## Description
Item No. | Tab Name | Description
1 | Assumptions | General assumptions including 2020 SP-15 forward monthly market prices
2 | Capacity Marginal Cost | Cost of an advanced simple cycle combustion turbine used for calculation of marginal generation capacity costs
3 | TOU Periods | Description of standard and grandfathered TOU periods
4 | Determinants - Standard TOU | Forecasted 2020 energy usage by customer class by Standard TOU period by season; includes seasonal on-peak demand
5 | Determinants - GF TOU | Forecasted 2020 energy usage by customer class by Grandfathered TOU period by season; includes seasonal on-peak demand
7 | Secondary Losses | Secondary distribution circuit losses calculated for each TOU period
8 | Primary Losses | Primary distribution circuit losses calculated for each TOU period
9 | Transmission Losses | Transmission circuit losses calculated for each TOU period
10 | Losses Summary | Summary of all losses on Tabs 7-9 by TOU period
11 | LOLP- SD Subarea | Table of total energy not served by hour in 2020 as a result of Loss of Load Probability simulation of the San Diego Sub-Area
12 | LOLP- SD Greater | Table of total energy not served by hour in 2020 as a result of Loss of Load Probability simulation of the Greater San Diego Area which includes generation resources in the Imperial Valley
13 | LOLP Summary- Combined | Combines the loss of load results from Tabs 11 and 12 @ 50% each, ranks each hour by the amount of energy not served in 2020. and identifies the top 100 hours of energy not served
14 | Top 100 Hours - 2020 | For each of the top 100 hours, 2020 bundled customer class usage is multiplied by the weighting of energy not served calculated on Tab 13; this calculation is done in columns AQ:AV
15 | Top 100 Hours - 2020 Summary | LOLP weightings of bundled usage calculated on Tab 14 for the top 100 hours are summarized by TOU period and customer class
16 | Net Load | 2020 Net load by hour; Net Load is defined as bundled load minus must-take generation (primarily renewable generation); net load is a proxy for marginal energy demand
17 | Net Load DST | 2020 hourly net load on Tab 16 is converted to daily savings time
18 | Net Load On Peak | 2020 hourly net load on Tab 17 is only shown for the market On-peak period using the 6 X16 definition of market On-peak
19 | Net Load Off Peak | 2020 hourly net load on Tab 17 is only shown for the market Off-peak period using the 6 X16 definition of market Off-peak
20 | Monthly Load Shape | Each hourly load from Tab 17 is divided by its corresponding monthly average On or Off Peak load to generate a load profile
21 | Long Prices | The hourly load profile from Tab 20 is multiplied by the corresponding monthly On or Off Peak price from Tab 1 to generate 2020 hourly market prices
22 | Prices Summary | Hourly prices from Tab 21 are aggregated by TOU period. A renewable price adder is calculated and added proportionately to represent a complete marginal energy price
23 | Price Shape Comparison | The seasonal weekday 2020 average hourly price profiles calculated on Tab 22 are compared graphicly with 2017 and 2018 actual SDG&E DLAP price profiles
24 | MEC - Standard TOU | Marginal Energy Revenue Allocations by customer class and circuit level are calculated by multiplying marginal prices (Tab 22) by Losses (Tab 10) by energy usage (Tab 4). Marginal Energy Rates, including losses, are also calculated
25 | MGCC- Standard TOU | Marginal Capacity Revenue Allocations by customer class and TOU period are calculated by multiplying top 100 hour load (Tab 15) by Capacity Marginal Cost (Tab 2) and top 100 hour TOU allocation (Tab 15). Marginal Capacity Rates, including losses, are also calculated
26 | MEC- GF TOU | Identical to Tab 24 but for Grandfathered TOU periods
27 | MGCC- GF TOU | Identical to Tab 25 but for Grandfathered TOU periods
28 | EPMC- Standard TOU | Marginal Rate Revenue for capacity and energy are calculated by TOU period and customer class using rates and customer usage from Tabs 24 and 25. Equal Percent Marginal Cost is calculated by grossing marginal revenue up to the target revenue
29 | EPMC- GF TOU | Identical to Tab 28 but for Grandfathered TOU periods
30 | Schools Comparison- Std TOU | Identical to Tab 28 but for Schools as a separate class
31 | Schools Comparison- GF TOU | Identical to Tab 30 but for Grandfathered TOU periods
32 | Revenue Allocations | Summarizes Proposed Commodity Revenue Allocations from Tabs 28 and 30. Also compares Proposed allocations with Current

## Assumptions
Data Year | 2020 | (leap year)
LOLP Summary - Combined | Area Weighting
| SD Subarea | 50%
| Greater San Diego | 50%
Seasons |  | Start Date | End Date
| Summer | 2020-06-01 | 2020-10-31
| Winter | 2020-01-01 | 2020-05-31
|  | 2020-11-01 | 2020-12-31
List of SDG&E Holidays
When a Holiday listed below falls on Sunday, the following Monday shall be defined as a Holiday. No change will be made for Holidays falling on Saturday.
Name | Date | Day of Week | Holiday Adjusted Date
New Year's Day | 2020-01-01 | Wednesday | 2020-01-01
President's Day | 2020-02-17 | Monday | 2020-02-17
Memorial Day | 2020-05-25 | Monday | 2020-05-25
Independence Day | 2020-07-04 | Saturday | 2020-07-04
Labor Day | 2020-09-07 | Monday | 2020-09-07
Veterans Day | 2020-11-11 | Wednesday | 2020-11-11
Thanksgiving Day | 2020-11-26 | Thursday | 2020-11-26
Christmas Day | 2020-12-25 | Friday | 2020-12-25
Daylight Savings
DST Begins | 2020-03-08 | 2am
DST Ends | 2020-11-01 | 2am
SP-15 Forward Prices
Year_month | On-Peak | Off-Peak
202001
202002
202003
202004
202005
202006
202007
202008
202009
202010
202011
202012
Formulas:
End Date = IF([Start Date]="Sunday",[Date]+1,[Date])

## Capacity Marginal Cost
2019 GRC Phase 2 Cost of Combustion Turbine
Line No. | Description | Value | Calculation | Notes | Source
1 | CT Installed Cost per kW ($2013) | 1085 | Input | Table 59: Natural Gas-Fired Instant and Installed Costs by Developer - Advanced Combustion Turbine 200 MW Mid Case for IOU (March 2015) | California Energy Commission: Estimated Cost of New Renewable and Fossil Generation in California
2 | RECC | 8.816% | Input | RECC based on 2018 financial assumptions | FERC Account E-344 [Generators]
3 | Annualization using RECC | 95.6523 | Line 1 x Line 2
4 | Fixed O&M ($2013) | 25.24 | Input | Table 60: Natural Gas-Fired Technology Operation and Maintenance Costs - Advanced Combustion Turbine 200 MW Mid Case | California Energy Commission: Estimated Cost of New Renewable and Fossil Generation in California
5 | Subtotal $2013 | 120.8923 | Line 3 + Line 4
6 | General Plant Loading Factor | 2.772% | Input | 5-year average 2013-2017 actuals | [2019 GRC Phase 2 - Load Factors (Tax Adjusted).xlsx] FERC Form 1 page 207
7 | General Plant Loading | 2.6518 | Line 3 x Line 6
8 | Working Capital Loading Factor | 1.502% | Input | Average of 2012, 2016, and 2019 GRC test year inputs | [2019 GRC Phase 2 - Load Factors (Tax Adjusted).xlsx] SDG&E's GRC Phase 1 Applications: 2012 (A.10-12-005), 2016 (A.14-11-003), 2019 (A.17-10-007)
9 | Working Capital Loading | 1.437 | Line 3 x Line 8
10 | A&G on Plant Loading Factor | 2.101% | Input | 5-year average 2013-2017 actuals | [2019 GRC Phase 2 - Load Factors (Tax Adjusted).xlsx] FERC Form 1 pages 207, 320, 321, 323
11 | A&G on Plant Loading | 2.0651 | Line 3 x Line 10
12 | Total Annual Cost $2013 | 127.0462 | Line 5 + Line 7 + Line 9 + Line 11
13 | Escalaction Factor $2013 to $2020 | 1.2334 | Input | Average 3.04% per year 2014-2020 [Other Production Plant] - (1.0304^7) | 2019 GRC Phase 1 (A.17-10-007) Testimony of Scott Wilder; data based on Global Insight 1st Quarter 2017 utility cost forecast - released 4/26/17
14 | Total Annual Cost $2020 | 156.6939 | Line 12 x Line 13
15 | Energy Market Earnings $2016 | 14.5533 | Input | Table 1.8 Financial Analysis of New Combustion Turbine (2016) - Average of SP-15 three scenarios (May 2017) | CAISO 2016 Annual Report on Market Issues & Performance
16 | Escalation Factor $2016 to $2020 | 1.1172 | Input | Average 2.81% per year 2017-2020 [Other Production Plant] - (1.0281^4) | 2019 GRC Phase 1 (A.17-10-007) Testimony of Scott Wilder; data based on Global Insight 1st Quarter 2017 utility cost forecast - released 4/26/17
17 | Total Market Earnings $2020 | 16.2595 | Line 15 x Line 16
18 | $2020 Generation Capacity Cost | 140.4344 | Line 12 - Line 17

## TOU Periods
Standard TOU |  |  | Grandfathering TOU |  |  | Number of Hours
| Weekdays | Weekends/Holidays |  | Weekdays | Weekends/Holidays |  | GF TOU | DR-TOU | DR-SES | EV-TOU | EV-TOU2
Summer |  |  | Summer |  |  | Summer
On Peak | 4pm-9pm | 4pm-9pm | On Peak | 11am-6pm |  | on | 35 | 30 | 35 | 56 | 42
Off Peak | 6am-4pm | 2pm-4pm | Semi Peak | 6am-11am |  | semi | 45 | 0 | 0 | 0 | 0
| 9pm-midnight | 9pm-midnight |  | 6pm-10pm |  | off | 88 | 138 | 45 | 77 | 91
Super Off Peak | midnight-6am | midnight-2pm | Off Peak | 10pm-6am | All hours | super off | 0 | 0 | 88 | 35 | 35
Winter |  |  | Winter |  |  | total | 168 | 168 | 168 | 168 | 168
On Peak | 4pm-9pm | 4pm-9pm | On Peak | 5pm-8pm
Off Peak | 6am-4pm | 2pm-4pm | Semi Peak | 6am-5pm |  | Winter
| Excl. 10am-2pm in March and April | 9pm-midnight |  | 8pm-10pm |  | on | 15 | 30 | 0 | 56 | 42
| 9pm-midnight |  | Off Peak | 10pm-6am | All hours | semi | 65 | 0 | 0 | 0 | 0
Super Off Peak | midnight-6am | midnight-2pm |  |  |  | off | 88 | 138 | 60 | 77 | 91
| 10am-2pm in March and April |  | Grandfathering DR-TOU |  |  | super off |  | 0 | 108 | 35 | 35
|  |  |  | Weekdays | Weekends/Holidays | total | 168 | 168 | 168 | 168 | 168
Two-Period TOU |  |  | Summer
| Weekdays | Weekends/Holidays | On Peak | 12pm-6pm
Summer |  |  | Off Peak | All other hours | All hours
On Peak | 4pm-9pm |  | Winter
Off Peak | 12am-4pm | All hours | On Peak | 12pm-6pm
| 9pm-12am |  | Off Peak | All other hours | All hours
Winter
On Peak | 4pm-9pm |  | Grandfathering DR-SES
Off Peak | 12am-4pm | All hours |  | Weekdays | Weekends/Holidays
| 9pm-12am |  | Summer
|  |  | On Peak | 11am-6pm
Season |  |  | Off Peak | 6am-11am
Summer | June 1-October 31 |  |  | 6pm-10pm
Winter | November 1-May 31 |  | Super Off Peak | 10pm-6am | all hours
Winter
On Peak
|  |  | Off Peak | 6am-6pm
|  |  | Super Off Peak | 6pm-6am | all hours
Grandfathering EV-TOU
|  |  |  | Weekdays | Weekends/Holidays
Summer
|  |  | On Peak | 12pm-8pm | 12pm-8pm
|  |  | Off Peak | 8pm-12am | 8pm-12am
|  |  |  | 5am-12pm | 5am-12pm
|  |  | Super Off Peak | 12am-5am | 12am-5am
Winter
|  |  | On Peak | 12pm-8pm | 12pm-8pm
|  |  | Off Peak | 8pm-12am | 8pm-12am
|  |  |  | 5am-12pm | 5am-12pm
|  |  | Super Off Peak | 12am-5am | 12am-5am
Grandfathering EV-TOU-2
|  |  |  | Weekdays | Weekends/Holidays
Summer
|  |  | On Peak | 12pm-6pm
|  |  | Off Peak | 6pm-12am | all hours
5am-12pm
|  |  | Super Off Peak | 12am-5am | 12am-5am
Winter
|  |  | On Peak | 12pm-6pm
|  |  | Off Peak | 6pm-12am | all hours
5am-12pm
|  |  | Super Off Peak | 12am-5am | 12am-5am

## Determinants - Standard TOU
On Peak Demand
| Summer |  |  |  | Winter |  |  |  | Annual |  | Summer | Winter
Schedule - Voltage | On-Peak | Off-Peak | Super Off-Peak | Total kWh | On-Peak | Off-Peak | Super Off-Peak | Total kWh | Total kWh | RESIDENTIAL
Residential | [9 empty] | Secondary
Secondary | [9 empty] | SMALL COMMERCIAL
DR (includes DRLI) | [9 empty] | Secondary
DR-TOU | [9 empty] | Primary
DRSES | [9 empty] | MEDIUM/LARGE C&I
EV-TOU | [9 empty] | Secondary
EV-TOU-2 | [9 empty] | Primary
DM, DS, DT, DTRV (includes LI) | [9 empty] | Transmission
Small Commercial | [9 empty] | AGRICULTURAL
Secondary | [9 empty] | Secondary
TOU-A (includes A-ELI) | [9 empty] | Primary
ATC | [9 empty] | LIGHTING
ATOU (includes ATOU-ELI) | [9 empty] | Secondary
UM | [9 empty] | SCHOOLS
Primary | [9 empty] | Secondary
TOU-A (includes A-ELI) | [9 empty] | Primary
Total M/L C&I | [9 empty] | Transmission
Secondary
Primary | [9 empty] | UM Demand Factors | 0.3964% | 0.4183%
Transmission
Agriculture
Secondary
PAT1
TOU-PA
Primary
PAT1
Lighting
Secondary
Schools
Secondary - Res
DR (includes DRLI)
DR-TOU
DRSES
EV-TOU
EV-TOU-2
DM, DS, DT, DTRV (includes LI)
Secondary - Sm Com
TOU-A (includes A-ELI)
ATC
ATOU (includes ATOU-ELI)
Primary - Sm Com
TOU-A (includes A-ELI)
Secondary - M/L
OL-TOU
AD-TOU
AY-TOU
AL-TOU
DGR
A6-TOU
Primary - M/L
OL-TOU
AD-TOU
AY-TOU
AL-TOU
DGR
A6-TOU
Transmission - M/L
OL-TOU
AD-TOU
AY-TOU
AL-TOU
DGR
A6-TOU
Secondary - Ag
PAT1
TOU-PA
Primary - Ag
PAT1
Secondary - Lighting
Total Schools - Secondary
Total Schools - Primary
Total Schools - Transmission
| Summer |  |  |  | Winter |  |  |  | Annual
Schedule - Secondary Only | On-Peak | Off-Peak | Super Off-Peak | Total kWh | On-Peak | Off-Peak | Super Off-Peak | Total kWh | Total kWh
UM | 23.29% | 51% | 25.71% |  | 23.1% | 44.8% | 32.1%
Lighting | 17.03% | 30.23% | 52.73% |  | 26.27% | 26.15% | 47.58%
Schools - Lighting | 17.03% | 30.23% | 52.73% |  | 26.27% | 26.15% | 47.58%
RESIDENTIAL
SMALL COMMERCIAL
MEDIUM/LARGE C&I
AGRICULTURAL
LIGHTING
SCHOOLS
TOTAL

## Determinants - GF TOU
On Peak Demand
| Summer |  |  |  | Winter |  |  |  | Annual |  | Summer | Winter
Schedule - Voltage | On-Peak | Off-Peak | Super Off-Peak | Total kWh | On-Peak | Off-Peak | Super Off-Peak | Total kWh | Total kWh | RESIDENTIAL
Residential | [9 empty] | Secondary
Secondary | [9 empty] | SMALL COMMERCIAL
DR (includes DRLI) | [9 empty] | Secondary
DR-TOU | [9 empty] | Primary
DRSES | [9 empty] | MEDIUM/LARGE C&I
EV-TOU | [9 empty] | Secondary
EV-TOU-2 | [9 empty] | Primary
DM, DS, DT, DTRV (includes LI) | [9 empty] | Transmission
Small Commercial | [9 empty] | AGRICULTURAL
Secondary | [9 empty] | Secondary
TOU-A (includes A-ELI) | [9 empty] | Primary
ATC | [9 empty] | LIGHTING
ATOU (includes ATOU-ELI) | [9 empty] | Secondary
UM | [9 empty] | SCHOOLS
Primary | [9 empty] | Secondary
TOU-A (includes A-ELI) | [9 empty] | Primary
Total M/L C&I | [9 empty] | Transmission
Secondary
Primary | [9 empty] | UM Demand Factors | 0.4153% | 0.3698%
Transmission
Agriculture
Secondary
PAT1
TOU-PA
Primary
PAT1
Lighting
Secondary
Schools
Secondary
DR (includes DRLI)
DR-TOU
DRSES
EV-TOU
EV-TOU-2
DM, DS, DT, DTRV (includes LI)
Secondary
TOU-A (includes A-ELI)
ATC
ATOU (includes ATOU-ELI)
Primary
TOU-A (includes A-ELI)
Secondary - M/L
OL-TOU
AD-TOU
AY-TOU
AL-TOU
DGR
A6-TOU
Primary - M/L
OL-TOU
AD-TOU
AY-TOU
AL-TOU
DGR
A6-TOU
Transmission - M/L
OL-TOU
AD-TOU
AY-TOU
AL-TOU
DGR
A6-TOU
Secondary - Ag
PAT1
TOU-PA
Primary - Ag
PAT1
Secondary - Lighting
Secondary - Total Schools
Primary - Total Schools
Transmission - Total Schools
| Summer |  |  |  | Winter |  |  |  | Annual
Schedule - Secondary Only | On-Peak | Off-Peak | Super Off-Peak | Total kWh | On-Peak | Off-Peak | Super Off-Peak | Total kWh | Total kWh
UM | 30.39% | 27.82% | 41.79% |  | 10.04% | 45.98% | 43.97%
Lighting | 17.03% | 30.23% | 52.73% |  | 26.27% | 26.15% | 47.58%
Lighting - Schools | 17.03% | 30.23% | 52.73% |  | 26.27% | 26.15% | 47.58%
RESIDENTIAL
SMALL COMMERCIAL
MEDIUM/LARGE C&I
AGRICULTURAL
LIGHTING
SCHOOLS
TOTAL

## Secondary Losses
Standard TOU | [8 empty] | Hourly Energy Losses
| Energy Loss | weekdays |  | weekend |  | Hours |  |  | AVERAGE WEEKDAY
Summer (June 1 - October 31) |  | Days | Losses | Days | Losses | weekdays | weekend |  | Jan | Feb | Mar | Apr | May | Jun | Jul | Aug | Sep | Oct | Nov | Dec
On-Peak: 4 p.m. to 9 p.m. Everyday | 1.061 | 107 | 1.062 | 46 | 1.0585 | 5 | 5 | 1 | 1.0521 | 1.0519 | 1.0518 | 1.0516 | 1.0517 | 1.0518 | 1.0529 | 1.0532 | 1.0525 | 1.052 | 1.0521 | 1.0527
Off-Peak: All Other Hours | 1.06 | 107 | 1.0606 | 46 | 1.0559 | 13 | 5 | 2 | 1.0516 | 1.0516 | 1.0517 | 1.0517 | 1.0516 | 1.0516 | 1.0524 | 1.0527 | 1.0521 | 1.0516 | 1.0517 | 1.0521
Super Off-Peak: 12 a.m. to 6 a.m. Weekdays and 12 a.m. to 2 p.m. Weekends/Holidays | 1.0536 | 107 | 1.0527 | 46 | 1.0545 | 6 | 14 | 3 | 1.0516 | 1.0517 | 1.0518 | 1.0518 | 1.0517 | 1.0517 | 1.0521 | 1.0525 | 1.052 | 1.0516 | 1.0516 | 1.0519
[8 empty] | 4 | 1.0516 | 1.0517 | 1.0518 | 1.0517 | 1.0516 | 1.0516 | 1.0523 | 1.0527 | 1.0523 | 1.0518 | 1.0516 | 1.052
Winter (November 1 - May 31) | [7 empty] | 5 | 1.0518 | 1.0518 | 1.0516 | 1.0521 | 1.0522 | 1.0522 | 1.053 | 1.0536 | 1.0534 | 1.0529 | 1.0521 | 1.0526
On-Peak: 4 p.m. to 9 p.m. Everyday | 1.0594 | 149 | 1.0603 | 64 | 1.0573 | 5 | 5 | 6 | 1.0533 | 1.0532 | 1.0528 | 1.0535 | 1.0535 | 1.0534 | 1.0541 | 1.055 | 1.055 | 1.0548 | 1.0536 | 1.0542
Off-Peak: All Other Hours | 1.0568 | 149 | 1.0572 | 64 | 1.0542 | 13 | 5 | 7 | 1.0554 | 1.0553 | 1.0545 | 1.0549 | 1.0551 | 1.0552 | 1.0559 | 1.0568 | 1.0567 | 1.0562 | 1.0552 | 1.056
Super Off-Peak: 12 a.m. to 6 a.m. Weekdays and 10 a.m. to 2 p.m. Weekdays in March and April and 12 a.m. to 2 p.m. Weekends/Holidays | 1.0532 | 149 | 1.0532 | 64 | 1.0532 | 6 | 14 | 8 | 1.0567 | 1.0566 | 1.0558 | 1.056 | 1.0565 | 1.0568 | 1.0586 | 1.0595 | 1.0589 | 1.0578 | 1.0565 | 1.0577
[8 empty] | 9 | 1.0577 | 1.0576 | 1.0569 | 1.0573 | 1.0582 | 1.0585 | 1.0611 | 1.0618 | 1.0609 | 1.0594 | 1.0579 | 1.0587
[8 empty] | 10 | 1.0584 | 1.0583 | 1.058 | 1.0584 | 1.0596 | 1.0599 | 1.0631 | 1.0639 | 1.0626 | 1.0607 | 1.0589 | 1.0593
[8 empty] | 11 | 1.0589 | 1.0587 | 1.0588 | 1.0589 | 1.0603 | 1.0606 | 1.0646 | 1.0657 | 1.0638 | 1.0614 | 1.0594 | 1.0594
Grandfathering TOU | [7 empty] | 12 | 1.0589 | 1.0587 | 1.059 | 1.0591 | 1.0605 | 1.0608 | 1.0656 | 1.067 | 1.0649 | 1.0619 | 1.0596 | 1.0593
| Energy Loss | weekdays |  | weekend |  | Hours |  | 13 | 1.0587 | 1.0585 | 1.059 | 1.0592 | 1.0607 | 1.0608 | 1.0662 | 1.0679 | 1.0657 | 1.0622 | 1.0595 | 1.059
Summer (June 1 - October 31) |  | Days | Losses | Days | Losses | weekdays | weekend | 14 | 1.0585 | 1.0582 | 1.0589 | 1.059 | 1.0606 | 1.061 | 1.0666 | 1.0686 | 1.0662 | 1.0622 | 1.0595 | 1.0588
On-Peak: 11 a.m. to 6 p.m. Weekdays | 1.064 | 107 | 1.064 | 46 | 0 | 7 | 0 | 15 | 1.0581 | 1.0577 | 1.0586 | 1.0587 | 1.0604 | 1.0609 | 1.0667 | 1.0688 | 1.0662 | 1.062 | 1.059 | 1.0583
Semi-Peak: 6 a.m. to 11 a.m. and 6 p.m. to 10 p.m. | 1.0602 | 107 | 1.0602 | 46 | 0 | 9 | 0 | 16 | 1.0577 | 1.0574 | 1.0581 | 1.0581 | 1.06 | 1.0604 | 1.0663 | 1.0682 | 1.0655 | 1.0614 | 1.0585 | 1.0582
Off-Peak: All Other Hours including Weekends & Holidays | 1.0545 | 107 | 1.053 | 46 | 1.0556 | 8 | 24 | 17 | 1.0585 | 1.0576 | 1.0578 | 1.0574 | 1.0592 | 1.0596 | 1.0651 | 1.0664 | 1.0639 | 1.0609 | 1.0606 | 1.0614
[8 empty] | 18 | 1.0619 | 1.0603 | 1.0589 | 1.057 | 1.0583 | 1.0585 | 1.0632 | 1.064 | 1.063 | 1.0621 | 1.0628 | 1.0646
Winter (November 1 - May 31) | [7 empty] | 19 | 1.0622 | 1.0619 | 1.0614 | 1.0586 | 1.0586 | 1.0583 | 1.062 | 1.0636 | 1.064 | 1.0626 | 1.0623 | 1.0642
On-Peak: 5 p.m. to 8 p.m. Weekdays | 1.061 | 149 | 1.061 | 64 | 0 | 3 | 0 | 20 | 1.0613 | 1.0611 | 1.0609 | 1.0599 | 1.0605 | 1.0599 | 1.0628 | 1.0642 | 1.0633 | 1.0612 | 1.0612 | 1.0632
Semi-Peak: 6 a.m. to 5 p.m. and 8 p.m. to 10 p.m. | 1.0583 | 149 | 1.0583 | 64 | 0 | 13 | 0 | 21 | 1.0599 | 1.0597 | 1.0595 | 1.0582 | 1.0589 | 1.0591 | 1.0619 | 1.062 | 1.0607 | 1.0588 | 1.0596 | 1.0618
Off-Peak: All Other Hours including Weekends & Holidays | 1.0536 | 149 | 1.0528 | 64 | 1.0543 | 8 | 24 | 22 | 1.0573 | 1.0571 | 1.0569 | 1.0556 | 1.0558 | 1.056 | 1.0588 | 1.0587 | 1.0571 | 1.0557 | 1.0568 | 1.0592
[8 empty] | 23 | 1.0549 | 1.0548 | 1.0545 | 1.0537 | 1.0539 | 1.0541 | 1.0556 | 1.0556 | 1.0548 | 1.0539 | 1.0547 | 1.0558
[8 empty] | 24 | 1.0533 | 1.0531 | 1.0529 | 1.0525 | 1.0526 | 1.0528 | 1.054 | 1.0542 | 1.0535 | 1.0528 | 1.0532 | 1.054
Two Period TOU
| Energy Loss | weekdays |  | weekend |  | Hours
Summer (June 1 - October 31) |  | Days | Losses | Days | Losses | weekdays | weekend |  | AVERAGE WEEKDAY Jan: AVERAGE WEEKEND
On-Peak: 4 p.m. to 9 p.m. Weekdays | 1.062 | 109 | 1.062 | 43 | 0 | 5 | 0 |  | Jan | Feb | Mar | Apr | May | Jun | Jul | Aug | Sep | Oct | Nov | Dec
Off-Peak: All Other Hours | 1.0573 | 109 | 1.0581 | 43 | 1.0556 | 19 | 24 | 1 | 1.0523 | 1.0521 | 1.052 | 1.052 | 1.0518 | 1.0519 | 1.053 | 1.0533 | 1.0516 | 1.0521 | 1.0518 | 1.0528
[8 empty] | 2 | 1.0517 | 1.0516 | 1.0517 | 1.0522 | 1.0516 | 1.0521 | 1.0524 | 1.0527 | 1.0518 | 1.0517 | 1.052 | 1.0522
Winter (November 1 - May 31) | [7 empty] | 3 | 1.0516 | 1.0517 | 1.0518 | 1.0522 | 1.0517 | 1.0522 | 1.0521 | 1.0525 | 1.0519 | 1.0516 | 1.0521 | 1.0519
On-Peak: 4 p.m. to 9 p.m. Weekdays | 1.0603 | 149 | 1.0603 | 64 | 0 | 5 | 0 | 4 | 1.0517 | 1.0517 | 1.0518 | 1.0523 | 1.0518 | 1.0522 | 1.052 | 1.0524 | 1.0519 | 1.0516 | 1.0521 | 1.0518
Off-Peak: All Other Hours | 1.0552 | 149 | 1.0558 | 64 | 1.0543 | 19 | 24 | 5 | 1.0516 | 1.0517 | 1.0518 | 1.0522 | 1.0517 | 1.0521 | 1.0521 | 1.0526 | 1.0518 | 1.0518 | 1.052 | 1.052
[8 empty] | 6 | 1.0518 | 1.0517 | 1.0517 | 1.0521 | 1.0516 | 1.0521 | 1.0523 | 1.0529 | 1.0516 | 1.0524 | 1.0518 | 1.0526
DR-TOU | [7 empty] | 7 | 1.0525 | 1.0523 | 1.0518 | 1.0518 | 1.0522 | 1.0518 | 1.053 | 1.0536 | 1.052 | 1.053 | 1.0516 | 1.0532
| Energy Loss | weekdays |  | weekend |  | Hours |  | 8 | 1.0533 | 1.0531 | 1.0528 | 1.0517 | 1.0534 | 1.0521 | 1.0544 | 1.0551 | 1.0531 | 1.0541 | 1.0522 | 1.0542
Summer (June 1 - October 31) |  | Days | Losses | Days | Losses | weekdays | weekend | 9 | 1.0543 | 1.0541 | 1.0538 | 1.0526 | 1.0546 | 1.0531 | 1.0559 | 1.057 | 1.0542 | 1.0552 | 1.0531 | 1.0552
On-Peak: 12 p.m. to 6 p.m. Weekdays | 1.064 | 109 | 1.064 | 43 | 0 | 6 | 0 | 10 | 1.055 | 1.0549 | 1.0545 | 1.0532 | 1.0554 | 1.0538 | 1.0579 | 1.0592 | 1.0553 | 1.056 | 1.0537 | 1.0558
Off-Peak: All Other Hours including Weekends & Holidays | 1.0567 | 109 | 1.0573 | 43 | 1.0556 | 18 | 24 | 11 | 1.0553 | 1.0552 | 1.0551 | 1.0535 | 1.0559 | 1.0542 | 1.0594 | 1.0608 | 1.056 | 1.0567 | 1.054 | 1.056
[8 empty] | 12 | 1.0554 | 1.0552 | 1.0552 | 1.0535 | 1.056 | 1.0544 | 1.0603 | 1.0617 | 1.0567 | 1.057 | 1.0541 | 1.056
[8 empty] | 13 | 1.0553 | 1.0551 | 1.0551 | 1.0535 | 1.056 | 1.0543 | 1.0607 | 1.0623 | 1.0572 | 1.057 | 1.054 | 1.0558
Winter (November 1 - May 31) | [7 empty] | 14 | 1.0551 | 1.0549 | 1.055 | 1.0533 | 1.056 | 1.0542 | 1.061 | 1.0627 | 1.0576 | 1.057 | 1.0538 | 1.0556
On-Peak: 12 p.m. to 6 p.m. Weekdays | 1.0591 | 149 | 1.0591 | 64 | 0 | 6 | 0 | 15 | 1.0549 | 1.0547 | 1.0548 | 1.0532 | 1.056 | 1.0542 | 1.0613 | 1.063 | 1.0577 | 1.057 | 1.0537 | 1.0555
Off-Peak: All Other Hours including Weekends & Holidays | 1.0553 | 149 | 1.0559 | 64 | 1.0543 | 18 | 24 | 16 | 1.0548 | 1.0546 | 1.0548 | 1.0531 | 1.0559 | 1.0541 | 1.0613 | 1.063 | 1.0577 | 1.057 | 1.0538 | 1.0557
[8 empty] | 17 | 1.0556 | 1.055 | 1.055 | 1.0532 | 1.0559 | 1.0541 | 1.061 | 1.0626 | 1.0573 | 1.0573 | 1.0554 | 1.0591
DR-SES | [7 empty] | 18 | 1.0593 | 1.0576 | 1.0561 | 1.0534 | 1.0558 | 1.0541 | 1.0603 | 1.0616 | 1.0571 | 1.0592 | 1.0573 | 1.0621
| Energy Loss | weekdays |  | weekend |  | Hours |  | 19 | 1.0599 | 1.0593 | 1.0589 | 1.0544 | 1.0562 | 1.0542 | 1.0595 | 1.0618 | 1.0582 | 1.0602 | 1.0571 | 1.0619
Summer (June 1 - October 31) |  | Days | Losses | Days | Losses | weekdays | weekend | 20 | 1.0592 | 1.0587 | 1.0586 | 1.0552 | 1.0583 | 1.0551 | 1.0605 | 1.0622 | 1.0578 | 1.059 | 1.0562 | 1.0612
On-Peak: 11 a.m. to 6 p.m. Weekdays | 1.064 | 107 | 1.064 | 46 | 0 | 7 | 0 | 21 | 1.0578 | 1.0574 | 1.0573 | 1.0545 | 1.0571 | 1.0549 | 1.06 | 1.0606 | 1.0559 | 1.057 | 1.0553 | 1.0599
Off-Peak: 6 a.m. to 11 a.m. and 6 p.m. to 10 p.m. | 1.0602 | 107 | 1.0602 | 46 | 0 | 9 | 0 | 22 | 1.0559 | 1.0557 | 1.0556 | 1.0533 | 1.0552 | 1.0536 | 1.0575 | 1.0578 | 1.0544 | 1.0551 | 1.0541 | 1.0577
Super Off-Peak: All Other Hours including Weekends & Holidays | 1.0545 | 107 | 1.053 | 46 | 1.0556 | 8 | 24 | 23 | 1.0544 | 1.0542 | 1.0539 | 1.052 | 1.0536 | 1.0522 | 1.0551 | 1.0553 | 1.0529 | 1.0536 | 1.0528 | 1.0553
[8 empty] | 24 | 1.0531 | 1.0529 | 1.0526 | 1.0518 | 1.0525 | 1.0517 | 1.0537 | 1.054 | 1.0519 | 1.0526 | 1.0516 | 1.0537
Winter (November 1 - May 31)
Off-Peak: 6a.m. to 6 p.m. Weekdays | 1.0585 | 149 | 1.0585 | 64 | 0 | 12 | 0
Super Off Peak: All Other Hours including Weekends and Holidays | 1.0546 | 149 | 1.0549 | 64 | 1.0543 | 12 | 24
EV-TOU
| Energy Loss | weekdays |  | weekend |  | Hours
Summer (June 1 - October 31) |  | Days | Losses | Days | Losses | weekdays | weekend
On-Peak: 12 p.m. to 8 p.m. Every Day | 1.0621 | 107 | 1.0636 | 46 | 1.0586 | 8 | 8
Off-Peak: All Other Hours | 1.0578 | 107 | 1.059 | 46 | 1.055 | 5 | 5
Super Off-Peak: 12 a.m. to 5 a.m. Every Day | 1.0523 | 107 | 1.0523 | 46 | 1.0521 | 11 | 11
Winter (November 1 - May 31)
On-Peak: 12 p.m. to 8 p.m. Every Day | 1.0586 | 149 | 1.0597 | 64 | 1.0561 | 8 | 8
Off-Peak: All Other Hours | 1.0559 | 149 | 1.0568 | 64 | 1.054 | 5 | 5
Super Off-Peak: 12 a.m. to 5 a.m. Every Day | 1.0519 | 149 | 1.0518 | 64 | 1.0519 | 11 | 11
EV-TOU-2
| Energy Loss | weekdays |  | weekend |  | Hours
Summer (June 1 - October 31) |  | Days | Losses | Days | Losses | weekdays | weekend
On-Peak: 12 p.m. to 6 p.m. Every Day | 1.0624 | 107 | 1.064 | 46 | 1.0585 | 8 | 8
Off-Peak: All Other Hours | 1.0581 | 107 | 1.0592 | 46 | 1.0556 | 5 | 5
Super Off-Peak: 12 a.m. to 5 a.m. Every Day | 1.0523 | 107 | 1.0523 | 46 | 1.0521 | 11 | 11
Winter (November 1 - May 31)
On-Peak: 12 p.m. to 6 p.m. Every Day | 1.058 | 149 | 1.0591 | 64 | 1.0553 | 8 | 8
Off-Peak: All Other Hours | 1.0566 | 149 | 1.0575 | 64 | 1.0547 | 5 | 5
Super Off-Peak: 12 a.m. to 5 a.m. Every Day | 1.0519 | 149 | 1.0518 | 64 | 1.0519 | 11 | 11

## Primary Losses
Standard TOU | [8 empty] | Hourly Energy Losses
| Energy Loss | weekdays |  | weekend |  | Hours |  |  | AVERAGE WEEKDAY
Summer (June 1 - October 31) |  | Days | Losses | Days | Losses | weekdays | weekend |  | 1 | 2 | 3 | 4 | 5 | 6 | 7 | 8 | 9 | 10 | 11 | 12
On-Peak: 4 p.m. to 9 p.m. Everyday | 1.0558 | 107 | 1.0567 | 46 | 1.0538 | 5 | 5 | 1 | 1.0489 | 1.0487 | 1.0486 | 1.0485 | 1.0486 | 1.0487 | 1.0494 | 1.0496 | 1.0492 | 1.0488 | 1.0489 | 1.0492
Off-Peak: All Other Hours | 1.0551 | 107 | 1.0556 | 46 | 1.0518 | 13 | 5 | 2 | 1.0485 | 1.0485 | 1.0487 | 1.0487 | 1.0486 | 1.0485 | 1.049 | 1.0493 | 1.0489 | 1.0485 | 1.0486 | 1.0489
Super Off-Peak: 12 a.m. to 6 a.m. Weekdays and 12 a.m. to 2 p.m. Weekends/Holidays | 1.05 | 107 | 1.0493 | 46 | 1.0507 | 6 | 14 | 3 | 1.0486 | 1.0487 | 1.0488 | 1.0488 | 1.0487 | 1.0487 | 1.0489 | 1.0491 | 1.0488 | 1.0485 | 1.0485 | 1.0487
[8 empty] | 4 | 1.0486 | 1.0487 | 1.0488 | 1.0487 | 1.0486 | 1.0486 | 1.049 | 1.0493 | 1.049 | 1.0487 | 1.0485 | 1.0488
Winter (November 1 - May 31) | [7 empty] | 5 | 1.0487 | 1.0486 | 1.0485 | 1.0488 | 1.0489 | 1.0489 | 1.0495 | 1.0499 | 1.0498 | 1.0494 | 1.0489 | 1.0492
On-Peak: 4 p.m. to 9 p.m. Everyday | 1.0545 | 149 | 1.0553 | 64 | 1.0528 | 5 | 5 | 6 | 1.0497 | 1.0497 | 1.0493 | 1.0499 | 1.0498 | 1.0498 | 1.0503 | 1.0509 | 1.051 | 1.0508 | 1.0499 | 1.0504
Off-Peak: All Other Hours | 1.0524 | 149 | 1.0527 | 64 | 1.0504 | 13 | 5 | 7 | 1.0512 | 1.0512 | 1.0505 | 1.0509 | 1.0511 | 1.0511 | 1.0516 | 1.0524 | 1.0523 | 1.0519 | 1.0511 | 1.0517
Super Off-Peak: 12 a.m. to 6 a.m. Weekdays and 10 a.m. to 2 p.m. Weekdays in March and April and 12 a.m. to 2 p.m. Weekends/Holidays | 1.0497 | 149 | 1.0497 | 64 | 1.0497 | 6 | 14 | 8 | 1.0523 | 1.0522 | 1.0515 | 1.0517 | 1.0521 | 1.0524 | 1.0539 | 1.0546 | 1.0541 | 1.0532 | 1.0521 | 1.0531
[8 empty] | 9 | 1.0531 | 1.053 | 1.0525 | 1.0528 | 1.0535 | 1.0538 | 1.0559 | 1.0566 | 1.0558 | 1.0545 | 1.0533 | 1.054
[8 empty] | 10 | 1.0537 | 1.0536 | 1.0534 | 1.0537 | 1.0547 | 1.055 | 1.0576 | 1.0583 | 1.0572 | 1.0556 | 1.0541 | 1.0544
[8 empty] | 11 | 1.0541 | 1.0539 | 1.054 | 1.0541 | 1.0553 | 1.0555 | 1.0589 | 1.0599 | 1.0582 | 1.0562 | 1.0546 | 1.0545
Grandfathering TOU | [7 empty] | 12 | 1.0541 | 1.054 | 1.0542 | 1.0543 | 1.0555 | 1.0557 | 1.0597 | 1.0609 | 1.0591 | 1.0566 | 1.0547 | 1.0544
| Energy Loss | weekdays |  | weekend |  | Hours |  | 13 | 1.054 | 1.0538 | 1.0542 | 1.0543 | 1.0556 | 1.0557 | 1.0602 | 1.0618 | 1.0599 | 1.0569 | 1.0547 | 1.0542
Summer (June 1 - October 31) |  | Days | Losses | Days | Losses | weekdays | weekend | 14 | 1.0538 | 1.0536 | 1.0541 | 1.0542 | 1.0556 | 1.0559 | 1.0606 | 1.0624 | 1.0603 | 1.0569 | 1.0546 | 1.054
On-Peak: 11 a.m. to 6 p.m. Weekdays | 1.0584 | 107 | 1.0584 | 46 | 0 | 7 | 0 | 15 | 1.0535 | 1.0532 | 1.0539 | 1.0539 | 1.0554 | 1.0558 | 1.0607 | 1.0625 | 1.0603 | 1.0567 | 1.0542 | 1.0536
Semi-Peak: 6 a.m. to 11 a.m. and 6 p.m. to 10 p.m. | 1.0552 | 107 | 1.0552 | 46 | 0 | 9 | 0 | 16 | 1.0531 | 1.0528 | 1.0535 | 1.0534 | 1.055 | 1.0554 | 1.0603 | 1.062 | 1.0597 | 1.0562 | 1.0538 | 1.0536
Off-Peak: All Other Hours including Weekends & Holidays | 1.0507 | 107 | 1.0495 | 46 | 1.0516 | 8 | 24 | 17 | 1.0538 | 1.0531 | 1.0532 | 1.0528 | 1.0544 | 1.0547 | 1.0593 | 1.0605 | 1.0582 | 1.0558 | 1.0555 | 1.0562
[8 empty] | 18 | 1.0566 | 1.0553 | 1.0541 | 1.0526 | 1.0537 | 1.0538 | 1.0577 | 1.0583 | 1.0575 | 1.0568 | 1.0574 | 1.0589
Winter (November 1 - May 31) | [7 empty] | 19 | 1.0569 | 1.0566 | 1.0562 | 1.0538 | 1.0539 | 1.0536 | 1.0567 | 1.058 | 1.0583 | 1.0572 | 1.0569 | 1.0585
On-Peak: 5 p.m. to 8 p.m. Weekdays | 1.0559 | 149 | 1.0559 | 64 | 0 | 3 | 0 | 20 | 1.0561 | 1.056 | 1.0558 | 1.055 | 1.0554 | 1.055 | 1.0574 | 1.0585 | 1.0578 | 1.056 | 1.056 | 1.0577
Semi-Peak: 6 a.m. to 5 p.m. and 8 p.m. to 10 p.m. | 1.0536 | 149 | 1.0536 | 64 | 0 | 13 | 0 | 21 | 1.0549 | 1.0548 | 1.0546 | 1.0536 | 1.0542 | 1.0543 | 1.0566 | 1.0567 | 1.0556 | 1.054 | 1.0547 | 1.0565
Off-Peak: All Other Hours including Weekends & Holidays | 1.05 | 149 | 1.0494 | 64 | 1.0505 | 8 | 24 | 22 | 1.0528 | 1.0526 | 1.0525 | 1.0514 | 1.0515 | 1.0517 | 1.0541 | 1.054 | 1.0526 | 1.0515 | 1.0524 | 1.0544
[8 empty] | 23 | 1.0509 | 1.0508 | 1.0506 | 1.05 | 1.0501 | 1.0503 | 1.0514 | 1.0514 | 1.0508 | 1.0501 | 1.0507 | 1.0516
[8 empty] | 24 | 1.0497 | 1.0496 | 1.0494 | 1.0492 | 1.0492 | 1.0493 | 1.0502 | 1.0504 | 1.0498 | 1.0493 | 1.0496 | 1.0502
Non-Residential Two Period TOU
| Energy Loss | weekdays |  | weekend |  | Hours
Summer (June 1 - October 31) |  | Days | Losses | Days | Losses | weekdays | weekend |  | AVERAGE WEEKDAY 1: AVERAGE WEEKEND
On-Peak: 4 p.m. to 9 p.m. Weekdays | 1.0567 | 109 | 1.0567 | 43 | 0 | 5 | 0 |  | Jan | Feb | Mar | Apr | May | Jun | Jul | Aug | Sep | Oct | Nov | Dec
Off-Peak: All Other Hours | 1.0529 | 109 | 1.0536 | 43 | 1.0516 | 19 | 24 | 1 | 1.049 | 1.0489 | 1.0488 | 1.0492 | 1.0486 | 1.0491 | 1.0495 | 1.0497 | 1.0485 | 1.0489 | 1.0489 | 1.0494
[8 empty] | 2 | 1.0485 | 1.0485 | 1.0486 | 1.0495 | 1.0486 | 1.0494 | 1.0491 | 1.0493 | 1.0488 | 1.0486 | 1.0492 | 1.0489
Winter (November 1 - May 31) | [7 empty] | 3 | 1.0486 | 1.0487 | 1.0489 | 1.0496 | 1.0488 | 1.0496 | 1.0488 | 1.0491 | 1.049 | 1.0485 | 1.0494 | 1.0487
On-Peak: 4 p.m. to 9 p.m. Weekdays | 1.0553 | 149 | 1.0553 | 64 | 0 | 5 | 0 | 4 | 1.0487 | 1.0488 | 1.049 | 1.0497 | 1.0488 | 1.0496 | 1.0488 | 1.0491 | 1.049 | 1.0485 | 1.0494 | 1.0486
Off-Peak: All Other Hours | 1.0513 | 149 | 1.0517 | 64 | 1.0505 | 19 | 24 | 5 | 1.0486 | 1.0487 | 1.0489 | 1.0495 | 1.0487 | 1.0495 | 1.0489 | 1.0492 | 1.0489 | 1.0486 | 1.0493 | 1.0488
[8 empty] | 6 | 1.0487 | 1.0486 | 1.0486 | 1.0493 | 1.0486 | 1.0494 | 1.049 | 1.0494 | 1.0486 | 1.049 | 1.0489 | 1.0492
[8 empty] | 7 | 1.0492 | 1.049 | 1.0486 | 1.049 | 1.049 | 1.0489 | 1.0495 | 1.0499 | 1.0488 | 1.0495 | 1.0486 | 1.0497
[8 empty] | 8 | 1.0497 | 1.0496 | 1.0493 | 1.0486 | 1.0498 | 1.0488 | 1.0505 | 1.051 | 1.0496 | 1.0503 | 1.0489 | 1.0503
[8 empty] | 9 | 1.0504 | 1.0503 | 1.05 | 1.0492 | 1.0506 | 1.0495 | 1.0516 | 1.0525 | 1.0504 | 1.0511 | 1.0496 | 1.0511
[8 empty] | 10 | 1.0509 | 1.0508 | 1.0506 | 1.0496 | 1.0513 | 1.0501 | 1.0533 | 1.0544 | 1.0512 | 1.0517 | 1.05 | 1.0515
[8 empty] | 11 | 1.0512 | 1.0511 | 1.051 | 1.0498 | 1.0516 | 1.0504 | 1.0545 | 1.0557 | 1.0517 | 1.0523 | 1.0502 | 1.0517
[8 empty] | 12 | 1.0512 | 1.0511 | 1.0511 | 1.0499 | 1.0517 | 1.0505 | 1.0553 | 1.0565 | 1.0523 | 1.0525 | 1.0503 | 1.0517
[8 empty] | 13 | 1.0512 | 1.051 | 1.051 | 1.0498 | 1.0517 | 1.0504 | 1.0556 | 1.057 | 1.0527 | 1.0525 | 1.0502 | 1.0516
[8 empty] | 14 | 1.051 | 1.0508 | 1.0509 | 1.0497 | 1.0517 | 1.0504 | 1.0559 | 1.0573 | 1.053 | 1.0525 | 1.0501 | 1.0514
[8 empty] | 15 | 1.0509 | 1.0507 | 1.0508 | 1.0496 | 1.0517 | 1.0503 | 1.0561 | 1.0575 | 1.0532 | 1.0525 | 1.05 | 1.0513
[8 empty] | 16 | 1.0508 | 1.0506 | 1.0508 | 1.0496 | 1.0516 | 1.0503 | 1.0561 | 1.0575 | 1.0531 | 1.0525 | 1.0501 | 1.0514
[8 empty] | 17 | 1.0514 | 1.0509 | 1.0509 | 1.0496 | 1.0516 | 1.0503 | 1.0559 | 1.0572 | 1.0528 | 1.0528 | 1.0512 | 1.0543
[8 empty] | 18 | 1.0544 | 1.053 | 1.0518 | 1.0498 | 1.0516 | 1.0502 | 1.0553 | 1.0564 | 1.0526 | 1.0544 | 1.0528 | 1.0568
[8 empty] | 19 | 1.055 | 1.0545 | 1.0541 | 1.0505 | 1.0519 | 1.0503 | 1.0546 | 1.0565 | 1.0535 | 1.0552 | 1.0526 | 1.0567
[8 empty] | 20 | 1.0543 | 1.0539 | 1.0539 | 1.0511 | 1.0536 | 1.051 | 1.0555 | 1.0569 | 1.0532 | 1.0542 | 1.0518 | 1.0561
[8 empty] | 21 | 1.0532 | 1.0529 | 1.0528 | 1.0506 | 1.0526 | 1.0509 | 1.0551 | 1.0555 | 1.0516 | 1.0525 | 1.0512 | 1.055
[8 empty] | 22 | 1.0516 | 1.0515 | 1.0514 | 1.0497 | 1.0511 | 1.0499 | 1.053 | 1.0532 | 1.0505 | 1.051 | 1.0503 | 1.0532
[8 empty] | 23 | 1.0505 | 1.0503 | 1.0502 | 1.0488 | 1.0499 | 1.0489 | 1.0511 | 1.0512 | 1.0494 | 1.0499 | 1.0493 | 1.0512
[8 empty] | 24 | 1.0496 | 1.0494 | 1.0492 | 1.0488 | 1.0491 | 1.0487 | 1.05 | 1.0502 | 1.0487 | 1.0492 | 1.0485 | 1.05

## Transmission Losses
Standard TOU | [8 empty] | Hourly Energy Losses
| Energy Loss | weekdays |  | weekend |  | Hours |  |  | AVERAGE WEEKDAY
Summer (June 1 - October 31) |  | Days | Losses | Days | Losses | weekdays | weekend |  | 1 | 2 | 3 | 4 | 5 | 6 | 7 | 8 | 9 | 10 | 11 | 12
On-Peak: 4 p.m. to 9 p.m. Everyday | 1.0106 | 107 | 1.0109 | 46 | 1.0098 | 5 | 5 | 1 | 1.007 | 1.0069 | 1.0068 | 1.0067 | 1.0068 | 1.0069 | 1.0074 | 1.0076 | 1.0072 | 1.0069 | 1.007 | 1.0073
Off-Peak: All Other Hours | 1.0102 | 107 | 1.0104 | 46 | 1.0087 | 13 | 5 | 2 | 1.0067 | 1.0067 | 1.0065 | 1.0065 | 1.0066 | 1.0066 | 1.0072 | 1.0073 | 1.007 | 1.0067 | 1.0068 | 1.007
Super Off-Peak: 12 a.m. to 6 a.m. Weekdays and 12 a.m. to 2 p.m. Weekends/Holidays | 1.0076 | 107 | 1.0073 | 46 | 1.008 | 6 | 14 | 3 | 1.0066 | 1.0065 | 1.0064 | 1.0064 | 1.0065 | 1.0066 | 1.007 | 1.0072 | 1.0069 | 1.0067 | 1.0067 | 1.0069
[8 empty] | 4 | 1.0066 | 1.0065 | 1.0064 | 1.0065 | 1.0066 | 1.0066 | 1.0071 | 1.0073 | 1.0071 | 1.0068 | 1.0067 | 1.0069
Winter (November 1 - May 31) | [7 empty] | 5 | 1.0069 | 1.0068 | 1.0067 | 1.007 | 1.007 | 1.007 | 1.0075 | 1.0078 | 1.0077 | 1.0075 | 1.007 | 1.0073
On-Peak: 4 p.m. to 9 p.m. Everyday | 1.0101 | 149 | 1.0104 | 64 | 1.0094 | 5 | 5 | 6 | 1.0076 | 1.0076 | 1.0074 | 1.0078 | 1.0078 | 1.0077 | 1.0081 | 1.0085 | 1.0086 | 1.0084 | 1.0078 | 1.0081
Off-Peak: All Other Hours | 1.0092 | 149 | 1.0093 | 64 | 1.0081 | 13 | 5 | 7 | 1.0087 | 1.0087 | 1.0083 | 1.0085 | 1.0086 | 1.0086 | 1.009 | 1.0093 | 1.0093 | 1.0091 | 1.0087 | 1.0091
Super Off-Peak: 12 a.m. to 6 a.m. Weekdays and 10 a.m. to 2 p.m. Weekdays in March and April and 12 a.m. to 2 p.m. Weekends/Holidays | 1.0074 | 149 | 1.0074 | 64 | 1.0074 | 6 | 14 | 8 | 1.0093 | 1.0093 | 1.0089 | 1.0091 | 1.0092 | 1.0093 | 1.0099 | 1.0101 | 1.0099 | 1.0096 | 1.0092 | 1.0096
[8 empty] | 9 | 1.0096 | 1.0096 | 1.0094 | 1.0095 | 1.0097 | 1.0098 | 1.0106 | 1.0109 | 1.0106 | 1.0101 | 1.0096 | 1.0099
[8 empty] | 10 | 1.0098 | 1.0098 | 1.0097 | 1.0098 | 1.0102 | 1.0103 | 1.0113 | 1.0115 | 1.0111 | 1.0105 | 1.0099 | 1.0101
[8 empty] | 11 | 1.0099 | 1.0099 | 1.0099 | 1.01 | 1.0104 | 1.0105 | 1.0117 | 1.012 | 1.0115 | 1.0107 | 1.0101 | 1.0101
Grandfathering TOU | [7 empty] | 12 | 1.0099 | 1.0099 | 1.01 | 1.01 | 1.0105 | 1.0106 | 1.0119 | 1.0123 | 1.0118 | 1.0109 | 1.0102 | 1.0101
| Energy Loss | weekdays |  | weekend |  | Hours |  | 13 | 1.0099 | 1.0098 | 1.01 | 1.01 | 1.0105 | 1.0105 | 1.0121 | 1.0125 | 1.012 | 1.011 | 1.0101 | 1.01
Summer (June 1 - October 31) |  | Days | Losses | Days | Losses | weekdays | weekend | 14 | 1.0098 | 1.0098 | 1.01 | 1.01 | 1.0105 | 1.0106 | 1.0122 | 1.0126 | 1.0121 | 1.011 | 1.0101 | 1.0099
On-Peak: 11 a.m. to 6 p.m. Weekdays | 1.0115 | 107 | 1.0115 | 46 | 0 | 7 | 0 | 15 | 1.0097 | 1.0096 | 1.0099 | 1.0099 | 1.0104 | 1.0106 | 1.0122 | 1.0127 | 1.0121 | 1.0109 | 1.01 | 1.0098
Semi-Peak: 6 a.m. to 11 a.m. and 6 p.m. to 10 p.m. | 1.0104 | 107 | 1.0104 | 46 | 0 | 9 | 0 | 16 | 1.0096 | 1.0095 | 1.0097 | 1.0097 | 1.0103 | 1.0104 | 1.0121 | 1.0125 | 1.0119 | 1.0107 | 1.0098 | 1.0098
Off-Peak: All Other Hours including Weekends & Holidays | 1.0081 | 107 | 1.0075 | 46 | 1.0085 | 8 | 24 | 17 | 1.0098 | 1.0096 | 1.0096 | 1.0095 | 1.0101 | 1.0102 | 1.0118 | 1.0121 | 1.0115 | 1.0106 | 1.0105 | 1.0107
[8 empty] | 18 | 1.0109 | 1.0104 | 1.0099 | 1.0094 | 1.0098 | 1.0098 | 1.0113 | 1.0115 | 1.0113 | 1.011 | 1.0112 | 1.0117
Winter (November 1 - May 31) | [7 empty] | 19 | 1.011 | 1.0109 | 1.0107 | 1.0099 | 1.0099 | 1.0098 | 1.0109 | 1.0114 | 1.0115 | 1.0111 | 1.011 | 1.0116
On-Peak: 5 p.m. to 8 p.m. Weekdays | 1.0106 | 149 | 1.0106 | 64 | 0 | 3 | 0 | 20 | 1.0107 | 1.0106 | 1.0106 | 1.0103 | 1.0104 | 1.0103 | 1.0112 | 1.0116 | 1.0113 | 1.0107 | 1.0107 | 1.0113
Semi-Peak: 6 a.m. to 5 p.m. and 8 p.m. to 10 p.m. | 1.0097 | 149 | 1.0097 | 64 | 0 | 13 | 0 | 21 | 1.0102 | 1.0102 | 1.0101 | 1.0097 | 1.01 | 1.01 | 1.0109 | 1.0109 | 1.0105 | 1.0099 | 1.0102 | 1.0108
Off-Peak: All Other Hours including Weekends & Holidays | 1.0077 | 149 | 1.0073 | 64 | 1.008 | 8 | 24 | 22 | 1.0095 | 1.0094 | 1.0094 | 1.0088 | 1.009 | 1.0091 | 1.0099 | 1.0099 | 1.0094 | 1.0089 | 1.0093 | 1.01
[8 empty] | 23 | 1.0085 | 1.0084 | 1.0083 | 1.0079 | 1.008 | 1.0081 | 1.0089 | 1.0089 | 1.0084 | 1.008 | 1.0084 | 1.009
[8 empty] | 24 | 1.0077 | 1.0076 | 1.0075 | 1.0072 | 1.0073 | 1.0074 | 1.0081 | 1.0081 | 1.0077 | 1.0074 | 1.0076 | 1.008
Non-Residential Two Period TOU
| Energy Loss | weekdays |  | weekend |  | Hours
Summer (June 1 - October 31) |  | Days | Losses | Days | Losses | weekdays | weekend |  | AVERAGE WEEKDAY 1: AVERAGE WEEKEND
On-Peak: 4 p.m. to 9 p.m. Weekdays | 1.0109 | 109 | 1.0109 | 43 | 0 | 5 | 0 |  | Jan | Feb | Mar | Apr | May | Jun | Jul | Aug | Sep | Oct | Nov | Dec
Off-Peak: All Other Hours | 1.0091 | 109 | 1.0094 | 43 | 1.0085 | 19 | 24 | 1 | 1.0071 | 1.007 | 1.0069 | 1.0061 | 1.0068 | 1.0062 | 1.0075 | 1.0077 | 1.0067 | 1.007 | 1.0064 | 1.0074
[8 empty] | 2 | 1.0068 | 1.0067 | 1.0066 | 1.0059 | 1.0066 | 1.006 | 1.0072 | 1.0074 | 1.0064 | 1.0068 | 1.0062 | 1.0071
Winter (November 1 - May 31) | [7 empty] | 3 | 1.0066 | 1.0065 | 1.0064 | 1.0058 | 1.0065 | 1.0059 | 1.007 | 1.0072 | 1.0063 | 1.0067 | 1.006 | 1.0069
On-Peak: 4 p.m. to 9 p.m. Weekdays | 1.0104 | 149 | 1.0104 | 64 | 0 | 5 | 0 | 4 | 1.0065 | 1.0065 | 1.0063 | 1.0058 | 1.0064 | 1.0059 | 1.0069 | 1.0072 | 1.0063 | 1.0067 | 1.006 | 1.0068
Off-Peak: All Other Hours | 1.0084 | 149 | 1.0086 | 64 | 1.008 | 19 | 24 | 5 | 1.0066 | 1.0065 | 1.0064 | 1.0059 | 1.0065 | 1.0059 | 1.007 | 1.0073 | 1.0064 | 1.0068 | 1.0061 | 1.007
[8 empty] | 6 | 1.0069 | 1.0068 | 1.0066 | 1.006 | 1.0066 | 1.006 | 1.0071 | 1.0074 | 1.0066 | 1.0071 | 1.0063 | 1.0073
[8 empty] | 7 | 1.0072 | 1.0071 | 1.0068 | 1.0063 | 1.0071 | 1.0064 | 1.0075 | 1.0078 | 1.0069 | 1.0075 | 1.0066 | 1.0076
[8 empty] | 8 | 1.0076 | 1.0076 | 1.0074 | 1.0068 | 1.0077 | 1.007 | 1.0082 | 1.0086 | 1.0076 | 1.0081 | 1.0071 | 1.0081
[8 empty] | 9 | 1.0082 | 1.0081 | 1.0079 | 1.0073 | 1.0083 | 1.0075 | 1.009 | 1.0094 | 1.0082 | 1.0086 | 1.0076 | 1.0086
[8 empty] | 10 | 1.0086 | 1.0085 | 1.0083 | 1.0076 | 1.0088 | 1.008 | 1.0097 | 1.0101 | 1.0087 | 1.009 | 1.0079 | 1.009
[8 empty] | 11 | 1.0087 | 1.0086 | 1.0086 | 1.0078 | 1.009 | 1.0082 | 1.0101 | 1.0105 | 1.0091 | 1.0093 | 1.008 | 1.0091
[8 empty] | 12 | 1.0088 | 1.0087 | 1.0086 | 1.0078 | 1.0091 | 1.0082 | 1.0104 | 1.0108 | 1.0093 | 1.0094 | 1.0081 | 1.0091
[8 empty] | 13 | 1.0087 | 1.0086 | 1.0086 | 1.0078 | 1.0091 | 1.0082 | 1.0105 | 1.011 | 1.0094 | 1.0094 | 1.008 | 1.009
[8 empty] | 14 | 1.0086 | 1.0085 | 1.0085 | 1.0077 | 1.0091 | 1.0082 | 1.0106 | 1.0112 | 1.0095 | 1.0094 | 1.0079 | 1.0089
[8 empty] | 15 | 1.0085 | 1.0084 | 1.0085 | 1.0076 | 1.009 | 1.0081 | 1.0107 | 1.0112 | 1.0096 | 1.0094 | 1.0079 | 1.0088
[8 empty] | 16 | 1.0085 | 1.0083 | 1.0084 | 1.0076 | 1.009 | 1.0081 | 1.0107 | 1.0112 | 1.0096 | 1.0094 | 1.0079 | 1.0089
[8 empty] | 17 | 1.0088 | 1.0086 | 1.0085 | 1.0076 | 1.009 | 1.0081 | 1.0106 | 1.0111 | 1.0095 | 1.0095 | 1.0087 | 1.01
[8 empty] | 18 | 1.0101 | 1.0095 | 1.0091 | 1.0077 | 1.009 | 1.0081 | 1.0104 | 1.0108 | 1.0094 | 1.01 | 1.0095 | 1.011
[8 empty] | 19 | 1.0103 | 1.0101 | 1.01 | 1.0082 | 1.0091 | 1.0081 | 1.0101 | 1.0109 | 1.0097 | 1.0104 | 1.0094 | 1.0109
[8 empty] | 20 | 1.01 | 1.0099 | 1.0099 | 1.0087 | 1.0098 | 1.0086 | 1.0105 | 1.011 | 1.0096 | 1.01 | 1.0091 | 1.0107
[8 empty] | 21 | 1.0096 | 1.0095 | 1.0095 | 1.0083 | 1.0094 | 1.0085 | 1.0103 | 1.0105 | 1.009 | 1.0094 | 1.0087 | 1.0103
[8 empty] | 22 | 1.009 | 1.0089 | 1.0089 | 1.0077 | 1.0087 | 1.0078 | 1.0095 | 1.0096 | 1.0082 | 1.0086 | 1.0081 | 1.0096
[8 empty] | 23 | 1.0083 | 1.0081 | 1.008 | 1.007 | 1.0078 | 1.0071 | 1.0086 | 1.0087 | 1.0075 | 1.0078 | 1.0074 | 1.0087
[8 empty] | 24 | 1.0076 | 1.0074 | 1.0073 | 1.0064 | 1.0072 | 1.0065 | 1.0079 | 1.008 | 1.0069 | 1.0073 | 1.0068 | 1.0079

## Losses Summary
| Standard TOU |  |  | Grandfathering TOU |  |  | Two Period Option |  |  | Secondary - Non Standard TOU Periods
Loss Factors | Secondary | Primary | Transmission | Secondary | Primary | Transmission | Secondary | Primary | Transmission | DRTOU | DRSES | EVTOU | EVTOU2
Summer (June 1 - October 31)
On-peak | 1.061 | 1.0558 | 1.0106 | 1.064 | 1.0584 | 1.0115 | 1.062 | 1.0567 | 1.0109 | 1.064 | 1.064 | 1.0621 | 1.0624
Semi-peak |  |  |  | 1.0602 | 1.0552 | 1.0104
Off-peak | 1.06 | 1.0551 | 1.0102 | 1.0545 | 1.0507 | 1.0081 | 1.0573 | 1.0529 | 1.0091 | 1.0567 | 1.0602 | 1.0578 | 1.0581
Super Off-peak | 1.0536 | 1.05 | 1.0076 | [7 empty] | 1.0545 | 1.0523 | 1.0523
Winter (November 1 - May 31)
On-peak | 1.0594 | 1.0545 | 1.0101 | 1.061 | 1.0559 | 1.0106 | 1.0603 | 1.0553 | 1.0104 | 1.0591 |  | 1.0586 | 1.058
Semi-peak |  |  |  | 1.0583 | 1.0536 | 1.0097
Off-peak | 1.0568 | 1.0524 | 1.0092 | 1.0536 | 1.05 | 1.0077 | 1.0552 | 1.0513 | 1.0084 | 1.0553 | 1.0585 | 1.0559 | 1.0566
Super Off-peak | 1.0532 | 1.0497 | 1.0074 | [7 empty] | 1.0546 | 1.0519 | 1.0519

## LOLP - SD Subarea
| 1 | 2 | 3 | 4 | 5 | 6 | 7 | 8 | 9 | 10 | 11 | 12 | 13 | 14 | 15 | 16 | 17 | 18 | 19 | 20 | 21 | 22 | 23 | 24
2020-01-01 | 0 | 0 | 0 | 0 | 0 | 0 | 0 | 10.006 | 1.3345 | 0 | 0 | 0 | 0 | 0 | 0 | 6.395 | 0 | 568.4625 | 26964.2921 | 35026.1203 | 26628.7058 | 17435.7721 | 7306.1529 | 191.7217
2020-01-02 | 143.4621 | 0 | 0 | 0 | 0 | 0 | 0 | 2574.0147 | 6275.5292 | 552.7948 | 0 | 0 | 0 | 0 | 0 | 86.0709 | 2724.2391 | 27303.8015 | 60186.0739 | 64290.0453 | 51712.7804 | 41615.5009 | 26196.1387 | 3981.6112
2020-01-03 | 1.0557 | 0 | 0 | 0 | 0 | 0 | 0 | 324.092 | 497.6385 | 3.2063 | 0 | 0 | 0 | 0 | 0 | 10.2245 | 286.2855 | 10001.3197 | 37612.2001 | 44252.1669 | 35011.1159 | 24288.0286 | 10092.6259 | 361.1718
2020-01-04 | 2.5678 | 0 | 0 | 0 | 0 | 0 | 0 | 10.0468 | 0 | 0 | 0 | 0 | 0 | 0 | 0 | 0 | 0 | 31.4596 | 16596.3204 | 27243.8034 | 17067.7375 | 10987.3916 | 1772.1943 | 0
2020-01-05 | 0 | 0 | 0 | 0 | 0 | 0 | 0 | 43.7356 | 96.8855 | 0 | 0 | 0 | 0 | 0 | 0 | 0 | 85.1661 | 5719.2996 | 33874.0513 | 41143.3715 | 30279.2053 | 23790.0207 | 8561.2603 | 337.5163
2020-01-06 | 83.6154 | 0 | 0 | 0 | 0 | 0 | 0 | 2641.7584 | 5953.384 | 317.7242 | 0 | 0 | 0 | 0 | 0 | 2.7903 | 1831.244 | 21421.9225 | 55790.4862 | 61626.4986 | 49892.0412 | 38830.6868 | 22980.0987 | 3029.3151
2020-01-07 | 126.5973 | 0 | 0 | 0 | 0 | 0 | 26.2605 | 3972.6283 | 6538.5794 | 498.2553 | 0 | 0 | 0 | 0 | 0 | 24.8883 | 611.9415 | 13336.0292 | 48876.8783 | 56454.5412 | 46072.0412 | 34867.9852 | 20275.6702 | 1860.6876
2020-01-08 | 41.1131 | 0 | 0 | 0 | 0 | 0 | 0 | 2655.528 | 4383.3027 | 87.8263 | 0 | 0 | 0 | 0 | 0 | 19.5293 | 278.4112 | 9379.4262 | 44922.7159 | 51501.2087 | 40419.8756 | 30571.3691 | 18009.3356 | 2045.5855
2020-01-09 | 11.3399 | 0 | 0 | 0 | 0 | 0 | 0 | 1462.3431 | 2886.6596 | 144.3853 | 0 | 0 | 0 | 0 | 0 | 0 | 197.3934 | 6920.4182 | 43510.3624 | 52827.5212 | 42019.7417 | 31134.4361 | 16282.9718 | 1010.006
2020-01-10 | 3.2552 | 0 | 0 | 0 | 0 | 0 | 0 | 24.2957 | 42.8913 | 0 | 0 | 0 | 0 | 0 | 0 | 1.9545 | 0 | 2735.1 | 35448.3718 | 41972.853 | 31599.0572 | 22187.7849 | 9845.6631 | 239.1722
2020-01-11 | 8.6299 | 0 | 0 | 0 | 0 | 0 | 0 | 5.466 | 0 | 0 | 0 | 0 | 0 | 0 | 0 | 0 | 0 | 0 | 22743.5077 | 31818.0615 | 21917.8585 | 15095.0165 | 3615.1765 | 0
2020-01-12 | 8.3844 | 0 | 0 | 0 | 0 | 0 | 0 | 40.7391 | 39.3629 | 0 | 0 | 0 | 0 | 0 | 0 | 0 | 0 | 1640.4042 | 31406.7963 | 36777.9774 | 27350.9603 | 22474.8895 | 8775.4701 | 390.7881
2020-01-13 | 22.1051 | 0 | 0 | 0 | 0 | 0 | 0 | 1281.411 | 3051.5879 | 244.9515 | 0 | 0 | 0 | 0 | 0 | 6.9761 | 536.6114 | 13548.5709 | 54954.5412 | 61847.1996 | 50577.4107 | 39587.0646 | 23781.0994 | 2094.5631
2020-01-14 | 11.6423 | 0 | 0 | 0 | 0 | 0 | 0 | 365.7554 | 441.7901 | 0 | 0 | 0 | 0 | 0 | 0 | 0 | 0 | 4574.5847 | 42697.738 | 51812.0412 | 42552.0412 | 32393.3813 | 18188.1294 | 816.4827
2020-01-15 | 8.7748 | 0 | 0 | 0 | 0 | 0 | 0 | 784.0694 | 1723.7898 | 58.4551 | 0 | 0 | 0 | 0 | 0 | 15.9532 | 634.0141 | 5999.8142 | 42957.1989 | 49776.8953 | 38068.1312 | 28409.6657 | 14827.6153 | 938.9891
2020-01-16 | 21.1031 | 0 | 0 | 0 | 0 | 0 | 0 | 681.2493 | 1856.9385 | 24.293 | 0 | 0 | 0 | 0 | 0 | 30.0217 | 374.6841 | 4915.879 | 37692.5682 | 46407.1972 | 35211.3164 | 24712.6371 | 10751.0489 | 259.2306
2020-01-17 | 36.0512 | 0 | 0 | 0 | 0 | 0 | 0 | 114.9103 | 215.1644 | 0 | 0 | 0 | 0 | 0 | 0 | 6.3127 | 81.9527 | 2437.1843 | 34324.8567 | 39731.8838 | 29613.253 | 19924.1564 | 8768.051 | 542.8841
2020-01-18 | 0 | 0 | 0 | 0 | 0 | 0 | 0 | 0 | 0 | 0 | 0 | 0 | 0 | 0 | 0 | 0 | 0 | 0 | 15230.5304 | 23227.4479 | 15413.1719 | 10475.3923 | 2554.3513 | 0
2020-01-19 | 0 | 0 | 0 | 0 | 0 | 0 | 0 | 3.097 | 0.92513 | 0 | 0 | 0 | 0 | 0 | 0 | 1.5865 | 0 | 21.2916 | 17501.4715 | 25856.989 | 16399.8853 | 10630.524 | 1923.3391 | 0
2020-01-20 | 5.3909 | 0 | 0 | 0 | 0 | 0 | 0 | 576.4173 | 1809.5122 | 89.3721 | 0 | 0 | 0 | 0 | 0 | 0 | 306.0941 | 4462.0088 | 43663.0683 | 49807.7236 | 37941.3232 | 27439.3031 | 13180.548 | 502.4285
2020-01-21 | 8.8385 | 0 | 0 | 0 | 0 | 0 | 0 | 1694.6945 | 3075.9585 | 262.2335 | 0 | 0 | 0 | 0 | 0 | 23.0559 | 548.1511 | 7720.4727 | 48372.1356 | 54791.9482 | 44638.8775 | 33210.7263 | 17885.3594 | 1213.5688
2020-01-22 | 3.2443 | 0 | 0 | 0 | 0 | 0 | 0 | 369.6962 | 925.0224 | 0 | 0 | 0 | 0 | 0 | 0 | 6.9014 | 0 | 2921.9722 | 39264.2229 | 47855.1165 | 37517.5909 | 28220.1037 | 15483.0792 | 1018.6599
2020-01-23 | 5.5821 | 0 | 0 | 0 | 0 | 0 | 0 | 16.8891 | 28.9803 | 0 | 0 | 0 | 0 | 0 | 0 | 2.8249 | 0 | 1553.209 | 34019.0428 | 39896.6228 | 29824.0479 | 18457.8775 | 6208.4536 | 16.0597
2020-01-24 | 0 | 0 | 0 | 0 | 0 | 0 | 0 | 4.7729 | 0 | 0 | 0 | 0 | 0 | 0 | 0 | 0 | 0 | 523.6386 | 29744.5632 | 36161.5438 | 26979.3218 | 17775.5415 | 8038.6146 | 345.6838
2020-01-25 | 0 | 0 | 0 | 0 | 0 | 0 | 0 | 0 | 0 | 0 | 0 | 0 | 0 | 0 | 0 | 0 | 0 | 0 | 12212.8726 | 22558.492 | 13376.5375 | 9250.6305 | 1465.0861 | 0
2020-01-26 | 3.7662 | 0 | 0 | 0 | 0 | 0 | 0 | 0 | 0 | 0 | 0 | 0 | 0 | 0 | 0 | 6.8373 | 0 | 96.4725 | 21690.2065 | 30195.7114 | 21130.1938 | 15445.5339 | 3869.8782 | 77.3075
2020-01-27 | 0 | 0 | 0 | 0 | 0 | 0 | 0 | 1555.2072 | 2740.4663 | 151.6297 | 0 | 0 | 0 | 0 | 0 | 23.5926 | 42.3496 | 7929.248 | 49742.8807 | 54376.7277 | 44209.9266 | 32652.4266 | 18732.2939 | 1267.2264
2020-01-28 | 16.3772 | 0 | 0 | 0 | 0 | 0 | 0 | 965.643 | 1254.1142 | 12.0848 | 0 | 0 | 0 | 0 | 0 | 0 | 12.2799 | 4222.247 | 40422.8378 | 48806.7028 | 38008.8898 | 27587.0969 | 13109.8484 | 557.9809
2020-01-29 | 0 | 0 | 0 | 0 | 0 | 0 | 0 | 648.0289 | 937.8144 | 0 | 0 | 0 | 0 | 0 | 0 | 0 | 0 | 3748.4413 | 37366.8036 | 46436.8036 | 34366.8036 | 23723.1864 | 9957.8561 | 102.6016
2020-01-30 | 0.24474 | 0 | 0 | 0 | 0 | 0 | 0 | 579.1617 | 932.8117 | 0 | 0 | 0 | 0 | 0 | 0 | 0 | 0 | 3881.4782 | 38729.3647 | 49039.8773 | 37389.3434 | 26125.9766 | 10910.8754 | 118.8454
2020-01-31 | 74.7288 | 0 | 0 | 0 | 0 | 0 | 0 | 1332.8623 | 2430.8321 | 105.5527 | 0 | 0 | 0 | 0 | 0 | 9.5217 | 39.1771 | 7432.1727 | 50468.339 | 54776.5154 | 44401.2039 | 32992.7606 | 18437.8749 | 1408.0409
2020-02-01 | 0.45992 | 0 | 0 | 0 | 0 | 0 | 0 | 0 | 2.1843 | 0 | 0 | 0 | 0 | 0 | 0 | 48.9687 | 0 | 0 | 5279.2792 | 25256.9927 | 17542.9501 | 12687.8818 | 2973.6152 | 24.6184
2020-02-02 | 1.713 | 0 | 0 | 0 | 0 | 0 | 0 | 9.9857 | 14.5568 | 0 | 0 | 0 | 0 | 0 | 0 | 0 | 0 | 0 | 4281.6931 | 17421.9229 | 11858.0864 | 9599.7924 | 1595.4478 | 0
2020-02-03 | 18.1872 | 0 | 0 | 0 | 0 | 0 | 0 | 898.5713 | 1526.476 | 81.2113 | 0 | 0 | 0 | 0 | 0 | 5.4236 | 1431.8712 | 18095.5382 | 47687.3056 | 61765.5027 | 50163.4354 | 38327.4978 | 21767.8671 | 1702.378
2020-02-04 | 49.4556 | 0 | 0 | 0 | 0 | 0 | 0 | 1494.2523 | 2827.8315 | 84.024 | 0 | 0 | 0 | 0 | 0 | 39.0431 | 116.8412 | 8862.1827 | 42012.1245 | 58531.9438 | 49266.1281 | 38122.8658 | 22329.6985 | 2521.1786
2020-02-05 | 1.0545 | 0 | 0 | 0 | 0 | 0 | 0 | 350.6424 | 607.5275 | 0 | 0 | 0 | 0 | 0 | 0 | 0.48436 | 7.7067 | 2599.5588 | 30249.2742 | 46934.1297 | 35988.6611 | 26031.1438 | 10940.8068 | 282.5425
2020-02-06 | 10.4622 | 0 | 0 | 0 | 0 | 0 | 0 | 612.102 | 966.0936 | 15.4422 | 0 | 0 | 0 | 0 | 0 | 0 | 74.4375 | 4031.3585 | 32267.9263 | 47341.1289 | 35852.0726 | 25460.8971 | 11075.0663 | 269.3321
2020-02-07 | 8.8003 | 0 | 0 | 0 | 0 | 0 | 0 | 608.0193 | 1073.5706 | 0 | 0 | 0 | 0 | 0 | 0 | 5.8884 | 0 | 1709.744 | 20222.8644 | 36926.5816 | 28828.7896 | 19563.1853 | 7901.1389 | 399.4151
2020-02-08 | 3.7144 | 0 | 0 | 0 | 0 | 0 | 0 | 1.7204 | 0 | 0 | 0 | 0 | 0 | 0 | 0 | 0 | 0 | 4.5348 | 11563.5999 | 29501.1569 | 21298.6809 | 16618.2282 | 5042.1882 | 19.4393
2020-02-09 | 0.10361 | 0 | 0 | 0 | 0 | 0 | 0 | 0 | 0 | 0 | 0 | 0 | 0 | 0 | 0 | 0 | 0 | 0 | 11635.2284 | 32189.3954 | 23800.4466 | 18374.5017 | 5492.6464 | 118.7511
2020-02-10 | 0 | 0 | 0 | 0 | 0 | 0 | 0 | 8.3122 | 43.5486 | 0 | 0 | 0 | 0 | 0 | 0 | 0 | 14.9084 | 6546.21 | 35693.8433 | 50493.8433 | 38548.4297 | 26993.1813 | 12282.2903 | 187.9164
2020-02-11 | 6.2249 | 0 | 0 | 0 | 0 | 0 | 0 | 428.12 | 496.6892 | 0 | 0 | 0 | 0 | 0 | 0 | 0.75915 | 0 | 1714.3686 | 27283.3503 | 46757.9419 | 36266.8901 | 26080.9056 | 12044.6395 | 414.4893
2020-02-12 | 7.5062 | 0 | 0 | 0 | 0 | 0 | 0 | 682.3812 | 579.5375 | 0 | 0 | 0 | 0 | 0 | 0 | 0 | 0 | 521.7923 | 30632.8073 | 47804.7721 | 38397.865 | 28038.5344 | 12308.7155 | 141.1664
2020-02-13 | 54.6514 | 0 | 0 | 0 | 0 | 0 | 0 | 448.8272 | 417.7524 | 45.0073 | 0 | 0 | 0 | 0 | 0 | 56.2397 | 63.5587 | 1289.7411 | 25845.7059 | 45924.2712 | 36173.7796 | 25797.9822 | 12233.1205 | 336.6793
2020-02-14 | 10.0325 | 0 | 0 | 0 | 0 | 0 | 0 | 38.943 | 28.7129 | 0 | 0 | 0 | 0 | 0 | 0 | 0 | 0 | 405.6063 | 21946.4427 | 41652.0412 | 32126.3347 | 20702.6919 | 7100.2465 | 0
2020-02-15 | 0 | 0 | 0 | 0 | 0 | 0 | 0 | 0 | 0 | 0 | 0 | 0 | 0 | 0 | 0 | 2.9133 | 0 | 0 | 4235.3795 | 20727.6736 | 14521.3456 | 10173.4442 | 1788.0703 | 0
2020-02-16 | 2.139 | 0 | 0 | 0 | 0 | 0 | 0 | 0 | 0 | 0 | 0 | 0 | 0 | 0 | 0 | 13.4429 | 0 | 0 | 4120.4224 | 21500.134 | 13498.2655 | 9386.3958 | 1992.5776 | 34.1877
2020-02-17 | 1.9041 | 0 | 0 | 0 | 0 | 0 | 0 | 22.6449 | 15.7391 | 0 | 0 | 0 | 0 | 0 | 0 | 0 | 0 | 265.2762 | 20262.6726 | 39754.7681 | 30769.825 | 20711.1405 | 8366.1874 | 187.9595
2020-02-18 | 5.9888 | 0 | 0 | 0 | 0 | 0 | 0 | 240.6015 | 416.5826 | 0 | 0 | 0 | 0 | 0 | 0 | 4.3178 | 0 | 3068.5551 | 37009.4524 | 52840.5655 | 41847.973 | 30022.973 | 14628.4818 | 400.1105
2020-02-19 | 47.026 | 0 | 0 | 0 | 0 | 0 | 0 | 388.1671 | 454.2553 | 55.9041 | 0 | 0 | 0 | 0 | 0 | 1.741 | 57.2073 | 2965.9647 | 31913.7524 | 49731.8168 | 38468.8262 | 27832.3806 | 12969.0858 | 525.3041
2020-02-20 | 25.1525 | 0 | 0 | 0 | 0 | 0 | 0 | 716.3292 | 489.7853 | 0 | 0 | 0 | 0 | 0 | 0 | 0 | 0 | 604.0813 | 24302.8513 | 44948.4963 | 34699.658 | 24957.78 | 10521.1988 | 253.2959
2020-02-21 | 16.2632 | 0 | 0 | 0 | 0 | 0 | 0 | 18.9623 | 0 | 0 | 0 | 0 | 0 | 0 | 0 | 16.981 | 0 | 145.8832 | 15959.7086 | 34025.5397 | 23861.1478 | 14003.177 | 5096.8383 | 33.6697
2020-02-22 | 0 | 0 | 0 | 0 | 0 | 0 | 0 | 0 | 0 | 0 | 0 | 0 | 0 | 0 | 0 | 4.9616 | 0 | 0 | 6641.9474 | 23143.7924 | 15401.1123 | 10646.2098 | 2117.0236 | 23.5464
2020-02-23 | 0.59419 | 0 | 0 | 0 | 0 | 0 | 0 | 0 | 0 | 0 | 0 | 0 | 0 | 0 | 0 | 65.6409 | 0 | 0 | 6064.2991 | 26568.3322 | 18535.636 | 13725.6872 | 4252.4158 | 0
2020-02-24 | 6.3337 | 0 | 0 | 0 | 0 | 0 | 0 | 565.9364 | 362.819 | 0 | 0 | 0 | 0 | 0 | 0 | 18.0291 | 38.0924 | 2783.7371 | 31181.2661 | 50162.0386 | 40365.9475 | 30187.363 | 14579.9401 | 681.345
2020-02-25 | 3.3063 | 0 | 0 | 0 | 0 | 0 | 0 | 48.4435 | 11.8781 | 0 | 0 | 0 | 0 | 0 | 0 | 0 | 0 | 2.7586 | 18941.6156 | 42207.1673 | 32807.1673 | 22776.0848 | 9626.3499 | 43.7174
2020-02-26 | 2.7718 | 0 | 0 | 0 | 0 | 0 | 0 | 29.2026 | 3.6744 | 0 | 0 | 0 | 0 | 0 | 0 | 7.9873 | 0 | 416.3385 | 19634.6322 | 42577.2321 | 33480.9837 | 22854.2507 | 8554.908 | 5.4033
2020-02-27 | 57.8218 | 0 | 0 | 0 | 0 | 0 | 0 | 367.0471 | 266.9653 | 34.488 | 0 | 0 | 0 | 0 | 0 | 0 | 19.6319 | 423.2103 | 18433.2778 | 38233.2362 | 29488.2373 | 19241.817 | 8196.6732 | 348.3128
2020-02-28 | 13.4061 | 0 | 0 | 0 | 0 | 0 | 0 | 130.0399 | 76.1658 | 0 | 0 | 0 | 0 | 0 | 0 | 0 | 0 | 131.8607 | 16954.2062 | 36906.123 | 27331.1518 | 17527.8667 | 7010.841 | 162.9289
2020-02-29 | 48.0293 | 0 | 0 | 0 | 0 | 0 | 0 | 213.7158 | 172.5423 | 27.1979 | 0 | 0 | 0 | 0 | 0 | 0 | 0 | 202.351 | 15885.6277 | 35853.1445 | 26551.8935 | 16895.5761 | 6728.4661 | 239.1701
2020-03-01 | 17.6267 | 0 | 0 | 0 | 0 | 0 | 0 | 16.9636 | 0 | 0 | 0 | 0 | 0 | 0 | 0 | 5.9387 | 0 | 0 | 4991.6202 | 26211.0447 | 20179.8317 | 8448.4065 | 25.6963 | 0
2020-03-02 | 0 | 0 | 0 | 0 | 0 | 0 | 0 | 7.473 | 0 | 0 | 0 | 0 | 0 | 0 | 0 | 0 | 0 | 2583.7474 | 26914.4918 | 51207.8386 | 41327.8386 | 26858.4319 | 8677.7979 | 3.1935
2020-03-03 | 15.0574 | 0 | 0 | 0 | 0 | 0 | 0 | 177.3044 | 15.8473 | 0 | 0 | 0 | 0 | 0 | 0 | 0 | 0 | 934.8463 | 18606.6621 | 42981.9668 | 35181.9668 | 21302.8921 | 5060.8071 | 0
2020-03-04 | 10.3807 | 0 | 0 | 0 | 0 | 0 | 0 | 28.3649 | 11.5615 | 0 | 0 | 0 | 0 | 0 | 0 | 0 | 0 | 748.9909 | 21175.3104 | 45559.1082 | 37159.1082 | 23986.4545 | 6920.7151 | 0
2020-03-05 | 2.0816 | 0 | 0 | 0 | 0 | 0 | 0 | 82.2816 | 43.225 | 0 | 0 | 0 | 0 | 0 | 0 | 2.0887 | 122.0747 | 4301.5778 | 25246.9694 | 44533.7671 | 39990.5233 | 25241.2968 | 7732.2936 | 26.1767
2020-03-06 | 37.8637 | 0 | 0 | 0 | 0 | 0 | 0 | 46.994 | 6.6131 | 0 | 0 | 0 | 0 | 0 | 0 | 10.6657 | 0 | 1114.0573 | 14588.2021 | 36661.6728 | 29073.3318 | 14312.7422 | 2139.8319 | 0
2020-03-07 | 0 | 0 | 0 | 0 | 0 | 0 | 0 | 0 | 0 | 0 | 0 | 0 | 0 | 0 | 0 | 0 | 0 | 0 | 852.1576 | 17289.5844 | 12931.3704 | 4883.6455 | 22.7127 | 0
2020-03-08 | 0 | 0 | 0 | 0 | 0 | 0 | 0 | 3.6168 | 0 | 0 | 0 | 0 | 0 | 0 | 0 | 0 | 0 | 0 | 2748.1352 | 22235.6396 | 20245.0386 | 7038.4363 | 119.6911 | 0
2020-03-09 | 16.2773 | 0 | 0 | 0 | 0 | 0 | 0 | 33.8393 | 0 | 0 | 0 | 0 | 0 | 0 | 0 | 7.6156 | 0 | 400.2001 | 15472.7729 | 38152.0412 | 30152.0412 | 18764.087 | 1824.3483 | 0
2020-03-10 | 17.0275 | 0 | 0 | 0 | 0 | 0 | 0 | 344.6371 | 0 | 0 | 0 | 0 | 0 | 0 | 0 | 18.8165 | 0 | 434.8448 | 15913.6834 | 38713.9942 | 31183.6169 | 17311.0809 | 955.874 | 0
2020-03-11 | 20.859 | 0 | 0 | 0 | 0 | 0 | 36.3001 | 1577.4751 | 37.266 | 0 | 0 | 0 | 0 | 0 | 0 | 0 | 0 | 275.25 | 15073.7343 | 37854.465 | 29997.9105 | 16971.6387 | 1093.9488 | 0
2020-03-12 | 13.6164 | 0 | 0 | 0 | 0 | 0 | 0 | 39.3054 | 0 | 0 | 0 | 0 | 0 | 0 | 0 | 35.5296 | 0 | 1019.9523 | 20782.1083 | 45227.2356 | 35967.5396 | 26765.6386 | 7130.0332 | 11.5475
2020-03-13 | 17.4294 | 0 | 0 | 0 | 0 | 0 | 0 | 57.0625 | 2.3768 | 0 | 0 | 0 | 0 | 0 | 0 | 12.1658 | 0 | 17.0267 | 13062.3629 | 35453.4105 | 25585.5189 | 14857.7891 | 1042.2972 | 0
2020-03-14 | 14.8777 | 0 | 0 | 0 | 0 | 0 | 0 | 7.5469 | 8.598 | 0 | 0 | 0 | 0 | 0 | 0 | 0 | 0 | 0 | 4646.7709 | 26063.9095 | 24940.9486 | 11761.7327 | 339.1253 | 0
2020-03-15 | 6.4257 | 0 | 0 | 0 | 0 | 0 | 0 | 23.7349 | 0.87479 | 0 | 0 | 0 | 0 | 0 | 0 | 33.1354 | 0 | 0 | 6906.473 | 32053.4834 | 29112.1129 | 12757.9881 | 243.3411 | 0
2020-03-16 | 0 | 0 | 0 | 0 | 0 | 0 | 0 | 24.9369 | 2.8324 | 0 | 0 | 0 | 0 | 0 | 0 | 0 | 0 | 233.2115 | 19202.3063 | 45902.9395 | 36627.7898 | 28853.5695 | 8789.8637 | 0
2020-03-17 | 8.0569 | 0 | 0 | 0 | 0 | 0 | 0 | 340.1714 | 3.9572 | 0 | 0 | 0 | 0 | 0 | 0 | 8.4915 | 0 | 3.7846 | 9739.5574 | 35691.3894 | 27671.3894 | 15677.6174 | 658.594 | 0
2020-03-18 | 18.3231 | 0 | 0 | 0 | 0 | 0 | 0 | 181.7039 | 3.2418 | 0 | 0 | 0 | 0 | 0 | 0 | 32.9552 | 0 | 12.6756 | 11125.9304 | 38020.9031 | 31412.1976 | 19156.1097 | 1259.4871 | 0
2020-03-19 | 12.9548 | 0 | 0 | 0 | 0 | 0 | 43.7358 | 1135.9066 | 58.5032 | 0 | 0 | 0 | 0 | 0 | 0 | 19.2713 | 0 | 38.8587 | 6897.2237 | 32523.0968 | 26328.4129 | 14678.6544 | 536.7547 | 0
2020-03-20 | 46.8901 | 0 | 0 | 0 | 0 | 0 | 0 | 29.7345 | 4.8331 | 0 | 0 | 0 | 0 | 0 | 0 | 9.4031 | 0 | 0 | 3662.2612 | 24035.8206 | 18149.2982 | 7934.7416 | 77.237 | 0
2020-03-21 | 0 | 0 | 0 | 0 | 0 | 0 | 0 | 31.792 | 0 | 0 | 0 | 0 | 0 | 0 | 0 | 221.9806 | 0 | 0 | 316.449 | 15679.787 | 13218.1096 | 3642.1288 | 24.1773 | 0
2020-03-22 | 0 | 0 | 0 | 0 | 0 | 0 | 0 | 8.4873 | 8.222 | 0 | 0 | 0 | 0 | 0 | 0 | 114.2571 | 0 | 0 | 192.5258 | 12931.1167 | 12387.2874 | 2914.4422 | 0 | 0
2020-03-23 | 0 | 0 | 0 | 0 | 0 | 0 | 0 | 31.1753 | 15.8744 | 0 | 0 | 0 | 0 | 0 | 0 | 18.5353 | 0 | 0 | 3274.6989 | 28144.6807 | 21455.3292 | 13069.2208 | 842.1256 | 0
2020-03-24 | 12.9143 | 0 | 0 | 0 | 0 | 0 | 0 | 20.6145 | 0 | 0 | 0 | 0 | 0 | 0 | 0 | 30.0151 | 0 | 0 | 5071.8961 | 28071.2245 | 20731.8422 | 9342.3901 | 323.9041 | 0
2020-03-25 | 5.4791 | 0 | 0 | 0 | 0 | 0 | 0 | 13.2412 | 0 | 0 | 0 | 0 | 0 | 0 | 0 | 31.6894 | 0 | 0 | 5927.6689 | 28757.8302 | 21240.9928 | 11489.8108 | 334.7574 | 0
2020-03-26 | 22.3995 | 0 | 0 | 0 | 0 | 0 | 0 | 355.0512 | 0 | 0 | 0 | 0 | 0 | 0 | 0 | 19.1291 | 0 | 18.4597 | 7307.7647 | 33147.5382 | 25820.069 | 13999.1004 | 642.8767 | 0
2020-03-27 | 2.3119 | 0 | 0 | 0 | 0 | 0 | 0 | 16.4931 | 0 | 0 | 0 | 0 | 0 | 0 | 0 | 35.1522 | 0 | 0 | 664.3399 | 21107.8804 | 15541.0737 | 9058.4828 | 476.0675 | 0
2020-03-28 | 20.7557 | 0 | 0 | 0 | 0 | 0 | 4.4329 | 0 | 2.5756 | 0 | 0 | 0 | 0 | 0 | 0 | 64.8098 | 0 | 0 | 26.8616 | 12371.0473 | 11942.2667 | 3156.51 | 0 | 0
2020-03-29 | 0 | 0 | 0 | 0 | 0 | 0 | 7.712 | 3.3985 | 0 | 0 | 0 | 0 | 0 | 0 | 0 | 100.6508 | 0 | 0 | 0 | 8294.3732 | 8378.8247 | 1236.6537 | 0 | 0
2020-03-30 | 6.4953 | 0 | 0 | 0 | 0 | 0 | 0 | 6.3511 | 0 | 0 | 0 | 0 | 0 | 0 | 0 | 31.2314 | 0 | 0 | 860.5522 | 18968.1755 | 13896.9573 | 6885.2334 | 87.955 | 0
2020-03-31 | 29.8021 | 0 | 0 | 0 | 0 | 0 | 0 | 4.276 | 0 | 0 | 0 | 0 | 0 | 0 | 0 | 1.2094 | 0 | 0 | 3836.3474 | 30328.5033 | 24898.6274 | 13153.0924 | 509.6126 | 0
2020-04-01 | 2.362 | 0 | 0 | 0 | 0 | 0 | 0 | 16.9069 | 0 | 0 | 0 | 0 | 0 | 0 | 0 | 11.2421 | 0 | 33.5849 | 4924.1323 | 24259.806 | 22931.9658 | 11346.0148 | 203.5335 | 0
2020-04-02 | 32.4562 | 0 | 0 | 0 | 0 | 0 | 0 | 25.1782 | 3.7416 | 0 | 0 | 0 | 0 | 0 | 0 | 17.3387 | 0 | 1.0579 | 5747.6394 | 22320.7269 | 22486.4358 | 12273.1526 | 490.8339 | 0
2020-04-03 | 24.3915 | 0 | 0 | 0 | 0 | 0 | 0 | 23.4543 | 2.2861 | 0 | 0 | 0 | 0 | 0 | 0 | 9.2681 | 0 | 0 | 2953.786 | 19402.3575 | 18555.2049 | 8556.467 | 141.7078 | 0
2020-04-04 | 3.9467 | 0 | 0 | 0 | 0 | 0 | 0 | 0 | 0 | 0 | 0 | 0 | 0 | 0 | 0 | 90.3219 | 0 | 0 | 115.9761 | 7216.6479 | 11027.4236 | 3289.2818 | 16.1501 | 0
2020-04-05 | 3.6972 | 0 | 0 | 0 | 0 | 0 | 0 | 0 | 0 | 0 | 0 | 0 | 0 | 0 | 0 | 135.669 | 0 | 0 | 61.3825 | 5683.6832 | 10370.8715 | 2608.7394 | 37.6527 | 0
2020-04-06 | 50.7375 | 0 | 0 | 0 | 0 | 0 | 0 | 5.5031 | 0 | 0 | 0 | 0 | 0 | 0 | 0 | 15.6568 | 0 | 0 | 2285.7238 | 21213.4551 | 21647.9258 | 8452.8338 | 0 | 0
2020-04-07 | 26.5579 | 0 | 0 | 0 | 0 | 0 | 0 | 18.5481 | 0.5126 | 0 | 0 | 0 | 0 | 0 | 0 | 46.5265 | 0 | 54.3715 | 3419.039 | 21775.1214 | 20777.523 | 9616.2638 | 378.8507 | 0
2020-04-08 | 18.2909 | 0 | 0 | 0 | 0 | 0 | 0 | 11.327 | 0 | 0 | 0 | 0 | 0 | 0 | 0 | 0 | 0 | 21.8405 | 3542.3381 | 23405.1127 | 22611.6553 | 9747.9186 | 192.5052 | 0
2020-04-09 | 4.816 | 0 | 0 | 0 | 0 | 0 | 0 | 1.8863 | 6.7455 | 0 | 0 | 0 | 0 | 0 | 0 | 0 | 0 | 57.9178 | 3278.4308 | 17881.3186 | 19135.2502 | 8895.9577 | 393.9849 | 0
2020-04-10 | 2.7223 | 0 | 0 | 0 | 0 | 0 | 0 | 5.1862 | 0 | 0 | 0 | 0 | 0 | 0 | 0 | 16.564 | 0 | 0 | 1493.1321 | 15639.8123 | 16077.6309 | 7550.1954 | 165.2841 | 0
2020-04-11 | 27.5605 | 0 | 0 | 0 | 0 | 0 | 0 | 0 | 0 | 0 | 0 | 0 | 0 | 0 | 0 | 119.0816 | 0 | 0 | 0 | 2624.6515 | 5607.6764 | 517.3454 | 0 | 0
2020-04-12 | 0.78703 | 0 | 0 | 0 | 0 | 0 | 9.0051 | 0 | 7.8115 | 0 | 0 | 0 | 0 | 0 | 0 | 176.3644 | 0 | 0 | 0 | 6633.0748 | 10566.7307 | 1900.0917 | 0 | 0
2020-04-13 | 10.6987 | 0 | 0 | 0 | 0 | 0 | 0 | 23.5352 | 10.3863 | 0 | 0 | 0 | 0 | 0 | 0 | 13.411 | 0 | 0 | 4031.998 | 23328.7254 | 22793.8552 | 10459.8435 | 158.7908 | 0
2020-04-14 | 0 | 0 | 0 | 0 | 0 | 0 | 0 | 1.177 | 7.1322 | 0 | 0 | 0 | 0 | 0 | 0 | 1.0996 | 0 | 239.526 | 7429.4681 | 25610.9779 | 26744.7317 | 13503.4589 | 396.4791 | 0
2020-04-15 | 4.9694 | 0 | 0 | 0 | 0 | 0 | 0 | 12.8015 | 0 | 0 | 0 | 0 | 0 | 0 | 0 | 20.309 | 0 | 2686.4103 | 14131.0362 | 30421.733 | 35131.6302 | 21129.0069 | 2546.6874 | 0
2020-04-16 | 3.6151 | 0 | 0 | 0 | 0 | 0 | 0 | 18.7436 | 5.5837 | 0 | 0 | 0 | 0 | 0 | 0 | 7.8241 | 0 | 15.1667 | 5289.3541 | 22814.3351 | 23214.3615 | 11320.0676 | 88.8456 | 0
2020-04-17 | 31.2173 | 0 | 0 | 0 | 0 | 0 | 0 | 7.7935 | 1.6314 | 0 | 0 | 0 | 0 | 0 | 0 | 0.56201 | 0 | 47.2443 | 5462.108 | 22985.3307 | 24451.325 | 11691.836 | 155.1019 | 0
2020-04-18 | 3.4918 | 0 | 0 | 0 | 0 | 0 | 40.2917 | 0 | 0.88639 | 0 | 0 | 0 | 0 | 0 | 0 | 24.4142 | 0 | 0 | 869.3792 | 12457.5447 | 16289.36 | 5713.1199 | 160.6904 | 0
2020-04-19 | 0.059502 | 0 | 0 | 0 | 0 | 0 | 15.6371 | 0 | 0 | 0 | 0 | 0 | 0 | 0 | 0 | 10.8134 | 0 | 0 | 697.8911 | 12687.9925 | 16185.2818 | 4476.0927 | 0 | 0
2020-04-20 | 35.0757 | 0 | 0 | 0 | 0 | 0 | 0 | 26.9006 | 4.4296 | 0 | 0 | 0 | 0 | 0 | 0 | 0 | 0 | 593.7836 | 9382.3257 | 30285.4383 | 30151.8305 | 16051.9604 | 551.9074 | 0
2020-04-21 | 5.6854 | 0 | 0 | 0 | 0 | 0 | 0 | 22.962 | 8.0466 | 0 | 0 | 0 | 0 | 0 | 0 | 0 | 0 | 485.1112 | 7612.2642 | 28320.7709 | 27433.9053 | 14390.7931 | 679.812 | 0
2020-04-22 | 0 | 0 | 0 | 0 | 0 | 0 | 6.5832 | 32.0167 | 1.3858 | 0 | 0 | 0 | 0 | 0 | 0 | 92.6619 | 445.3039 | 9404.5785 | 25808.8561 | 42222.5071 | 46849.251 | 31122.5071 | 5772.6134 | 0
2020-04-23 | 0 | 0 | 0 | 0 | 0 | 0 | 0 | 22.1444 | 0.0965 | 0 | 0 | 0 | 0 | 0 | 0 | 11.3996 | 170.9265 | 4649.9013 | 19596.3254 | 34627.6661 | 43520.1627 | 28140.2762 | 3314.6716 | 0
2020-04-24 | 6.1654 | 0 | 0 | 0 | 0 | 0 | 0 | 29.7661 | 4.8793 | 0 | 0 | 0 | 0 | 0 | 0 | 18.7369 | 0 | 33.2875 | 1605.0617 | 18125.831 | 18766.8084 | 7665.0254 | 171.0511 | 0
2020-04-25 | 5.814 | 0 | 0 | 0 | 0 | 0 | 0 | 0 | 0 | 0 | 0 | 0 | 0 | 0 | 0 | 39.6773 | 0 | 0 | 38.547 | 9472.3262 | 13069.6329 | 2757.6088 | 0 | 0
2020-04-26 | 0 | 0 | 0 | 0 | 0 | 0 | 0 | 0 | 0 | 0 | 0 | 0 | 0 | 0 | 0 | 30.1701 | 0 | 0 | 51.1387 | 6168.9145 | 11566.4267 | 2635.4701 | 13.8555 | 0
2020-04-27 | 21.8872 | 0 | 0 | 0 | 0 | 0 | 0 | 5.4662 | 3.5534 | 0 | 0 | 0 | 0 | 0 | 0 | 15.2646 | 0 | 171.311 | 5268.9681 | 24911.3441 | 24320.7448 | 11920.1422 | 652.1137 | 0
2020-04-28 | 6.7714 | 0 | 0 | 0 | 0 | 0 | 0 | 43.3537 | 10.0484 | 0 | 0 | 0 | 0 | 0 | 0 | 0.93026 | 0 | 550.1013 | 9978.3411 | 31104.1733 | 30912.1728 | 15926.5243 | 831.5284 | 0
2020-04-29 | 14.824 | 0 | 0 | 0 | 0 | 0 | 7.3689 | 67.362 | 0 | 0 | 0 | 0 | 0 | 0 | 0 | 29.5091 | 0 | 91.2987 | 1639.7285 | 19108.7331 | 20625.9281 | 9419.9793 | 247.1348 | 1.6937
2020-04-30 | 12.3079 | 0 | 0 | 0 | 0 | 0 | 0 | 57.0054 | 1.122 | 0 | 0 | 0 | 0 | 0 | 0 | 29.8466 | 0 | 183.2097 | 4123.3073 | 23043.3876 | 25374.8897 | 12683.6192 | 450.1933 | 0
2020-05-01 | 40.9193 | 0 | 0 | 0 | 0 | 0 | 141.5794 | 552.4932 | 498.9154 | 151.931 | 0 | 0 | 0 | 97.0687 | 765.0981 | 3849.7112 | 13956.7899 | 34866.1617 | 52528.6841 | 58314.0697 | 65654.2072 | 47382.9268 | 17124.6455 | 1020.1988
2020-05-02 | 3.9817 | 0 | 0 | 0 | 0 | 0 | 0 | 0 | 5.6986 | 0 | 0 | 0 | 0 | 0 | 0 | 42.2868 | 0 | 0 | 1082.9942 | 8234.081 | 16492.9628 | 6250.2199 | 211.7952 | 0
2020-05-03 | 1.5068 | 0 | 0 | 0 | 0 | 0 | 0 | 0 | 0 | 0 | 0 | 0 | 0 | 0 | 0 | 29.8514 | 0 | 0 | 657.0765 | 7993.005 | 15880.2596 | 5661.7902 | 145.869 | 0
2020-05-04 | 4.1485 | 0 | 0 | 0 | 0 | 0 | 0 | 12.925 | 13.505 | 0 | 0 | 0 | 0 | 0 | 0 | 15.9812 | 0 | 174.9376 | 5055.0749 | 18183.3185 | 25562.5228 | 13674.413 | 654.2932 | 0
2020-05-05 | 1.098 | 0 | 0 | 0 | 0 | 0 | 0 | 13.6863 | 0 | 0 | 0 | 0 | 0 | 0 | 0 | 4.1267 | 0 | 79.9422 | 3775.9591 | 16335.3618 | 23401.8542 | 11177.3826 | 326.8413 | 0
2020-05-06 | 5.3274 | 0 | 0 | 0 | 0 | 0 | 0 | 2.4966 | 4.3445 | 0 | 0 | 0 | 0 | 0 | 0 | 0 | 0 | 454.5615 | 8932.3384 | 18643.9553 | 26061.7337 | 16405.4153 | 847.0662 | 0
2020-05-07 | 0 | 0 | 0 | 0 | 0 | 0 | 4.7286 | 82.565 | 156.4368 | 0 | 0 | 0 | 0 | 0 | 0 | 148.972 | 1252.7271 | 11165.1073 | 23863.0722 | 33770.8285 | 43991.6509 | 30633.9742 | 7021.4725 | 130.1672
2020-05-08 | 28.7772 | 0 | 0 | 0 | 0 | 0 | 0 | 1.7653 | 8.1146 | 0 | 0 | 0 | 0 | 0 | 0 | 0 | 0 | 0 | 1024.3997 | 8567.5199 | 16285.9172 | 7748.537 | 204.6863 | 0
2020-05-09 | 0.86545 | 0 | 0 | 0 | 0 | 0 | 0 | 0 | 0 | 0 | 0 | 0 | 0 | 0 | 0 | 82.2449 | 0 | 0 | 74.6245 | 2930.0158 | 10286.4162 | 3667.8409 | 66.3014 | 0
2020-05-10 | 0 | 0 | 0 | 0 | 0 | 0 | 0 | 0 | 7.9302 | 0 | 0 | 0 | 0 | 0 | 0 | 63.111 | 0 | 0 | 98.9906 | 4062.6407 | 12290.2232 | 4260.9376 | 35.5646 | 0
2020-05-11 | 2.8629 | 0 | 0 | 0 | 0 | 0 | 0 | 4.7505 | 6.9871 | 0 | 0 | 0 | 0 | 0 | 0 | 4.5325 | 0 | 3396.2089 | 16265.4396 | 30211.6493 | 38448.0739 | 24364.4185 | 3434.1521 | 0
2020-05-12 | 0 | 0 | 0 | 0 | 0 | 0 | 0 | 1.2522 | 15.9378 | 0 | 0 | 0 | 0 | 0 | 0 | 6.0449 | 37.1267 | 3580.741 | 17636.2837 | 31385.0346 | 38428.6746 | 24633.2024 | 3622.585 | 5.6874
2020-05-13 | 1.8226 | 0 | 0 | 0 | 0 | 0 | 0 | 41.8806 | 17.5706 | 0 | 0 | 0 | 0 | 0 | 0 | 13.6699 | 388.6668 | 7183.283 | 21678.555 | 34563.2874 | 45911.1452 | 30234.573 | 5194.2018 | 0
2020-05-14 | 18.7688 | 0 | 0 | 0 | 0 | 0 | 0 | 12.5835 | 6.7026 | 0 | 0 | 0 | 0 | 0 | 0 | 0 | 0 | 0 | 1364.1784 | 9651.1845 | 15048.6176 | 7969.3522 | 262.3896 | 0
2020-05-15 | 11.4283 | 0 | 0 | 0 | 0 | 0 | 0 | 42.7804 | 16.0718 | 0 | 0 | 0 | 0 | 0 | 0 | 36.3448 | 3.6356 | 1492.2828 | 11046.3562 | 22685.0217 | 30717.9598 | 19596.1029 | 2707.8106 | 0
2020-05-16 | 12.5688 | 0 | 0 | 0 | 0 | 0 | 9.2642 | 3.6463 | 0 | 0 | 0 | 0 | 0 | 0 | 0 | 33.0387 | 0 | 0 | 247.4206 | 4716.4846 | 14758.4919 | 5069.8738 | 128.4058 | 0
2020-05-17 | 0.7507 | 0 | 0 | 0 | 0 | 0 | 0 | 0 | 1.6774 | 0 | 0 | 0 | 0 | 0 | 0 | 17.6261 | 0 | 0 | 1008.7563 | 6873.5148 | 18929.8123 | 7025.4049 | 131.8082 | 0
2020-05-18 | 12.2789 | 0 | 0 | 0 | 0 | 0 | 0 | 14.4079 | 0 | 0 | 0 | 0 | 0 | 0 | 0 | 0 | 0 | 0 | 1170.3826 | 11056.8562 | 17813.2552 | 8135.9599 | 207.4544 | 0
2020-05-19 | 3.4851 | 0 | 0 | 0 | 0 | 0 | 0 | 22.9858 | 12.0391 | 0 | 0 | 0 | 0 | 0 | 0 | 12.8258 | 0 | 129.8269 | 6881.256 | 20080.3762 | 28178.2596 | 15961.6966 | 851.9735 | 0
2020-05-20 | 0 | 0 | 0 | 0 | 0 | 0 | 0 | 9.292 | 3.6966 | 0 | 0 | 0 | 0 | 0 | 0 | 44.0522 | 0 | 0 | 2005.8258 | 11183.3307 | 18366.0887 | 8767.0201 | 115.827 | 0
2020-05-21 | 5.8957 | 0 | 0 | 0 | 0 | 0 | 12.286 | 142.5166 | 99.3247 | 19.5191 | 0 | 0 | 0 | 0 | 0 | 99.1514 | 1361.4696 | 10676.3884 | 23532.8012 | 34914.4336 | 47286.1871 | 32659.317 | 8296.0732 | 24.2521
2020-05-22 | 0 | 0 | 0 | 0 | 0 | 0 | 0 | 11.8388 | 1.8117 | 0 | 0 | 0 | 0 | 0 | 0 | 13.2923 | 0 | 110.0118 | 3247.2572 | 13240.3081 | 21902.8364 | 12913.5227 | 664.1684 | 0
2020-05-23 | 0 | 0 | 0 | 0 | 0 | 0 | 0 | 0 | 0 | 0 | 0 | 0 | 0 | 0 | 0 | 53.5884 | 0 | 0 | 0 | 700.4554 | 6724.0989 | 1660.9885 | 0 | 0
2020-05-24 | 0 | 0 | 0 | 0 | 0 | 0 | 0 | 0 | 0 | 0 | 0 | 0 | 0 | 0 | 0 | 81.0417 | 0 | 0 | 0 | 515.7103 | 6064.4603 | 1805.2124 | 9.8001 | 0
2020-05-25 | 6.0354 | 0 | 0 | 0 | 0 | 0 | 0 | 0 | 18.9513 | 0 | 0 | 0 | 0 | 0 | 0 | 9.9073 | 0 | 0 | 1236.413 | 8484.209 | 15973.9202 | 8003.8686 | 225.0628 | 0
2020-05-26 | 145.9176 | 0 | 0 | 0 | 0 | 0 | 0 | 92.5276 | 149.13 | 16.5145 | 0 | 0 | 0 | 78.4449 | 1021.1538 | 5884.2677 | 16897.9431 | 37877.8633 | 56224.582 | 58144.176 | 64866.6551 | 54109.1551 | 25888.0441 | 3244.9113
2020-05-27 | 10.0228 | 0 | 0 | 0 | 0 | 0 | 0 | 16.6831 | 5.4303 | 0 | 0 | 0 | 0 | 0 | 0 | 4.0117 | 0 | 1118.0836 | 9793.8352 | 22602.4678 | 31769.0095 | 19248.8853 | 2137.1347 | 0
2020-05-28 | 4.4746 | 0 | 0 | 0 | 0 | 0 | 0 | 18.6783 | 5.772 | 0 | 0 | 0 | 0 | 0 | 0 | 5.6228 | 0 | 299.3753 | 4989.6927 | 20300.5261 | 26809.2371 | 14044.7936 | 729.2064 | 0
2020-05-29 | 7.9694 | 0 | 0 | 0 | 0 | 0 | 1.2607 | 30.0797 | 6.5017 | 0 | 0 | 0 | 0 | 0 | 0 | 23.6686 | 0 | 0 | 2562.8781 | 15250.9454 | 21792.1928 | 11014.579 | 302.7437 | 0
2020-05-30 | 0 | 0 | 0 | 0 | 0 | 0 | 0 | 0 | 2.0588 | 0 | 0 | 0 | 0 | 0 | 0 | 40.8308 | 0 | 0 | 0 | 1046.0393 | 7260.6273 | 2005.3007 | 0 | 0
2020-05-31 | 0 | 0 | 0 | 0 | 0 | 0 | 0 | 0 | 0 | 0 | 0 | 0 | 0 | 0 | 0 | 55.4518 | 0 | 0 | 0 | 611.2897 | 6266.2639 | 2151.7659 | 0 | 0
2020-06-01 | 35.7081 | 0 | 0 | 0 | 0 | 0 | 17.2624 | 14.8961 | 13.1011 | 0 | 0 | 0 | 0 | 0 | 0 | 11.9236 | 478.5735 | 4338.5253 | 17159.0338 | 25997.9476 | 32579.8768 | 25720.5563 | 7402.1579 | 436.3136
2020-06-02 | 301.3599 | 132.25 | 47.5612 | 0 | 16.1843 | 145.6363 | 375.4298 | 425.9711 | 307.8003 | 145.536 | 43.8751 | 20.6801 | 0 | 0 | 182.6246 | 410.4912 | 1136.8513 | 4792.0155 | 15220.924 | 23168.464 | 32697.1472 | 25469.4244 | 7943.3006 | 750.8487
2020-06-03 | 0 | 0 | 0 | 0 | 0 | 0 | 0 | 0 | 0.60175 | 0 | 0 | 0 | 0 | 0 | 0 | 16.3245 | 134.4547 | 3173.2763 | 11932.6554 | 18420.5557 | 25867.8976 | 21022.6519 | 6232.0556 | 341.352
2020-06-04 | 65.3097 | 0 | 0 | 0 | 0 | 0 | 193.9731 | 283.1219 | 150.4953 | 1.6083 | 0 | 0 | 0 | 0 | 0 | 70.0588 | 366.6377 | 2744.3042 | 11612.2456 | 22190.7425 | 28506.2089 | 20893.6953 | 4766.2945 | 297.3037
2020-06-05 | 14.6148 | 0 | 0 | 0 | 0 | 0 | 118.2531 | 202.0689 | 96.3294 | 0 | 0 | 0 | 0 | 0 | 0 | 14.0562 | 364.211 | 2904.704 | 12490.11 | 22106.3439 | 31820.6788 | 23388.8544 | 4730.1405 | 169.9454
2020-06-06 | 1.4569 | 0 | 0 | 0 | 0 | 7.5416 | 0 | 0 | 3.2265 | 0 | 0 | 0 | 0 | 0 | 0 | 16.588 | 0 | 96.976 | 2448.0414 | 7180.4401 | 17980.8975 | 11338.3655 | 2263.5284 | 127.937
2020-06-07 | 34.7581 | 0 | 0 | 0 | 0 | 0 | 0 | 0 | 27.4292 | 0 | 0 | 0 | 0 | 0 | 0 | 35.5762 | 28.7552 | 671.1563 | 6280.7318 | 13124.1256 | 24171.7361 | 16319.7136 | 3442.697 | 191.4734
2020-06-08 | 70.3019 | 0 | 0 | 0 | 0 | 0 | 140.2144 | 594.8857 | 889.006 | 602.3129 | 68.3485 | 0 | 0 | 0 | 0 | 395.967 | 1711.6536 | 7164.4432 | 18521.5417 | 26577.7851 | 35664.4318 | 28926.7203 | 10529.1484 | 1173.0305
2020-06-09 | 230.1846 | 0 | 0 | 0 | 0 | 0 | 67.3327 | 253.3522 | 477.1079 | 434.3971 | 78.6358 | 18.788 | 0 | 15.1214 | 118.4988 | 819.0371 | 2594.5461 | 9636.5339 | 19876.0063 | 27276.5511 | 37837.3376 | 31547.3821 | 11261.262 | 1128.1383
2020-06-10 | 61.0606 | 0 | 0 | 0 | 0 | 0 | 219.9386 | 1193.3794 | 1480.5352 | 1054.4115 | 187.5009 | 61.0246 | 0 | 0 | 9.1456 | 644.9738 | 1793.1741 | 7184.444 | 16361.9723 | 23923.5287 | 33801.2789 | 27215.649 | 10035.624 | 1013.6124
2020-06-11 | 44.8355 | 0 | 0 | 0 | 0 | 0 | 248.8811 | 832.0985 | 1172.2612 | 970.3606 | 55.5183 | 0 | 0 | 0 | 0 | 38.474 | 956.732 | 3091.6109 | 10532.7582 | 19162.1342 | 28000.1216 | 21845.2215 | 6400.3571 | 785.0791
2020-06-12 | 46.2995 | 0 | 0 | 0 | 0 | 0 | 0 | 11.0716 | 12.2611 | 0 | 0 | 0 | 0 | 0 | 0 | 23.2789 | 126.4769 | 1376.5366 | 7697.6814 | 15789.8343 | 23781.0373 | 17992.1201 | 3915.0753 | 459.314
2020-06-13 | 3.8281 | 0 | 0 | 0 | 0 | 0 | 0 | 0 | 0 | 0 | 0 | 0 | 0 | 0 | 0 | 114.891 | 0 | 0 | 794.7218 | 5058.3221 | 14751.4953 | 9093.0231 | 1146.1089 | 0
2020-06-14 | 0 | 0 | 0 | 0 | 0 | 0 | 0 | 0 | 1.5893 | 0 | 0 | 0 | 0 | 0 | 0 | 162.8791 | 0 | 73.1595 | 2044.7475 | 6973.1402 | 17934.8915 | 11169.4614 | 2190.6822 | 64.8629
2020-06-15 | 26.7876 | 0 | 0 | 0 | 0 | 0 | 130.3988 | 356.1806 | 261.3445 | 54.6181 | 0 | 0 | 0 | 0 | 0 | 23.1733 | 146.4518 | 1940.4235 | 8798.9242 | 20769.6518 | 29293.2759 | 19492.285 | 4285.4804 | 200.294
2020-06-16 | 447.334 | 42.1093 | 0 | 0 | 0 | 43.0043 | 472.3273 | 1127.789 | 1241.0124 | 553.7754 | 138.1618 | 56.4448 | 48.5785 | 93.7318 | 528.4588 | 2205.4624 | 7344.4426 | 21102.7127 | 34402.1929 | 39116.3233 | 50402.5325 | 42411.0658 | 19537.6559 | 2391.8564
2020-06-17 | 198.8663 | 0 | 0 | 0 | 0 | 0 | 170.2081 | 581.3445 | 462.2077 | 65.2901 | 0 | 0 | 0 | 0 | 23.3477 | 638.5984 | 2256.5692 | 9338.6423 | 21244.4878 | 29973.406 | 40340.5556 | 33204.2462 | 12592.8448 | 1330.307
2020-06-18 | 156.8339 | 0 | 0 | 0 | 0 | 0 | 50.7249 | 410.5911 | 493.5767 | 88.4268 | 0 | 0 | 0 | 0 | 0 | 518.0033 | 2277.4455 | 10243.1016 | 23743.4083 | 30344.7857 | 42170.942 | 35554.3516 | 14246.2893 | 1318.4029
2020-06-19 | 314.5116 | 47.7975 | 0 | 0 | 0 | 65.0724 | 475.8649 | 1103.5723 | 1157.3794 | 340.8571 | 68.6765 | 7.8828 | 0 | 0 | 102.3827 | 842.7128 | 3604.0284 | 12511.2998 | 24063.4426 | 29655.514 | 40267.7593 | 35051.4915 | 14937.6322 | 1584.6528
2020-06-20 | 0 | 0 | 0 | 0 | 0 | 0 | 0 | 0 | 8.4896 | 0 | 0 | 0 | 0 | 0 | 0 | 4.4165 | 0 | 199.0773 | 4392.3613 | 10268.9114 | 21921.1099 | 14333.5799 | 3157.3257 | 4.6126
2020-06-21 | 0 | 0 | 0 | 0 | 0 | 0 | 0 | 0 | 0 | 0 | 0 | 0 | 0 | 0 | 0 | 2.9459 | 0 | 1152.3584 | 5819.9683 | 12698.3798 | 26122.7644 | 16882.2719 | 3729.8321 | 238.1595
2020-06-22 | 1208.684 | 130.546 | 30.5202 | 0 | 0 | 161.0143 | 921.3015 | 2329.8475 | 2061.2671 | 1059.6887 | 714.0718 | 474.9324 | 596.3685 | 1309.405 | 3730.3055 | 9810.9671 | 20015.0058 | 36905.742 | 53318.5166 | 57206.447 | 64449.0148 | 55287.7318 | 27722.2337 | 5696.9877
2020-06-23 | 4055.7137 | 219.7318 | 0 | 0 | 0 | 220.2939 | 1700.1164 | 5490.6443 | 6025.8524 | 3856.4213 | 2556.6975 | 2219.6421 | 2710.9548 | 4960.1673 | 9979.605 | 18822.4408 | 31030.0293 | 50407.4418 | 68116.7003 | 71449.2332 | 74392.7137 | 63268.8925 | 36138.4432 | 13356.6138
2020-06-24 | 1407.0001 | 194.4936 | 8.6385 | 0 | 0 | 213.3168 | 1160.9223 | 2525.1371 | 2032.677 | 798.9145 | 529.5023 | 454.0186 | 712.6741 | 1626.4333 | 3539.4431 | 9363.8428 | 18424.4893 | 35149.5122 | 52400.7974 | 56702.3415 | 62623.7509 | 51727.3033 | 26697.4194 | 6259.4778
2020-06-25 | 4658.4236 | 298.7508 | 91.8561 | 0 | 0 | 159.2091 | 993.0329 | 3152.6753 | 3048.1479 | 2080.6201 | 1220.2447 | 767.1434 | 1331.1394 | 4710.4443 | 9277.9095 | 17708.6942 | 30777.103 | 52551.8752 | 69449.9869 | 73027.0676 | 77977.7293 | 68695.194 | 40920.706 | 15424.1155
2020-06-26 | 861.2783 | 239.4821 | 58.5979 | 34.9648 | 131.8153 | 272.03 | 641.1367 | 1035.144 | 680.4917 | 316.6637 | 171.7378 | 64.0069 | 145.4768 | 239.5797 | 480.2909 | 1962.8171 | 7452.085 | 21031.8476 | 36227.2484 | 41696.606 | 51458.6662 | 43523.8245 | 20851.9172 | 3118.6472
2020-06-27 | 341.7637 | 139.5264 | 0 | 0 | 15.4051 | 164.4433 | 382.7091 | 493.1078 | 371.1462 | 129.781 | 0 | 0 | 0 | 0 | 0 | 199.7103 | 511.6317 | 1808.3697 | 8832.1179 | 15910.3656 | 26590.0346 | 18225.0076 | 5297.5815 | 726.1076
2020-06-28 | 22.7413 | 0 | 0 | 0 | 0 | 0 | 367.9419 | 768.9947 | 489.8267 | 0 | 0 | 0 | 0 | 0 | 0 | 0.51368 | 663.4878 | 4893.4119 | 13765.5345 | 21869.6291 | 34597.8239 | 23517.1134 | 6369.0184 | 558.7602
2020-06-29 | 814.4762 | 11.3838 | 0 | 0 | 0 | 125.9004 | 1169.9685 | 1894.4905 | 1681.1024 | 430.9285 | 118.4599 | 0 | 0 | 80.0574 | 473.1791 | 2285.018 | 5656.8719 | 14382.7593 | 28400.1279 | 34983.9071 | 46967.8095 | 39054.2794 | 17909.2109 | 3061.2881
2020-06-30 | 531.1854 | 102.6442 | 0 | 0 | 0 | 110.0086 | 697.4911 | 1294.4202 | 976.0338 | 342.0977 | 133.0769 | 0 | 15.0221 | 105.2863 | 361.8905 | 1625.181 | 3295.4393 | 12024.7067 | 26933.2483 | 33896.2214 | 47208.6751 | 38921.673 | 16917.4678 | 2549.8568
2020-07-01 | 848.0691 | 0 | 0 | 0 | 0 | 0 | 95.9586 | 219.2628 | 332.6733 | 165.8031 | 1.8011 | 0 | 0 | 25.3708 | 247.3631 | 1665.621 | 6868.6121 | 22338.4754 | 39509.1785 | 45845.972 | 54793.1521 | 48367.5931 | 24948.3127 | 3884.3365
2020-07-02 | 1598.4094 | 207.3622 | 53.9738 | 0 | 0 | 161.3413 | 1265.2837 | 4156.4075 | 4790.5826 | 2020.5594 | 1131.2298 | 330.9848 | 389.0043 | 1172.1913 | 3011.7658 | 8190.2075 | 21043.4704 | 41345.5683 | 58075.9742 | 62431.9473 | 70223.9764 | 61290.9301 | 35036.9787 | 8670.324
2020-07-03 | 30.6494 | 9.724 | 0 | 0 | 0 | 0 | 0 | 0 | 5.6268 | 0 | 0 | 0 | 0 | 0 | 0 | 45.1738 | 606.071 | 7580.4102 | 23485.001 | 30237.0261 | 36607.448 | 31494.281 | 11591.681 | 947.4308
2020-07-04 | 55.4328 | 0 | 0 | 0 | 0 | 0 | 0.63557 | 2.1222 | 0 | 0 | 0 | 0 | 0 | 0 | 0 | 0 | 72.0557 | 1499.5427 | 8666.5374 | 14676.6613 | 25696.0406 | 18113.324 | 5886.5869 | 623.9807
2020-07-05 | 0 | 0 | 0 | 0 | 0 | 0 | 0 | 0 | 0 | 0 | 0 | 0 | 0 | 0 | 0 | 0 | 0 | 170.6134 | 4304.7736 | 9878.821 | 20140.0173 | 13959.2312 | 4109.1377 | 124.5173
2020-07-06 | 701.7851 | 0 | 0 | 0 | 0 | 0 | 276.0225 | 1133.8048 | 1154.578 | 503.6309 | 97.9011 | 0 | 0 | 26.2594 | 245.763 | 1624.7545 | 6292.6169 | 18310.3523 | 32157.1028 | 37347.1653 | 49295.2771 | 41866.8983 | 20068.7377 | 2907.7913
2020-07-07 | 273.3215 | 47.9166 | 0 | 0 | 0 | 44.0372 | 113.617 | 222.6447 | 316.1201 | 48.985 | 33.6254 | 0 | 0 | 0 | 58.2278 | 352.4895 | 3272.6307 | 13554.7464 | 29130.241 | 35250.6897 | 45631.4412 | 38123.5609 | 17860.1046 | 2395.9356
2020-07-08 | 1392.1401 | 8.0112 | 0 | 0 | 0 | 0 | 236.1107 | 569.011 | 510.9556 | 221.2846 | 54.3617 | 0.93563 | 48.8451 | 285.2517 | 1083.4126 | 4400.154 | 13876.0898 | 31953.9242 | 49125.8565 | 52219.9016 | 59732.0412 | 53261.9635 | 30297.237 | 7179.5859
2020-07-09 | 964.1717 | 143.5476 | 9.2106 | 0 | 0 | 59.6726 | 137.4033 | 360.5896 | 455.7044 | 178.7956 | 144.3095 | 130.7138 | 54.5515 | 88.233 | 465.8454 | 2550.8311 | 9863.5773 | 26454.7821 | 41814.7763 | 44812.9014 | 52419.9798 | 46331.4356 | 25934.2745 | 5122.7936
2020-07-10 | 1523.2699 | 65.0459 | 7.6797 | 0 | 0 | 147.3894 | 901.273 | 2786.3475 | 1900.1481 | 515.1345 | 207.1034 | 203.0533 | 176.3232 | 404.884 | 1263.3139 | 6087.3464 | 16370.4793 | 32349.3736 | 48595.717 | 52780.5976 | 62521.8227 | 52935.9945 | 27483.7805 | 6241.5932
2020-07-11 | 150.0172 | 0 | 0 | 0 | 0 | 0 | 0 | 0 | 0 | 0 | 0 | 0 | 0 | 0 | 0 | 145.9854 | 1942.5452 | 11427.0208 | 27702.2684 | 31569.5489 | 44068.7268 | 33658.2178 | 14654.3268 | 1225.4628
2020-07-12 | 146.9544 | 36.2889 | 0 | 0 | 0 | 0 | 72.1823 | 59.0355 | 57.6869 | 0 | 0 | 0 | 0 | 0 | 0 | 178.5202 | 1337.3015 | 8892.3292 | 24072.5712 | 30981.8083 | 45363.2556 | 34199.3198 | 13321.3139 | 1181.6054
2020-07-13 | 304.2581 | 0 | 0 | 0 | 0 | 0 | 110.9137 | 991.6724 | 830.6233 | 183.7946 | 4.4991 | 0 | 31.6529 | 6.328 | 771.9101 | 4080.258 | 14183.2015 | 32240.4435 | 47887.5646 | 50737.3462 | 60716.5088 | 52113.5124 | 27601.4921 | 4486.9966
2020-07-14 | 2138.7548 | 0 | 0 | 0 | 0 | 28.9139 | 1005.3765 | 3531.8626 | 3332.2577 | 2080.72 | 1159.9898 | 743.0718 | 1028.3748 | 1354.9083 | 4154.9279 | 10786.3254 | 25033.1758 | 44602.8827 | 60163.8592 | 64717.0052 | 71387.18 | 61890.2047 | 35491.9971 | 9101.1483
2020-07-15 | 160.2991 | 0 | 0 | 0 | 0 | 0 | 91.4855 | 612.3474 | 452.6288 | 48.135 | 0 | 0 | 0 | 0 | 218.7747 | 1535.6095 | 7383.8607 | 24278.1241 | 42422.611 | 46558.4871 | 55825.8612 | 46892.0624 | 20243.3653 | 1983.7335
2020-07-16 | 4709.0979 | 1092.0457 | 200.7604 | 100.2376 | 128.6115 | 426.4046 | 3142.3989 | 7886.7939 | 7141.2919 | 4823.1989 | 3022.7886 | 3246.2632 | 4080.9141 | 7889.5074 | 17926.7747 | 35637.5699 | 50058.1285 | 66982.3847 | 79409.2414 | 79916.2848 | 82016.0248 | 72687.7771 | 45566.4357 | 17968.8839
2020-07-17 | 622.8678 | 143.465 | 69.702 | 0 | 122.2124 | 211.7745 | 732.7156 | 1548.014 | 948.2927 | 299.9115 | 188.315 | 158.2926 | 138.2937 | 208.2857 | 545.2284 | 2050.1085 | 7606.9927 | 24090.8843 | 39750.2072 | 44191.5016 | 53200.5055 | 45992.0367 | 24252.825 | 3841.3513
2020-07-18 | 9.652 | 0 | 0 | 0 | 0 | 0 | 0 | 0 | 0 | 0 | 0 | 0 | 0 | 0 | 0 | 60.0531 | 75.3165 | 3880.0612 | 16337.8902 | 23671.6362 | 32536.2592 | 24339.7866 | 9589.3546 | 736.7288
2020-07-19 | 111.4932 | 0 | 0 | 0 | 0 | 0 | 0 | 0 | 17.4792 | 0 | 0 | 0 | 0 | 0 | 0 | 28.7726 | 617.6239 | 6201.7519 | 17062.0432 | 23928.4687 | 37876.0831 | 30139.8727 | 11502.4098 | 1107.1161
2020-07-20 | 2207.5249 | 1564.1099 | 180.1058 | 60.4935 | 108.9359 | 368.1544 | 1341.8958 | 3735.0758 | 2557.9647 | 1017.6857 | 447.8892 | 324.4941 | 406.9857 | 1177.6252 | 3655.4552 | 9930.6348 | 23927.8264 | 44860.4931 | 61989.8685 | 65530.929 | 70966.2056 | 62110.387 | 37301.2369 | 10504.9729
2020-07-21 | 2201.6481 | 330.8681 | 0 | 0 | 0 | 140.1801 | 433.7649 | 911.2169 | 639.0547 | 324.8193 | 280.6924 | 144.9461 | 268.4959 | 573.2001 | 1575.7932 | 5960.3044 | 18007.2481 | 39331.6115 | 57263.9133 | 60626.0908 | 66080.4394 | 58597.3901 | 34276.0085 | 9013.3521
2020-07-22 | 8239.2461 | 1469.2915 | 428.2896 | 95.2056 | 273.086 | 1144.4032 | 4698.9274 | 14813.4095 | 13723.0946 | 11123.6929 | 7072.488 | 3765.1645 | 4548.067 | 8430.211 | 19147.7585 | 38945.2684 | 59942.2409 | 76699.5336 | 89193.8246 | 90953.0791 | 90486.6819 | 80717.1698 | 52864.9709 | 22568.3243
2020-07-23 | 11057.2918 | 723.7867 | 233.3596 | 57.9649 | 118.5923 | 643.5439 | 3168.6253 | 12829.7103 | 14602.3389 | 12503.9291 | 7701.1362 | 6117.6893 | 8626.2361 | 22268.0448 | 35470.2069 | 55586.3759 | 77145.6513 | 92129.5376 | 99900.0036 | 99963.6143 | 98618.4593 | 87327.2114 | 60393.7283 | 29679.5414
2020-07-24 | 7480.5492 | 684.5275 | 157.8888 | 37.5102 | 42.5698 | 346.162 | 3284.1721 | 12509.2659 | 14479.2239 | 10223.1606 | 7292.8194 | 4851.262 | 6527.3244 | 14716.3664 | 28061.2128 | 49014.734 | 68696.9212 | 81356.3426 | 93599.9671 | 93282.9019 | 92615.1919 | 81485.5603 | 54662.4259 | 24124.5782
2020-07-25 | 144.4587 | 0 | 0 | 0 | 0 | 0 | 93.1543 | 665.9045 | 773.0129 | 105.3847 | 0 | 0 | 0 | 0 | 0 | 611.8102 | 4049.5869 | 17132.1556 | 33109.9017 | 37413.8202 | 53112.0412 | 42775.2261 | 18795.4499 | 1570.0753
2020-07-26 | 213.9753 | 0 | 0 | 0 | 0 | 0 | 75.8627 | 431.4708 | 307.3063 | 62.0601 | 0 | 0 | 0 | 0 | 0 | 365.9776 | 2649.4602 | 11323.053 | 25566.1513 | 31095.8368 | 43365.4871 | 33719.4747 | 14820.6169 | 1556.5009
2020-07-27 | 5952.6855 | 348.3874 | 42.978 | 0 | 0 | 433.0608 | 3477.1092 | 9797.7866 | 10115.8594 | 7688.0421 | 4102.3643 | 2865.8507 | 2753.9055 | 4670.9309 | 12159.128 | 26786.8034 | 48058.5264 | 68206.5903 | 83179.051 | 85282.3175 | 86010.9611 | 75902.3368 | 50092.9906 | 19337.3198
2020-07-28 | 2449.5404 | 344.5956 | 46.1654 | 36.8534 | 7.7633 | 384.3606 | 3180.9843 | 8391.9572 | 8820.9689 | 5120.8115 | 2574.9326 | 1062.6426 | 872.219 | 2004.4131 | 5371.7649 | 13541.3909 | 27043.2986 | 46742.6933 | 62800.642 | 66051.6792 | 71343.5678 | 61145.6186 | 34945.0334 | 9711.7782
2020-07-29 | 2143.0706 | 109.6109 | 0 | 0 | 0 | 39.5854 | 654.0394 | 3115.8436 | 2713.7118 | 1390.6415 | 619.2841 | 141.8008 | 123.7589 | 592.7474 | 3311.0712 | 10881.6226 | 25191.9041 | 43276.7853 | 59447.0507 | 63776.7811 | 69866.1611 | 59918.5611 | 34309.2808 | 8872.6728
2020-07-30 | 3212.8566 | 454.9468 | 0 | 0 | 0 | 233.2212 | 3495.1456 | 8801.125 | 9382.6989 | 6904.2919 | 3625.5964 | 2268.9552 | 2024.3615 | 3718.1131 | 8514.0367 | 22054.1087 | 38838.1793 | 59954.6597 | 75042.2761 | 75560.1592 | 77440.0455 | 67982.3852 | 40267.6753 | 12873.0919
2020-07-31 | 1943.9672 | 324.1327 | 56.2459 | 30.9135 | 30.9203 | 244.2402 | 2227.1979 | 7693.6575 | 7582.3672 | 4914.1349 | 2240.9788 | 1058.7748 | 1454.4559 | 2706.1366 | 7936.8063 | 22306.6588 | 37748.2204 | 58832.1467 | 73704.5568 | 73448.2362 | 80492.3075 | 70482.8765 | 42894.995 | 14163.2037
2020-08-01 | 611.2511 | 195.5327 | 33.2007 | 0 | 0 | 35.7532 | 89.8826 | 188.1135 | 94.5185 | 0 | 0 | 0 | 0 | 0 | 0 | 32.1872 | 971.964 | 6837.0191 | 19719.523 | 28783.6544 | 37345.0782 | 27414.1801 | 12832.2763 | 2605.854
2020-08-02 | 455.4837 | 142.1437 | 52.6118 | 26.0463 | 56.1203 | 66.2077 | 93.7197 | 128.5706 | 74.2252 | 0 | 0 | 0 | 0 | 0 | 0 | 44.5184 | 772.4521 | 5561.5707 | 16939.8568 | 26765.7288 | 35100.134 | 24149.1653 | 10092.1497 | 1681.3632
2020-08-03 | 7642.3352 | 2376.1748 | 1009.4486 | 658.1541 | 1110.9971 | 3714.5543 | 10899.4938 | 15044.1837 | 12875.2092 | 8383.9643 | 5486.8626 | 4295.238 | 5402.5864 | 9769.6445 | 17544.5531 | 30328.2352 | 46944.4246 | 63918.6228 | 77249.8538 | 79392.7112 | 81175.6554 | 68552.1081 | 42303.0982 | 18318.4164
2020-08-04 | 13777.7627 | 4539.0874 | 2094.7545 | 1584.3774 | 1991.497 | 4776.8715 | 12622.9065 | 16874.6725 | 16922.3125 | 12882.5268 | 10974.4114 | 9442.9114 | 11680.4547 | 16500.6749 | 28293.1749 | 46408.0665 | 65610.6115 | 77808.9123 | 88036.0188 | 93361.308 | 91823.6326 | 77592.1244 | 52716.7881 | 26714.6606
2020-08-05 | 7598.2285 | 3022.3377 | 1341.2963 | 825.8685 | 1290.2713 | 2931.8452 | 7599.3927 | 11686.7821 | 11424.5625 | 7842.2043 | 5494.3623 | 4515.0583 | 5061.4078 | 9226.7822 | 15323.9183 | 25944.1587 | 41718.436 | 57829.3605 | 72425.0834 | 73525.3458 | 78109.0071 | 66619.8556 | 40982.6383 | 18029.9545
2020-08-06 | 5332.5739 | 993.0804 | 482.1629 | 301.4784 | 545.3781 | 1224.0973 | 3437.6423 | 5882.545 | 4945.1852 | 2003.9144 | 1029.358 | 757.4828 | 1169.6501 | 2278.4033 | 6046.0699 | 12463.002 | 26005.8214 | 42786.7455 | 57760.772 | 62162.5667 | 67262.0683 | 54429.0799 | 32190.5246 | 13036.4233
2020-08-07 | 3712.2484 | 1924.6939 | 974.9609 | 797.0087 | 934.2631 | 2279.4444 | 6039.6648 | 7060.2127 | 5897.7237 | 3696.8093 | 1471.2569 | 905.1541 | 798.956 | 1244.0984 | 2700.5633 | 6837.6046 | 14263.5068 | 26193.986 | 40306.4182 | 51194.1045 | 57492.4704 | 45377.4112 | 24890.3256 | 8476.083
2020-08-08 | 2079.7322 | 762.4861 | 229.7778 | 158.7271 | 132.5535 | 235.2862 | 481.8981 | 580.1863 | 266.55 | 71.7748 | 0 | 0 | 0 | 0 | 105.3904 | 958.1134 | 4923.2949 | 15845.7207 | 31030.3574 | 39927.8543 | 47522.6445 | 35005.6738 | 17286.3178 | 5150.1944
2020-08-09 | 2150.158 | 816.7899 | 383.1169 | 233.9036 | 256.8899 | 416.9584 | 477.3664 | 593.3468 | 309.1049 | 106.8277 | 0 | 0 | 0 | 0 | 267.9048 | 1673.8432 | 7358.5598 | 19333.4689 | 34455.6562 | 42526.1477 | 50765.6608 | 37069.9036 | 19689.21 | 5998.8252
2020-08-10 | 3208.7612 | 1152.628 | 631.7418 | 434.6514 | 707.2136 | 1786.6893 | 5330.6189 | 7969.9402 | 7880.014 | 3129.2643 | 1765.9829 | 874.0391 | 769.5944 | 1221.7644 | 2482.5641 | 8526.4467 | 16607.8523 | 30796.8197 | 44724.3691 | 51133.8781 | 58314.72 | 46710.4069 | 25989.3071 | 9762.5627
2020-08-11 | 4943.2131 | 1947.6092 | 871.9047 | 571.1456 | 726.3176 | 1794.2728 | 5763.1722 | 7706.512 | 7200.3511 | 2978.2089 | 1591.5603 | 1051.0388 | 1117.5958 | 2021.9365 | 4137.8982 | 10598.4067 | 22163.3434 | 38098.9649 | 52247.317 | 58457.1035 | 62366.6236 | 50251.7271 | 28802.3549 | 11900.8687
2020-08-12 | 5361.0903 | 1667.1711 | 670.3822 | 346.0903 | 720.9752 | 1969.0213 | 7084.8485 | 9829.534 | 9143.7892 | 4714.6589 | 3040.1016 | 1190.1126 | 1070.7118 | 1874.4505 | 4423.2261 | 11499.2291 | 21897.2009 | 40463.3888 | 58090.8664 | 65891.7184 | 70902.2073 | 57216.093 | 33223.7147 | 12734.3292
2020-08-13 | 5379.5548 | 1560.8369 | 774.4048 | 560.2392 | 817.9834 | 1835.9751 | 7084.1381 | 9731.5886 | 9294.2407 | 4232.8032 | 2505.2019 | 1574.4255 | 1922.5949 | 3178.0932 | 7820.3813 | 16363.8156 | 29654.9224 | 47805.4337 | 62227.376 | 70108.9642 | 72345.9575 | 57583.4327 | 33349.8308 | 13559.8905
2020-08-14 | 5859.0937 | 1145.4588 | 381.1508 | 275.1245 | 508.2112 | 1466.8318 | 7085.1027 | 9826.2179 | 8863.5935 | 4506.4763 | 2425.4605 | 1434.0955 | 2006.4362 | 4213.2237 | 9265.4558 | 19049.8616 | 32253.7918 | 50492.7969 | 66305.8572 | 72683.6688 | 75737.8808 | 61921.4377 | 35940.7236 | 14673.8023
2020-08-15 | 2976.8512 | 1085.9466 | 329.9127 | 79.2192 | 278.0942 | 1305.4168 | 5522.7668 | 8272.9164 | 6890.2835 | 3252.3238 | 1594.987 | 731.5689 | 880.033 | 1728.7379 | 3819.3343 | 8361.8677 | 16455.0856 | 28553.1723 | 40562.4931 | 45795.938 | 56130.5773 | 41974.8901 | 23260.1301 | 7818.9658
2020-08-16 | 3599.5209 | 1644.1132 | 680.769 | 294.0182 | 426.7434 | 1385.0151 | 3600.2428 | 5435.273 | 5010.4224 | 2352.8251 | 615.6144 | 194.9332 | 218.2214 | 675.6081 | 2280.1827 | 4996.1599 | 11515.2109 | 21095.2908 | 36640.2214 | 43088.2035 | 53159.0897 | 39875.3423 | 23008.554 | 8124.1727
2020-08-17 | 29926.4483 | 9112.7225 | 4248.267 | 2632.5217 | 3754.3871 | 9239.8676 | 21632.8196 | 29914.405 | 33061.516 | 29704.0131 | 30351.8516 | 40503.7188 | 50443.5647 | 58143.6326 | 70764.0069 | 95206.9298 | 115566.2414 | 129296.6604 | 139883.458 | 140042.8399 | 127668.2918 | 105299.2194 | 80038.1645 | 50176.2489
2020-08-18 | 7106.3278 | 3087.3291 | 1435.9919 | 804.4237 | 953.2143 | 2639.9275 | 6809.6056 | 9897.1602 | 8984.0067 | 5845.6129 | 4882.9351 | 4227.1015 | 4658.3875 | 7340.6043 | 12998.4459 | 22654.4019 | 36238.06 | 55827.0285 | 70874.2224 | 74576.3165 | 74881.3737 | 62409.6225 | 38617.54 | 16988.5762
2020-08-19 | 6379.0006 | 2161.0185 | 708.6463 | 439.6888 | 629.6904 | 1970.9083 | 5330.7597 | 7438.4736 | 7364.821 | 4956.3244 | 3282.1637 | 2632.6297 | 3281.6939 | 5290.7375 | 10733.8852 | 18724.6915 | 32406.553 | 51343.9834 | 66084.6317 | 71508.9418 | 71949.5572 | 58881.0917 | 35640.3086 | 14793.4427
2020-08-20 | 5481.0494 | 1885.4455 | 635.923 | 377.9664 | 696.2201 | 1533.7722 | 4556.115 | 6801.7961 | 6507.9318 | 3241.0657 | 1866.7354 | 1239.2126 | 1893.5491 | 3864.9643 | 7581.2654 | 15336.7866 | 28345.2203 | 49425.9874 | 64571.5357 | 68986.7716 | 70609.5822 | 57706.1047 | 33776.3028 | 13345.9215
2020-08-21 | 8225.2624 | 3247.1745 | 1613.7471 | 835.5136 | 1288.2884 | 2343.5716 | 4711.65 | 7795.6603 | 6343.7999 | 4802.9914 | 3908.3728 | 3608.7084 | 5000.6654 | 8510.4057 | 15630.4752 | 26873.2509 | 43955.0711 | 63493.2962 | 79967.6785 | 82307.023 | 83601.4974 | 69158.3595 | 41851.6847 | 18294.3908
2020-08-22 | 2567.8393 | 785.2036 | 245.2225 | 79.4893 | 243.0459 | 901.4289 | 2457.1062 | 3757.1264 | 2592.7049 | 1035.8237 | 498.8667 | 212.3857 | 350.5108 | 1052.9199 | 2461.872 | 5537.473 | 15232.4666 | 30092.5133 | 42803.7599 | 45497.8692 | 56738.4218 | 41948.6465 | 22678.9913 | 7044.7195
2020-08-23 | 2486.2754 | 1288.8576 | 509.5361 | 316.2598 | 415.8962 | 727.9476 | 1194.7754 | 1528.9697 | 1016.4826 | 559.6082 | 286.6302 | 233.8656 | 236.907 | 438.9334 | 1449.4705 | 3576.264 | 11044.4145 | 23346.2621 | 37855.848 | 41201.7106 | 51033.3935 | 38350.6847 | 21568.1342 | 6927.8653
2020-08-24 | 10902.8478 | 2780.8945 | 1097.2504 | 823.8461 | 1190.7444 | 3626.4616 | 10248.759 | 16894.702 | 14957.3924 | 10950.0246 | 9632.3794 | 9756.5227 | 12247.9651 | 19796.4588 | 31479.7757 | 46274.5039 | 61509.7442 | 77902.7022 | 88676.5448 | 88496.4597 | 87809.8737 | 73865.964 | 45913.9278 | 22286.8154
2020-08-25 | 10715.9517 | 3448.4204 | 1571.953 | 1145.3407 | 1607.5721 | 2950.3513 | 9468.2671 | 13423.8527 | 11649.2939 | 8369.3574 | 7527.2315 | 7613.1877 | 9773.6026 | 15169.8996 | 23473.7518 | 38703.1792 | 57603.707 | 76372.1235 | 88543.0849 | 90301.9385 | 88695.484 | 75201.9449 | 47505.7934 | 22841.0435
2020-08-26 | 20237.1398 | 6184.2269 | 3184.6226 | 2432.0366 | 3094.7857 | 6451.6006 | 16093.448 | 21678.6468 | 20420.4188 | 16815.2514 | 15697.645 | 18979.925 | 33216.4208 | 43421.8088 | 54440.4418 | 80483.9421 | 104578.5647 | 120593.0908 | 128083.0676 | 120433.0693 | 114750.0356 | 97149.6643 | 69079.2116 | 36232.4502
2020-08-27 | 19263.7633 | 7155.7288 | 3636.7664 | 2888.772 | 3468.9929 | 7798.3254 | 19639.6557 | 27255.7982 | 27967.0414 | 23878.7133 | 22899.6293 | 32904.5418 | 43739.7692 | 55084.6352 | 67798.9218 | 84749.052 | 105414.9419 | 121213.1266 | 129432.8434 | 121646.1232 | 115123.9223 | 95653.2698 | 67078.033 | 34850.4659
2020-08-28 | 23070.5937 | 10461.8539 | 4950.6838 | 3829.4435 | 4355.4086 | 7542.6765 | 15134.4632 | 22417.2524 | 22547.6754 | 20667.2954 | 19134.339 | 22582.5809 | 33156.8995 | 43579.2454 | 55825.4618 | 70564.1989 | 92119.1602 | 108754.4674 | 107463.8833 | 104351.4379 | 102762.7854 | 91789.4263 | 67438.3475 | 39699.2529
2020-08-29 | 2699.8614 | 799.0758 | 332.5314 | 125.8451 | 211.7234 | 772.4032 | 2480.1011 | 3721.5186 | 2842.3468 | 1046.5958 | 434.1322 | 310.8216 | 344.6234 | 1217.4212 | 2598.7147 | 5660.0123 | 15207.2216 | 30588.5826 | 43893.0463 | 45842.109 | 56987.5032 | 42178.8596 | 22682.4245 | 6923.0599
2020-08-30 | 2518.1935 | 1316.7117 | 564.523 | 309.1409 | 427.6003 | 820.6467 | 1370.7362 | 1630.7971 | 1112.9314 | 678.2311 | 339.8256 | 257.6913 | 250.4475 | 705.1843 | 1703.8161 | 3560.3646 | 11291.646 | 23904.3461 | 37961.0991 | 41140.1619 | 51259.9185 | 39074.8155 | 22326.9099 | 7204.0007
2020-08-31 | 15676.9482 | 7682.9481 | 3588.8963 | 2658.3132 | 2832.3222 | 6108.1791 | 14427.7014 | 21079.2158 | 19887.6885 | 16736.8544 | 15933.0224 | 17107.4221 | 24939.2544 | 37117.5348 | 48342.7298 | 64805.8658 | 85593.1084 | 99978.9803 | 104844.079 | 102923.4318 | 100910.0858 | 85569.6527 | 58379.1927 | 31149.806
2020-09-01 | 39127.2859 | 18523.8443 | 10377.6995 | 7698.301 | 7450.3329 | 14116.4751 | 27484.2008 | 33431.2415 | 33564.7564 | 32109.9893 | 34543.4902 | 46411.4435 | 54949.3939 | 70777.3526 | 86622.694 | 111826.7909 | 127689.4047 | 147831.9619 | 156672.3252 | 160371.8498 | 146515.3031 | 116834.5149 | 87423.3255 | 57133.1365
2020-09-02 | 42305.0581 | 11628.7091 | 5190.5089 | 3651.292 | 5276.969 | 12041.6461 | 29032.0935 | 35766.9988 | 37658.3289 | 35959.3321 | 48714.2153 | 58048.0602 | 70898.2049 | 87660.3636 | 101018.8548 | 136170.4981 | 151116.9031 | 162176.0152 | 168299.4447 | 171827.9756 | 156856.7435 | 127749.6143 | 94994.9797 | 61891.4654
2020-09-03 | 7821.8685 | 1066.1391 | 1097.2957 | 796.3164 | 1107.3887 | 3034.9342 | 14141.7456 | 17711.926 | 12878.5788 | 9315.4838 | 7016.4937 | 6827.3028 | 8173.3666 | 12158.362 | 20168.0512 | 33932.4214 | 50500.2308 | 67534.5892 | 80538.631 | 89004.6471 | 81862.3554 | 66306.2735 | 39912.0948 | 17689.7866
2020-09-04 | 10375.8174 | 5011.2877 | 1754.3748 | 1101.1373 | 1552.4697 | 3500.3078 | 12548.9921 | 16489.2986 | 14462.9037 | 11407.2608 | 10294.919 | 11603.3144 | 15869.1878 | 25306.6845 | 38197.697 | 57603.8596 | 80312.7833 | 91661.8569 | 98235.1849 | 103572.8606 | 92032.8961 | 76353.651 | 49026.83 | 23034.5555
2020-09-05 | 1881.2481 | 741.1934 | 225.6091 | 78.1677 | 267.8034 | 908.7014 | 6301.3305 | 7458.5707 | 4105.3527 | 2062.166 | 1651.6749 | 1611.6631 | 1557.4402 | 2247.9287 | 6419.2454 | 13709.8726 | 30258.6013 | 51899.4096 | 65632.8276 | 78129.3686 | 74063.3079 | 51748.7263 | 26625.8413 | 6690.7371
2020-09-06 | 1694.3945 | 790.929 | 419.5297 | 270.5113 | 366.4413 | 846.1538 | 2590.5783 | 3260.4806 | 2391.2965 | 1261.7372 | 840.3907 | 735.1767 | 700.897 | 1162.7245 | 2794.2194 | 6615.965 | 17432.8341 | 34727.1408 | 49948.6863 | 62867.0832 | 60942.8366 | 40766.9092 | 20287.0358 | 4928.1249
2020-09-07 | 863.6641 | 194.5976 | 58.7025 | 0 | 113.3573 | 361.8108 | 2965.9219 | 3407.9727 | 1730.5755 | 556.9312 | 281.5582 | 153.8265 | 138.9173 | 298.1945 | 811.2574 | 3377.8826 | 10814.9941 | 25152.0308 | 40467.4377 | 56327.1478 | 52297.401 | 37410.9208 | 16643.093 | 2784.5497
2020-09-08 | 5851.6033 | 2049.3117 | 605.1396 | 526.8402 | 693.8066 | 1372.1903 | 6313.9076 | 9079.5128 | 7607.3265 | 4929.2915 | 4329.2056 | 4972.0026 | 6755.8018 | 11960.7201 | 18670.8834 | 35896.8531 | 51284.1888 | 70024.109 | 82619.3893 | 90118.8912 | 81684.1686 | 64517.9505 | 36189.0684 | 14811.1181
2020-09-09 | 3546.695 | 1066.9557 | 315.4616 | 233.2045 | 634.1355 | 1677.8635 | 9053.5672 | 12063.542 | 9007.1506 | 5614.0763 | 3917.5767 | 3608.3568 | 4718.2458 | 8672.7295 | 15930.3944 | 30806.2887 | 49352.8588 | 68138.4001 | 78871.6527 | 86565.1484 | 76700.1441 | 59370.4362 | 32248.336 | 10497.1119
2020-09-10 | 19127.8273 | 12321.5978 | 6015.2176 | 4094.9384 | 5081.8149 | 9842.1102 | 22262.3607 | 28281.114 | 25713.1609 | 21472.1355 | 18993.6767 | 22294.2724 | 33870.2667 | 43014.3249 | 54773.0944 | 76233.7416 | 97300.9707 | 114346.6595 | 112297.435 | 115909.8694 | 106476.8912 | 90007.6387 | 63925.5742 | 35011.4594
2020-09-11 | 14295.5139 | 10222.8204 | 4408.8424 | 3020.8406 | 4098.5847 | 11356.4119 | 29233.8666 | 38078.9941 | 37670.9498 | 35063.1891 | 34484.9892 | 42884.2075 | 51076.9732 | 64092.6121 | 77035.6799 | 76175.9494 | 96831.6451 | 114937.237 | 111951.702 | 114838.7324 | 99142.6718 | 82986.8616 | 54258.4295 | 27201.278
2020-09-12 | 1739.6825 | 178.4574 | 0 | 0 | 0 | 324.0101 | 3507.2788 | 3979.3742 | 2713.2389 | 1122.0654 | 291.7729 | 231.0373 | 251.6598 | 1664.7716 | 5688.8051 | 12913.504 | 25725.3098 | 43403.5859 | 57909.3567 | 67936.6029 | 64262.2262 | 43324.1887 | 21932.6344 | 5708.6699
2020-09-13 | 2037.2322 | 1617.4872 | 520.8236 | 327.648 | 458.6508 | 1081.7368 | 5244.577 | 8315.7094 | 5882.419 | 4556.4871 | 2240.7128 | 1801.3787 | 2188.8024 | 4013.2639 | 9132.0359 | 18304.977 | 34615.1015 | 54995.953 | 67977.6189 | 75913.1976 | 73418.8518 | 52359.3464 | 28828.4181 | 8023.5889
2020-09-14 | 8868.7381 | 2964.7606 | 1293.2473 | 721.6531 | 1309.8724 | 3871.5006 | 14723.0414 | 18852.9726 | 15849.8128 | 13189.8723 | 9505.7172 | 8612.9803 | 10912.503 | 17630.6943 | 30164.9202 | 48657.9734 | 67576.39 | 82434.3714 | 90679.6621 | 96706.4378 | 88462.8223 | 71620.0086 | 44497.0144 | 20988.3455
2020-09-15 | 4559.5158 | 1298.1341 | 364.5081 | 148.0071 | 289.626 | 1333.9337 | 6552.9378 | 8913.5099 | 7459.4294 | 4236.5063 | 2415.3319 | 1727.3476 | 2422.6653 | 4863.0404 | 11064.202 | 24520.6463 | 39749.8643 | 63412.0375 | 74357.1715 | 80390.6225 | 72431.9028 | 57246.7938 | 33155.563 | 12889.7299
2020-09-16 | 2193.9517 | 574.1446 | 105.1128 | 28.4466 | 38.6171 | 841.3353 | 7955.7717 | 10156.4558 | 7496.225 | 4208.4716 | 2320.0198 | 1285.7311 | 1246.6985 | 2523.7215 | 6225.5764 | 15874.1343 | 32399.6616 | 52511.6628 | 65247.8539 | 73472.432 | 66942.9386 | 48869.8432 | 23673.4513 | 6146.4131
2020-09-17 | 2141.2384 | 531.09 | 133.4093 | 56.9537 | 169.818 | 585.0588 | 2934.2791 | 4094.5811 | 3335.5658 | 1224.6783 | 578.0244 | 195.2135 | 222.9944 | 501.6687 | 1691.8658 | 6547.5454 | 17225.2111 | 35045.2231 | 46630.268 | 57375.8033 | 51982.7783 | 38794.5721 | 20500.5415 | 5568.7354
2020-09-18 | 1024.5694 | 377.8383 | 111.663 | 107.3381 | 154.4555 | 425.2494 | 2321.7297 | 3947.7584 | 2533.6187 | 933.5662 | 412.5806 | 146.8261 | 122.2463 | 231.6791 | 869.6674 | 4368.3547 | 12804.9513 | 28621.2914 | 43902.862 | 56829.5185 | 50798.4507 | 36837.6848 | 16367.623 | 3380.138
2020-09-19 | 678.1779 | 174.9888 | 50.614 | 5.619 | 13.0939 | 42.9964 | 536.162 | 688.9981 | 437.4764 | 43.2451 | 0 | 0 | 0 | 0 | 0 | 335.8955 | 3838.8236 | 15630.7893 | 28865.737 | 39620.3357 | 41244.5311 | 27932.7833 | 11873.4618 | 1952.8616
2020-09-20 | 882.0975 | 240.2664 | 61.09 | 0 | 0 | 168.8496 | 1230.1373 | 1248.0659 | 1037.8938 | 224.6757 | 46.3817 | 0 | 0 | 46.4086 | 539.7361 | 2202.1714 | 9445.4652 | 24840.9097 | 37473.7015 | 47667.3888 | 49438.4103 | 32714.648 | 14171.046 | 2497.6884
2020-09-21 | 11363.8425 | 3925.6819 | 1514.8858 | 771.1983 | 1379.4767 | 3888.8523 | 14272.3342 | 18546.7037 | 15429.2348 | 10737.2426 | 7335.3458 | 6398.9341 | 8717.8119 | 14736.8577 | 25398.1251 | 41302.3332 | 61820.6713 | 80666.8328 | 89285.6597 | 93710.1925 | 86110.6719 | 70554.3833 | 44708.0729 | 22379.6751
2020-09-22 | 808.5305 | 282.8925 | 85.9875 | 76.0544 | 84.9045 | 262.5429 | 3071.1437 | 4719.2213 | 2533.893 | 1135.5539 | 579.0025 | 424.3245 | 668.3886 | 2302.7956 | 4994.8712 | 13383.3219 | 25873.6579 | 44873.3118 | 55325.7479 | 64318.92 | 58615.091 | 39976.048 | 17913.4826 | 3644.9778
2020-09-23 | 3073.8682 | 331.7881 | 50.6318 | 20.5908 | 46.215 | 404.9531 | 3626.2542 | 5045.0559 | 3067.6697 | 1036.8451 | 538.48 | 647.5264 | 1188.4905 | 3503.8004 | 7942.494 | 19638.9474 | 36419.4584 | 58605.3162 | 69275.6166 | 75170.7036 | 66521.8826 | 50720.2462 | 27868.9841 | 9114.8054
2020-09-24 | 1161.6882 | 185.1945 | 0 | 0 | 0 | 319.2248 | 5572.7384 | 7252.7551 | 4174.9954 | 2161.752 | 1230.4191 | 567.4355 | 752.9344 | 2350.8109 | 5401.8615 | 13114.4502 | 25881.8107 | 46203.6856 | 55849.3094 | 64531.9823 | 58407.5491 | 40726.5364 | 19559.0437 | 4903.7589
2020-09-25 | 1269.8066 | 445.0059 | 189.0466 | 70.575 | 197.0846 | 717.974 | 5402.1576 | 6442.0446 | 4278.385 | 2304.3332 | 1230.8801 | 669.3197 | 607.9677 | 1671.0198 | 3882.9797 | 9109.9487 | 20379.091 | 38549.7486 | 48023.665 | 58700.6675 | 52795.1531 | 37419.2461 | 16674.3543 | 3619.9204
2020-09-26 | 695.0491 | 247.8517 | 40.7924 | 0 | 0 | 48.2853 | 286.3677 | 428.3677 | 99.2158 | 0 | 0 | 0 | 0 | 0 | 3.9188 | 785.7164 | 5155.0464 | 16611.2238 | 28309.2591 | 36781.6542 | 36648.9509 | 23891.1414 | 10242.9344 | 2494.5195
2020-09-27 | 1433.9899 | 609.9856 | 210.697 | 77.5123 | 186.5878 | 876.669 | 3615.6626 | 4137.8994 | 2884.2777 | 1202.4413 | 545.313 | 268.9678 | 214.7433 | 629.4066 | 1523.8951 | 3948.87 | 10121.3954 | 24137.1051 | 35929.5845 | 48313.6752 | 46541.8621 | 30824.3184 | 13036.9274 | 3275.8624
2020-09-28 | 2092.336 | 1025.2275 | 439.7161 | 286.5618 | 533.2854 | 1305.3617 | 7900.145 | 9961.785 | 6515.0853 | 3302.8553 | 2245.5991 | 1642.2297 | 1777.9807 | 4345.8244 | 7743.3838 | 15045.5833 | 29367.7402 | 47623.1713 | 56581.24 | 66555.7185 | 59738.253 | 42297.3204 | 21225.7589 | 5778.9026
2020-09-29 | 2234.3993 | 892.5083 | 404.2045 | 244.4719 | 433.9613 | 1130.8761 | 5488.3507 | 6983.1959 | 4779.9599 | 2768.1514 | 1836.3144 | 1764.5482 | 2293.0591 | 4825.9982 | 7514.015 | 17108.5969 | 30667.2198 | 49379.7398 | 59100.0105 | 67385.7742 | 61068.7641 | 43398.7099 | 21512.761 | 6362.2112
2020-09-30 | 3934.9025 | 744.2296 | 191.8159 | 78.8446 | 180.6605 | 615.3237 | 4577.7628 | 6271.4622 | 3977.1403 | 1655.4329 | 1161.5934 | 1077.5054 | 1598.9215 | 4478.3318 | 9105.4984 | 20756.1735 | 36314.3593 | 59488.1513 | 68901.5158 | 74919.1939 | 69791.3734 | 54383.5079 | 31021.5916 | 12769.0942
2020-10-01 | 1030.4799 | 202.2487 | 0 | 0.091463 | 0 | 82.4952 | 891.9566 | 830.3427 | 392.6717 | 152.7033 | 173.067 | 378.888 | 1187.5241 | 3782.6745 | 8229.7899 | 21299.1861 | 36227.9858 | 57059.9719 | 70495.9051 | 75118.9793 | 63816.3671 | 44681.9181 | 17621.5864 | 3436.5226
2020-10-02 | 1209.6846 | 192.4997 | 63.5735 | 0 | 57.5489 | 508.356 | 5219.4617 | 6114.2333 | 2972.1675 | 1659.3883 | 1435.4942 | 1347.8509 | 1935.6496 | 4806.5209 | 9309.1757 | 19427.4382 | 36838.8779 | 57190.0941 | 72409.2294 | 75391.4706 | 65718.6641 | 45806.4555 | 19430.0215 | 3699.3228
2020-10-03 | 41.3512 | 0 | 0 | 0 | 0 | 6.2896 | 1282.6456 | 1521.6056 | 374.551 | 70.339 | 0 | 0 | 0 | 264.0742 | 864.703 | 3062.6226 | 9409.2573 | 26460.5877 | 48337.0747 | 51785.1934 | 45566.5319 | 25497.5138 | 6274.3045 | 493.2306
2020-10-04 | 0 | 0 | 0 | 0 | 0 | 0 | 0 | 0 | 0 | 0 | 0 | 0 | 0 | 0 | 0 | 70.5894 | 1296.125 | 10196.4142 | 32281.5641 | 33701.6265 | 29774.6385 | 15043.1625 | 3138.3786 | 46.0908
2020-10-05 | 2856.223 | 691.7295 | 177.7015 | 43.9341 | 216.5072 | 1150.0109 | 9421.5984 | 12061.9083 | 8565.0662 | 7688.8893 | 8224.0946 | 9722.6333 | 15523.3428 | 28833.2202 | 44135.9698 | 65465.0116 | 81337.8471 | 96422.7683 | 102242.537 | 101174.7528 | 85362.0861 | 64583.0547 | 34570.2787 | 9746.0669
2020-10-06 | 613.8474 | 196.2798 | 59.0067 | 0 | 0 | 126.5957 | 3757.2089 | 4312.6611 | 2371.0617 | 1171.808 | 784.3657 | 715.552 | 1646.354 | 4526.1344 | 7339.2548 | 14666.3832 | 26280.5371 | 45196.9383 | 60513.93 | 62293.1056 | 51552.7043 | 34554.2588 | 13052.7565 | 1974.365
2020-10-07 | 1117.6472 | 293.9174 | 66.2532 | 0 | 66.0676 | 468.6277 | 4584.3075 | 5927.8247 | 3270.1647 | 1602.3929 | 936.8834 | 705.5123 | 847.7785 | 2772.3623 | 4892.8562 | 9998.0857 | 21073.8404 | 38812.1128 | 55877.4267 | 60656.3772 | 50835.0547 | 35245.5936 | 14306.6905 | 3268.9293
2020-10-08 | 586.2942 | 335.2775 | 114.9266 | 59.8612 | 0.88878 | 762.5057 | 5643.5844 | 7546.5436 | 4284.3487 | 1400.4089 | 610.2945 | 191.2995 | 233.3163 | 738.8256 | 1594.4871 | 5136.5091 | 12953.3996 | 31885.9058 | 47542.9159 | 52669.412 | 43493.8037 | 28847.4689 | 11303.1131 | 1728.4063
2020-10-09 | 420.9015 | 135.1852 | 0 | 0 | 81.9986 | 283.0673 | 2988.9744 | 4040.7832 | 1769.77 | 699.9129 | 297.468 | 164.9879 | 228.5203 | 725.5383 | 2100.4966 | 6023.5797 | 19232.8797 | 42886.0449 | 59847.4211 | 64463.5215 | 53942.3834 | 36280.2031 | 11972.0207 | 1683.9878
2020-10-10 | 343.0223 | 136.9231 | 92.4988 | 0 | 32.831 | 126.6774 | 493.6367 | 501.6414 | 143.7731 | 0 | 0 | 0 | 0 | 0 | 0 | 335.5879 | 1244.2544 | 11289.8163 | 29993.6928 | 31768.1385 | 28669.8264 | 15847.9603 | 4096.4918 | 534.0997
2020-10-11 | 22.2125 | 0 | 0 | 0 | 0 | 31.9925 | 734.2135 | 1017.2622 | 483.6058 | 58.9242 | 0 | 0 | 0 | 0 | 17.5706 | 405.404 | 2337.4364 | 14463.981 | 33829.9349 | 34135.8768 | 31081.8875 | 15750.4181 | 3516.9222 | 636.3394
2020-10-12 | 1125.9398 | 298.3181 | 144.3693 | 90.8553 | 143.1377 | 258.6001 | 1706.2618 | 2365.1041 | 1350.0704 | 762.0047 | 781.6894 | 874.0417 | 1552.4183 | 4413.2111 | 9389.0374 | 23803.0463 | 45215.6314 | 71257.6348 | 81365.9477 | 82537.781 | 69214.6656 | 51077.9475 | 23371.0159 | 5765.1088
2020-10-13 | 1501.8902 | 414.1984 | 64.1655 | 0 | 73.0132 | 289.046 | 6212.1083 | 7452.1547 | 3961.6907 | 2714.5167 | 2437.854 | 2515.1626 | 4080.6214 | 9104.3304 | 15681.4671 | 31149.6169 | 53343.4426 | 77849.5144 | 86646.5385 | 84971.5993 | 71800.6986 | 52606.4311 | 25871.5912 | 7712.8228
2020-10-14 | 3965.6167 | 300.7142 | 54.8921 | 0 | 62.9832 | 674.2615 | 6076.4688 | 8676.4846 | 5361.3781 | 4089.6493 | 4319.3539 | 5767.8607 | 9041.0775 | 18965.265 | 36933.5223 | 65409.0264 | 91398.3871 | 105943.2651 | 110309.4858 | 107893.4636 | 91021.0636 | 70820.6624 | 38541.3833 | 12223.6
2020-10-15 | 88.9488 | 0 | 0 | 0 | 0 | 68.6273 | 2430.9827 | 4374.1971 | 2704.2077 | 1941.1585 | 949.3868 | 685.0587 | 658.046 | 1773.1209 | 3071.8056 | 6183.1656 | 12677.3662 | 28370.9954 | 49064.0825 | 49947.9614 | 39440.2476 | 23029.0998 | 5433.552 | 561.0835
2020-10-16 | 1.1215 | 0 | 0 | 0 | 0 | 0 | 1324.7731 | 2872.4598 | 1909.4141 | 1129.0381 | 408.3427 | 201.6643 | 179.7441 | 385.497 | 1337.3563 | 2923.2087 | 7471.58 | 20929.0644 | 39915.7127 | 41108.3259 | 33211.2482 | 19288.2519 | 4153.7382 | 213.1315
2020-10-17 | 9.8537 | 0 | 0 | 0 | 0 | 0 | 0 | 0 | 6.6482 | 0 | 0 | 0 | 0 | 0 | 0 | 24.5799 | 324.121 | 3409.6718 | 14867.8337 | 21366.5691 | 19668.486 | 9047.6488 | 1564.0156 | 71.962
2020-10-18 | 178.4756 | 108.89 | 0 | 0 | 0 | 0 | 126.5026 | 221.6968 | 121.2308 | 47.491 | 68.9269 | 0 | 0 | 66.4659 | 160.5118 | 428.5753 | 2078.7121 | 10098.1532 | 29691.0725 | 32933.7987 | 29284.5157 | 14622.3629 | 3341.3546 | 383.5051
2020-10-19 | 396.5475 | 12.0888 | 0 | 0 | 0 | 317.0557 | 4167.7396 | 6952.7619 | 5596.4637 | 4350.7017 | 2170.2222 | 1458.5087 | 1332.6366 | 2477.4758 | 4168.9948 | 8431.1386 | 15426.0814 | 27586.3878 | 44961.5619 | 49275.47 | 39141.719 | 24902.3319 | 7716.7135 | 1285.3213
2020-10-20 | 18.0786 | 0 | 0 | 0 | 0 | 0 | 1880.5902 | 3269.0075 | 2238.3568 | 1580.7735 | 474.0907 | 252.5512 | 416.409 | 1407.0684 | 3724.4724 | 6845.9538 | 14097.3016 | 27228.4831 | 46767.9849 | 49266.2573 | 39647.6917 | 25383.6139 | 7766.0858 | 803.2188
2020-10-21 | 229.1434 | 0 | 0 | 0 | 0 | 9.3381 | 2275.4269 | 4490.1989 | 3527.2243 | 2408.4397 | 1135.5999 | 824.9325 | 741.1174 | 2639.227 | 5094.9636 | 10851.3217 | 19607.9952 | 35027.8141 | 50755.5812 | 50659.0148 | 41456.8986 | 28722.6227 | 11082.3878 | 1753.2206
2020-10-22 | 62.9406 | 0 | 0 | 0 | 0 | 27.6888 | 2494.1095 | 5041.4126 | 1663.6179 | 179.287 | 0 | 0 | 0 | 0 | 20.8991 | 1252.6858 | 4979.2476 | 16984.7308 | 37640.0026 | 38836.4897 | 32094.2911 | 19864.0347 | 5707.3045 | 725.369
2020-10-23 | 221.6747 | 36.9578 | 0 | 0 | 0 | 47.1804 | 919.95 | 1187.3198 | 531.3669 | 124.6309 | 0 | 0 | 0 | 0 | 36.1141 | 794.6971 | 4457.112 | 15555.3697 | 31697.3838 | 37709.6397 | 32164.1814 | 19477.3504 | 5609.5946 | 791.9642
2020-10-24 | 10.5372 | 0 | 0 | 0 | 0 | 0 | 116.8361 | 79.5072 | 10.3745 | 0 | 0 | 0 | 0 | 0 | 0 | 131.4205 | 2110.6357 | 9884.1629 | 25324.6947 | 30907.2735 | 27516.0664 | 13604.5432 | 3488.0911 | 257.9625
2020-10-25 | 9.4244 | 0.47751 | 0 | 0 | 0 | 0 | 0 | 16.4632 | 35.2632 | 0 | 0 | 0 | 0 | 0 | 0 | 83.5629 | 911.7439 | 8759.4461 | 26004.8362 | 26141.6062 | 23173.4546 | 11452.4217 | 2468.2161 | 101.8003
2020-10-26 | 411.9418 | 24.8617 | 0 | 0 | 0 | 100.4458 | 2201.6504 | 4103.3861 | 1620.6948 | 280.5742 | 6.8594 | 0 | 0 | 0 | 125.8589 | 1776.2386 | 8422.8488 | 23546.2828 | 41783.7946 | 46981.4901 | 39364.1321 | 26719.1779 | 9997.3988 | 1736.8411
2020-10-27 | 27.0465 | 0 | 0 | 0 | 0 | 28.6553 | 2026.7578 | 5251.1535 | 1522.5809 | 199.3969 | 0.79484 | 0 | 0 | 0 | 61.5389 | 1246.778 | 6640.8831 | 19760.7497 | 35841.8404 | 40919.8304 | 33669.43 | 20280.9818 | 4990.7176 | 291.8453
2020-10-28 | 298.3929 | 147.5982 | 96.814 | 60.2169 | 132.7476 | 315.27 | 3217.702 | 5474.0349 | 2077.4434 | 751.2633 | 314.9475 | 307.9658 | 235.6862 | 324.3376 | 887.0115 | 3037.4898 | 9620.0872 | 25055.212 | 45870.2059 | 46990.0892 | 37809.6996 | 23231.0795 | 6518.0685 | 1024.7767
2020-10-29 | 449.9962 | 84.1094 | 0 | 0 | 0 | 387.7537 | 2151.1188 | 2384.4195 | 1037.7923 | 374.9351 | 176.1256 | 86.1954 | 0 | 66.1322 | 390.2469 | 1919.2696 | 7464.5849 | 22306.4666 | 42570.8502 | 44774.618 | 36757.3037 | 24049.0211 | 6895.1044 | 1160.8473
2020-10-30 | 236.2088 | 0 | 0 | 0 | 0 | 211.0389 | 2021.4478 | 5097.9088 | 1775.9406 | 425.8578 | 122.1889 | 0 | 0 | 95.7199 | 390.3345 | 1935.7046 | 7104.1628 | 22226.9335 | 39723.6462 | 42214.3309 | 34901.1594 | 21657.6182 | 5713.7593 | 647.556
2020-10-31 | 38.7227 | 0 | 0 | 0 | 0 | 0 | 101.2331 | 113.7964 | 17.7849 | 0 | 0 | 0 | 0 | 0 | 0 | 63.956 | 840.3458 | 8111.7113 | 23533.3058 | 28920.148 | 25662.7499 | 11635.0152 | 1925.1434 | 252.7804
2020-11-01 | 0 | 0 | 0 | 0 | 0 | 0 | 0 | 40.1405 | 0 | 0 | 0 | 0 | 0 | 0 | 0 | 0 | 34.1944 | 9027.9156 | 33068.5745 | 31183.6385 | 23999.3331 | 16751.9054 | 4140.4317 | 10.4744
2020-11-02 | 10.1408 | 0 | 0 | 0 | 0 | 0 | 0 | 125.5245 | 0 | 0 | 0 | 0 | 0 | 0 | 0 | 42.2952 | 2275.0785 | 24167.0285 | 48838.921 | 45025.6533 | 37891.7696 | 26391.7044 | 11734.5482 | 483.6208
2020-11-03 | 0 | 0 | 0 | 0 | 0 | 0 | 0 | 36.2461 | 5.7048 | 0 | 0 | 0 | 0 | 0 | 0 | 0 | 99.7427 | 13996.6983 | 41805.137 | 40304.2525 | 34958.2329 | 21895.2855 | 7550.4367 | 6.5237
2020-11-04 | 0 | 0 | 0 | 0 | 0 | 0 | 0 | 34.6881 | 0 | 0 | 0 | 0 | 0 | 0 | 0 | 9.847 | 166.0396 | 13363.9942 | 42649.5412 | 42412.0412 | 36800.4715 | 24179.3808 | 9410.3521 | 41.5941
2020-11-05 | 42.6996 | 0 | 0 | 0 | 0 | 0 | 0 | 257.0209 | 119.7762 | 0 | 0 | 0 | 0 | 0 | 0 | 86.8692 | 815.1791 | 15068.4083 | 42597.4888 | 41078.5034 | 36107.7092 | 23205.7077 | 8328.7334 | 358.3787
2020-11-06 | 5.0156 | 0 | 0 | 0 | 0 | 0 | 0 | 11.4917 | 0 | 0 | 0 | 0 | 0 | 0 | 0 | 12.9099 | 186.4825 | 10236.7193 | 36920.2828 | 33967.3057 | 28859.0095 | 16426.0463 | 4559.3641 | 48.1237
2020-11-07 | 0 | 0 | 0 | 0 | 0 | 0 | 0 | 0 | 0 | 0 | 0 | 0 | 0 | 0 | 0 | 7.6213 | 0 | 477.0742 | 14757.0455 | 14768.1241 | 10376.0393 | 4318.0246 | 180.9839 | 0
2020-11-08 | 1.0079 | 0 | 0 | 0 | 0 | 0 | 0 | 0 | 24.9812 | 0 | 0 | 0 | 0 | 0 | 0 | 10.4884 | 0 | 2427.2561 | 27350.2323 | 28210.6318 | 21338.456 | 13993.5465 | 2240.378 | 0
2020-11-09 | 7.3933 | 0 | 0 | 0 | 0 | 0 | 0 | 148.8532 | 25.6047 | 0 | 0 | 0 | 0 | 230.2941 | 1700.663 | 8802.5785 | 25009.7083 | 46982.4373 | 65130.542 | 59048.4966 | 49575.9966 | 35091.0897 | 18374.8928 | 2230.9398
2020-11-10 | 6.7454 | 0 | 0 | 0 | 0 | 0 | 0 | 123.956 | 49.9683 | 0 | 0 | 0 | 0 | 0 | 85.2139 | 703.0184 | 6484.9862 | 27054.9217 | 51037.8475 | 48375.3475 | 41767.5202 | 28957.3702 | 12329.0845 | 542.063
2020-11-11 | 0 | 0 | 0 | 0 | 0 | 0 | 0 | 0 | 3.2124 | 0 | 0 | 0 | 0 | 0 | 0 | 45.2841 | 425.1722 | 13768.8837 | 37654.6915 | 34940.1469 | 29654.7978 | 17716.4652 | 5705.8734 | 42.8675
2020-11-12 | 4.4205 | 0 | 0 | 0 | 0 | 0 | 0 | 2.2488 | 24.869 | 0 | 0 | 0 | 0 | 0 | 335.7746 | 3638.7995 | 18264.3551 | 39344.0172 | 59103.4185 | 52786.9514 | 45490.14 | 32849.4403 | 16839.2111 | 1246.6537
2020-11-13 | 0 | 0 | 0 | 0 | 0 | 0 | 0 | 74.2934 | 10.8879 | 0 | 0 | 0 | 0 | 0 | 0 | 89.4678 | 569.8773 | 9440.7994 | 30798.5546 | 28388.4138 | 22000.1585 | 8238.8288 | 782.0576 | 13.2072
2020-11-14 | 11.1687 | 0 | 0 | 0 | 0 | 0 | 0 | 0 | 0 | 0 | 0 | 0 | 0 | 0 | 0 | 0 | 0 | 1919.7014 | 23702.3503 | 22214.2159 | 16648.9456 | 8582.7421 | 406.3776 | 0
2020-11-15 | 6.3607 | 0 | 0 | 0 | 0 | 0 | 0 | 1.9039 | 0 | 0 | 0 | 0 | 0 | 0 | 0 | 22.598 | 0 | 2051.6137 | 22580.7523 | 22994.6954 | 16978.1423 | 10895.8111 | 1557.1843 | 7.4943
2020-11-16 | 22.1905 | 0 | 0 | 0 | 0 | 0 | 0 | 11.8976 | 58.6865 | 0 | 0 | 0 | 0 | 0 | 0 | 45.4951 | 747.7669 | 14549.1225 | 40470.8524 | 38099.3762 | 33658.961 | 22375.9147 | 9520.7585 | 187.1608
2020-11-17 | 3.5419 | 0 | 0 | 0 | 0 | 0 | 0 | 17.6669 | 2.8197 | 0 | 0 | 0 | 0 | 0 | 0 | 56.3797 | 1406.1824 | 16049.3767 | 42725.7559 | 41525.7559 | 36025.7559 | 23195.8252 | 8814.0789 | 94.5318
2020-11-18 | 5.8876 | 0 | 0 | 0 | 0 | 0 | 0 | 57.1743 | 56.977 | 0 | 0 | 0 | 0 | 0 | 0 | 30.388 | 1275.8606 | 15810.4071 | 42444.4846 | 40723.1691 | 36429.2416 | 23803.6439 | 9475.4018 | 34.3116
2020-11-19 | 0 | 0 | 0 | 0 | 0 | 0 | 0 | 9.7154 | 0 | 0 | 0 | 0 | 0 | 0 | 0 | 87.3633 | 2947.1169 | 19860.4675 | 45251.7317 | 42476.8091 | 36776.8091 | 24311.7829 | 9843.8846 | 106.6032
2020-11-20 | 10.4508 | 0 | 0 | 0 | 0 | 0 | 0 | 47.6426 | 79.5495 | 0 | 0 | 0 | 0 | 0 | 0 | 27.6611 | 662.3316 | 12132.587 | 37156.8409 | 35163.1924 | 30413.6088 | 18149.7142 | 5975.5725 | 175.9171
2020-11-21 | 0 | 0 | 0 | 0 | 0 | 0 | 0 | 0 | 0.32395 | 0 | 0 | 0 | 0 | 0 | 0 | 70.7966 | 0 | 1467.3921 | 20516.5756 | 20692.9621 | 14168.2225 | 8960.8122 | 1483.7549 | 0
2020-11-22 | 4.0266 | 0 | 0 | 0 | 0 | 0 | 0 | 0 | 7.815 | 0 | 0 | 0 | 0 | 0 | 0 | 27.5068 | 0 | 2483.5114 | 25664.5721 | 25568.1671 | 19044.7518 | 11534.7234 | 1054.2259 | 0
2020-11-23 | 1.3292 | 0 | 0 | 0 | 0 | 0 | 0 | 261.1778 | 259.5742 | 0 | 0 | 0 | 0 | 0 | 0 | 159.9261 | 2175.4853 | 21202.9556 | 47832.6391 | 45063.9187 | 38414.0975 | 26004.0434 | 10280.6886 | 450.3724
2020-11-24 | 0 | 0 | 0 | 0 | 0 | 0 | 0 | 76.5646 | 70.2882 | 0 | 0 | 0 | 0 | 0 | 0 | 9.1857 | 864.1884 | 16643.0452 | 44978.1183 | 44678.1183 | 39238.1183 | 27690.75 | 11676.9336 | 167.5937
2020-11-25 | 0 | 0 | 0 | 0 | 0 | 0 | 0 | 67.3355 | 21.0083 | 0 | 0 | 0 | 0 | 0 | 0 | 2.4746 | 1382.2359 | 17929.2596 | 44380.6052 | 42169.1692 | 36634.3819 | 23859.7945 | 8823.8563 | 63.8849
2020-11-26 | 0 | 0 | 0 | 0 | 0 | 0 | 0 | 2.2939 | 0 | 0 | 0 | 0 | 0 | 0 | 0 | 13.3315 | 0 | 323.8521 | 5359.4606 | 3907.4117 | 2018.7454 | 345.3561 | 63.2609 | 0
2020-11-27 | 0 | 0 | 0 | 0 | 0 | 0 | 0 | 7.0515 | 0 | 0 | 0 | 0 | 0 | 0 | 0 | 8.3251 | 122.6492 | 5546.5057 | 29093.9781 | 27438.6492 | 20538.9878 | 11617.9631 | 2791.5719 | 10.4156
2020-11-28 | 2.099 | 0 | 0 | 0 | 0 | 0 | 0 | 12.7043 | 0 | 0 | 0 | 0 | 0 | 0 | 0 | 0 | 0 | 1073.2076 | 16378.5451 | 14329.957 | 10303.3729 | 5970.6296 | 313.6145 | 0
2020-11-29 | 5.6156 | 0 | 0 | 0 | 0 | 0 | 0 | 0 | 34.5258 | 0 | 0 | 0 | 0 | 0 | 0 | 6.0516 | 0 | 2250.648 | 24744.4068 | 24553.3144 | 18761.0847 | 11045.7898 | 993.9484 | 0
2020-11-30 | 9.1262 | 0 | 0 | 0 | 0 | 0 | 0 | 3.2341 | 0 | 0 | 0 | 0 | 0 | 0 | 0 | 7.7186 | 110.947 | 5373.2688 | 29736.5211 | 26936.6538 | 20381.7883 | 10628.9452 | 2777.6412 | 155.7546
2020-12-01 | 83.6466 | 0 | 0 | 0 | 0 | 0 | 0 | 769.0621 | 920.9538 | 95.9489 | 0 | 0 | 0 | 0 | 0 | 4.668 | 1002.1023 | 21414.1489 | 56434.5412 | 56817.0412 | 46792.0412 | 36545.2455 | 24031.5836 | 2947.3803
2020-12-02 | 24.5351 | 0 | 0 | 0 | 0 | 0 | 0 | 880.6388 | 1151.0639 | 14.7574 | 0 | 0 | 0 | 0 | 0 | 22.0824 | 1529.5243 | 26118.8242 | 59026.2811 | 59510.5424 | 48652.0412 | 39432.3704 | 25409.262 | 2776.6875
2020-12-03 | 4.8641 | 0 | 0 | 0 | 0 | 0 | 0 | 418.7056 | 386.4788 | 0 | 0 | 0 | 0 | 0 | 0 | 6.387 | 402.7495 | 16398.2675 | 49369.9078 | 51591.3399 | 44317.9658 | 34097.888 | 21222.6011 | 1527.9719
2020-12-04 | 22.2152 | 0 | 0 | 0 | 0 | 0 | 0 | 6.8541 | 67.7319 | 0 | 0 | 0 | 0 | 0 | 0 | 4.8529 | 79.9632 | 13426.5211 | 46430.5287 | 46979.3204 | 36682.4166 | 28466.1001 | 17524.7182 | 1776.8577
2020-12-05 | 1.0445 | 0 | 0 | 0 | 0 | 0 | 0 | 0 | 8.1071 | 0 | 0 | 0 | 0 | 0 | 0 | 0 | 0 | 1031.9386 | 27432.8501 | 29457.8141 | 21237.9832 | 17088.2172 | 6655.1869 | 113.8427
2020-12-06 | 1.1962 | 0 | 0 | 0 | 0 | 0 | 0 | 3.901 | 0.26117 | 0 | 0 | 0 | 0 | 0 | 0 | 8.7578 | 0 | 2695.7844 | 35379.0341 | 36286.1265 | 27126.1265 | 22673.347 | 10234.3231 | 354.7052
2020-12-07 | 8.2611 | 0 | 0 | 0 | 0 | 0 | 0 | 1477.8136 | 1685.4779 | 0 | 0 | 0 | 0 | 0 | 0 | 14.339 | 1619.5836 | 24716.8185 | 57645.7118 | 58051.4742 | 47220.2723 | 37331.8835 | 22327.6425 | 2896.906
2020-12-08 | 44.3557 | 0 | 0 | 0 | 0 | 0 | 0 | 693.9812 | 638.0348 | 34.4905 | 0 | 0 | 0 | 0 | 0 | 11.473 | 674.2444 | 21234.5487 | 57836.0865 | 60854.902 | 49599.902 | 39301.4869 | 23286.1521 | 1528.2454
2020-12-09 | 32.37 | 0 | 0 | 0 | 0 | 0 | 0 | 548.3755 | 990.016 | 0 | 0 | 0 | 0 | 0 | 0 | 31.0298 | 1280.5476 | 23807.3283 | 58467.9436 | 59492.9436 | 49075.4436 | 39452.9436 | 25364.3307 | 2857.4232
2020-12-10 | 15.0051 | 0 | 0 | 0 | 0 | 0 | 0 | 1367.1744 | 1778.7684 | 0 | 0 | 0 | 0 | 0 | 0 | 34.4608 | 881.8327 | 19935.2282 | 57385.4704 | 60079.515 | 50375.0782 | 41505.2473 | 27498.3696 | 3306.1758
2020-12-11 | 0 | 0 | 0 | 0 | 0 | 0 | 0 | 51.9871 | 94.939 | 0 | 0 | 0 | 0 | 0 | 0 | 6.6941 | 399.6157 | 20376.4054 | 53702.4067 | 54060.617 | 45008.8273 | 34488.406 | 20012.5923 | 1121.5176
2020-12-12 | 0 | 0 | 0 | 0 | 0 | 0 | 0 | 0 | 8.0023 | 0 | 0 | 0 | 0 | 0 | 0 | 0 | 0 | 1206.2925 | 32247.0419 | 32346.1526 | 22318.316 | 17698.6421 | 5884.1217 | 97.401
2020-12-13 | 0 | 0 | 0 | 0 | 0 | 0 | 0 | 0.10333 | 0 | 0 | 0 | 0 | 0 | 0 | 0 | 0 | 0 | 5491.2906 | 43552.0412 | 46536.9648 | 35114.7507 | 31024.7799 | 16476.3269 | 1242.6819
2020-12-14 | 1458.7657 | 0 | 0 | 0 | 0 | 0 | 0 | 5273.4234 | 6486.0093 | 491.7514 | 0 | 0 | 0 | 0 | 0 | 18.9089 | 1204.0647 | 24825.7173 | 67351.6606 | 71025.9749 | 61588.5172 | 54747.2866 | 41447.7158 | 16091.8734
2020-12-15 | 22.8056 | 0 | 0 | 0 | 0 | 0 | 0 | 607.7869 | 1321.7672 | 97.2189 | 0 | 0 | 0 | 0 | 5.6777 | 716.0998 | 4759.0772 | 28353.0838 | 62501.7729 | 63456.1491 | 55362.0969 | 43486.0616 | 28513.4174 | 3174.302
2020-12-16 | 32.8986 | 0 | 0 | 0 | 0 | 0 | 0 | 763.2883 | 1707.0128 | 44.8123 | 0 | 0 | 0 | 0 | 0 | 121.6962 | 3550.491 | 30700.1102 | 64543.5498 | 67174.6851 | 57415.3152 | 47408.3842 | 33118.7241 | 4847.8679
2020-12-17 | 56.2112 | 0 | 0 | 0 | 0 | 0 | 0 | 2233.8781 | 3443.4118 | 381.1309 | 0 | 0 | 0 | 0 | 0 | 462.8578 | 3616.2544 | 27950.4262 | 59993.7288 | 61902.9338 | 52140.2818 | 43123.4554 | 28328.7537 | 4034.5895
2020-12-18 | 65.0122 | 0 | 0 | 0 | 0 | 0 | 0 | 1055.2168 | 2179.8305 | 312.6063 | 57.2874 | 21.7564 | 0 | 0 | 37.5801 | 168.0023 | 2151.5922 | 24590.5045 | 57415.9837 | 59042.0412 | 48662.0412 | 37867.2881 | 23950.9195 | 2431.8221
2020-12-19 | 4.4295 | 0 | 0 | 0 | 0 | 0 | 0 | 0 | 1.0826 | 0 | 0 | 0 | 0 | 0 | 0 | 0 | 0 | 5334.1365 | 41093.2517 | 44783.9886 | 35770.5675 | 31971.5799 | 16913.5018 | 1489.6082
2020-12-20 | 17.4549 | 0 | 0 | 0 | 0 | 0 | 0 | 0 | 10.9601 | 0 | 0 | 0 | 0 | 0 | 0 | 0 | 0 | 3913.027 | 40346.1068 | 42763.8206 | 31314.2219 | 26432.245 | 11694.7682 | 472.1979
2020-12-21 | 92.5264 | 0 | 0 | 0 | 0 | 0 | 0 | 3034.1395 | 5929.6661 | 1207.2433 | 5.6372 | 0 | 0 | 0 | 0 | 168.5869 | 3762.7602 | 29195.269 | 66436.1722 | 69244.6756 | 58949.9462 | 49252.9206 | 34753.7673 | 7287.7741
2020-12-22 | 22.3747 | 0 | 0 | 0 | 0 | 0 | 0 | 8.9549 | 9.1013 | 0 | 0 | 0 | 0 | 0 | 0 | 0 | 36.2458 | 10899.5252 | 43806.4084 | 45708.5719 | 36359.9433 | 28149.9334 | 17376.7635 | 1651.1625
2020-12-23 | 0.94154 | 0 | 0 | 0 | 0 | 0 | 0 | 0.44654 | 59.7377 | 0 | 0 | 0 | 0 | 0 | 0 | 0 | 0 | 9861.6683 | 46852.0412 | 47752.0412 | 35252.0412 | 26372.8357 | 16247.8426 | 1705.2588
2020-12-24 | 41.3911 | 0 | 0 | 0 | 0 | 0 | 0 | 57.4404 | 94.9354 | 0 | 0 | 0 | 0 | 0 | 0 | 0 | 118.9912 | 16273.5933 | 49672.1718 | 50726.2612 | 40234.7044 | 29961.211 | 17496.0251 | 1425.0078
2020-12-25 | 0 | 0 | 0 | 0 | 0 | 0 | 0 | 0 | 4.1102 | 0 | 0 | 0 | 0 | 0 | 0 | 28.8244 | 0 | 0 | 13579.8874 | 15970.835 | 11993.3005 | 8573.8839 | 4646.8479 | 33.1042
2020-12-26 | 0 | 0 | 0 | 0 | 0 | 0 | 0 | 0 | 0 | 0 | 0 | 0 | 0 | 0 | 0 | 0 | 0 | 1655.5672 | 36707.0343 | 38107.0343 | 27358.6987 | 22510.3631 | 10357.6966 | 182.8264
2020-12-27 | 7.9407 | 0 | 0 | 0 | 0 | 0 | 0 | 0 | 1.6056 | 0 | 0 | 0 | 0 | 0 | 0 | 3.0397 | 39.8474 | 10369.1046 | 41999.976 | 42221.4402 | 31890.659 | 27349.2939 | 13636.3718 | 1091.0634
2020-12-28 | 165.2185 | 0 | 0 | 0 | 0 | 0 | 0 | 209.4289 | 610.667 | 35.4321 | 0 | 0 | 0 | 0 | 0 | 0 | 123.2449 | 13308.195 | 51639.2716 | 53837.6561 | 45648.2333 | 36359.4064 | 24541.5318 | 4472.3706
2020-12-29 | 2.2902 | 0 | 0 | 0 | 0 | 0 | 0 | 0 | 0 | 0 | 0 | 0 | 0 | 0 | 0 | 0 | 31.9816 | 11591.0802 | 45687.6227 | 47312.0412 | 37592.0412 | 29150.428 | 17859.3786 | 889.1015
2020-12-30 | 0 | 0 | 0 | 0 | 0 | 0 | 0 | 0 | 33.485 | 0 | 0 | 0 | 0 | 0 | 0 | 0 | 29.3568 | 9389.2043 | 46596.9106 | 46980.2558 | 34524.7912 | 25820.9168 | 15433.1124 | 1226.5797
2020-12-31 | 2.4736 | 0 | 0 | 0 | 0 | 0 | 0 | 227.2951 | 257.8871 | 0 | 0 | 0 | 0 | 0 | 0 | 0 | 142.3034 | 16658.994 | 51012.0412 | 52672.0412 | 42692.0412 | 32135.3607 | 19454.1324 | 1118.764

## LOLP - SD Greater
| 1 | 2 | 3 | 4 | 5 | 6 | 7 | 8 | 9 | 10 | 11 | 12 | 13 | 14 | 15 | 16 | 17 | 18 | 19 | 20 | 21 | 22 | 23 | 24
2020-01-01 | 22.6374 | 0 | 0 | 0 | 0 | 0 | 2.2819 | 12.5071 | 2649.6129 | 277.8969 | 2436.0839 | 0 | 0 | 0 | 0 | 577.9298 | 0 | 0 | 9188.6045 | 15579.6728 | 9920.6116 | 4581.0123 | 1281.667 | 0
2020-01-02 | 127.6615 | 0 | 0 | 0 | 0 | 0 | 0 | 811.7042 | 1000.4428 | 0 | 0 | 0 | 0 | 0 | 0 | 189.3285 | 1064.4186 | 22673.0918 | 53127.017 | 57169.517 | 46251.6361 | 36278.9457 | 22258.2302 | 1964.3262
2020-01-03 | 52.4906 | 0 | 0 | 0 | 0 | 0 | 0 | 480.2231 | 482.7909 | 0 | 0 | 0 | 0 | 0 | 0 | 48.1198 | 203.0124 | 9404.7776 | 36835.6181 | 43597.1999 | 34427.3693 | 21957.1917 | 7569.7202 | 233.366
2020-01-04 | 35.9646 | 0 | 0 | 0 | 0 | 0 | 0 | 68.7343 | 1287.8473 | 0 | 0 | 0 | 0 | 0 | 0 | 1163.496 | 0 | 0 | 7723.8927 | 14009.1513 | 7574.505 | 4161.569 | 318.1297 | 0
2020-01-05 | 68.763 | 0 | 0 | 0 | 0 | 0 | 0 | 50.6057 | 753.7922 | 0 | 0 | 0 | 0 | 0 | 0 | 715.9454 | 6.4761 | 2272.9369 | 20193.639 | 28292.1385 | 17431.1291 | 10899.7637 | 3285.2874 | 149.2172
2020-01-06 | 186.127 | 0 | 0 | 6.9368 | 0 | 0 | 0 | 1003.7771 | 1047.7065 | 27.9766 | 0 | 0 | 0 | 0 | 0 | 262.8897 | 913.4884 | 20728.4521 | 55093.1959 | 61467.0412 | 49972.0412 | 38245.4948 | 22401.3371 | 2636.1648
2020-01-07 | 165.7783 | 0 | 0 | 0 | 0 | 0 | 16.6326 | 1800.7822 | 1379.421 | 0 | 0 | 0 | 0 | 0 | 0 | 153.4532 | 306.3703 | 12949.9572 | 48512.0412 | 56312.0412 | 46017.6077 | 34642.9852 | 19780.7716 | 1489.4708
2020-01-08 | 96.571 | 0 | 0 | 0 | 0 | 0 | 0 | 633.8186 | 720.8851 | 0 | 0 | 0 | 0 | 0 | 0 | 268.1101 | 45.0156 | 8635.3305 | 41821.9297 | 46835.7902 | 35472.9923 | 24492.7703 | 12532.3746 | 835.0015
2020-01-09 | 47.4365 | 0 | 0 | 0 | 0 | 0 | 0 | 317.9387 | 281.4663 | 0 | 0 | 0 | 0 | 0 | 0 | 302.7663 | 0 | 1855.0229 | 22921.912 | 31785.3484 | 23457.1556 | 14459.6209 | 5767.5613 | 209.02
2020-01-10 | 10.6924 | 0 | 0 | 0 | 0 | 0 | 0 | 40.4942 | 310.6126 | 0 | 0 | 0 | 0 | 0 | 0 | 475.3465 | 0 | 378.0112 | 17798.2883 | 24609.3765 | 14704.6314 | 7083.2339 | 1728.4424 | 0
2020-01-11 | 25.4998 | 0 | 0 | 0 | 0 | 0 | 0 | 53.1667 | 1109.0229 | 0 | 0 | 0 | 0 | 0 | 0 | 705.6396 | 0 | 0 | 10347.162 | 18073.4028 | 12137.2425 | 7765.6018 | 1177.2958 | 0
2020-01-12 | 13.1897 | 0 | 0 | 0 | 0 | 0 | 0 | 51.6875 | 51.1326 | 0 | 0 | 0 | 0 | 0 | 0 | 261.5203 | 0 | 679.7003 | 23262.6259 | 31558.2839 | 23013.1092 | 19620.7695 | 8023.4749 | 316.8854
2020-01-13 | 56.5037 | 0 | 0 | 0 | 0 | 0 | 0 | 961.4294 | 1511.0616 | 25.4598 | 0 | 0 | 0 | 0 | 0 | 188.8064 | 537.9406 | 13541.0709 | 54887.0412 | 61847.0412 | 50451.6767 | 39129.2559 | 22979.7896 | 2063.7192
2020-01-14 | 10.7952 | 0 | 0 | 0 | 0 | 0 | 0 | 93.4608 | 692.5888 | 0 | 0 | 0 | 0 | 0 | 0 | 1110.684 | 0 | 4127.8821 | 42356.4559 | 51752.0412 | 42248.9559 | 31957.6192 | 16834.3258 | 273.7221
2020-01-15 | 139.7471 | 0 | 0 | 0 | 0 | 0 | 0 | 171.8551 | 236.4112 | 0 | 0 | 0 | 0 | 0 | 0 | 266.6576 | 47.1447 | 3309.8259 | 33720.7425 | 40228.8903 | 30591.5432 | 23446.9496 | 11279.4116 | 453.751
2020-01-16 | 13.2477 | 0 | 0 | 0 | 0 | 0 | 0 | 334.2757 | 389.6637 | 10.169 | 0 | 0 | 0 | 0 | 0 | 121.8883 | 105.2488 | 5044.0735 | 37343.1351 | 46013.1351 | 34353.1351 | 23950.5951 | 10050.3631 | 48.3944
2020-01-17 | 6.7803 | 0 | 0 | 0 | 0 | 0 | 0 | 70.7513 | 237.0956 | 0 | 0 | 0 | 0 | 0 | 0 | 363.1966 | 0 | 2442.3449 | 34374.8985 | 39589.7284 | 29270.3003 | 19748.1424 | 8622.5275 | 530.6896
2020-01-18 | 70.258 | 0 | 0 | 0 | 0 | 0 | 26.8087 | 0 | 1408.7859 | 0 | 0 | 0 | 0 | 0 | 0 | 1082.2099 | 0 | 0 | 6515.5154 | 11236.9714 | 7118.4539 | 4104.9002 | 842.1482 | 0
2020-01-19 | 66.7086 | 0 | 0 | 0 | 5.5738 | 0 | 3.8199 | 15.2097 | 413.1079 | 0 | 0 | 0 | 0 | 0 | 0 | 896.9109 | 0 | 0 | 6941.045 | 12541.9636 | 6908.5208 | 3757.9549 | 405.0617 | 0
2020-01-20 | 63.2947 | 0 | 0 | 0 | 0 | 0 | 0 | 190.206 | 175.4175 | 0 | 0 | 0 | 0 | 0 | 0 | 120.928 | 30.4297 | 1358.1149 | 29918.8202 | 43931.5116 | 24300.742 | 14281.5803 | 7334.3919 | 70.9121
2020-01-21 | 22.1092 | 0 | 0 | 0 | 0 | 0 | 0 | 304.2079 | 611.1546 | 19.0869 | 569.6678 | 170.452 | 0 | 0 | 0 | 458.4015 | 159.424 | 3354.7261 | 34759.6094 | 41150.9194 | 34197.9585 | 24837.1177 | 10120.6615 | 518.1384
2020-01-22 | 212.192 | 0 | 0 | 0 | 0 | 0 | 0 | 311.6527 | 2863.3504 | 0 | 0 | 0 | 0 | 0 | 0 | 220.1023 | 0 | 1276.101 | 28810.8854 | 37286.0996 | 28391.9927 | 18431.502 | 7675.5361 | 247.3081
2020-01-23 | 9.2263 | 0 | 0 | 0 | 0 | 0 | 0 | 52.1838 | 875.773 | 0 | 0 | 0 | 0 | 0 | 0 | 904.7166 | 0 | 31.5486 | 16710.9066 | 20658.3388 | 14658.7748 | 7828.3412 | 1428.2938 | 0
2020-01-24 | 5.9069 | 0 | 0 | 0 | 0 | 0 | 8.6219 | 4.9139 | 559.6175 | 0 | 0 | 0 | 69.9769 | 45.3555 | 134.4251 | 190.6786 | 0 | 240.4661 | 20618.3117 | 28095.8382 | 19061.2618 | 11322.1348 | 4422.3063 | 219.7632
2020-01-25 | 235.4385 | 28.415 | 0 | 0 | 26.0224 | 21.0569 | 116.9449 | 105.2709 | 1525.671 | 0 | 0 | 0 | 0 | 0 | 0 | 538.4885 | 0 | 0 | 12212.8726 | 22377.4345 | 13140.9257 | 9063.6121 | 1414.0267 | 0
2020-01-26 | 38.9666 | 0 | 0 | 0 | 0 | 0 | 9.9536 | 62.0023 | 1590.8484 | 0 | 0 | 0 | 0 | 0 | 0 | 384.3299 | 0 | 91.0753 | 19712.5818 | 27125.9992 | 18308.4555 | 12422.1783 | 2594.6446 | 48.8952
2020-01-27 | 86.0629 | 0 | 0 | 0 | 0 | 0 | 2.0587 | 106.4079 | 477.7848 | 0 | 0 | 0 | 0 | 0 | 0 | 539.8046 | 0 | 3902.2174 | 39793.2514 | 44903.574 | 35336.074 | 24319.9362 | 12198.1143 | 433.2515
2020-01-28 | 66.6443 | 0 | 0 | 0 | 0 | 0 | 6.3894 | 100.7063 | 470.1247 | 0 | 0 | 0 | 0 | 0 | 0 | 651.5096 | 0 | 2379.9568 | 33310.3721 | 42265.226 | 31417.1253 | 21322.0434 | 8818.5486 | 138.7188
2020-01-29 | 10.2492 | 0 | 0 | 0 | 0 | 0 | 0 | 192.5284 | 320.2904 | 0 | 0 | 0 | 0 | 0 | 0 | 1029.6093 | 0 | 2641.9781 | 32768.7718 | 42457.5552 | 30617.5552 | 19390.5896 | 7316.2428 | 52.0738
2020-01-30 | 51.0503 | 0 | 0 | 0 | 0 | 0 | 0 | 142.368 | 974.8152 | 0 | 0 | 0 | 0 | 0 | 0 | 406.9474 | 0 | 3629.6874 | 38308.0338 | 48084.0263 | 36150.0189 | 25203.0555 | 10284.5252 | 62.0176
2020-01-31 | 53.9038 | 0 | 0 | 0 | 0 | 0 | 0 | 317.4357 | 933.6108 | 0 | 0 | 0 | 0 | 0 | 0 | 339.8549 | 0 | 5461.8022 | 46333.3194 | 51811.4584 | 42169.6063 | 31388.7908 | 17006.1724 | 939.2353
2020-02-01 | 46.2715 | 0 | 0 | 0 | 0 | 0 | 22.3933 | 0 | 1384.3496 | 0 | 0 | 0 | 0 | 0 | 0 | 203.0833 | 0 | 0 | 3285.0829 | 19003.686 | 11819.5844 | 9202.5443 | 1432.367 | 0
2020-02-02 | 22.1983 | 0 | 0 | 0 | 0 | 0 | 0 | 0 | 789.2791 | 0 | 0 | 0 | 0 | 0 | 0 | 872.1431 | 0 | 0 | 4147.3559 | 17940.7591 | 11699.6468 | 9386.0759 | 1497.4577 | 0
2020-02-03 | 51.7851 | 0 | 0 | 0 | 0 | 0 | 0 | 200.1022 | 128.6486 | 0 | 0 | 0 | 0 | 0 | 0 | 79.1682 | 102.5016 | 13724.6216 | 42143.8079 | 53836.2459 | 42371.8697 | 26014.6748 | 9681.9946 | 506.501
2020-02-04 | 43.6515 | 0 | 0 | 0 | 0 | 0 | 0 | 288.1189 | 328.3921 | 0 | 0 | 0 | 0 | 0 | 8.133 | 140.2286 | 53.5967 | 8332.1857 | 40875.3766 | 56466.4903 | 44092.0531 | 31903.2172 | 16863.6648 | 1584.549
2020-02-05 | 210.5004 | 0 | 0 | 0 | 0 | 0 | 0 | 178.2792 | 194.9043 | 0 | 0 | 0 | 0 | 0 | 0 | 270.2185 | 0 | 686.3763 | 18104.9818 | 38898.5748 | 23999.9822 | 9007.9735 | 2631.7174 | 0
2020-02-06 | 68.5843 | 0 | 0 | 0 | 0 | 0 | 0 | 183.2507 | 806.5936 | 0 | 0 | 0 | 0 | 0 | 0 | 389.7607 | 0 | 773.6409 | 15663.722 | 29503.1599 | 19396.9877 | 9405.172 | 2343.1412 | 24.6666
2020-02-07 | 59.9173 | 0 | 0 | 0 | 0 | 0 | 0 | 85.7128 | 1320.8603 | 0 | 0 | 0 | 0 | 0 | 0 | 311.0844 | 0 | 440.0107 | 8985.7172 | 26609.7588 | 23358.6 | 17107.4528 | 6466.5746 | 230.6837
2020-02-08 | 22.7644 | 0 | 0 | 0 | 0 | 0 | 4.4494 | 1.1535 | 85.075 | 0 | 0 | 0 | 0 | 0 | 0 | 321.0846 | 0 | 4.5348 | 11563.5999 | 29753.1385 | 21175.5247 | 16446.1104 | 5063.41 | 19.4393
2020-02-09 | 0 | 0 | 0 | 0 | 0 | 0 | 126.5333 | 8.8652 | 1363.6017 | 0 | 0 | 0 | 0 | 0 | 0 | 70.907 | 0 | 0 | 10577.5301 | 31462.167 | 22514.9437 | 16904.3993 | 4227.7304 | 99.229
2020-02-10 | 130.7602 | 0 | 0 | 0 | 0 | 0 | 0 | 270.1877 | 178.8402 | 0 | 0 | 0 | 0 | 0 | 0 | 227.5914 | 0 | 2689.4797 | 19059.858 | 29494.4154 | 20886.7661 | 11585.013 | 4263.2399 | 70.0283
2020-02-11 | 60.8113 | 0 | 0 | 0 | 0 | 0 | 0 | 146.9828 | 139.8949 | 0 | 0 | 0 | 0 | 0 | 0 | 60.3699 | 0 | 767.7681 | 19898.861 | 36457.7841 | 25886.1155 | 18831.4972 | 9855.5029 | 153.4853
2020-02-12 | 207.8665 | 0 | 0 | 0 | 0 | 0 | 0 | 307.8499 | 511.5226 | 0 | 0 | 0 | 0 | 0 | 170.0913 | 32.5454 | 0 | 213.754 | 27972.1958 | 45048.857 | 35148.857 | 26762.7118 | 12010.879 | 137.5784
2020-02-13 | 85.0197 | 0 | 0 | 0 | 0 | 0 | 3.8369 | 55.3526 | 288.9443 | 0 | 0 | 0 | 0 | 0 | 0 | 365.1696 | 0 | 983.638 | 24398.4089 | 43443.0849 | 33729.578 | 23770.317 | 9843.2779 | 207.1808
2020-02-14 | 6.8033 | 0 | 0 | 0 | 0 | 0 | 0 | 185.7238 | 201.0254 | 0 | 0 | 0 | 0 | 0 | 0 | 252.9991 | 0 | 331.5755 | 21946.4427 | 41349.3398 | 31646.6384 | 19646.5034 | 5963.6121 | 0
2020-02-15 | 141.3904 | 1.697 | 0 | 0 | 0 | 0 | 3.5417 | 21.2818 | 2806.4838 | 0 | 0 | 0 | 0 | 0 | 0 | 80.424 | 0 | 0 | 4037.9881 | 20624.6243 | 13988.6596 | 9702.741 | 1537.6591 | 0
2020-02-16 | 11.8865 | 0 | 0 | 0 | 0 | 0 | 73.0427 | 22.7601 | 1987.2716 | 0 | 0 | 0 | 0 | 0 | 0 | 252.6819 | 0 | 0 | 1422.5175 | 11714.848 | 7745.5643 | 6087.3663 | 688.0567 | 0
2020-02-17 | 4.7786 | 0 | 0 | 0 | 0 | 0 | 0 | 83.2998 | 9.2094 | 0 | 0 | 0 | 0 | 0 | 0 | 241.6427 | 0 | 110.6629 | 10298.9207 | 28706.8141 | 23547.751 | 15919.665 | 4969.6329 | 52.964
2020-02-18 | 120.6996 | 0 | 0 | 0 | 0 | 0 | 0 | 209.9202 | 86.026 | 0 | 0 | 0 | 0 | 0 | 0 | 207.7174 | 0 | 1569.1436 | 31189.011 | 45877.0977 | 35154.9845 | 21888.0933 | 8929.7215 | 30.0643
2020-02-19 | 25.6345 | 0 | 0 | 0 | 0 | 0 | 0 | 42.6805 | 289.754 | 0 | 0 | 0 | 0 | 0 | 0 | 607.714 | 0 | 763.0054 | 16553.4684 | 31922.4025 | 24200.5452 | 16084.319 | 6249.4906 | 246.3015
2020-02-20 | 32.5198 | 0 | 0 | 0 | 0 | 0 | 0 | 393.1812 | 983.4575 | 0 | 0 | 0 | 0 | 0 | 0 | 339.3916 | 0 | 386.5895 | 22819.017 | 42681.1972 | 32651.8469 | 23022.4323 | 9606.8419 | 169.2308
2020-02-21 | 25.1324 | 0 | 0 | 0 | 0 | 0 | 0 | 0.24486 | 1007.0071 | 0 | 0 | 0 | 0 | 0 | 0 | 545.2857 | 0 | 0 | 12205.8916 | 25319.794 | 15467.6574 | 7538.1264 | 1836.7157 | 0
2020-02-22 | 6.8402 | 0 | 0 | 0 | 18.431 | 0 | 0 | 0 | 271.8633 | 3328.4794 | 0 | 0 | 0 | 0 | 0 | 133.5098 | 0 | 0 | 2093.2135 | 9021.5803 | 5626.9569 | 3859.9772 | 496.1283 | 0
2020-02-23 | 70.6894 | 15.975 | 0 | 0 | 11.8917 | 0 | 0 | 0 | 586.1812 | 1279.2398 | 0 | 0 | 0 | 0 | 0 | 208.7297 | 0 | 0 | 2606.898 | 15908.7093 | 10311.3625 | 7874.045 | 2061.8572 | 0
2020-02-24 | 3.5128 | 0 | 0 | 0 | 0 | 0 | 5.5395 | 210.5716 | 180.7681 | 0 | 0 | 0 | 0 | 0 | 0 | 330.7043 | 6.0307 | 2072.2229 | 28554.6971 | 46833.5603 | 37755.8343 | 28372.8829 | 13016.0228 | 410.1031
2020-02-25 | 34.9279 | 0 | 0 | 0 | 0 | 0 | 15.8817 | 64.4777 | 1270.3461 | 0 | 0 | 0 | 0 | 0 | 0 | 206.6361 | 0 | 0 | 11199.7932 | 29947.7381 | 21151.3408 | 11784.9054 | 3632.0462 | 0
2020-02-26 | 25.4298 | 0 | 0 | 0 | 0 | 0 | 3.9115 | 0.63489 | 3868.5659 | 0 | 0 | 0 | 0 | 0 | 0 | 301.8248 | 0 | 64.2194 | 8037.6261 | 24876.5188 | 16830.7559 | 10101.782 | 3046.0474 | 0
2020-02-27 | 20.7497 | 0 | 0 | 0 | 0 | 0 | 0 | 194.848 | 59.2117 | 0 | 0 | 0 | 0 | 0 | 0 | 237.9755 | 0 | 141.1913 | 8548.5337 | 23354.1544 | 15648.1975 | 10140.0541 | 4037.7069 | 186.0788
2020-02-28 | 72.22 | 0 | 0 | 0 | 0 | 0 | 4.3738 | 2.4325 | 504.9524 | 36.4936 | 193.4364 | 0 | 0 | 0 | 34.0395 | 1066.4005 | 0 | 63.3453 | 14575.7139 | 35728.0778 | 27059.6412 | 16955.7865 | 6103.2537 | 87.7181
2020-02-29 | 54.6425 | 0 | 0 | 0 | 0 | 0 | 19.2385 | 6.5871 | 1789.4853 | 0 | 0 | 0 | 0 | 0 | 0 | 46.3705 | 0 | 133.5171 | 13310.3421 | 31964.4406 | 22200.085 | 13370.0054 | 4781.0534 | 162.3811
2020-03-01 | 49.2849 | 0 | 0 | 0 | 0 | 0 | 41.2868 | 0 | 749.9599 | 0 | 0 | 0 | 0 | 0 | 0 | 45.2894 | 0 | 0 | 3702.397 | 22969.779 | 16117.7823 | 5626.949 | 0 | 0
2020-03-02 | 10.561 | 0 | 0 | 0 | 0 | 0 | 0 | 0 | 140.3598 | 0 | 0 | 0 | 0 | 0 | 0 | 283.7062 | 0 | 1496.9887 | 25034.0128 | 48680.9436 | 38480.9436 | 23854.3131 | 6867.1976 | 0
2020-03-03 | 41.2746 | 0 | 0 | 0 | 0 | 0 | 42.3653 | 11.1533 | 282.9309 | 0 | 0 | 0 | 0 | 0 | 0 | 414.3834 | 0 | 551.6852 | 17711.6637 | 40887.1715 | 32791.5627 | 19344.4455 | 4010.8165 | 0
2020-03-04 | 35.8489 | 0 | 0 | 0 | 0 | 0 | 0 | 71.0268 | 474.6575 | 0 | 0 | 0 | 0 | 0 | 30.3666 | 635.7689 | 0 | 178.6254 | 9275.485 | 31446.8028 | 23237.1569 | 11600.705 | 1989.9748 | 0
2020-03-05 | 64.8917 | 0 | 0 | 0 | 0 | 0 | 0 | 97.0478 | 849.3927 | 0 | 0 | 0 | 0 | 0 | 0 | 504.914 | 0 | 1409.8518 | 12156.0022 | 26392.2931 | 19894.2208 | 10845.1695 | 2291.0264 | 2.842
2020-03-06 | 26.8832 | 0 | 0 | 0 | 0 | 0 | 124.8942 | 43.3588 | 696.9471 | 0 | 0 | 0 | 0 | 0 | 0 | 148.2848 | 0 | 346.0054 | 13019.7215 | 36287.2174 | 28713.1724 | 14015.1249 | 2065.8032 | 0
2020-03-07 | 1.6676 | 0 | 0 | 0 | 0 | 0 | 7.6947 | 0 | 2639.2347 | 0 | 0 | 0 | 0 | 0 | 0 | 117.8906 | 0 | 0 | 836.3788 | 17330.5231 | 12551.8755 | 4701.64 | 21.0609 | 0
2020-03-08 | 15.314 | 0 | 0 | 0 | 0 | 0 | 14.7786 | 0 | 1262.5795 | 13.6294 | 851.3071 | 0 | 0 | 0 | 0 | 0 | 0 | 0 | 2748.1352 | 22235.6396 | 19955.9357 | 6818.0109 | 105.3271 | 0
2020-03-09 | 46.3832 | 0 | 0 | 0 | 0 | 0 | 18.5508 | 7.3648 | 157.2428 | 0 | 0 | 0 | 0 | 0 | 0 | 281.6323 | 0 | 150.4912 | 15472.7729 | 38152.0412 | 30152.0412 | 18764.087 | 1824.3483 | 0
2020-03-10 | 29.7302 | 0 | 0 | 0 | 0 | 0 | 140.2057 | 0 | 937.6944 | 0 | 0 | 0 | 0 | 0 | 0 | 806.8549 | 0 | 234.1286 | 12127.7105 | 34866.8667 | 26323.3396 | 13986.3338 | 748.1383 | 0
2020-03-11 | 155.8801 | 0 | 0 | 0 | 0 | 0 | 96.234 | 9.2812 | 689.4714 | 76.8489 | 0 | 0 | 0 | 0 | 0 | 124.1689 | 0 | 75.2351 | 15093.6769 | 37553.4369 | 29453.1299 | 16380.82 | 1032.0266 | 0
2020-03-12 | 231.044 | 0 | 0 | 0 | 0 | 0 | 0 | 198.0514 | 945.4721 | 0 | 0 | 0 | 0 | 9.6003 | 0 | 0 | 0 | 55.5584 | 16987.6975 | 45252.0412 | 35672.1882 | 26485.9873 | 6780.3556 | 7.0333
2020-03-13 | 67.0889 | 0 | 0 | 0 | 0 | 0 | 0 | 146.6424 | 38.3088 | 0 | 0 | 0 | 0 | 0 | 0 | 450.3374 | 0 | 0 | 11162.2683 | 32015.8677 | 18522.5474 | 9726.508 | 339.2349 | 0
2020-03-14 | 149.0099 | 0 | 0 | 0 | 0 | 0 | 0 | 134.2633 | 84.8229 | 0 | 0 | 0 | 0 | 0 | 0 | 207.5223 | 0 | 0 | 3980.708 | 24522.8036 | 21766.2354 | 8723.1051 | 130.1726 | 0
2020-03-15 | 56.3413 | 0 | 0 | 0 | 0 | 0 | 0 | 39.6902 | 24.2364 | 0 | 0 | 0 | 0 | 0 | 0 | 390.4846 | 0 | 0 | 3458.4305 | 29583.8855 | 28201.9374 | 12152.0376 | 107.1714 | 0
2020-03-16 | 0 | 0 | 0 | 0 | 0 | 0 | 0 | 114.5253 | 25.5055 | 0 | 0 | 0 | 0 | 0 | 0 | 170.1954 | 0 | 0 | 14008.7199 | 40068.0899 | 32004.8802 | 24667.9452 | 7148.3086 | 0
2020-03-17 | 32.5607 | 0 | 0 | 0 | 0 | 0 | 0 | 105.1723 | 61.3421 | 0 | 0 | 0 | 0 | 0 | 0 | 452.3303 | 0 | 0 | 7691.9973 | 35235.4707 | 26640.2259 | 13859.2542 | 480.2963 | 0
2020-03-18 | 217.9036 | 0 | 0 | 0 | 0 | 0 | 0 | 177.2793 | 95.1918 | 0 | 0 | 0 | 0 | 0 | 0 | 309.3753 | 0 | 0 | 6054.6756 | 32505.2648 | 24658.4595 | 13144.031 | 569.5606 | 0
2020-03-19 | 142.031 | 0 | 0 | 0 | 0 | 0 | 30.4676 | 301.9466 | 2125.919 | 0 | 0 | 0 | 0 | 0 | 0 | 141.661 | 0 | 0 | 2731.7623 | 21732.1223 | 16541.3593 | 8611.9628 | 214.6857 | 0
2020-03-20 | 35.8212 | 0 | 0 | 0 | 0 | 0 | 3.6251 | 0 | 3497.6121 | 128.1143 | 0 | 0 | 0 | 0 | 0 | 7.1047 | 0 | 0 | 397.5883 | 8603.3421 | 5195.7075 | 1758.5504 | 10.2664 | 0
2020-03-21 | 20.5865 | 0 | 0 | 0 | 0 | 0 | 0 | 15.9568 | 5646.9615 | 361.8233 | 0 | 0 | 0 | 0 | 0 | 0 | 0 | 0 | 14.4359 | 5992.8732 | 4648.3427 | 1098.3396 | 0 | 0
2020-03-22 | 36.5844 | 0 | 0 | 0 | 0 | 12.188 | 127.8685 | 15.5371 | 1402.9335 | 53.1945 | 0 | 0 | 0 | 0 | 0 | 1768.2215 | 0 | 0 | 2.9501 | 5261.4079 | 4844.4011 | 1130.9792 | 0 | 0
2020-03-23 | 8.297 | 0 | 0 | 0 | 0 | 0 | 19.819 | 0 | 5146.298 | 1196.1594 | 0 | 0 | 0 | 0 | 0 | 138.7342 | 0 | 0 | 246.4746 | 13592.5673 | 9401.2511 | 5273.7294 | 125.4668 | 0
2020-03-24 | 101.2858 | 0 | 0 | 0 | 0 | 0 | 43.407 | 30.4132 | 1293.7372 | 0 | 0 | 0 | 0 | 0 | 0 | 107.8604 | 0 | 0 | 1384.9742 | 18260.8107 | 13027.5513 | 4482.8328 | 45.0331 | 0
2020-03-25 | 46.2279 | 0 | 0 | 0 | 0 | 0 | 40.0245 | 0 | 2626.7907 | 0 | 0 | 0 | 0 | 0 | 1396.4092 | 27.7729 | 0 | 0 | 1073.2882 | 13727.3764 | 9723.3797 | 4582.7083 | 98.118 | 0
2020-03-26 | 183.8917 | 0 | 0 | 0 | 0 | 0 | 55.8257 | 203.3448 | 169.1028 | 0 | 0 | 0 | 0 | 0 | 169.0056 | 113.1919 | 0 | 0 | 1496.2708 | 17086.9677 | 13665.3376 | 5938.8699 | 155.3028 | 0
2020-03-27 | 17.3677 | 0 | 0 | 0 | 0 | 0 | 5.5162 | 0 | 3270.8422 | 0 | 0 | 0 | 0 | 0 | 0 | 0 | 0 | 0 | 87.925 | 9053.166 | 5569.1519 | 2719.6272 | 107.3667 | 0
2020-03-28 | 67.5147 | 0 | 0 | 0 | 0 | 0 | 40.7326 | 0 | 2904.0419 | 0 | 0 | 0 | 0 | 0 | 0 | 0 | 0 | 0 | 0 | 12388.3089 | 11942.9078 | 2927.051 | 0 | 0
2020-03-29 | 40.6466 | 0 | 0 | 0 | 0 | 0 | 2.8649 | 0 | 3165.924 | 0 | 0 | 0 | 0 | 0 | 0 | 0 | 0 | 0 | 0 | 5638.9396 | 4912.136 | 772.7187 | 0 | 0
2020-03-30 | 52.3814 | 0 | 0 | 0 | 0 | 0 | 28.2485 | 0 | 1807.0657 | 0 | 0 | 0 | 0 | 0 | 0 | 25.8122 | 0 | 0 | 25.6276 | 11500.8001 | 6946.1731 | 1813.3704 | 0 | 0
2020-03-31 | 122.7794 | 11.2398 | 0 | 0 | 0 | 0 | 105.2608 | 17.1906 | 2678.6296 | 0 | 0 | 0 | 0 | 0 | 0 | 98.2815 | 0 | 0 | 893.4795 | 18777.8578 | 16739.8722 | 9376.6342 | 184.2841 | 0
2020-04-01 | 120.9102 | 0 | 0 | 0 | 0 | 0 | 90.7047 | 0 | 72.6096 | 0 | 0 | 0 | 440.5211 | 0 | 0 | 45.5457 | 0 | 0 | 1771.4081 | 23535.0309 | 22931.9658 | 10507.2148 | 156.3688 | 0
2020-04-02 | 189.7402 | 0 | 0 | 0 | 0 | 0 | 119.0893 | 28.4265 | 73.7228 | 0 | 0 | 0 | 0 | 0 | 0 | 394.4146 | 0 | 0 | 623.1222 | 10838.6346 | 10689.2825 | 4492.1948 | 35.6984 | 0
2020-04-03 | 123.0383 | 0 | 0 | 0 | 0 | 0 | 37.9876 | 0 | 3032.2348 | 45.0934 | 0 | 0 | 0 | 0 | 0 | 15.9357 | 0 | 0 | 177.7688 | 6591.7154 | 6129.2046 | 2012.8715 | 5.3954 | 0
2020-04-04 | 56.1897 | 111.8375 | 0 | 0 | 0 | 0 | 162.2728 | 0 | 3583.1891 | 0 | 0 | 0 | 0 | 0 | 0 | 0 | 0 | 0 | 0 | 7066.1966 | 11017.2678 | 3237.8095 | 0 | 0
2020-04-05 | 0 | 0 | 0 | 0 | 0 | 0 | 0 | 0 | 4098.8442 | 0 | 0 | 0 | 0 | 0 | 0 | 0 | 0 | 0 | 0 | 5917.1126 | 9954.4555 | 2121.0849 | 3.6089 | 0
2020-04-06 | 272.0238 | 0 | 0 | 0 | 0 | 0 | 111.377 | 0 | 2693.2511 | 0 | 0 | 0 | 0 | 0 | 0 | 89.6403 | 0 | 0 | 535.2326 | 10865.3812 | 11001.4152 | 3068.7002 | 0 | 0
2020-04-07 | 84.073 | 0 | 0 | 0 | 0 | 0 | 100.6587 | 0 | 3804.5888 | 0 | 0 | 0 | 0 | 0 | 0 | 2.1988 | 0 | 0 | 397.5459 | 11718.5837 | 10641.1418 | 3860.7141 | 71.6372 | 0
2020-04-08 | 35.9222 | 0 | 0 | 0 | 0 | 0 | 71.7018 | 0 | 620.0778 | 0 | 0 | 0 | 0 | 0 | 0 | 250.7213 | 0 | 0 | 427.0118 | 9707.012 | 9192.9002 | 3847.3257 | 0 | 0
2020-04-09 | 30.2802 | 6.6788 | 19.7715 | 2.9582 | 0 | 0 | 97.1084 | 0 | 2590.7359 | 0 | 0 | 0 | 0 | 0 | 0 | 96.6651 | 0 | 0 | 1173.7434 | 17892.6285 | 18913.2629 | 7617.2329 | 264.6122 | 0
2020-04-10 | 236.3702 | 0 | 0 | 0 | 0 | 0 | 77.2524 | 0 | 2825.5101 | 0 | 0 | 0 | 0 | 0 | 0 | 15.1088 | 0 | 0 | 397.7968 | 14339.3652 | 13994.438 | 6340.2582 | 89.7469 | 0
2020-04-11 | 0 | 0 | 0 | 0 | 0 | 5.706 | 8.348 | 0 | 3647.5932 | 0 | 0 | 0 | 0 | 0 | 0 | 0 | 0 | 0 | 0 | 1311.9972 | 2052.1341 | 52.2908 | 0 | 0
2020-04-12 | 31.012 | 19.1761 | 0 | 2.4573 | 0 | 0 | 32.9277 | 0 | 3697.5166 | 0 | 0 | 0 | 0 | 0 | 0 | 0 | 0 | 0 | 0 | 3045.773 | 4559.017 | 825.6967 | 0 | 0
2020-04-13 | 136.9611 | 0 | 0 | 0 | 0 | 0 | 104.7629 | 0 | 4771.558 | 0 | 0 | 0 | 0 | 0 | 0 | 99.8347 | 0 | 0 | 591.0294 | 10189.9285 | 10089.0794 | 4229.4423 | 30.8144 | 0
2020-04-14 | 74.3226 | 0 | 0 | 0 | 0 | 0 | 127.9503 | 0 | 173.7794 | 0 | 0 | 0 | 0 | 7.1797 | 93.1588 | 470.3867 | 0 | 0 | 1111.9766 | 16605.9921 | 17577.0973 | 6805.9799 | 145.9302 | 0
2020-04-15 | 83.9043 | 0 | 0 | 0 | 0 | 0 | 50.9571 | 0 | 381.7071 | 0 | 0 | 0 | 0 | 0 | 0 | 421.6568 | 0 | 19.6479 | 9783.1828 | 29804.3596 | 22820.6614 | 11519.6397 | 364.5643 | 0
2020-04-16 | 113.6572 | 0 | 0 | 0 | 0 | 0 | 79.2308 | 0 | 2665.0703 | 0 | 0 | 0 | 0 | 0 | 0 | 91.5765 | 0 | 0 | 1103.389 | 12272.4796 | 12882.7793 | 6144.9023 | 38.9133 | 0
2020-04-17 | 157.4199 | 0 | 8.5052 | 44.9672 | 0 | 0 | 66.9841 | 0 | 937.113 | 0 | 0 | 0 | 0 | 0 | 0 | 53.0032 | 0 | 0 | 1037.5762 | 13334.59 | 15224.3609 | 5684.6015 | 4.8794 | 0
2020-04-18 | 35.4528 | 0 | 0 | 0 | 0 | 0 | 55.8963 | 0 | 3867.3804 | 0 | 0 | 0 | 0 | 0 | 0 | 0 | 0 | 0 | 0 | 4136.0435 | 5640.6501 | 1304.0588 | 0 | 0
2020-04-19 | 51.5463 | 0 | 0 | 0 | 0 | 0 | 149.5503 | 0 | 2143.7024 | 0 | 0 | 0 | 0 | 0 | 0 | 1472.695 | 0 | 0 | 58.8959 | 5806.3575 | 6853.2809 | 1713.2124 | 0 | 0
2020-04-20 | 109.0688 | 0 | 0 | 0 | 0 | 0 | 36.8876 | 0 | 785.2408 | 0 | 0 | 0 | 410.8901 | 0 | 0 | 305.47 | 0 | 0 | 2211.6076 | 20357.9411 | 19091.4316 | 9815.3236 | 238.6852 | 0
2020-04-21 | 147.4561 | 0 | 0 | 0 | 0 | 0 | 113.4966 | 0 | 542.9055 | 0 | 0 | 0 | 0 | 0 | 0 | 166.6101 | 0 | 0 | 3352.5088 | 28489.7165 | 27273.9053 | 14250.4338 | 629.1901 | 0
2020-04-22 | 74.2768 | 0 | 0 | 0 | 0 | 0 | 99.55 | 3.7164 | 257.6375 | 0 | 0 | 0 | 0 | 0 | 0 | 249.0003 | 0 | 137.4382 | 12791.5229 | 27686.9419 | 28922.4373 | 17429.4207 | 1719.6404 | 0
2020-04-23 | 54.7203 | 0 | 0 | 0 | 0 | 0 | 87.8217 | 0.36119 | 83.6099 | 12.7768 | 0 | 0 | 0 | 0 | 0 | 311.1275 | 0 | 83.1433 | 5818.7463 | 20153.5887 | 21376.4177 | 10907.7587 | 993.2953 | 0
2020-04-24 | 181.7007 | 0 | 0 | 0 | 0 | 0 | 40.3798 | 0 | 1786.0399 | 0 | 0 | 0 | 0 | 0 | 0 | 76.7927 | 0 | 0 | 458.3848 | 6604.4202 | 7162.0296 | 2815.5722 | 171.0511 | 0
2020-04-25 | 42.9908 | 0 | 0 | 0 | 65.3893 | 82.308 | 129.1183 | 0 | 1304.0565 | 0 | 0 | 0 | 0 | 0 | 70.0995 | 3077.1546 | 0 | 0 | 0 | 4175.4673 | 6321.1408 | 1141.8558 | 0 | 0
2020-04-26 | 42.1702 | 0 | 0 | 0 | 0 | 0 | 116.8246 | 0 | 4360.5753 | 16.7338 | 0 | 0 | 0 | 0 | 0 | 0 | 0 | 0 | 0 | 2183.3015 | 4540.8538 | 756.2115 | 0 | 0
2020-04-27 | 96.8795 | 0 | 0 | 0 | 0 | 0 | 74.1449 | 2.7902 | 1847.7511 | 0 | 0 | 0 | 0 | 0 | 0 | 370.8058 | 0 | 0 | 918.4834 | 10628.6575 | 10318.0763 | 4709.704 | 273.7872 | 0
2020-04-28 | 189.3879 | 0 | 0 | 0 | 0 | 0 | 93.1448 | 25.7403 | 166.9787 | 0 | 0 | 0 | 0 | 0 | 0 | 217.026 | 0 | 0 | 4460.1726 | 29179.2601 | 27718.28 | 13457.3429 | 373.9659 | 0
2020-04-29 | 82.553 | 0 | 0 | 0 | 0 | 0 | 70.2492 | 0 | 3143.988 | 0 | 0 | 0 | 0 | 0 | 0 | 37.2849 | 0 | 0 | 256.7598 | 18628.9485 | 20534.965 | 9464.7696 | 242.4814 | 0
2020-04-30 | 97.767 | 0 | 0 | 0 | 0 | 0 | 86.5591 | 0 | 1952.2059 | 0 | 0 | 0 | 0 | 0 | 0 | 178.3525 | 0 | 0 | 441.2965 | 12687.9971 | 13589.8358 | 4529.4647 | 72.3881 | 0
2020-05-01 | 61.9291 | 0 | 0 | 0 | 0 | 0 | 93.9883 | 25.2676 | 368.9633 | 0 | 0 | 0 | 0 | 0 | 0 | 504.6896 | 575.2203 | 7046.0082 | 36094.9543 | 47668.8408 | 48162.2634 | 33552.7058 | 9538.9707 | 178.9078
2020-05-02 | 89.7134 | 0 | 0 | 0 | 0 | 44.3559 | 86.4985 | 0 | 3054.2474 | 0 | 0 | 0 | 0 | 0 | 0 | 0 | 0 | 0 | 24.5736 | 5747.6337 | 11656.6659 | 3678.274 | 129.6964 | 0
2020-05-03 | 34.2971 | 0 | 0 | 0 | 0 | 34.1182 | 30.8612 | 0 | 3181.8273 | 0 | 0 | 0 | 0 | 0 | 0 | 14.3155 | 0 | 0 | 57.0261 | 7888.5916 | 11149.7478 | 3690.3531 | 105.7553 | 0
2020-05-04 | 267.6612 | 0 | 0 | 0 | 0 | 0 | 193.4452 | 0 | 314.3613 | 0 | 0 | 0 | 13.5343 | 0 | 0 | 17.1215 | 0 | 0 | 788.8296 | 12376.6451 | 20959.3122 | 10102.3635 | 289.7798 | 0
2020-05-05 | 58.6936 | 0 | 0 | 0 | 0 | 0 | 84.8937 | 0 | 1971.1041 | 0 | 0 | 0 | 0 | 0 | 0 | 199.8235 | 0 | 0 | 814.6656 | 7092.1279 | 11117.4633 | 4758.6535 | 157.8616 | 0
2020-05-06 | 5.8037 | 0 | 0 | 0 | 0 | 0 | 42.1804 | 0 | 2268.8644 | 0 | 0 | 0 | 0 | 0 | 0 | 165.8195 | 0 | 0 | 2306.7489 | 11062.2424 | 16640.1827 | 10145.8605 | 175.9638 | 0
2020-05-07 | 33.2966 | 0 | 0 | 0 | 0 | 0 | 129.3905 | 17.6458 | 302.2621 | 0 | 0 | 0 | 0 | 0 | 0 | 749.8827 | 36.3988 | 1348.4002 | 16048.5466 | 30009.3099 | 33497.6164 | 24889.0002 | 4952.8887 | 0.25956
2020-05-08 | 28.7831 | 0 | 0 | 0 | 0 | 0 | 85.6546 | 0 | 3008.0698 | 167.3188 | 0 | 0 | 0 | 0 | 0 | 671.1809 | 0 | 0 | 369.2157 | 8040.7734 | 14360.6046 | 6413.1583 | 131.5105 | 0
2020-05-09 | 0.4614 | 0 | 0 | 0 | 0 | 71.0652 | 141.3867 | 0 | 7578.5388 | 0 | 0 | 0 | 0 | 0 | 0 | 28.9291 | 0 | 0 | 68.3817 | 1919.7918 | 7130.6071 | 1973.7278 | 65.7804 | 0
2020-05-10 | 1.1249 | 0 | 0 | 0 | 0 | 20.143 | 0.83621 | 0 | 3561.2177 | 0 | 0 | 0 | 0 | 0 | 0 | 0 | 0 | 0 | 0 | 2420.9388 | 7273.953 | 2360.9946 | 0 | 0
2020-05-11 | 136.244 | 0 | 0 | 0 | 0 | 0 | 83.3291 | 13.0015 | 214.2217 | 0 | 0 | 0 | 0 | 0 | 0 | 252.9784 | 0 | 0 | 7996.332 | 23683.1211 | 25374.104 | 15285.2894 | 1400.7299 | 0
2020-05-12 | 8.3926 | 0 | 0 | 0 | 0 | 12.7278 | 26.6275 | 0 | 1336.5712 | 0 | 0 | 0 | 0 | 0 | 0 | 155.4871 | 0 | 0 | 2640.9207 | 18306.9448 | 21026.2437 | 10823.881 | 845.377 | 0
2020-05-13 | 52.0098 | 0 | 0 | 0 | 0 | 0 | 73.4388 | 23.7861 | 36.62 | 29.5099 | 91.3345 | 0 | 3.3175 | 0 | 0 | 126.8625 | 0 | 135.4289 | 6211.5273 | 19985.2493 | 24026.2142 | 13160.8933 | 1030.6087 | 0
2020-05-14 | 39.233 | 0 | 0 | 0 | 0 | 0 | 125.7333 | 32.6702 | 1527.5857 | 0 | 0 | 0 | 0 | 0 | 0 | 45.3842 | 0 | 0 | 0 | 3669.0611 | 6655.1314 | 2997.8225 | 128.314 | 0
2020-05-15 | 63.3337 | 0 | 0 | 0 | 0 | 59.9997 | 42.9317 | 0 | 57.4867 | 96.6284 | 0 | 0 | 0 | 0 | 0 | 417.5337 | 0 | 0 | 1765.082 | 8962.8074 | 13508.2994 | 6581.7076 | 756.1453 | 0
2020-05-16 | 17.132 | 0 | 0 | 0 | 0 | 0.73096 | 27.7652 | 0 | 2538.6381 | 0 | 0 | 0 | 0 | 0 | 0 | 44.7869 | 0 | 0 | 0 | 1720.5082 | 5993.1775 | 1749.07 | 0 | 0
2020-05-17 | 34.6124 | 0 | 0 | 0 | 0 | 18.2455 | 2.4306 | 0 | 2183.2514 | 3028.4802 | 0 | 0 | 0 | 0 | 0 | 0 | 0 | 0 | 15.031 | 3293.7439 | 8051.2916 | 3108.8951 | 13.5797 | 0
2020-05-18 | 87.762 | 0 | 0 | 22.0447 | 0 | 0 | 8.0932 | 0 | 1974.7645 | 0 | 0 | 0 | 0 | 0 | 0 | 156.0681 | 0 | 0 | 74.8385 | 9559.2734 | 16407.0703 | 7092.5396 | 181.8816 | 0
2020-05-19 | 11.7432 | 0 | 0 | 0 | 0 | 0 | 41.4182 | 0 | 1740.6849 | 0 | 0 | 0 | 0 | 0 | 0 | 91.9881 | 0 | 0 | 1217.3232 | 18661.8217 | 28156.0034 | 15921.6966 | 811.9735 | 0
2020-05-20 | 11.9209 | 0 | 0 | 0 | 0 | 0 | 67.5758 | 0 | 718.9366 | 0 | 0 | 0 | 0 | 0 | 0 | 354.9843 | 0 | 0 | 141.9206 | 10407.6964 | 18402.69 | 8573.7981 | 72.6943 | 0
2020-05-21 | 43.1886 | 0 | 0 | 0 | 0 | 0 | 31.6556 | 5.4854 | 277.0659 | 0 | 0 | 0 | 0 | 0 | 0 | 357.1191 | 0 | 249.6611 | 7306.1556 | 24370.426 | 30840.3054 | 18137.3766 | 2694.6298 | 0
2020-05-22 | 31.1461 | 30.1845 | 0 | 0 | 0 | 0 | 54.6361 | 0 | 1256.0011 | 0 | 0 | 0 | 0 | 0 | 0 | 135.1357 | 0 | 0 | 233.8433 | 6793.6575 | 12300.6166 | 6626.9236 | 251.5551 | 0
2020-05-23 | 22.7801 | 0 | 0 | 0 | 0 | 29.3135 | 0 | 0 | 3530.0311 | 54.3733 | 0 | 0 | 0 | 0 | 0 | 0 | 0 | 0 | 0 | 566.299 | 2496.6781 | 561.6724 | 0 | 0
2020-05-24 | 0 | 0 | 15.4264 | 0 | 0 | 24.7459 | 15.3985 | 0 | 1809.1013 | 0 | 0 | 0 | 0 | 0 | 0 | 0 | 0 | 0 | 0 | 539.1491 | 1651.7528 | 404.8863 | 9.8001 | 0
2020-05-25 | 13.4915 | 0 | 0 | 0 | 0 | 118.1324 | 160.4985 | 0 | 2867.954 | 16.2436 | 0 | 0 | 0 | 0 | 0 | 14.3516 | 0 | 0 | 0 | 2802.0345 | 7054.7153 | 2837.4686 | 0 | 0
2020-05-26 | 14.6753 | 0 | 0 | 0 | 40.3707 | 63.39 | 14.867 | 0 | 169.3623 | 0 | 0 | 0 | 0 | 0 | 0 | 925.1413 | 433.7385 | 4121.7859 | 22510.7308 | 38845.6025 | 41282.0232 | 32358.9598 | 10158.1489 | 814.2318
2020-05-27 | 35.148 | 0 | 0 | 0 | 0 | 0 | 4.3969 | 0 | 524.2054 | 0 | 0 | 0 | 0 | 0 | 0 | 341.6973 | 0 | 0 | 1145.189 | 12139.1706 | 23531.4771 | 13724.6395 | 1066.2364 | 0
2020-05-28 | 26.0726 | 0 | 0 | 0 | 0 | 4.2158 | 91.092 | 0 | 1429.8985 | 0 | 0 | 0 | 0 | 0 | 0 | 170.2458 | 0 | 0 | 640.7889 | 10434.0825 | 15932.54 | 7520.1 | 441.3642 | 0
2020-05-29 | 155.5281 | 0 | 0 | 0 | 0 | 17.6323 | 48.9361 | 0 | 174.7103 | 0 | 0 | 0 | 0 | 0 | 0 | 223.841 | 0 | 0 | 0 | 6799.2071 | 13231.1995 | 4318.4772 | 56.6304 | 0
2020-05-30 | 22.5916 | 0 | 0 | 20.8607 | 0 | 17.5024 | 0 | 0 | 2836.5979 | 0 | 0 | 0 | 0 | 0 | 0 | 0 | 0 | 0 | 0 | 1215.173 | 4087.0473 | 1389.6493 | 0 | 0
2020-05-31 | 15.1833 | 0 | 0 | 0 | 0 | 6.4753 | 0 | 0 | 2096.0922 | 592.6756 | 0 | 0 | 0 | 0 | 0 | 0 | 0 | 0 | 0 | 785.6574 | 3295.9583 | 1137.2639 | 0 | 0
2020-06-01 | 21.0677 | 0 | 0 | 8.755 | 0 | 25.669 | 26.511 | 0 | 340.2761 | 0 | 0 | 0 | 0 | 0 | 0 | 258.3332 | 0 | 54.8915 | 6495.6622 | 20702.2106 | 28845.6881 | 21186.613 | 6357.9707 | 385.5473
2020-06-02 | 254.9949 | 69.337 | 36.5103 | 5.3752 | 66.2893 | 178.7696 | 169.8929 | 50.0349 | 102.4383 | 0 | 0 | 0 | 0 | 0 | 0 | 352.3878 | 53.3541 | 402.1716 | 6443.7588 | 22200.6877 | 31464.7206 | 24381.3967 | 6803.3006 | 729.9177
2020-06-03 | 29.2745 | 0 | 0 | 0 | 0 | 23.639 | 0 | 0 | 406.7615 | 0 | 0 | 0 | 0 | 0 | 0 | 207.0889 | 0 | 0 | 1723.3987 | 10046.0024 | 18745.6613 | 14264.8673 | 3656.4491 | 67.1397
2020-06-04 | 123.8912 | 8.7141 | 0 | 0 | 0 | 34.9306 | 143.2143 | 7.2344 | 571.6013 | 0 | 0 | 0 | 0 | 0 | 0 | 190.7892 | 0 | 0 | 3487.5854 | 18839.0667 | 23228.7112 | 16560.4141 | 3294.6673 | 126.746
2020-06-05 | 72.6108 | 0 | 0 | 0 | 0 | 0 | 33.6116 | 0 | 638.1292 | 0 | 0 | 0 | 0 | 0 | 0 | 337.5263 | 0 | 0 | 3282.7982 | 18381.2317 | 29777.18 | 22343.399 | 4269.9022 | 128.0714
2020-06-06 | 20.1112 | 0 | 0 | 0 | 0 | 3.9444 | 0 | 0 | 2991.7752 | 0 | 0 | 0 | 0 | 0 | 0 | 0 | 0 | 0 | 311.6058 | 5487.3912 | 13381.1932 | 7419.558 | 1417.4179 | 64.208
2020-06-07 | 18.7017 | 0 | 0 | 0 | 0 | 5.8579 | 0 | 0 | 1725.8067 | 0 | 0 | 0 | 0 | 0 | 0 | 199.7575 | 0 | 0 | 992.1348 | 8076.052 | 15040.2567 | 9255.5389 | 1810.5623 | 145.5246
2020-06-08 | 90.4389 | 0 | 0 | 0 | 0 | 15.332 | 61.8514 | 0 | 1062.4799 | 51.045 | 0 | 0 | 0 | 0 | 0 | 291.7594 | 0 | 24.4693 | 5107.9729 | 15711.7739 | 22915.2126 | 17417.9743 | 4882.0204 | 321.0281
2020-06-09 | 64.2793 | 0 | 0 | 0 | 8.8375 | 6.3344 | 28.9477 | 2.0364 | 668.9128 | 338.596 | 53.2201 | 0 | 0 | 0 | 0 | 225.6081 | 0 | 519.7154 | 5066.2608 | 15016.1635 | 20402.9701 | 15877.4491 | 4685.5305 | 519.1615
2020-06-10 | 56.6807 | 0 | 0 | 0 | 0 | 62.4778 | 118.9033 | 32.0985 | 555.7448 | 4.6596 | 0 | 0 | 0 | 0 | 0 | 133.7866 | 0 | 305.5523 | 3921.1654 | 14541.5559 | 20943.3324 | 16276.8458 | 4423.2902 | 233.9146
2020-06-11 | 27.9216 | 0 | 0 | 0 | 0 | 0 | 0 | 0 | 3147.7465 | 561.5659 | 0 | 0 | 0 | 0 | 0 | 200.2191 | 0 | 0 | 1264.4784 | 10644.418 | 18393.3214 | 12745.3875 | 2333.0478 | 86.8759
2020-06-12 | 37.8403 | 0 | 0 | 0 | 21.9686 | 100.3906 | 0 | 0 | 668.9995 | 0 | 0 | 0 | 0 | 0 | 0 | 84.1384 | 0 | 0 | 666.7985 | 6247.7458 | 12408.9347 | 8543.7983 | 1680.6485 | 80.1929
2020-06-13 | 31.051 | 16.0276 | 10.5933 | 0 | 0 | 10.8621 | 0 | 0 | 2731.6705 | 3399.8915 | 33.0056 | 0 | 0 | 0 | 0 | 0 | 0 | 0 | 14.0152 | 4533.9132 | 14503.3298 | 8154.8499 | 1028.8298 | 0
2020-06-14 | 3.7211 | 0 | 0 | 0 | 0 | 0 | 0 | 0 | 1547.5754 | 94.4372 | 0 | 0 | 0 | 0 | 0 | 44.9921 | 0 | 0 | 201.6855 | 4054.1392 | 11494.2431 | 6814.9472 | 1070.8395 | 39.4272
2020-06-15 | 62.7247 | 0 | 0 | 0 | 0 | 0 | 86.9336 | 0 | 559.9374 | 0 | 0 | 0 | 0 | 0 | 0 | 304.2836 | 0 | 0 | 1053.1336 | 11125.4444 | 18303.9101 | 11907.437 | 1769.4614 | 75.0072
2020-06-16 | 42.3945 | 0 | 0 | 0 | 0 | 0 | 19.9222 | 0 | 47.4392 | 0 | 0 | 0 | 0 | 0 | 0 | 103.8013 | 123.2537 | 2541.0596 | 16113.5171 | 29897.9186 | 35633.8319 | 29595.9771 | 11680.887 | 634.6333
2020-06-17 | 24.5377 | 0 | 0 | 0 | 0 | 23.8497 | 41.8376 | 0 | 33.3624 | 0 | 0 | 0 | 0 | 0 | 0 | 311.228 | 0 | 354.7174 | 5939.4549 | 20097.6789 | 26246.4454 | 20263.5894 | 6244.8426 | 572.4713
2020-06-18 | 63.886 | 0 | 0 | 0 | 0 | 0 | 10.2832 | 0 | 379.3491 | 0 | 0 | 0 | 0 | 0 | 0 | 300.1983 | 0 | 585.3139 | 8869.5748 | 22280.4756 | 30300.4311 | 25856.3259 | 8041.8315 | 669.394
2020-06-19 | 234.8665 | 47.7975 | 0 | 0 | 0 | 65.0724 | 194.8921 | 13.7617 | 50.6856 | 0 | 0 | 0 | 0 | 0 | 0 | 203.2761 | 0 | 873.1804 | 9798.0207 | 22137.6488 | 28631.5733 | 24438.7907 | 8531.6899 | 653.5044
2020-06-20 | 0.21729 | 0 | 0 | 0 | 0 | 50.3424 | 2.4478 | 0 | 985.1824 | 0 | 0 | 0 | 0 | 0 | 0 | 62.8853 | 0 | 0 | 813.108 | 7717.2527 | 16947.1664 | 10495.4596 | 1925.1797 | 9.8779
2020-06-21 | 26.6872 | 0 | 0 | 0 | 0 | 60.0338 | 52.5682 | 0 | 1228.1872 | 32.262 | 0 | 0 | 0 | 0 | 0 | 69.9901 | 0 | 0 | 1656.4714 | 8820.5007 | 21752.3372 | 12027.9983 | 2315.8214 | 112.403
2020-06-22 | 418.9072 | 29.8338 | 0 | 23.7515 | 0 | 138.2539 | 225.0271 | 45.8002 | 264.3057 | 0 | 0 | 0 | 0 | 0 | 0 | 263.6358 | 938.2831 | 10020.1305 | 35770.7394 | 54352.3387 | 57719.5378 | 50055.476 | 23211.4181 | 4554.2958
2020-06-23 | 2212.0326 | 219.1844 | 0 | 0 | 0 | 190.8111 | 398.0882 | 105.7453 | 254.8715 | 0 | 0 | 0 | 0 | 0 | 0 | 636.4575 | 5333.6445 | 30675.7748 | 52314.2632 | 61367.5983 | 63525.0691 | 51721.2909 | 26672.5736 | 9702.3393
2020-06-24 | 710.9241 | 183.0134 | 0 | 0 | 0 | 157.2885 | 391.8555 | 18.2686 | 297.1932 | 0 | 0 | 0 | 0 | 0 | 0 | 401.7451 | 963.6284 | 8306.1647 | 31375.2449 | 45299.9297 | 46736.7674 | 38593.5728 | 17534.3618 | 2999.5108
2020-06-25 | 1731.2493 | 197.7562 | 89.6981 | 8.9884 | 23.3905 | 136.309 | 250.6537 | 28.9911 | 74.3296 | 0 | 0 | 0 | 0 | 0 | 0 | 590.3991 | 2281.6743 | 19020.8758 | 44557.3244 | 64932.157 | 67547.8416 | 59014.5328 | 32680.5745 | 13547.5255
2020-06-26 | 478.2541 | 117.7032 | 63.9908 | 62.332 | 136.957 | 243.0302 | 318.6159 | 123.24 | 121.6929 | 0 | 0 | 0 | 0 | 0 | 85.2643 | 343.8402 | 287.2048 | 1526.6202 | 14180.9928 | 29366.1497 | 38962.5398 | 30670.3962 | 11373.4916 | 992.6202
2020-06-27 | 8.6396 | 0 | 0 | 0 | 0 | 0 | 7.8724 | 0 | 2514.6821 | 0 | 0 | 0 | 0 | 0 | 0 | 192.4571 | 0 | 0 | 953.3813 | 7178.1192 | 14514.9669 | 9233.0137 | 2053.3715 | 601.4645
2020-06-28 | 58.6217 | 0 | 0 | 0 | 3.5915 | 158.8766 | 99.4127 | 0 | 362.7018 | 2069.1409 | 0 | 0 | 0 | 0 | 0 | 237.6634 | 0 | 0 | 1968.4375 | 10359.123 | 20584.7445 | 12409.6087 | 2281.0012 | 247.0182
2020-06-29 | 511.0834 | 43.2855 | 0 | 0 | 0 | 214.592 | 375.8607 | 51.2682 | 330.7855 | 0 | 0 | 0 | 0 | 0 | 0 | 295.5374 | 72.0597 | 925.0878 | 8081.0531 | 20829.9621 | 29702.0814 | 23590.0833 | 8957.7177 | 2492.8322
2020-06-30 | 192.7951 | 33.5217 | 0 | 0 | 0 | 85.062 | 241.475 | 169.0043 | 244.3283 | 0 | 0 | 0 | 0 | 0 | 0 | 246.3151 | 68.5279 | 1604.2192 | 15019.2303 | 32777.8976 | 39610.5775 | 31495.8672 | 12423.2106 | 1715.2267
2020-07-01 | 363.3439 | 0 | 0 | 0 | 0 | 2.5599 | 27.7599 | 0 | 144.668 | 0 | 0 | 0 | 0 | 0 | 0 | 342.3782 | 0 | 1715.8079 | 14738.8922 | 29059.7081 | 35238.0252 | 29795.1162 | 12563.3809 | 1381.3232
2020-07-02 | 575.1948 | 95.9185 | 0 | 0 | 0 | 62.085 | 276.4433 | 49.3472 | 87.9049 | 0 | 0 | 0 | 0 | 0 | 0 | 425.9194 | 1972.8318 | 18877.8974 | 46472.6713 | 59702.6382 | 61861.4408 | 49637.8485 | 23180.2457 | 7139.3632
2020-07-03 | 40.587 | 14.5939 | 0 | 0 | 0 | 0 | 0 | 0 | 285.4595 | 0 | 0 | 0 | 0 | 0 | 0 | 440.8813 | 0 | 180.4694 | 9671.9243 | 26825.9099 | 33017.5163 | 26834.8399 | 7567.4253 | 480.7257
2020-07-04 | 20.2333 | 0 | 0 | 0 | 0 | 74.9247 | 0 | 0 | 576.1195 | 0 | 0 | 0 | 0 | 0 | 0 | 334.3624 | 0 | 0 | 2652.6861 | 12862.2411 | 21648.442 | 13645.3168 | 3724.283 | 578.2849
2020-07-05 | 163.2426 | 20.2826 | 4.3574 | 0 | 0 | 97.6325 | 29.5026 | 18.2657 | 23.8042 | 0 | 0 | 0 | 469.7583 | 0 | 0 | 11.744 | 0 | 0 | 1531.4949 | 8287.6767 | 18811.1137 | 12155.27 | 3479.4606 | 122.624
2020-07-06 | 221.7958 | 0 | 0 | 0 | 0 | 0 | 184.6692 | 54.5646 | 183.2603 | 0 | 0 | 0 | 0 | 0 | 0 | 472.0121 | 338.6256 | 2364.9536 | 14176.8403 | 28120.851 | 35983.289 | 33251.6609 | 14170.8847 | 2353.1269
2020-07-07 | 105.1828 | 0 | 0 | 0 | 0 | 20.359 | 48.1851 | 0 | 151.5447 | 0 | 0 | 0 | 0 | 0 | 0 | 364.7293 | 8.8306 | 1405.7779 | 15192.2266 | 29490.8462 | 36268.0494 | 30221.2959 | 12448.8706 | 1374.8388
2020-07-08 | 619.342 | 0 | 0 | 0 | 0 | 0 | 75.1786 | 71.1639 | 46.3827 | 0 | 0 | 0 | 84.0723 | 0 | 0 | 24.1162 | 411.6066 | 7058.547 | 34248.6422 | 50654.3737 | 56896.4148 | 50464.1051 | 26418.4569 | 6678.8323
2020-07-09 | 485.0761 | 69.3878 | 9.2106 | 0 | 0 | 59.6726 | 123.9691 | 270.0219 | 109.6688 | 33.4903 | 0 | 0 | 0 | 0 | 0 | 52.3401 | 292.2046 | 3753.1136 | 24629.3226 | 37956.4196 | 39172.1405 | 35494.0292 | 17723.516 | 4183.721
2020-07-10 | 578.3952 | 78.2165 | 7.6797 | 0 | 0 | 114.479 | 371.0598 | 178.5312 | 286.3539 | 0 | 0 | 0 | 0 | 0 | 145.3233 | 190.7637 | 619.2202 | 4309.5229 | 18392.4011 | 35143.932 | 43611.4786 | 34743.1046 | 14715.9578 | 2612.722
2020-07-11 | 25.3529 | 13.1412 | 0 | 0 | 0 | 13.1201 | 0 | 0 | 136.2005 | 39.6042 | 0 | 0 | 0 | 0 | 585.437 | 12.3515 | 0 | 159.7318 | 6210.3353 | 16467.5887 | 26337.8626 | 17704.5654 | 5930.9426 | 853.2952
2020-07-12 | 144.5597 | 0 | 0 | 0 | 0 | 28.8816 | 77.1005 | 0 | 3.2073 | 26.0127 | 26.7591 | 35.6092 | 189.692 | 0 | 0 | 319.2743 | 0 | 94.587 | 6256.5889 | 19963.9132 | 31821.1699 | 22365.7118 | 7157.7121 | 845.4387
2020-07-13 | 19.8274 | 0 | 0 | 0 | 0 | 17.9058 | 40.5951 | 0 | 226.1754 | 0 | 0 | 0 | 0 | 0 | 0 | 435.1841 | 31.5706 | 5528.9603 | 21918.9765 | 39906.7137 | 45933.21 | 36321.3844 | 15908.2607 | 3250.1693
2020-07-14 | 696.458 | 20.3914 | 0 | 0 | 0 | 50.2708 | 433.2447 | 312.5512 | 152.671 | 0 | 0 | 0 | 0 | 0 | 58.3501 | 593.6742 | 2862.3011 | 13964.2238 | 36109.509 | 50464.1442 | 56522.4089 | 49014.4895 | 27083.2879 | 6377.1152
2020-07-15 | 36.1377 | 0 | 0 | 0 | 0 | 0 | 53.1175 | 41.6771 | 36.3534 | 0 | 0 | 0 | 0 | 0 | 0 | 309.8311 | 48.0948 | 3293.0994 | 20252.2012 | 35000.374 | 40112.9637 | 31238.3821 | 12540.2178 | 1167.6009
2020-07-16 | 3339.3493 | 923.1695 | 249.672 | 103.1371 | 173.1934 | 422.6017 | 2101.3495 | 2194.144 | 216.0823 | 0 | 0 | 0 | 0 | 0 | 126.6887 | 2602.3195 | 8271.743 | 29238.4428 | 58641.3422 | 70390.6652 | 69299.8735 | 58871.7572 | 33123.0817 | 11041.94
2020-07-17 | 583.4151 | 127.0339 | 39.2002 | 45.8469 | 124.9915 | 312.7769 | 633.4722 | 206.2233 | 55.9217 | 0 | 33.7993 | 88.2487 | 65.5106 | 27.6257 | 0 | 197.3791 | 215.1469 | 2326.9619 | 19004.5646 | 33820.0698 | 39401.3873 | 32963.8704 | 15354.2418 | 3195.6305
2020-07-18 | 61.1589 | 0 | 0 | 9.5597 | 0 | 14.7752 | 4.9506 | 0 | 240.2733 | 0 | 0 | 0 | 0 | 0 | 0 | 868.3658 | 0 | 0 | 4404.6595 | 16544.7804 | 24831.5105 | 18913.6352 | 6906.8335 | 695.8965
2020-07-19 | 92.6481 | 0 | 0 | 0 | 0 | 19.9329 | 70.9466 | 0 | 140.4869 | 0 | 0 | 0 | 0 | 0 | 0 | 407.5053 | 0 | 0 | 6301.2765 | 21625.2095 | 36076.415 | 26690.445 | 8949.1026 | 1066.2982
2020-07-20 | 1033.7889 | 870.3231 | 120.1506 | 0 | 108.9359 | 313.5542 | 991.1017 | 287.5269 | 217.5517 | 0 | 0 | 0 | 0 | 0 | 0 | 326.3996 | 1218.9471 | 7590.643 | 32814.5811 | 49876.3034 | 52157.2547 | 44447.0519 | 24784.2115 | 8773.864
2020-07-21 | 765.2185 | 134.4836 | 53.2881 | 15.5447 | 20.4711 | 85.0386 | 199.2649 | 0 | 220.7569 | 0 | 0 | 2.4807 | 0 | 0 | 0 | 530.9119 | 659.4494 | 9495.4291 | 32661.2687 | 49368.3649 | 56001.7836 | 49431.5117 | 24383.4325 | 5322.9715
2020-07-22 | 4691.5508 | 1018.2476 | 400.8822 | 68.2577 | 277.6 | 1147.8976 | 2384.7462 | 2368.152 | 660.5336 | 0 | 0 | 0 | 0 | 0 | 134.049 | 3365.1064 | 14644.6917 | 39062.8748 | 72040.9183 | 83181.1017 | 82798.8767 | 69191.1726 | 42076.0891 | 15827.9351
2020-07-23 | 5476.0842 | 463.3759 | 146.1023 | 87.9649 | 152.1272 | 525.3833 | 2550.3007 | 2701.5907 | 672.6129 | 53.9247 | 0 | 0 | 0 | 307.5604 | 1438.4596 | 17740.621 | 46152.6475 | 46754.9644 | 66698.6009 | 80031.91 | 80534.0395 | 71825.9134 | 46881.7357 | 27971.0553
2020-07-24 | 3656.365 | 433.5535 | 103.494 | 37.5102 | 61.9836 | 469.4534 | 2659.0117 | 4392.4398 | 1021.001 | 243.9236 | 0 | 0 | 0 | 325.4177 | 2317.6347 | 6822.7912 | 33469.2778 | 62326.7606 | 84690.4224 | 87846.0432 | 85020.3415 | 76603.9902 | 49540.9608 | 22432.994
2020-07-25 | 25.2747 | 0 | 0 | 0 | 0 | 0 | 5.2231 | 0 | 100.3209 | 0 | 0 | 0 | 0 | 0 | 0 | 177.095 | 1428.7554 | 14414.8307 | 24780.6402 | 38268.7692 | 46645.3396 | 36091.6303 | 14921.2997 | 1218.1204
2020-07-26 | 38.5036 | 0 | 0 | 0 | 0 | 0 | 6.7545 | 0 | 53.292 | 0 | 0 | 0 | 0 | 0 | 0 | 298.6143 | 0 | 1147.5175 | 10263.4692 | 21385.3836 | 29759.7701 | 22518.9884 | 7809.0063 | 418.1878
2020-07-27 | 1875.9721 | 142.6675 | 0 | 0 | 0 | 256.6462 | 1205.2654 | 1015.0096 | 146.6817 | 0 | 0 | 0 | 0 | 0 | 0 | 832.2431 | 7213.4887 | 23692.7751 | 49839.9351 | 66967.6533 | 65720.1046 | 57695.7352 | 34714.1235 | 17371.6658
2020-07-28 | 908.9471 | 193.8992 | 25.634 | 36.8534 | 75.2633 | 269.5585 | 1424.4064 | 1101.5483 | 389.8128 | 57.4554 | 0 | 0 | 0 | 0 | 0 | 455.8169 | 2564.5824 | 16302.8381 | 43194.8818 | 52978.2032 | 53283.2963 | 45073.6559 | 24639.4154 | 5969.4316
2020-07-29 | 779.0002 | 31.5915 | 0 | 0 | 0 | 72.6164 | 297.0999 | 85.6222 | 155.0473 | 0 | 0 | 0 | 0 | 0 | 0 | 248.7603 | 1585.4421 | 9394.8595 | 35625.2737 | 47985.7437 | 51166.3069 | 43263.4702 | 24063.823 | 4286.6021
2020-07-30 | 1074.9414 | 218.8181 | 10.528 | 0 | 0 | 330.7779 | 1854.7541 | 1535.5556 | 234.3879 | 16.9506 | 0 | 0 | 0 | 0 | 2.755 | 846.0176 | 4334.0685 | 22913.2539 | 52863.9761 | 63890.1405 | 64748.6384 | 55508.7703 | 30378.7184 | 10636.3622
2020-07-31 | 1093.1921 | 138.7635 | 0 | 0 | 56.8753 | 300.3983 | 1722.3698 | 2186.5925 | 950.5266 | 86.7111 | 0 | 0 | 0 | 0 | 0 | 615.6405 | 5850.7279 | 37532.7278 | 66929.5154 | 73393.033 | 76314.757 | 67108.3991 | 39390.11 | 10956.9839
2020-08-01 | 406.3432 | 77.9969 | 33.2007 | 0 | 0 | 10.7885 | 113.3265 | 0 | 382.8868 | 0 | 0 | 0 | 0 | 0 | 0 | 93.7706 | 0 | 4494.6995 | 17557.1589 | 27543.7719 | 36300.3676 | 27337.0726 | 12350.8431 | 2506.1152
2020-08-02 | 412.0802 | 46.737 | 0 | 24.3265 | 48.3921 | 104.4775 | 87.787 | 83.8264 | 202.1428 | 0 | 0 | 0 | 0 | 0 | 0 | 296.5422 | 7.607 | 881.0649 | 14102.3683 | 26287.4181 | 32438.9832 | 20069.912 | 7817.6879 | 1385.2844
2020-08-03 | 6826.9759 | 2292.6151 | 1091.5053 | 657.4837 | 1136.339 | 3201.649 | 8604.6884 | 5089.2004 | 1598.4767 | 351.2678 | 63.0538 | 0 | 47.5301 | 246.611 | 3023.1812 | 22904.7923 | 25560.7406 | 28507.5693 | 60939.5963 | 77017.9025 | 78718.8806 | 65821.0354 | 39883.4329 | 17567.9145
2020-08-04 | 12447.3318 | 4095.4008 | 1957.0689 | 1388.1953 | 2023.5281 | 4435.2578 | 10381.1692 | 5920.8535 | 2388.1875 | 1009.4678 | 413.4558 | 224.3136 | 435.351 | 6683.2178 | 10066.4212 | 12324.3153 | 21107.8617 | 39013.9629 | 61269.272 | 78778.9827 | 75486.0073 | 61097.778 | 37829.3697 | 17377.5396
2020-08-05 | 3211.9852 | 1277.5231 | 697.794 | 393.1466 | 575.6399 | 1313.7058 | 2887.2169 | 1648.0551 | 716.8497 | 182.8109 | 0 | 0 | 0 | 146.4626 | 359.2993 | 1576.8132 | 4838.0781 | 16232.4442 | 41240.5834 | 53934.8132 | 56328.1352 | 46289.0994 | 24371.1184 | 8614.047
2020-08-06 | 2102.0349 | 600.6248 | 207.6826 | 202.5323 | 255.8225 | 825.3654 | 1429.2713 | 780.7667 | 554.6878 | 0 | 0 | 0 | 0 | 0 | 140.3994 | 915.0662 | 3031.6672 | 12794.4769 | 34621.0204 | 48878.9926 | 51367.7256 | 40872.4212 | 22847.9073 | 8409.5713
2020-08-07 | 2588.9525 | 1237.9694 | 582.9675 | 543.5502 | 667.2648 | 1932.3907 | 4215.3231 | 3050.4437 | 902.5946 | 0 | 0 | 0 | 0 | 0 | 0 | 415.9097 | 1801.5535 | 7691.6229 | 28463.2452 | 48663.9845 | 53072.5792 | 42224.1896 | 21929.8169 | 7218.6746
2020-08-08 | 1710.013 | 362.3376 | 182.8661 | 75.4549 | 169.7358 | 246.0928 | 302.693 | 39.7974 | 603.1319 | 0 | 0 | 0 | 0 | 0 | 0 | 345.9937 | 155.7525 | 2912.0495 | 15025.1769 | 30165.2013 | 37484.72 | 26298.4662 | 12181.3791 | 2866.9447
2020-08-09 | 839.75 | 127.1044 | 79.1537 | 35.975 | 66.0775 | 190.9379 | 319.7555 | 0 | 746.7277 | 0 | 0 | 0 | 0 | 0 | 0 | 325.3458 | 49.4802 | 2019.9761 | 17103.6098 | 29304.8418 | 35264.7784 | 25771.0982 | 13557.3804 | 3143.875
2020-08-10 | 2075.17 | 962.542 | 409.1984 | 411.4389 | 516.9222 | 1453.2717 | 2762.9429 | 2520.4247 | 937.4284 | 76.5454 | 0 | 0 | 0 | 0 | 44.0598 | 415.2071 | 2184.4447 | 11073.4883 | 29462.7608 | 44977.2638 | 48547.6944 | 39989.1447 | 22508.6007 | 8088.1004
2020-08-11 | 4052.1139 | 1600.0404 | 699.545 | 601.2531 | 678.1206 | 1755.2937 | 4247.3225 | 2220.7457 | 741.0827 | 56.6168 | 0 | 0 | 0 | 0 | 47.4302 | 1692.6102 | 3444.4435 | 14895.2826 | 40862.2231 | 55844.2371 | 54936.0071 | 44271.7911 | 24910.5091 | 9403.318
2020-08-12 | 3883.4247 | 1206.6057 | 571.4301 | 366.1424 | 621.0678 | 1964.0731 | 5090.5044 | 3341.6024 | 870.3294 | 132.8532 | 0 | 0 | 0 | 0 | 30.2708 | 704.5882 | 3388.5577 | 18232.5564 | 43495.8868 | 58178.957 | 57345.5951 | 45642.1682 | 25599.0853 | 9116.9771
2020-08-13 | 3250.6706 | 1071.1677 | 503.701 | 305.0846 | 549.6346 | 1692.0825 | 4383.1585 | 3069.4655 | 892.7363 | 0 | 0 | 0 | 0 | 0 | 0 | 1319.3909 | 4227.6672 | 15099.7484 | 39930.3412 | 55585.8063 | 55973.5366 | 46004.1165 | 25555.0257 | 9145.479
2020-08-14 | 2513.8534 | 518.698 | 113.5688 | 69.1784 | 198.1488 | 575.1467 | 1963.7157 | 1042.9771 | 383.1956 | 413.4259 | 0 | 0 | 0 | 0 | 346.9317 | 507.7305 | 2791.4809 | 12545.6872 | 39016.3117 | 54237.5855 | 52367.6467 | 41056.681 | 21674.9901 | 7017.9753
2020-08-15 | 569.2585 | 178.7637 | 38.7994 | 0 | 14.1492 | 294.8033 | 944.8731 | 415.3056 | 783.6242 | 0 | 0 | 0 | 0 | 0 | 0 | 179.5239 | 147.1546 | 3646.6315 | 20026.5711 | 30472.7327 | 37073.4803 | 25083.7638 | 11818.1584 | 2620.5459
2020-08-16 | 1494.117 | 741.6841 | 339.4792 | 119.8456 | 269.7992 | 709.7464 | 1379.5525 | 406.0642 | 434.1912 | 260.0775 | 0 | 0 | 0 | 0 | 0 | 189.0042 | 250.2795 | 3964.6424 | 20128.6697 | 32622.5949 | 38723.6694 | 27901.7424 | 15242.6425 | 5668.7873
2020-08-17 | 18816.3554 | 4622.4904 | 1302.8559 | 681.5772 | 1221.2654 | 4867.3224 | 13304.9329 | 10092.7117 | 5108.8122 | 2775.6164 | 2528.6736 | 4861.5814 | 8244.1887 | 11967.0391 | 19198.1765 | 37764.7983 | 59674.9891 | 88109.4403 | 117278.2418 | 124763.8774 | 112266.2564 | 94021.1434 | 70253.1885 | 42762.065
2020-08-18 | 4245.2807 | 1854.2453 | 749.3508 | 367.6421 | 610.2643 | 1833.806 | 4024.4387 | 2503.0041 | 727.2145 | 62.6237 | 0 | 0 | 0 | 90.6891 | 475.793 | 2484.8741 | 7551.7029 | 25538.4566 | 55489.3716 | 66330.5795 | 61805.6503 | 51885.2374 | 29365.431 | 11784.868
2020-08-19 | 3823.8148 | 1099.1902 | 371.2834 | 295.6951 | 310.0501 | 1300.4334 | 3234.1426 | 1754.595 | 309.4015 | 0 | 0 | 0 | 0 | 0 | 32.4626 | 1521.4768 | 5073.6847 | 14235.5377 | 41871.1403 | 55140.6804 | 54260.0219 | 41634.5766 | 21451.8934 | 7571.6949
2020-08-20 | 2250.02 | 722.9175 | 373.2946 | 201.6855 | 397.4076 | 1013.3289 | 2142.2398 | 903.6198 | 268.6862 | 0 | 0 | 0 | 0 | 0 | 0 | 568.5509 | 2860.6357 | 16415.8749 | 47108.3449 | 54618.2876 | 53591.7024 | 43574.0398 | 22123.4526 | 7423.1294
2020-08-21 | 3456.85 | 1178.0104 | 648.5647 | 416.2405 | 532.8732 | 1053.9265 | 2349.7284 | 1241.7064 | 397.8397 | 257.6202 | 624.0553 | 161.4217 | 134.3975 | 249.0978 | 606.376 | 3150.2737 | 10444.0404 | 32582.2302 | 70890.0169 | 80939.6081 | 77598.0227 | 64353.6603 | 38157.1364 | 15626.5453
2020-08-22 | 1694.9322 | 619.0629 | 236.8669 | 131.0406 | 173.91 | 827.3195 | 2154.482 | 784.8886 | 181.5332 | 0 | 0 | 0 | 0 | 0 | 0 | 267.7328 | 1503.1335 | 11397.0602 | 33384.7376 | 40093.7473 | 44858.0736 | 31406.1759 | 15276.2189 | 3894.4336
2020-08-23 | 1055.3367 | 609.0587 | 245.079 | 197.9026 | 265.231 | 556.9404 | 951.3091 | 438.1345 | 448.4679 | 53.9662 | 0 | 0 | 0 | 0 | 94.3284 | 592.9706 | 1342.3744 | 5206.5218 | 21080.7196 | 28690.3925 | 35047.3171 | 25342.2007 | 13488.014 | 3618.6742
2020-08-24 | 7354.2166 | 1753.325 | 960.4814 | 794.4413 | 1220.3501 | 3532.1493 | 8174.7915 | 6317.0197 | 1875.3249 | 856.3517 | 536.8627 | 427.1764 | 520.1888 | 1304.2246 | 3211.2386 | 12166.5255 | 33039.1707 | 54461.2574 | 76018.2343 | 85646.819 | 84380.7082 | 71735.0886 | 44058.3311 | 20500.9875
2020-08-25 | 8556.4078 | 3111.7639 | 1387.608 | 1002.1441 | 1393.1105 | 2758.6162 | 7009.7431 | 6846.6355 | 1397.449 | 776.7524 | 1417.6938 | 909.4365 | 414.1174 | 577.4225 | 1806.4508 | 5417.1334 | 17484.5917 | 43646.145 | 80567.506 | 90006.9168 | 83781.6739 | 71994.5959 | 44704.8139 | 21005.6769
2020-08-26 | 17964.9967 | 5970.909 | 2742.4314 | 2250.8158 | 2830.8342 | 6224.047 | 12898.5573 | 8926.0505 | 3263.3748 | 1444.2521 | 780.377 | 1057.444 | 2870.2122 | 6126.7672 | 10897.062 | 29253.9274 | 53233.3335 | 87245.1435 | 117340.1044 | 114036.4564 | 106772.826 | 89955.6455 | 61550.4957 | 30598.1003
2020-08-27 | 16355.3195 | 6154.1727 | 3017.3079 | 2284.437 | 3197.0831 | 7345.9883 | 17173.7125 | 12923.6444 | 5372.7474 | 2632.3119 | 1665.2645 | 3451.4007 | 5751.2939 | 10677.2549 | 19960.4631 | 32309.9857 | 53907.5319 | 87687.0503 | 121280.5809 | 120628.9666 | 113770.7479 | 94769.6608 | 65866.5496 | 34153.2783
2020-08-28 | 21398.9859 | 10081.1032 | 4937.4399 | 3691.8064 | 4398.9583 | 7582.1337 | 14267.445 | 14909.7869 | 4722.2622 | 2615.4114 | 2000.0521 | 2277.6361 | 3838.6938 | 6238.6414 | 10532.5663 | 21246.6733 | 42662.0657 | 73564.3533 | 96667.9505 | 100947.7704 | 100803.1434 | 90801.274 | 66513.7295 | 39016.0505
2020-08-29 | 2084.5874 | 828.3702 | 346.6616 | 147.1153 | 269.9438 | 712.4032 | 2028.1779 | 990.194 | 204.7856 | 0 | 0 | 0 | 0 | 0 | 0 | 193.8305 | 1936.542 | 11367.6078 | 38572.3965 | 46538.0924 | 53524.8656 | 37812.0803 | 20105.3115 | 6031.0386
2020-08-30 | 2080.9529 | 1050.1585 | 517.1566 | 231.3716 | 348.732 | 700.5868 | 1193.3018 | 318.5225 | 521.4729 | 0 | 0 | 0 | 0 | 0 | 0 | 444.1188 | 1038.4028 | 8272.0075 | 32374.1062 | 39946.9835 | 46766.9019 | 36413.82 | 20336.6691 | 6348.2134
2020-08-31 | 14264.3082 | 7078.0747 | 3461.3838 | 2313.767 | 2678.6957 | 5447.2068 | 12638.4153 | 12036.9546 | 4168.9574 | 1373.4123 | 629.9871 | 670.4677 | 1478.4017 | 4249.4534 | 8380.3163 | 19477.0891 | 38612.8079 | 67488.9877 | 95121.1788 | 99895.7052 | 96821.2739 | 81405.9749 | 56455.0159 | 29747.0646
2020-09-01 | 37413.1968 | 18193.5453 | 10441.3393 | 7592.0278 | 7383.2622 | 13272.4054 | 25613.7473 | 19187.6151 | 7755.2664 | 4125.4615 | 3760.0529 | 6279.6811 | 9252.8561 | 17505.3222 | 33111.1171 | 63926.8648 | 80808.2497 | 121162.4998 | 152190.3637 | 160488.1007 | 144419.3985 | 116227.5074 | 86492.0346 | 56936.9647
2020-09-02 | 40446.8051 | 11172.3474 | 5231.8566 | 3700.6011 | 4799.4173 | 11587.584 | 23505.1523 | 25452.0204 | 12396.7409 | 5766.8495 | 8397.7314 | 9735.3627 | 14124.6559 | 21808.7102 | 37708.5411 | 78792.2669 | 98618.3692 | 131697.6643 | 151255.3828 | 160511.3812 | 149939.903 | 122949.7705 | 89253.5136 | 56764.0371
2020-09-03 | 4920.5594 | 422.231 | 688.5627 | 403.1492 | 618.5793 | 1656.8725 | 9096.7627 | 8653.4522 | 3972.2947 | 2153.5606 | 669.1339 | 431.1287 | 199.977 | 779.3299 | 4855.5209 | 16842.3188 | 33743.8626 | 48204.282 | 71894.287 | 86472.503 | 79411.3785 | 64639.9694 | 38301.4555 | 16497.3838
2020-09-04 | 8574.2334 | 4467.9265 | 1557.5764 | 893.1071 | 1393.23 | 3372.7559 | 9479.9552 | 10025.9846 | 955.6856 | 367.2782 | 271.0832 | 239.2827 | 338.0175 | 1181.1228 | 4087.0344 | 13093.8432 | 31409.0174 | 58808.8296 | 83202.213 | 90786.2339 | 84217.1846 | 68287.8273 | 42317.0304 | 18421.565
2020-09-05 | 1634.5995 | 590.8213 | 167.9898 | 78.1677 | 206.7012 | 794.7095 | 3463.9091 | 2715.2495 | 1172.4908 | 649.3112 | 280.1834 | 14.175 | 0 | 38.8064 | 168.1686 | 778.9031 | 4441.9702 | 28282.2748 | 56792.234 | 68889.83 | 64691.3182 | 45586.9829 | 21364.1525 | 4935.4126
2020-09-06 | 1359.2007 | 757.8475 | 301.1835 | 232.25 | 312.1439 | 784.8694 | 2157.4738 | 1258.9116 | 326.4298 | 0 | 0 | 0 | 0 | 0 | 12.4685 | 1705.7718 | 5577.6649 | 13060.9149 | 41810.3239 | 56249.6973 | 50026.7573 | 33850.2039 | 15957.0889 | 3573.8015
2020-09-07 | 686.9898 | 163.712 | 51.2025 | 0 | 113.3573 | 354.3108 | 1989.2823 | 1410.7298 | 440.7293 | 0 | 0 | 0 | 0 | 0 | 0 | 668.6079 | 3816.7958 | 21756.2074 | 36785.6538 | 54601.361 | 48776.7122 | 34861.1003 | 13033.0688 | 2532.7198
2020-09-08 | 5161.8059 | 1671.3702 | 607.3266 | 484.7046 | 484.7111 | 1221.8543 | 5066.6659 | 4466.9845 | 1206.5081 | 0 | 0 | 0 | 0 | 418.5813 | 3818.7711 | 23582.5431 | 29809.0108 | 55993.8244 | 77126.3774 | 85005.8329 | 80815.293 | 63050.3527 | 35817.9866 | 14476.8857
2020-09-09 | 3171.6994 | 1225.5491 | 321.6355 | 190.8284 | 613.3367 | 1715.66 | 7587.5644 | 5536.2867 | 1192.5077 | 39.0307 | 27.967 | 0 | 0 | 899.1454 | 2728.5807 | 6694.0544 | 15524.0344 | 57522.7761 | 71155.0483 | 82090.6839 | 73069.6099 | 56624.7428 | 30641.0322 | 9593.4969
2020-09-10 | 18059.767 | 11248.0553 | 5428.0989 | 3792.8638 | 4923.4366 | 9245.7185 | 19922.0287 | 14137.5885 | 4445.5234 | 1858.2066 | 1164.9105 | 1558.4538 | 2906.0906 | 4660.2282 | 8032.0491 | 21985.2346 | 47449.7927 | 84566.4841 | 106270.9203 | 114499.3522 | 105321.1895 | 88780.5686 | 62101.4843 | 33810.2425
2020-09-11 | 14009.0833 | 9374.8134 | 4493.7453 | 2603.8679 | 3885.5453 | 10338.6288 | 26708.7045 | 23312.2755 | 13190.0293 | 5903.505 | 4865.4874 | 6369.9353 | 8873.1548 | 13882.1264 | 20660.484 | 22937.9152 | 43263.1266 | 80619.2361 | 101726.3475 | 103907.9881 | 88083.0022 | 71887.3781 | 46111.1655 | 22037.4149
2020-09-12 | 549.6759 | 41.9792 | 0 | 0 | 0 | 45.0624 | 1018.174 | 320.4432 | 221.4326 | 0 | 0 | 0 | 0 | 0 | 11.0793 | 904.8715 | 2261.2374 | 17011.1059 | 46085.9098 | 55393.7086 | 48345.2906 | 30037.2992 | 13023.8505 | 2503.2544
2020-09-13 | 486.6006 | 195.17 | 0 | 0 | 0 | 152.3586 | 1732.2013 | 595.7417 | 124.1195 | 0 | 0 | 0 | 0 | 0 | 0 | 671.555 | 3821.1554 | 14461.7399 | 46512.7416 | 57967.2433 | 52218.1 | 33819.9907 | 14336.8039 | 1886.5446
2020-09-14 | 3579.9616 | 716.461 | 243.612 | 25.8117 | 206.2477 | 961.8176 | 5748.569 | 4217.7514 | 1374.6734 | 503.3097 | 127.8696 | 102.3771 | 195.6642 | 616.0873 | 1646.5707 | 5761.1781 | 14153.6925 | 36093.5912 | 64570.1047 | 72102.9355 | 64620.7768 | 49813.4804 | 25783.1051 | 9535.9401
2020-09-15 | 808.6635 | 44.076 | 2.9247 | 0 | 0 | 15.542 | 891.3298 | 516.7898 | 461.535 | 0 | 0 | 0 | 0 | 0 | 0 | 685.1324 | 2237.1532 | 21993.6886 | 49405.6635 | 58277.9194 | 52017.9106 | 36775.1675 | 17070.3391 | 4021.7429
2020-09-16 | 407.887 | 95.9522 | 0 | 0 | 0 | 174.9829 | 3062.5116 | 1801.0415 | 254.9137 | 0 | 0 | 0 | 0 | 0 | 0 | 1128.1927 | 5378.4078 | 28522.5317 | 55877.903 | 61948.4162 | 52740.8071 | 37250.377 | 16322.7372 | 3499.2763
2020-09-17 | 1156.6704 | 329.5955 | 124.8667 | 79.4537 | 81.0811 | 326.374 | 1422.8128 | 747.9316 | 413.1529 | 0 | 0 | 0 | 0 | 0 | 0 | 592.1617 | 1899.028 | 18095.6599 | 45335.3384 | 55089.0153 | 44530.1155 | 33440.9595 | 16889.3346 | 4632.0628
2020-09-18 | 1080.7348 | 361.0821 | 134.4017 | 105.1747 | 156.7335 | 387.4408 | 1939.0371 | 1032.4055 | 343.9353 | 106.0613 | 0 | 0 | 0 | 0 | 0 | 315.8604 | 1300.1328 | 11902.9284 | 33006.1361 | 45684.4793 | 36932.075 | 24556.3425 | 9508.8099 | 1803.7075
2020-09-19 | 75.6145 | 42.8419 | 0 | 0 | 0 | 0 | 77.5998 | 0 | 1999.3447 | 1.7373 | 0 | 0 | 0 | 0 | 0 | 107.6967 | 0 | 1720.803 | 14899.2297 | 24147.6957 | 21416.3334 | 12714.7629 | 4229.7558 | 435.971
2020-09-20 | 289.0378 | 103.7971 | 0 | 0 | 0 | 79.4535 | 531.1922 | 48.1375 | 1648.9731 | 0 | 0 | 0 | 0 | 0 | 0 | 322.5614 | 206.9939 | 5308.129 | 23696.0614 | 33397.9532 | 31106.6755 | 16946.7457 | 6158.6871 | 1027.6619
2020-09-21 | 5502.0774 | 1768.1707 | 699.8071 | 271.1299 | 566.7453 | 1836.1034 | 7602.9283 | 4581.292 | 513.5425 | 0 | 0 | 0 | 0 | 0 | 224.407 | 3013.0824 | 11870.5275 | 41359.1198 | 66915.2097 | 72023.7892 | 63920.8221 | 52131.8356 | 30316.2986 | 13916.1537
2020-09-22 | 82.3052 | 0 | 0 | 0 | 0 | 0 | 558.2102 | 93.6655 | 290.5436 | 0 | 0 | 0 | 0 | 0 | 0 | 482.6515 | 952.4199 | 16386.0681 | 36924.007 | 46981.651 | 39047.7071 | 23505.7716 | 9147.0954 | 824.9425
2020-09-23 | 1050.5823 | 137.5133 | 91.2973 | 20.5908 | 57.5192 | 174.7515 | 1282.2861 | 613.1057 | 151.9138 | 0 | 0 | 0 | 0 | 0 | 0 | 987.8357 | 6339.4607 | 36468.0427 | 62201.8934 | 70044.4642 | 58222.6921 | 45277.4292 | 24508.5917 | 7506.8102
2020-09-24 | 896.9537 | 97.6404 | 0 | 0 | 0 | 235.831 | 3311.0685 | 1801.0688 | 288.1174 | 0 | 0 | 0 | 0 | 0 | 0 | 672.4961 | 3112.5896 | 27580.0331 | 54907.5814 | 64911.7501 | 55736.7033 | 38583.2012 | 17540.6936 | 3551.6416
2020-09-25 | 1133.6776 | 383.841 | 76.6119 | 61.7202 | 122.9198 | 615.867 | 3815.582 | 1921.9327 | 236.8622 | 118.7701 | 0 | 0 | 0 | 0 | 0 | 528.3446 | 2583.3516 | 21844.7725 | 47643.4205 | 59850.5669 | 49737.0015 | 34716.0488 | 14795.4749 | 3267.141
2020-09-26 | 481.0036 | 268.6465 | 40.7465 | 0 | 0 | 48.2516 | 96.7892 | 0 | 751.0359 | 0 | 0 | 0 | 0 | 0 | 0 | 276.3553 | 406.4699 | 8282.6652 | 29086.4434 | 38729.0288 | 32487.3896 | 20509.2534 | 8711.7487 | 2234.2861
2020-09-27 | 1294.2485 | 428.9062 | 109.5871 | 85.92 | 156.3883 | 827.6552 | 3062.5355 | 2135.0594 | 607.4274 | 23.9435 | 0 | 0 | 0 | 0 | 9.565 | 325.4983 | 1757.7515 | 13348.8448 | 37658.4952 | 50765.9639 | 43854.3832 | 28314.3184 | 11458.422 | 2960.0394
2020-09-28 | 2006.8447 | 1058.2557 | 493.393 | 275.5875 | 471.8078 | 1320.5085 | 6120.8019 | 4294.623 | 282.872 | 0 | 0 | 0 | 0 | 0 | 63.7988 | 1890.8565 | 6638.9383 | 32736.1969 | 56587.5949 | 67112.3164 | 57778.8373 | 40842.6676 | 19400.6976 | 5635.4772
2020-09-29 | 2089.3246 | 881.8369 | 355.3944 | 305.6602 | 345.9942 | 1044.4283 | 4385.2492 | 2816.9812 | 671.7158 | 78.8557 | 0 | 0 | 30.0107 | 172.4088 | 360.5855 | 2057.1998 | 6428.7171 | 33714.4176 | 57563.8228 | 65170.1038 | 56002.9773 | 39956.1043 | 18773.5684 | 4739.5745
2020-09-30 | 2853.0973 | 456.3314 | 204.1962 | 84.9549 | 230.1853 | 492.6135 | 2785.8708 | 1632.8861 | 376.1748 | 31.6478 | 0 | 0 | 0 | 0 | 0 | 542.265 | 4306.585 | 31223.2993 | 54491.993 | 60331.6138 | 53424.7049 | 41753.5616 | 21128.9597 | 7344.6677
2020-10-01 | 153.364 | 37.6539 | 0 | 0 | 0 | 52.7901 | 390.2507 | 119.3775 | 193.1834 | 0 | 6.4053 | 0 | 0 | 0 | 73.872 | 709.4803 | 2723.8287 | 24466.6251 | 50722.3168 | 53446.5519 | 43527.2911 | 26865.5384 | 8929.727 | 813.1387
2020-10-02 | 764.1314 | 73.9968 | 0 | 0 | 0 | 314.3406 | 1600.673 | 1122.1406 | 190.9138 | 0 | 0 | 0 | 0 | 17.8802 | 235.5466 | 1678.098 | 6216.986 | 37520.0363 | 58989.6905 | 60644.9391 | 51661.782 | 34464.6551 | 12435.7626 | 1797.0813
2020-10-03 | 76.1693 | 0 | 0 | 0 | 0 | 6.2896 | 312.4035 | 187.7665 | 296.0102 | 0 | 0 | 0 | 0 | 0 | 0 | 387.3671 | 354.5295 | 9168.9311 | 33809.2437 | 35359.8823 | 31427.6521 | 13836.7651 | 2622.3053 | 258.7368
2020-10-04 | 18.2902 | 51.519 | 0 | 27.7326 | 0 | 0 | 92.0363 | 0 | 1049.3182 | 0 | 0 | 0 | 0 | 0 | 0 | 1059.3552 | 0 | 5238.5133 | 33869.6153 | 35344.1502 | 27987.193 | 12864.6907 | 2242.3192 | 2.1458
2020-10-05 | 2720.5 | 421.6178 | 37.5524 | 0 | 67.7694 | 924.9663 | 7770.1696 | 4934.0051 | 1060.74 | 359.1567 | 326.3562 | 398.9869 | 1045.5941 | 3710.5216 | 8501.5623 | 20287.5011 | 38906.9909 | 77638.8974 | 97875.5954 | 96859.3786 | 82918.0968 | 61989.939 | 30728.6763 | 8642.7246
2020-10-06 | 534.4249 | 154.9258 | 55.8752 | 11.5862 | 24.4169 | 154.6735 | 2475.4332 | 1091.6474 | 624.5116 | 0 | 0 | 0 | 0 | 0 | 59.6699 | 1283.0024 | 4531.0146 | 31223.5184 | 59290.6115 | 60916.3671 | 49304.8917 | 33234.1618 | 11514.2421 | 1647.0165
2020-10-07 | 932.9049 | 241.0696 | 8.3652 | 31.3583 | 60.9588 | 470.3302 | 3339.041 | 2547.3372 | 453.006 | 26.7745 | 0 | 0 | 0 | 54.8703 | 524.7 | 2124.2976 | 5597.3002 | 27122.3486 | 51720.8288 | 53833.3639 | 41971.0321 | 27745.9024 | 8789.9773 | 2033.3656
2020-10-08 | 463.2391 | 150.9415 | 80.1653 | 31.2669 | 92.6163 | 400.5242 | 2625.1186 | 1357.7065 | 779.6314 | 16.0019 | 0 | 0 | 30.5571 | 0 | 0 | 449.9068 | 1013.4316 | 11251.3269 | 30161.9494 | 35216.0259 | 28060.2943 | 17333.9666 | 4776.5937 | 666.6892
2020-10-09 | 361.2897 | 67.6852 | 57.5297 | 16.1135 | 21.9986 | 275.5673 | 1907.3641 | 1275.1528 | 218.5417 | 0 | 0 | 0 | 0 | 0 | 30.2932 | 511.9823 | 2789.9202 | 27430.103 | 55771.0261 | 62176.8401 | 50528.2166 | 33442.6237 | 10029.1136 | 1420.7602
2020-10-10 | 168.746 | 176.774 | 78.6522 | 8.5287 | 17.7427 | 161.9954 | 466.7352 | 144.939 | 486.558 | 0 | 0 | 0 | 0 | 0 | 0 | 286.4255 | 0 | 6989.989 | 31480.8803 | 33406.2456 | 27027.8636 | 14304.0334 | 3150.3229 | 524.9724
2020-10-11 | 128.6673 | 0 | 0 | 0 | 0 | 21.6663 | 720.0701 | 515.3621 | 481.1409 | 0 | 0 | 0 | 0 | 0 | 0 | 259.6436 | 756.7904 | 7834.7673 | 29642.3303 | 26947.147 | 21328.4828 | 8339.6543 | 1541.2871 | 123.6473
2020-10-12 | 727.5621 | 295.3991 | 114.1415 | 59.7518 | 101.7516 | 220.6717 | 1069.7009 | 995.8552 | 915.084 | 535.1033 | 442.8671 | 522.599 | 714.93 | 1248.3205 | 2028.5605 | 5350.5139 | 19441.2212 | 60404.5154 | 80194.5384 | 81359.9055 | 68424.7921 | 50528.0359 | 22793.1169 | 4668.6381
2020-10-13 | 1381.5688 | 267.788 | 113.0438 | 0 | 38.4537 | 284.4422 | 4553.2361 | 3010.6436 | 459.7539 | 158.1431 | 131.5483 | 61.7768 | 238.1851 | 566.9023 | 1575.9376 | 7001.0041 | 22120.2247 | 68086.013 | 85501.9011 | 84109.5412 | 70516.687 | 51917.8479 | 25224.8265 | 7508.5216
2020-10-14 | 3688.0966 | 258.376 | 79.5394 | 11.7049 | 82.8898 | 539.7297 | 5149.2487 | 3450.6566 | 905.333 | 355.0845 | 359.4954 | 404.5727 | 641.505 | 1210.7912 | 3538.7813 | 17798.5623 | 50461.0779 | 93633.9218 | 107003.112 | 104754.6819 | 87392.1806 | 66925.6007 | 34185.1612 | 10095.3613
2020-10-15 | 59.3507 | 0 | 0 | 0 | 0 | 51.0101 | 1636.2972 | 2040.3297 | 474.5852 | 134.221 | 47.1469 | 5.3856 | 11.9917 | 91.0414 | 223.3089 | 985.2279 | 2542.8755 | 20332.8442 | 48816.776 | 49714.3729 | 39076.7578 | 21668.5143 | 4295.4862 | 441.0691
2020-10-16 | 171.808 | 0 | 0 | 0 | 0 | 0 | 706.5184 | 1125.886 | 789.8694 | 223.312 | 102.6037 | 48.8583 | 32.3703 | 88.5879 | 176.0445 | 551.9154 | 1361.4998 | 14655.1435 | 39934.7089 | 41266.5834 | 31525.2281 | 17649.7307 | 2949.9014 | 174.1501
2020-10-17 | 65.2796 | 15.4253 | 0 | 0 | 0 | 0 | 58.5747 | 24.1975 | 161.1927 | 0 | 0 | 0 | 0 | 0 | 0 | 432.3761 | 81.5055 | 2082.5305 | 14234.3392 | 20767.5292 | 16690.8783 | 6895.0501 | 993.2129 | 48.5525
2020-10-18 | 129.0751 | 82.2077 | 43.2797 | 0 | 9.5954 | 82.4103 | 292.6615 | 224.2237 | 910.5634 | 0 | 78.3755 | 56.1755 | 10.502 | 0 | 0 | 179.5369 | 35.1321 | 4551.3882 | 21598.3626 | 24020.5059 | 18790.1852 | 9086.2086 | 1878.4246 | 289.2844
2020-10-19 | 365.4171 | 55.5289 | 0 | 0 | 0 | 242.0557 | 1800.4408 | 2335.2394 | 924.3091 | 99.6106 | 0 | 0 | 0 | 0 | 173.9324 | 977.6441 | 2654.2426 | 13964.6948 | 27562.4138 | 30838.7145 | 23500.7328 | 13023.1904 | 3428.0451 | 789.9375
2020-10-20 | 157.749 | 0 | 0 | 0 | 0 | 0 | 90.4133 | 189.282 | 172.4217 | 3.0386 | 0 | 0 | 0 | 0 | 0 | 244.9875 | 1535.3449 | 10977.8104 | 28683.98 | 31933.5271 | 24286.1376 | 13329.446 | 2415.3758 | 106.2102
2020-10-21 | 181.7787 | 21.0478 | 0 | 0 | 0 | 39.3381 | 1021.7455 | 1420.9781 | 266.4412 | 41.5353 | 0 | 0 | 0 | 64.2932 | 110.4964 | 1235.042 | 3300.5678 | 27806.9287 | 49826.6184 | 48737.9634 | 37889.966 | 25205.3674 | 8633.8969 | 1363.5028
2020-10-22 | 98.9901 | 0 | 0 | 0 | 0 | 7.1231 | 1979.8762 | 2063.0581 | 236.4737 | 0 | 0 | 0 | 0 | 0 | 0 | 148.841 | 381.4942 | 12616.7514 | 37150.9013 | 37447.6281 | 28886.1113 | 17028.7926 | 3947.6388 | 430.911
2020-10-23 | 175.615 | 36.9578 | 6.7328 | 0 | 0 | 17.1804 | 531.4156 | 231.9545 | 937.3624 | 0 | 0 | 0 | 0 | 0 | 0 | 295.7695 | 420.4522 | 11487.0135 | 31303.5879 | 36236.0128 | 28610.519 | 16513.4668 | 4021.3938 | 418.9179
2020-10-24 | 3.4123 | 0 | 0 | 0 | 0 | 0 | 73.9472 | 105.5644 | 521.5139 | 0 | 0 | 0 | 0 | 0 | 0 | 296.8463 | 198.0726 | 7392.9984 | 25409.8988 | 30090.1593 | 24668.3566 | 11453.5641 | 2611.7602 | 101.5625
2020-10-25 | 68.2296 | 42.5154 | 11.2164 | 0 | 0 | 5.1667 | 112.9167 | 8.8144 | 2048.1695 | 0 | 0 | 0 | 0 | 0 | 0 | 645.2541 | 128.4058 | 7628.0441 | 26577.0563 | 26654.7123 | 22136.5183 | 10741.9108 | 1965.4359 | 52.8195
2020-10-26 | 365.1688 | 17.4498 | 0 | 0 | 0 | 111.6606 | 1464.2875 | 1941.0639 | 346.6025 | 0 | 0 | 0 | 0 | 0 | 0 | 206.4352 | 1452.1733 | 18545.3386 | 37802.3469 | 41337.9573 | 35098.6195 | 22912.4526 | 6910.547 | 1042.6867
2020-10-27 | 98.6782 | 18.0116 | 0 | 0 | 0 | 25.4061 | 1738.983 | 3105.6339 | 717.2143 | 30.9868 | 0 | 0 | 0 | 0 | 0 | 564.2596 | 1224.6196 | 16973.9961 | 36037.6925 | 41214.3159 | 33222.8719 | 19446.6437 | 4252.1489 | 205.4879
2020-10-28 | 359.8653 | 117.5982 | 29.314 | 0 | 132.7476 | 315.27 | 2608.9522 | 3355.7997 | 497.6517 | 0 | 0 | 0 | 0 | 0 | 0 | 1022.8243 | 3053.0128 | 21774.4825 | 45533.1539 | 46598.3435 | 37230.6571 | 22577.7367 | 5614.0184 | 978.5845
2020-10-29 | 403.593 | 74.4778 | 47.3887 | 14.5675 | 35.5731 | 255.615 | 1954.2088 | 1227.7922 | 429.7885 | 0 | 0 | 0 | 0 | 0 | 0 | 443.8421 | 1371.762 | 15372.9138 | 35925.1419 | 37278.3711 | 29372.3881 | 17032.0306 | 3732.9232 | 569.2965
2020-10-30 | 47.4675 | 0 | 0 | 0 | 0 | 85.0114 | 906.57 | 1605.8746 | 456.1141 | 0 | 0 | 0 | 0 | 0 | 0 | 465.6686 | 864.219 | 9563.4185 | 25423.2997 | 27858.6683 | 21104.247 | 10629.6728 | 2197.4626 | 292.754
2020-10-31 | 73.0264 | 0 | 0 | 0 | 0 | 0 | 122.3267 | 351.04 | 364.9502 | 0 | 0 | 0 | 0 | 0 | 0 | 421.0623 | 361.0389 | 5777.5376 | 20325.0814 | 24648.3362 | 21993.4495 | 9210.1597 | 1292.7556 | 102.7764
2020-11-01 | 46.4695 | 0 | 0 | 0 | 0 | 0 | 0 | 129.6407 | 303.2059 | 0 | 0 | 0 | 0 | 0 | 0 | 438.1679 | 0 | 2814.7321 | 18718.7022 | 17505.608 | 12869.0946 | 7852.4529 | 1119.9298 | 0
2020-11-02 | 41.942 | 0 | 0 | 0 | 0 | 0 | 0 | 62.7984 | 230.2084 | 0 | 0 | 0 | 0 | 0 | 0 | 407.8372 | 103.7867 | 10993.7403 | 33073.5308 | 30674.6249 | 22634.5926 | 13439.5471 | 4231.056 | 55.7119
2020-11-03 | 3.1776 | 0 | 0 | 0 | 0 | 0 | 0 | 56.3064 | 218.0712 | 0 | 0 | 0 | 0 | 0 | 0 | 275.3178 | 24.868 | 13154.9434 | 41827.8532 | 40220.3532 | 33043.678 | 19132.5439 | 6230.4811 | 0
2020-11-04 | 2.3473 | 0 | 0 | 0 | 0 | 0 | 0 | 19.5789 | 767.3661 | 0 | 0 | 0 | 0 | 0 | 0 | 383.6976 | 0 | 4977.5247 | 28935.8225 | 28752.3086 | 21075.0428 | 11832.3565 | 3028.6931 | 0
2020-11-05 | 36.0343 | 0 | 0 | 0 | 0 | 0 | 19.4746 | 62.7848 | 457.8074 | 0 | 0 | 0 | 0 | 0 | 0 | 411.8173 | 328.4528 | 9168.7966 | 31507.9367 | 30027.0149 | 23332.221 | 12271.675 | 3050.9081 | 172.3031
2020-11-06 | 38.9753 | 0 | 0 | 0 | 0 | 0 | 88.2464 | 0 | 122.3329 | 0 | 0 | 0 | 0 | 0 | 0 | 690.9205 | 0 | 5048.9576 | 25014.0119 | 20931.221 | 17927.4102 | 8931.2688 | 1878.8414 | 0
2020-11-07 | 17.0744 | 0 | 0 | 0 | 0 | 0 | 5.5671 | 17.819 | 297.2259 | 0 | 0 | 0 | 0 | 0 | 0 | 292.615 | 0 | 150.9346 | 10992.1126 | 8754.2612 | 5186.4227 | 2233.7285 | 60.074 | 0
2020-11-08 | 78.7904 | 0 | 0 | 0 | 6.4259 | 21.4657 | 9.37 | 0 | 243.8498 | 0 | 0 | 0 | 0 | 0 | 0 | 866.9531 | 0 | 2072.5413 | 25921.8361 | 26217.0913 | 19618.3222 | 11058.2213 | 1793.8528 | 0
2020-11-09 | 4.6912 | 0 | 0 | 0 | 0 | 0 | 13.8448 | 6.7477 | 164.1151 | 0 | 0 | 0 | 0 | 33.2011 | 144.6907 | 1710.577 | 15475.8724 | 38082.8985 | 57018.8541 | 50773.8295 | 42095.0278 | 28793.6536 | 13544.3939 | 705.0485
2020-11-10 | 26.356 | 0 | 0 | 0 | 0 | 0 | 7.5354 | 29.2012 | 58.5939 | 0 | 0 | 0 | 0 | 0 | 0 | 945.4628 | 2782.6332 | 17532.3549 | 39401.8932 | 38435.1764 | 31465.4515 | 21291.0515 | 7712.6695 | 228.6635
2020-11-11 | 0 | 0 | 0 | 0 | 0 | 0 | 0 | 6.6331 | 66.2073 | 0 | 0 | 0 | 0 | 0 | 0 | 507.9684 | 291.1083 | 13165.2235 | 36952.027 | 34176.1692 | 29236.5706 | 17355.4135 | 5422.1684 | 34.7691
2020-11-12 | 42.9216 | 0 | 0 | 0 | 0 | 0 | 51.9482 | 64.9867 | 199.0426 | 0 | 0 | 0 | 0 | 0 | 0 | 1320.1371 | 14371.4195 | 37090.3216 | 56911.5594 | 48207.3684 | 41299.2229 | 29146.245 | 13627.2114 | 599.9634
2020-11-13 | 17.9333 | 0 | 0 | 0 | 0 | 0 | 71.5302 | 160.9736 | 464.1201 | 0 | 0 | 0 | 0 | 0 | 0 | 332.627 | 348.9888 | 7980.1349 | 29202.8231 | 27209.0096 | 20997.3614 | 7515.7727 | 687.2573 | 0
2020-11-14 | 115.1872 | 0 | 0 | 0 | 0 | 0 | 4.2494 | 0 | 1571.2457 | 0 | 0 | 0 | 0 | 0 | 0 | 1111.2508 | 0 | 1239.5979 | 18966.9459 | 17480.2019 | 12220.42 | 5306.1766 | 229.8051 | 0
2020-11-15 | 48.6308 | 0 | 0 | 0 | 0 | 0 | 0 | 0 | 310.4695 | 0 | 0 | 0 | 0 | 0 | 0 | 357.3239 | 0 | 1551.1951 | 21154.3355 | 21435.3152 | 15229.6483 | 9823.2736 | 1385.8009 | 7.4943
2020-11-16 | 35.9291 | 0 | 0 | 0 | 0 | 0 | 8.564 | 14.3273 | 521.5326 | 0 | 0 | 0 | 0 | 0 | 0 | 598.4582 | 97.7276 | 9026.1276 | 30537.6488 | 27070.4176 | 23361.4327 | 12645.3015 | 4133.26 | 12.595
2020-11-17 | 54.6909 | 0 | 0 | 0 | 0 | 0 | 0 | 48.1896 | 289.9848 | 0 | 0 | 0 | 0 | 0 | 0 | 410.7797 | 341.1098 | 6339.0754 | 32415.2175 | 25332.3564 | 19624.0077 | 12607.9687 | 3425.5042 | 50.6857
2020-11-18 | 114.1156 | 0 | 0 | 0 | 0 | 0 | 33.1887 | 51.8707 | 23.5388 | 24.3451 | 0 | 0 | 0 | 0 | 0 | 381.873 | 871.61 | 15460.6211 | 41312.6253 | 39315.5659 | 35526.7442 | 23328.7542 | 9053.9072 | 112.6639
2020-11-19 | 25.3242 | 0 | 0 | 0 | 0 | 0 | 9.73 | 0 | 163.0951 | 0 | 0 | 0 | 0 | 0 | 0 | 549.6237 | 2336.0381 | 19724.8548 | 45050.1096 | 42250.1096 | 36550.1096 | 24060.5424 | 9800.4733 | 184.4757
2020-11-20 | 28.752 | 0 | 0 | 0 | 0 | 0 | 0 | 125.5407 | 253.859 | 0 | 0 | 0 | 0 | 0 | 0 | 564.959 | 539.3021 | 11588.926 | 37057.9993 | 34993.868 | 29792.5732 | 17380.7886 | 5266.0455 | 103.9865
2020-11-21 | 0 | 0 | 0 | 0 | 0 | 0 | 26.6933 | 0 | 238.2253 | 0 | 0 | 0 | 0 | 0 | 0 | 578.45 | 0 | 1096.8086 | 18416.516 | 18860.5328 | 12756.9434 | 7453.8813 | 1015.0633 | 0
2020-11-22 | 0 | 0 | 0 | 0 | 0 | 0 | 0 | 0 | 198.0796 | 0 | 0 | 0 | 0 | 0 | 0 | 975.2971 | 0 | 2457.7531 | 25135.0528 | 25039.5639 | 18440.9753 | 10917.153 | 927.7777 | 0
2020-11-23 | 43.8673 | 0 | 0 | 0 | 0 | 0 | 80.6371 | 113.0477 | 443.8346 | 0 | 0 | 0 | 0 | 0 | 0 | 463.4528 | 1935.7006 | 21261.398 | 47833.8028 | 44779.0877 | 38111.0806 | 25612.1089 | 9959.4958 | 232.3269
2020-11-24 | 38.8244 | 0 | 0 | 0 | 0 | 0 | 0 | 9.3587 | 382.1925 | 0 | 0 | 0 | 0 | 0 | 0 | 478.7359 | 545.8378 | 15220.6123 | 44337.2846 | 43737.8089 | 37576.7602 | 26628.8635 | 10834.6969 | 96.6076
2020-11-25 | 30.6028 | 0 | 0 | 0 | 0 | 0 | 0 | 32.4712 | 424.7058 | 0 | 0 | 0 | 0 | 0 | 0 | 629.4087 | 1020.4566 | 16726.2714 | 42792.2867 | 41575.0737 | 36437.8607 | 23702.773 | 8752.0633 | 46.6493
2020-11-26 | 43.8683 | 0 | 0 | 0 | 0 | 0 | 20.317 | 0 | 257.6078 | 0 | 0 | 0 | 0 | 0 | 0 | 924.29 | 0 | 95.5542 | 3388.4312 | 1785.0364 | 1010.7146 | 168.2825 | 36.2089 | 0
2020-11-27 | 78.8392 | 0 | 0 | 0 | 0 | 0 | 24.5895 | 38.6156 | 259.6201 | 0 | 0 | 0 | 0 | 0 | 0 | 717.5127 | 0 | 2220.7721 | 25625.977 | 26837.1823 | 16492.4476 | 7594.4283 | 1314.2688 | 0
2020-11-28 | 50.3685 | 0 | 0 | 0 | 0 | 0 | 0 | 0 | 146.3128 | 0 | 0 | 0 | 0 | 0 | 0 | 228.8693 | 0 | 1083.0843 | 16173.58 | 14519.6121 | 9605.507 | 5645.7423 | 310.4525 | 0
2020-11-29 | 51.7164 | 0 | 0 | 0 | 0 | 0 | 0 | 6.7861 | 406.0007 | 0 | 0 | 0 | 0 | 0 | 0 | 333.1651 | 0 | 2321.3256 | 24637.0856 | 24726.5335 | 17515.8817 | 9924.6196 | 965.6221 | 0
2020-11-30 | 99.2392 | 0 | 0 | 0 | 0 | 0 | 0.15382 | 74.5459 | 224.8287 | 0 | 0 | 0 | 0 | 0 | 0 | 518.6838 | 112.0997 | 5917.0256 | 30524.1506 | 27524.0157 | 20605.957 | 11085.4373 | 3255.0049 | 153.6157
2020-12-01 | 99.9541 | 0 | 0 | 0 | 0 | 0 | 0 | 187.3307 | 118.3854 | 0 | 0 | 0 | 0 | 0 | 0 | 102.7898 | 815.5922 | 21104.9911 | 56479.5412 | 56712.0412 | 46792.0412 | 36402.7455 | 23867.9692 | 2577.66
2020-12-02 | 57.045 | 0 | 0 | 0 | 0 | 0 | 0 | 207.3249 | 127.5162 | 0 | 0 | 0 | 0 | 0 | 0 | 334.1933 | 745.003 | 25047.9862 | 58160.5968 | 58901.8635 | 48352.3621 | 39010.1538 | 24316.2612 | 1997.0765
2020-12-03 | 22.2661 | 0 | 0 | 0 | 0 | 0 | 0 | 29.4395 | 113.3752 | 0 | 0 | 0 | 0 | 0 | 0 | 331.9875 | 0 | 7780.846 | 33016.724 | 32879.0467 | 27018.1013 | 19016.7919 | 11960.4646 | 483.1813
2020-12-04 | 23.9747 | 0 | 0 | 0 | 0 | 1.4298 | 10.8644 | 90.2744 | 232.3999 | 0 | 0 | 0 | 0 | 0 | 0 | 358.5375 | 0 | 10370.2006 | 40534.9988 | 41969.4924 | 31766.4505 | 23443.2867 | 13916.5278 | 912.9509
2020-12-05 | 31.1734 | 0 | 0 | 0 | 3.6236 | 3.0037 | 38.0972 | 0 | 609.9551 | 0 | 0 | 0 | 0 | 0 | 0 | 666.6032 | 0 | 450.0558 | 24089.5541 | 27249.3293 | 19401.8885 | 15273.8723 | 5605.6342 | 63.8273
2020-12-06 | 42.007 | 0 | 0 | 0 | 0 | 0 | 10.8243 | 0 | 0 | 144.7304 | 0 | 0 | 0 | 0 | 0 | 213.1506 | 0 | 1626.1403 | 30500.3423 | 30943.0394 | 22104.403 | 17642.688 | 6747.232 | 161.7321
2020-12-07 | 10.9381 | 0 | 0 | 0 | 0 | 0 | 0 | 19.6749 | 139.0858 | 0 | 0 | 0 | 0 | 0 | 0 | 211.1027 | 287.8182 | 18503.65 | 49087.7613 | 49013.807 | 40106.1908 | 30224.4229 | 15630.408 | 1112.5686
2020-12-08 | 32.4638 | 0 | 0 | 0 | 0 | 0 | 0 | 54.2023 | 335.6096 | 0 | 0 | 0 | 0 | 0 | 0 | 455.3566 | 384.7178 | 17809.7087 | 52172.6686 | 55397.9376 | 45428.1544 | 34649.5774 | 18467.1377 | 904.2042
2020-12-09 | 55.3566 | 0 | 0 | 0 | 0 | 0 | 0 | 113.3866 | 236.0449 | 0 | 0 | 0 | 0 | 0 | 0 | 617.2667 | 1063.4943 | 23033.5434 | 57443.1394 | 58539.9971 | 48335.6394 | 38443.1394 | 24404.0141 | 2165.3216
2020-12-10 | 34.3214 | 0 | 0 | 0 | 0 | 0 | 0 | 502.1497 | 37.1282 | 0 | 0 | 0 | 0 | 0 | 0 | 380.8162 | 234.5616 | 19281.4943 | 56443.0907 | 58943.9457 | 48860.6556 | 39476.5105 | 25577.3616 | 2601.207
2020-12-11 | 7.8144 | 0 | 0 | 0 | 0 | 0 | 0 | 7.2834 | 10.5611 | 0 | 0 | 0 | 0 | 0 | 0 | 254.3633 | 229.9012 | 18915.2159 | 51628.6959 | 51844.1713 | 41337.0233 | 30652.4986 | 17520.2918 | 894.8601
2020-12-12 | 144.617 | 0 | 0 | 0 | 33.2206 | 64.0534 | 162.8348 | 9.7367 | 111.958 | 659.9092 | 0 | 164.0496 | 0 | 33.3088 | 298.5551 | 730.8014 | 0 | 748.8031 | 28318.4687 | 28608.2104 | 19105.1527 | 15427.4079 | 4713.3815 | 87.913
2020-12-13 | 22.2347 | 0 | 0 | 0 | 0 | 0 | 0 | 0 | 140.2129 | 0 | 0 | 0 | 0 | 0 | 0 | 211.7825 | 0 | 5319.1725 | 43512.0412 | 46334.9372 | 33415.2085 | 28330.7741 | 14007.7422 | 986.1108
2020-12-14 | 816.3411 | 0 | 0 | 0 | 0 | 0 | 0 | 711.1081 | 215.5866 | 0 | 0 | 0 | 0 | 0 | 4.8336 | 212.1725 | 562.577 | 18835.2219 | 60100.2789 | 62666.1573 | 54290.0159 | 47433.1795 | 36298.0074 | 12716.1014
2020-12-15 | 74.8487 | 0 | 0 | 0 | 0 | 0 | 0 | 47.9233 | 100.5657 | 0 | 0 | 0 | 0 | 0 | 0 | 271.1476 | 3782.3961 | 27839.0455 | 60764.1994 | 61641.6994 | 54061.2892 | 39470.1411 | 24500.6709 | 1857.8829
2020-12-16 | 44.7187 | 0 | 0 | 0 | 0 | 0 | 0 | 147.3133 | 89.8055 | 0 | 0 | 0 | 0 | 0 | 0 | 228.4203 | 2979.8099 | 28934.3357 | 62992.1248 | 65573.0923 | 56730.6917 | 47103.4915 | 31740.2418 | 3251.2846
2020-12-17 | 181.446 | 0 | 0 | 0 | 0 | 0 | 0 | 514.3218 | 129.2247 | 0 | 0 | 0 | 0 | 0 | 0 | 233.4072 | 2346.7953 | 25609.0392 | 56688.3821 | 59123.9151 | 50188.1471 | 39963.4244 | 25589.5356 | 2739.1507
2020-12-18 | 116.5791 | 0 | 0 | 0 | 0 | 0 | 0 | 260.2171 | 331.8372 | 0 | 0 | 0 | 0 | 0 | 0 | 258.6724 | 1796.3081 | 24785.1985 | 57529.5448 | 59219.5412 | 48392.0412 | 37349.7881 | 23242.1766 | 2061.7197
2020-12-19 | 39.693 | 0 | 0 | 0 | 0 | 0 | 23.3133 | 0 | 193.8342 | 0 | 0 | 0 | 0 | 0 | 0 | 462.8853 | 0 | 4335.9255 | 38793.9792 | 42970.2549 | 34626.4512 | 30495.9394 | 15170.11 | 1148.5683
2020-12-20 | 24.0632 | 0 | 0 | 0 | 0 | 0 | 0.74817 | 3.521 | 249.2282 | 0 | 0 | 0 | 0 | 0 | 0 | 414.5255 | 0 | 1255.1144 | 22316.5534 | 24919.0109 | 16516.9465 | 13520.512 | 5706.0176 | 191.4981
2020-12-21 | 47.8766 | 0 | 0 | 0 | 0 | 0 | 0 | 488.6916 | 257.8106 | 0 | 0 | 0 | 0 | 0 | 0 | 227.2267 | 930.8066 | 20919.3074 | 58352.695 | 61573.4944 | 51725.1172 | 43311.3647 | 28432.0667 | 4031.9556
2020-12-22 | 58.0444 | 0 | 0 | 0 | 0 | 0 | 7.4731 | 0 | 199.5879 | 0 | 0 | 0 | 0 | 0 | 0 | 220.9381 | 9.4336 | 9653.6579 | 41523.8447 | 43784.2986 | 35205.763 | 26796.5144 | 15936.3507 | 1367.6232
2020-12-23 | 22.6936 | 0 | 0 | 0 | 0 | 0 | 0 | 17.2577 | 219.8488 | 0 | 0 | 0 | 0 | 0 | 0 | 82.7568 | 0 | 9682.8015 | 46852.0412 | 47752.0412 | 35252.0412 | 26372.8357 | 16247.8426 | 1705.2588
2020-12-24 | 12.5387 | 0 | 0 | 0 | 0 | 0 | 0 | 33.3113 | 206.5639 | 0 | 0 | 0 | 0 | 0 | 0 | 411.7024 | 0 | 13761.9896 | 47626.0131 | 48360.9163 | 38106.0131 | 27659.7089 | 15568.3242 | 837.3511
2020-12-25 | 123.9497 | 0 | 0 | 0 | 2.1737 | 2.4391 | 78.6456 | 66.6149 | 1513.0843 | 0 | 0 | 0 | 0 | 0 | 0 | 1730.626 | 0 | 0 | 12922.81 | 16463.5377 | 11596.0632 | 8430.9782 | 4008.7457 | 31.7288
2020-12-26 | 48.4313 | 0 | 0 | 0 | 0 | 0 | 32.5441 | 0 | 190.4188 | 0 | 0 | 0 | 0 | 0 | 0 | 287.3423 | 0 | 1622.5003 | 36270.0802 | 37670.0802 | 26970.0802 | 21879.0997 | 9961.4324 | 151.2393
2020-12-27 | 56.6135 | 0 | 0 | 0 | 0 | 0 | 0 | 5.0071 | 74.4675 | 0 | 0 | 0 | 0 | 0 | 0 | 200.7962 | 0 | 10050.034 | 41660.1343 | 41864.5224 | 31784.3187 | 27064.1489 | 13388.3496 | 1041.875
2020-12-28 | 29.5158 | 0 | 0 | 0 | 0 | 0 | 0 | 56.5624 | 164.467 | 0 | 0 | 0 | 0 | 0 | 0 | 69.6573 | 65.309 | 12705.63 | 50633.6669 | 53252.1188 | 45105.0166 | 35707.3736 | 23556.1271 | 4071.557
2020-12-29 | 3.1345 | 0 | 0 | 0 | 0 | 0 | 0 | 0 | 155.1745 | 0 | 0 | 0 | 0 | 0 | 0 | 292.0653 | 53.9416 | 11309.6865 | 45418.0424 | 47018.0424 | 37298.0424 | 28853.1122 | 17575.7743 | 689.9695
2020-12-30 | 15.2036 | 0 | 0 | 0 | 0 | 0 | 0 | 0 | 75.4389 | 0 | 0 | 0 | 0 | 0 | 0 | 185.1124 | 0 | 7093.1232 | 42227.818 | 43020.7753 | 28561.7998 | 20297.2599 | 10617.0188 | 785.4317
2020-12-31 | 47.742 | 0 | 0 | 0 | 0 | 0 | 0 | 145.7312 | 21.0544 | 0 | 0 | 0 | 0 | 0 | 0 | 202.8216 | 57.0594 | 16661.494 | 51059.5412 | 52652.0412 | 42812.0412 | 32240.6529 | 19470.8587 | 1101.264

## LOLP Summary - Combined
[7 empty] | San Diego Subarea |  |  |  | Greater San Diego Area |  |  |  | Combined (50/50)
YEAR | MONTH | DAY | DATE | HOUR | DATEDST | HOURDST | Energy Not Served | % of 100% | Rank | Top 100 | Energy Not Served | % of 100% | Rank | Top 100 | % of 100% | Rank | Top 100 | Top 100 % | Top 100 Hours Percentage
2020 | 1 | 1 | 2020-01-01 | 1 | 2020-01-01 | 1 | 0 | 0% | 5135 | 0 | 22.6374 | 3.913e-05% | 4565 | 0 | 1.957e-05% | 5286 | 0 |  | 14.49%
2020 | 1 | 1 | 2020-01-01 | 2 | 2020-01-01 | 2 | 0 | 0% | 5135 | 0 | 0 | 0% | 4870 | 0 | 0% | 5626 | 0
2020 | 1 | 1 | 2020-01-01 | 3 | 2020-01-01 | 3 | 0 | 0% | 5135 | 0 | 0 | 0% | 4870 | 0 | 0% | 5626 | 0
2020 | 1 | 1 | 2020-01-01 | 4 | 2020-01-01 | 4 | 0 | 0% | 5135 | 0 | 0 | 0% | 4870 | 0 | 0% | 5626 | 0
2020 | 1 | 1 | 2020-01-01 | 5 | 2020-01-01 | 5 | 0 | 0% | 5135 | 0 | 0 | 0% | 4870 | 0 | 0% | 5626 | 0
2020 | 1 | 1 | 2020-01-01 | 6 | 2020-01-01 | 6 | 0 | 0% | 5135 | 0 | 0 | 0% | 4870 | 0 | 0% | 5626 | 0
2020 | 1 | 1 | 2020-01-01 | 7 | 2020-01-01 | 7 | 0 | 0% | 5135 | 0 | 2.2819 | 3.945e-06% | 4848 | 0 | 1.972e-06% | 5591 | 0
2020 | 1 | 1 | 2020-01-01 | 8 | 2020-01-01 | 8 | 10.006 | 1.21e-05% | 4846 | 0 | 12.5071 | 2.162e-05% | 4684 | 0 | 1.686e-05% | 5328 | 0
2020 | 1 | 1 | 2020-01-01 | 9 | 2020-01-01 | 9 | 1.3345 | 1.613e-06% | 5088 | 0 | 2649.6129 | 0.004581% | 2174 | 0 | 0.002291% | 2868 | 0
2020 | 1 | 1 | 2020-01-01 | 10 | 2020-01-01 | 10 | 0 | 0% | 5135 | 0 | 277.8969 | 0.0004804% | 3361 | 0 | 0.0002402% | 4181 | 0
2020 | 1 | 1 | 2020-01-01 | 11 | 2020-01-01 | 11 | 0 | 0% | 5135 | 0 | 2436.0839 | 0.004211% | 2218 | 0 | 0.002106% | 2928 | 0
2020 | 1 | 1 | 2020-01-01 | 12 | 2020-01-01 | 12 | 0 | 0% | 5135 | 0 | 0 | 0% | 4870 | 0 | 0% | 5626 | 0
2020 | 1 | 1 | 2020-01-01 | 13 | 2020-01-01 | 13 | 0 | 0% | 5135 | 0 | 0 | 0% | 4870 | 0 | 0% | 5626 | 0
2020 | 1 | 1 | 2020-01-01 | 14 | 2020-01-01 | 14 | 0 | 0% | 5135 | 0 | 0 | 0% | 4870 | 0 | 0% | 5626 | 0
2020 | 1 | 1 | 2020-01-01 | 15 | 2020-01-01 | 15 | 0 | 0% | 5135 | 0 | 0 | 0% | 4870 | 0 | 0% | 5626 | 0
2020 | 1 | 1 | 2020-01-01 | 16 | 2020-01-01 | 16 | 6.395 | 7.731e-06% | 4933 | 0 | 577.9298 | 0.0009991% | 2924 | 0 | 0.0005034% | 3755 | 0
2020 | 1 | 1 | 2020-01-01 | 17 | 2020-01-01 | 17 | 0 | 0% | 5135 | 0 | 0 | 0% | 4870 | 0 | 0% | 5626 | 0
2020 | 1 | 1 | 2020-01-01 | 18 | 2020-01-01 | 18 | 568.4625 | 0.0006872% | 3609 | 0 | 0 | 0% | 4870 | 0 | 0.0003436% | 3993 | 0
2020 | 1 | 1 | 2020-01-01 | 19 | 2020-01-01 | 19 | 26964.2921 | 0.0326% | 1196 | 0 | 9188.6045 | 0.01588% | 1593 | 0 | 0.02424% | 1414 | 0
2020 | 1 | 1 | 2020-01-01 | 20 | 2020-01-01 | 20 | 35026.1203 | 0.04234% | 915 | 0 | 15579.6728 | 0.02693% | 1258 | 0 | 0.03464% | 1099 | 0
2020 | 1 | 1 | 2020-01-01 | 21 | 2020-01-01 | 21 | 26628.7058 | 0.03219% | 1210 | 0 | 9920.6116 | 0.01715% | 1548 | 0 | 0.02467% | 1389 | 0
2020 | 1 | 1 | 2020-01-01 | 22 | 2020-01-01 | 22 | 17435.7721 | 0.02108% | 1626 | 0 | 4581.0123 | 0.007919% | 1913 | 0 | 0.0145% | 1802 | 0
2020 | 1 | 1 | 2020-01-01 | 23 | 2020-01-01 | 23 | 7306.1529 | 0.008833% | 2257 | 0 | 1281.667 | 0.002216% | 2523 | 0 | 0.005524% | 2353 | 0
2020 | 1 | 1 | 2020-01-01 | 24 | 2020-01-01 | 24 | 191.7217 | 0.0002318% | 4048 | 0 | 0 | 0% | 4870 | 0 | 0.0001159% | 4584 | 0
2020 | 1 | 2 | 2020-01-02 | 1 | 2020-01-02 | 1 | 143.4621 | 0.0001734% | 4151 | 0 | 127.6615 | 0.0002207% | 3820 | 0 | 0.0001971% | 4291 | 0
2020 | 1 | 2 | 2020-01-02 | 2 | 2020-01-02 | 2 | 0 | 0% | 5135 | 0 | 0 | 0% | 4870 | 0 | 0% | 5626 | 0
2020 | 1 | 2 | 2020-01-02 | 3 | 2020-01-02 | 3 | 0 | 0% | 5135 | 0 | 0 | 0% | 4870 | 0 | 0% | 5626 | 0
2020 | 1 | 2 | 2020-01-02 | 4 | 2020-01-02 | 4 | 0 | 0% | 5135 | 0 | 0 | 0% | 4870 | 0 | 0% | 5626 | 0
2020 | 1 | 2 | 2020-01-02 | 5 | 2020-01-02 | 5 | 0 | 0% | 5135 | 0 | 0 | 0% | 4870 | 0 | 0% | 5626 | 0
2020 | 1 | 2 | 2020-01-02 | 6 | 2020-01-02 | 6 | 0 | 0% | 5135 | 0 | 0 | 0% | 4870 | 0 | 0% | 5626 | 0
2020 | 1 | 2 | 2020-01-02 | 7 | 2020-01-02 | 7 | 0 | 0% | 5135 | 0 | 0 | 0% | 4870 | 0 | 0% | 5626 | 0
2020 | 1 | 2 | 2020-01-02 | 8 | 2020-01-02 | 8 | 2574.0147 | 0.003112% | 2851 | 0 | 811.7042 | 0.001403% | 2755 | 0 | 0.002258% | 2883 | 0
2020 | 1 | 2 | 2020-01-02 | 9 | 2020-01-02 | 9 | 6275.5292 | 0.007587% | 2341 | 0 | 1000.4428 | 0.00173% | 2647 | 0 | 0.004658% | 2442 | 0
2020 | 1 | 2 | 2020-01-02 | 10 | 2020-01-02 | 10 | 552.7948 | 0.0006683% | 3620 | 0 | 0 | 0% | 4870 | 0 | 0.0003342% | 4008 | 0
2020 | 1 | 2 | 2020-01-02 | 11 | 2020-01-02 | 11 | 0 | 0% | 5135 | 0 | 0 | 0% | 4870 | 0 | 0% | 5626 | 0
2020 | 1 | 2 | 2020-01-02 | 12 | 2020-01-02 | 12 | 0 | 0% | 5135 | 0 | 0 | 0% | 4870 | 0 | 0% | 5626 | 0
2020 | 1 | 2 | 2020-01-02 | 13 | 2020-01-02 | 13 | 0 | 0% | 5135 | 0 | 0 | 0% | 4870 | 0 | 0% | 5626 | 0
2020 | 1 | 2 | 2020-01-02 | 14 | 2020-01-02 | 14 | 0 | 0% | 5135 | 0 | 0 | 0% | 4870 | 0 | 0% | 5626 | 0
2020 | 1 | 2 | 2020-01-02 | 15 | 2020-01-02 | 15 | 0 | 0% | 5135 | 0 | 0 | 0% | 4870 | 0 | 0% | 5626 | 0
2020 | 1 | 2 | 2020-01-02 | 16 | 2020-01-02 | 16 | 86.0709 | 0.0001041% | 4305 | 0 | 189.3285 | 0.0003273% | 3603 | 0 | 0.0002157% | 4244 | 0
2020 | 1 | 2 | 2020-01-02 | 17 | 2020-01-02 | 17 | 2724.2391 | 0.003293% | 2820 | 0 | 1064.4186 | 0.00184% | 2604 | 0 | 0.002567% | 2807 | 0
2020 | 1 | 2 | 2020-01-02 | 18 | 2020-01-02 | 18 | 27303.8015 | 0.03301% | 1183 | 0 | 22673.0918 | 0.0392% | 974 | 0 | 0.0361% | 1060 | 0
2020 | 1 | 2 | 2020-01-02 | 19 | 2020-01-02 | 19 | 60186.0739 | 0.07276% | 310 | 0 | 53127.017 | 0.09184% | 254 | 0 | 0.0823% | 278 | 0
2020 | 1 | 2 | 2020-01-02 | 20 | 2020-01-02 | 20 | 64290.0453 | 0.07772% | 266 | 0 | 57169.517 | 0.09883% | 195 | 0 | 0.08828% | 220 | 0
2020 | 1 | 2 | 2020-01-02 | 21 | 2020-01-02 | 21 | 51712.7804 | 0.06252% | 446 | 0 | 46251.6361 | 0.07996% | 356 | 0 | 0.07124% | 384 | 0
2020 | 1 | 2 | 2020-01-02 | 22 | 2020-01-02 | 22 | 41615.5009 | 0.05031% | 703 | 0 | 36278.9457 | 0.06272% | 557 | 0 | 0.05651% | 598 | 0
2020 | 1 | 2 | 2020-01-02 | 23 | 2020-01-02 | 23 | 26196.1387 | 0.03167% | 1224 | 0 | 22258.2302 | 0.03848% | 988 | 0 | 0.03507% | 1085 | 0
2020 | 1 | 2 | 2020-01-02 | 24 | 2020-01-02 | 24 | 3981.6112 | 0.004814% | 2609 | 0 | 1964.3262 | 0.003396% | 2317 | 0 | 0.004105% | 2521 | 0
2020 | 1 | 3 | 2020-01-03 | 1 | 2020-01-03 | 1 | 1.0557 | 1.276e-06% | 5101 | 0 | 52.4906 | 9.074e-05% | 4252 | 0 | 4.601e-05% | 5001 | 0
2020 | 1 | 3 | 2020-01-03 | 2 | 2020-01-03 | 2 | 0 | 0% | 5135 | 0 | 0 | 0% | 4870 | 0 | 0% | 5626 | 0
2020 | 1 | 3 | 2020-01-03 | 3 | 2020-01-03 | 3 | 0 | 0% | 5135 | 0 | 0 | 0% | 4870 | 0 | 0% | 5626 | 0
2020 | 1 | 3 | 2020-01-03 | 4 | 2020-01-03 | 4 | 0 | 0% | 5135 | 0 | 0 | 0% | 4870 | 0 | 0% | 5626 | 0
2020 | 1 | 3 | 2020-01-03 | 5 | 2020-01-03 | 5 | 0 | 0% | 5135 | 0 | 0 | 0% | 4870 | 0 | 0% | 5626 | 0
2020 | 1 | 3 | 2020-01-03 | 6 | 2020-01-03 | 6 | 0 | 0% | 5135 | 0 | 0 | 0% | 4870 | 0 | 0% | 5626 | 0
2020 | 1 | 3 | 2020-01-03 | 7 | 2020-01-03 | 7 | 0 | 0% | 5135 | 0 | 0 | 0% | 4870 | 0 | 0% | 5626 | 0
2020 | 1 | 3 | 2020-01-03 | 8 | 2020-01-03 | 8 | 324.092 | 0.0003918% | 3857 | 0 | 480.2231 | 0.0008302% | 3028 | 0 | 0.000611% | 3654 | 0
2020 | 1 | 3 | 2020-01-03 | 9 | 2020-01-03 | 9 | 497.6385 | 0.0006016% | 3665 | 0 | 482.7909 | 0.0008346% | 3022 | 0 | 0.0007181% | 3554 | 0
2020 | 1 | 3 | 2020-01-03 | 10 | 2020-01-03 | 10 | 3.2063 | 3.876e-06% | 5034 | 0 | 0 | 0% | 4870 | 0 | 1.938e-06% | 5592 | 0
2020 | 1 | 3 | 2020-01-03 | 11 | 2020-01-03 | 11 | 0 | 0% | 5135 | 0 | 0 | 0% | 4870 | 0 | 0% | 5626 | 0
2020 | 1 | 3 | 2020-01-03 | 12 | 2020-01-03 | 12 | 0 | 0% | 5135 | 0 | 0 | 0% | 4870 | 0 | 0% | 5626 | 0
2020 | 1 | 3 | 2020-01-03 | 13 | 2020-01-03 | 13 | 0 | 0% | 5135 | 0 | 0 | 0% | 4870 | 0 | 0% | 5626 | 0
2020 | 1 | 3 | 2020-01-03 | 14 | 2020-01-03 | 14 | 0 | 0% | 5135 | 0 | 0 | 0% | 4870 | 0 | 0% | 5626 | 0
2020 | 1 | 3 | 2020-01-03 | 15 | 2020-01-03 | 15 | 0 | 0% | 5135 | 0 | 0 | 0% | 4870 | 0 | 0% | 5626 | 0
2020 | 1 | 3 | 2020-01-03 | 16 | 2020-01-03 | 16 | 10.2245 | 1.236e-05% | 4840 | 0 | 48.1198 | 8.319e-05% | 4295 | 0 | 4.777e-05% | 4989 | 0
2020 | 1 | 3 | 2020-01-03 | 17 | 2020-01-03 | 17 | 286.2855 | 0.0003461% | 3903 | 0 | 203.0124 | 0.000351% | 3553 | 0 | 0.0003485% | 3988 | 0
2020 | 1 | 3 | 2020-01-03 | 18 | 2020-01-03 | 18 | 10001.3197 | 0.01209% | 2025 | 0 | 9404.7776 | 0.01626% | 1578 | 0 | 0.01417% | 1812 | 0
2020 | 1 | 3 | 2020-01-03 | 19 | 2020-01-03 | 19 | 37612.2001 | 0.04547% | 820 | 0 | 36835.6181 | 0.06368% | 544 | 0 | 0.05458% | 644 | 0
2020 | 1 | 3 | 2020-01-03 | 20 | 2020-01-03 | 20 | 44252.1669 | 0.0535% | 626 | 0 | 43597.1999 | 0.07537% | 397 | 0 | 0.06443% | 472 | 0
2020 | 1 | 3 | 2020-01-03 | 21 | 2020-01-03 | 21 | 35011.1159 | 0.04233% | 917 | 0 | 34427.3693 | 0.05952% | 607 | 0 | 0.05092% | 713 | 0
2020 | 1 | 3 | 2020-01-03 | 22 | 2020-01-03 | 22 | 24288.0286 | 0.02936% | 1305 | 0 | 21957.1917 | 0.03796% | 1001 | 0 | 0.03366% | 1132 | 0
2020 | 1 | 3 | 2020-01-03 | 23 | 2020-01-03 | 23 | 10092.6259 | 0.0122% | 2022 | 0 | 7569.7202 | 0.01309% | 1695 | 0 | 0.01264% | 1875 | 0
2020 | 1 | 3 | 2020-01-03 | 24 | 2020-01-03 | 24 | 361.1718 | 0.0004366% | 3811 | 0 | 233.366 | 0.0004034% | 3474 | 0 | 0.00042% | 3858 | 0
2020 | 1 | 4 | 2020-01-04 | 1 | 2020-01-04 | 1 | 2.5678 | 3.104e-06% | 5049 | 0 | 35.9646 | 6.217e-05% | 4410 | 0 | 3.264e-05% | 5139 | 0
2020 | 1 | 4 | 2020-01-04 | 2 | 2020-01-04 | 2 | 0 | 0% | 5135 | 0 | 0 | 0% | 4870 | 0 | 0% | 5626 | 0
2020 | 1 | 4 | 2020-01-04 | 3 | 2020-01-04 | 3 | 0 | 0% | 5135 | 0 | 0 | 0% | 4870 | 0 | 0% | 5626 | 0
2020 | 1 | 4 | 2020-01-04 | 4 | 2020-01-04 | 4 | 0 | 0% | 5135 | 0 | 0 | 0% | 4870 | 0 | 0% | 5626 | 0
2020 | 1 | 4 | 2020-01-04 | 5 | 2020-01-04 | 5 | 0 | 0% | 5135 | 0 | 0 | 0% | 4870 | 0 | 0% | 5626 | 0
2020 | 1 | 4 | 2020-01-04 | 6 | 2020-01-04 | 6 | 0 | 0% | 5135 | 0 | 0 | 0% | 4870 | 0 | 0% | 5626 | 0
2020 | 1 | 4 | 2020-01-04 | 7 | 2020-01-04 | 7 | 0 | 0% | 5135 | 0 | 0 | 0% | 4870 | 0 | 0% | 5626 | 0
2020 | 1 | 4 | 2020-01-04 | 8 | 2020-01-04 | 8 | 10.0468 | 1.215e-05% | 4843 | 0 | 68.7343 | 0.0001188% | 4121 | 0 | 6.549e-05% | 4849 | 0
2020 | 1 | 4 | 2020-01-04 | 9 | 2020-01-04 | 9 | 0 | 0% | 5135 | 0 | 1287.8473 | 0.002226% | 2520 | 0 | 0.001113% | 3296 | 0
2020 | 1 | 4 | 2020-01-04 | 10 | 2020-01-04 | 10 | 0 | 0% | 5135 | 0 | 0 | 0% | 4870 | 0 | 0% | 5626 | 0
2020 | 1 | 4 | 2020-01-04 | 11 | 2020-01-04 | 11 | 0 | 0% | 5135 | 0 | 0 | 0% | 4870 | 0 | 0% | 5626 | 0
2020 | 1 | 4 | 2020-01-04 | 12 | 2020-01-04 | 12 | 0 | 0% | 5135 | 0 | 0 | 0% | 4870 | 0 | 0% | 5626 | 0
2020 | 1 | 4 | 2020-01-04 | 13 | 2020-01-04 | 13 | 0 | 0% | 5135 | 0 | 0 | 0% | 4870 | 0 | 0% | 5626 | 0
2020 | 1 | 4 | 2020-01-04 | 14 | 2020-01-04 | 14 | 0 | 0% | 5135 | 0 | 0 | 0% | 4870 | 0 | 0% | 5626 | 0
2020 | 1 | 4 | 2020-01-04 | 15 | 2020-01-04 | 15 | 0 | 0% | 5135 | 0 | 0 | 0% | 4870 | 0 | 0% | 5626 | 0
2020 | 1 | 4 | 2020-01-04 | 16 | 2020-01-04 | 16 | 0 | 0% | 5135 | 0 | 1163.496 | 0.002011% | 2564 | 0 | 0.001006% | 3346 | 0
2020 | 1 | 4 | 2020-01-04 | 17 | 2020-01-04 | 17 | 0 | 0% | 5135 | 0 | 0 | 0% | 4870 | 0 | 0% | 5626 | 0
2020 | 1 | 4 | 2020-01-04 | 18 | 2020-01-04 | 18 | 31.4596 | 3.803e-05% | 4592 | 0 | 0 | 0% | 4870 | 0 | 1.902e-05% | 5293 | 0
2020 | 1 | 4 | 2020-01-04 | 19 | 2020-01-04 | 19 | 16596.3204 | 0.02006% | 1668 | 0 | 7723.8927 | 0.01335% | 1678 | 0 | 0.01671% | 1680 | 0
2020 | 1 | 4 | 2020-01-04 | 20 | 2020-01-04 | 20 | 27243.8034 | 0.03294% | 1187 | 0 | 14009.1513 | 0.02422% | 1323 | 0 | 0.02858% | 1266 | 0
2020 | 1 | 4 | 2020-01-04 | 21 | 2020-01-04 | 21 | 17067.7375 | 0.02063% | 1640 | 0 | 7574.505 | 0.01309% | 1693 | 0 | 0.01686% | 1675 | 0
2020 | 1 | 4 | 2020-01-04 | 22 | 2020-01-04 | 22 | 10987.3916 | 0.01328% | 1966 | 0 | 4161.569 | 0.007194% | 1964 | 0 | 0.01024% | 1990 | 0
2020 | 1 | 4 | 2020-01-04 | 23 | 2020-01-04 | 23 | 1772.1943 | 0.002142% | 3036 | 0 | 318.1297 | 0.00055% | 3275 | 0 | 0.001346% | 3186 | 0
2020 | 1 | 4 | 2020-01-04 | 24 | 2020-01-04 | 24 | 0 | 0% | 5135 | 0 | 0 | 0% | 4870 | 0 | 0% | 5626 | 0
2020 | 1 | 5 | 2020-01-05 | 1 | 2020-01-05 | 1 | 0 | 0% | 5135 | 0 | 68.763 | 0.0001189% | 4120 | 0 | 5.944e-05% | 4894 | 0
2020 | 1 | 5 | 2020-01-05 | 2 | 2020-01-05 | 2 | 0 | 0% | 5135 | 0 | 0 | 0% | 4870 | 0 | 0% | 5626 | 0
2020 | 1 | 5 | 2020-01-05 | 3 | 2020-01-05 | 3 | 0 | 0% | 5135 | 0 | 0 | 0% | 4870 | 0 | 0% | 5626 | 0
2020 | 1 | 5 | 2020-01-05 | 4 | 2020-01-05 | 4 | 0 | 0% | 5135 | 0 | 0 | 0% | 4870 | 0 | 0% | 5626 | 0
2020 | 1 | 5 | 2020-01-05 | 5 | 2020-01-05 | 5 | 0 | 0% | 5135 | 0 | 0 | 0% | 4870 | 0 | 0% | 5626 | 0
2020 | 1 | 5 | 2020-01-05 | 6 | 2020-01-05 | 6 | 0 | 0% | 5135 | 0 | 0 | 0% | 4870 | 0 | 0% | 5626 | 0
2020 | 1 | 5 | 2020-01-05 | 7 | 2020-01-05 | 7 | 0 | 0% | 5135 | 0 | 0 | 0% | 4870 | 0 | 0% | 5626 | 0
2020 | 1 | 5 | 2020-01-05 | 8 | 2020-01-05 | 8 | 43.7356 | 5.287e-05% | 4493 | 0 | 50.6057 | 8.748e-05% | 4275 | 0 | 7.018e-05% | 4819 | 0
2020 | 1 | 5 | 2020-01-05 | 9 | 2020-01-05 | 9 | 96.8855 | 0.0001171% | 4269 | 0 | 753.7922 | 0.001303% | 2789 | 0 | 0.0007101% | 3560 | 0
2020 | 1 | 5 | 2020-01-05 | 10 | 2020-01-05 | 10 | 0 | 0% | 5135 | 0 | 0 | 0% | 4870 | 0 | 0% | 5626 | 0
2020 | 1 | 5 | 2020-01-05 | 11 | 2020-01-05 | 11 | 0 | 0% | 5135 | 0 | 0 | 0% | 4870 | 0 | 0% | 5626 | 0
2020 | 1 | 5 | 2020-01-05 | 12 | 2020-01-05 | 12 | 0 | 0% | 5135 | 0 | 0 | 0% | 4870 | 0 | 0% | 5626 | 0
2020 | 1 | 5 | 2020-01-05 | 13 | 2020-01-05 | 13 | 0 | 0% | 5135 | 0 | 0 | 0% | 4870 | 0 | 0% | 5626 | 0
2020 | 1 | 5 | 2020-01-05 | 14 | 2020-01-05 | 14 | 0 | 0% | 5135 | 0 | 0 | 0% | 4870 | 0 | 0% | 5626 | 0
2020 | 1 | 5 | 2020-01-05 | 15 | 2020-01-05 | 15 | 0 | 0% | 5135 | 0 | 0 | 0% | 4870 | 0 | 0% | 5626 | 0
2020 | 1 | 5 | 2020-01-05 | 16 | 2020-01-05 | 16 | 0 | 0% | 5135 | 0 | 715.9454 | 0.001238% | 2813 | 0 | 0.0006188% | 3645 | 0
2020 | 1 | 5 | 2020-01-05 | 17 | 2020-01-05 | 17 | 85.1661 | 0.000103% | 4308 | 0 | 6.4761 | 1.12e-05% | 4776 | 0 | 5.708e-05% | 4915 | 0
2020 | 1 | 5 | 2020-01-05 | 18 | 2020-01-05 | 18 | 5719.2996 | 0.006914% | 2395 | 0 | 2272.9369 | 0.003929% | 2246 | 0 | 0.005422% | 2364 | 0
2020 | 1 | 5 | 2020-01-05 | 19 | 2020-01-05 | 19 | 33874.0513 | 0.04095% | 955 | 0 | 20193.639 | 0.03491% | 1071 | 0 | 0.03793% | 1014 | 0
2020 | 1 | 5 | 2020-01-05 | 20 | 2020-01-05 | 20 | 41143.3715 | 0.04974% | 713 | 0 | 28292.1385 | 0.04891% | 790 | 0 | 0.04933% | 754 | 0
2020 | 1 | 5 | 2020-01-05 | 21 | 2020-01-05 | 21 | 30279.2053 | 0.03661% | 1071 | 0 | 17431.1291 | 0.03013% | 1182 | 0 | 0.03337% | 1141 | 0
2020 | 1 | 5 | 2020-01-05 | 22 | 2020-01-05 | 22 | 23790.0207 | 0.02876% | 1337 | 0 | 10899.7637 | 0.01884% | 1492 | 0 | 0.0238% | 1432 | 0
2020 | 1 | 5 | 2020-01-05 | 23 | 2020-01-05 | 23 | 8561.2603 | 0.01035% | 2145 | 0 | 3285.2874 | 0.005679% | 2071 | 0 | 0.008015% | 2116 | 0
2020 | 1 | 5 | 2020-01-05 | 24 | 2020-01-05 | 24 | 337.5163 | 0.000408% | 3837 | 0 | 149.2172 | 0.000258% | 3732 | 0 | 0.000333% | 4013 | 0
2020 | 1 | 6 | 2020-01-06 | 1 | 2020-01-06 | 1 | 83.6154 | 0.0001011% | 4313 | 0 | 186.127 | 0.0003218% | 3609 | 0 | 0.0002114% | 4254 | 0
2020 | 1 | 6 | 2020-01-06 | 2 | 2020-01-06 | 2 | 0 | 0% | 5135 | 0 | 0 | 0% | 4870 | 0 | 0% | 5626 | 0
2020 | 1 | 6 | 2020-01-06 | 3 | 2020-01-06 | 3 | 0 | 0% | 5135 | 0 | 0 | 0% | 4870 | 0 | 0% | 5626 | 0
2020 | 1 | 6 | 2020-01-06 | 4 | 2020-01-06 | 4 | 0 | 0% | 5135 | 0 | 6.9368 | 1.199e-05% | 4765 | 0 | 5.996e-06% | 5509 | 0
2020 | 1 | 6 | 2020-01-06 | 5 | 2020-01-06 | 5 | 0 | 0% | 5135 | 0 | 0 | 0% | 4870 | 0 | 0% | 5626 | 0
2020 | 1 | 6 | 2020-01-06 | 6 | 2020-01-06 | 6 | 0 | 0% | 5135 | 0 | 0 | 0% | 4870 | 0 | 0% | 5626 | 0
2020 | 1 | 6 | 2020-01-06 | 7 | 2020-01-06 | 7 | 0 | 0% | 5135 | 0 | 0 | 0% | 4870 | 0 | 0% | 5626 | 0
2020 | 1 | 6 | 2020-01-06 | 8 | 2020-01-06 | 8 | 2641.7584 | 0.003194% | 2835 | 0 | 1003.7771 | 0.001735% | 2645 | 0 | 0.002465% | 2829 | 0
2020 | 1 | 6 | 2020-01-06 | 9 | 2020-01-06 | 9 | 5953.384 | 0.007197% | 2374 | 0 | 1047.7065 | 0.001811% | 2617 | 0 | 0.004504% | 2465 | 0
2020 | 1 | 6 | 2020-01-06 | 10 | 2020-01-06 | 10 | 317.7242 | 0.0003841% | 3862 | 0 | 27.9766 | 4.836e-05% | 4500 | 0 | 0.0002162% | 4243 | 0
2020 | 1 | 6 | 2020-01-06 | 11 | 2020-01-06 | 11 | 0 | 0% | 5135 | 0 | 0 | 0% | 4870 | 0 | 0% | 5626 | 0
2020 | 1 | 6 | 2020-01-06 | 12 | 2020-01-06 | 12 | 0 | 0% | 5135 | 0 | 0 | 0% | 4870 | 0 | 0% | 5626 | 0
2020 | 1 | 6 | 2020-01-06 | 13 | 2020-01-06 | 13 | 0 | 0% | 5135 | 0 | 0 | 0% | 4870 | 0 | 0% | 5626 | 0
2020 | 1 | 6 | 2020-01-06 | 14 | 2020-01-06 | 14 | 0 | 0% | 5135 | 0 | 0 | 0% | 4870 | 0 | 0% | 5626 | 0
2020 | 1 | 6 | 2020-01-06 | 15 | 2020-01-06 | 15 | 0 | 0% | 5135 | 0 | 0 | 0% | 4870 | 0 | 0% | 5626 | 0
2020 | 1 | 6 | 2020-01-06 | 16 | 2020-01-06 | 16 | 2.7903 | 3.373e-06% | 5044 | 0 | 262.8897 | 0.0004545% | 3394 | 0 | 0.0002289% | 4211 | 0
2020 | 1 | 6 | 2020-01-06 | 17 | 2020-01-06 | 17 | 1831.244 | 0.002214% | 3020 | 0 | 913.4884 | 0.001579% | 2698 | 0 | 0.001897% | 2974 | 0
2020 | 1 | 6 | 2020-01-06 | 18 | 2020-01-06 | 18 | 21421.9225 | 0.0259% | 1445 | 0 | 20728.4521 | 0.03583% | 1051 | 0 | 0.03087% | 1203 | 0
2020 | 1 | 6 | 2020-01-06 | 19 | 2020-01-06 | 19 | 55790.4862 | 0.06745% | 387 | 0 | 55093.1959 | 0.09524% | 229 | 0 | 0.08135% | 281 | 0
2020 | 1 | 6 | 2020-01-06 | 20 | 2020-01-06 | 20 | 61626.4986 | 0.0745% | 297 | 0 | 61467.0412 | 0.1063% | 156 | 0 | 0.09038% | 200 | 0
2020 | 1 | 6 | 2020-01-06 | 21 | 2020-01-06 | 21 | 49892.0412 | 0.06032% | 488 | 0 | 49972.0412 | 0.08639% | 294 | 0 | 0.07335% | 359 | 0
2020 | 1 | 6 | 2020-01-06 | 22 | 2020-01-06 | 22 | 38830.6868 | 0.04694% | 774 | 0 | 38245.4948 | 0.06612% | 507 | 0 | 0.05653% | 596 | 0
2020 | 1 | 6 | 2020-01-06 | 23 | 2020-01-06 | 23 | 22980.0987 | 0.02778% | 1374 | 0 | 22401.3371 | 0.03873% | 982 | 0 | 0.03325% | 1143 | 0
2020 | 1 | 6 | 2020-01-06 | 24 | 2020-01-06 | 24 | 3029.3151 | 0.003662% | 2768 | 0 | 2636.1648 | 0.004557% | 2178 | 0 | 0.00411% | 2519 | 0
2020 | 1 | 7 | 2020-01-07 | 1 | 2020-01-07 | 1 | 126.5973 | 0.0001531% | 4192 | 0 | 165.7783 | 0.0002866% | 3680 | 0 | 0.0002198% | 4235 | 0
2020 | 1 | 7 | 2020-01-07 | 2 | 2020-01-07 | 2 | 0 | 0% | 5135 | 0 | 0 | 0% | 4870 | 0 | 0% | 5626 | 0
2020 | 1 | 7 | 2020-01-07 | 3 | 2020-01-07 | 3 | 0 | 0% | 5135 | 0 | 0 | 0% | 4870 | 0 | 0% | 5626 | 0
2020 | 1 | 7 | 2020-01-07 | 4 | 2020-01-07 | 4 | 0 | 0% | 5135 | 0 | 0 | 0% | 4870 | 0 | 0% | 5626 | 0
2020 | 1 | 7 | 2020-01-07 | 5 | 2020-01-07 | 5 | 0 | 0% | 5135 | 0 | 0 | 0% | 4870 | 0 | 0% | 5626 | 0
2020 | 1 | 7 | 2020-01-07 | 6 | 2020-01-07 | 6 | 0 | 0% | 5135 | 0 | 0 | 0% | 4870 | 0 | 0% | 5626 | 0
2020 | 1 | 7 | 2020-01-07 | 7 | 2020-01-07 | 7 | 26.2605 | 3.175e-05% | 4635 | 0 | 16.6326 | 2.875e-05% | 4634 | 0 | 3.025e-05% | 5159 | 0
2020 | 1 | 7 | 2020-01-07 | 8 | 2020-01-07 | 8 | 3972.6283 | 0.004803% | 2612 | 0 | 1800.7822 | 0.003113% | 2358 | 0 | 0.003958% | 2538 | 0
2020 | 1 | 7 | 2020-01-07 | 9 | 2020-01-07 | 9 | 6538.5794 | 0.007905% | 2321 | 0 | 1379.421 | 0.002385% | 2489 | 0 | 0.005145% | 2390 | 0
2020 | 1 | 7 | 2020-01-07 | 10 | 2020-01-07 | 10 | 498.2553 | 0.0006024% | 3664 | 0 | 0 | 0% | 4870 | 0 | 0.0003012% | 4064 | 0
2020 | 1 | 7 | 2020-01-07 | 11 | 2020-01-07 | 11 | 0 | 0% | 5135 | 0 | 0 | 0% | 4870 | 0 | 0% | 5626 | 0
2020 | 1 | 7 | 2020-01-07 | 12 | 2020-01-07 | 12 | 0 | 0% | 5135 | 0 | 0 | 0% | 4870 | 0 | 0% | 5626 | 0
2020 | 1 | 7 | 2020-01-07 | 13 | 2020-01-07 | 13 | 0 | 0% | 5135 | 0 | 0 | 0% | 4870 | 0 | 0% | 5626 | 0
2020 | 1 | 7 | 2020-01-07 | 14 | 2020-01-07 | 14 | 0 | 0% | 5135 | 0 | 0 | 0% | 4870 | 0 | 0% | 5626 | 0
2020 | 1 | 7 | 2020-01-07 | 15 | 2020-01-07 | 15 | 0 | 0% | 5135 | 0 | 0 | 0% | 4870 | 0 | 0% | 5626 | 0
2020 | 1 | 7 | 2020-01-07 | 16 | 2020-01-07 | 16 | 24.8883 | 3.009e-05% | 4646 | 0 | 153.4532 | 0.0002653% | 3720 | 0 | 0.0001477% | 4443 | 0
2020 | 1 | 7 | 2020-01-07 | 17 | 2020-01-07 | 17 | 611.9415 | 0.0007398% | 3575 | 0 | 306.3703 | 0.0005296% | 3302 | 0 | 0.0006347% | 3624 | 0
2020 | 1 | 7 | 2020-01-07 | 18 | 2020-01-07 | 18 | 13336.0292 | 0.01612% | 1835 | 0 | 12949.9572 | 0.02239% | 1379 | 0 | 0.01925% | 1600 | 0
2020 | 1 | 7 | 2020-01-07 | 19 | 2020-01-07 | 19 | 48876.8783 | 0.05909% | 512 | 0 | 48512.0412 | 0.08387% | 318 | 0 | 0.07148% | 380 | 0
2020 | 1 | 7 | 2020-01-07 | 20 | 2020-01-07 | 20 | 56454.5412 | 0.06825% | 377 | 0 | 56312.0412 | 0.09735% | 213 | 0 | 0.0828% | 272 | 0
2020 | 1 | 7 | 2020-01-07 | 21 | 2020-01-07 | 21 | 46072.0412 | 0.0557% | 577 | 0 | 46017.6077 | 0.07955% | 360 | 0 | 0.06763% | 419 | 0
2020 | 1 | 7 | 2020-01-07 | 22 | 2020-01-07 | 22 | 34867.9852 | 0.04215% | 925 | 0 | 34642.9852 | 0.05989% | 603 | 0 | 0.05102% | 707 | 0
2020 | 1 | 7 | 2020-01-07 | 23 | 2020-01-07 | 23 | 20275.6702 | 0.02451% | 1496 | 0 | 19780.7716 | 0.0342% | 1085 | 0 | 0.02935% | 1242 | 0
2020 | 1 | 7 | 2020-01-07 | 24 | 2020-01-07 | 24 | 1860.6876 | 0.002249% | 3016 | 0 | 1489.4708 | 0.002575% | 2448 | 0 | 0.002412% | 2837 | 0
2020 | 1 | 8 | 2020-01-08 | 1 | 2020-01-08 | 1 | 41.1131 | 4.97e-05% | 4515 | 0 | 96.571 | 0.0001669% | 3957 | 0 | 0.0001083% | 4616 | 0
2020 | 1 | 8 | 2020-01-08 | 2 | 2020-01-08 | 2 | 0 | 0% | 5135 | 0 | 0 | 0% | 4870 | 0 | 0% | 5626 | 0
2020 | 1 | 8 | 2020-01-08 | 3 | 2020-01-08 | 3 | 0 | 0% | 5135 | 0 | 0 | 0% | 4870 | 0 | 0% | 5626 | 0
2020 | 1 | 8 | 2020-01-08 | 4 | 2020-01-08 | 4 | 0 | 0% | 5135 | 0 | 0 | 0% | 4870 | 0 | 0% | 5626 | 0
2020 | 1 | 8 | 2020-01-08 | 5 | 2020-01-08 | 5 | 0 | 0% | 5135 | 0 | 0 | 0% | 4870 | 0 | 0% | 5626 | 0
2020 | 1 | 8 | 2020-01-08 | 6 | 2020-01-08 | 6 | 0 | 0% | 5135 | 0 | 0 | 0% | 4870 | 0 | 0% | 5626 | 0
2020 | 1 | 8 | 2020-01-08 | 7 | 2020-01-08 | 7 | 0 | 0% | 5135 | 0 | 0 | 0% | 4870 | 0 | 0% | 5626 | 0
2020 | 1 | 8 | 2020-01-08 | 8 | 2020-01-08 | 8 | 2655.528 | 0.00321% | 2833 | 0 | 633.8186 | 0.001096% | 2874 | 0 | 0.002153% | 2918 | 0
2020 | 1 | 8 | 2020-01-08 | 9 | 2020-01-08 | 9 | 4383.3027 | 0.005299% | 2550 | 0 | 720.8851 | 0.001246% | 2806 | 0 | 0.003273% | 2645 | 0
2020 | 1 | 8 | 2020-01-08 | 10 | 2020-01-08 | 10 | 87.8263 | 0.0001062% | 4301 | 0 | 0 | 0% | 4870 | 0 | 5.309e-05% | 4947 | 0
2020 | 1 | 8 | 2020-01-08 | 11 | 2020-01-08 | 11 | 0 | 0% | 5135 | 0 | 0 | 0% | 4870 | 0 | 0% | 5626 | 0
2020 | 1 | 8 | 2020-01-08 | 12 | 2020-01-08 | 12 | 0 | 0% | 5135 | 0 | 0 | 0% | 4870 | 0 | 0% | 5626 | 0
2020 | 1 | 8 | 2020-01-08 | 13 | 2020-01-08 | 13 | 0 | 0% | 5135 | 0 | 0 | 0% | 4870 | 0 | 0% | 5626 | 0
2020 | 1 | 8 | 2020-01-08 | 14 | 2020-01-08 | 14 | 0 | 0% | 5135 | 0 | 0 | 0% | 4870 | 0 | 0% | 5626 | 0
2020 | 1 | 8 | 2020-01-08 | 15 | 2020-01-08 | 15 | 0 | 0% | 5135 | 0 | 0 | 0% | 4870 | 0 | 0% | 5626 | 0
2020 | 1 | 8 | 2020-01-08 | 16 | 2020-01-08 | 16 | 19.5293 | 2.361e-05% | 4697 | 0 | 268.1101 | 0.0004635% | 3384 | 0 | 0.0002436% | 4172 | 0
2020 | 1 | 8 | 2020-01-08 | 17 | 2020-01-08 | 17 | 278.4112 | 0.0003366% | 3912 | 0 | 45.0156 | 7.782e-05% | 4326 | 0 | 0.0002072% | 4267 | 0
2020 | 1 | 8 | 2020-01-08 | 18 | 2020-01-08 | 18 | 9379.4262 | 0.01134% | 2082 | 0 | 8635.3305 | 0.01493% | 1627 | 0 | 0.01313% | 1858 | 0
2020 | 1 | 8 | 2020-01-08 | 19 | 2020-01-08 | 19 | 44922.7159 | 0.05431% | 609 | 0 | 41821.9297 | 0.0723% | 432 | 0 | 0.0633% | 481 | 0
2020 | 1 | 8 | 2020-01-08 | 20 | 2020-01-08 | 20 | 51501.2087 | 0.06226% | 450 | 0 | 46835.7902 | 0.08097% | 342 | 0 | 0.07161% | 377 | 0
2020 | 1 | 8 | 2020-01-08 | 21 | 2020-01-08 | 21 | 40419.8756 | 0.04887% | 730 | 0 | 35472.9923 | 0.06132% | 579 | 0 | 0.05509% | 629 | 0
2020 | 1 | 8 | 2020-01-08 | 22 | 2020-01-08 | 22 | 30571.3691 | 0.03696% | 1062 | 0 | 24492.7703 | 0.04234% | 905 | 0 | 0.03965% | 972 | 0
2020 | 1 | 8 | 2020-01-08 | 23 | 2020-01-08 | 23 | 18009.3356 | 0.02177% | 1596 | 0 | 12532.3746 | 0.02167% | 1404 | 0 | 0.02172% | 1516 | 0
2020 | 1 | 8 | 2020-01-08 | 24 | 2020-01-08 | 24 | 2045.5855 | 0.002473% | 2970 | 0 | 835.0015 | 0.001444% | 2740 | 0 | 0.001958% | 2962 | 0
2020 | 1 | 9 | 2020-01-09 | 1 | 2020-01-09 | 1 | 11.3399 | 1.371e-05% | 4821 | 0 | 47.4365 | 8.201e-05% | 4304 | 0 | 4.786e-05% | 4988 | 0
2020 | 1 | 9 | 2020-01-09 | 2 | 2020-01-09 | 2 | 0 | 0% | 5135 | 0 | 0 | 0% | 4870 | 0 | 0% | 5626 | 0
2020 | 1 | 9 | 2020-01-09 | 3 | 2020-01-09 | 3 | 0 | 0% | 5135 | 0 | 0 | 0% | 4870 | 0 | 0% | 5626 | 0
2020 | 1 | 9 | 2020-01-09 | 4 | 2020-01-09 | 4 | 0 | 0% | 5135 | 0 | 0 | 0% | 4870 | 0 | 0% | 5626 | 0
2020 | 1 | 9 | 2020-01-09 | 5 | 2020-01-09 | 5 | 0 | 0% | 5135 | 0 | 0 | 0% | 4870 | 0 | 0% | 5626 | 0
2020 | 1 | 9 | 2020-01-09 | 6 | 2020-01-09 | 6 | 0 | 0% | 5135 | 0 | 0 | 0% | 4870 | 0 | 0% | 5626 | 0
2020 | 1 | 9 | 2020-01-09 | 7 | 2020-01-09 | 7 | 0 | 0% | 5135 | 0 | 0 | 0% | 4870 | 0 | 0% | 5626 | 0
2020 | 1 | 9 | 2020-01-09 | 8 | 2020-01-09 | 8 | 1462.3431 | 0.001768% | 3147 | 0 | 317.9387 | 0.0005496% | 3276 | 0 | 0.001159% | 3271 | 0
2020 | 1 | 9 | 2020-01-09 | 9 | 2020-01-09 | 9 | 2886.6596 | 0.00349% | 2795 | 0 | 281.4663 | 0.0004866% | 3359 | 0 | 0.001988% | 2948 | 0
2020 | 1 | 9 | 2020-01-09 | 10 | 2020-01-09 | 10 | 144.3853 | 0.0001746% | 4145 | 0 | 0 | 0% | 4870 | 0 | 8.728e-05% | 4714 | 0
2020 | 1 | 9 | 2020-01-09 | 11 | 2020-01-09 | 11 | 0 | 0% | 5135 | 0 | 0 | 0% | 4870 | 0 | 0% | 5626 | 0
2020 | 1 | 9 | 2020-01-09 | 12 | 2020-01-09 | 12 | 0 | 0% | 5135 | 0 | 0 | 0% | 4870 | 0 | 0% | 5626 | 0
2020 | 1 | 9 | 2020-01-09 | 13 | 2020-01-09 | 13 | 0 | 0% | 5135 | 0 | 0 | 0% | 4870 | 0 | 0% | 5626 | 0
2020 | 1 | 9 | 2020-01-09 | 14 | 2020-01-09 | 14 | 0 | 0% | 5135 | 0 | 0 | 0% | 4870 | 0 | 0% | 5626 | 0
2020 | 1 | 9 | 2020-01-09 | 15 | 2020-01-09 | 15 | 0 | 0% | 5135 | 0 | 0 | 0% | 4870 | 0 | 0% | 5626 | 0
2020 | 1 | 9 | 2020-01-09 | 16 | 2020-01-09 | 16 | 0 | 0% | 5135 | 0 | 302.7663 | 0.0005234% | 3310 | 0 | 0.0002617% | 4139 | 0
2020 | 1 | 9 | 2020-01-09 | 17 | 2020-01-09 | 17 | 197.3934 | 0.0002386% | 4035 | 0 | 0 | 0% | 4870 | 0 | 0.0001193% | 4571 | 0
2020 | 1 | 9 | 2020-01-09 | 18 | 2020-01-09 | 18 | 6920.4182 | 0.008366% | 2293 | 0 | 1855.0229 | 0.003207% | 2341 | 0 | 0.005787% | 2323 | 0
2020 | 1 | 9 | 2020-01-09 | 19 | 2020-01-09 | 19 | 43510.3624 | 0.0526% | 642 | 0 | 22921.912 | 0.03963% | 965 | 0 | 0.04611% | 811 | 0
2020 | 1 | 9 | 2020-01-09 | 20 | 2020-01-09 | 20 | 52827.5212 | 0.06387% | 421 | 0 | 31785.3484 | 0.05495% | 674 | 0 | 0.05941% | 544 | 0
2020 | 1 | 9 | 2020-01-09 | 21 | 2020-01-09 | 21 | 42019.7417 | 0.0508% | 687 | 0 | 23457.1556 | 0.04055% | 943 | 0 | 0.04568% | 819 | 0
2020 | 1 | 9 | 2020-01-09 | 22 | 2020-01-09 | 22 | 31134.4361 | 0.03764% | 1038 | 0 | 14459.6209 | 0.025% | 1301 | 0 | 0.03132% | 1187 | 0
2020 | 1 | 9 | 2020-01-09 | 23 | 2020-01-09 | 23 | 16282.9718 | 0.01969% | 1688 | 0 | 5767.5613 | 0.009971% | 1818 | 0 | 0.01483% | 1785 | 0
2020 | 1 | 9 | 2020-01-09 | 24 | 2020-01-09 | 24 | 1010.006 | 0.001221% | 3348 | 0 | 209.02 | 0.0003613% | 3531 | 0 | 0.0007912% | 3489 | 0
2020 | 1 | 10 | 2020-01-10 | 1 | 2020-01-10 | 1 | 3.2552 | 3.935e-06% | 5028 | 0 | 10.6924 | 1.848e-05% | 4706 | 0 | 1.121e-05% | 5415 | 0
2020 | 1 | 10 | 2020-01-10 | 2 | 2020-01-10 | 2 | 0 | 0% | 5135 | 0 | 0 | 0% | 4870 | 0 | 0% | 5626 | 0
2020 | 1 | 10 | 2020-01-10 | 3 | 2020-01-10 | 3 | 0 | 0% | 5135 | 0 | 0 | 0% | 4870 | 0 | 0% | 5626 | 0
2020 | 1 | 10 | 2020-01-10 | 4 | 2020-01-10 | 4 | 0 | 0% | 5135 | 0 | 0 | 0% | 4870 | 0 | 0% | 5626 | 0
2020 | 1 | 10 | 2020-01-10 | 5 | 2020-01-10 | 5 | 0 | 0% | 5135 | 0 | 0 | 0% | 4870 | 0 | 0% | 5626 | 0
2020 | 1 | 10 | 2020-01-10 | 6 | 2020-01-10 | 6 | 0 | 0% | 5135 | 0 | 0 | 0% | 4870 | 0 | 0% | 5626 | 0
2020 | 1 | 10 | 2020-01-10 | 7 | 2020-01-10 | 7 | 0 | 0% | 5135 | 0 | 0 | 0% | 4870 | 0 | 0% | 5626 | 0
2020 | 1 | 10 | 2020-01-10 | 8 | 2020-01-10 | 8 | 24.2957 | 2.937e-05% | 4654 | 0 | 40.4942 | 7e-05% | 4366 | 0 | 4.969e-05% | 4971 | 0
2020 | 1 | 10 | 2020-01-10 | 9 | 2020-01-10 | 9 | 42.8913 | 5.185e-05% | 4502 | 0 | 310.6126 | 0.000537% | 3293 | 0 | 0.0002944% | 4082 | 0
2020 | 1 | 10 | 2020-01-10 | 10 | 2020-01-10 | 10 | 0 | 0% | 5135 | 0 | 0 | 0% | 4870 | 0 | 0% | 5626 | 0
2020 | 1 | 10 | 2020-01-10 | 11 | 2020-01-10 | 11 | 0 | 0% | 5135 | 0 | 0 | 0% | 4870 | 0 | 0% | 5626 | 0
2020 | 1 | 10 | 2020-01-10 | 12 | 2020-01-10 | 12 | 0 | 0% | 5135 | 0 | 0 | 0% | 4870 | 0 | 0% | 5626 | 0
2020 | 1 | 10 | 2020-01-10 | 13 | 2020-01-10 | 13 | 0 | 0% | 5135 | 0 | 0 | 0% | 4870 | 0 | 0% | 5626 | 0
2020 | 1 | 10 | 2020-01-10 | 14 | 2020-01-10 | 14 | 0 | 0% | 5135 | 0 | 0 | 0% | 4870 | 0 | 0% | 5626 | 0
2020 | 1 | 10 | 2020-01-10 | 15 | 2020-01-10 | 15 | 0 | 0% | 5135 | 0 | 0 | 0% | 4870 | 0 | 0% | 5626 | 0
2020 | 1 | 10 | 2020-01-10 | 16 | 2020-01-10 | 16 | 1.9545 | 2.363e-06% | 5067 | 0 | 475.3465 | 0.0008218% | 3033 | 0 | 0.0004121% | 3866 | 0
2020 | 1 | 10 | 2020-01-10 | 17 | 2020-01-10 | 17 | 0 | 0% | 5135 | 0 | 0 | 0% | 4870 | 0 | 0% | 5626 | 0
2020 | 1 | 10 | 2020-01-10 | 18 | 2020-01-10 | 18 | 2735.1 | 0.003307% | 2819 | 0 | 378.0112 | 0.0006535% | 3177 | 0 | 0.00198% | 2954 | 0
2020 | 1 | 10 | 2020-01-10 | 19 | 2020-01-10 | 19 | 35448.3718 | 0.04286% | 897 | 0 | 17798.2883 | 0.03077% | 1162 | 0 | 0.03681% | 1044 | 0
2020 | 1 | 10 | 2020-01-10 | 20 | 2020-01-10 | 20 | 41972.853 | 0.05074% | 691 | 0 | 24609.3765 | 0.04254% | 900 | 0 | 0.04664% | 804 | 0
2020 | 1 | 10 | 2020-01-10 | 21 | 2020-01-10 | 21 | 31599.0572 | 0.0382% | 1024 | 0 | 14704.6314 | 0.02542% | 1290 | 0 | 0.03181% | 1173 | 0
2020 | 1 | 10 | 2020-01-10 | 22 | 2020-01-10 | 22 | 22187.7849 | 0.02682% | 1417 | 0 | 7083.2339 | 0.01225% | 1727 | 0 | 0.01953% | 1595 | 0
2020 | 1 | 10 | 2020-01-10 | 23 | 2020-01-10 | 23 | 9845.6631 | 0.0119% | 2038 | 0 | 1728.4424 | 0.002988% | 2382 | 0 | 0.007445% | 2160 | 0
2020 | 1 | 10 | 2020-01-10 | 24 | 2020-01-10 | 24 | 239.1722 | 0.0002891% | 3966 | 0 | 0 | 0% | 4870 | 0 | 0.0001446% | 4459 | 0
2020 | 1 | 11 | 2020-01-11 | 1 | 2020-01-11 | 1 | 8.6299 | 1.043e-05% | 4874 | 0 | 25.4998 | 4.408e-05% | 4528 | 0 | 2.726e-05% | 5194 | 0
2020 | 1 | 11 | 2020-01-11 | 2 | 2020-01-11 | 2 | 0 | 0% | 5135 | 0 | 0 | 0% | 4870 | 0 | 0% | 5626 | 0
2020 | 1 | 11 | 2020-01-11 | 3 | 2020-01-11 | 3 | 0 | 0% | 5135 | 0 | 0 | 0% | 4870 | 0 | 0% | 5626 | 0
2020 | 1 | 11 | 2020-01-11 | 4 | 2020-01-11 | 4 | 0 | 0% | 5135 | 0 | 0 | 0% | 4870 | 0 | 0% | 5626 | 0
2020 | 1 | 11 | 2020-01-11 | 5 | 2020-01-11 | 5 | 0 | 0% | 5135 | 0 | 0 | 0% | 4870 | 0 | 0% | 5626 | 0
2020 | 1 | 11 | 2020-01-11 | 6 | 2020-01-11 | 6 | 0 | 0% | 5135 | 0 | 0 | 0% | 4870 | 0 | 0% | 5626 | 0
2020 | 1 | 11 | 2020-01-11 | 7 | 2020-01-11 | 7 | 0 | 0% | 5135 | 0 | 0 | 0% | 4870 | 0 | 0% | 5626 | 0
2020 | 1 | 11 | 2020-01-11 | 8 | 2020-01-11 | 8 | 5.466 | 6.608e-06% | 4968 | 0 | 53.1667 | 9.191e-05% | 4245 | 0 | 4.926e-05% | 4974 | 0
2020 | 1 | 11 | 2020-01-11 | 9 | 2020-01-11 | 9 | 0 | 0% | 5135 | 0 | 1109.0229 | 0.001917% | 2583 | 0 | 0.0009586% | 3382 | 0
2020 | 1 | 11 | 2020-01-11 | 10 | 2020-01-11 | 10 | 0 | 0% | 5135 | 0 | 0 | 0% | 4870 | 0 | 0% | 5626 | 0
2020 | 1 | 11 | 2020-01-11 | 11 | 2020-01-11 | 11 | 0 | 0% | 5135 | 0 | 0 | 0% | 4870 | 0 | 0% | 5626 | 0
2020 | 1 | 11 | 2020-01-11 | 12 | 2020-01-11 | 12 | 0 | 0% | 5135 | 0 | 0 | 0% | 4870 | 0 | 0% | 5626 | 0
2020 | 1 | 11 | 2020-01-11 | 13 | 2020-01-11 | 13 | 0 | 0% | 5135 | 0 | 0 | 0% | 4870 | 0 | 0% | 5626 | 0
2020 | 1 | 11 | 2020-01-11 | 14 | 2020-01-11 | 14 | 0 | 0% | 5135 | 0 | 0 | 0% | 4870 | 0 | 0% | 5626 | 0
2020 | 1 | 11 | 2020-01-11 | 15 | 2020-01-11 | 15 | 0 | 0% | 5135 | 0 | 0 | 0% | 4870 | 0 | 0% | 5626 | 0
2020 | 1 | 11 | 2020-01-11 | 16 | 2020-01-11 | 16 | 0 | 0% | 5135 | 0 | 705.6396 | 0.00122% | 2821 | 0 | 0.0006099% | 3655 | 0
2020 | 1 | 11 | 2020-01-11 | 17 | 2020-01-11 | 17 | 0 | 0% | 5135 | 0 | 0 | 0% | 4870 | 0 | 0% | 5626 | 0
2020 | 1 | 11 | 2020-01-11 | 18 | 2020-01-11 | 18 | 0 | 0% | 5135 | 0 | 0 | 0% | 4870 | 0 | 0% | 5626 | 0
2020 | 1 | 11 | 2020-01-11 | 19 | 2020-01-11 | 19 | 22743.5077 | 0.0275% | 1382 | 0 | 10347.162 | 0.01789% | 1519 | 0 | 0.02269% | 1476 | 0
2020 | 1 | 11 | 2020-01-11 | 20 | 2020-01-11 | 20 | 31818.0615 | 0.03847% | 1020 | 0 | 18073.4028 | 0.03124% | 1154 | 0 | 0.03486% | 1091 | 0
2020 | 1 | 11 | 2020-01-11 | 21 | 2020-01-11 | 21 | 21917.8585 | 0.0265% | 1425 | 0 | 12137.2425 | 0.02098% | 1430 | 0 | 0.02374% | 1437 | 0
2020 | 1 | 11 | 2020-01-11 | 22 | 2020-01-11 | 22 | 15095.0165 | 0.01825% | 1746 | 0 | 7765.6018 | 0.01342% | 1675 | 0 | 0.01584% | 1723 | 0
2020 | 1 | 11 | 2020-01-11 | 23 | 2020-01-11 | 23 | 3615.1765 | 0.004371% | 2672 | 0 | 1177.2958 | 0.002035% | 2559 | 0 | 0.003203% | 2656 | 0
2020 | 1 | 11 | 2020-01-11 | 24 | 2020-01-11 | 24 | 0 | 0% | 5135 | 0 | 0 | 0% | 4870 | 0 | 0% | 5626 | 0
2020 | 1 | 12 | 2020-01-12 | 1 | 2020-01-12 | 1 | 8.3844 | 1.014e-05% | 4879 | 0 | 13.1897 | 2.28e-05% | 4676 | 0 | 1.647e-05% | 5333 | 0
2020 | 1 | 12 | 2020-01-12 | 2 | 2020-01-12 | 2 | 0 | 0% | 5135 | 0 | 0 | 0% | 4870 | 0 | 0% | 5626 | 0
2020 | 1 | 12 | 2020-01-12 | 3 | 2020-01-12 | 3 | 0 | 0% | 5135 | 0 | 0 | 0% | 4870 | 0 | 0% | 5626 | 0
2020 | 1 | 12 | 2020-01-12 | 4 | 2020-01-12 | 4 | 0 | 0% | 5135 | 0 | 0 | 0% | 4870 | 0 | 0% | 5626 | 0
2020 | 1 | 12 | 2020-01-12 | 5 | 2020-01-12 | 5 | 0 | 0% | 5135 | 0 | 0 | 0% | 4870 | 0 | 0% | 5626 | 0
2020 | 1 | 12 | 2020-01-12 | 6 | 2020-01-12 | 6 | 0 | 0% | 5135 | 0 | 0 | 0% | 4870 | 0 | 0% | 5626 | 0
2020 | 1 | 12 | 2020-01-12 | 7 | 2020-01-12 | 7 | 0 | 0% | 5135 | 0 | 0 | 0% | 4870 | 0 | 0% | 5626 | 0
2020 | 1 | 12 | 2020-01-12 | 8 | 2020-01-12 | 8 | 40.7391 | 4.925e-05% | 4519 | 0 | 51.6875 | 8.935e-05% | 4263 | 0 | 6.93e-05% | 4825 | 0
2020 | 1 | 12 | 2020-01-12 | 9 | 2020-01-12 | 9 | 39.3629 | 4.759e-05% | 4525 | 0 | 51.1326 | 8.84e-05% | 4268 | 0 | 6.799e-05% | 4832 | 0
2020 | 1 | 12 | 2020-01-12 | 10 | 2020-01-12 | 10 | 0 | 0% | 5135 | 0 | 0 | 0% | 4870 | 0 | 0% | 5626 | 0
2020 | 1 | 12 | 2020-01-12 | 11 | 2020-01-12 | 11 | 0 | 0% | 5135 | 0 | 0 | 0% | 4870 | 0 | 0% | 5626 | 0
2020 | 1 | 12 | 2020-01-12 | 12 | 2020-01-12 | 12 | 0 | 0% | 5135 | 0 | 0 | 0% | 4870 | 0 | 0% | 5626 | 0
2020 | 1 | 12 | 2020-01-12 | 13 | 2020-01-12 | 13 | 0 | 0% | 5135 | 0 | 0 | 0% | 4870 | 0 | 0% | 5626 | 0
2020 | 1 | 12 | 2020-01-12 | 14 | 2020-01-12 | 14 | 0 | 0% | 5135 | 0 | 0 | 0% | 4870 | 0 | 0% | 5626 | 0
2020 | 1 | 12 | 2020-01-12 | 15 | 2020-01-12 | 15 | 0 | 0% | 5135 | 0 | 0 | 0% | 4870 | 0 | 0% | 5626 | 0
2020 | 1 | 12 | 2020-01-12 | 16 | 2020-01-12 | 16 | 0 | 0% | 5135 | 0 | 261.5203 | 0.0004521% | 3395 | 0 | 0.0002261% | 4220 | 0
2020 | 1 | 12 | 2020-01-12 | 17 | 2020-01-12 | 17 | 0 | 0% | 5135 | 0 | 0 | 0% | 4870 | 0 | 0% | 5626 | 0
2020 | 1 | 12 | 2020-01-12 | 18 | 2020-01-12 | 18 | 1640.4042 | 0.001983% | 3082 | 0 | 679.7003 | 0.001175% | 2842 | 0 | 0.001579% | 3075 | 0
2020 | 1 | 12 | 2020-01-12 | 19 | 2020-01-12 | 19 | 31406.7963 | 0.03797% | 1030 | 0 | 23262.6259 | 0.04022% | 952 | 0 | 0.03909% | 981 | 0
2020 | 1 | 12 | 2020-01-12 | 20 | 2020-01-12 | 20 | 36777.9774 | 0.04446% | 847 | 0 | 31558.2839 | 0.05456% | 679 | 0 | 0.04951% | 748 | 0
2020 | 1 | 12 | 2020-01-12 | 21 | 2020-01-12 | 21 | 27350.9603 | 0.03307% | 1179 | 0 | 23013.1092 | 0.03978% | 960 | 0 | 0.03642% | 1053 | 0
2020 | 1 | 12 | 2020-01-12 | 22 | 2020-01-12 | 22 | 22474.8895 | 0.02717% | 1397 | 0 | 19620.7695 | 0.03392% | 1091 | 0 | 0.03055% | 1209 | 0
2020 | 1 | 12 | 2020-01-12 | 23 | 2020-01-12 | 23 | 8775.4701 | 0.01061% | 2129 | 0 | 8023.4749 | 0.01387% | 1663 | 0 | 0.01224% | 1894 | 0
2020 | 1 | 12 | 2020-01-12 | 24 | 2020-01-12 | 24 | 390.7881 | 0.0004724% | 3774 | 0 | 316.8854 | 0.0005478% | 3278 | 0 | 0.0005101% | 3746 | 0
2020 | 1 | 13 | 2020-01-13 | 1 | 2020-01-13 | 1 | 22.1051 | 2.672e-05% | 4681 | 0 | 56.5037 | 9.768e-05% | 4212 | 0 | 6.22e-05% | 4874 | 0
2020 | 1 | 13 | 2020-01-13 | 2 | 2020-01-13 | 2 | 0 | 0% | 5135 | 0 | 0 | 0% | 4870 | 0 | 0% | 5626 | 0
2020 | 1 | 13 | 2020-01-13 | 3 | 2020-01-13 | 3 | 0 | 0% | 5135 | 0 | 0 | 0% | 4870 | 0 | 0% | 5626 | 0
2020 | 1 | 13 | 2020-01-13 | 4 | 2020-01-13 | 4 | 0 | 0% | 5135 | 0 | 0 | 0% | 4870 | 0 | 0% | 5626 | 0
2020 | 1 | 13 | 2020-01-13 | 5 | 2020-01-13 | 5 | 0 | 0% | 5135 | 0 | 0 | 0% | 4870 | 0 | 0% | 5626 | 0
2020 | 1 | 13 | 2020-01-13 | 6 | 2020-01-13 | 6 | 0 | 0% | 5135 | 0 | 0 | 0% | 4870 | 0 | 0% | 5626 | 0
2020 | 1 | 13 | 2020-01-13 | 7 | 2020-01-13 | 7 | 0 | 0% | 5135 | 0 | 0 | 0% | 4870 | 0 | 0% | 5626 | 0
2020 | 1 | 13 | 2020-01-13 | 8 | 2020-01-13 | 8 | 1281.411 | 0.001549% | 3205 | 0 | 961.4294 | 0.001662% | 2669 | 0 | 0.001606% | 3060 | 0
2020 | 1 | 13 | 2020-01-13 | 9 | 2020-01-13 | 9 | 3051.5879 | 0.003689% | 2762 | 0 | 1511.0616 | 0.002612% | 2442 | 0 | 0.003151% | 2669 | 0
2020 | 1 | 13 | 2020-01-13 | 10 | 2020-01-13 | 10 | 244.9515 | 0.0002961% | 3956 | 0 | 25.4598 | 4.401e-05% | 4529 | 0 | 0.0001701% | 4382 | 0
2020 | 1 | 13 | 2020-01-13 | 11 | 2020-01-13 | 11 | 0 | 0% | 5135 | 0 | 0 | 0% | 4870 | 0 | 0% | 5626 | 0
2020 | 1 | 13 | 2020-01-13 | 12 | 2020-01-13 | 12 | 0 | 0% | 5135 | 0 | 0 | 0% | 4870 | 0 | 0% | 5626 | 0
2020 | 1 | 13 | 2020-01-13 | 13 | 2020-01-13 | 13 | 0 | 0% | 5135 | 0 | 0 | 0% | 4870 | 0 | 0% | 5626 | 0
2020 | 1 | 13 | 2020-01-13 | 14 | 2020-01-13 | 14 | 0 | 0% | 5135 | 0 | 0 | 0% | 4870 | 0 | 0% | 5626 | 0
2020 | 1 | 13 | 2020-01-13 | 15 | 2020-01-13 | 15 | 0 | 0% | 5135 | 0 | 0 | 0% | 4870 | 0 | 0% | 5626 | 0
2020 | 1 | 13 | 2020-01-13 | 16 | 2020-01-13 | 16 | 6.9761 | 8.434e-06% | 4916 | 0 | 188.8064 | 0.0003264% | 3606 | 0 | 0.0001674% | 4389 | 0
2020 | 1 | 13 | 2020-01-13 | 17 | 2020-01-13 | 17 | 536.6114 | 0.0006487% | 3634 | 0 | 537.9406 | 0.00093% | 2968 | 0 | 0.0007894% | 3491 | 0
2020 | 1 | 13 | 2020-01-13 | 18 | 2020-01-13 | 18 | 13548.5709 | 0.01638% | 1824 | 0 | 13541.0709 | 0.02341% | 1349 | 0 | 0.01989% | 1583 | 0
2020 | 1 | 13 | 2020-01-13 | 19 | 2020-01-13 | 19 | 54954.5412 | 0.06644% | 394 | 0 | 54887.0412 | 0.09489% | 233 | 0 | 0.08066% | 290 | 0
2020 | 1 | 13 | 2020-01-13 | 20 | 2020-01-13 | 20 | 61847.1996 | 0.07477% | 294 | 0 | 61847.0412 | 0.1069% | 151 | 0 | 0.09084% | 192 | 0
2020 | 1 | 13 | 2020-01-13 | 21 | 2020-01-13 | 21 | 50577.4107 | 0.06115% | 471 | 0 | 50451.6767 | 0.08722% | 290 | 0 | 0.07418% | 347 | 0
2020 | 1 | 13 | 2020-01-13 | 22 | 2020-01-13 | 22 | 39587.0646 | 0.04786% | 754 | 0 | 39129.2559 | 0.06764% | 482 | 0 | 0.05775% | 573 | 0
2020 | 1 | 13 | 2020-01-13 | 23 | 2020-01-13 | 23 | 23781.0994 | 0.02875% | 1338 | 0 | 22979.7896 | 0.03973% | 961 | 0 | 0.03424% | 1113 | 0
2020 | 1 | 13 | 2020-01-13 | 24 | 2020-01-13 | 24 | 2094.5631 | 0.002532% | 2958 | 0 | 2063.7192 | 0.003568% | 2288 | 0 | 0.00305% | 2690 | 0
2020 | 1 | 14 | 2020-01-14 | 1 | 2020-01-14 | 1 | 11.6423 | 1.407e-05% | 4813 | 0 | 10.7952 | 1.866e-05% | 4704 | 0 | 1.637e-05% | 5336 | 0
2020 | 1 | 14 | 2020-01-14 | 2 | 2020-01-14 | 2 | 0 | 0% | 5135 | 0 | 0 | 0% | 4870 | 0 | 0% | 5626 | 0
2020 | 1 | 14 | 2020-01-14 | 3 | 2020-01-14 | 3 | 0 | 0% | 5135 | 0 | 0 | 0% | 4870 | 0 | 0% | 5626 | 0
2020 | 1 | 14 | 2020-01-14 | 4 | 2020-01-14 | 4 | 0 | 0% | 5135 | 0 | 0 | 0% | 4870 | 0 | 0% | 5626 | 0
2020 | 1 | 14 | 2020-01-14 | 5 | 2020-01-14 | 5 | 0 | 0% | 5135 | 0 | 0 | 0% | 4870 | 0 | 0% | 5626 | 0
2020 | 1 | 14 | 2020-01-14 | 6 | 2020-01-14 | 6 | 0 | 0% | 5135 | 0 | 0 | 0% | 4870 | 0 | 0% | 5626 | 0
2020 | 1 | 14 | 2020-01-14 | 7 | 2020-01-14 | 7 | 0 | 0% | 5135 | 0 | 0 | 0% | 4870 | 0 | 0% | 5626 | 0
2020 | 1 | 14 | 2020-01-14 | 8 | 2020-01-14 | 8 | 365.7554 | 0.0004422% | 3805 | 0 | 93.4608 | 0.0001616% | 3969 | 0 | 0.0003019% | 4062 | 0
2020 | 1 | 14 | 2020-01-14 | 9 | 2020-01-14 | 9 | 441.7901 | 0.0005341% | 3713 | 0 | 692.5888 | 0.001197% | 2831 | 0 | 0.0008657% | 3432 | 0
2020 | 1 | 14 | 2020-01-14 | 10 | 2020-01-14 | 10 | 0 | 0% | 5135 | 0 | 0 | 0% | 4870 | 0 | 0% | 5626 | 0
2020 | 1 | 14 | 2020-01-14 | 11 | 2020-01-14 | 11 | 0 | 0% | 5135 | 0 | 0 | 0% | 4870 | 0 | 0% | 5626 | 0
2020 | 1 | 14 | 2020-01-14 | 12 | 2020-01-14 | 12 | 0 | 0% | 5135 | 0 | 0 | 0% | 4870 | 0 | 0% | 5626 | 0
2020 | 1 | 14 | 2020-01-14 | 13 | 2020-01-14 | 13 | 0 | 0% | 5135 | 0 | 0 | 0% | 4870 | 0 | 0% | 5626 | 0
2020 | 1 | 14 | 2020-01-14 | 14 | 2020-01-14 | 14 | 0 | 0% | 5135 | 0 | 0 | 0% | 4870 | 0 | 0% | 5626 | 0
2020 | 1 | 14 | 2020-01-14 | 15 | 2020-01-14 | 15 | 0 | 0% | 5135 | 0 | 0 | 0% | 4870 | 0 | 0% | 5626 | 0
2020 | 1 | 14 | 2020-01-14 | 16 | 2020-01-14 | 16 | 0 | 0% | 5135 | 0 | 1110.684 | 0.00192% | 2582 | 0 | 0.00096% | 3378 | 0
2020 | 1 | 14 | 2020-01-14 | 17 | 2020-01-14 | 17 | 0 | 0% | 5135 | 0 | 0 | 0% | 4870 | 0 | 0% | 5626 | 0
2020 | 1 | 14 | 2020-01-14 | 18 | 2020-01-14 | 18 | 4574.5847 | 0.00553% | 2528 | 0 | 4127.8821 | 0.007136% | 1968 | 0 | 0.006333% | 2256 | 0
2020 | 1 | 14 | 2020-01-14 | 19 | 2020-01-14 | 19 | 42697.738 | 0.05162% | 664 | 0 | 42356.4559 | 0.07322% | 416 | 0 | 0.06242% | 498 | 0
2020 | 1 | 14 | 2020-01-14 | 20 | 2020-01-14 | 20 | 51812.0412 | 0.06264% | 442 | 0 | 51752.0412 | 0.08947% | 271 | 0 | 0.07605% | 329 | 0
2020 | 1 | 14 | 2020-01-14 | 21 | 2020-01-14 | 21 | 42552.0412 | 0.05144% | 670 | 0 | 42248.9559 | 0.07304% | 420 | 0 | 0.06224% | 503 | 0
2020 | 1 | 14 | 2020-01-14 | 22 | 2020-01-14 | 22 | 32393.3813 | 0.03916% | 996 | 0 | 31957.6192 | 0.05525% | 669 | 0 | 0.0472% | 792 | 0
2020 | 1 | 14 | 2020-01-14 | 23 | 2020-01-14 | 23 | 18188.1294 | 0.02199% | 1588 | 0 | 16834.3258 | 0.0291% | 1209 | 0 | 0.02555% | 1369 | 0
2020 | 1 | 14 | 2020-01-14 | 24 | 2020-01-14 | 24 | 816.4827 | 0.0009871% | 3434 | 0 | 273.7221 | 0.0004732% | 3370 | 0 | 0.0007301% | 3548 | 0
2020 | 1 | 15 | 2020-01-15 | 1 | 2020-01-15 | 1 | 8.7748 | 1.061e-05% | 4871 | 0 | 139.7471 | 0.0002416% | 3772 | 0 | 0.0001261% | 4541 | 0
2020 | 1 | 15 | 2020-01-15 | 2 | 2020-01-15 | 2 | 0 | 0% | 5135 | 0 | 0 | 0% | 4870 | 0 | 0% | 5626 | 0
2020 | 1 | 15 | 2020-01-15 | 3 | 2020-01-15 | 3 | 0 | 0% | 5135 | 0 | 0 | 0% | 4870 | 0 | 0% | 5626 | 0
2020 | 1 | 15 | 2020-01-15 | 4 | 2020-01-15 | 4 | 0 | 0% | 5135 | 0 | 0 | 0% | 4870 | 0 | 0% | 5626 | 0
2020 | 1 | 15 | 2020-01-15 | 5 | 2020-01-15 | 5 | 0 | 0% | 5135 | 0 | 0 | 0% | 4870 | 0 | 0% | 5626 | 0
2020 | 1 | 15 | 2020-01-15 | 6 | 2020-01-15 | 6 | 0 | 0% | 5135 | 0 | 0 | 0% | 4870 | 0 | 0% | 5626 | 0
2020 | 1 | 15 | 2020-01-15 | 7 | 2020-01-15 | 7 | 0 | 0% | 5135 | 0 | 0 | 0% | 4870 | 0 | 0% | 5626 | 0
2020 | 1 | 15 | 2020-01-15 | 8 | 2020-01-15 | 8 | 784.0694 | 0.0009479% | 3454 | 0 | 171.8551 | 0.0002971% | 3658 | 0 | 0.0006225% | 3638 | 0
2020 | 1 | 15 | 2020-01-15 | 9 | 2020-01-15 | 9 | 1723.7898 | 0.002084% | 3048 | 0 | 236.4112 | 0.0004087% | 3461 | 0 | 0.001246% | 3227 | 0
2020 | 1 | 15 | 2020-01-15 | 10 | 2020-01-15 | 10 | 58.4551 | 7.067e-05% | 4412 | 0 | 0 | 0% | 4870 | 0 | 3.533e-05% | 5106 | 0
2020 | 1 | 15 | 2020-01-15 | 11 | 2020-01-15 | 11 | 0 | 0% | 5135 | 0 | 0 | 0% | 4870 | 0 | 0% | 5626 | 0
2020 | 1 | 15 | 2020-01-15 | 12 | 2020-01-15 | 12 | 0 | 0% | 5135 | 0 | 0 | 0% | 4870 | 0 | 0% | 5626 | 0
2020 | 1 | 15 | 2020-01-15 | 13 | 2020-01-15 | 13 | 0 | 0% | 5135 | 0 | 0 | 0% | 4870 | 0 | 0% | 5626 | 0
2020 | 1 | 15 | 2020-01-15 | 14 | 2020-01-15 | 14 | 0 | 0% | 5135 | 0 | 0 | 0% | 4870 | 0 | 0% | 5626 | 0
2020 | 1 | 15 | 2020-01-15 | 15 | 2020-01-15 | 15 | 0 | 0% | 5135 | 0 | 0 | 0% | 4870 | 0 | 0% | 5626 | 0
2020 | 1 | 15 | 2020-01-15 | 16 | 2020-01-15 | 16 | 15.9532 | 1.929e-05% | 4751 | 0 | 266.6576 | 0.000461% | 3388 | 0 | 0.0002401% | 4182 | 0
2020 | 1 | 15 | 2020-01-15 | 17 | 2020-01-15 | 17 | 634.0141 | 0.0007665% | 3562 | 0 | 47.1447 | 8.15e-05% | 4308 | 0 | 0.000424% | 3853 | 0
2020 | 1 | 15 | 2020-01-15 | 18 | 2020-01-15 | 18 | 5999.8142 | 0.007253% | 2369 | 0 | 3309.8259 | 0.005722% | 2065 | 0 | 0.006488% | 2246 | 0
2020 | 1 | 15 | 2020-01-15 | 19 | 2020-01-15 | 19 | 42957.1989 | 0.05193% | 655 | 0 | 33720.7425 | 0.05829% | 623 | 0 | 0.05511% | 627 | 0
2020 | 1 | 15 | 2020-01-15 | 20 | 2020-01-15 | 20 | 49776.8953 | 0.06018% | 490 | 0 | 40228.8903 | 0.06955% | 458 | 0 | 0.06486% | 462 | 0
2020 | 1 | 15 | 2020-01-15 | 21 | 2020-01-15 | 21 | 38068.1312 | 0.04602% | 800 | 0 | 30591.5432 | 0.05289% | 711 | 0 | 0.04945% | 751 | 0
2020 | 1 | 15 | 2020-01-15 | 22 | 2020-01-15 | 22 | 28409.6657 | 0.03435% | 1136 | 0 | 23446.9496 | 0.04053% | 944 | 0 | 0.03744% | 1025 | 0
2020 | 1 | 15 | 2020-01-15 | 23 | 2020-01-15 | 23 | 14827.6153 | 0.01793% | 1757 | 0 | 11279.4116 | 0.0195% | 1469 | 0 | 0.01871% | 1612 | 0
2020 | 1 | 15 | 2020-01-15 | 24 | 2020-01-15 | 24 | 938.9891 | 0.001135% | 3372 | 0 | 453.751 | 0.0007844% | 3059 | 0 | 0.0009598% | 3379 | 0
2020 | 1 | 16 | 2020-01-16 | 1 | 2020-01-16 | 1 | 21.1031 | 2.551e-05% | 4687 | 0 | 13.2477 | 2.29e-05% | 4675 | 0 | 2.421e-05% | 5228 | 0
2020 | 1 | 16 | 2020-01-16 | 2 | 2020-01-16 | 2 | 0 | 0% | 5135 | 0 | 0 | 0% | 4870 | 0 | 0% | 5626 | 0
2020 | 1 | 16 | 2020-01-16 | 3 | 2020-01-16 | 3 | 0 | 0% | 5135 | 0 | 0 | 0% | 4870 | 0 | 0% | 5626 | 0
2020 | 1 | 16 | 2020-01-16 | 4 | 2020-01-16 | 4 | 0 | 0% | 5135 | 0 | 0 | 0% | 4870 | 0 | 0% | 5626 | 0
2020 | 1 | 16 | 2020-01-16 | 5 | 2020-01-16 | 5 | 0 | 0% | 5135 | 0 | 0 | 0% | 4870 | 0 | 0% | 5626 | 0
2020 | 1 | 16 | 2020-01-16 | 6 | 2020-01-16 | 6 | 0 | 0% | 5135 | 0 | 0 | 0% | 4870 | 0 | 0% | 5626 | 0
2020 | 1 | 16 | 2020-01-16 | 7 | 2020-01-16 | 7 | 0 | 0% | 5135 | 0 | 0 | 0% | 4870 | 0 | 0% | 5626 | 0
2020 | 1 | 16 | 2020-01-16 | 8 | 2020-01-16 | 8 | 681.2493 | 0.0008236% | 3524 | 0 | 334.2757 | 0.0005779% | 3245 | 0 | 0.0007007% | 3573 | 0
2020 | 1 | 16 | 2020-01-16 | 9 | 2020-01-16 | 9 | 1856.9385 | 0.002245% | 3017 | 0 | 389.6637 | 0.0006736% | 3160 | 0 | 0.001459% | 3137 | 0
2020 | 1 | 16 | 2020-01-16 | 10 | 2020-01-16 | 10 | 24.293 | 2.937e-05% | 4655 | 0 | 10.169 | 1.758e-05% | 4715 | 0 | 2.347e-05% | 5235 | 0
2020 | 1 | 16 | 2020-01-16 | 11 | 2020-01-16 | 11 | 0 | 0% | 5135 | 0 | 0 | 0% | 4870 | 0 | 0% | 5626 | 0
2020 | 1 | 16 | 2020-01-16 | 12 | 2020-01-16 | 12 | 0 | 0% | 5135 | 0 | 0 | 0% | 4870 | 0 | 0% | 5626 | 0
2020 | 1 | 16 | 2020-01-16 | 13 | 2020-01-16 | 13 | 0 | 0% | 5135 | 0 | 0 | 0% | 4870 | 0 | 0% | 5626 | 0
2020 | 1 | 16 | 2020-01-16 | 14 | 2020-01-16 | 14 | 0 | 0% | 5135 | 0 | 0 | 0% | 4870 | 0 | 0% | 5626 | 0
2020 | 1 | 16 | 2020-01-16 | 15 | 2020-01-16 | 15 | 0 | 0% | 5135 | 0 | 0 | 0% | 4870 | 0 | 0% | 5626 | 0
2020 | 1 | 16 | 2020-01-16 | 16 | 2020-01-16 | 16 | 30.0217 | 3.629e-05% | 4604 | 0 | 121.8883 | 0.0002107% | 3848 | 0 | 0.0001235% | 4555 | 0
2020 | 1 | 16 | 2020-01-16 | 17 | 2020-01-16 | 17 | 374.6841 | 0.000453% | 3795 | 0 | 105.2488 | 0.0001819% | 3909 | 0 | 0.0003175% | 4041 | 0
2020 | 1 | 16 | 2020-01-16 | 18 | 2020-01-16 | 18 | 4915.879 | 0.005943% | 2491 | 0 | 5044.0735 | 0.00872% | 1877 | 0 | 0.007332% | 2174 | 0
2020 | 1 | 16 | 2020-01-16 | 19 | 2020-01-16 | 19 | 37692.5682 | 0.04557% | 815 | 0 | 37343.1351 | 0.06456% | 531 | 0 | 0.05506% | 632 | 0
2020 | 1 | 16 | 2020-01-16 | 20 | 2020-01-16 | 20 | 46407.1972 | 0.0561% | 573 | 0 | 46013.1351 | 0.07955% | 361 | 0 | 0.06782% | 418 | 0
2020 | 1 | 16 | 2020-01-16 | 21 | 2020-01-16 | 21 | 35211.3164 | 0.04257% | 902 | 0 | 34353.1351 | 0.05939% | 609 | 0 | 0.05098% | 710 | 0
2020 | 1 | 16 | 2020-01-16 | 22 | 2020-01-16 | 22 | 24712.6371 | 0.02988% | 1293 | 0 | 23950.5951 | 0.0414% | 926 | 0 | 0.03564% | 1070 | 0
2020 | 1 | 16 | 2020-01-16 | 23 | 2020-01-16 | 23 | 10751.0489 | 0.013% | 1980 | 0 | 10050.3631 | 0.01737% | 1538 | 0 | 0.01519% | 1759 | 0
2020 | 1 | 16 | 2020-01-16 | 24 | 2020-01-16 | 24 | 259.2306 | 0.0003134% | 3936 | 0 | 48.3944 | 8.366e-05% | 4289 | 0 | 0.0001985% | 4287 | 0
2020 | 1 | 17 | 2020-01-17 | 1 | 2020-01-17 | 1 | 36.0512 | 4.358e-05% | 4550 | 0 | 6.7803 | 1.172e-05% | 4769 | 0 | 2.765e-05% | 5190 | 0
2020 | 1 | 17 | 2020-01-17 | 2 | 2020-01-17 | 2 | 0 | 0% | 5135 | 0 | 0 | 0% | 4870 | 0 | 0% | 5626 | 0
2020 | 1 | 17 | 2020-01-17 | 3 | 2020-01-17 | 3 | 0 | 0% | 5135 | 0 | 0 | 0% | 4870 | 0 | 0% | 5626 | 0
2020 | 1 | 17 | 2020-01-17 | 4 | 2020-01-17 | 4 | 0 | 0% | 5135 | 0 | 0 | 0% | 4870 | 0 | 0% | 5626 | 0
2020 | 1 | 17 | 2020-01-17 | 5 | 2020-01-17 | 5 | 0 | 0% | 5135 | 0 | 0 | 0% | 4870 | 0 | 0% | 5626 | 0
2020 | 1 | 17 | 2020-01-17 | 6 | 2020-01-17 | 6 | 0 | 0% | 5135 | 0 | 0 | 0% | 4870 | 0 | 0% | 5626 | 0
2020 | 1 | 17 | 2020-01-17 | 7 | 2020-01-17 | 7 | 0 | 0% | 5135 | 0 | 0 | 0% | 4870 | 0 | 0% | 5626 | 0
2020 | 1 | 17 | 2020-01-17 | 8 | 2020-01-17 | 8 | 114.9103 | 0.0001389% | 4227 | 0 | 70.7513 | 0.0001223% | 4108 | 0 | 0.0001306% | 4532 | 0
2020 | 1 | 17 | 2020-01-17 | 9 | 2020-01-17 | 9 | 215.1644 | 0.0002601% | 4005 | 0 | 237.0956 | 0.0004099% | 3457 | 0 | 0.000335% | 4005 | 0
2020 | 1 | 17 | 2020-01-17 | 10 | 2020-01-17 | 10 | 0 | 0% | 5135 | 0 | 0 | 0% | 4870 | 0 | 0% | 5626 | 0
2020 | 1 | 17 | 2020-01-17 | 11 | 2020-01-17 | 11 | 0 | 0% | 5135 | 0 | 0 | 0% | 4870 | 0 | 0% | 5626 | 0
2020 | 1 | 17 | 2020-01-17 | 12 | 2020-01-17 | 12 | 0 | 0% | 5135 | 0 | 0 | 0% | 4870 | 0 | 0% | 5626 | 0
2020 | 1 | 17 | 2020-01-17 | 13 | 2020-01-17 | 13 | 0 | 0% | 5135 | 0 | 0 | 0% | 4870 | 0 | 0% | 5626 | 0
2020 | 1 | 17 | 2020-01-17 | 14 | 2020-01-17 | 14 | 0 | 0% | 5135 | 0 | 0 | 0% | 4870 | 0 | 0% | 5626 | 0
2020 | 1 | 17 | 2020-01-17 | 15 | 2020-01-17 | 15 | 0 | 0% | 5135 | 0 | 0 | 0% | 4870 | 0 | 0% | 5626 | 0
2020 | 1 | 17 | 2020-01-17 | 16 | 2020-01-17 | 16 | 6.3127 | 7.632e-06% | 4939 | 0 | 363.1966 | 0.0006279% | 3197 | 0 | 0.0003178% | 4039 | 0
2020 | 1 | 17 | 2020-01-17 | 17 | 2020-01-17 | 17 | 81.9527 | 9.908e-05% | 4320 | 0 | 0 | 0% | 4870 | 0 | 4.954e-05% | 4972 | 0
2020 | 1 | 17 | 2020-01-17 | 18 | 2020-01-17 | 18 | 2437.1843 | 0.002946% | 2882 | 0 | 2442.3449 | 0.004222% | 2217 | 0 | 0.003584% | 2587 | 0
2020 | 1 | 17 | 2020-01-17 | 19 | 2020-01-17 | 19 | 34324.8567 | 0.0415% | 944 | 0 | 34374.8985 | 0.05943% | 608 | 0 | 0.05046% | 730 | 0
2020 | 1 | 17 | 2020-01-17 | 20 | 2020-01-17 | 20 | 39731.8838 | 0.04803% | 749 | 0 | 39589.7284 | 0.06844% | 474 | 0 | 0.05824% | 564 | 0
2020 | 1 | 17 | 2020-01-17 | 21 | 2020-01-17 | 21 | 29613.253 | 0.0358% | 1101 | 0 | 29270.3003 | 0.0506% | 753 | 0 | 0.0432% | 879 | 0
2020 | 1 | 17 | 2020-01-17 | 22 | 2020-01-17 | 22 | 19924.1564 | 0.02409% | 1510 | 0 | 19748.1424 | 0.03414% | 1086 | 0 | 0.02911% | 1250 | 0
2020 | 1 | 17 | 2020-01-17 | 23 | 2020-01-17 | 23 | 8768.051 | 0.0106% | 2130 | 0 | 8622.5275 | 0.01491% | 1629 | 0 | 0.01275% | 1871 | 0
2020 | 1 | 17 | 2020-01-17 | 24 | 2020-01-17 | 24 | 542.8841 | 0.0006563% | 3629 | 0 | 530.6896 | 0.0009174% | 2977 | 0 | 0.0007869% | 3496 | 0
2020 | 1 | 18 | 2020-01-18 | 1 | 2020-01-18 | 1 | 0 | 0% | 5135 | 0 | 70.258 | 0.0001215% | 4110 | 0 | 6.073e-05% | 4886 | 0
2020 | 1 | 18 | 2020-01-18 | 2 | 2020-01-18 | 2 | 0 | 0% | 5135 | 0 | 0 | 0% | 4870 | 0 | 0% | 5626 | 0
2020 | 1 | 18 | 2020-01-18 | 3 | 2020-01-18 | 3 | 0 | 0% | 5135 | 0 | 0 | 0% | 4870 | 0 | 0% | 5626 | 0
2020 | 1 | 18 | 2020-01-18 | 4 | 2020-01-18 | 4 | 0 | 0% | 5135 | 0 | 0 | 0% | 4870 | 0 | 0% | 5626 | 0
2020 | 1 | 18 | 2020-01-18 | 5 | 2020-01-18 | 5 | 0 | 0% | 5135 | 0 | 0 | 0% | 4870 | 0 | 0% | 5626 | 0
2020 | 1 | 18 | 2020-01-18 | 6 | 2020-01-18 | 6 | 0 | 0% | 5135 | 0 | 0 | 0% | 4870 | 0 | 0% | 5626 | 0
2020 | 1 | 18 | 2020-01-18 | 7 | 2020-01-18 | 7 | 0 | 0% | 5135 | 0 | 26.8087 | 4.635e-05% | 4509 | 0 | 2.317e-05% | 5238 | 0
2020 | 1 | 18 | 2020-01-18 | 8 | 2020-01-18 | 8 | 0 | 0% | 5135 | 0 | 0 | 0% | 4870 | 0 | 0% | 5626 | 0
2020 | 1 | 18 | 2020-01-18 | 9 | 2020-01-18 | 9 | 0 | 0% | 5135 | 0 | 1408.7859 | 0.002435% | 2471 | 0 | 0.001218% | 3242 | 0
2020 | 1 | 18 | 2020-01-18 | 10 | 2020-01-18 | 10 | 0 | 0% | 5135 | 0 | 0 | 0% | 4870 | 0 | 0% | 5626 | 0
2020 | 1 | 18 | 2020-01-18 | 11 | 2020-01-18 | 11 | 0 | 0% | 5135 | 0 | 0 | 0% | 4870 | 0 | 0% | 5626 | 0
2020 | 1 | 18 | 2020-01-18 | 12 | 2020-01-18 | 12 | 0 | 0% | 5135 | 0 | 0 | 0% | 4870 | 0 | 0% | 5626 | 0
2020 | 1 | 18 | 2020-01-18 | 13 | 2020-01-18 | 13 | 0 | 0% | 5135 | 0 | 0 | 0% | 4870 | 0 | 0% | 5626 | 0
2020 | 1 | 18 | 2020-01-18 | 14 | 2020-01-18 | 14 | 0 | 0% | 5135 | 0 | 0 | 0% | 4870 | 0 | 0% | 5626 | 0
2020 | 1 | 18 | 2020-01-18 | 15 | 2020-01-18 | 15 | 0 | 0% | 5135 | 0 | 0 | 0% | 4870 | 0 | 0% | 5626 | 0
2020 | 1 | 18 | 2020-01-18 | 16 | 2020-01-18 | 16 | 0 | 0% | 5135 | 0 | 1082.2099 | 0.001871% | 2594 | 0 | 0.0009354% | 3394 | 0
2020 | 1 | 18 | 2020-01-18 | 17 | 2020-01-18 | 17 | 0 | 0% | 5135 | 0 | 0 | 0% | 4870 | 0 | 0% | 5626 | 0
2020 | 1 | 18 | 2020-01-18 | 18 | 2020-01-18 | 18 | 0 | 0% | 5135 | 0 | 0 | 0% | 4870 | 0 | 0% | 5626 | 0
2020 | 1 | 18 | 2020-01-18 | 19 | 2020-01-18 | 19 | 15230.5304 | 0.01841% | 1741 | 0 | 6515.5154 | 0.01126% | 1765 | 0 | 0.01484% | 1784 | 0
2020 | 1 | 18 | 2020-01-18 | 20 | 2020-01-18 | 20 | 23227.4479 | 0.02808% | 1360 | 0 | 11236.9714 | 0.01943% | 1472 | 0 | 0.02375% | 1436 | 0
2020 | 1 | 18 | 2020-01-18 | 21 | 2020-01-18 | 21 | 15413.1719 | 0.01863% | 1735 | 0 | 7118.4539 | 0.01231% | 1723 | 0 | 0.01547% | 1748 | 0
2020 | 1 | 18 | 2020-01-18 | 22 | 2020-01-18 | 22 | 10475.3923 | 0.01266% | 1995 | 0 | 4104.9002 | 0.007096% | 1971 | 0 | 0.00988% | 2018 | 0
2020 | 1 | 18 | 2020-01-18 | 23 | 2020-01-18 | 23 | 2554.3513 | 0.003088% | 2856 | 0 | 842.1482 | 0.001456% | 2736 | 0 | 0.002272% | 2877 | 0
2020 | 1 | 18 | 2020-01-18 | 24 | 2020-01-18 | 24 | 0 | 0% | 5135 | 0 | 0 | 0% | 4870 | 0 | 0% | 5626 | 0
2020 | 1 | 19 | 2020-01-19 | 1 | 2020-01-19 | 1 | 0 | 0% | 5135 | 0 | 66.7086 | 0.0001153% | 4134 | 0 | 5.766e-05% | 4910 | 0
2020 | 1 | 19 | 2020-01-19 | 2 | 2020-01-19 | 2 | 0 | 0% | 5135 | 0 | 0 | 0% | 4870 | 0 | 0% | 5626 | 0
2020 | 1 | 19 | 2020-01-19 | 3 | 2020-01-19 | 3 | 0 | 0% | 5135 | 0 | 0 | 0% | 4870 | 0 | 0% | 5626 | 0
2020 | 1 | 19 | 2020-01-19 | 4 | 2020-01-19 | 4 | 0 | 0% | 5135 | 0 | 0 | 0% | 4870 | 0 | 0% | 5626 | 0
2020 | 1 | 19 | 2020-01-19 | 5 | 2020-01-19 | 5 | 0 | 0% | 5135 | 0 | 5.5738 | 9.636e-06% | 4788 | 0 | 4.818e-06% | 5530 | 0
2020 | 1 | 19 | 2020-01-19 | 6 | 2020-01-19 | 6 | 0 | 0% | 5135 | 0 | 0 | 0% | 4870 | 0 | 0% | 5626 | 0
2020 | 1 | 19 | 2020-01-19 | 7 | 2020-01-19 | 7 | 0 | 0% | 5135 | 0 | 3.8199 | 6.604e-06% | 4816 | 0 | 3.302e-06% | 5561 | 0
2020 | 1 | 19 | 2020-01-19 | 8 | 2020-01-19 | 8 | 3.097 | 3.744e-06% | 5036 | 0 | 15.2097 | 2.629e-05% | 4651 | 0 | 1.502e-05% | 5355 | 0
2020 | 1 | 19 | 2020-01-19 | 9 | 2020-01-19 | 9 | 0.92513 | 1.118e-06% | 5108 | 0 | 413.1079 | 0.0007142% | 3117 | 0 | 0.0003576% | 3965 | 0
2020 | 1 | 19 | 2020-01-19 | 10 | 2020-01-19 | 10 | 0 | 0% | 5135 | 0 | 0 | 0% | 4870 | 0 | 0% | 5626 | 0
2020 | 1 | 19 | 2020-01-19 | 11 | 2020-01-19 | 11 | 0 | 0% | 5135 | 0 | 0 | 0% | 4870 | 0 | 0% | 5626 | 0
2020 | 1 | 19 | 2020-01-19 | 12 | 2020-01-19 | 12 | 0 | 0% | 5135 | 0 | 0 | 0% | 4870 | 0 | 0% | 5626 | 0
2020 | 1 | 19 | 2020-01-19 | 13 | 2020-01-19 | 13 | 0 | 0% | 5135 | 0 | 0 | 0% | 4870 | 0 | 0% | 5626 | 0
2020 | 1 | 19 | 2020-01-19 | 14 | 2020-01-19 | 14 | 0 | 0% | 5135 | 0 | 0 | 0% | 4870 | 0 | 0% | 5626 | 0
2020 | 1 | 19 | 2020-01-19 | 15 | 2020-01-19 | 15 | 0 | 0% | 5135 | 0 | 0 | 0% | 4870 | 0 | 0% | 5626 | 0
2020 | 1 | 19 | 2020-01-19 | 16 | 2020-01-19 | 16 | 1.5865 | 1.918e-06% | 5084 | 0 | 896.9109 | 0.001551% | 2712 | 0 | 0.0007762% | 3506 | 0
2020 | 1 | 19 | 2020-01-19 | 17 | 2020-01-19 | 17 | 0 | 0% | 5135 | 0 | 0 | 0% | 4870 | 0 | 0% | 5626 | 0
2020 | 1 | 19 | 2020-01-19 | 18 | 2020-01-19 | 18 | 21.2916 | 2.574e-05% | 4686 | 0 | 0 | 0% | 4870 | 0 | 1.287e-05% | 5389 | 0
2020 | 1 | 19 | 2020-01-19 | 19 | 2020-01-19 | 19 | 17501.4715 | 0.02116% | 1624 | 0 | 6941.045 | 0.012% | 1738 | 0 | 0.01658% | 1688 | 0
2020 | 1 | 19 | 2020-01-19 | 20 | 2020-01-19 | 20 | 25856.989 | 0.03126% | 1246 | 0 | 12541.9636 | 0.02168% | 1402 | 0 | 0.02647% | 1337 | 0
2020 | 1 | 19 | 2020-01-19 | 21 | 2020-01-19 | 21 | 16399.8853 | 0.01983% | 1676 | 0 | 6908.5208 | 0.01194% | 1740 | 0 | 0.01588% | 1721 | 0
2020 | 1 | 19 | 2020-01-19 | 22 | 2020-01-19 | 22 | 10630.524 | 0.01285% | 1986 | 0 | 3757.9549 | 0.006497% | 2011 | 0 | 0.009674% | 2030 | 0
2020 | 1 | 19 | 2020-01-19 | 23 | 2020-01-19 | 23 | 1923.3391 | 0.002325% | 3002 | 0 | 405.0617 | 0.0007003% | 3136 | 0 | 0.001513% | 3110 | 0
2020 | 1 | 19 | 2020-01-19 | 24 | 2020-01-19 | 24 | 0 | 0% | 5135 | 0 | 0 | 0% | 4870 | 0 | 0% | 5626 | 0
2020 | 1 | 20 | 2020-01-20 | 1 | 2020-01-20 | 1 | 5.3909 | 6.517e-06% | 4972 | 0 | 63.2947 | 0.0001094% | 4161 | 0 | 5.797e-05% | 4907 | 0
2020 | 1 | 20 | 2020-01-20 | 2 | 2020-01-20 | 2 | 0 | 0% | 5135 | 0 | 0 | 0% | 4870 | 0 | 0% | 5626 | 0
2020 | 1 | 20 | 2020-01-20 | 3 | 2020-01-20 | 3 | 0 | 0% | 5135 | 0 | 0 | 0% | 4870 | 0 | 0% | 5626 | 0
2020 | 1 | 20 | 2020-01-20 | 4 | 2020-01-20 | 4 | 0 | 0% | 5135 | 0 | 0 | 0% | 4870 | 0 | 0% | 5626 | 0
2020 | 1 | 20 | 2020-01-20 | 5 | 2020-01-20 | 5 | 0 | 0% | 5135 | 0 | 0 | 0% | 4870 | 0 | 0% | 5626 | 0
2020 | 1 | 20 | 2020-01-20 | 6 | 2020-01-20 | 6 | 0 | 0% | 5135 | 0 | 0 | 0% | 4870 | 0 | 0% | 5626 | 0
2020 | 1 | 20 | 2020-01-20 | 7 | 2020-01-20 | 7 | 0 | 0% | 5135 | 0 | 0 | 0% | 4870 | 0 | 0% | 5626 | 0
2020 | 1 | 20 | 2020-01-20 | 8 | 2020-01-20 | 8 | 576.4173 | 0.0006969% | 3603 | 0 | 190.206 | 0.0003288% | 3599 | 0 | 0.0005128% | 3742 | 0
2020 | 1 | 20 | 2020-01-20 | 9 | 2020-01-20 | 9 | 1809.5122 | 0.002188% | 3022 | 0 | 175.4175 | 0.0003033% | 3646 | 0 | 0.001245% | 3228 | 0
2020 | 1 | 20 | 2020-01-20 | 10 | 2020-01-20 | 10 | 89.3721 | 0.000108% | 4295 | 0 | 0 | 0% | 4870 | 0 | 5.402e-05% | 4938 | 0
2020 | 1 | 20 | 2020-01-20 | 11 | 2020-01-20 | 11 | 0 | 0% | 5135 | 0 | 0 | 0% | 4870 | 0 | 0% | 5626 | 0
2020 | 1 | 20 | 2020-01-20 | 12 | 2020-01-20 | 12 | 0 | 0% | 5135 | 0 | 0 | 0% | 4870 | 0 | 0% | 5626 | 0
2020 | 1 | 20 | 2020-01-20 | 13 | 2020-01-20 | 13 | 0 | 0% | 5135 | 0 | 0 | 0% | 4870 | 0 | 0% | 5626 | 0
2020 | 1 | 20 | 2020-01-20 | 14 | 2020-01-20 | 14 | 0 | 0% | 5135 | 0 | 0 | 0% | 4870 | 0 | 0% | 5626 | 0
2020 | 1 | 20 | 2020-01-20 | 15 | 2020-01-20 | 15 | 0 | 0% | 5135 | 0 | 0 | 0% | 4870 | 0 | 0% | 5626 | 0
2020 | 1 | 20 | 2020-01-20 | 16 | 2020-01-20 | 16 | 0 | 0% | 5135 | 0 | 120.928 | 0.0002091% | 3850 | 0 | 0.0001045% | 4636 | 0
2020 | 1 | 20 | 2020-01-20 | 17 | 2020-01-20 | 17 | 306.0941 | 0.0003701% | 3880 | 0 | 30.4297 | 5.261e-05% | 4472 | 0 | 0.0002113% | 4255 | 0
2020 | 1 | 20 | 2020-01-20 | 18 | 2020-01-20 | 18 | 4462.0088 | 0.005394% | 2543 | 0 | 1358.1149 | 0.002348% | 2499 | 0 | 0.003871% | 2547 | 0
2020 | 1 | 20 | 2020-01-20 | 19 | 2020-01-20 | 19 | 43663.0683 | 0.05279% | 637 | 0 | 29918.8202 | 0.05172% | 730 | 0 | 0.05225% | 693 | 0
2020 | 1 | 20 | 2020-01-20 | 20 | 2020-01-20 | 20 | 49807.7236 | 0.06022% | 489 | 0 | 43931.5116 | 0.07595% | 391 | 0 | 0.06808% | 413 | 0
2020 | 1 | 20 | 2020-01-20 | 21 | 2020-01-20 | 21 | 37941.3232 | 0.04587% | 804 | 0 | 24300.742 | 0.04201% | 916 | 0 | 0.04394% | 860 | 0
2020 | 1 | 20 | 2020-01-20 | 22 | 2020-01-20 | 22 | 27439.3031 | 0.03317% | 1173 | 0 | 14281.5803 | 0.02469% | 1308 | 0 | 0.02893% | 1255 | 0
2020 | 1 | 20 | 2020-01-20 | 23 | 2020-01-20 | 23 | 13180.548 | 0.01593% | 1841 | 0 | 7334.3919 | 0.01268% | 1711 | 0 | 0.01431% | 1808 | 0
2020 | 1 | 20 | 2020-01-20 | 24 | 2020-01-20 | 24 | 502.4285 | 0.0006074% | 3659 | 0 | 70.9121 | 0.0001226% | 4106 | 0 | 0.000365% | 3951 | 0
2020 | 1 | 21 | 2020-01-21 | 1 | 2020-01-21 | 1 | 8.8385 | 1.069e-05% | 4869 | 0 | 22.1092 | 3.822e-05% | 4571 | 0 | 2.445e-05% | 5226 | 0
2020 | 1 | 21 | 2020-01-21 | 2 | 2020-01-21 | 2 | 0 | 0% | 5135 | 0 | 0 | 0% | 4870 | 0 | 0% | 5626 | 0
2020 | 1 | 21 | 2020-01-21 | 3 | 2020-01-21 | 3 | 0 | 0% | 5135 | 0 | 0 | 0% | 4870 | 0 | 0% | 5626 | 0
2020 | 1 | 21 | 2020-01-21 | 4 | 2020-01-21 | 4 | 0 | 0% | 5135 | 0 | 0 | 0% | 4870 | 0 | 0% | 5626 | 0
2020 | 1 | 21 | 2020-01-21 | 5 | 2020-01-21 | 5 | 0 | 0% | 5135 | 0 | 0 | 0% | 4870 | 0 | 0% | 5626 | 0
2020 | 1 | 21 | 2020-01-21 | 6 | 2020-01-21 | 6 | 0 | 0% | 5135 | 0 | 0 | 0% | 4870 | 0 | 0% | 5626 | 0
2020 | 1 | 21 | 2020-01-21 | 7 | 2020-01-21 | 7 | 0 | 0% | 5135 | 0 | 0 | 0% | 4870 | 0 | 0% | 5626 | 0
2020 | 1 | 21 | 2020-01-21 | 8 | 2020-01-21 | 8 | 1694.6945 | 0.002049% | 3059 | 0 | 304.2079 | 0.0005259% | 3308 | 0 | 0.001287% | 3210 | 0
2020 | 1 | 21 | 2020-01-21 | 9 | 2020-01-21 | 9 | 3075.9585 | 0.003719% | 2754 | 0 | 611.1546 | 0.001057% | 2894 | 0 | 0.002388% | 2847 | 0
2020 | 1 | 21 | 2020-01-21 | 10 | 2020-01-21 | 10 | 262.2335 | 0.000317% | 3932 | 0 | 19.0869 | 3.3e-05% | 4607 | 0 | 0.000175% | 4366 | 0
2020 | 1 | 21 | 2020-01-21 | 11 | 2020-01-21 | 11 | 0 | 0% | 5135 | 0 | 569.6678 | 0.0009848% | 2934 | 0 | 0.0004924% | 3766 | 0
2020 | 1 | 21 | 2020-01-21 | 12 | 2020-01-21 | 12 | 0 | 0% | 5135 | 0 | 170.452 | 0.0002947% | 3661 | 0 | 0.0001473% | 4446 | 0
2020 | 1 | 21 | 2020-01-21 | 13 | 2020-01-21 | 13 | 0 | 0% | 5135 | 0 | 0 | 0% | 4870 | 0 | 0% | 5626 | 0
2020 | 1 | 21 | 2020-01-21 | 14 | 2020-01-21 | 14 | 0 | 0% | 5135 | 0 | 0 | 0% | 4870 | 0 | 0% | 5626 | 0
2020 | 1 | 21 | 2020-01-21 | 15 | 2020-01-21 | 15 | 0 | 0% | 5135 | 0 | 0 | 0% | 4870 | 0 | 0% | 5626 | 0
2020 | 1 | 21 | 2020-01-21 | 16 | 2020-01-21 | 16 | 23.0559 | 2.787e-05% | 4667 | 0 | 458.4015 | 0.0007925% | 3052 | 0 | 0.0004102% | 3869 | 0
2020 | 1 | 21 | 2020-01-21 | 17 | 2020-01-21 | 17 | 548.1511 | 0.0006627% | 3625 | 0 | 159.424 | 0.0002756% | 3697 | 0 | 0.0004691% | 3799 | 0
2020 | 1 | 21 | 2020-01-21 | 18 | 2020-01-21 | 18 | 7720.4727 | 0.009334% | 2208 | 0 | 3354.7261 | 0.005799% | 2058 | 0 | 0.007567% | 2150 | 0
2020 | 1 | 21 | 2020-01-21 | 19 | 2020-01-21 | 19 | 48372.1356 | 0.05848% | 522 | 0 | 34759.6094 | 0.06009% | 598 | 0 | 0.05929% | 549 | 0
2020 | 1 | 21 | 2020-01-21 | 20 | 2020-01-21 | 20 | 54791.9482 | 0.06624% | 397 | 0 | 41150.9194 | 0.07114% | 449 | 0 | 0.06869% | 406 | 0
2020 | 1 | 21 | 2020-01-21 | 21 | 2020-01-21 | 21 | 44638.8775 | 0.05397% | 619 | 0 | 34197.9585 | 0.05912% | 611 | 0 | 0.05654% | 595 | 0
2020 | 1 | 21 | 2020-01-21 | 22 | 2020-01-21 | 22 | 33210.7263 | 0.04015% | 973 | 0 | 24837.1177 | 0.04294% | 887 | 0 | 0.04154% | 919 | 0
2020 | 1 | 21 | 2020-01-21 | 23 | 2020-01-21 | 23 | 17885.3594 | 0.02162% | 1606 | 0 | 10120.6615 | 0.0175% | 1530 | 0 | 0.01956% | 1594 | 0
2020 | 1 | 21 | 2020-01-21 | 24 | 2020-01-21 | 24 | 1213.5688 | 0.001467% | 3238 | 0 | 518.1384 | 0.0008957% | 2992 | 0 | 0.001181% | 3263 | 0
2020 | 1 | 22 | 2020-01-22 | 1 | 2020-01-22 | 1 | 3.2443 | 3.922e-06% | 5029 | 0 | 212.192 | 0.0003668% | 3524 | 0 | 0.0001854% | 4330 | 0
2020 | 1 | 22 | 2020-01-22 | 2 | 2020-01-22 | 2 | 0 | 0% | 5135 | 0 | 0 | 0% | 4870 | 0 | 0% | 5626 | 0
2020 | 1 | 22 | 2020-01-22 | 3 | 2020-01-22 | 3 | 0 | 0% | 5135 | 0 | 0 | 0% | 4870 | 0 | 0% | 5626 | 0
2020 | 1 | 22 | 2020-01-22 | 4 | 2020-01-22 | 4 | 0 | 0% | 5135 | 0 | 0 | 0% | 4870 | 0 | 0% | 5626 | 0
2020 | 1 | 22 | 2020-01-22 | 5 | 2020-01-22 | 5 | 0 | 0% | 5135 | 0 | 0 | 0% | 4870 | 0 | 0% | 5626 | 0
2020 | 1 | 22 | 2020-01-22 | 6 | 2020-01-22 | 6 | 0 | 0% | 5135 | 0 | 0 | 0% | 4870 | 0 | 0% | 5626 | 0
2020 | 1 | 22 | 2020-01-22 | 7 | 2020-01-22 | 7 | 0 | 0% | 5135 | 0 | 0 | 0% | 4870 | 0 | 0% | 5626 | 0
2020 | 1 | 22 | 2020-01-22 | 8 | 2020-01-22 | 8 | 369.6962 | 0.0004469% | 3798 | 0 | 311.6527 | 0.0005388% | 3288 | 0 | 0.0004929% | 3764 | 0
2020 | 1 | 22 | 2020-01-22 | 9 | 2020-01-22 | 9 | 925.0224 | 0.001118% | 3379 | 0 | 2863.3504 | 0.00495% | 2134 | 0 | 0.003034% | 2695 | 0
2020 | 1 | 22 | 2020-01-22 | 10 | 2020-01-22 | 10 | 0 | 0% | 5135 | 0 | 0 | 0% | 4870 | 0 | 0% | 5626 | 0
2020 | 1 | 22 | 2020-01-22 | 11 | 2020-01-22 | 11 | 0 | 0% | 5135 | 0 | 0 | 0% | 4870 | 0 | 0% | 5626 | 0
2020 | 1 | 22 | 2020-01-22 | 12 | 2020-01-22 | 12 | 0 | 0% | 5135 | 0 | 0 | 0% | 4870 | 0 | 0% | 5626 | 0
2020 | 1 | 22 | 2020-01-22 | 13 | 2020-01-22 | 13 | 0 | 0% | 5135 | 0 | 0 | 0% | 4870 | 0 | 0% | 5626 | 0
2020 | 1 | 22 | 2020-01-22 | 14 | 2020-01-22 | 14 | 0 | 0% | 5135 | 0 | 0 | 0% | 4870 | 0 | 0% | 5626 | 0
2020 | 1 | 22 | 2020-01-22 | 15 | 2020-01-22 | 15 | 0 | 0% | 5135 | 0 | 0 | 0% | 4870 | 0 | 0% | 5626 | 0
2020 | 1 | 22 | 2020-01-22 | 16 | 2020-01-22 | 16 | 6.9014 | 8.343e-06% | 4917 | 0 | 220.1023 | 0.0003805% | 3506 | 0 | 0.0001944% | 4304 | 0
2020 | 1 | 22 | 2020-01-22 | 17 | 2020-01-22 | 17 | 0 | 0% | 5135 | 0 | 0 | 0% | 4870 | 0 | 0% | 5626 | 0
2020 | 1 | 22 | 2020-01-22 | 18 | 2020-01-22 | 18 | 2921.9722 | 0.003533% | 2789 | 0 | 1276.101 | 0.002206% | 2526 | 0 | 0.002869% | 2741 | 0
2020 | 1 | 22 | 2020-01-22 | 19 | 2020-01-22 | 19 | 39264.2229 | 0.04747% | 763 | 0 | 28810.8854 | 0.04981% | 768 | 0 | 0.04864% | 773 | 0
2020 | 1 | 22 | 2020-01-22 | 20 | 2020-01-22 | 20 | 47855.1165 | 0.05785% | 530 | 0 | 37286.0996 | 0.06446% | 533 | 0 | 0.06116% | 520 | 0
2020 | 1 | 22 | 2020-01-22 | 21 | 2020-01-22 | 21 | 37517.5909 | 0.04536% | 822 | 0 | 28391.9927 | 0.04908% | 785 | 0 | 0.04722% | 791 | 0
2020 | 1 | 22 | 2020-01-22 | 22 | 2020-01-22 | 22 | 28220.1037 | 0.03412% | 1147 | 0 | 18431.502 | 0.03186% | 1138 | 0 | 0.03299% | 1150 | 0
2020 | 1 | 22 | 2020-01-22 | 23 | 2020-01-22 | 23 | 15483.0792 | 0.01872% | 1728 | 0 | 7675.5361 | 0.01327% | 1683 | 0 | 0.01599% | 1716 | 0
2020 | 1 | 22 | 2020-01-22 | 24 | 2020-01-22 | 24 | 1018.6599 | 0.001232% | 3343 | 0 | 247.3081 | 0.0004275% | 3430 | 0 | 0.0008295% | 3457 | 0
2020 | 1 | 23 | 2020-01-23 | 1 | 2020-01-23 | 1 | 5.5821 | 6.749e-06% | 4964 | 0 | 9.2263 | 1.595e-05% | 4729 | 0 | 1.135e-05% | 5408 | 0
2020 | 1 | 23 | 2020-01-23 | 2 | 2020-01-23 | 2 | 0 | 0% | 5135 | 0 | 0 | 0% | 4870 | 0 | 0% | 5626 | 0
2020 | 1 | 23 | 2020-01-23 | 3 | 2020-01-23 | 3 | 0 | 0% | 5135 | 0 | 0 | 0% | 4870 | 0 | 0% | 5626 | 0
2020 | 1 | 23 | 2020-01-23 | 4 | 2020-01-23 | 4 | 0 | 0% | 5135 | 0 | 0 | 0% | 4870 | 0 | 0% | 5626 | 0
2020 | 1 | 23 | 2020-01-23 | 5 | 2020-01-23 | 5 | 0 | 0% | 5135 | 0 | 0 | 0% | 4870 | 0 | 0% | 5626 | 0
2020 | 1 | 23 | 2020-01-23 | 6 | 2020-01-23 | 6 | 0 | 0% | 5135 | 0 | 0 | 0% | 4870 | 0 | 0% | 5626 | 0
2020 | 1 | 23 | 2020-01-23 | 7 | 2020-01-23 | 7 | 0 | 0% | 5135 | 0 | 0 | 0% | 4870 | 0 | 0% | 5626 | 0
2020 | 1 | 23 | 2020-01-23 | 8 | 2020-01-23 | 8 | 16.8891 | 2.042e-05% | 4735 | 0 | 52.1838 | 9.021e-05% | 4256 | 0 | 5.532e-05% | 4927 | 0
2020 | 1 | 23 | 2020-01-23 | 9 | 2020-01-23 | 9 | 28.9803 | 3.504e-05% | 4614 | 0 | 875.773 | 0.001514% | 2720 | 0 | 0.0007745% | 3507 | 0
2020 | 1 | 23 | 2020-01-23 | 10 | 2020-01-23 | 10 | 0 | 0% | 5135 | 0 | 0 | 0% | 4870 | 0 | 0% | 5626 | 0
2020 | 1 | 23 | 2020-01-23 | 11 | 2020-01-23 | 11 | 0 | 0% | 5135 | 0 | 0 | 0% | 4870 | 0 | 0% | 5626 | 0
2020 | 1 | 23 | 2020-01-23 | 12 | 2020-01-23 | 12 | 0 | 0% | 5135 | 0 | 0 | 0% | 4870 | 0 | 0% | 5626 | 0
2020 | 1 | 23 | 2020-01-23 | 13 | 2020-01-23 | 13 | 0 | 0% | 5135 | 0 | 0 | 0% | 4870 | 0 | 0% | 5626 | 0
2020 | 1 | 23 | 2020-01-23 | 14 | 2020-01-23 | 14 | 0 | 0% | 5135 | 0 | 0 | 0% | 4870 | 0 | 0% | 5626 | 0
2020 | 1 | 23 | 2020-01-23 | 15 | 2020-01-23 | 15 | 0 | 0% | 5135 | 0 | 0 | 0% | 4870 | 0 | 0% | 5626 | 0
2020 | 1 | 23 | 2020-01-23 | 16 | 2020-01-23 | 16 | 2.8249 | 3.415e-06% | 5042 | 0 | 904.7166 | 0.001564% | 2706 | 0 | 0.0007837% | 3498 | 0
2020 | 1 | 23 | 2020-01-23 | 17 | 2020-01-23 | 17 | 0 | 0% | 5135 | 0 | 0 | 0% | 4870 | 0 | 0% | 5626 | 0
2020 | 1 | 23 | 2020-01-23 | 18 | 2020-01-23 | 18 | 1553.209 | 0.001878% | 3117 | 0 | 31.5486 | 5.454e-05% | 4459 | 0 | 0.0009661% | 3371 | 0
2020 | 1 | 23 | 2020-01-23 | 19 | 2020-01-23 | 19 | 34019.0428 | 0.04113% | 951 | 0 | 16710.9066 | 0.02889% | 1213 | 0 | 0.03501% | 1087 | 0
2020 | 1 | 23 | 2020-01-23 | 20 | 2020-01-23 | 20 | 39896.6228 | 0.04823% | 744 | 0 | 20658.3388 | 0.03571% | 1054 | 0 | 0.04197% | 912 | 0
2020 | 1 | 23 | 2020-01-23 | 21 | 2020-01-23 | 21 | 29824.0479 | 0.03606% | 1091 | 0 | 14658.7748 | 0.02534% | 1291 | 0 | 0.0307% | 1207 | 0
2020 | 1 | 23 | 2020-01-23 | 22 | 2020-01-23 | 22 | 18457.8775 | 0.02231% | 1574 | 0 | 7828.3412 | 0.01353% | 1670 | 0 | 0.01792% | 1641 | 0
2020 | 1 | 23 | 2020-01-23 | 23 | 2020-01-23 | 23 | 6208.4536 | 0.007506% | 2351 | 0 | 1428.2938 | 0.002469% | 2460 | 0 | 0.004987% | 2404 | 0
2020 | 1 | 23 | 2020-01-23 | 24 | 2020-01-23 | 24 | 16.0597 | 1.942e-05% | 4749 | 0 | 0 | 0% | 4870 | 0 | 9.708e-06% | 5437 | 0
2020 | 1 | 24 | 2020-01-24 | 1 | 2020-01-24 | 1 | 0 | 0% | 5135 | 0 | 5.9069 | 1.021e-05% | 4784 | 0 | 5.106e-06% | 5526 | 0
2020 | 1 | 24 | 2020-01-24 | 2 | 2020-01-24 | 2 | 0 | 0% | 5135 | 0 | 0 | 0% | 4870 | 0 | 0% | 5626 | 0
2020 | 1 | 24 | 2020-01-24 | 3 | 2020-01-24 | 3 | 0 | 0% | 5135 | 0 | 0 | 0% | 4870 | 0 | 0% | 5626 | 0
2020 | 1 | 24 | 2020-01-24 | 4 | 2020-01-24 | 4 | 0 | 0% | 5135 | 0 | 0 | 0% | 4870 | 0 | 0% | 5626 | 0
2020 | 1 | 24 | 2020-01-24 | 5 | 2020-01-24 | 5 | 0 | 0% | 5135 | 0 | 0 | 0% | 4870 | 0 | 0% | 5626 | 0
2020 | 1 | 24 | 2020-01-24 | 6 | 2020-01-24 | 6 | 0 | 0% | 5135 | 0 | 0 | 0% | 4870 | 0 | 0% | 5626 | 0
2020 | 1 | 24 | 2020-01-24 | 7 | 2020-01-24 | 7 | 0 | 0% | 5135 | 0 | 8.6219 | 1.491e-05% | 4740 | 0 | 7.453e-06% | 5482 | 0
2020 | 1 | 24 | 2020-01-24 | 8 | 2020-01-24 | 8 | 4.7729 | 5.77e-06% | 4983 | 0 | 4.9139 | 8.495e-06% | 4800 | 0 | 7.133e-06% | 5493 | 0
2020 | 1 | 24 | 2020-01-24 | 9 | 2020-01-24 | 9 | 0 | 0% | 5135 | 0 | 559.6175 | 0.0009674% | 2948 | 0 | 0.0004837% | 3775 | 0
2020 | 1 | 24 | 2020-01-24 | 10 | 2020-01-24 | 10 | 0 | 0% | 5135 | 0 | 0 | 0% | 4870 | 0 | 0% | 5626 | 0
2020 | 1 | 24 | 2020-01-24 | 11 | 2020-01-24 | 11 | 0 | 0% | 5135 | 0 | 0 | 0% | 4870 | 0 | 0% | 5626 | 0
2020 | 1 | 24 | 2020-01-24 | 12 | 2020-01-24 | 12 | 0 | 0% | 5135 | 0 | 0 | 0% | 4870 | 0 | 0% | 5626 | 0
2020 | 1 | 24 | 2020-01-24 | 13 | 2020-01-24 | 13 | 0 | 0% | 5135 | 0 | 69.9769 | 0.000121% | 4115 | 0 | 6.049e-05% | 4889 | 0
2020 | 1 | 24 | 2020-01-24 | 14 | 2020-01-24 | 14 | 0 | 0% | 5135 | 0 | 45.3555 | 7.841e-05% | 4321 | 0 | 3.92e-05% | 5058 | 0
2020 | 1 | 24 | 2020-01-24 | 15 | 2020-01-24 | 15 | 0 | 0% | 5135 | 0 | 134.4251 | 0.0002324% | 3789 | 0 | 0.0001162% | 4583 | 0
2020 | 1 | 24 | 2020-01-24 | 16 | 2020-01-24 | 16 | 0 | 0% | 5135 | 0 | 190.6786 | 0.0003296% | 3597 | 0 | 0.0001648% | 4395 | 0
2020 | 1 | 24 | 2020-01-24 | 17 | 2020-01-24 | 17 | 0 | 0% | 5135 | 0 | 0 | 0% | 4870 | 0 | 0% | 5626 | 0
2020 | 1 | 24 | 2020-01-24 | 18 | 2020-01-24 | 18 | 523.6386 | 0.0006331% | 3645 | 0 | 240.4661 | 0.0004157% | 3449 | 0 | 0.0005244% | 3732 | 0
2020 | 1 | 24 | 2020-01-24 | 19 | 2020-01-24 | 19 | 29744.5632 | 0.03596% | 1093 | 0 | 20618.3117 | 0.03564% | 1056 | 0 | 0.0358% | 1066 | 0
2020 | 1 | 24 | 2020-01-24 | 20 | 2020-01-24 | 20 | 36161.5438 | 0.04372% | 873 | 0 | 28095.8382 | 0.04857% | 795 | 0 | 0.04614% | 809 | 0
2020 | 1 | 24 | 2020-01-24 | 21 | 2020-01-24 | 21 | 26979.3218 | 0.03262% | 1195 | 0 | 19061.2618 | 0.03295% | 1108 | 0 | 0.03278% | 1155 | 0
2020 | 1 | 24 | 2020-01-24 | 22 | 2020-01-24 | 22 | 17775.5415 | 0.02149% | 1611 | 0 | 11322.1348 | 0.01957% | 1467 | 0 | 0.02053% | 1565 | 0
2020 | 1 | 24 | 2020-01-24 | 23 | 2020-01-24 | 23 | 8038.6146 | 0.009718% | 2181 | 0 | 4422.3063 | 0.007645% | 1933 | 0 | 0.008682% | 2076 | 0
2020 | 1 | 24 | 2020-01-24 | 24 | 2020-01-24 | 24 | 345.6838 | 0.0004179% | 3824 | 0 | 219.7632 | 0.0003799% | 3508 | 0 | 0.0003989% | 3898 | 0
2020 | 1 | 25 | 2020-01-25 | 1 | 2020-01-25 | 1 | 0 | 0% | 5135 | 0 | 235.4385 | 0.000407% | 3466 | 0 | 0.0002035% | 4278 | 0
2020 | 1 | 25 | 2020-01-25 | 2 | 2020-01-25 | 2 | 0 | 0% | 5135 | 0 | 28.415 | 4.912e-05% | 4498 | 0 | 2.456e-05% | 5224 | 0
2020 | 1 | 25 | 2020-01-25 | 3 | 2020-01-25 | 3 | 0 | 0% | 5135 | 0 | 0 | 0% | 4870 | 0 | 0% | 5626 | 0
2020 | 1 | 25 | 2020-01-25 | 4 | 2020-01-25 | 4 | 0 | 0% | 5135 | 0 | 0 | 0% | 4870 | 0 | 0% | 5626 | 0
2020 | 1 | 25 | 2020-01-25 | 5 | 2020-01-25 | 5 | 0 | 0% | 5135 | 0 | 26.0224 | 4.499e-05% | 4518 | 0 | 2.249e-05% | 5247 | 0
2020 | 1 | 25 | 2020-01-25 | 6 | 2020-01-25 | 6 | 0 | 0% | 5135 | 0 | 21.0569 | 3.64e-05% | 4580 | 0 | 1.82e-05% | 5307 | 0
2020 | 1 | 25 | 2020-01-25 | 7 | 2020-01-25 | 7 | 0 | 0% | 5135 | 0 | 116.9449 | 0.0002022% | 3864 | 0 | 0.0001011% | 4653 | 0
2020 | 1 | 25 | 2020-01-25 | 8 | 2020-01-25 | 8 | 0 | 0% | 5135 | 0 | 105.2709 | 0.000182% | 3907 | 0 | 9.099e-05% | 4695 | 0
2020 | 1 | 25 | 2020-01-25 | 9 | 2020-01-25 | 9 | 0 | 0% | 5135 | 0 | 1525.671 | 0.002638% | 2439 | 0 | 0.001319% | 3194 | 0
2020 | 1 | 25 | 2020-01-25 | 10 | 2020-01-25 | 10 | 0 | 0% | 5135 | 0 | 0 | 0% | 4870 | 0 | 0% | 5626 | 0
2020 | 1 | 25 | 2020-01-25 | 11 | 2020-01-25 | 11 | 0 | 0% | 5135 | 0 | 0 | 0% | 4870 | 0 | 0% | 5626 | 0
2020 | 1 | 25 | 2020-01-25 | 12 | 2020-01-25 | 12 | 0 | 0% | 5135 | 0 | 0 | 0% | 4870 | 0 | 0% | 5626 | 0
2020 | 1 | 25 | 2020-01-25 | 13 | 2020-01-25 | 13 | 0 | 0% | 5135 | 0 | 0 | 0% | 4870 | 0 | 0% | 5626 | 0
2020 | 1 | 25 | 2020-01-25 | 14 | 2020-01-25 | 14 | 0 | 0% | 5135 | 0 | 0 | 0% | 4870 | 0 | 0% | 5626 | 0
2020 | 1 | 25 | 2020-01-25 | 15 | 2020-01-25 | 15 | 0 | 0% | 5135 | 0 | 0 | 0% | 4870 | 0 | 0% | 5626 | 0
2020 | 1 | 25 | 2020-01-25 | 16 | 2020-01-25 | 16 | 0 | 0% | 5135 | 0 | 538.4885 | 0.0009309% | 2967 | 0 | 0.0004655% | 3807 | 0
2020 | 1 | 25 | 2020-01-25 | 17 | 2020-01-25 | 17 | 0 | 0% | 5135 | 0 | 0 | 0% | 4870 | 0 | 0% | 5626 | 0
2020 | 1 | 25 | 2020-01-25 | 18 | 2020-01-25 | 18 | 0 | 0% | 5135 | 0 | 0 | 0% | 4870 | 0 | 0% | 5626 | 0
2020 | 1 | 25 | 2020-01-25 | 19 | 2020-01-25 | 19 | 12212.8726 | 0.01476% | 1895 | 0 | 12212.8726 | 0.02111% | 1421 | 0 | 0.01794% | 1640 | 0
2020 | 1 | 25 | 2020-01-25 | 20 | 2020-01-25 | 20 | 22558.492 | 0.02727% | 1393 | 0 | 22377.4345 | 0.03869% | 983 | 0 | 0.03298% | 1151 | 0
2020 | 1 | 25 | 2020-01-25 | 21 | 2020-01-25 | 21 | 13376.5375 | 0.01617% | 1831 | 0 | 13140.9257 | 0.02272% | 1370 | 0 | 0.01944% | 1596 | 0
2020 | 1 | 25 | 2020-01-25 | 22 | 2020-01-25 | 22 | 9250.6305 | 0.01118% | 2091 | 0 | 9063.6121 | 0.01567% | 1601 | 0 | 0.01343% | 1847 | 0
2020 | 1 | 25 | 2020-01-25 | 23 | 2020-01-25 | 23 | 1465.0861 | 0.001771% | 3146 | 0 | 1414.0267 | 0.002445% | 2468 | 0 | 0.002108% | 2927 | 0
2020 | 1 | 25 | 2020-01-25 | 24 | 2020-01-25 | 24 | 0 | 0% | 5135 | 0 | 0 | 0% | 4870 | 0 | 0% | 5626 | 0
2020 | 1 | 26 | 2020-01-26 | 1 | 2020-01-26 | 1 | 3.7662 | 4.553e-06% | 5012 | 0 | 38.9666 | 6.736e-05% | 4380 | 0 | 3.596e-05% | 5099 | 0
2020 | 1 | 26 | 2020-01-26 | 2 | 2020-01-26 | 2 | 0 | 0% | 5135 | 0 | 0 | 0% | 4870 | 0 | 0% | 5626 | 0
2020 | 1 | 26 | 2020-01-26 | 3 | 2020-01-26 | 3 | 0 | 0% | 5135 | 0 | 0 | 0% | 4870 | 0 | 0% | 5626 | 0
2020 | 1 | 26 | 2020-01-26 | 4 | 2020-01-26 | 4 | 0 | 0% | 5135 | 0 | 0 | 0% | 4870 | 0 | 0% | 5626 | 0
2020 | 1 | 26 | 2020-01-26 | 5 | 2020-01-26 | 5 | 0 | 0% | 5135 | 0 | 0 | 0% | 4870 | 0 | 0% | 5626 | 0
2020 | 1 | 26 | 2020-01-26 | 6 | 2020-01-26 | 6 | 0 | 0% | 5135 | 0 | 0 | 0% | 4870 | 0 | 0% | 5626 | 0
2020 | 1 | 26 | 2020-01-26 | 7 | 2020-01-26 | 7 | 0 | 0% | 5135 | 0 | 9.9536 | 1.721e-05% | 4716 | 0 | 8.604e-06% | 5458 | 0
2020 | 1 | 26 | 2020-01-26 | 8 | 2020-01-26 | 8 | 0 | 0% | 5135 | 0 | 62.0023 | 0.0001072% | 4172 | 0 | 5.359e-05% | 4942 | 0
2020 | 1 | 26 | 2020-01-26 | 9 | 2020-01-26 | 9 | 0 | 0% | 5135 | 0 | 1590.8484 | 0.00275% | 2421 | 0 | 0.001375% | 3177 | 0
2020 | 1 | 26 | 2020-01-26 | 10 | 2020-01-26 | 10 | 0 | 0% | 5135 | 0 | 0 | 0% | 4870 | 0 | 0% | 5626 | 0
2020 | 1 | 26 | 2020-01-26 | 11 | 2020-01-26 | 11 | 0 | 0% | 5135 | 0 | 0 | 0% | 4870 | 0 | 0% | 5626 | 0
2020 | 1 | 26 | 2020-01-26 | 12 | 2020-01-26 | 12 | 0 | 0% | 5135 | 0 | 0 | 0% | 4870 | 0 | 0% | 5626 | 0
2020 | 1 | 26 | 2020-01-26 | 13 | 2020-01-26 | 13 | 0 | 0% | 5135 | 0 | 0 | 0% | 4870 | 0 | 0% | 5626 | 0
2020 | 1 | 26 | 2020-01-26 | 14 | 2020-01-26 | 14 | 0 | 0% | 5135 | 0 | 0 | 0% | 4870 | 0 | 0% | 5626 | 0
2020 | 1 | 26 | 2020-01-26 | 15 | 2020-01-26 | 15 | 0 | 0% | 5135 | 0 | 0 | 0% | 4870 | 0 | 0% | 5626 | 0
2020 | 1 | 26 | 2020-01-26 | 16 | 2020-01-26 | 16 | 6.8373 | 8.266e-06% | 4920 | 0 | 384.3299 | 0.0006644% | 3166 | 0 | 0.0003363% | 4002 | 0
2020 | 1 | 26 | 2020-01-26 | 17 | 2020-01-26 | 17 | 0 | 0% | 5135 | 0 | 0 | 0% | 4870 | 0 | 0% | 5626 | 0
2020 | 1 | 26 | 2020-01-26 | 18 | 2020-01-26 | 18 | 96.4725 | 0.0001166% | 4271 | 0 | 91.0753 | 0.0001574% | 3980 | 0 | 0.000137% | 4497 | 0
2020 | 1 | 26 | 2020-01-26 | 19 | 2020-01-26 | 19 | 21690.2065 | 0.02622% | 1434 | 0 | 19712.5818 | 0.03408% | 1088 | 0 | 0.03015% | 1218 | 0
2020 | 1 | 26 | 2020-01-26 | 20 | 2020-01-26 | 20 | 30195.7114 | 0.03651% | 1077 | 0 | 27125.9992 | 0.04689% | 817 | 0 | 0.0417% | 917 | 0
2020 | 1 | 26 | 2020-01-26 | 21 | 2020-01-26 | 21 | 21130.1938 | 0.02555% | 1461 | 0 | 18308.4555 | 0.03165% | 1145 | 0 | 0.0286% | 1264 | 0
2020 | 1 | 26 | 2020-01-26 | 22 | 2020-01-26 | 22 | 15445.5339 | 0.01867% | 1730 | 0 | 12422.1783 | 0.02147% | 1409 | 0 | 0.02007% | 1575 | 0
2020 | 1 | 26 | 2020-01-26 | 23 | 2020-01-26 | 23 | 3869.8782 | 0.004678% | 2630 | 0 | 2594.6446 | 0.004485% | 2193 | 0 | 0.004582% | 2452 | 0
2020 | 1 | 26 | 2020-01-26 | 24 | 2020-01-26 | 24 | 77.3075 | 9.346e-05% | 4335 | 0 | 48.8952 | 8.453e-05% | 4284 | 0 | 8.899e-05% | 4705 | 0
2020 | 1 | 27 | 2020-01-27 | 1 | 2020-01-27 | 1 | 0 | 0% | 5135 | 0 | 86.0629 | 0.0001488% | 4008 | 0 | 7.439e-05% | 4791 | 0
2020 | 1 | 27 | 2020-01-27 | 2 | 2020-01-27 | 2 | 0 | 0% | 5135 | 0 | 0 | 0% | 4870 | 0 | 0% | 5626 | 0
2020 | 1 | 27 | 2020-01-27 | 3 | 2020-01-27 | 3 | 0 | 0% | 5135 | 0 | 0 | 0% | 4870 | 0 | 0% | 5626 | 0
2020 | 1 | 27 | 2020-01-27 | 4 | 2020-01-27 | 4 | 0 | 0% | 5135 | 0 | 0 | 0% | 4870 | 0 | 0% | 5626 | 0
2020 | 1 | 27 | 2020-01-27 | 5 | 2020-01-27 | 5 | 0 | 0% | 5135 | 0 | 0 | 0% | 4870 | 0 | 0% | 5626 | 0
2020 | 1 | 27 | 2020-01-27 | 6 | 2020-01-27 | 6 | 0 | 0% | 5135 | 0 | 0 | 0% | 4870 | 0 | 0% | 5626 | 0
2020 | 1 | 27 | 2020-01-27 | 7 | 2020-01-27 | 7 | 0 | 0% | 5135 | 0 | 2.0587 | 3.559e-06% | 4852 | 0 | 1.779e-06% | 5595 | 0
2020 | 1 | 27 | 2020-01-27 | 8 | 2020-01-27 | 8 | 1555.2072 | 0.00188% | 3116 | 0 | 106.4079 | 0.000184% | 3900 | 0 | 0.001032% | 3335 | 0
2020 | 1 | 27 | 2020-01-27 | 9 | 2020-01-27 | 9 | 2740.4663 | 0.003313% | 2818 | 0 | 477.7848 | 0.000826% | 3031 | 0 | 0.00207% | 2931 | 0
2020 | 1 | 27 | 2020-01-27 | 10 | 2020-01-27 | 10 | 151.6297 | 0.0001833% | 4124 | 0 | 0 | 0% | 4870 | 0 | 9.166e-05% | 4691 | 0
2020 | 1 | 27 | 2020-01-27 | 11 | 2020-01-27 | 11 | 0 | 0% | 5135 | 0 | 0 | 0% | 4870 | 0 | 0% | 5626 | 0
2020 | 1 | 27 | 2020-01-27 | 12 | 2020-01-27 | 12 | 0 | 0% | 5135 | 0 | 0 | 0% | 4870 | 0 | 0% | 5626 | 0
2020 | 1 | 27 | 2020-01-27 | 13 | 2020-01-27 | 13 | 0 | 0% | 5135 | 0 | 0 | 0% | 4870 | 0 | 0% | 5626 | 0
2020 | 1 | 27 | 2020-01-27 | 14 | 2020-01-27 | 14 | 0 | 0% | 5135 | 0 | 0 | 0% | 4870 | 0 | 0% | 5626 | 0
2020 | 1 | 27 | 2020-01-27 | 15 | 2020-01-27 | 15 | 0 | 0% | 5135 | 0 | 0 | 0% | 4870 | 0 | 0% | 5626 | 0
2020 | 1 | 27 | 2020-01-27 | 16 | 2020-01-27 | 16 | 23.5926 | 2.852e-05% | 4660 | 0 | 539.8046 | 0.0009332% | 2963 | 0 | 0.0004809% | 3785 | 0
2020 | 1 | 27 | 2020-01-27 | 17 | 2020-01-27 | 17 | 42.3496 | 5.12e-05% | 4507 | 0 | 0 | 0% | 4870 | 0 | 2.56e-05% | 5213 | 0
2020 | 1 | 27 | 2020-01-27 | 18 | 2020-01-27 | 18 | 7929.248 | 0.009586% | 2192 | 0 | 3902.2174 | 0.006746% | 1992 | 0 | 0.008166% | 2108 | 0
2020 | 1 | 27 | 2020-01-27 | 19 | 2020-01-27 | 19 | 49742.8807 | 0.06014% | 491 | 0 | 39793.2514 | 0.06879% | 472 | 0 | 0.06446% | 471 | 0
2020 | 1 | 27 | 2020-01-27 | 20 | 2020-01-27 | 20 | 54376.7277 | 0.06574% | 405 | 0 | 44903.574 | 0.07763% | 380 | 0 | 0.07168% | 376 | 0
2020 | 1 | 27 | 2020-01-27 | 21 | 2020-01-27 | 21 | 44209.9266 | 0.05345% | 627 | 0 | 35336.074 | 0.06109% | 582 | 0 | 0.05727% | 583 | 0
2020 | 1 | 27 | 2020-01-27 | 22 | 2020-01-27 | 22 | 32652.4266 | 0.03948% | 990 | 0 | 24319.9362 | 0.04204% | 914 | 0 | 0.04076% | 942 | 0
2020 | 1 | 27 | 2020-01-27 | 23 | 2020-01-27 | 23 | 18732.2939 | 0.02265% | 1564 | 0 | 12198.1143 | 0.02109% | 1423 | 0 | 0.02187% | 1507 | 0
2020 | 1 | 27 | 2020-01-27 | 24 | 2020-01-27 | 24 | 1267.2264 | 0.001532% | 3209 | 0 | 433.2515 | 0.000749% | 3085 | 0 | 0.001141% | 3281 | 0
2020 | 1 | 28 | 2020-01-28 | 1 | 2020-01-28 | 1 | 16.3772 | 1.98e-05% | 4742 | 0 | 66.6443 | 0.0001152% | 4135 | 0 | 6.751e-05% | 4836 | 0
2020 | 1 | 28 | 2020-01-28 | 2 | 2020-01-28 | 2 | 0 | 0% | 5135 | 0 | 0 | 0% | 4870 | 0 | 0% | 5626 | 0
2020 | 1 | 28 | 2020-01-28 | 3 | 2020-01-28 | 3 | 0 | 0% | 5135 | 0 | 0 | 0% | 4870 | 0 | 0% | 5626 | 0
2020 | 1 | 28 | 2020-01-28 | 4 | 2020-01-28 | 4 | 0 | 0% | 5135 | 0 | 0 | 0% | 4870 | 0 | 0% | 5626 | 0
2020 | 1 | 28 | 2020-01-28 | 5 | 2020-01-28 | 5 | 0 | 0% | 5135 | 0 | 0 | 0% | 4870 | 0 | 0% | 5626 | 0
2020 | 1 | 28 | 2020-01-28 | 6 | 2020-01-28 | 6 | 0 | 0% | 5135 | 0 | 0 | 0% | 4870 | 0 | 0% | 5626 | 0
2020 | 1 | 28 | 2020-01-28 | 7 | 2020-01-28 | 7 | 0 | 0% | 5135 | 0 | 6.3894 | 1.105e-05% | 4780 | 0 | 5.523e-06% | 5521 | 0
2020 | 1 | 28 | 2020-01-28 | 8 | 2020-01-28 | 8 | 965.643 | 0.001167% | 3363 | 0 | 100.7063 | 0.0001741% | 3930 | 0 | 0.0006708% | 3596 | 0
2020 | 1 | 28 | 2020-01-28 | 9 | 2020-01-28 | 9 | 1254.1142 | 0.001516% | 3214 | 0 | 470.1247 | 0.0008127% | 3040 | 0 | 0.001164% | 3269 | 0
2020 | 1 | 28 | 2020-01-28 | 10 | 2020-01-28 | 10 | 12.0848 | 1.461e-05% | 4807 | 0 | 0 | 0% | 4870 | 0 | 7.305e-06% | 5487 | 0
2020 | 1 | 28 | 2020-01-28 | 11 | 2020-01-28 | 11 | 0 | 0% | 5135 | 0 | 0 | 0% | 4870 | 0 | 0% | 5626 | 0
2020 | 1 | 28 | 2020-01-28 | 12 | 2020-01-28 | 12 | 0 | 0% | 5135 | 0 | 0 | 0% | 4870 | 0 | 0% | 5626 | 0
2020 | 1 | 28 | 2020-01-28 | 13 | 2020-01-28 | 13 | 0 | 0% | 5135 | 0 | 0 | 0% | 4870 | 0 | 0% | 5626 | 0
2020 | 1 | 28 | 2020-01-28 | 14 | 2020-01-28 | 14 | 0 | 0% | 5135 | 0 | 0 | 0% | 4870 | 0 | 0% | 5626 | 0
2020 | 1 | 28 | 2020-01-28 | 15 | 2020-01-28 | 15 | 0 | 0% | 5135 | 0 | 0 | 0% | 4870 | 0 | 0% | 5626 | 0
2020 | 1 | 28 | 2020-01-28 | 16 | 2020-01-28 | 16 | 0 | 0% | 5135 | 0 | 651.5096 | 0.001126% | 2864 | 0 | 0.0005631% | 3687 | 0
2020 | 1 | 28 | 2020-01-28 | 17 | 2020-01-28 | 17 | 12.2799 | 1.485e-05% | 4802 | 0 | 0 | 0% | 4870 | 0 | 7.423e-06% | 5483 | 0
2020 | 1 | 28 | 2020-01-28 | 18 | 2020-01-28 | 18 | 4222.247 | 0.005104% | 2575 | 0 | 2379.9568 | 0.004114% | 2223 | 0 | 0.004609% | 2447 | 0
2020 | 1 | 28 | 2020-01-28 | 19 | 2020-01-28 | 19 | 40422.8378 | 0.04887% | 729 | 0 | 33310.3721 | 0.05759% | 634 | 0 | 0.05323% | 672 | 0
2020 | 1 | 28 | 2020-01-28 | 20 | 2020-01-28 | 20 | 48806.7028 | 0.059% | 515 | 0 | 42265.226 | 0.07307% | 418 | 0 | 0.06604% | 443 | 0
2020 | 1 | 28 | 2020-01-28 | 21 | 2020-01-28 | 21 | 38008.8898 | 0.04595% | 802 | 0 | 31417.1253 | 0.05431% | 689 | 0 | 0.05013% | 736 | 0
2020 | 1 | 28 | 2020-01-28 | 22 | 2020-01-28 | 22 | 27587.0969 | 0.03335% | 1167 | 0 | 21322.0434 | 0.03686% | 1027 | 0 | 0.03511% | 1084 | 0
2020 | 1 | 28 | 2020-01-28 | 23 | 2020-01-28 | 23 | 13109.8484 | 0.01585% | 1845 | 0 | 8818.5486 | 0.01525% | 1618 | 0 | 0.01555% | 1742 | 0
2020 | 1 | 28 | 2020-01-28 | 24 | 2020-01-28 | 24 | 557.9809 | 0.0006746% | 3617 | 0 | 138.7188 | 0.0002398% | 3776 | 0 | 0.0004572% | 3819 | 0
2020 | 1 | 29 | 2020-01-29 | 1 | 2020-01-29 | 1 | 0 | 0% | 5135 | 0 | 10.2492 | 1.772e-05% | 4714 | 0 | 8.859e-06% | 5456 | 0
2020 | 1 | 29 | 2020-01-29 | 2 | 2020-01-29 | 2 | 0 | 0% | 5135 | 0 | 0 | 0% | 4870 | 0 | 0% | 5626 | 0
2020 | 1 | 29 | 2020-01-29 | 3 | 2020-01-29 | 3 | 0 | 0% | 5135 | 0 | 0 | 0% | 4870 | 0 | 0% | 5626 | 0
2020 | 1 | 29 | 2020-01-29 | 4 | 2020-01-29 | 4 | 0 | 0% | 5135 | 0 | 0 | 0% | 4870 | 0 | 0% | 5626 | 0
2020 | 1 | 29 | 2020-01-29 | 5 | 2020-01-29 | 5 | 0 | 0% | 5135 | 0 | 0 | 0% | 4870 | 0 | 0% | 5626 | 0
2020 | 1 | 29 | 2020-01-29 | 6 | 2020-01-29 | 6 | 0 | 0% | 5135 | 0 | 0 | 0% | 4870 | 0 | 0% | 5626 | 0
2020 | 1 | 29 | 2020-01-29 | 7 | 2020-01-29 | 7 | 0 | 0% | 5135 | 0 | 0 | 0% | 4870 | 0 | 0% | 5626 | 0
2020 | 1 | 29 | 2020-01-29 | 8 | 2020-01-29 | 8 | 648.0289 | 0.0007834% | 3549 | 0 | 192.5284 | 0.0003328% | 3588 | 0 | 0.0005581% | 3691 | 0
2020 | 1 | 29 | 2020-01-29 | 9 | 2020-01-29 | 9 | 937.8144 | 0.001134% | 3373 | 0 | 320.2904 | 0.0005537% | 3270 | 0 | 0.0008437% | 3445 | 0
2020 | 1 | 29 | 2020-01-29 | 10 | 2020-01-29 | 10 | 0 | 0% | 5135 | 0 | 0 | 0% | 4870 | 0 | 0% | 5626 | 0
2020 | 1 | 29 | 2020-01-29 | 11 | 2020-01-29 | 11 | 0 | 0% | 5135 | 0 | 0 | 0% | 4870 | 0 | 0% | 5626 | 0
2020 | 1 | 29 | 2020-01-29 | 12 | 2020-01-29 | 12 | 0 | 0% | 5135 | 0 | 0 | 0% | 4870 | 0 | 0% | 5626 | 0
2020 | 1 | 29 | 2020-01-29 | 13 | 2020-01-29 | 13 | 0 | 0% | 5135 | 0 | 0 | 0% | 4870 | 0 | 0% | 5626 | 0
2020 | 1 | 29 | 2020-01-29 | 14 | 2020-01-29 | 14 | 0 | 0% | 5135 | 0 | 0 | 0% | 4870 | 0 | 0% | 5626 | 0
2020 | 1 | 29 | 2020-01-29 | 15 | 2020-01-29 | 15 | 0 | 0% | 5135 | 0 | 0 | 0% | 4870 | 0 | 0% | 5626 | 0
2020 | 1 | 29 | 2020-01-29 | 16 | 2020-01-29 | 16 | 0 | 0% | 5135 | 0 | 1029.6093 | 0.00178% | 2629 | 0 | 0.00089% | 3413 | 0
2020 | 1 | 29 | 2020-01-29 | 17 | 2020-01-29 | 17 | 0 | 0% | 5135 | 0 | 0 | 0% | 4870 | 0 | 0% | 5626 | 0
2020 | 1 | 29 | 2020-01-29 | 18 | 2020-01-29 | 18 | 3748.4413 | 0.004532% | 2646 | 0 | 2641.9781 | 0.004567% | 2175 | 0 | 0.00455% | 2455 | 0
2020 | 1 | 29 | 2020-01-29 | 19 | 2020-01-29 | 19 | 37366.8036 | 0.04517% | 828 | 0 | 32768.7718 | 0.05665% | 651 | 0 | 0.05091% | 714 | 0
2020 | 1 | 29 | 2020-01-29 | 20 | 2020-01-29 | 20 | 46436.8036 | 0.05614% | 569 | 0 | 42457.5552 | 0.0734% | 414 | 0 | 0.06477% | 466 | 0
2020 | 1 | 29 | 2020-01-29 | 21 | 2020-01-29 | 21 | 34366.8036 | 0.04155% | 943 | 0 | 30617.5552 | 0.05293% | 709 | 0 | 0.04724% | 790 | 0
2020 | 1 | 29 | 2020-01-29 | 22 | 2020-01-29 | 22 | 23723.1864 | 0.02868% | 1341 | 0 | 19390.5896 | 0.03352% | 1100 | 0 | 0.0311% | 1195 | 0
2020 | 1 | 29 | 2020-01-29 | 23 | 2020-01-29 | 23 | 9957.8561 | 0.01204% | 2031 | 0 | 7316.2428 | 0.01265% | 1712 | 0 | 0.01234% | 1892 | 0
2020 | 1 | 29 | 2020-01-29 | 24 | 2020-01-29 | 24 | 102.6016 | 0.000124% | 4252 | 0 | 52.0738 | 9.002e-05% | 4257 | 0 | 0.000107% | 4622 | 0
2020 | 1 | 30 | 2020-01-30 | 1 | 2020-01-30 | 1 | 0.24474 | 2.959e-07% | 5129 | 0 | 51.0503 | 8.825e-05% | 4269 | 0 | 4.427e-05% | 5017 | 0
2020 | 1 | 30 | 2020-01-30 | 2 | 2020-01-30 | 2 | 0 | 0% | 5135 | 0 | 0 | 0% | 4870 | 0 | 0% | 5626 | 0
2020 | 1 | 30 | 2020-01-30 | 3 | 2020-01-30 | 3 | 0 | 0% | 5135 | 0 | 0 | 0% | 4870 | 0 | 0% | 5626 | 0
2020 | 1 | 30 | 2020-01-30 | 4 | 2020-01-30 | 4 | 0 | 0% | 5135 | 0 | 0 | 0% | 4870 | 0 | 0% | 5626 | 0
2020 | 1 | 30 | 2020-01-30 | 5 | 2020-01-30 | 5 | 0 | 0% | 5135 | 0 | 0 | 0% | 4870 | 0 | 0% | 5626 | 0
2020 | 1 | 30 | 2020-01-30 | 6 | 2020-01-30 | 6 | 0 | 0% | 5135 | 0 | 0 | 0% | 4870 | 0 | 0% | 5626 | 0
2020 | 1 | 30 | 2020-01-30 | 7 | 2020-01-30 | 7 | 0 | 0% | 5135 | 0 | 0 | 0% | 4870 | 0 | 0% | 5626 | 0
2020 | 1 | 30 | 2020-01-30 | 8 | 2020-01-30 | 8 | 579.1617 | 0.0007002% | 3600 | 0 | 142.368 | 0.0002461% | 3758 | 0 | 0.0004731% | 3794 | 0
2020 | 1 | 30 | 2020-01-30 | 9 | 2020-01-30 | 9 | 932.8117 | 0.001128% | 3378 | 0 | 974.8152 | 0.001685% | 2664 | 0 | 0.001406% | 3162 | 0
2020 | 1 | 30 | 2020-01-30 | 10 | 2020-01-30 | 10 | 0 | 0% | 5135 | 0 | 0 | 0% | 4870 | 0 | 0% | 5626 | 0
2020 | 1 | 30 | 2020-01-30 | 11 | 2020-01-30 | 11 | 0 | 0% | 5135 | 0 | 0 | 0% | 4870 | 0 | 0% | 5626 | 0
2020 | 1 | 30 | 2020-01-30 | 12 | 2020-01-30 | 12 | 0 | 0% | 5135 | 0 | 0 | 0% | 4870 | 0 | 0% | 5626 | 0
2020 | 1 | 30 | 2020-01-30 | 13 | 2020-01-30 | 13 | 0 | 0% | 5135 | 0 | 0 | 0% | 4870 | 0 | 0% | 5626 | 0
2020 | 1 | 30 | 2020-01-30 | 14 | 2020-01-30 | 14 | 0 | 0% | 5135 | 0 | 0 | 0% | 4870 | 0 | 0% | 5626 | 0
2020 | 1 | 30 | 2020-01-30 | 15 | 2020-01-30 | 15 | 0 | 0% | 5135 | 0 | 0 | 0% | 4870 | 0 | 0% | 5626 | 0
2020 | 1 | 30 | 2020-01-30 | 16 | 2020-01-30 | 16 | 0 | 0% | 5135 | 0 | 406.9474 | 0.0007035% | 3130 | 0 | 0.0003518% | 3979 | 0
2020 | 1 | 30 | 2020-01-30 | 17 | 2020-01-30 | 17 | 0 | 0% | 5135 | 0 | 0 | 0% | 4870 | 0 | 0% | 5626 | 0
2020 | 1 | 30 | 2020-01-30 | 18 | 2020-01-30 | 18 | 3881.4782 | 0.004693% | 2627 | 0 | 3629.6874 | 0.006275% | 2029 | 0 | 0.005484% | 2360 | 0
2020 | 1 | 30 | 2020-01-30 | 19 | 2020-01-30 | 19 | 38729.3647 | 0.04682% | 777 | 0 | 38308.0338 | 0.06623% | 504 | 0 | 0.05652% | 597 | 0
2020 | 1 | 30 | 2020-01-30 | 20 | 2020-01-30 | 20 | 49039.8773 | 0.05929% | 509 | 0 | 48084.0263 | 0.08313% | 327 | 0 | 0.07121% | 385 | 0
2020 | 1 | 30 | 2020-01-30 | 21 | 2020-01-30 | 21 | 37389.3434 | 0.0452% | 827 | 0 | 36150.0189 | 0.06249% | 561 | 0 | 0.05385% | 658 | 0
2020 | 1 | 30 | 2020-01-30 | 22 | 2020-01-30 | 22 | 26125.9766 | 0.03159% | 1227 | 0 | 25203.0555 | 0.04357% | 876 | 0 | 0.03758% | 1022 | 0
2020 | 1 | 30 | 2020-01-30 | 23 | 2020-01-30 | 23 | 10910.8754 | 0.01319% | 1971 | 0 | 10284.5252 | 0.01778% | 1524 | 0 | 0.01549% | 1747 | 0
2020 | 1 | 30 | 2020-01-30 | 24 | 2020-01-30 | 24 | 118.8454 | 0.0001437% | 4216 | 0 | 62.0176 | 0.0001072% | 4171 | 0 | 0.0001254% | 4542 | 0
2020 | 1 | 31 | 2020-01-31 | 1 | 2020-01-31 | 1 | 74.7288 | 9.034e-05% | 4342 | 0 | 53.9038 | 9.319e-05% | 4238 | 0 | 9.176e-05% | 4689 | 0
2020 | 1 | 31 | 2020-01-31 | 2 | 2020-01-31 | 2 | 0 | 0% | 5135 | 0 | 0 | 0% | 4870 | 0 | 0% | 5626 | 0
2020 | 1 | 31 | 2020-01-31 | 3 | 2020-01-31 | 3 | 0 | 0% | 5135 | 0 | 0 | 0% | 4870 | 0 | 0% | 5626 | 0
2020 | 1 | 31 | 2020-01-31 | 4 | 2020-01-31 | 4 | 0 | 0% | 5135 | 0 | 0 | 0% | 4870 | 0 | 0% | 5626 | 0
2020 | 1 | 31 | 2020-01-31 | 5 | 2020-01-31 | 5 | 0 | 0% | 5135 | 0 | 0 | 0% | 4870 | 0 | 0% | 5626 | 0
2020 | 1 | 31 | 2020-01-31 | 6 | 2020-01-31 | 6 | 0 | 0% | 5135 | 0 | 0 | 0% | 4870 | 0 | 0% | 5626 | 0
2020 | 1 | 31 | 2020-01-31 | 7 | 2020-01-31 | 7 | 0 | 0% | 5135 | 0 | 0 | 0% | 4870 | 0 | 0% | 5626 | 0
2020 | 1 | 31 | 2020-01-31 | 8 | 2020-01-31 | 8 | 1332.8623 | 0.001611% | 3182 | 0 | 317.4357 | 0.0005488% | 3277 | 0 | 0.00108% | 3314 | 0
2020 | 1 | 31 | 2020-01-31 | 9 | 2020-01-31 | 9 | 2430.8321 | 0.002939% | 2886 | 0 | 933.6108 | 0.001614% | 2685 | 0 | 0.002276% | 2875 | 0
2020 | 1 | 31 | 2020-01-31 | 10 | 2020-01-31 | 10 | 105.5527 | 0.0001276% | 4246 | 0 | 0 | 0% | 4870 | 0 | 6.38e-05% | 4861 | 0
2020 | 1 | 31 | 2020-01-31 | 11 | 2020-01-31 | 11 | 0 | 0% | 5135 | 0 | 0 | 0% | 4870 | 0 | 0% | 5626 | 0
2020 | 1 | 31 | 2020-01-31 | 12 | 2020-01-31 | 12 | 0 | 0% | 5135 | 0 | 0 | 0% | 4870 | 0 | 0% | 5626 | 0
2020 | 1 | 31 | 2020-01-31 | 13 | 2020-01-31 | 13 | 0 | 0% | 5135 | 0 | 0 | 0% | 4870 | 0 | 0% | 5626 | 0
2020 | 1 | 31 | 2020-01-31 | 14 | 2020-01-31 | 14 | 0 | 0% | 5135 | 0 | 0 | 0% | 4870 | 0 | 0% | 5626 | 0
2020 | 1 | 31 | 2020-01-31 | 15 | 2020-01-31 | 15 | 0 | 0% | 5135 | 0 | 0 | 0% | 4870 | 0 | 0% | 5626 | 0
2020 | 1 | 31 | 2020-01-31 | 16 | 2020-01-31 | 16 | 9.5217 | 1.151e-05% | 4855 | 0 | 339.8549 | 0.0005875% | 3235 | 0 | 0.0002995% | 4069 | 0
2020 | 1 | 31 | 2020-01-31 | 17 | 2020-01-31 | 17 | 39.1771 | 4.736e-05% | 4527 | 0 | 0 | 0% | 4870 | 0 | 2.368e-05% | 5232 | 0
2020 | 1 | 31 | 2020-01-31 | 18 | 2020-01-31 | 18 | 7432.1727 | 0.008985% | 2246 | 0 | 5461.8022 | 0.009442% | 1844 | 0 | 0.009214% | 2051 | 0
2020 | 1 | 31 | 2020-01-31 | 19 | 2020-01-31 | 19 | 50468.339 | 0.06101% | 475 | 0 | 46333.3194 | 0.0801% | 354 | 0 | 0.07056% | 390 | 0
2020 | 1 | 31 | 2020-01-31 | 20 | 2020-01-31 | 20 | 54776.5154 | 0.06622% | 398 | 0 | 51811.4584 | 0.08957% | 270 | 0 | 0.0779% | 314 | 0
2020 | 1 | 31 | 2020-01-31 | 21 | 2020-01-31 | 21 | 44401.2039 | 0.05368% | 623 | 0 | 42169.6063 | 0.0729% | 423 | 0 | 0.06329% | 482 | 0
2020 | 1 | 31 | 2020-01-31 | 22 | 2020-01-31 | 22 | 32992.7606 | 0.03989% | 982 | 0 | 31388.7908 | 0.05426% | 692 | 0 | 0.04708% | 793 | 0
2020 | 1 | 31 | 2020-01-31 | 23 | 2020-01-31 | 23 | 18437.8749 | 0.02229% | 1575 | 0 | 17006.1724 | 0.0294% | 1199 | 0 | 0.02584% | 1360 | 0
2020 | 1 | 31 | 2020-01-31 | 24 | 2020-01-31 | 24 | 1408.0409 | 0.001702% | 3158 | 0 | 939.2353 | 0.001624% | 2679 | 0 | 0.001663% | 3042 | 0
2020 | 2 | 1 | 2020-02-01 | 1 | 2020-02-01 | 1 | 0.45992 | 5.56e-07% | 5125 | 0 | 46.2715 | 7.999e-05% | 4315 | 0 | 4.027e-05% | 5044 | 0
2020 | 2 | 1 | 2020-02-01 | 2 | 2020-02-01 | 2 | 0 | 0% | 5135 | 0 | 0 | 0% | 4870 | 0 | 0% | 5626 | 0
2020 | 2 | 1 | 2020-02-01 | 3 | 2020-02-01 | 3 | 0 | 0% | 5135 | 0 | 0 | 0% | 4870 | 0 | 0% | 5626 | 0
2020 | 2 | 1 | 2020-02-01 | 4 | 2020-02-01 | 4 | 0 | 0% | 5135 | 0 | 0 | 0% | 4870 | 0 | 0% | 5626 | 0
2020 | 2 | 1 | 2020-02-01 | 5 | 2020-02-01 | 5 | 0 | 0% | 5135 | 0 | 0 | 0% | 4870 | 0 | 0% | 5626 | 0
2020 | 2 | 1 | 2020-02-01 | 6 | 2020-02-01 | 6 | 0 | 0% | 5135 | 0 | 0 | 0% | 4870 | 0 | 0% | 5626 | 0
2020 | 2 | 1 | 2020-02-01 | 7 | 2020-02-01 | 7 | 0 | 0% | 5135 | 0 | 22.3933 | 3.871e-05% | 4567 | 0 | 1.936e-05% | 5289 | 0
2020 | 2 | 1 | 2020-02-01 | 8 | 2020-02-01 | 8 | 0 | 0% | 5135 | 0 | 0 | 0% | 4870 | 0 | 0% | 5626 | 0
2020 | 2 | 1 | 2020-02-01 | 9 | 2020-02-01 | 9 | 2.1843 | 2.641e-06% | 5060 | 0 | 1384.3496 | 0.002393% | 2485 | 0 | 0.001198% | 3256 | 0
2020 | 2 | 1 | 2020-02-01 | 10 | 2020-02-01 | 10 | 0 | 0% | 5135 | 0 | 0 | 0% | 4870 | 0 | 0% | 5626 | 0
2020 | 2 | 1 | 2020-02-01 | 11 | 2020-02-01 | 11 | 0 | 0% | 5135 | 0 | 0 | 0% | 4870 | 0 | 0% | 5626 | 0
2020 | 2 | 1 | 2020-02-01 | 12 | 2020-02-01 | 12 | 0 | 0% | 5135 | 0 | 0 | 0% | 4870 | 0 | 0% | 5626 | 0
2020 | 2 | 1 | 2020-02-01 | 13 | 2020-02-01 | 13 | 0 | 0% | 5135 | 0 | 0 | 0% | 4870 | 0 | 0% | 5626 | 0
2020 | 2 | 1 | 2020-02-01 | 14 | 2020-02-01 | 14 | 0 | 0% | 5135 | 0 | 0 | 0% | 4870 | 0 | 0% | 5626 | 0
2020 | 2 | 1 | 2020-02-01 | 15 | 2020-02-01 | 15 | 0 | 0% | 5135 | 0 | 0 | 0% | 4870 | 0 | 0% | 5626 | 0
2020 | 2 | 1 | 2020-02-01 | 16 | 2020-02-01 | 16 | 48.9687 | 5.92e-05% | 4455 | 0 | 203.0833 | 0.0003511% | 3552 | 0 | 0.0002051% | 4275 | 0
2020 | 2 | 1 | 2020-02-01 | 17 | 2020-02-01 | 17 | 0 | 0% | 5135 | 0 | 0 | 0% | 4870 | 0 | 0% | 5626 | 0
2020 | 2 | 1 | 2020-02-01 | 18 | 2020-02-01 | 18 | 0 | 0% | 5135 | 0 | 0 | 0% | 4870 | 0 | 0% | 5626 | 0
2020 | 2 | 1 | 2020-02-01 | 19 | 2020-02-01 | 19 | 5279.2792 | 0.006382% | 2445 | 0 | 3285.0829 | 0.005679% | 2072 | 0 | 0.006031% | 2294 | 0
2020 | 2 | 1 | 2020-02-01 | 20 | 2020-02-01 | 20 | 25256.9927 | 0.03053% | 1273 | 0 | 19003.686 | 0.03285% | 1113 | 0 | 0.03169% | 1177 | 0
2020 | 2 | 1 | 2020-02-01 | 21 | 2020-02-01 | 21 | 17542.9501 | 0.02121% | 1621 | 0 | 11819.5844 | 0.02043% | 1442 | 0 | 0.02082% | 1550 | 0
2020 | 2 | 1 | 2020-02-01 | 22 | 2020-02-01 | 22 | 12687.8818 | 0.01534% | 1872 | 0 | 9202.5443 | 0.01591% | 1591 | 0 | 0.01562% | 1737 | 0
2020 | 2 | 1 | 2020-02-01 | 23 | 2020-02-01 | 23 | 2973.6152 | 0.003595% | 2776 | 0 | 1432.367 | 0.002476% | 2456 | 0 | 0.003036% | 2693 | 0
2020 | 2 | 1 | 2020-02-01 | 24 | 2020-02-01 | 24 | 24.6184 | 2.976e-05% | 4649 | 0 | 0 | 0% | 4870 | 0 | 1.488e-05% | 5356 | 0
2020 | 2 | 2 | 2020-02-02 | 1 | 2020-02-02 | 1 | 1.713 | 2.071e-06% | 5077 | 0 | 22.1983 | 3.838e-05% | 4570 | 0 | 2.022e-05% | 5278 | 0
2020 | 2 | 2 | 2020-02-02 | 2 | 2020-02-02 | 2 | 0 | 0% | 5135 | 0 | 0 | 0% | 4870 | 0 | 0% | 5626 | 0
2020 | 2 | 2 | 2020-02-02 | 3 | 2020-02-02 | 3 | 0 | 0% | 5135 | 0 | 0 | 0% | 4870 | 0 | 0% | 5626 | 0
2020 | 2 | 2 | 2020-02-02 | 4 | 2020-02-02 | 4 | 0 | 0% | 5135 | 0 | 0 | 0% | 4870 | 0 | 0% | 5626 | 0
2020 | 2 | 2 | 2020-02-02 | 5 | 2020-02-02 | 5 | 0 | 0% | 5135 | 0 | 0 | 0% | 4870 | 0 | 0% | 5626 | 0
2020 | 2 | 2 | 2020-02-02 | 6 | 2020-02-02 | 6 | 0 | 0% | 5135 | 0 | 0 | 0% | 4870 | 0 | 0% | 5626 | 0
2020 | 2 | 2 | 2020-02-02 | 7 | 2020-02-02 | 7 | 0 | 0% | 5135 | 0 | 0 | 0% | 4870 | 0 | 0% | 5626 | 0
2020 | 2 | 2 | 2020-02-02 | 8 | 2020-02-02 | 8 | 9.9857 | 1.207e-05% | 4847 | 0 | 0 | 0% | 4870 | 0 | 6.036e-06% | 5508 | 0
2020 | 2 | 2 | 2020-02-02 | 9 | 2020-02-02 | 9 | 14.5568 | 1.76e-05% | 4772 | 0 | 789.2791 | 0.001364% | 2763 | 0 | 0.000691% | 3579 | 0
2020 | 2 | 2 | 2020-02-02 | 10 | 2020-02-02 | 10 | 0 | 0% | 5135 | 0 | 0 | 0% | 4870 | 0 | 0% | 5626 | 0
2020 | 2 | 2 | 2020-02-02 | 11 | 2020-02-02 | 11 | 0 | 0% | 5135 | 0 | 0 | 0% | 4870 | 0 | 0% | 5626 | 0
2020 | 2 | 2 | 2020-02-02 | 12 | 2020-02-02 | 12 | 0 | 0% | 5135 | 0 | 0 | 0% | 4870 | 0 | 0% | 5626 | 0
2020 | 2 | 2 | 2020-02-02 | 13 | 2020-02-02 | 13 | 0 | 0% | 5135 | 0 | 0 | 0% | 4870 | 0 | 0% | 5626 | 0
2020 | 2 | 2 | 2020-02-02 | 14 | 2020-02-02 | 14 | 0 | 0% | 5135 | 0 | 0 | 0% | 4870 | 0 | 0% | 5626 | 0
2020 | 2 | 2 | 2020-02-02 | 15 | 2020-02-02 | 15 | 0 | 0% | 5135 | 0 | 0 | 0% | 4870 | 0 | 0% | 5626 | 0
2020 | 2 | 2 | 2020-02-02 | 16 | 2020-02-02 | 16 | 0 | 0% | 5135 | 0 | 872.1431 | 0.001508% | 2722 | 0 | 0.0007539% | 3519 | 0
2020 | 2 | 2 | 2020-02-02 | 17 | 2020-02-02 | 17 | 0 | 0% | 5135 | 0 | 0 | 0% | 4870 | 0 | 0% | 5626 | 0
2020 | 2 | 2 | 2020-02-02 | 18 | 2020-02-02 | 18 | 0 | 0% | 5135 | 0 | 0 | 0% | 4870 | 0 | 0% | 5626 | 0
2020 | 2 | 2 | 2020-02-02 | 19 | 2020-02-02 | 19 | 4281.6931 | 0.005176% | 2566 | 0 | 4147.3559 | 0.00717% | 1965 | 0 | 0.006173% | 2279 | 0
2020 | 2 | 2 | 2020-02-02 | 20 | 2020-02-02 | 20 | 17421.9229 | 0.02106% | 1628 | 0 | 17940.7591 | 0.03102% | 1157 | 0 | 0.02604% | 1354 | 0
2020 | 2 | 2 | 2020-02-02 | 21 | 2020-02-02 | 21 | 11858.0864 | 0.01434% | 1912 | 0 | 11699.6468 | 0.02023% | 1448 | 0 | 0.01728% | 1661 | 0
2020 | 2 | 2 | 2020-02-02 | 22 | 2020-02-02 | 22 | 9599.7924 | 0.01161% | 2062 | 0 | 9386.0759 | 0.01623% | 1582 | 0 | 0.01392% | 1828 | 0
2020 | 2 | 2 | 2020-02-02 | 23 | 2020-02-02 | 23 | 1595.4478 | 0.001929% | 3098 | 0 | 1497.4577 | 0.002589% | 2444 | 0 | 0.002259% | 2881 | 0
2020 | 2 | 2 | 2020-02-02 | 24 | 2020-02-02 | 24 | 0 | 0% | 5135 | 0 | 0 | 0% | 4870 | 0 | 0% | 5626 | 0
2020 | 2 | 3 | 2020-02-03 | 1 | 2020-02-03 | 1 | 18.1872 | 2.199e-05% | 4716 | 0 | 51.7851 | 8.952e-05% | 4261 | 0 | 5.576e-05% | 4923 | 0
2020 | 2 | 3 | 2020-02-03 | 2 | 2020-02-03 | 2 | 0 | 0% | 5135 | 0 | 0 | 0% | 4870 | 0 | 0% | 5626 | 0
2020 | 2 | 3 | 2020-02-03 | 3 | 2020-02-03 | 3 | 0 | 0% | 5135 | 0 | 0 | 0% | 4870 | 0 | 0% | 5626 | 0
2020 | 2 | 3 | 2020-02-03 | 4 | 2020-02-03 | 4 | 0 | 0% | 5135 | 0 | 0 | 0% | 4870 | 0 | 0% | 5626 | 0
2020 | 2 | 3 | 2020-02-03 | 5 | 2020-02-03 | 5 | 0 | 0% | 5135 | 0 | 0 | 0% | 4870 | 0 | 0% | 5626 | 0
2020 | 2 | 3 | 2020-02-03 | 6 | 2020-02-03 | 6 | 0 | 0% | 5135 | 0 | 0 | 0% | 4870 | 0 | 0% | 5626 | 0
2020 | 2 | 3 | 2020-02-03 | 7 | 2020-02-03 | 7 | 0 | 0% | 5135 | 0 | 0 | 0% | 4870 | 0 | 0% | 5626 | 0
2020 | 2 | 3 | 2020-02-03 | 8 | 2020-02-03 | 8 | 898.5713 | 0.001086% | 3389 | 0 | 200.1022 | 0.0003459% | 3562 | 0 | 0.0007161% | 3556 | 0
2020 | 2 | 3 | 2020-02-03 | 9 | 2020-02-03 | 9 | 1526.476 | 0.001845% | 3127 | 0 | 128.6486 | 0.0002224% | 3812 | 0 | 0.001034% | 3333 | 0
2020 | 2 | 3 | 2020-02-03 | 10 | 2020-02-03 | 10 | 81.2113 | 9.818e-05% | 4321 | 0 | 0 | 0% | 4870 | 0 | 4.909e-05% | 4976 | 0
2020 | 2 | 3 | 2020-02-03 | 11 | 2020-02-03 | 11 | 0 | 0% | 5135 | 0 | 0 | 0% | 4870 | 0 | 0% | 5626 | 0
2020 | 2 | 3 | 2020-02-03 | 12 | 2020-02-03 | 12 | 0 | 0% | 5135 | 0 | 0 | 0% | 4870 | 0 | 0% | 5626 | 0
2020 | 2 | 3 | 2020-02-03 | 13 | 2020-02-03 | 13 | 0 | 0% | 5135 | 0 | 0 | 0% | 4870 | 0 | 0% | 5626 | 0
2020 | 2 | 3 | 2020-02-03 | 14 | 2020-02-03 | 14 | 0 | 0% | 5135 | 0 | 0 | 0% | 4870 | 0 | 0% | 5626 | 0
2020 | 2 | 3 | 2020-02-03 | 15 | 2020-02-03 | 15 | 0 | 0% | 5135 | 0 | 0 | 0% | 4870 | 0 | 0% | 5626 | 0
2020 | 2 | 3 | 2020-02-03 | 16 | 2020-02-03 | 16 | 5.4236 | 6.557e-06% | 4970 | 0 | 79.1682 | 0.0001369% | 4049 | 0 | 7.171e-05% | 4805 | 0
2020 | 2 | 3 | 2020-02-03 | 17 | 2020-02-03 | 17 | 1431.8712 | 0.001731% | 3156 | 0 | 102.5016 | 0.0001772% | 3924 | 0 | 0.0009541% | 3387 | 0
2020 | 2 | 3 | 2020-02-03 | 18 | 2020-02-03 | 18 | 18095.5382 | 0.02188% | 1594 | 0 | 13724.6216 | 0.02373% | 1340 | 0 | 0.0228% | 1472 | 0
2020 | 2 | 3 | 2020-02-03 | 19 | 2020-02-03 | 19 | 47687.3056 | 0.05765% | 535 | 0 | 42143.8079 | 0.07286% | 424 | 0 | 0.06525% | 458 | 0
2020 | 2 | 3 | 2020-02-03 | 20 | 2020-02-03 | 20 | 61765.5027 | 0.07467% | 296 | 0 | 53836.2459 | 0.09307% | 245 | 0 | 0.08387% | 261 | 0
2020 | 2 | 3 | 2020-02-03 | 21 | 2020-02-03 | 21 | 50163.4354 | 0.06065% | 482 | 0 | 42371.8697 | 0.07325% | 415 | 0 | 0.06695% | 428 | 0
2020 | 2 | 3 | 2020-02-03 | 22 | 2020-02-03 | 22 | 38327.4978 | 0.04634% | 790 | 0 | 26014.6748 | 0.04497% | 851 | 0 | 0.04565% | 820 | 0
2020 | 2 | 3 | 2020-02-03 | 23 | 2020-02-03 | 23 | 21767.8671 | 0.02632% | 1433 | 0 | 9681.9946 | 0.01674% | 1563 | 0 | 0.02153% | 1524 | 0
2020 | 2 | 3 | 2020-02-03 | 24 | 2020-02-03 | 24 | 1702.378 | 0.002058% | 3056 | 0 | 506.501 | 0.0008756% | 3004 | 0 | 0.001467% | 3128 | 0
2020 | 2 | 4 | 2020-02-04 | 1 | 2020-02-04 | 1 | 49.4556 | 5.979e-05% | 4453 | 0 | 43.6515 | 7.546e-05% | 4336 | 0 | 6.763e-05% | 4835 | 0
2020 | 2 | 4 | 2020-02-04 | 2 | 2020-02-04 | 2 | 0 | 0% | 5135 | 0 | 0 | 0% | 4870 | 0 | 0% | 5626 | 0
2020 | 2 | 4 | 2020-02-04 | 3 | 2020-02-04 | 3 | 0 | 0% | 5135 | 0 | 0 | 0% | 4870 | 0 | 0% | 5626 | 0
2020 | 2 | 4 | 2020-02-04 | 4 | 2020-02-04 | 4 | 0 | 0% | 5135 | 0 | 0 | 0% | 4870 | 0 | 0% | 5626 | 0
2020 | 2 | 4 | 2020-02-04 | 5 | 2020-02-04 | 5 | 0 | 0% | 5135 | 0 | 0 | 0% | 4870 | 0 | 0% | 5626 | 0
2020 | 2 | 4 | 2020-02-04 | 6 | 2020-02-04 | 6 | 0 | 0% | 5135 | 0 | 0 | 0% | 4870 | 0 | 0% | 5626 | 0
2020 | 2 | 4 | 2020-02-04 | 7 | 2020-02-04 | 7 | 0 | 0% | 5135 | 0 | 0 | 0% | 4870 | 0 | 0% | 5626 | 0
2020 | 2 | 4 | 2020-02-04 | 8 | 2020-02-04 | 8 | 1494.2523 | 0.001806% | 3135 | 0 | 288.1189 | 0.0004981% | 3345 | 0 | 0.001152% | 3273 | 0
2020 | 2 | 4 | 2020-02-04 | 9 | 2020-02-04 | 9 | 2827.8315 | 0.003419% | 2803 | 0 | 328.3921 | 0.0005677% | 3257 | 0 | 0.001993% | 2945 | 0
2020 | 2 | 4 | 2020-02-04 | 10 | 2020-02-04 | 10 | 84.024 | 0.0001016% | 4311 | 0 | 0 | 0% | 4870 | 0 | 5.079e-05% | 4964 | 0
2020 | 2 | 4 | 2020-02-04 | 11 | 2020-02-04 | 11 | 0 | 0% | 5135 | 0 | 0 | 0% | 4870 | 0 | 0% | 5626 | 0
2020 | 2 | 4 | 2020-02-04 | 12 | 2020-02-04 | 12 | 0 | 0% | 5135 | 0 | 0 | 0% | 4870 | 0 | 0% | 5626 | 0
2020 | 2 | 4 | 2020-02-04 | 13 | 2020-02-04 | 13 | 0 | 0% | 5135 | 0 | 0 | 0% | 4870 | 0 | 0% | 5626 | 0
2020 | 2 | 4 | 2020-02-04 | 14 | 2020-02-04 | 14 | 0 | 0% | 5135 | 0 | 0 | 0% | 4870 | 0 | 0% | 5626 | 0
2020 | 2 | 4 | 2020-02-04 | 15 | 2020-02-04 | 15 | 0 | 0% | 5135 | 0 | 8.133 | 1.406e-05% | 4748 | 0 | 7.03e-06% | 5494 | 0
2020 | 2 | 4 | 2020-02-04 | 16 | 2020-02-04 | 16 | 39.0431 | 4.72e-05% | 4528 | 0 | 140.2286 | 0.0002424% | 3768 | 0 | 0.0001448% | 4456 | 0
2020 | 2 | 4 | 2020-02-04 | 17 | 2020-02-04 | 17 | 116.8412 | 0.0001413% | 4222 | 0 | 53.5967 | 9.266e-05% | 4239 | 0 | 0.000117% | 4579 | 0
2020 | 2 | 4 | 2020-02-04 | 18 | 2020-02-04 | 18 | 8862.1827 | 0.01071% | 2120 | 0 | 8332.1857 | 0.0144% | 1646 | 0 | 0.01256% | 1879 | 0
2020 | 2 | 4 | 2020-02-04 | 19 | 2020-02-04 | 19 | 42012.1245 | 0.05079% | 688 | 0 | 40875.3766 | 0.07066% | 452 | 0 | 0.06073% | 529 | 0
2020 | 2 | 4 | 2020-02-04 | 20 | 2020-02-04 | 20 | 58531.9438 | 0.07076% | 337 | 0 | 56466.4903 | 0.09762% | 209 | 0 | 0.08419% | 257 | 0
2020 | 2 | 4 | 2020-02-04 | 21 | 2020-02-04 | 21 | 49266.1281 | 0.05956% | 504 | 0 | 44092.0531 | 0.07622% | 389 | 0 | 0.06789% | 416 | 0
2020 | 2 | 4 | 2020-02-04 | 22 | 2020-02-04 | 22 | 38122.8658 | 0.04609% | 795 | 0 | 31903.2172 | 0.05515% | 672 | 0 | 0.05062% | 723 | 0
2020 | 2 | 4 | 2020-02-04 | 23 | 2020-02-04 | 23 | 22329.6985 | 0.027% | 1402 | 0 | 16863.6648 | 0.02915% | 1207 | 0 | 0.02807% | 1280 | 0
2020 | 2 | 4 | 2020-02-04 | 24 | 2020-02-04 | 24 | 2521.1786 | 0.003048% | 2864 | 0 | 1584.549 | 0.002739% | 2423 | 0 | 0.002894% | 2734 | 0
2020 | 2 | 5 | 2020-02-05 | 1 | 2020-02-05 | 1 | 1.0545 | 1.275e-06% | 5102 | 0 | 210.5004 | 0.0003639% | 3529 | 0 | 0.0001826% | 4341 | 0
2020 | 2 | 5 | 2020-02-05 | 2 | 2020-02-05 | 2 | 0 | 0% | 5135 | 0 | 0 | 0% | 4870 | 0 | 0% | 5626 | 0
2020 | 2 | 5 | 2020-02-05 | 3 | 2020-02-05 | 3 | 0 | 0% | 5135 | 0 | 0 | 0% | 4870 | 0 | 0% | 5626 | 0
2020 | 2 | 5 | 2020-02-05 | 4 | 2020-02-05 | 4 | 0 | 0% | 5135 | 0 | 0 | 0% | 4870 | 0 | 0% | 5626 | 0
2020 | 2 | 5 | 2020-02-05 | 5 | 2020-02-05 | 5 | 0 | 0% | 5135 | 0 | 0 | 0% | 4870 | 0 | 0% | 5626 | 0
2020 | 2 | 5 | 2020-02-05 | 6 | 2020-02-05 | 6 | 0 | 0% | 5135 | 0 | 0 | 0% | 4870 | 0 | 0% | 5626 | 0
2020 | 2 | 5 | 2020-02-05 | 7 | 2020-02-05 | 7 | 0 | 0% | 5135 | 0 | 0 | 0% | 4870 | 0 | 0% | 5626 | 0
2020 | 2 | 5 | 2020-02-05 | 8 | 2020-02-05 | 8 | 350.6424 | 0.0004239% | 3818 | 0 | 178.2792 | 0.0003082% | 3638 | 0 | 0.0003661% | 3948 | 0
2020 | 2 | 5 | 2020-02-05 | 9 | 2020-02-05 | 9 | 607.5275 | 0.0007345% | 3585 | 0 | 194.9043 | 0.0003369% | 3578 | 0 | 0.0005357% | 3715 | 0
2020 | 2 | 5 | 2020-02-05 | 10 | 2020-02-05 | 10 | 0 | 0% | 5135 | 0 | 0 | 0% | 4870 | 0 | 0% | 5626 | 0
2020 | 2 | 5 | 2020-02-05 | 11 | 2020-02-05 | 11 | 0 | 0% | 5135 | 0 | 0 | 0% | 4870 | 0 | 0% | 5626 | 0
2020 | 2 | 5 | 2020-02-05 | 12 | 2020-02-05 | 12 | 0 | 0% | 5135 | 0 | 0 | 0% | 4870 | 0 | 0% | 5626 | 0
2020 | 2 | 5 | 2020-02-05 | 13 | 2020-02-05 | 13 | 0 | 0% | 5135 | 0 | 0 | 0% | 4870 | 0 | 0% | 5626 | 0
2020 | 2 | 5 | 2020-02-05 | 14 | 2020-02-05 | 14 | 0 | 0% | 5135 | 0 | 0 | 0% | 4870 | 0 | 0% | 5626 | 0
2020 | 2 | 5 | 2020-02-05 | 15 | 2020-02-05 | 15 | 0 | 0% | 5135 | 0 | 0 | 0% | 4870 | 0 | 0% | 5626 | 0
2020 | 2 | 5 | 2020-02-05 | 16 | 2020-02-05 | 16 | 0.48436 | 5.856e-07% | 5123 | 0 | 270.2185 | 0.0004671% | 3376 | 0 | 0.0002339% | 4203 | 0
2020 | 2 | 5 | 2020-02-05 | 17 | 2020-02-05 | 17 | 7.7067 | 9.317e-06% | 4902 | 0 | 0 | 0% | 4870 | 0 | 4.659e-06% | 5536 | 0
2020 | 2 | 5 | 2020-02-05 | 18 | 2020-02-05 | 18 | 2599.5588 | 0.003143% | 2844 | 0 | 686.3763 | 0.001187% | 2839 | 0 | 0.002165% | 2915 | 0
2020 | 2 | 5 | 2020-02-05 | 19 | 2020-02-05 | 19 | 30249.2742 | 0.03657% | 1073 | 0 | 18104.9818 | 0.0313% | 1152 | 0 | 0.03393% | 1123 | 0
2020 | 2 | 5 | 2020-02-05 | 20 | 2020-02-05 | 20 | 46934.1297 | 0.05674% | 555 | 0 | 38898.5748 | 0.06725% | 492 | 0 | 0.06199% | 507 | 0
2020 | 2 | 5 | 2020-02-05 | 21 | 2020-02-05 | 21 | 35988.6611 | 0.04351% | 877 | 0 | 23999.9822 | 0.04149% | 925 | 0 | 0.0425% | 892 | 0
2020 | 2 | 5 | 2020-02-05 | 22 | 2020-02-05 | 22 | 26031.1438 | 0.03147% | 1233 | 0 | 9007.9735 | 0.01557% | 1606 | 0 | 0.02352% | 1442 | 0
2020 | 2 | 5 | 2020-02-05 | 23 | 2020-02-05 | 23 | 10940.8068 | 0.01323% | 1969 | 0 | 2631.7174 | 0.00455% | 2180 | 0 | 0.008888% | 2065 | 0
2020 | 2 | 5 | 2020-02-05 | 24 | 2020-02-05 | 24 | 282.5425 | 0.0003416% | 3908 | 0 | 0 | 0% | 4870 | 0 | 0.0001708% | 4379 | 0
2020 | 2 | 6 | 2020-02-06 | 1 | 2020-02-06 | 1 | 10.4622 | 1.265e-05% | 4834 | 0 | 68.5843 | 0.0001186% | 4122 | 0 | 6.561e-05% | 4848 | 0
2020 | 2 | 6 | 2020-02-06 | 2 | 2020-02-06 | 2 | 0 | 0% | 5135 | 0 | 0 | 0% | 4870 | 0 | 0% | 5626 | 0
2020 | 2 | 6 | 2020-02-06 | 3 | 2020-02-06 | 3 | 0 | 0% | 5135 | 0 | 0 | 0% | 4870 | 0 | 0% | 5626 | 0
2020 | 2 | 6 | 2020-02-06 | 4 | 2020-02-06 | 4 | 0 | 0% | 5135 | 0 | 0 | 0% | 4870 | 0 | 0% | 5626 | 0
2020 | 2 | 6 | 2020-02-06 | 5 | 2020-02-06 | 5 | 0 | 0% | 5135 | 0 | 0 | 0% | 4870 | 0 | 0% | 5626 | 0
2020 | 2 | 6 | 2020-02-06 | 6 | 2020-02-06 | 6 | 0 | 0% | 5135 | 0 | 0 | 0% | 4870 | 0 | 0% | 5626 | 0
2020 | 2 | 6 | 2020-02-06 | 7 | 2020-02-06 | 7 | 0 | 0% | 5135 | 0 | 0 | 0% | 4870 | 0 | 0% | 5626 | 0
2020 | 2 | 6 | 2020-02-06 | 8 | 2020-02-06 | 8 | 612.102 | 0.00074% | 3574 | 0 | 183.2507 | 0.0003168% | 3618 | 0 | 0.0005284% | 3720 | 0
2020 | 2 | 6 | 2020-02-06 | 9 | 2020-02-06 | 9 | 966.0936 | 0.001168% | 3362 | 0 | 806.5936 | 0.001394% | 2758 | 0 | 0.001281% | 3212 | 0
2020 | 2 | 6 | 2020-02-06 | 10 | 2020-02-06 | 10 | 15.4422 | 1.867e-05% | 4758 | 0 | 0 | 0% | 4870 | 0 | 9.334e-06% | 5442 | 0
2020 | 2 | 6 | 2020-02-06 | 11 | 2020-02-06 | 11 | 0 | 0% | 5135 | 0 | 0 | 0% | 4870 | 0 | 0% | 5626 | 0
2020 | 2 | 6 | 2020-02-06 | 12 | 2020-02-06 | 12 | 0 | 0% | 5135 | 0 | 0 | 0% | 4870 | 0 | 0% | 5626 | 0
2020 | 2 | 6 | 2020-02-06 | 13 | 2020-02-06 | 13 | 0 | 0% | 5135 | 0 | 0 | 0% | 4870 | 0 | 0% | 5626 | 0
2020 | 2 | 6 | 2020-02-06 | 14 | 2020-02-06 | 14 | 0 | 0% | 5135 | 0 | 0 | 0% | 4870 | 0 | 0% | 5626 | 0
2020 | 2 | 6 | 2020-02-06 | 15 | 2020-02-06 | 15 | 0 | 0% | 5135 | 0 | 0 | 0% | 4870 | 0 | 0% | 5626 | 0
2020 | 2 | 6 | 2020-02-06 | 16 | 2020-02-06 | 16 | 0 | 0% | 5135 | 0 | 389.7607 | 0.0006738% | 3159 | 0 | 0.0003369% | 4000 | 0
2020 | 2 | 6 | 2020-02-06 | 17 | 2020-02-06 | 17 | 74.4375 | 8.999e-05% | 4344 | 0 | 0 | 0% | 4870 | 0 | 4.5e-05% | 5009 | 0
2020 | 2 | 6 | 2020-02-06 | 18 | 2020-02-06 | 18 | 4031.3585 | 0.004874% | 2607 | 0 | 773.6409 | 0.001337% | 2778 | 0 | 0.003106% | 2676 | 0
2020 | 2 | 6 | 2020-02-06 | 19 | 2020-02-06 | 19 | 32267.9263 | 0.03901% | 1000 | 0 | 15663.722 | 0.02708% | 1254 | 0 | 0.03304% | 1149 | 0
2020 | 2 | 6 | 2020-02-06 | 20 | 2020-02-06 | 20 | 47341.1289 | 0.05723% | 543 | 0 | 29503.1599 | 0.051% | 744 | 0 | 0.05412% | 650 | 0
2020 | 2 | 6 | 2020-02-06 | 21 | 2020-02-06 | 21 | 35852.0726 | 0.04334% | 884 | 0 | 19396.9877 | 0.03353% | 1099 | 0 | 0.03844% | 1005 | 0
2020 | 2 | 6 | 2020-02-06 | 22 | 2020-02-06 | 22 | 25460.8971 | 0.03078% | 1265 | 0 | 9405.172 | 0.01626% | 1577 | 0 | 0.02352% | 1443 | 0
2020 | 2 | 6 | 2020-02-06 | 23 | 2020-02-06 | 23 | 11075.0663 | 0.01339% | 1957 | 0 | 2343.1412 | 0.004051% | 2230 | 0 | 0.00872% | 2072 | 0
2020 | 2 | 6 | 2020-02-06 | 24 | 2020-02-06 | 24 | 269.3321 | 0.0003256% | 3921 | 0 | 24.6666 | 4.264e-05% | 4539 | 0 | 0.0001841% | 4334 | 0
2020 | 2 | 7 | 2020-02-07 | 1 | 2020-02-07 | 1 | 8.8003 | 1.064e-05% | 4870 | 0 | 59.9173 | 0.0001036% | 4186 | 0 | 5.711e-05% | 4914 | 0
2020 | 2 | 7 | 2020-02-07 | 2 | 2020-02-07 | 2 | 0 | 0% | 5135 | 0 | 0 | 0% | 4870 | 0 | 0% | 5626 | 0
2020 | 2 | 7 | 2020-02-07 | 3 | 2020-02-07 | 3 | 0 | 0% | 5135 | 0 | 0 | 0% | 4870 | 0 | 0% | 5626 | 0
2020 | 2 | 7 | 2020-02-07 | 4 | 2020-02-07 | 4 | 0 | 0% | 5135 | 0 | 0 | 0% | 4870 | 0 | 0% | 5626 | 0
2020 | 2 | 7 | 2020-02-07 | 5 | 2020-02-07 | 5 | 0 | 0% | 5135 | 0 | 0 | 0% | 4870 | 0 | 0% | 5626 | 0
2020 | 2 | 7 | 2020-02-07 | 6 | 2020-02-07 | 6 | 0 | 0% | 5135 | 0 | 0 | 0% | 4870 | 0 | 0% | 5626 | 0
2020 | 2 | 7 | 2020-02-07 | 7 | 2020-02-07 | 7 | 0 | 0% | 5135 | 0 | 0 | 0% | 4870 | 0 | 0% | 5626 | 0
2020 | 2 | 7 | 2020-02-07 | 8 | 2020-02-07 | 8 | 608.0193 | 0.0007351% | 3582 | 0 | 85.7128 | 0.0001482% | 4011 | 0 | 0.0004416% | 3837 | 0
2020 | 2 | 7 | 2020-02-07 | 9 | 2020-02-07 | 9 | 1073.5706 | 0.001298% | 3311 | 0 | 1320.8603 | 0.002283% | 2504 | 0 | 0.001791% | 3005 | 0
2020 | 2 | 7 | 2020-02-07 | 10 | 2020-02-07 | 10 | 0 | 0% | 5135 | 0 | 0 | 0% | 4870 | 0 | 0% | 5626 | 0
2020 | 2 | 7 | 2020-02-07 | 11 | 2020-02-07 | 11 | 0 | 0% | 5135 | 0 | 0 | 0% | 4870 | 0 | 0% | 5626 | 0
2020 | 2 | 7 | 2020-02-07 | 12 | 2020-02-07 | 12 | 0 | 0% | 5135 | 0 | 0 | 0% | 4870 | 0 | 0% | 5626 | 0
2020 | 2 | 7 | 2020-02-07 | 13 | 2020-02-07 | 13 | 0 | 0% | 5135 | 0 | 0 | 0% | 4870 | 0 | 0% | 5626 | 0
2020 | 2 | 7 | 2020-02-07 | 14 | 2020-02-07 | 14 | 0 | 0% | 5135 | 0 | 0 | 0% | 4870 | 0 | 0% | 5626 | 0
2020 | 2 | 7 | 2020-02-07 | 15 | 2020-02-07 | 15 | 0 | 0% | 5135 | 0 | 0 | 0% | 4870 | 0 | 0% | 5626 | 0
2020 | 2 | 7 | 2020-02-07 | 16 | 2020-02-07 | 16 | 5.8884 | 7.119e-06% | 4949 | 0 | 311.0844 | 0.0005378% | 3292 | 0 | 0.0002725% | 4117 | 0
2020 | 2 | 7 | 2020-02-07 | 17 | 2020-02-07 | 17 | 0 | 0% | 5135 | 0 | 0 | 0% | 4870 | 0 | 0% | 5626 | 0
2020 | 2 | 7 | 2020-02-07 | 18 | 2020-02-07 | 18 | 1709.744 | 0.002067% | 3051 | 0 | 440.0107 | 0.0007607% | 3076 | 0 | 0.001414% | 3157 | 0
2020 | 2 | 7 | 2020-02-07 | 19 | 2020-02-07 | 19 | 20222.8644 | 0.02445% | 1501 | 0 | 8985.7172 | 0.01553% | 1607 | 0 | 0.01999% | 1580 | 0
2020 | 2 | 7 | 2020-02-07 | 20 | 2020-02-07 | 20 | 36926.5816 | 0.04464% | 839 | 0 | 26609.7588 | 0.046% | 839 | 0 | 0.04532% | 825 | 0
2020 | 2 | 7 | 2020-02-07 | 21 | 2020-02-07 | 21 | 28828.7896 | 0.03485% | 1124 | 0 | 23358.6 | 0.04038% | 947 | 0 | 0.03762% | 1019 | 0
2020 | 2 | 7 | 2020-02-07 | 22 | 2020-02-07 | 22 | 19563.1853 | 0.02365% | 1526 | 0 | 17107.4528 | 0.02957% | 1192 | 0 | 0.02661% | 1334 | 0
2020 | 2 | 7 | 2020-02-07 | 23 | 2020-02-07 | 23 | 7901.1389 | 0.009552% | 2193 | 0 | 6466.5746 | 0.01118% | 1767 | 0 | 0.01037% | 1987 | 0
2020 | 2 | 7 | 2020-02-07 | 24 | 2020-02-07 | 24 | 399.4151 | 0.0004829% | 3768 | 0 | 230.6837 | 0.0003988% | 3481 | 0 | 0.0004408% | 3838 | 0
2020 | 2 | 8 | 2020-02-08 | 1 | 2020-02-08 | 1 | 3.7144 | 4.491e-06% | 5014 | 0 | 22.7644 | 3.935e-05% | 4562 | 0 | 2.192e-05% | 5254 | 0
2020 | 2 | 8 | 2020-02-08 | 2 | 2020-02-08 | 2 | 0 | 0% | 5135 | 0 | 0 | 0% | 4870 | 0 | 0% | 5626 | 0
2020 | 2 | 8 | 2020-02-08 | 3 | 2020-02-08 | 3 | 0 | 0% | 5135 | 0 | 0 | 0% | 4870 | 0 | 0% | 5626 | 0
2020 | 2 | 8 | 2020-02-08 | 4 | 2020-02-08 | 4 | 0 | 0% | 5135 | 0 | 0 | 0% | 4870 | 0 | 0% | 5626 | 0
2020 | 2 | 8 | 2020-02-08 | 5 | 2020-02-08 | 5 | 0 | 0% | 5135 | 0 | 0 | 0% | 4870 | 0 | 0% | 5626 | 0
2020 | 2 | 8 | 2020-02-08 | 6 | 2020-02-08 | 6 | 0 | 0% | 5135 | 0 | 0 | 0% | 4870 | 0 | 0% | 5626 | 0
2020 | 2 | 8 | 2020-02-08 | 7 | 2020-02-08 | 7 | 0 | 0% | 5135 | 0 | 4.4494 | 7.692e-06% | 4807 | 0 | 3.846e-06% | 5546 | 0
2020 | 2 | 8 | 2020-02-08 | 8 | 2020-02-08 | 8 | 1.7204 | 2.08e-06% | 5076 | 0 | 1.1535 | 1.994e-06% | 4858 | 0 | 2.037e-06% | 5589 | 0
2020 | 2 | 8 | 2020-02-08 | 9 | 2020-02-08 | 9 | 0 | 0% | 5135 | 0 | 85.075 | 0.0001471% | 4015 | 0 | 7.354e-05% | 4797 | 0
2020 | 2 | 8 | 2020-02-08 | 10 | 2020-02-08 | 10 | 0 | 0% | 5135 | 0 | 0 | 0% | 4870 | 0 | 0% | 5626 | 0
2020 | 2 | 8 | 2020-02-08 | 11 | 2020-02-08 | 11 | 0 | 0% | 5135 | 0 | 0 | 0% | 4870 | 0 | 0% | 5626 | 0
2020 | 2 | 8 | 2020-02-08 | 12 | 2020-02-08 | 12 | 0 | 0% | 5135 | 0 | 0 | 0% | 4870 | 0 | 0% | 5626 | 0
2020 | 2 | 8 | 2020-02-08 | 13 | 2020-02-08 | 13 | 0 | 0% | 5135 | 0 | 0 | 0% | 4870 | 0 | 0% | 5626 | 0
2020 | 2 | 8 | 2020-02-08 | 14 | 2020-02-08 | 14 | 0 | 0% | 5135 | 0 | 0 | 0% | 4870 | 0 | 0% | 5626 | 0
2020 | 2 | 8 | 2020-02-08 | 15 | 2020-02-08 | 15 | 0 | 0% | 5135 | 0 | 0 | 0% | 4870 | 0 | 0% | 5626 | 0
2020 | 2 | 8 | 2020-02-08 | 16 | 2020-02-08 | 16 | 0 | 0% | 5135 | 0 | 321.0846 | 0.0005551% | 3267 | 0 | 0.0002775% | 4109 | 0
2020 | 2 | 8 | 2020-02-08 | 17 | 2020-02-08 | 17 | 0 | 0% | 5135 | 0 | 0 | 0% | 4870 | 0 | 0% | 5626 | 0
2020 | 2 | 8 | 2020-02-08 | 18 | 2020-02-08 | 18 | 4.5348 | 5.482e-06% | 4988 | 0 | 4.5348 | 7.839e-06% | 4806 | 0 | 6.661e-06% | 5501 | 0
2020 | 2 | 8 | 2020-02-08 | 19 | 2020-02-08 | 19 | 11563.5999 | 0.01398% | 1930 | 0 | 11563.5999 | 0.01999% | 1456 | 0 | 0.01699% | 1670 | 0
2020 | 2 | 8 | 2020-02-08 | 20 | 2020-02-08 | 20 | 29501.1569 | 0.03567% | 1102 | 0 | 29753.1385 | 0.05144% | 738 | 0 | 0.04355% | 870 | 0
2020 | 2 | 8 | 2020-02-08 | 21 | 2020-02-08 | 21 | 21298.6809 | 0.02575% | 1451 | 0 | 21175.5247 | 0.03661% | 1032 | 0 | 0.03118% | 1193 | 0
2020 | 2 | 8 | 2020-02-08 | 22 | 2020-02-08 | 22 | 16618.2282 | 0.02009% | 1665 | 0 | 16446.1104 | 0.02843% | 1228 | 0 | 0.02426% | 1409 | 0
2020 | 2 | 8 | 2020-02-08 | 23 | 2020-02-08 | 23 | 5042.1882 | 0.006096% | 2470 | 0 | 5063.41 | 0.008753% | 1875 | 0 | 0.007425% | 2163 | 0
2020 | 2 | 8 | 2020-02-08 | 24 | 2020-02-08 | 24 | 19.4393 | 2.35e-05% | 4699 | 0 | 19.4393 | 3.361e-05% | 4604 | 0 | 2.855e-05% | 5182 | 0
2020 | 2 | 9 | 2020-02-09 | 1 | 2020-02-09 | 1 | 0.10361 | 1.253e-07% | 5130 | 0 | 0 | 0% | 4870 | 0 | 6.263e-08% | 5623 | 0
2020 | 2 | 9 | 2020-02-09 | 2 | 2020-02-09 | 2 | 0 | 0% | 5135 | 0 | 0 | 0% | 4870 | 0 | 0% | 5626 | 0
2020 | 2 | 9 | 2020-02-09 | 3 | 2020-02-09 | 3 | 0 | 0% | 5135 | 0 | 0 | 0% | 4870 | 0 | 0% | 5626 | 0
2020 | 2 | 9 | 2020-02-09 | 4 | 2020-02-09 | 4 | 0 | 0% | 5135 | 0 | 0 | 0% | 4870 | 0 | 0% | 5626 | 0
2020 | 2 | 9 | 2020-02-09 | 5 | 2020-02-09 | 5 | 0 | 0% | 5135 | 0 | 0 | 0% | 4870 | 0 | 0% | 5626 | 0
2020 | 2 | 9 | 2020-02-09 | 6 | 2020-02-09 | 6 | 0 | 0% | 5135 | 0 | 0 | 0% | 4870 | 0 | 0% | 5626 | 0
2020 | 2 | 9 | 2020-02-09 | 7 | 2020-02-09 | 7 | 0 | 0% | 5135 | 0 | 126.5333 | 0.0002187% | 3827 | 0 | 0.0001094% | 4612 | 0
2020 | 2 | 9 | 2020-02-09 | 8 | 2020-02-09 | 8 | 0 | 0% | 5135 | 0 | 8.8652 | 1.533e-05% | 4733 | 0 | 7.663e-06% | 5477 | 0
2020 | 2 | 9 | 2020-02-09 | 9 | 2020-02-09 | 9 | 0 | 0% | 5135 | 0 | 1363.6017 | 0.002357% | 2495 | 0 | 0.001179% | 3264 | 0
2020 | 2 | 9 | 2020-02-09 | 10 | 2020-02-09 | 10 | 0 | 0% | 5135 | 0 | 0 | 0% | 4870 | 0 | 0% | 5626 | 0
2020 | 2 | 9 | 2020-02-09 | 11 | 2020-02-09 | 11 | 0 | 0% | 5135 | 0 | 0 | 0% | 4870 | 0 | 0% | 5626 | 0
2020 | 2 | 9 | 2020-02-09 | 12 | 2020-02-09 | 12 | 0 | 0% | 5135 | 0 | 0 | 0% | 4870 | 0 | 0% | 5626 | 0
2020 | 2 | 9 | 2020-02-09 | 13 | 2020-02-09 | 13 | 0 | 0% | 5135 | 0 | 0 | 0% | 4870 | 0 | 0% | 5626 | 0
2020 | 2 | 9 | 2020-02-09 | 14 | 2020-02-09 | 14 | 0 | 0% | 5135 | 0 | 0 | 0% | 4870 | 0 | 0% | 5626 | 0
2020 | 2 | 9 | 2020-02-09 | 15 | 2020-02-09 | 15 | 0 | 0% | 5135 | 0 | 0 | 0% | 4870 | 0 | 0% | 5626 | 0
2020 | 2 | 9 | 2020-02-09 | 16 | 2020-02-09 | 16 | 0 | 0% | 5135 | 0 | 70.907 | 0.0001226% | 4107 | 0 | 6.129e-05% | 4882 | 0
2020 | 2 | 9 | 2020-02-09 | 17 | 2020-02-09 | 17 | 0 | 0% | 5135 | 0 | 0 | 0% | 4870 | 0 | 0% | 5626 | 0
2020 | 2 | 9 | 2020-02-09 | 18 | 2020-02-09 | 18 | 0 | 0% | 5135 | 0 | 0 | 0% | 4870 | 0 | 0% | 5626 | 0
2020 | 2 | 9 | 2020-02-09 | 19 | 2020-02-09 | 19 | 11635.2284 | 0.01407% | 1921 | 0 | 10577.5301 | 0.01829% | 1508 | 0 | 0.01618% | 1709 | 0
2020 | 2 | 9 | 2020-02-09 | 20 | 2020-02-09 | 20 | 32189.3954 | 0.03892% | 1006 | 0 | 31462.167 | 0.05439% | 686 | 0 | 0.04665% | 803 | 0
2020 | 2 | 9 | 2020-02-09 | 21 | 2020-02-09 | 21 | 23800.4466 | 0.02877% | 1336 | 0 | 22514.9437 | 0.03892% | 978 | 0 | 0.03385% | 1127 | 0
2020 | 2 | 9 | 2020-02-09 | 22 | 2020-02-09 | 22 | 18374.5017 | 0.02221% | 1580 | 0 | 16904.3993 | 0.02922% | 1205 | 0 | 0.02572% | 1364 | 0
2020 | 2 | 9 | 2020-02-09 | 23 | 2020-02-09 | 23 | 5492.6464 | 0.00664% | 2419 | 0 | 4227.7304 | 0.007309% | 1957 | 0 | 0.006975% | 2199 | 0
2020 | 2 | 9 | 2020-02-09 | 24 | 2020-02-09 | 24 | 118.7511 | 0.0001436% | 4217 | 0 | 99.229 | 0.0001715% | 3941 | 0 | 0.0001576% | 4416 | 0
2020 | 2 | 10 | 2020-02-10 | 1 | 2020-02-10 | 1 | 0 | 0% | 5135 | 0 | 130.7602 | 0.0002261% | 3803 | 0 | 0.000113% | 4593 | 0
2020 | 2 | 10 | 2020-02-10 | 2 | 2020-02-10 | 2 | 0 | 0% | 5135 | 0 | 0 | 0% | 4870 | 0 | 0% | 5626 | 0
2020 | 2 | 10 | 2020-02-10 | 3 | 2020-02-10 | 3 | 0 | 0% | 5135 | 0 | 0 | 0% | 4870 | 0 | 0% | 5626 | 0
2020 | 2 | 10 | 2020-02-10 | 4 | 2020-02-10 | 4 | 0 | 0% | 5135 | 0 | 0 | 0% | 4870 | 0 | 0% | 5626 | 0
2020 | 2 | 10 | 2020-02-10 | 5 | 2020-02-10 | 5 | 0 | 0% | 5135 | 0 | 0 | 0% | 4870 | 0 | 0% | 5626 | 0
2020 | 2 | 10 | 2020-02-10 | 6 | 2020-02-10 | 6 | 0 | 0% | 5135 | 0 | 0 | 0% | 4870 | 0 | 0% | 5626 | 0
2020 | 2 | 10 | 2020-02-10 | 7 | 2020-02-10 | 7 | 0 | 0% | 5135 | 0 | 0 | 0% | 4870 | 0 | 0% | 5626 | 0
2020 | 2 | 10 | 2020-02-10 | 8 | 2020-02-10 | 8 | 8.3122 | 1.005e-05% | 4881 | 0 | 270.1877 | 0.0004671% | 3377 | 0 | 0.0002386% | 4185 | 0
2020 | 2 | 10 | 2020-02-10 | 9 | 2020-02-10 | 9 | 43.5486 | 5.265e-05% | 4495 | 0 | 178.8402 | 0.0003092% | 3632 | 0 | 0.0001809% | 4347 | 0
2020 | 2 | 10 | 2020-02-10 | 10 | 2020-02-10 | 10 | 0 | 0% | 5135 | 0 | 0 | 0% | 4870 | 0 | 0% | 5626 | 0
2020 | 2 | 10 | 2020-02-10 | 11 | 2020-02-10 | 11 | 0 | 0% | 5135 | 0 | 0 | 0% | 4870 | 0 | 0% | 5626 | 0
2020 | 2 | 10 | 2020-02-10 | 12 | 2020-02-10 | 12 | 0 | 0% | 5135 | 0 | 0 | 0% | 4870 | 0 | 0% | 5626 | 0
2020 | 2 | 10 | 2020-02-10 | 13 | 2020-02-10 | 13 | 0 | 0% | 5135 | 0 | 0 | 0% | 4870 | 0 | 0% | 5626 | 0
2020 | 2 | 10 | 2020-02-10 | 14 | 2020-02-10 | 14 | 0 | 0% | 5135 | 0 | 0 | 0% | 4870 | 0 | 0% | 5626 | 0
2020 | 2 | 10 | 2020-02-10 | 15 | 2020-02-10 | 15 | 0 | 0% | 5135 | 0 | 0 | 0% | 4870 | 0 | 0% | 5626 | 0
2020 | 2 | 10 | 2020-02-10 | 16 | 2020-02-10 | 16 | 0 | 0% | 5135 | 0 | 227.5914 | 0.0003934% | 3489 | 0 | 0.0001967% | 4292 | 0
2020 | 2 | 10 | 2020-02-10 | 17 | 2020-02-10 | 17 | 14.9084 | 1.802e-05% | 4766 | 0 | 0 | 0% | 4870 | 0 | 9.012e-06% | 5453 | 0
2020 | 2 | 10 | 2020-02-10 | 18 | 2020-02-10 | 18 | 6546.21 | 0.007914% | 2320 | 0 | 2689.4797 | 0.004649% | 2167 | 0 | 0.006282% | 2262 | 0
2020 | 2 | 10 | 2020-02-10 | 19 | 2020-02-10 | 19 | 35693.8433 | 0.04315% | 888 | 0 | 19059.858 | 0.03295% | 1109 | 0 | 0.03805% | 1011 | 0
2020 | 2 | 10 | 2020-02-10 | 20 | 2020-02-10 | 20 | 50493.8433 | 0.06104% | 473 | 0 | 29494.4154 | 0.05099% | 745 | 0 | 0.05602% | 609 | 0
2020 | 2 | 10 | 2020-02-10 | 21 | 2020-02-10 | 21 | 38548.4297 | 0.0466% | 782 | 0 | 20886.7661 | 0.03611% | 1048 | 0 | 0.04136% | 929 | 0
2020 | 2 | 10 | 2020-02-10 | 22 | 2020-02-10 | 22 | 26993.1813 | 0.03263% | 1194 | 0 | 11585.013 | 0.02003% | 1455 | 0 | 0.02633% | 1342 | 0
2020 | 2 | 10 | 2020-02-10 | 23 | 2020-02-10 | 23 | 12282.2903 | 0.01485% | 1890 | 0 | 4263.2399 | 0.00737% | 1949 | 0 | 0.01111% | 1948 | 0
2020 | 2 | 10 | 2020-02-10 | 24 | 2020-02-10 | 24 | 187.9164 | 0.0002272% | 4055 | 0 | 70.0283 | 0.0001211% | 4113 | 0 | 0.0001741% | 4369 | 0
2020 | 2 | 11 | 2020-02-11 | 1 | 2020-02-11 | 1 | 6.2249 | 7.526e-06% | 4941 | 0 | 60.8113 | 0.0001051% | 4181 | 0 | 5.633e-05% | 4920 | 0
2020 | 2 | 11 | 2020-02-11 | 2 | 2020-02-11 | 2 | 0 | 0% | 5135 | 0 | 0 | 0% | 4870 | 0 | 0% | 5626 | 0
2020 | 2 | 11 | 2020-02-11 | 3 | 2020-02-11 | 3 | 0 | 0% | 5135 | 0 | 0 | 0% | 4870 | 0 | 0% | 5626 | 0
2020 | 2 | 11 | 2020-02-11 | 4 | 2020-02-11 | 4 | 0 | 0% | 5135 | 0 | 0 | 0% | 4870 | 0 | 0% | 5626 | 0
2020 | 2 | 11 | 2020-02-11 | 5 | 2020-02-11 | 5 | 0 | 0% | 5135 | 0 | 0 | 0% | 4870 | 0 | 0% | 5626 | 0
2020 | 2 | 11 | 2020-02-11 | 6 | 2020-02-11 | 6 | 0 | 0% | 5135 | 0 | 0 | 0% | 4870 | 0 | 0% | 5626 | 0
2020 | 2 | 11 | 2020-02-11 | 7 | 2020-02-11 | 7 | 0 | 0% | 5135 | 0 | 0 | 0% | 4870 | 0 | 0% | 5626 | 0
2020 | 2 | 11 | 2020-02-11 | 8 | 2020-02-11 | 8 | 428.12 | 0.0005176% | 3731 | 0 | 146.9828 | 0.0002541% | 3740 | 0 | 0.0003858% | 3914 | 0
2020 | 2 | 11 | 2020-02-11 | 9 | 2020-02-11 | 9 | 496.6892 | 0.0006005% | 3666 | 0 | 139.8949 | 0.0002418% | 3771 | 0 | 0.0004212% | 3856 | 0
2020 | 2 | 11 | 2020-02-11 | 10 | 2020-02-11 | 10 | 0 | 0% | 5135 | 0 | 0 | 0% | 4870 | 0 | 0% | 5626 | 0
2020 | 2 | 11 | 2020-02-11 | 11 | 2020-02-11 | 11 | 0 | 0% | 5135 | 0 | 0 | 0% | 4870 | 0 | 0% | 5626 | 0
2020 | 2 | 11 | 2020-02-11 | 12 | 2020-02-11 | 12 | 0 | 0% | 5135 | 0 | 0 | 0% | 4870 | 0 | 0% | 5626 | 0
2020 | 2 | 11 | 2020-02-11 | 13 | 2020-02-11 | 13 | 0 | 0% | 5135 | 0 | 0 | 0% | 4870 | 0 | 0% | 5626 | 0
2020 | 2 | 11 | 2020-02-11 | 14 | 2020-02-11 | 14 | 0 | 0% | 5135 | 0 | 0 | 0% | 4870 | 0 | 0% | 5626 | 0
2020 | 2 | 11 | 2020-02-11 | 15 | 2020-02-11 | 15 | 0 | 0% | 5135 | 0 | 0 | 0% | 4870 | 0 | 0% | 5626 | 0
2020 | 2 | 11 | 2020-02-11 | 16 | 2020-02-11 | 16 | 0.75915 | 9.178e-07% | 5115 | 0 | 60.3699 | 0.0001044% | 4182 | 0 | 5.264e-05% | 4950 | 0
2020 | 2 | 11 | 2020-02-11 | 17 | 2020-02-11 | 17 | 0 | 0% | 5135 | 0 | 0 | 0% | 4870 | 0 | 0% | 5626 | 0
2020 | 2 | 11 | 2020-02-11 | 18 | 2020-02-11 | 18 | 1714.3686 | 0.002073% | 3049 | 0 | 767.7681 | 0.001327% | 2780 | 0 | 0.0017% | 3031 | 0
2020 | 2 | 11 | 2020-02-11 | 19 | 2020-02-11 | 19 | 27283.3503 | 0.03298% | 1184 | 0 | 19898.861 | 0.0344% | 1083 | 0 | 0.03369% | 1129 | 0
2020 | 2 | 11 | 2020-02-11 | 20 | 2020-02-11 | 20 | 46757.9419 | 0.05653% | 561 | 0 | 36457.7841 | 0.06303% | 549 | 0 | 0.05978% | 541 | 0
2020 | 2 | 11 | 2020-02-11 | 21 | 2020-02-11 | 21 | 36266.8901 | 0.04384% | 866 | 0 | 25886.1155 | 0.04475% | 853 | 0 | 0.0443% | 846 | 0
2020 | 2 | 11 | 2020-02-11 | 22 | 2020-02-11 | 22 | 26080.9056 | 0.03153% | 1230 | 0 | 18831.4972 | 0.03255% | 1122 | 0 | 0.03204% | 1167 | 0
2020 | 2 | 11 | 2020-02-11 | 23 | 2020-02-11 | 23 | 12044.6395 | 0.01456% | 1901 | 0 | 9855.5029 | 0.01704% | 1549 | 0 | 0.0158% | 1726 | 0
2020 | 2 | 11 | 2020-02-11 | 24 | 2020-02-11 | 24 | 414.4893 | 0.0005011% | 3750 | 0 | 153.4853 | 0.0002653% | 3719 | 0 | 0.0003832% | 3918 | 0
2020 | 2 | 12 | 2020-02-12 | 1 | 2020-02-12 | 1 | 7.5062 | 9.075e-06% | 4908 | 0 | 207.8665 | 0.0003593% | 3533 | 0 | 0.0001842% | 4333 | 0
2020 | 2 | 12 | 2020-02-12 | 2 | 2020-02-12 | 2 | 0 | 0% | 5135 | 0 | 0 | 0% | 4870 | 0 | 0% | 5626 | 0
2020 | 2 | 12 | 2020-02-12 | 3 | 2020-02-12 | 3 | 0 | 0% | 5135 | 0 | 0 | 0% | 4870 | 0 | 0% | 5626 | 0
2020 | 2 | 12 | 2020-02-12 | 4 | 2020-02-12 | 4 | 0 | 0% | 5135 | 0 | 0 | 0% | 4870 | 0 | 0% | 5626 | 0
2020 | 2 | 12 | 2020-02-12 | 5 | 2020-02-12 | 5 | 0 | 0% | 5135 | 0 | 0 | 0% | 4870 | 0 | 0% | 5626 | 0
2020 | 2 | 12 | 2020-02-12 | 6 | 2020-02-12 | 6 | 0 | 0% | 5135 | 0 | 0 | 0% | 4870 | 0 | 0% | 5626 | 0
2020 | 2 | 12 | 2020-02-12 | 7 | 2020-02-12 | 7 | 0 | 0% | 5135 | 0 | 0 | 0% | 4870 | 0 | 0% | 5626 | 0
2020 | 2 | 12 | 2020-02-12 | 8 | 2020-02-12 | 8 | 682.3812 | 0.000825% | 3522 | 0 | 307.8499 | 0.0005322% | 3300 | 0 | 0.0006786% | 3590 | 0
2020 | 2 | 12 | 2020-02-12 | 9 | 2020-02-12 | 9 | 579.5375 | 0.0007006% | 3599 | 0 | 511.5226 | 0.0008843% | 3000 | 0 | 0.0007925% | 3487 | 0
2020 | 2 | 12 | 2020-02-12 | 10 | 2020-02-12 | 10 | 0 | 0% | 5135 | 0 | 0 | 0% | 4870 | 0 | 0% | 5626 | 0
2020 | 2 | 12 | 2020-02-12 | 11 | 2020-02-12 | 11 | 0 | 0% | 5135 | 0 | 0 | 0% | 4870 | 0 | 0% | 5626 | 0
2020 | 2 | 12 | 2020-02-12 | 12 | 2020-02-12 | 12 | 0 | 0% | 5135 | 0 | 0 | 0% | 4870 | 0 | 0% | 5626 | 0
2020 | 2 | 12 | 2020-02-12 | 13 | 2020-02-12 | 13 | 0 | 0% | 5135 | 0 | 0 | 0% | 4870 | 0 | 0% | 5626 | 0
2020 | 2 | 12 | 2020-02-12 | 14 | 2020-02-12 | 14 | 0 | 0% | 5135 | 0 | 0 | 0% | 4870 | 0 | 0% | 5626 | 0
2020 | 2 | 12 | 2020-02-12 | 15 | 2020-02-12 | 15 | 0 | 0% | 5135 | 0 | 170.0913 | 0.000294% | 3664 | 0 | 0.000147% | 4450 | 0
2020 | 2 | 12 | 2020-02-12 | 16 | 2020-02-12 | 16 | 0 | 0% | 5135 | 0 | 32.5454 | 5.626e-05% | 4445 | 0 | 2.813e-05% | 5185 | 0
2020 | 2 | 12 | 2020-02-12 | 17 | 2020-02-12 | 17 | 0 | 0% | 5135 | 0 | 0 | 0% | 4870 | 0 | 0% | 5626 | 0
2020 | 2 | 12 | 2020-02-12 | 18 | 2020-02-12 | 18 | 521.7923 | 0.0006308% | 3646 | 0 | 213.754 | 0.0003695% | 3522 | 0 | 0.0005002% | 3759 | 0
2020 | 2 | 12 | 2020-02-12 | 19 | 2020-02-12 | 19 | 30632.8073 | 0.03703% | 1060 | 0 | 27972.1958 | 0.04836% | 798 | 0 | 0.0427% | 887 | 0
2020 | 2 | 12 | 2020-02-12 | 20 | 2020-02-12 | 20 | 47804.7721 | 0.05779% | 533 | 0 | 45048.857 | 0.07788% | 378 | 0 | 0.06784% | 417 | 0
2020 | 2 | 12 | 2020-02-12 | 21 | 2020-02-12 | 21 | 38397.865 | 0.04642% | 788 | 0 | 35148.857 | 0.06076% | 590 | 0 | 0.05359% | 664 | 0
2020 | 2 | 12 | 2020-02-12 | 22 | 2020-02-12 | 22 | 28038.5344 | 0.0339% | 1155 | 0 | 26762.7118 | 0.04627% | 832 | 0 | 0.04008% | 958 | 0
2020 | 2 | 12 | 2020-02-12 | 23 | 2020-02-12 | 23 | 12308.7155 | 0.01488% | 1888 | 0 | 12010.879 | 0.02076% | 1434 | 0 | 0.01782% | 1644 | 0
2020 | 2 | 12 | 2020-02-12 | 24 | 2020-02-12 | 24 | 141.1664 | 0.0001707% | 4159 | 0 | 137.5784 | 0.0002378% | 3778 | 0 | 0.0002043% | 4276 | 0
2020 | 2 | 13 | 2020-02-13 | 1 | 2020-02-13 | 1 | 54.6514 | 6.607e-05% | 4438 | 0 | 85.0197 | 0.000147% | 4018 | 0 | 0.0001065% | 4627 | 0
2020 | 2 | 13 | 2020-02-13 | 2 | 2020-02-13 | 2 | 0 | 0% | 5135 | 0 | 0 | 0% | 4870 | 0 | 0% | 5626 | 0
2020 | 2 | 13 | 2020-02-13 | 3 | 2020-02-13 | 3 | 0 | 0% | 5135 | 0 | 0 | 0% | 4870 | 0 | 0% | 5626 | 0
2020 | 2 | 13 | 2020-02-13 | 4 | 2020-02-13 | 4 | 0 | 0% | 5135 | 0 | 0 | 0% | 4870 | 0 | 0% | 5626 | 0
2020 | 2 | 13 | 2020-02-13 | 5 | 2020-02-13 | 5 | 0 | 0% | 5135 | 0 | 0 | 0% | 4870 | 0 | 0% | 5626 | 0
2020 | 2 | 13 | 2020-02-13 | 6 | 2020-02-13 | 6 | 0 | 0% | 5135 | 0 | 0 | 0% | 4870 | 0 | 0% | 5626 | 0
2020 | 2 | 13 | 2020-02-13 | 7 | 2020-02-13 | 7 | 0 | 0% | 5135 | 0 | 3.8369 | 6.633e-06% | 4815 | 0 | 3.317e-06% | 5560 | 0
2020 | 2 | 13 | 2020-02-13 | 8 | 2020-02-13 | 8 | 448.8272 | 0.0005426% | 3708 | 0 | 55.3526 | 9.569e-05% | 4225 | 0 | 0.0003192% | 4038 | 0
2020 | 2 | 13 | 2020-02-13 | 9 | 2020-02-13 | 9 | 417.7524 | 0.000505% | 3744 | 0 | 288.9443 | 0.0004995% | 3344 | 0 | 0.0005023% | 3757 | 0
2020 | 2 | 13 | 2020-02-13 | 10 | 2020-02-13 | 10 | 45.0073 | 5.441e-05% | 4483 | 0 | 0 | 0% | 4870 | 0 | 2.721e-05% | 5195 | 0
2020 | 2 | 13 | 2020-02-13 | 11 | 2020-02-13 | 11 | 0 | 0% | 5135 | 0 | 0 | 0% | 4870 | 0 | 0% | 5626 | 0
2020 | 2 | 13 | 2020-02-13 | 12 | 2020-02-13 | 12 | 0 | 0% | 5135 | 0 | 0 | 0% | 4870 | 0 | 0% | 5626 | 0
2020 | 2 | 13 | 2020-02-13 | 13 | 2020-02-13 | 13 | 0 | 0% | 5135 | 0 | 0 | 0% | 4870 | 0 | 0% | 5626 | 0
2020 | 2 | 13 | 2020-02-13 | 14 | 2020-02-13 | 14 | 0 | 0% | 5135 | 0 | 0 | 0% | 4870 | 0 | 0% | 5626 | 0
2020 | 2 | 13 | 2020-02-13 | 15 | 2020-02-13 | 15 | 0 | 0% | 5135 | 0 | 0 | 0% | 4870 | 0 | 0% | 5626 | 0
2020 | 2 | 13 | 2020-02-13 | 16 | 2020-02-13 | 16 | 56.2397 | 6.799e-05% | 4430 | 0 | 365.1696 | 0.0006313% | 3191 | 0 | 0.0003496% | 3985 | 0
2020 | 2 | 13 | 2020-02-13 | 17 | 2020-02-13 | 17 | 63.5587 | 7.684e-05% | 4388 | 0 | 0 | 0% | 4870 | 0 | 3.842e-05% | 5067 | 0
2020 | 2 | 13 | 2020-02-13 | 18 | 2020-02-13 | 18 | 1289.7411 | 0.001559% | 3199 | 0 | 983.638 | 0.0017% | 2659 | 0 | 0.00163% | 3055 | 0
2020 | 2 | 13 | 2020-02-13 | 19 | 2020-02-13 | 19 | 25845.7059 | 0.03125% | 1247 | 0 | 24398.4089 | 0.04218% | 909 | 0 | 0.03671% | 1046 | 0
2020 | 2 | 13 | 2020-02-13 | 20 | 2020-02-13 | 20 | 45924.2712 | 0.05552% | 579 | 0 | 43443.0849 | 0.0751% | 402 | 0 | 0.06531% | 457 | 0
2020 | 2 | 13 | 2020-02-13 | 21 | 2020-02-13 | 21 | 36173.7796 | 0.04373% | 872 | 0 | 33729.578 | 0.05831% | 622 | 0 | 0.05102% | 708 | 0
2020 | 2 | 13 | 2020-02-13 | 22 | 2020-02-13 | 22 | 25797.9822 | 0.03119% | 1251 | 0 | 23770.317 | 0.04109% | 929 | 0 | 0.03614% | 1059 | 0
2020 | 2 | 13 | 2020-02-13 | 23 | 2020-02-13 | 23 | 12233.1205 | 0.01479% | 1893 | 0 | 9843.2779 | 0.01702% | 1550 | 0 | 0.0159% | 1720 | 0
2020 | 2 | 13 | 2020-02-13 | 24 | 2020-02-13 | 24 | 336.6793 | 0.000407% | 3838 | 0 | 207.1808 | 0.0003582% | 3538 | 0 | 0.0003826% | 3920 | 0
2020 | 2 | 14 | 2020-02-14 | 1 | 2020-02-14 | 1 | 10.0325 | 1.213e-05% | 4844 | 0 | 6.8033 | 1.176e-05% | 4767 | 0 | 1.195e-05% | 5398 | 0
2020 | 2 | 14 | 2020-02-14 | 2 | 2020-02-14 | 2 | 0 | 0% | 5135 | 0 | 0 | 0% | 4870 | 0 | 0% | 5626 | 0
2020 | 2 | 14 | 2020-02-14 | 3 | 2020-02-14 | 3 | 0 | 0% | 5135 | 0 | 0 | 0% | 4870 | 0 | 0% | 5626 | 0
2020 | 2 | 14 | 2020-02-14 | 4 | 2020-02-14 | 4 | 0 | 0% | 5135 | 0 | 0 | 0% | 4870 | 0 | 0% | 5626 | 0
2020 | 2 | 14 | 2020-02-14 | 5 | 2020-02-14 | 5 | 0 | 0% | 5135 | 0 | 0 | 0% | 4870 | 0 | 0% | 5626 | 0
2020 | 2 | 14 | 2020-02-14 | 6 | 2020-02-14 | 6 | 0 | 0% | 5135 | 0 | 0 | 0% | 4870 | 0 | 0% | 5626 | 0
2020 | 2 | 14 | 2020-02-14 | 7 | 2020-02-14 | 7 | 0 | 0% | 5135 | 0 | 0 | 0% | 4870 | 0 | 0% | 5626 | 0
2020 | 2 | 14 | 2020-02-14 | 8 | 2020-02-14 | 8 | 38.943 | 4.708e-05% | 4529 | 0 | 185.7238 | 0.0003211% | 3611 | 0 | 0.0001841% | 4335 | 0
2020 | 2 | 14 | 2020-02-14 | 9 | 2020-02-14 | 9 | 28.7129 | 3.471e-05% | 4620 | 0 | 201.0254 | 0.0003475% | 3559 | 0 | 0.0001911% | 4310 | 0
2020 | 2 | 14 | 2020-02-14 | 10 | 2020-02-14 | 10 | 0 | 0% | 5135 | 0 | 0 | 0% | 4870 | 0 | 0% | 5626 | 0
2020 | 2 | 14 | 2020-02-14 | 11 | 2020-02-14 | 11 | 0 | 0% | 5135 | 0 | 0 | 0% | 4870 | 0 | 0% | 5626 | 0
2020 | 2 | 14 | 2020-02-14 | 12 | 2020-02-14 | 12 | 0 | 0% | 5135 | 0 | 0 | 0% | 4870 | 0 | 0% | 5626 | 0
2020 | 2 | 14 | 2020-02-14 | 13 | 2020-02-14 | 13 | 0 | 0% | 5135 | 0 | 0 | 0% | 4870 | 0 | 0% | 5626 | 0
2020 | 2 | 14 | 2020-02-14 | 14 | 2020-02-14 | 14 | 0 | 0% | 5135 | 0 | 0 | 0% | 4870 | 0 | 0% | 5626 | 0
2020 | 2 | 14 | 2020-02-14 | 15 | 2020-02-14 | 15 | 0 | 0% | 5135 | 0 | 0 | 0% | 4870 | 0 | 0% | 5626 | 0
2020 | 2 | 14 | 2020-02-14 | 16 | 2020-02-14 | 16 | 0 | 0% | 5135 | 0 | 252.9991 | 0.0004374% | 3417 | 0 | 0.0002187% | 4239 | 0
2020 | 2 | 14 | 2020-02-14 | 17 | 2020-02-14 | 17 | 0 | 0% | 5135 | 0 | 0 | 0% | 4870 | 0 | 0% | 5626 | 0
2020 | 2 | 14 | 2020-02-14 | 18 | 2020-02-14 | 18 | 405.6063 | 0.0004904% | 3759 | 0 | 331.5755 | 0.0005732% | 3251 | 0 | 0.0005318% | 3718 | 0
2020 | 2 | 14 | 2020-02-14 | 19 | 2020-02-14 | 19 | 21946.4427 | 0.02653% | 1422 | 0 | 21946.4427 | 0.03794% | 1002 | 0 | 0.03224% | 1165 | 0
2020 | 2 | 14 | 2020-02-14 | 20 | 2020-02-14 | 20 | 41652.0412 | 0.05036% | 702 | 0 | 41349.3398 | 0.07148% | 440 | 0 | 0.06092% | 524 | 0
2020 | 2 | 14 | 2020-02-14 | 21 | 2020-02-14 | 21 | 32126.3347 | 0.03884% | 1010 | 0 | 31646.6384 | 0.05471% | 678 | 0 | 0.04677% | 801 | 0
2020 | 2 | 14 | 2020-02-14 | 22 | 2020-02-14 | 22 | 20702.6919 | 0.02503% | 1482 | 0 | 19646.5034 | 0.03396% | 1089 | 0 | 0.0295% | 1238 | 0
2020 | 2 | 14 | 2020-02-14 | 23 | 2020-02-14 | 23 | 7100.2465 | 0.008584% | 2275 | 0 | 5963.6121 | 0.01031% | 1806 | 0 | 0.009447% | 2040 | 0
2020 | 2 | 14 | 2020-02-14 | 24 | 2020-02-14 | 24 | 0 | 0% | 5135 | 0 | 0 | 0% | 4870 | 0 | 0% | 5626 | 0
2020 | 2 | 15 | 2020-02-15 | 1 | 2020-02-15 | 1 | 0 | 0% | 5135 | 0 | 141.3904 | 0.0002444% | 3762 | 0 | 0.0001222% | 4558 | 0
2020 | 2 | 15 | 2020-02-15 | 2 | 2020-02-15 | 2 | 0 | 0% | 5135 | 0 | 1.697 | 2.934e-06% | 4855 | 0 | 1.467e-06% | 5598 | 0
2020 | 2 | 15 | 2020-02-15 | 3 | 2020-02-15 | 3 | 0 | 0% | 5135 | 0 | 0 | 0% | 4870 | 0 | 0% | 5626 | 0
2020 | 2 | 15 | 2020-02-15 | 4 | 2020-02-15 | 4 | 0 | 0% | 5135 | 0 | 0 | 0% | 4870 | 0 | 0% | 5626 | 0
2020 | 2 | 15 | 2020-02-15 | 5 | 2020-02-15 | 5 | 0 | 0% | 5135 | 0 | 0 | 0% | 4870 | 0 | 0% | 5626 | 0
2020 | 2 | 15 | 2020-02-15 | 6 | 2020-02-15 | 6 | 0 | 0% | 5135 | 0 | 0 | 0% | 4870 | 0 | 0% | 5626 | 0
2020 | 2 | 15 | 2020-02-15 | 7 | 2020-02-15 | 7 | 0 | 0% | 5135 | 0 | 3.5417 | 6.123e-06% | 4823 | 0 | 3.061e-06% | 5568 | 0
2020 | 2 | 15 | 2020-02-15 | 8 | 2020-02-15 | 8 | 0 | 0% | 5135 | 0 | 21.2818 | 3.679e-05% | 4577 | 0 | 1.84e-05% | 5301 | 0
2020 | 2 | 15 | 2020-02-15 | 9 | 2020-02-15 | 9 | 0 | 0% | 5135 | 0 | 2806.4838 | 0.004852% | 2145 | 0 | 0.002426% | 2834 | 0
2020 | 2 | 15 | 2020-02-15 | 10 | 2020-02-15 | 10 | 0 | 0% | 5135 | 0 | 0 | 0% | 4870 | 0 | 0% | 5626 | 0
2020 | 2 | 15 | 2020-02-15 | 11 | 2020-02-15 | 11 | 0 | 0% | 5135 | 0 | 0 | 0% | 4870 | 0 | 0% | 5626 | 0
2020 | 2 | 15 | 2020-02-15 | 12 | 2020-02-15 | 12 | 0 | 0% | 5135 | 0 | 0 | 0% | 4870 | 0 | 0% | 5626 | 0
2020 | 2 | 15 | 2020-02-15 | 13 | 2020-02-15 | 13 | 0 | 0% | 5135 | 0 | 0 | 0% | 4870 | 0 | 0% | 5626 | 0
2020 | 2 | 15 | 2020-02-15 | 14 | 2020-02-15 | 14 | 0 | 0% | 5135 | 0 | 0 | 0% | 4870 | 0 | 0% | 5626 | 0
2020 | 2 | 15 | 2020-02-15 | 15 | 2020-02-15 | 15 | 0 | 0% | 5135 | 0 | 0 | 0% | 4870 | 0 | 0% | 5626 | 0
2020 | 2 | 15 | 2020-02-15 | 16 | 2020-02-15 | 16 | 2.9133 | 3.522e-06% | 5039 | 0 | 80.424 | 0.000139% | 4042 | 0 | 7.128e-05% | 4810 | 0
2020 | 2 | 15 | 2020-02-15 | 17 | 2020-02-15 | 17 | 0 | 0% | 5135 | 0 | 0 | 0% | 4870 | 0 | 0% | 5626 | 0
2020 | 2 | 15 | 2020-02-15 | 18 | 2020-02-15 | 18 | 0 | 0% | 5135 | 0 | 0 | 0% | 4870 | 0 | 0% | 5626 | 0
2020 | 2 | 15 | 2020-02-15 | 19 | 2020-02-15 | 19 | 4235.3795 | 0.00512% | 2572 | 0 | 4037.9881 | 0.006981% | 1979 | 0 | 0.006051% | 2290 | 0
2020 | 2 | 15 | 2020-02-15 | 20 | 2020-02-15 | 20 | 20727.6736 | 0.02506% | 1480 | 0 | 20624.6243 | 0.03565% | 1055 | 0 | 0.03036% | 1212 | 0
2020 | 2 | 15 | 2020-02-15 | 21 | 2020-02-15 | 21 | 14521.3456 | 0.01756% | 1780 | 0 | 13988.6596 | 0.02418% | 1328 | 0 | 0.02087% | 1548 | 0
2020 | 2 | 15 | 2020-02-15 | 22 | 2020-02-15 | 22 | 10173.4442 | 0.0123% | 2017 | 0 | 9702.741 | 0.01677% | 1560 | 0 | 0.01454% | 1800 | 0
2020 | 2 | 15 | 2020-02-15 | 23 | 2020-02-15 | 23 | 1788.0703 | 0.002162% | 3028 | 0 | 1537.6591 | 0.002658% | 2433 | 0 | 0.00241% | 2840 | 0
2020 | 2 | 15 | 2020-02-15 | 24 | 2020-02-15 | 24 | 0 | 0% | 5135 | 0 | 0 | 0% | 4870 | 0 | 0% | 5626 | 0
2020 | 2 | 16 | 2020-02-16 | 1 | 2020-02-16 | 1 | 2.139 | 2.586e-06% | 5061 | 0 | 11.8865 | 2.055e-05% | 4691 | 0 | 1.157e-05% | 5405 | 0
2020 | 2 | 16 | 2020-02-16 | 2 | 2020-02-16 | 2 | 0 | 0% | 5135 | 0 | 0 | 0% | 4870 | 0 | 0% | 5626 | 0
2020 | 2 | 16 | 2020-02-16 | 3 | 2020-02-16 | 3 | 0 | 0% | 5135 | 0 | 0 | 0% | 4870 | 0 | 0% | 5626 | 0
2020 | 2 | 16 | 2020-02-16 | 4 | 2020-02-16 | 4 | 0 | 0% | 5135 | 0 | 0 | 0% | 4870 | 0 | 0% | 5626 | 0
2020 | 2 | 16 | 2020-02-16 | 5 | 2020-02-16 | 5 | 0 | 0% | 5135 | 0 | 0 | 0% | 4870 | 0 | 0% | 5626 | 0
2020 | 2 | 16 | 2020-02-16 | 6 | 2020-02-16 | 6 | 0 | 0% | 5135 | 0 | 0 | 0% | 4870 | 0 | 0% | 5626 | 0
2020 | 2 | 16 | 2020-02-16 | 7 | 2020-02-16 | 7 | 0 | 0% | 5135 | 0 | 73.0427 | 0.0001263% | 4090 | 0 | 6.314e-05% | 4870 | 0
2020 | 2 | 16 | 2020-02-16 | 8 | 2020-02-16 | 8 | 0 | 0% | 5135 | 0 | 22.7601 | 3.935e-05% | 4563 | 0 | 1.967e-05% | 5284 | 0
2020 | 2 | 16 | 2020-02-16 | 9 | 2020-02-16 | 9 | 0 | 0% | 5135 | 0 | 1987.2716 | 0.003436% | 2309 | 0 | 0.001718% | 3023 | 0
2020 | 2 | 16 | 2020-02-16 | 10 | 2020-02-16 | 10 | 0 | 0% | 5135 | 0 | 0 | 0% | 4870 | 0 | 0% | 5626 | 0
2020 | 2 | 16 | 2020-02-16 | 11 | 2020-02-16 | 11 | 0 | 0% | 5135 | 0 | 0 | 0% | 4870 | 0 | 0% | 5626 | 0
2020 | 2 | 16 | 2020-02-16 | 12 | 2020-02-16 | 12 | 0 | 0% | 5135 | 0 | 0 | 0% | 4870 | 0 | 0% | 5626 | 0
2020 | 2 | 16 | 2020-02-16 | 13 | 2020-02-16 | 13 | 0 | 0% | 5135 | 0 | 0 | 0% | 4870 | 0 | 0% | 5626 | 0
2020 | 2 | 16 | 2020-02-16 | 14 | 2020-02-16 | 14 | 0 | 0% | 5135 | 0 | 0 | 0% | 4870 | 0 | 0% | 5626 | 0
2020 | 2 | 16 | 2020-02-16 | 15 | 2020-02-16 | 15 | 0 | 0% | 5135 | 0 | 0 | 0% | 4870 | 0 | 0% | 5626 | 0
2020 | 2 | 16 | 2020-02-16 | 16 | 2020-02-16 | 16 | 13.4429 | 1.625e-05% | 4781 | 0 | 252.6819 | 0.0004368% | 3419 | 0 | 0.0002265% | 4217 | 0
2020 | 2 | 16 | 2020-02-16 | 17 | 2020-02-16 | 17 | 0 | 0% | 5135 | 0 | 0 | 0% | 4870 | 0 | 0% | 5626 | 0
2020 | 2 | 16 | 2020-02-16 | 18 | 2020-02-16 | 18 | 0 | 0% | 5135 | 0 | 0 | 0% | 4870 | 0 | 0% | 5626 | 0
2020 | 2 | 16 | 2020-02-16 | 19 | 2020-02-16 | 19 | 4120.4224 | 0.004981% | 2588 | 0 | 1422.5175 | 0.002459% | 2463 | 0 | 0.00372% | 2571 | 0
2020 | 2 | 16 | 2020-02-16 | 20 | 2020-02-16 | 20 | 21500.134 | 0.02599% | 1442 | 0 | 11714.848 | 0.02025% | 1447 | 0 | 0.02312% | 1457 | 0
2020 | 2 | 16 | 2020-02-16 | 21 | 2020-02-16 | 21 | 13498.2655 | 0.01632% | 1827 | 0 | 7745.5643 | 0.01339% | 1677 | 0 | 0.01485% | 1782 | 0
2020 | 2 | 16 | 2020-02-16 | 22 | 2020-02-16 | 22 | 9386.3958 | 0.01135% | 2079 | 0 | 6087.3663 | 0.01052% | 1799 | 0 | 0.01094% | 1959 | 0
2020 | 2 | 16 | 2020-02-16 | 23 | 2020-02-16 | 23 | 1992.5776 | 0.002409% | 2985 | 0 | 688.0567 | 0.001189% | 2836 | 0 | 0.001799% | 3002 | 0
2020 | 2 | 16 | 2020-02-16 | 24 | 2020-02-16 | 24 | 34.1877 | 4.133e-05% | 4569 | 0 | 0 | 0% | 4870 | 0 | 2.067e-05% | 5270 | 0
2020 | 2 | 17 | 2020-02-17 | 1 | 2020-02-17 | 1 | 1.9041 | 2.302e-06% | 5068 | 0 | 4.7786 | 8.261e-06% | 4803 | 0 | 5.281e-06% | 5524 | 0
2020 | 2 | 17 | 2020-02-17 | 2 | 2020-02-17 | 2 | 0 | 0% | 5135 | 0 | 0 | 0% | 4870 | 0 | 0% | 5626 | 0
2020 | 2 | 17 | 2020-02-17 | 3 | 2020-02-17 | 3 | 0 | 0% | 5135 | 0 | 0 | 0% | 4870 | 0 | 0% | 5626 | 0
2020 | 2 | 17 | 2020-02-17 | 4 | 2020-02-17 | 4 | 0 | 0% | 5135 | 0 | 0 | 0% | 4870 | 0 | 0% | 5626 | 0
2020 | 2 | 17 | 2020-02-17 | 5 | 2020-02-17 | 5 | 0 | 0% | 5135 | 0 | 0 | 0% | 4870 | 0 | 0% | 5626 | 0
2020 | 2 | 17 | 2020-02-17 | 6 | 2020-02-17 | 6 | 0 | 0% | 5135 | 0 | 0 | 0% | 4870 | 0 | 0% | 5626 | 0
2020 | 2 | 17 | 2020-02-17 | 7 | 2020-02-17 | 7 | 0 | 0% | 5135 | 0 | 0 | 0% | 4870 | 0 | 0% | 5626 | 0
2020 | 2 | 17 | 2020-02-17 | 8 | 2020-02-17 | 8 | 22.6449 | 2.738e-05% | 4673 | 0 | 83.2998 | 0.000144% | 4030 | 0 | 8.569e-05% | 4725 | 0
2020 | 2 | 17 | 2020-02-17 | 9 | 2020-02-17 | 9 | 15.7391 | 1.903e-05% | 4755 | 0 | 9.2094 | 1.592e-05% | 4731 | 0 | 1.747e-05% | 5320 | 0
2020 | 2 | 17 | 2020-02-17 | 10 | 2020-02-17 | 10 | 0 | 0% | 5135 | 0 | 0 | 0% | 4870 | 0 | 0% | 5626 | 0
2020 | 2 | 17 | 2020-02-17 | 11 | 2020-02-17 | 11 | 0 | 0% | 5135 | 0 | 0 | 0% | 4870 | 0 | 0% | 5626 | 0
2020 | 2 | 17 | 2020-02-17 | 12 | 2020-02-17 | 12 | 0 | 0% | 5135 | 0 | 0 | 0% | 4870 | 0 | 0% | 5626 | 0
2020 | 2 | 17 | 2020-02-17 | 13 | 2020-02-17 | 13 | 0 | 0% | 5135 | 0 | 0 | 0% | 4870 | 0 | 0% | 5626 | 0
2020 | 2 | 17 | 2020-02-17 | 14 | 2020-02-17 | 14 | 0 | 0% | 5135 | 0 | 0 | 0% | 4870 | 0 | 0% | 5626 | 0
2020 | 2 | 17 | 2020-02-17 | 15 | 2020-02-17 | 15 | 0 | 0% | 5135 | 0 | 0 | 0% | 4870 | 0 | 0% | 5626 | 0
2020 | 2 | 17 | 2020-02-17 | 16 | 2020-02-17 | 16 | 0 | 0% | 5135 | 0 | 241.6427 | 0.0004177% | 3446 | 0 | 0.0002089% | 4258 | 0
2020 | 2 | 17 | 2020-02-17 | 17 | 2020-02-17 | 17 | 0 | 0% | 5135 | 0 | 0 | 0% | 4870 | 0 | 0% | 5626 | 0
2020 | 2 | 17 | 2020-02-17 | 18 | 2020-02-17 | 18 | 265.2762 | 0.0003207% | 3928 | 0 | 110.6629 | 0.0001913% | 3890 | 0 | 0.000256% | 4153 | 0
2020 | 2 | 17 | 2020-02-17 | 19 | 2020-02-17 | 19 | 20262.6726 | 0.0245% | 1497 | 0 | 10298.9207 | 0.0178% | 1523 | 0 | 0.02115% | 1538 | 0
2020 | 2 | 17 | 2020-02-17 | 20 | 2020-02-17 | 20 | 39754.7681 | 0.04806% | 746 | 0 | 28706.8141 | 0.04963% | 772 | 0 | 0.04884% | 767 | 0
2020 | 2 | 17 | 2020-02-17 | 21 | 2020-02-17 | 21 | 30769.825 | 0.0372% | 1055 | 0 | 23547.751 | 0.04071% | 937 | 0 | 0.03895% | 985 | 0
2020 | 2 | 17 | 2020-02-17 | 22 | 2020-02-17 | 22 | 20711.1405 | 0.02504% | 1481 | 0 | 15919.665 | 0.02752% | 1248 | 0 | 0.02628% | 1346 | 0
2020 | 2 | 17 | 2020-02-17 | 23 | 2020-02-17 | 23 | 8366.1874 | 0.01011% | 2162 | 0 | 4969.6329 | 0.008591% | 1879 | 0 | 0.009353% | 2044 | 0
2020 | 2 | 17 | 2020-02-17 | 24 | 2020-02-17 | 24 | 187.9595 | 0.0002272% | 4054 | 0 | 52.964 | 9.156e-05% | 4248 | 0 | 0.0001594% | 4413 | 0
2020 | 2 | 18 | 2020-02-18 | 1 | 2020-02-18 | 1 | 5.9888 | 7.24e-06% | 4946 | 0 | 120.6996 | 0.0002087% | 3852 | 0 | 0.0001079% | 4618 | 0
2020 | 2 | 18 | 2020-02-18 | 2 | 2020-02-18 | 2 | 0 | 0% | 5135 | 0 | 0 | 0% | 4870 | 0 | 0% | 5626 | 0
2020 | 2 | 18 | 2020-02-18 | 3 | 2020-02-18 | 3 | 0 | 0% | 5135 | 0 | 0 | 0% | 4870 | 0 | 0% | 5626 | 0
2020 | 2 | 18 | 2020-02-18 | 4 | 2020-02-18 | 4 | 0 | 0% | 5135 | 0 | 0 | 0% | 4870 | 0 | 0% | 5626 | 0
2020 | 2 | 18 | 2020-02-18 | 5 | 2020-02-18 | 5 | 0 | 0% | 5135 | 0 | 0 | 0% | 4870 | 0 | 0% | 5626 | 0
2020 | 2 | 18 | 2020-02-18 | 6 | 2020-02-18 | 6 | 0 | 0% | 5135 | 0 | 0 | 0% | 4870 | 0 | 0% | 5626 | 0
2020 | 2 | 18 | 2020-02-18 | 7 | 2020-02-18 | 7 | 0 | 0% | 5135 | 0 | 0 | 0% | 4870 | 0 | 0% | 5626 | 0
2020 | 2 | 18 | 2020-02-18 | 8 | 2020-02-18 | 8 | 240.6015 | 0.0002909% | 3961 | 0 | 209.9202 | 0.0003629% | 3530 | 0 | 0.0003269% | 4024 | 0
2020 | 2 | 18 | 2020-02-18 | 9 | 2020-02-18 | 9 | 416.5826 | 0.0005036% | 3746 | 0 | 86.026 | 0.0001487% | 4009 | 0 | 0.0003262% | 4028 | 0
2020 | 2 | 18 | 2020-02-18 | 10 | 2020-02-18 | 10 | 0 | 0% | 5135 | 0 | 0 | 0% | 4870 | 0 | 0% | 5626 | 0
2020 | 2 | 18 | 2020-02-18 | 11 | 2020-02-18 | 11 | 0 | 0% | 5135 | 0 | 0 | 0% | 4870 | 0 | 0% | 5626 | 0
2020 | 2 | 18 | 2020-02-18 | 12 | 2020-02-18 | 12 | 0 | 0% | 5135 | 0 | 0 | 0% | 4870 | 0 | 0% | 5626 | 0
2020 | 2 | 18 | 2020-02-18 | 13 | 2020-02-18 | 13 | 0 | 0% | 5135 | 0 | 0 | 0% | 4870 | 0 | 0% | 5626 | 0
2020 | 2 | 18 | 2020-02-18 | 14 | 2020-02-18 | 14 | 0 | 0% | 5135 | 0 | 0 | 0% | 4870 | 0 | 0% | 5626 | 0
2020 | 2 | 18 | 2020-02-18 | 15 | 2020-02-18 | 15 | 0 | 0% | 5135 | 0 | 0 | 0% | 4870 | 0 | 0% | 5626 | 0
2020 | 2 | 18 | 2020-02-18 | 16 | 2020-02-18 | 16 | 4.3178 | 5.22e-06% | 4998 | 0 | 207.7174 | 0.0003591% | 3534 | 0 | 0.0001822% | 4342 | 0
2020 | 2 | 18 | 2020-02-18 | 17 | 2020-02-18 | 17 | 0 | 0% | 5135 | 0 | 0 | 0% | 4870 | 0 | 0% | 5626 | 0
2020 | 2 | 18 | 2020-02-18 | 18 | 2020-02-18 | 18 | 3068.5551 | 0.00371% | 2758 | 0 | 1569.1436 | 0.002713% | 2427 | 0 | 0.003211% | 2655 | 0
2020 | 2 | 18 | 2020-02-18 | 19 | 2020-02-18 | 19 | 37009.4524 | 0.04474% | 837 | 0 | 31189.011 | 0.05392% | 698 | 0 | 0.04933% | 753 | 0
2020 | 2 | 18 | 2020-02-18 | 20 | 2020-02-18 | 20 | 52840.5655 | 0.06388% | 420 | 0 | 45877.0977 | 0.07931% | 364 | 0 | 0.0716% | 378 | 0
2020 | 2 | 18 | 2020-02-18 | 21 | 2020-02-18 | 21 | 41847.973 | 0.05059% | 695 | 0 | 35154.9845 | 0.06077% | 589 | 0 | 0.05568% | 619 | 0
2020 | 2 | 18 | 2020-02-18 | 22 | 2020-02-18 | 22 | 30022.973 | 0.0363% | 1084 | 0 | 21888.0933 | 0.03784% | 1005 | 0 | 0.03707% | 1035 | 0
2020 | 2 | 18 | 2020-02-18 | 23 | 2020-02-18 | 23 | 14628.4818 | 0.01769% | 1774 | 0 | 8929.7215 | 0.01544% | 1613 | 0 | 0.01656% | 1690 | 0
2020 | 2 | 18 | 2020-02-18 | 24 | 2020-02-18 | 24 | 400.1105 | 0.0004837% | 3766 | 0 | 30.0643 | 5.197e-05% | 4479 | 0 | 0.0002678% | 4125 | 0
2020 | 2 | 19 | 2020-02-19 | 1 | 2020-02-19 | 1 | 47.026 | 5.685e-05% | 4470 | 0 | 25.6345 | 4.432e-05% | 4524 | 0 | 5.058e-05% | 4966 | 0
2020 | 2 | 19 | 2020-02-19 | 2 | 2020-02-19 | 2 | 0 | 0% | 5135 | 0 | 0 | 0% | 4870 | 0 | 0% | 5626 | 0
2020 | 2 | 19 | 2020-02-19 | 3 | 2020-02-19 | 3 | 0 | 0% | 5135 | 0 | 0 | 0% | 4870 | 0 | 0% | 5626 | 0
2020 | 2 | 19 | 2020-02-19 | 4 | 2020-02-19 | 4 | 0 | 0% | 5135 | 0 | 0 | 0% | 4870 | 0 | 0% | 5626 | 0
2020 | 2 | 19 | 2020-02-19 | 5 | 2020-02-19 | 5 | 0 | 0% | 5135 | 0 | 0 | 0% | 4870 | 0 | 0% | 5626 | 0
2020 | 2 | 19 | 2020-02-19 | 6 | 2020-02-19 | 6 | 0 | 0% | 5135 | 0 | 0 | 0% | 4870 | 0 | 0% | 5626 | 0
2020 | 2 | 19 | 2020-02-19 | 7 | 2020-02-19 | 7 | 0 | 0% | 5135 | 0 | 0 | 0% | 4870 | 0 | 0% | 5626 | 0
2020 | 2 | 19 | 2020-02-19 | 8 | 2020-02-19 | 8 | 388.1671 | 0.0004693% | 3779 | 0 | 42.6805 | 7.378e-05% | 4346 | 0 | 0.0002715% | 4118 | 0
2020 | 2 | 19 | 2020-02-19 | 9 | 2020-02-19 | 9 | 454.2553 | 0.0005492% | 3702 | 0 | 289.754 | 0.0005009% | 3341 | 0 | 0.000525% | 3730 | 0
2020 | 2 | 19 | 2020-02-19 | 10 | 2020-02-19 | 10 | 55.9041 | 6.759e-05% | 4433 | 0 | 0 | 0% | 4870 | 0 | 3.379e-05% | 5125 | 0
2020 | 2 | 19 | 2020-02-19 | 11 | 2020-02-19 | 11 | 0 | 0% | 5135 | 0 | 0 | 0% | 4870 | 0 | 0% | 5626 | 0
2020 | 2 | 19 | 2020-02-19 | 12 | 2020-02-19 | 12 | 0 | 0% | 5135 | 0 | 0 | 0% | 4870 | 0 | 0% | 5626 | 0
2020 | 2 | 19 | 2020-02-19 | 13 | 2020-02-19 | 13 | 0 | 0% | 5135 | 0 | 0 | 0% | 4870 | 0 | 0% | 5626 | 0
2020 | 2 | 19 | 2020-02-19 | 14 | 2020-02-19 | 14 | 0 | 0% | 5135 | 0 | 0 | 0% | 4870 | 0 | 0% | 5626 | 0
2020 | 2 | 19 | 2020-02-19 | 15 | 2020-02-19 | 15 | 0 | 0% | 5135 | 0 | 0 | 0% | 4870 | 0 | 0% | 5626 | 0
2020 | 2 | 19 | 2020-02-19 | 16 | 2020-02-19 | 16 | 1.741 | 2.105e-06% | 5075 | 0 | 607.714 | 0.001051% | 2898 | 0 | 0.0005263% | 3725 | 0
2020 | 2 | 19 | 2020-02-19 | 17 | 2020-02-19 | 17 | 57.2073 | 6.916e-05% | 4421 | 0 | 0 | 0% | 4870 | 0 | 3.458e-05% | 5117 | 0
2020 | 2 | 19 | 2020-02-19 | 18 | 2020-02-19 | 18 | 2965.9647 | 0.003586% | 2778 | 0 | 763.0054 | 0.001319% | 2784 | 0 | 0.002452% | 2831 | 0
2020 | 2 | 19 | 2020-02-19 | 19 | 2020-02-19 | 19 | 31913.7524 | 0.03858% | 1016 | 0 | 16553.4684 | 0.02862% | 1219 | 0 | 0.0336% | 1134 | 0
2020 | 2 | 19 | 2020-02-19 | 20 | 2020-02-19 | 20 | 49731.8168 | 0.06012% | 492 | 0 | 31922.4025 | 0.05519% | 671 | 0 | 0.05765% | 576 | 0
2020 | 2 | 19 | 2020-02-19 | 21 | 2020-02-19 | 21 | 38468.8262 | 0.04651% | 784 | 0 | 24200.5452 | 0.04184% | 918 | 0 | 0.04417% | 850 | 0
2020 | 2 | 19 | 2020-02-19 | 22 | 2020-02-19 | 22 | 27832.3806 | 0.03365% | 1161 | 0 | 16084.319 | 0.02781% | 1242 | 0 | 0.03073% | 1205 | 0
2020 | 2 | 19 | 2020-02-19 | 23 | 2020-02-19 | 23 | 12969.0858 | 0.01568% | 1853 | 0 | 6249.4906 | 0.0108% | 1783 | 0 | 0.01324% | 1854 | 0
2020 | 2 | 19 | 2020-02-19 | 24 | 2020-02-19 | 24 | 525.3041 | 0.0006351% | 3644 | 0 | 246.3015 | 0.0004258% | 3435 | 0 | 0.0005304% | 3719 | 0
2020 | 2 | 20 | 2020-02-20 | 1 | 2020-02-20 | 1 | 25.1525 | 3.041e-05% | 4643 | 0 | 32.5198 | 5.622e-05% | 4447 | 0 | 4.331e-05% | 5025 | 0
2020 | 2 | 20 | 2020-02-20 | 2 | 2020-02-20 | 2 | 0 | 0% | 5135 | 0 | 0 | 0% | 4870 | 0 | 0% | 5626 | 0
2020 | 2 | 20 | 2020-02-20 | 3 | 2020-02-20 | 3 | 0 | 0% | 5135 | 0 | 0 | 0% | 4870 | 0 | 0% | 5626 | 0
2020 | 2 | 20 | 2020-02-20 | 4 | 2020-02-20 | 4 | 0 | 0% | 5135 | 0 | 0 | 0% | 4870 | 0 | 0% | 5626 | 0
2020 | 2 | 20 | 2020-02-20 | 5 | 2020-02-20 | 5 | 0 | 0% | 5135 | 0 | 0 | 0% | 4870 | 0 | 0% | 5626 | 0
2020 | 2 | 20 | 2020-02-20 | 6 | 2020-02-20 | 6 | 0 | 0% | 5135 | 0 | 0 | 0% | 4870 | 0 | 0% | 5626 | 0
2020 | 2 | 20 | 2020-02-20 | 7 | 2020-02-20 | 7 | 0 | 0% | 5135 | 0 | 0 | 0% | 4870 | 0 | 0% | 5626 | 0
2020 | 2 | 20 | 2020-02-20 | 8 | 2020-02-20 | 8 | 716.3292 | 0.000866% | 3498 | 0 | 393.1812 | 0.0006797% | 3153 | 0 | 0.0007729% | 3509 | 0
2020 | 2 | 20 | 2020-02-20 | 9 | 2020-02-20 | 9 | 489.7853 | 0.0005921% | 3674 | 0 | 983.4575 | 0.0017% | 2660 | 0 | 0.001146% | 3276 | 0
2020 | 2 | 20 | 2020-02-20 | 10 | 2020-02-20 | 10 | 0 | 0% | 5135 | 0 | 0 | 0% | 4870 | 0 | 0% | 5626 | 0
2020 | 2 | 20 | 2020-02-20 | 11 | 2020-02-20 | 11 | 0 | 0% | 5135 | 0 | 0 | 0% | 4870 | 0 | 0% | 5626 | 0
2020 | 2 | 20 | 2020-02-20 | 12 | 2020-02-20 | 12 | 0 | 0% | 5135 | 0 | 0 | 0% | 4870 | 0 | 0% | 5626 | 0
2020 | 2 | 20 | 2020-02-20 | 13 | 2020-02-20 | 13 | 0 | 0% | 5135 | 0 | 0 | 0% | 4870 | 0 | 0% | 5626 | 0
2020 | 2 | 20 | 2020-02-20 | 14 | 2020-02-20 | 14 | 0 | 0% | 5135 | 0 | 0 | 0% | 4870 | 0 | 0% | 5626 | 0
2020 | 2 | 20 | 2020-02-20 | 15 | 2020-02-20 | 15 | 0 | 0% | 5135 | 0 | 0 | 0% | 4870 | 0 | 0% | 5626 | 0
2020 | 2 | 20 | 2020-02-20 | 16 | 2020-02-20 | 16 | 0 | 0% | 5135 | 0 | 339.3916 | 0.0005867% | 3237 | 0 | 0.0002934% | 4083 | 0
2020 | 2 | 20 | 2020-02-20 | 17 | 2020-02-20 | 17 | 0 | 0% | 5135 | 0 | 0 | 0% | 4870 | 0 | 0% | 5626 | 0
2020 | 2 | 20 | 2020-02-20 | 18 | 2020-02-20 | 18 | 604.0813 | 0.0007303% | 3588 | 0 | 386.5895 | 0.0006683% | 3163 | 0 | 0.0006993% | 3575 | 0
2020 | 2 | 20 | 2020-02-20 | 19 | 2020-02-20 | 19 | 24302.8513 | 0.02938% | 1304 | 0 | 22819.017 | 0.03945% | 972 | 0 | 0.03441% | 1107 | 0
2020 | 2 | 20 | 2020-02-20 | 20 | 2020-02-20 | 20 | 44948.4963 | 0.05434% | 608 | 0 | 42681.1972 | 0.07379% | 412 | 0 | 0.06406% | 476 | 0
2020 | 2 | 20 | 2020-02-20 | 21 | 2020-02-20 | 21 | 34699.658 | 0.04195% | 930 | 0 | 32651.8469 | 0.05645% | 655 | 0 | 0.0492% | 757 | 0
2020 | 2 | 20 | 2020-02-20 | 22 | 2020-02-20 | 22 | 24957.78 | 0.03017% | 1281 | 0 | 23022.4323 | 0.0398% | 959 | 0 | 0.03499% | 1089 | 0
2020 | 2 | 20 | 2020-02-20 | 23 | 2020-02-20 | 23 | 10521.1988 | 0.01272% | 1992 | 0 | 9606.8419 | 0.01661% | 1566 | 0 | 0.01466% | 1793 | 0
2020 | 2 | 20 | 2020-02-20 | 24 | 2020-02-20 | 24 | 253.2959 | 0.0003062% | 3944 | 0 | 169.2308 | 0.0002926% | 3668 | 0 | 0.0002994% | 4070 | 0
2020 | 2 | 21 | 2020-02-21 | 1 | 2020-02-21 | 1 | 16.2632 | 1.966e-05% | 4745 | 0 | 25.1324 | 4.345e-05% | 4536 | 0 | 3.155e-05% | 5147 | 0
2020 | 2 | 21 | 2020-02-21 | 2 | 2020-02-21 | 2 | 0 | 0% | 5135 | 0 | 0 | 0% | 4870 | 0 | 0% | 5626 | 0
2020 | 2 | 21 | 2020-02-21 | 3 | 2020-02-21 | 3 | 0 | 0% | 5135 | 0 | 0 | 0% | 4870 | 0 | 0% | 5626 | 0
2020 | 2 | 21 | 2020-02-21 | 4 | 2020-02-21 | 4 | 0 | 0% | 5135 | 0 | 0 | 0% | 4870 | 0 | 0% | 5626 | 0
2020 | 2 | 21 | 2020-02-21 | 5 | 2020-02-21 | 5 | 0 | 0% | 5135 | 0 | 0 | 0% | 4870 | 0 | 0% | 5626 | 0
2020 | 2 | 21 | 2020-02-21 | 6 | 2020-02-21 | 6 | 0 | 0% | 5135 | 0 | 0 | 0% | 4870 | 0 | 0% | 5626 | 0
2020 | 2 | 21 | 2020-02-21 | 7 | 2020-02-21 | 7 | 0 | 0% | 5135 | 0 | 0 | 0% | 4870 | 0 | 0% | 5626 | 0
2020 | 2 | 21 | 2020-02-21 | 8 | 2020-02-21 | 8 | 18.9623 | 2.292e-05% | 4702 | 0 | 0.24486 | 4.233e-07% | 4867 | 0 | 1.167e-05% | 5404 | 0
2020 | 2 | 21 | 2020-02-21 | 9 | 2020-02-21 | 9 | 0 | 0% | 5135 | 0 | 1007.0071 | 0.001741% | 2644 | 0 | 0.0008704% | 3427 | 0
2020 | 2 | 21 | 2020-02-21 | 10 | 2020-02-21 | 10 | 0 | 0% | 5135 | 0 | 0 | 0% | 4870 | 0 | 0% | 5626 | 0
2020 | 2 | 21 | 2020-02-21 | 11 | 2020-02-21 | 11 | 0 | 0% | 5135 | 0 | 0 | 0% | 4870 | 0 | 0% | 5626 | 0
2020 | 2 | 21 | 2020-02-21 | 12 | 2020-02-21 | 12 | 0 | 0% | 5135 | 0 | 0 | 0% | 4870 | 0 | 0% | 5626 | 0
2020 | 2 | 21 | 2020-02-21 | 13 | 2020-02-21 | 13 | 0 | 0% | 5135 | 0 | 0 | 0% | 4870 | 0 | 0% | 5626 | 0
2020 | 2 | 21 | 2020-02-21 | 14 | 2020-02-21 | 14 | 0 | 0% | 5135 | 0 | 0 | 0% | 4870 | 0 | 0% | 5626 | 0
2020 | 2 | 21 | 2020-02-21 | 15 | 2020-02-21 | 15 | 0 | 0% | 5135 | 0 | 0 | 0% | 4870 | 0 | 0% | 5626 | 0
2020 | 2 | 21 | 2020-02-21 | 16 | 2020-02-21 | 16 | 16.981 | 2.053e-05% | 4732 | 0 | 545.2857 | 0.0009427% | 2959 | 0 | 0.0004816% | 3783 | 0
2020 | 2 | 21 | 2020-02-21 | 17 | 2020-02-21 | 17 | 0 | 0% | 5135 | 0 | 0 | 0% | 4870 | 0 | 0% | 5626 | 0
2020 | 2 | 21 | 2020-02-21 | 18 | 2020-02-21 | 18 | 145.8832 | 0.0001764% | 4138 | 0 | 0 | 0% | 4870 | 0 | 8.818e-05% | 4709 | 0
2020 | 2 | 21 | 2020-02-21 | 19 | 2020-02-21 | 19 | 15959.7086 | 0.01929% | 1701 | 0 | 12205.8916 | 0.0211% | 1422 | 0 | 0.0202% | 1572 | 0
2020 | 2 | 21 | 2020-02-21 | 20 | 2020-02-21 | 20 | 34025.5397 | 0.04114% | 950 | 0 | 25319.794 | 0.04377% | 873 | 0 | 0.04245% | 894 | 0
2020 | 2 | 21 | 2020-02-21 | 21 | 2020-02-21 | 21 | 23861.1478 | 0.02885% | 1331 | 0 | 15467.6574 | 0.02674% | 1263 | 0 | 0.02779% | 1289 | 0
2020 | 2 | 21 | 2020-02-21 | 22 | 2020-02-21 | 22 | 14003.177 | 0.01693% | 1804 | 0 | 7538.1264 | 0.01303% | 1698 | 0 | 0.01498% | 1772 | 0
2020 | 2 | 21 | 2020-02-21 | 23 | 2020-02-21 | 23 | 5096.8383 | 0.006162% | 2460 | 0 | 1836.7157 | 0.003175% | 2345 | 0 | 0.004669% | 2439 | 0
2020 | 2 | 21 | 2020-02-21 | 24 | 2020-02-21 | 24 | 33.6697 | 4.071e-05% | 4571 | 0 | 0 | 0% | 4870 | 0 | 2.035e-05% | 5275 | 0
2020 | 2 | 22 | 2020-02-22 | 1 | 2020-02-22 | 1 | 0 | 0% | 5135 | 0 | 6.8402 | 1.182e-05% | 4766 | 0 | 5.912e-06% | 5510 | 0
2020 | 2 | 22 | 2020-02-22 | 2 | 2020-02-22 | 2 | 0 | 0% | 5135 | 0 | 0 | 0% | 4870 | 0 | 0% | 5626 | 0
2020 | 2 | 22 | 2020-02-22 | 3 | 2020-02-22 | 3 | 0 | 0% | 5135 | 0 | 0 | 0% | 4870 | 0 | 0% | 5626 | 0
2020 | 2 | 22 | 2020-02-22 | 4 | 2020-02-22 | 4 | 0 | 0% | 5135 | 0 | 0 | 0% | 4870 | 0 | 0% | 5626 | 0
2020 | 2 | 22 | 2020-02-22 | 5 | 2020-02-22 | 5 | 0 | 0% | 5135 | 0 | 18.431 | 3.186e-05% | 4610 | 0 | 1.593e-05% | 5340 | 0
2020 | 2 | 22 | 2020-02-22 | 6 | 2020-02-22 | 6 | 0 | 0% | 5135 | 0 | 0 | 0% | 4870 | 0 | 0% | 5626 | 0
2020 | 2 | 22 | 2020-02-22 | 7 | 2020-02-22 | 7 | 0 | 0% | 5135 | 0 | 0 | 0% | 4870 | 0 | 0% | 5626 | 0
2020 | 2 | 22 | 2020-02-22 | 8 | 2020-02-22 | 8 | 0 | 0% | 5135 | 0 | 0 | 0% | 4870 | 0 | 0% | 5626 | 0
2020 | 2 | 22 | 2020-02-22 | 9 | 2020-02-22 | 9 | 0 | 0% | 5135 | 0 | 271.8633 | 0.00047% | 3372 | 0 | 0.000235% | 4197 | 0
2020 | 2 | 22 | 2020-02-22 | 10 | 2020-02-22 | 10 | 0 | 0% | 5135 | 0 | 3328.4794 | 0.005754% | 2063 | 0 | 0.002877% | 2738 | 0
2020 | 2 | 22 | 2020-02-22 | 11 | 2020-02-22 | 11 | 0 | 0% | 5135 | 0 | 0 | 0% | 4870 | 0 | 0% | 5626 | 0
2020 | 2 | 22 | 2020-02-22 | 12 | 2020-02-22 | 12 | 0 | 0% | 5135 | 0 | 0 | 0% | 4870 | 0 | 0% | 5626 | 0
2020 | 2 | 22 | 2020-02-22 | 13 | 2020-02-22 | 13 | 0 | 0% | 5135 | 0 | 0 | 0% | 4870 | 0 | 0% | 5626 | 0
2020 | 2 | 22 | 2020-02-22 | 14 | 2020-02-22 | 14 | 0 | 0% | 5135 | 0 | 0 | 0% | 4870 | 0 | 0% | 5626 | 0
2020 | 2 | 22 | 2020-02-22 | 15 | 2020-02-22 | 15 | 0 | 0% | 5135 | 0 | 0 | 0% | 4870 | 0 | 0% | 5626 | 0
2020 | 2 | 22 | 2020-02-22 | 16 | 2020-02-22 | 16 | 4.9616 | 5.998e-06% | 4977 | 0 | 133.5098 | 0.0002308% | 3797 | 0 | 0.0001184% | 4573 | 0
2020 | 2 | 22 | 2020-02-22 | 17 | 2020-02-22 | 17 | 0 | 0% | 5135 | 0 | 0 | 0% | 4870 | 0 | 0% | 5626 | 0
2020 | 2 | 22 | 2020-02-22 | 18 | 2020-02-22 | 18 | 0 | 0% | 5135 | 0 | 0 | 0% | 4870 | 0 | 0% | 5626 | 0
2020 | 2 | 22 | 2020-02-22 | 19 | 2020-02-22 | 19 | 6641.9474 | 0.00803% | 2314 | 0 | 2093.2135 | 0.003619% | 2278 | 0 | 0.005824% | 2320 | 0
2020 | 2 | 22 | 2020-02-22 | 20 | 2020-02-22 | 20 | 23143.7924 | 0.02798% | 1366 | 0 | 9021.5803 | 0.0156% | 1605 | 0 | 0.02179% | 1512 | 0
2020 | 2 | 22 | 2020-02-22 | 21 | 2020-02-22 | 21 | 15401.1123 | 0.01862% | 1736 | 0 | 5626.9569 | 0.009728% | 1832 | 0 | 0.01417% | 1813 | 0
2020 | 2 | 22 | 2020-02-22 | 22 | 2020-02-22 | 22 | 10646.2098 | 0.01287% | 1985 | 0 | 3859.9772 | 0.006673% | 1999 | 0 | 0.009772% | 2026 | 0
2020 | 2 | 22 | 2020-02-22 | 23 | 2020-02-22 | 23 | 2117.0236 | 0.002559% | 2954 | 0 | 496.1283 | 0.0008577% | 3012 | 0 | 0.001709% | 3025 | 0
2020 | 2 | 22 | 2020-02-22 | 24 | 2020-02-22 | 24 | 23.5464 | 2.847e-05% | 4661 | 0 | 0 | 0% | 4870 | 0 | 1.423e-05% | 5364 | 0
2020 | 2 | 23 | 2020-02-23 | 1 | 2020-02-23 | 1 | 0.59419 | 7.183e-07% | 5119 | 0 | 70.6894 | 0.0001222% | 4109 | 0 | 6.146e-05% | 4879 | 0
2020 | 2 | 23 | 2020-02-23 | 2 | 2020-02-23 | 2 | 0 | 0% | 5135 | 0 | 15.975 | 2.762e-05% | 4639 | 0 | 1.381e-05% | 5374 | 0
2020 | 2 | 23 | 2020-02-23 | 3 | 2020-02-23 | 3 | 0 | 0% | 5135 | 0 | 0 | 0% | 4870 | 0 | 0% | 5626 | 0
2020 | 2 | 23 | 2020-02-23 | 4 | 2020-02-23 | 4 | 0 | 0% | 5135 | 0 | 0 | 0% | 4870 | 0 | 0% | 5626 | 0
2020 | 2 | 23 | 2020-02-23 | 5 | 2020-02-23 | 5 | 0 | 0% | 5135 | 0 | 11.8917 | 2.056e-05% | 4690 | 0 | 1.028e-05% | 5425 | 0
2020 | 2 | 23 | 2020-02-23 | 6 | 2020-02-23 | 6 | 0 | 0% | 5135 | 0 | 0 | 0% | 4870 | 0 | 0% | 5626 | 0
2020 | 2 | 23 | 2020-02-23 | 7 | 2020-02-23 | 7 | 0 | 0% | 5135 | 0 | 0 | 0% | 4870 | 0 | 0% | 5626 | 0
2020 | 2 | 23 | 2020-02-23 | 8 | 2020-02-23 | 8 | 0 | 0% | 5135 | 0 | 0 | 0% | 4870 | 0 | 0% | 5626 | 0
2020 | 2 | 23 | 2020-02-23 | 9 | 2020-02-23 | 9 | 0 | 0% | 5135 | 0 | 586.1812 | 0.001013% | 2916 | 0 | 0.0005067% | 3751 | 0
2020 | 2 | 23 | 2020-02-23 | 10 | 2020-02-23 | 10 | 0 | 0% | 5135 | 0 | 1279.2398 | 0.002211% | 2524 | 0 | 0.001106% | 3300 | 0
2020 | 2 | 23 | 2020-02-23 | 11 | 2020-02-23 | 11 | 0 | 0% | 5135 | 0 | 0 | 0% | 4870 | 0 | 0% | 5626 | 0
2020 | 2 | 23 | 2020-02-23 | 12 | 2020-02-23 | 12 | 0 | 0% | 5135 | 0 | 0 | 0% | 4870 | 0 | 0% | 5626 | 0
2020 | 2 | 23 | 2020-02-23 | 13 | 2020-02-23 | 13 | 0 | 0% | 5135 | 0 | 0 | 0% | 4870 | 0 | 0% | 5626 | 0
2020 | 2 | 23 | 2020-02-23 | 14 | 2020-02-23 | 14 | 0 | 0% | 5135 | 0 | 0 | 0% | 4870 | 0 | 0% | 5626 | 0
2020 | 2 | 23 | 2020-02-23 | 15 | 2020-02-23 | 15 | 0 | 0% | 5135 | 0 | 0 | 0% | 4870 | 0 | 0% | 5626 | 0
2020 | 2 | 23 | 2020-02-23 | 16 | 2020-02-23 | 16 | 65.6409 | 7.936e-05% | 4375 | 0 | 208.7297 | 0.0003608% | 3532 | 0 | 0.0002201% | 4234 | 0
2020 | 2 | 23 | 2020-02-23 | 17 | 2020-02-23 | 17 | 0 | 0% | 5135 | 0 | 0 | 0% | 4870 | 0 | 0% | 5626 | 0
2020 | 2 | 23 | 2020-02-23 | 18 | 2020-02-23 | 18 | 0 | 0% | 5135 | 0 | 0 | 0% | 4870 | 0 | 0% | 5626 | 0
2020 | 2 | 23 | 2020-02-23 | 19 | 2020-02-23 | 19 | 6064.2991 | 0.007331% | 2363 | 0 | 2606.898 | 0.004507% | 2189 | 0 | 0.005919% | 2308 | 0
2020 | 2 | 23 | 2020-02-23 | 20 | 2020-02-23 | 20 | 26568.3322 | 0.03212% | 1214 | 0 | 15908.7093 | 0.0275% | 1249 | 0 | 0.02981% | 1229 | 0
2020 | 2 | 23 | 2020-02-23 | 21 | 2020-02-23 | 21 | 18535.636 | 0.02241% | 1571 | 0 | 10311.3625 | 0.01783% | 1522 | 0 | 0.02012% | 1573 | 0
2020 | 2 | 23 | 2020-02-23 | 22 | 2020-02-23 | 22 | 13725.6872 | 0.01659% | 1815 | 0 | 7874.045 | 0.01361% | 1667 | 0 | 0.0151% | 1764 | 0
2020 | 2 | 23 | 2020-02-23 | 23 | 2020-02-23 | 23 | 4252.4158 | 0.005141% | 2569 | 0 | 2061.8572 | 0.003564% | 2290 | 0 | 0.004353% | 2486 | 0
2020 | 2 | 23 | 2020-02-23 | 24 | 2020-02-23 | 24 | 0 | 0% | 5135 | 0 | 0 | 0% | 4870 | 0 | 0% | 5626 | 0
2020 | 2 | 24 | 2020-02-24 | 1 | 2020-02-24 | 1 | 6.3337 | 7.657e-06% | 4937 | 0 | 3.5128 | 6.073e-06% | 4825 | 0 | 6.865e-06% | 5497 | 0
2020 | 2 | 24 | 2020-02-24 | 2 | 2020-02-24 | 2 | 0 | 0% | 5135 | 0 | 0 | 0% | 4870 | 0 | 0% | 5626 | 0
2020 | 2 | 24 | 2020-02-24 | 3 | 2020-02-24 | 3 | 0 | 0% | 5135 | 0 | 0 | 0% | 4870 | 0 | 0% | 5626 | 0
2020 | 2 | 24 | 2020-02-24 | 4 | 2020-02-24 | 4 | 0 | 0% | 5135 | 0 | 0 | 0% | 4870 | 0 | 0% | 5626 | 0
2020 | 2 | 24 | 2020-02-24 | 5 | 2020-02-24 | 5 | 0 | 0% | 5135 | 0 | 0 | 0% | 4870 | 0 | 0% | 5626 | 0
2020 | 2 | 24 | 2020-02-24 | 6 | 2020-02-24 | 6 | 0 | 0% | 5135 | 0 | 0 | 0% | 4870 | 0 | 0% | 5626 | 0
2020 | 2 | 24 | 2020-02-24 | 7 | 2020-02-24 | 7 | 0 | 0% | 5135 | 0 | 5.5395 | 9.576e-06% | 4790 | 0 | 4.788e-06% | 5532 | 0
2020 | 2 | 24 | 2020-02-24 | 8 | 2020-02-24 | 8 | 565.9364 | 0.0006842% | 3611 | 0 | 210.5716 | 0.000364% | 3528 | 0 | 0.0005241% | 3733 | 0
2020 | 2 | 24 | 2020-02-24 | 9 | 2020-02-24 | 9 | 362.819 | 0.0004386% | 3808 | 0 | 180.7681 | 0.0003125% | 3627 | 0 | 0.0003756% | 3931 | 0
2020 | 2 | 24 | 2020-02-24 | 10 | 2020-02-24 | 10 | 0 | 0% | 5135 | 0 | 0 | 0% | 4870 | 0 | 0% | 5626 | 0
2020 | 2 | 24 | 2020-02-24 | 11 | 2020-02-24 | 11 | 0 | 0% | 5135 | 0 | 0 | 0% | 4870 | 0 | 0% | 5626 | 0
2020 | 2 | 24 | 2020-02-24 | 12 | 2020-02-24 | 12 | 0 | 0% | 5135 | 0 | 0 | 0% | 4870 | 0 | 0% | 5626 | 0
2020 | 2 | 24 | 2020-02-24 | 13 | 2020-02-24 | 13 | 0 | 0% | 5135 | 0 | 0 | 0% | 4870 | 0 | 0% | 5626 | 0
2020 | 2 | 24 | 2020-02-24 | 14 | 2020-02-24 | 14 | 0 | 0% | 5135 | 0 | 0 | 0% | 4870 | 0 | 0% | 5626 | 0
2020 | 2 | 24 | 2020-02-24 | 15 | 2020-02-24 | 15 | 0 | 0% | 5135 | 0 | 0 | 0% | 4870 | 0 | 0% | 5626 | 0
2020 | 2 | 24 | 2020-02-24 | 16 | 2020-02-24 | 16 | 18.0291 | 2.18e-05% | 4718 | 0 | 330.7043 | 0.0005717% | 3254 | 0 | 0.0002968% | 4078 | 0
2020 | 2 | 24 | 2020-02-24 | 17 | 2020-02-24 | 17 | 38.0924 | 4.605e-05% | 4535 | 0 | 6.0307 | 1.043e-05% | 4783 | 0 | 2.824e-05% | 5184 | 0
2020 | 2 | 24 | 2020-02-24 | 18 | 2020-02-24 | 18 | 2783.7371 | 0.003365% | 2808 | 0 | 2072.2229 | 0.003582% | 2285 | 0 | 0.003474% | 2601 | 0
2020 | 2 | 24 | 2020-02-24 | 19 | 2020-02-24 | 19 | 31181.2661 | 0.0377% | 1035 | 0 | 28554.6971 | 0.04936% | 779 | 0 | 0.04353% | 871 | 0
2020 | 2 | 24 | 2020-02-24 | 20 | 2020-02-24 | 20 | 50162.0386 | 0.06064% | 483 | 0 | 46833.5603 | 0.08096% | 343 | 0 | 0.0708% | 388 | 0
2020 | 2 | 24 | 2020-02-24 | 21 | 2020-02-24 | 21 | 40365.9475 | 0.0488% | 731 | 0 | 37755.8343 | 0.06527% | 519 | 0 | 0.05704% | 590 | 0
2020 | 2 | 24 | 2020-02-24 | 22 | 2020-02-24 | 22 | 30187.363 | 0.0365% | 1078 | 0 | 28372.8829 | 0.04905% | 786 | 0 | 0.04277% | 886 | 0
2020 | 2 | 24 | 2020-02-24 | 23 | 2020-02-24 | 23 | 14579.9401 | 0.01763% | 1778 | 0 | 13016.0228 | 0.0225% | 1378 | 0 | 0.02006% | 1577 | 0
2020 | 2 | 24 | 2020-02-24 | 24 | 2020-02-24 | 24 | 681.345 | 0.0008237% | 3523 | 0 | 410.1031 | 0.000709% | 3125 | 0 | 0.0007663% | 3512 | 0
2020 | 2 | 25 | 2020-02-25 | 1 | 2020-02-25 | 1 | 3.3063 | 3.997e-06% | 5027 | 0 | 34.9279 | 6.038e-05% | 4422 | 0 | 3.219e-05% | 5142 | 0
2020 | 2 | 25 | 2020-02-25 | 2 | 2020-02-25 | 2 | 0 | 0% | 5135 | 0 | 0 | 0% | 4870 | 0 | 0% | 5626 | 0
2020 | 2 | 25 | 2020-02-25 | 3 | 2020-02-25 | 3 | 0 | 0% | 5135 | 0 | 0 | 0% | 4870 | 0 | 0% | 5626 | 0
2020 | 2 | 25 | 2020-02-25 | 4 | 2020-02-25 | 4 | 0 | 0% | 5135 | 0 | 0 | 0% | 4870 | 0 | 0% | 5626 | 0
2020 | 2 | 25 | 2020-02-25 | 5 | 2020-02-25 | 5 | 0 | 0% | 5135 | 0 | 0 | 0% | 4870 | 0 | 0% | 5626 | 0
2020 | 2 | 25 | 2020-02-25 | 6 | 2020-02-25 | 6 | 0 | 0% | 5135 | 0 | 0 | 0% | 4870 | 0 | 0% | 5626 | 0
2020 | 2 | 25 | 2020-02-25 | 7 | 2020-02-25 | 7 | 0 | 0% | 5135 | 0 | 15.8817 | 2.746e-05% | 4642 | 0 | 1.373e-05% | 5375 | 0
2020 | 2 | 25 | 2020-02-25 | 8 | 2020-02-25 | 8 | 48.4435 | 5.857e-05% | 4458 | 0 | 64.4777 | 0.0001115% | 4148 | 0 | 8.502e-05% | 4730 | 0
2020 | 2 | 25 | 2020-02-25 | 9 | 2020-02-25 | 9 | 11.8781 | 1.436e-05% | 4811 | 0 | 1270.3461 | 0.002196% | 2528 | 0 | 0.001105% | 3301 | 0
2020 | 2 | 25 | 2020-02-25 | 10 | 2020-02-25 | 10 | 0 | 0% | 5135 | 0 | 0 | 0% | 4870 | 0 | 0% | 5626 | 0
2020 | 2 | 25 | 2020-02-25 | 11 | 2020-02-25 | 11 | 0 | 0% | 5135 | 0 | 0 | 0% | 4870 | 0 | 0% | 5626 | 0
2020 | 2 | 25 | 2020-02-25 | 12 | 2020-02-25 | 12 | 0 | 0% | 5135 | 0 | 0 | 0% | 4870 | 0 | 0% | 5626 | 0
2020 | 2 | 25 | 2020-02-25 | 13 | 2020-02-25 | 13 | 0 | 0% | 5135 | 0 | 0 | 0% | 4870 | 0 | 0% | 5626 | 0
2020 | 2 | 25 | 2020-02-25 | 14 | 2020-02-25 | 14 | 0 | 0% | 5135 | 0 | 0 | 0% | 4870 | 0 | 0% | 5626 | 0
2020 | 2 | 25 | 2020-02-25 | 15 | 2020-02-25 | 15 | 0 | 0% | 5135 | 0 | 0 | 0% | 4870 | 0 | 0% | 5626 | 0
2020 | 2 | 25 | 2020-02-25 | 16 | 2020-02-25 | 16 | 0 | 0% | 5135 | 0 | 206.6361 | 0.0003572% | 3542 | 0 | 0.0001786% | 4355 | 0
2020 | 2 | 25 | 2020-02-25 | 17 | 2020-02-25 | 17 | 0 | 0% | 5135 | 0 | 0 | 0% | 4870 | 0 | 0% | 5626 | 0
2020 | 2 | 25 | 2020-02-25 | 18 | 2020-02-25 | 18 | 2.7586 | 3.335e-06% | 5046 | 0 | 0 | 0% | 4870 | 0 | 1.667e-06% | 5596 | 0
2020 | 2 | 25 | 2020-02-25 | 19 | 2020-02-25 | 19 | 18941.6156 | 0.0229% | 1556 | 0 | 11199.7932 | 0.01936% | 1473 | 0 | 0.02113% | 1539 | 0
2020 | 2 | 25 | 2020-02-25 | 20 | 2020-02-25 | 20 | 42207.1673 | 0.05103% | 683 | 0 | 29947.7381 | 0.05177% | 729 | 0 | 0.0514% | 702 | 0
2020 | 2 | 25 | 2020-02-25 | 21 | 2020-02-25 | 21 | 32807.1673 | 0.03966% | 986 | 0 | 21151.3408 | 0.03657% | 1034 | 0 | 0.03811% | 1010 | 0
2020 | 2 | 25 | 2020-02-25 | 22 | 2020-02-25 | 22 | 22776.0848 | 0.02754% | 1381 | 0 | 11784.9054 | 0.02037% | 1444 | 0 | 0.02395% | 1426 | 0
2020 | 2 | 25 | 2020-02-25 | 23 | 2020-02-25 | 23 | 9626.3499 | 0.01164% | 2059 | 0 | 3632.0462 | 0.006279% | 2028 | 0 | 0.008958% | 2061 | 0
2020 | 2 | 25 | 2020-02-25 | 24 | 2020-02-25 | 24 | 43.7174 | 5.285e-05% | 4494 | 0 | 0 | 0% | 4870 | 0 | 2.643e-05% | 5205 | 0
2020 | 2 | 26 | 2020-02-26 | 1 | 2020-02-26 | 1 | 2.7718 | 3.351e-06% | 5045 | 0 | 25.4298 | 4.396e-05% | 4530 | 0 | 2.366e-05% | 5233 | 0
2020 | 2 | 26 | 2020-02-26 | 2 | 2020-02-26 | 2 | 0 | 0% | 5135 | 0 | 0 | 0% | 4870 | 0 | 0% | 5626 | 0
2020 | 2 | 26 | 2020-02-26 | 3 | 2020-02-26 | 3 | 0 | 0% | 5135 | 0 | 0 | 0% | 4870 | 0 | 0% | 5626 | 0
2020 | 2 | 26 | 2020-02-26 | 4 | 2020-02-26 | 4 | 0 | 0% | 5135 | 0 | 0 | 0% | 4870 | 0 | 0% | 5626 | 0
2020 | 2 | 26 | 2020-02-26 | 5 | 2020-02-26 | 5 | 0 | 0% | 5135 | 0 | 0 | 0% | 4870 | 0 | 0% | 5626 | 0
2020 | 2 | 26 | 2020-02-26 | 6 | 2020-02-26 | 6 | 0 | 0% | 5135 | 0 | 0 | 0% | 4870 | 0 | 0% | 5626 | 0
2020 | 2 | 26 | 2020-02-26 | 7 | 2020-02-26 | 7 | 0 | 0% | 5135 | 0 | 3.9115 | 6.762e-06% | 4814 | 0 | 3.381e-06% | 5558 | 0
2020 | 2 | 26 | 2020-02-26 | 8 | 2020-02-26 | 8 | 29.2026 | 3.53e-05% | 4613 | 0 | 0.63489 | 1.098e-06% | 4863 | 0 | 1.82e-05% | 5306 | 0
2020 | 2 | 26 | 2020-02-26 | 9 | 2020-02-26 | 9 | 3.6744 | 4.442e-06% | 5017 | 0 | 3868.5659 | 0.006688% | 1996 | 0 | 0.003346% | 2631 | 0
2020 | 2 | 26 | 2020-02-26 | 10 | 2020-02-26 | 10 | 0 | 0% | 5135 | 0 | 0 | 0% | 4870 | 0 | 0% | 5626 | 0
2020 | 2 | 26 | 2020-02-26 | 11 | 2020-02-26 | 11 | 0 | 0% | 5135 | 0 | 0 | 0% | 4870 | 0 | 0% | 5626 | 0
2020 | 2 | 26 | 2020-02-26 | 12 | 2020-02-26 | 12 | 0 | 0% | 5135 | 0 | 0 | 0% | 4870 | 0 | 0% | 5626 | 0
2020 | 2 | 26 | 2020-02-26 | 13 | 2020-02-26 | 13 | 0 | 0% | 5135 | 0 | 0 | 0% | 4870 | 0 | 0% | 5626 | 0
2020 | 2 | 26 | 2020-02-26 | 14 | 2020-02-26 | 14 | 0 | 0% | 5135 | 0 | 0 | 0% | 4870 | 0 | 0% | 5626 | 0
2020 | 2 | 26 | 2020-02-26 | 15 | 2020-02-26 | 15 | 0 | 0% | 5135 | 0 | 0 | 0% | 4870 | 0 | 0% | 5626 | 0
2020 | 2 | 26 | 2020-02-26 | 16 | 2020-02-26 | 16 | 7.9873 | 9.656e-06% | 4890 | 0 | 301.8248 | 0.0005218% | 3314 | 0 | 0.0002657% | 4130 | 0
2020 | 2 | 26 | 2020-02-26 | 17 | 2020-02-26 | 17 | 0 | 0% | 5135 | 0 | 0 | 0% | 4870 | 0 | 0% | 5626 | 0
2020 | 2 | 26 | 2020-02-26 | 18 | 2020-02-26 | 18 | 416.3385 | 0.0005033% | 3748 | 0 | 64.2194 | 0.000111% | 4151 | 0 | 0.0003072% | 4053 | 0
2020 | 2 | 26 | 2020-02-26 | 19 | 2020-02-26 | 19 | 19634.6322 | 0.02374% | 1522 | 0 | 8037.6261 | 0.0139% | 1661 | 0 | 0.01882% | 1610 | 0
2020 | 2 | 26 | 2020-02-26 | 20 | 2020-02-26 | 20 | 42577.2321 | 0.05147% | 668 | 0 | 24876.5188 | 0.04301% | 886 | 0 | 0.04724% | 789 | 0
2020 | 2 | 26 | 2020-02-26 | 21 | 2020-02-26 | 21 | 33480.9837 | 0.04048% | 967 | 0 | 16830.7559 | 0.0291% | 1210 | 0 | 0.03479% | 1095 | 0
2020 | 2 | 26 | 2020-02-26 | 22 | 2020-02-26 | 22 | 22854.2507 | 0.02763% | 1377 | 0 | 10101.782 | 0.01746% | 1532 | 0 | 0.02255% | 1483 | 0
2020 | 2 | 26 | 2020-02-26 | 23 | 2020-02-26 | 23 | 8554.908 | 0.01034% | 2147 | 0 | 3046.0474 | 0.005266% | 2109 | 0 | 0.007804% | 2132 | 0
2020 | 2 | 26 | 2020-02-26 | 24 | 2020-02-26 | 24 | 5.4033 | 6.532e-06% | 4971 | 0 | 0 | 0% | 4870 | 0 | 3.266e-06% | 5562 | 0
2020 | 2 | 27 | 2020-02-27 | 1 | 2020-02-27 | 1 | 57.8218 | 6.99e-05% | 4416 | 0 | 20.7497 | 3.587e-05% | 4584 | 0 | 5.289e-05% | 4948 | 0
2020 | 2 | 27 | 2020-02-27 | 2 | 2020-02-27 | 2 | 0 | 0% | 5135 | 0 | 0 | 0% | 4870 | 0 | 0% | 5626 | 0
2020 | 2 | 27 | 2020-02-27 | 3 | 2020-02-27 | 3 | 0 | 0% | 5135 | 0 | 0 | 0% | 4870 | 0 | 0% | 5626 | 0
2020 | 2 | 27 | 2020-02-27 | 4 | 2020-02-27 | 4 | 0 | 0% | 5135 | 0 | 0 | 0% | 4870 | 0 | 0% | 5626 | 0
2020 | 2 | 27 | 2020-02-27 | 5 | 2020-02-27 | 5 | 0 | 0% | 5135 | 0 | 0 | 0% | 4870 | 0 | 0% | 5626 | 0
2020 | 2 | 27 | 2020-02-27 | 6 | 2020-02-27 | 6 | 0 | 0% | 5135 | 0 | 0 | 0% | 4870 | 0 | 0% | 5626 | 0
2020 | 2 | 27 | 2020-02-27 | 7 | 2020-02-27 | 7 | 0 | 0% | 5135 | 0 | 0 | 0% | 4870 | 0 | 0% | 5626 | 0
2020 | 2 | 27 | 2020-02-27 | 8 | 2020-02-27 | 8 | 367.0471 | 0.0004437% | 3801 | 0 | 194.848 | 0.0003368% | 3580 | 0 | 0.0003903% | 3908 | 0
2020 | 2 | 27 | 2020-02-27 | 9 | 2020-02-27 | 9 | 266.9653 | 0.0003227% | 3926 | 0 | 59.2117 | 0.0001024% | 4191 | 0 | 0.0002126% | 4251 | 0
2020 | 2 | 27 | 2020-02-27 | 10 | 2020-02-27 | 10 | 34.488 | 4.169e-05% | 4565 | 0 | 0 | 0% | 4870 | 0 | 2.085e-05% | 5268 | 0
2020 | 2 | 27 | 2020-02-27 | 11 | 2020-02-27 | 11 | 0 | 0% | 5135 | 0 | 0 | 0% | 4870 | 0 | 0% | 5626 | 0
2020 | 2 | 27 | 2020-02-27 | 12 | 2020-02-27 | 12 | 0 | 0% | 5135 | 0 | 0 | 0% | 4870 | 0 | 0% | 5626 | 0
2020 | 2 | 27 | 2020-02-27 | 13 | 2020-02-27 | 13 | 0 | 0% | 5135 | 0 | 0 | 0% | 4870 | 0 | 0% | 5626 | 0
2020 | 2 | 27 | 2020-02-27 | 14 | 2020-02-27 | 14 | 0 | 0% | 5135 | 0 | 0 | 0% | 4870 | 0 | 0% | 5626 | 0
2020 | 2 | 27 | 2020-02-27 | 15 | 2020-02-27 | 15 | 0 | 0% | 5135 | 0 | 0 | 0% | 4870 | 0 | 0% | 5626 | 0
2020 | 2 | 27 | 2020-02-27 | 16 | 2020-02-27 | 16 | 0 | 0% | 5135 | 0 | 237.9755 | 0.0004114% | 3455 | 0 | 0.0002057% | 4273 | 0
2020 | 2 | 27 | 2020-02-27 | 17 | 2020-02-27 | 17 | 19.6319 | 2.373e-05% | 4696 | 0 | 0 | 0% | 4870 | 0 | 1.187e-05% | 5399 | 0
2020 | 2 | 27 | 2020-02-27 | 18 | 2020-02-27 | 18 | 423.2103 | 0.0005116% | 3740 | 0 | 141.1913 | 0.0002441% | 3764 | 0 | 0.0003779% | 3928 | 0
2020 | 2 | 27 | 2020-02-27 | 19 | 2020-02-27 | 19 | 18433.2778 | 0.02228% | 1576 | 0 | 8548.5337 | 0.01478% | 1637 | 0 | 0.01853% | 1620 | 0
2020 | 2 | 27 | 2020-02-27 | 20 | 2020-02-27 | 20 | 38233.2362 | 0.04622% | 791 | 0 | 23354.1544 | 0.04037% | 948 | 0 | 0.0433% | 876 | 0
2020 | 2 | 27 | 2020-02-27 | 21 | 2020-02-27 | 21 | 29488.2373 | 0.03565% | 1103 | 0 | 15648.1975 | 0.02705% | 1255 | 0 | 0.03135% | 1186 | 0
2020 | 2 | 27 | 2020-02-27 | 22 | 2020-02-27 | 22 | 19241.817 | 0.02326% | 1540 | 0 | 10140.0541 | 0.01753% | 1529 | 0 | 0.0204% | 1569 | 0
2020 | 2 | 27 | 2020-02-27 | 23 | 2020-02-27 | 23 | 8196.6732 | 0.009909% | 2175 | 0 | 4037.7069 | 0.00698% | 1980 | 0 | 0.008445% | 2091 | 0
2020 | 2 | 27 | 2020-02-27 | 24 | 2020-02-27 | 24 | 348.3128 | 0.0004211% | 3821 | 0 | 186.0788 | 0.0003217% | 3610 | 0 | 0.0003714% | 3941 | 0
2020 | 2 | 28 | 2020-02-28 | 1 | 2020-02-28 | 1 | 13.4061 | 1.621e-05% | 4783 | 0 | 72.22 | 0.0001249% | 4097 | 0 | 7.053e-05% | 4816 | 0
2020 | 2 | 28 | 2020-02-28 | 2 | 2020-02-28 | 2 | 0 | 0% | 5135 | 0 | 0 | 0% | 4870 | 0 | 0% | 5626 | 0
2020 | 2 | 28 | 2020-02-28 | 3 | 2020-02-28 | 3 | 0 | 0% | 5135 | 0 | 0 | 0% | 4870 | 0 | 0% | 5626 | 0
2020 | 2 | 28 | 2020-02-28 | 4 | 2020-02-28 | 4 | 0 | 0% | 5135 | 0 | 0 | 0% | 4870 | 0 | 0% | 5626 | 0
2020 | 2 | 28 | 2020-02-28 | 5 | 2020-02-28 | 5 | 0 | 0% | 5135 | 0 | 0 | 0% | 4870 | 0 | 0% | 5626 | 0
2020 | 2 | 28 | 2020-02-28 | 6 | 2020-02-28 | 6 | 0 | 0% | 5135 | 0 | 0 | 0% | 4870 | 0 | 0% | 5626 | 0
2020 | 2 | 28 | 2020-02-28 | 7 | 2020-02-28 | 7 | 0 | 0% | 5135 | 0 | 4.3738 | 7.561e-06% | 4809 | 0 | 3.781e-06% | 5550 | 0
2020 | 2 | 28 | 2020-02-28 | 8 | 2020-02-28 | 8 | 130.0399 | 0.0001572% | 4184 | 0 | 2.4325 | 4.205e-06% | 4845 | 0 | 8.071e-05% | 4750 | 0
2020 | 2 | 28 | 2020-02-28 | 9 | 2020-02-28 | 9 | 76.1658 | 9.208e-05% | 4338 | 0 | 504.9524 | 0.0008729% | 3005 | 0 | 0.0004825% | 3779 | 0
2020 | 2 | 28 | 2020-02-28 | 10 | 2020-02-28 | 10 | 0 | 0% | 5135 | 0 | 36.4936 | 6.309e-05% | 4403 | 0 | 3.154e-05% | 5148 | 0
2020 | 2 | 28 | 2020-02-28 | 11 | 2020-02-28 | 11 | 0 | 0% | 5135 | 0 | 193.4364 | 0.0003344% | 3585 | 0 | 0.0001672% | 4391 | 0
2020 | 2 | 28 | 2020-02-28 | 12 | 2020-02-28 | 12 | 0 | 0% | 5135 | 0 | 0 | 0% | 4870 | 0 | 0% | 5626 | 0
2020 | 2 | 28 | 2020-02-28 | 13 | 2020-02-28 | 13 | 0 | 0% | 5135 | 0 | 0 | 0% | 4870 | 0 | 0% | 5626 | 0
2020 | 2 | 28 | 2020-02-28 | 14 | 2020-02-28 | 14 | 0 | 0% | 5135 | 0 | 0 | 0% | 4870 | 0 | 0% | 5626 | 0
2020 | 2 | 28 | 2020-02-28 | 15 | 2020-02-28 | 15 | 0 | 0% | 5135 | 0 | 34.0395 | 5.885e-05% | 4428 | 0 | 2.942e-05% | 5169 | 0
2020 | 2 | 28 | 2020-02-28 | 16 | 2020-02-28 | 16 | 0 | 0% | 5135 | 0 | 1066.4005 | 0.001844% | 2601 | 0 | 0.0009218% | 3401 | 0
2020 | 2 | 28 | 2020-02-28 | 17 | 2020-02-28 | 17 | 0 | 0% | 5135 | 0 | 0 | 0% | 4870 | 0 | 0% | 5626 | 0
2020 | 2 | 28 | 2020-02-28 | 18 | 2020-02-28 | 18 | 131.8607 | 0.0001594% | 4176 | 0 | 63.3453 | 0.0001095% | 4159 | 0 | 0.0001345% | 4515 | 0
2020 | 2 | 28 | 2020-02-28 | 19 | 2020-02-28 | 19 | 16954.2062 | 0.0205% | 1646 | 0 | 14575.7139 | 0.0252% | 1294 | 0 | 0.02285% | 1468 | 0
2020 | 2 | 28 | 2020-02-28 | 20 | 2020-02-28 | 20 | 36906.123 | 0.04462% | 841 | 0 | 35728.0778 | 0.06176% | 572 | 0 | 0.05319% | 673 | 0
2020 | 2 | 28 | 2020-02-28 | 21 | 2020-02-28 | 21 | 27331.1518 | 0.03304% | 1182 | 0 | 27059.6412 | 0.04678% | 822 | 0 | 0.03991% | 964 | 0
2020 | 2 | 28 | 2020-02-28 | 22 | 2020-02-28 | 22 | 17527.8667 | 0.02119% | 1622 | 0 | 16955.7865 | 0.02931% | 1202 | 0 | 0.02525% | 1376 | 0
2020 | 2 | 28 | 2020-02-28 | 23 | 2020-02-28 | 23 | 7010.841 | 0.008476% | 2286 | 0 | 6103.2537 | 0.01055% | 1798 | 0 | 0.009513% | 2037 | 0
2020 | 2 | 28 | 2020-02-28 | 24 | 2020-02-28 | 24 | 162.9289 | 0.000197% | 4103 | 0 | 87.7181 | 0.0001516% | 4002 | 0 | 0.0001743% | 4368 | 0
2020 | 2 | 29 | 2020-02-29 | 1 | 2020-02-29 | 1 | 48.0293 | 5.807e-05% | 4462 | 0 | 54.6425 | 9.446e-05% | 4230 | 0 | 7.626e-05% | 4779 | 0
2020 | 2 | 29 | 2020-02-29 | 2 | 2020-02-29 | 2 | 0 | 0% | 5135 | 0 | 0 | 0% | 4870 | 0 | 0% | 5626 | 0
2020 | 2 | 29 | 2020-02-29 | 3 | 2020-02-29 | 3 | 0 | 0% | 5135 | 0 | 0 | 0% | 4870 | 0 | 0% | 5626 | 0
2020 | 2 | 29 | 2020-02-29 | 4 | 2020-02-29 | 4 | 0 | 0% | 5135 | 0 | 0 | 0% | 4870 | 0 | 0% | 5626 | 0
2020 | 2 | 29 | 2020-02-29 | 5 | 2020-02-29 | 5 | 0 | 0% | 5135 | 0 | 0 | 0% | 4870 | 0 | 0% | 5626 | 0
2020 | 2 | 29 | 2020-02-29 | 6 | 2020-02-29 | 6 | 0 | 0% | 5135 | 0 | 0 | 0% | 4870 | 0 | 0% | 5626 | 0
2020 | 2 | 29 | 2020-02-29 | 7 | 2020-02-29 | 7 | 0 | 0% | 5135 | 0 | 19.2385 | 3.326e-05% | 4605 | 0 | 1.663e-05% | 5331 | 0
2020 | 2 | 29 | 2020-02-29 | 8 | 2020-02-29 | 8 | 213.7158 | 0.0002584% | 4008 | 0 | 6.5871 | 1.139e-05% | 4775 | 0 | 0.0001349% | 4509 | 0
2020 | 2 | 29 | 2020-02-29 | 9 | 2020-02-29 | 9 | 172.5423 | 0.0002086% | 4084 | 0 | 1789.4853 | 0.003094% | 2363 | 0 | 0.001651% | 3046 | 0
2020 | 2 | 29 | 2020-02-29 | 10 | 2020-02-29 | 10 | 27.1979 | 3.288e-05% | 4629 | 0 | 0 | 0% | 4870 | 0 | 1.644e-05% | 5334 | 0
2020 | 2 | 29 | 2020-02-29 | 11 | 2020-02-29 | 11 | 0 | 0% | 5135 | 0 | 0 | 0% | 4870 | 0 | 0% | 5626 | 0
2020 | 2 | 29 | 2020-02-29 | 12 | 2020-02-29 | 12 | 0 | 0% | 5135 | 0 | 0 | 0% | 4870 | 0 | 0% | 5626 | 0
2020 | 2 | 29 | 2020-02-29 | 13 | 2020-02-29 | 13 | 0 | 0% | 5135 | 0 | 0 | 0% | 4870 | 0 | 0% | 5626 | 0
2020 | 2 | 29 | 2020-02-29 | 14 | 2020-02-29 | 14 | 0 | 0% | 5135 | 0 | 0 | 0% | 4870 | 0 | 0% | 5626 | 0
2020 | 2 | 29 | 2020-02-29 | 15 | 2020-02-29 | 15 | 0 | 0% | 5135 | 0 | 0 | 0% | 4870 | 0 | 0% | 5626 | 0
2020 | 2 | 29 | 2020-02-29 | 16 | 2020-02-29 | 16 | 0 | 0% | 5135 | 0 | 46.3705 | 8.016e-05% | 4314 | 0 | 4.008e-05% | 5047 | 0
2020 | 2 | 29 | 2020-02-29 | 17 | 2020-02-29 | 17 | 0 | 0% | 5135 | 0 | 0 | 0% | 4870 | 0 | 0% | 5626 | 0
2020 | 2 | 29 | 2020-02-29 | 18 | 2020-02-29 | 18 | 202.351 | 0.0002446% | 4025 | 0 | 133.5171 | 0.0002308% | 3796 | 0 | 0.0002377% | 4188 | 0
2020 | 2 | 29 | 2020-02-29 | 19 | 2020-02-29 | 19 | 15885.6277 | 0.0192% | 1707 | 0 | 13310.3421 | 0.02301% | 1361 | 0 | 0.02111% | 1540 | 0
2020 | 2 | 29 | 2020-02-29 | 20 | 2020-02-29 | 20 | 35853.1445 | 0.04334% | 883 | 0 | 31964.4406 | 0.05526% | 668 | 0 | 0.0493% | 755 | 0
2020 | 2 | 29 | 2020-02-29 | 21 | 2020-02-29 | 21 | 26551.8935 | 0.0321% | 1215 | 0 | 22200.085 | 0.03838% | 991 | 0 | 0.03524% | 1080 | 0
2020 | 2 | 29 | 2020-02-29 | 22 | 2020-02-29 | 22 | 16895.5761 | 0.02043% | 1652 | 0 | 13370.0054 | 0.02311% | 1357 | 0 | 0.02177% | 1513 | 0
2020 | 2 | 29 | 2020-02-29 | 23 | 2020-02-29 | 23 | 6728.4661 | 0.008134% | 2310 | 0 | 4781.0534 | 0.008265% | 1895 | 0 | 0.0082% | 2106 | 0
2020 | 2 | 29 | 2020-02-29 | 24 | 2020-02-29 | 24 | 239.1701 | 0.0002891% | 3967 | 0 | 162.3811 | 0.0002807% | 3688 | 0 | 0.0002849% | 4099 | 0
2020 | 3 | 1 | 2020-03-01 | 1 | 2020-03-01 | 1 | 17.6267 | 2.131e-05% | 4721 | 0 | 49.2849 | 8.52e-05% | 4282 | 0 | 5.326e-05% | 4945 | 0
2020 | 3 | 1 | 2020-03-01 | 2 | 2020-03-01 | 2 | 0 | 0% | 5135 | 0 | 0 | 0% | 4870 | 0 | 0% | 5626 | 0
2020 | 3 | 1 | 2020-03-01 | 3 | 2020-03-01 | 3 | 0 | 0% | 5135 | 0 | 0 | 0% | 4870 | 0 | 0% | 5626 | 0
2020 | 3 | 1 | 2020-03-01 | 4 | 2020-03-01 | 4 | 0 | 0% | 5135 | 0 | 0 | 0% | 4870 | 0 | 0% | 5626 | 0
2020 | 3 | 1 | 2020-03-01 | 5 | 2020-03-01 | 5 | 0 | 0% | 5135 | 0 | 0 | 0% | 4870 | 0 | 0% | 5626 | 0
2020 | 3 | 1 | 2020-03-01 | 6 | 2020-03-01 | 6 | 0 | 0% | 5135 | 0 | 0 | 0% | 4870 | 0 | 0% | 5626 | 0
2020 | 3 | 1 | 2020-03-01 | 7 | 2020-03-01 | 7 | 0 | 0% | 5135 | 0 | 41.2868 | 7.137e-05% | 4359 | 0 | 3.569e-05% | 5103 | 0
2020 | 3 | 1 | 2020-03-01 | 8 | 2020-03-01 | 8 | 16.9636 | 2.051e-05% | 4733 | 0 | 0 | 0% | 4870 | 0 | 1.025e-05% | 5426 | 0
2020 | 3 | 1 | 2020-03-01 | 9 | 2020-03-01 | 9 | 0 | 0% | 5135 | 0 | 749.9599 | 0.001296% | 2791 | 0 | 0.0006482% | 3611 | 0
2020 | 3 | 1 | 2020-03-01 | 10 | 2020-03-01 | 10 | 0 | 0% | 5135 | 0 | 0 | 0% | 4870 | 0 | 0% | 5626 | 0
2020 | 3 | 1 | 2020-03-01 | 11 | 2020-03-01 | 11 | 0 | 0% | 5135 | 0 | 0 | 0% | 4870 | 0 | 0% | 5626 | 0
2020 | 3 | 1 | 2020-03-01 | 12 | 2020-03-01 | 12 | 0 | 0% | 5135 | 0 | 0 | 0% | 4870 | 0 | 0% | 5626 | 0
2020 | 3 | 1 | 2020-03-01 | 13 | 2020-03-01 | 13 | 0 | 0% | 5135 | 0 | 0 | 0% | 4870 | 0 | 0% | 5626 | 0
2020 | 3 | 1 | 2020-03-01 | 14 | 2020-03-01 | 14 | 0 | 0% | 5135 | 0 | 0 | 0% | 4870 | 0 | 0% | 5626 | 0
2020 | 3 | 1 | 2020-03-01 | 15 | 2020-03-01 | 15 | 0 | 0% | 5135 | 0 | 0 | 0% | 4870 | 0 | 0% | 5626 | 0
2020 | 3 | 1 | 2020-03-01 | 16 | 2020-03-01 | 16 | 5.9387 | 7.18e-06% | 4947 | 0 | 45.2894 | 7.829e-05% | 4322 | 0 | 4.274e-05% | 5030 | 0
2020 | 3 | 1 | 2020-03-01 | 17 | 2020-03-01 | 17 | 0 | 0% | 5135 | 0 | 0 | 0% | 4870 | 0 | 0% | 5626 | 0
2020 | 3 | 1 | 2020-03-01 | 18 | 2020-03-01 | 18 | 0 | 0% | 5135 | 0 | 0 | 0% | 4870 | 0 | 0% | 5626 | 0
2020 | 3 | 1 | 2020-03-01 | 19 | 2020-03-01 | 19 | 4991.6202 | 0.006035% | 2477 | 0 | 3702.397 | 0.006401% | 2016 | 0 | 0.006218% | 2276 | 0
2020 | 3 | 1 | 2020-03-01 | 20 | 2020-03-01 | 20 | 26211.0447 | 0.03169% | 1223 | 0 | 22969.779 | 0.03971% | 962 | 0 | 0.0357% | 1068 | 0
2020 | 3 | 1 | 2020-03-01 | 21 | 2020-03-01 | 21 | 20179.8317 | 0.0244% | 1502 | 0 | 16117.7823 | 0.02786% | 1240 | 0 | 0.02613% | 1349 | 0
2020 | 3 | 1 | 2020-03-01 | 22 | 2020-03-01 | 22 | 8448.4065 | 0.01021% | 2154 | 0 | 5626.949 | 0.009728% | 1833 | 0 | 0.009971% | 2009 | 0
2020 | 3 | 1 | 2020-03-01 | 23 | 2020-03-01 | 23 | 25.6963 | 3.107e-05% | 4639 | 0 | 0 | 0% | 4870 | 0 | 1.553e-05% | 5346 | 0
2020 | 3 | 1 | 2020-03-01 | 24 | 2020-03-01 | 24 | 0 | 0% | 5135 | 0 | 0 | 0% | 4870 | 0 | 0% | 5626 | 0
2020 | 3 | 2 | 2020-03-02 | 1 | 2020-03-02 | 1 | 0 | 0% | 5135 | 0 | 10.561 | 1.826e-05% | 4709 | 0 | 9.129e-06% | 5449 | 0
2020 | 3 | 2 | 2020-03-02 | 2 | 2020-03-02 | 2 | 0 | 0% | 5135 | 0 | 0 | 0% | 4870 | 0 | 0% | 5626 | 0
2020 | 3 | 2 | 2020-03-02 | 3 | 2020-03-02 | 3 | 0 | 0% | 5135 | 0 | 0 | 0% | 4870 | 0 | 0% | 5626 | 0
2020 | 3 | 2 | 2020-03-02 | 4 | 2020-03-02 | 4 | 0 | 0% | 5135 | 0 | 0 | 0% | 4870 | 0 | 0% | 5626 | 0
2020 | 3 | 2 | 2020-03-02 | 5 | 2020-03-02 | 5 | 0 | 0% | 5135 | 0 | 0 | 0% | 4870 | 0 | 0% | 5626 | 0
2020 | 3 | 2 | 2020-03-02 | 6 | 2020-03-02 | 6 | 0 | 0% | 5135 | 0 | 0 | 0% | 4870 | 0 | 0% | 5626 | 0
2020 | 3 | 2 | 2020-03-02 | 7 | 2020-03-02 | 7 | 0 | 0% | 5135 | 0 | 0 | 0% | 4870 | 0 | 0% | 5626 | 0
2020 | 3 | 2 | 2020-03-02 | 8 | 2020-03-02 | 8 | 7.473 | 9.035e-06% | 4910 | 0 | 0 | 0% | 4870 | 0 | 4.517e-06% | 5538 | 0
2020 | 3 | 2 | 2020-03-02 | 9 | 2020-03-02 | 9 | 0 | 0% | 5135 | 0 | 140.3598 | 0.0002426% | 3767 | 0 | 0.0001213% | 4561 | 0
2020 | 3 | 2 | 2020-03-02 | 10 | 2020-03-02 | 10 | 0 | 0% | 5135 | 0 | 0 | 0% | 4870 | 0 | 0% | 5626 | 0
2020 | 3 | 2 | 2020-03-02 | 11 | 2020-03-02 | 11 | 0 | 0% | 5135 | 0 | 0 | 0% | 4870 | 0 | 0% | 5626 | 0
2020 | 3 | 2 | 2020-03-02 | 12 | 2020-03-02 | 12 | 0 | 0% | 5135 | 0 | 0 | 0% | 4870 | 0 | 0% | 5626 | 0
2020 | 3 | 2 | 2020-03-02 | 13 | 2020-03-02 | 13 | 0 | 0% | 5135 | 0 | 0 | 0% | 4870 | 0 | 0% | 5626 | 0
2020 | 3 | 2 | 2020-03-02 | 14 | 2020-03-02 | 14 | 0 | 0% | 5135 | 0 | 0 | 0% | 4870 | 0 | 0% | 5626 | 0
2020 | 3 | 2 | 2020-03-02 | 15 | 2020-03-02 | 15 | 0 | 0% | 5135 | 0 | 0 | 0% | 4870 | 0 | 0% | 5626 | 0
2020 | 3 | 2 | 2020-03-02 | 16 | 2020-03-02 | 16 | 0 | 0% | 5135 | 0 | 283.7062 | 0.0004905% | 3355 | 0 | 0.0002452% | 4169 | 0
2020 | 3 | 2 | 2020-03-02 | 17 | 2020-03-02 | 17 | 0 | 0% | 5135 | 0 | 0 | 0% | 4870 | 0 | 0% | 5626 | 0
2020 | 3 | 2 | 2020-03-02 | 18 | 2020-03-02 | 18 | 2583.7474 | 0.003124% | 2849 | 0 | 1496.9887 | 0.002588% | 2445 | 0 | 0.002856% | 2743 | 0
2020 | 3 | 2 | 2020-03-02 | 19 | 2020-03-02 | 19 | 26914.4918 | 0.03254% | 1199 | 0 | 25034.0128 | 0.04328% | 881 | 0 | 0.03791% | 1015 | 0
2020 | 3 | 2 | 2020-03-02 | 20 | 2020-03-02 | 20 | 51207.8386 | 0.06191% | 455 | 0 | 48680.9436 | 0.08416% | 315 | 0 | 0.07303% | 363 | 0
2020 | 3 | 2 | 2020-03-02 | 21 | 2020-03-02 | 21 | 41327.8386 | 0.04996% | 709 | 0 | 38480.9436 | 0.06652% | 501 | 0 | 0.05824% | 563 | 0
2020 | 3 | 2 | 2020-03-02 | 22 | 2020-03-02 | 22 | 26858.4319 | 0.03247% | 1201 | 0 | 23854.3131 | 0.04124% | 928 | 0 | 0.03685% | 1041 | 0
2020 | 3 | 2 | 2020-03-02 | 23 | 2020-03-02 | 23 | 8677.7979 | 0.01049% | 2134 | 0 | 6867.1976 | 0.01187% | 1743 | 0 | 0.01118% | 1945 | 0
2020 | 3 | 2 | 2020-03-02 | 24 | 2020-03-02 | 24 | 3.1935 | 3.861e-06% | 5035 | 0 | 0 | 0% | 4870 | 0 | 1.93e-06% | 5593 | 0
2020 | 3 | 3 | 2020-03-03 | 1 | 2020-03-03 | 1 | 15.0574 | 1.82e-05% | 4763 | 0 | 41.2746 | 7.135e-05% | 4360 | 0 | 4.478e-05% | 5012 | 0
2020 | 3 | 3 | 2020-03-03 | 2 | 2020-03-03 | 2 | 0 | 0% | 5135 | 0 | 0 | 0% | 4870 | 0 | 0% | 5626 | 0
2020 | 3 | 3 | 2020-03-03 | 3 | 2020-03-03 | 3 | 0 | 0% | 5135 | 0 | 0 | 0% | 4870 | 0 | 0% | 5626 | 0
2020 | 3 | 3 | 2020-03-03 | 4 | 2020-03-03 | 4 | 0 | 0% | 5135 | 0 | 0 | 0% | 4870 | 0 | 0% | 5626 | 0
2020 | 3 | 3 | 2020-03-03 | 5 | 2020-03-03 | 5 | 0 | 0% | 5135 | 0 | 0 | 0% | 4870 | 0 | 0% | 5626 | 0
2020 | 3 | 3 | 2020-03-03 | 6 | 2020-03-03 | 6 | 0 | 0% | 5135 | 0 | 0 | 0% | 4870 | 0 | 0% | 5626 | 0
2020 | 3 | 3 | 2020-03-03 | 7 | 2020-03-03 | 7 | 0 | 0% | 5135 | 0 | 42.3653 | 7.324e-05% | 4349 | 0 | 3.662e-05% | 5092 | 0
2020 | 3 | 3 | 2020-03-03 | 8 | 2020-03-03 | 8 | 177.3044 | 0.0002144% | 4076 | 0 | 11.1533 | 1.928e-05% | 4698 | 0 | 0.0001168% | 4580 | 0
2020 | 3 | 3 | 2020-03-03 | 9 | 2020-03-03 | 9 | 15.8473 | 1.916e-05% | 4754 | 0 | 282.9309 | 0.0004891% | 3356 | 0 | 0.0002541% | 4155 | 0
2020 | 3 | 3 | 2020-03-03 | 10 | 2020-03-03 | 10 | 0 | 0% | 5135 | 0 | 0 | 0% | 4870 | 0 | 0% | 5626 | 0
2020 | 3 | 3 | 2020-03-03 | 11 | 2020-03-03 | 11 | 0 | 0% | 5135 | 0 | 0 | 0% | 4870 | 0 | 0% | 5626 | 0
2020 | 3 | 3 | 2020-03-03 | 12 | 2020-03-03 | 12 | 0 | 0% | 5135 | 0 | 0 | 0% | 4870 | 0 | 0% | 5626 | 0
2020 | 3 | 3 | 2020-03-03 | 13 | 2020-03-03 | 13 | 0 | 0% | 5135 | 0 | 0 | 0% | 4870 | 0 | 0% | 5626 | 0
2020 | 3 | 3 | 2020-03-03 | 14 | 2020-03-03 | 14 | 0 | 0% | 5135 | 0 | 0 | 0% | 4870 | 0 | 0% | 5626 | 0
2020 | 3 | 3 | 2020-03-03 | 15 | 2020-03-03 | 15 | 0 | 0% | 5135 | 0 | 0 | 0% | 4870 | 0 | 0% | 5626 | 0
2020 | 3 | 3 | 2020-03-03 | 16 | 2020-03-03 | 16 | 0 | 0% | 5135 | 0 | 414.3834 | 0.0007164% | 3112 | 0 | 0.0003582% | 3963 | 0
2020 | 3 | 3 | 2020-03-03 | 17 | 2020-03-03 | 17 | 0 | 0% | 5135 | 0 | 0 | 0% | 4870 | 0 | 0% | 5626 | 0
2020 | 3 | 3 | 2020-03-03 | 18 | 2020-03-03 | 18 | 934.8463 | 0.00113% | 3375 | 0 | 551.6852 | 0.0009537% | 2954 | 0 | 0.001042% | 3329 | 0
2020 | 3 | 3 | 2020-03-03 | 19 | 2020-03-03 | 19 | 18606.6621 | 0.02249% | 1568 | 0 | 17711.6637 | 0.03062% | 1165 | 0 | 0.02656% | 1335 | 0
2020 | 3 | 3 | 2020-03-03 | 20 | 2020-03-03 | 20 | 42981.9668 | 0.05196% | 654 | 0 | 40887.1715 | 0.07068% | 451 | 0 | 0.06132% | 516 | 0
2020 | 3 | 3 | 2020-03-03 | 21 | 2020-03-03 | 21 | 35181.9668 | 0.04253% | 903 | 0 | 32791.5627 | 0.05669% | 649 | 0 | 0.04961% | 746 | 0
2020 | 3 | 3 | 2020-03-03 | 22 | 2020-03-03 | 22 | 21302.8921 | 0.02575% | 1449 | 0 | 19344.4455 | 0.03344% | 1101 | 0 | 0.0296% | 1236 | 0
2020 | 3 | 3 | 2020-03-03 | 23 | 2020-03-03 | 23 | 5060.8071 | 0.006118% | 2466 | 0 | 4010.8165 | 0.006934% | 1985 | 0 | 0.006526% | 2242 | 0
2020 | 3 | 3 | 2020-03-03 | 24 | 2020-03-03 | 24 | 0 | 0% | 5135 | 0 | 0 | 0% | 4870 | 0 | 0% | 5626 | 0
2020 | 3 | 4 | 2020-03-04 | 1 | 2020-03-04 | 1 | 10.3807 | 1.255e-05% | 4838 | 0 | 35.8489 | 6.197e-05% | 4413 | 0 | 3.726e-05% | 5080 | 0
2020 | 3 | 4 | 2020-03-04 | 2 | 2020-03-04 | 2 | 0 | 0% | 5135 | 0 | 0 | 0% | 4870 | 0 | 0% | 5626 | 0
2020 | 3 | 4 | 2020-03-04 | 3 | 2020-03-04 | 3 | 0 | 0% | 5135 | 0 | 0 | 0% | 4870 | 0 | 0% | 5626 | 0
2020 | 3 | 4 | 2020-03-04 | 4 | 2020-03-04 | 4 | 0 | 0% | 5135 | 0 | 0 | 0% | 4870 | 0 | 0% | 5626 | 0
2020 | 3 | 4 | 2020-03-04 | 5 | 2020-03-04 | 5 | 0 | 0% | 5135 | 0 | 0 | 0% | 4870 | 0 | 0% | 5626 | 0
2020 | 3 | 4 | 2020-03-04 | 6 | 2020-03-04 | 6 | 0 | 0% | 5135 | 0 | 0 | 0% | 4870 | 0 | 0% | 5626 | 0
2020 | 3 | 4 | 2020-03-04 | 7 | 2020-03-04 | 7 | 0 | 0% | 5135 | 0 | 0 | 0% | 4870 | 0 | 0% | 5626 | 0
2020 | 3 | 4 | 2020-03-04 | 8 | 2020-03-04 | 8 | 28.3649 | 3.429e-05% | 4623 | 0 | 71.0268 | 0.0001228% | 4104 | 0 | 7.854e-05% | 4766 | 0
2020 | 3 | 4 | 2020-03-04 | 9 | 2020-03-04 | 9 | 11.5615 | 1.398e-05% | 4814 | 0 | 474.6575 | 0.0008206% | 3034 | 0 | 0.0004173% | 3862 | 0
2020 | 3 | 4 | 2020-03-04 | 10 | 2020-03-04 | 10 | 0 | 0% | 5135 | 0 | 0 | 0% | 4870 | 0 | 0% | 5626 | 0
2020 | 3 | 4 | 2020-03-04 | 11 | 2020-03-04 | 11 | 0 | 0% | 5135 | 0 | 0 | 0% | 4870 | 0 | 0% | 5626 | 0
2020 | 3 | 4 | 2020-03-04 | 12 | 2020-03-04 | 12 | 0 | 0% | 5135 | 0 | 0 | 0% | 4870 | 0 | 0% | 5626 | 0
2020 | 3 | 4 | 2020-03-04 | 13 | 2020-03-04 | 13 | 0 | 0% | 5135 | 0 | 0 | 0% | 4870 | 0 | 0% | 5626 | 0
2020 | 3 | 4 | 2020-03-04 | 14 | 2020-03-04 | 14 | 0 | 0% | 5135 | 0 | 0 | 0% | 4870 | 0 | 0% | 5626 | 0
2020 | 3 | 4 | 2020-03-04 | 15 | 2020-03-04 | 15 | 0 | 0% | 5135 | 0 | 30.3666 | 5.25e-05% | 4474 | 0 | 2.625e-05% | 5206 | 0
2020 | 3 | 4 | 2020-03-04 | 16 | 2020-03-04 | 16 | 0 | 0% | 5135 | 0 | 635.7689 | 0.001099% | 2872 | 0 | 0.0005495% | 3703 | 0
2020 | 3 | 4 | 2020-03-04 | 17 | 2020-03-04 | 17 | 0 | 0% | 5135 | 0 | 0 | 0% | 4870 | 0 | 0% | 5626 | 0
2020 | 3 | 4 | 2020-03-04 | 18 | 2020-03-04 | 18 | 748.9909 | 0.0009055% | 3476 | 0 | 178.6254 | 0.0003088% | 3635 | 0 | 0.0006071% | 3659 | 0
2020 | 3 | 4 | 2020-03-04 | 19 | 2020-03-04 | 19 | 21175.3104 | 0.0256% | 1460 | 0 | 9275.485 | 0.01604% | 1585 | 0 | 0.02082% | 1552 | 0
2020 | 3 | 4 | 2020-03-04 | 20 | 2020-03-04 | 20 | 45559.1082 | 0.05508% | 594 | 0 | 31446.8028 | 0.05436% | 687 | 0 | 0.05472% | 641 | 0
2020 | 3 | 4 | 2020-03-04 | 21 | 2020-03-04 | 21 | 37159.1082 | 0.04492% | 833 | 0 | 23237.1569 | 0.04017% | 954 | 0 | 0.04255% | 890 | 0
2020 | 3 | 4 | 2020-03-04 | 22 | 2020-03-04 | 22 | 23986.4545 | 0.029% | 1322 | 0 | 11600.705 | 0.02005% | 1451 | 0 | 0.02453% | 1395 | 0
2020 | 3 | 4 | 2020-03-04 | 23 | 2020-03-04 | 23 | 6920.7151 | 0.008367% | 2292 | 0 | 1989.9748 | 0.00344% | 2307 | 0 | 0.005903% | 2309 | 0
2020 | 3 | 4 | 2020-03-04 | 24 | 2020-03-04 | 24 | 0 | 0% | 5135 | 0 | 0 | 0% | 4870 | 0 | 0% | 5626 | 0
2020 | 3 | 5 | 2020-03-05 | 1 | 2020-03-05 | 1 | 2.0816 | 2.517e-06% | 5065 | 0 | 64.8917 | 0.0001122% | 4147 | 0 | 5.735e-05% | 4913 | 0
2020 | 3 | 5 | 2020-03-05 | 2 | 2020-03-05 | 2 | 0 | 0% | 5135 | 0 | 0 | 0% | 4870 | 0 | 0% | 5626 | 0
2020 | 3 | 5 | 2020-03-05 | 3 | 2020-03-05 | 3 | 0 | 0% | 5135 | 0 | 0 | 0% | 4870 | 0 | 0% | 5626 | 0
2020 | 3 | 5 | 2020-03-05 | 4 | 2020-03-05 | 4 | 0 | 0% | 5135 | 0 | 0 | 0% | 4870 | 0 | 0% | 5626 | 0
2020 | 3 | 5 | 2020-03-05 | 5 | 2020-03-05 | 5 | 0 | 0% | 5135 | 0 | 0 | 0% | 4870 | 0 | 0% | 5626 | 0
2020 | 3 | 5 | 2020-03-05 | 6 | 2020-03-05 | 6 | 0 | 0% | 5135 | 0 | 0 | 0% | 4870 | 0 | 0% | 5626 | 0
2020 | 3 | 5 | 2020-03-05 | 7 | 2020-03-05 | 7 | 0 | 0% | 5135 | 0 | 0 | 0% | 4870 | 0 | 0% | 5626 | 0
2020 | 3 | 5 | 2020-03-05 | 8 | 2020-03-05 | 8 | 82.2816 | 9.947e-05% | 4317 | 0 | 97.0478 | 0.0001678% | 3951 | 0 | 0.0001336% | 4520 | 0
2020 | 3 | 5 | 2020-03-05 | 9 | 2020-03-05 | 9 | 43.225 | 5.226e-05% | 4498 | 0 | 849.3927 | 0.001468% | 2732 | 0 | 0.0007603% | 3515 | 0
2020 | 3 | 5 | 2020-03-05 | 10 | 2020-03-05 | 10 | 0 | 0% | 5135 | 0 | 0 | 0% | 4870 | 0 | 0% | 5626 | 0
2020 | 3 | 5 | 2020-03-05 | 11 | 2020-03-05 | 11 | 0 | 0% | 5135 | 0 | 0 | 0% | 4870 | 0 | 0% | 5626 | 0
2020 | 3 | 5 | 2020-03-05 | 12 | 2020-03-05 | 12 | 0 | 0% | 5135 | 0 | 0 | 0% | 4870 | 0 | 0% | 5626 | 0
2020 | 3 | 5 | 2020-03-05 | 13 | 2020-03-05 | 13 | 0 | 0% | 5135 | 0 | 0 | 0% | 4870 | 0 | 0% | 5626 | 0
2020 | 3 | 5 | 2020-03-05 | 14 | 2020-03-05 | 14 | 0 | 0% | 5135 | 0 | 0 | 0% | 4870 | 0 | 0% | 5626 | 0
2020 | 3 | 5 | 2020-03-05 | 15 | 2020-03-05 | 15 | 0 | 0% | 5135 | 0 | 0 | 0% | 4870 | 0 | 0% | 5626 | 0
2020 | 3 | 5 | 2020-03-05 | 16 | 2020-03-05 | 16 | 2.0887 | 2.525e-06% | 5064 | 0 | 504.914 | 0.0008729% | 3006 | 0 | 0.0004377% | 3841 | 0
2020 | 3 | 5 | 2020-03-05 | 17 | 2020-03-05 | 17 | 122.0747 | 0.0001476% | 4209 | 0 | 0 | 0% | 4870 | 0 | 7.379e-05% | 4796 | 0
2020 | 3 | 5 | 2020-03-05 | 18 | 2020-03-05 | 18 | 4301.5778 | 0.0052% | 2562 | 0 | 1409.8518 | 0.002437% | 2470 | 0 | 0.003819% | 2555 | 0
2020 | 3 | 5 | 2020-03-05 | 19 | 2020-03-05 | 19 | 25246.9694 | 0.03052% | 1274 | 0 | 12156.0022 | 0.02101% | 1426 | 0 | 0.02577% | 1363 | 0
2020 | 3 | 5 | 2020-03-05 | 20 | 2020-03-05 | 20 | 44533.7671 | 0.05384% | 621 | 0 | 26392.2931 | 0.04563% | 843 | 0 | 0.04973% | 740 | 0
2020 | 3 | 5 | 2020-03-05 | 21 | 2020-03-05 | 21 | 39990.5233 | 0.04835% | 739 | 0 | 19894.2208 | 0.03439% | 1084 | 0 | 0.04137% | 925 | 0
2020 | 3 | 5 | 2020-03-05 | 22 | 2020-03-05 | 22 | 25241.2968 | 0.03052% | 1275 | 0 | 10845.1695 | 0.01875% | 1495 | 0 | 0.02463% | 1391 | 0
2020 | 3 | 5 | 2020-03-05 | 23 | 2020-03-05 | 23 | 7732.2936 | 0.009348% | 2207 | 0 | 2291.0264 | 0.003961% | 2241 | 0 | 0.006654% | 2229 | 0
2020 | 3 | 5 | 2020-03-05 | 24 | 2020-03-05 | 24 | 26.1767 | 3.165e-05% | 4637 | 0 | 2.842 | 4.913e-06% | 4837 | 0 | 1.828e-05% | 5303 | 0
2020 | 3 | 6 | 2020-03-06 | 1 | 2020-03-06 | 1 | 37.8637 | 4.578e-05% | 4536 | 0 | 26.8832 | 4.647e-05% | 4508 | 0 | 4.612e-05% | 4998 | 0
2020 | 3 | 6 | 2020-03-06 | 2 | 2020-03-06 | 2 | 0 | 0% | 5135 | 0 | 0 | 0% | 4870 | 0 | 0% | 5626 | 0
2020 | 3 | 6 | 2020-03-06 | 3 | 2020-03-06 | 3 | 0 | 0% | 5135 | 0 | 0 | 0% | 4870 | 0 | 0% | 5626 | 0
2020 | 3 | 6 | 2020-03-06 | 4 | 2020-03-06 | 4 | 0 | 0% | 5135 | 0 | 0 | 0% | 4870 | 0 | 0% | 5626 | 0
2020 | 3 | 6 | 2020-03-06 | 5 | 2020-03-06 | 5 | 0 | 0% | 5135 | 0 | 0 | 0% | 4870 | 0 | 0% | 5626 | 0
2020 | 3 | 6 | 2020-03-06 | 6 | 2020-03-06 | 6 | 0 | 0% | 5135 | 0 | 0 | 0% | 4870 | 0 | 0% | 5626 | 0
2020 | 3 | 6 | 2020-03-06 | 7 | 2020-03-06 | 7 | 0 | 0% | 5135 | 0 | 124.8942 | 0.0002159% | 3832 | 0 | 0.000108% | 4617 | 0
2020 | 3 | 6 | 2020-03-06 | 8 | 2020-03-06 | 8 | 46.994 | 5.681e-05% | 4471 | 0 | 43.3588 | 7.496e-05% | 4338 | 0 | 6.589e-05% | 4846 | 0
2020 | 3 | 6 | 2020-03-06 | 9 | 2020-03-06 | 9 | 6.6131 | 7.995e-06% | 4927 | 0 | 696.9471 | 0.001205% | 2828 | 0 | 0.0006064% | 3660 | 0
2020 | 3 | 6 | 2020-03-06 | 10 | 2020-03-06 | 10 | 0 | 0% | 5135 | 0 | 0 | 0% | 4870 | 0 | 0% | 5626 | 0
2020 | 3 | 6 | 2020-03-06 | 11 | 2020-03-06 | 11 | 0 | 0% | 5135 | 0 | 0 | 0% | 4870 | 0 | 0% | 5626 | 0
2020 | 3 | 6 | 2020-03-06 | 12 | 2020-03-06 | 12 | 0 | 0% | 5135 | 0 | 0 | 0% | 4870 | 0 | 0% | 5626 | 0
2020 | 3 | 6 | 2020-03-06 | 13 | 2020-03-06 | 13 | 0 | 0% | 5135 | 0 | 0 | 0% | 4870 | 0 | 0% | 5626 | 0
2020 | 3 | 6 | 2020-03-06 | 14 | 2020-03-06 | 14 | 0 | 0% | 5135 | 0 | 0 | 0% | 4870 | 0 | 0% | 5626 | 0
2020 | 3 | 6 | 2020-03-06 | 15 | 2020-03-06 | 15 | 0 | 0% | 5135 | 0 | 0 | 0% | 4870 | 0 | 0% | 5626 | 0
2020 | 3 | 6 | 2020-03-06 | 16 | 2020-03-06 | 16 | 10.6657 | 1.289e-05% | 4830 | 0 | 148.2848 | 0.0002563% | 3735 | 0 | 0.0001346% | 4512 | 0
2020 | 3 | 6 | 2020-03-06 | 17 | 2020-03-06 | 17 | 0 | 0% | 5135 | 0 | 0 | 0% | 4870 | 0 | 0% | 5626 | 0
2020 | 3 | 6 | 2020-03-06 | 18 | 2020-03-06 | 18 | 1114.0573 | 0.001347% | 3294 | 0 | 346.0054 | 0.0005982% | 3226 | 0 | 0.0009725% | 3365 | 0
2020 | 3 | 6 | 2020-03-06 | 19 | 2020-03-06 | 19 | 14588.2021 | 0.01764% | 1777 | 0 | 13019.7215 | 0.02251% | 1377 | 0 | 0.02007% | 1576 | 0
2020 | 3 | 6 | 2020-03-06 | 20 | 2020-03-06 | 20 | 36661.6728 | 0.04432% | 852 | 0 | 36287.2174 | 0.06273% | 556 | 0 | 0.05353% | 668 | 0
2020 | 3 | 6 | 2020-03-06 | 21 | 2020-03-06 | 21 | 29073.3318 | 0.03515% | 1114 | 0 | 28713.1724 | 0.04964% | 771 | 0 | 0.04239% | 896 | 0
2020 | 3 | 6 | 2020-03-06 | 22 | 2020-03-06 | 22 | 14312.7422 | 0.0173% | 1789 | 0 | 14015.1249 | 0.02423% | 1322 | 0 | 0.02077% | 1555 | 0
2020 | 3 | 6 | 2020-03-06 | 23 | 2020-03-06 | 23 | 2139.8319 | 0.002587% | 2951 | 0 | 2065.8032 | 0.003571% | 2287 | 0 | 0.003079% | 2683 | 0
2020 | 3 | 6 | 2020-03-06 | 24 | 2020-03-06 | 24 | 0 | 0% | 5135 | 0 | 0 | 0% | 4870 | 0 | 0% | 5626 | 0
2020 | 3 | 7 | 2020-03-07 | 1 | 2020-03-07 | 1 | 0 | 0% | 5135 | 0 | 1.6676 | 2.883e-06% | 4856 | 0 | 1.441e-06% | 5599 | 0
2020 | 3 | 7 | 2020-03-07 | 2 | 2020-03-07 | 2 | 0 | 0% | 5135 | 0 | 0 | 0% | 4870 | 0 | 0% | 5626 | 0
2020 | 3 | 7 | 2020-03-07 | 3 | 2020-03-07 | 3 | 0 | 0% | 5135 | 0 | 0 | 0% | 4870 | 0 | 0% | 5626 | 0
2020 | 3 | 7 | 2020-03-07 | 4 | 2020-03-07 | 4 | 0 | 0% | 5135 | 0 | 0 | 0% | 4870 | 0 | 0% | 5626 | 0
2020 | 3 | 7 | 2020-03-07 | 5 | 2020-03-07 | 5 | 0 | 0% | 5135 | 0 | 0 | 0% | 4870 | 0 | 0% | 5626 | 0
2020 | 3 | 7 | 2020-03-07 | 6 | 2020-03-07 | 6 | 0 | 0% | 5135 | 0 | 0 | 0% | 4870 | 0 | 0% | 5626 | 0
2020 | 3 | 7 | 2020-03-07 | 7 | 2020-03-07 | 7 | 0 | 0% | 5135 | 0 | 7.6947 | 1.33e-05% | 4752 | 0 | 6.651e-06% | 5502 | 0
2020 | 3 | 7 | 2020-03-07 | 8 | 2020-03-07 | 8 | 0 | 0% | 5135 | 0 | 0 | 0% | 4870 | 0 | 0% | 5626 | 0
2020 | 3 | 7 | 2020-03-07 | 9 | 2020-03-07 | 9 | 0 | 0% | 5135 | 0 | 2639.2347 | 0.004563% | 2177 | 0 | 0.002281% | 2873 | 0
2020 | 3 | 7 | 2020-03-07 | 10 | 2020-03-07 | 10 | 0 | 0% | 5135 | 0 | 0 | 0% | 4870 | 0 | 0% | 5626 | 0
2020 | 3 | 7 | 2020-03-07 | 11 | 2020-03-07 | 11 | 0 | 0% | 5135 | 0 | 0 | 0% | 4870 | 0 | 0% | 5626 | 0
2020 | 3 | 7 | 2020-03-07 | 12 | 2020-03-07 | 12 | 0 | 0% | 5135 | 0 | 0 | 0% | 4870 | 0 | 0% | 5626 | 0
2020 | 3 | 7 | 2020-03-07 | 13 | 2020-03-07 | 13 | 0 | 0% | 5135 | 0 | 0 | 0% | 4870 | 0 | 0% | 5626 | 0
2020 | 3 | 7 | 2020-03-07 | 14 | 2020-03-07 | 14 | 0 | 0% | 5135 | 0 | 0 | 0% | 4870 | 0 | 0% | 5626 | 0
2020 | 3 | 7 | 2020-03-07 | 15 | 2020-03-07 | 15 | 0 | 0% | 5135 | 0 | 0 | 0% | 4870 | 0 | 0% | 5626 | 0
2020 | 3 | 7 | 2020-03-07 | 16 | 2020-03-07 | 16 | 0 | 0% | 5135 | 0 | 117.8906 | 0.0002038% | 3861 | 0 | 0.0001019% | 4649 | 0
2020 | 3 | 7 | 2020-03-07 | 17 | 2020-03-07 | 17 | 0 | 0% | 5135 | 0 | 0 | 0% | 4870 | 0 | 0% | 5626 | 0
2020 | 3 | 7 | 2020-03-07 | 18 | 2020-03-07 | 18 | 0 | 0% | 5135 | 0 | 0 | 0% | 4870 | 0 | 0% | 5626 | 0
2020 | 3 | 7 | 2020-03-07 | 19 | 2020-03-07 | 19 | 852.1576 | 0.00103% | 3411 | 0 | 836.3788 | 0.001446% | 2739 | 0 | 0.001238% | 3235 | 0
2020 | 3 | 7 | 2020-03-07 | 20 | 2020-03-07 | 20 | 17289.5844 | 0.0209% | 1631 | 0 | 17330.5231 | 0.02996% | 1190 | 0 | 0.02543% | 1370 | 0
2020 | 3 | 7 | 2020-03-07 | 21 | 2020-03-07 | 21 | 12931.3704 | 0.01563% | 1855 | 0 | 12551.8755 | 0.0217% | 1400 | 0 | 0.01867% | 1614 | 0
2020 | 3 | 7 | 2020-03-07 | 22 | 2020-03-07 | 22 | 4883.6455 | 0.005904% | 2496 | 0 | 4701.64 | 0.008128% | 1903 | 0 | 0.007016% | 2192 | 0
2020 | 3 | 7 | 2020-03-07 | 23 | 2020-03-07 | 23 | 22.7127 | 2.746e-05% | 4672 | 0 | 21.0609 | 3.641e-05% | 4579 | 0 | 3.193e-05% | 5143 | 0
2020 | 3 | 7 | 2020-03-07 | 24 | 2020-03-07 | 24 | 0 | 0% | 5135 | 0 | 0 | 0% | 4870 | 0 | 0% | 5626 | 0
2020 | 3 | 8 | 2020-03-08 | 1 | 2020-03-08 | 1 | 0 | 0% | 5135 | 0 | 15.314 | 2.647e-05% | 4650 | 0 | 1.324e-05% | 5383 | 0
2020 | 3 | 8 | 2020-03-08 | 2 | 2020-03-08 | 3 | 0 | 0% | 5135 | 0 | 0 | 0% | 4870 | 0 | 0% | 5626 | 0
2020 | 3 | 8 | 2020-03-08 | 3 | 2020-03-08 | 4 | 0 | 0% | 5135 | 0 | 0 | 0% | 4870 | 0 | 0% | 5626 | 0
2020 | 3 | 8 | 2020-03-08 | 4 | 2020-03-08 | 5 | 0 | 0% | 5135 | 0 | 0 | 0% | 4870 | 0 | 0% | 5626 | 0
2020 | 3 | 8 | 2020-03-08 | 5 | 2020-03-08 | 6 | 0 | 0% | 5135 | 0 | 0 | 0% | 4870 | 0 | 0% | 5626 | 0
2020 | 3 | 8 | 2020-03-08 | 6 | 2020-03-08 | 7 | 0 | 0% | 5135 | 0 | 0 | 0% | 4870 | 0 | 0% | 5626 | 0
2020 | 3 | 8 | 2020-03-08 | 7 | 2020-03-08 | 8 | 0 | 0% | 5135 | 0 | 14.7786 | 2.555e-05% | 4657 | 0 | 1.277e-05% | 5391 | 0
2020 | 3 | 8 | 2020-03-08 | 8 | 2020-03-08 | 9 | 3.6168 | 4.373e-06% | 5020 | 0 | 0 | 0% | 4870 | 0 | 2.186e-06% | 5583 | 0
2020 | 3 | 8 | 2020-03-08 | 9 | 2020-03-08 | 10 | 0 | 0% | 5135 | 0 | 1262.5795 | 0.002183% | 2530 | 0 | 0.001091% | 3307 | 0
2020 | 3 | 8 | 2020-03-08 | 10 | 2020-03-08 | 11 | 0 | 0% | 5135 | 0 | 13.6294 | 2.356e-05% | 4671 | 0 | 1.178e-05% | 5402 | 0
2020 | 3 | 8 | 2020-03-08 | 11 | 2020-03-08 | 12 | 0 | 0% | 5135 | 0 | 851.3071 | 0.001472% | 2731 | 0 | 0.0007358% | 3541 | 0
2020 | 3 | 8 | 2020-03-08 | 12 | 2020-03-08 | 13 | 0 | 0% | 5135 | 0 | 0 | 0% | 4870 | 0 | 0% | 5626 | 0
2020 | 3 | 8 | 2020-03-08 | 13 | 2020-03-08 | 14 | 0 | 0% | 5135 | 0 | 0 | 0% | 4870 | 0 | 0% | 5626 | 0
2020 | 3 | 8 | 2020-03-08 | 14 | 2020-03-08 | 15 | 0 | 0% | 5135 | 0 | 0 | 0% | 4870 | 0 | 0% | 5626 | 0
2020 | 3 | 8 | 2020-03-08 | 15 | 2020-03-08 | 16 | 0 | 0% | 5135 | 0 | 0 | 0% | 4870 | 0 | 0% | 5626 | 0
2020 | 3 | 8 | 2020-03-08 | 16 | 2020-03-08 | 17 | 0 | 0% | 5135 | 0 | 0 | 0% | 4870 | 0 | 0% | 5626 | 0
2020 | 3 | 8 | 2020-03-08 | 17 | 2020-03-08 | 18 | 0 | 0% | 5135 | 0 | 0 | 0% | 4870 | 0 | 0% | 5626 | 0
2020 | 3 | 8 | 2020-03-08 | 18 | 2020-03-08 | 19 | 0 | 0% | 5135 | 0 | 0 | 0% | 4870 | 0 | 0% | 5626 | 0
2020 | 3 | 8 | 2020-03-08 | 19 | 2020-03-08 | 20 | 2748.1352 | 0.003322% | 2816 | 0 | 2748.1352 | 0.004751% | 2154 | 0 | 0.004037% | 2529 | 0
2020 | 3 | 8 | 2020-03-08 | 20 | 2020-03-08 | 21 | 22235.6396 | 0.02688% | 1413 | 0 | 22235.6396 | 0.03844% | 989 | 0 | 0.03266% | 1157 | 0
2020 | 3 | 8 | 2020-03-08 | 21 | 2020-03-08 | 22 | 20245.0386 | 0.02448% | 1498 | 0 | 19955.9357 | 0.0345% | 1081 | 0 | 0.02949% | 1239 | 0
2020 | 3 | 8 | 2020-03-08 | 22 | 2020-03-08 | 23 | 7038.4363 | 0.008509% | 2282 | 0 | 6818.0109 | 0.01179% | 1748 | 0 | 0.01015% | 1996 | 0
2020 | 3 | 8 | 2020-03-08 | 23 | 2020-03-08 | 24 | 119.6911 | 0.0001447% | 4213 | 0 | 105.3271 | 0.0001821% | 3906 | 0 | 0.0001634% | 4400 | 0
2020 | 3 | 8 | 2020-03-08 | 24 | 2020-03-09 | 1 | 0 | 0% | 5135 | 0 | 0 | 0% | 4870 | 0 | 0% | 5626 | 0
2020 | 3 | 9 | 2020-03-09 | 1 | 2020-03-09 | 2 | 16.2773 | 1.968e-05% | 4744 | 0 | 46.3832 | 8.019e-05% | 4312 | 0 | 4.993e-05% | 4969 | 0
2020 | 3 | 9 | 2020-03-09 | 2 | 2020-03-09 | 3 | 0 | 0% | 5135 | 0 | 0 | 0% | 4870 | 0 | 0% | 5626 | 0
2020 | 3 | 9 | 2020-03-09 | 3 | 2020-03-09 | 4 | 0 | 0% | 5135 | 0 | 0 | 0% | 4870 | 0 | 0% | 5626 | 0
2020 | 3 | 9 | 2020-03-09 | 4 | 2020-03-09 | 5 | 0 | 0% | 5135 | 0 | 0 | 0% | 4870 | 0 | 0% | 5626 | 0
2020 | 3 | 9 | 2020-03-09 | 5 | 2020-03-09 | 6 | 0 | 0% | 5135 | 0 | 0 | 0% | 4870 | 0 | 0% | 5626 | 0
2020 | 3 | 9 | 2020-03-09 | 6 | 2020-03-09 | 7 | 0 | 0% | 5135 | 0 | 0 | 0% | 4870 | 0 | 0% | 5626 | 0
2020 | 3 | 9 | 2020-03-09 | 7 | 2020-03-09 | 8 | 0 | 0% | 5135 | 0 | 18.5508 | 3.207e-05% | 4609 | 0 | 1.603e-05% | 5339 | 0
2020 | 3 | 9 | 2020-03-09 | 8 | 2020-03-09 | 9 | 33.8393 | 4.091e-05% | 4570 | 0 | 7.3648 | 1.273e-05% | 4758 | 0 | 2.682e-05% | 5200 | 0
2020 | 3 | 9 | 2020-03-09 | 9 | 2020-03-09 | 10 | 0 | 0% | 5135 | 0 | 157.2428 | 0.0002718% | 3704 | 0 | 0.0001359% | 4505 | 0
2020 | 3 | 9 | 2020-03-09 | 10 | 2020-03-09 | 11 | 0 | 0% | 5135 | 0 | 0 | 0% | 4870 | 0 | 0% | 5626 | 0
2020 | 3 | 9 | 2020-03-09 | 11 | 2020-03-09 | 12 | 0 | 0% | 5135 | 0 | 0 | 0% | 4870 | 0 | 0% | 5626 | 0
2020 | 3 | 9 | 2020-03-09 | 12 | 2020-03-09 | 13 | 0 | 0% | 5135 | 0 | 0 | 0% | 4870 | 0 | 0% | 5626 | 0
2020 | 3 | 9 | 2020-03-09 | 13 | 2020-03-09 | 14 | 0 | 0% | 5135 | 0 | 0 | 0% | 4870 | 0 | 0% | 5626 | 0
2020 | 3 | 9 | 2020-03-09 | 14 | 2020-03-09 | 15 | 0 | 0% | 5135 | 0 | 0 | 0% | 4870 | 0 | 0% | 5626 | 0
2020 | 3 | 9 | 2020-03-09 | 15 | 2020-03-09 | 16 | 0 | 0% | 5135 | 0 | 0 | 0% | 4870 | 0 | 0% | 5626 | 0
2020 | 3 | 9 | 2020-03-09 | 16 | 2020-03-09 | 17 | 7.6156 | 9.207e-06% | 4905 | 0 | 281.6323 | 0.0004869% | 3358 | 0 | 0.000248% | 4165 | 0
2020 | 3 | 9 | 2020-03-09 | 17 | 2020-03-09 | 18 | 0 | 0% | 5135 | 0 | 0 | 0% | 4870 | 0 | 0% | 5626 | 0
2020 | 3 | 9 | 2020-03-09 | 18 | 2020-03-09 | 19 | 400.2001 | 0.0004838% | 3765 | 0 | 150.4912 | 0.0002602% | 3730 | 0 | 0.000372% | 3939 | 0
2020 | 3 | 9 | 2020-03-09 | 19 | 2020-03-09 | 20 | 15472.7729 | 0.01871% | 1729 | 0 | 15472.7729 | 0.02675% | 1262 | 0 | 0.02273% | 1475 | 0
2020 | 3 | 9 | 2020-03-09 | 20 | 2020-03-09 | 21 | 38152.0412 | 0.04612% | 793 | 0 | 38152.0412 | 0.06596% | 509 | 0 | 0.05604% | 608 | 0
2020 | 3 | 9 | 2020-03-09 | 21 | 2020-03-09 | 22 | 30152.0412 | 0.03645% | 1080 | 0 | 30152.0412 | 0.05213% | 724 | 0 | 0.04429% | 847 | 0
2020 | 3 | 9 | 2020-03-09 | 22 | 2020-03-09 | 23 | 18764.087 | 0.02268% | 1562 | 0 | 18764.087 | 0.03244% | 1128 | 0 | 0.02756% | 1299 | 0
2020 | 3 | 9 | 2020-03-09 | 23 | 2020-03-09 | 24 | 1824.3483 | 0.002206% | 3021 | 0 | 1824.3483 | 0.003154% | 2348 | 0 | 0.00268% | 2783 | 0
2020 | 3 | 9 | 2020-03-09 | 24 | 2020-03-10 | 1 | 0 | 0% | 5135 | 0 | 0 | 0% | 4870 | 0 | 0% | 5626 | 0
2020 | 3 | 10 | 2020-03-10 | 1 | 2020-03-10 | 2 | 17.0275 | 2.059e-05% | 4730 | 0 | 29.7302 | 5.14e-05% | 4482 | 0 | 3.599e-05% | 5098 | 0
2020 | 3 | 10 | 2020-03-10 | 2 | 2020-03-10 | 3 | 0 | 0% | 5135 | 0 | 0 | 0% | 4870 | 0 | 0% | 5626 | 0
2020 | 3 | 10 | 2020-03-10 | 3 | 2020-03-10 | 4 | 0 | 0% | 5135 | 0 | 0 | 0% | 4870 | 0 | 0% | 5626 | 0
2020 | 3 | 10 | 2020-03-10 | 4 | 2020-03-10 | 5 | 0 | 0% | 5135 | 0 | 0 | 0% | 4870 | 0 | 0% | 5626 | 0
2020 | 3 | 10 | 2020-03-10 | 5 | 2020-03-10 | 6 | 0 | 0% | 5135 | 0 | 0 | 0% | 4870 | 0 | 0% | 5626 | 0
2020 | 3 | 10 | 2020-03-10 | 6 | 2020-03-10 | 7 | 0 | 0% | 5135 | 0 | 0 | 0% | 4870 | 0 | 0% | 5626 | 0
2020 | 3 | 10 | 2020-03-10 | 7 | 2020-03-10 | 8 | 0 | 0% | 5135 | 0 | 140.2057 | 0.0002424% | 3770 | 0 | 0.0001212% | 4563 | 0
2020 | 3 | 10 | 2020-03-10 | 8 | 2020-03-10 | 9 | 344.6371 | 0.0004166% | 3826 | 0 | 0 | 0% | 4870 | 0 | 0.0002083% | 4259 | 0
2020 | 3 | 10 | 2020-03-10 | 9 | 2020-03-10 | 10 | 0 | 0% | 5135 | 0 | 937.6944 | 0.001621% | 2681 | 0 | 0.0008105% | 3475 | 0
2020 | 3 | 10 | 2020-03-10 | 10 | 2020-03-10 | 11 | 0 | 0% | 5135 | 0 | 0 | 0% | 4870 | 0 | 0% | 5626 | 0
2020 | 3 | 10 | 2020-03-10 | 11 | 2020-03-10 | 12 | 0 | 0% | 5135 | 0 | 0 | 0% | 4870 | 0 | 0% | 5626 | 0
2020 | 3 | 10 | 2020-03-10 | 12 | 2020-03-10 | 13 | 0 | 0% | 5135 | 0 | 0 | 0% | 4870 | 0 | 0% | 5626 | 0
2020 | 3 | 10 | 2020-03-10 | 13 | 2020-03-10 | 14 | 0 | 0% | 5135 | 0 | 0 | 0% | 4870 | 0 | 0% | 5626 | 0
2020 | 3 | 10 | 2020-03-10 | 14 | 2020-03-10 | 15 | 0 | 0% | 5135 | 0 | 0 | 0% | 4870 | 0 | 0% | 5626 | 0
2020 | 3 | 10 | 2020-03-10 | 15 | 2020-03-10 | 16 | 0 | 0% | 5135 | 0 | 0 | 0% | 4870 | 0 | 0% | 5626 | 0
2020 | 3 | 10 | 2020-03-10 | 16 | 2020-03-10 | 17 | 18.8165 | 2.275e-05% | 4705 | 0 | 806.8549 | 0.001395% | 2757 | 0 | 0.0007088% | 3562 | 0
2020 | 3 | 10 | 2020-03-10 | 17 | 2020-03-10 | 18 | 0 | 0% | 5135 | 0 | 0 | 0% | 4870 | 0 | 0% | 5626 | 0
2020 | 3 | 10 | 2020-03-10 | 18 | 2020-03-10 | 19 | 434.8448 | 0.0005257% | 3719 | 0 | 234.1286 | 0.0004048% | 3470 | 0 | 0.0004652% | 3809 | 0
2020 | 3 | 10 | 2020-03-10 | 19 | 2020-03-10 | 20 | 15913.6834 | 0.01924% | 1705 | 0 | 12127.7105 | 0.02097% | 1431 | 0 | 0.0201% | 1574 | 0
2020 | 3 | 10 | 2020-03-10 | 20 | 2020-03-10 | 21 | 38713.9942 | 0.0468% | 778 | 0 | 34866.8667 | 0.06028% | 596 | 0 | 0.05354% | 666 | 0
2020 | 3 | 10 | 2020-03-10 | 21 | 2020-03-10 | 22 | 31183.6169 | 0.0377% | 1034 | 0 | 26323.3396 | 0.04551% | 846 | 0 | 0.0416% | 918 | 0
2020 | 3 | 10 | 2020-03-10 | 22 | 2020-03-10 | 23 | 17311.0809 | 0.02093% | 1630 | 0 | 13986.3338 | 0.02418% | 1329 | 0 | 0.02255% | 1482 | 0
2020 | 3 | 10 | 2020-03-10 | 23 | 2020-03-10 | 24 | 955.874 | 0.001156% | 3367 | 0 | 748.1383 | 0.001293% | 2795 | 0 | 0.001224% | 3238 | 0
2020 | 3 | 10 | 2020-03-10 | 24 | 2020-03-11 | 1 | 0 | 0% | 5135 | 0 | 0 | 0% | 4870 | 0 | 0% | 5626 | 0
2020 | 3 | 11 | 2020-03-11 | 1 | 2020-03-11 | 2 | 20.859 | 2.522e-05% | 4690 | 0 | 155.8801 | 0.0002695% | 3709 | 0 | 0.0001473% | 4445 | 0
2020 | 3 | 11 | 2020-03-11 | 2 | 2020-03-11 | 3 | 0 | 0% | 5135 | 0 | 0 | 0% | 4870 | 0 | 0% | 5626 | 0
2020 | 3 | 11 | 2020-03-11 | 3 | 2020-03-11 | 4 | 0 | 0% | 5135 | 0 | 0 | 0% | 4870 | 0 | 0% | 5626 | 0
2020 | 3 | 11 | 2020-03-11 | 4 | 2020-03-11 | 5 | 0 | 0% | 5135 | 0 | 0 | 0% | 4870 | 0 | 0% | 5626 | 0
2020 | 3 | 11 | 2020-03-11 | 5 | 2020-03-11 | 6 | 0 | 0% | 5135 | 0 | 0 | 0% | 4870 | 0 | 0% | 5626 | 0
2020 | 3 | 11 | 2020-03-11 | 6 | 2020-03-11 | 7 | 0 | 0% | 5135 | 0 | 0 | 0% | 4870 | 0 | 0% | 5626 | 0
2020 | 3 | 11 | 2020-03-11 | 7 | 2020-03-11 | 8 | 36.3001 | 4.389e-05% | 4545 | 0 | 96.234 | 0.0001664% | 3958 | 0 | 0.0001051% | 4633 | 0
2020 | 3 | 11 | 2020-03-11 | 8 | 2020-03-11 | 9 | 1577.4751 | 0.001907% | 3105 | 0 | 9.2812 | 1.604e-05% | 4728 | 0 | 0.0009616% | 3375 | 0
2020 | 3 | 11 | 2020-03-11 | 9 | 2020-03-11 | 10 | 37.266 | 4.505e-05% | 4540 | 0 | 689.4714 | 0.001192% | 2834 | 0 | 0.0006185% | 3646 | 0
2020 | 3 | 11 | 2020-03-11 | 10 | 2020-03-11 | 11 | 0 | 0% | 5135 | 0 | 76.8489 | 0.0001329% | 4063 | 0 | 6.643e-05% | 4842 | 0
2020 | 3 | 11 | 2020-03-11 | 11 | 2020-03-11 | 12 | 0 | 0% | 5135 | 0 | 0 | 0% | 4870 | 0 | 0% | 5626 | 0
2020 | 3 | 11 | 2020-03-11 | 12 | 2020-03-11 | 13 | 0 | 0% | 5135 | 0 | 0 | 0% | 4870 | 0 | 0% | 5626 | 0
2020 | 3 | 11 | 2020-03-11 | 13 | 2020-03-11 | 14 | 0 | 0% | 5135 | 0 | 0 | 0% | 4870 | 0 | 0% | 5626 | 0
2020 | 3 | 11 | 2020-03-11 | 14 | 2020-03-11 | 15 | 0 | 0% | 5135 | 0 | 0 | 0% | 4870 | 0 | 0% | 5626 | 0
2020 | 3 | 11 | 2020-03-11 | 15 | 2020-03-11 | 16 | 0 | 0% | 5135 | 0 | 0 | 0% | 4870 | 0 | 0% | 5626 | 0
2020 | 3 | 11 | 2020-03-11 | 16 | 2020-03-11 | 17 | 0 | 0% | 5135 | 0 | 124.1689 | 0.0002147% | 3834 | 0 | 0.0001073% | 4619 | 0
2020 | 3 | 11 | 2020-03-11 | 17 | 2020-03-11 | 18 | 0 | 0% | 5135 | 0 | 0 | 0% | 4870 | 0 | 0% | 5626 | 0
2020 | 3 | 11 | 2020-03-11 | 18 | 2020-03-11 | 19 | 275.25 | 0.0003328% | 3915 | 0 | 75.2351 | 0.0001301% | 4072 | 0 | 0.0002314% | 4207 | 0
2020 | 3 | 11 | 2020-03-11 | 19 | 2020-03-11 | 20 | 15073.7343 | 0.01822% | 1747 | 0 | 15093.6769 | 0.02609% | 1278 | 0 | 0.02216% | 1496 | 0
2020 | 3 | 11 | 2020-03-11 | 20 | 2020-03-11 | 21 | 37854.465 | 0.04576% | 810 | 0 | 37553.4369 | 0.06492% | 524 | 0 | 0.05534% | 624 | 0
2020 | 3 | 11 | 2020-03-11 | 21 | 2020-03-11 | 22 | 29997.9105 | 0.03627% | 1085 | 0 | 29453.1299 | 0.05092% | 748 | 0 | 0.04359% | 868 | 0
2020 | 3 | 11 | 2020-03-11 | 22 | 2020-03-11 | 23 | 16971.6387 | 0.02052% | 1645 | 0 | 16380.82 | 0.02832% | 1232 | 0 | 0.02442% | 1400 | 0
2020 | 3 | 11 | 2020-03-11 | 23 | 2020-03-11 | 24 | 1093.9488 | 0.001323% | 3303 | 0 | 1032.0266 | 0.001784% | 2627 | 0 | 0.001553% | 3090 | 0
2020 | 3 | 11 | 2020-03-11 | 24 | 2020-03-12 | 1 | 0 | 0% | 5135 | 0 | 0 | 0% | 4870 | 0 | 0% | 5626 | 0
2020 | 3 | 12 | 2020-03-12 | 1 | 2020-03-12 | 2 | 13.6164 | 1.646e-05% | 4779 | 0 | 231.044 | 0.0003994% | 3480 | 0 | 0.0002079% | 4262 | 0
2020 | 3 | 12 | 2020-03-12 | 2 | 2020-03-12 | 3 | 0 | 0% | 5135 | 0 | 0 | 0% | 4870 | 0 | 0% | 5626 | 0
2020 | 3 | 12 | 2020-03-12 | 3 | 2020-03-12 | 4 | 0 | 0% | 5135 | 0 | 0 | 0% | 4870 | 0 | 0% | 5626 | 0
2020 | 3 | 12 | 2020-03-12 | 4 | 2020-03-12 | 5 | 0 | 0% | 5135 | 0 | 0 | 0% | 4870 | 0 | 0% | 5626 | 0
2020 | 3 | 12 | 2020-03-12 | 5 | 2020-03-12 | 6 | 0 | 0% | 5135 | 0 | 0 | 0% | 4870 | 0 | 0% | 5626 | 0
2020 | 3 | 12 | 2020-03-12 | 6 | 2020-03-12 | 7 | 0 | 0% | 5135 | 0 | 0 | 0% | 4870 | 0 | 0% | 5626 | 0
2020 | 3 | 12 | 2020-03-12 | 7 | 2020-03-12 | 8 | 0 | 0% | 5135 | 0 | 0 | 0% | 4870 | 0 | 0% | 5626 | 0
2020 | 3 | 12 | 2020-03-12 | 8 | 2020-03-12 | 9 | 39.3054 | 4.752e-05% | 4526 | 0 | 198.0514 | 0.0003424% | 3572 | 0 | 0.000195% | 4301 | 0
2020 | 3 | 12 | 2020-03-12 | 9 | 2020-03-12 | 10 | 0 | 0% | 5135 | 0 | 945.4721 | 0.001634% | 2676 | 0 | 0.0008172% | 3467 | 0
2020 | 3 | 12 | 2020-03-12 | 10 | 2020-03-12 | 11 | 0 | 0% | 5135 | 0 | 0 | 0% | 4870 | 0 | 0% | 5626 | 0
2020 | 3 | 12 | 2020-03-12 | 11 | 2020-03-12 | 12 | 0 | 0% | 5135 | 0 | 0 | 0% | 4870 | 0 | 0% | 5626 | 0
2020 | 3 | 12 | 2020-03-12 | 12 | 2020-03-12 | 13 | 0 | 0% | 5135 | 0 | 0 | 0% | 4870 | 0 | 0% | 5626 | 0
2020 | 3 | 12 | 2020-03-12 | 13 | 2020-03-12 | 14 | 0 | 0% | 5135 | 0 | 0 | 0% | 4870 | 0 | 0% | 5626 | 0
2020 | 3 | 12 | 2020-03-12 | 14 | 2020-03-12 | 15 | 0 | 0% | 5135 | 0 | 9.6003 | 1.66e-05% | 4721 | 0 | 8.298e-06% | 5463 | 0
2020 | 3 | 12 | 2020-03-12 | 15 | 2020-03-12 | 16 | 0 | 0% | 5135 | 0 | 0 | 0% | 4870 | 0 | 0% | 5626 | 0
2020 | 3 | 12 | 2020-03-12 | 16 | 2020-03-12 | 17 | 35.5296 | 4.295e-05% | 4555 | 0 | 0 | 0% | 4870 | 0 | 2.148e-05% | 5259 | 0
2020 | 3 | 12 | 2020-03-12 | 17 | 2020-03-12 | 18 | 0 | 0% | 5135 | 0 | 0 | 0% | 4870 | 0 | 0% | 5626 | 0
2020 | 3 | 12 | 2020-03-12 | 18 | 2020-03-12 | 19 | 1019.9523 | 0.001233% | 3342 | 0 | 55.5584 | 9.605e-05% | 4222 | 0 | 0.0006646% | 3598 | 0
2020 | 3 | 12 | 2020-03-12 | 19 | 2020-03-12 | 20 | 20782.1083 | 0.02512% | 1475 | 0 | 16987.6975 | 0.02937% | 1200 | 0 | 0.02725% | 1305 | 0
2020 | 3 | 12 | 2020-03-12 | 20 | 2020-03-12 | 21 | 45227.2356 | 0.05468% | 600 | 0 | 45252.0412 | 0.07823% | 374 | 0 | 0.06645% | 435 | 0
2020 | 3 | 12 | 2020-03-12 | 21 | 2020-03-12 | 22 | 35967.5396 | 0.04348% | 878 | 0 | 35672.1882 | 0.06167% | 574 | 0 | 0.05258% | 687 | 0
2020 | 3 | 12 | 2020-03-12 | 22 | 2020-03-12 | 23 | 26765.6386 | 0.03236% | 1205 | 0 | 26485.9873 | 0.04579% | 841 | 0 | 0.03907% | 982 | 0
2020 | 3 | 12 | 2020-03-12 | 23 | 2020-03-12 | 24 | 7130.0332 | 0.00862% | 2272 | 0 | 6780.3556 | 0.01172% | 1754 | 0 | 0.01017% | 1994 | 0
2020 | 3 | 12 | 2020-03-12 | 24 | 2020-03-13 | 1 | 11.5475 | 1.396e-05% | 4815 | 0 | 7.0333 | 1.216e-05% | 4764 | 0 | 1.306e-05% | 5388 | 0
2020 | 3 | 13 | 2020-03-13 | 1 | 2020-03-13 | 2 | 17.4294 | 2.107e-05% | 4727 | 0 | 67.0889 | 0.000116% | 4132 | 0 | 6.853e-05% | 4829 | 0
2020 | 3 | 13 | 2020-03-13 | 2 | 2020-03-13 | 3 | 0 | 0% | 5135 | 0 | 0 | 0% | 4870 | 0 | 0% | 5626 | 0
2020 | 3 | 13 | 2020-03-13 | 3 | 2020-03-13 | 4 | 0 | 0% | 5135 | 0 | 0 | 0% | 4870 | 0 | 0% | 5626 | 0
2020 | 3 | 13 | 2020-03-13 | 4 | 2020-03-13 | 5 | 0 | 0% | 5135 | 0 | 0 | 0% | 4870 | 0 | 0% | 5626 | 0
2020 | 3 | 13 | 2020-03-13 | 5 | 2020-03-13 | 6 | 0 | 0% | 5135 | 0 | 0 | 0% | 4870 | 0 | 0% | 5626 | 0
2020 | 3 | 13 | 2020-03-13 | 6 | 2020-03-13 | 7 | 0 | 0% | 5135 | 0 | 0 | 0% | 4870 | 0 | 0% | 5626 | 0
2020 | 3 | 13 | 2020-03-13 | 7 | 2020-03-13 | 8 | 0 | 0% | 5135 | 0 | 0 | 0% | 4870 | 0 | 0% | 5626 | 0
2020 | 3 | 13 | 2020-03-13 | 8 | 2020-03-13 | 9 | 57.0625 | 6.899e-05% | 4423 | 0 | 146.6424 | 0.0002535% | 3742 | 0 | 0.0001612% | 4407 | 0
2020 | 3 | 13 | 2020-03-13 | 9 | 2020-03-13 | 10 | 2.3768 | 2.873e-06% | 5053 | 0 | 38.3088 | 6.623e-05% | 4388 | 0 | 3.455e-05% | 5118 | 0
2020 | 3 | 13 | 2020-03-13 | 10 | 2020-03-13 | 11 | 0 | 0% | 5135 | 0 | 0 | 0% | 4870 | 0 | 0% | 5626 | 0
2020 | 3 | 13 | 2020-03-13 | 11 | 2020-03-13 | 12 | 0 | 0% | 5135 | 0 | 0 | 0% | 4870 | 0 | 0% | 5626 | 0
2020 | 3 | 13 | 2020-03-13 | 12 | 2020-03-13 | 13 | 0 | 0% | 5135 | 0 | 0 | 0% | 4870 | 0 | 0% | 5626 | 0
2020 | 3 | 13 | 2020-03-13 | 13 | 2020-03-13 | 14 | 0 | 0% | 5135 | 0 | 0 | 0% | 4870 | 0 | 0% | 5626 | 0
2020 | 3 | 13 | 2020-03-13 | 14 | 2020-03-13 | 15 | 0 | 0% | 5135 | 0 | 0 | 0% | 4870 | 0 | 0% | 5626 | 0
2020 | 3 | 13 | 2020-03-13 | 15 | 2020-03-13 | 16 | 0 | 0% | 5135 | 0 | 0 | 0% | 4870 | 0 | 0% | 5626 | 0
2020 | 3 | 13 | 2020-03-13 | 16 | 2020-03-13 | 17 | 12.1658 | 1.471e-05% | 4805 | 0 | 450.3374 | 0.0007785% | 3062 | 0 | 0.0003966% | 3901 | 0
2020 | 3 | 13 | 2020-03-13 | 17 | 2020-03-13 | 18 | 0 | 0% | 5135 | 0 | 0 | 0% | 4870 | 0 | 0% | 5626 | 0
2020 | 3 | 13 | 2020-03-13 | 18 | 2020-03-13 | 19 | 17.0267 | 2.058e-05% | 4731 | 0 | 0 | 0% | 4870 | 0 | 1.029e-05% | 5424 | 0
2020 | 3 | 13 | 2020-03-13 | 19 | 2020-03-13 | 20 | 13062.3629 | 0.01579% | 1848 | 0 | 11162.2683 | 0.0193% | 1475 | 0 | 0.01754% | 1651 | 0
2020 | 3 | 13 | 2020-03-13 | 20 | 2020-03-13 | 21 | 35453.4105 | 0.04286% | 896 | 0 | 32015.8677 | 0.05535% | 666 | 0 | 0.0491% | 760 | 0
2020 | 3 | 13 | 2020-03-13 | 21 | 2020-03-13 | 22 | 25585.5189 | 0.03093% | 1259 | 0 | 18522.5474 | 0.03202% | 1134 | 0 | 0.03148% | 1181 | 0
2020 | 3 | 13 | 2020-03-13 | 22 | 2020-03-13 | 23 | 14857.7891 | 0.01796% | 1756 | 0 | 9726.508 | 0.01681% | 1557 | 0 | 0.01739% | 1658 | 0
2020 | 3 | 13 | 2020-03-13 | 23 | 2020-03-13 | 24 | 1042.2972 | 0.00126% | 3326 | 0 | 339.2349 | 0.0005865% | 3238 | 0 | 0.0009233% | 3399 | 0
2020 | 3 | 13 | 2020-03-13 | 24 | 2020-03-14 | 1 | 0 | 0% | 5135 | 0 | 0 | 0% | 4870 | 0 | 0% | 5626 | 0
2020 | 3 | 14 | 2020-03-14 | 1 | 2020-03-14 | 2 | 14.8777 | 1.799e-05% | 4768 | 0 | 149.0099 | 0.0002576% | 3733 | 0 | 0.0001378% | 4493 | 0
2020 | 3 | 14 | 2020-03-14 | 2 | 2020-03-14 | 3 | 0 | 0% | 5135 | 0 | 0 | 0% | 4870 | 0 | 0% | 5626 | 0
2020 | 3 | 14 | 2020-03-14 | 3 | 2020-03-14 | 4 | 0 | 0% | 5135 | 0 | 0 | 0% | 4870 | 0 | 0% | 5626 | 0
2020 | 3 | 14 | 2020-03-14 | 4 | 2020-03-14 | 5 | 0 | 0% | 5135 | 0 | 0 | 0% | 4870 | 0 | 0% | 5626 | 0
2020 | 3 | 14 | 2020-03-14 | 5 | 2020-03-14 | 6 | 0 | 0% | 5135 | 0 | 0 | 0% | 4870 | 0 | 0% | 5626 | 0
2020 | 3 | 14 | 2020-03-14 | 6 | 2020-03-14 | 7 | 0 | 0% | 5135 | 0 | 0 | 0% | 4870 | 0 | 0% | 5626 | 0
2020 | 3 | 14 | 2020-03-14 | 7 | 2020-03-14 | 8 | 0 | 0% | 5135 | 0 | 0 | 0% | 4870 | 0 | 0% | 5626 | 0
2020 | 3 | 14 | 2020-03-14 | 8 | 2020-03-14 | 9 | 7.5469 | 9.124e-06% | 4906 | 0 | 134.2633 | 0.0002321% | 3792 | 0 | 0.0001206% | 4568 | 0
2020 | 3 | 14 | 2020-03-14 | 9 | 2020-03-14 | 10 | 8.598 | 1.039e-05% | 4875 | 0 | 84.8229 | 0.0001466% | 4022 | 0 | 7.852e-05% | 4767 | 0
2020 | 3 | 14 | 2020-03-14 | 10 | 2020-03-14 | 11 | 0 | 0% | 5135 | 0 | 0 | 0% | 4870 | 0 | 0% | 5626 | 0
2020 | 3 | 14 | 2020-03-14 | 11 | 2020-03-14 | 12 | 0 | 0% | 5135 | 0 | 0 | 0% | 4870 | 0 | 0% | 5626 | 0
2020 | 3 | 14 | 2020-03-14 | 12 | 2020-03-14 | 13 | 0 | 0% | 5135 | 0 | 0 | 0% | 4870 | 0 | 0% | 5626 | 0
2020 | 3 | 14 | 2020-03-14 | 13 | 2020-03-14 | 14 | 0 | 0% | 5135 | 0 | 0 | 0% | 4870 | 0 | 0% | 5626 | 0
2020 | 3 | 14 | 2020-03-14 | 14 | 2020-03-14 | 15 | 0 | 0% | 5135 | 0 | 0 | 0% | 4870 | 0 | 0% | 5626 | 0
2020 | 3 | 14 | 2020-03-14 | 15 | 2020-03-14 | 16 | 0 | 0% | 5135 | 0 | 0 | 0% | 4870 | 0 | 0% | 5626 | 0
2020 | 3 | 14 | 2020-03-14 | 16 | 2020-03-14 | 17 | 0 | 0% | 5135 | 0 | 207.5223 | 0.0003588% | 3536 | 0 | 0.0001794% | 4354 | 0
2020 | 3 | 14 | 2020-03-14 | 17 | 2020-03-14 | 18 | 0 | 0% | 5135 | 0 | 0 | 0% | 4870 | 0 | 0% | 5626 | 0
2020 | 3 | 14 | 2020-03-14 | 18 | 2020-03-14 | 19 | 0 | 0% | 5135 | 0 | 0 | 0% | 4870 | 0 | 0% | 5626 | 0
2020 | 3 | 14 | 2020-03-14 | 19 | 2020-03-14 | 20 | 4646.7709 | 0.005618% | 2525 | 0 | 3980.708 | 0.006882% | 1987 | 0 | 0.00625% | 2268 | 0
2020 | 3 | 14 | 2020-03-14 | 20 | 2020-03-14 | 21 | 26063.9095 | 0.03151% | 1231 | 0 | 24522.8036 | 0.04239% | 902 | 0 | 0.03695% | 1039 | 0
2020 | 3 | 14 | 2020-03-14 | 21 | 2020-03-14 | 22 | 24940.9486 | 0.03015% | 1283 | 0 | 21766.2354 | 0.03763% | 1010 | 0 | 0.03389% | 1124 | 0
2020 | 3 | 14 | 2020-03-14 | 22 | 2020-03-14 | 23 | 11761.7327 | 0.01422% | 1913 | 0 | 8723.1051 | 0.01508% | 1623 | 0 | 0.01465% | 1795 | 0
2020 | 3 | 14 | 2020-03-14 | 23 | 2020-03-14 | 24 | 339.1253 | 0.00041% | 3836 | 0 | 130.1726 | 0.000225% | 3804 | 0 | 0.0003175% | 4040 | 0
2020 | 3 | 14 | 2020-03-14 | 24 | 2020-03-15 | 1 | 0 | 0% | 5135 | 0 | 0 | 0% | 4870 | 0 | 0% | 5626 | 0
2020 | 3 | 15 | 2020-03-15 | 1 | 2020-03-15 | 2 | 6.4257 | 7.768e-06% | 4932 | 0 | 56.3413 | 9.74e-05% | 4213 | 0 | 5.258e-05% | 4951 | 0
2020 | 3 | 15 | 2020-03-15 | 2 | 2020-03-15 | 3 | 0 | 0% | 5135 | 0 | 0 | 0% | 4870 | 0 | 0% | 5626 | 0
2020 | 3 | 15 | 2020-03-15 | 3 | 2020-03-15 | 4 | 0 | 0% | 5135 | 0 | 0 | 0% | 4870 | 0 | 0% | 5626 | 0
2020 | 3 | 15 | 2020-03-15 | 4 | 2020-03-15 | 5 | 0 | 0% | 5135 | 0 | 0 | 0% | 4870 | 0 | 0% | 5626 | 0
2020 | 3 | 15 | 2020-03-15 | 5 | 2020-03-15 | 6 | 0 | 0% | 5135 | 0 | 0 | 0% | 4870 | 0 | 0% | 5626 | 0
2020 | 3 | 15 | 2020-03-15 | 6 | 2020-03-15 | 7 | 0 | 0% | 5135 | 0 | 0 | 0% | 4870 | 0 | 0% | 5626 | 0
2020 | 3 | 15 | 2020-03-15 | 7 | 2020-03-15 | 8 | 0 | 0% | 5135 | 0 | 0 | 0% | 4870 | 0 | 0% | 5626 | 0
2020 | 3 | 15 | 2020-03-15 | 8 | 2020-03-15 | 9 | 23.7349 | 2.869e-05% | 4658 | 0 | 39.6902 | 6.861e-05% | 4372 | 0 | 4.865e-05% | 4979 | 0
2020 | 3 | 15 | 2020-03-15 | 9 | 2020-03-15 | 10 | 0.87479 | 1.058e-06% | 5111 | 0 | 24.2364 | 4.19e-05% | 4547 | 0 | 2.148e-05% | 5258 | 0
2020 | 3 | 15 | 2020-03-15 | 10 | 2020-03-15 | 11 | 0 | 0% | 5135 | 0 | 0 | 0% | 4870 | 0 | 0% | 5626 | 0
2020 | 3 | 15 | 2020-03-15 | 11 | 2020-03-15 | 12 | 0 | 0% | 5135 | 0 | 0 | 0% | 4870 | 0 | 0% | 5626 | 0
2020 | 3 | 15 | 2020-03-15 | 12 | 2020-03-15 | 13 | 0 | 0% | 5135 | 0 | 0 | 0% | 4870 | 0 | 0% | 5626 | 0
2020 | 3 | 15 | 2020-03-15 | 13 | 2020-03-15 | 14 | 0 | 0% | 5135 | 0 | 0 | 0% | 4870 | 0 | 0% | 5626 | 0
2020 | 3 | 15 | 2020-03-15 | 14 | 2020-03-15 | 15 | 0 | 0% | 5135 | 0 | 0 | 0% | 4870 | 0 | 0% | 5626 | 0
2020 | 3 | 15 | 2020-03-15 | 15 | 2020-03-15 | 16 | 0 | 0% | 5135 | 0 | 0 | 0% | 4870 | 0 | 0% | 5626 | 0
2020 | 3 | 15 | 2020-03-15 | 16 | 2020-03-15 | 17 | 33.1354 | 4.006e-05% | 4577 | 0 | 390.4846 | 0.0006751% | 3156 | 0 | 0.0003576% | 3966 | 0
2020 | 3 | 15 | 2020-03-15 | 17 | 2020-03-15 | 18 | 0 | 0% | 5135 | 0 | 0 | 0% | 4870 | 0 | 0% | 5626 | 0
2020 | 3 | 15 | 2020-03-15 | 18 | 2020-03-15 | 19 | 0 | 0% | 5135 | 0 | 0 | 0% | 4870 | 0 | 0% | 5626 | 0
2020 | 3 | 15 | 2020-03-15 | 19 | 2020-03-15 | 20 | 6906.473 | 0.00835% | 2294 | 0 | 3458.4305 | 0.005979% | 2045 | 0 | 0.007164% | 2183 | 0
2020 | 3 | 15 | 2020-03-15 | 20 | 2020-03-15 | 21 | 32053.4834 | 0.03875% | 1013 | 0 | 29583.8855 | 0.05114% | 743 | 0 | 0.04495% | 834 | 0
2020 | 3 | 15 | 2020-03-15 | 21 | 2020-03-15 | 22 | 29112.1129 | 0.0352% | 1112 | 0 | 28201.9374 | 0.04875% | 792 | 0 | 0.04197% | 911 | 0
2020 | 3 | 15 | 2020-03-15 | 22 | 2020-03-15 | 23 | 12757.9881 | 0.01542% | 1868 | 0 | 12152.0376 | 0.02101% | 1428 | 0 | 0.01822% | 1631 | 0
2020 | 3 | 15 | 2020-03-15 | 23 | 2020-03-15 | 24 | 243.3411 | 0.0002942% | 3959 | 0 | 107.1714 | 0.0001853% | 3899 | 0 | 0.0002397% | 4184 | 0
2020 | 3 | 15 | 2020-03-15 | 24 | 2020-03-16 | 1 | 0 | 0% | 5135 | 0 | 0 | 0% | 4870 | 0 | 0% | 5626 | 0
2020 | 3 | 16 | 2020-03-16 | 1 | 2020-03-16 | 2 | 0 | 0% | 5135 | 0 | 0 | 0% | 4870 | 0 | 0% | 5626 | 0
2020 | 3 | 16 | 2020-03-16 | 2 | 2020-03-16 | 3 | 0 | 0% | 5135 | 0 | 0 | 0% | 4870 | 0 | 0% | 5626 | 0
2020 | 3 | 16 | 2020-03-16 | 3 | 2020-03-16 | 4 | 0 | 0% | 5135 | 0 | 0 | 0% | 4870 | 0 | 0% | 5626 | 0
2020 | 3 | 16 | 2020-03-16 | 4 | 2020-03-16 | 5 | 0 | 0% | 5135 | 0 | 0 | 0% | 4870 | 0 | 0% | 5626 | 0
2020 | 3 | 16 | 2020-03-16 | 5 | 2020-03-16 | 6 | 0 | 0% | 5135 | 0 | 0 | 0% | 4870 | 0 | 0% | 5626 | 0
2020 | 3 | 16 | 2020-03-16 | 6 | 2020-03-16 | 7 | 0 | 0% | 5135 | 0 | 0 | 0% | 4870 | 0 | 0% | 5626 | 0
2020 | 3 | 16 | 2020-03-16 | 7 | 2020-03-16 | 8 | 0 | 0% | 5135 | 0 | 0 | 0% | 4870 | 0 | 0% | 5626 | 0
2020 | 3 | 16 | 2020-03-16 | 8 | 2020-03-16 | 9 | 24.9369 | 3.015e-05% | 4645 | 0 | 114.5253 | 0.000198% | 3868 | 0 | 0.0001141% | 4590 | 0
2020 | 3 | 16 | 2020-03-16 | 9 | 2020-03-16 | 10 | 2.8324 | 3.424e-06% | 5041 | 0 | 25.5055 | 4.409e-05% | 4527 | 0 | 2.376e-05% | 5231 | 0
2020 | 3 | 16 | 2020-03-16 | 10 | 2020-03-16 | 11 | 0 | 0% | 5135 | 0 | 0 | 0% | 4870 | 0 | 0% | 5626 | 0
2020 | 3 | 16 | 2020-03-16 | 11 | 2020-03-16 | 12 | 0 | 0% | 5135 | 0 | 0 | 0% | 4870 | 0 | 0% | 5626 | 0
2020 | 3 | 16 | 2020-03-16 | 12 | 2020-03-16 | 13 | 0 | 0% | 5135 | 0 | 0 | 0% | 4870 | 0 | 0% | 5626 | 0
2020 | 3 | 16 | 2020-03-16 | 13 | 2020-03-16 | 14 | 0 | 0% | 5135 | 0 | 0 | 0% | 4870 | 0 | 0% | 5626 | 0
2020 | 3 | 16 | 2020-03-16 | 14 | 2020-03-16 | 15 | 0 | 0% | 5135 | 0 | 0 | 0% | 4870 | 0 | 0% | 5626 | 0
2020 | 3 | 16 | 2020-03-16 | 15 | 2020-03-16 | 16 | 0 | 0% | 5135 | 0 | 0 | 0% | 4870 | 0 | 0% | 5626 | 0
2020 | 3 | 16 | 2020-03-16 | 16 | 2020-03-16 | 17 | 0 | 0% | 5135 | 0 | 170.1954 | 0.0002942% | 3663 | 0 | 0.0001471% | 4449 | 0
2020 | 3 | 16 | 2020-03-16 | 17 | 2020-03-16 | 18 | 0 | 0% | 5135 | 0 | 0 | 0% | 4870 | 0 | 0% | 5626 | 0
2020 | 3 | 16 | 2020-03-16 | 18 | 2020-03-16 | 19 | 233.2115 | 0.0002819% | 3979 | 0 | 0 | 0% | 4870 | 0 | 0.000141% | 4473 | 0
2020 | 3 | 16 | 2020-03-16 | 19 | 2020-03-16 | 20 | 19202.3063 | 0.02321% | 1542 | 0 | 14008.7199 | 0.02422% | 1325 | 0 | 0.02372% | 1438 | 0
2020 | 3 | 16 | 2020-03-16 | 20 | 2020-03-16 | 21 | 45902.9395 | 0.05549% | 582 | 0 | 40068.0899 | 0.06927% | 463 | 0 | 0.06238% | 499 | 0
2020 | 3 | 16 | 2020-03-16 | 21 | 2020-03-16 | 22 | 36627.7898 | 0.04428% | 856 | 0 | 32004.8802 | 0.05533% | 667 | 0 | 0.0498% | 739 | 0
2020 | 3 | 16 | 2020-03-16 | 22 | 2020-03-16 | 23 | 28853.5695 | 0.03488% | 1121 | 0 | 24667.9452 | 0.04264% | 894 | 0 | 0.03876% | 991 | 0
2020 | 3 | 16 | 2020-03-16 | 23 | 2020-03-16 | 24 | 8789.8637 | 0.01063% | 2128 | 0 | 7148.3086 | 0.01236% | 1720 | 0 | 0.01149% | 1928 | 0
2020 | 3 | 16 | 2020-03-16 | 24 | 2020-03-17 | 1 | 0 | 0% | 5135 | 0 | 0 | 0% | 4870 | 0 | 0% | 5626 | 0
2020 | 3 | 17 | 2020-03-17 | 1 | 2020-03-17 | 2 | 8.0569 | 9.74e-06% | 4886 | 0 | 32.5607 | 5.629e-05% | 4444 | 0 | 3.301e-05% | 5131 | 0
2020 | 3 | 17 | 2020-03-17 | 2 | 2020-03-17 | 3 | 0 | 0% | 5135 | 0 | 0 | 0% | 4870 | 0 | 0% | 5626 | 0
2020 | 3 | 17 | 2020-03-17 | 3 | 2020-03-17 | 4 | 0 | 0% | 5135 | 0 | 0 | 0% | 4870 | 0 | 0% | 5626 | 0
2020 | 3 | 17 | 2020-03-17 | 4 | 2020-03-17 | 5 | 0 | 0% | 5135 | 0 | 0 | 0% | 4870 | 0 | 0% | 5626 | 0
2020 | 3 | 17 | 2020-03-17 | 5 | 2020-03-17 | 6 | 0 | 0% | 5135 | 0 | 0 | 0% | 4870 | 0 | 0% | 5626 | 0
2020 | 3 | 17 | 2020-03-17 | 6 | 2020-03-17 | 7 | 0 | 0% | 5135 | 0 | 0 | 0% | 4870 | 0 | 0% | 5626 | 0
2020 | 3 | 17 | 2020-03-17 | 7 | 2020-03-17 | 8 | 0 | 0% | 5135 | 0 | 0 | 0% | 4870 | 0 | 0% | 5626 | 0
2020 | 3 | 17 | 2020-03-17 | 8 | 2020-03-17 | 9 | 340.1714 | 0.0004113% | 3834 | 0 | 105.1723 | 0.0001818% | 3912 | 0 | 0.0002965% | 4079 | 0
2020 | 3 | 17 | 2020-03-17 | 9 | 2020-03-17 | 10 | 3.9572 | 4.784e-06% | 5006 | 0 | 61.3421 | 0.000106% | 4178 | 0 | 5.541e-05% | 4925 | 0
2020 | 3 | 17 | 2020-03-17 | 10 | 2020-03-17 | 11 | 0 | 0% | 5135 | 0 | 0 | 0% | 4870 | 0 | 0% | 5626 | 0
2020 | 3 | 17 | 2020-03-17 | 11 | 2020-03-17 | 12 | 0 | 0% | 5135 | 0 | 0 | 0% | 4870 | 0 | 0% | 5626 | 0
2020 | 3 | 17 | 2020-03-17 | 12 | 2020-03-17 | 13 | 0 | 0% | 5135 | 0 | 0 | 0% | 4870 | 0 | 0% | 5626 | 0
2020 | 3 | 17 | 2020-03-17 | 13 | 2020-03-17 | 14 | 0 | 0% | 5135 | 0 | 0 | 0% | 4870 | 0 | 0% | 5626 | 0
2020 | 3 | 17 | 2020-03-17 | 14 | 2020-03-17 | 15 | 0 | 0% | 5135 | 0 | 0 | 0% | 4870 | 0 | 0% | 5626 | 0
2020 | 3 | 17 | 2020-03-17 | 15 | 2020-03-17 | 16 | 0 | 0% | 5135 | 0 | 0 | 0% | 4870 | 0 | 0% | 5626 | 0
2020 | 3 | 17 | 2020-03-17 | 16 | 2020-03-17 | 17 | 8.4915 | 1.027e-05% | 4876 | 0 | 452.3303 | 0.000782% | 3061 | 0 | 0.0003961% | 3902 | 0
2020 | 3 | 17 | 2020-03-17 | 17 | 2020-03-17 | 18 | 0 | 0% | 5135 | 0 | 0 | 0% | 4870 | 0 | 0% | 5626 | 0
2020 | 3 | 17 | 2020-03-17 | 18 | 2020-03-17 | 19 | 3.7846 | 4.575e-06% | 5011 | 0 | 0 | 0% | 4870 | 0 | 2.288e-06% | 5578 | 0
2020 | 3 | 17 | 2020-03-17 | 19 | 2020-03-17 | 20 | 9739.5574 | 0.01177% | 2052 | 0 | 7691.9973 | 0.0133% | 1681 | 0 | 0.01254% | 1881 | 0
2020 | 3 | 17 | 2020-03-17 | 20 | 2020-03-17 | 21 | 35691.3894 | 0.04315% | 889 | 0 | 35235.4707 | 0.06091% | 586 | 0 | 0.05203% | 695 | 0
2020 | 3 | 17 | 2020-03-17 | 21 | 2020-03-17 | 22 | 27671.3894 | 0.03345% | 1165 | 0 | 26640.2259 | 0.04605% | 837 | 0 | 0.03975% | 969 | 0
2020 | 3 | 17 | 2020-03-17 | 22 | 2020-03-17 | 23 | 15677.6174 | 0.01895% | 1720 | 0 | 13859.2542 | 0.02396% | 1335 | 0 | 0.02146% | 1528 | 0
2020 | 3 | 17 | 2020-03-17 | 23 | 2020-03-17 | 24 | 658.594 | 0.0007962% | 3542 | 0 | 480.2963 | 0.0008303% | 3027 | 0 | 0.0008133% | 3471 | 0
2020 | 3 | 17 | 2020-03-17 | 24 | 2020-03-18 | 1 | 0 | 0% | 5135 | 0 | 0 | 0% | 4870 | 0 | 0% | 5626 | 0
2020 | 3 | 18 | 2020-03-18 | 1 | 2020-03-18 | 2 | 18.3231 | 2.215e-05% | 4714 | 0 | 217.9036 | 0.0003767% | 3513 | 0 | 0.0001994% | 4285 | 0
2020 | 3 | 18 | 2020-03-18 | 2 | 2020-03-18 | 3 | 0 | 0% | 5135 | 0 | 0 | 0% | 4870 | 0 | 0% | 5626 | 0
2020 | 3 | 18 | 2020-03-18 | 3 | 2020-03-18 | 4 | 0 | 0% | 5135 | 0 | 0 | 0% | 4870 | 0 | 0% | 5626 | 0
2020 | 3 | 18 | 2020-03-18 | 4 | 2020-03-18 | 5 | 0 | 0% | 5135 | 0 | 0 | 0% | 4870 | 0 | 0% | 5626 | 0
2020 | 3 | 18 | 2020-03-18 | 5 | 2020-03-18 | 6 | 0 | 0% | 5135 | 0 | 0 | 0% | 4870 | 0 | 0% | 5626 | 0
2020 | 3 | 18 | 2020-03-18 | 6 | 2020-03-18 | 7 | 0 | 0% | 5135 | 0 | 0 | 0% | 4870 | 0 | 0% | 5626 | 0
2020 | 3 | 18 | 2020-03-18 | 7 | 2020-03-18 | 8 | 0 | 0% | 5135 | 0 | 0 | 0% | 4870 | 0 | 0% | 5626 | 0
2020 | 3 | 18 | 2020-03-18 | 8 | 2020-03-18 | 9 | 181.7039 | 0.0002197% | 4065 | 0 | 177.2793 | 0.0003065% | 3640 | 0 | 0.0002631% | 4136 | 0
2020 | 3 | 18 | 2020-03-18 | 9 | 2020-03-18 | 10 | 3.2418 | 3.919e-06% | 5030 | 0 | 95.1918 | 0.0001646% | 3962 | 0 | 8.424e-05% | 4733 | 0
2020 | 3 | 18 | 2020-03-18 | 10 | 2020-03-18 | 11 | 0 | 0% | 5135 | 0 | 0 | 0% | 4870 | 0 | 0% | 5626 | 0
2020 | 3 | 18 | 2020-03-18 | 11 | 2020-03-18 | 12 | 0 | 0% | 5135 | 0 | 0 | 0% | 4870 | 0 | 0% | 5626 | 0
2020 | 3 | 18 | 2020-03-18 | 12 | 2020-03-18 | 13 | 0 | 0% | 5135 | 0 | 0 | 0% | 4870 | 0 | 0% | 5626 | 0
2020 | 3 | 18 | 2020-03-18 | 13 | 2020-03-18 | 14 | 0 | 0% | 5135 | 0 | 0 | 0% | 4870 | 0 | 0% | 5626 | 0
2020 | 3 | 18 | 2020-03-18 | 14 | 2020-03-18 | 15 | 0 | 0% | 5135 | 0 | 0 | 0% | 4870 | 0 | 0% | 5626 | 0
2020 | 3 | 18 | 2020-03-18 | 15 | 2020-03-18 | 16 | 0 | 0% | 5135 | 0 | 0 | 0% | 4870 | 0 | 0% | 5626 | 0
2020 | 3 | 18 | 2020-03-18 | 16 | 2020-03-18 | 17 | 32.9552 | 3.984e-05% | 4580 | 0 | 309.3753 | 0.0005348% | 3299 | 0 | 0.0002873% | 4092 | 0
2020 | 3 | 18 | 2020-03-18 | 17 | 2020-03-18 | 18 | 0 | 0% | 5135 | 0 | 0 | 0% | 4870 | 0 | 0% | 5626 | 0
2020 | 3 | 18 | 2020-03-18 | 18 | 2020-03-18 | 19 | 12.6756 | 1.532e-05% | 4797 | 0 | 0 | 0% | 4870 | 0 | 7.662e-06% | 5478 | 0
2020 | 3 | 18 | 2020-03-18 | 19 | 2020-03-18 | 20 | 11125.9304 | 0.01345% | 1954 | 0 | 6054.6756 | 0.01047% | 1800 | 0 | 0.01196% | 1911 | 0
2020 | 3 | 18 | 2020-03-18 | 20 | 2020-03-18 | 21 | 38020.9031 | 0.04597% | 801 | 0 | 32505.2648 | 0.05619% | 658 | 0 | 0.05108% | 705 | 0
2020 | 3 | 18 | 2020-03-18 | 21 | 2020-03-18 | 22 | 31412.1976 | 0.03798% | 1029 | 0 | 24658.4595 | 0.04263% | 895 | 0 | 0.0403% | 952 | 0
2020 | 3 | 18 | 2020-03-18 | 22 | 2020-03-18 | 23 | 19156.1097 | 0.02316% | 1544 | 0 | 13144.031 | 0.02272% | 1369 | 0 | 0.02294% | 1462 | 0
2020 | 3 | 18 | 2020-03-18 | 23 | 2020-03-18 | 24 | 1259.4871 | 0.001523% | 3213 | 0 | 569.5606 | 0.0009846% | 2935 | 0 | 0.001254% | 3224 | 0
2020 | 3 | 18 | 2020-03-18 | 24 | 2020-03-19 | 1 | 0 | 0% | 5135 | 0 | 0 | 0% | 4870 | 0 | 0% | 5626 | 0
2020 | 3 | 19 | 2020-03-19 | 1 | 2020-03-19 | 2 | 12.9548 | 1.566e-05% | 4790 | 0 | 142.031 | 0.0002455% | 3759 | 0 | 0.0001306% | 4533 | 0
2020 | 3 | 19 | 2020-03-19 | 2 | 2020-03-19 | 3 | 0 | 0% | 5135 | 0 | 0 | 0% | 4870 | 0 | 0% | 5626 | 0
2020 | 3 | 19 | 2020-03-19 | 3 | 2020-03-19 | 4 | 0 | 0% | 5135 | 0 | 0 | 0% | 4870 | 0 | 0% | 5626 | 0
2020 | 3 | 19 | 2020-03-19 | 4 | 2020-03-19 | 5 | 0 | 0% | 5135 | 0 | 0 | 0% | 4870 | 0 | 0% | 5626 | 0
2020 | 3 | 19 | 2020-03-19 | 5 | 2020-03-19 | 6 | 0 | 0% | 5135 | 0 | 0 | 0% | 4870 | 0 | 0% | 5626 | 0
2020 | 3 | 19 | 2020-03-19 | 6 | 2020-03-19 | 7 | 0 | 0% | 5135 | 0 | 0 | 0% | 4870 | 0 | 0% | 5626 | 0
2020 | 3 | 19 | 2020-03-19 | 7 | 2020-03-19 | 8 | 43.7358 | 5.287e-05% | 4492 | 0 | 30.4676 | 5.267e-05% | 4471 | 0 | 5.277e-05% | 4949 | 0
2020 | 3 | 19 | 2020-03-19 | 8 | 2020-03-19 | 9 | 1135.9066 | 0.001373% | 3278 | 0 | 301.9466 | 0.000522% | 3313 | 0 | 0.0009476% | 3391 | 0
2020 | 3 | 19 | 2020-03-19 | 9 | 2020-03-19 | 10 | 58.5032 | 7.073e-05% | 4411 | 0 | 2125.919 | 0.003675% | 2272 | 0 | 0.001873% | 2980 | 0
2020 | 3 | 19 | 2020-03-19 | 10 | 2020-03-19 | 11 | 0 | 0% | 5135 | 0 | 0 | 0% | 4870 | 0 | 0% | 5626 | 0
2020 | 3 | 19 | 2020-03-19 | 11 | 2020-03-19 | 12 | 0 | 0% | 5135 | 0 | 0 | 0% | 4870 | 0 | 0% | 5626 | 0
2020 | 3 | 19 | 2020-03-19 | 12 | 2020-03-19 | 13 | 0 | 0% | 5135 | 0 | 0 | 0% | 4870 | 0 | 0% | 5626 | 0
2020 | 3 | 19 | 2020-03-19 | 13 | 2020-03-19 | 14 | 0 | 0% | 5135 | 0 | 0 | 0% | 4870 | 0 | 0% | 5626 | 0
2020 | 3 | 19 | 2020-03-19 | 14 | 2020-03-19 | 15 | 0 | 0% | 5135 | 0 | 0 | 0% | 4870 | 0 | 0% | 5626 | 0
2020 | 3 | 19 | 2020-03-19 | 15 | 2020-03-19 | 16 | 0 | 0% | 5135 | 0 | 0 | 0% | 4870 | 0 | 0% | 5626 | 0
2020 | 3 | 19 | 2020-03-19 | 16 | 2020-03-19 | 17 | 19.2713 | 2.33e-05% | 4700 | 0 | 141.661 | 0.0002449% | 3761 | 0 | 0.0001341% | 4518 | 0
2020 | 3 | 19 | 2020-03-19 | 17 | 2020-03-19 | 18 | 0 | 0% | 5135 | 0 | 0 | 0% | 4870 | 0 | 0% | 5626 | 0
2020 | 3 | 19 | 2020-03-19 | 18 | 2020-03-19 | 19 | 38.8587 | 4.698e-05% | 4530 | 0 | 0 | 0% | 4870 | 0 | 2.349e-05% | 5234 | 0
2020 | 3 | 19 | 2020-03-19 | 19 | 2020-03-19 | 20 | 6897.2237 | 0.008338% | 2296 | 0 | 2731.7623 | 0.004723% | 2157 | 0 | 0.00653% | 2241 | 0
2020 | 3 | 19 | 2020-03-19 | 20 | 2020-03-19 | 21 | 32523.0968 | 0.03932% | 993 | 0 | 21732.1223 | 0.03757% | 1013 | 0 | 0.03844% | 1004 | 0
2020 | 3 | 19 | 2020-03-19 | 21 | 2020-03-19 | 22 | 26328.4129 | 0.03183% | 1221 | 0 | 16541.3593 | 0.0286% | 1221 | 0 | 0.03021% | 1217 | 0
2020 | 3 | 19 | 2020-03-19 | 22 | 2020-03-19 | 23 | 14678.6544 | 0.01775% | 1769 | 0 | 8611.9628 | 0.01489% | 1631 | 0 | 0.01632% | 1704 | 0
2020 | 3 | 19 | 2020-03-19 | 23 | 2020-03-19 | 24 | 536.7547 | 0.0006489% | 3633 | 0 | 214.6857 | 0.0003711% | 3519 | 0 | 0.00051% | 3747 | 0
2020 | 3 | 19 | 2020-03-19 | 24 | 2020-03-20 | 1 | 0 | 0% | 5135 | 0 | 0 | 0% | 4870 | 0 | 0% | 5626 | 0
2020 | 3 | 20 | 2020-03-20 | 1 | 2020-03-20 | 2 | 46.8901 | 5.669e-05% | 4472 | 0 | 35.8212 | 6.193e-05% | 4414 | 0 | 5.931e-05% | 4896 | 0
2020 | 3 | 20 | 2020-03-20 | 2 | 2020-03-20 | 3 | 0 | 0% | 5135 | 0 | 0 | 0% | 4870 | 0 | 0% | 5626 | 0
2020 | 3 | 20 | 2020-03-20 | 3 | 2020-03-20 | 4 | 0 | 0% | 5135 | 0 | 0 | 0% | 4870 | 0 | 0% | 5626 | 0
2020 | 3 | 20 | 2020-03-20 | 4 | 2020-03-20 | 5 | 0 | 0% | 5135 | 0 | 0 | 0% | 4870 | 0 | 0% | 5626 | 0
2020 | 3 | 20 | 2020-03-20 | 5 | 2020-03-20 | 6 | 0 | 0% | 5135 | 0 | 0 | 0% | 4870 | 0 | 0% | 5626 | 0
2020 | 3 | 20 | 2020-03-20 | 6 | 2020-03-20 | 7 | 0 | 0% | 5135 | 0 | 0 | 0% | 4870 | 0 | 0% | 5626 | 0
2020 | 3 | 20 | 2020-03-20 | 7 | 2020-03-20 | 8 | 0 | 0% | 5135 | 0 | 3.6251 | 6.267e-06% | 4819 | 0 | 3.133e-06% | 5565 | 0
2020 | 3 | 20 | 2020-03-20 | 8 | 2020-03-20 | 9 | 29.7345 | 3.595e-05% | 4610 | 0 | 0 | 0% | 4870 | 0 | 1.797e-05% | 5312 | 0
2020 | 3 | 20 | 2020-03-20 | 9 | 2020-03-20 | 10 | 4.8331 | 5.843e-06% | 4981 | 0 | 3497.6121 | 0.006047% | 2040 | 0 | 0.003026% | 2696 | 0
2020 | 3 | 20 | 2020-03-20 | 10 | 2020-03-20 | 11 | 0 | 0% | 5135 | 0 | 128.1143 | 0.0002215% | 3815 | 0 | 0.0001107% | 4601 | 0
2020 | 3 | 20 | 2020-03-20 | 11 | 2020-03-20 | 12 | 0 | 0% | 5135 | 0 | 0 | 0% | 4870 | 0 | 0% | 5626 | 0
2020 | 3 | 20 | 2020-03-20 | 12 | 2020-03-20 | 13 | 0 | 0% | 5135 | 0 | 0 | 0% | 4870 | 0 | 0% | 5626 | 0
2020 | 3 | 20 | 2020-03-20 | 13 | 2020-03-20 | 14 | 0 | 0% | 5135 | 0 | 0 | 0% | 4870 | 0 | 0% | 5626 | 0
2020 | 3 | 20 | 2020-03-20 | 14 | 2020-03-20 | 15 | 0 | 0% | 5135 | 0 | 0 | 0% | 4870 | 0 | 0% | 5626 | 0
2020 | 3 | 20 | 2020-03-20 | 15 | 2020-03-20 | 16 | 0 | 0% | 5135 | 0 | 0 | 0% | 4870 | 0 | 0% | 5626 | 0
2020 | 3 | 20 | 2020-03-20 | 16 | 2020-03-20 | 17 | 9.4031 | 1.137e-05% | 4857 | 0 | 7.1047 | 1.228e-05% | 4763 | 0 | 1.183e-05% | 5400 | 0
2020 | 3 | 20 | 2020-03-20 | 17 | 2020-03-20 | 18 | 0 | 0% | 5135 | 0 | 0 | 0% | 4870 | 0 | 0% | 5626 | 0
2020 | 3 | 20 | 2020-03-20 | 18 | 2020-03-20 | 19 | 0 | 0% | 5135 | 0 | 0 | 0% | 4870 | 0 | 0% | 5626 | 0
2020 | 3 | 20 | 2020-03-20 | 19 | 2020-03-20 | 20 | 3662.2612 | 0.004427% | 2658 | 0 | 397.5883 | 0.0006873% | 3149 | 0 | 0.002557% | 2812 | 0
2020 | 3 | 20 | 2020-03-20 | 20 | 2020-03-20 | 21 | 24035.8206 | 0.02906% | 1319 | 0 | 8603.3421 | 0.01487% | 1633 | 0 | 0.02197% | 1502 | 0
2020 | 3 | 20 | 2020-03-20 | 21 | 2020-03-20 | 22 | 18149.2982 | 0.02194% | 1591 | 0 | 5195.7075 | 0.008982% | 1863 | 0 | 0.01546% | 1749 | 0
2020 | 3 | 20 | 2020-03-20 | 22 | 2020-03-20 | 23 | 7934.7416 | 0.009593% | 2191 | 0 | 1758.5504 | 0.00304% | 2371 | 0 | 0.006316% | 2258 | 0
2020 | 3 | 20 | 2020-03-20 | 23 | 2020-03-20 | 24 | 77.237 | 9.338e-05% | 4336 | 0 | 10.2664 | 1.775e-05% | 4713 | 0 | 5.556e-05% | 4924 | 0
2020 | 3 | 20 | 2020-03-20 | 24 | 2020-03-21 | 1 | 0 | 0% | 5135 | 0 | 0 | 0% | 4870 | 0 | 0% | 5626 | 0
2020 | 3 | 21 | 2020-03-21 | 1 | 2020-03-21 | 2 | 0 | 0% | 5135 | 0 | 20.5865 | 3.559e-05% | 4586 | 0 | 1.779e-05% | 5313 | 0
2020 | 3 | 21 | 2020-03-21 | 2 | 2020-03-21 | 3 | 0 | 0% | 5135 | 0 | 0 | 0% | 4870 | 0 | 0% | 5626 | 0
2020 | 3 | 21 | 2020-03-21 | 3 | 2020-03-21 | 4 | 0 | 0% | 5135 | 0 | 0 | 0% | 4870 | 0 | 0% | 5626 | 0
2020 | 3 | 21 | 2020-03-21 | 4 | 2020-03-21 | 5 | 0 | 0% | 5135 | 0 | 0 | 0% | 4870 | 0 | 0% | 5626 | 0
2020 | 3 | 21 | 2020-03-21 | 5 | 2020-03-21 | 6 | 0 | 0% | 5135 | 0 | 0 | 0% | 4870 | 0 | 0% | 5626 | 0
2020 | 3 | 21 | 2020-03-21 | 6 | 2020-03-21 | 7 | 0 | 0% | 5135 | 0 | 0 | 0% | 4870 | 0 | 0% | 5626 | 0
2020 | 3 | 21 | 2020-03-21 | 7 | 2020-03-21 | 8 | 0 | 0% | 5135 | 0 | 0 | 0% | 4870 | 0 | 0% | 5626 | 0
2020 | 3 | 21 | 2020-03-21 | 8 | 2020-03-21 | 9 | 31.792 | 3.844e-05% | 4589 | 0 | 15.9568 | 2.759e-05% | 4640 | 0 | 3.301e-05% | 5132 | 0
2020 | 3 | 21 | 2020-03-21 | 9 | 2020-03-21 | 10 | 0 | 0% | 5135 | 0 | 5646.9615 | 0.009762% | 1827 | 0 | 0.004881% | 2414 | 0
2020 | 3 | 21 | 2020-03-21 | 10 | 2020-03-21 | 11 | 0 | 0% | 5135 | 0 | 361.8233 | 0.0006255% | 3200 | 0 | 0.0003128% | 4046 | 0
2020 | 3 | 21 | 2020-03-21 | 11 | 2020-03-21 | 12 | 0 | 0% | 5135 | 0 | 0 | 0% | 4870 | 0 | 0% | 5626 | 0
2020 | 3 | 21 | 2020-03-21 | 12 | 2020-03-21 | 13 | 0 | 0% | 5135 | 0 | 0 | 0% | 4870 | 0 | 0% | 5626 | 0
2020 | 3 | 21 | 2020-03-21 | 13 | 2020-03-21 | 14 | 0 | 0% | 5135 | 0 | 0 | 0% | 4870 | 0 | 0% | 5626 | 0
2020 | 3 | 21 | 2020-03-21 | 14 | 2020-03-21 | 15 | 0 | 0% | 5135 | 0 | 0 | 0% | 4870 | 0 | 0% | 5626 | 0
2020 | 3 | 21 | 2020-03-21 | 15 | 2020-03-21 | 16 | 0 | 0% | 5135 | 0 | 0 | 0% | 4870 | 0 | 0% | 5626 | 0
2020 | 3 | 21 | 2020-03-21 | 16 | 2020-03-21 | 17 | 221.9806 | 0.0002684% | 3994 | 0 | 0 | 0% | 4870 | 0 | 0.0001342% | 4516 | 0
2020 | 3 | 21 | 2020-03-21 | 17 | 2020-03-21 | 18 | 0 | 0% | 5135 | 0 | 0 | 0% | 4870 | 0 | 0% | 5626 | 0
2020 | 3 | 21 | 2020-03-21 | 18 | 2020-03-21 | 19 | 0 | 0% | 5135 | 0 | 0 | 0% | 4870 | 0 | 0% | 5626 | 0
2020 | 3 | 21 | 2020-03-21 | 19 | 2020-03-21 | 20 | 316.449 | 0.0003826% | 3865 | 0 | 14.4359 | 2.496e-05% | 4662 | 0 | 0.0002038% | 4277 | 0
2020 | 3 | 21 | 2020-03-21 | 20 | 2020-03-21 | 21 | 15679.787 | 0.01896% | 1719 | 0 | 5992.8732 | 0.01036% | 1803 | 0 | 0.01466% | 1794 | 0
2020 | 3 | 21 | 2020-03-21 | 21 | 2020-03-21 | 22 | 13218.1096 | 0.01598% | 1839 | 0 | 4648.3427 | 0.008036% | 1908 | 0 | 0.01201% | 1904 | 0
2020 | 3 | 21 | 2020-03-21 | 22 | 2020-03-21 | 23 | 3642.1288 | 0.004403% | 2662 | 0 | 1098.3396 | 0.001899% | 2588 | 0 | 0.003151% | 2668 | 0
2020 | 3 | 21 | 2020-03-21 | 23 | 2020-03-21 | 24 | 24.1773 | 2.923e-05% | 4657 | 0 | 0 | 0% | 4870 | 0 | 1.461e-05% | 5360 | 0
2020 | 3 | 21 | 2020-03-21 | 24 | 2020-03-22 | 1 | 0 | 0% | 5135 | 0 | 0 | 0% | 4870 | 0 | 0% | 5626 | 0
2020 | 3 | 22 | 2020-03-22 | 1 | 2020-03-22 | 2 | 0 | 0% | 5135 | 0 | 36.5844 | 6.325e-05% | 4401 | 0 | 3.162e-05% | 5146 | 0
2020 | 3 | 22 | 2020-03-22 | 2 | 2020-03-22 | 3 | 0 | 0% | 5135 | 0 | 0 | 0% | 4870 | 0 | 0% | 5626 | 0
2020 | 3 | 22 | 2020-03-22 | 3 | 2020-03-22 | 4 | 0 | 0% | 5135 | 0 | 0 | 0% | 4870 | 0 | 0% | 5626 | 0
2020 | 3 | 22 | 2020-03-22 | 4 | 2020-03-22 | 5 | 0 | 0% | 5135 | 0 | 0 | 0% | 4870 | 0 | 0% | 5626 | 0
2020 | 3 | 22 | 2020-03-22 | 5 | 2020-03-22 | 6 | 0 | 0% | 5135 | 0 | 0 | 0% | 4870 | 0 | 0% | 5626 | 0
2020 | 3 | 22 | 2020-03-22 | 6 | 2020-03-22 | 7 | 0 | 0% | 5135 | 0 | 12.188 | 2.107e-05% | 4687 | 0 | 1.053e-05% | 5422 | 0
2020 | 3 | 22 | 2020-03-22 | 7 | 2020-03-22 | 8 | 0 | 0% | 5135 | 0 | 127.8685 | 0.0002211% | 3819 | 0 | 0.0001105% | 4603 | 0
2020 | 3 | 22 | 2020-03-22 | 8 | 2020-03-22 | 9 | 8.4873 | 1.026e-05% | 4878 | 0 | 15.5371 | 2.686e-05% | 4645 | 0 | 1.856e-05% | 5297 | 0
2020 | 3 | 22 | 2020-03-22 | 9 | 2020-03-22 | 10 | 8.222 | 9.94e-06% | 4883 | 0 | 1402.9335 | 0.002425% | 2473 | 0 | 0.001218% | 3243 | 0
2020 | 3 | 22 | 2020-03-22 | 10 | 2020-03-22 | 11 | 0 | 0% | 5135 | 0 | 53.1945 | 9.196e-05% | 4244 | 0 | 4.598e-05% | 5002 | 0
2020 | 3 | 22 | 2020-03-22 | 11 | 2020-03-22 | 12 | 0 | 0% | 5135 | 0 | 0 | 0% | 4870 | 0 | 0% | 5626 | 0
2020 | 3 | 22 | 2020-03-22 | 12 | 2020-03-22 | 13 | 0 | 0% | 5135 | 0 | 0 | 0% | 4870 | 0 | 0% | 5626 | 0
2020 | 3 | 22 | 2020-03-22 | 13 | 2020-03-22 | 14 | 0 | 0% | 5135 | 0 | 0 | 0% | 4870 | 0 | 0% | 5626 | 0
2020 | 3 | 22 | 2020-03-22 | 14 | 2020-03-22 | 15 | 0 | 0% | 5135 | 0 | 0 | 0% | 4870 | 0 | 0% | 5626 | 0
2020 | 3 | 22 | 2020-03-22 | 15 | 2020-03-22 | 16 | 0 | 0% | 5135 | 0 | 0 | 0% | 4870 | 0 | 0% | 5626 | 0
2020 | 3 | 22 | 2020-03-22 | 16 | 2020-03-22 | 17 | 114.2571 | 0.0001381% | 4229 | 0 | 1768.2215 | 0.003057% | 2368 | 0 | 0.001597% | 3065 | 0
2020 | 3 | 22 | 2020-03-22 | 17 | 2020-03-22 | 18 | 0 | 0% | 5135 | 0 | 0 | 0% | 4870 | 0 | 0% | 5626 | 0
2020 | 3 | 22 | 2020-03-22 | 18 | 2020-03-22 | 19 | 0 | 0% | 5135 | 0 | 0 | 0% | 4870 | 0 | 0% | 5626 | 0
2020 | 3 | 22 | 2020-03-22 | 19 | 2020-03-22 | 20 | 192.5258 | 0.0002328% | 4044 | 0 | 2.9501 | 5.1e-06% | 4834 | 0 | 0.0001189% | 4572 | 0
2020 | 3 | 22 | 2020-03-22 | 20 | 2020-03-22 | 21 | 12931.1167 | 0.01563% | 1856 | 0 | 5261.4079 | 0.009096% | 1859 | 0 | 0.01236% | 1891 | 0
2020 | 3 | 22 | 2020-03-22 | 21 | 2020-03-22 | 22 | 12387.2874 | 0.01498% | 1884 | 0 | 4844.4011 | 0.008375% | 1892 | 0 | 0.01168% | 1921 | 0
2020 | 3 | 22 | 2020-03-22 | 22 | 2020-03-22 | 23 | 2914.4422 | 0.003523% | 2790 | 0 | 1130.9792 | 0.001955% | 2574 | 0 | 0.002739% | 2764 | 0
2020 | 3 | 22 | 2020-03-22 | 23 | 2020-03-22 | 24 | 0 | 0% | 5135 | 0 | 0 | 0% | 4870 | 0 | 0% | 5626 | 0
2020 | 3 | 22 | 2020-03-22 | 24 | 2020-03-23 | 1 | 0 | 0% | 5135 | 0 | 0 | 0% | 4870 | 0 | 0% | 5626 | 0
2020 | 3 | 23 | 2020-03-23 | 1 | 2020-03-23 | 2 | 0 | 0% | 5135 | 0 | 8.297 | 1.434e-05% | 4747 | 0 | 7.172e-06% | 5490 | 0
2020 | 3 | 23 | 2020-03-23 | 2 | 2020-03-23 | 3 | 0 | 0% | 5135 | 0 | 0 | 0% | 4870 | 0 | 0% | 5626 | 0
2020 | 3 | 23 | 2020-03-23 | 3 | 2020-03-23 | 4 | 0 | 0% | 5135 | 0 | 0 | 0% | 4870 | 0 | 0% | 5626 | 0
2020 | 3 | 23 | 2020-03-23 | 4 | 2020-03-23 | 5 | 0 | 0% | 5135 | 0 | 0 | 0% | 4870 | 0 | 0% | 5626 | 0
2020 | 3 | 23 | 2020-03-23 | 5 | 2020-03-23 | 6 | 0 | 0% | 5135 | 0 | 0 | 0% | 4870 | 0 | 0% | 5626 | 0
2020 | 3 | 23 | 2020-03-23 | 6 | 2020-03-23 | 7 | 0 | 0% | 5135 | 0 | 0 | 0% | 4870 | 0 | 0% | 5626 | 0
2020 | 3 | 23 | 2020-03-23 | 7 | 2020-03-23 | 8 | 0 | 0% | 5135 | 0 | 19.819 | 3.426e-05% | 4598 | 0 | 1.713e-05% | 5326 | 0
2020 | 3 | 23 | 2020-03-23 | 8 | 2020-03-23 | 9 | 31.1753 | 3.769e-05% | 4595 | 0 | 0 | 0% | 4870 | 0 | 1.884e-05% | 5295 | 0
2020 | 3 | 23 | 2020-03-23 | 9 | 2020-03-23 | 10 | 15.8744 | 1.919e-05% | 4753 | 0 | 5146.298 | 0.008897% | 1867 | 0 | 0.004458% | 2476 | 0
2020 | 3 | 23 | 2020-03-23 | 10 | 2020-03-23 | 11 | 0 | 0% | 5135 | 0 | 1196.1594 | 0.002068% | 2554 | 0 | 0.001034% | 3332 | 0
2020 | 3 | 23 | 2020-03-23 | 11 | 2020-03-23 | 12 | 0 | 0% | 5135 | 0 | 0 | 0% | 4870 | 0 | 0% | 5626 | 0
2020 | 3 | 23 | 2020-03-23 | 12 | 2020-03-23 | 13 | 0 | 0% | 5135 | 0 | 0 | 0% | 4870 | 0 | 0% | 5626 | 0
2020 | 3 | 23 | 2020-03-23 | 13 | 2020-03-23 | 14 | 0 | 0% | 5135 | 0 | 0 | 0% | 4870 | 0 | 0% | 5626 | 0
2020 | 3 | 23 | 2020-03-23 | 14 | 2020-03-23 | 15 | 0 | 0% | 5135 | 0 | 0 | 0% | 4870 | 0 | 0% | 5626 | 0
2020 | 3 | 23 | 2020-03-23 | 15 | 2020-03-23 | 16 | 0 | 0% | 5135 | 0 | 0 | 0% | 4870 | 0 | 0% | 5626 | 0
2020 | 3 | 23 | 2020-03-23 | 16 | 2020-03-23 | 17 | 18.5353 | 2.241e-05% | 4712 | 0 | 138.7342 | 0.0002398% | 3775 | 0 | 0.0001311% | 4529 | 0
2020 | 3 | 23 | 2020-03-23 | 17 | 2020-03-23 | 18 | 0 | 0% | 5135 | 0 | 0 | 0% | 4870 | 0 | 0% | 5626 | 0
2020 | 3 | 23 | 2020-03-23 | 18 | 2020-03-23 | 19 | 0 | 0% | 5135 | 0 | 0 | 0% | 4870 | 0 | 0% | 5626 | 0
2020 | 3 | 23 | 2020-03-23 | 19 | 2020-03-23 | 20 | 3274.6989 | 0.003959% | 2722 | 0 | 246.4746 | 0.0004261% | 3433 | 0 | 0.002193% | 2906 | 0
2020 | 3 | 23 | 2020-03-23 | 20 | 2020-03-23 | 21 | 28144.6807 | 0.03403% | 1151 | 0 | 13592.5673 | 0.0235% | 1344 | 0 | 0.02876% | 1257 | 0
2020 | 3 | 23 | 2020-03-23 | 21 | 2020-03-23 | 22 | 21455.3292 | 0.02594% | 1444 | 0 | 9401.2511 | 0.01625% | 1580 | 0 | 0.0211% | 1541 | 0
2020 | 3 | 23 | 2020-03-23 | 22 | 2020-03-23 | 23 | 13069.2208 | 0.0158% | 1847 | 0 | 5273.7294 | 0.009117% | 1857 | 0 | 0.01246% | 1885 | 0
2020 | 3 | 23 | 2020-03-23 | 23 | 2020-03-23 | 24 | 842.1256 | 0.001018% | 3418 | 0 | 125.4668 | 0.0002169% | 3830 | 0 | 0.0006175% | 3648 | 0
2020 | 3 | 23 | 2020-03-23 | 24 | 2020-03-24 | 1 | 0 | 0% | 5135 | 0 | 0 | 0% | 4870 | 0 | 0% | 5626 | 0
2020 | 3 | 24 | 2020-03-24 | 1 | 2020-03-24 | 2 | 12.9143 | 1.561e-05% | 4792 | 0 | 101.2858 | 0.0001751% | 3929 | 0 | 9.536e-05% | 4680 | 0
2020 | 3 | 24 | 2020-03-24 | 2 | 2020-03-24 | 3 | 0 | 0% | 5135 | 0 | 0 | 0% | 4870 | 0 | 0% | 5626 | 0
2020 | 3 | 24 | 2020-03-24 | 3 | 2020-03-24 | 4 | 0 | 0% | 5135 | 0 | 0 | 0% | 4870 | 0 | 0% | 5626 | 0
2020 | 3 | 24 | 2020-03-24 | 4 | 2020-03-24 | 5 | 0 | 0% | 5135 | 0 | 0 | 0% | 4870 | 0 | 0% | 5626 | 0
2020 | 3 | 24 | 2020-03-24 | 5 | 2020-03-24 | 6 | 0 | 0% | 5135 | 0 | 0 | 0% | 4870 | 0 | 0% | 5626 | 0
2020 | 3 | 24 | 2020-03-24 | 6 | 2020-03-24 | 7 | 0 | 0% | 5135 | 0 | 0 | 0% | 4870 | 0 | 0% | 5626 | 0
2020 | 3 | 24 | 2020-03-24 | 7 | 2020-03-24 | 8 | 0 | 0% | 5135 | 0 | 43.407 | 7.504e-05% | 4337 | 0 | 3.752e-05% | 5077 | 0
2020 | 3 | 24 | 2020-03-24 | 8 | 2020-03-24 | 9 | 20.6145 | 2.492e-05% | 4693 | 0 | 30.4132 | 5.258e-05% | 4473 | 0 | 3.875e-05% | 5062 | 0
2020 | 3 | 24 | 2020-03-24 | 9 | 2020-03-24 | 10 | 0 | 0% | 5135 | 0 | 1293.7372 | 0.002237% | 2518 | 0 | 0.001118% | 3293 | 0
2020 | 3 | 24 | 2020-03-24 | 10 | 2020-03-24 | 11 | 0 | 0% | 5135 | 0 | 0 | 0% | 4870 | 0 | 0% | 5626 | 0
2020 | 3 | 24 | 2020-03-24 | 11 | 2020-03-24 | 12 | 0 | 0% | 5135 | 0 | 0 | 0% | 4870 | 0 | 0% | 5626 | 0
2020 | 3 | 24 | 2020-03-24 | 12 | 2020-03-24 | 13 | 0 | 0% | 5135 | 0 | 0 | 0% | 4870 | 0 | 0% | 5626 | 0
2020 | 3 | 24 | 2020-03-24 | 13 | 2020-03-24 | 14 | 0 | 0% | 5135 | 0 | 0 | 0% | 4870 | 0 | 0% | 5626 | 0
2020 | 3 | 24 | 2020-03-24 | 14 | 2020-03-24 | 15 | 0 | 0% | 5135 | 0 | 0 | 0% | 4870 | 0 | 0% | 5626 | 0
2020 | 3 | 24 | 2020-03-24 | 15 | 2020-03-24 | 16 | 0 | 0% | 5135 | 0 | 0 | 0% | 4870 | 0 | 0% | 5626 | 0
2020 | 3 | 24 | 2020-03-24 | 16 | 2020-03-24 | 17 | 30.0151 | 3.629e-05% | 4605 | 0 | 107.8604 | 0.0001865% | 3896 | 0 | 0.0001114% | 4597 | 0
2020 | 3 | 24 | 2020-03-24 | 17 | 2020-03-24 | 18 | 0 | 0% | 5135 | 0 | 0 | 0% | 4870 | 0 | 0% | 5626 | 0
2020 | 3 | 24 | 2020-03-24 | 18 | 2020-03-24 | 19 | 0 | 0% | 5135 | 0 | 0 | 0% | 4870 | 0 | 0% | 5626 | 0
2020 | 3 | 24 | 2020-03-24 | 19 | 2020-03-24 | 20 | 5071.8961 | 0.006132% | 2463 | 0 | 1384.9742 | 0.002394% | 2484 | 0 | 0.004263% | 2497 | 0
2020 | 3 | 24 | 2020-03-24 | 20 | 2020-03-24 | 21 | 28071.2245 | 0.03394% | 1153 | 0 | 18260.8107 | 0.03157% | 1148 | 0 | 0.03275% | 1156 | 0
2020 | 3 | 24 | 2020-03-24 | 21 | 2020-03-24 | 22 | 20731.8422 | 0.02506% | 1479 | 0 | 13027.5513 | 0.02252% | 1374 | 0 | 0.02379% | 1433 | 0
2020 | 3 | 24 | 2020-03-24 | 22 | 2020-03-24 | 23 | 9342.3901 | 0.01129% | 2084 | 0 | 4482.8328 | 0.00775% | 1925 | 0 | 0.009522% | 2036 | 0
2020 | 3 | 24 | 2020-03-24 | 23 | 2020-03-24 | 24 | 323.9041 | 0.0003916% | 3859 | 0 | 45.0331 | 7.785e-05% | 4325 | 0 | 0.0002347% | 4201 | 0
2020 | 3 | 24 | 2020-03-24 | 24 | 2020-03-25 | 1 | 0 | 0% | 5135 | 0 | 0 | 0% | 4870 | 0 | 0% | 5626 | 0
2020 | 3 | 25 | 2020-03-25 | 1 | 2020-03-25 | 2 | 5.4791 | 6.624e-06% | 4966 | 0 | 46.2279 | 7.992e-05% | 4316 | 0 | 4.327e-05% | 5026 | 0
2020 | 3 | 25 | 2020-03-25 | 2 | 2020-03-25 | 3 | 0 | 0% | 5135 | 0 | 0 | 0% | 4870 | 0 | 0% | 5626 | 0
2020 | 3 | 25 | 2020-03-25 | 3 | 2020-03-25 | 4 | 0 | 0% | 5135 | 0 | 0 | 0% | 4870 | 0 | 0% | 5626 | 0
2020 | 3 | 25 | 2020-03-25 | 4 | 2020-03-25 | 5 | 0 | 0% | 5135 | 0 | 0 | 0% | 4870 | 0 | 0% | 5626 | 0
2020 | 3 | 25 | 2020-03-25 | 5 | 2020-03-25 | 6 | 0 | 0% | 5135 | 0 | 0 | 0% | 4870 | 0 | 0% | 5626 | 0
2020 | 3 | 25 | 2020-03-25 | 6 | 2020-03-25 | 7 | 0 | 0% | 5135 | 0 | 0 | 0% | 4870 | 0 | 0% | 5626 | 0
2020 | 3 | 25 | 2020-03-25 | 7 | 2020-03-25 | 8 | 0 | 0% | 5135 | 0 | 40.0245 | 6.919e-05% | 4369 | 0 | 3.46e-05% | 5116 | 0
2020 | 3 | 25 | 2020-03-25 | 8 | 2020-03-25 | 9 | 13.2412 | 1.601e-05% | 4786 | 0 | 0 | 0% | 4870 | 0 | 8.004e-06% | 5469 | 0
2020 | 3 | 25 | 2020-03-25 | 9 | 2020-03-25 | 10 | 0 | 0% | 5135 | 0 | 2626.7907 | 0.004541% | 2181 | 0 | 0.002271% | 2878 | 0
2020 | 3 | 25 | 2020-03-25 | 10 | 2020-03-25 | 11 | 0 | 0% | 5135 | 0 | 0 | 0% | 4870 | 0 | 0% | 5626 | 0
2020 | 3 | 25 | 2020-03-25 | 11 | 2020-03-25 | 12 | 0 | 0% | 5135 | 0 | 0 | 0% | 4870 | 0 | 0% | 5626 | 0
2020 | 3 | 25 | 2020-03-25 | 12 | 2020-03-25 | 13 | 0 | 0% | 5135 | 0 | 0 | 0% | 4870 | 0 | 0% | 5626 | 0
2020 | 3 | 25 | 2020-03-25 | 13 | 2020-03-25 | 14 | 0 | 0% | 5135 | 0 | 0 | 0% | 4870 | 0 | 0% | 5626 | 0
2020 | 3 | 25 | 2020-03-25 | 14 | 2020-03-25 | 15 | 0 | 0% | 5135 | 0 | 0 | 0% | 4870 | 0 | 0% | 5626 | 0
2020 | 3 | 25 | 2020-03-25 | 15 | 2020-03-25 | 16 | 0 | 0% | 5135 | 0 | 1396.4092 | 0.002414% | 2476 | 0 | 0.001207% | 3252 | 0
2020 | 3 | 25 | 2020-03-25 | 16 | 2020-03-25 | 17 | 31.6894 | 3.831e-05% | 4590 | 0 | 27.7729 | 4.801e-05% | 4503 | 0 | 4.316e-05% | 5027 | 0
2020 | 3 | 25 | 2020-03-25 | 17 | 2020-03-25 | 18 | 0 | 0% | 5135 | 0 | 0 | 0% | 4870 | 0 | 0% | 5626 | 0
2020 | 3 | 25 | 2020-03-25 | 18 | 2020-03-25 | 19 | 0 | 0% | 5135 | 0 | 0 | 0% | 4870 | 0 | 0% | 5626 | 0
2020 | 3 | 25 | 2020-03-25 | 19 | 2020-03-25 | 20 | 5927.6689 | 0.007166% | 2378 | 0 | 1073.2882 | 0.001855% | 2597 | 0 | 0.004511% | 2462 | 0
2020 | 3 | 25 | 2020-03-25 | 20 | 2020-03-25 | 21 | 28757.8302 | 0.03477% | 1128 | 0 | 13727.3764 | 0.02373% | 1338 | 0 | 0.02925% | 1248 | 0
2020 | 3 | 25 | 2020-03-25 | 21 | 2020-03-25 | 22 | 21240.9928 | 0.02568% | 1453 | 0 | 9723.3797 | 0.01681% | 1558 | 0 | 0.02124% | 1535 | 0
2020 | 3 | 25 | 2020-03-25 | 22 | 2020-03-25 | 23 | 11489.8108 | 0.01389% | 1935 | 0 | 4582.7083 | 0.007922% | 1911 | 0 | 0.01091% | 1962 | 0
2020 | 3 | 25 | 2020-03-25 | 23 | 2020-03-25 | 24 | 334.7574 | 0.0004047% | 3843 | 0 | 98.118 | 0.0001696% | 3945 | 0 | 0.0002872% | 4093 | 0
2020 | 3 | 25 | 2020-03-25 | 24 | 2020-03-26 | 1 | 0 | 0% | 5135 | 0 | 0 | 0% | 4870 | 0 | 0% | 5626 | 0
2020 | 3 | 26 | 2020-03-26 | 1 | 2020-03-26 | 2 | 22.3995 | 2.708e-05% | 4675 | 0 | 183.8917 | 0.0003179% | 3616 | 0 | 0.0001725% | 4373 | 0
2020 | 3 | 26 | 2020-03-26 | 2 | 2020-03-26 | 3 | 0 | 0% | 5135 | 0 | 0 | 0% | 4870 | 0 | 0% | 5626 | 0
2020 | 3 | 26 | 2020-03-26 | 3 | 2020-03-26 | 4 | 0 | 0% | 5135 | 0 | 0 | 0% | 4870 | 0 | 0% | 5626 | 0
2020 | 3 | 26 | 2020-03-26 | 4 | 2020-03-26 | 5 | 0 | 0% | 5135 | 0 | 0 | 0% | 4870 | 0 | 0% | 5626 | 0
2020 | 3 | 26 | 2020-03-26 | 5 | 2020-03-26 | 6 | 0 | 0% | 5135 | 0 | 0 | 0% | 4870 | 0 | 0% | 5626 | 0
2020 | 3 | 26 | 2020-03-26 | 6 | 2020-03-26 | 7 | 0 | 0% | 5135 | 0 | 0 | 0% | 4870 | 0 | 0% | 5626 | 0
2020 | 3 | 26 | 2020-03-26 | 7 | 2020-03-26 | 8 | 0 | 0% | 5135 | 0 | 55.8257 | 9.651e-05% | 4220 | 0 | 4.825e-05% | 4985 | 0
2020 | 3 | 26 | 2020-03-26 | 8 | 2020-03-26 | 9 | 355.0512 | 0.0004292% | 3815 | 0 | 203.3448 | 0.0003515% | 3550 | 0 | 0.0003904% | 3907 | 0
2020 | 3 | 26 | 2020-03-26 | 9 | 2020-03-26 | 10 | 0 | 0% | 5135 | 0 | 169.1028 | 0.0002923% | 3669 | 0 | 0.0001462% | 4453 | 0
2020 | 3 | 26 | 2020-03-26 | 10 | 2020-03-26 | 11 | 0 | 0% | 5135 | 0 | 0 | 0% | 4870 | 0 | 0% | 5626 | 0
2020 | 3 | 26 | 2020-03-26 | 11 | 2020-03-26 | 12 | 0 | 0% | 5135 | 0 | 0 | 0% | 4870 | 0 | 0% | 5626 | 0
2020 | 3 | 26 | 2020-03-26 | 12 | 2020-03-26 | 13 | 0 | 0% | 5135 | 0 | 0 | 0% | 4870 | 0 | 0% | 5626 | 0
2020 | 3 | 26 | 2020-03-26 | 13 | 2020-03-26 | 14 | 0 | 0% | 5135 | 0 | 0 | 0% | 4870 | 0 | 0% | 5626 | 0
2020 | 3 | 26 | 2020-03-26 | 14 | 2020-03-26 | 15 | 0 | 0% | 5135 | 0 | 0 | 0% | 4870 | 0 | 0% | 5626 | 0
2020 | 3 | 26 | 2020-03-26 | 15 | 2020-03-26 | 16 | 0 | 0% | 5135 | 0 | 169.0056 | 0.0002922% | 3670 | 0 | 0.0001461% | 4454 | 0
2020 | 3 | 26 | 2020-03-26 | 16 | 2020-03-26 | 17 | 19.1291 | 2.313e-05% | 4701 | 0 | 113.1919 | 0.0001957% | 3879 | 0 | 0.0001094% | 4611 | 0
2020 | 3 | 26 | 2020-03-26 | 17 | 2020-03-26 | 18 | 0 | 0% | 5135 | 0 | 0 | 0% | 4870 | 0 | 0% | 5626 | 0
2020 | 3 | 26 | 2020-03-26 | 18 | 2020-03-26 | 19 | 18.4597 | 2.232e-05% | 4713 | 0 | 0 | 0% | 4870 | 0 | 1.116e-05% | 5416 | 0
2020 | 3 | 26 | 2020-03-26 | 19 | 2020-03-26 | 20 | 7307.7647 | 0.008835% | 2256 | 0 | 1496.2708 | 0.002587% | 2446 | 0 | 0.005711% | 2335 | 0
2020 | 3 | 26 | 2020-03-26 | 20 | 2020-03-26 | 21 | 33147.5382 | 0.04007% | 977 | 0 | 17086.9677 | 0.02954% | 1194 | 0 | 0.03481% | 1092 | 0
2020 | 3 | 26 | 2020-03-26 | 21 | 2020-03-26 | 22 | 25820.069 | 0.03122% | 1249 | 0 | 13665.3376 | 0.02362% | 1341 | 0 | 0.02742% | 1302 | 0
2020 | 3 | 26 | 2020-03-26 | 22 | 2020-03-26 | 23 | 13999.1004 | 0.01692% | 1805 | 0 | 5938.8699 | 0.01027% | 1808 | 0 | 0.0136% | 1839 | 0
2020 | 3 | 26 | 2020-03-26 | 23 | 2020-03-26 | 24 | 642.8767 | 0.0007772% | 3554 | 0 | 155.3028 | 0.0002685% | 3713 | 0 | 0.0005228% | 3735 | 0
2020 | 3 | 26 | 2020-03-26 | 24 | 2020-03-27 | 1 | 0 | 0% | 5135 | 0 | 0 | 0% | 4870 | 0 | 0% | 5626 | 0
2020 | 3 | 27 | 2020-03-27 | 1 | 2020-03-27 | 2 | 2.3119 | 2.795e-06% | 5055 | 0 | 17.3677 | 3.002e-05% | 4625 | 0 | 1.641e-05% | 5335 | 0
2020 | 3 | 27 | 2020-03-27 | 2 | 2020-03-27 | 3 | 0 | 0% | 5135 | 0 | 0 | 0% | 4870 | 0 | 0% | 5626 | 0
2020 | 3 | 27 | 2020-03-27 | 3 | 2020-03-27 | 4 | 0 | 0% | 5135 | 0 | 0 | 0% | 4870 | 0 | 0% | 5626 | 0
2020 | 3 | 27 | 2020-03-27 | 4 | 2020-03-27 | 5 | 0 | 0% | 5135 | 0 | 0 | 0% | 4870 | 0 | 0% | 5626 | 0
2020 | 3 | 27 | 2020-03-27 | 5 | 2020-03-27 | 6 | 0 | 0% | 5135 | 0 | 0 | 0% | 4870 | 0 | 0% | 5626 | 0
2020 | 3 | 27 | 2020-03-27 | 6 | 2020-03-27 | 7 | 0 | 0% | 5135 | 0 | 0 | 0% | 4870 | 0 | 0% | 5626 | 0
2020 | 3 | 27 | 2020-03-27 | 7 | 2020-03-27 | 8 | 0 | 0% | 5135 | 0 | 5.5162 | 9.536e-06% | 4791 | 0 | 4.768e-06% | 5533 | 0
2020 | 3 | 27 | 2020-03-27 | 8 | 2020-03-27 | 9 | 16.4931 | 1.994e-05% | 4740 | 0 | 0 | 0% | 4870 | 0 | 9.97e-06% | 5434 | 0
2020 | 3 | 27 | 2020-03-27 | 9 | 2020-03-27 | 10 | 0 | 0% | 5135 | 0 | 3270.8422 | 0.005654% | 2074 | 0 | 0.002827% | 2749 | 0
2020 | 3 | 27 | 2020-03-27 | 10 | 2020-03-27 | 11 | 0 | 0% | 5135 | 0 | 0 | 0% | 4870 | 0 | 0% | 5626 | 0
2020 | 3 | 27 | 2020-03-27 | 11 | 2020-03-27 | 12 | 0 | 0% | 5135 | 0 | 0 | 0% | 4870 | 0 | 0% | 5626 | 0
2020 | 3 | 27 | 2020-03-27 | 12 | 2020-03-27 | 13 | 0 | 0% | 5135 | 0 | 0 | 0% | 4870 | 0 | 0% | 5626 | 0
2020 | 3 | 27 | 2020-03-27 | 13 | 2020-03-27 | 14 | 0 | 0% | 5135 | 0 | 0 | 0% | 4870 | 0 | 0% | 5626 | 0
2020 | 3 | 27 | 2020-03-27 | 14 | 2020-03-27 | 15 | 0 | 0% | 5135 | 0 | 0 | 0% | 4870 | 0 | 0% | 5626 | 0
2020 | 3 | 27 | 2020-03-27 | 15 | 2020-03-27 | 16 | 0 | 0% | 5135 | 0 | 0 | 0% | 4870 | 0 | 0% | 5626 | 0
2020 | 3 | 27 | 2020-03-27 | 16 | 2020-03-27 | 17 | 35.1522 | 4.25e-05% | 4558 | 0 | 0 | 0% | 4870 | 0 | 2.125e-05% | 5263 | 0
2020 | 3 | 27 | 2020-03-27 | 17 | 2020-03-27 | 18 | 0 | 0% | 5135 | 0 | 0 | 0% | 4870 | 0 | 0% | 5626 | 0
2020 | 3 | 27 | 2020-03-27 | 18 | 2020-03-27 | 19 | 0 | 0% | 5135 | 0 | 0 | 0% | 4870 | 0 | 0% | 5626 | 0
2020 | 3 | 27 | 2020-03-27 | 19 | 2020-03-27 | 20 | 664.3399 | 0.0008032% | 3538 | 0 | 87.925 | 0.000152% | 3996 | 0 | 0.0004776% | 3789 | 0
2020 | 3 | 27 | 2020-03-27 | 20 | 2020-03-27 | 21 | 21107.8804 | 0.02552% | 1463 | 0 | 9053.166 | 0.01565% | 1603 | 0 | 0.02058% | 1561 | 0
2020 | 3 | 27 | 2020-03-27 | 21 | 2020-03-27 | 22 | 15541.0737 | 0.01879% | 1726 | 0 | 5569.1519 | 0.009628% | 1838 | 0 | 0.01421% | 1811 | 0
2020 | 3 | 27 | 2020-03-27 | 22 | 2020-03-27 | 23 | 9058.4828 | 0.01095% | 2104 | 0 | 2719.6272 | 0.004702% | 2162 | 0 | 0.007826% | 2131 | 0
2020 | 3 | 27 | 2020-03-27 | 23 | 2020-03-27 | 24 | 476.0675 | 0.0005755% | 3685 | 0 | 107.3667 | 0.0001856% | 3898 | 0 | 0.0003806% | 3923 | 0
2020 | 3 | 27 | 2020-03-27 | 24 | 2020-03-28 | 1 | 0 | 0% | 5135 | 0 | 0 | 0% | 4870 | 0 | 0% | 5626 | 0
2020 | 3 | 28 | 2020-03-28 | 1 | 2020-03-28 | 2 | 20.7557 | 2.509e-05% | 4691 | 0 | 67.5147 | 0.0001167% | 4130 | 0 | 7.09e-05% | 4813 | 0
2020 | 3 | 28 | 2020-03-28 | 2 | 2020-03-28 | 3 | 0 | 0% | 5135 | 0 | 0 | 0% | 4870 | 0 | 0% | 5626 | 0
2020 | 3 | 28 | 2020-03-28 | 3 | 2020-03-28 | 4 | 0 | 0% | 5135 | 0 | 0 | 0% | 4870 | 0 | 0% | 5626 | 0
2020 | 3 | 28 | 2020-03-28 | 4 | 2020-03-28 | 5 | 0 | 0% | 5135 | 0 | 0 | 0% | 4870 | 0 | 0% | 5626 | 0
2020 | 3 | 28 | 2020-03-28 | 5 | 2020-03-28 | 6 | 0 | 0% | 5135 | 0 | 0 | 0% | 4870 | 0 | 0% | 5626 | 0
2020 | 3 | 28 | 2020-03-28 | 6 | 2020-03-28 | 7 | 0 | 0% | 5135 | 0 | 0 | 0% | 4870 | 0 | 0% | 5626 | 0
2020 | 3 | 28 | 2020-03-28 | 7 | 2020-03-28 | 8 | 4.4329 | 5.359e-06% | 4992 | 0 | 40.7326 | 7.042e-05% | 4362 | 0 | 3.789e-05% | 5073 | 0
2020 | 3 | 28 | 2020-03-28 | 8 | 2020-03-28 | 9 | 0 | 0% | 5135 | 0 | 0 | 0% | 4870 | 0 | 0% | 5626 | 0
2020 | 3 | 28 | 2020-03-28 | 9 | 2020-03-28 | 10 | 2.5756 | 3.114e-06% | 5048 | 0 | 2904.0419 | 0.00502% | 2129 | 0 | 0.002512% | 2820 | 0
2020 | 3 | 28 | 2020-03-28 | 10 | 2020-03-28 | 11 | 0 | 0% | 5135 | 0 | 0 | 0% | 4870 | 0 | 0% | 5626 | 0
2020 | 3 | 28 | 2020-03-28 | 11 | 2020-03-28 | 12 | 0 | 0% | 5135 | 0 | 0 | 0% | 4870 | 0 | 0% | 5626 | 0
2020 | 3 | 28 | 2020-03-28 | 12 | 2020-03-28 | 13 | 0 | 0% | 5135 | 0 | 0 | 0% | 4870 | 0 | 0% | 5626 | 0
2020 | 3 | 28 | 2020-03-28 | 13 | 2020-03-28 | 14 | 0 | 0% | 5135 | 0 | 0 | 0% | 4870 | 0 | 0% | 5626 | 0
2020 | 3 | 28 | 2020-03-28 | 14 | 2020-03-28 | 15 | 0 | 0% | 5135 | 0 | 0 | 0% | 4870 | 0 | 0% | 5626 | 0
2020 | 3 | 28 | 2020-03-28 | 15 | 2020-03-28 | 16 | 0 | 0% | 5135 | 0 | 0 | 0% | 4870 | 0 | 0% | 5626 | 0
2020 | 3 | 28 | 2020-03-28 | 16 | 2020-03-28 | 17 | 64.8098 | 7.835e-05% | 4382 | 0 | 0 | 0% | 4870 | 0 | 3.918e-05% | 5059 | 0
2020 | 3 | 28 | 2020-03-28 | 17 | 2020-03-28 | 18 | 0 | 0% | 5135 | 0 | 0 | 0% | 4870 | 0 | 0% | 5626 | 0
2020 | 3 | 28 | 2020-03-28 | 18 | 2020-03-28 | 19 | 0 | 0% | 5135 | 0 | 0 | 0% | 4870 | 0 | 0% | 5626 | 0
2020 | 3 | 28 | 2020-03-28 | 19 | 2020-03-28 | 20 | 26.8616 | 3.247e-05% | 4632 | 0 | 0 | 0% | 4870 | 0 | 1.624e-05% | 5338 | 0
2020 | 3 | 28 | 2020-03-28 | 20 | 2020-03-28 | 21 | 12371.0473 | 0.01496% | 1885 | 0 | 12388.3089 | 0.02142% | 1413 | 0 | 0.01819% | 1634 | 0
2020 | 3 | 28 | 2020-03-28 | 21 | 2020-03-28 | 22 | 11942.2667 | 0.01444% | 1907 | 0 | 11942.9078 | 0.02065% | 1437 | 0 | 0.01754% | 1652 | 0
2020 | 3 | 28 | 2020-03-28 | 22 | 2020-03-28 | 23 | 3156.51 | 0.003816% | 2744 | 0 | 2927.051 | 0.00506% | 2126 | 0 | 0.004438% | 2477 | 0
2020 | 3 | 28 | 2020-03-28 | 23 | 2020-03-28 | 24 | 0 | 0% | 5135 | 0 | 0 | 0% | 4870 | 0 | 0% | 5626 | 0
2020 | 3 | 28 | 2020-03-28 | 24 | 2020-03-29 | 1 | 0 | 0% | 5135 | 0 | 0 | 0% | 4870 | 0 | 0% | 5626 | 0
2020 | 3 | 29 | 2020-03-29 | 1 | 2020-03-29 | 2 | 0 | 0% | 5135 | 0 | 40.6466 | 7.027e-05% | 4363 | 0 | 3.513e-05% | 5109 | 0
2020 | 3 | 29 | 2020-03-29 | 2 | 2020-03-29 | 3 | 0 | 0% | 5135 | 0 | 0 | 0% | 4870 | 0 | 0% | 5626 | 0
2020 | 3 | 29 | 2020-03-29 | 3 | 2020-03-29 | 4 | 0 | 0% | 5135 | 0 | 0 | 0% | 4870 | 0 | 0% | 5626 | 0
2020 | 3 | 29 | 2020-03-29 | 4 | 2020-03-29 | 5 | 0 | 0% | 5135 | 0 | 0 | 0% | 4870 | 0 | 0% | 5626 | 0
2020 | 3 | 29 | 2020-03-29 | 5 | 2020-03-29 | 6 | 0 | 0% | 5135 | 0 | 0 | 0% | 4870 | 0 | 0% | 5626 | 0
2020 | 3 | 29 | 2020-03-29 | 6 | 2020-03-29 | 7 | 0 | 0% | 5135 | 0 | 0 | 0% | 4870 | 0 | 0% | 5626 | 0
2020 | 3 | 29 | 2020-03-29 | 7 | 2020-03-29 | 8 | 7.712 | 9.323e-06% | 4901 | 0 | 2.8649 | 4.953e-06% | 4836 | 0 | 7.138e-06% | 5492 | 0
2020 | 3 | 29 | 2020-03-29 | 8 | 2020-03-29 | 9 | 3.3985 | 4.109e-06% | 5026 | 0 | 0 | 0% | 4870 | 0 | 2.054e-06% | 5588 | 0
2020 | 3 | 29 | 2020-03-29 | 9 | 2020-03-29 | 10 | 0 | 0% | 5135 | 0 | 3165.924 | 0.005473% | 2090 | 0 | 0.002737% | 2765 | 0
2020 | 3 | 29 | 2020-03-29 | 10 | 2020-03-29 | 11 | 0 | 0% | 5135 | 0 | 0 | 0% | 4870 | 0 | 0% | 5626 | 0
2020 | 3 | 29 | 2020-03-29 | 11 | 2020-03-29 | 12 | 0 | 0% | 5135 | 0 | 0 | 0% | 4870 | 0 | 0% | 5626 | 0
2020 | 3 | 29 | 2020-03-29 | 12 | 2020-03-29 | 13 | 0 | 0% | 5135 | 0 | 0 | 0% | 4870 | 0 | 0% | 5626 | 0
2020 | 3 | 29 | 2020-03-29 | 13 | 2020-03-29 | 14 | 0 | 0% | 5135 | 0 | 0 | 0% | 4870 | 0 | 0% | 5626 | 0
2020 | 3 | 29 | 2020-03-29 | 14 | 2020-03-29 | 15 | 0 | 0% | 5135 | 0 | 0 | 0% | 4870 | 0 | 0% | 5626 | 0
2020 | 3 | 29 | 2020-03-29 | 15 | 2020-03-29 | 16 | 0 | 0% | 5135 | 0 | 0 | 0% | 4870 | 0 | 0% | 5626 | 0
2020 | 3 | 29 | 2020-03-29 | 16 | 2020-03-29 | 17 | 100.6508 | 0.0001217% | 4256 | 0 | 0 | 0% | 4870 | 0 | 6.084e-05% | 4884 | 0
2020 | 3 | 29 | 2020-03-29 | 17 | 2020-03-29 | 18 | 0 | 0% | 5135 | 0 | 0 | 0% | 4870 | 0 | 0% | 5626 | 0
2020 | 3 | 29 | 2020-03-29 | 18 | 2020-03-29 | 19 | 0 | 0% | 5135 | 0 | 0 | 0% | 4870 | 0 | 0% | 5626 | 0
2020 | 3 | 29 | 2020-03-29 | 19 | 2020-03-29 | 20 | 0 | 0% | 5135 | 0 | 0 | 0% | 4870 | 0 | 0% | 5626 | 0
2020 | 3 | 29 | 2020-03-29 | 20 | 2020-03-29 | 21 | 8294.3732 | 0.01003% | 2167 | 0 | 5638.9396 | 0.009748% | 1830 | 0 | 0.009888% | 2015 | 0
2020 | 3 | 29 | 2020-03-29 | 21 | 2020-03-29 | 22 | 8378.8247 | 0.01013% | 2160 | 0 | 4912.136 | 0.008492% | 1886 | 0 | 0.009311% | 2048 | 0
2020 | 3 | 29 | 2020-03-29 | 22 | 2020-03-29 | 23 | 1236.6537 | 0.001495% | 3226 | 0 | 772.7187 | 0.001336% | 2779 | 0 | 0.001415% | 3155 | 0
2020 | 3 | 29 | 2020-03-29 | 23 | 2020-03-29 | 24 | 0 | 0% | 5135 | 0 | 0 | 0% | 4870 | 0 | 0% | 5626 | 0
2020 | 3 | 29 | 2020-03-29 | 24 | 2020-03-30 | 1 | 0 | 0% | 5135 | 0 | 0 | 0% | 4870 | 0 | 0% | 5626 | 0
2020 | 3 | 30 | 2020-03-30 | 1 | 2020-03-30 | 2 | 6.4953 | 7.852e-06% | 4931 | 0 | 52.3814 | 9.055e-05% | 4253 | 0 | 4.92e-05% | 4975 | 0
2020 | 3 | 30 | 2020-03-30 | 2 | 2020-03-30 | 3 | 0 | 0% | 5135 | 0 | 0 | 0% | 4870 | 0 | 0% | 5626 | 0
2020 | 3 | 30 | 2020-03-30 | 3 | 2020-03-30 | 4 | 0 | 0% | 5135 | 0 | 0 | 0% | 4870 | 0 | 0% | 5626 | 0
2020 | 3 | 30 | 2020-03-30 | 4 | 2020-03-30 | 5 | 0 | 0% | 5135 | 0 | 0 | 0% | 4870 | 0 | 0% | 5626 | 0
2020 | 3 | 30 | 2020-03-30 | 5 | 2020-03-30 | 6 | 0 | 0% | 5135 | 0 | 0 | 0% | 4870 | 0 | 0% | 5626 | 0
2020 | 3 | 30 | 2020-03-30 | 6 | 2020-03-30 | 7 | 0 | 0% | 5135 | 0 | 0 | 0% | 4870 | 0 | 0% | 5626 | 0
2020 | 3 | 30 | 2020-03-30 | 7 | 2020-03-30 | 8 | 0 | 0% | 5135 | 0 | 28.2485 | 4.883e-05% | 4499 | 0 | 2.442e-05% | 5227 | 0
2020 | 3 | 30 | 2020-03-30 | 8 | 2020-03-30 | 9 | 6.3511 | 7.678e-06% | 4936 | 0 | 0 | 0% | 4870 | 0 | 3.839e-06% | 5547 | 0
2020 | 3 | 30 | 2020-03-30 | 9 | 2020-03-30 | 10 | 0 | 0% | 5135 | 0 | 1807.0657 | 0.003124% | 2352 | 0 | 0.001562% | 3082 | 0
2020 | 3 | 30 | 2020-03-30 | 10 | 2020-03-30 | 11 | 0 | 0% | 5135 | 0 | 0 | 0% | 4870 | 0 | 0% | 5626 | 0
2020 | 3 | 30 | 2020-03-30 | 11 | 2020-03-30 | 12 | 0 | 0% | 5135 | 0 | 0 | 0% | 4870 | 0 | 0% | 5626 | 0
2020 | 3 | 30 | 2020-03-30 | 12 | 2020-03-30 | 13 | 0 | 0% | 5135 | 0 | 0 | 0% | 4870 | 0 | 0% | 5626 | 0
2020 | 3 | 30 | 2020-03-30 | 13 | 2020-03-30 | 14 | 0 | 0% | 5135 | 0 | 0 | 0% | 4870 | 0 | 0% | 5626 | 0
2020 | 3 | 30 | 2020-03-30 | 14 | 2020-03-30 | 15 | 0 | 0% | 5135 | 0 | 0 | 0% | 4870 | 0 | 0% | 5626 | 0
2020 | 3 | 30 | 2020-03-30 | 15 | 2020-03-30 | 16 | 0 | 0% | 5135 | 0 | 0 | 0% | 4870 | 0 | 0% | 5626 | 0
2020 | 3 | 30 | 2020-03-30 | 16 | 2020-03-30 | 17 | 31.2314 | 3.776e-05% | 4593 | 0 | 25.8122 | 4.462e-05% | 4520 | 0 | 4.119e-05% | 5039 | 0
2020 | 3 | 30 | 2020-03-30 | 17 | 2020-03-30 | 18 | 0 | 0% | 5135 | 0 | 0 | 0% | 4870 | 0 | 0% | 5626 | 0
2020 | 3 | 30 | 2020-03-30 | 18 | 2020-03-30 | 19 | 0 | 0% | 5135 | 0 | 0 | 0% | 4870 | 0 | 0% | 5626 | 0
2020 | 3 | 30 | 2020-03-30 | 19 | 2020-03-30 | 20 | 860.5522 | 0.00104% | 3410 | 0 | 25.6276 | 4.43e-05% | 4526 | 0 | 0.0005423% | 3708 | 0
2020 | 3 | 30 | 2020-03-30 | 20 | 2020-03-30 | 21 | 18968.1755 | 0.02293% | 1554 | 0 | 11500.8001 | 0.01988% | 1459 | 0 | 0.02141% | 1530 | 0
2020 | 3 | 30 | 2020-03-30 | 21 | 2020-03-30 | 22 | 13896.9573 | 0.0168% | 1810 | 0 | 6946.1731 | 0.01201% | 1737 | 0 | 0.0144% | 1806 | 0
2020 | 3 | 30 | 2020-03-30 | 22 | 2020-03-30 | 23 | 6885.2334 | 0.008324% | 2299 | 0 | 1813.3704 | 0.003135% | 2349 | 0 | 0.005729% | 2332 | 0
2020 | 3 | 30 | 2020-03-30 | 23 | 2020-03-30 | 24 | 87.955 | 0.0001063% | 4300 | 0 | 0 | 0% | 4870 | 0 | 5.317e-05% | 4946 | 0
2020 | 3 | 30 | 2020-03-30 | 24 | 2020-03-31 | 1 | 0 | 0% | 5135 | 0 | 0 | 0% | 4870 | 0 | 0% | 5626 | 0
2020 | 3 | 31 | 2020-03-31 | 1 | 2020-03-31 | 2 | 29.8021 | 3.603e-05% | 4608 | 0 | 122.7794 | 0.0002123% | 3844 | 0 | 0.0001241% | 4550 | 0
2020 | 3 | 31 | 2020-03-31 | 2 | 2020-03-31 | 3 | 0 | 0% | 5135 | 0 | 11.2398 | 1.943e-05% | 4696 | 0 | 9.715e-06% | 5436 | 0
2020 | 3 | 31 | 2020-03-31 | 3 | 2020-03-31 | 4 | 0 | 0% | 5135 | 0 | 0 | 0% | 4870 | 0 | 0% | 5626 | 0
2020 | 3 | 31 | 2020-03-31 | 4 | 2020-03-31 | 5 | 0 | 0% | 5135 | 0 | 0 | 0% | 4870 | 0 | 0% | 5626 | 0
2020 | 3 | 31 | 2020-03-31 | 5 | 2020-03-31 | 6 | 0 | 0% | 5135 | 0 | 0 | 0% | 4870 | 0 | 0% | 5626 | 0
2020 | 3 | 31 | 2020-03-31 | 6 | 2020-03-31 | 7 | 0 | 0% | 5135 | 0 | 0 | 0% | 4870 | 0 | 0% | 5626 | 0
2020 | 3 | 31 | 2020-03-31 | 7 | 2020-03-31 | 8 | 0 | 0% | 5135 | 0 | 105.2608 | 0.000182% | 3908 | 0 | 9.098e-05% | 4696 | 0
2020 | 3 | 31 | 2020-03-31 | 8 | 2020-03-31 | 9 | 4.276 | 5.169e-06% | 4999 | 0 | 17.1906 | 2.972e-05% | 4627 | 0 | 1.744e-05% | 5321 | 0
2020 | 3 | 31 | 2020-03-31 | 9 | 2020-03-31 | 10 | 0 | 0% | 5135 | 0 | 2678.6296 | 0.004631% | 2169 | 0 | 0.002315% | 2863 | 0
2020 | 3 | 31 | 2020-03-31 | 10 | 2020-03-31 | 11 | 0 | 0% | 5135 | 0 | 0 | 0% | 4870 | 0 | 0% | 5626 | 0
2020 | 3 | 31 | 2020-03-31 | 11 | 2020-03-31 | 12 | 0 | 0% | 5135 | 0 | 0 | 0% | 4870 | 0 | 0% | 5626 | 0
2020 | 3 | 31 | 2020-03-31 | 12 | 2020-03-31 | 13 | 0 | 0% | 5135 | 0 | 0 | 0% | 4870 | 0 | 0% | 5626 | 0
2020 | 3 | 31 | 2020-03-31 | 13 | 2020-03-31 | 14 | 0 | 0% | 5135 | 0 | 0 | 0% | 4870 | 0 | 0% | 5626 | 0
2020 | 3 | 31 | 2020-03-31 | 14 | 2020-03-31 | 15 | 0 | 0% | 5135 | 0 | 0 | 0% | 4870 | 0 | 0% | 5626 | 0
2020 | 3 | 31 | 2020-03-31 | 15 | 2020-03-31 | 16 | 0 | 0% | 5135 | 0 | 0 | 0% | 4870 | 0 | 0% | 5626 | 0
2020 | 3 | 31 | 2020-03-31 | 16 | 2020-03-31 | 17 | 1.2094 | 1.462e-06% | 5092 | 0 | 98.2815 | 0.0001699% | 3944 | 0 | 8.568e-05% | 4726 | 0
2020 | 3 | 31 | 2020-03-31 | 17 | 2020-03-31 | 18 | 0 | 0% | 5135 | 0 | 0 | 0% | 4870 | 0 | 0% | 5626 | 0
2020 | 3 | 31 | 2020-03-31 | 18 | 2020-03-31 | 19 | 0 | 0% | 5135 | 0 | 0 | 0% | 4870 | 0 | 0% | 5626 | 0
2020 | 3 | 31 | 2020-03-31 | 19 | 2020-03-31 | 20 | 3836.3474 | 0.004638% | 2636 | 0 | 893.4795 | 0.001545% | 2714 | 0 | 0.003091% | 2679 | 0
2020 | 3 | 31 | 2020-03-31 | 20 | 2020-03-31 | 21 | 30328.5033 | 0.03667% | 1067 | 0 | 18777.8578 | 0.03246% | 1126 | 0 | 0.03456% | 1102 | 0
2020 | 3 | 31 | 2020-03-31 | 21 | 2020-03-31 | 22 | 24898.6274 | 0.0301% | 1287 | 0 | 16739.8722 | 0.02894% | 1211 | 0 | 0.02952% | 1237 | 0
2020 | 3 | 31 | 2020-03-31 | 22 | 2020-03-31 | 23 | 13153.0924 | 0.0159% | 1842 | 0 | 9376.6342 | 0.01621% | 1583 | 0 | 0.01606% | 1713 | 0
2020 | 3 | 31 | 2020-03-31 | 23 | 2020-03-31 | 24 | 509.6126 | 0.0006161% | 3654 | 0 | 184.2841 | 0.0003186% | 3615 | 0 | 0.0004673% | 3802 | 0
2020 | 3 | 31 | 2020-03-31 | 24 | 2020-04-01 | 1 | 0 | 0% | 5135 | 0 | 0 | 0% | 4870 | 0 | 0% | 5626 | 0
2020 | 4 | 1 | 2020-04-01 | 1 | 2020-04-01 | 2 | 2.362 | 2.856e-06% | 5054 | 0 | 120.9102 | 0.000209% | 3851 | 0 | 0.0001059% | 4630 | 0
2020 | 4 | 1 | 2020-04-01 | 2 | 2020-04-01 | 3 | 0 | 0% | 5135 | 0 | 0 | 0% | 4870 | 0 | 0% | 5626 | 0
2020 | 4 | 1 | 2020-04-01 | 3 | 2020-04-01 | 4 | 0 | 0% | 5135 | 0 | 0 | 0% | 4870 | 0 | 0% | 5626 | 0
2020 | 4 | 1 | 2020-04-01 | 4 | 2020-04-01 | 5 | 0 | 0% | 5135 | 0 | 0 | 0% | 4870 | 0 | 0% | 5626 | 0
2020 | 4 | 1 | 2020-04-01 | 5 | 2020-04-01 | 6 | 0 | 0% | 5135 | 0 | 0 | 0% | 4870 | 0 | 0% | 5626 | 0
2020 | 4 | 1 | 2020-04-01 | 6 | 2020-04-01 | 7 | 0 | 0% | 5135 | 0 | 0 | 0% | 4870 | 0 | 0% | 5626 | 0
2020 | 4 | 1 | 2020-04-01 | 7 | 2020-04-01 | 8 | 0 | 0% | 5135 | 0 | 90.7047 | 0.0001568% | 3982 | 0 | 7.84e-05% | 4771 | 0
2020 | 4 | 1 | 2020-04-01 | 8 | 2020-04-01 | 9 | 16.9069 | 2.044e-05% | 4734 | 0 | 0 | 0% | 4870 | 0 | 1.022e-05% | 5427 | 0
2020 | 4 | 1 | 2020-04-01 | 9 | 2020-04-01 | 10 | 0 | 0% | 5135 | 0 | 72.6096 | 0.0001255% | 4095 | 0 | 6.276e-05% | 4871 | 0
2020 | 4 | 1 | 2020-04-01 | 10 | 2020-04-01 | 11 | 0 | 0% | 5135 | 0 | 0 | 0% | 4870 | 0 | 0% | 5626 | 0
2020 | 4 | 1 | 2020-04-01 | 11 | 2020-04-01 | 12 | 0 | 0% | 5135 | 0 | 0 | 0% | 4870 | 0 | 0% | 5626 | 0
2020 | 4 | 1 | 2020-04-01 | 12 | 2020-04-01 | 13 | 0 | 0% | 5135 | 0 | 0 | 0% | 4870 | 0 | 0% | 5626 | 0
2020 | 4 | 1 | 2020-04-01 | 13 | 2020-04-01 | 14 | 0 | 0% | 5135 | 0 | 440.5211 | 0.0007616% | 3075 | 0 | 0.0003808% | 3922 | 0
2020 | 4 | 1 | 2020-04-01 | 14 | 2020-04-01 | 15 | 0 | 0% | 5135 | 0 | 0 | 0% | 4870 | 0 | 0% | 5626 | 0
2020 | 4 | 1 | 2020-04-01 | 15 | 2020-04-01 | 16 | 0 | 0% | 5135 | 0 | 0 | 0% | 4870 | 0 | 0% | 5626 | 0
2020 | 4 | 1 | 2020-04-01 | 16 | 2020-04-01 | 17 | 11.2421 | 1.359e-05% | 4823 | 0 | 45.5457 | 7.874e-05% | 4319 | 0 | 4.616e-05% | 4996 | 0
2020 | 4 | 1 | 2020-04-01 | 17 | 2020-04-01 | 18 | 0 | 0% | 5135 | 0 | 0 | 0% | 4870 | 0 | 0% | 5626 | 0
2020 | 4 | 1 | 2020-04-01 | 18 | 2020-04-01 | 19 | 33.5849 | 4.06e-05% | 4573 | 0 | 0 | 0% | 4870 | 0 | 2.03e-05% | 5277 | 0
2020 | 4 | 1 | 2020-04-01 | 19 | 2020-04-01 | 20 | 4924.1323 | 0.005953% | 2489 | 0 | 1771.4081 | 0.003062% | 2366 | 0 | 0.004508% | 2463 | 0
2020 | 4 | 1 | 2020-04-01 | 20 | 2020-04-01 | 21 | 24259.806 | 0.02933% | 1307 | 0 | 23535.0309 | 0.04069% | 938 | 0 | 0.03501% | 1088 | 0
2020 | 4 | 1 | 2020-04-01 | 21 | 2020-04-01 | 22 | 22931.9658 | 0.02772% | 1375 | 0 | 22931.9658 | 0.03964% | 964 | 0 | 0.03368% | 1130 | 0
2020 | 4 | 1 | 2020-04-01 | 22 | 2020-04-01 | 23 | 11346.0148 | 0.01372% | 1942 | 0 | 10507.2148 | 0.01816% | 1510 | 0 | 0.01594% | 1718 | 0
2020 | 4 | 1 | 2020-04-01 | 23 | 2020-04-01 | 24 | 203.5335 | 0.0002461% | 4023 | 0 | 156.3688 | 0.0002703% | 3707 | 0 | 0.0002582% | 4145 | 0
2020 | 4 | 1 | 2020-04-01 | 24 | 2020-04-02 | 1 | 0 | 0% | 5135 | 0 | 0 | 0% | 4870 | 0 | 0% | 5626 | 0
2020 | 4 | 2 | 2020-04-02 | 1 | 2020-04-02 | 2 | 32.4562 | 3.924e-05% | 4583 | 0 | 189.7402 | 0.000328% | 3600 | 0 | 0.0001836% | 4339 | 0
2020 | 4 | 2 | 2020-04-02 | 2 | 2020-04-02 | 3 | 0 | 0% | 5135 | 0 | 0 | 0% | 4870 | 0 | 0% | 5626 | 0
2020 | 4 | 2 | 2020-04-02 | 3 | 2020-04-02 | 4 | 0 | 0% | 5135 | 0 | 0 | 0% | 4870 | 0 | 0% | 5626 | 0
2020 | 4 | 2 | 2020-04-02 | 4 | 2020-04-02 | 5 | 0 | 0% | 5135 | 0 | 0 | 0% | 4870 | 0 | 0% | 5626 | 0
2020 | 4 | 2 | 2020-04-02 | 5 | 2020-04-02 | 6 | 0 | 0% | 5135 | 0 | 0 | 0% | 4870 | 0 | 0% | 5626 | 0
2020 | 4 | 2 | 2020-04-02 | 6 | 2020-04-02 | 7 | 0 | 0% | 5135 | 0 | 0 | 0% | 4870 | 0 | 0% | 5626 | 0
2020 | 4 | 2 | 2020-04-02 | 7 | 2020-04-02 | 8 | 0 | 0% | 5135 | 0 | 119.0893 | 0.0002059% | 3856 | 0 | 0.0001029% | 4643 | 0
2020 | 4 | 2 | 2020-04-02 | 8 | 2020-04-02 | 9 | 25.1782 | 3.044e-05% | 4642 | 0 | 28.4265 | 4.914e-05% | 4497 | 0 | 3.979e-05% | 5050 | 0
2020 | 4 | 2 | 2020-04-02 | 9 | 2020-04-02 | 10 | 3.7416 | 4.523e-06% | 5013 | 0 | 73.7228 | 0.0001274% | 4088 | 0 | 6.599e-05% | 4844 | 0
2020 | 4 | 2 | 2020-04-02 | 10 | 2020-04-02 | 11 | 0 | 0% | 5135 | 0 | 0 | 0% | 4870 | 0 | 0% | 5626 | 0
2020 | 4 | 2 | 2020-04-02 | 11 | 2020-04-02 | 12 | 0 | 0% | 5135 | 0 | 0 | 0% | 4870 | 0 | 0% | 5626 | 0
2020 | 4 | 2 | 2020-04-02 | 12 | 2020-04-02 | 13 | 0 | 0% | 5135 | 0 | 0 | 0% | 4870 | 0 | 0% | 5626 | 0
2020 | 4 | 2 | 2020-04-02 | 13 | 2020-04-02 | 14 | 0 | 0% | 5135 | 0 | 0 | 0% | 4870 | 0 | 0% | 5626 | 0
2020 | 4 | 2 | 2020-04-02 | 14 | 2020-04-02 | 15 | 0 | 0% | 5135 | 0 | 0 | 0% | 4870 | 0 | 0% | 5626 | 0
2020 | 4 | 2 | 2020-04-02 | 15 | 2020-04-02 | 16 | 0 | 0% | 5135 | 0 | 0 | 0% | 4870 | 0 | 0% | 5626 | 0
2020 | 4 | 2 | 2020-04-02 | 16 | 2020-04-02 | 17 | 17.3387 | 2.096e-05% | 4728 | 0 | 394.4146 | 0.0006818% | 3152 | 0 | 0.0003514% | 3982 | 0
2020 | 4 | 2 | 2020-04-02 | 17 | 2020-04-02 | 18 | 0 | 0% | 5135 | 0 | 0 | 0% | 4870 | 0 | 0% | 5626 | 0
2020 | 4 | 2 | 2020-04-02 | 18 | 2020-04-02 | 19 | 1.0579 | 1.279e-06% | 5100 | 0 | 0 | 0% | 4870 | 0 | 6.395e-07% | 5615 | 0
2020 | 4 | 2 | 2020-04-02 | 19 | 2020-04-02 | 20 | 5747.6394 | 0.006949% | 2394 | 0 | 623.1222 | 0.001077% | 2881 | 0 | 0.004013% | 2534 | 0
2020 | 4 | 2 | 2020-04-02 | 20 | 2020-04-02 | 21 | 22320.7269 | 0.02698% | 1405 | 0 | 10838.6346 | 0.01874% | 1496 | 0 | 0.02286% | 1467 | 0
2020 | 4 | 2 | 2020-04-02 | 21 | 2020-04-02 | 22 | 22486.4358 | 0.02719% | 1396 | 0 | 10689.2825 | 0.01848% | 1500 | 0 | 0.02283% | 1469 | 0
2020 | 4 | 2 | 2020-04-02 | 22 | 2020-04-02 | 23 | 12273.1526 | 0.01484% | 1891 | 0 | 4492.1948 | 0.007766% | 1924 | 0 | 0.0113% | 1938 | 0
2020 | 4 | 2 | 2020-04-02 | 23 | 2020-04-02 | 24 | 490.8339 | 0.0005934% | 3672 | 0 | 35.6984 | 6.171e-05% | 4415 | 0 | 0.0003276% | 4023 | 0
2020 | 4 | 2 | 2020-04-02 | 24 | 2020-04-03 | 1 | 0 | 0% | 5135 | 0 | 0 | 0% | 4870 | 0 | 0% | 5626 | 0
2020 | 4 | 3 | 2020-04-03 | 1 | 2020-04-03 | 2 | 24.3915 | 2.949e-05% | 4653 | 0 | 123.0383 | 0.0002127% | 3842 | 0 | 0.0001211% | 4565 | 0
2020 | 4 | 3 | 2020-04-03 | 2 | 2020-04-03 | 3 | 0 | 0% | 5135 | 0 | 0 | 0% | 4870 | 0 | 0% | 5626 | 0
2020 | 4 | 3 | 2020-04-03 | 3 | 2020-04-03 | 4 | 0 | 0% | 5135 | 0 | 0 | 0% | 4870 | 0 | 0% | 5626 | 0
2020 | 4 | 3 | 2020-04-03 | 4 | 2020-04-03 | 5 | 0 | 0% | 5135 | 0 | 0 | 0% | 4870 | 0 | 0% | 5626 | 0
2020 | 4 | 3 | 2020-04-03 | 5 | 2020-04-03 | 6 | 0 | 0% | 5135 | 0 | 0 | 0% | 4870 | 0 | 0% | 5626 | 0
2020 | 4 | 3 | 2020-04-03 | 6 | 2020-04-03 | 7 | 0 | 0% | 5135 | 0 | 0 | 0% | 4870 | 0 | 0% | 5626 | 0
2020 | 4 | 3 | 2020-04-03 | 7 | 2020-04-03 | 8 | 0 | 0% | 5135 | 0 | 37.9876 | 6.567e-05% | 4390 | 0 | 3.284e-05% | 5137 | 0
2020 | 4 | 3 | 2020-04-03 | 8 | 2020-04-03 | 9 | 23.4543 | 2.836e-05% | 4663 | 0 | 0 | 0% | 4870 | 0 | 1.418e-05% | 5366 | 0
2020 | 4 | 3 | 2020-04-03 | 9 | 2020-04-03 | 10 | 2.2861 | 2.764e-06% | 5058 | 0 | 3032.2348 | 0.005242% | 2111 | 0 | 0.002622% | 2794 | 0
2020 | 4 | 3 | 2020-04-03 | 10 | 2020-04-03 | 11 | 0 | 0% | 5135 | 0 | 45.0934 | 7.796e-05% | 4323 | 0 | 3.898e-05% | 5060 | 0
2020 | 4 | 3 | 2020-04-03 | 11 | 2020-04-03 | 12 | 0 | 0% | 5135 | 0 | 0 | 0% | 4870 | 0 | 0% | 5626 | 0
2020 | 4 | 3 | 2020-04-03 | 12 | 2020-04-03 | 13 | 0 | 0% | 5135 | 0 | 0 | 0% | 4870 | 0 | 0% | 5626 | 0
2020 | 4 | 3 | 2020-04-03 | 13 | 2020-04-03 | 14 | 0 | 0% | 5135 | 0 | 0 | 0% | 4870 | 0 | 0% | 5626 | 0
2020 | 4 | 3 | 2020-04-03 | 14 | 2020-04-03 | 15 | 0 | 0% | 5135 | 0 | 0 | 0% | 4870 | 0 | 0% | 5626 | 0
2020 | 4 | 3 | 2020-04-03 | 15 | 2020-04-03 | 16 | 0 | 0% | 5135 | 0 | 0 | 0% | 4870 | 0 | 0% | 5626 | 0
2020 | 4 | 3 | 2020-04-03 | 16 | 2020-04-03 | 17 | 9.2681 | 1.12e-05% | 4860 | 0 | 15.9357 | 2.755e-05% | 4641 | 0 | 1.938e-05% | 5288 | 0
2020 | 4 | 3 | 2020-04-03 | 17 | 2020-04-03 | 18 | 0 | 0% | 5135 | 0 | 0 | 0% | 4870 | 0 | 0% | 5626 | 0
2020 | 4 | 3 | 2020-04-03 | 18 | 2020-04-03 | 19 | 0 | 0% | 5135 | 0 | 0 | 0% | 4870 | 0 | 0% | 5626 | 0
2020 | 4 | 3 | 2020-04-03 | 19 | 2020-04-03 | 20 | 2953.786 | 0.003571% | 2781 | 0 | 177.7688 | 0.0003073% | 3639 | 0 | 0.001939% | 2968 | 0
2020 | 4 | 3 | 2020-04-03 | 20 | 2020-04-03 | 21 | 19402.3575 | 0.02346% | 1534 | 0 | 6591.7154 | 0.0114% | 1763 | 0 | 0.01743% | 1657 | 0
2020 | 4 | 3 | 2020-04-03 | 21 | 2020-04-03 | 22 | 18555.2049 | 0.02243% | 1569 | 0 | 6129.2046 | 0.0106% | 1795 | 0 | 0.01651% | 1691 | 0
2020 | 4 | 3 | 2020-04-03 | 22 | 2020-04-03 | 23 | 8556.467 | 0.01034% | 2146 | 0 | 2012.8715 | 0.00348% | 2302 | 0 | 0.006912% | 2204 | 0
2020 | 4 | 3 | 2020-04-03 | 23 | 2020-04-03 | 24 | 141.7078 | 0.0001713% | 4157 | 0 | 5.3954 | 9.327e-06% | 4793 | 0 | 9.032e-05% | 4701 | 0
2020 | 4 | 3 | 2020-04-03 | 24 | 2020-04-04 | 1 | 0 | 0% | 5135 | 0 | 0 | 0% | 4870 | 0 | 0% | 5626 | 0
2020 | 4 | 4 | 2020-04-04 | 1 | 2020-04-04 | 2 | 3.9467 | 4.771e-06% | 5007 | 0 | 56.1897 | 9.714e-05% | 4215 | 0 | 5.095e-05% | 4963 | 0
2020 | 4 | 4 | 2020-04-04 | 2 | 2020-04-04 | 3 | 0 | 0% | 5135 | 0 | 111.8375 | 0.0001933% | 3887 | 0 | 9.667e-05% | 4674 | 0
2020 | 4 | 4 | 2020-04-04 | 3 | 2020-04-04 | 4 | 0 | 0% | 5135 | 0 | 0 | 0% | 4870 | 0 | 0% | 5626 | 0
2020 | 4 | 4 | 2020-04-04 | 4 | 2020-04-04 | 5 | 0 | 0% | 5135 | 0 | 0 | 0% | 4870 | 0 | 0% | 5626 | 0
2020 | 4 | 4 | 2020-04-04 | 5 | 2020-04-04 | 6 | 0 | 0% | 5135 | 0 | 0 | 0% | 4870 | 0 | 0% | 5626 | 0
2020 | 4 | 4 | 2020-04-04 | 6 | 2020-04-04 | 7 | 0 | 0% | 5135 | 0 | 0 | 0% | 4870 | 0 | 0% | 5626 | 0
2020 | 4 | 4 | 2020-04-04 | 7 | 2020-04-04 | 8 | 0 | 0% | 5135 | 0 | 162.2728 | 0.0002805% | 3689 | 0 | 0.0001403% | 4475 | 0
2020 | 4 | 4 | 2020-04-04 | 8 | 2020-04-04 | 9 | 0 | 0% | 5135 | 0 | 0 | 0% | 4870 | 0 | 0% | 5626 | 0
2020 | 4 | 4 | 2020-04-04 | 9 | 2020-04-04 | 10 | 0 | 0% | 5135 | 0 | 3583.1891 | 0.006194% | 2031 | 0 | 0.003097% | 2678 | 0
2020 | 4 | 4 | 2020-04-04 | 10 | 2020-04-04 | 11 | 0 | 0% | 5135 | 0 | 0 | 0% | 4870 | 0 | 0% | 5626 | 0
2020 | 4 | 4 | 2020-04-04 | 11 | 2020-04-04 | 12 | 0 | 0% | 5135 | 0 | 0 | 0% | 4870 | 0 | 0% | 5626 | 0
2020 | 4 | 4 | 2020-04-04 | 12 | 2020-04-04 | 13 | 0 | 0% | 5135 | 0 | 0 | 0% | 4870 | 0 | 0% | 5626 | 0
2020 | 4 | 4 | 2020-04-04 | 13 | 2020-04-04 | 14 | 0 | 0% | 5135 | 0 | 0 | 0% | 4870 | 0 | 0% | 5626 | 0
2020 | 4 | 4 | 2020-04-04 | 14 | 2020-04-04 | 15 | 0 | 0% | 5135 | 0 | 0 | 0% | 4870 | 0 | 0% | 5626 | 0
2020 | 4 | 4 | 2020-04-04 | 15 | 2020-04-04 | 16 | 0 | 0% | 5135 | 0 | 0 | 0% | 4870 | 0 | 0% | 5626 | 0
2020 | 4 | 4 | 2020-04-04 | 16 | 2020-04-04 | 17 | 90.3219 | 0.0001092% | 4292 | 0 | 0 | 0% | 4870 | 0 | 5.46e-05% | 4934 | 0
2020 | 4 | 4 | 2020-04-04 | 17 | 2020-04-04 | 18 | 0 | 0% | 5135 | 0 | 0 | 0% | 4870 | 0 | 0% | 5626 | 0
2020 | 4 | 4 | 2020-04-04 | 18 | 2020-04-04 | 19 | 0 | 0% | 5135 | 0 | 0 | 0% | 4870 | 0 | 0% | 5626 | 0
2020 | 4 | 4 | 2020-04-04 | 19 | 2020-04-04 | 20 | 115.9761 | 0.0001402% | 4224 | 0 | 0 | 0% | 4870 | 0 | 7.01e-05% | 4820 | 0
2020 | 4 | 4 | 2020-04-04 | 20 | 2020-04-04 | 21 | 7216.6479 | 0.008725% | 2262 | 0 | 7066.1966 | 0.01222% | 1729 | 0 | 0.01047% | 1983 | 0
2020 | 4 | 4 | 2020-04-04 | 21 | 2020-04-04 | 22 | 11027.4236 | 0.01333% | 1964 | 0 | 11017.2678 | 0.01905% | 1484 | 0 | 0.01619% | 1707 | 0
2020 | 4 | 4 | 2020-04-04 | 22 | 2020-04-04 | 23 | 3289.2818 | 0.003977% | 2716 | 0 | 3237.8095 | 0.005597% | 2081 | 0 | 0.004787% | 2427 | 0
2020 | 4 | 4 | 2020-04-04 | 23 | 2020-04-04 | 24 | 16.1501 | 1.952e-05% | 4747 | 0 | 0 | 0% | 4870 | 0 | 9.762e-06% | 5435 | 0
2020 | 4 | 4 | 2020-04-04 | 24 | 2020-04-05 | 1 | 0 | 0% | 5135 | 0 | 0 | 0% | 4870 | 0 | 0% | 5626 | 0
2020 | 4 | 5 | 2020-04-05 | 1 | 2020-04-05 | 2 | 3.6972 | 4.47e-06% | 5015 | 0 | 0 | 0% | 4870 | 0 | 2.235e-06% | 5579 | 0
2020 | 4 | 5 | 2020-04-05 | 2 | 2020-04-05 | 3 | 0 | 0% | 5135 | 0 | 0 | 0% | 4870 | 0 | 0% | 5626 | 0
2020 | 4 | 5 | 2020-04-05 | 3 | 2020-04-05 | 4 | 0 | 0% | 5135 | 0 | 0 | 0% | 4870 | 0 | 0% | 5626 | 0
2020 | 4 | 5 | 2020-04-05 | 4 | 2020-04-05 | 5 | 0 | 0% | 5135 | 0 | 0 | 0% | 4870 | 0 | 0% | 5626 | 0
2020 | 4 | 5 | 2020-04-05 | 5 | 2020-04-05 | 6 | 0 | 0% | 5135 | 0 | 0 | 0% | 4870 | 0 | 0% | 5626 | 0
2020 | 4 | 5 | 2020-04-05 | 6 | 2020-04-05 | 7 | 0 | 0% | 5135 | 0 | 0 | 0% | 4870 | 0 | 0% | 5626 | 0
2020 | 4 | 5 | 2020-04-05 | 7 | 2020-04-05 | 8 | 0 | 0% | 5135 | 0 | 0 | 0% | 4870 | 0 | 0% | 5626 | 0
2020 | 4 | 5 | 2020-04-05 | 8 | 2020-04-05 | 9 | 0 | 0% | 5135 | 0 | 0 | 0% | 4870 | 0 | 0% | 5626 | 0
2020 | 4 | 5 | 2020-04-05 | 9 | 2020-04-05 | 10 | 0 | 0% | 5135 | 0 | 4098.8442 | 0.007086% | 1972 | 0 | 0.003543% | 2594 | 0
2020 | 4 | 5 | 2020-04-05 | 10 | 2020-04-05 | 11 | 0 | 0% | 5135 | 0 | 0 | 0% | 4870 | 0 | 0% | 5626 | 0
2020 | 4 | 5 | 2020-04-05 | 11 | 2020-04-05 | 12 | 0 | 0% | 5135 | 0 | 0 | 0% | 4870 | 0 | 0% | 5626 | 0
2020 | 4 | 5 | 2020-04-05 | 12 | 2020-04-05 | 13 | 0 | 0% | 5135 | 0 | 0 | 0% | 4870 | 0 | 0% | 5626 | 0
2020 | 4 | 5 | 2020-04-05 | 13 | 2020-04-05 | 14 | 0 | 0% | 5135 | 0 | 0 | 0% | 4870 | 0 | 0% | 5626 | 0
2020 | 4 | 5 | 2020-04-05 | 14 | 2020-04-05 | 15 | 0 | 0% | 5135 | 0 | 0 | 0% | 4870 | 0 | 0% | 5626 | 0
2020 | 4 | 5 | 2020-04-05 | 15 | 2020-04-05 | 16 | 0 | 0% | 5135 | 0 | 0 | 0% | 4870 | 0 | 0% | 5626 | 0
2020 | 4 | 5 | 2020-04-05 | 16 | 2020-04-05 | 17 | 135.669 | 0.000164% | 4168 | 0 | 0 | 0% | 4870 | 0 | 8.201e-05% | 4744 | 0
2020 | 4 | 5 | 2020-04-05 | 17 | 2020-04-05 | 18 | 0 | 0% | 5135 | 0 | 0 | 0% | 4870 | 0 | 0% | 5626 | 0
2020 | 4 | 5 | 2020-04-05 | 18 | 2020-04-05 | 19 | 0 | 0% | 5135 | 0 | 0 | 0% | 4870 | 0 | 0% | 5626 | 0
2020 | 4 | 5 | 2020-04-05 | 19 | 2020-04-05 | 20 | 61.3825 | 7.421e-05% | 4395 | 0 | 0 | 0% | 4870 | 0 | 3.71e-05% | 5084 | 0
2020 | 4 | 5 | 2020-04-05 | 20 | 2020-04-05 | 21 | 5683.6832 | 0.006871% | 2403 | 0 | 5917.1126 | 0.01023% | 1811 | 0 | 0.00855% | 2082 | 0
2020 | 4 | 5 | 2020-04-05 | 21 | 2020-04-05 | 22 | 10370.8715 | 0.01254% | 2001 | 0 | 9954.4555 | 0.01721% | 1546 | 0 | 0.01487% | 1780 | 0
2020 | 4 | 5 | 2020-04-05 | 22 | 2020-04-05 | 23 | 2608.7394 | 0.003154% | 2842 | 0 | 2121.0849 | 0.003667% | 2274 | 0 | 0.00341% | 2623 | 0
2020 | 4 | 5 | 2020-04-05 | 23 | 2020-04-05 | 24 | 37.6527 | 4.552e-05% | 4537 | 0 | 3.6089 | 6.239e-06% | 4821 | 0 | 2.588e-05% | 5211 | 0
2020 | 4 | 5 | 2020-04-05 | 24 | 2020-04-06 | 1 | 0 | 0% | 5135 | 0 | 0 | 0% | 4870 | 0 | 0% | 5626 | 0
2020 | 4 | 6 | 2020-04-06 | 1 | 2020-04-06 | 2 | 50.7375 | 6.134e-05% | 4448 | 0 | 272.0238 | 0.0004703% | 3371 | 0 | 0.0002658% | 4129 | 0
2020 | 4 | 6 | 2020-04-06 | 2 | 2020-04-06 | 3 | 0 | 0% | 5135 | 0 | 0 | 0% | 4870 | 0 | 0% | 5626 | 0
2020 | 4 | 6 | 2020-04-06 | 3 | 2020-04-06 | 4 | 0 | 0% | 5135 | 0 | 0 | 0% | 4870 | 0 | 0% | 5626 | 0
2020 | 4 | 6 | 2020-04-06 | 4 | 2020-04-06 | 5 | 0 | 0% | 5135 | 0 | 0 | 0% | 4870 | 0 | 0% | 5626 | 0
2020 | 4 | 6 | 2020-04-06 | 5 | 2020-04-06 | 6 | 0 | 0% | 5135 | 0 | 0 | 0% | 4870 | 0 | 0% | 5626 | 0
2020 | 4 | 6 | 2020-04-06 | 6 | 2020-04-06 | 7 | 0 | 0% | 5135 | 0 | 0 | 0% | 4870 | 0 | 0% | 5626 | 0
2020 | 4 | 6 | 2020-04-06 | 7 | 2020-04-06 | 8 | 0 | 0% | 5135 | 0 | 111.377 | 0.0001925% | 3889 | 0 | 9.627e-05% | 4675 | 0
2020 | 4 | 6 | 2020-04-06 | 8 | 2020-04-06 | 9 | 5.5031 | 6.653e-06% | 4965 | 0 | 0 | 0% | 4870 | 0 | 3.327e-06% | 5559 | 0
2020 | 4 | 6 | 2020-04-06 | 9 | 2020-04-06 | 10 | 0 | 0% | 5135 | 0 | 2693.2511 | 0.004656% | 2166 | 0 | 0.002328% | 2858 | 0
2020 | 4 | 6 | 2020-04-06 | 10 | 2020-04-06 | 11 | 0 | 0% | 5135 | 0 | 0 | 0% | 4870 | 0 | 0% | 5626 | 0
2020 | 4 | 6 | 2020-04-06 | 11 | 2020-04-06 | 12 | 0 | 0% | 5135 | 0 | 0 | 0% | 4870 | 0 | 0% | 5626 | 0
2020 | 4 | 6 | 2020-04-06 | 12 | 2020-04-06 | 13 | 0 | 0% | 5135 | 0 | 0 | 0% | 4870 | 0 | 0% | 5626 | 0
2020 | 4 | 6 | 2020-04-06 | 13 | 2020-04-06 | 14 | 0 | 0% | 5135 | 0 | 0 | 0% | 4870 | 0 | 0% | 5626 | 0
2020 | 4 | 6 | 2020-04-06 | 14 | 2020-04-06 | 15 | 0 | 0% | 5135 | 0 | 0 | 0% | 4870 | 0 | 0% | 5626 | 0
2020 | 4 | 6 | 2020-04-06 | 15 | 2020-04-06 | 16 | 0 | 0% | 5135 | 0 | 0 | 0% | 4870 | 0 | 0% | 5626 | 0
2020 | 4 | 6 | 2020-04-06 | 16 | 2020-04-06 | 17 | 15.6568 | 1.893e-05% | 4756 | 0 | 89.6403 | 0.000155% | 3991 | 0 | 8.695e-05% | 4718 | 0
2020 | 4 | 6 | 2020-04-06 | 17 | 2020-04-06 | 18 | 0 | 0% | 5135 | 0 | 0 | 0% | 4870 | 0 | 0% | 5626 | 0
2020 | 4 | 6 | 2020-04-06 | 18 | 2020-04-06 | 19 | 0 | 0% | 5135 | 0 | 0 | 0% | 4870 | 0 | 0% | 5626 | 0
2020 | 4 | 6 | 2020-04-06 | 19 | 2020-04-06 | 20 | 2285.7238 | 0.002763% | 2909 | 0 | 535.2326 | 0.0009253% | 2970 | 0 | 0.001844% | 2989 | 0
2020 | 4 | 6 | 2020-04-06 | 20 | 2020-04-06 | 21 | 21213.4551 | 0.02565% | 1458 | 0 | 10865.3812 | 0.01878% | 1494 | 0 | 0.02221% | 1493 | 0
2020 | 4 | 6 | 2020-04-06 | 21 | 2020-04-06 | 22 | 21647.9258 | 0.02617% | 1438 | 0 | 11001.4152 | 0.01902% | 1485 | 0 | 0.0226% | 1479 | 0
2020 | 4 | 6 | 2020-04-06 | 22 | 2020-04-06 | 23 | 8452.8338 | 0.01022% | 2153 | 0 | 3068.7002 | 0.005305% | 2102 | 0 | 0.007762% | 2133 | 0
2020 | 4 | 6 | 2020-04-06 | 23 | 2020-04-06 | 24 | 0 | 0% | 5135 | 0 | 0 | 0% | 4870 | 0 | 0% | 5626 | 0
2020 | 4 | 6 | 2020-04-06 | 24 | 2020-04-07 | 1 | 0 | 0% | 5135 | 0 | 0 | 0% | 4870 | 0 | 0% | 5626 | 0
2020 | 4 | 7 | 2020-04-07 | 1 | 2020-04-07 | 2 | 26.5579 | 3.211e-05% | 4634 | 0 | 84.073 | 0.0001453% | 4024 | 0 | 8.872e-05% | 4707 | 0
2020 | 4 | 7 | 2020-04-07 | 2 | 2020-04-07 | 3 | 0 | 0% | 5135 | 0 | 0 | 0% | 4870 | 0 | 0% | 5626 | 0
2020 | 4 | 7 | 2020-04-07 | 3 | 2020-04-07 | 4 | 0 | 0% | 5135 | 0 | 0 | 0% | 4870 | 0 | 0% | 5626 | 0
2020 | 4 | 7 | 2020-04-07 | 4 | 2020-04-07 | 5 | 0 | 0% | 5135 | 0 | 0 | 0% | 4870 | 0 | 0% | 5626 | 0
2020 | 4 | 7 | 2020-04-07 | 5 | 2020-04-07 | 6 | 0 | 0% | 5135 | 0 | 0 | 0% | 4870 | 0 | 0% | 5626 | 0
2020 | 4 | 7 | 2020-04-07 | 6 | 2020-04-07 | 7 | 0 | 0% | 5135 | 0 | 0 | 0% | 4870 | 0 | 0% | 5626 | 0
2020 | 4 | 7 | 2020-04-07 | 7 | 2020-04-07 | 8 | 0 | 0% | 5135 | 0 | 100.6587 | 0.000174% | 3931 | 0 | 8.701e-05% | 4717 | 0
2020 | 4 | 7 | 2020-04-07 | 8 | 2020-04-07 | 9 | 18.5481 | 2.242e-05% | 4711 | 0 | 0 | 0% | 4870 | 0 | 1.121e-05% | 5414 | 0
2020 | 4 | 7 | 2020-04-07 | 9 | 2020-04-07 | 10 | 0.5126 | 6.197e-07% | 5122 | 0 | 3804.5888 | 0.006577% | 2007 | 0 | 0.003289% | 2641 | 0
2020 | 4 | 7 | 2020-04-07 | 10 | 2020-04-07 | 11 | 0 | 0% | 5135 | 0 | 0 | 0% | 4870 | 0 | 0% | 5626 | 0
2020 | 4 | 7 | 2020-04-07 | 11 | 2020-04-07 | 12 | 0 | 0% | 5135 | 0 | 0 | 0% | 4870 | 0 | 0% | 5626 | 0
2020 | 4 | 7 | 2020-04-07 | 12 | 2020-04-07 | 13 | 0 | 0% | 5135 | 0 | 0 | 0% | 4870 | 0 | 0% | 5626 | 0
2020 | 4 | 7 | 2020-04-07 | 13 | 2020-04-07 | 14 | 0 | 0% | 5135 | 0 | 0 | 0% | 4870 | 0 | 0% | 5626 | 0
2020 | 4 | 7 | 2020-04-07 | 14 | 2020-04-07 | 15 | 0 | 0% | 5135 | 0 | 0 | 0% | 4870 | 0 | 0% | 5626 | 0
2020 | 4 | 7 | 2020-04-07 | 15 | 2020-04-07 | 16 | 0 | 0% | 5135 | 0 | 0 | 0% | 4870 | 0 | 0% | 5626 | 0
2020 | 4 | 7 | 2020-04-07 | 16 | 2020-04-07 | 17 | 46.5265 | 5.625e-05% | 4473 | 0 | 2.1988 | 3.801e-06% | 4849 | 0 | 3.002e-05% | 5164 | 0
2020 | 4 | 7 | 2020-04-07 | 17 | 2020-04-07 | 18 | 0 | 0% | 5135 | 0 | 0 | 0% | 4870 | 0 | 0% | 5626 | 0
2020 | 4 | 7 | 2020-04-07 | 18 | 2020-04-07 | 19 | 54.3715 | 6.573e-05% | 4441 | 0 | 0 | 0% | 4870 | 0 | 3.287e-05% | 5135 | 0
2020 | 4 | 7 | 2020-04-07 | 19 | 2020-04-07 | 20 | 3419.039 | 0.004133% | 2702 | 0 | 397.5459 | 0.0006873% | 3150 | 0 | 0.00241% | 2839 | 0
2020 | 4 | 7 | 2020-04-07 | 20 | 2020-04-07 | 21 | 21775.1214 | 0.02633% | 1432 | 0 | 11718.5837 | 0.02026% | 1446 | 0 | 0.02329% | 1452 | 0
2020 | 4 | 7 | 2020-04-07 | 21 | 2020-04-07 | 22 | 20777.523 | 0.02512% | 1476 | 0 | 10641.1418 | 0.0184% | 1503 | 0 | 0.02176% | 1514 | 0
2020 | 4 | 7 | 2020-04-07 | 22 | 2020-04-07 | 23 | 9616.2638 | 0.01163% | 2061 | 0 | 3860.7141 | 0.006674% | 1998 | 0 | 0.00915% | 2054 | 0
2020 | 4 | 7 | 2020-04-07 | 23 | 2020-04-07 | 24 | 378.8507 | 0.000458% | 3790 | 0 | 71.6372 | 0.0001238% | 4100 | 0 | 0.0002909% | 4087 | 0
2020 | 4 | 7 | 2020-04-07 | 24 | 2020-04-08 | 1 | 0 | 0% | 5135 | 0 | 0 | 0% | 4870 | 0 | 0% | 5626 | 0
2020 | 4 | 8 | 2020-04-08 | 1 | 2020-04-08 | 2 | 18.2909 | 2.211e-05% | 4715 | 0 | 35.9222 | 6.21e-05% | 4412 | 0 | 4.211e-05% | 5035 | 0
2020 | 4 | 8 | 2020-04-08 | 2 | 2020-04-08 | 3 | 0 | 0% | 5135 | 0 | 0 | 0% | 4870 | 0 | 0% | 5626 | 0
2020 | 4 | 8 | 2020-04-08 | 3 | 2020-04-08 | 4 | 0 | 0% | 5135 | 0 | 0 | 0% | 4870 | 0 | 0% | 5626 | 0
2020 | 4 | 8 | 2020-04-08 | 4 | 2020-04-08 | 5 | 0 | 0% | 5135 | 0 | 0 | 0% | 4870 | 0 | 0% | 5626 | 0
2020 | 4 | 8 | 2020-04-08 | 5 | 2020-04-08 | 6 | 0 | 0% | 5135 | 0 | 0 | 0% | 4870 | 0 | 0% | 5626 | 0
2020 | 4 | 8 | 2020-04-08 | 6 | 2020-04-08 | 7 | 0 | 0% | 5135 | 0 | 0 | 0% | 4870 | 0 | 0% | 5626 | 0
2020 | 4 | 8 | 2020-04-08 | 7 | 2020-04-08 | 8 | 0 | 0% | 5135 | 0 | 71.7018 | 0.000124% | 4099 | 0 | 6.198e-05% | 4875 | 0
2020 | 4 | 8 | 2020-04-08 | 8 | 2020-04-08 | 9 | 11.327 | 1.369e-05% | 4822 | 0 | 0 | 0% | 4870 | 0 | 6.847e-06% | 5498 | 0
2020 | 4 | 8 | 2020-04-08 | 9 | 2020-04-08 | 10 | 0 | 0% | 5135 | 0 | 620.0778 | 0.001072% | 2883 | 0 | 0.000536% | 3714 | 0
2020 | 4 | 8 | 2020-04-08 | 10 | 2020-04-08 | 11 | 0 | 0% | 5135 | 0 | 0 | 0% | 4870 | 0 | 0% | 5626 | 0
2020 | 4 | 8 | 2020-04-08 | 11 | 2020-04-08 | 12 | 0 | 0% | 5135 | 0 | 0 | 0% | 4870 | 0 | 0% | 5626 | 0
2020 | 4 | 8 | 2020-04-08 | 12 | 2020-04-08 | 13 | 0 | 0% | 5135 | 0 | 0 | 0% | 4870 | 0 | 0% | 5626 | 0
2020 | 4 | 8 | 2020-04-08 | 13 | 2020-04-08 | 14 | 0 | 0% | 5135 | 0 | 0 | 0% | 4870 | 0 | 0% | 5626 | 0
2020 | 4 | 8 | 2020-04-08 | 14 | 2020-04-08 | 15 | 0 | 0% | 5135 | 0 | 0 | 0% | 4870 | 0 | 0% | 5626 | 0
2020 | 4 | 8 | 2020-04-08 | 15 | 2020-04-08 | 16 | 0 | 0% | 5135 | 0 | 0 | 0% | 4870 | 0 | 0% | 5626 | 0
2020 | 4 | 8 | 2020-04-08 | 16 | 2020-04-08 | 17 | 0 | 0% | 5135 | 0 | 250.7213 | 0.0004334% | 3421 | 0 | 0.0002167% | 4241 | 0
2020 | 4 | 8 | 2020-04-08 | 17 | 2020-04-08 | 18 | 0 | 0% | 5135 | 0 | 0 | 0% | 4870 | 0 | 0% | 5626 | 0
2020 | 4 | 8 | 2020-04-08 | 18 | 2020-04-08 | 19 | 21.8405 | 2.64e-05% | 4684 | 0 | 0 | 0% | 4870 | 0 | 1.32e-05% | 5384 | 0
2020 | 4 | 8 | 2020-04-08 | 19 | 2020-04-08 | 20 | 3542.3381 | 0.004283% | 2684 | 0 | 427.0118 | 0.0007382% | 3093 | 0 | 0.00251% | 2821 | 0
2020 | 4 | 8 | 2020-04-08 | 20 | 2020-04-08 | 21 | 23405.1127 | 0.0283% | 1351 | 0 | 9707.012 | 0.01678% | 1559 | 0 | 0.02254% | 1484 | 0
2020 | 4 | 8 | 2020-04-08 | 21 | 2020-04-08 | 22 | 22611.6553 | 0.02734% | 1388 | 0 | 9192.9002 | 0.01589% | 1592 | 0 | 0.02161% | 1519 | 0
2020 | 4 | 8 | 2020-04-08 | 22 | 2020-04-08 | 23 | 9747.9186 | 0.01178% | 2050 | 0 | 3847.3257 | 0.006651% | 2000 | 0 | 0.009218% | 2050 | 0
2020 | 4 | 8 | 2020-04-08 | 23 | 2020-04-08 | 24 | 192.5052 | 0.0002327% | 4045 | 0 | 0 | 0% | 4870 | 0 | 0.0001164% | 4582 | 0
2020 | 4 | 8 | 2020-04-08 | 24 | 2020-04-09 | 1 | 0 | 0% | 5135 | 0 | 0 | 0% | 4870 | 0 | 0% | 5626 | 0
2020 | 4 | 9 | 2020-04-09 | 1 | 2020-04-09 | 2 | 4.816 | 5.822e-06% | 4982 | 0 | 30.2802 | 5.235e-05% | 4476 | 0 | 2.908e-05% | 5174 | 0
2020 | 4 | 9 | 2020-04-09 | 2 | 2020-04-09 | 3 | 0 | 0% | 5135 | 0 | 6.6788 | 1.155e-05% | 4773 | 0 | 5.773e-06% | 5514 | 0
2020 | 4 | 9 | 2020-04-09 | 3 | 2020-04-09 | 4 | 0 | 0% | 5135 | 0 | 19.7715 | 3.418e-05% | 4599 | 0 | 1.709e-05% | 5327 | 0
2020 | 4 | 9 | 2020-04-09 | 4 | 2020-04-09 | 5 | 0 | 0% | 5135 | 0 | 2.9582 | 5.114e-06% | 4833 | 0 | 2.557e-06% | 5574 | 0
2020 | 4 | 9 | 2020-04-09 | 5 | 2020-04-09 | 6 | 0 | 0% | 5135 | 0 | 0 | 0% | 4870 | 0 | 0% | 5626 | 0
2020 | 4 | 9 | 2020-04-09 | 6 | 2020-04-09 | 7 | 0 | 0% | 5135 | 0 | 0 | 0% | 4870 | 0 | 0% | 5626 | 0
2020 | 4 | 9 | 2020-04-09 | 7 | 2020-04-09 | 8 | 0 | 0% | 5135 | 0 | 97.1084 | 0.0001679% | 3950 | 0 | 8.394e-05% | 4736 | 0
2020 | 4 | 9 | 2020-04-09 | 8 | 2020-04-09 | 9 | 1.8863 | 2.28e-06% | 5070 | 0 | 0 | 0% | 4870 | 0 | 1.14e-06% | 5604 | 0
2020 | 4 | 9 | 2020-04-09 | 9 | 2020-04-09 | 10 | 6.7455 | 8.155e-06% | 4922 | 0 | 2590.7359 | 0.004479% | 2194 | 0 | 0.002243% | 2893 | 0
2020 | 4 | 9 | 2020-04-09 | 10 | 2020-04-09 | 11 | 0 | 0% | 5135 | 0 | 0 | 0% | 4870 | 0 | 0% | 5626 | 0
2020 | 4 | 9 | 2020-04-09 | 11 | 2020-04-09 | 12 | 0 | 0% | 5135 | 0 | 0 | 0% | 4870 | 0 | 0% | 5626 | 0
2020 | 4 | 9 | 2020-04-09 | 12 | 2020-04-09 | 13 | 0 | 0% | 5135 | 0 | 0 | 0% | 4870 | 0 | 0% | 5626 | 0
2020 | 4 | 9 | 2020-04-09 | 13 | 2020-04-09 | 14 | 0 | 0% | 5135 | 0 | 0 | 0% | 4870 | 0 | 0% | 5626 | 0
2020 | 4 | 9 | 2020-04-09 | 14 | 2020-04-09 | 15 | 0 | 0% | 5135 | 0 | 0 | 0% | 4870 | 0 | 0% | 5626 | 0
2020 | 4 | 9 | 2020-04-09 | 15 | 2020-04-09 | 16 | 0 | 0% | 5135 | 0 | 0 | 0% | 4870 | 0 | 0% | 5626 | 0
2020 | 4 | 9 | 2020-04-09 | 16 | 2020-04-09 | 17 | 0 | 0% | 5135 | 0 | 96.6651 | 0.0001671% | 3954 | 0 | 8.356e-05% | 4739 | 0
2020 | 4 | 9 | 2020-04-09 | 17 | 2020-04-09 | 18 | 0 | 0% | 5135 | 0 | 0 | 0% | 4870 | 0 | 0% | 5626 | 0
2020 | 4 | 9 | 2020-04-09 | 18 | 2020-04-09 | 19 | 57.9178 | 7.002e-05% | 4415 | 0 | 0 | 0% | 4870 | 0 | 3.501e-05% | 5110 | 0
2020 | 4 | 9 | 2020-04-09 | 19 | 2020-04-09 | 20 | 3278.4308 | 0.003963% | 2720 | 0 | 1173.7434 | 0.002029% | 2560 | 0 | 0.002996% | 2705 | 0
2020 | 4 | 9 | 2020-04-09 | 20 | 2020-04-09 | 21 | 17881.3186 | 0.02162% | 1607 | 0 | 17892.6285 | 0.03093% | 1159 | 0 | 0.02627% | 1347 | 0
2020 | 4 | 9 | 2020-04-09 | 21 | 2020-04-09 | 22 | 19135.2502 | 0.02313% | 1546 | 0 | 18913.2629 | 0.0327% | 1117 | 0 | 0.02791% | 1285 | 0
2020 | 4 | 9 | 2020-04-09 | 22 | 2020-04-09 | 23 | 8895.9577 | 0.01075% | 2115 | 0 | 7617.2329 | 0.01317% | 1685 | 0 | 0.01196% | 1910 | 0
2020 | 4 | 9 | 2020-04-09 | 23 | 2020-04-09 | 24 | 393.9849 | 0.0004763% | 3772 | 0 | 264.6122 | 0.0004574% | 3391 | 0 | 0.0004669% | 3803 | 0
2020 | 4 | 9 | 2020-04-09 | 24 | 2020-04-10 | 1 | 0 | 0% | 5135 | 0 | 0 | 0% | 4870 | 0 | 0% | 5626 | 0
2020 | 4 | 10 | 2020-04-10 | 1 | 2020-04-10 | 2 | 2.7223 | 3.291e-06% | 5047 | 0 | 236.3702 | 0.0004086% | 3462 | 0 | 0.000206% | 4271 | 0
2020 | 4 | 10 | 2020-04-10 | 2 | 2020-04-10 | 3 | 0 | 0% | 5135 | 0 | 0 | 0% | 4870 | 0 | 0% | 5626 | 0
2020 | 4 | 10 | 2020-04-10 | 3 | 2020-04-10 | 4 | 0 | 0% | 5135 | 0 | 0 | 0% | 4870 | 0 | 0% | 5626 | 0
2020 | 4 | 10 | 2020-04-10 | 4 | 2020-04-10 | 5 | 0 | 0% | 5135 | 0 | 0 | 0% | 4870 | 0 | 0% | 5626 | 0
2020 | 4 | 10 | 2020-04-10 | 5 | 2020-04-10 | 6 | 0 | 0% | 5135 | 0 | 0 | 0% | 4870 | 0 | 0% | 5626 | 0
2020 | 4 | 10 | 2020-04-10 | 6 | 2020-04-10 | 7 | 0 | 0% | 5135 | 0 | 0 | 0% | 4870 | 0 | 0% | 5626 | 0
2020 | 4 | 10 | 2020-04-10 | 7 | 2020-04-10 | 8 | 0 | 0% | 5135 | 0 | 77.2524 | 0.0001336% | 4061 | 0 | 6.678e-05% | 4839 | 0
2020 | 4 | 10 | 2020-04-10 | 8 | 2020-04-10 | 9 | 5.1862 | 6.27e-06% | 4974 | 0 | 0 | 0% | 4870 | 0 | 3.135e-06% | 5564 | 0
2020 | 4 | 10 | 2020-04-10 | 9 | 2020-04-10 | 10 | 0 | 0% | 5135 | 0 | 2825.5101 | 0.004885% | 2141 | 0 | 0.002442% | 2832 | 0
2020 | 4 | 10 | 2020-04-10 | 10 | 2020-04-10 | 11 | 0 | 0% | 5135 | 0 | 0 | 0% | 4870 | 0 | 0% | 5626 | 0
2020 | 4 | 10 | 2020-04-10 | 11 | 2020-04-10 | 12 | 0 | 0% | 5135 | 0 | 0 | 0% | 4870 | 0 | 0% | 5626 | 0
2020 | 4 | 10 | 2020-04-10 | 12 | 2020-04-10 | 13 | 0 | 0% | 5135 | 0 | 0 | 0% | 4870 | 0 | 0% | 5626 | 0
2020 | 4 | 10 | 2020-04-10 | 13 | 2020-04-10 | 14 | 0 | 0% | 5135 | 0 | 0 | 0% | 4870 | 0 | 0% | 5626 | 0
2020 | 4 | 10 | 2020-04-10 | 14 | 2020-04-10 | 15 | 0 | 0% | 5135 | 0 | 0 | 0% | 4870 | 0 | 0% | 5626 | 0
2020 | 4 | 10 | 2020-04-10 | 15 | 2020-04-10 | 16 | 0 | 0% | 5135 | 0 | 0 | 0% | 4870 | 0 | 0% | 5626 | 0
2020 | 4 | 10 | 2020-04-10 | 16 | 2020-04-10 | 17 | 16.564 | 2.003e-05% | 4738 | 0 | 15.1088 | 2.612e-05% | 4654 | 0 | 2.307e-05% | 5241 | 0
2020 | 4 | 10 | 2020-04-10 | 17 | 2020-04-10 | 18 | 0 | 0% | 5135 | 0 | 0 | 0% | 4870 | 0 | 0% | 5626 | 0
2020 | 4 | 10 | 2020-04-10 | 18 | 2020-04-10 | 19 | 0 | 0% | 5135 | 0 | 0 | 0% | 4870 | 0 | 0% | 5626 | 0
2020 | 4 | 10 | 2020-04-10 | 19 | 2020-04-10 | 20 | 1493.1321 | 0.001805% | 3136 | 0 | 397.7968 | 0.0006877% | 3148 | 0 | 0.001246% | 3226 | 0
2020 | 4 | 10 | 2020-04-10 | 20 | 2020-04-10 | 21 | 15639.8123 | 0.01891% | 1722 | 0 | 14339.3652 | 0.02479% | 1305 | 0 | 0.02185% | 1508 | 0
2020 | 4 | 10 | 2020-04-10 | 21 | 2020-04-10 | 22 | 16077.6309 | 0.01944% | 1695 | 0 | 13994.438 | 0.02419% | 1327 | 0 | 0.02182% | 1509 | 0
2020 | 4 | 10 | 2020-04-10 | 22 | 2020-04-10 | 23 | 7550.1954 | 0.009128% | 2231 | 0 | 6340.2582 | 0.01096% | 1775 | 0 | 0.01004% | 2002 | 0
2020 | 4 | 10 | 2020-04-10 | 23 | 2020-04-10 | 24 | 165.2841 | 0.0001998% | 4099 | 0 | 89.7469 | 0.0001552% | 3988 | 0 | 0.0001775% | 4357 | 0
2020 | 4 | 10 | 2020-04-10 | 24 | 2020-04-11 | 1 | 0 | 0% | 5135 | 0 | 0 | 0% | 4870 | 0 | 0% | 5626 | 0
2020 | 4 | 11 | 2020-04-11 | 1 | 2020-04-11 | 2 | 27.5605 | 3.332e-05% | 4626 | 0 | 0 | 0% | 4870 | 0 | 1.666e-05% | 5330 | 0
2020 | 4 | 11 | 2020-04-11 | 2 | 2020-04-11 | 3 | 0 | 0% | 5135 | 0 | 0 | 0% | 4870 | 0 | 0% | 5626 | 0
2020 | 4 | 11 | 2020-04-11 | 3 | 2020-04-11 | 4 | 0 | 0% | 5135 | 0 | 0 | 0% | 4870 | 0 | 0% | 5626 | 0
2020 | 4 | 11 | 2020-04-11 | 4 | 2020-04-11 | 5 | 0 | 0% | 5135 | 0 | 0 | 0% | 4870 | 0 | 0% | 5626 | 0
2020 | 4 | 11 | 2020-04-11 | 5 | 2020-04-11 | 6 | 0 | 0% | 5135 | 0 | 0 | 0% | 4870 | 0 | 0% | 5626 | 0
2020 | 4 | 11 | 2020-04-11 | 6 | 2020-04-11 | 7 | 0 | 0% | 5135 | 0 | 5.706 | 9.864e-06% | 4787 | 0 | 4.932e-06% | 5528 | 0
2020 | 4 | 11 | 2020-04-11 | 7 | 2020-04-11 | 8 | 0 | 0% | 5135 | 0 | 8.348 | 1.443e-05% | 4746 | 0 | 7.216e-06% | 5489 | 0
2020 | 4 | 11 | 2020-04-11 | 8 | 2020-04-11 | 9 | 0 | 0% | 5135 | 0 | 0 | 0% | 4870 | 0 | 0% | 5626 | 0
2020 | 4 | 11 | 2020-04-11 | 9 | 2020-04-11 | 10 | 0 | 0% | 5135 | 0 | 3647.5932 | 0.006306% | 2026 | 0 | 0.003153% | 2667 | 0
2020 | 4 | 11 | 2020-04-11 | 10 | 2020-04-11 | 11 | 0 | 0% | 5135 | 0 | 0 | 0% | 4870 | 0 | 0% | 5626 | 0
2020 | 4 | 11 | 2020-04-11 | 11 | 2020-04-11 | 12 | 0 | 0% | 5135 | 0 | 0 | 0% | 4870 | 0 | 0% | 5626 | 0
2020 | 4 | 11 | 2020-04-11 | 12 | 2020-04-11 | 13 | 0 | 0% | 5135 | 0 | 0 | 0% | 4870 | 0 | 0% | 5626 | 0
2020 | 4 | 11 | 2020-04-11 | 13 | 2020-04-11 | 14 | 0 | 0% | 5135 | 0 | 0 | 0% | 4870 | 0 | 0% | 5626 | 0
2020 | 4 | 11 | 2020-04-11 | 14 | 2020-04-11 | 15 | 0 | 0% | 5135 | 0 | 0 | 0% | 4870 | 0 | 0% | 5626 | 0
2020 | 4 | 11 | 2020-04-11 | 15 | 2020-04-11 | 16 | 0 | 0% | 5135 | 0 | 0 | 0% | 4870 | 0 | 0% | 5626 | 0
2020 | 4 | 11 | 2020-04-11 | 16 | 2020-04-11 | 17 | 119.0816 | 0.000144% | 4214 | 0 | 0 | 0% | 4870 | 0 | 7.198e-05% | 4803 | 0
2020 | 4 | 11 | 2020-04-11 | 17 | 2020-04-11 | 18 | 0 | 0% | 5135 | 0 | 0 | 0% | 4870 | 0 | 0% | 5626 | 0
2020 | 4 | 11 | 2020-04-11 | 18 | 2020-04-11 | 19 | 0 | 0% | 5135 | 0 | 0 | 0% | 4870 | 0 | 0% | 5626 | 0
2020 | 4 | 11 | 2020-04-11 | 19 | 2020-04-11 | 20 | 0 | 0% | 5135 | 0 | 0 | 0% | 4870 | 0 | 0% | 5626 | 0
2020 | 4 | 11 | 2020-04-11 | 20 | 2020-04-11 | 21 | 2624.6515 | 0.003173% | 2841 | 0 | 1311.9972 | 0.002268% | 2510 | 0 | 0.002721% | 2771 | 0
2020 | 4 | 11 | 2020-04-11 | 21 | 2020-04-11 | 22 | 5607.6764 | 0.006779% | 2410 | 0 | 2052.1341 | 0.003548% | 2294 | 0 | 0.005164% | 2387 | 0
2020 | 4 | 11 | 2020-04-11 | 22 | 2020-04-11 | 23 | 517.3454 | 0.0006254% | 3649 | 0 | 52.2908 | 9.04e-05% | 4255 | 0 | 0.0003579% | 3964 | 0
2020 | 4 | 11 | 2020-04-11 | 23 | 2020-04-11 | 24 | 0 | 0% | 5135 | 0 | 0 | 0% | 4870 | 0 | 0% | 5626 | 0
2020 | 4 | 11 | 2020-04-11 | 24 | 2020-04-12 | 1 | 0 | 0% | 5135 | 0 | 0 | 0% | 4870 | 0 | 0% | 5626 | 0
2020 | 4 | 12 | 2020-04-12 | 1 | 2020-04-12 | 2 | 0.78703 | 9.515e-07% | 5114 | 0 | 31.012 | 5.361e-05% | 4465 | 0 | 2.728e-05% | 5193 | 0
2020 | 4 | 12 | 2020-04-12 | 2 | 2020-04-12 | 3 | 0 | 0% | 5135 | 0 | 19.1761 | 3.315e-05% | 4606 | 0 | 1.658e-05% | 5332 | 0
2020 | 4 | 12 | 2020-04-12 | 3 | 2020-04-12 | 4 | 0 | 0% | 5135 | 0 | 0 | 0% | 4870 | 0 | 0% | 5626 | 0
2020 | 4 | 12 | 2020-04-12 | 4 | 2020-04-12 | 5 | 0 | 0% | 5135 | 0 | 2.4573 | 4.248e-06% | 4842 | 0 | 2.124e-06% | 5584 | 0
2020 | 4 | 12 | 2020-04-12 | 5 | 2020-04-12 | 6 | 0 | 0% | 5135 | 0 | 0 | 0% | 4870 | 0 | 0% | 5626 | 0
2020 | 4 | 12 | 2020-04-12 | 6 | 2020-04-12 | 7 | 0 | 0% | 5135 | 0 | 0 | 0% | 4870 | 0 | 0% | 5626 | 0
2020 | 4 | 12 | 2020-04-12 | 7 | 2020-04-12 | 8 | 9.0051 | 1.089e-05% | 4867 | 0 | 32.9277 | 5.692e-05% | 4442 | 0 | 3.391e-05% | 5124 | 0
2020 | 4 | 12 | 2020-04-12 | 8 | 2020-04-12 | 9 | 0 | 0% | 5135 | 0 | 0 | 0% | 4870 | 0 | 0% | 5626 | 0
2020 | 4 | 12 | 2020-04-12 | 9 | 2020-04-12 | 10 | 7.8115 | 9.444e-06% | 4897 | 0 | 3697.5166 | 0.006392% | 2018 | 0 | 0.003201% | 2657 | 0
2020 | 4 | 12 | 2020-04-12 | 10 | 2020-04-12 | 11 | 0 | 0% | 5135 | 0 | 0 | 0% | 4870 | 0 | 0% | 5626 | 0
2020 | 4 | 12 | 2020-04-12 | 11 | 2020-04-12 | 12 | 0 | 0% | 5135 | 0 | 0 | 0% | 4870 | 0 | 0% | 5626 | 0
2020 | 4 | 12 | 2020-04-12 | 12 | 2020-04-12 | 13 | 0 | 0% | 5135 | 0 | 0 | 0% | 4870 | 0 | 0% | 5626 | 0
2020 | 4 | 12 | 2020-04-12 | 13 | 2020-04-12 | 14 | 0 | 0% | 5135 | 0 | 0 | 0% | 4870 | 0 | 0% | 5626 | 0
2020 | 4 | 12 | 2020-04-12 | 14 | 2020-04-12 | 15 | 0 | 0% | 5135 | 0 | 0 | 0% | 4870 | 0 | 0% | 5626 | 0
2020 | 4 | 12 | 2020-04-12 | 15 | 2020-04-12 | 16 | 0 | 0% | 5135 | 0 | 0 | 0% | 4870 | 0 | 0% | 5626 | 0
2020 | 4 | 12 | 2020-04-12 | 16 | 2020-04-12 | 17 | 176.3644 | 0.0002132% | 4077 | 0 | 0 | 0% | 4870 | 0 | 0.0001066% | 4624 | 0
2020 | 4 | 12 | 2020-04-12 | 17 | 2020-04-12 | 18 | 0 | 0% | 5135 | 0 | 0 | 0% | 4870 | 0 | 0% | 5626 | 0
2020 | 4 | 12 | 2020-04-12 | 18 | 2020-04-12 | 19 | 0 | 0% | 5135 | 0 | 0 | 0% | 4870 | 0 | 0% | 5626 | 0
2020 | 4 | 12 | 2020-04-12 | 19 | 2020-04-12 | 20 | 0 | 0% | 5135 | 0 | 0 | 0% | 4870 | 0 | 0% | 5626 | 0
2020 | 4 | 12 | 2020-04-12 | 20 | 2020-04-12 | 21 | 6633.0748 | 0.008019% | 2316 | 0 | 3045.773 | 0.005265% | 2110 | 0 | 0.006642% | 2231 | 0
2020 | 4 | 12 | 2020-04-12 | 21 | 2020-04-12 | 22 | 10566.7307 | 0.01277% | 1989 | 0 | 4559.017 | 0.007881% | 1914 | 0 | 0.01033% | 1988 | 0
2020 | 4 | 12 | 2020-04-12 | 22 | 2020-04-12 | 23 | 1900.0917 | 0.002297% | 3008 | 0 | 825.6967 | 0.001427% | 2745 | 0 | 0.001862% | 2984 | 0
2020 | 4 | 12 | 2020-04-12 | 23 | 2020-04-12 | 24 | 0 | 0% | 5135 | 0 | 0 | 0% | 4870 | 0 | 0% | 5626 | 0
2020 | 4 | 12 | 2020-04-12 | 24 | 2020-04-13 | 1 | 0 | 0% | 5135 | 0 | 0 | 0% | 4870 | 0 | 0% | 5626 | 0
2020 | 4 | 13 | 2020-04-13 | 1 | 2020-04-13 | 2 | 10.6987 | 1.293e-05% | 4829 | 0 | 136.9611 | 0.0002368% | 3781 | 0 | 0.0001249% | 4547 | 0
2020 | 4 | 13 | 2020-04-13 | 2 | 2020-04-13 | 3 | 0 | 0% | 5135 | 0 | 0 | 0% | 4870 | 0 | 0% | 5626 | 0
2020 | 4 | 13 | 2020-04-13 | 3 | 2020-04-13 | 4 | 0 | 0% | 5135 | 0 | 0 | 0% | 4870 | 0 | 0% | 5626 | 0
2020 | 4 | 13 | 2020-04-13 | 4 | 2020-04-13 | 5 | 0 | 0% | 5135 | 0 | 0 | 0% | 4870 | 0 | 0% | 5626 | 0
2020 | 4 | 13 | 2020-04-13 | 5 | 2020-04-13 | 6 | 0 | 0% | 5135 | 0 | 0 | 0% | 4870 | 0 | 0% | 5626 | 0
2020 | 4 | 13 | 2020-04-13 | 6 | 2020-04-13 | 7 | 0 | 0% | 5135 | 0 | 0 | 0% | 4870 | 0 | 0% | 5626 | 0
2020 | 4 | 13 | 2020-04-13 | 7 | 2020-04-13 | 8 | 0 | 0% | 5135 | 0 | 104.7629 | 0.0001811% | 3913 | 0 | 9.055e-05% | 4700 | 0
2020 | 4 | 13 | 2020-04-13 | 8 | 2020-04-13 | 9 | 23.5352 | 2.845e-05% | 4662 | 0 | 0 | 0% | 4870 | 0 | 1.423e-05% | 5365 | 0
2020 | 4 | 13 | 2020-04-13 | 9 | 2020-04-13 | 10 | 10.3863 | 1.256e-05% | 4837 | 0 | 4771.558 | 0.008249% | 1897 | 0 | 0.004131% | 2515 | 0
2020 | 4 | 13 | 2020-04-13 | 10 | 2020-04-13 | 11 | 0 | 0% | 5135 | 0 | 0 | 0% | 4870 | 0 | 0% | 5626 | 0
2020 | 4 | 13 | 2020-04-13 | 11 | 2020-04-13 | 12 | 0 | 0% | 5135 | 0 | 0 | 0% | 4870 | 0 | 0% | 5626 | 0
2020 | 4 | 13 | 2020-04-13 | 12 | 2020-04-13 | 13 | 0 | 0% | 5135 | 0 | 0 | 0% | 4870 | 0 | 0% | 5626 | 0
2020 | 4 | 13 | 2020-04-13 | 13 | 2020-04-13 | 14 | 0 | 0% | 5135 | 0 | 0 | 0% | 4870 | 0 | 0% | 5626 | 0
2020 | 4 | 13 | 2020-04-13 | 14 | 2020-04-13 | 15 | 0 | 0% | 5135 | 0 | 0 | 0% | 4870 | 0 | 0% | 5626 | 0
2020 | 4 | 13 | 2020-04-13 | 15 | 2020-04-13 | 16 | 0 | 0% | 5135 | 0 | 0 | 0% | 4870 | 0 | 0% | 5626 | 0
2020 | 4 | 13 | 2020-04-13 | 16 | 2020-04-13 | 17 | 13.411 | 1.621e-05% | 4782 | 0 | 99.8347 | 0.0001726% | 3936 | 0 | 9.44e-05% | 4681 | 0
2020 | 4 | 13 | 2020-04-13 | 17 | 2020-04-13 | 18 | 0 | 0% | 5135 | 0 | 0 | 0% | 4870 | 0 | 0% | 5626 | 0
2020 | 4 | 13 | 2020-04-13 | 18 | 2020-04-13 | 19 | 0 | 0% | 5135 | 0 | 0 | 0% | 4870 | 0 | 0% | 5626 | 0
2020 | 4 | 13 | 2020-04-13 | 19 | 2020-04-13 | 20 | 4031.998 | 0.004874% | 2606 | 0 | 591.0294 | 0.001022% | 2913 | 0 | 0.002948% | 2719 | 0
2020 | 4 | 13 | 2020-04-13 | 20 | 2020-04-13 | 21 | 23328.7254 | 0.0282% | 1356 | 0 | 10189.9285 | 0.01762% | 1526 | 0 | 0.02291% | 1464 | 0
2020 | 4 | 13 | 2020-04-13 | 21 | 2020-04-13 | 22 | 22793.8552 | 0.02756% | 1380 | 0 | 10089.0794 | 0.01744% | 1535 | 0 | 0.0225% | 1485 | 0
2020 | 4 | 13 | 2020-04-13 | 22 | 2020-04-13 | 23 | 10459.8435 | 0.01265% | 1997 | 0 | 4229.4423 | 0.007312% | 1956 | 0 | 0.009979% | 2006 | 0
2020 | 4 | 13 | 2020-04-13 | 23 | 2020-04-13 | 24 | 158.7908 | 0.000192% | 4112 | 0 | 30.8144 | 5.327e-05% | 4468 | 0 | 0.0001226% | 4557 | 0
2020 | 4 | 13 | 2020-04-13 | 24 | 2020-04-14 | 1 | 0 | 0% | 5135 | 0 | 0 | 0% | 4870 | 0 | 0% | 5626 | 0
2020 | 4 | 14 | 2020-04-14 | 1 | 2020-04-14 | 2 | 0 | 0% | 5135 | 0 | 74.3226 | 0.0001285% | 4082 | 0 | 6.424e-05% | 4857 | 0
2020 | 4 | 14 | 2020-04-14 | 2 | 2020-04-14 | 3 | 0 | 0% | 5135 | 0 | 0 | 0% | 4870 | 0 | 0% | 5626 | 0
2020 | 4 | 14 | 2020-04-14 | 3 | 2020-04-14 | 4 | 0 | 0% | 5135 | 0 | 0 | 0% | 4870 | 0 | 0% | 5626 | 0
2020 | 4 | 14 | 2020-04-14 | 4 | 2020-04-14 | 5 | 0 | 0% | 5135 | 0 | 0 | 0% | 4870 | 0 | 0% | 5626 | 0
2020 | 4 | 14 | 2020-04-14 | 5 | 2020-04-14 | 6 | 0 | 0% | 5135 | 0 | 0 | 0% | 4870 | 0 | 0% | 5626 | 0
2020 | 4 | 14 | 2020-04-14 | 6 | 2020-04-14 | 7 | 0 | 0% | 5135 | 0 | 0 | 0% | 4870 | 0 | 0% | 5626 | 0
2020 | 4 | 14 | 2020-04-14 | 7 | 2020-04-14 | 8 | 0 | 0% | 5135 | 0 | 127.9503 | 0.0002212% | 3817 | 0 | 0.0001106% | 4602 | 0
2020 | 4 | 14 | 2020-04-14 | 8 | 2020-04-14 | 9 | 1.177 | 1.423e-06% | 5094 | 0 | 0 | 0% | 4870 | 0 | 7.115e-07% | 5613 | 0
2020 | 4 | 14 | 2020-04-14 | 9 | 2020-04-14 | 10 | 7.1322 | 8.623e-06% | 4913 | 0 | 173.7794 | 0.0003004% | 3653 | 0 | 0.0001545% | 4425 | 0
2020 | 4 | 14 | 2020-04-14 | 10 | 2020-04-14 | 11 | 0 | 0% | 5135 | 0 | 0 | 0% | 4870 | 0 | 0% | 5626 | 0
2020 | 4 | 14 | 2020-04-14 | 11 | 2020-04-14 | 12 | 0 | 0% | 5135 | 0 | 0 | 0% | 4870 | 0 | 0% | 5626 | 0
2020 | 4 | 14 | 2020-04-14 | 12 | 2020-04-14 | 13 | 0 | 0% | 5135 | 0 | 0 | 0% | 4870 | 0 | 0% | 5626 | 0
2020 | 4 | 14 | 2020-04-14 | 13 | 2020-04-14 | 14 | 0 | 0% | 5135 | 0 | 0 | 0% | 4870 | 0 | 0% | 5626 | 0
2020 | 4 | 14 | 2020-04-14 | 14 | 2020-04-14 | 15 | 0 | 0% | 5135 | 0 | 7.1797 | 1.241e-05% | 4761 | 0 | 6.206e-06% | 5507 | 0
2020 | 4 | 14 | 2020-04-14 | 15 | 2020-04-14 | 16 | 0 | 0% | 5135 | 0 | 93.1588 | 0.000161% | 3970 | 0 | 8.052e-05% | 4752 | 0
2020 | 4 | 14 | 2020-04-14 | 16 | 2020-04-14 | 17 | 1.0996 | 1.329e-06% | 5097 | 0 | 470.3867 | 0.0008132% | 3038 | 0 | 0.0004073% | 3880 | 0
2020 | 4 | 14 | 2020-04-14 | 17 | 2020-04-14 | 18 | 0 | 0% | 5135 | 0 | 0 | 0% | 4870 | 0 | 0% | 5626 | 0
2020 | 4 | 14 | 2020-04-14 | 18 | 2020-04-14 | 19 | 239.526 | 0.0002896% | 3964 | 0 | 0 | 0% | 4870 | 0 | 0.0001448% | 4457 | 0
2020 | 4 | 14 | 2020-04-14 | 19 | 2020-04-14 | 20 | 7429.4681 | 0.008982% | 2247 | 0 | 1111.9766 | 0.001922% | 2580 | 0 | 0.005452% | 2363 | 0
2020 | 4 | 14 | 2020-04-14 | 20 | 2020-04-14 | 21 | 25610.9779 | 0.03096% | 1258 | 0 | 16605.9921 | 0.02871% | 1217 | 0 | 0.02984% | 1227 | 0
2020 | 4 | 14 | 2020-04-14 | 21 | 2020-04-14 | 22 | 26744.7317 | 0.03233% | 1206 | 0 | 17577.0973 | 0.03039% | 1169 | 0 | 0.03136% | 1185 | 0
2020 | 4 | 14 | 2020-04-14 | 22 | 2020-04-14 | 23 | 13503.4589 | 0.01633% | 1826 | 0 | 6805.9799 | 0.01177% | 1750 | 0 | 0.01405% | 1819 | 0
2020 | 4 | 14 | 2020-04-14 | 23 | 2020-04-14 | 24 | 396.4791 | 0.0004793% | 3770 | 0 | 145.9302 | 0.0002523% | 3746 | 0 | 0.0003658% | 3949 | 0
2020 | 4 | 14 | 2020-04-14 | 24 | 2020-04-15 | 1 | 0 | 0% | 5135 | 0 | 0 | 0% | 4870 | 0 | 0% | 5626 | 0
2020 | 4 | 15 | 2020-04-15 | 1 | 2020-04-15 | 2 | 4.9694 | 6.008e-06% | 4976 | 0 | 83.9043 | 0.000145% | 4026 | 0 | 7.553e-05% | 4784 | 0
2020 | 4 | 15 | 2020-04-15 | 2 | 2020-04-15 | 3 | 0 | 0% | 5135 | 0 | 0 | 0% | 4870 | 0 | 0% | 5626 | 0
2020 | 4 | 15 | 2020-04-15 | 3 | 2020-04-15 | 4 | 0 | 0% | 5135 | 0 | 0 | 0% | 4870 | 0 | 0% | 5626 | 0
2020 | 4 | 15 | 2020-04-15 | 4 | 2020-04-15 | 5 | 0 | 0% | 5135 | 0 | 0 | 0% | 4870 | 0 | 0% | 5626 | 0
2020 | 4 | 15 | 2020-04-15 | 5 | 2020-04-15 | 6 | 0 | 0% | 5135 | 0 | 0 | 0% | 4870 | 0 | 0% | 5626 | 0
2020 | 4 | 15 | 2020-04-15 | 6 | 2020-04-15 | 7 | 0 | 0% | 5135 | 0 | 0 | 0% | 4870 | 0 | 0% | 5626 | 0
2020 | 4 | 15 | 2020-04-15 | 7 | 2020-04-15 | 8 | 0 | 0% | 5135 | 0 | 50.9571 | 8.809e-05% | 4272 | 0 | 4.405e-05% | 5020 | 0
2020 | 4 | 15 | 2020-04-15 | 8 | 2020-04-15 | 9 | 12.8015 | 1.548e-05% | 4795 | 0 | 0 | 0% | 4870 | 0 | 7.738e-06% | 5475 | 0
2020 | 4 | 15 | 2020-04-15 | 9 | 2020-04-15 | 10 | 0 | 0% | 5135 | 0 | 381.7071 | 0.0006599% | 3173 | 0 | 0.0003299% | 4016 | 0
2020 | 4 | 15 | 2020-04-15 | 10 | 2020-04-15 | 11 | 0 | 0% | 5135 | 0 | 0 | 0% | 4870 | 0 | 0% | 5626 | 0
2020 | 4 | 15 | 2020-04-15 | 11 | 2020-04-15 | 12 | 0 | 0% | 5135 | 0 | 0 | 0% | 4870 | 0 | 0% | 5626 | 0
2020 | 4 | 15 | 2020-04-15 | 12 | 2020-04-15 | 13 | 0 | 0% | 5135 | 0 | 0 | 0% | 4870 | 0 | 0% | 5626 | 0
2020 | 4 | 15 | 2020-04-15 | 13 | 2020-04-15 | 14 | 0 | 0% | 5135 | 0 | 0 | 0% | 4870 | 0 | 0% | 5626 | 0
2020 | 4 | 15 | 2020-04-15 | 14 | 2020-04-15 | 15 | 0 | 0% | 5135 | 0 | 0 | 0% | 4870 | 0 | 0% | 5626 | 0
2020 | 4 | 15 | 2020-04-15 | 15 | 2020-04-15 | 16 | 0 | 0% | 5135 | 0 | 0 | 0% | 4870 | 0 | 0% | 5626 | 0
2020 | 4 | 15 | 2020-04-15 | 16 | 2020-04-15 | 17 | 20.309 | 2.455e-05% | 4695 | 0 | 421.6568 | 0.0007289% | 3098 | 0 | 0.0003767% | 3929 | 0
2020 | 4 | 15 | 2020-04-15 | 17 | 2020-04-15 | 18 | 0 | 0% | 5135 | 0 | 0 | 0% | 4870 | 0 | 0% | 5626 | 0
2020 | 4 | 15 | 2020-04-15 | 18 | 2020-04-15 | 19 | 2686.4103 | 0.003248% | 2831 | 0 | 19.6479 | 3.397e-05% | 4601 | 0 | 0.001641% | 3049 | 0
2020 | 4 | 15 | 2020-04-15 | 19 | 2020-04-15 | 20 | 14131.0362 | 0.01708% | 1800 | 0 | 9783.1828 | 0.01691% | 1555 | 0 | 0.017% | 1668 | 0
2020 | 4 | 15 | 2020-04-15 | 20 | 2020-04-15 | 21 | 30421.733 | 0.03678% | 1063 | 0 | 29804.3596 | 0.05152% | 733 | 0 | 0.04415% | 851 | 0
2020 | 4 | 15 | 2020-04-15 | 21 | 2020-04-15 | 22 | 35131.6302 | 0.04247% | 906 | 0 | 22820.6614 | 0.03945% | 971 | 0 | 0.04096% | 940 | 0
2020 | 4 | 15 | 2020-04-15 | 22 | 2020-04-15 | 23 | 21129.0069 | 0.02554% | 1462 | 0 | 11519.6397 | 0.01991% | 1457 | 0 | 0.02273% | 1474 | 0
2020 | 4 | 15 | 2020-04-15 | 23 | 2020-04-15 | 24 | 2546.6874 | 0.003079% | 2859 | 0 | 364.5643 | 0.0006302% | 3195 | 0 | 0.001855% | 2986 | 0
2020 | 4 | 15 | 2020-04-15 | 24 | 2020-04-16 | 1 | 0 | 0% | 5135 | 0 | 0 | 0% | 4870 | 0 | 0% | 5626 | 0
2020 | 4 | 16 | 2020-04-16 | 1 | 2020-04-16 | 2 | 3.6151 | 4.371e-06% | 5021 | 0 | 113.6572 | 0.0001965% | 3872 | 0 | 0.0001004% | 4659 | 0
2020 | 4 | 16 | 2020-04-16 | 2 | 2020-04-16 | 3 | 0 | 0% | 5135 | 0 | 0 | 0% | 4870 | 0 | 0% | 5626 | 0
2020 | 4 | 16 | 2020-04-16 | 3 | 2020-04-16 | 4 | 0 | 0% | 5135 | 0 | 0 | 0% | 4870 | 0 | 0% | 5626 | 0
2020 | 4 | 16 | 2020-04-16 | 4 | 2020-04-16 | 5 | 0 | 0% | 5135 | 0 | 0 | 0% | 4870 | 0 | 0% | 5626 | 0
2020 | 4 | 16 | 2020-04-16 | 5 | 2020-04-16 | 6 | 0 | 0% | 5135 | 0 | 0 | 0% | 4870 | 0 | 0% | 5626 | 0
2020 | 4 | 16 | 2020-04-16 | 6 | 2020-04-16 | 7 | 0 | 0% | 5135 | 0 | 0 | 0% | 4870 | 0 | 0% | 5626 | 0
2020 | 4 | 16 | 2020-04-16 | 7 | 2020-04-16 | 8 | 0 | 0% | 5135 | 0 | 79.2308 | 0.000137% | 4048 | 0 | 6.849e-05% | 4830 | 0
2020 | 4 | 16 | 2020-04-16 | 8 | 2020-04-16 | 9 | 18.7436 | 2.266e-05% | 4708 | 0 | 0 | 0% | 4870 | 0 | 1.133e-05% | 5410 | 0
2020 | 4 | 16 | 2020-04-16 | 9 | 2020-04-16 | 10 | 5.5837 | 6.75e-06% | 4963 | 0 | 2665.0703 | 0.004607% | 2170 | 0 | 0.002307% | 2865 | 0
2020 | 4 | 16 | 2020-04-16 | 10 | 2020-04-16 | 11 | 0 | 0% | 5135 | 0 | 0 | 0% | 4870 | 0 | 0% | 5626 | 0
2020 | 4 | 16 | 2020-04-16 | 11 | 2020-04-16 | 12 | 0 | 0% | 5135 | 0 | 0 | 0% | 4870 | 0 | 0% | 5626 | 0
2020 | 4 | 16 | 2020-04-16 | 12 | 2020-04-16 | 13 | 0 | 0% | 5135 | 0 | 0 | 0% | 4870 | 0 | 0% | 5626 | 0
2020 | 4 | 16 | 2020-04-16 | 13 | 2020-04-16 | 14 | 0 | 0% | 5135 | 0 | 0 | 0% | 4870 | 0 | 0% | 5626 | 0
2020 | 4 | 16 | 2020-04-16 | 14 | 2020-04-16 | 15 | 0 | 0% | 5135 | 0 | 0 | 0% | 4870 | 0 | 0% | 5626 | 0
2020 | 4 | 16 | 2020-04-16 | 15 | 2020-04-16 | 16 | 0 | 0% | 5135 | 0 | 0 | 0% | 4870 | 0 | 0% | 5626 | 0
2020 | 4 | 16 | 2020-04-16 | 16 | 2020-04-16 | 17 | 7.8241 | 9.459e-06% | 4895 | 0 | 91.5765 | 0.0001583% | 3976 | 0 | 8.389e-05% | 4737 | 0
2020 | 4 | 16 | 2020-04-16 | 17 | 2020-04-16 | 18 | 0 | 0% | 5135 | 0 | 0 | 0% | 4870 | 0 | 0% | 5626 | 0
2020 | 4 | 16 | 2020-04-16 | 18 | 2020-04-16 | 19 | 15.1667 | 1.834e-05% | 4761 | 0 | 0 | 0% | 4870 | 0 | 9.168e-06% | 5446 | 0
2020 | 4 | 16 | 2020-04-16 | 19 | 2020-04-16 | 20 | 5289.3541 | 0.006395% | 2444 | 0 | 1103.389 | 0.001907% | 2584 | 0 | 0.004151% | 2514 | 0
2020 | 4 | 16 | 2020-04-16 | 20 | 2020-04-16 | 21 | 22814.3351 | 0.02758% | 1379 | 0 | 12272.4796 | 0.02122% | 1418 | 0 | 0.0244% | 1403 | 0
2020 | 4 | 16 | 2020-04-16 | 21 | 2020-04-16 | 22 | 23214.3615 | 0.02807% | 1361 | 0 | 12882.7793 | 0.02227% | 1383 | 0 | 0.02517% | 1377 | 0
2020 | 4 | 16 | 2020-04-16 | 22 | 2020-04-16 | 23 | 11320.0676 | 0.01369% | 1945 | 0 | 6144.9023 | 0.01062% | 1794 | 0 | 0.01215% | 1895 | 0
2020 | 4 | 16 | 2020-04-16 | 23 | 2020-04-16 | 24 | 88.8456 | 0.0001074% | 4297 | 0 | 38.9133 | 6.727e-05% | 4381 | 0 | 8.734e-05% | 4713 | 0
2020 | 4 | 16 | 2020-04-16 | 24 | 2020-04-17 | 1 | 0 | 0% | 5135 | 0 | 0 | 0% | 4870 | 0 | 0% | 5626 | 0
2020 | 4 | 17 | 2020-04-17 | 1 | 2020-04-17 | 2 | 31.2173 | 3.774e-05% | 4594 | 0 | 157.4199 | 0.0002721% | 3702 | 0 | 0.0001549% | 4422 | 0
2020 | 4 | 17 | 2020-04-17 | 2 | 2020-04-17 | 3 | 0 | 0% | 5135 | 0 | 0 | 0% | 4870 | 0 | 0% | 5626 | 0
2020 | 4 | 17 | 2020-04-17 | 3 | 2020-04-17 | 4 | 0 | 0% | 5135 | 0 | 8.5052 | 1.47e-05% | 4743 | 0 | 7.352e-06% | 5486 | 0
2020 | 4 | 17 | 2020-04-17 | 4 | 2020-04-17 | 5 | 0 | 0% | 5135 | 0 | 44.9672 | 7.774e-05% | 4328 | 0 | 3.887e-05% | 5061 | 0
2020 | 4 | 17 | 2020-04-17 | 5 | 2020-04-17 | 6 | 0 | 0% | 5135 | 0 | 0 | 0% | 4870 | 0 | 0% | 5626 | 0
2020 | 4 | 17 | 2020-04-17 | 6 | 2020-04-17 | 7 | 0 | 0% | 5135 | 0 | 0 | 0% | 4870 | 0 | 0% | 5626 | 0
2020 | 4 | 17 | 2020-04-17 | 7 | 2020-04-17 | 8 | 0 | 0% | 5135 | 0 | 66.9841 | 0.0001158% | 4133 | 0 | 5.79e-05% | 4908 | 0
2020 | 4 | 17 | 2020-04-17 | 8 | 2020-04-17 | 9 | 7.7935 | 9.422e-06% | 4898 | 0 | 0 | 0% | 4870 | 0 | 4.711e-06% | 5535 | 0
2020 | 4 | 17 | 2020-04-17 | 9 | 2020-04-17 | 10 | 1.6314 | 1.972e-06% | 5080 | 0 | 937.113 | 0.00162% | 2684 | 0 | 0.000811% | 3472 | 0
2020 | 4 | 17 | 2020-04-17 | 10 | 2020-04-17 | 11 | 0 | 0% | 5135 | 0 | 0 | 0% | 4870 | 0 | 0% | 5626 | 0
2020 | 4 | 17 | 2020-04-17 | 11 | 2020-04-17 | 12 | 0 | 0% | 5135 | 0 | 0 | 0% | 4870 | 0 | 0% | 5626 | 0
2020 | 4 | 17 | 2020-04-17 | 12 | 2020-04-17 | 13 | 0 | 0% | 5135 | 0 | 0 | 0% | 4870 | 0 | 0% | 5626 | 0
2020 | 4 | 17 | 2020-04-17 | 13 | 2020-04-17 | 14 | 0 | 0% | 5135 | 0 | 0 | 0% | 4870 | 0 | 0% | 5626 | 0
2020 | 4 | 17 | 2020-04-17 | 14 | 2020-04-17 | 15 | 0 | 0% | 5135 | 0 | 0 | 0% | 4870 | 0 | 0% | 5626 | 0
2020 | 4 | 17 | 2020-04-17 | 15 | 2020-04-17 | 16 | 0 | 0% | 5135 | 0 | 0 | 0% | 4870 | 0 | 0% | 5626 | 0
2020 | 4 | 17 | 2020-04-17 | 16 | 2020-04-17 | 17 | 0.56201 | 6.794e-07% | 5120 | 0 | 53.0032 | 9.163e-05% | 4247 | 0 | 4.615e-05% | 4997 | 0
2020 | 4 | 17 | 2020-04-17 | 17 | 2020-04-17 | 18 | 0 | 0% | 5135 | 0 | 0 | 0% | 4870 | 0 | 0% | 5626 | 0
2020 | 4 | 17 | 2020-04-17 | 18 | 2020-04-17 | 19 | 47.2443 | 5.712e-05% | 4468 | 0 | 0 | 0% | 4870 | 0 | 2.856e-05% | 5181 | 0
2020 | 4 | 17 | 2020-04-17 | 19 | 2020-04-17 | 20 | 5462.108 | 0.006603% | 2426 | 0 | 1037.5762 | 0.001794% | 2624 | 0 | 0.004199% | 2503 | 0
2020 | 4 | 17 | 2020-04-17 | 20 | 2020-04-17 | 21 | 22985.3307 | 0.02779% | 1373 | 0 | 13334.59 | 0.02305% | 1359 | 0 | 0.02542% | 1371 | 0
2020 | 4 | 17 | 2020-04-17 | 21 | 2020-04-17 | 22 | 24451.325 | 0.02956% | 1299 | 0 | 15224.3609 | 0.02632% | 1273 | 0 | 0.02794% | 1283 | 0
2020 | 4 | 17 | 2020-04-17 | 22 | 2020-04-17 | 23 | 11691.836 | 0.01413% | 1916 | 0 | 5684.6015 | 0.009827% | 1825 | 0 | 0.01198% | 1908 | 0
2020 | 4 | 17 | 2020-04-17 | 23 | 2020-04-17 | 24 | 155.1019 | 0.0001875% | 4119 | 0 | 4.8794 | 8.435e-06% | 4801 | 0 | 9.797e-05% | 4667 | 0
2020 | 4 | 17 | 2020-04-17 | 24 | 2020-04-18 | 1 | 0 | 0% | 5135 | 0 | 0 | 0% | 4870 | 0 | 0% | 5626 | 0
2020 | 4 | 18 | 2020-04-18 | 1 | 2020-04-18 | 2 | 3.4918 | 4.221e-06% | 5024 | 0 | 35.4528 | 6.129e-05% | 4418 | 0 | 3.276e-05% | 5138 | 0
2020 | 4 | 18 | 2020-04-18 | 2 | 2020-04-18 | 3 | 0 | 0% | 5135 | 0 | 0 | 0% | 4870 | 0 | 0% | 5626 | 0
2020 | 4 | 18 | 2020-04-18 | 3 | 2020-04-18 | 4 | 0 | 0% | 5135 | 0 | 0 | 0% | 4870 | 0 | 0% | 5626 | 0
2020 | 4 | 18 | 2020-04-18 | 4 | 2020-04-18 | 5 | 0 | 0% | 5135 | 0 | 0 | 0% | 4870 | 0 | 0% | 5626 | 0
2020 | 4 | 18 | 2020-04-18 | 5 | 2020-04-18 | 6 | 0 | 0% | 5135 | 0 | 0 | 0% | 4870 | 0 | 0% | 5626 | 0
2020 | 4 | 18 | 2020-04-18 | 6 | 2020-04-18 | 7 | 0 | 0% | 5135 | 0 | 0 | 0% | 4870 | 0 | 0% | 5626 | 0
2020 | 4 | 18 | 2020-04-18 | 7 | 2020-04-18 | 8 | 40.2917 | 4.871e-05% | 4520 | 0 | 55.8963 | 9.663e-05% | 4218 | 0 | 7.267e-05% | 4800 | 0
2020 | 4 | 18 | 2020-04-18 | 8 | 2020-04-18 | 9 | 0 | 0% | 5135 | 0 | 0 | 0% | 4870 | 0 | 0% | 5626 | 0
2020 | 4 | 18 | 2020-04-18 | 9 | 2020-04-18 | 10 | 0.88639 | 1.072e-06% | 5110 | 0 | 3867.3804 | 0.006686% | 1997 | 0 | 0.003343% | 2632 | 0
2020 | 4 | 18 | 2020-04-18 | 10 | 2020-04-18 | 11 | 0 | 0% | 5135 | 0 | 0 | 0% | 4870 | 0 | 0% | 5626 | 0
2020 | 4 | 18 | 2020-04-18 | 11 | 2020-04-18 | 12 | 0 | 0% | 5135 | 0 | 0 | 0% | 4870 | 0 | 0% | 5626 | 0
2020 | 4 | 18 | 2020-04-18 | 12 | 2020-04-18 | 13 | 0 | 0% | 5135 | 0 | 0 | 0% | 4870 | 0 | 0% | 5626 | 0
2020 | 4 | 18 | 2020-04-18 | 13 | 2020-04-18 | 14 | 0 | 0% | 5135 | 0 | 0 | 0% | 4870 | 0 | 0% | 5626 | 0
2020 | 4 | 18 | 2020-04-18 | 14 | 2020-04-18 | 15 | 0 | 0% | 5135 | 0 | 0 | 0% | 4870 | 0 | 0% | 5626 | 0
2020 | 4 | 18 | 2020-04-18 | 15 | 2020-04-18 | 16 | 0 | 0% | 5135 | 0 | 0 | 0% | 4870 | 0 | 0% | 5626 | 0
2020 | 4 | 18 | 2020-04-18 | 16 | 2020-04-18 | 17 | 24.4142 | 2.952e-05% | 4652 | 0 | 0 | 0% | 4870 | 0 | 1.476e-05% | 5358 | 0
2020 | 4 | 18 | 2020-04-18 | 17 | 2020-04-18 | 18 | 0 | 0% | 5135 | 0 | 0 | 0% | 4870 | 0 | 0% | 5626 | 0
2020 | 4 | 18 | 2020-04-18 | 18 | 2020-04-18 | 19 | 0 | 0% | 5135 | 0 | 0 | 0% | 4870 | 0 | 0% | 5626 | 0
2020 | 4 | 18 | 2020-04-18 | 19 | 2020-04-18 | 20 | 869.3792 | 0.001051% | 3405 | 0 | 0 | 0% | 4870 | 0 | 0.0005255% | 3728 | 0
2020 | 4 | 18 | 2020-04-18 | 20 | 2020-04-18 | 21 | 12457.5447 | 0.01506% | 1883 | 0 | 4136.0435 | 0.00715% | 1966 | 0 | 0.01111% | 1949 | 0
2020 | 4 | 18 | 2020-04-18 | 21 | 2020-04-18 | 22 | 16289.36 | 0.01969% | 1686 | 0 | 5640.6501 | 0.009751% | 1829 | 0 | 0.01472% | 1790 | 0
2020 | 4 | 18 | 2020-04-18 | 22 | 2020-04-18 | 23 | 5713.1199 | 0.006907% | 2397 | 0 | 1304.0588 | 0.002254% | 2512 | 0 | 0.004581% | 2453 | 0
2020 | 4 | 18 | 2020-04-18 | 23 | 2020-04-18 | 24 | 160.6904 | 0.0001943% | 4107 | 0 | 0 | 0% | 4870 | 0 | 9.713e-05% | 4670 | 0
2020 | 4 | 18 | 2020-04-18 | 24 | 2020-04-19 | 1 | 0 | 0% | 5135 | 0 | 0 | 0% | 4870 | 0 | 0% | 5626 | 0
2020 | 4 | 19 | 2020-04-19 | 1 | 2020-04-19 | 2 | 0.059502 | 7.194e-08% | 5134 | 0 | 51.5463 | 8.911e-05% | 4264 | 0 | 4.459e-05% | 5013 | 0
2020 | 4 | 19 | 2020-04-19 | 2 | 2020-04-19 | 3 | 0 | 0% | 5135 | 0 | 0 | 0% | 4870 | 0 | 0% | 5626 | 0
2020 | 4 | 19 | 2020-04-19 | 3 | 2020-04-19 | 4 | 0 | 0% | 5135 | 0 | 0 | 0% | 4870 | 0 | 0% | 5626 | 0
2020 | 4 | 19 | 2020-04-19 | 4 | 2020-04-19 | 5 | 0 | 0% | 5135 | 0 | 0 | 0% | 4870 | 0 | 0% | 5626 | 0
2020 | 4 | 19 | 2020-04-19 | 5 | 2020-04-19 | 6 | 0 | 0% | 5135 | 0 | 0 | 0% | 4870 | 0 | 0% | 5626 | 0
2020 | 4 | 19 | 2020-04-19 | 6 | 2020-04-19 | 7 | 0 | 0% | 5135 | 0 | 0 | 0% | 4870 | 0 | 0% | 5626 | 0
2020 | 4 | 19 | 2020-04-19 | 7 | 2020-04-19 | 8 | 15.6371 | 1.89e-05% | 4757 | 0 | 149.5503 | 0.0002585% | 3731 | 0 | 0.0001387% | 4489 | 0
2020 | 4 | 19 | 2020-04-19 | 8 | 2020-04-19 | 9 | 0 | 0% | 5135 | 0 | 0 | 0% | 4870 | 0 | 0% | 5626 | 0
2020 | 4 | 19 | 2020-04-19 | 9 | 2020-04-19 | 10 | 0 | 0% | 5135 | 0 | 2143.7024 | 0.003706% | 2269 | 0 | 0.001853% | 2987 | 0
2020 | 4 | 19 | 2020-04-19 | 10 | 2020-04-19 | 11 | 0 | 0% | 5135 | 0 | 0 | 0% | 4870 | 0 | 0% | 5626 | 0
2020 | 4 | 19 | 2020-04-19 | 11 | 2020-04-19 | 12 | 0 | 0% | 5135 | 0 | 0 | 0% | 4870 | 0 | 0% | 5626 | 0
2020 | 4 | 19 | 2020-04-19 | 12 | 2020-04-19 | 13 | 0 | 0% | 5135 | 0 | 0 | 0% | 4870 | 0 | 0% | 5626 | 0
2020 | 4 | 19 | 2020-04-19 | 13 | 2020-04-19 | 14 | 0 | 0% | 5135 | 0 | 0 | 0% | 4870 | 0 | 0% | 5626 | 0
2020 | 4 | 19 | 2020-04-19 | 14 | 2020-04-19 | 15 | 0 | 0% | 5135 | 0 | 0 | 0% | 4870 | 0 | 0% | 5626 | 0
2020 | 4 | 19 | 2020-04-19 | 15 | 2020-04-19 | 16 | 0 | 0% | 5135 | 0 | 0 | 0% | 4870 | 0 | 0% | 5626 | 0
2020 | 4 | 19 | 2020-04-19 | 16 | 2020-04-19 | 17 | 10.8134 | 1.307e-05% | 4828 | 0 | 1472.695 | 0.002546% | 2450 | 0 | 0.001279% | 3213 | 0
2020 | 4 | 19 | 2020-04-19 | 17 | 2020-04-19 | 18 | 0 | 0% | 5135 | 0 | 0 | 0% | 4870 | 0 | 0% | 5626 | 0
2020 | 4 | 19 | 2020-04-19 | 18 | 2020-04-19 | 19 | 0 | 0% | 5135 | 0 | 0 | 0% | 4870 | 0 | 0% | 5626 | 0
2020 | 4 | 19 | 2020-04-19 | 19 | 2020-04-19 | 20 | 697.8911 | 0.0008437% | 3512 | 0 | 58.8959 | 0.0001018% | 4192 | 0 | 0.0004728% | 3796 | 0
2020 | 4 | 19 | 2020-04-19 | 20 | 2020-04-19 | 21 | 12687.9925 | 0.01534% | 1871 | 0 | 5806.3575 | 0.01004% | 1816 | 0 | 0.01269% | 1874 | 0
2020 | 4 | 19 | 2020-04-19 | 21 | 2020-04-19 | 22 | 16185.2818 | 0.01957% | 1692 | 0 | 6853.2809 | 0.01185% | 1744 | 0 | 0.01571% | 1734 | 0
2020 | 4 | 19 | 2020-04-19 | 22 | 2020-04-19 | 23 | 4476.0927 | 0.005411% | 2541 | 0 | 1713.2124 | 0.002962% | 2392 | 0 | 0.004187% | 2505 | 0
2020 | 4 | 19 | 2020-04-19 | 23 | 2020-04-19 | 24 | 0 | 0% | 5135 | 0 | 0 | 0% | 4870 | 0 | 0% | 5626 | 0
2020 | 4 | 19 | 2020-04-19 | 24 | 2020-04-20 | 1 | 0 | 0% | 5135 | 0 | 0 | 0% | 4870 | 0 | 0% | 5626 | 0
2020 | 4 | 20 | 2020-04-20 | 1 | 2020-04-20 | 2 | 35.0757 | 4.24e-05% | 4559 | 0 | 109.0688 | 0.0001886% | 3894 | 0 | 0.0001155% | 4586 | 0
2020 | 4 | 20 | 2020-04-20 | 2 | 2020-04-20 | 3 | 0 | 0% | 5135 | 0 | 0 | 0% | 4870 | 0 | 0% | 5626 | 0
2020 | 4 | 20 | 2020-04-20 | 3 | 2020-04-20 | 4 | 0 | 0% | 5135 | 0 | 0 | 0% | 4870 | 0 | 0% | 5626 | 0
2020 | 4 | 20 | 2020-04-20 | 4 | 2020-04-20 | 5 | 0 | 0% | 5135 | 0 | 0 | 0% | 4870 | 0 | 0% | 5626 | 0
2020 | 4 | 20 | 2020-04-20 | 5 | 2020-04-20 | 6 | 0 | 0% | 5135 | 0 | 0 | 0% | 4870 | 0 | 0% | 5626 | 0
2020 | 4 | 20 | 2020-04-20 | 6 | 2020-04-20 | 7 | 0 | 0% | 5135 | 0 | 0 | 0% | 4870 | 0 | 0% | 5626 | 0
2020 | 4 | 20 | 2020-04-20 | 7 | 2020-04-20 | 8 | 0 | 0% | 5135 | 0 | 36.8876 | 6.377e-05% | 4398 | 0 | 3.188e-05% | 5144 | 0
2020 | 4 | 20 | 2020-04-20 | 8 | 2020-04-20 | 9 | 26.9006 | 3.252e-05% | 4631 | 0 | 0 | 0% | 4870 | 0 | 1.626e-05% | 5337 | 0
2020 | 4 | 20 | 2020-04-20 | 9 | 2020-04-20 | 10 | 4.4296 | 5.355e-06% | 4993 | 0 | 785.2408 | 0.001357% | 2767 | 0 | 0.0006814% | 3588 | 0
2020 | 4 | 20 | 2020-04-20 | 10 | 2020-04-20 | 11 | 0 | 0% | 5135 | 0 | 0 | 0% | 4870 | 0 | 0% | 5626 | 0
2020 | 4 | 20 | 2020-04-20 | 11 | 2020-04-20 | 12 | 0 | 0% | 5135 | 0 | 0 | 0% | 4870 | 0 | 0% | 5626 | 0
2020 | 4 | 20 | 2020-04-20 | 12 | 2020-04-20 | 13 | 0 | 0% | 5135 | 0 | 0 | 0% | 4870 | 0 | 0% | 5626 | 0
2020 | 4 | 20 | 2020-04-20 | 13 | 2020-04-20 | 14 | 0 | 0% | 5135 | 0 | 410.8901 | 0.0007103% | 3123 | 0 | 0.0003552% | 3971 | 0
2020 | 4 | 20 | 2020-04-20 | 14 | 2020-04-20 | 15 | 0 | 0% | 5135 | 0 | 0 | 0% | 4870 | 0 | 0% | 5626 | 0
2020 | 4 | 20 | 2020-04-20 | 15 | 2020-04-20 | 16 | 0 | 0% | 5135 | 0 | 0 | 0% | 4870 | 0 | 0% | 5626 | 0
2020 | 4 | 20 | 2020-04-20 | 16 | 2020-04-20 | 17 | 0 | 0% | 5135 | 0 | 305.47 | 0.0005281% | 3305 | 0 | 0.000264% | 4134 | 0
2020 | 4 | 20 | 2020-04-20 | 17 | 2020-04-20 | 18 | 0 | 0% | 5135 | 0 | 0 | 0% | 4870 | 0 | 0% | 5626 | 0
2020 | 4 | 20 | 2020-04-20 | 18 | 2020-04-20 | 19 | 593.7836 | 0.0007179% | 3592 | 0 | 0 | 0% | 4870 | 0 | 0.0003589% | 3959 | 0
2020 | 4 | 20 | 2020-04-20 | 19 | 2020-04-20 | 20 | 9382.3257 | 0.01134% | 2081 | 0 | 2211.6076 | 0.003823% | 2258 | 0 | 0.007583% | 2149 | 0
2020 | 4 | 20 | 2020-04-20 | 20 | 2020-04-20 | 21 | 30285.4383 | 0.03661% | 1070 | 0 | 20357.9411 | 0.03519% | 1063 | 0 | 0.0359% | 1065 | 0
2020 | 4 | 20 | 2020-04-20 | 21 | 2020-04-20 | 22 | 30151.8305 | 0.03645% | 1081 | 0 | 19091.4316 | 0.033% | 1107 | 0 | 0.03473% | 1096 | 0
2020 | 4 | 20 | 2020-04-20 | 22 | 2020-04-20 | 23 | 16051.9604 | 0.01941% | 1696 | 0 | 9815.3236 | 0.01697% | 1552 | 0 | 0.01819% | 1632 | 0
2020 | 4 | 20 | 2020-04-20 | 23 | 2020-04-20 | 24 | 551.9074 | 0.0006672% | 3622 | 0 | 238.6852 | 0.0004126% | 3452 | 0 | 0.0005399% | 3711 | 0
2020 | 4 | 20 | 2020-04-20 | 24 | 2020-04-21 | 1 | 0 | 0% | 5135 | 0 | 0 | 0% | 4870 | 0 | 0% | 5626 | 0
2020 | 4 | 21 | 2020-04-21 | 1 | 2020-04-21 | 2 | 5.6854 | 6.873e-06% | 4956 | 0 | 147.4561 | 0.0002549% | 3736 | 0 | 0.0001309% | 4531 | 0
2020 | 4 | 21 | 2020-04-21 | 2 | 2020-04-21 | 3 | 0 | 0% | 5135 | 0 | 0 | 0% | 4870 | 0 | 0% | 5626 | 0
2020 | 4 | 21 | 2020-04-21 | 3 | 2020-04-21 | 4 | 0 | 0% | 5135 | 0 | 0 | 0% | 4870 | 0 | 0% | 5626 | 0
2020 | 4 | 21 | 2020-04-21 | 4 | 2020-04-21 | 5 | 0 | 0% | 5135 | 0 | 0 | 0% | 4870 | 0 | 0% | 5626 | 0
2020 | 4 | 21 | 2020-04-21 | 5 | 2020-04-21 | 6 | 0 | 0% | 5135 | 0 | 0 | 0% | 4870 | 0 | 0% | 5626 | 0
2020 | 4 | 21 | 2020-04-21 | 6 | 2020-04-21 | 7 | 0 | 0% | 5135 | 0 | 0 | 0% | 4870 | 0 | 0% | 5626 | 0
2020 | 4 | 21 | 2020-04-21 | 7 | 2020-04-21 | 8 | 0 | 0% | 5135 | 0 | 113.4966 | 0.0001962% | 3874 | 0 | 9.81e-05% | 4666 | 0
2020 | 4 | 21 | 2020-04-21 | 8 | 2020-04-21 | 9 | 22.962 | 2.776e-05% | 4669 | 0 | 0 | 0% | 4870 | 0 | 1.388e-05% | 5372 | 0
2020 | 4 | 21 | 2020-04-21 | 9 | 2020-04-21 | 10 | 8.0466 | 9.728e-06% | 4887 | 0 | 542.9055 | 0.0009385% | 2961 | 0 | 0.0004741% | 3791 | 0
2020 | 4 | 21 | 2020-04-21 | 10 | 2020-04-21 | 11 | 0 | 0% | 5135 | 0 | 0 | 0% | 4870 | 0 | 0% | 5626 | 0
2020 | 4 | 21 | 2020-04-21 | 11 | 2020-04-21 | 12 | 0 | 0% | 5135 | 0 | 0 | 0% | 4870 | 0 | 0% | 5626 | 0
2020 | 4 | 21 | 2020-04-21 | 12 | 2020-04-21 | 13 | 0 | 0% | 5135 | 0 | 0 | 0% | 4870 | 0 | 0% | 5626 | 0
2020 | 4 | 21 | 2020-04-21 | 13 | 2020-04-21 | 14 | 0 | 0% | 5135 | 0 | 0 | 0% | 4870 | 0 | 0% | 5626 | 0
2020 | 4 | 21 | 2020-04-21 | 14 | 2020-04-21 | 15 | 0 | 0% | 5135 | 0 | 0 | 0% | 4870 | 0 | 0% | 5626 | 0
2020 | 4 | 21 | 2020-04-21 | 15 | 2020-04-21 | 16 | 0 | 0% | 5135 | 0 | 0 | 0% | 4870 | 0 | 0% | 5626 | 0
2020 | 4 | 21 | 2020-04-21 | 16 | 2020-04-21 | 17 | 0 | 0% | 5135 | 0 | 166.6101 | 0.000288% | 3678 | 0 | 0.000144% | 4461 | 0
2020 | 4 | 21 | 2020-04-21 | 17 | 2020-04-21 | 18 | 0 | 0% | 5135 | 0 | 0 | 0% | 4870 | 0 | 0% | 5626 | 0
2020 | 4 | 21 | 2020-04-21 | 18 | 2020-04-21 | 19 | 485.1112 | 0.0005865% | 3675 | 0 | 0 | 0% | 4870 | 0 | 0.0002932% | 4084 | 0
2020 | 4 | 21 | 2020-04-21 | 19 | 2020-04-21 | 20 | 7612.2642 | 0.009203% | 2222 | 0 | 3352.5088 | 0.005796% | 2059 | 0 | 0.007499% | 2156 | 0
2020 | 4 | 21 | 2020-04-21 | 20 | 2020-04-21 | 21 | 28320.7709 | 0.03424% | 1143 | 0 | 28489.7165 | 0.04925% | 782 | 0 | 0.04175% | 916 | 0
2020 | 4 | 21 | 2020-04-21 | 21 | 2020-04-21 | 22 | 27433.9053 | 0.03317% | 1175 | 0 | 27273.9053 | 0.04715% | 814 | 0 | 0.04016% | 956 | 0
2020 | 4 | 21 | 2020-04-21 | 22 | 2020-04-21 | 23 | 14390.7931 | 0.0174% | 1785 | 0 | 14250.4338 | 0.02464% | 1312 | 0 | 0.02102% | 1543 | 0
2020 | 4 | 21 | 2020-04-21 | 23 | 2020-04-21 | 24 | 679.812 | 0.0008219% | 3527 | 0 | 629.1901 | 0.001088% | 2878 | 0 | 0.0009548% | 3386 | 0
2020 | 4 | 21 | 2020-04-21 | 24 | 2020-04-22 | 1 | 0 | 0% | 5135 | 0 | 0 | 0% | 4870 | 0 | 0% | 5626 | 0
2020 | 4 | 22 | 2020-04-22 | 1 | 2020-04-22 | 2 | 0 | 0% | 5135 | 0 | 74.2768 | 0.0001284% | 4083 | 0 | 6.42e-05% | 4858 | 0
2020 | 4 | 22 | 2020-04-22 | 2 | 2020-04-22 | 3 | 0 | 0% | 5135 | 0 | 0 | 0% | 4870 | 0 | 0% | 5626 | 0
2020 | 4 | 22 | 2020-04-22 | 3 | 2020-04-22 | 4 | 0 | 0% | 5135 | 0 | 0 | 0% | 4870 | 0 | 0% | 5626 | 0
2020 | 4 | 22 | 2020-04-22 | 4 | 2020-04-22 | 5 | 0 | 0% | 5135 | 0 | 0 | 0% | 4870 | 0 | 0% | 5626 | 0
2020 | 4 | 22 | 2020-04-22 | 5 | 2020-04-22 | 6 | 0 | 0% | 5135 | 0 | 0 | 0% | 4870 | 0 | 0% | 5626 | 0
2020 | 4 | 22 | 2020-04-22 | 6 | 2020-04-22 | 7 | 0 | 0% | 5135 | 0 | 0 | 0% | 4870 | 0 | 0% | 5626 | 0
2020 | 4 | 22 | 2020-04-22 | 7 | 2020-04-22 | 8 | 6.5832 | 7.959e-06% | 4928 | 0 | 99.55 | 0.0001721% | 3938 | 0 | 9.003e-05% | 4702 | 0
2020 | 4 | 22 | 2020-04-22 | 8 | 2020-04-22 | 9 | 32.0167 | 3.871e-05% | 4586 | 0 | 3.7164 | 6.425e-06% | 4818 | 0 | 2.257e-05% | 5246 | 0
2020 | 4 | 22 | 2020-04-22 | 9 | 2020-04-22 | 10 | 1.3858 | 1.675e-06% | 5087 | 0 | 257.6375 | 0.0004454% | 3405 | 0 | 0.0002235% | 4226 | 0
2020 | 4 | 22 | 2020-04-22 | 10 | 2020-04-22 | 11 | 0 | 0% | 5135 | 0 | 0 | 0% | 4870 | 0 | 0% | 5626 | 0
2020 | 4 | 22 | 2020-04-22 | 11 | 2020-04-22 | 12 | 0 | 0% | 5135 | 0 | 0 | 0% | 4870 | 0 | 0% | 5626 | 0
2020 | 4 | 22 | 2020-04-22 | 12 | 2020-04-22 | 13 | 0 | 0% | 5135 | 0 | 0 | 0% | 4870 | 0 | 0% | 5626 | 0
2020 | 4 | 22 | 2020-04-22 | 13 | 2020-04-22 | 14 | 0 | 0% | 5135 | 0 | 0 | 0% | 4870 | 0 | 0% | 5626 | 0
2020 | 4 | 22 | 2020-04-22 | 14 | 2020-04-22 | 15 | 0 | 0% | 5135 | 0 | 0 | 0% | 4870 | 0 | 0% | 5626 | 0
2020 | 4 | 22 | 2020-04-22 | 15 | 2020-04-22 | 16 | 0 | 0% | 5135 | 0 | 0 | 0% | 4870 | 0 | 0% | 5626 | 0
2020 | 4 | 22 | 2020-04-22 | 16 | 2020-04-22 | 17 | 92.6619 | 0.000112% | 4284 | 0 | 249.0003 | 0.0004305% | 3428 | 0 | 0.0002712% | 4119 | 0
2020 | 4 | 22 | 2020-04-22 | 17 | 2020-04-22 | 18 | 445.3039 | 0.0005384% | 3711 | 0 | 0 | 0% | 4870 | 0 | 0.0002692% | 4123 | 0
2020 | 4 | 22 | 2020-04-22 | 18 | 2020-04-22 | 19 | 9404.5785 | 0.01137% | 2076 | 0 | 137.4382 | 0.0002376% | 3780 | 0 | 0.005804% | 2322 | 0
2020 | 4 | 22 | 2020-04-22 | 19 | 2020-04-22 | 20 | 25808.8561 | 0.0312% | 1250 | 0 | 12791.5229 | 0.02211% | 1388 | 0 | 0.02666% | 1331 | 0
2020 | 4 | 22 | 2020-04-22 | 20 | 2020-04-22 | 21 | 42222.5071 | 0.05104% | 680 | 0 | 27686.9419 | 0.04786% | 806 | 0 | 0.04945% | 750 | 0
2020 | 4 | 22 | 2020-04-22 | 21 | 2020-04-22 | 22 | 46849.251 | 0.05664% | 558 | 0 | 28922.4373 | 0.05% | 764 | 0 | 0.05332% | 670 | 0
2020 | 4 | 22 | 2020-04-22 | 22 | 2020-04-22 | 23 | 31122.5071 | 0.03763% | 1039 | 0 | 17429.4207 | 0.03013% | 1183 | 0 | 0.03388% | 1125 | 0
2020 | 4 | 22 | 2020-04-22 | 23 | 2020-04-22 | 24 | 5772.6134 | 0.006979% | 2390 | 0 | 1719.6404 | 0.002973% | 2388 | 0 | 0.004976% | 2406 | 0
2020 | 4 | 22 | 2020-04-22 | 24 | 2020-04-23 | 1 | 0 | 0% | 5135 | 0 | 0 | 0% | 4870 | 0 | 0% | 5626 | 0
2020 | 4 | 23 | 2020-04-23 | 1 | 2020-04-23 | 2 | 0 | 0% | 5135 | 0 | 54.7203 | 9.46e-05% | 4228 | 0 | 4.73e-05% | 4992 | 0
2020 | 4 | 23 | 2020-04-23 | 2 | 2020-04-23 | 3 | 0 | 0% | 5135 | 0 | 0 | 0% | 4870 | 0 | 0% | 5626 | 0
2020 | 4 | 23 | 2020-04-23 | 3 | 2020-04-23 | 4 | 0 | 0% | 5135 | 0 | 0 | 0% | 4870 | 0 | 0% | 5626 | 0
2020 | 4 | 23 | 2020-04-23 | 4 | 2020-04-23 | 5 | 0 | 0% | 5135 | 0 | 0 | 0% | 4870 | 0 | 0% | 5626 | 0
2020 | 4 | 23 | 2020-04-23 | 5 | 2020-04-23 | 6 | 0 | 0% | 5135 | 0 | 0 | 0% | 4870 | 0 | 0% | 5626 | 0
2020 | 4 | 23 | 2020-04-23 | 6 | 2020-04-23 | 7 | 0 | 0% | 5135 | 0 | 0 | 0% | 4870 | 0 | 0% | 5626 | 0
2020 | 4 | 23 | 2020-04-23 | 7 | 2020-04-23 | 8 | 0 | 0% | 5135 | 0 | 87.8217 | 0.0001518% | 3999 | 0 | 7.591e-05% | 4782 | 0
2020 | 4 | 23 | 2020-04-23 | 8 | 2020-04-23 | 9 | 22.1444 | 2.677e-05% | 4680 | 0 | 0.36119 | 6.244e-07% | 4865 | 0 | 1.37e-05% | 5376 | 0
2020 | 4 | 23 | 2020-04-23 | 9 | 2020-04-23 | 10 | 0.0965 | 1.167e-07% | 5132 | 0 | 83.6099 | 0.0001445% | 4028 | 0 | 7.233e-05% | 4801 | 0
2020 | 4 | 23 | 2020-04-23 | 10 | 2020-04-23 | 11 | 0 | 0% | 5135 | 0 | 12.7768 | 2.209e-05% | 4680 | 0 | 1.104e-05% | 5417 | 0
2020 | 4 | 23 | 2020-04-23 | 11 | 2020-04-23 | 12 | 0 | 0% | 5135 | 0 | 0 | 0% | 4870 | 0 | 0% | 5626 | 0
2020 | 4 | 23 | 2020-04-23 | 12 | 2020-04-23 | 13 | 0 | 0% | 5135 | 0 | 0 | 0% | 4870 | 0 | 0% | 5626 | 0
2020 | 4 | 23 | 2020-04-23 | 13 | 2020-04-23 | 14 | 0 | 0% | 5135 | 0 | 0 | 0% | 4870 | 0 | 0% | 5626 | 0
2020 | 4 | 23 | 2020-04-23 | 14 | 2020-04-23 | 15 | 0 | 0% | 5135 | 0 | 0 | 0% | 4870 | 0 | 0% | 5626 | 0
2020 | 4 | 23 | 2020-04-23 | 15 | 2020-04-23 | 16 | 0 | 0% | 5135 | 0 | 0 | 0% | 4870 | 0 | 0% | 5626 | 0
2020 | 4 | 23 | 2020-04-23 | 16 | 2020-04-23 | 17 | 11.3996 | 1.378e-05% | 4819 | 0 | 311.1275 | 0.0005379% | 3291 | 0 | 0.0002758% | 4112 | 0
2020 | 4 | 23 | 2020-04-23 | 17 | 2020-04-23 | 18 | 170.9265 | 0.0002066% | 4088 | 0 | 0 | 0% | 4870 | 0 | 0.0001033% | 4640 | 0
2020 | 4 | 23 | 2020-04-23 | 18 | 2020-04-23 | 19 | 4649.9013 | 0.005622% | 2523 | 0 | 83.1433 | 0.0001437% | 4031 | 0 | 0.002883% | 2737 | 0
2020 | 4 | 23 | 2020-04-23 | 19 | 2020-04-23 | 20 | 19596.3254 | 0.02369% | 1524 | 0 | 5818.7463 | 0.01006% | 1815 | 0 | 0.01688% | 1674 | 0
2020 | 4 | 23 | 2020-04-23 | 20 | 2020-04-23 | 21 | 34627.6661 | 0.04186% | 931 | 0 | 20153.5887 | 0.03484% | 1072 | 0 | 0.03835% | 1007 | 0
2020 | 4 | 23 | 2020-04-23 | 21 | 2020-04-23 | 22 | 43520.1627 | 0.05261% | 641 | 0 | 21376.4177 | 0.03695% | 1024 | 0 | 0.04478% | 838 | 0
2020 | 4 | 23 | 2020-04-23 | 22 | 2020-04-23 | 23 | 28140.2762 | 0.03402% | 1152 | 0 | 10907.7587 | 0.01886% | 1491 | 0 | 0.02644% | 1340 | 0
2020 | 4 | 23 | 2020-04-23 | 23 | 2020-04-23 | 24 | 3314.6716 | 0.004007% | 2711 | 0 | 993.2953 | 0.001717% | 2649 | 0 | 0.002862% | 2742 | 0
2020 | 4 | 23 | 2020-04-23 | 24 | 2020-04-24 | 1 | 0 | 0% | 5135 | 0 | 0 | 0% | 4870 | 0 | 0% | 5626 | 0
2020 | 4 | 24 | 2020-04-24 | 1 | 2020-04-24 | 2 | 6.1654 | 7.454e-06% | 4942 | 0 | 181.7007 | 0.0003141% | 3624 | 0 | 0.0001608% | 4409 | 0
2020 | 4 | 24 | 2020-04-24 | 2 | 2020-04-24 | 3 | 0 | 0% | 5135 | 0 | 0 | 0% | 4870 | 0 | 0% | 5626 | 0
2020 | 4 | 24 | 2020-04-24 | 3 | 2020-04-24 | 4 | 0 | 0% | 5135 | 0 | 0 | 0% | 4870 | 0 | 0% | 5626 | 0
2020 | 4 | 24 | 2020-04-24 | 4 | 2020-04-24 | 5 | 0 | 0% | 5135 | 0 | 0 | 0% | 4870 | 0 | 0% | 5626 | 0
2020 | 4 | 24 | 2020-04-24 | 5 | 2020-04-24 | 6 | 0 | 0% | 5135 | 0 | 0 | 0% | 4870 | 0 | 0% | 5626 | 0
2020 | 4 | 24 | 2020-04-24 | 6 | 2020-04-24 | 7 | 0 | 0% | 5135 | 0 | 0 | 0% | 4870 | 0 | 0% | 5626 | 0
2020 | 4 | 24 | 2020-04-24 | 7 | 2020-04-24 | 8 | 0 | 0% | 5135 | 0 | 40.3798 | 6.981e-05% | 4367 | 0 | 3.49e-05% | 5111 | 0
2020 | 4 | 24 | 2020-04-24 | 8 | 2020-04-24 | 9 | 29.7661 | 3.599e-05% | 4609 | 0 | 0 | 0% | 4870 | 0 | 1.799e-05% | 5311 | 0
2020 | 4 | 24 | 2020-04-24 | 9 | 2020-04-24 | 10 | 4.8793 | 5.899e-06% | 4978 | 0 | 1786.0399 | 0.003088% | 2364 | 0 | 0.001547% | 3092 | 0
2020 | 4 | 24 | 2020-04-24 | 10 | 2020-04-24 | 11 | 0 | 0% | 5135 | 0 | 0 | 0% | 4870 | 0 | 0% | 5626 | 0
2020 | 4 | 24 | 2020-04-24 | 11 | 2020-04-24 | 12 | 0 | 0% | 5135 | 0 | 0 | 0% | 4870 | 0 | 0% | 5626 | 0
2020 | 4 | 24 | 2020-04-24 | 12 | 2020-04-24 | 13 | 0 | 0% | 5135 | 0 | 0 | 0% | 4870 | 0 | 0% | 5626 | 0
2020 | 4 | 24 | 2020-04-24 | 13 | 2020-04-24 | 14 | 0 | 0% | 5135 | 0 | 0 | 0% | 4870 | 0 | 0% | 5626 | 0
2020 | 4 | 24 | 2020-04-24 | 14 | 2020-04-24 | 15 | 0 | 0% | 5135 | 0 | 0 | 0% | 4870 | 0 | 0% | 5626 | 0
2020 | 4 | 24 | 2020-04-24 | 15 | 2020-04-24 | 16 | 0 | 0% | 5135 | 0 | 0 | 0% | 4870 | 0 | 0% | 5626 | 0
2020 | 4 | 24 | 2020-04-24 | 16 | 2020-04-24 | 17 | 18.7369 | 2.265e-05% | 4709 | 0 | 76.7927 | 0.0001328% | 4064 | 0 | 7.77e-05% | 4773 | 0
2020 | 4 | 24 | 2020-04-24 | 17 | 2020-04-24 | 18 | 0 | 0% | 5135 | 0 | 0 | 0% | 4870 | 0 | 0% | 5626 | 0
2020 | 4 | 24 | 2020-04-24 | 18 | 2020-04-24 | 19 | 33.2875 | 4.024e-05% | 4575 | 0 | 0 | 0% | 4870 | 0 | 2.012e-05% | 5282 | 0
2020 | 4 | 24 | 2020-04-24 | 19 | 2020-04-24 | 20 | 1605.0617 | 0.00194% | 3094 | 0 | 458.3848 | 0.0007924% | 3053 | 0 | 0.001366% | 3180 | 0
2020 | 4 | 24 | 2020-04-24 | 20 | 2020-04-24 | 21 | 18125.831 | 0.02191% | 1592 | 0 | 6604.4202 | 0.01142% | 1762 | 0 | 0.01667% | 1683 | 0
2020 | 4 | 24 | 2020-04-24 | 21 | 2020-04-24 | 22 | 18766.8084 | 0.02269% | 1561 | 0 | 7162.0296 | 0.01238% | 1718 | 0 | 0.01753% | 1653 | 0
2020 | 4 | 24 | 2020-04-24 | 22 | 2020-04-24 | 23 | 7665.0254 | 0.009267% | 2219 | 0 | 2815.5722 | 0.004867% | 2143 | 0 | 0.007067% | 2189 | 0
2020 | 4 | 24 | 2020-04-24 | 23 | 2020-04-24 | 24 | 171.0511 | 0.0002068% | 4087 | 0 | 171.0511 | 0.0002957% | 3660 | 0 | 0.0002512% | 4160 | 0
2020 | 4 | 24 | 2020-04-24 | 24 | 2020-04-25 | 1 | 0 | 0% | 5135 | 0 | 0 | 0% | 4870 | 0 | 0% | 5626 | 0
2020 | 4 | 25 | 2020-04-25 | 1 | 2020-04-25 | 2 | 5.814 | 7.029e-06% | 4951 | 0 | 42.9908 | 7.432e-05% | 4342 | 0 | 4.067e-05% | 5043 | 0
2020 | 4 | 25 | 2020-04-25 | 2 | 2020-04-25 | 3 | 0 | 0% | 5135 | 0 | 0 | 0% | 4870 | 0 | 0% | 5626 | 0
2020 | 4 | 25 | 2020-04-25 | 3 | 2020-04-25 | 4 | 0 | 0% | 5135 | 0 | 0 | 0% | 4870 | 0 | 0% | 5626 | 0
2020 | 4 | 25 | 2020-04-25 | 4 | 2020-04-25 | 5 | 0 | 0% | 5135 | 0 | 0 | 0% | 4870 | 0 | 0% | 5626 | 0
2020 | 4 | 25 | 2020-04-25 | 5 | 2020-04-25 | 6 | 0 | 0% | 5135 | 0 | 65.3893 | 0.000113% | 4142 | 0 | 5.652e-05% | 4919 | 0
2020 | 4 | 25 | 2020-04-25 | 6 | 2020-04-25 | 7 | 0 | 0% | 5135 | 0 | 82.308 | 0.0001423% | 4036 | 0 | 7.115e-05% | 4812 | 0
2020 | 4 | 25 | 2020-04-25 | 7 | 2020-04-25 | 8 | 0 | 0% | 5135 | 0 | 129.1183 | 0.0002232% | 3809 | 0 | 0.0001116% | 4596 | 0
2020 | 4 | 25 | 2020-04-25 | 8 | 2020-04-25 | 9 | 0 | 0% | 5135 | 0 | 0 | 0% | 4870 | 0 | 0% | 5626 | 0
2020 | 4 | 25 | 2020-04-25 | 9 | 2020-04-25 | 10 | 0 | 0% | 5135 | 0 | 1304.0565 | 0.002254% | 2513 | 0 | 0.001127% | 3290 | 0
2020 | 4 | 25 | 2020-04-25 | 10 | 2020-04-25 | 11 | 0 | 0% | 5135 | 0 | 0 | 0% | 4870 | 0 | 0% | 5626 | 0
2020 | 4 | 25 | 2020-04-25 | 11 | 2020-04-25 | 12 | 0 | 0% | 5135 | 0 | 0 | 0% | 4870 | 0 | 0% | 5626 | 0
2020 | 4 | 25 | 2020-04-25 | 12 | 2020-04-25 | 13 | 0 | 0% | 5135 | 0 | 0 | 0% | 4870 | 0 | 0% | 5626 | 0
2020 | 4 | 25 | 2020-04-25 | 13 | 2020-04-25 | 14 | 0 | 0% | 5135 | 0 | 0 | 0% | 4870 | 0 | 0% | 5626 | 0
2020 | 4 | 25 | 2020-04-25 | 14 | 2020-04-25 | 15 | 0 | 0% | 5135 | 0 | 0 | 0% | 4870 | 0 | 0% | 5626 | 0
2020 | 4 | 25 | 2020-04-25 | 15 | 2020-04-25 | 16 | 0 | 0% | 5135 | 0 | 70.0995 | 0.0001212% | 4112 | 0 | 6.059e-05% | 4888 | 0
2020 | 4 | 25 | 2020-04-25 | 16 | 2020-04-25 | 17 | 39.6773 | 4.797e-05% | 4523 | 0 | 3077.1546 | 0.00532% | 2100 | 0 | 0.002684% | 2779 | 0
2020 | 4 | 25 | 2020-04-25 | 17 | 2020-04-25 | 18 | 0 | 0% | 5135 | 0 | 0 | 0% | 4870 | 0 | 0% | 5626 | 0
2020 | 4 | 25 | 2020-04-25 | 18 | 2020-04-25 | 19 | 0 | 0% | 5135 | 0 | 0 | 0% | 4870 | 0 | 0% | 5626 | 0
2020 | 4 | 25 | 2020-04-25 | 19 | 2020-04-25 | 20 | 38.547 | 4.66e-05% | 4533 | 0 | 0 | 0% | 4870 | 0 | 2.33e-05% | 5237 | 0
2020 | 4 | 25 | 2020-04-25 | 20 | 2020-04-25 | 21 | 9472.3262 | 0.01145% | 2067 | 0 | 4175.4673 | 0.007218% | 1962 | 0 | 0.009335% | 2046 | 0
2020 | 4 | 25 | 2020-04-25 | 21 | 2020-04-25 | 22 | 13069.6329 | 0.0158% | 1846 | 0 | 6321.1408 | 0.01093% | 1778 | 0 | 0.01336% | 1848 | 0
2020 | 4 | 25 | 2020-04-25 | 22 | 2020-04-25 | 23 | 2757.6088 | 0.003334% | 2814 | 0 | 1141.8558 | 0.001974% | 2570 | 0 | 0.002654% | 2790 | 0
2020 | 4 | 25 | 2020-04-25 | 23 | 2020-04-25 | 24 | 0 | 0% | 5135 | 0 | 0 | 0% | 4870 | 0 | 0% | 5626 | 0
2020 | 4 | 25 | 2020-04-25 | 24 | 2020-04-26 | 1 | 0 | 0% | 5135 | 0 | 0 | 0% | 4870 | 0 | 0% | 5626 | 0
2020 | 4 | 26 | 2020-04-26 | 1 | 2020-04-26 | 2 | 0 | 0% | 5135 | 0 | 42.1702 | 7.29e-05% | 4351 | 0 | 3.645e-05% | 5095 | 0
2020 | 4 | 26 | 2020-04-26 | 2 | 2020-04-26 | 3 | 0 | 0% | 5135 | 0 | 0 | 0% | 4870 | 0 | 0% | 5626 | 0
2020 | 4 | 26 | 2020-04-26 | 3 | 2020-04-26 | 4 | 0 | 0% | 5135 | 0 | 0 | 0% | 4870 | 0 | 0% | 5626 | 0
2020 | 4 | 26 | 2020-04-26 | 4 | 2020-04-26 | 5 | 0 | 0% | 5135 | 0 | 0 | 0% | 4870 | 0 | 0% | 5626 | 0
2020 | 4 | 26 | 2020-04-26 | 5 | 2020-04-26 | 6 | 0 | 0% | 5135 | 0 | 0 | 0% | 4870 | 0 | 0% | 5626 | 0
2020 | 4 | 26 | 2020-04-26 | 6 | 2020-04-26 | 7 | 0 | 0% | 5135 | 0 | 0 | 0% | 4870 | 0 | 0% | 5626 | 0
2020 | 4 | 26 | 2020-04-26 | 7 | 2020-04-26 | 8 | 0 | 0% | 5135 | 0 | 116.8246 | 0.000202% | 3865 | 0 | 0.000101% | 4654 | 0
2020 | 4 | 26 | 2020-04-26 | 8 | 2020-04-26 | 9 | 0 | 0% | 5135 | 0 | 0 | 0% | 4870 | 0 | 0% | 5626 | 0
2020 | 4 | 26 | 2020-04-26 | 9 | 2020-04-26 | 10 | 0 | 0% | 5135 | 0 | 4360.5753 | 0.007538% | 1939 | 0 | 0.003769% | 2562 | 0
2020 | 4 | 26 | 2020-04-26 | 10 | 2020-04-26 | 11 | 0 | 0% | 5135 | 0 | 16.7338 | 2.893e-05% | 4633 | 0 | 1.446e-05% | 5361 | 0
2020 | 4 | 26 | 2020-04-26 | 11 | 2020-04-26 | 12 | 0 | 0% | 5135 | 0 | 0 | 0% | 4870 | 0 | 0% | 5626 | 0
2020 | 4 | 26 | 2020-04-26 | 12 | 2020-04-26 | 13 | 0 | 0% | 5135 | 0 | 0 | 0% | 4870 | 0 | 0% | 5626 | 0
2020 | 4 | 26 | 2020-04-26 | 13 | 2020-04-26 | 14 | 0 | 0% | 5135 | 0 | 0 | 0% | 4870 | 0 | 0% | 5626 | 0
2020 | 4 | 26 | 2020-04-26 | 14 | 2020-04-26 | 15 | 0 | 0% | 5135 | 0 | 0 | 0% | 4870 | 0 | 0% | 5626 | 0
2020 | 4 | 26 | 2020-04-26 | 15 | 2020-04-26 | 16 | 0 | 0% | 5135 | 0 | 0 | 0% | 4870 | 0 | 0% | 5626 | 0
2020 | 4 | 26 | 2020-04-26 | 16 | 2020-04-26 | 17 | 30.1701 | 3.647e-05% | 4602 | 0 | 0 | 0% | 4870 | 0 | 1.824e-05% | 5305 | 0
2020 | 4 | 26 | 2020-04-26 | 17 | 2020-04-26 | 18 | 0 | 0% | 5135 | 0 | 0 | 0% | 4870 | 0 | 0% | 5626 | 0
2020 | 4 | 26 | 2020-04-26 | 18 | 2020-04-26 | 19 | 0 | 0% | 5135 | 0 | 0 | 0% | 4870 | 0 | 0% | 5626 | 0
2020 | 4 | 26 | 2020-04-26 | 19 | 2020-04-26 | 20 | 51.1387 | 6.182e-05% | 4447 | 0 | 0 | 0% | 4870 | 0 | 3.091e-05% | 5152 | 0
2020 | 4 | 26 | 2020-04-26 | 20 | 2020-04-26 | 21 | 6168.9145 | 0.007458% | 2355 | 0 | 2183.3015 | 0.003774% | 2263 | 0 | 0.005616% | 2344 | 0
2020 | 4 | 26 | 2020-04-26 | 21 | 2020-04-26 | 22 | 11566.4267 | 0.01398% | 1929 | 0 | 4540.8538 | 0.00785% | 1918 | 0 | 0.01092% | 1961 | 0
2020 | 4 | 26 | 2020-04-26 | 22 | 2020-04-26 | 23 | 2635.4701 | 0.003186% | 2838 | 0 | 756.2115 | 0.001307% | 2787 | 0 | 0.002247% | 2890 | 0
2020 | 4 | 26 | 2020-04-26 | 23 | 2020-04-26 | 24 | 13.8555 | 1.675e-05% | 4776 | 0 | 0 | 0% | 4870 | 0 | 8.375e-06% | 5462 | 0
2020 | 4 | 26 | 2020-04-26 | 24 | 2020-04-27 | 1 | 0 | 0% | 5135 | 0 | 0 | 0% | 4870 | 0 | 0% | 5626 | 0
2020 | 4 | 27 | 2020-04-27 | 1 | 2020-04-27 | 2 | 21.8872 | 2.646e-05% | 4683 | 0 | 96.8795 | 0.0001675% | 3952 | 0 | 9.697e-05% | 4672 | 0
2020 | 4 | 27 | 2020-04-27 | 2 | 2020-04-27 | 3 | 0 | 0% | 5135 | 0 | 0 | 0% | 4870 | 0 | 0% | 5626 | 0
2020 | 4 | 27 | 2020-04-27 | 3 | 2020-04-27 | 4 | 0 | 0% | 5135 | 0 | 0 | 0% | 4870 | 0 | 0% | 5626 | 0
2020 | 4 | 27 | 2020-04-27 | 4 | 2020-04-27 | 5 | 0 | 0% | 5135 | 0 | 0 | 0% | 4870 | 0 | 0% | 5626 | 0
2020 | 4 | 27 | 2020-04-27 | 5 | 2020-04-27 | 6 | 0 | 0% | 5135 | 0 | 0 | 0% | 4870 | 0 | 0% | 5626 | 0
2020 | 4 | 27 | 2020-04-27 | 6 | 2020-04-27 | 7 | 0 | 0% | 5135 | 0 | 0 | 0% | 4870 | 0 | 0% | 5626 | 0
2020 | 4 | 27 | 2020-04-27 | 7 | 2020-04-27 | 8 | 0 | 0% | 5135 | 0 | 74.1449 | 0.0001282% | 4084 | 0 | 6.409e-05% | 4860 | 0
2020 | 4 | 27 | 2020-04-27 | 8 | 2020-04-27 | 9 | 5.4662 | 6.608e-06% | 4967 | 0 | 2.7902 | 4.823e-06% | 4838 | 0 | 5.716e-06% | 5516 | 0
2020 | 4 | 27 | 2020-04-27 | 9 | 2020-04-27 | 10 | 3.5534 | 4.296e-06% | 5022 | 0 | 1847.7511 | 0.003194% | 2344 | 0 | 0.001599% | 3064 | 0
2020 | 4 | 27 | 2020-04-27 | 10 | 2020-04-27 | 11 | 0 | 0% | 5135 | 0 | 0 | 0% | 4870 | 0 | 0% | 5626 | 0
2020 | 4 | 27 | 2020-04-27 | 11 | 2020-04-27 | 12 | 0 | 0% | 5135 | 0 | 0 | 0% | 4870 | 0 | 0% | 5626 | 0
2020 | 4 | 27 | 2020-04-27 | 12 | 2020-04-27 | 13 | 0 | 0% | 5135 | 0 | 0 | 0% | 4870 | 0 | 0% | 5626 | 0
2020 | 4 | 27 | 2020-04-27 | 13 | 2020-04-27 | 14 | 0 | 0% | 5135 | 0 | 0 | 0% | 4870 | 0 | 0% | 5626 | 0
2020 | 4 | 27 | 2020-04-27 | 14 | 2020-04-27 | 15 | 0 | 0% | 5135 | 0 | 0 | 0% | 4870 | 0 | 0% | 5626 | 0
2020 | 4 | 27 | 2020-04-27 | 15 | 2020-04-27 | 16 | 0 | 0% | 5135 | 0 | 0 | 0% | 4870 | 0 | 0% | 5626 | 0
2020 | 4 | 27 | 2020-04-27 | 16 | 2020-04-27 | 17 | 15.2646 | 1.845e-05% | 4760 | 0 | 370.8058 | 0.000641% | 3184 | 0 | 0.0003297% | 4017 | 0
2020 | 4 | 27 | 2020-04-27 | 17 | 2020-04-27 | 18 | 0 | 0% | 5135 | 0 | 0 | 0% | 4870 | 0 | 0% | 5626 | 0
2020 | 4 | 27 | 2020-04-27 | 18 | 2020-04-27 | 19 | 171.311 | 0.0002071% | 4086 | 0 | 0 | 0% | 4870 | 0 | 0.0001036% | 4639 | 0
2020 | 4 | 27 | 2020-04-27 | 19 | 2020-04-27 | 20 | 5268.9681 | 0.00637% | 2448 | 0 | 918.4834 | 0.001588% | 2695 | 0 | 0.003979% | 2537 | 0
2020 | 4 | 27 | 2020-04-27 | 20 | 2020-04-27 | 21 | 24911.3441 | 0.03012% | 1285 | 0 | 10628.6575 | 0.01837% | 1506 | 0 | 0.02425% | 1413 | 0
2020 | 4 | 27 | 2020-04-27 | 21 | 2020-04-27 | 22 | 24320.7448 | 0.0294% | 1302 | 0 | 10318.0763 | 0.01784% | 1521 | 0 | 0.02362% | 1440 | 0
2020 | 4 | 27 | 2020-04-27 | 22 | 2020-04-27 | 23 | 11920.1422 | 0.01441% | 1909 | 0 | 4709.704 | 0.008142% | 1902 | 0 | 0.01128% | 1939 | 0
2020 | 4 | 27 | 2020-04-27 | 23 | 2020-04-27 | 24 | 652.1137 | 0.0007884% | 3548 | 0 | 273.7872 | 0.0004733% | 3369 | 0 | 0.0006308% | 3628 | 0
2020 | 4 | 27 | 2020-04-27 | 24 | 2020-04-28 | 1 | 0 | 0% | 5135 | 0 | 0 | 0% | 4870 | 0 | 0% | 5626 | 0
2020 | 4 | 28 | 2020-04-28 | 1 | 2020-04-28 | 2 | 6.7714 | 8.186e-06% | 4921 | 0 | 189.3879 | 0.0003274% | 3602 | 0 | 0.0001678% | 4387 | 0
2020 | 4 | 28 | 2020-04-28 | 2 | 2020-04-28 | 3 | 0 | 0% | 5135 | 0 | 0 | 0% | 4870 | 0 | 0% | 5626 | 0
2020 | 4 | 28 | 2020-04-28 | 3 | 2020-04-28 | 4 | 0 | 0% | 5135 | 0 | 0 | 0% | 4870 | 0 | 0% | 5626 | 0
2020 | 4 | 28 | 2020-04-28 | 4 | 2020-04-28 | 5 | 0 | 0% | 5135 | 0 | 0 | 0% | 4870 | 0 | 0% | 5626 | 0
2020 | 4 | 28 | 2020-04-28 | 5 | 2020-04-28 | 6 | 0 | 0% | 5135 | 0 | 0 | 0% | 4870 | 0 | 0% | 5626 | 0
2020 | 4 | 28 | 2020-04-28 | 6 | 2020-04-28 | 7 | 0 | 0% | 5135 | 0 | 0 | 0% | 4870 | 0 | 0% | 5626 | 0
2020 | 4 | 28 | 2020-04-28 | 7 | 2020-04-28 | 8 | 0 | 0% | 5135 | 0 | 93.1448 | 0.000161% | 3971 | 0 | 8.051e-05% | 4753 | 0
2020 | 4 | 28 | 2020-04-28 | 8 | 2020-04-28 | 9 | 43.3537 | 5.241e-05% | 4496 | 0 | 25.7403 | 4.45e-05% | 4522 | 0 | 4.846e-05% | 4981 | 0
2020 | 4 | 28 | 2020-04-28 | 9 | 2020-04-28 | 10 | 10.0484 | 1.215e-05% | 4842 | 0 | 166.9787 | 0.0002887% | 3677 | 0 | 0.0001504% | 4434 | 0
2020 | 4 | 28 | 2020-04-28 | 10 | 2020-04-28 | 11 | 0 | 0% | 5135 | 0 | 0 | 0% | 4870 | 0 | 0% | 5626 | 0
2020 | 4 | 28 | 2020-04-28 | 11 | 2020-04-28 | 12 | 0 | 0% | 5135 | 0 | 0 | 0% | 4870 | 0 | 0% | 5626 | 0
2020 | 4 | 28 | 2020-04-28 | 12 | 2020-04-28 | 13 | 0 | 0% | 5135 | 0 | 0 | 0% | 4870 | 0 | 0% | 5626 | 0
2020 | 4 | 28 | 2020-04-28 | 13 | 2020-04-28 | 14 | 0 | 0% | 5135 | 0 | 0 | 0% | 4870 | 0 | 0% | 5626 | 0
2020 | 4 | 28 | 2020-04-28 | 14 | 2020-04-28 | 15 | 0 | 0% | 5135 | 0 | 0 | 0% | 4870 | 0 | 0% | 5626 | 0
2020 | 4 | 28 | 2020-04-28 | 15 | 2020-04-28 | 16 | 0 | 0% | 5135 | 0 | 0 | 0% | 4870 | 0 | 0% | 5626 | 0
2020 | 4 | 28 | 2020-04-28 | 16 | 2020-04-28 | 17 | 0.93026 | 1.125e-06% | 5107 | 0 | 217.026 | 0.0003752% | 3515 | 0 | 0.0001882% | 4322 | 0
2020 | 4 | 28 | 2020-04-28 | 17 | 2020-04-28 | 18 | 0 | 0% | 5135 | 0 | 0 | 0% | 4870 | 0 | 0% | 5626 | 0
2020 | 4 | 28 | 2020-04-28 | 18 | 2020-04-28 | 19 | 550.1013 | 0.000665% | 3623 | 0 | 0 | 0% | 4870 | 0 | 0.0003325% | 4014 | 0
2020 | 4 | 28 | 2020-04-28 | 19 | 2020-04-28 | 20 | 9978.3411 | 0.01206% | 2029 | 0 | 4460.1726 | 0.007711% | 1928 | 0 | 0.009887% | 2016 | 0
2020 | 4 | 28 | 2020-04-28 | 20 | 2020-04-28 | 21 | 31104.1733 | 0.0376% | 1040 | 0 | 29179.2601 | 0.05044% | 758 | 0 | 0.04402% | 855 | 0
2020 | 4 | 28 | 2020-04-28 | 21 | 2020-04-28 | 22 | 30912.1728 | 0.03737% | 1048 | 0 | 27718.28 | 0.04792% | 805 | 0 | 0.04264% | 888 | 0
2020 | 4 | 28 | 2020-04-28 | 22 | 2020-04-28 | 23 | 15926.5243 | 0.01925% | 1704 | 0 | 13457.3429 | 0.02326% | 1353 | 0 | 0.02126% | 1534 | 0
2020 | 4 | 28 | 2020-04-28 | 23 | 2020-04-28 | 24 | 831.5284 | 0.001005% | 3424 | 0 | 373.9659 | 0.0006465% | 3180 | 0 | 0.0008259% | 3459 | 0
2020 | 4 | 28 | 2020-04-28 | 24 | 2020-04-29 | 1 | 0 | 0% | 5135 | 0 | 0 | 0% | 4870 | 0 | 0% | 5626 | 0
2020 | 4 | 29 | 2020-04-29 | 1 | 2020-04-29 | 2 | 14.824 | 1.792e-05% | 4769 | 0 | 82.553 | 0.0001427% | 4034 | 0 | 8.032e-05% | 4755 | 0
2020 | 4 | 29 | 2020-04-29 | 2 | 2020-04-29 | 3 | 0 | 0% | 5135 | 0 | 0 | 0% | 4870 | 0 | 0% | 5626 | 0
2020 | 4 | 29 | 2020-04-29 | 3 | 2020-04-29 | 4 | 0 | 0% | 5135 | 0 | 0 | 0% | 4870 | 0 | 0% | 5626 | 0
2020 | 4 | 29 | 2020-04-29 | 4 | 2020-04-29 | 5 | 0 | 0% | 5135 | 0 | 0 | 0% | 4870 | 0 | 0% | 5626 | 0
2020 | 4 | 29 | 2020-04-29 | 5 | 2020-04-29 | 6 | 0 | 0% | 5135 | 0 | 0 | 0% | 4870 | 0 | 0% | 5626 | 0
2020 | 4 | 29 | 2020-04-29 | 6 | 2020-04-29 | 7 | 0 | 0% | 5135 | 0 | 0 | 0% | 4870 | 0 | 0% | 5626 | 0
2020 | 4 | 29 | 2020-04-29 | 7 | 2020-04-29 | 8 | 7.3689 | 8.909e-06% | 4912 | 0 | 70.2492 | 0.0001214% | 4111 | 0 | 6.518e-05% | 4851 | 0
2020 | 4 | 29 | 2020-04-29 | 8 | 2020-04-29 | 9 | 67.362 | 8.144e-05% | 4366 | 0 | 0 | 0% | 4870 | 0 | 4.072e-05% | 5042 | 0
2020 | 4 | 29 | 2020-04-29 | 9 | 2020-04-29 | 10 | 0 | 0% | 5135 | 0 | 3143.988 | 0.005435% | 2094 | 0 | 0.002718% | 2773 | 0
2020 | 4 | 29 | 2020-04-29 | 10 | 2020-04-29 | 11 | 0 | 0% | 5135 | 0 | 0 | 0% | 4870 | 0 | 0% | 5626 | 0
2020 | 4 | 29 | 2020-04-29 | 11 | 2020-04-29 | 12 | 0 | 0% | 5135 | 0 | 0 | 0% | 4870 | 0 | 0% | 5626 | 0
2020 | 4 | 29 | 2020-04-29 | 12 | 2020-04-29 | 13 | 0 | 0% | 5135 | 0 | 0 | 0% | 4870 | 0 | 0% | 5626 | 0
2020 | 4 | 29 | 2020-04-29 | 13 | 2020-04-29 | 14 | 0 | 0% | 5135 | 0 | 0 | 0% | 4870 | 0 | 0% | 5626 | 0
2020 | 4 | 29 | 2020-04-29 | 14 | 2020-04-29 | 15 | 0 | 0% | 5135 | 0 | 0 | 0% | 4870 | 0 | 0% | 5626 | 0
2020 | 4 | 29 | 2020-04-29 | 15 | 2020-04-29 | 16 | 0 | 0% | 5135 | 0 | 0 | 0% | 4870 | 0 | 0% | 5626 | 0
2020 | 4 | 29 | 2020-04-29 | 16 | 2020-04-29 | 17 | 29.5091 | 3.568e-05% | 4611 | 0 | 37.2849 | 6.446e-05% | 4395 | 0 | 5.007e-05% | 4967 | 0
2020 | 4 | 29 | 2020-04-29 | 17 | 2020-04-29 | 18 | 0 | 0% | 5135 | 0 | 0 | 0% | 4870 | 0 | 0% | 5626 | 0
2020 | 4 | 29 | 2020-04-29 | 18 | 2020-04-29 | 19 | 91.2987 | 0.0001104% | 4290 | 0 | 0 | 0% | 4870 | 0 | 5.519e-05% | 4929 | 0
2020 | 4 | 29 | 2020-04-29 | 19 | 2020-04-29 | 20 | 1639.7285 | 0.001982% | 3083 | 0 | 256.7598 | 0.0004439% | 3408 | 0 | 0.001213% | 3247 | 0
2020 | 4 | 29 | 2020-04-29 | 20 | 2020-04-29 | 21 | 19108.7331 | 0.0231% | 1549 | 0 | 18628.9485 | 0.0322% | 1132 | 0 | 0.02765% | 1292 | 0
2020 | 4 | 29 | 2020-04-29 | 21 | 2020-04-29 | 22 | 20625.9281 | 0.02494% | 1485 | 0 | 20534.965 | 0.0355% | 1059 | 0 | 0.03022% | 1216 | 0
2020 | 4 | 29 | 2020-04-29 | 22 | 2020-04-29 | 23 | 9419.9793 | 0.01139% | 2073 | 0 | 9464.7696 | 0.01636% | 1576 | 0 | 0.01388% | 1831 | 0
2020 | 4 | 29 | 2020-04-29 | 23 | 2020-04-29 | 24 | 247.1348 | 0.0002988% | 3953 | 0 | 242.4814 | 0.0004192% | 3444 | 0 | 0.000359% | 3958 | 0
2020 | 4 | 29 | 2020-04-29 | 24 | 2020-04-30 | 1 | 1.6937 | 2.048e-06% | 5078 | 0 | 0 | 0% | 4870 | 0 | 1.024e-06% | 5607 | 0
2020 | 4 | 30 | 2020-04-30 | 1 | 2020-04-30 | 2 | 12.3079 | 1.488e-05% | 4800 | 0 | 97.767 | 0.000169% | 3946 | 0 | 9.195e-05% | 4687 | 0
2020 | 4 | 30 | 2020-04-30 | 2 | 2020-04-30 | 3 | 0 | 0% | 5135 | 0 | 0 | 0% | 4870 | 0 | 0% | 5626 | 0
2020 | 4 | 30 | 2020-04-30 | 3 | 2020-04-30 | 4 | 0 | 0% | 5135 | 0 | 0 | 0% | 4870 | 0 | 0% | 5626 | 0
2020 | 4 | 30 | 2020-04-30 | 4 | 2020-04-30 | 5 | 0 | 0% | 5135 | 0 | 0 | 0% | 4870 | 0 | 0% | 5626 | 0
2020 | 4 | 30 | 2020-04-30 | 5 | 2020-04-30 | 6 | 0 | 0% | 5135 | 0 | 0 | 0% | 4870 | 0 | 0% | 5626 | 0
2020 | 4 | 30 | 2020-04-30 | 6 | 2020-04-30 | 7 | 0 | 0% | 5135 | 0 | 0 | 0% | 4870 | 0 | 0% | 5626 | 0
2020 | 4 | 30 | 2020-04-30 | 7 | 2020-04-30 | 8 | 0 | 0% | 5135 | 0 | 86.5591 | 0.0001496% | 4006 | 0 | 7.482e-05% | 4787 | 0
2020 | 4 | 30 | 2020-04-30 | 8 | 2020-04-30 | 9 | 57.0054 | 6.892e-05% | 4424 | 0 | 0 | 0% | 4870 | 0 | 3.446e-05% | 5119 | 0
2020 | 4 | 30 | 2020-04-30 | 9 | 2020-04-30 | 10 | 1.122 | 1.356e-06% | 5095 | 0 | 1952.2059 | 0.003375% | 2322 | 0 | 0.001688% | 3035 | 0
2020 | 4 | 30 | 2020-04-30 | 10 | 2020-04-30 | 11 | 0 | 0% | 5135 | 0 | 0 | 0% | 4870 | 0 | 0% | 5626 | 0
2020 | 4 | 30 | 2020-04-30 | 11 | 2020-04-30 | 12 | 0 | 0% | 5135 | 0 | 0 | 0% | 4870 | 0 | 0% | 5626 | 0
2020 | 4 | 30 | 2020-04-30 | 12 | 2020-04-30 | 13 | 0 | 0% | 5135 | 0 | 0 | 0% | 4870 | 0 | 0% | 5626 | 0
2020 | 4 | 30 | 2020-04-30 | 13 | 2020-04-30 | 14 | 0 | 0% | 5135 | 0 | 0 | 0% | 4870 | 0 | 0% | 5626 | 0
2020 | 4 | 30 | 2020-04-30 | 14 | 2020-04-30 | 15 | 0 | 0% | 5135 | 0 | 0 | 0% | 4870 | 0 | 0% | 5626 | 0
2020 | 4 | 30 | 2020-04-30 | 15 | 2020-04-30 | 16 | 0 | 0% | 5135 | 0 | 0 | 0% | 4870 | 0 | 0% | 5626 | 0
2020 | 4 | 30 | 2020-04-30 | 16 | 2020-04-30 | 17 | 29.8466 | 3.608e-05% | 4607 | 0 | 178.3525 | 0.0003083% | 3637 | 0 | 0.0001722% | 4376 | 0
2020 | 4 | 30 | 2020-04-30 | 17 | 2020-04-30 | 18 | 0 | 0% | 5135 | 0 | 0 | 0% | 4870 | 0 | 0% | 5626 | 0
2020 | 4 | 30 | 2020-04-30 | 18 | 2020-04-30 | 19 | 183.2097 | 0.0002215% | 4062 | 0 | 0 | 0% | 4870 | 0 | 0.0001107% | 4600 | 0
2020 | 4 | 30 | 2020-04-30 | 19 | 2020-04-30 | 20 | 4123.3073 | 0.004985% | 2587 | 0 | 441.2965 | 0.0007629% | 3071 | 0 | 0.002874% | 2739 | 0
2020 | 4 | 30 | 2020-04-30 | 20 | 2020-04-30 | 21 | 23043.3876 | 0.02786% | 1368 | 0 | 12687.9971 | 0.02193% | 1394 | 0 | 0.0249% | 1385 | 0
2020 | 4 | 30 | 2020-04-30 | 21 | 2020-04-30 | 22 | 25374.8897 | 0.03068% | 1269 | 0 | 13589.8358 | 0.02349% | 1345 | 0 | 0.02709% | 1311 | 0
2020 | 4 | 30 | 2020-04-30 | 22 | 2020-04-30 | 23 | 12683.6192 | 0.01533% | 1873 | 0 | 4529.4647 | 0.00783% | 1921 | 0 | 0.01158% | 1926 | 0
2020 | 4 | 30 | 2020-04-30 | 23 | 2020-04-30 | 24 | 450.1933 | 0.0005443% | 3706 | 0 | 72.3881 | 0.0001251% | 4096 | 0 | 0.0003347% | 4007 | 0
2020 | 4 | 30 | 2020-04-30 | 24 | 2020-05-01 | 1 | 0 | 0% | 5135 | 0 | 0 | 0% | 4870 | 0 | 0% | 5626 | 0
2020 | 5 | 1 | 2020-05-01 | 1 | 2020-05-01 | 2 | 40.9193 | 4.947e-05% | 4516 | 0 | 61.9291 | 0.0001071% | 4174 | 0 | 7.826e-05% | 4772 | 0
2020 | 5 | 1 | 2020-05-01 | 2 | 2020-05-01 | 3 | 0 | 0% | 5135 | 0 | 0 | 0% | 4870 | 0 | 0% | 5626 | 0
2020 | 5 | 1 | 2020-05-01 | 3 | 2020-05-01 | 4 | 0 | 0% | 5135 | 0 | 0 | 0% | 4870 | 0 | 0% | 5626 | 0
2020 | 5 | 1 | 2020-05-01 | 4 | 2020-05-01 | 5 | 0 | 0% | 5135 | 0 | 0 | 0% | 4870 | 0 | 0% | 5626 | 0
2020 | 5 | 1 | 2020-05-01 | 5 | 2020-05-01 | 6 | 0 | 0% | 5135 | 0 | 0 | 0% | 4870 | 0 | 0% | 5626 | 0
2020 | 5 | 1 | 2020-05-01 | 6 | 2020-05-01 | 7 | 0 | 0% | 5135 | 0 | 0 | 0% | 4870 | 0 | 0% | 5626 | 0
2020 | 5 | 1 | 2020-05-01 | 7 | 2020-05-01 | 8 | 141.5794 | 0.0001712% | 4158 | 0 | 93.9883 | 0.0001625% | 3966 | 0 | 0.0001668% | 4393 | 0
2020 | 5 | 1 | 2020-05-01 | 8 | 2020-05-01 | 9 | 552.4932 | 0.0006679% | 3621 | 0 | 25.2676 | 4.368e-05% | 4535 | 0 | 0.0003558% | 3970 | 0
2020 | 5 | 1 | 2020-05-01 | 9 | 2020-05-01 | 10 | 498.9154 | 0.0006032% | 3662 | 0 | 368.9633 | 0.0006378% | 3186 | 0 | 0.0006205% | 3643 | 0
2020 | 5 | 1 | 2020-05-01 | 10 | 2020-05-01 | 11 | 151.931 | 0.0001837% | 4123 | 0 | 0 | 0% | 4870 | 0 | 9.184e-05% | 4688 | 0
2020 | 5 | 1 | 2020-05-01 | 11 | 2020-05-01 | 12 | 0 | 0% | 5135 | 0 | 0 | 0% | 4870 | 0 | 0% | 5626 | 0
2020 | 5 | 1 | 2020-05-01 | 12 | 2020-05-01 | 13 | 0 | 0% | 5135 | 0 | 0 | 0% | 4870 | 0 | 0% | 5626 | 0
2020 | 5 | 1 | 2020-05-01 | 13 | 2020-05-01 | 14 | 0 | 0% | 5135 | 0 | 0 | 0% | 4870 | 0 | 0% | 5626 | 0
2020 | 5 | 1 | 2020-05-01 | 14 | 2020-05-01 | 15 | 97.0687 | 0.0001174% | 4267 | 0 | 0 | 0% | 4870 | 0 | 5.868e-05% | 4902 | 0
2020 | 5 | 1 | 2020-05-01 | 15 | 2020-05-01 | 16 | 765.0981 | 0.000925% | 3467 | 0 | 0 | 0% | 4870 | 0 | 0.0004625% | 3815 | 0
2020 | 5 | 1 | 2020-05-01 | 16 | 2020-05-01 | 17 | 3849.7112 | 0.004654% | 2633 | 0 | 504.6896 | 0.0008725% | 3007 | 0 | 0.002763% | 2759 | 0
2020 | 5 | 1 | 2020-05-01 | 17 | 2020-05-01 | 18 | 13956.7899 | 0.01687% | 1809 | 0 | 575.2203 | 0.0009944% | 2928 | 0 | 0.008934% | 2062 | 0
2020 | 5 | 1 | 2020-05-01 | 18 | 2020-05-01 | 19 | 34866.1617 | 0.04215% | 926 | 0 | 7046.0082 | 0.01218% | 1732 | 0 | 0.02717% | 1309 | 0
2020 | 5 | 1 | 2020-05-01 | 19 | 2020-05-01 | 20 | 52528.6841 | 0.0635% | 430 | 0 | 36094.9543 | 0.0624% | 563 | 0 | 0.06295% | 488 | 0
2020 | 5 | 1 | 2020-05-01 | 20 | 2020-05-01 | 21 | 58314.0697 | 0.0705% | 343 | 0 | 47668.8408 | 0.08241% | 331 | 0 | 0.07645% | 324 | 0
2020 | 5 | 1 | 2020-05-01 | 21 | 2020-05-01 | 22 | 65654.2072 | 0.07937% | 247 | 0 | 48162.2634 | 0.08326% | 326 | 0 | 0.08132% | 282 | 0
2020 | 5 | 1 | 2020-05-01 | 22 | 2020-05-01 | 23 | 47382.9268 | 0.05728% | 542 | 0 | 33552.7058 | 0.058% | 625 | 0 | 0.05764% | 577 | 0
2020 | 5 | 1 | 2020-05-01 | 23 | 2020-05-01 | 24 | 17124.6455 | 0.0207% | 1636 | 0 | 9538.9707 | 0.01649% | 1571 | 0 | 0.0186% | 1617 | 0
2020 | 5 | 1 | 2020-05-01 | 24 | 2020-05-02 | 1 | 1020.1988 | 0.001233% | 3341 | 0 | 178.9078 | 0.0003093% | 3631 | 0 | 0.0007713% | 3511 | 0
2020 | 5 | 2 | 2020-05-02 | 1 | 2020-05-02 | 2 | 3.9817 | 4.814e-06% | 5005 | 0 | 89.7134 | 0.0001551% | 3989 | 0 | 7.995e-05% | 4756 | 0
2020 | 5 | 2 | 2020-05-02 | 2 | 2020-05-02 | 3 | 0 | 0% | 5135 | 0 | 0 | 0% | 4870 | 0 | 0% | 5626 | 0
2020 | 5 | 2 | 2020-05-02 | 3 | 2020-05-02 | 4 | 0 | 0% | 5135 | 0 | 0 | 0% | 4870 | 0 | 0% | 5626 | 0
2020 | 5 | 2 | 2020-05-02 | 4 | 2020-05-02 | 5 | 0 | 0% | 5135 | 0 | 0 | 0% | 4870 | 0 | 0% | 5626 | 0
2020 | 5 | 2 | 2020-05-02 | 5 | 2020-05-02 | 6 | 0 | 0% | 5135 | 0 | 0 | 0% | 4870 | 0 | 0% | 5626 | 0
2020 | 5 | 2 | 2020-05-02 | 6 | 2020-05-02 | 7 | 0 | 0% | 5135 | 0 | 44.3559 | 7.668e-05% | 4331 | 0 | 3.834e-05% | 5068 | 0
2020 | 5 | 2 | 2020-05-02 | 7 | 2020-05-02 | 8 | 0 | 0% | 5135 | 0 | 86.4985 | 0.0001495% | 4007 | 0 | 7.477e-05% | 4789 | 0
2020 | 5 | 2 | 2020-05-02 | 8 | 2020-05-02 | 9 | 0 | 0% | 5135 | 0 | 0 | 0% | 4870 | 0 | 0% | 5626 | 0
2020 | 5 | 2 | 2020-05-02 | 9 | 2020-05-02 | 10 | 5.6986 | 6.889e-06% | 4954 | 0 | 3054.2474 | 0.00528% | 2105 | 0 | 0.002643% | 2791 | 0
2020 | 5 | 2 | 2020-05-02 | 10 | 2020-05-02 | 11 | 0 | 0% | 5135 | 0 | 0 | 0% | 4870 | 0 | 0% | 5626 | 0
2020 | 5 | 2 | 2020-05-02 | 11 | 2020-05-02 | 12 | 0 | 0% | 5135 | 0 | 0 | 0% | 4870 | 0 | 0% | 5626 | 0
2020 | 5 | 2 | 2020-05-02 | 12 | 2020-05-02 | 13 | 0 | 0% | 5135 | 0 | 0 | 0% | 4870 | 0 | 0% | 5626 | 0
2020 | 5 | 2 | 2020-05-02 | 13 | 2020-05-02 | 14 | 0 | 0% | 5135 | 0 | 0 | 0% | 4870 | 0 | 0% | 5626 | 0
2020 | 5 | 2 | 2020-05-02 | 14 | 2020-05-02 | 15 | 0 | 0% | 5135 | 0 | 0 | 0% | 4870 | 0 | 0% | 5626 | 0
2020 | 5 | 2 | 2020-05-02 | 15 | 2020-05-02 | 16 | 0 | 0% | 5135 | 0 | 0 | 0% | 4870 | 0 | 0% | 5626 | 0
2020 | 5 | 2 | 2020-05-02 | 16 | 2020-05-02 | 17 | 42.2868 | 5.112e-05% | 4509 | 0 | 0 | 0% | 4870 | 0 | 2.556e-05% | 5214 | 0
2020 | 5 | 2 | 2020-05-02 | 17 | 2020-05-02 | 18 | 0 | 0% | 5135 | 0 | 0 | 0% | 4870 | 0 | 0% | 5626 | 0
2020 | 5 | 2 | 2020-05-02 | 18 | 2020-05-02 | 19 | 0 | 0% | 5135 | 0 | 0 | 0% | 4870 | 0 | 0% | 5626 | 0
2020 | 5 | 2 | 2020-05-02 | 19 | 2020-05-02 | 20 | 1082.9942 | 0.001309% | 3308 | 0 | 24.5736 | 4.248e-05% | 4541 | 0 | 0.0006759% | 3592 | 0
2020 | 5 | 2 | 2020-05-02 | 20 | 2020-05-02 | 21 | 8234.081 | 0.009955% | 2171 | 0 | 5747.6337 | 0.009936% | 1823 | 0 | 0.009945% | 2012 | 0
2020 | 5 | 2 | 2020-05-02 | 21 | 2020-05-02 | 22 | 16492.9628 | 0.01994% | 1670 | 0 | 11656.6659 | 0.02015% | 1450 | 0 | 0.02005% | 1578 | 0
2020 | 5 | 2 | 2020-05-02 | 22 | 2020-05-02 | 23 | 6250.2199 | 0.007556% | 2346 | 0 | 3678.274 | 0.006359% | 2022 | 0 | 0.006958% | 2201 | 0
2020 | 5 | 2 | 2020-05-02 | 23 | 2020-05-02 | 24 | 211.7952 | 0.0002561% | 4012 | 0 | 129.6964 | 0.0002242% | 3805 | 0 | 0.0002401% | 4183 | 0
2020 | 5 | 2 | 2020-05-02 | 24 | 2020-05-03 | 1 | 0 | 0% | 5135 | 0 | 0 | 0% | 4870 | 0 | 0% | 5626 | 0
2020 | 5 | 3 | 2020-05-03 | 1 | 2020-05-03 | 2 | 1.5068 | 1.822e-06% | 5085 | 0 | 34.2971 | 5.929e-05% | 4426 | 0 | 3.056e-05% | 5156 | 0
2020 | 5 | 3 | 2020-05-03 | 2 | 2020-05-03 | 3 | 0 | 0% | 5135 | 0 | 0 | 0% | 4870 | 0 | 0% | 5626 | 0
2020 | 5 | 3 | 2020-05-03 | 3 | 2020-05-03 | 4 | 0 | 0% | 5135 | 0 | 0 | 0% | 4870 | 0 | 0% | 5626 | 0
2020 | 5 | 3 | 2020-05-03 | 4 | 2020-05-03 | 5 | 0 | 0% | 5135 | 0 | 0 | 0% | 4870 | 0 | 0% | 5626 | 0
2020 | 5 | 3 | 2020-05-03 | 5 | 2020-05-03 | 6 | 0 | 0% | 5135 | 0 | 0 | 0% | 4870 | 0 | 0% | 5626 | 0
2020 | 5 | 3 | 2020-05-03 | 6 | 2020-05-03 | 7 | 0 | 0% | 5135 | 0 | 34.1182 | 5.898e-05% | 4427 | 0 | 2.949e-05% | 5168 | 0
2020 | 5 | 3 | 2020-05-03 | 7 | 2020-05-03 | 8 | 0 | 0% | 5135 | 0 | 30.8612 | 5.335e-05% | 4467 | 0 | 2.668e-05% | 5201 | 0
2020 | 5 | 3 | 2020-05-03 | 8 | 2020-05-03 | 9 | 0 | 0% | 5135 | 0 | 0 | 0% | 4870 | 0 | 0% | 5626 | 0
2020 | 5 | 3 | 2020-05-03 | 9 | 2020-05-03 | 10 | 0 | 0% | 5135 | 0 | 3181.8273 | 0.005501% | 2088 | 0 | 0.00275% | 2761 | 0
2020 | 5 | 3 | 2020-05-03 | 10 | 2020-05-03 | 11 | 0 | 0% | 5135 | 0 | 0 | 0% | 4870 | 0 | 0% | 5626 | 0
2020 | 5 | 3 | 2020-05-03 | 11 | 2020-05-03 | 12 | 0 | 0% | 5135 | 0 | 0 | 0% | 4870 | 0 | 0% | 5626 | 0
2020 | 5 | 3 | 2020-05-03 | 12 | 2020-05-03 | 13 | 0 | 0% | 5135 | 0 | 0 | 0% | 4870 | 0 | 0% | 5626 | 0
2020 | 5 | 3 | 2020-05-03 | 13 | 2020-05-03 | 14 | 0 | 0% | 5135 | 0 | 0 | 0% | 4870 | 0 | 0% | 5626 | 0
2020 | 5 | 3 | 2020-05-03 | 14 | 2020-05-03 | 15 | 0 | 0% | 5135 | 0 | 0 | 0% | 4870 | 0 | 0% | 5626 | 0
2020 | 5 | 3 | 2020-05-03 | 15 | 2020-05-03 | 16 | 0 | 0% | 5135 | 0 | 0 | 0% | 4870 | 0 | 0% | 5626 | 0
2020 | 5 | 3 | 2020-05-03 | 16 | 2020-05-03 | 17 | 29.8514 | 3.609e-05% | 4606 | 0 | 14.3155 | 2.475e-05% | 4665 | 0 | 3.042e-05% | 5157 | 0
2020 | 5 | 3 | 2020-05-03 | 17 | 2020-05-03 | 18 | 0 | 0% | 5135 | 0 | 0 | 0% | 4870 | 0 | 0% | 5626 | 0
2020 | 5 | 3 | 2020-05-03 | 18 | 2020-05-03 | 19 | 0 | 0% | 5135 | 0 | 0 | 0% | 4870 | 0 | 0% | 5626 | 0
2020 | 5 | 3 | 2020-05-03 | 19 | 2020-05-03 | 20 | 657.0765 | 0.0007944% | 3545 | 0 | 57.0261 | 9.858e-05% | 4205 | 0 | 0.0004465% | 3833 | 0
2020 | 5 | 3 | 2020-05-03 | 20 | 2020-05-03 | 21 | 7993.005 | 0.009663% | 2184 | 0 | 7888.5916 | 0.01364% | 1666 | 0 | 0.01165% | 1922 | 0
2020 | 5 | 3 | 2020-05-03 | 21 | 2020-05-03 | 22 | 15880.2596 | 0.0192% | 1708 | 0 | 11149.7478 | 0.01928% | 1476 | 0 | 0.01924% | 1601 | 0
2020 | 5 | 3 | 2020-05-03 | 22 | 2020-05-03 | 23 | 5661.7902 | 0.006845% | 2404 | 0 | 3690.3531 | 0.00638% | 2020 | 0 | 0.006612% | 2233 | 0
2020 | 5 | 3 | 2020-05-03 | 23 | 2020-05-03 | 24 | 145.869 | 0.0001763% | 4139 | 0 | 105.7553 | 0.0001828% | 3903 | 0 | 0.0001796% | 4353 | 0
2020 | 5 | 3 | 2020-05-03 | 24 | 2020-05-04 | 1 | 0 | 0% | 5135 | 0 | 0 | 0% | 4870 | 0 | 0% | 5626 | 0
2020 | 5 | 4 | 2020-05-04 | 1 | 2020-05-04 | 2 | 4.1485 | 5.015e-06% | 5000 | 0 | 267.6612 | 0.0004627% | 3387 | 0 | 0.0002339% | 4202 | 0
2020 | 5 | 4 | 2020-05-04 | 2 | 2020-05-04 | 3 | 0 | 0% | 5135 | 0 | 0 | 0% | 4870 | 0 | 0% | 5626 | 0
2020 | 5 | 4 | 2020-05-04 | 3 | 2020-05-04 | 4 | 0 | 0% | 5135 | 0 | 0 | 0% | 4870 | 0 | 0% | 5626 | 0
2020 | 5 | 4 | 2020-05-04 | 4 | 2020-05-04 | 5 | 0 | 0% | 5135 | 0 | 0 | 0% | 4870 | 0 | 0% | 5626 | 0
2020 | 5 | 4 | 2020-05-04 | 5 | 2020-05-04 | 6 | 0 | 0% | 5135 | 0 | 0 | 0% | 4870 | 0 | 0% | 5626 | 0
2020 | 5 | 4 | 2020-05-04 | 6 | 2020-05-04 | 7 | 0 | 0% | 5135 | 0 | 0 | 0% | 4870 | 0 | 0% | 5626 | 0
2020 | 5 | 4 | 2020-05-04 | 7 | 2020-05-04 | 8 | 0 | 0% | 5135 | 0 | 193.4452 | 0.0003344% | 3584 | 0 | 0.0001672% | 4390 | 0
2020 | 5 | 4 | 2020-05-04 | 8 | 2020-05-04 | 9 | 12.925 | 1.563e-05% | 4791 | 0 | 0 | 0% | 4870 | 0 | 7.813e-06% | 5473 | 0
2020 | 5 | 4 | 2020-05-04 | 9 | 2020-05-04 | 10 | 13.505 | 1.633e-05% | 4780 | 0 | 314.3613 | 0.0005435% | 3281 | 0 | 0.0002799% | 4105 | 0
2020 | 5 | 4 | 2020-05-04 | 10 | 2020-05-04 | 11 | 0 | 0% | 5135 | 0 | 0 | 0% | 4870 | 0 | 0% | 5626 | 0
2020 | 5 | 4 | 2020-05-04 | 11 | 2020-05-04 | 12 | 0 | 0% | 5135 | 0 | 0 | 0% | 4870 | 0 | 0% | 5626 | 0
2020 | 5 | 4 | 2020-05-04 | 12 | 2020-05-04 | 13 | 0 | 0% | 5135 | 0 | 0 | 0% | 4870 | 0 | 0% | 5626 | 0
2020 | 5 | 4 | 2020-05-04 | 13 | 2020-05-04 | 14 | 0 | 0% | 5135 | 0 | 13.5343 | 2.34e-05% | 4673 | 0 | 1.17e-05% | 5403 | 0
2020 | 5 | 4 | 2020-05-04 | 14 | 2020-05-04 | 15 | 0 | 0% | 5135 | 0 | 0 | 0% | 4870 | 0 | 0% | 5626 | 0
2020 | 5 | 4 | 2020-05-04 | 15 | 2020-05-04 | 16 | 0 | 0% | 5135 | 0 | 0 | 0% | 4870 | 0 | 0% | 5626 | 0
2020 | 5 | 4 | 2020-05-04 | 16 | 2020-05-04 | 17 | 15.9812 | 1.932e-05% | 4750 | 0 | 17.1215 | 2.96e-05% | 4630 | 0 | 2.446e-05% | 5225 | 0
2020 | 5 | 4 | 2020-05-04 | 17 | 2020-05-04 | 18 | 0 | 0% | 5135 | 0 | 0 | 0% | 4870 | 0 | 0% | 5626 | 0
2020 | 5 | 4 | 2020-05-04 | 18 | 2020-05-04 | 19 | 174.9376 | 0.0002115% | 4082 | 0 | 0 | 0% | 4870 | 0 | 0.0001057% | 4631 | 0
2020 | 5 | 4 | 2020-05-04 | 19 | 2020-05-04 | 20 | 5055.0749 | 0.006111% | 2468 | 0 | 788.8296 | 0.001364% | 2764 | 0 | 0.003738% | 2567 | 0
2020 | 5 | 4 | 2020-05-04 | 20 | 2020-05-04 | 21 | 18183.3185 | 0.02198% | 1589 | 0 | 12376.6451 | 0.0214% | 1414 | 0 | 0.02169% | 1518 | 0
2020 | 5 | 4 | 2020-05-04 | 21 | 2020-05-04 | 22 | 25562.5228 | 0.0309% | 1262 | 0 | 20959.3122 | 0.03623% | 1044 | 0 | 0.03357% | 1135 | 0
2020 | 5 | 4 | 2020-05-04 | 22 | 2020-05-04 | 23 | 13674.413 | 0.01653% | 1818 | 0 | 10102.3635 | 0.01746% | 1531 | 0 | 0.017% | 1669 | 0
2020 | 5 | 4 | 2020-05-04 | 23 | 2020-05-04 | 24 | 654.2932 | 0.000791% | 3546 | 0 | 289.7798 | 0.000501% | 3340 | 0 | 0.000646% | 3614 | 0
2020 | 5 | 4 | 2020-05-04 | 24 | 2020-05-05 | 1 | 0 | 0% | 5135 | 0 | 0 | 0% | 4870 | 0 | 0% | 5626 | 0
2020 | 5 | 5 | 2020-05-05 | 1 | 2020-05-05 | 2 | 1.098 | 1.327e-06% | 5098 | 0 | 58.6936 | 0.0001015% | 4193 | 0 | 5.14e-05% | 4959 | 0
2020 | 5 | 5 | 2020-05-05 | 2 | 2020-05-05 | 3 | 0 | 0% | 5135 | 0 | 0 | 0% | 4870 | 0 | 0% | 5626 | 0
2020 | 5 | 5 | 2020-05-05 | 3 | 2020-05-05 | 4 | 0 | 0% | 5135 | 0 | 0 | 0% | 4870 | 0 | 0% | 5626 | 0
2020 | 5 | 5 | 2020-05-05 | 4 | 2020-05-05 | 5 | 0 | 0% | 5135 | 0 | 0 | 0% | 4870 | 0 | 0% | 5626 | 0
2020 | 5 | 5 | 2020-05-05 | 5 | 2020-05-05 | 6 | 0 | 0% | 5135 | 0 | 0 | 0% | 4870 | 0 | 0% | 5626 | 0
2020 | 5 | 5 | 2020-05-05 | 6 | 2020-05-05 | 7 | 0 | 0% | 5135 | 0 | 0 | 0% | 4870 | 0 | 0% | 5626 | 0
2020 | 5 | 5 | 2020-05-05 | 7 | 2020-05-05 | 8 | 0 | 0% | 5135 | 0 | 84.8937 | 0.0001468% | 4021 | 0 | 7.338e-05% | 4798 | 0
2020 | 5 | 5 | 2020-05-05 | 8 | 2020-05-05 | 9 | 13.6863 | 1.655e-05% | 4777 | 0 | 0 | 0% | 4870 | 0 | 8.273e-06% | 5465 | 0
2020 | 5 | 5 | 2020-05-05 | 9 | 2020-05-05 | 10 | 0 | 0% | 5135 | 0 | 1971.1041 | 0.003408% | 2314 | 0 | 0.001704% | 3029 | 0
2020 | 5 | 5 | 2020-05-05 | 10 | 2020-05-05 | 11 | 0 | 0% | 5135 | 0 | 0 | 0% | 4870 | 0 | 0% | 5626 | 0
2020 | 5 | 5 | 2020-05-05 | 11 | 2020-05-05 | 12 | 0 | 0% | 5135 | 0 | 0 | 0% | 4870 | 0 | 0% | 5626 | 0
2020 | 5 | 5 | 2020-05-05 | 12 | 2020-05-05 | 13 | 0 | 0% | 5135 | 0 | 0 | 0% | 4870 | 0 | 0% | 5626 | 0
2020 | 5 | 5 | 2020-05-05 | 13 | 2020-05-05 | 14 | 0 | 0% | 5135 | 0 | 0 | 0% | 4870 | 0 | 0% | 5626 | 0
2020 | 5 | 5 | 2020-05-05 | 14 | 2020-05-05 | 15 | 0 | 0% | 5135 | 0 | 0 | 0% | 4870 | 0 | 0% | 5626 | 0
2020 | 5 | 5 | 2020-05-05 | 15 | 2020-05-05 | 16 | 0 | 0% | 5135 | 0 | 0 | 0% | 4870 | 0 | 0% | 5626 | 0
2020 | 5 | 5 | 2020-05-05 | 16 | 2020-05-05 | 17 | 4.1267 | 4.989e-06% | 5001 | 0 | 199.8235 | 0.0003454% | 3564 | 0 | 0.0001752% | 4364 | 0
2020 | 5 | 5 | 2020-05-05 | 17 | 2020-05-05 | 18 | 0 | 0% | 5135 | 0 | 0 | 0% | 4870 | 0 | 0% | 5626 | 0
2020 | 5 | 5 | 2020-05-05 | 18 | 2020-05-05 | 19 | 79.9422 | 9.665e-05% | 4325 | 0 | 0 | 0% | 4870 | 0 | 4.832e-05% | 4984 | 0
2020 | 5 | 5 | 2020-05-05 | 19 | 2020-05-05 | 20 | 3775.9591 | 0.004565% | 2640 | 0 | 814.6656 | 0.001408% | 2750 | 0 | 0.002987% | 2709 | 0
2020 | 5 | 5 | 2020-05-05 | 20 | 2020-05-05 | 21 | 16335.3618 | 0.01975% | 1684 | 0 | 7092.1279 | 0.01226% | 1726 | 0 | 0.016% | 1715 | 0
2020 | 5 | 5 | 2020-05-05 | 21 | 2020-05-05 | 22 | 23401.8542 | 0.02829% | 1352 | 0 | 11117.4633 | 0.01922% | 1478 | 0 | 0.02376% | 1435 | 0
2020 | 5 | 5 | 2020-05-05 | 22 | 2020-05-05 | 23 | 11177.3826 | 0.01351% | 1951 | 0 | 4758.6535 | 0.008227% | 1898 | 0 | 0.01087% | 1964 | 0
2020 | 5 | 5 | 2020-05-05 | 23 | 2020-05-05 | 24 | 326.8413 | 0.0003951% | 3851 | 0 | 157.8616 | 0.0002729% | 3700 | 0 | 0.000334% | 4009 | 0
2020 | 5 | 5 | 2020-05-05 | 24 | 2020-05-06 | 1 | 0 | 0% | 5135 | 0 | 0 | 0% | 4870 | 0 | 0% | 5626 | 0
2020 | 5 | 6 | 2020-05-06 | 1 | 2020-05-06 | 2 | 5.3274 | 6.441e-06% | 4973 | 0 | 5.8037 | 1.003e-05% | 4786 | 0 | 8.237e-06% | 5467 | 0
2020 | 5 | 6 | 2020-05-06 | 2 | 2020-05-06 | 3 | 0 | 0% | 5135 | 0 | 0 | 0% | 4870 | 0 | 0% | 5626 | 0
2020 | 5 | 6 | 2020-05-06 | 3 | 2020-05-06 | 4 | 0 | 0% | 5135 | 0 | 0 | 0% | 4870 | 0 | 0% | 5626 | 0
2020 | 5 | 6 | 2020-05-06 | 4 | 2020-05-06 | 5 | 0 | 0% | 5135 | 0 | 0 | 0% | 4870 | 0 | 0% | 5626 | 0
2020 | 5 | 6 | 2020-05-06 | 5 | 2020-05-06 | 6 | 0 | 0% | 5135 | 0 | 0 | 0% | 4870 | 0 | 0% | 5626 | 0
2020 | 5 | 6 | 2020-05-06 | 6 | 2020-05-06 | 7 | 0 | 0% | 5135 | 0 | 0 | 0% | 4870 | 0 | 0% | 5626 | 0
2020 | 5 | 6 | 2020-05-06 | 7 | 2020-05-06 | 8 | 0 | 0% | 5135 | 0 | 42.1804 | 7.292e-05% | 4350 | 0 | 3.646e-05% | 5094 | 0
2020 | 5 | 6 | 2020-05-06 | 8 | 2020-05-06 | 9 | 2.4966 | 3.018e-06% | 5050 | 0 | 0 | 0% | 4870 | 0 | 1.509e-06% | 5597 | 0
2020 | 5 | 6 | 2020-05-06 | 9 | 2020-05-06 | 10 | 4.3445 | 5.252e-06% | 4997 | 0 | 2268.8644 | 0.003922% | 2247 | 0 | 0.001964% | 2958 | 0
2020 | 5 | 6 | 2020-05-06 | 10 | 2020-05-06 | 11 | 0 | 0% | 5135 | 0 | 0 | 0% | 4870 | 0 | 0% | 5626 | 0
2020 | 5 | 6 | 2020-05-06 | 11 | 2020-05-06 | 12 | 0 | 0% | 5135 | 0 | 0 | 0% | 4870 | 0 | 0% | 5626 | 0
2020 | 5 | 6 | 2020-05-06 | 12 | 2020-05-06 | 13 | 0 | 0% | 5135 | 0 | 0 | 0% | 4870 | 0 | 0% | 5626 | 0
2020 | 5 | 6 | 2020-05-06 | 13 | 2020-05-06 | 14 | 0 | 0% | 5135 | 0 | 0 | 0% | 4870 | 0 | 0% | 5626 | 0
2020 | 5 | 6 | 2020-05-06 | 14 | 2020-05-06 | 15 | 0 | 0% | 5135 | 0 | 0 | 0% | 4870 | 0 | 0% | 5626 | 0
2020 | 5 | 6 | 2020-05-06 | 15 | 2020-05-06 | 16 | 0 | 0% | 5135 | 0 | 0 | 0% | 4870 | 0 | 0% | 5626 | 0
2020 | 5 | 6 | 2020-05-06 | 16 | 2020-05-06 | 17 | 0 | 0% | 5135 | 0 | 165.8195 | 0.0002867% | 3679 | 0 | 0.0001433% | 4463 | 0
2020 | 5 | 6 | 2020-05-06 | 17 | 2020-05-06 | 18 | 0 | 0% | 5135 | 0 | 0 | 0% | 4870 | 0 | 0% | 5626 | 0
2020 | 5 | 6 | 2020-05-06 | 18 | 2020-05-06 | 19 | 454.5615 | 0.0005495% | 3701 | 0 | 0 | 0% | 4870 | 0 | 0.0002748% | 4114 | 0
2020 | 5 | 6 | 2020-05-06 | 19 | 2020-05-06 | 20 | 8932.3384 | 0.0108% | 2113 | 0 | 2306.7489 | 0.003988% | 2239 | 0 | 0.007393% | 2166 | 0
2020 | 5 | 6 | 2020-05-06 | 20 | 2020-05-06 | 21 | 18643.9553 | 0.02254% | 1567 | 0 | 11062.2424 | 0.01912% | 1481 | 0 | 0.02083% | 1549 | 0
2020 | 5 | 6 | 2020-05-06 | 21 | 2020-05-06 | 22 | 26061.7337 | 0.03151% | 1232 | 0 | 16640.1827 | 0.02877% | 1216 | 0 | 0.03014% | 1219 | 0
2020 | 5 | 6 | 2020-05-06 | 22 | 2020-05-06 | 23 | 16405.4153 | 0.01983% | 1675 | 0 | 10145.8605 | 0.01754% | 1528 | 0 | 0.01869% | 1613 | 0
2020 | 5 | 6 | 2020-05-06 | 23 | 2020-05-06 | 24 | 847.0662 | 0.001024% | 3415 | 0 | 175.9638 | 0.0003042% | 3644 | 0 | 0.0006641% | 3599 | 0
2020 | 5 | 6 | 2020-05-06 | 24 | 2020-05-07 | 1 | 0 | 0% | 5135 | 0 | 0 | 0% | 4870 | 0 | 0% | 5626 | 0
2020 | 5 | 7 | 2020-05-07 | 1 | 2020-05-07 | 2 | 0 | 0% | 5135 | 0 | 33.2966 | 5.756e-05% | 4436 | 0 | 2.878e-05% | 5177 | 0
2020 | 5 | 7 | 2020-05-07 | 2 | 2020-05-07 | 3 | 0 | 0% | 5135 | 0 | 0 | 0% | 4870 | 0 | 0% | 5626 | 0
2020 | 5 | 7 | 2020-05-07 | 3 | 2020-05-07 | 4 | 0 | 0% | 5135 | 0 | 0 | 0% | 4870 | 0 | 0% | 5626 | 0
2020 | 5 | 7 | 2020-05-07 | 4 | 2020-05-07 | 5 | 0 | 0% | 5135 | 0 | 0 | 0% | 4870 | 0 | 0% | 5626 | 0
2020 | 5 | 7 | 2020-05-07 | 5 | 2020-05-07 | 6 | 0 | 0% | 5135 | 0 | 0 | 0% | 4870 | 0 | 0% | 5626 | 0
2020 | 5 | 7 | 2020-05-07 | 6 | 2020-05-07 | 7 | 0 | 0% | 5135 | 0 | 0 | 0% | 4870 | 0 | 0% | 5626 | 0
2020 | 5 | 7 | 2020-05-07 | 7 | 2020-05-07 | 8 | 4.7286 | 5.717e-06% | 4985 | 0 | 129.3905 | 0.0002237% | 3807 | 0 | 0.0001147% | 4589 | 0
2020 | 5 | 7 | 2020-05-07 | 8 | 2020-05-07 | 9 | 82.565 | 9.982e-05% | 4315 | 0 | 17.6458 | 3.051e-05% | 4621 | 0 | 6.516e-05% | 4852 | 0
2020 | 5 | 7 | 2020-05-07 | 9 | 2020-05-07 | 10 | 156.4368 | 0.0001891% | 4117 | 0 | 302.2621 | 0.0005225% | 3312 | 0 | 0.0003558% | 3969 | 0
2020 | 5 | 7 | 2020-05-07 | 10 | 2020-05-07 | 11 | 0 | 0% | 5135 | 0 | 0 | 0% | 4870 | 0 | 0% | 5626 | 0
2020 | 5 | 7 | 2020-05-07 | 11 | 2020-05-07 | 12 | 0 | 0% | 5135 | 0 | 0 | 0% | 4870 | 0 | 0% | 5626 | 0
2020 | 5 | 7 | 2020-05-07 | 12 | 2020-05-07 | 13 | 0 | 0% | 5135 | 0 | 0 | 0% | 4870 | 0 | 0% | 5626 | 0
2020 | 5 | 7 | 2020-05-07 | 13 | 2020-05-07 | 14 | 0 | 0% | 5135 | 0 | 0 | 0% | 4870 | 0 | 0% | 5626 | 0
2020 | 5 | 7 | 2020-05-07 | 14 | 2020-05-07 | 15 | 0 | 0% | 5135 | 0 | 0 | 0% | 4870 | 0 | 0% | 5626 | 0
2020 | 5 | 7 | 2020-05-07 | 15 | 2020-05-07 | 16 | 0 | 0% | 5135 | 0 | 0 | 0% | 4870 | 0 | 0% | 5626 | 0
2020 | 5 | 7 | 2020-05-07 | 16 | 2020-05-07 | 17 | 148.972 | 0.0001801% | 4128 | 0 | 749.8827 | 0.001296% | 2792 | 0 | 0.0007382% | 3536 | 0
2020 | 5 | 7 | 2020-05-07 | 17 | 2020-05-07 | 18 | 1252.7271 | 0.001514% | 3215 | 0 | 36.3988 | 6.292e-05% | 4404 | 0 | 0.0007887% | 3492 | 0
2020 | 5 | 7 | 2020-05-07 | 18 | 2020-05-07 | 19 | 11165.1073 | 0.0135% | 1953 | 0 | 1348.4002 | 0.002331% | 2501 | 0 | 0.007915% | 2123 | 0
2020 | 5 | 7 | 2020-05-07 | 19 | 2020-05-07 | 20 | 23863.0722 | 0.02885% | 1330 | 0 | 16048.5466 | 0.02774% | 1243 | 0 | 0.0283% | 1275 | 0
2020 | 5 | 7 | 2020-05-07 | 20 | 2020-05-07 | 21 | 33770.8285 | 0.04083% | 960 | 0 | 30009.3099 | 0.05188% | 728 | 0 | 0.04635% | 807 | 0
2020 | 5 | 7 | 2020-05-07 | 21 | 2020-05-07 | 22 | 43991.6509 | 0.05318% | 631 | 0 | 33497.6164 | 0.05791% | 626 | 0 | 0.05555% | 622 | 0
2020 | 5 | 7 | 2020-05-07 | 22 | 2020-05-07 | 23 | 30633.9742 | 0.03704% | 1059 | 0 | 24889.0002 | 0.04303% | 885 | 0 | 0.04003% | 961 | 0
2020 | 5 | 7 | 2020-05-07 | 23 | 2020-05-07 | 24 | 7021.4725 | 0.008489% | 2284 | 0 | 4952.8887 | 0.008562% | 1880 | 0 | 0.008525% | 2084 | 0
2020 | 5 | 7 | 2020-05-07 | 24 | 2020-05-08 | 1 | 130.1672 | 0.0001574% | 4183 | 0 | 0.25956 | 4.487e-07% | 4866 | 0 | 7.891e-05% | 4764 | 0
2020 | 5 | 8 | 2020-05-08 | 1 | 2020-05-08 | 2 | 28.7772 | 3.479e-05% | 4617 | 0 | 28.7831 | 4.976e-05% | 4495 | 0 | 4.227e-05% | 5033 | 0
2020 | 5 | 8 | 2020-05-08 | 2 | 2020-05-08 | 3 | 0 | 0% | 5135 | 0 | 0 | 0% | 4870 | 0 | 0% | 5626 | 0
2020 | 5 | 8 | 2020-05-08 | 3 | 2020-05-08 | 4 | 0 | 0% | 5135 | 0 | 0 | 0% | 4870 | 0 | 0% | 5626 | 0
2020 | 5 | 8 | 2020-05-08 | 4 | 2020-05-08 | 5 | 0 | 0% | 5135 | 0 | 0 | 0% | 4870 | 0 | 0% | 5626 | 0
2020 | 5 | 8 | 2020-05-08 | 5 | 2020-05-08 | 6 | 0 | 0% | 5135 | 0 | 0 | 0% | 4870 | 0 | 0% | 5626 | 0
2020 | 5 | 8 | 2020-05-08 | 6 | 2020-05-08 | 7 | 0 | 0% | 5135 | 0 | 0 | 0% | 4870 | 0 | 0% | 5626 | 0
2020 | 5 | 8 | 2020-05-08 | 7 | 2020-05-08 | 8 | 0 | 0% | 5135 | 0 | 85.6546 | 0.0001481% | 4012 | 0 | 7.404e-05% | 4793 | 0
2020 | 5 | 8 | 2020-05-08 | 8 | 2020-05-08 | 9 | 1.7653 | 2.134e-06% | 5074 | 0 | 0 | 0% | 4870 | 0 | 1.067e-06% | 5606 | 0
2020 | 5 | 8 | 2020-05-08 | 9 | 2020-05-08 | 10 | 8.1146 | 9.81e-06% | 4884 | 0 | 3008.0698 | 0.0052% | 2119 | 0 | 0.002605% | 2799 | 0
2020 | 5 | 8 | 2020-05-08 | 10 | 2020-05-08 | 11 | 0 | 0% | 5135 | 0 | 167.3188 | 0.0002893% | 3676 | 0 | 0.0001446% | 4458 | 0
2020 | 5 | 8 | 2020-05-08 | 11 | 2020-05-08 | 12 | 0 | 0% | 5135 | 0 | 0 | 0% | 4870 | 0 | 0% | 5626 | 0
2020 | 5 | 8 | 2020-05-08 | 12 | 2020-05-08 | 13 | 0 | 0% | 5135 | 0 | 0 | 0% | 4870 | 0 | 0% | 5626 | 0
2020 | 5 | 8 | 2020-05-08 | 13 | 2020-05-08 | 14 | 0 | 0% | 5135 | 0 | 0 | 0% | 4870 | 0 | 0% | 5626 | 0
2020 | 5 | 8 | 2020-05-08 | 14 | 2020-05-08 | 15 | 0 | 0% | 5135 | 0 | 0 | 0% | 4870 | 0 | 0% | 5626 | 0
2020 | 5 | 8 | 2020-05-08 | 15 | 2020-05-08 | 16 | 0 | 0% | 5135 | 0 | 0 | 0% | 4870 | 0 | 0% | 5626 | 0
2020 | 5 | 8 | 2020-05-08 | 16 | 2020-05-08 | 17 | 0 | 0% | 5135 | 0 | 671.1809 | 0.00116% | 2848 | 0 | 0.0005802% | 3675 | 0
2020 | 5 | 8 | 2020-05-08 | 17 | 2020-05-08 | 18 | 0 | 0% | 5135 | 0 | 0 | 0% | 4870 | 0 | 0% | 5626 | 0
2020 | 5 | 8 | 2020-05-08 | 18 | 2020-05-08 | 19 | 0 | 0% | 5135 | 0 | 0 | 0% | 4870 | 0 | 0% | 5626 | 0
2020 | 5 | 8 | 2020-05-08 | 19 | 2020-05-08 | 20 | 1024.3997 | 0.001238% | 3339 | 0 | 369.2157 | 0.0006383% | 3185 | 0 | 0.0009384% | 3393 | 0
2020 | 5 | 8 | 2020-05-08 | 20 | 2020-05-08 | 21 | 8567.5199 | 0.01036% | 2143 | 0 | 8040.7734 | 0.0139% | 1660 | 0 | 0.01213% | 1896 | 0
2020 | 5 | 8 | 2020-05-08 | 21 | 2020-05-08 | 22 | 16285.9172 | 0.01969% | 1687 | 0 | 14360.6046 | 0.02483% | 1304 | 0 | 0.02226% | 1492 | 0
2020 | 5 | 8 | 2020-05-08 | 22 | 2020-05-08 | 23 | 7748.537 | 0.009368% | 2205 | 0 | 6413.1583 | 0.01109% | 1770 | 0 | 0.01023% | 1991 | 0
2020 | 5 | 8 | 2020-05-08 | 23 | 2020-05-08 | 24 | 204.6863 | 0.0002475% | 4022 | 0 | 131.5105 | 0.0002273% | 3801 | 0 | 0.0002374% | 4189 | 0
2020 | 5 | 8 | 2020-05-08 | 24 | 2020-05-09 | 1 | 0 | 0% | 5135 | 0 | 0 | 0% | 4870 | 0 | 0% | 5626 | 0
2020 | 5 | 9 | 2020-05-09 | 1 | 2020-05-09 | 2 | 0.86545 | 1.046e-06% | 5112 | 0 | 0.4614 | 7.976e-07% | 4864 | 0 | 9.22e-07% | 5610 | 0
2020 | 5 | 9 | 2020-05-09 | 2 | 2020-05-09 | 3 | 0 | 0% | 5135 | 0 | 0 | 0% | 4870 | 0 | 0% | 5626 | 0
2020 | 5 | 9 | 2020-05-09 | 3 | 2020-05-09 | 4 | 0 | 0% | 5135 | 0 | 0 | 0% | 4870 | 0 | 0% | 5626 | 0
2020 | 5 | 9 | 2020-05-09 | 4 | 2020-05-09 | 5 | 0 | 0% | 5135 | 0 | 0 | 0% | 4870 | 0 | 0% | 5626 | 0
2020 | 5 | 9 | 2020-05-09 | 5 | 2020-05-09 | 6 | 0 | 0% | 5135 | 0 | 0 | 0% | 4870 | 0 | 0% | 5626 | 0
2020 | 5 | 9 | 2020-05-09 | 6 | 2020-05-09 | 7 | 0 | 0% | 5135 | 0 | 71.0652 | 0.0001229% | 4103 | 0 | 6.143e-05% | 4880 | 0
2020 | 5 | 9 | 2020-05-09 | 7 | 2020-05-09 | 8 | 0 | 0% | 5135 | 0 | 141.3867 | 0.0002444% | 3763 | 0 | 0.0001222% | 4559 | 0
2020 | 5 | 9 | 2020-05-09 | 8 | 2020-05-09 | 9 | 0 | 0% | 5135 | 0 | 0 | 0% | 4870 | 0 | 0% | 5626 | 0
2020 | 5 | 9 | 2020-05-09 | 9 | 2020-05-09 | 10 | 0 | 0% | 5135 | 0 | 7578.5388 | 0.0131% | 1692 | 0 | 0.006551% | 2237 | 0
2020 | 5 | 9 | 2020-05-09 | 10 | 2020-05-09 | 11 | 0 | 0% | 5135 | 0 | 0 | 0% | 4870 | 0 | 0% | 5626 | 0
2020 | 5 | 9 | 2020-05-09 | 11 | 2020-05-09 | 12 | 0 | 0% | 5135 | 0 | 0 | 0% | 4870 | 0 | 0% | 5626 | 0
2020 | 5 | 9 | 2020-05-09 | 12 | 2020-05-09 | 13 | 0 | 0% | 5135 | 0 | 0 | 0% | 4870 | 0 | 0% | 5626 | 0
2020 | 5 | 9 | 2020-05-09 | 13 | 2020-05-09 | 14 | 0 | 0% | 5135 | 0 | 0 | 0% | 4870 | 0 | 0% | 5626 | 0
2020 | 5 | 9 | 2020-05-09 | 14 | 2020-05-09 | 15 | 0 | 0% | 5135 | 0 | 0 | 0% | 4870 | 0 | 0% | 5626 | 0
2020 | 5 | 9 | 2020-05-09 | 15 | 2020-05-09 | 16 | 0 | 0% | 5135 | 0 | 0 | 0% | 4870 | 0 | 0% | 5626 | 0
2020 | 5 | 9 | 2020-05-09 | 16 | 2020-05-09 | 17 | 82.2449 | 9.943e-05% | 4318 | 0 | 28.9291 | 5.001e-05% | 4493 | 0 | 7.472e-05% | 4790 | 0
2020 | 5 | 9 | 2020-05-09 | 17 | 2020-05-09 | 18 | 0 | 0% | 5135 | 0 | 0 | 0% | 4870 | 0 | 0% | 5626 | 0
2020 | 5 | 9 | 2020-05-09 | 18 | 2020-05-09 | 19 | 0 | 0% | 5135 | 0 | 0 | 0% | 4870 | 0 | 0% | 5626 | 0
2020 | 5 | 9 | 2020-05-09 | 19 | 2020-05-09 | 20 | 74.6245 | 9.022e-05% | 4343 | 0 | 68.3817 | 0.0001182% | 4124 | 0 | 0.0001042% | 4637 | 0
2020 | 5 | 9 | 2020-05-09 | 20 | 2020-05-09 | 21 | 2930.0158 | 0.003542% | 2787 | 0 | 1919.7918 | 0.003319% | 2330 | 0 | 0.003431% | 2616 | 0
2020 | 5 | 9 | 2020-05-09 | 21 | 2020-05-09 | 22 | 10286.4162 | 0.01244% | 2006 | 0 | 7130.6071 | 0.01233% | 1722 | 0 | 0.01238% | 1888 | 0
2020 | 5 | 9 | 2020-05-09 | 22 | 2020-05-09 | 23 | 3667.8409 | 0.004434% | 2657 | 0 | 1973.7278 | 0.003412% | 2312 | 0 | 0.003923% | 2543 | 0
2020 | 5 | 9 | 2020-05-09 | 23 | 2020-05-09 | 24 | 66.3014 | 8.016e-05% | 4370 | 0 | 65.7804 | 0.0001137% | 4140 | 0 | 9.694e-05% | 4673 | 0
2020 | 5 | 9 | 2020-05-09 | 24 | 2020-05-10 | 1 | 0 | 0% | 5135 | 0 | 0 | 0% | 4870 | 0 | 0% | 5626 | 0
2020 | 5 | 10 | 2020-05-10 | 1 | 2020-05-10 | 2 | 0 | 0% | 5135 | 0 | 1.1249 | 1.945e-06% | 4859 | 0 | 9.723e-07% | 5608 | 0
2020 | 5 | 10 | 2020-05-10 | 2 | 2020-05-10 | 3 | 0 | 0% | 5135 | 0 | 0 | 0% | 4870 | 0 | 0% | 5626 | 0
2020 | 5 | 10 | 2020-05-10 | 3 | 2020-05-10 | 4 | 0 | 0% | 5135 | 0 | 0 | 0% | 4870 | 0 | 0% | 5626 | 0
2020 | 5 | 10 | 2020-05-10 | 4 | 2020-05-10 | 5 | 0 | 0% | 5135 | 0 | 0 | 0% | 4870 | 0 | 0% | 5626 | 0
2020 | 5 | 10 | 2020-05-10 | 5 | 2020-05-10 | 6 | 0 | 0% | 5135 | 0 | 0 | 0% | 4870 | 0 | 0% | 5626 | 0
2020 | 5 | 10 | 2020-05-10 | 6 | 2020-05-10 | 7 | 0 | 0% | 5135 | 0 | 20.143 | 3.482e-05% | 4593 | 0 | 1.741e-05% | 5322 | 0
2020 | 5 | 10 | 2020-05-10 | 7 | 2020-05-10 | 8 | 0 | 0% | 5135 | 0 | 0.83621 | 1.446e-06% | 4860 | 0 | 7.228e-07% | 5612 | 0
2020 | 5 | 10 | 2020-05-10 | 8 | 2020-05-10 | 9 | 0 | 0% | 5135 | 0 | 0 | 0% | 4870 | 0 | 0% | 5626 | 0
2020 | 5 | 10 | 2020-05-10 | 9 | 2020-05-10 | 10 | 7.9302 | 9.587e-06% | 4893 | 0 | 3561.2177 | 0.006156% | 2034 | 0 | 0.003083% | 2680 | 0
2020 | 5 | 10 | 2020-05-10 | 10 | 2020-05-10 | 11 | 0 | 0% | 5135 | 0 | 0 | 0% | 4870 | 0 | 0% | 5626 | 0
2020 | 5 | 10 | 2020-05-10 | 11 | 2020-05-10 | 12 | 0 | 0% | 5135 | 0 | 0 | 0% | 4870 | 0 | 0% | 5626 | 0
2020 | 5 | 10 | 2020-05-10 | 12 | 2020-05-10 | 13 | 0 | 0% | 5135 | 0 | 0 | 0% | 4870 | 0 | 0% | 5626 | 0
2020 | 5 | 10 | 2020-05-10 | 13 | 2020-05-10 | 14 | 0 | 0% | 5135 | 0 | 0 | 0% | 4870 | 0 | 0% | 5626 | 0
2020 | 5 | 10 | 2020-05-10 | 14 | 2020-05-10 | 15 | 0 | 0% | 5135 | 0 | 0 | 0% | 4870 | 0 | 0% | 5626 | 0
2020 | 5 | 10 | 2020-05-10 | 15 | 2020-05-10 | 16 | 0 | 0% | 5135 | 0 | 0 | 0% | 4870 | 0 | 0% | 5626 | 0
2020 | 5 | 10 | 2020-05-10 | 16 | 2020-05-10 | 17 | 63.111 | 7.63e-05% | 4390 | 0 | 0 | 0% | 4870 | 0 | 3.815e-05% | 5069 | 0
2020 | 5 | 10 | 2020-05-10 | 17 | 2020-05-10 | 18 | 0 | 0% | 5135 | 0 | 0 | 0% | 4870 | 0 | 0% | 5626 | 0
2020 | 5 | 10 | 2020-05-10 | 18 | 2020-05-10 | 19 | 0 | 0% | 5135 | 0 | 0 | 0% | 4870 | 0 | 0% | 5626 | 0
2020 | 5 | 10 | 2020-05-10 | 19 | 2020-05-10 | 20 | 98.9906 | 0.0001197% | 4263 | 0 | 0 | 0% | 4870 | 0 | 5.984e-05% | 4893 | 0
2020 | 5 | 10 | 2020-05-10 | 20 | 2020-05-10 | 21 | 4062.6407 | 0.004912% | 2601 | 0 | 2420.9388 | 0.004185% | 2219 | 0 | 0.004548% | 2456 | 0
2020 | 5 | 10 | 2020-05-10 | 21 | 2020-05-10 | 22 | 12290.2232 | 0.01486% | 1889 | 0 | 7273.953 | 0.01257% | 1714 | 0 | 0.01372% | 1836 | 0
2020 | 5 | 10 | 2020-05-10 | 22 | 2020-05-10 | 23 | 4260.9376 | 0.005151% | 2568 | 0 | 2360.9946 | 0.004082% | 2226 | 0 | 0.004616% | 2446 | 0
2020 | 5 | 10 | 2020-05-10 | 23 | 2020-05-10 | 24 | 35.5646 | 4.3e-05% | 4554 | 0 | 0 | 0% | 4870 | 0 | 2.15e-05% | 5257 | 0
2020 | 5 | 10 | 2020-05-10 | 24 | 2020-05-11 | 1 | 0 | 0% | 5135 | 0 | 0 | 0% | 4870 | 0 | 0% | 5626 | 0
2020 | 5 | 11 | 2020-05-11 | 1 | 2020-05-11 | 2 | 2.8629 | 3.461e-06% | 5040 | 0 | 136.244 | 0.0002355% | 3784 | 0 | 0.0001195% | 4570 | 0
2020 | 5 | 11 | 2020-05-11 | 2 | 2020-05-11 | 3 | 0 | 0% | 5135 | 0 | 0 | 0% | 4870 | 0 | 0% | 5626 | 0
2020 | 5 | 11 | 2020-05-11 | 3 | 2020-05-11 | 4 | 0 | 0% | 5135 | 0 | 0 | 0% | 4870 | 0 | 0% | 5626 | 0
2020 | 5 | 11 | 2020-05-11 | 4 | 2020-05-11 | 5 | 0 | 0% | 5135 | 0 | 0 | 0% | 4870 | 0 | 0% | 5626 | 0
2020 | 5 | 11 | 2020-05-11 | 5 | 2020-05-11 | 6 | 0 | 0% | 5135 | 0 | 0 | 0% | 4870 | 0 | 0% | 5626 | 0
2020 | 5 | 11 | 2020-05-11 | 6 | 2020-05-11 | 7 | 0 | 0% | 5135 | 0 | 0 | 0% | 4870 | 0 | 0% | 5626 | 0
2020 | 5 | 11 | 2020-05-11 | 7 | 2020-05-11 | 8 | 0 | 0% | 5135 | 0 | 83.3291 | 0.0001441% | 4029 | 0 | 7.203e-05% | 4802 | 0
2020 | 5 | 11 | 2020-05-11 | 8 | 2020-05-11 | 9 | 4.7505 | 5.743e-06% | 4984 | 0 | 13.0015 | 2.248e-05% | 4679 | 0 | 1.411e-05% | 5368 | 0
2020 | 5 | 11 | 2020-05-11 | 9 | 2020-05-11 | 10 | 6.9871 | 8.447e-06% | 4915 | 0 | 214.2217 | 0.0003703% | 3521 | 0 | 0.0001894% | 4318 | 0
2020 | 5 | 11 | 2020-05-11 | 10 | 2020-05-11 | 11 | 0 | 0% | 5135 | 0 | 0 | 0% | 4870 | 0 | 0% | 5626 | 0
2020 | 5 | 11 | 2020-05-11 | 11 | 2020-05-11 | 12 | 0 | 0% | 5135 | 0 | 0 | 0% | 4870 | 0 | 0% | 5626 | 0
2020 | 5 | 11 | 2020-05-11 | 12 | 2020-05-11 | 13 | 0 | 0% | 5135 | 0 | 0 | 0% | 4870 | 0 | 0% | 5626 | 0
2020 | 5 | 11 | 2020-05-11 | 13 | 2020-05-11 | 14 | 0 | 0% | 5135 | 0 | 0 | 0% | 4870 | 0 | 0% | 5626 | 0
2020 | 5 | 11 | 2020-05-11 | 14 | 2020-05-11 | 15 | 0 | 0% | 5135 | 0 | 0 | 0% | 4870 | 0 | 0% | 5626 | 0
2020 | 5 | 11 | 2020-05-11 | 15 | 2020-05-11 | 16 | 0 | 0% | 5135 | 0 | 0 | 0% | 4870 | 0 | 0% | 5626 | 0
2020 | 5 | 11 | 2020-05-11 | 16 | 2020-05-11 | 17 | 4.5325 | 5.48e-06% | 4989 | 0 | 252.9784 | 0.0004373% | 3418 | 0 | 0.0002214% | 4232 | 0
2020 | 5 | 11 | 2020-05-11 | 17 | 2020-05-11 | 18 | 0 | 0% | 5135 | 0 | 0 | 0% | 4870 | 0 | 0% | 5626 | 0
2020 | 5 | 11 | 2020-05-11 | 18 | 2020-05-11 | 19 | 3396.2089 | 0.004106% | 2705 | 0 | 0 | 0% | 4870 | 0 | 0.002053% | 2933 | 0
2020 | 5 | 11 | 2020-05-11 | 19 | 2020-05-11 | 20 | 16265.4396 | 0.01966% | 1690 | 0 | 7996.332 | 0.01382% | 1664 | 0 | 0.01674% | 1677 | 0
2020 | 5 | 11 | 2020-05-11 | 20 | 2020-05-11 | 21 | 30211.6493 | 0.03652% | 1076 | 0 | 23683.1211 | 0.04094% | 933 | 0 | 0.03873% | 995 | 0
2020 | 5 | 11 | 2020-05-11 | 21 | 2020-05-11 | 22 | 38448.0739 | 0.04648% | 785 | 0 | 25374.104 | 0.04387% | 870 | 0 | 0.04517% | 829 | 0
2020 | 5 | 11 | 2020-05-11 | 22 | 2020-05-11 | 23 | 24364.4185 | 0.02946% | 1300 | 0 | 15285.2894 | 0.02642% | 1268 | 0 | 0.02794% | 1282 | 0
2020 | 5 | 11 | 2020-05-11 | 23 | 2020-05-11 | 24 | 3434.1521 | 0.004152% | 2701 | 0 | 1400.7299 | 0.002422% | 2474 | 0 | 0.003287% | 2642 | 0
2020 | 5 | 11 | 2020-05-11 | 24 | 2020-05-12 | 1 | 0 | 0% | 5135 | 0 | 0 | 0% | 4870 | 0 | 0% | 5626 | 0
2020 | 5 | 12 | 2020-05-12 | 1 | 2020-05-12 | 2 | 0 | 0% | 5135 | 0 | 8.3926 | 1.451e-05% | 4744 | 0 | 7.254e-06% | 5488 | 0
2020 | 5 | 12 | 2020-05-12 | 2 | 2020-05-12 | 3 | 0 | 0% | 5135 | 0 | 0 | 0% | 4870 | 0 | 0% | 5626 | 0
2020 | 5 | 12 | 2020-05-12 | 3 | 2020-05-12 | 4 | 0 | 0% | 5135 | 0 | 0 | 0% | 4870 | 0 | 0% | 5626 | 0
2020 | 5 | 12 | 2020-05-12 | 4 | 2020-05-12 | 5 | 0 | 0% | 5135 | 0 | 0 | 0% | 4870 | 0 | 0% | 5626 | 0
2020 | 5 | 12 | 2020-05-12 | 5 | 2020-05-12 | 6 | 0 | 0% | 5135 | 0 | 0 | 0% | 4870 | 0 | 0% | 5626 | 0
2020 | 5 | 12 | 2020-05-12 | 6 | 2020-05-12 | 7 | 0 | 0% | 5135 | 0 | 12.7278 | 2.2e-05% | 4681 | 0 | 1.1e-05% | 5419 | 0
2020 | 5 | 12 | 2020-05-12 | 7 | 2020-05-12 | 8 | 0 | 0% | 5135 | 0 | 26.6275 | 4.603e-05% | 4514 | 0 | 2.302e-05% | 5243 | 0
2020 | 5 | 12 | 2020-05-12 | 8 | 2020-05-12 | 9 | 1.2522 | 1.514e-06% | 5091 | 0 | 0 | 0% | 4870 | 0 | 7.569e-07% | 5611 | 0
2020 | 5 | 12 | 2020-05-12 | 9 | 2020-05-12 | 10 | 15.9378 | 1.927e-05% | 4752 | 0 | 1336.5712 | 0.002311% | 2503 | 0 | 0.001165% | 3268 | 0
2020 | 5 | 12 | 2020-05-12 | 10 | 2020-05-12 | 11 | 0 | 0% | 5135 | 0 | 0 | 0% | 4870 | 0 | 0% | 5626 | 0
2020 | 5 | 12 | 2020-05-12 | 11 | 2020-05-12 | 12 | 0 | 0% | 5135 | 0 | 0 | 0% | 4870 | 0 | 0% | 5626 | 0
2020 | 5 | 12 | 2020-05-12 | 12 | 2020-05-12 | 13 | 0 | 0% | 5135 | 0 | 0 | 0% | 4870 | 0 | 0% | 5626 | 0
2020 | 5 | 12 | 2020-05-12 | 13 | 2020-05-12 | 14 | 0 | 0% | 5135 | 0 | 0 | 0% | 4870 | 0 | 0% | 5626 | 0
2020 | 5 | 12 | 2020-05-12 | 14 | 2020-05-12 | 15 | 0 | 0% | 5135 | 0 | 0 | 0% | 4870 | 0 | 0% | 5626 | 0
2020 | 5 | 12 | 2020-05-12 | 15 | 2020-05-12 | 16 | 0 | 0% | 5135 | 0 | 0 | 0% | 4870 | 0 | 0% | 5626 | 0
2020 | 5 | 12 | 2020-05-12 | 16 | 2020-05-12 | 17 | 6.0449 | 7.308e-06% | 4944 | 0 | 155.4871 | 0.0002688% | 3712 | 0 | 0.0001381% | 4492 | 0
2020 | 5 | 12 | 2020-05-12 | 17 | 2020-05-12 | 18 | 37.1267 | 4.488e-05% | 4541 | 0 | 0 | 0% | 4870 | 0 | 2.244e-05% | 5249 | 0
2020 | 5 | 12 | 2020-05-12 | 18 | 2020-05-12 | 19 | 3580.741 | 0.004329% | 2679 | 0 | 0 | 0% | 4870 | 0 | 0.002164% | 2916 | 0
2020 | 5 | 12 | 2020-05-12 | 19 | 2020-05-12 | 20 | 17636.2837 | 0.02132% | 1617 | 0 | 2640.9207 | 0.004565% | 2176 | 0 | 0.01294% | 1864 | 0
2020 | 5 | 12 | 2020-05-12 | 20 | 2020-05-12 | 21 | 31385.0346 | 0.03794% | 1031 | 0 | 18306.9448 | 0.03165% | 1146 | 0 | 0.0348% | 1094 | 0
2020 | 5 | 12 | 2020-05-12 | 21 | 2020-05-12 | 22 | 38428.6746 | 0.04646% | 786 | 0 | 21026.2437 | 0.03635% | 1041 | 0 | 0.0414% | 923 | 0
2020 | 5 | 12 | 2020-05-12 | 22 | 2020-05-12 | 23 | 24633.2024 | 0.02978% | 1294 | 0 | 10823.881 | 0.01871% | 1498 | 0 | 0.02425% | 1412 | 0
2020 | 5 | 12 | 2020-05-12 | 23 | 2020-05-12 | 24 | 3622.585 | 0.00438% | 2668 | 0 | 845.377 | 0.001461% | 2735 | 0 | 0.00292% | 2727 | 0
2020 | 5 | 12 | 2020-05-12 | 24 | 2020-05-13 | 1 | 5.6874 | 6.876e-06% | 4955 | 0 | 0 | 0% | 4870 | 0 | 3.438e-06% | 5554 | 0
2020 | 5 | 13 | 2020-05-13 | 1 | 2020-05-13 | 2 | 1.8226 | 2.203e-06% | 5071 | 0 | 52.0098 | 8.991e-05% | 4258 | 0 | 4.606e-05% | 5000 | 0
2020 | 5 | 13 | 2020-05-13 | 2 | 2020-05-13 | 3 | 0 | 0% | 5135 | 0 | 0 | 0% | 4870 | 0 | 0% | 5626 | 0
2020 | 5 | 13 | 2020-05-13 | 3 | 2020-05-13 | 4 | 0 | 0% | 5135 | 0 | 0 | 0% | 4870 | 0 | 0% | 5626 | 0
2020 | 5 | 13 | 2020-05-13 | 4 | 2020-05-13 | 5 | 0 | 0% | 5135 | 0 | 0 | 0% | 4870 | 0 | 0% | 5626 | 0
2020 | 5 | 13 | 2020-05-13 | 5 | 2020-05-13 | 6 | 0 | 0% | 5135 | 0 | 0 | 0% | 4870 | 0 | 0% | 5626 | 0
2020 | 5 | 13 | 2020-05-13 | 6 | 2020-05-13 | 7 | 0 | 0% | 5135 | 0 | 0 | 0% | 4870 | 0 | 0% | 5626 | 0
2020 | 5 | 13 | 2020-05-13 | 7 | 2020-05-13 | 8 | 0 | 0% | 5135 | 0 | 73.4388 | 0.000127% | 4089 | 0 | 6.348e-05% | 4868 | 0
2020 | 5 | 13 | 2020-05-13 | 8 | 2020-05-13 | 9 | 41.8806 | 5.063e-05% | 4511 | 0 | 23.7861 | 4.112e-05% | 4555 | 0 | 4.588e-05% | 5005 | 0
2020 | 5 | 13 | 2020-05-13 | 9 | 2020-05-13 | 10 | 17.5706 | 2.124e-05% | 4724 | 0 | 36.62 | 6.331e-05% | 4400 | 0 | 4.227e-05% | 5034 | 0
2020 | 5 | 13 | 2020-05-13 | 10 | 2020-05-13 | 11 | 0 | 0% | 5135 | 0 | 29.5099 | 5.102e-05% | 4484 | 0 | 2.551e-05% | 5215 | 0
2020 | 5 | 13 | 2020-05-13 | 11 | 2020-05-13 | 12 | 0 | 0% | 5135 | 0 | 91.3345 | 0.0001579% | 3977 | 0 | 7.895e-05% | 4762 | 0
2020 | 5 | 13 | 2020-05-13 | 12 | 2020-05-13 | 13 | 0 | 0% | 5135 | 0 | 0 | 0% | 4870 | 0 | 0% | 5626 | 0
2020 | 5 | 13 | 2020-05-13 | 13 | 2020-05-13 | 14 | 0 | 0% | 5135 | 0 | 3.3175 | 5.735e-06% | 4827 | 0 | 2.868e-06% | 5570 | 0
2020 | 5 | 13 | 2020-05-13 | 14 | 2020-05-13 | 15 | 0 | 0% | 5135 | 0 | 0 | 0% | 4870 | 0 | 0% | 5626 | 0
2020 | 5 | 13 | 2020-05-13 | 15 | 2020-05-13 | 16 | 0 | 0% | 5135 | 0 | 0 | 0% | 4870 | 0 | 0% | 5626 | 0
2020 | 5 | 13 | 2020-05-13 | 16 | 2020-05-13 | 17 | 13.6699 | 1.653e-05% | 4778 | 0 | 126.8625 | 0.0002193% | 3824 | 0 | 0.0001179% | 4576 | 0
2020 | 5 | 13 | 2020-05-13 | 17 | 2020-05-13 | 18 | 388.6668 | 0.0004699% | 3778 | 0 | 0 | 0% | 4870 | 0 | 0.0002349% | 4199 | 0
2020 | 5 | 13 | 2020-05-13 | 18 | 2020-05-13 | 19 | 7183.283 | 0.008684% | 2266 | 0 | 135.4289 | 0.0002341% | 3786 | 0 | 0.004459% | 2475 | 0
2020 | 5 | 13 | 2020-05-13 | 19 | 2020-05-13 | 20 | 21678.555 | 0.02621% | 1436 | 0 | 6211.5273 | 0.01074% | 1790 | 0 | 0.01847% | 1622 | 0
2020 | 5 | 13 | 2020-05-13 | 20 | 2020-05-13 | 21 | 34563.2874 | 0.04179% | 935 | 0 | 19985.2493 | 0.03455% | 1078 | 0 | 0.03817% | 1008 | 0
2020 | 5 | 13 | 2020-05-13 | 21 | 2020-05-13 | 22 | 45911.1452 | 0.0555% | 581 | 0 | 24026.2142 | 0.04154% | 923 | 0 | 0.04852% | 774 | 0
2020 | 5 | 13 | 2020-05-13 | 22 | 2020-05-13 | 23 | 30234.573 | 0.03655% | 1075 | 0 | 13160.8933 | 0.02275% | 1367 | 0 | 0.02965% | 1232 | 0
2020 | 5 | 13 | 2020-05-13 | 23 | 2020-05-13 | 24 | 5194.2018 | 0.00628% | 2452 | 0 | 1030.6087 | 0.001782% | 2628 | 0 | 0.004031% | 2530 | 0
2020 | 5 | 13 | 2020-05-13 | 24 | 2020-05-14 | 1 | 0 | 0% | 5135 | 0 | 0 | 0% | 4870 | 0 | 0% | 5626 | 0
2020 | 5 | 14 | 2020-05-14 | 1 | 2020-05-14 | 2 | 18.7688 | 2.269e-05% | 4707 | 0 | 39.233 | 6.782e-05% | 4376 | 0 | 4.526e-05% | 5008 | 0
2020 | 5 | 14 | 2020-05-14 | 2 | 2020-05-14 | 3 | 0 | 0% | 5135 | 0 | 0 | 0% | 4870 | 0 | 0% | 5626 | 0
2020 | 5 | 14 | 2020-05-14 | 3 | 2020-05-14 | 4 | 0 | 0% | 5135 | 0 | 0 | 0% | 4870 | 0 | 0% | 5626 | 0
2020 | 5 | 14 | 2020-05-14 | 4 | 2020-05-14 | 5 | 0 | 0% | 5135 | 0 | 0 | 0% | 4870 | 0 | 0% | 5626 | 0
2020 | 5 | 14 | 2020-05-14 | 5 | 2020-05-14 | 6 | 0 | 0% | 5135 | 0 | 0 | 0% | 4870 | 0 | 0% | 5626 | 0
2020 | 5 | 14 | 2020-05-14 | 6 | 2020-05-14 | 7 | 0 | 0% | 5135 | 0 | 0 | 0% | 4870 | 0 | 0% | 5626 | 0
2020 | 5 | 14 | 2020-05-14 | 7 | 2020-05-14 | 8 | 0 | 0% | 5135 | 0 | 125.7333 | 0.0002174% | 3828 | 0 | 0.0001087% | 4614 | 0
2020 | 5 | 14 | 2020-05-14 | 8 | 2020-05-14 | 9 | 12.5835 | 1.521e-05% | 4798 | 0 | 32.6702 | 5.648e-05% | 4443 | 0 | 3.585e-05% | 5101 | 0
2020 | 5 | 14 | 2020-05-14 | 9 | 2020-05-14 | 10 | 6.7026 | 8.103e-06% | 4924 | 0 | 1527.5857 | 0.002641% | 2437 | 0 | 0.001324% | 3191 | 0
2020 | 5 | 14 | 2020-05-14 | 10 | 2020-05-14 | 11 | 0 | 0% | 5135 | 0 | 0 | 0% | 4870 | 0 | 0% | 5626 | 0
2020 | 5 | 14 | 2020-05-14 | 11 | 2020-05-14 | 12 | 0 | 0% | 5135 | 0 | 0 | 0% | 4870 | 0 | 0% | 5626 | 0
2020 | 5 | 14 | 2020-05-14 | 12 | 2020-05-14 | 13 | 0 | 0% | 5135 | 0 | 0 | 0% | 4870 | 0 | 0% | 5626 | 0
2020 | 5 | 14 | 2020-05-14 | 13 | 2020-05-14 | 14 | 0 | 0% | 5135 | 0 | 0 | 0% | 4870 | 0 | 0% | 5626 | 0
2020 | 5 | 14 | 2020-05-14 | 14 | 2020-05-14 | 15 | 0 | 0% | 5135 | 0 | 0 | 0% | 4870 | 0 | 0% | 5626 | 0
2020 | 5 | 14 | 2020-05-14 | 15 | 2020-05-14 | 16 | 0 | 0% | 5135 | 0 | 0 | 0% | 4870 | 0 | 0% | 5626 | 0
2020 | 5 | 14 | 2020-05-14 | 16 | 2020-05-14 | 17 | 0 | 0% | 5135 | 0 | 45.3842 | 7.846e-05% | 4320 | 0 | 3.923e-05% | 5057 | 0
2020 | 5 | 14 | 2020-05-14 | 17 | 2020-05-14 | 18 | 0 | 0% | 5135 | 0 | 0 | 0% | 4870 | 0 | 0% | 5626 | 0
2020 | 5 | 14 | 2020-05-14 | 18 | 2020-05-14 | 19 | 0 | 0% | 5135 | 0 | 0 | 0% | 4870 | 0 | 0% | 5626 | 0
2020 | 5 | 14 | 2020-05-14 | 19 | 2020-05-14 | 20 | 1364.1784 | 0.001649% | 3172 | 0 | 0 | 0% | 4870 | 0 | 0.0008246% | 3460 | 0
2020 | 5 | 14 | 2020-05-14 | 20 | 2020-05-14 | 21 | 9651.1845 | 0.01167% | 2056 | 0 | 3669.0611 | 0.006343% | 2023 | 0 | 0.009005% | 2058 | 0
2020 | 5 | 14 | 2020-05-14 | 21 | 2020-05-14 | 22 | 15048.6176 | 0.01819% | 1749 | 0 | 6655.1314 | 0.01151% | 1759 | 0 | 0.01485% | 1783 | 0
2020 | 5 | 14 | 2020-05-14 | 22 | 2020-05-14 | 23 | 7969.3522 | 0.009635% | 2186 | 0 | 2997.8225 | 0.005182% | 2121 | 0 | 0.007409% | 2164 | 0
2020 | 5 | 14 | 2020-05-14 | 23 | 2020-05-14 | 24 | 262.3896 | 0.0003172% | 3931 | 0 | 128.314 | 0.0002218% | 3814 | 0 | 0.0002695% | 4122 | 0
2020 | 5 | 14 | 2020-05-14 | 24 | 2020-05-15 | 1 | 0 | 0% | 5135 | 0 | 0 | 0% | 4870 | 0 | 0% | 5626 | 0
2020 | 5 | 15 | 2020-05-15 | 1 | 2020-05-15 | 2 | 11.4283 | 1.382e-05% | 4818 | 0 | 63.3337 | 0.0001095% | 4160 | 0 | 6.165e-05% | 4878 | 0
2020 | 5 | 15 | 2020-05-15 | 2 | 2020-05-15 | 3 | 0 | 0% | 5135 | 0 | 0 | 0% | 4870 | 0 | 0% | 5626 | 0
2020 | 5 | 15 | 2020-05-15 | 3 | 2020-05-15 | 4 | 0 | 0% | 5135 | 0 | 0 | 0% | 4870 | 0 | 0% | 5626 | 0
2020 | 5 | 15 | 2020-05-15 | 4 | 2020-05-15 | 5 | 0 | 0% | 5135 | 0 | 0 | 0% | 4870 | 0 | 0% | 5626 | 0
2020 | 5 | 15 | 2020-05-15 | 5 | 2020-05-15 | 6 | 0 | 0% | 5135 | 0 | 0 | 0% | 4870 | 0 | 0% | 5626 | 0
2020 | 5 | 15 | 2020-05-15 | 6 | 2020-05-15 | 7 | 0 | 0% | 5135 | 0 | 59.9997 | 0.0001037% | 4185 | 0 | 5.186e-05% | 4956 | 0
2020 | 5 | 15 | 2020-05-15 | 7 | 2020-05-15 | 8 | 0 | 0% | 5135 | 0 | 42.9317 | 7.422e-05% | 4343 | 0 | 3.711e-05% | 5083 | 0
2020 | 5 | 15 | 2020-05-15 | 8 | 2020-05-15 | 9 | 42.7804 | 5.172e-05% | 4504 | 0 | 0 | 0% | 4870 | 0 | 2.586e-05% | 5212 | 0
2020 | 5 | 15 | 2020-05-15 | 9 | 2020-05-15 | 10 | 16.0718 | 1.943e-05% | 4748 | 0 | 57.4867 | 9.938e-05% | 4201 | 0 | 5.941e-05% | 4895 | 0
2020 | 5 | 15 | 2020-05-15 | 10 | 2020-05-15 | 11 | 0 | 0% | 5135 | 0 | 96.6284 | 0.000167% | 3955 | 0 | 8.352e-05% | 4740 | 0
2020 | 5 | 15 | 2020-05-15 | 11 | 2020-05-15 | 12 | 0 | 0% | 5135 | 0 | 0 | 0% | 4870 | 0 | 0% | 5626 | 0
2020 | 5 | 15 | 2020-05-15 | 12 | 2020-05-15 | 13 | 0 | 0% | 5135 | 0 | 0 | 0% | 4870 | 0 | 0% | 5626 | 0
2020 | 5 | 15 | 2020-05-15 | 13 | 2020-05-15 | 14 | 0 | 0% | 5135 | 0 | 0 | 0% | 4870 | 0 | 0% | 5626 | 0
2020 | 5 | 15 | 2020-05-15 | 14 | 2020-05-15 | 15 | 0 | 0% | 5135 | 0 | 0 | 0% | 4870 | 0 | 0% | 5626 | 0
2020 | 5 | 15 | 2020-05-15 | 15 | 2020-05-15 | 16 | 0 | 0% | 5135 | 0 | 0 | 0% | 4870 | 0 | 0% | 5626 | 0
2020 | 5 | 15 | 2020-05-15 | 16 | 2020-05-15 | 17 | 36.3448 | 4.394e-05% | 4544 | 0 | 417.5337 | 0.0007218% | 3106 | 0 | 0.0003829% | 3919 | 0
2020 | 5 | 15 | 2020-05-15 | 17 | 2020-05-15 | 18 | 3.6356 | 4.395e-06% | 5019 | 0 | 0 | 0% | 4870 | 0 | 2.198e-06% | 5582 | 0
2020 | 5 | 15 | 2020-05-15 | 18 | 2020-05-15 | 19 | 1492.2828 | 0.001804% | 3137 | 0 | 0 | 0% | 4870 | 0 | 0.000902% | 3410 | 0
2020 | 5 | 15 | 2020-05-15 | 19 | 2020-05-15 | 20 | 11046.3562 | 0.01335% | 1961 | 0 | 1765.082 | 0.003051% | 2370 | 0 | 0.008203% | 2105 | 0
2020 | 5 | 15 | 2020-05-15 | 20 | 2020-05-15 | 21 | 22685.0217 | 0.02743% | 1383 | 0 | 8962.8074 | 0.01549% | 1608 | 0 | 0.02146% | 1527 | 0
2020 | 5 | 15 | 2020-05-15 | 21 | 2020-05-15 | 22 | 30717.9598 | 0.03714% | 1056 | 0 | 13508.2994 | 0.02335% | 1351 | 0 | 0.03024% | 1215 | 0
2020 | 5 | 15 | 2020-05-15 | 22 | 2020-05-15 | 23 | 19596.1029 | 0.02369% | 1525 | 0 | 6581.7076 | 0.01138% | 1764 | 0 | 0.01753% | 1654 | 0
2020 | 5 | 15 | 2020-05-15 | 23 | 2020-05-15 | 24 | 2707.8106 | 0.003274% | 2825 | 0 | 756.1453 | 0.001307% | 2788 | 0 | 0.00229% | 2870 | 0
2020 | 5 | 15 | 2020-05-15 | 24 | 2020-05-16 | 1 | 0 | 0% | 5135 | 0 | 0 | 0% | 4870 | 0 | 0% | 5626 | 0
2020 | 5 | 16 | 2020-05-16 | 1 | 2020-05-16 | 2 | 12.5688 | 1.52e-05% | 4799 | 0 | 17.132 | 2.962e-05% | 4629 | 0 | 2.241e-05% | 5250 | 0
2020 | 5 | 16 | 2020-05-16 | 2 | 2020-05-16 | 3 | 0 | 0% | 5135 | 0 | 0 | 0% | 4870 | 0 | 0% | 5626 | 0
2020 | 5 | 16 | 2020-05-16 | 3 | 2020-05-16 | 4 | 0 | 0% | 5135 | 0 | 0 | 0% | 4870 | 0 | 0% | 5626 | 0
2020 | 5 | 16 | 2020-05-16 | 4 | 2020-05-16 | 5 | 0 | 0% | 5135 | 0 | 0 | 0% | 4870 | 0 | 0% | 5626 | 0
2020 | 5 | 16 | 2020-05-16 | 5 | 2020-05-16 | 6 | 0 | 0% | 5135 | 0 | 0 | 0% | 4870 | 0 | 0% | 5626 | 0
2020 | 5 | 16 | 2020-05-16 | 6 | 2020-05-16 | 7 | 0 | 0% | 5135 | 0 | 0.73096 | 1.264e-06% | 4862 | 0 | 6.318e-07% | 5616 | 0
2020 | 5 | 16 | 2020-05-16 | 7 | 2020-05-16 | 8 | 9.2642 | 1.12e-05% | 4861 | 0 | 27.7652 | 4.8e-05% | 4504 | 0 | 2.96e-05% | 5167 | 0
2020 | 5 | 16 | 2020-05-16 | 8 | 2020-05-16 | 9 | 3.6463 | 4.408e-06% | 5018 | 0 | 0 | 0% | 4870 | 0 | 2.204e-06% | 5581 | 0
2020 | 5 | 16 | 2020-05-16 | 9 | 2020-05-16 | 10 | 0 | 0% | 5135 | 0 | 2538.6381 | 0.004389% | 2203 | 0 | 0.002194% | 2904 | 0
2020 | 5 | 16 | 2020-05-16 | 10 | 2020-05-16 | 11 | 0 | 0% | 5135 | 0 | 0 | 0% | 4870 | 0 | 0% | 5626 | 0
2020 | 5 | 16 | 2020-05-16 | 11 | 2020-05-16 | 12 | 0 | 0% | 5135 | 0 | 0 | 0% | 4870 | 0 | 0% | 5626 | 0
2020 | 5 | 16 | 2020-05-16 | 12 | 2020-05-16 | 13 | 0 | 0% | 5135 | 0 | 0 | 0% | 4870 | 0 | 0% | 5626 | 0
2020 | 5 | 16 | 2020-05-16 | 13 | 2020-05-16 | 14 | 0 | 0% | 5135 | 0 | 0 | 0% | 4870 | 0 | 0% | 5626 | 0
2020 | 5 | 16 | 2020-05-16 | 14 | 2020-05-16 | 15 | 0 | 0% | 5135 | 0 | 0 | 0% | 4870 | 0 | 0% | 5626 | 0
2020 | 5 | 16 | 2020-05-16 | 15 | 2020-05-16 | 16 | 0 | 0% | 5135 | 0 | 0 | 0% | 4870 | 0 | 0% | 5626 | 0
2020 | 5 | 16 | 2020-05-16 | 16 | 2020-05-16 | 17 | 33.0387 | 3.994e-05% | 4579 | 0 | 44.7869 | 7.743e-05% | 4329 | 0 | 5.868e-05% | 4901 | 0
2020 | 5 | 16 | 2020-05-16 | 17 | 2020-05-16 | 18 | 0 | 0% | 5135 | 0 | 0 | 0% | 4870 | 0 | 0% | 5626 | 0
2020 | 5 | 16 | 2020-05-16 | 18 | 2020-05-16 | 19 | 0 | 0% | 5135 | 0 | 0 | 0% | 4870 | 0 | 0% | 5626 | 0
2020 | 5 | 16 | 2020-05-16 | 19 | 2020-05-16 | 20 | 247.4206 | 0.0002991% | 3951 | 0 | 0 | 0% | 4870 | 0 | 0.0001496% | 4439 | 0
2020 | 5 | 16 | 2020-05-16 | 20 | 2020-05-16 | 21 | 4716.4846 | 0.005702% | 2514 | 0 | 1720.5082 | 0.002974% | 2387 | 0 | 0.004338% | 2491 | 0
2020 | 5 | 16 | 2020-05-16 | 21 | 2020-05-16 | 22 | 14758.4919 | 0.01784% | 1763 | 0 | 5993.1775 | 0.01036% | 1802 | 0 | 0.0141% | 1816 | 0
2020 | 5 | 16 | 2020-05-16 | 22 | 2020-05-16 | 23 | 5069.8738 | 0.006129% | 2464 | 0 | 1749.07 | 0.003024% | 2376 | 0 | 0.004576% | 2454 | 0
2020 | 5 | 16 | 2020-05-16 | 23 | 2020-05-16 | 24 | 128.4058 | 0.0001552% | 4189 | 0 | 0 | 0% | 4870 | 0 | 7.762e-05% | 4775 | 0
2020 | 5 | 16 | 2020-05-16 | 24 | 2020-05-17 | 1 | 0 | 0% | 5135 | 0 | 0 | 0% | 4870 | 0 | 0% | 5626 | 0
2020 | 5 | 17 | 2020-05-17 | 1 | 2020-05-17 | 2 | 0.7507 | 9.076e-07% | 5116 | 0 | 34.6124 | 5.984e-05% | 4424 | 0 | 3.037e-05% | 5158 | 0
2020 | 5 | 17 | 2020-05-17 | 2 | 2020-05-17 | 3 | 0 | 0% | 5135 | 0 | 0 | 0% | 4870 | 0 | 0% | 5626 | 0
2020 | 5 | 17 | 2020-05-17 | 3 | 2020-05-17 | 4 | 0 | 0% | 5135 | 0 | 0 | 0% | 4870 | 0 | 0% | 5626 | 0
2020 | 5 | 17 | 2020-05-17 | 4 | 2020-05-17 | 5 | 0 | 0% | 5135 | 0 | 0 | 0% | 4870 | 0 | 0% | 5626 | 0
2020 | 5 | 17 | 2020-05-17 | 5 | 2020-05-17 | 6 | 0 | 0% | 5135 | 0 | 0 | 0% | 4870 | 0 | 0% | 5626 | 0
2020 | 5 | 17 | 2020-05-17 | 6 | 2020-05-17 | 7 | 0 | 0% | 5135 | 0 | 18.2455 | 3.154e-05% | 4614 | 0 | 1.577e-05% | 5344 | 0
2020 | 5 | 17 | 2020-05-17 | 7 | 2020-05-17 | 8 | 0 | 0% | 5135 | 0 | 2.4306 | 4.202e-06% | 4846 | 0 | 2.101e-06% | 5587 | 0
2020 | 5 | 17 | 2020-05-17 | 8 | 2020-05-17 | 9 | 0 | 0% | 5135 | 0 | 0 | 0% | 4870 | 0 | 0% | 5626 | 0
2020 | 5 | 17 | 2020-05-17 | 9 | 2020-05-17 | 10 | 1.6774 | 2.028e-06% | 5079 | 0 | 2183.2514 | 0.003774% | 2264 | 0 | 0.001888% | 2978 | 0
2020 | 5 | 17 | 2020-05-17 | 10 | 2020-05-17 | 11 | 0 | 0% | 5135 | 0 | 3028.4802 | 0.005235% | 2114 | 0 | 0.002618% | 2796 | 0
2020 | 5 | 17 | 2020-05-17 | 11 | 2020-05-17 | 12 | 0 | 0% | 5135 | 0 | 0 | 0% | 4870 | 0 | 0% | 5626 | 0
2020 | 5 | 17 | 2020-05-17 | 12 | 2020-05-17 | 13 | 0 | 0% | 5135 | 0 | 0 | 0% | 4870 | 0 | 0% | 5626 | 0
2020 | 5 | 17 | 2020-05-17 | 13 | 2020-05-17 | 14 | 0 | 0% | 5135 | 0 | 0 | 0% | 4870 | 0 | 0% | 5626 | 0
2020 | 5 | 17 | 2020-05-17 | 14 | 2020-05-17 | 15 | 0 | 0% | 5135 | 0 | 0 | 0% | 4870 | 0 | 0% | 5626 | 0
2020 | 5 | 17 | 2020-05-17 | 15 | 2020-05-17 | 16 | 0 | 0% | 5135 | 0 | 0 | 0% | 4870 | 0 | 0% | 5626 | 0
2020 | 5 | 17 | 2020-05-17 | 16 | 2020-05-17 | 17 | 17.6261 | 2.131e-05% | 4722 | 0 | 0 | 0% | 4870 | 0 | 1.065e-05% | 5420 | 0
2020 | 5 | 17 | 2020-05-17 | 17 | 2020-05-17 | 18 | 0 | 0% | 5135 | 0 | 0 | 0% | 4870 | 0 | 0% | 5626 | 0
2020 | 5 | 17 | 2020-05-17 | 18 | 2020-05-17 | 19 | 0 | 0% | 5135 | 0 | 0 | 0% | 4870 | 0 | 0% | 5626 | 0
2020 | 5 | 17 | 2020-05-17 | 19 | 2020-05-17 | 20 | 1008.7563 | 0.00122% | 3350 | 0 | 15.031 | 2.598e-05% | 4655 | 0 | 0.0006228% | 3637 | 0
2020 | 5 | 17 | 2020-05-17 | 20 | 2020-05-17 | 21 | 6873.5148 | 0.00831% | 2301 | 0 | 3293.7439 | 0.005694% | 2069 | 0 | 0.007002% | 2193 | 0
2020 | 5 | 17 | 2020-05-17 | 21 | 2020-05-17 | 22 | 18929.8123 | 0.02289% | 1557 | 0 | 8051.2916 | 0.01392% | 1658 | 0 | 0.0184% | 1625 | 0
2020 | 5 | 17 | 2020-05-17 | 22 | 2020-05-17 | 23 | 7025.4049 | 0.008493% | 2283 | 0 | 3108.8951 | 0.005375% | 2098 | 0 | 0.006934% | 2202 | 0
2020 | 5 | 17 | 2020-05-17 | 23 | 2020-05-17 | 24 | 131.8082 | 0.0001593% | 4178 | 0 | 13.5797 | 2.348e-05% | 4672 | 0 | 9.141e-05% | 4692 | 0
2020 | 5 | 17 | 2020-05-17 | 24 | 2020-05-18 | 1 | 0 | 0% | 5135 | 0 | 0 | 0% | 4870 | 0 | 0% | 5626 | 0
2020 | 5 | 18 | 2020-05-18 | 1 | 2020-05-18 | 2 | 12.2789 | 1.484e-05% | 4803 | 0 | 87.762 | 0.0001517% | 4001 | 0 | 8.328e-05% | 4742 | 0
2020 | 5 | 18 | 2020-05-18 | 2 | 2020-05-18 | 3 | 0 | 0% | 5135 | 0 | 0 | 0% | 4870 | 0 | 0% | 5626 | 0
2020 | 5 | 18 | 2020-05-18 | 3 | 2020-05-18 | 4 | 0 | 0% | 5135 | 0 | 0 | 0% | 4870 | 0 | 0% | 5626 | 0
2020 | 5 | 18 | 2020-05-18 | 4 | 2020-05-18 | 5 | 0 | 0% | 5135 | 0 | 22.0447 | 3.811e-05% | 4572 | 0 | 1.905e-05% | 5292 | 0
2020 | 5 | 18 | 2020-05-18 | 5 | 2020-05-18 | 6 | 0 | 0% | 5135 | 0 | 0 | 0% | 4870 | 0 | 0% | 5626 | 0
2020 | 5 | 18 | 2020-05-18 | 6 | 2020-05-18 | 7 | 0 | 0% | 5135 | 0 | 0 | 0% | 4870 | 0 | 0% | 5626 | 0
2020 | 5 | 18 | 2020-05-18 | 7 | 2020-05-18 | 8 | 0 | 0% | 5135 | 0 | 8.0932 | 1.399e-05% | 4749 | 0 | 6.996e-06% | 5495 | 0
2020 | 5 | 18 | 2020-05-18 | 8 | 2020-05-18 | 9 | 14.4079 | 1.742e-05% | 4773 | 0 | 0 | 0% | 4870 | 0 | 8.709e-06% | 5457 | 0
2020 | 5 | 18 | 2020-05-18 | 9 | 2020-05-18 | 10 | 0 | 0% | 5135 | 0 | 1974.7645 | 0.003414% | 2311 | 0 | 0.001707% | 3026 | 0
2020 | 5 | 18 | 2020-05-18 | 10 | 2020-05-18 | 11 | 0 | 0% | 5135 | 0 | 0 | 0% | 4870 | 0 | 0% | 5626 | 0
2020 | 5 | 18 | 2020-05-18 | 11 | 2020-05-18 | 12 | 0 | 0% | 5135 | 0 | 0 | 0% | 4870 | 0 | 0% | 5626 | 0
2020 | 5 | 18 | 2020-05-18 | 12 | 2020-05-18 | 13 | 0 | 0% | 5135 | 0 | 0 | 0% | 4870 | 0 | 0% | 5626 | 0
2020 | 5 | 18 | 2020-05-18 | 13 | 2020-05-18 | 14 | 0 | 0% | 5135 | 0 | 0 | 0% | 4870 | 0 | 0% | 5626 | 0
2020 | 5 | 18 | 2020-05-18 | 14 | 2020-05-18 | 15 | 0 | 0% | 5135 | 0 | 0 | 0% | 4870 | 0 | 0% | 5626 | 0
2020 | 5 | 18 | 2020-05-18 | 15 | 2020-05-18 | 16 | 0 | 0% | 5135 | 0 | 0 | 0% | 4870 | 0 | 0% | 5626 | 0
2020 | 5 | 18 | 2020-05-18 | 16 | 2020-05-18 | 17 | 0 | 0% | 5135 | 0 | 156.0681 | 0.0002698% | 3708 | 0 | 0.0001349% | 4508 | 0
2020 | 5 | 18 | 2020-05-18 | 17 | 2020-05-18 | 18 | 0 | 0% | 5135 | 0 | 0 | 0% | 4870 | 0 | 0% | 5626 | 0
2020 | 5 | 18 | 2020-05-18 | 18 | 2020-05-18 | 19 | 0 | 0% | 5135 | 0 | 0 | 0% | 4870 | 0 | 0% | 5626 | 0
2020 | 5 | 18 | 2020-05-18 | 19 | 2020-05-18 | 20 | 1170.3826 | 0.001415% | 3258 | 0 | 74.8385 | 0.0001294% | 4077 | 0 | 0.0007722% | 3510 | 0
2020 | 5 | 18 | 2020-05-18 | 20 | 2020-05-18 | 21 | 11056.8562 | 0.01337% | 1960 | 0 | 9559.2734 | 0.01653% | 1570 | 0 | 0.01495% | 1775 | 0
2020 | 5 | 18 | 2020-05-18 | 21 | 2020-05-18 | 22 | 17813.2552 | 0.02154% | 1610 | 0 | 16407.0703 | 0.02836% | 1230 | 0 | 0.02495% | 1382 | 0
2020 | 5 | 18 | 2020-05-18 | 22 | 2020-05-18 | 23 | 8135.9599 | 0.009836% | 2178 | 0 | 7092.5396 | 0.01226% | 1725 | 0 | 0.01105% | 1951 | 0
2020 | 5 | 18 | 2020-05-18 | 23 | 2020-05-18 | 24 | 207.4544 | 0.0002508% | 4019 | 0 | 181.8816 | 0.0003144% | 3622 | 0 | 0.0002826% | 4101 | 0
2020 | 5 | 18 | 2020-05-18 | 24 | 2020-05-19 | 1 | 0 | 0% | 5135 | 0 | 0 | 0% | 4870 | 0 | 0% | 5626 | 0
2020 | 5 | 19 | 2020-05-19 | 1 | 2020-05-19 | 2 | 3.4851 | 4.213e-06% | 5025 | 0 | 11.7432 | 2.03e-05% | 4693 | 0 | 1.226e-05% | 5396 | 0
2020 | 5 | 19 | 2020-05-19 | 2 | 2020-05-19 | 3 | 0 | 0% | 5135 | 0 | 0 | 0% | 4870 | 0 | 0% | 5626 | 0
2020 | 5 | 19 | 2020-05-19 | 3 | 2020-05-19 | 4 | 0 | 0% | 5135 | 0 | 0 | 0% | 4870 | 0 | 0% | 5626 | 0
2020 | 5 | 19 | 2020-05-19 | 4 | 2020-05-19 | 5 | 0 | 0% | 5135 | 0 | 0 | 0% | 4870 | 0 | 0% | 5626 | 0
2020 | 5 | 19 | 2020-05-19 | 5 | 2020-05-19 | 6 | 0 | 0% | 5135 | 0 | 0 | 0% | 4870 | 0 | 0% | 5626 | 0
2020 | 5 | 19 | 2020-05-19 | 6 | 2020-05-19 | 7 | 0 | 0% | 5135 | 0 | 0 | 0% | 4870 | 0 | 0% | 5626 | 0
2020 | 5 | 19 | 2020-05-19 | 7 | 2020-05-19 | 8 | 0 | 0% | 5135 | 0 | 41.4182 | 7.16e-05% | 4358 | 0 | 3.58e-05% | 5102 | 0
2020 | 5 | 19 | 2020-05-19 | 8 | 2020-05-19 | 9 | 22.9858 | 2.779e-05% | 4668 | 0 | 0 | 0% | 4870 | 0 | 1.389e-05% | 5371 | 0
2020 | 5 | 19 | 2020-05-19 | 9 | 2020-05-19 | 10 | 12.0391 | 1.455e-05% | 4808 | 0 | 1740.6849 | 0.003009% | 2377 | 0 | 0.001512% | 3111 | 0
2020 | 5 | 19 | 2020-05-19 | 10 | 2020-05-19 | 11 | 0 | 0% | 5135 | 0 | 0 | 0% | 4870 | 0 | 0% | 5626 | 0
2020 | 5 | 19 | 2020-05-19 | 11 | 2020-05-19 | 12 | 0 | 0% | 5135 | 0 | 0 | 0% | 4870 | 0 | 0% | 5626 | 0
2020 | 5 | 19 | 2020-05-19 | 12 | 2020-05-19 | 13 | 0 | 0% | 5135 | 0 | 0 | 0% | 4870 | 0 | 0% | 5626 | 0
2020 | 5 | 19 | 2020-05-19 | 13 | 2020-05-19 | 14 | 0 | 0% | 5135 | 0 | 0 | 0% | 4870 | 0 | 0% | 5626 | 0
2020 | 5 | 19 | 2020-05-19 | 14 | 2020-05-19 | 15 | 0 | 0% | 5135 | 0 | 0 | 0% | 4870 | 0 | 0% | 5626 | 0
2020 | 5 | 19 | 2020-05-19 | 15 | 2020-05-19 | 16 | 0 | 0% | 5135 | 0 | 0 | 0% | 4870 | 0 | 0% | 5626 | 0
2020 | 5 | 19 | 2020-05-19 | 16 | 2020-05-19 | 17 | 12.8258 | 1.551e-05% | 4794 | 0 | 91.9881 | 0.000159% | 3975 | 0 | 8.727e-05% | 4715 | 0
2020 | 5 | 19 | 2020-05-19 | 17 | 2020-05-19 | 18 | 0 | 0% | 5135 | 0 | 0 | 0% | 4870 | 0 | 0% | 5626 | 0
2020 | 5 | 19 | 2020-05-19 | 18 | 2020-05-19 | 19 | 129.8269 | 0.000157% | 4185 | 0 | 0 | 0% | 4870 | 0 | 7.848e-05% | 4769 | 0
2020 | 5 | 19 | 2020-05-19 | 19 | 2020-05-19 | 20 | 6881.256 | 0.008319% | 2300 | 0 | 1217.3232 | 0.002104% | 2548 | 0 | 0.005212% | 2382 | 0
2020 | 5 | 19 | 2020-05-19 | 20 | 2020-05-19 | 21 | 20080.3762 | 0.02428% | 1505 | 0 | 18661.8217 | 0.03226% | 1131 | 0 | 0.02827% | 1276 | 0
2020 | 5 | 19 | 2020-05-19 | 21 | 2020-05-19 | 22 | 28178.2596 | 0.03407% | 1149 | 0 | 28156.0034 | 0.04867% | 793 | 0 | 0.04137% | 924 | 0
2020 | 5 | 19 | 2020-05-19 | 22 | 2020-05-19 | 23 | 15961.6966 | 0.0193% | 1700 | 0 | 15921.6966 | 0.02752% | 1247 | 0 | 0.02341% | 1448 | 0
2020 | 5 | 19 | 2020-05-19 | 23 | 2020-05-19 | 24 | 851.9735 | 0.00103% | 3412 | 0 | 811.9735 | 0.001404% | 2754 | 0 | 0.001217% | 3244 | 0
2020 | 5 | 19 | 2020-05-19 | 24 | 2020-05-20 | 1 | 0 | 0% | 5135 | 0 | 0 | 0% | 4870 | 0 | 0% | 5626 | 0
2020 | 5 | 20 | 2020-05-20 | 1 | 2020-05-20 | 2 | 0 | 0% | 5135 | 0 | 11.9209 | 2.061e-05% | 4689 | 0 | 1.03e-05% | 5423 | 0
2020 | 5 | 20 | 2020-05-20 | 2 | 2020-05-20 | 3 | 0 | 0% | 5135 | 0 | 0 | 0% | 4870 | 0 | 0% | 5626 | 0
2020 | 5 | 20 | 2020-05-20 | 3 | 2020-05-20 | 4 | 0 | 0% | 5135 | 0 | 0 | 0% | 4870 | 0 | 0% | 5626 | 0
2020 | 5 | 20 | 2020-05-20 | 4 | 2020-05-20 | 5 | 0 | 0% | 5135 | 0 | 0 | 0% | 4870 | 0 | 0% | 5626 | 0
2020 | 5 | 20 | 2020-05-20 | 5 | 2020-05-20 | 6 | 0 | 0% | 5135 | 0 | 0 | 0% | 4870 | 0 | 0% | 5626 | 0
2020 | 5 | 20 | 2020-05-20 | 6 | 2020-05-20 | 7 | 0 | 0% | 5135 | 0 | 0 | 0% | 4870 | 0 | 0% | 5626 | 0
2020 | 5 | 20 | 2020-05-20 | 7 | 2020-05-20 | 8 | 0 | 0% | 5135 | 0 | 67.5758 | 0.0001168% | 4129 | 0 | 5.841e-05% | 4905 | 0
2020 | 5 | 20 | 2020-05-20 | 8 | 2020-05-20 | 9 | 9.292 | 1.123e-05% | 4859 | 0 | 0 | 0% | 4870 | 0 | 5.617e-06% | 5517 | 0
2020 | 5 | 20 | 2020-05-20 | 9 | 2020-05-20 | 10 | 3.6966 | 4.469e-06% | 5016 | 0 | 718.9366 | 0.001243% | 2808 | 0 | 0.0006237% | 3635 | 0
2020 | 5 | 20 | 2020-05-20 | 10 | 2020-05-20 | 11 | 0 | 0% | 5135 | 0 | 0 | 0% | 4870 | 0 | 0% | 5626 | 0
2020 | 5 | 20 | 2020-05-20 | 11 | 2020-05-20 | 12 | 0 | 0% | 5135 | 0 | 0 | 0% | 4870 | 0 | 0% | 5626 | 0
2020 | 5 | 20 | 2020-05-20 | 12 | 2020-05-20 | 13 | 0 | 0% | 5135 | 0 | 0 | 0% | 4870 | 0 | 0% | 5626 | 0
2020 | 5 | 20 | 2020-05-20 | 13 | 2020-05-20 | 14 | 0 | 0% | 5135 | 0 | 0 | 0% | 4870 | 0 | 0% | 5626 | 0
2020 | 5 | 20 | 2020-05-20 | 14 | 2020-05-20 | 15 | 0 | 0% | 5135 | 0 | 0 | 0% | 4870 | 0 | 0% | 5626 | 0
2020 | 5 | 20 | 2020-05-20 | 15 | 2020-05-20 | 16 | 0 | 0% | 5135 | 0 | 0 | 0% | 4870 | 0 | 0% | 5626 | 0
2020 | 5 | 20 | 2020-05-20 | 16 | 2020-05-20 | 17 | 44.0522 | 5.326e-05% | 4488 | 0 | 354.9843 | 0.0006137% | 3214 | 0 | 0.0003335% | 4011 | 0
2020 | 5 | 20 | 2020-05-20 | 17 | 2020-05-20 | 18 | 0 | 0% | 5135 | 0 | 0 | 0% | 4870 | 0 | 0% | 5626 | 0
2020 | 5 | 20 | 2020-05-20 | 18 | 2020-05-20 | 19 | 0 | 0% | 5135 | 0 | 0 | 0% | 4870 | 0 | 0% | 5626 | 0
2020 | 5 | 20 | 2020-05-20 | 19 | 2020-05-20 | 20 | 2005.8258 | 0.002425% | 2981 | 0 | 141.9206 | 0.0002453% | 3760 | 0 | 0.001335% | 3190 | 0
2020 | 5 | 20 | 2020-05-20 | 20 | 2020-05-20 | 21 | 11183.3307 | 0.01352% | 1950 | 0 | 10407.6964 | 0.01799% | 1515 | 0 | 0.01576% | 1729 | 0
2020 | 5 | 20 | 2020-05-20 | 21 | 2020-05-20 | 22 | 18366.0887 | 0.0222% | 1581 | 0 | 18402.69 | 0.03181% | 1141 | 0 | 0.02701% | 1314 | 0
2020 | 5 | 20 | 2020-05-20 | 22 | 2020-05-20 | 23 | 8767.0201 | 0.0106% | 2131 | 0 | 8573.7981 | 0.01482% | 1635 | 0 | 0.01271% | 1873 | 0
2020 | 5 | 20 | 2020-05-20 | 23 | 2020-05-20 | 24 | 115.827 | 0.00014% | 4225 | 0 | 72.6943 | 0.0001257% | 4092 | 0 | 0.0001328% | 4522 | 0
2020 | 5 | 20 | 2020-05-20 | 24 | 2020-05-21 | 1 | 0 | 0% | 5135 | 0 | 0 | 0% | 4870 | 0 | 0% | 5626 | 0
2020 | 5 | 21 | 2020-05-21 | 1 | 2020-05-21 | 2 | 5.8957 | 7.128e-06% | 4948 | 0 | 43.1886 | 7.466e-05% | 4341 | 0 | 4.089e-05% | 5041 | 0
2020 | 5 | 21 | 2020-05-21 | 2 | 2020-05-21 | 3 | 0 | 0% | 5135 | 0 | 0 | 0% | 4870 | 0 | 0% | 5626 | 0
2020 | 5 | 21 | 2020-05-21 | 3 | 2020-05-21 | 4 | 0 | 0% | 5135 | 0 | 0 | 0% | 4870 | 0 | 0% | 5626 | 0
2020 | 5 | 21 | 2020-05-21 | 4 | 2020-05-21 | 5 | 0 | 0% | 5135 | 0 | 0 | 0% | 4870 | 0 | 0% | 5626 | 0
2020 | 5 | 21 | 2020-05-21 | 5 | 2020-05-21 | 6 | 0 | 0% | 5135 | 0 | 0 | 0% | 4870 | 0 | 0% | 5626 | 0
2020 | 5 | 21 | 2020-05-21 | 6 | 2020-05-21 | 7 | 0 | 0% | 5135 | 0 | 0 | 0% | 4870 | 0 | 0% | 5626 | 0
2020 | 5 | 21 | 2020-05-21 | 7 | 2020-05-21 | 8 | 12.286 | 1.485e-05% | 4801 | 0 | 31.6556 | 5.472e-05% | 4455 | 0 | 3.479e-05% | 5113 | 0
2020 | 5 | 21 | 2020-05-21 | 8 | 2020-05-21 | 9 | 142.5166 | 0.0001723% | 4153 | 0 | 5.4854 | 9.483e-06% | 4792 | 0 | 9.089e-05% | 4697 | 0
2020 | 5 | 21 | 2020-05-21 | 9 | 2020-05-21 | 10 | 99.3247 | 0.0001201% | 4260 | 0 | 277.0659 | 0.000479% | 3363 | 0 | 0.0002995% | 4068 | 0
2020 | 5 | 21 | 2020-05-21 | 10 | 2020-05-21 | 11 | 19.5191 | 2.36e-05% | 4698 | 0 | 0 | 0% | 4870 | 0 | 1.18e-05% | 5401 | 0
2020 | 5 | 21 | 2020-05-21 | 11 | 2020-05-21 | 12 | 0 | 0% | 5135 | 0 | 0 | 0% | 4870 | 0 | 0% | 5626 | 0
2020 | 5 | 21 | 2020-05-21 | 12 | 2020-05-21 | 13 | 0 | 0% | 5135 | 0 | 0 | 0% | 4870 | 0 | 0% | 5626 | 0
2020 | 5 | 21 | 2020-05-21 | 13 | 2020-05-21 | 14 | 0 | 0% | 5135 | 0 | 0 | 0% | 4870 | 0 | 0% | 5626 | 0
2020 | 5 | 21 | 2020-05-21 | 14 | 2020-05-21 | 15 | 0 | 0% | 5135 | 0 | 0 | 0% | 4870 | 0 | 0% | 5626 | 0
2020 | 5 | 21 | 2020-05-21 | 15 | 2020-05-21 | 16 | 0 | 0% | 5135 | 0 | 0 | 0% | 4870 | 0 | 0% | 5626 | 0
2020 | 5 | 21 | 2020-05-21 | 16 | 2020-05-21 | 17 | 99.1514 | 0.0001199% | 4262 | 0 | 357.1191 | 0.0006174% | 3211 | 0 | 0.0003686% | 3945 | 0
2020 | 5 | 21 | 2020-05-21 | 17 | 2020-05-21 | 18 | 1361.4696 | 0.001646% | 3173 | 0 | 0 | 0% | 4870 | 0 | 0.000823% | 3461 | 0
2020 | 5 | 21 | 2020-05-21 | 18 | 2020-05-21 | 19 | 10676.3884 | 0.01291% | 1984 | 0 | 249.6611 | 0.0004316% | 3425 | 0 | 0.006669% | 2226 | 0
2020 | 5 | 21 | 2020-05-21 | 19 | 2020-05-21 | 20 | 23532.8012 | 0.02845% | 1347 | 0 | 7306.1556 | 0.01263% | 1713 | 0 | 0.02054% | 1563 | 0
2020 | 5 | 21 | 2020-05-21 | 20 | 2020-05-21 | 21 | 34914.4336 | 0.04221% | 923 | 0 | 24370.426 | 0.04213% | 913 | 0 | 0.04217% | 906 | 0
2020 | 5 | 21 | 2020-05-21 | 21 | 2020-05-21 | 22 | 47286.1871 | 0.05717% | 545 | 0 | 30840.3054 | 0.05332% | 701 | 0 | 0.05524% | 625 | 0
2020 | 5 | 21 | 2020-05-21 | 22 | 2020-05-21 | 23 | 32659.317 | 0.03948% | 989 | 0 | 18137.3766 | 0.03136% | 1151 | 0 | 0.03542% | 1078 | 0
2020 | 5 | 21 | 2020-05-21 | 23 | 2020-05-21 | 24 | 8296.0732 | 0.01003% | 2166 | 0 | 2694.6298 | 0.004658% | 2165 | 0 | 0.007344% | 2172 | 0
2020 | 5 | 21 | 2020-05-21 | 24 | 2020-05-22 | 1 | 24.2521 | 2.932e-05% | 4656 | 0 | 0 | 0% | 4870 | 0 | 1.466e-05% | 5359 | 0
2020 | 5 | 22 | 2020-05-22 | 1 | 2020-05-22 | 2 | 0 | 0% | 5135 | 0 | 31.1461 | 5.384e-05% | 4463 | 0 | 2.692e-05% | 5198 | 0
2020 | 5 | 22 | 2020-05-22 | 2 | 2020-05-22 | 3 | 0 | 0% | 5135 | 0 | 30.1845 | 5.218e-05% | 4478 | 0 | 2.609e-05% | 5207 | 0
2020 | 5 | 22 | 2020-05-22 | 3 | 2020-05-22 | 4 | 0 | 0% | 5135 | 0 | 0 | 0% | 4870 | 0 | 0% | 5626 | 0
2020 | 5 | 22 | 2020-05-22 | 4 | 2020-05-22 | 5 | 0 | 0% | 5135 | 0 | 0 | 0% | 4870 | 0 | 0% | 5626 | 0
2020 | 5 | 22 | 2020-05-22 | 5 | 2020-05-22 | 6 | 0 | 0% | 5135 | 0 | 0 | 0% | 4870 | 0 | 0% | 5626 | 0
2020 | 5 | 22 | 2020-05-22 | 6 | 2020-05-22 | 7 | 0 | 0% | 5135 | 0 | 0 | 0% | 4870 | 0 | 0% | 5626 | 0
2020 | 5 | 22 | 2020-05-22 | 7 | 2020-05-22 | 8 | 0 | 0% | 5135 | 0 | 54.6361 | 9.445e-05% | 4231 | 0 | 4.723e-05% | 4994 | 0
2020 | 5 | 22 | 2020-05-22 | 8 | 2020-05-22 | 9 | 11.8388 | 1.431e-05% | 4812 | 0 | 0 | 0% | 4870 | 0 | 7.156e-06% | 5491 | 0
2020 | 5 | 22 | 2020-05-22 | 9 | 2020-05-22 | 10 | 1.8117 | 2.19e-06% | 5072 | 0 | 1256.0011 | 0.002171% | 2532 | 0 | 0.001087% | 3309 | 0
2020 | 5 | 22 | 2020-05-22 | 10 | 2020-05-22 | 11 | 0 | 0% | 5135 | 0 | 0 | 0% | 4870 | 0 | 0% | 5626 | 0
2020 | 5 | 22 | 2020-05-22 | 11 | 2020-05-22 | 12 | 0 | 0% | 5135 | 0 | 0 | 0% | 4870 | 0 | 0% | 5626 | 0
2020 | 5 | 22 | 2020-05-22 | 12 | 2020-05-22 | 13 | 0 | 0% | 5135 | 0 | 0 | 0% | 4870 | 0 | 0% | 5626 | 0
2020 | 5 | 22 | 2020-05-22 | 13 | 2020-05-22 | 14 | 0 | 0% | 5135 | 0 | 0 | 0% | 4870 | 0 | 0% | 5626 | 0
2020 | 5 | 22 | 2020-05-22 | 14 | 2020-05-22 | 15 | 0 | 0% | 5135 | 0 | 0 | 0% | 4870 | 0 | 0% | 5626 | 0
2020 | 5 | 22 | 2020-05-22 | 15 | 2020-05-22 | 16 | 0 | 0% | 5135 | 0 | 0 | 0% | 4870 | 0 | 0% | 5626 | 0
2020 | 5 | 22 | 2020-05-22 | 16 | 2020-05-22 | 17 | 13.2923 | 1.607e-05% | 4785 | 0 | 135.1357 | 0.0002336% | 3787 | 0 | 0.0001248% | 4548 | 0
2020 | 5 | 22 | 2020-05-22 | 17 | 2020-05-22 | 18 | 0 | 0% | 5135 | 0 | 0 | 0% | 4870 | 0 | 0% | 5626 | 0
2020 | 5 | 22 | 2020-05-22 | 18 | 2020-05-22 | 19 | 110.0118 | 0.000133% | 4238 | 0 | 0 | 0% | 4870 | 0 | 6.65e-05% | 4841 | 0
2020 | 5 | 22 | 2020-05-22 | 19 | 2020-05-22 | 20 | 3247.2572 | 0.003926% | 2729 | 0 | 233.8433 | 0.0004043% | 3472 | 0 | 0.002165% | 2914 | 0
2020 | 5 | 22 | 2020-05-22 | 20 | 2020-05-22 | 21 | 13240.3081 | 0.01601% | 1838 | 0 | 6793.6575 | 0.01174% | 1753 | 0 | 0.01388% | 1830 | 0
2020 | 5 | 22 | 2020-05-22 | 21 | 2020-05-22 | 22 | 21902.8364 | 0.02648% | 1426 | 0 | 12300.6166 | 0.02126% | 1417 | 0 | 0.02387% | 1430 | 0
2020 | 5 | 22 | 2020-05-22 | 22 | 2020-05-22 | 23 | 12913.5227 | 0.01561% | 1857 | 0 | 6626.9236 | 0.01146% | 1761 | 0 | 0.01353% | 1843 | 0
2020 | 5 | 22 | 2020-05-22 | 23 | 2020-05-22 | 24 | 664.1684 | 0.0008029% | 3539 | 0 | 251.5551 | 0.0004349% | 3420 | 0 | 0.0006189% | 3644 | 0
2020 | 5 | 22 | 2020-05-22 | 24 | 2020-05-23 | 1 | 0 | 0% | 5135 | 0 | 0 | 0% | 4870 | 0 | 0% | 5626 | 0
2020 | 5 | 23 | 2020-05-23 | 1 | 2020-05-23 | 2 | 0 | 0% | 5135 | 0 | 22.7801 | 3.938e-05% | 4561 | 0 | 1.969e-05% | 5283 | 0
2020 | 5 | 23 | 2020-05-23 | 2 | 2020-05-23 | 3 | 0 | 0% | 5135 | 0 | 0 | 0% | 4870 | 0 | 0% | 5626 | 0
2020 | 5 | 23 | 2020-05-23 | 3 | 2020-05-23 | 4 | 0 | 0% | 5135 | 0 | 0 | 0% | 4870 | 0 | 0% | 5626 | 0
2020 | 5 | 23 | 2020-05-23 | 4 | 2020-05-23 | 5 | 0 | 0% | 5135 | 0 | 0 | 0% | 4870 | 0 | 0% | 5626 | 0
2020 | 5 | 23 | 2020-05-23 | 5 | 2020-05-23 | 6 | 0 | 0% | 5135 | 0 | 0 | 0% | 4870 | 0 | 0% | 5626 | 0
2020 | 5 | 23 | 2020-05-23 | 6 | 2020-05-23 | 7 | 0 | 0% | 5135 | 0 | 29.3135 | 5.068e-05% | 4488 | 0 | 2.534e-05% | 5218 | 0
2020 | 5 | 23 | 2020-05-23 | 7 | 2020-05-23 | 8 | 0 | 0% | 5135 | 0 | 0 | 0% | 4870 | 0 | 0% | 5626 | 0
2020 | 5 | 23 | 2020-05-23 | 8 | 2020-05-23 | 9 | 0 | 0% | 5135 | 0 | 0 | 0% | 4870 | 0 | 0% | 5626 | 0
2020 | 5 | 23 | 2020-05-23 | 9 | 2020-05-23 | 10 | 0 | 0% | 5135 | 0 | 3530.0311 | 0.006103% | 2038 | 0 | 0.003051% | 2689 | 0
2020 | 5 | 23 | 2020-05-23 | 10 | 2020-05-23 | 11 | 0 | 0% | 5135 | 0 | 54.3733 | 9.4e-05% | 4233 | 0 | 4.7e-05% | 4995 | 0
2020 | 5 | 23 | 2020-05-23 | 11 | 2020-05-23 | 12 | 0 | 0% | 5135 | 0 | 0 | 0% | 4870 | 0 | 0% | 5626 | 0
2020 | 5 | 23 | 2020-05-23 | 12 | 2020-05-23 | 13 | 0 | 0% | 5135 | 0 | 0 | 0% | 4870 | 0 | 0% | 5626 | 0
2020 | 5 | 23 | 2020-05-23 | 13 | 2020-05-23 | 14 | 0 | 0% | 5135 | 0 | 0 | 0% | 4870 | 0 | 0% | 5626 | 0
2020 | 5 | 23 | 2020-05-23 | 14 | 2020-05-23 | 15 | 0 | 0% | 5135 | 0 | 0 | 0% | 4870 | 0 | 0% | 5626 | 0
2020 | 5 | 23 | 2020-05-23 | 15 | 2020-05-23 | 16 | 0 | 0% | 5135 | 0 | 0 | 0% | 4870 | 0 | 0% | 5626 | 0
2020 | 5 | 23 | 2020-05-23 | 16 | 2020-05-23 | 17 | 53.5884 | 6.479e-05% | 4444 | 0 | 0 | 0% | 4870 | 0 | 3.239e-05% | 5141 | 0
2020 | 5 | 23 | 2020-05-23 | 17 | 2020-05-23 | 18 | 0 | 0% | 5135 | 0 | 0 | 0% | 4870 | 0 | 0% | 5626 | 0
2020 | 5 | 23 | 2020-05-23 | 18 | 2020-05-23 | 19 | 0 | 0% | 5135 | 0 | 0 | 0% | 4870 | 0 | 0% | 5626 | 0
2020 | 5 | 23 | 2020-05-23 | 19 | 2020-05-23 | 20 | 0 | 0% | 5135 | 0 | 0 | 0% | 4870 | 0 | 0% | 5626 | 0
2020 | 5 | 23 | 2020-05-23 | 20 | 2020-05-23 | 21 | 700.4554 | 0.0008468% | 3510 | 0 | 566.299 | 0.000979% | 2941 | 0 | 0.0009129% | 3405 | 0
2020 | 5 | 23 | 2020-05-23 | 21 | 2020-05-23 | 22 | 6724.0989 | 0.008129% | 2311 | 0 | 2496.6781 | 0.004316% | 2212 | 0 | 0.006223% | 2273 | 0
2020 | 5 | 23 | 2020-05-23 | 22 | 2020-05-23 | 23 | 1660.9885 | 0.002008% | 3073 | 0 | 561.6724 | 0.000971% | 2945 | 0 | 0.00149% | 3119 | 0
2020 | 5 | 23 | 2020-05-23 | 23 | 2020-05-23 | 24 | 0 | 0% | 5135 | 0 | 0 | 0% | 4870 | 0 | 0% | 5626 | 0
2020 | 5 | 23 | 2020-05-23 | 24 | 2020-05-24 | 1 | 0 | 0% | 5135 | 0 | 0 | 0% | 4870 | 0 | 0% | 5626 | 0
2020 | 5 | 24 | 2020-05-24 | 1 | 2020-05-24 | 2 | 0 | 0% | 5135 | 0 | 0 | 0% | 4870 | 0 | 0% | 5626 | 0
2020 | 5 | 24 | 2020-05-24 | 2 | 2020-05-24 | 3 | 0 | 0% | 5135 | 0 | 0 | 0% | 4870 | 0 | 0% | 5626 | 0
2020 | 5 | 24 | 2020-05-24 | 3 | 2020-05-24 | 4 | 0 | 0% | 5135 | 0 | 15.4264 | 2.667e-05% | 4646 | 0 | 1.333e-05% | 5379 | 0
2020 | 5 | 24 | 2020-05-24 | 4 | 2020-05-24 | 5 | 0 | 0% | 5135 | 0 | 0 | 0% | 4870 | 0 | 0% | 5626 | 0
2020 | 5 | 24 | 2020-05-24 | 5 | 2020-05-24 | 6 | 0 | 0% | 5135 | 0 | 0 | 0% | 4870 | 0 | 0% | 5626 | 0
2020 | 5 | 24 | 2020-05-24 | 6 | 2020-05-24 | 7 | 0 | 0% | 5135 | 0 | 24.7459 | 4.278e-05% | 4538 | 0 | 2.139e-05% | 5261 | 0
2020 | 5 | 24 | 2020-05-24 | 7 | 2020-05-24 | 8 | 0 | 0% | 5135 | 0 | 15.3985 | 2.662e-05% | 4648 | 0 | 1.331e-05% | 5381 | 0
2020 | 5 | 24 | 2020-05-24 | 8 | 2020-05-24 | 9 | 0 | 0% | 5135 | 0 | 0 | 0% | 4870 | 0 | 0% | 5626 | 0
2020 | 5 | 24 | 2020-05-24 | 9 | 2020-05-24 | 10 | 0 | 0% | 5135 | 0 | 1809.1013 | 0.003127% | 2351 | 0 | 0.001564% | 3081 | 0
2020 | 5 | 24 | 2020-05-24 | 10 | 2020-05-24 | 11 | 0 | 0% | 5135 | 0 | 0 | 0% | 4870 | 0 | 0% | 5626 | 0
2020 | 5 | 24 | 2020-05-24 | 11 | 2020-05-24 | 12 | 0 | 0% | 5135 | 0 | 0 | 0% | 4870 | 0 | 0% | 5626 | 0
2020 | 5 | 24 | 2020-05-24 | 12 | 2020-05-24 | 13 | 0 | 0% | 5135 | 0 | 0 | 0% | 4870 | 0 | 0% | 5626 | 0
2020 | 5 | 24 | 2020-05-24 | 13 | 2020-05-24 | 14 | 0 | 0% | 5135 | 0 | 0 | 0% | 4870 | 0 | 0% | 5626 | 0
2020 | 5 | 24 | 2020-05-24 | 14 | 2020-05-24 | 15 | 0 | 0% | 5135 | 0 | 0 | 0% | 4870 | 0 | 0% | 5626 | 0
2020 | 5 | 24 | 2020-05-24 | 15 | 2020-05-24 | 16 | 0 | 0% | 5135 | 0 | 0 | 0% | 4870 | 0 | 0% | 5626 | 0
2020 | 5 | 24 | 2020-05-24 | 16 | 2020-05-24 | 17 | 81.0417 | 9.798e-05% | 4322 | 0 | 0 | 0% | 4870 | 0 | 4.899e-05% | 4977 | 0
2020 | 5 | 24 | 2020-05-24 | 17 | 2020-05-24 | 18 | 0 | 0% | 5135 | 0 | 0 | 0% | 4870 | 0 | 0% | 5626 | 0
2020 | 5 | 24 | 2020-05-24 | 18 | 2020-05-24 | 19 | 0 | 0% | 5135 | 0 | 0 | 0% | 4870 | 0 | 0% | 5626 | 0
2020 | 5 | 24 | 2020-05-24 | 19 | 2020-05-24 | 20 | 0 | 0% | 5135 | 0 | 0 | 0% | 4870 | 0 | 0% | 5626 | 0
2020 | 5 | 24 | 2020-05-24 | 20 | 2020-05-24 | 21 | 515.7103 | 0.0006235% | 3650 | 0 | 539.1491 | 0.0009321% | 2966 | 0 | 0.0007778% | 3502 | 0
2020 | 5 | 24 | 2020-05-24 | 21 | 2020-05-24 | 22 | 6064.4603 | 0.007332% | 2362 | 0 | 1651.7528 | 0.002855% | 2406 | 0 | 0.005094% | 2393 | 0
2020 | 5 | 24 | 2020-05-24 | 22 | 2020-05-24 | 23 | 1805.2124 | 0.002182% | 3024 | 0 | 404.8863 | 0.0006999% | 3137 | 0 | 0.001441% | 3146 | 0
2020 | 5 | 24 | 2020-05-24 | 23 | 2020-05-24 | 24 | 9.8001 | 1.185e-05% | 4851 | 0 | 9.8001 | 1.694e-05% | 4718 | 0 | 1.439e-05% | 5363 | 0
2020 | 5 | 24 | 2020-05-24 | 24 | 2020-05-25 | 1 | 0 | 0% | 5135 | 0 | 0 | 0% | 4870 | 0 | 0% | 5626 | 0
2020 | 5 | 25 | 2020-05-25 | 1 | 2020-05-25 | 2 | 6.0354 | 7.297e-06% | 4945 | 0 | 13.4915 | 2.332e-05% | 4674 | 0 | 1.531e-05% | 5351 | 0
2020 | 5 | 25 | 2020-05-25 | 2 | 2020-05-25 | 3 | 0 | 0% | 5135 | 0 | 0 | 0% | 4870 | 0 | 0% | 5626 | 0
2020 | 5 | 25 | 2020-05-25 | 3 | 2020-05-25 | 4 | 0 | 0% | 5135 | 0 | 0 | 0% | 4870 | 0 | 0% | 5626 | 0
2020 | 5 | 25 | 2020-05-25 | 4 | 2020-05-25 | 5 | 0 | 0% | 5135 | 0 | 0 | 0% | 4870 | 0 | 0% | 5626 | 0
2020 | 5 | 25 | 2020-05-25 | 5 | 2020-05-25 | 6 | 0 | 0% | 5135 | 0 | 0 | 0% | 4870 | 0 | 0% | 5626 | 0
2020 | 5 | 25 | 2020-05-25 | 6 | 2020-05-25 | 7 | 0 | 0% | 5135 | 0 | 118.1324 | 0.0002042% | 3860 | 0 | 0.0001021% | 4647 | 0
2020 | 5 | 25 | 2020-05-25 | 7 | 2020-05-25 | 8 | 0 | 0% | 5135 | 0 | 160.4985 | 0.0002775% | 3695 | 0 | 0.0001387% | 4488 | 0
2020 | 5 | 25 | 2020-05-25 | 8 | 2020-05-25 | 9 | 0 | 0% | 5135 | 0 | 0 | 0% | 4870 | 0 | 0% | 5626 | 0
2020 | 5 | 25 | 2020-05-25 | 9 | 2020-05-25 | 10 | 18.9513 | 2.291e-05% | 4703 | 0 | 2867.954 | 0.004958% | 2132 | 0 | 0.00249% | 2826 | 0
2020 | 5 | 25 | 2020-05-25 | 10 | 2020-05-25 | 11 | 0 | 0% | 5135 | 0 | 16.2436 | 2.808e-05% | 4635 | 0 | 1.404e-05% | 5369 | 0
2020 | 5 | 25 | 2020-05-25 | 11 | 2020-05-25 | 12 | 0 | 0% | 5135 | 0 | 0 | 0% | 4870 | 0 | 0% | 5626 | 0
2020 | 5 | 25 | 2020-05-25 | 12 | 2020-05-25 | 13 | 0 | 0% | 5135 | 0 | 0 | 0% | 4870 | 0 | 0% | 5626 | 0
2020 | 5 | 25 | 2020-05-25 | 13 | 2020-05-25 | 14 | 0 | 0% | 5135 | 0 | 0 | 0% | 4870 | 0 | 0% | 5626 | 0
2020 | 5 | 25 | 2020-05-25 | 14 | 2020-05-25 | 15 | 0 | 0% | 5135 | 0 | 0 | 0% | 4870 | 0 | 0% | 5626 | 0
2020 | 5 | 25 | 2020-05-25 | 15 | 2020-05-25 | 16 | 0 | 0% | 5135 | 0 | 0 | 0% | 4870 | 0 | 0% | 5626 | 0
2020 | 5 | 25 | 2020-05-25 | 16 | 2020-05-25 | 17 | 9.9073 | 1.198e-05% | 4848 | 0 | 14.3516 | 2.481e-05% | 4663 | 0 | 1.839e-05% | 5302 | 0
2020 | 5 | 25 | 2020-05-25 | 17 | 2020-05-25 | 18 | 0 | 0% | 5135 | 0 | 0 | 0% | 4870 | 0 | 0% | 5626 | 0
2020 | 5 | 25 | 2020-05-25 | 18 | 2020-05-25 | 19 | 0 | 0% | 5135 | 0 | 0 | 0% | 4870 | 0 | 0% | 5626 | 0
2020 | 5 | 25 | 2020-05-25 | 19 | 2020-05-25 | 20 | 1236.413 | 0.001495% | 3227 | 0 | 0 | 0% | 4870 | 0 | 0.0007474% | 3528 | 0
2020 | 5 | 25 | 2020-05-25 | 20 | 2020-05-25 | 21 | 8484.209 | 0.01026% | 2151 | 0 | 2802.0345 | 0.004844% | 2146 | 0 | 0.007551% | 2152 | 0
2020 | 5 | 25 | 2020-05-25 | 21 | 2020-05-25 | 22 | 15973.9202 | 0.01931% | 1698 | 0 | 7054.7153 | 0.0122% | 1731 | 0 | 0.01575% | 1730 | 0
2020 | 5 | 25 | 2020-05-25 | 22 | 2020-05-25 | 23 | 8003.8686 | 0.009676% | 2183 | 0 | 2837.4686 | 0.004905% | 2138 | 0 | 0.007291% | 2178 | 0
2020 | 5 | 25 | 2020-05-25 | 23 | 2020-05-25 | 24 | 225.0628 | 0.0002721% | 3990 | 0 | 0 | 0% | 4870 | 0 | 0.000136% | 4504 | 0
2020 | 5 | 25 | 2020-05-25 | 24 | 2020-05-26 | 1 | 0 | 0% | 5135 | 0 | 0 | 0% | 4870 | 0 | 0% | 5626 | 0
2020 | 5 | 26 | 2020-05-26 | 1 | 2020-05-26 | 2 | 145.9176 | 0.0001764% | 4137 | 0 | 14.6753 | 2.537e-05% | 4659 | 0 | 0.0001009% | 4656 | 0
2020 | 5 | 26 | 2020-05-26 | 2 | 2020-05-26 | 3 | 0 | 0% | 5135 | 0 | 0 | 0% | 4870 | 0 | 0% | 5626 | 0
2020 | 5 | 26 | 2020-05-26 | 3 | 2020-05-26 | 4 | 0 | 0% | 5135 | 0 | 0 | 0% | 4870 | 0 | 0% | 5626 | 0
2020 | 5 | 26 | 2020-05-26 | 4 | 2020-05-26 | 5 | 0 | 0% | 5135 | 0 | 0 | 0% | 4870 | 0 | 0% | 5626 | 0
2020 | 5 | 26 | 2020-05-26 | 5 | 2020-05-26 | 6 | 0 | 0% | 5135 | 0 | 40.3707 | 6.979e-05% | 4368 | 0 | 3.49e-05% | 5112 | 0
2020 | 5 | 26 | 2020-05-26 | 6 | 2020-05-26 | 7 | 0 | 0% | 5135 | 0 | 63.39 | 0.0001096% | 4158 | 0 | 5.479e-05% | 4932 | 0
2020 | 5 | 26 | 2020-05-26 | 7 | 2020-05-26 | 8 | 0 | 0% | 5135 | 0 | 14.867 | 2.57e-05% | 4656 | 0 | 1.285e-05% | 5390 | 0
2020 | 5 | 26 | 2020-05-26 | 8 | 2020-05-26 | 9 | 92.5276 | 0.0001119% | 4285 | 0 | 0 | 0% | 4870 | 0 | 5.593e-05% | 4922 | 0
2020 | 5 | 26 | 2020-05-26 | 9 | 2020-05-26 | 10 | 149.13 | 0.0001803% | 4127 | 0 | 169.3623 | 0.0002928% | 3667 | 0 | 0.0002365% | 4190 | 0
2020 | 5 | 26 | 2020-05-26 | 10 | 2020-05-26 | 11 | 16.5145 | 1.997e-05% | 4739 | 0 | 0 | 0% | 4870 | 0 | 9.983e-06% | 5433 | 0
2020 | 5 | 26 | 2020-05-26 | 11 | 2020-05-26 | 12 | 0 | 0% | 5135 | 0 | 0 | 0% | 4870 | 0 | 0% | 5626 | 0
2020 | 5 | 26 | 2020-05-26 | 12 | 2020-05-26 | 13 | 0 | 0% | 5135 | 0 | 0 | 0% | 4870 | 0 | 0% | 5626 | 0
2020 | 5 | 26 | 2020-05-26 | 13 | 2020-05-26 | 14 | 0 | 0% | 5135 | 0 | 0 | 0% | 4870 | 0 | 0% | 5626 | 0
2020 | 5 | 26 | 2020-05-26 | 14 | 2020-05-26 | 15 | 78.4449 | 9.484e-05% | 4332 | 0 | 0 | 0% | 4870 | 0 | 4.742e-05% | 4991 | 0
2020 | 5 | 26 | 2020-05-26 | 15 | 2020-05-26 | 16 | 1021.1538 | 0.001235% | 3340 | 0 | 0 | 0% | 4870 | 0 | 0.0006173% | 3649 | 0
2020 | 5 | 26 | 2020-05-26 | 16 | 2020-05-26 | 17 | 5884.2677 | 0.007114% | 2381 | 0 | 925.1413 | 0.001599% | 2689 | 0 | 0.004357% | 2485 | 0
2020 | 5 | 26 | 2020-05-26 | 17 | 2020-05-26 | 18 | 16897.9431 | 0.02043% | 1651 | 0 | 433.7385 | 0.0007498% | 3083 | 0 | 0.01059% | 1977 | 0
2020 | 5 | 26 | 2020-05-26 | 18 | 2020-05-26 | 19 | 37877.8633 | 0.04579% | 806 | 0 | 4121.7859 | 0.007126% | 1970 | 0 | 0.02646% | 1338 | 0
2020 | 5 | 26 | 2020-05-26 | 19 | 2020-05-26 | 20 | 56224.582 | 0.06797% | 380 | 0 | 22510.7308 | 0.03892% | 979 | 0 | 0.05344% | 669 | 0
2020 | 5 | 26 | 2020-05-26 | 20 | 2020-05-26 | 21 | 58144.176 | 0.07029% | 344 | 0 | 38845.6025 | 0.06715% | 493 | 0 | 0.06872% | 405 | 0
2020 | 5 | 26 | 2020-05-26 | 21 | 2020-05-26 | 22 | 64866.6551 | 0.07842% | 255 | 0 | 41282.0232 | 0.07137% | 445 | 0 | 0.07489% | 343 | 0
2020 | 5 | 26 | 2020-05-26 | 22 | 2020-05-26 | 23 | 54109.1551 | 0.06542% | 407 | 0 | 32358.9598 | 0.05594% | 663 | 0 | 0.06068% | 530 | 0
2020 | 5 | 26 | 2020-05-26 | 23 | 2020-05-26 | 24 | 25888.0441 | 0.0313% | 1241 | 0 | 10158.1489 | 0.01756% | 1527 | 0 | 0.02443% | 1399 | 0
2020 | 5 | 26 | 2020-05-26 | 24 | 2020-05-27 | 1 | 3244.9113 | 0.003923% | 2732 | 0 | 814.2318 | 0.001408% | 2751 | 0 | 0.002665% | 2789 | 0
2020 | 5 | 27 | 2020-05-27 | 1 | 2020-05-27 | 2 | 10.0228 | 1.212e-05% | 4845 | 0 | 35.148 | 6.076e-05% | 4419 | 0 | 3.644e-05% | 5096 | 0
2020 | 5 | 27 | 2020-05-27 | 2 | 2020-05-27 | 3 | 0 | 0% | 5135 | 0 | 0 | 0% | 4870 | 0 | 0% | 5626 | 0
2020 | 5 | 27 | 2020-05-27 | 3 | 2020-05-27 | 4 | 0 | 0% | 5135 | 0 | 0 | 0% | 4870 | 0 | 0% | 5626 | 0
2020 | 5 | 27 | 2020-05-27 | 4 | 2020-05-27 | 5 | 0 | 0% | 5135 | 0 | 0 | 0% | 4870 | 0 | 0% | 5626 | 0
2020 | 5 | 27 | 2020-05-27 | 5 | 2020-05-27 | 6 | 0 | 0% | 5135 | 0 | 0 | 0% | 4870 | 0 | 0% | 5626 | 0
2020 | 5 | 27 | 2020-05-27 | 6 | 2020-05-27 | 7 | 0 | 0% | 5135 | 0 | 0 | 0% | 4870 | 0 | 0% | 5626 | 0
2020 | 5 | 27 | 2020-05-27 | 7 | 2020-05-27 | 8 | 0 | 0% | 5135 | 0 | 4.3969 | 7.601e-06% | 4808 | 0 | 3.801e-06% | 5549 | 0
2020 | 5 | 27 | 2020-05-27 | 8 | 2020-05-27 | 9 | 16.6831 | 2.017e-05% | 4736 | 0 | 0 | 0% | 4870 | 0 | 1.008e-05% | 5430 | 0
2020 | 5 | 27 | 2020-05-27 | 9 | 2020-05-27 | 10 | 5.4303 | 6.565e-06% | 4969 | 0 | 524.2054 | 0.0009062% | 2982 | 0 | 0.0004564% | 3821 | 0
2020 | 5 | 27 | 2020-05-27 | 10 | 2020-05-27 | 11 | 0 | 0% | 5135 | 0 | 0 | 0% | 4870 | 0 | 0% | 5626 | 0
2020 | 5 | 27 | 2020-05-27 | 11 | 2020-05-27 | 12 | 0 | 0% | 5135 | 0 | 0 | 0% | 4870 | 0 | 0% | 5626 | 0
2020 | 5 | 27 | 2020-05-27 | 12 | 2020-05-27 | 13 | 0 | 0% | 5135 | 0 | 0 | 0% | 4870 | 0 | 0% | 5626 | 0
2020 | 5 | 27 | 2020-05-27 | 13 | 2020-05-27 | 14 | 0 | 0% | 5135 | 0 | 0 | 0% | 4870 | 0 | 0% | 5626 | 0
2020 | 5 | 27 | 2020-05-27 | 14 | 2020-05-27 | 15 | 0 | 0% | 5135 | 0 | 0 | 0% | 4870 | 0 | 0% | 5626 | 0
2020 | 5 | 27 | 2020-05-27 | 15 | 2020-05-27 | 16 | 0 | 0% | 5135 | 0 | 0 | 0% | 4870 | 0 | 0% | 5626 | 0
2020 | 5 | 27 | 2020-05-27 | 16 | 2020-05-27 | 17 | 4.0117 | 4.85e-06% | 5004 | 0 | 341.6973 | 0.0005907% | 3232 | 0 | 0.0002978% | 4074 | 0
2020 | 5 | 27 | 2020-05-27 | 17 | 2020-05-27 | 18 | 0 | 0% | 5135 | 0 | 0 | 0% | 4870 | 0 | 0% | 5626 | 0
2020 | 5 | 27 | 2020-05-27 | 18 | 2020-05-27 | 19 | 1118.0836 | 0.001352% | 3291 | 0 | 0 | 0% | 4870 | 0 | 0.0006759% | 3593 | 0
2020 | 5 | 27 | 2020-05-27 | 19 | 2020-05-27 | 20 | 9793.8352 | 0.01184% | 2045 | 0 | 1145.189 | 0.00198% | 2569 | 0 | 0.00691% | 2205 | 0
2020 | 5 | 27 | 2020-05-27 | 20 | 2020-05-27 | 21 | 22602.4678 | 0.02733% | 1389 | 0 | 12139.1706 | 0.02099% | 1429 | 0 | 0.02416% | 1418 | 0
2020 | 5 | 27 | 2020-05-27 | 21 | 2020-05-27 | 22 | 31769.0095 | 0.03841% | 1021 | 0 | 23531.4771 | 0.04068% | 939 | 0 | 0.03954% | 974 | 0
2020 | 5 | 27 | 2020-05-27 | 22 | 2020-05-27 | 23 | 19248.8853 | 0.02327% | 1539 | 0 | 13724.6395 | 0.02373% | 1339 | 0 | 0.0235% | 1444 | 0
2020 | 5 | 27 | 2020-05-27 | 23 | 2020-05-27 | 24 | 2137.1347 | 0.002584% | 2953 | 0 | 1066.2364 | 0.001843% | 2603 | 0 | 0.002213% | 2900 | 0
2020 | 5 | 27 | 2020-05-27 | 24 | 2020-05-28 | 1 | 0 | 0% | 5135 | 0 | 0 | 0% | 4870 | 0 | 0% | 5626 | 0
2020 | 5 | 28 | 2020-05-28 | 1 | 2020-05-28 | 2 | 4.4746 | 5.41e-06% | 4991 | 0 | 26.0726 | 4.507e-05% | 4517 | 0 | 2.524e-05% | 5220 | 0
2020 | 5 | 28 | 2020-05-28 | 2 | 2020-05-28 | 3 | 0 | 0% | 5135 | 0 | 0 | 0% | 4870 | 0 | 0% | 5626 | 0
2020 | 5 | 28 | 2020-05-28 | 3 | 2020-05-28 | 4 | 0 | 0% | 5135 | 0 | 0 | 0% | 4870 | 0 | 0% | 5626 | 0
2020 | 5 | 28 | 2020-05-28 | 4 | 2020-05-28 | 5 | 0 | 0% | 5135 | 0 | 0 | 0% | 4870 | 0 | 0% | 5626 | 0
2020 | 5 | 28 | 2020-05-28 | 5 | 2020-05-28 | 6 | 0 | 0% | 5135 | 0 | 0 | 0% | 4870 | 0 | 0% | 5626 | 0
2020 | 5 | 28 | 2020-05-28 | 6 | 2020-05-28 | 7 | 0 | 0% | 5135 | 0 | 4.2158 | 7.288e-06% | 4812 | 0 | 3.644e-06% | 5553 | 0
2020 | 5 | 28 | 2020-05-28 | 7 | 2020-05-28 | 8 | 0 | 0% | 5135 | 0 | 91.092 | 0.0001575% | 3979 | 0 | 7.874e-05% | 4765 | 0
2020 | 5 | 28 | 2020-05-28 | 8 | 2020-05-28 | 9 | 18.6783 | 2.258e-05% | 4710 | 0 | 0 | 0% | 4870 | 0 | 1.129e-05% | 5412 | 0
2020 | 5 | 28 | 2020-05-28 | 9 | 2020-05-28 | 10 | 5.772 | 6.978e-06% | 4952 | 0 | 1429.8985 | 0.002472% | 2457 | 0 | 0.001239% | 3233 | 0
2020 | 5 | 28 | 2020-05-28 | 10 | 2020-05-28 | 11 | 0 | 0% | 5135 | 0 | 0 | 0% | 4870 | 0 | 0% | 5626 | 0
2020 | 5 | 28 | 2020-05-28 | 11 | 2020-05-28 | 12 | 0 | 0% | 5135 | 0 | 0 | 0% | 4870 | 0 | 0% | 5626 | 0
2020 | 5 | 28 | 2020-05-28 | 12 | 2020-05-28 | 13 | 0 | 0% | 5135 | 0 | 0 | 0% | 4870 | 0 | 0% | 5626 | 0
2020 | 5 | 28 | 2020-05-28 | 13 | 2020-05-28 | 14 | 0 | 0% | 5135 | 0 | 0 | 0% | 4870 | 0 | 0% | 5626 | 0
2020 | 5 | 28 | 2020-05-28 | 14 | 2020-05-28 | 15 | 0 | 0% | 5135 | 0 | 0 | 0% | 4870 | 0 | 0% | 5626 | 0
2020 | 5 | 28 | 2020-05-28 | 15 | 2020-05-28 | 16 | 0 | 0% | 5135 | 0 | 0 | 0% | 4870 | 0 | 0% | 5626 | 0
2020 | 5 | 28 | 2020-05-28 | 16 | 2020-05-28 | 17 | 5.6228 | 6.798e-06% | 4960 | 0 | 170.2458 | 0.0002943% | 3662 | 0 | 0.0001506% | 4432 | 0
2020 | 5 | 28 | 2020-05-28 | 17 | 2020-05-28 | 18 | 0 | 0% | 5135 | 0 | 0 | 0% | 4870 | 0 | 0% | 5626 | 0
2020 | 5 | 28 | 2020-05-28 | 18 | 2020-05-28 | 19 | 299.3753 | 0.0003619% | 3887 | 0 | 0 | 0% | 4870 | 0 | 0.000181% | 4346 | 0
2020 | 5 | 28 | 2020-05-28 | 19 | 2020-05-28 | 20 | 4989.6927 | 0.006032% | 2479 | 0 | 640.7889 | 0.001108% | 2869 | 0 | 0.00357% | 2591 | 0
2020 | 5 | 28 | 2020-05-28 | 20 | 2020-05-28 | 21 | 20300.5261 | 0.02454% | 1493 | 0 | 10434.0825 | 0.01804% | 1514 | 0 | 0.02129% | 1533 | 0
2020 | 5 | 28 | 2020-05-28 | 21 | 2020-05-28 | 22 | 26809.2371 | 0.03241% | 1202 | 0 | 15932.54 | 0.02754% | 1246 | 0 | 0.02998% | 1224 | 0
2020 | 5 | 28 | 2020-05-28 | 22 | 2020-05-28 | 23 | 14044.7936 | 0.01698% | 1803 | 0 | 7520.1 | 0.013% | 1699 | 0 | 0.01499% | 1770 | 0
2020 | 5 | 28 | 2020-05-28 | 23 | 2020-05-28 | 24 | 729.2064 | 0.0008816% | 3488 | 0 | 441.3642 | 0.000763% | 3070 | 0 | 0.0008223% | 3463 | 0
2020 | 5 | 28 | 2020-05-28 | 24 | 2020-05-29 | 1 | 0 | 0% | 5135 | 0 | 0 | 0% | 4870 | 0 | 0% | 5626 | 0
2020 | 5 | 29 | 2020-05-29 | 1 | 2020-05-29 | 2 | 7.9694 | 9.635e-06% | 4891 | 0 | 155.5281 | 0.0002689% | 3711 | 0 | 0.0001393% | 4485 | 0
2020 | 5 | 29 | 2020-05-29 | 2 | 2020-05-29 | 3 | 0 | 0% | 5135 | 0 | 0 | 0% | 4870 | 0 | 0% | 5626 | 0
2020 | 5 | 29 | 2020-05-29 | 3 | 2020-05-29 | 4 | 0 | 0% | 5135 | 0 | 0 | 0% | 4870 | 0 | 0% | 5626 | 0
2020 | 5 | 29 | 2020-05-29 | 4 | 2020-05-29 | 5 | 0 | 0% | 5135 | 0 | 0 | 0% | 4870 | 0 | 0% | 5626 | 0
2020 | 5 | 29 | 2020-05-29 | 5 | 2020-05-29 | 6 | 0 | 0% | 5135 | 0 | 0 | 0% | 4870 | 0 | 0% | 5626 | 0
2020 | 5 | 29 | 2020-05-29 | 6 | 2020-05-29 | 7 | 0 | 0% | 5135 | 0 | 17.6323 | 3.048e-05% | 4622 | 0 | 1.524e-05% | 5352 | 0
2020 | 5 | 29 | 2020-05-29 | 7 | 2020-05-29 | 8 | 1.2607 | 1.524e-06% | 5090 | 0 | 48.9361 | 8.46e-05% | 4283 | 0 | 4.306e-05% | 5028 | 0
2020 | 5 | 29 | 2020-05-29 | 8 | 2020-05-29 | 9 | 30.0797 | 3.636e-05% | 4603 | 0 | 0 | 0% | 4870 | 0 | 1.818e-05% | 5309 | 0
2020 | 5 | 29 | 2020-05-29 | 9 | 2020-05-29 | 10 | 6.5017 | 7.86e-06% | 4930 | 0 | 174.7103 | 0.000302% | 3649 | 0 | 0.0001549% | 4421 | 0
2020 | 5 | 29 | 2020-05-29 | 10 | 2020-05-29 | 11 | 0 | 0% | 5135 | 0 | 0 | 0% | 4870 | 0 | 0% | 5626 | 0
2020 | 5 | 29 | 2020-05-29 | 11 | 2020-05-29 | 12 | 0 | 0% | 5135 | 0 | 0 | 0% | 4870 | 0 | 0% | 5626 | 0
2020 | 5 | 29 | 2020-05-29 | 12 | 2020-05-29 | 13 | 0 | 0% | 5135 | 0 | 0 | 0% | 4870 | 0 | 0% | 5626 | 0
2020 | 5 | 29 | 2020-05-29 | 13 | 2020-05-29 | 14 | 0 | 0% | 5135 | 0 | 0 | 0% | 4870 | 0 | 0% | 5626 | 0
2020 | 5 | 29 | 2020-05-29 | 14 | 2020-05-29 | 15 | 0 | 0% | 5135 | 0 | 0 | 0% | 4870 | 0 | 0% | 5626 | 0
2020 | 5 | 29 | 2020-05-29 | 15 | 2020-05-29 | 16 | 0 | 0% | 5135 | 0 | 0 | 0% | 4870 | 0 | 0% | 5626 | 0
2020 | 5 | 29 | 2020-05-29 | 16 | 2020-05-29 | 17 | 23.6686 | 2.861e-05% | 4659 | 0 | 223.841 | 0.000387% | 3498 | 0 | 0.0002078% | 4263 | 0
2020 | 5 | 29 | 2020-05-29 | 17 | 2020-05-29 | 18 | 0 | 0% | 5135 | 0 | 0 | 0% | 4870 | 0 | 0% | 5626 | 0
2020 | 5 | 29 | 2020-05-29 | 18 | 2020-05-29 | 19 | 0 | 0% | 5135 | 0 | 0 | 0% | 4870 | 0 | 0% | 5626 | 0
2020 | 5 | 29 | 2020-05-29 | 19 | 2020-05-29 | 20 | 2562.8781 | 0.003098% | 2853 | 0 | 0 | 0% | 4870 | 0 | 0.001549% | 3091 | 0
2020 | 5 | 29 | 2020-05-29 | 20 | 2020-05-29 | 21 | 15250.9454 | 0.01844% | 1739 | 0 | 6799.2071 | 0.01175% | 1752 | 0 | 0.0151% | 1765 | 0
2020 | 5 | 29 | 2020-05-29 | 21 | 2020-05-29 | 22 | 21792.1928 | 0.02635% | 1431 | 0 | 13231.1995 | 0.02287% | 1364 | 0 | 0.02461% | 1392 | 0
2020 | 5 | 29 | 2020-05-29 | 22 | 2020-05-29 | 23 | 11014.579 | 0.01332% | 1965 | 0 | 4318.4772 | 0.007466% | 1942 | 0 | 0.01039% | 1985 | 0
2020 | 5 | 29 | 2020-05-29 | 23 | 2020-05-29 | 24 | 302.7437 | 0.000366% | 3882 | 0 | 56.6304 | 9.79e-05% | 4208 | 0 | 0.000232% | 4205 | 0
2020 | 5 | 29 | 2020-05-29 | 24 | 2020-05-30 | 1 | 0 | 0% | 5135 | 0 | 0 | 0% | 4870 | 0 | 0% | 5626 | 0
2020 | 5 | 30 | 2020-05-30 | 1 | 2020-05-30 | 2 | 0 | 0% | 5135 | 0 | 22.5916 | 3.906e-05% | 4566 | 0 | 1.953e-05% | 5287 | 0
2020 | 5 | 30 | 2020-05-30 | 2 | 2020-05-30 | 3 | 0 | 0% | 5135 | 0 | 0 | 0% | 4870 | 0 | 0% | 5626 | 0
2020 | 5 | 30 | 2020-05-30 | 3 | 2020-05-30 | 4 | 0 | 0% | 5135 | 0 | 0 | 0% | 4870 | 0 | 0% | 5626 | 0
2020 | 5 | 30 | 2020-05-30 | 4 | 2020-05-30 | 5 | 0 | 0% | 5135 | 0 | 20.8607 | 3.606e-05% | 4583 | 0 | 1.803e-05% | 5310 | 0
2020 | 5 | 30 | 2020-05-30 | 5 | 2020-05-30 | 6 | 0 | 0% | 5135 | 0 | 0 | 0% | 4870 | 0 | 0% | 5626 | 0
2020 | 5 | 30 | 2020-05-30 | 6 | 2020-05-30 | 7 | 0 | 0% | 5135 | 0 | 17.5024 | 3.026e-05% | 4623 | 0 | 1.513e-05% | 5354 | 0
2020 | 5 | 30 | 2020-05-30 | 7 | 2020-05-30 | 8 | 0 | 0% | 5135 | 0 | 0 | 0% | 4870 | 0 | 0% | 5626 | 0
2020 | 5 | 30 | 2020-05-30 | 8 | 2020-05-30 | 9 | 0 | 0% | 5135 | 0 | 0 | 0% | 4870 | 0 | 0% | 5626 | 0
2020 | 5 | 30 | 2020-05-30 | 9 | 2020-05-30 | 10 | 2.0588 | 2.489e-06% | 5066 | 0 | 2836.5979 | 0.004904% | 2139 | 0 | 0.002453% | 2830 | 0
2020 | 5 | 30 | 2020-05-30 | 10 | 2020-05-30 | 11 | 0 | 0% | 5135 | 0 | 0 | 0% | 4870 | 0 | 0% | 5626 | 0
2020 | 5 | 30 | 2020-05-30 | 11 | 2020-05-30 | 12 | 0 | 0% | 5135 | 0 | 0 | 0% | 4870 | 0 | 0% | 5626 | 0
2020 | 5 | 30 | 2020-05-30 | 12 | 2020-05-30 | 13 | 0 | 0% | 5135 | 0 | 0 | 0% | 4870 | 0 | 0% | 5626 | 0
2020 | 5 | 30 | 2020-05-30 | 13 | 2020-05-30 | 14 | 0 | 0% | 5135 | 0 | 0 | 0% | 4870 | 0 | 0% | 5626 | 0
2020 | 5 | 30 | 2020-05-30 | 14 | 2020-05-30 | 15 | 0 | 0% | 5135 | 0 | 0 | 0% | 4870 | 0 | 0% | 5626 | 0
2020 | 5 | 30 | 2020-05-30 | 15 | 2020-05-30 | 16 | 0 | 0% | 5135 | 0 | 0 | 0% | 4870 | 0 | 0% | 5626 | 0
2020 | 5 | 30 | 2020-05-30 | 16 | 2020-05-30 | 17 | 40.8308 | 4.936e-05% | 4517 | 0 | 0 | 0% | 4870 | 0 | 2.468e-05% | 5223 | 0
2020 | 5 | 30 | 2020-05-30 | 17 | 2020-05-30 | 18 | 0 | 0% | 5135 | 0 | 0 | 0% | 4870 | 0 | 0% | 5626 | 0
2020 | 5 | 30 | 2020-05-30 | 18 | 2020-05-30 | 19 | 0 | 0% | 5135 | 0 | 0 | 0% | 4870 | 0 | 0% | 5626 | 0
2020 | 5 | 30 | 2020-05-30 | 19 | 2020-05-30 | 20 | 0 | 0% | 5135 | 0 | 0 | 0% | 4870 | 0 | 0% | 5626 | 0
2020 | 5 | 30 | 2020-05-30 | 20 | 2020-05-30 | 21 | 1046.0393 | 0.001265% | 3325 | 0 | 1215.173 | 0.002101% | 2549 | 0 | 0.001683% | 3038 | 0
2020 | 5 | 30 | 2020-05-30 | 21 | 2020-05-30 | 22 | 7260.6273 | 0.008778% | 2260 | 0 | 4087.0473 | 0.007065% | 1974 | 0 | 0.007922% | 2121 | 0
2020 | 5 | 30 | 2020-05-30 | 22 | 2020-05-30 | 23 | 2005.3007 | 0.002424% | 2982 | 0 | 1389.6493 | 0.002402% | 2479 | 0 | 0.002413% | 2836 | 0
2020 | 5 | 30 | 2020-05-30 | 23 | 2020-05-30 | 24 | 0 | 0% | 5135 | 0 | 0 | 0% | 4870 | 0 | 0% | 5626 | 0
2020 | 5 | 30 | 2020-05-30 | 24 | 2020-05-31 | 1 | 0 | 0% | 5135 | 0 | 0 | 0% | 4870 | 0 | 0% | 5626 | 0
2020 | 5 | 31 | 2020-05-31 | 1 | 2020-05-31 | 2 | 0 | 0% | 5135 | 0 | 15.1833 | 2.625e-05% | 4653 | 0 | 1.312e-05% | 5387 | 0
2020 | 5 | 31 | 2020-05-31 | 2 | 2020-05-31 | 3 | 0 | 0% | 5135 | 0 | 0 | 0% | 4870 | 0 | 0% | 5626 | 0
2020 | 5 | 31 | 2020-05-31 | 3 | 2020-05-31 | 4 | 0 | 0% | 5135 | 0 | 0 | 0% | 4870 | 0 | 0% | 5626 | 0
2020 | 5 | 31 | 2020-05-31 | 4 | 2020-05-31 | 5 | 0 | 0% | 5135 | 0 | 0 | 0% | 4870 | 0 | 0% | 5626 | 0
2020 | 5 | 31 | 2020-05-31 | 5 | 2020-05-31 | 6 | 0 | 0% | 5135 | 0 | 0 | 0% | 4870 | 0 | 0% | 5626 | 0
2020 | 5 | 31 | 2020-05-31 | 6 | 2020-05-31 | 7 | 0 | 0% | 5135 | 0 | 6.4753 | 1.119e-05% | 4777 | 0 | 5.597e-06% | 5518 | 0
2020 | 5 | 31 | 2020-05-31 | 7 | 2020-05-31 | 8 | 0 | 0% | 5135 | 0 | 0 | 0% | 4870 | 0 | 0% | 5626 | 0
2020 | 5 | 31 | 2020-05-31 | 8 | 2020-05-31 | 9 | 0 | 0% | 5135 | 0 | 0 | 0% | 4870 | 0 | 0% | 5626 | 0
2020 | 5 | 31 | 2020-05-31 | 9 | 2020-05-31 | 10 | 0 | 0% | 5135 | 0 | 2096.0922 | 0.003624% | 2277 | 0 | 0.001812% | 2998 | 0
2020 | 5 | 31 | 2020-05-31 | 10 | 2020-05-31 | 11 | 0 | 0% | 5135 | 0 | 592.6756 | 0.001025% | 2911 | 0 | 0.0005123% | 3744 | 0
2020 | 5 | 31 | 2020-05-31 | 11 | 2020-05-31 | 12 | 0 | 0% | 5135 | 0 | 0 | 0% | 4870 | 0 | 0% | 5626 | 0
2020 | 5 | 31 | 2020-05-31 | 12 | 2020-05-31 | 13 | 0 | 0% | 5135 | 0 | 0 | 0% | 4870 | 0 | 0% | 5626 | 0
2020 | 5 | 31 | 2020-05-31 | 13 | 2020-05-31 | 14 | 0 | 0% | 5135 | 0 | 0 | 0% | 4870 | 0 | 0% | 5626 | 0
2020 | 5 | 31 | 2020-05-31 | 14 | 2020-05-31 | 15 | 0 | 0% | 5135 | 0 | 0 | 0% | 4870 | 0 | 0% | 5626 | 0
2020 | 5 | 31 | 2020-05-31 | 15 | 2020-05-31 | 16 | 0 | 0% | 5135 | 0 | 0 | 0% | 4870 | 0 | 0% | 5626 | 0
2020 | 5 | 31 | 2020-05-31 | 16 | 2020-05-31 | 17 | 55.4518 | 6.704e-05% | 4435 | 0 | 0 | 0% | 4870 | 0 | 3.352e-05% | 5128 | 0
2020 | 5 | 31 | 2020-05-31 | 17 | 2020-05-31 | 18 | 0 | 0% | 5135 | 0 | 0 | 0% | 4870 | 0 | 0% | 5626 | 0
2020 | 5 | 31 | 2020-05-31 | 18 | 2020-05-31 | 19 | 0 | 0% | 5135 | 0 | 0 | 0% | 4870 | 0 | 0% | 5626 | 0
2020 | 5 | 31 | 2020-05-31 | 19 | 2020-05-31 | 20 | 0 | 0% | 5135 | 0 | 0 | 0% | 4870 | 0 | 0% | 5626 | 0
2020 | 5 | 31 | 2020-05-31 | 20 | 2020-05-31 | 21 | 611.2897 | 0.000739% | 3577 | 0 | 785.6574 | 0.001358% | 2765 | 0 | 0.001049% | 3323 | 0
2020 | 5 | 31 | 2020-05-31 | 21 | 2020-05-31 | 22 | 6266.2639 | 0.007576% | 2344 | 0 | 3295.9583 | 0.005698% | 2067 | 0 | 0.006637% | 2232 | 0
2020 | 5 | 31 | 2020-05-31 | 22 | 2020-05-31 | 23 | 2151.7659 | 0.002601% | 2945 | 0 | 1137.2639 | 0.001966% | 2571 | 0 | 0.002284% | 2872 | 0
2020 | 5 | 31 | 2020-05-31 | 23 | 2020-05-31 | 24 | 0 | 0% | 5135 | 0 | 0 | 0% | 4870 | 0 | 0% | 5626 | 0
2020 | 5 | 31 | 2020-05-31 | 24 | 2020-06-01 | 1 | 0 | 0% | 5135 | 0 | 0 | 0% | 4870 | 0 | 0% | 5626 | 0
2020 | 6 | 1 | 2020-06-01 | 1 | 2020-06-01 | 2 | 35.7081 | 4.317e-05% | 4552 | 0 | 21.0677 | 3.642e-05% | 4578 | 0 | 3.98e-05% | 5049 | 0
2020 | 6 | 1 | 2020-06-01 | 2 | 2020-06-01 | 3 | 0 | 0% | 5135 | 0 | 0 | 0% | 4870 | 0 | 0% | 5626 | 0
2020 | 6 | 1 | 2020-06-01 | 3 | 2020-06-01 | 4 | 0 | 0% | 5135 | 0 | 0 | 0% | 4870 | 0 | 0% | 5626 | 0
2020 | 6 | 1 | 2020-06-01 | 4 | 2020-06-01 | 5 | 0 | 0% | 5135 | 0 | 8.755 | 1.514e-05% | 4737 | 0 | 7.568e-06% | 5480 | 0
2020 | 6 | 1 | 2020-06-01 | 5 | 2020-06-01 | 6 | 0 | 0% | 5135 | 0 | 0 | 0% | 4870 | 0 | 0% | 5626 | 0
2020 | 6 | 1 | 2020-06-01 | 6 | 2020-06-01 | 7 | 0 | 0% | 5135 | 0 | 25.669 | 4.438e-05% | 4523 | 0 | 2.219e-05% | 5251 | 0
2020 | 6 | 1 | 2020-06-01 | 7 | 2020-06-01 | 8 | 17.2624 | 2.087e-05% | 4729 | 0 | 26.511 | 4.583e-05% | 4515 | 0 | 3.335e-05% | 5129 | 0
2020 | 6 | 1 | 2020-06-01 | 8 | 2020-06-01 | 9 | 14.8961 | 1.801e-05% | 4767 | 0 | 0 | 0% | 4870 | 0 | 9.004e-06% | 5454 | 0
2020 | 6 | 1 | 2020-06-01 | 9 | 2020-06-01 | 10 | 13.1011 | 1.584e-05% | 4788 | 0 | 340.2761 | 0.0005883% | 3234 | 0 | 0.000302% | 4061 | 0
2020 | 6 | 1 | 2020-06-01 | 10 | 2020-06-01 | 11 | 0 | 0% | 5135 | 0 | 0 | 0% | 4870 | 0 | 0% | 5626 | 0
2020 | 6 | 1 | 2020-06-01 | 11 | 2020-06-01 | 12 | 0 | 0% | 5135 | 0 | 0 | 0% | 4870 | 0 | 0% | 5626 | 0
2020 | 6 | 1 | 2020-06-01 | 12 | 2020-06-01 | 13 | 0 | 0% | 5135 | 0 | 0 | 0% | 4870 | 0 | 0% | 5626 | 0
2020 | 6 | 1 | 2020-06-01 | 13 | 2020-06-01 | 14 | 0 | 0% | 5135 | 0 | 0 | 0% | 4870 | 0 | 0% | 5626 | 0
2020 | 6 | 1 | 2020-06-01 | 14 | 2020-06-01 | 15 | 0 | 0% | 5135 | 0 | 0 | 0% | 4870 | 0 | 0% | 5626 | 0
2020 | 6 | 1 | 2020-06-01 | 15 | 2020-06-01 | 16 | 0 | 0% | 5135 | 0 | 0 | 0% | 4870 | 0 | 0% | 5626 | 0
2020 | 6 | 1 | 2020-06-01 | 16 | 2020-06-01 | 17 | 11.9236 | 1.442e-05% | 4809 | 0 | 258.3332 | 0.0004466% | 3403 | 0 | 0.0002305% | 4208 | 0
2020 | 6 | 1 | 2020-06-01 | 17 | 2020-06-01 | 18 | 478.5735 | 0.0005786% | 3681 | 0 | 0 | 0% | 4870 | 0 | 0.0002893% | 4089 | 0
2020 | 6 | 1 | 2020-06-01 | 18 | 2020-06-01 | 19 | 4338.5253 | 0.005245% | 2556 | 0 | 54.8915 | 9.489e-05% | 4226 | 0 | 0.00267% | 2787 | 0
2020 | 6 | 1 | 2020-06-01 | 19 | 2020-06-01 | 20 | 17159.0338 | 0.02074% | 1634 | 0 | 6495.6622 | 0.01123% | 1766 | 0 | 0.01599% | 1717 | 0
2020 | 6 | 1 | 2020-06-01 | 20 | 2020-06-01 | 21 | 25997.9476 | 0.03143% | 1237 | 0 | 20702.2106 | 0.03579% | 1052 | 0 | 0.03361% | 1133 | 0
2020 | 6 | 1 | 2020-06-01 | 21 | 2020-06-01 | 22 | 32579.8768 | 0.03939% | 991 | 0 | 28845.6881 | 0.04987% | 767 | 0 | 0.04463% | 841 | 0
2020 | 6 | 1 | 2020-06-01 | 22 | 2020-06-01 | 23 | 25720.5563 | 0.03109% | 1253 | 0 | 21186.613 | 0.03663% | 1031 | 0 | 0.03386% | 1126 | 0
2020 | 6 | 1 | 2020-06-01 | 23 | 2020-06-01 | 24 | 7402.1579 | 0.008949% | 2248 | 0 | 6357.9707 | 0.01099% | 1773 | 0 | 0.00997% | 2010 | 0
2020 | 6 | 1 | 2020-06-01 | 24 | 2020-06-02 | 1 | 436.3136 | 0.0005275% | 3718 | 0 | 385.5473 | 0.0006665% | 3164 | 0 | 0.000597% | 3669 | 0
2020 | 6 | 2 | 2020-06-02 | 1 | 2020-06-02 | 2 | 301.3599 | 0.0003643% | 3884 | 0 | 254.9949 | 0.0004408% | 3412 | 0 | 0.0004026% | 3892 | 0
2020 | 6 | 2 | 2020-06-02 | 2 | 2020-06-02 | 3 | 132.25 | 0.0001599% | 4175 | 0 | 69.337 | 0.0001199% | 4118 | 0 | 0.0001399% | 4482 | 0
2020 | 6 | 2 | 2020-06-02 | 3 | 2020-06-02 | 4 | 47.5612 | 5.75e-05% | 4466 | 0 | 36.5103 | 6.312e-05% | 4402 | 0 | 6.031e-05% | 4890 | 0
2020 | 6 | 2 | 2020-06-02 | 4 | 2020-06-02 | 5 | 0 | 0% | 5135 | 0 | 5.3752 | 9.292e-06% | 4795 | 0 | 4.646e-06% | 5537 | 0
2020 | 6 | 2 | 2020-06-02 | 5 | 2020-06-02 | 6 | 16.1843 | 1.957e-05% | 4746 | 0 | 66.2893 | 0.0001146% | 4137 | 0 | 6.708e-05% | 4838 | 0
2020 | 6 | 2 | 2020-06-02 | 6 | 2020-06-02 | 7 | 145.6363 | 0.0001761% | 4140 | 0 | 178.7696 | 0.000309% | 3633 | 0 | 0.0002426% | 4174 | 0
2020 | 6 | 2 | 2020-06-02 | 7 | 2020-06-02 | 8 | 375.4298 | 0.0004539% | 3793 | 0 | 169.8929 | 0.0002937% | 3665 | 0 | 0.0003738% | 3934 | 0
2020 | 6 | 2 | 2020-06-02 | 8 | 2020-06-02 | 9 | 425.9711 | 0.000515% | 3735 | 0 | 50.0349 | 8.65e-05% | 4279 | 0 | 0.0003007% | 4065 | 0
2020 | 6 | 2 | 2020-06-02 | 9 | 2020-06-02 | 10 | 307.8003 | 0.0003721% | 3878 | 0 | 102.4383 | 0.0001771% | 3925 | 0 | 0.0002746% | 4115 | 0
2020 | 6 | 2 | 2020-06-02 | 10 | 2020-06-02 | 11 | 145.536 | 0.0001759% | 4141 | 0 | 0 | 0% | 4870 | 0 | 8.797e-05% | 4710 | 0
2020 | 6 | 2 | 2020-06-02 | 11 | 2020-06-02 | 12 | 43.8751 | 5.304e-05% | 4491 | 0 | 0 | 0% | 4870 | 0 | 2.652e-05% | 5203 | 0
2020 | 6 | 2 | 2020-06-02 | 12 | 2020-06-02 | 13 | 20.6801 | 2.5e-05% | 4692 | 0 | 0 | 0% | 4870 | 0 | 1.25e-05% | 5395 | 0
2020 | 6 | 2 | 2020-06-02 | 13 | 2020-06-02 | 14 | 0 | 0% | 5135 | 0 | 0 | 0% | 4870 | 0 | 0% | 5626 | 0
2020 | 6 | 2 | 2020-06-02 | 14 | 2020-06-02 | 15 | 0 | 0% | 5135 | 0 | 0 | 0% | 4870 | 0 | 0% | 5626 | 0
2020 | 6 | 2 | 2020-06-02 | 15 | 2020-06-02 | 16 | 182.6246 | 0.0002208% | 4064 | 0 | 0 | 0% | 4870 | 0 | 0.0001104% | 4604 | 0
2020 | 6 | 2 | 2020-06-02 | 16 | 2020-06-02 | 17 | 410.4912 | 0.0004963% | 3755 | 0 | 352.3878 | 0.0006092% | 3218 | 0 | 0.0005527% | 3696 | 0
2020 | 6 | 2 | 2020-06-02 | 17 | 2020-06-02 | 18 | 1136.8513 | 0.001374% | 3277 | 0 | 53.3541 | 9.224e-05% | 4240 | 0 | 0.0007333% | 3544 | 0
2020 | 6 | 2 | 2020-06-02 | 18 | 2020-06-02 | 19 | 4792.0155 | 0.005793% | 2505 | 0 | 402.1716 | 0.0006953% | 3141 | 0 | 0.003244% | 2653 | 0
2020 | 6 | 2 | 2020-06-02 | 19 | 2020-06-02 | 20 | 15220.924 | 0.0184% | 1742 | 0 | 6443.7588 | 0.01114% | 1768 | 0 | 0.01477% | 1788 | 0
2020 | 6 | 2 | 2020-06-02 | 20 | 2020-06-02 | 21 | 23168.464 | 0.02801% | 1365 | 0 | 22200.6877 | 0.03838% | 990 | 0 | 0.03319% | 1145 | 0
2020 | 6 | 2 | 2020-06-02 | 21 | 2020-06-02 | 22 | 32697.1472 | 0.03953% | 988 | 0 | 31464.7206 | 0.05439% | 685 | 0 | 0.04696% | 797 | 0
2020 | 6 | 2 | 2020-06-02 | 22 | 2020-06-02 | 23 | 25469.4244 | 0.03079% | 1264 | 0 | 24381.3967 | 0.04215% | 911 | 0 | 0.03647% | 1050 | 0
2020 | 6 | 2 | 2020-06-02 | 23 | 2020-06-02 | 24 | 7943.3006 | 0.009603% | 2188 | 0 | 6803.3006 | 0.01176% | 1751 | 0 | 0.01068% | 1975 | 0
2020 | 6 | 2 | 2020-06-02 | 24 | 2020-06-03 | 1 | 750.8487 | 0.0009077% | 3475 | 0 | 729.9177 | 0.001262% | 2802 | 0 | 0.001085% | 3310 | 0
2020 | 6 | 3 | 2020-06-03 | 1 | 2020-06-03 | 2 | 0 | 0% | 5135 | 0 | 29.2745 | 5.061e-05% | 4489 | 0 | 2.53e-05% | 5219 | 0
2020 | 6 | 3 | 2020-06-03 | 2 | 2020-06-03 | 3 | 0 | 0% | 5135 | 0 | 0 | 0% | 4870 | 0 | 0% | 5626 | 0
2020 | 6 | 3 | 2020-06-03 | 3 | 2020-06-03 | 4 | 0 | 0% | 5135 | 0 | 0 | 0% | 4870 | 0 | 0% | 5626 | 0
2020 | 6 | 3 | 2020-06-03 | 4 | 2020-06-03 | 5 | 0 | 0% | 5135 | 0 | 0 | 0% | 4870 | 0 | 0% | 5626 | 0
2020 | 6 | 3 | 2020-06-03 | 5 | 2020-06-03 | 6 | 0 | 0% | 5135 | 0 | 0 | 0% | 4870 | 0 | 0% | 5626 | 0
2020 | 6 | 3 | 2020-06-03 | 6 | 2020-06-03 | 7 | 0 | 0% | 5135 | 0 | 23.639 | 4.087e-05% | 4557 | 0 | 2.043e-05% | 5274 | 0
2020 | 6 | 3 | 2020-06-03 | 7 | 2020-06-03 | 8 | 0 | 0% | 5135 | 0 | 0 | 0% | 4870 | 0 | 0% | 5626 | 0
2020 | 6 | 3 | 2020-06-03 | 8 | 2020-06-03 | 9 | 0 | 0% | 5135 | 0 | 0 | 0% | 4870 | 0 | 0% | 5626 | 0
2020 | 6 | 3 | 2020-06-03 | 9 | 2020-06-03 | 10 | 0.60175 | 7.275e-07% | 5118 | 0 | 406.7615 | 0.0007032% | 3131 | 0 | 0.000352% | 3978 | 0
2020 | 6 | 3 | 2020-06-03 | 10 | 2020-06-03 | 11 | 0 | 0% | 5135 | 0 | 0 | 0% | 4870 | 0 | 0% | 5626 | 0
2020 | 6 | 3 | 2020-06-03 | 11 | 2020-06-03 | 12 | 0 | 0% | 5135 | 0 | 0 | 0% | 4870 | 0 | 0% | 5626 | 0
2020 | 6 | 3 | 2020-06-03 | 12 | 2020-06-03 | 13 | 0 | 0% | 5135 | 0 | 0 | 0% | 4870 | 0 | 0% | 5626 | 0
2020 | 6 | 3 | 2020-06-03 | 13 | 2020-06-03 | 14 | 0 | 0% | 5135 | 0 | 0 | 0% | 4870 | 0 | 0% | 5626 | 0
2020 | 6 | 3 | 2020-06-03 | 14 | 2020-06-03 | 15 | 0 | 0% | 5135 | 0 | 0 | 0% | 4870 | 0 | 0% | 5626 | 0
2020 | 6 | 3 | 2020-06-03 | 15 | 2020-06-03 | 16 | 0 | 0% | 5135 | 0 | 0 | 0% | 4870 | 0 | 0% | 5626 | 0
2020 | 6 | 3 | 2020-06-03 | 16 | 2020-06-03 | 17 | 16.3245 | 1.974e-05% | 4743 | 0 | 207.0889 | 0.000358% | 3539 | 0 | 0.0001889% | 4320 | 0
2020 | 6 | 3 | 2020-06-03 | 17 | 2020-06-03 | 18 | 134.4547 | 0.0001625% | 4170 | 0 | 0 | 0% | 4870 | 0 | 8.127e-05% | 4748 | 0
2020 | 6 | 3 | 2020-06-03 | 18 | 2020-06-03 | 19 | 3173.2763 | 0.003836% | 2741 | 0 | 0 | 0% | 4870 | 0 | 0.001918% | 2972 | 0
2020 | 6 | 3 | 2020-06-03 | 19 | 2020-06-03 | 20 | 11932.6554 | 0.01443% | 1908 | 0 | 1723.3987 | 0.002979% | 2384 | 0 | 0.008703% | 2074 | 0
2020 | 6 | 3 | 2020-06-03 | 20 | 2020-06-03 | 21 | 18420.5557 | 0.02227% | 1578 | 0 | 10046.0024 | 0.01737% | 1540 | 0 | 0.01982% | 1585 | 0
2020 | 6 | 3 | 2020-06-03 | 21 | 2020-06-03 | 22 | 25867.8976 | 0.03127% | 1245 | 0 | 18745.6613 | 0.03241% | 1129 | 0 | 0.03184% | 1172 | 0
2020 | 6 | 3 | 2020-06-03 | 22 | 2020-06-03 | 23 | 21022.6519 | 0.02542% | 1470 | 0 | 14264.8673 | 0.02466% | 1310 | 0 | 0.02504% | 1380 | 0
2020 | 6 | 3 | 2020-06-03 | 23 | 2020-06-03 | 24 | 6232.0556 | 0.007534% | 2348 | 0 | 3656.4491 | 0.006321% | 2024 | 0 | 0.006928% | 2203 | 0
2020 | 6 | 3 | 2020-06-03 | 24 | 2020-06-04 | 1 | 341.352 | 0.0004127% | 3832 | 0 | 67.1397 | 0.0001161% | 4131 | 0 | 0.0002644% | 4133 | 0
2020 | 6 | 4 | 2020-06-04 | 1 | 2020-06-04 | 2 | 65.3097 | 7.896e-05% | 4376 | 0 | 123.8912 | 0.0002142% | 3838 | 0 | 0.0001466% | 4452 | 0
2020 | 6 | 4 | 2020-06-04 | 2 | 2020-06-04 | 3 | 0 | 0% | 5135 | 0 | 8.7141 | 1.506e-05% | 4738 | 0 | 7.532e-06% | 5481 | 0
2020 | 6 | 4 | 2020-06-04 | 3 | 2020-06-04 | 4 | 0 | 0% | 5135 | 0 | 0 | 0% | 4870 | 0 | 0% | 5626 | 0
2020 | 6 | 4 | 2020-06-04 | 4 | 2020-06-04 | 5 | 0 | 0% | 5135 | 0 | 0 | 0% | 4870 | 0 | 0% | 5626 | 0
2020 | 6 | 4 | 2020-06-04 | 5 | 2020-06-04 | 6 | 0 | 0% | 5135 | 0 | 0 | 0% | 4870 | 0 | 0% | 5626 | 0
2020 | 6 | 4 | 2020-06-04 | 6 | 2020-06-04 | 7 | 0 | 0% | 5135 | 0 | 34.9306 | 6.039e-05% | 4421 | 0 | 3.019e-05% | 5161 | 0
2020 | 6 | 4 | 2020-06-04 | 7 | 2020-06-04 | 8 | 193.9731 | 0.0002345% | 4043 | 0 | 143.2143 | 0.0002476% | 3756 | 0 | 0.000241% | 4180 | 0
2020 | 6 | 4 | 2020-06-04 | 8 | 2020-06-04 | 9 | 283.1219 | 0.0003423% | 3905 | 0 | 7.2344 | 1.251e-05% | 4760 | 0 | 0.0001774% | 4358 | 0
2020 | 6 | 4 | 2020-06-04 | 9 | 2020-06-04 | 10 | 150.4953 | 0.0001819% | 4125 | 0 | 571.6013 | 0.0009882% | 2932 | 0 | 0.000585% | 3674 | 0
2020 | 6 | 4 | 2020-06-04 | 10 | 2020-06-04 | 11 | 1.6083 | 1.944e-06% | 5081 | 0 | 0 | 0% | 4870 | 0 | 9.722e-07% | 5609 | 0
2020 | 6 | 4 | 2020-06-04 | 11 | 2020-06-04 | 12 | 0 | 0% | 5135 | 0 | 0 | 0% | 4870 | 0 | 0% | 5626 | 0
2020 | 6 | 4 | 2020-06-04 | 12 | 2020-06-04 | 13 | 0 | 0% | 5135 | 0 | 0 | 0% | 4870 | 0 | 0% | 5626 | 0
2020 | 6 | 4 | 2020-06-04 | 13 | 2020-06-04 | 14 | 0 | 0% | 5135 | 0 | 0 | 0% | 4870 | 0 | 0% | 5626 | 0
2020 | 6 | 4 | 2020-06-04 | 14 | 2020-06-04 | 15 | 0 | 0% | 5135 | 0 | 0 | 0% | 4870 | 0 | 0% | 5626 | 0
2020 | 6 | 4 | 2020-06-04 | 15 | 2020-06-04 | 16 | 0 | 0% | 5135 | 0 | 0 | 0% | 4870 | 0 | 0% | 5626 | 0
2020 | 6 | 4 | 2020-06-04 | 16 | 2020-06-04 | 17 | 70.0588 | 8.47e-05% | 4359 | 0 | 190.7892 | 0.0003298% | 3595 | 0 | 0.0002073% | 4266 | 0
2020 | 6 | 4 | 2020-06-04 | 17 | 2020-06-04 | 18 | 366.6377 | 0.0004432% | 3802 | 0 | 0 | 0% | 4870 | 0 | 0.0002216% | 4231 | 0
2020 | 6 | 4 | 2020-06-04 | 18 | 2020-06-04 | 19 | 2744.3042 | 0.003318% | 2817 | 0 | 0 | 0% | 4870 | 0 | 0.001659% | 3043 | 0
2020 | 6 | 4 | 2020-06-04 | 19 | 2020-06-04 | 20 | 11612.2456 | 0.01404% | 1925 | 0 | 3487.5854 | 0.006029% | 2041 | 0 | 0.01003% | 2004 | 0
2020 | 6 | 4 | 2020-06-04 | 20 | 2020-06-04 | 21 | 22190.7425 | 0.02683% | 1416 | 0 | 18839.0667 | 0.03257% | 1120 | 0 | 0.0297% | 1231 | 0
2020 | 6 | 4 | 2020-06-04 | 21 | 2020-06-04 | 22 | 28506.2089 | 0.03446% | 1134 | 0 | 23228.7112 | 0.04016% | 955 | 0 | 0.03731% | 1029 | 0
2020 | 6 | 4 | 2020-06-04 | 22 | 2020-06-04 | 23 | 20893.6953 | 0.02526% | 1473 | 0 | 16560.4141 | 0.02863% | 1218 | 0 | 0.02694% | 1319 | 0
2020 | 6 | 4 | 2020-06-04 | 23 | 2020-06-04 | 24 | 4766.2945 | 0.005762% | 2509 | 0 | 3294.6673 | 0.005696% | 2068 | 0 | 0.005729% | 2333 | 0
2020 | 6 | 4 | 2020-06-04 | 24 | 2020-06-05 | 1 | 297.3037 | 0.0003594% | 3893 | 0 | 126.746 | 0.0002191% | 3825 | 0 | 0.0002893% | 4090 | 0
2020 | 6 | 5 | 2020-06-05 | 1 | 2020-06-05 | 2 | 14.6148 | 1.767e-05% | 4771 | 0 | 72.6108 | 0.0001255% | 4094 | 0 | 7.16e-05% | 4808 | 0
2020 | 6 | 5 | 2020-06-05 | 2 | 2020-06-05 | 3 | 0 | 0% | 5135 | 0 | 0 | 0% | 4870 | 0 | 0% | 5626 | 0
2020 | 6 | 5 | 2020-06-05 | 3 | 2020-06-05 | 4 | 0 | 0% | 5135 | 0 | 0 | 0% | 4870 | 0 | 0% | 5626 | 0
2020 | 6 | 5 | 2020-06-05 | 4 | 2020-06-05 | 5 | 0 | 0% | 5135 | 0 | 0 | 0% | 4870 | 0 | 0% | 5626 | 0
2020 | 6 | 5 | 2020-06-05 | 5 | 2020-06-05 | 6 | 0 | 0% | 5135 | 0 | 0 | 0% | 4870 | 0 | 0% | 5626 | 0
2020 | 6 | 5 | 2020-06-05 | 6 | 2020-06-05 | 7 | 0 | 0% | 5135 | 0 | 0 | 0% | 4870 | 0 | 0% | 5626 | 0
2020 | 6 | 5 | 2020-06-05 | 7 | 2020-06-05 | 8 | 118.2531 | 0.000143% | 4221 | 0 | 33.6116 | 5.811e-05% | 4430 | 0 | 0.0001005% | 4657 | 0
2020 | 6 | 5 | 2020-06-05 | 8 | 2020-06-05 | 9 | 202.0689 | 0.0002443% | 4027 | 0 | 0 | 0% | 4870 | 0 | 0.0001221% | 4560 | 0
2020 | 6 | 5 | 2020-06-05 | 9 | 2020-06-05 | 10 | 96.3294 | 0.0001165% | 4272 | 0 | 638.1292 | 0.001103% | 2870 | 0 | 0.0006098% | 3656 | 0
2020 | 6 | 5 | 2020-06-05 | 10 | 2020-06-05 | 11 | 0 | 0% | 5135 | 0 | 0 | 0% | 4870 | 0 | 0% | 5626 | 0
2020 | 6 | 5 | 2020-06-05 | 11 | 2020-06-05 | 12 | 0 | 0% | 5135 | 0 | 0 | 0% | 4870 | 0 | 0% | 5626 | 0
2020 | 6 | 5 | 2020-06-05 | 12 | 2020-06-05 | 13 | 0 | 0% | 5135 | 0 | 0 | 0% | 4870 | 0 | 0% | 5626 | 0
2020 | 6 | 5 | 2020-06-05 | 13 | 2020-06-05 | 14 | 0 | 0% | 5135 | 0 | 0 | 0% | 4870 | 0 | 0% | 5626 | 0
2020 | 6 | 5 | 2020-06-05 | 14 | 2020-06-05 | 15 | 0 | 0% | 5135 | 0 | 0 | 0% | 4870 | 0 | 0% | 5626 | 0
2020 | 6 | 5 | 2020-06-05 | 15 | 2020-06-05 | 16 | 0 | 0% | 5135 | 0 | 0 | 0% | 4870 | 0 | 0% | 5626 | 0
2020 | 6 | 5 | 2020-06-05 | 16 | 2020-06-05 | 17 | 14.0562 | 1.699e-05% | 4775 | 0 | 337.5263 | 0.0005835% | 3242 | 0 | 0.0003002% | 4066 | 0
2020 | 6 | 5 | 2020-06-05 | 17 | 2020-06-05 | 18 | 364.211 | 0.0004403% | 3807 | 0 | 0 | 0% | 4870 | 0 | 0.0002202% | 4233 | 0
2020 | 6 | 5 | 2020-06-05 | 18 | 2020-06-05 | 19 | 2904.704 | 0.003512% | 2792 | 0 | 0 | 0% | 4870 | 0 | 0.001756% | 3014 | 0
2020 | 6 | 5 | 2020-06-05 | 19 | 2020-06-05 | 20 | 12490.11 | 0.0151% | 1881 | 0 | 3282.7982 | 0.005675% | 2073 | 0 | 0.01039% | 1986 | 0
2020 | 6 | 5 | 2020-06-05 | 20 | 2020-06-05 | 21 | 22106.3439 | 0.02673% | 1419 | 0 | 18381.2317 | 0.03178% | 1144 | 0 | 0.02925% | 1247 | 0
2020 | 6 | 5 | 2020-06-05 | 21 | 2020-06-05 | 22 | 31820.6788 | 0.03847% | 1019 | 0 | 29777.18 | 0.05148% | 736 | 0 | 0.04497% | 832 | 0
2020 | 6 | 5 | 2020-06-05 | 22 | 2020-06-05 | 23 | 23388.8544 | 0.02828% | 1353 | 0 | 22343.399 | 0.03863% | 985 | 0 | 0.03345% | 1140 | 0
2020 | 6 | 5 | 2020-06-05 | 23 | 2020-06-05 | 24 | 4730.1405 | 0.005719% | 2511 | 0 | 4269.9022 | 0.007382% | 1948 | 0 | 0.00655% | 2238 | 0
2020 | 6 | 5 | 2020-06-05 | 24 | 2020-06-06 | 1 | 169.9454 | 0.0002055% | 4091 | 0 | 128.0714 | 0.0002214% | 3816 | 0 | 0.0002134% | 4249 | 0
2020 | 6 | 6 | 2020-06-06 | 1 | 2020-06-06 | 2 | 1.4569 | 1.761e-06% | 5086 | 0 | 20.1112 | 3.477e-05% | 4594 | 0 | 1.826e-05% | 5304 | 0
2020 | 6 | 6 | 2020-06-06 | 2 | 2020-06-06 | 3 | 0 | 0% | 5135 | 0 | 0 | 0% | 4870 | 0 | 0% | 5626 | 0
2020 | 6 | 6 | 2020-06-06 | 3 | 2020-06-06 | 4 | 0 | 0% | 5135 | 0 | 0 | 0% | 4870 | 0 | 0% | 5626 | 0
2020 | 6 | 6 | 2020-06-06 | 4 | 2020-06-06 | 5 | 0 | 0% | 5135 | 0 | 0 | 0% | 4870 | 0 | 0% | 5626 | 0
2020 | 6 | 6 | 2020-06-06 | 5 | 2020-06-06 | 6 | 0 | 0% | 5135 | 0 | 0 | 0% | 4870 | 0 | 0% | 5626 | 0
2020 | 6 | 6 | 2020-06-06 | 6 | 2020-06-06 | 7 | 7.5416 | 9.117e-06% | 4907 | 0 | 3.9444 | 6.819e-06% | 4813 | 0 | 7.968e-06% | 5471 | 0
2020 | 6 | 6 | 2020-06-06 | 7 | 2020-06-06 | 8 | 0 | 0% | 5135 | 0 | 0 | 0% | 4870 | 0 | 0% | 5626 | 0
2020 | 6 | 6 | 2020-06-06 | 8 | 2020-06-06 | 9 | 0 | 0% | 5135 | 0 | 0 | 0% | 4870 | 0 | 0% | 5626 | 0
2020 | 6 | 6 | 2020-06-06 | 9 | 2020-06-06 | 10 | 3.2265 | 3.901e-06% | 5032 | 0 | 2991.7752 | 0.005172% | 2122 | 0 | 0.002588% | 2804 | 0
2020 | 6 | 6 | 2020-06-06 | 10 | 2020-06-06 | 11 | 0 | 0% | 5135 | 0 | 0 | 0% | 4870 | 0 | 0% | 5626 | 0
2020 | 6 | 6 | 2020-06-06 | 11 | 2020-06-06 | 12 | 0 | 0% | 5135 | 0 | 0 | 0% | 4870 | 0 | 0% | 5626 | 0
2020 | 6 | 6 | 2020-06-06 | 12 | 2020-06-06 | 13 | 0 | 0% | 5135 | 0 | 0 | 0% | 4870 | 0 | 0% | 5626 | 0
2020 | 6 | 6 | 2020-06-06 | 13 | 2020-06-06 | 14 | 0 | 0% | 5135 | 0 | 0 | 0% | 4870 | 0 | 0% | 5626 | 0
2020 | 6 | 6 | 2020-06-06 | 14 | 2020-06-06 | 15 | 0 | 0% | 5135 | 0 | 0 | 0% | 4870 | 0 | 0% | 5626 | 0
2020 | 6 | 6 | 2020-06-06 | 15 | 2020-06-06 | 16 | 0 | 0% | 5135 | 0 | 0 | 0% | 4870 | 0 | 0% | 5626 | 0
2020 | 6 | 6 | 2020-06-06 | 16 | 2020-06-06 | 17 | 16.588 | 2.005e-05% | 4737 | 0 | 0 | 0% | 4870 | 0 | 1.003e-05% | 5431 | 0
2020 | 6 | 6 | 2020-06-06 | 17 | 2020-06-06 | 18 | 0 | 0% | 5135 | 0 | 0 | 0% | 4870 | 0 | 0% | 5626 | 0
2020 | 6 | 6 | 2020-06-06 | 18 | 2020-06-06 | 19 | 96.976 | 0.0001172% | 4268 | 0 | 0 | 0% | 4870 | 0 | 5.862e-05% | 4903 | 0
2020 | 6 | 6 | 2020-06-06 | 19 | 2020-06-06 | 20 | 2448.0414 | 0.00296% | 2880 | 0 | 311.6058 | 0.0005387% | 3289 | 0 | 0.001749% | 3015 | 0
2020 | 6 | 6 | 2020-06-06 | 20 | 2020-06-06 | 21 | 7180.4401 | 0.008681% | 2267 | 0 | 5487.3912 | 0.009486% | 1842 | 0 | 0.009084% | 2055 | 0
2020 | 6 | 6 | 2020-06-06 | 21 | 2020-06-06 | 22 | 17980.8975 | 0.02174% | 1599 | 0 | 13381.1932 | 0.02313% | 1356 | 0 | 0.02244% | 1489 | 0
2020 | 6 | 6 | 2020-06-06 | 22 | 2020-06-06 | 23 | 11338.3655 | 0.01371% | 1943 | 0 | 7419.558 | 0.01283% | 1705 | 0 | 0.01327% | 1852 | 0
2020 | 6 | 6 | 2020-06-06 | 23 | 2020-06-06 | 24 | 2263.5284 | 0.002736% | 2918 | 0 | 1417.4179 | 0.00245% | 2467 | 0 | 0.002593% | 2803 | 0
2020 | 6 | 6 | 2020-06-06 | 24 | 2020-06-07 | 1 | 127.937 | 0.0001547% | 4190 | 0 | 64.208 | 0.000111% | 4152 | 0 | 0.0001328% | 4523 | 0
2020 | 6 | 7 | 2020-06-07 | 1 | 2020-06-07 | 2 | 34.7581 | 4.202e-05% | 4561 | 0 | 18.7017 | 3.233e-05% | 4608 | 0 | 3.718e-05% | 5082 | 0
2020 | 6 | 7 | 2020-06-07 | 2 | 2020-06-07 | 3 | 0 | 0% | 5135 | 0 | 0 | 0% | 4870 | 0 | 0% | 5626 | 0
2020 | 6 | 7 | 2020-06-07 | 3 | 2020-06-07 | 4 | 0 | 0% | 5135 | 0 | 0 | 0% | 4870 | 0 | 0% | 5626 | 0
2020 | 6 | 7 | 2020-06-07 | 4 | 2020-06-07 | 5 | 0 | 0% | 5135 | 0 | 0 | 0% | 4870 | 0 | 0% | 5626 | 0
2020 | 6 | 7 | 2020-06-07 | 5 | 2020-06-07 | 6 | 0 | 0% | 5135 | 0 | 0 | 0% | 4870 | 0 | 0% | 5626 | 0
2020 | 6 | 7 | 2020-06-07 | 6 | 2020-06-07 | 7 | 0 | 0% | 5135 | 0 | 5.8579 | 1.013e-05% | 4785 | 0 | 5.063e-06% | 5527 | 0
2020 | 6 | 7 | 2020-06-07 | 7 | 2020-06-07 | 8 | 0 | 0% | 5135 | 0 | 0 | 0% | 4870 | 0 | 0% | 5626 | 0
2020 | 6 | 7 | 2020-06-07 | 8 | 2020-06-07 | 9 | 0 | 0% | 5135 | 0 | 0 | 0% | 4870 | 0 | 0% | 5626 | 0
2020 | 6 | 7 | 2020-06-07 | 9 | 2020-06-07 | 10 | 27.4292 | 3.316e-05% | 4628 | 0 | 1725.8067 | 0.002983% | 2383 | 0 | 0.001508% | 3112 | 0
2020 | 6 | 7 | 2020-06-07 | 10 | 2020-06-07 | 11 | 0 | 0% | 5135 | 0 | 0 | 0% | 4870 | 0 | 0% | 5626 | 0
2020 | 6 | 7 | 2020-06-07 | 11 | 2020-06-07 | 12 | 0 | 0% | 5135 | 0 | 0 | 0% | 4870 | 0 | 0% | 5626 | 0
2020 | 6 | 7 | 2020-06-07 | 12 | 2020-06-07 | 13 | 0 | 0% | 5135 | 0 | 0 | 0% | 4870 | 0 | 0% | 5626 | 0
2020 | 6 | 7 | 2020-06-07 | 13 | 2020-06-07 | 14 | 0 | 0% | 5135 | 0 | 0 | 0% | 4870 | 0 | 0% | 5626 | 0
2020 | 6 | 7 | 2020-06-07 | 14 | 2020-06-07 | 15 | 0 | 0% | 5135 | 0 | 0 | 0% | 4870 | 0 | 0% | 5626 | 0
2020 | 6 | 7 | 2020-06-07 | 15 | 2020-06-07 | 16 | 0 | 0% | 5135 | 0 | 0 | 0% | 4870 | 0 | 0% | 5626 | 0
2020 | 6 | 7 | 2020-06-07 | 16 | 2020-06-07 | 17 | 35.5762 | 4.301e-05% | 4553 | 0 | 199.7575 | 0.0003453% | 3565 | 0 | 0.0001942% | 4306 | 0
2020 | 6 | 7 | 2020-06-07 | 17 | 2020-06-07 | 18 | 28.7552 | 3.476e-05% | 4619 | 0 | 0 | 0% | 4870 | 0 | 1.738e-05% | 5323 | 0
2020 | 6 | 7 | 2020-06-07 | 18 | 2020-06-07 | 19 | 671.1563 | 0.0008114% | 3533 | 0 | 0 | 0% | 4870 | 0 | 0.0004057% | 3883 | 0
2020 | 6 | 7 | 2020-06-07 | 19 | 2020-06-07 | 20 | 6280.7318 | 0.007593% | 2340 | 0 | 992.1348 | 0.001715% | 2652 | 0 | 0.004654% | 2444 | 0
2020 | 6 | 7 | 2020-06-07 | 20 | 2020-06-07 | 21 | 13124.1256 | 0.01587% | 1843 | 0 | 8076.052 | 0.01396% | 1657 | 0 | 0.01491% | 1779 | 0
2020 | 6 | 7 | 2020-06-07 | 21 | 2020-06-07 | 22 | 24171.7361 | 0.02922% | 1310 | 0 | 15040.2567 | 0.026% | 1279 | 0 | 0.02761% | 1295 | 0
2020 | 6 | 7 | 2020-06-07 | 22 | 2020-06-07 | 23 | 16319.7136 | 0.01973% | 1685 | 0 | 9255.5389 | 0.016% | 1586 | 0 | 0.01787% | 1642 | 0
2020 | 6 | 7 | 2020-06-07 | 23 | 2020-06-07 | 24 | 3442.697 | 0.004162% | 2698 | 0 | 1810.5623 | 0.00313% | 2350 | 0 | 0.003646% | 2578 | 0
2020 | 6 | 7 | 2020-06-07 | 24 | 2020-06-08 | 1 | 191.4734 | 0.0002315% | 4049 | 0 | 145.5246 | 0.0002516% | 3748 | 0 | 0.0002415% | 4177 | 0
2020 | 6 | 8 | 2020-06-08 | 1 | 2020-06-08 | 2 | 70.3019 | 8.499e-05% | 4357 | 0 | 90.4389 | 0.0001563% | 3984 | 0 | 0.0001207% | 4567 | 0
2020 | 6 | 8 | 2020-06-08 | 2 | 2020-06-08 | 3 | 0 | 0% | 5135 | 0 | 0 | 0% | 4870 | 0 | 0% | 5626 | 0
2020 | 6 | 8 | 2020-06-08 | 3 | 2020-06-08 | 4 | 0 | 0% | 5135 | 0 | 0 | 0% | 4870 | 0 | 0% | 5626 | 0
2020 | 6 | 8 | 2020-06-08 | 4 | 2020-06-08 | 5 | 0 | 0% | 5135 | 0 | 0 | 0% | 4870 | 0 | 0% | 5626 | 0
2020 | 6 | 8 | 2020-06-08 | 5 | 2020-06-08 | 6 | 0 | 0% | 5135 | 0 | 0 | 0% | 4870 | 0 | 0% | 5626 | 0
2020 | 6 | 8 | 2020-06-08 | 6 | 2020-06-08 | 7 | 0 | 0% | 5135 | 0 | 15.332 | 2.651e-05% | 4649 | 0 | 1.325e-05% | 5382 | 0
2020 | 6 | 8 | 2020-06-08 | 7 | 2020-06-08 | 8 | 140.2144 | 0.0001695% | 4160 | 0 | 61.8514 | 0.0001069% | 4175 | 0 | 0.0001382% | 4490 | 0
2020 | 6 | 8 | 2020-06-08 | 8 | 2020-06-08 | 9 | 594.8857 | 0.0007192% | 3591 | 0 | 0 | 0% | 4870 | 0 | 0.0003596% | 3957 | 0
2020 | 6 | 8 | 2020-06-08 | 9 | 2020-06-08 | 10 | 889.006 | 0.001075% | 3393 | 0 | 1062.4799 | 0.001837% | 2606 | 0 | 0.001456% | 3139 | 0
2020 | 6 | 8 | 2020-06-08 | 10 | 2020-06-08 | 11 | 602.3129 | 0.0007282% | 3589 | 0 | 51.045 | 8.824e-05% | 4270 | 0 | 0.0004082% | 3876 | 0
2020 | 6 | 8 | 2020-06-08 | 11 | 2020-06-08 | 12 | 68.3485 | 8.263e-05% | 4364 | 0 | 0 | 0% | 4870 | 0 | 4.132e-05% | 5038 | 0
2020 | 6 | 8 | 2020-06-08 | 12 | 2020-06-08 | 13 | 0 | 0% | 5135 | 0 | 0 | 0% | 4870 | 0 | 0% | 5626 | 0
2020 | 6 | 8 | 2020-06-08 | 13 | 2020-06-08 | 14 | 0 | 0% | 5135 | 0 | 0 | 0% | 4870 | 0 | 0% | 5626 | 0
2020 | 6 | 8 | 2020-06-08 | 14 | 2020-06-08 | 15 | 0 | 0% | 5135 | 0 | 0 | 0% | 4870 | 0 | 0% | 5626 | 0
2020 | 6 | 8 | 2020-06-08 | 15 | 2020-06-08 | 16 | 0 | 0% | 5135 | 0 | 0 | 0% | 4870 | 0 | 0% | 5626 | 0
2020 | 6 | 8 | 2020-06-08 | 16 | 2020-06-08 | 17 | 395.967 | 0.0004787% | 3771 | 0 | 291.7594 | 0.0005044% | 3336 | 0 | 0.0004915% | 3767 | 0
2020 | 6 | 8 | 2020-06-08 | 17 | 2020-06-08 | 18 | 1711.6536 | 0.002069% | 3050 | 0 | 0 | 0% | 4870 | 0 | 0.001035% | 3331 | 0
2020 | 6 | 8 | 2020-06-08 | 18 | 2020-06-08 | 19 | 7164.4432 | 0.008661% | 2269 | 0 | 24.4693 | 4.23e-05% | 4543 | 0 | 0.004352% | 2487 | 0
2020 | 6 | 8 | 2020-06-08 | 19 | 2020-06-08 | 20 | 18521.5417 | 0.02239% | 1573 | 0 | 5107.9729 | 0.00883% | 1869 | 0 | 0.01561% | 1739 | 0
2020 | 6 | 8 | 2020-06-08 | 20 | 2020-06-08 | 21 | 26577.7851 | 0.03213% | 1213 | 0 | 15711.7739 | 0.02716% | 1253 | 0 | 0.02965% | 1233 | 0
2020 | 6 | 8 | 2020-06-08 | 21 | 2020-06-08 | 22 | 35664.4318 | 0.04312% | 890 | 0 | 22915.2126 | 0.03961% | 966 | 0 | 0.04137% | 927 | 0
2020 | 6 | 8 | 2020-06-08 | 22 | 2020-06-08 | 23 | 28926.7203 | 0.03497% | 1117 | 0 | 17417.9743 | 0.03011% | 1184 | 0 | 0.03254% | 1159 | 0
2020 | 6 | 8 | 2020-06-08 | 23 | 2020-06-08 | 24 | 10529.1484 | 0.01273% | 1991 | 0 | 4882.0204 | 0.00844% | 1887 | 0 | 0.01058% | 1978 | 0
2020 | 6 | 8 | 2020-06-08 | 24 | 2020-06-09 | 1 | 1173.0305 | 0.001418% | 3254 | 0 | 321.0281 | 0.000555% | 3268 | 0 | 0.0009866% | 3359 | 0
2020 | 6 | 9 | 2020-06-09 | 1 | 2020-06-09 | 2 | 230.1846 | 0.0002783% | 3984 | 0 | 64.2793 | 0.0001111% | 4150 | 0 | 0.0001947% | 4303 | 0
2020 | 6 | 9 | 2020-06-09 | 2 | 2020-06-09 | 3 | 0 | 0% | 5135 | 0 | 0 | 0% | 4870 | 0 | 0% | 5626 | 0
2020 | 6 | 9 | 2020-06-09 | 3 | 2020-06-09 | 4 | 0 | 0% | 5135 | 0 | 0 | 0% | 4870 | 0 | 0% | 5626 | 0
2020 | 6 | 9 | 2020-06-09 | 4 | 2020-06-09 | 5 | 0 | 0% | 5135 | 0 | 0 | 0% | 4870 | 0 | 0% | 5626 | 0
2020 | 6 | 9 | 2020-06-09 | 5 | 2020-06-09 | 6 | 0 | 0% | 5135 | 0 | 8.8375 | 1.528e-05% | 4734 | 0 | 7.639e-06% | 5479 | 0
2020 | 6 | 9 | 2020-06-09 | 6 | 2020-06-09 | 7 | 0 | 0% | 5135 | 0 | 6.3344 | 1.095e-05% | 4781 | 0 | 5.475e-06% | 5522 | 0
2020 | 6 | 9 | 2020-06-09 | 7 | 2020-06-09 | 8 | 67.3327 | 8.14e-05% | 4368 | 0 | 28.9477 | 5.004e-05% | 4492 | 0 | 6.572e-05% | 4847 | 0
2020 | 6 | 9 | 2020-06-09 | 8 | 2020-06-09 | 9 | 253.3522 | 0.0003063% | 3943 | 0 | 2.0364 | 3.52e-06% | 4853 | 0 | 0.0001549% | 4423 | 0
2020 | 6 | 9 | 2020-06-09 | 9 | 2020-06-09 | 10 | 477.1079 | 0.0005768% | 3683 | 0 | 668.9128 | 0.001156% | 2853 | 0 | 0.0008666% | 3430 | 0
2020 | 6 | 9 | 2020-06-09 | 10 | 2020-06-09 | 11 | 434.3971 | 0.0005252% | 3721 | 0 | 338.596 | 0.0005853% | 3240 | 0 | 0.0005553% | 3693 | 0
2020 | 6 | 9 | 2020-06-09 | 11 | 2020-06-09 | 12 | 78.6358 | 9.507e-05% | 4331 | 0 | 53.2201 | 9.2e-05% | 4243 | 0 | 9.354e-05% | 4683 | 0
2020 | 6 | 9 | 2020-06-09 | 12 | 2020-06-09 | 13 | 18.788 | 2.271e-05% | 4706 | 0 | 0 | 0% | 4870 | 0 | 1.136e-05% | 5407 | 0
2020 | 6 | 9 | 2020-06-09 | 13 | 2020-06-09 | 14 | 0 | 0% | 5135 | 0 | 0 | 0% | 4870 | 0 | 0% | 5626 | 0
2020 | 6 | 9 | 2020-06-09 | 14 | 2020-06-09 | 15 | 15.1214 | 1.828e-05% | 4762 | 0 | 0 | 0% | 4870 | 0 | 9.141e-06% | 5448 | 0
2020 | 6 | 9 | 2020-06-09 | 15 | 2020-06-09 | 16 | 118.4988 | 0.0001433% | 4219 | 0 | 0 | 0% | 4870 | 0 | 7.163e-05% | 4806 | 0
2020 | 6 | 9 | 2020-06-09 | 16 | 2020-06-09 | 17 | 819.0371 | 0.0009902% | 3431 | 0 | 225.6081 | 0.00039% | 3492 | 0 | 0.0006901% | 3580 | 0
2020 | 6 | 9 | 2020-06-09 | 17 | 2020-06-09 | 18 | 2594.5461 | 0.003137% | 2846 | 0 | 0 | 0% | 4870 | 0 | 0.001568% | 3080 | 0
2020 | 6 | 9 | 2020-06-09 | 18 | 2020-06-09 | 19 | 9636.5339 | 0.01165% | 2057 | 0 | 519.7154 | 0.0008985% | 2988 | 0 | 0.006274% | 2264 | 0
2020 | 6 | 9 | 2020-06-09 | 19 | 2020-06-09 | 20 | 19876.0063 | 0.02403% | 1512 | 0 | 5066.2608 | 0.008758% | 1874 | 0 | 0.01639% | 1699 | 0
2020 | 6 | 9 | 2020-06-09 | 20 | 2020-06-09 | 21 | 27276.5511 | 0.03298% | 1185 | 0 | 15016.1635 | 0.02596% | 1282 | 0 | 0.02947% | 1240 | 0
2020 | 6 | 9 | 2020-06-09 | 21 | 2020-06-09 | 22 | 37837.3376 | 0.04574% | 811 | 0 | 20402.9701 | 0.03527% | 1062 | 0 | 0.04051% | 948 | 0
2020 | 6 | 9 | 2020-06-09 | 22 | 2020-06-09 | 23 | 31547.3821 | 0.03814% | 1026 | 0 | 15877.4491 | 0.02745% | 1251 | 0 | 0.03279% | 1154 | 0
2020 | 6 | 9 | 2020-06-09 | 23 | 2020-06-09 | 24 | 11261.262 | 0.01361% | 1949 | 0 | 4685.5305 | 0.0081% | 1905 | 0 | 0.01086% | 1966 | 0
2020 | 6 | 9 | 2020-06-09 | 24 | 2020-06-10 | 1 | 1128.1383 | 0.001364% | 3285 | 0 | 519.1615 | 0.0008975% | 2989 | 0 | 0.001131% | 3288 | 0
2020 | 6 | 10 | 2020-06-10 | 1 | 2020-06-10 | 2 | 61.0606 | 7.382e-05% | 4397 | 0 | 56.6807 | 9.799e-05% | 4207 | 0 | 8.59e-05% | 4723 | 0
2020 | 6 | 10 | 2020-06-10 | 2 | 2020-06-10 | 3 | 0 | 0% | 5135 | 0 | 0 | 0% | 4870 | 0 | 0% | 5626 | 0
2020 | 6 | 10 | 2020-06-10 | 3 | 2020-06-10 | 4 | 0 | 0% | 5135 | 0 | 0 | 0% | 4870 | 0 | 0% | 5626 | 0
2020 | 6 | 10 | 2020-06-10 | 4 | 2020-06-10 | 5 | 0 | 0% | 5135 | 0 | 0 | 0% | 4870 | 0 | 0% | 5626 | 0
2020 | 6 | 10 | 2020-06-10 | 5 | 2020-06-10 | 6 | 0 | 0% | 5135 | 0 | 0 | 0% | 4870 | 0 | 0% | 5626 | 0
2020 | 6 | 10 | 2020-06-10 | 6 | 2020-06-10 | 7 | 0 | 0% | 5135 | 0 | 62.4778 | 0.000108% | 4168 | 0 | 5.4e-05% | 4939 | 0
2020 | 6 | 10 | 2020-06-10 | 7 | 2020-06-10 | 8 | 219.9386 | 0.0002659% | 3999 | 0 | 118.9033 | 0.0002056% | 3857 | 0 | 0.0002357% | 4194 | 0
2020 | 6 | 10 | 2020-06-10 | 8 | 2020-06-10 | 9 | 1193.3794 | 0.001443% | 3246 | 0 | 32.0985 | 5.549e-05% | 4453 | 0 | 0.0007491% | 3525 | 0
2020 | 6 | 10 | 2020-06-10 | 9 | 2020-06-10 | 10 | 1480.5352 | 0.00179% | 3140 | 0 | 555.7448 | 0.0009607% | 2951 | 0 | 0.001375% | 3176 | 0
2020 | 6 | 10 | 2020-06-10 | 10 | 2020-06-10 | 11 | 1054.4115 | 0.001275% | 3320 | 0 | 4.6596 | 8.055e-06% | 4805 | 0 | 0.0006414% | 3618 | 0
2020 | 6 | 10 | 2020-06-10 | 11 | 2020-06-10 | 12 | 187.5009 | 0.0002267% | 4056 | 0 | 0 | 0% | 4870 | 0 | 0.0001133% | 4592 | 0
2020 | 6 | 10 | 2020-06-10 | 12 | 2020-06-10 | 13 | 61.0246 | 7.378e-05% | 4398 | 0 | 0 | 0% | 4870 | 0 | 3.689e-05% | 5089 | 0
2020 | 6 | 10 | 2020-06-10 | 13 | 2020-06-10 | 14 | 0 | 0% | 5135 | 0 | 0 | 0% | 4870 | 0 | 0% | 5626 | 0
2020 | 6 | 10 | 2020-06-10 | 14 | 2020-06-10 | 15 | 0 | 0% | 5135 | 0 | 0 | 0% | 4870 | 0 | 0% | 5626 | 0
2020 | 6 | 10 | 2020-06-10 | 15 | 2020-06-10 | 16 | 9.1456 | 1.106e-05% | 4864 | 0 | 0 | 0% | 4870 | 0 | 5.528e-06% | 5520 | 0
2020 | 6 | 10 | 2020-06-10 | 16 | 2020-06-10 | 17 | 644.9738 | 0.0007797% | 3552 | 0 | 133.7866 | 0.0002313% | 3795 | 0 | 0.0005055% | 3753 | 0
2020 | 6 | 10 | 2020-06-10 | 17 | 2020-06-10 | 18 | 1793.1741 | 0.002168% | 3027 | 0 | 0 | 0% | 4870 | 0 | 0.001084% | 3311 | 0
2020 | 6 | 10 | 2020-06-10 | 18 | 2020-06-10 | 19 | 7184.444 | 0.008686% | 2265 | 0 | 305.5523 | 0.0005282% | 3304 | 0 | 0.004607% | 2448 | 0
2020 | 6 | 10 | 2020-06-10 | 19 | 2020-06-10 | 20 | 16361.9723 | 0.01978% | 1682 | 0 | 3921.1654 | 0.006779% | 1991 | 0 | 0.01328% | 1851 | 0
2020 | 6 | 10 | 2020-06-10 | 20 | 2020-06-10 | 21 | 23923.5287 | 0.02892% | 1326 | 0 | 14541.5559 | 0.02514% | 1295 | 0 | 0.02703% | 1313 | 0
2020 | 6 | 10 | 2020-06-10 | 21 | 2020-06-10 | 22 | 33801.2789 | 0.04086% | 958 | 0 | 20943.3324 | 0.03621% | 1045 | 0 | 0.03853% | 1002 | 0
2020 | 6 | 10 | 2020-06-10 | 22 | 2020-06-10 | 23 | 27215.649 | 0.0329% | 1189 | 0 | 16276.8458 | 0.02814% | 1236 | 0 | 0.03052% | 1210 | 0
2020 | 6 | 10 | 2020-06-10 | 23 | 2020-06-10 | 24 | 10035.624 | 0.01213% | 2024 | 0 | 4423.2902 | 0.007647% | 1932 | 0 | 0.00989% | 2014 | 0
2020 | 6 | 10 | 2020-06-10 | 24 | 2020-06-11 | 1 | 1013.6124 | 0.001225% | 3347 | 0 | 233.9146 | 0.0004044% | 3471 | 0 | 0.0008149% | 3469 | 0
2020 | 6 | 11 | 2020-06-11 | 1 | 2020-06-11 | 2 | 44.8355 | 5.42e-05% | 4484 | 0 | 27.9216 | 4.827e-05% | 4502 | 0 | 5.124e-05% | 4961 | 0
2020 | 6 | 11 | 2020-06-11 | 2 | 2020-06-11 | 3 | 0 | 0% | 5135 | 0 | 0 | 0% | 4870 | 0 | 0% | 5626 | 0
2020 | 6 | 11 | 2020-06-11 | 3 | 2020-06-11 | 4 | 0 | 0% | 5135 | 0 | 0 | 0% | 4870 | 0 | 0% | 5626 | 0
2020 | 6 | 11 | 2020-06-11 | 4 | 2020-06-11 | 5 | 0 | 0% | 5135 | 0 | 0 | 0% | 4870 | 0 | 0% | 5626 | 0
2020 | 6 | 11 | 2020-06-11 | 5 | 2020-06-11 | 6 | 0 | 0% | 5135 | 0 | 0 | 0% | 4870 | 0 | 0% | 5626 | 0
2020 | 6 | 11 | 2020-06-11 | 6 | 2020-06-11 | 7 | 0 | 0% | 5135 | 0 | 0 | 0% | 4870 | 0 | 0% | 5626 | 0
2020 | 6 | 11 | 2020-06-11 | 7 | 2020-06-11 | 8 | 248.8811 | 0.0003009% | 3949 | 0 | 0 | 0% | 4870 | 0 | 0.0001504% | 4433 | 0
2020 | 6 | 11 | 2020-06-11 | 8 | 2020-06-11 | 9 | 832.0985 | 0.001006% | 3423 | 0 | 0 | 0% | 4870 | 0 | 0.000503% | 3756 | 0
2020 | 6 | 11 | 2020-06-11 | 9 | 2020-06-11 | 10 | 1172.2612 | 0.001417% | 3255 | 0 | 3147.7465 | 0.005442% | 2093 | 0 | 0.003429% | 2617 | 0
2020 | 6 | 11 | 2020-06-11 | 10 | 2020-06-11 | 11 | 970.3606 | 0.001173% | 3361 | 0 | 561.5659 | 0.0009708% | 2946 | 0 | 0.001072% | 3316 | 0
2020 | 6 | 11 | 2020-06-11 | 11 | 2020-06-11 | 12 | 55.5183 | 6.712e-05% | 4434 | 0 | 0 | 0% | 4870 | 0 | 3.356e-05% | 5126 | 0
2020 | 6 | 11 | 2020-06-11 | 12 | 2020-06-11 | 13 | 0 | 0% | 5135 | 0 | 0 | 0% | 4870 | 0 | 0% | 5626 | 0
2020 | 6 | 11 | 2020-06-11 | 13 | 2020-06-11 | 14 | 0 | 0% | 5135 | 0 | 0 | 0% | 4870 | 0 | 0% | 5626 | 0
2020 | 6 | 11 | 2020-06-11 | 14 | 2020-06-11 | 15 | 0 | 0% | 5135 | 0 | 0 | 0% | 4870 | 0 | 0% | 5626 | 0
2020 | 6 | 11 | 2020-06-11 | 15 | 2020-06-11 | 16 | 0 | 0% | 5135 | 0 | 0 | 0% | 4870 | 0 | 0% | 5626 | 0
2020 | 6 | 11 | 2020-06-11 | 16 | 2020-06-11 | 17 | 38.474 | 4.651e-05% | 4534 | 0 | 200.2191 | 0.0003461% | 3561 | 0 | 0.0001963% | 4296 | 0
2020 | 6 | 11 | 2020-06-11 | 17 | 2020-06-11 | 18 | 956.732 | 0.001157% | 3366 | 0 | 0 | 0% | 4870 | 0 | 0.0005783% | 3677 | 0
2020 | 6 | 11 | 2020-06-11 | 18 | 2020-06-11 | 19 | 3091.6109 | 0.003738% | 2752 | 0 | 0 | 0% | 4870 | 0 | 0.001869% | 2982 | 0
2020 | 6 | 11 | 2020-06-11 | 19 | 2020-06-11 | 20 | 10532.7582 | 0.01273% | 1990 | 0 | 1264.4784 | 0.002186% | 2529 | 0 | 0.00746% | 2158 | 0
2020 | 6 | 11 | 2020-06-11 | 20 | 2020-06-11 | 21 | 19162.1342 | 0.02317% | 1543 | 0 | 10644.418 | 0.0184% | 1502 | 0 | 0.02078% | 1553 | 0
2020 | 6 | 11 | 2020-06-11 | 21 | 2020-06-11 | 22 | 28000.1216 | 0.03385% | 1156 | 0 | 18393.3214 | 0.0318% | 1142 | 0 | 0.03282% | 1153 | 0
2020 | 6 | 11 | 2020-06-11 | 22 | 2020-06-11 | 23 | 21845.2215 | 0.02641% | 1430 | 0 | 12745.3875 | 0.02203% | 1390 | 0 | 0.02422% | 1417 | 0
2020 | 6 | 11 | 2020-06-11 | 23 | 2020-06-11 | 24 | 6400.3571 | 0.007738% | 2331 | 0 | 2333.0478 | 0.004033% | 2233 | 0 | 0.005885% | 2313 | 0
2020 | 6 | 11 | 2020-06-11 | 24 | 2020-06-12 | 1 | 785.0791 | 0.0009491% | 3452 | 0 | 86.8759 | 0.0001502% | 4004 | 0 | 0.0005497% | 3702 | 0
2020 | 6 | 12 | 2020-06-12 | 1 | 2020-06-12 | 2 | 46.2995 | 5.597e-05% | 4476 | 0 | 37.8403 | 6.542e-05% | 4391 | 0 | 6.07e-05% | 4887 | 0
2020 | 6 | 12 | 2020-06-12 | 2 | 2020-06-12 | 3 | 0 | 0% | 5135 | 0 | 0 | 0% | 4870 | 0 | 0% | 5626 | 0
2020 | 6 | 12 | 2020-06-12 | 3 | 2020-06-12 | 4 | 0 | 0% | 5135 | 0 | 0 | 0% | 4870 | 0 | 0% | 5626 | 0
2020 | 6 | 12 | 2020-06-12 | 4 | 2020-06-12 | 5 | 0 | 0% | 5135 | 0 | 0 | 0% | 4870 | 0 | 0% | 5626 | 0
2020 | 6 | 12 | 2020-06-12 | 5 | 2020-06-12 | 6 | 0 | 0% | 5135 | 0 | 21.9686 | 3.798e-05% | 4574 | 0 | 1.899e-05% | 5294 | 0
2020 | 6 | 12 | 2020-06-12 | 6 | 2020-06-12 | 7 | 0 | 0% | 5135 | 0 | 100.3906 | 0.0001736% | 3933 | 0 | 8.678e-05% | 4720 | 0
2020 | 6 | 12 | 2020-06-12 | 7 | 2020-06-12 | 8 | 0 | 0% | 5135 | 0 | 0 | 0% | 4870 | 0 | 0% | 5626 | 0
2020 | 6 | 12 | 2020-06-12 | 8 | 2020-06-12 | 9 | 11.0716 | 1.339e-05% | 4825 | 0 | 0 | 0% | 4870 | 0 | 6.693e-06% | 5500 | 0
2020 | 6 | 12 | 2020-06-12 | 9 | 2020-06-12 | 10 | 12.2611 | 1.482e-05% | 4804 | 0 | 668.9995 | 0.001157% | 2852 | 0 | 0.0005857% | 3673 | 0
2020 | 6 | 12 | 2020-06-12 | 10 | 2020-06-12 | 11 | 0 | 0% | 5135 | 0 | 0 | 0% | 4870 | 0 | 0% | 5626 | 0
2020 | 6 | 12 | 2020-06-12 | 11 | 2020-06-12 | 12 | 0 | 0% | 5135 | 0 | 0 | 0% | 4870 | 0 | 0% | 5626 | 0
2020 | 6 | 12 | 2020-06-12 | 12 | 2020-06-12 | 13 | 0 | 0% | 5135 | 0 | 0 | 0% | 4870 | 0 | 0% | 5626 | 0
2020 | 6 | 12 | 2020-06-12 | 13 | 2020-06-12 | 14 | 0 | 0% | 5135 | 0 | 0 | 0% | 4870 | 0 | 0% | 5626 | 0
2020 | 6 | 12 | 2020-06-12 | 14 | 2020-06-12 | 15 | 0 | 0% | 5135 | 0 | 0 | 0% | 4870 | 0 | 0% | 5626 | 0
2020 | 6 | 12 | 2020-06-12 | 15 | 2020-06-12 | 16 | 0 | 0% | 5135 | 0 | 0 | 0% | 4870 | 0 | 0% | 5626 | 0
2020 | 6 | 12 | 2020-06-12 | 16 | 2020-06-12 | 17 | 23.2789 | 2.814e-05% | 4665 | 0 | 84.1384 | 0.0001455% | 4023 | 0 | 8.68e-05% | 4719 | 0
2020 | 6 | 12 | 2020-06-12 | 17 | 2020-06-12 | 18 | 126.4769 | 0.0001529% | 4195 | 0 | 0 | 0% | 4870 | 0 | 7.645e-05% | 4777 | 0
2020 | 6 | 12 | 2020-06-12 | 18 | 2020-06-12 | 19 | 1376.5366 | 0.001664% | 3168 | 0 | 0 | 0% | 4870 | 0 | 0.0008321% | 3455 | 0
2020 | 6 | 12 | 2020-06-12 | 19 | 2020-06-12 | 20 | 7697.6814 | 0.009306% | 2214 | 0 | 666.7985 | 0.001153% | 2856 | 0 | 0.005229% | 2379 | 0
2020 | 6 | 12 | 2020-06-12 | 20 | 2020-06-12 | 21 | 15789.8343 | 0.01909% | 1715 | 0 | 6247.7458 | 0.0108% | 1784 | 0 | 0.01494% | 1776 | 0
2020 | 6 | 12 | 2020-06-12 | 21 | 2020-06-12 | 22 | 23781.0373 | 0.02875% | 1339 | 0 | 12408.9347 | 0.02145% | 1411 | 0 | 0.0251% | 1378 | 0
2020 | 6 | 12 | 2020-06-12 | 22 | 2020-06-12 | 23 | 17992.1201 | 0.02175% | 1598 | 0 | 8543.7983 | 0.01477% | 1638 | 0 | 0.01826% | 1630 | 0
2020 | 6 | 12 | 2020-06-12 | 23 | 2020-06-12 | 24 | 3915.0753 | 0.004733% | 2620 | 0 | 1680.6485 | 0.002905% | 2400 | 0 | 0.003819% | 2554 | 0
2020 | 6 | 12 | 2020-06-12 | 24 | 2020-06-13 | 1 | 459.314 | 0.0005553% | 3696 | 0 | 80.1929 | 0.0001386% | 4043 | 0 | 0.000347% | 3991 | 0
2020 | 6 | 13 | 2020-06-13 | 1 | 2020-06-13 | 2 | 3.8281 | 4.628e-06% | 5010 | 0 | 31.051 | 5.368e-05% | 4464 | 0 | 2.915e-05% | 5171 | 0
2020 | 6 | 13 | 2020-06-13 | 2 | 2020-06-13 | 3 | 0 | 0% | 5135 | 0 | 16.0276 | 2.771e-05% | 4637 | 0 | 1.385e-05% | 5373 | 0
2020 | 6 | 13 | 2020-06-13 | 3 | 2020-06-13 | 4 | 0 | 0% | 5135 | 0 | 10.5933 | 1.831e-05% | 4707 | 0 | 9.157e-06% | 5447 | 0
2020 | 6 | 13 | 2020-06-13 | 4 | 2020-06-13 | 5 | 0 | 0% | 5135 | 0 | 0 | 0% | 4870 | 0 | 0% | 5626 | 0
2020 | 6 | 13 | 2020-06-13 | 5 | 2020-06-13 | 6 | 0 | 0% | 5135 | 0 | 0 | 0% | 4870 | 0 | 0% | 5626 | 0
2020 | 6 | 13 | 2020-06-13 | 6 | 2020-06-13 | 7 | 0 | 0% | 5135 | 0 | 10.8621 | 1.878e-05% | 4702 | 0 | 9.389e-06% | 5440 | 0
2020 | 6 | 13 | 2020-06-13 | 7 | 2020-06-13 | 8 | 0 | 0% | 5135 | 0 | 0 | 0% | 4870 | 0 | 0% | 5626 | 0
2020 | 6 | 13 | 2020-06-13 | 8 | 2020-06-13 | 9 | 0 | 0% | 5135 | 0 | 0 | 0% | 4870 | 0 | 0% | 5626 | 0
2020 | 6 | 13 | 2020-06-13 | 9 | 2020-06-13 | 10 | 0 | 0% | 5135 | 0 | 2731.6705 | 0.004722% | 2158 | 0 | 0.002361% | 2851 | 0
2020 | 6 | 13 | 2020-06-13 | 10 | 2020-06-13 | 11 | 0 | 0% | 5135 | 0 | 3399.8915 | 0.005878% | 2052 | 0 | 0.002939% | 2721 | 0
2020 | 6 | 13 | 2020-06-13 | 11 | 2020-06-13 | 12 | 0 | 0% | 5135 | 0 | 33.0056 | 5.706e-05% | 4441 | 0 | 2.853e-05% | 5183 | 0
2020 | 6 | 13 | 2020-06-13 | 12 | 2020-06-13 | 13 | 0 | 0% | 5135 | 0 | 0 | 0% | 4870 | 0 | 0% | 5626 | 0
2020 | 6 | 13 | 2020-06-13 | 13 | 2020-06-13 | 14 | 0 | 0% | 5135 | 0 | 0 | 0% | 4870 | 0 | 0% | 5626 | 0
2020 | 6 | 13 | 2020-06-13 | 14 | 2020-06-13 | 15 | 0 | 0% | 5135 | 0 | 0 | 0% | 4870 | 0 | 0% | 5626 | 0
2020 | 6 | 13 | 2020-06-13 | 15 | 2020-06-13 | 16 | 0 | 0% | 5135 | 0 | 0 | 0% | 4870 | 0 | 0% | 5626 | 0
2020 | 6 | 13 | 2020-06-13 | 16 | 2020-06-13 | 17 | 114.891 | 0.0001389% | 4228 | 0 | 0 | 0% | 4870 | 0 | 6.945e-05% | 4824 | 0
2020 | 6 | 13 | 2020-06-13 | 17 | 2020-06-13 | 18 | 0 | 0% | 5135 | 0 | 0 | 0% | 4870 | 0 | 0% | 5626 | 0
2020 | 6 | 13 | 2020-06-13 | 18 | 2020-06-13 | 19 | 0 | 0% | 5135 | 0 | 0 | 0% | 4870 | 0 | 0% | 5626 | 0
2020 | 6 | 13 | 2020-06-13 | 19 | 2020-06-13 | 20 | 794.7218 | 0.0009608% | 3446 | 0 | 14.0152 | 2.423e-05% | 4668 | 0 | 0.0004925% | 3765 | 0
2020 | 6 | 13 | 2020-06-13 | 20 | 2020-06-13 | 21 | 5058.3221 | 0.006115% | 2467 | 0 | 4533.9132 | 0.007838% | 1919 | 0 | 0.006977% | 2198 | 0
2020 | 6 | 13 | 2020-06-13 | 21 | 2020-06-13 | 22 | 14751.4953 | 0.01783% | 1765 | 0 | 14503.3298 | 0.02507% | 1298 | 0 | 0.02145% | 1529 | 0
2020 | 6 | 13 | 2020-06-13 | 22 | 2020-06-13 | 23 | 9093.0231 | 0.01099% | 2102 | 0 | 8154.8499 | 0.0141% | 1654 | 0 | 0.01255% | 1880 | 0
2020 | 6 | 13 | 2020-06-13 | 23 | 2020-06-13 | 24 | 1146.1089 | 0.001386% | 3273 | 0 | 1028.8298 | 0.001779% | 2630 | 0 | 0.001582% | 3074 | 0
2020 | 6 | 13 | 2020-06-13 | 24 | 2020-06-14 | 1 | 0 | 0% | 5135 | 0 | 0 | 0% | 4870 | 0 | 0% | 5626 | 0
2020 | 6 | 14 | 2020-06-14 | 1 | 2020-06-14 | 2 | 0 | 0% | 5135 | 0 | 3.7211 | 6.433e-06% | 4817 | 0 | 3.216e-06% | 5563 | 0
2020 | 6 | 14 | 2020-06-14 | 2 | 2020-06-14 | 3 | 0 | 0% | 5135 | 0 | 0 | 0% | 4870 | 0 | 0% | 5626 | 0
2020 | 6 | 14 | 2020-06-14 | 3 | 2020-06-14 | 4 | 0 | 0% | 5135 | 0 | 0 | 0% | 4870 | 0 | 0% | 5626 | 0
2020 | 6 | 14 | 2020-06-14 | 4 | 2020-06-14 | 5 | 0 | 0% | 5135 | 0 | 0 | 0% | 4870 | 0 | 0% | 5626 | 0
2020 | 6 | 14 | 2020-06-14 | 5 | 2020-06-14 | 6 | 0 | 0% | 5135 | 0 | 0 | 0% | 4870 | 0 | 0% | 5626 | 0
2020 | 6 | 14 | 2020-06-14 | 6 | 2020-06-14 | 7 | 0 | 0% | 5135 | 0 | 0 | 0% | 4870 | 0 | 0% | 5626 | 0
2020 | 6 | 14 | 2020-06-14 | 7 | 2020-06-14 | 8 | 0 | 0% | 5135 | 0 | 0 | 0% | 4870 | 0 | 0% | 5626 | 0
2020 | 6 | 14 | 2020-06-14 | 8 | 2020-06-14 | 9 | 0 | 0% | 5135 | 0 | 0 | 0% | 4870 | 0 | 0% | 5626 | 0
2020 | 6 | 14 | 2020-06-14 | 9 | 2020-06-14 | 10 | 1.5893 | 1.921e-06% | 5083 | 0 | 1547.5754 | 0.002675% | 2431 | 0 | 0.001339% | 3189 | 0
2020 | 6 | 14 | 2020-06-14 | 10 | 2020-06-14 | 11 | 0 | 0% | 5135 | 0 | 94.4372 | 0.0001633% | 3964 | 0 | 8.163e-05% | 4747 | 0
2020 | 6 | 14 | 2020-06-14 | 11 | 2020-06-14 | 12 | 0 | 0% | 5135 | 0 | 0 | 0% | 4870 | 0 | 0% | 5626 | 0
2020 | 6 | 14 | 2020-06-14 | 12 | 2020-06-14 | 13 | 0 | 0% | 5135 | 0 | 0 | 0% | 4870 | 0 | 0% | 5626 | 0
2020 | 6 | 14 | 2020-06-14 | 13 | 2020-06-14 | 14 | 0 | 0% | 5135 | 0 | 0 | 0% | 4870 | 0 | 0% | 5626 | 0
2020 | 6 | 14 | 2020-06-14 | 14 | 2020-06-14 | 15 | 0 | 0% | 5135 | 0 | 0 | 0% | 4870 | 0 | 0% | 5626 | 0
2020 | 6 | 14 | 2020-06-14 | 15 | 2020-06-14 | 16 | 0 | 0% | 5135 | 0 | 0 | 0% | 4870 | 0 | 0% | 5626 | 0
2020 | 6 | 14 | 2020-06-14 | 16 | 2020-06-14 | 17 | 162.8791 | 0.0001969% | 4104 | 0 | 44.9921 | 7.778e-05% | 4327 | 0 | 0.0001373% | 4494 | 0
2020 | 6 | 14 | 2020-06-14 | 17 | 2020-06-14 | 18 | 0 | 0% | 5135 | 0 | 0 | 0% | 4870 | 0 | 0% | 5626 | 0
2020 | 6 | 14 | 2020-06-14 | 18 | 2020-06-14 | 19 | 73.1595 | 8.845e-05% | 4347 | 0 | 0 | 0% | 4870 | 0 | 4.422e-05% | 5018 | 0
2020 | 6 | 14 | 2020-06-14 | 19 | 2020-06-14 | 20 | 2044.7475 | 0.002472% | 2971 | 0 | 201.6855 | 0.0003487% | 3557 | 0 | 0.00141% | 3160 | 0
2020 | 6 | 14 | 2020-06-14 | 20 | 2020-06-14 | 21 | 6973.1402 | 0.00843% | 2288 | 0 | 4054.1392 | 0.007009% | 1977 | 0 | 0.007719% | 2135 | 0
2020 | 6 | 14 | 2020-06-14 | 21 | 2020-06-14 | 22 | 17934.8915 | 0.02168% | 1601 | 0 | 11494.2431 | 0.01987% | 1460 | 0 | 0.02078% | 1554 | 0
2020 | 6 | 14 | 2020-06-14 | 22 | 2020-06-14 | 23 | 11169.4614 | 0.0135% | 1952 | 0 | 6814.9472 | 0.01178% | 1749 | 0 | 0.01264% | 1876 | 0
2020 | 6 | 14 | 2020-06-14 | 23 | 2020-06-14 | 24 | 2190.6822 | 0.002648% | 2938 | 0 | 1070.8395 | 0.001851% | 2599 | 0 | 0.00225% | 2888 | 0
2020 | 6 | 14 | 2020-06-14 | 24 | 2020-06-15 | 1 | 64.8629 | 7.842e-05% | 4381 | 0 | 39.4272 | 6.816e-05% | 4374 | 0 | 7.329e-05% | 4799 | 0
2020 | 6 | 15 | 2020-06-15 | 1 | 2020-06-15 | 2 | 26.7876 | 3.238e-05% | 4633 | 0 | 62.7247 | 0.0001084% | 4166 | 0 | 7.041e-05% | 4817 | 0
2020 | 6 | 15 | 2020-06-15 | 2 | 2020-06-15 | 3 | 0 | 0% | 5135 | 0 | 0 | 0% | 4870 | 0 | 0% | 5626 | 0
2020 | 6 | 15 | 2020-06-15 | 3 | 2020-06-15 | 4 | 0 | 0% | 5135 | 0 | 0 | 0% | 4870 | 0 | 0% | 5626 | 0
2020 | 6 | 15 | 2020-06-15 | 4 | 2020-06-15 | 5 | 0 | 0% | 5135 | 0 | 0 | 0% | 4870 | 0 | 0% | 5626 | 0
2020 | 6 | 15 | 2020-06-15 | 5 | 2020-06-15 | 6 | 0 | 0% | 5135 | 0 | 0 | 0% | 4870 | 0 | 0% | 5626 | 0
2020 | 6 | 15 | 2020-06-15 | 6 | 2020-06-15 | 7 | 0 | 0% | 5135 | 0 | 0 | 0% | 4870 | 0 | 0% | 5626 | 0
2020 | 6 | 15 | 2020-06-15 | 7 | 2020-06-15 | 8 | 130.3988 | 0.0001576% | 4182 | 0 | 86.9336 | 0.0001503% | 4003 | 0 | 0.000154% | 4426 | 0
2020 | 6 | 15 | 2020-06-15 | 8 | 2020-06-15 | 9 | 356.1806 | 0.0004306% | 3814 | 0 | 0 | 0% | 4870 | 0 | 0.0002153% | 4245 | 0
2020 | 6 | 15 | 2020-06-15 | 9 | 2020-06-15 | 10 | 261.3445 | 0.000316% | 3933 | 0 | 559.9374 | 0.000968% | 2947 | 0 | 0.000642% | 3617 | 0
2020 | 6 | 15 | 2020-06-15 | 10 | 2020-06-15 | 11 | 54.6181 | 6.603e-05% | 4439 | 0 | 0 | 0% | 4870 | 0 | 3.302e-05% | 5130 | 0
2020 | 6 | 15 | 2020-06-15 | 11 | 2020-06-15 | 12 | 0 | 0% | 5135 | 0 | 0 | 0% | 4870 | 0 | 0% | 5626 | 0
2020 | 6 | 15 | 2020-06-15 | 12 | 2020-06-15 | 13 | 0 | 0% | 5135 | 0 | 0 | 0% | 4870 | 0 | 0% | 5626 | 0
2020 | 6 | 15 | 2020-06-15 | 13 | 2020-06-15 | 14 | 0 | 0% | 5135 | 0 | 0 | 0% | 4870 | 0 | 0% | 5626 | 0
2020 | 6 | 15 | 2020-06-15 | 14 | 2020-06-15 | 15 | 0 | 0% | 5135 | 0 | 0 | 0% | 4870 | 0 | 0% | 5626 | 0
2020 | 6 | 15 | 2020-06-15 | 15 | 2020-06-15 | 16 | 0 | 0% | 5135 | 0 | 0 | 0% | 4870 | 0 | 0% | 5626 | 0
2020 | 6 | 15 | 2020-06-15 | 16 | 2020-06-15 | 17 | 23.1733 | 2.802e-05% | 4666 | 0 | 304.2836 | 0.000526% | 3307 | 0 | 0.000277% | 4111 | 0
2020 | 6 | 15 | 2020-06-15 | 17 | 2020-06-15 | 18 | 146.4518 | 0.0001771% | 4135 | 0 | 0 | 0% | 4870 | 0 | 8.853e-05% | 4708 | 0
2020 | 6 | 15 | 2020-06-15 | 18 | 2020-06-15 | 19 | 1940.4235 | 0.002346% | 2997 | 0 | 0 | 0% | 4870 | 0 | 0.001173% | 3266 | 0
2020 | 6 | 15 | 2020-06-15 | 19 | 2020-06-15 | 20 | 8798.9242 | 0.01064% | 2127 | 0 | 1053.1336 | 0.001821% | 2613 | 0 | 0.006229% | 2271 | 0
2020 | 6 | 15 | 2020-06-15 | 20 | 2020-06-15 | 21 | 20769.6518 | 0.02511% | 1477 | 0 | 11125.4444 | 0.01923% | 1477 | 0 | 0.02217% | 1495 | 0
2020 | 6 | 15 | 2020-06-15 | 21 | 2020-06-15 | 22 | 29293.2759 | 0.03541% | 1106 | 0 | 18303.9101 | 0.03164% | 1147 | 0 | 0.03353% | 1137 | 0
2020 | 6 | 15 | 2020-06-15 | 22 | 2020-06-15 | 23 | 19492.285 | 0.02357% | 1529 | 0 | 11907.437 | 0.02059% | 1438 | 0 | 0.02208% | 1499 | 0
2020 | 6 | 15 | 2020-06-15 | 23 | 2020-06-15 | 24 | 4285.4804 | 0.005181% | 2564 | 0 | 1769.4614 | 0.003059% | 2367 | 0 | 0.00412% | 2517 | 0
2020 | 6 | 15 | 2020-06-15 | 24 | 2020-06-16 | 1 | 200.294 | 0.0002421% | 4030 | 0 | 75.0072 | 0.0001297% | 4074 | 0 | 0.0001859% | 4328 | 0
2020 | 6 | 16 | 2020-06-16 | 1 | 2020-06-16 | 2 | 447.334 | 0.0005408% | 3710 | 0 | 42.3945 | 7.329e-05% | 4348 | 0 | 0.000307% | 4054 | 0
2020 | 6 | 16 | 2020-06-16 | 2 | 2020-06-16 | 3 | 42.1093 | 5.091e-05% | 4510 | 0 | 0 | 0% | 4870 | 0 | 2.545e-05% | 5217 | 0
2020 | 6 | 16 | 2020-06-16 | 3 | 2020-06-16 | 4 | 0 | 0% | 5135 | 0 | 0 | 0% | 4870 | 0 | 0% | 5626 | 0
2020 | 6 | 16 | 2020-06-16 | 4 | 2020-06-16 | 5 | 0 | 0% | 5135 | 0 | 0 | 0% | 4870 | 0 | 0% | 5626 | 0
2020 | 6 | 16 | 2020-06-16 | 5 | 2020-06-16 | 6 | 0 | 0% | 5135 | 0 | 0 | 0% | 4870 | 0 | 0% | 5626 | 0
2020 | 6 | 16 | 2020-06-16 | 6 | 2020-06-16 | 7 | 43.0043 | 5.199e-05% | 4499 | 0 | 0 | 0% | 4870 | 0 | 2.6e-05% | 5208 | 0
2020 | 6 | 16 | 2020-06-16 | 7 | 2020-06-16 | 8 | 472.3273 | 0.000571% | 3690 | 0 | 19.9222 | 3.444e-05% | 4596 | 0 | 0.0003027% | 4059 | 0
2020 | 6 | 16 | 2020-06-16 | 8 | 2020-06-16 | 9 | 1127.789 | 0.001363% | 3286 | 0 | 0 | 0% | 4870 | 0 | 0.0006817% | 3587 | 0
2020 | 6 | 16 | 2020-06-16 | 9 | 2020-06-16 | 10 | 1241.0124 | 0.0015% | 3224 | 0 | 47.4392 | 8.201e-05% | 4303 | 0 | 0.0007912% | 3490 | 0
2020 | 6 | 16 | 2020-06-16 | 10 | 2020-06-16 | 11 | 553.7754 | 0.0006695% | 3619 | 0 | 0 | 0% | 4870 | 0 | 0.0003347% | 4006 | 0
2020 | 6 | 16 | 2020-06-16 | 11 | 2020-06-16 | 12 | 138.1618 | 0.000167% | 4165 | 0 | 0 | 0% | 4870 | 0 | 8.352e-05% | 4741 | 0
2020 | 6 | 16 | 2020-06-16 | 12 | 2020-06-16 | 13 | 56.4448 | 6.824e-05% | 4427 | 0 | 0 | 0% | 4870 | 0 | 3.412e-05% | 5122 | 0
2020 | 6 | 16 | 2020-06-16 | 13 | 2020-06-16 | 14 | 48.5785 | 5.873e-05% | 4457 | 0 | 0 | 0% | 4870 | 0 | 2.936e-05% | 5170 | 0
2020 | 6 | 16 | 2020-06-16 | 14 | 2020-06-16 | 15 | 93.7318 | 0.0001133% | 4281 | 0 | 0 | 0% | 4870 | 0 | 5.666e-05% | 4918 | 0
2020 | 6 | 16 | 2020-06-16 | 15 | 2020-06-16 | 16 | 528.4588 | 0.0006389% | 3642 | 0 | 0 | 0% | 4870 | 0 | 0.0003194% | 4036 | 0
2020 | 6 | 16 | 2020-06-16 | 16 | 2020-06-16 | 17 | 2205.4624 | 0.002666% | 2933 | 0 | 103.8013 | 0.0001794% | 3916 | 0 | 0.001423% | 3151 | 0
2020 | 6 | 16 | 2020-06-16 | 17 | 2020-06-16 | 18 | 7344.4426 | 0.008879% | 2252 | 0 | 123.2537 | 0.0002131% | 3840 | 0 | 0.004546% | 2457 | 0
2020 | 6 | 16 | 2020-06-16 | 18 | 2020-06-16 | 19 | 21102.7127 | 0.02551% | 1464 | 0 | 2541.0596 | 0.004393% | 2202 | 0 | 0.01495% | 1774 | 0
2020 | 6 | 16 | 2020-06-16 | 19 | 2020-06-16 | 20 | 34402.1929 | 0.04159% | 942 | 0 | 16113.5171 | 0.02786% | 1241 | 0 | 0.03472% | 1098 | 0
2020 | 6 | 16 | 2020-06-16 | 20 | 2020-06-16 | 21 | 39116.3233 | 0.04729% | 767 | 0 | 29897.9186 | 0.05169% | 731 | 0 | 0.04949% | 749 | 0
2020 | 6 | 16 | 2020-06-16 | 21 | 2020-06-16 | 22 | 50402.5325 | 0.06093% | 478 | 0 | 35633.8319 | 0.0616% | 575 | 0 | 0.06127% | 518 | 0
2020 | 6 | 16 | 2020-06-16 | 22 | 2020-06-16 | 23 | 42411.0658 | 0.05127% | 676 | 0 | 29595.9771 | 0.05116% | 742 | 0 | 0.05122% | 704 | 0
2020 | 6 | 16 | 2020-06-16 | 23 | 2020-06-16 | 24 | 19537.6559 | 0.02362% | 1528 | 0 | 11680.887 | 0.02019% | 1449 | 0 | 0.02191% | 1506 | 0
2020 | 6 | 16 | 2020-06-16 | 24 | 2020-06-17 | 1 | 2391.8564 | 0.002892% | 2893 | 0 | 634.6333 | 0.001097% | 2873 | 0 | 0.001994% | 2944 | 0
2020 | 6 | 17 | 2020-06-17 | 1 | 2020-06-17 | 2 | 198.8663 | 0.0002404% | 4034 | 0 | 24.5377 | 4.242e-05% | 4542 | 0 | 0.0001414% | 4469 | 0
2020 | 6 | 17 | 2020-06-17 | 2 | 2020-06-17 | 3 | 0 | 0% | 5135 | 0 | 0 | 0% | 4870 | 0 | 0% | 5626 | 0
2020 | 6 | 17 | 2020-06-17 | 3 | 2020-06-17 | 4 | 0 | 0% | 5135 | 0 | 0 | 0% | 4870 | 0 | 0% | 5626 | 0
2020 | 6 | 17 | 2020-06-17 | 4 | 2020-06-17 | 5 | 0 | 0% | 5135 | 0 | 0 | 0% | 4870 | 0 | 0% | 5626 | 0
2020 | 6 | 17 | 2020-06-17 | 5 | 2020-06-17 | 6 | 0 | 0% | 5135 | 0 | 0 | 0% | 4870 | 0 | 0% | 5626 | 0
2020 | 6 | 17 | 2020-06-17 | 6 | 2020-06-17 | 7 | 0 | 0% | 5135 | 0 | 23.8497 | 4.123e-05% | 4553 | 0 | 2.062e-05% | 5271 | 0
2020 | 6 | 17 | 2020-06-17 | 7 | 2020-06-17 | 8 | 170.2081 | 0.0002058% | 4090 | 0 | 41.8376 | 7.233e-05% | 4355 | 0 | 0.0001391% | 4486 | 0
2020 | 6 | 17 | 2020-06-17 | 8 | 2020-06-17 | 9 | 581.3445 | 0.0007028% | 3597 | 0 | 0 | 0% | 4870 | 0 | 0.0003514% | 3981 | 0
2020 | 6 | 17 | 2020-06-17 | 9 | 2020-06-17 | 10 | 462.2077 | 0.0005588% | 3695 | 0 | 33.3624 | 5.768e-05% | 4433 | 0 | 0.0003082% | 4051 | 0
2020 | 6 | 17 | 2020-06-17 | 10 | 2020-06-17 | 11 | 65.2901 | 7.893e-05% | 4377 | 0 | 0 | 0% | 4870 | 0 | 3.947e-05% | 5055 | 0
2020 | 6 | 17 | 2020-06-17 | 11 | 2020-06-17 | 12 | 0 | 0% | 5135 | 0 | 0 | 0% | 4870 | 0 | 0% | 5626 | 0
2020 | 6 | 17 | 2020-06-17 | 12 | 2020-06-17 | 13 | 0 | 0% | 5135 | 0 | 0 | 0% | 4870 | 0 | 0% | 5626 | 0
2020 | 6 | 17 | 2020-06-17 | 13 | 2020-06-17 | 14 | 0 | 0% | 5135 | 0 | 0 | 0% | 4870 | 0 | 0% | 5626 | 0
2020 | 6 | 17 | 2020-06-17 | 14 | 2020-06-17 | 15 | 0 | 0% | 5135 | 0 | 0 | 0% | 4870 | 0 | 0% | 5626 | 0
2020 | 6 | 17 | 2020-06-17 | 15 | 2020-06-17 | 16 | 23.3477 | 2.823e-05% | 4664 | 0 | 0 | 0% | 4870 | 0 | 1.411e-05% | 5367 | 0
2020 | 6 | 17 | 2020-06-17 | 16 | 2020-06-17 | 17 | 638.5984 | 0.000772% | 3557 | 0 | 311.228 | 0.000538% | 3290 | 0 | 0.000655% | 3606 | 0
2020 | 6 | 17 | 2020-06-17 | 17 | 2020-06-17 | 18 | 2256.5692 | 0.002728% | 2919 | 0 | 0 | 0% | 4870 | 0 | 0.001364% | 3181 | 0
2020 | 6 | 17 | 2020-06-17 | 18 | 2020-06-17 | 19 | 9338.6423 | 0.01129% | 2085 | 0 | 354.7174 | 0.0006132% | 3215 | 0 | 0.005952% | 2305 | 0
2020 | 6 | 17 | 2020-06-17 | 19 | 2020-06-17 | 20 | 21244.4878 | 0.02568% | 1452 | 0 | 5939.4549 | 0.01027% | 1807 | 0 | 0.01798% | 1639 | 0
2020 | 6 | 17 | 2020-06-17 | 20 | 2020-06-17 | 21 | 29973.406 | 0.03624% | 1087 | 0 | 20097.6789 | 0.03474% | 1075 | 0 | 0.03549% | 1077 | 0
2020 | 6 | 17 | 2020-06-17 | 21 | 2020-06-17 | 22 | 40340.5556 | 0.04877% | 733 | 0 | 26246.4454 | 0.04537% | 849 | 0 | 0.04707% | 794 | 0
2020 | 6 | 17 | 2020-06-17 | 22 | 2020-06-17 | 23 | 33204.2462 | 0.04014% | 974 | 0 | 20263.5894 | 0.03503% | 1069 | 0 | 0.03759% | 1021 | 0
2020 | 6 | 17 | 2020-06-17 | 23 | 2020-06-17 | 24 | 12592.8448 | 0.01522% | 1876 | 0 | 6244.8426 | 0.0108% | 1785 | 0 | 0.01301% | 1862 | 0
2020 | 6 | 17 | 2020-06-17 | 24 | 2020-06-18 | 1 | 1330.307 | 0.001608% | 3185 | 0 | 572.4713 | 0.0009897% | 2931 | 0 | 0.001299% | 3206 | 0
2020 | 6 | 18 | 2020-06-18 | 1 | 2020-06-18 | 2 | 156.8339 | 0.0001896% | 4116 | 0 | 63.886 | 0.0001104% | 4155 | 0 | 0.00015% | 4436 | 0
2020 | 6 | 18 | 2020-06-18 | 2 | 2020-06-18 | 3 | 0 | 0% | 5135 | 0 | 0 | 0% | 4870 | 0 | 0% | 5626 | 0
2020 | 6 | 18 | 2020-06-18 | 3 | 2020-06-18 | 4 | 0 | 0% | 5135 | 0 | 0 | 0% | 4870 | 0 | 0% | 5626 | 0
2020 | 6 | 18 | 2020-06-18 | 4 | 2020-06-18 | 5 | 0 | 0% | 5135 | 0 | 0 | 0% | 4870 | 0 | 0% | 5626 | 0
2020 | 6 | 18 | 2020-06-18 | 5 | 2020-06-18 | 6 | 0 | 0% | 5135 | 0 | 0 | 0% | 4870 | 0 | 0% | 5626 | 0
2020 | 6 | 18 | 2020-06-18 | 6 | 2020-06-18 | 7 | 0 | 0% | 5135 | 0 | 0 | 0% | 4870 | 0 | 0% | 5626 | 0
2020 | 6 | 18 | 2020-06-18 | 7 | 2020-06-18 | 8 | 50.7249 | 6.132e-05% | 4449 | 0 | 10.2832 | 1.778e-05% | 4712 | 0 | 3.955e-05% | 5054 | 0
2020 | 6 | 18 | 2020-06-18 | 8 | 2020-06-18 | 9 | 410.5911 | 0.0004964% | 3754 | 0 | 0 | 0% | 4870 | 0 | 0.0002482% | 4164 | 0
2020 | 6 | 18 | 2020-06-18 | 9 | 2020-06-18 | 10 | 493.5767 | 0.0005967% | 3668 | 0 | 379.3491 | 0.0006558% | 3176 | 0 | 0.0006263% | 3632 | 0
2020 | 6 | 18 | 2020-06-18 | 10 | 2020-06-18 | 11 | 88.4268 | 0.0001069% | 4298 | 0 | 0 | 0% | 4870 | 0 | 5.345e-05% | 4943 | 0
2020 | 6 | 18 | 2020-06-18 | 11 | 2020-06-18 | 12 | 0 | 0% | 5135 | 0 | 0 | 0% | 4870 | 0 | 0% | 5626 | 0
2020 | 6 | 18 | 2020-06-18 | 12 | 2020-06-18 | 13 | 0 | 0% | 5135 | 0 | 0 | 0% | 4870 | 0 | 0% | 5626 | 0
2020 | 6 | 18 | 2020-06-18 | 13 | 2020-06-18 | 14 | 0 | 0% | 5135 | 0 | 0 | 0% | 4870 | 0 | 0% | 5626 | 0
2020 | 6 | 18 | 2020-06-18 | 14 | 2020-06-18 | 15 | 0 | 0% | 5135 | 0 | 0 | 0% | 4870 | 0 | 0% | 5626 | 0
2020 | 6 | 18 | 2020-06-18 | 15 | 2020-06-18 | 16 | 0 | 0% | 5135 | 0 | 0 | 0% | 4870 | 0 | 0% | 5626 | 0
2020 | 6 | 18 | 2020-06-18 | 16 | 2020-06-18 | 17 | 518.0033 | 0.0006262% | 3648 | 0 | 300.1983 | 0.000519% | 3317 | 0 | 0.0005726% | 3681 | 0
2020 | 6 | 18 | 2020-06-18 | 17 | 2020-06-18 | 18 | 2277.4455 | 0.002753% | 2914 | 0 | 0 | 0% | 4870 | 0 | 0.001377% | 3173 | 0
2020 | 6 | 18 | 2020-06-18 | 18 | 2020-06-18 | 19 | 10243.1016 | 0.01238% | 2010 | 0 | 585.3139 | 0.001012% | 2918 | 0 | 0.006698% | 2223 | 0
2020 | 6 | 18 | 2020-06-18 | 19 | 2020-06-18 | 20 | 23743.4083 | 0.0287% | 1340 | 0 | 8869.5748 | 0.01533% | 1616 | 0 | 0.02202% | 1501 | 0
2020 | 6 | 18 | 2020-06-18 | 20 | 2020-06-18 | 21 | 30344.7857 | 0.03669% | 1066 | 0 | 22280.4756 | 0.03852% | 987 | 0 | 0.0376% | 1020 | 0
2020 | 6 | 18 | 2020-06-18 | 21 | 2020-06-18 | 22 | 42170.942 | 0.05098% | 685 | 0 | 30300.4311 | 0.05238% | 719 | 0 | 0.05168% | 699 | 0
2020 | 6 | 18 | 2020-06-18 | 22 | 2020-06-18 | 23 | 35554.3516 | 0.04298% | 893 | 0 | 25856.3259 | 0.0447% | 854 | 0 | 0.04384% | 865 | 0
2020 | 6 | 18 | 2020-06-18 | 23 | 2020-06-18 | 24 | 14246.2893 | 0.01722% | 1794 | 0 | 8041.8315 | 0.0139% | 1659 | 0 | 0.01556% | 1741 | 0
2020 | 6 | 18 | 2020-06-18 | 24 | 2020-06-19 | 1 | 1318.4029 | 0.001594% | 3188 | 0 | 669.394 | 0.001157% | 2850 | 0 | 0.001376% | 3175 | 0
2020 | 6 | 19 | 2020-06-19 | 1 | 2020-06-19 | 2 | 314.5116 | 0.0003802% | 3871 | 0 | 234.8665 | 0.000406% | 3467 | 0 | 0.0003931% | 3904 | 0
2020 | 6 | 19 | 2020-06-19 | 2 | 2020-06-19 | 3 | 47.7975 | 5.778e-05% | 4464 | 0 | 47.7975 | 8.263e-05% | 4299 | 0 | 7.021e-05% | 4818 | 0
2020 | 6 | 19 | 2020-06-19 | 3 | 2020-06-19 | 4 | 0 | 0% | 5135 | 0 | 0 | 0% | 4870 | 0 | 0% | 5626 | 0
2020 | 6 | 19 | 2020-06-19 | 4 | 2020-06-19 | 5 | 0 | 0% | 5135 | 0 | 0 | 0% | 4870 | 0 | 0% | 5626 | 0
2020 | 6 | 19 | 2020-06-19 | 5 | 2020-06-19 | 6 | 0 | 0% | 5135 | 0 | 0 | 0% | 4870 | 0 | 0% | 5626 | 0
2020 | 6 | 19 | 2020-06-19 | 6 | 2020-06-19 | 7 | 65.0724 | 7.867e-05% | 4378 | 0 | 65.0724 | 0.0001125% | 4145 | 0 | 9.558e-05% | 4678 | 0
2020 | 6 | 19 | 2020-06-19 | 7 | 2020-06-19 | 8 | 475.8649 | 0.0005753% | 3686 | 0 | 194.8921 | 0.0003369% | 3579 | 0 | 0.0004561% | 3822 | 0
2020 | 6 | 19 | 2020-06-19 | 8 | 2020-06-19 | 9 | 1103.5723 | 0.001334% | 3299 | 0 | 13.7617 | 2.379e-05% | 4670 | 0 | 0.000679% | 3589 | 0
2020 | 6 | 19 | 2020-06-19 | 9 | 2020-06-19 | 10 | 1157.3794 | 0.001399% | 3267 | 0 | 50.6856 | 8.762e-05% | 4274 | 0 | 0.0007434% | 3531 | 0
2020 | 6 | 19 | 2020-06-19 | 10 | 2020-06-19 | 11 | 340.8571 | 0.0004121% | 3833 | 0 | 0 | 0% | 4870 | 0 | 0.000206% | 4270 | 0
2020 | 6 | 19 | 2020-06-19 | 11 | 2020-06-19 | 12 | 68.6765 | 8.303e-05% | 4362 | 0 | 0 | 0% | 4870 | 0 | 4.151e-05% | 5037 | 0
2020 | 6 | 19 | 2020-06-19 | 12 | 2020-06-19 | 13 | 7.8828 | 9.53e-06% | 4894 | 0 | 0 | 0% | 4870 | 0 | 4.765e-06% | 5534 | 0
2020 | 6 | 19 | 2020-06-19 | 13 | 2020-06-19 | 14 | 0 | 0% | 5135 | 0 | 0 | 0% | 4870 | 0 | 0% | 5626 | 0
2020 | 6 | 19 | 2020-06-19 | 14 | 2020-06-19 | 15 | 0 | 0% | 5135 | 0 | 0 | 0% | 4870 | 0 | 0% | 5626 | 0
2020 | 6 | 19 | 2020-06-19 | 15 | 2020-06-19 | 16 | 102.3827 | 0.0001238% | 4253 | 0 | 0 | 0% | 4870 | 0 | 6.189e-05% | 4876 | 0
2020 | 6 | 19 | 2020-06-19 | 16 | 2020-06-19 | 17 | 842.7128 | 0.001019% | 3417 | 0 | 203.2761 | 0.0003514% | 3551 | 0 | 0.0006851% | 3584 | 0
2020 | 6 | 19 | 2020-06-19 | 17 | 2020-06-19 | 18 | 3604.0284 | 0.004357% | 2675 | 0 | 0 | 0% | 4870 | 0 | 0.002179% | 2912 | 0
2020 | 6 | 19 | 2020-06-19 | 18 | 2020-06-19 | 19 | 12511.2998 | 0.01513% | 1878 | 0 | 873.1804 | 0.00151% | 2721 | 0 | 0.008318% | 2098 | 0
2020 | 6 | 19 | 2020-06-19 | 19 | 2020-06-19 | 20 | 24063.4426 | 0.02909% | 1317 | 0 | 9798.0207 | 0.01694% | 1554 | 0 | 0.02301% | 1459 | 0
2020 | 6 | 19 | 2020-06-19 | 20 | 2020-06-19 | 21 | 29655.514 | 0.03585% | 1098 | 0 | 22137.6488 | 0.03827% | 992 | 0 | 0.03706% | 1036 | 0
2020 | 6 | 19 | 2020-06-19 | 21 | 2020-06-19 | 22 | 40267.7593 | 0.04868% | 736 | 0 | 28631.5733 | 0.0495% | 775 | 0 | 0.04909% | 761 | 0
2020 | 6 | 19 | 2020-06-19 | 22 | 2020-06-19 | 23 | 35051.4915 | 0.04238% | 911 | 0 | 24438.7907 | 0.04225% | 907 | 0 | 0.04231% | 899 | 0
2020 | 6 | 19 | 2020-06-19 | 23 | 2020-06-19 | 24 | 14937.6322 | 0.01806% | 1754 | 0 | 8531.6899 | 0.01475% | 1639 | 0 | 0.0164% | 1698 | 0
2020 | 6 | 19 | 2020-06-19 | 24 | 2020-06-20 | 1 | 1584.6528 | 0.001916% | 3102 | 0 | 653.5044 | 0.00113% | 2863 | 0 | 0.001523% | 3105 | 0
2020 | 6 | 20 | 2020-06-20 | 1 | 2020-06-20 | 2 | 0 | 0% | 5135 | 0 | 0.21729 | 3.756e-07% | 4868 | 0 | 1.878e-07% | 5620 | 0
2020 | 6 | 20 | 2020-06-20 | 2 | 2020-06-20 | 3 | 0 | 0% | 5135 | 0 | 0 | 0% | 4870 | 0 | 0% | 5626 | 0
2020 | 6 | 20 | 2020-06-20 | 3 | 2020-06-20 | 4 | 0 | 0% | 5135 | 0 | 0 | 0% | 4870 | 0 | 0% | 5626 | 0
2020 | 6 | 20 | 2020-06-20 | 4 | 2020-06-20 | 5 | 0 | 0% | 5135 | 0 | 0 | 0% | 4870 | 0 | 0% | 5626 | 0
2020 | 6 | 20 | 2020-06-20 | 5 | 2020-06-20 | 6 | 0 | 0% | 5135 | 0 | 0 | 0% | 4870 | 0 | 0% | 5626 | 0
2020 | 6 | 20 | 2020-06-20 | 6 | 2020-06-20 | 7 | 0 | 0% | 5135 | 0 | 50.3424 | 8.703e-05% | 4277 | 0 | 4.351e-05% | 5022 | 0
2020 | 6 | 20 | 2020-06-20 | 7 | 2020-06-20 | 8 | 0 | 0% | 5135 | 0 | 2.4478 | 4.232e-06% | 4843 | 0 | 2.116e-06% | 5585 | 0
2020 | 6 | 20 | 2020-06-20 | 8 | 2020-06-20 | 9 | 0 | 0% | 5135 | 0 | 0 | 0% | 4870 | 0 | 0% | 5626 | 0
2020 | 6 | 20 | 2020-06-20 | 9 | 2020-06-20 | 10 | 8.4896 | 1.026e-05% | 4877 | 0 | 985.1824 | 0.001703% | 2658 | 0 | 0.0008567% | 3440 | 0
2020 | 6 | 20 | 2020-06-20 | 10 | 2020-06-20 | 11 | 0 | 0% | 5135 | 0 | 0 | 0% | 4870 | 0 | 0% | 5626 | 0
2020 | 6 | 20 | 2020-06-20 | 11 | 2020-06-20 | 12 | 0 | 0% | 5135 | 0 | 0 | 0% | 4870 | 0 | 0% | 5626 | 0
2020 | 6 | 20 | 2020-06-20 | 12 | 2020-06-20 | 13 | 0 | 0% | 5135 | 0 | 0 | 0% | 4870 | 0 | 0% | 5626 | 0
2020 | 6 | 20 | 2020-06-20 | 13 | 2020-06-20 | 14 | 0 | 0% | 5135 | 0 | 0 | 0% | 4870 | 0 | 0% | 5626 | 0
2020 | 6 | 20 | 2020-06-20 | 14 | 2020-06-20 | 15 | 0 | 0% | 5135 | 0 | 0 | 0% | 4870 | 0 | 0% | 5626 | 0
2020 | 6 | 20 | 2020-06-20 | 15 | 2020-06-20 | 16 | 0 | 0% | 5135 | 0 | 0 | 0% | 4870 | 0 | 0% | 5626 | 0
2020 | 6 | 20 | 2020-06-20 | 16 | 2020-06-20 | 17 | 4.4165 | 5.339e-06% | 4996 | 0 | 62.8853 | 0.0001087% | 4163 | 0 | 5.703e-05% | 4916 | 0
2020 | 6 | 20 | 2020-06-20 | 17 | 2020-06-20 | 18 | 0 | 0% | 5135 | 0 | 0 | 0% | 4870 | 0 | 0% | 5626 | 0
2020 | 6 | 20 | 2020-06-20 | 18 | 2020-06-20 | 19 | 199.0773 | 0.0002407% | 4033 | 0 | 0 | 0% | 4870 | 0 | 0.0001203% | 4569 | 0
2020 | 6 | 20 | 2020-06-20 | 19 | 2020-06-20 | 20 | 4392.3613 | 0.00531% | 2549 | 0 | 813.108 | 0.001406% | 2753 | 0 | 0.003358% | 2629 | 0
2020 | 6 | 20 | 2020-06-20 | 20 | 2020-06-20 | 21 | 10268.9114 | 0.01241% | 2008 | 0 | 7717.2527 | 0.01334% | 1679 | 0 | 0.01288% | 1868 | 0
2020 | 6 | 20 | 2020-06-20 | 21 | 2020-06-20 | 22 | 21921.1099 | 0.0265% | 1424 | 0 | 16947.1664 | 0.0293% | 1203 | 0 | 0.0279% | 1286 | 0
2020 | 6 | 20 | 2020-06-20 | 22 | 2020-06-20 | 23 | 14333.5799 | 0.01733% | 1787 | 0 | 10495.4596 | 0.01814% | 1511 | 0 | 0.01774% | 1646 | 0
2020 | 6 | 20 | 2020-06-20 | 23 | 2020-06-20 | 24 | 3157.3257 | 0.003817% | 2743 | 0 | 1925.1797 | 0.003328% | 2328 | 0 | 0.003573% | 2590 | 0
2020 | 6 | 20 | 2020-06-20 | 24 | 2020-06-21 | 1 | 4.6126 | 5.576e-06% | 4987 | 0 | 9.8779 | 1.708e-05% | 4717 | 0 | 1.133e-05% | 5411 | 0
2020 | 6 | 21 | 2020-06-21 | 1 | 2020-06-21 | 2 | 0 | 0% | 5135 | 0 | 26.6872 | 4.614e-05% | 4513 | 0 | 2.307e-05% | 5242 | 0
2020 | 6 | 21 | 2020-06-21 | 2 | 2020-06-21 | 3 | 0 | 0% | 5135 | 0 | 0 | 0% | 4870 | 0 | 0% | 5626 | 0
2020 | 6 | 21 | 2020-06-21 | 3 | 2020-06-21 | 4 | 0 | 0% | 5135 | 0 | 0 | 0% | 4870 | 0 | 0% | 5626 | 0
2020 | 6 | 21 | 2020-06-21 | 4 | 2020-06-21 | 5 | 0 | 0% | 5135 | 0 | 0 | 0% | 4870 | 0 | 0% | 5626 | 0
2020 | 6 | 21 | 2020-06-21 | 5 | 2020-06-21 | 6 | 0 | 0% | 5135 | 0 | 0 | 0% | 4870 | 0 | 0% | 5626 | 0
2020 | 6 | 21 | 2020-06-21 | 6 | 2020-06-21 | 7 | 0 | 0% | 5135 | 0 | 60.0338 | 0.0001038% | 4184 | 0 | 5.189e-05% | 4955 | 0
2020 | 6 | 21 | 2020-06-21 | 7 | 2020-06-21 | 8 | 0 | 0% | 5135 | 0 | 52.5682 | 9.088e-05% | 4251 | 0 | 4.544e-05% | 5007 | 0
2020 | 6 | 21 | 2020-06-21 | 8 | 2020-06-21 | 9 | 0 | 0% | 5135 | 0 | 0 | 0% | 4870 | 0 | 0% | 5626 | 0
2020 | 6 | 21 | 2020-06-21 | 9 | 2020-06-21 | 10 | 0 | 0% | 5135 | 0 | 1228.1872 | 0.002123% | 2539 | 0 | 0.001062% | 3321 | 0
2020 | 6 | 21 | 2020-06-21 | 10 | 2020-06-21 | 11 | 0 | 0% | 5135 | 0 | 32.262 | 5.577e-05% | 4452 | 0 | 2.789e-05% | 5189 | 0
2020 | 6 | 21 | 2020-06-21 | 11 | 2020-06-21 | 12 | 0 | 0% | 5135 | 0 | 0 | 0% | 4870 | 0 | 0% | 5626 | 0
2020 | 6 | 21 | 2020-06-21 | 12 | 2020-06-21 | 13 | 0 | 0% | 5135 | 0 | 0 | 0% | 4870 | 0 | 0% | 5626 | 0
2020 | 6 | 21 | 2020-06-21 | 13 | 2020-06-21 | 14 | 0 | 0% | 5135 | 0 | 0 | 0% | 4870 | 0 | 0% | 5626 | 0
2020 | 6 | 21 | 2020-06-21 | 14 | 2020-06-21 | 15 | 0 | 0% | 5135 | 0 | 0 | 0% | 4870 | 0 | 0% | 5626 | 0
2020 | 6 | 21 | 2020-06-21 | 15 | 2020-06-21 | 16 | 0 | 0% | 5135 | 0 | 0 | 0% | 4870 | 0 | 0% | 5626 | 0
2020 | 6 | 21 | 2020-06-21 | 16 | 2020-06-21 | 17 | 2.9459 | 3.561e-06% | 5038 | 0 | 69.9901 | 0.000121% | 4114 | 0 | 6.228e-05% | 4873 | 0
2020 | 6 | 21 | 2020-06-21 | 17 | 2020-06-21 | 18 | 0 | 0% | 5135 | 0 | 0 | 0% | 4870 | 0 | 0% | 5626 | 0
2020 | 6 | 21 | 2020-06-21 | 18 | 2020-06-21 | 19 | 1152.3584 | 0.001393% | 3270 | 0 | 0 | 0% | 4870 | 0 | 0.0006966% | 3577 | 0
2020 | 6 | 21 | 2020-06-21 | 19 | 2020-06-21 | 20 | 5819.9683 | 0.007036% | 2388 | 0 | 1656.4714 | 0.002864% | 2405 | 0 | 0.00495% | 2408 | 0
2020 | 6 | 21 | 2020-06-21 | 20 | 2020-06-21 | 21 | 12698.3798 | 0.01535% | 1870 | 0 | 8820.5007 | 0.01525% | 1617 | 0 | 0.0153% | 1754 | 0
2020 | 6 | 21 | 2020-06-21 | 21 | 2020-06-21 | 22 | 26122.7644 | 0.03158% | 1228 | 0 | 21752.3372 | 0.0376% | 1012 | 0 | 0.03459% | 1100 | 0
2020 | 6 | 21 | 2020-06-21 | 22 | 2020-06-21 | 23 | 16882.2719 | 0.02041% | 1654 | 0 | 12027.9983 | 0.02079% | 1433 | 0 | 0.0206% | 1560 | 0
2020 | 6 | 21 | 2020-06-21 | 23 | 2020-06-21 | 24 | 3729.8321 | 0.004509% | 2649 | 0 | 2315.8214 | 0.004003% | 2237 | 0 | 0.004256% | 2498 | 0
2020 | 6 | 21 | 2020-06-21 | 24 | 2020-06-22 | 1 | 238.1595 | 0.0002879% | 3968 | 0 | 112.403 | 0.0001943% | 3884 | 0 | 0.0002411% | 4179 | 0
2020 | 6 | 22 | 2020-06-22 | 1 | 2020-06-22 | 2 | 1208.684 | 0.001461% | 3240 | 0 | 418.9072 | 0.0007242% | 3103 | 0 | 0.001093% | 3306 | 0
2020 | 6 | 22 | 2020-06-22 | 2 | 2020-06-22 | 3 | 130.546 | 0.0001578% | 4181 | 0 | 29.8338 | 5.158e-05% | 4481 | 0 | 0.0001047% | 4635 | 0
2020 | 6 | 22 | 2020-06-22 | 3 | 2020-06-22 | 4 | 30.5202 | 3.69e-05% | 4600 | 0 | 0 | 0% | 4870 | 0 | 1.845e-05% | 5300 | 0
2020 | 6 | 22 | 2020-06-22 | 4 | 2020-06-22 | 5 | 0 | 0% | 5135 | 0 | 23.7515 | 4.106e-05% | 4556 | 0 | 2.053e-05% | 5273 | 0
2020 | 6 | 22 | 2020-06-22 | 5 | 2020-06-22 | 6 | 0 | 0% | 5135 | 0 | 0 | 0% | 4870 | 0 | 0% | 5626 | 0
2020 | 6 | 22 | 2020-06-22 | 6 | 2020-06-22 | 7 | 161.0143 | 0.0001947% | 4106 | 0 | 138.2539 | 0.000239% | 3777 | 0 | 0.0002168% | 4240 | 0
2020 | 6 | 22 | 2020-06-22 | 7 | 2020-06-22 | 8 | 921.3015 | 0.001114% | 3380 | 0 | 225.0271 | 0.000389% | 3493 | 0 | 0.0007514% | 3523 | 0
2020 | 6 | 22 | 2020-06-22 | 8 | 2020-06-22 | 9 | 2329.8475 | 0.002817% | 2903 | 0 | 45.8002 | 7.918e-05% | 4318 | 0 | 0.001448% | 3143 | 0
2020 | 6 | 22 | 2020-06-22 | 9 | 2020-06-22 | 10 | 2061.2671 | 0.002492% | 2966 | 0 | 264.3057 | 0.0004569% | 3392 | 0 | 0.001474% | 3126 | 0
2020 | 6 | 22 | 2020-06-22 | 10 | 2020-06-22 | 11 | 1059.6887 | 0.001281% | 3317 | 0 | 0 | 0% | 4870 | 0 | 0.0006406% | 3619 | 0
2020 | 6 | 22 | 2020-06-22 | 11 | 2020-06-22 | 12 | 714.0718 | 0.0008633% | 3501 | 0 | 0 | 0% | 4870 | 0 | 0.0004316% | 3845 | 0
2020 | 6 | 22 | 2020-06-22 | 12 | 2020-06-22 | 13 | 474.9324 | 0.0005742% | 3687 | 0 | 0 | 0% | 4870 | 0 | 0.0002871% | 4094 | 0
2020 | 6 | 22 | 2020-06-22 | 13 | 2020-06-22 | 14 | 596.3685 | 0.000721% | 3590 | 0 | 0 | 0% | 4870 | 0 | 0.0003605% | 3956 | 0
2020 | 6 | 22 | 2020-06-22 | 14 | 2020-06-22 | 15 | 1309.405 | 0.001583% | 3191 | 0 | 0 | 0% | 4870 | 0 | 0.0007915% | 3488 | 0
2020 | 6 | 22 | 2020-06-22 | 15 | 2020-06-22 | 16 | 3730.3055 | 0.00451% | 2648 | 0 | 0 | 0% | 4870 | 0 | 0.002255% | 2886 | 0
2020 | 6 | 22 | 2020-06-22 | 16 | 2020-06-22 | 17 | 9810.9671 | 0.01186% | 2043 | 0 | 263.6358 | 0.0004558% | 3393 | 0 | 0.006158% | 2282 | 0
2020 | 6 | 22 | 2020-06-22 | 17 | 2020-06-22 | 18 | 20015.0058 | 0.0242% | 1507 | 0 | 938.2831 | 0.001622% | 2680 | 0 | 0.01291% | 1865 | 0
2020 | 6 | 22 | 2020-06-22 | 18 | 2020-06-22 | 19 | 36905.742 | 0.04462% | 842 | 0 | 10020.1305 | 0.01732% | 1543 | 0 | 0.03097% | 1200 | 0
2020 | 6 | 22 | 2020-06-22 | 19 | 2020-06-22 | 20 | 53318.5166 | 0.06446% | 413 | 0 | 35770.7394 | 0.06184% | 571 | 0 | 0.06315% | 486 | 0
2020 | 6 | 22 | 2020-06-22 | 20 | 2020-06-22 | 21 | 57206.447 | 0.06916% | 367 | 0 | 54352.3387 | 0.09396% | 238 | 0 | 0.08156% | 280 | 0
2020 | 6 | 22 | 2020-06-22 | 21 | 2020-06-22 | 22 | 64449.0148 | 0.07792% | 264 | 0 | 57719.5378 | 0.09978% | 188 | 0 | 0.08885% | 212 | 0
2020 | 6 | 22 | 2020-06-22 | 22 | 2020-06-22 | 23 | 55287.7318 | 0.06684% | 391 | 0 | 50055.476 | 0.08653% | 292 | 0 | 0.07669% | 322 | 0
2020 | 6 | 22 | 2020-06-22 | 23 | 2020-06-22 | 24 | 27722.2337 | 0.03351% | 1162 | 0 | 23211.4181 | 0.04013% | 956 | 0 | 0.03682% | 1043 | 0
2020 | 6 | 22 | 2020-06-22 | 24 | 2020-06-23 | 1 | 5696.9877 | 0.006887% | 2401 | 0 | 4554.2958 | 0.007873% | 1915 | 0 | 0.00738% | 2167 | 0
2020 | 6 | 23 | 2020-06-23 | 1 | 2020-06-23 | 2 | 4055.7137 | 0.004903% | 2602 | 0 | 2212.0326 | 0.003824% | 2257 | 0 | 0.004364% | 2484 | 0
2020 | 6 | 23 | 2020-06-23 | 2 | 2020-06-23 | 3 | 219.7318 | 0.0002656% | 4000 | 0 | 219.1844 | 0.0003789% | 3509 | 0 | 0.0003223% | 4033 | 0
2020 | 6 | 23 | 2020-06-23 | 3 | 2020-06-23 | 4 | 0 | 0% | 5135 | 0 | 0 | 0% | 4870 | 0 | 0% | 5626 | 0
2020 | 6 | 23 | 2020-06-23 | 4 | 2020-06-23 | 5 | 0 | 0% | 5135 | 0 | 0 | 0% | 4870 | 0 | 0% | 5626 | 0
2020 | 6 | 23 | 2020-06-23 | 5 | 2020-06-23 | 6 | 0 | 0% | 5135 | 0 | 0 | 0% | 4870 | 0 | 0% | 5626 | 0
2020 | 6 | 23 | 2020-06-23 | 6 | 2020-06-23 | 7 | 220.2939 | 0.0002663% | 3998 | 0 | 190.8111 | 0.0003299% | 3594 | 0 | 0.0002981% | 4072 | 0
2020 | 6 | 23 | 2020-06-23 | 7 | 2020-06-23 | 8 | 1700.1164 | 0.002055% | 3058 | 0 | 398.0882 | 0.0006882% | 3146 | 0 | 0.001372% | 3178 | 0
2020 | 6 | 23 | 2020-06-23 | 8 | 2020-06-23 | 9 | 5490.6443 | 0.006638% | 2421 | 0 | 105.7453 | 0.0001828% | 3904 | 0 | 0.00341% | 2622 | 0
2020 | 6 | 23 | 2020-06-23 | 9 | 2020-06-23 | 10 | 6025.8524 | 0.007285% | 2366 | 0 | 254.8715 | 0.0004406% | 3414 | 0 | 0.003863% | 2549 | 0
2020 | 6 | 23 | 2020-06-23 | 10 | 2020-06-23 | 11 | 3856.4213 | 0.004662% | 2632 | 0 | 0 | 0% | 4870 | 0 | 0.002331% | 2857 | 0
2020 | 6 | 23 | 2020-06-23 | 11 | 2020-06-23 | 12 | 2556.6975 | 0.003091% | 2855 | 0 | 0 | 0% | 4870 | 0 | 0.001545% | 3093 | 0
2020 | 6 | 23 | 2020-06-23 | 12 | 2020-06-23 | 13 | 2219.6421 | 0.002683% | 2931 | 0 | 0 | 0% | 4870 | 0 | 0.001342% | 3187 | 0
2020 | 6 | 23 | 2020-06-23 | 13 | 2020-06-23 | 14 | 2710.9548 | 0.003277% | 2824 | 0 | 0 | 0% | 4870 | 0 | 0.001639% | 3050 | 0
2020 | 6 | 23 | 2020-06-23 | 14 | 2020-06-23 | 15 | 4960.1673 | 0.005997% | 2482 | 0 | 0 | 0% | 4870 | 0 | 0.002998% | 2704 | 0
2020 | 6 | 23 | 2020-06-23 | 15 | 2020-06-23 | 16 | 9979.605 | 0.01206% | 2028 | 0 | 0 | 0% | 4870 | 0 | 0.006032% | 2292 | 0
2020 | 6 | 23 | 2020-06-23 | 16 | 2020-06-23 | 17 | 18822.4408 | 0.02276% | 1559 | 0 | 636.4575 | 0.0011% | 2871 | 0 | 0.01193% | 1913 | 0
2020 | 6 | 23 | 2020-06-23 | 17 | 2020-06-23 | 18 | 31030.0293 | 0.03751% | 1044 | 0 | 5333.6445 | 0.009221% | 1852 | 0 | 0.02337% | 1449 | 0
2020 | 6 | 23 | 2020-06-23 | 18 | 2020-06-23 | 19 | 50407.4418 | 0.06094% | 477 | 0 | 30675.7748 | 0.05303% | 704 | 0 | 0.05699% | 591 | 0
2020 | 6 | 23 | 2020-06-23 | 19 | 2020-06-23 | 20 | 68116.7003 | 0.08235% | 221 | 0 | 52314.2632 | 0.09044% | 261 | 0 | 0.08639% | 236 | 0
2020 | 6 | 23 | 2020-06-23 | 20 | 2020-06-23 | 21 | 71449.2332 | 0.08638% | 186 | 0 | 61367.5983 | 0.1061% | 157 | 0 | 0.09623% | 156 | 0
2020 | 6 | 23 | 2020-06-23 | 21 | 2020-06-23 | 22 | 74392.7137 | 0.08994% | 166 | 0 | 63525.0691 | 0.1098% | 140 | 0 | 0.09988% | 137 | 0
2020 | 6 | 23 | 2020-06-23 | 22 | 2020-06-23 | 23 | 63268.8925 | 0.07649% | 276 | 0 | 51721.2909 | 0.08941% | 273 | 0 | 0.08295% | 270 | 0
2020 | 6 | 23 | 2020-06-23 | 23 | 2020-06-23 | 24 | 36138.4432 | 0.04369% | 874 | 0 | 26672.5736 | 0.04611% | 835 | 0 | 0.0449% | 835 | 0
2020 | 6 | 23 | 2020-06-23 | 24 | 2020-06-24 | 1 | 13356.6138 | 0.01615% | 1833 | 0 | 9702.3393 | 0.01677% | 1561 | 0 | 0.01646% | 1694 | 0
2020 | 6 | 24 | 2020-06-24 | 1 | 2020-06-24 | 2 | 1407.0001 | 0.001701% | 3160 | 0 | 710.9241 | 0.001229% | 2817 | 0 | 0.001465% | 3131 | 0
2020 | 6 | 24 | 2020-06-24 | 2 | 2020-06-24 | 3 | 194.4936 | 0.0002351% | 4042 | 0 | 183.0134 | 0.0003164% | 3619 | 0 | 0.0002758% | 4113 | 0
2020 | 6 | 24 | 2020-06-24 | 3 | 2020-06-24 | 4 | 8.6385 | 1.044e-05% | 4873 | 0 | 0 | 0% | 4870 | 0 | 5.222e-06% | 5525 | 0
2020 | 6 | 24 | 2020-06-24 | 4 | 2020-06-24 | 5 | 0 | 0% | 5135 | 0 | 0 | 0% | 4870 | 0 | 0% | 5626 | 0
2020 | 6 | 24 | 2020-06-24 | 5 | 2020-06-24 | 6 | 0 | 0% | 5135 | 0 | 0 | 0% | 4870 | 0 | 0% | 5626 | 0
2020 | 6 | 24 | 2020-06-24 | 6 | 2020-06-24 | 7 | 213.3168 | 0.0002579% | 4009 | 0 | 157.2885 | 0.0002719% | 3703 | 0 | 0.0002649% | 4132 | 0
2020 | 6 | 24 | 2020-06-24 | 7 | 2020-06-24 | 8 | 1160.9223 | 0.001403% | 3264 | 0 | 391.8555 | 0.0006774% | 3155 | 0 | 0.00104% | 3330 | 0
2020 | 6 | 24 | 2020-06-24 | 8 | 2020-06-24 | 9 | 2525.1371 | 0.003053% | 2862 | 0 | 18.2686 | 3.158e-05% | 4612 | 0 | 0.001542% | 3096 | 0
2020 | 6 | 24 | 2020-06-24 | 9 | 2020-06-24 | 10 | 2032.677 | 0.002457% | 2973 | 0 | 297.1932 | 0.0005138% | 3321 | 0 | 0.001486% | 3121 | 0
2020 | 6 | 24 | 2020-06-24 | 10 | 2020-06-24 | 11 | 798.9145 | 0.0009658% | 3443 | 0 | 0 | 0% | 4870 | 0 | 0.0004829% | 3778 | 0
2020 | 6 | 24 | 2020-06-24 | 11 | 2020-06-24 | 12 | 529.5023 | 0.0006401% | 3641 | 0 | 0 | 0% | 4870 | 0 | 0.0003201% | 4035 | 0
2020 | 6 | 24 | 2020-06-24 | 12 | 2020-06-24 | 13 | 454.0186 | 0.0005489% | 3703 | 0 | 0 | 0% | 4870 | 0 | 0.0002744% | 4116 | 0
2020 | 6 | 24 | 2020-06-24 | 13 | 2020-06-24 | 14 | 712.6741 | 0.0008616% | 3502 | 0 | 0 | 0% | 4870 | 0 | 0.0004308% | 3846 | 0
2020 | 6 | 24 | 2020-06-24 | 14 | 2020-06-24 | 15 | 1626.4333 | 0.001966% | 3085 | 0 | 0 | 0% | 4870 | 0 | 0.0009831% | 3361 | 0
2020 | 6 | 24 | 2020-06-24 | 15 | 2020-06-24 | 16 | 3539.4431 | 0.004279% | 2685 | 0 | 0 | 0% | 4870 | 0 | 0.00214% | 2923 | 0
2020 | 6 | 24 | 2020-06-24 | 16 | 2020-06-24 | 17 | 9363.8428 | 0.01132% | 2083 | 0 | 401.7451 | 0.0006945% | 3142 | 0 | 0.006007% | 2300 | 0
2020 | 6 | 24 | 2020-06-24 | 17 | 2020-06-24 | 18 | 18424.4893 | 0.02227% | 1577 | 0 | 963.6284 | 0.001666% | 2666 | 0 | 0.01197% | 1909 | 0
2020 | 6 | 24 | 2020-06-24 | 18 | 2020-06-24 | 19 | 35149.5122 | 0.04249% | 905 | 0 | 8306.1647 | 0.01436% | 1647 | 0 | 0.02843% | 1271 | 0
2020 | 6 | 24 | 2020-06-24 | 19 | 2020-06-24 | 20 | 52400.7974 | 0.06335% | 433 | 0 | 31375.2449 | 0.05424% | 693 | 0 | 0.0588% | 554 | 0
2020 | 6 | 24 | 2020-06-24 | 20 | 2020-06-24 | 21 | 56702.3415 | 0.06855% | 375 | 0 | 45299.9297 | 0.07831% | 372 | 0 | 0.07343% | 358 | 0
2020 | 6 | 24 | 2020-06-24 | 21 | 2020-06-24 | 22 | 62623.7509 | 0.07571% | 279 | 0 | 46736.7674 | 0.0808% | 347 | 0 | 0.07825% | 312 | 0
2020 | 6 | 24 | 2020-06-24 | 22 | 2020-06-24 | 23 | 51727.3033 | 0.06254% | 445 | 0 | 38593.5728 | 0.06672% | 498 | 0 | 0.06463% | 469 | 0
2020 | 6 | 24 | 2020-06-24 | 23 | 2020-06-24 | 24 | 26697.4194 | 0.03228% | 1209 | 0 | 17534.3618 | 0.03031% | 1174 | 0 | 0.03129% | 1188 | 0
2020 | 6 | 24 | 2020-06-24 | 24 | 2020-06-25 | 1 | 6259.4778 | 0.007567% | 2345 | 0 | 2999.5108 | 0.005185% | 2120 | 0 | 0.006376% | 2253 | 0
2020 | 6 | 25 | 2020-06-25 | 1 | 2020-06-25 | 2 | 4658.4236 | 0.005632% | 2521 | 0 | 1731.2493 | 0.002993% | 2380 | 0 | 0.004312% | 2493 | 0
2020 | 6 | 25 | 2020-06-25 | 2 | 2020-06-25 | 3 | 298.7508 | 0.0003612% | 3888 | 0 | 197.7562 | 0.0003419% | 3574 | 0 | 0.0003515% | 3980 | 0
2020 | 6 | 25 | 2020-06-25 | 3 | 2020-06-25 | 4 | 91.8561 | 0.000111% | 4288 | 0 | 89.6981 | 0.0001551% | 3990 | 0 | 0.0001331% | 4521 | 0
2020 | 6 | 25 | 2020-06-25 | 4 | 2020-06-25 | 5 | 0 | 0% | 5135 | 0 | 8.9884 | 1.554e-05% | 4732 | 0 | 7.769e-06% | 5474 | 0
2020 | 6 | 25 | 2020-06-25 | 5 | 2020-06-25 | 6 | 0 | 0% | 5135 | 0 | 23.3905 | 4.044e-05% | 4559 | 0 | 2.022e-05% | 5279 | 0
2020 | 6 | 25 | 2020-06-25 | 6 | 2020-06-25 | 7 | 159.2091 | 0.0001925% | 4111 | 0 | 136.309 | 0.0002356% | 3783 | 0 | 0.0002141% | 4246 | 0
2020 | 6 | 25 | 2020-06-25 | 7 | 2020-06-25 | 8 | 993.0329 | 0.001201% | 3355 | 0 | 250.6537 | 0.0004333% | 3422 | 0 | 0.0008169% | 3468 | 0
2020 | 6 | 25 | 2020-06-25 | 8 | 2020-06-25 | 9 | 3152.6753 | 0.003811% | 2745 | 0 | 28.9911 | 5.012e-05% | 4491 | 0 | 0.001931% | 2969 | 0
2020 | 6 | 25 | 2020-06-25 | 9 | 2020-06-25 | 10 | 3048.1479 | 0.003685% | 2763 | 0 | 74.3296 | 0.0001285% | 4081 | 0 | 0.001907% | 2973 | 0
2020 | 6 | 25 | 2020-06-25 | 10 | 2020-06-25 | 11 | 2080.6201 | 0.002515% | 2961 | 0 | 0 | 0% | 4870 | 0 | 0.001258% | 3223 | 0
2020 | 6 | 25 | 2020-06-25 | 11 | 2020-06-25 | 12 | 1220.2447 | 0.001475% | 3236 | 0 | 0 | 0% | 4870 | 0 | 0.0007376% | 3537 | 0
2020 | 6 | 25 | 2020-06-25 | 12 | 2020-06-25 | 13 | 767.1434 | 0.0009274% | 3466 | 0 | 0 | 0% | 4870 | 0 | 0.0004637% | 3813 | 0
2020 | 6 | 25 | 2020-06-25 | 13 | 2020-06-25 | 14 | 1331.1394 | 0.001609% | 3184 | 0 | 0 | 0% | 4870 | 0 | 0.0008046% | 3481 | 0
2020 | 6 | 25 | 2020-06-25 | 14 | 2020-06-25 | 15 | 4710.4443 | 0.005695% | 2517 | 0 | 0 | 0% | 4870 | 0 | 0.002847% | 2746 | 0
2020 | 6 | 25 | 2020-06-25 | 15 | 2020-06-25 | 16 | 9277.9095 | 0.01122% | 2089 | 0 | 0 | 0% | 4870 | 0 | 0.005608% | 2347 | 0
2020 | 6 | 25 | 2020-06-25 | 16 | 2020-06-25 | 17 | 17708.6942 | 0.02141% | 1614 | 0 | 590.3991 | 0.001021% | 2915 | 0 | 0.01121% | 1943 | 0
2020 | 6 | 25 | 2020-06-25 | 17 | 2020-06-25 | 18 | 30777.103 | 0.03721% | 1054 | 0 | 2281.6743 | 0.003944% | 2243 | 0 | 0.02058% | 1562 | 0
2020 | 6 | 25 | 2020-06-25 | 18 | 2020-06-25 | 19 | 52551.8752 | 0.06353% | 429 | 0 | 19020.8758 | 0.03288% | 1110 | 0 | 0.04821% | 777 | 0
2020 | 6 | 25 | 2020-06-25 | 19 | 2020-06-25 | 20 | 69449.9869 | 0.08396% | 208 | 0 | 44557.3244 | 0.07703% | 384 | 0 | 0.0805% | 293 | 0
2020 | 6 | 25 | 2020-06-25 | 20 | 2020-06-25 | 21 | 73027.0676 | 0.08829% | 175 | 0 | 64932.157 | 0.1123% | 129 | 0 | 0.1003% | 136 | 0
2020 | 6 | 25 | 2020-06-25 | 21 | 2020-06-25 | 22 | 77977.7293 | 0.09427% | 139 | 0 | 67547.8416 | 0.1168% | 113 | 0 | 0.1055% | 124 | 0
2020 | 6 | 25 | 2020-06-25 | 22 | 2020-06-25 | 23 | 68695.194 | 0.08305% | 217 | 0 | 59014.5328 | 0.102% | 173 | 0 | 0.09254% | 180 | 0
2020 | 6 | 25 | 2020-06-25 | 23 | 2020-06-25 | 24 | 40920.706 | 0.04947% | 719 | 0 | 32680.5745 | 0.0565% | 653 | 0 | 0.05298% | 676 | 0
2020 | 6 | 25 | 2020-06-25 | 24 | 2020-06-26 | 1 | 15424.1155 | 0.01865% | 1734 | 0 | 13547.5255 | 0.02342% | 1347 | 0 | 0.02103% | 1542 | 0
2020 | 6 | 26 | 2020-06-26 | 1 | 2020-06-26 | 2 | 861.2783 | 0.001041% | 3409 | 0 | 478.2541 | 0.0008268% | 3030 | 0 | 0.000934% | 3396 | 0
2020 | 6 | 26 | 2020-06-26 | 2 | 2020-06-26 | 3 | 239.4821 | 0.0002895% | 3965 | 0 | 117.7032 | 0.0002035% | 3862 | 0 | 0.0002465% | 4167 | 0
2020 | 6 | 26 | 2020-06-26 | 3 | 2020-06-26 | 4 | 58.5979 | 7.084e-05% | 4410 | 0 | 63.9908 | 0.0001106% | 4154 | 0 | 9.073e-05% | 4699 | 0
2020 | 6 | 26 | 2020-06-26 | 4 | 2020-06-26 | 5 | 34.9648 | 4.227e-05% | 4560 | 0 | 62.332 | 0.0001078% | 4169 | 0 | 7.501e-05% | 4786 | 0
2020 | 6 | 26 | 2020-06-26 | 5 | 2020-06-26 | 6 | 131.8153 | 0.0001594% | 4177 | 0 | 136.957 | 0.0002368% | 3782 | 0 | 0.0001981% | 4288 | 0
2020 | 6 | 26 | 2020-06-26 | 6 | 2020-06-26 | 7 | 272.03 | 0.0003289% | 3919 | 0 | 243.0302 | 0.0004201% | 3443 | 0 | 0.0003745% | 3932 | 0
2020 | 6 | 26 | 2020-06-26 | 7 | 2020-06-26 | 8 | 641.1367 | 0.0007751% | 3555 | 0 | 318.6159 | 0.0005508% | 3273 | 0 | 0.000663% | 3601 | 0
2020 | 6 | 26 | 2020-06-26 | 8 | 2020-06-26 | 9 | 1035.144 | 0.001251% | 3331 | 0 | 123.24 | 0.0002131% | 3841 | 0 | 0.0007322% | 3546 | 0
2020 | 6 | 26 | 2020-06-26 | 9 | 2020-06-26 | 10 | 680.4917 | 0.0008227% | 3526 | 0 | 121.6929 | 0.0002104% | 3849 | 0 | 0.0005165% | 3740 | 0
2020 | 6 | 26 | 2020-06-26 | 10 | 2020-06-26 | 11 | 316.6637 | 0.0003828% | 3864 | 0 | 0 | 0% | 4870 | 0 | 0.0001914% | 4308 | 0
2020 | 6 | 26 | 2020-06-26 | 11 | 2020-06-26 | 12 | 171.7378 | 0.0002076% | 4085 | 0 | 0 | 0% | 4870 | 0 | 0.0001038% | 4638 | 0
2020 | 6 | 26 | 2020-06-26 | 12 | 2020-06-26 | 13 | 64.0069 | 7.738e-05% | 4384 | 0 | 0 | 0% | 4870 | 0 | 3.869e-05% | 5065 | 0
2020 | 6 | 26 | 2020-06-26 | 13 | 2020-06-26 | 14 | 145.4768 | 0.0001759% | 4142 | 0 | 0 | 0% | 4870 | 0 | 8.794e-05% | 4711 | 0
2020 | 6 | 26 | 2020-06-26 | 14 | 2020-06-26 | 15 | 239.5797 | 0.0002896% | 3963 | 0 | 0 | 0% | 4870 | 0 | 0.0001448% | 4455 | 0
2020 | 6 | 26 | 2020-06-26 | 15 | 2020-06-26 | 16 | 480.2909 | 0.0005806% | 3680 | 0 | 85.2643 | 0.0001474% | 4014 | 0 | 0.000364% | 3953 | 0
2020 | 6 | 26 | 2020-06-26 | 16 | 2020-06-26 | 17 | 1962.8171 | 0.002373% | 2991 | 0 | 343.8402 | 0.0005944% | 3230 | 0 | 0.001484% | 3122 | 0
2020 | 6 | 26 | 2020-06-26 | 17 | 2020-06-26 | 18 | 7452.085 | 0.009009% | 2243 | 0 | 287.2048 | 0.0004965% | 3350 | 0 | 0.004753% | 2431 | 0
2020 | 6 | 26 | 2020-06-26 | 18 | 2020-06-26 | 19 | 21031.8476 | 0.02543% | 1469 | 0 | 1526.6202 | 0.002639% | 2438 | 0 | 0.01403% | 1821 | 0
2020 | 6 | 26 | 2020-06-26 | 19 | 2020-06-26 | 20 | 36227.2484 | 0.0438% | 870 | 0 | 14180.9928 | 0.02452% | 1315 | 0 | 0.03416% | 1115 | 0
2020 | 6 | 26 | 2020-06-26 | 20 | 2020-06-26 | 21 | 41696.606 | 0.05041% | 701 | 0 | 29366.1497 | 0.05077% | 750 | 0 | 0.05059% | 725 | 0
2020 | 6 | 26 | 2020-06-26 | 21 | 2020-06-26 | 22 | 51458.6662 | 0.06221% | 451 | 0 | 38962.5398 | 0.06736% | 490 | 0 | 0.06478% | 465 | 0
2020 | 6 | 26 | 2020-06-26 | 22 | 2020-06-26 | 23 | 43523.8245 | 0.05262% | 640 | 0 | 30670.3962 | 0.05302% | 706 | 0 | 0.05282% | 682 | 0
2020 | 6 | 26 | 2020-06-26 | 23 | 2020-06-26 | 24 | 20851.9172 | 0.02521% | 1474 | 0 | 11373.4916 | 0.01966% | 1465 | 0 | 0.02244% | 1488 | 0
2020 | 6 | 26 | 2020-06-26 | 24 | 2020-06-27 | 1 | 3118.6472 | 0.00377% | 2749 | 0 | 992.6202 | 0.001716% | 2651 | 0 | 0.002743% | 2763 | 0
2020 | 6 | 27 | 2020-06-27 | 1 | 2020-06-27 | 2 | 341.7637 | 0.0004132% | 3831 | 0 | 8.6396 | 1.494e-05% | 4739 | 0 | 0.0002141% | 4247 | 0
2020 | 6 | 27 | 2020-06-27 | 2 | 2020-06-27 | 3 | 139.5264 | 0.0001687% | 4162 | 0 | 0 | 0% | 4870 | 0 | 8.434e-05% | 4732 | 0
2020 | 6 | 27 | 2020-06-27 | 3 | 2020-06-27 | 4 | 0 | 0% | 5135 | 0 | 0 | 0% | 4870 | 0 | 0% | 5626 | 0
2020 | 6 | 27 | 2020-06-27 | 4 | 2020-06-27 | 5 | 0 | 0% | 5135 | 0 | 0 | 0% | 4870 | 0 | 0% | 5626 | 0
2020 | 6 | 27 | 2020-06-27 | 5 | 2020-06-27 | 6 | 15.4051 | 1.862e-05% | 4759 | 0 | 0 | 0% | 4870 | 0 | 9.312e-06% | 5444 | 0
2020 | 6 | 27 | 2020-06-27 | 6 | 2020-06-27 | 7 | 164.4433 | 0.0001988% | 4102 | 0 | 0 | 0% | 4870 | 0 | 9.94e-05% | 4664 | 0
2020 | 6 | 27 | 2020-06-27 | 7 | 2020-06-27 | 8 | 382.7091 | 0.0004627% | 3786 | 0 | 7.8724 | 1.361e-05% | 4750 | 0 | 0.0002381% | 4186 | 0
2020 | 6 | 27 | 2020-06-27 | 8 | 2020-06-27 | 9 | 493.1078 | 0.0005961% | 3670 | 0 | 0 | 0% | 4870 | 0 | 0.0002981% | 4073 | 0
2020 | 6 | 27 | 2020-06-27 | 9 | 2020-06-27 | 10 | 371.1462 | 0.0004487% | 3797 | 0 | 2514.6821 | 0.004347% | 2207 | 0 | 0.002398% | 2845 | 0
2020 | 6 | 27 | 2020-06-27 | 10 | 2020-06-27 | 11 | 129.781 | 0.0001569% | 4186 | 0 | 0 | 0% | 4870 | 0 | 7.845e-05% | 4770 | 0
2020 | 6 | 27 | 2020-06-27 | 11 | 2020-06-27 | 12 | 0 | 0% | 5135 | 0 | 0 | 0% | 4870 | 0 | 0% | 5626 | 0
2020 | 6 | 27 | 2020-06-27 | 12 | 2020-06-27 | 13 | 0 | 0% | 5135 | 0 | 0 | 0% | 4870 | 0 | 0% | 5626 | 0
2020 | 6 | 27 | 2020-06-27 | 13 | 2020-06-27 | 14 | 0 | 0% | 5135 | 0 | 0 | 0% | 4870 | 0 | 0% | 5626 | 0
2020 | 6 | 27 | 2020-06-27 | 14 | 2020-06-27 | 15 | 0 | 0% | 5135 | 0 | 0 | 0% | 4870 | 0 | 0% | 5626 | 0
2020 | 6 | 27 | 2020-06-27 | 15 | 2020-06-27 | 16 | 0 | 0% | 5135 | 0 | 0 | 0% | 4870 | 0 | 0% | 5626 | 0
2020 | 6 | 27 | 2020-06-27 | 16 | 2020-06-27 | 17 | 199.7103 | 0.0002414% | 4031 | 0 | 192.4571 | 0.0003327% | 3589 | 0 | 0.0002871% | 4095 | 0
2020 | 6 | 27 | 2020-06-27 | 17 | 2020-06-27 | 18 | 511.6317 | 0.0006185% | 3652 | 0 | 0 | 0% | 4870 | 0 | 0.0003093% | 4049 | 0
2020 | 6 | 27 | 2020-06-27 | 18 | 2020-06-27 | 19 | 1808.3697 | 0.002186% | 3023 | 0 | 0 | 0% | 4870 | 0 | 0.001093% | 3305 | 0
2020 | 6 | 27 | 2020-06-27 | 19 | 2020-06-27 | 20 | 8832.1179 | 0.01068% | 2121 | 0 | 953.3813 | 0.001648% | 2672 | 0 | 0.006163% | 2281 | 0
2020 | 6 | 27 | 2020-06-27 | 20 | 2020-06-27 | 21 | 15910.3656 | 0.01923% | 1706 | 0 | 7178.1192 | 0.01241% | 1717 | 0 | 0.01582% | 1724 | 0
2020 | 6 | 27 | 2020-06-27 | 21 | 2020-06-27 | 22 | 26590.0346 | 0.03215% | 1212 | 0 | 14514.9669 | 0.02509% | 1297 | 0 | 0.02862% | 1262 | 0
2020 | 6 | 27 | 2020-06-27 | 22 | 2020-06-27 | 23 | 18225.0076 | 0.02203% | 1587 | 0 | 9233.0137 | 0.01596% | 1589 | 0 | 0.019% | 1606 | 0
2020 | 6 | 27 | 2020-06-27 | 23 | 2020-06-27 | 24 | 5297.5815 | 0.006405% | 2442 | 0 | 2053.3715 | 0.00355% | 2293 | 0 | 0.004977% | 2405 | 0
2020 | 6 | 27 | 2020-06-27 | 24 | 2020-06-28 | 1 | 726.1076 | 0.0008778% | 3491 | 0 | 601.4645 | 0.00104% | 2903 | 0 | 0.0009588% | 3380 | 0
2020 | 6 | 28 | 2020-06-28 | 1 | 2020-06-28 | 2 | 22.7413 | 2.749e-05% | 4671 | 0 | 58.6217 | 0.0001013% | 4194 | 0 | 6.442e-05% | 4856 | 0
2020 | 6 | 28 | 2020-06-28 | 2 | 2020-06-28 | 3 | 0 | 0% | 5135 | 0 | 0 | 0% | 4870 | 0 | 0% | 5626 | 0
2020 | 6 | 28 | 2020-06-28 | 3 | 2020-06-28 | 4 | 0 | 0% | 5135 | 0 | 0 | 0% | 4870 | 0 | 0% | 5626 | 0
2020 | 6 | 28 | 2020-06-28 | 4 | 2020-06-28 | 5 | 0 | 0% | 5135 | 0 | 0 | 0% | 4870 | 0 | 0% | 5626 | 0
2020 | 6 | 28 | 2020-06-28 | 5 | 2020-06-28 | 6 | 0 | 0% | 5135 | 0 | 3.5915 | 6.209e-06% | 4822 | 0 | 3.104e-06% | 5567 | 0
2020 | 6 | 28 | 2020-06-28 | 6 | 2020-06-28 | 7 | 0 | 0% | 5135 | 0 | 158.8766 | 0.0002747% | 3698 | 0 | 0.0001373% | 4495 | 0
2020 | 6 | 28 | 2020-06-28 | 7 | 2020-06-28 | 8 | 367.9419 | 0.0004448% | 3800 | 0 | 99.4127 | 0.0001719% | 3939 | 0 | 0.0003083% | 4050 | 0
2020 | 6 | 28 | 2020-06-28 | 8 | 2020-06-28 | 9 | 768.9947 | 0.0009297% | 3465 | 0 | 0 | 0% | 4870 | 0 | 0.0004648% | 3811 | 0
2020 | 6 | 28 | 2020-06-28 | 9 | 2020-06-28 | 10 | 489.8267 | 0.0005922% | 3673 | 0 | 362.7018 | 0.000627% | 3198 | 0 | 0.0006096% | 3657 | 0
2020 | 6 | 28 | 2020-06-28 | 10 | 2020-06-28 | 11 | 0 | 0% | 5135 | 0 | 2069.1409 | 0.003577% | 2286 | 0 | 0.001789% | 3006 | 0
2020 | 6 | 28 | 2020-06-28 | 11 | 2020-06-28 | 12 | 0 | 0% | 5135 | 0 | 0 | 0% | 4870 | 0 | 0% | 5626 | 0
2020 | 6 | 28 | 2020-06-28 | 12 | 2020-06-28 | 13 | 0 | 0% | 5135 | 0 | 0 | 0% | 4870 | 0 | 0% | 5626 | 0
2020 | 6 | 28 | 2020-06-28 | 13 | 2020-06-28 | 14 | 0 | 0% | 5135 | 0 | 0 | 0% | 4870 | 0 | 0% | 5626 | 0
2020 | 6 | 28 | 2020-06-28 | 14 | 2020-06-28 | 15 | 0 | 0% | 5135 | 0 | 0 | 0% | 4870 | 0 | 0% | 5626 | 0
2020 | 6 | 28 | 2020-06-28 | 15 | 2020-06-28 | 16 | 0 | 0% | 5135 | 0 | 0 | 0% | 4870 | 0 | 0% | 5626 | 0
2020 | 6 | 28 | 2020-06-28 | 16 | 2020-06-28 | 17 | 0.51368 | 6.21e-07% | 5121 | 0 | 237.6634 | 0.0004109% | 3456 | 0 | 0.0002057% | 4272 | 0
2020 | 6 | 28 | 2020-06-28 | 17 | 2020-06-28 | 18 | 663.4878 | 0.0008021% | 3540 | 0 | 0 | 0% | 4870 | 0 | 0.0004011% | 3894 | 0
2020 | 6 | 28 | 2020-06-28 | 18 | 2020-06-28 | 19 | 4893.4119 | 0.005916% | 2494 | 0 | 0 | 0% | 4870 | 0 | 0.002958% | 2714 | 0
2020 | 6 | 28 | 2020-06-28 | 19 | 2020-06-28 | 20 | 13765.5345 | 0.01664% | 1814 | 0 | 1968.4375 | 0.003403% | 2315 | 0 | 0.01002% | 2005 | 0
2020 | 6 | 28 | 2020-06-28 | 20 | 2020-06-28 | 21 | 21869.6291 | 0.02644% | 1429 | 0 | 10359.123 | 0.01791% | 1518 | 0 | 0.02217% | 1494 | 0
2020 | 6 | 28 | 2020-06-28 | 21 | 2020-06-28 | 22 | 34597.8239 | 0.04183% | 933 | 0 | 20584.7445 | 0.03559% | 1058 | 0 | 0.03871% | 997 | 0
2020 | 6 | 28 | 2020-06-28 | 22 | 2020-06-28 | 23 | 23517.1134 | 0.02843% | 1348 | 0 | 12409.6087 | 0.02145% | 1410 | 0 | 0.02494% | 1383 | 0
2020 | 6 | 28 | 2020-06-28 | 23 | 2020-06-28 | 24 | 6369.0184 | 0.0077% | 2334 | 0 | 2281.0012 | 0.003943% | 2244 | 0 | 0.005822% | 2321 | 0
2020 | 6 | 28 | 2020-06-28 | 24 | 2020-06-29 | 1 | 558.7602 | 0.0006755% | 3616 | 0 | 247.0182 | 0.000427% | 3431 | 0 | 0.0005513% | 3699 | 0
2020 | 6 | 29 | 2020-06-29 | 1 | 2020-06-29 | 2 | 814.4762 | 0.0009847% | 3436 | 0 | 511.0834 | 0.0008835% | 3001 | 0 | 0.0009341% | 3395 | 0
2020 | 6 | 29 | 2020-06-29 | 2 | 2020-06-29 | 3 | 11.3838 | 1.376e-05% | 4820 | 0 | 43.2855 | 7.483e-05% | 4339 | 0 | 4.43e-05% | 5016 | 0
2020 | 6 | 29 | 2020-06-29 | 3 | 2020-06-29 | 4 | 0 | 0% | 5135 | 0 | 0 | 0% | 4870 | 0 | 0% | 5626 | 0
2020 | 6 | 29 | 2020-06-29 | 4 | 2020-06-29 | 5 | 0 | 0% | 5135 | 0 | 0 | 0% | 4870 | 0 | 0% | 5626 | 0
2020 | 6 | 29 | 2020-06-29 | 5 | 2020-06-29 | 6 | 0 | 0% | 5135 | 0 | 0 | 0% | 4870 | 0 | 0% | 5626 | 0
2020 | 6 | 29 | 2020-06-29 | 6 | 2020-06-29 | 7 | 125.9004 | 0.0001522% | 4196 | 0 | 214.592 | 0.000371% | 3520 | 0 | 0.0002616% | 4140 | 0
2020 | 6 | 29 | 2020-06-29 | 7 | 2020-06-29 | 8 | 1169.9685 | 0.001414% | 3259 | 0 | 375.8607 | 0.0006498% | 3179 | 0 | 0.001032% | 3334 | 0
2020 | 6 | 29 | 2020-06-29 | 8 | 2020-06-29 | 9 | 1894.4905 | 0.00229% | 3009 | 0 | 51.2682 | 8.863e-05% | 4266 | 0 | 0.001189% | 3261 | 0
2020 | 6 | 29 | 2020-06-29 | 9 | 2020-06-29 | 10 | 1681.1024 | 0.002032% | 3065 | 0 | 330.7855 | 0.0005718% | 3252 | 0 | 0.001302% | 3204 | 0
2020 | 6 | 29 | 2020-06-29 | 10 | 2020-06-29 | 11 | 430.9285 | 0.000521% | 3727 | 0 | 0 | 0% | 4870 | 0 | 0.0002605% | 4142 | 0
2020 | 6 | 29 | 2020-06-29 | 11 | 2020-06-29 | 12 | 118.4599 | 0.0001432% | 4220 | 0 | 0 | 0% | 4870 | 0 | 7.161e-05% | 4807 | 0
2020 | 6 | 29 | 2020-06-29 | 12 | 2020-06-29 | 13 | 0 | 0% | 5135 | 0 | 0 | 0% | 4870 | 0 | 0% | 5626 | 0
2020 | 6 | 29 | 2020-06-29 | 13 | 2020-06-29 | 14 | 0 | 0% | 5135 | 0 | 0 | 0% | 4870 | 0 | 0% | 5626 | 0
2020 | 6 | 29 | 2020-06-29 | 14 | 2020-06-29 | 15 | 80.0574 | 9.679e-05% | 4323 | 0 | 0 | 0% | 4870 | 0 | 4.839e-05% | 4982 | 0
2020 | 6 | 29 | 2020-06-29 | 15 | 2020-06-29 | 16 | 473.1791 | 0.0005721% | 3689 | 0 | 0 | 0% | 4870 | 0 | 0.000286% | 4097 | 0
2020 | 6 | 29 | 2020-06-29 | 16 | 2020-06-29 | 17 | 2285.018 | 0.002762% | 2910 | 0 | 295.5374 | 0.0005109% | 3328 | 0 | 0.001637% | 3051 | 0
2020 | 6 | 29 | 2020-06-29 | 17 | 2020-06-29 | 18 | 5656.8719 | 0.006839% | 2406 | 0 | 72.0597 | 0.0001246% | 4098 | 0 | 0.003482% | 2600 | 0
2020 | 6 | 29 | 2020-06-29 | 18 | 2020-06-29 | 19 | 14382.7593 | 0.01739% | 1786 | 0 | 925.0878 | 0.001599% | 2690 | 0 | 0.009494% | 2039 | 0
2020 | 6 | 29 | 2020-06-29 | 19 | 2020-06-29 | 20 | 28400.1279 | 0.03433% | 1137 | 0 | 8081.0531 | 0.01397% | 1656 | 0 | 0.02415% | 1419 | 0
2020 | 6 | 29 | 2020-06-29 | 20 | 2020-06-29 | 21 | 34983.9071 | 0.04229% | 919 | 0 | 20829.9621 | 0.03601% | 1049 | 0 | 0.03915% | 979 | 0
2020 | 6 | 29 | 2020-06-29 | 21 | 2020-06-29 | 22 | 46967.8095 | 0.05678% | 553 | 0 | 29702.0814 | 0.05135% | 740 | 0 | 0.05406% | 653 | 0
2020 | 6 | 29 | 2020-06-29 | 22 | 2020-06-29 | 23 | 39054.2794 | 0.04721% | 769 | 0 | 23590.0833 | 0.04078% | 934 | 0 | 0.044% | 856 | 0
2020 | 6 | 29 | 2020-06-29 | 23 | 2020-06-29 | 24 | 17909.2109 | 0.02165% | 1605 | 0 | 8957.7177 | 0.01549% | 1609 | 0 | 0.01857% | 1618 | 0
2020 | 6 | 29 | 2020-06-29 | 24 | 2020-06-30 | 1 | 3061.2881 | 0.003701% | 2761 | 0 | 2492.8322 | 0.004309% | 2213 | 0 | 0.004005% | 2536 | 0
2020 | 6 | 30 | 2020-06-30 | 1 | 2020-06-30 | 2 | 531.1854 | 0.0006422% | 3639 | 0 | 192.7951 | 0.0003333% | 3587 | 0 | 0.0004877% | 3773 | 0
2020 | 6 | 30 | 2020-06-30 | 2 | 2020-06-30 | 3 | 102.6442 | 0.0001241% | 4251 | 0 | 33.5217 | 5.795e-05% | 4431 | 0 | 9.102e-05% | 4694 | 0
2020 | 6 | 30 | 2020-06-30 | 3 | 2020-06-30 | 4 | 0 | 0% | 5135 | 0 | 0 | 0% | 4870 | 0 | 0% | 5626 | 0
2020 | 6 | 30 | 2020-06-30 | 4 | 2020-06-30 | 5 | 0 | 0% | 5135 | 0 | 0 | 0% | 4870 | 0 | 0% | 5626 | 0
2020 | 6 | 30 | 2020-06-30 | 5 | 2020-06-30 | 6 | 0 | 0% | 5135 | 0 | 0 | 0% | 4870 | 0 | 0% | 5626 | 0
2020 | 6 | 30 | 2020-06-30 | 6 | 2020-06-30 | 7 | 110.0086 | 0.000133% | 4239 | 0 | 85.062 | 0.0001471% | 4016 | 0 | 0.00014% | 4480 | 0
2020 | 6 | 30 | 2020-06-30 | 7 | 2020-06-30 | 8 | 697.4911 | 0.0008432% | 3513 | 0 | 241.475 | 0.0004175% | 3447 | 0 | 0.0006303% | 3629 | 0
2020 | 6 | 30 | 2020-06-30 | 8 | 2020-06-30 | 9 | 1294.4202 | 0.001565% | 3196 | 0 | 169.0043 | 0.0002922% | 3671 | 0 | 0.0009285% | 3398 | 0
2020 | 6 | 30 | 2020-06-30 | 9 | 2020-06-30 | 10 | 976.0338 | 0.00118% | 3358 | 0 | 244.3283 | 0.0004224% | 3439 | 0 | 0.0008012% | 3484 | 0
2020 | 6 | 30 | 2020-06-30 | 10 | 2020-06-30 | 11 | 342.0977 | 0.0004136% | 3830 | 0 | 0 | 0% | 4870 | 0 | 0.0002068% | 4268 | 0
2020 | 6 | 30 | 2020-06-30 | 11 | 2020-06-30 | 12 | 133.0769 | 0.0001609% | 4172 | 0 | 0 | 0% | 4870 | 0 | 8.044e-05% | 4754 | 0
2020 | 6 | 30 | 2020-06-30 | 12 | 2020-06-30 | 13 | 0 | 0% | 5135 | 0 | 0 | 0% | 4870 | 0 | 0% | 5626 | 0
2020 | 6 | 30 | 2020-06-30 | 13 | 2020-06-30 | 14 | 15.0221 | 1.816e-05% | 4764 | 0 | 0 | 0% | 4870 | 0 | 9.081e-06% | 5451 | 0
2020 | 6 | 30 | 2020-06-30 | 14 | 2020-06-30 | 15 | 105.2863 | 0.0001273% | 4249 | 0 | 0 | 0% | 4870 | 0 | 6.364e-05% | 4865 | 0
2020 | 6 | 30 | 2020-06-30 | 15 | 2020-06-30 | 16 | 361.8905 | 0.0004375% | 3809 | 0 | 0 | 0% | 4870 | 0 | 0.0002188% | 4238 | 0
2020 | 6 | 30 | 2020-06-30 | 16 | 2020-06-30 | 17 | 1625.181 | 0.001965% | 3086 | 0 | 246.3151 | 0.0004258% | 3434 | 0 | 0.001195% | 3258 | 0
2020 | 6 | 30 | 2020-06-30 | 17 | 2020-06-30 | 18 | 3295.4393 | 0.003984% | 2715 | 0 | 68.5279 | 0.0001185% | 4123 | 0 | 0.002051% | 2935 | 0
2020 | 6 | 30 | 2020-06-30 | 18 | 2020-06-30 | 19 | 12024.7067 | 0.01454% | 1903 | 0 | 1604.2192 | 0.002773% | 2417 | 0 | 0.008655% | 2078 | 0
2020 | 6 | 30 | 2020-06-30 | 19 | 2020-06-30 | 20 | 26933.2483 | 0.03256% | 1198 | 0 | 15019.2303 | 0.02596% | 1281 | 0 | 0.02926% | 1245 | 0
2020 | 6 | 30 | 2020-06-30 | 20 | 2020-06-30 | 21 | 33896.2214 | 0.04098% | 954 | 0 | 32777.8976 | 0.05666% | 650 | 0 | 0.04882% | 768 | 0
2020 | 6 | 30 | 2020-06-30 | 21 | 2020-06-30 | 22 | 47208.6751 | 0.05707% | 547 | 0 | 39610.5775 | 0.06848% | 473 | 0 | 0.06277% | 495 | 0
2020 | 6 | 30 | 2020-06-30 | 22 | 2020-06-30 | 23 | 38921.673 | 0.04705% | 771 | 0 | 31495.8672 | 0.05445% | 682 | 0 | 0.05075% | 719 | 0
2020 | 6 | 30 | 2020-06-30 | 23 | 2020-06-30 | 24 | 16917.4678 | 0.02045% | 1649 | 0 | 12423.2106 | 0.02148% | 1408 | 0 | 0.02096% | 1545 | 0
2020 | 6 | 30 | 2020-06-30 | 24 | 2020-07-01 | 1 | 2549.8568 | 0.003083% | 2858 | 0 | 1715.2267 | 0.002965% | 2391 | 0 | 0.003024% | 2697 | 0
2020 | 7 | 1 | 2020-07-01 | 1 | 2020-07-01 | 2 | 848.0691 | 0.001025% | 3413 | 0 | 363.3439 | 0.0006281% | 3196 | 0 | 0.0008267% | 3458 | 0
2020 | 7 | 1 | 2020-07-01 | 2 | 2020-07-01 | 3 | 0 | 0% | 5135 | 0 | 0 | 0% | 4870 | 0 | 0% | 5626 | 0
2020 | 7 | 1 | 2020-07-01 | 3 | 2020-07-01 | 4 | 0 | 0% | 5135 | 0 | 0 | 0% | 4870 | 0 | 0% | 5626 | 0
2020 | 7 | 1 | 2020-07-01 | 4 | 2020-07-01 | 5 | 0 | 0% | 5135 | 0 | 0 | 0% | 4870 | 0 | 0% | 5626 | 0
2020 | 7 | 1 | 2020-07-01 | 5 | 2020-07-01 | 6 | 0 | 0% | 5135 | 0 | 0 | 0% | 4870 | 0 | 0% | 5626 | 0
2020 | 7 | 1 | 2020-07-01 | 6 | 2020-07-01 | 7 | 0 | 0% | 5135 | 0 | 2.5599 | 4.425e-06% | 4840 | 0 | 2.213e-06% | 5580 | 0
2020 | 7 | 1 | 2020-07-01 | 7 | 2020-07-01 | 8 | 95.9586 | 0.000116% | 4273 | 0 | 27.7599 | 4.799e-05% | 4505 | 0 | 8.2e-05% | 4745 | 0
2020 | 7 | 1 | 2020-07-01 | 8 | 2020-07-01 | 9 | 219.2628 | 0.0002651% | 4001 | 0 | 0 | 0% | 4870 | 0 | 0.0001325% | 4524 | 0
2020 | 7 | 1 | 2020-07-01 | 9 | 2020-07-01 | 10 | 332.6733 | 0.0004022% | 3844 | 0 | 144.668 | 0.0002501% | 3753 | 0 | 0.0003261% | 4029 | 0
2020 | 7 | 1 | 2020-07-01 | 10 | 2020-07-01 | 11 | 165.8031 | 0.0002004% | 4098 | 0 | 0 | 0% | 4870 | 0 | 0.0001002% | 4661 | 0
2020 | 7 | 1 | 2020-07-01 | 11 | 2020-07-01 | 12 | 1.8011 | 2.177e-06% | 5073 | 0 | 0 | 0% | 4870 | 0 | 1.089e-06% | 5605 | 0
2020 | 7 | 1 | 2020-07-01 | 12 | 2020-07-01 | 13 | 0 | 0% | 5135 | 0 | 0 | 0% | 4870 | 0 | 0% | 5626 | 0
2020 | 7 | 1 | 2020-07-01 | 13 | 2020-07-01 | 14 | 0 | 0% | 5135 | 0 | 0 | 0% | 4870 | 0 | 0% | 5626 | 0
2020 | 7 | 1 | 2020-07-01 | 14 | 2020-07-01 | 15 | 25.3708 | 3.067e-05% | 4641 | 0 | 0 | 0% | 4870 | 0 | 1.534e-05% | 5350 | 0
2020 | 7 | 1 | 2020-07-01 | 15 | 2020-07-01 | 16 | 247.3631 | 0.0002991% | 3952 | 0 | 0 | 0% | 4870 | 0 | 0.0001495% | 4440 | 0
2020 | 7 | 1 | 2020-07-01 | 16 | 2020-07-01 | 17 | 1665.621 | 0.002014% | 3070 | 0 | 342.3782 | 0.0005919% | 3231 | 0 | 0.001303% | 3202 | 0
2020 | 7 | 1 | 2020-07-01 | 17 | 2020-07-01 | 18 | 6868.6121 | 0.008304% | 2302 | 0 | 0 | 0% | 4870 | 0 | 0.004152% | 2513 | 0
2020 | 7 | 1 | 2020-07-01 | 18 | 2020-07-01 | 19 | 22338.4754 | 0.02701% | 1401 | 0 | 1715.8079 | 0.002966% | 2389 | 0 | 0.01499% | 1771 | 0
2020 | 7 | 1 | 2020-07-01 | 19 | 2020-07-01 | 20 | 39509.1785 | 0.04776% | 755 | 0 | 14738.8922 | 0.02548% | 1288 | 0 | 0.03662% | 1048 | 0
2020 | 7 | 1 | 2020-07-01 | 20 | 2020-07-01 | 21 | 45845.972 | 0.05543% | 584 | 0 | 29059.7081 | 0.05024% | 761 | 0 | 0.05283% | 681 | 0
2020 | 7 | 1 | 2020-07-01 | 21 | 2020-07-01 | 22 | 54793.1521 | 0.06624% | 396 | 0 | 35238.0252 | 0.06092% | 585 | 0 | 0.06358% | 480 | 0
2020 | 7 | 1 | 2020-07-01 | 22 | 2020-07-01 | 23 | 48367.5931 | 0.05847% | 523 | 0 | 29795.1162 | 0.05151% | 734 | 0 | 0.05499% | 634 | 0
2020 | 7 | 1 | 2020-07-01 | 23 | 2020-07-01 | 24 | 24948.3127 | 0.03016% | 1282 | 0 | 12563.3809 | 0.02172% | 1399 | 0 | 0.02594% | 1359 | 0
2020 | 7 | 1 | 2020-07-01 | 24 | 2020-07-02 | 1 | 3884.3365 | 0.004696% | 2625 | 0 | 1381.3232 | 0.002388% | 2487 | 0 | 0.003542% | 2595 | 0
2020 | 7 | 2 | 2020-07-02 | 1 | 2020-07-02 | 2 | 1598.4094 | 0.001932% | 3097 | 0 | 575.1948 | 0.0009944% | 2929 | 0 | 0.001463% | 3134 | 0
2020 | 7 | 2 | 2020-07-02 | 2 | 2020-07-02 | 3 | 207.3622 | 0.0002507% | 4020 | 0 | 95.9185 | 0.0001658% | 3960 | 0 | 0.0002083% | 4261 | 0
2020 | 7 | 2 | 2020-07-02 | 3 | 2020-07-02 | 4 | 53.9738 | 6.525e-05% | 4443 | 0 | 0 | 0% | 4870 | 0 | 3.263e-05% | 5140 | 0
2020 | 7 | 2 | 2020-07-02 | 4 | 2020-07-02 | 5 | 0 | 0% | 5135 | 0 | 0 | 0% | 4870 | 0 | 0% | 5626 | 0
2020 | 7 | 2 | 2020-07-02 | 5 | 2020-07-02 | 6 | 0 | 0% | 5135 | 0 | 0 | 0% | 4870 | 0 | 0% | 5626 | 0
2020 | 7 | 2 | 2020-07-02 | 6 | 2020-07-02 | 7 | 161.3413 | 0.0001951% | 4105 | 0 | 62.085 | 0.0001073% | 4170 | 0 | 0.0001512% | 4431 | 0
2020 | 7 | 2 | 2020-07-02 | 7 | 2020-07-02 | 8 | 1265.2837 | 0.00153% | 3210 | 0 | 276.4433 | 0.0004779% | 3364 | 0 | 0.001004% | 3347 | 0
2020 | 7 | 2 | 2020-07-02 | 8 | 2020-07-02 | 9 | 4156.4075 | 0.005025% | 2581 | 0 | 49.3472 | 8.531e-05% | 4281 | 0 | 0.002555% | 2814 | 0
2020 | 7 | 2 | 2020-07-02 | 9 | 2020-07-02 | 10 | 4790.5826 | 0.005792% | 2506 | 0 | 87.9049 | 0.000152% | 3998 | 0 | 0.002972% | 2712 | 0
2020 | 7 | 2 | 2020-07-02 | 10 | 2020-07-02 | 11 | 2020.5594 | 0.002443% | 2978 | 0 | 0 | 0% | 4870 | 0 | 0.001221% | 3241 | 0
2020 | 7 | 2 | 2020-07-02 | 11 | 2020-07-02 | 12 | 1131.2298 | 0.001368% | 3282 | 0 | 0 | 0% | 4870 | 0 | 0.0006838% | 3585 | 0
2020 | 7 | 2 | 2020-07-02 | 12 | 2020-07-02 | 13 | 330.9848 | 0.0004001% | 3847 | 0 | 0 | 0% | 4870 | 0 | 0.0002001% | 4284 | 0
2020 | 7 | 2 | 2020-07-02 | 13 | 2020-07-02 | 14 | 389.0043 | 0.0004703% | 3777 | 0 | 0 | 0% | 4870 | 0 | 0.0002351% | 4196 | 0
2020 | 7 | 2 | 2020-07-02 | 14 | 2020-07-02 | 15 | 1172.1913 | 0.001417% | 3256 | 0 | 0 | 0% | 4870 | 0 | 0.0007086% | 3563 | 0
2020 | 7 | 2 | 2020-07-02 | 15 | 2020-07-02 | 16 | 3011.7658 | 0.003641% | 2772 | 0 | 0 | 0% | 4870 | 0 | 0.001821% | 2997 | 0
2020 | 7 | 2 | 2020-07-02 | 16 | 2020-07-02 | 17 | 8190.2075 | 0.009902% | 2176 | 0 | 425.9194 | 0.0007363% | 3094 | 0 | 0.005319% | 2372 | 0
2020 | 7 | 2 | 2020-07-02 | 17 | 2020-07-02 | 18 | 21043.4704 | 0.02544% | 1468 | 0 | 1972.8318 | 0.003411% | 2313 | 0 | 0.01443% | 1804 | 0
2020 | 7 | 2 | 2020-07-02 | 18 | 2020-07-02 | 19 | 41345.5683 | 0.04998% | 708 | 0 | 18877.8974 | 0.03264% | 1118 | 0 | 0.04131% | 930 | 0
2020 | 7 | 2 | 2020-07-02 | 19 | 2020-07-02 | 20 | 58075.9742 | 0.07021% | 347 | 0 | 46472.6713 | 0.08034% | 352 | 0 | 0.07528% | 338 | 0
2020 | 7 | 2 | 2020-07-02 | 20 | 2020-07-02 | 21 | 62431.9473 | 0.07548% | 282 | 0 | 59702.6382 | 0.1032% | 168 | 0 | 0.08934% | 206 | 0
2020 | 7 | 2 | 2020-07-02 | 21 | 2020-07-02 | 22 | 70223.9764 | 0.0849% | 203 | 0 | 61861.4408 | 0.1069% | 150 | 0 | 0.09592% | 161 | 0
2020 | 7 | 2 | 2020-07-02 | 22 | 2020-07-02 | 23 | 61290.9301 | 0.0741% | 300 | 0 | 49637.8485 | 0.08581% | 301 | 0 | 0.07995% | 301 | 0
2020 | 7 | 2 | 2020-07-02 | 23 | 2020-07-02 | 24 | 35036.9787 | 0.04236% | 913 | 0 | 23180.2457 | 0.04007% | 957 | 0 | 0.04122% | 933 | 0
2020 | 7 | 2 | 2020-07-02 | 24 | 2020-07-03 | 1 | 8670.324 | 0.01048% | 2137 | 0 | 7139.3632 | 0.01234% | 1721 | 0 | 0.01141% | 1934 | 0
2020 | 7 | 3 | 2020-07-03 | 1 | 2020-07-03 | 2 | 30.6494 | 3.705e-05% | 4599 | 0 | 40.587 | 7.016e-05% | 4365 | 0 | 5.361e-05% | 4941 | 0
2020 | 7 | 3 | 2020-07-03 | 2 | 2020-07-03 | 3 | 9.724 | 1.176e-05% | 4852 | 0 | 14.5939 | 2.523e-05% | 4660 | 0 | 1.849e-05% | 5299 | 0
2020 | 7 | 3 | 2020-07-03 | 3 | 2020-07-03 | 4 | 0 | 0% | 5135 | 0 | 0 | 0% | 4870 | 0 | 0% | 5626 | 0
2020 | 7 | 3 | 2020-07-03 | 4 | 2020-07-03 | 5 | 0 | 0% | 5135 | 0 | 0 | 0% | 4870 | 0 | 0% | 5626 | 0
2020 | 7 | 3 | 2020-07-03 | 5 | 2020-07-03 | 6 | 0 | 0% | 5135 | 0 | 0 | 0% | 4870 | 0 | 0% | 5626 | 0
2020 | 7 | 3 | 2020-07-03 | 6 | 2020-07-03 | 7 | 0 | 0% | 5135 | 0 | 0 | 0% | 4870 | 0 | 0% | 5626 | 0
2020 | 7 | 3 | 2020-07-03 | 7 | 2020-07-03 | 8 | 0 | 0% | 5135 | 0 | 0 | 0% | 4870 | 0 | 0% | 5626 | 0
2020 | 7 | 3 | 2020-07-03 | 8 | 2020-07-03 | 9 | 0 | 0% | 5135 | 0 | 0 | 0% | 4870 | 0 | 0% | 5626 | 0
2020 | 7 | 3 | 2020-07-03 | 9 | 2020-07-03 | 10 | 5.6268 | 6.803e-06% | 4959 | 0 | 285.4595 | 0.0004935% | 3353 | 0 | 0.0002501% | 4161 | 0
2020 | 7 | 3 | 2020-07-03 | 10 | 2020-07-03 | 11 | 0 | 0% | 5135 | 0 | 0 | 0% | 4870 | 0 | 0% | 5626 | 0
2020 | 7 | 3 | 2020-07-03 | 11 | 2020-07-03 | 12 | 0 | 0% | 5135 | 0 | 0 | 0% | 4870 | 0 | 0% | 5626 | 0
2020 | 7 | 3 | 2020-07-03 | 12 | 2020-07-03 | 13 | 0 | 0% | 5135 | 0 | 0 | 0% | 4870 | 0 | 0% | 5626 | 0
2020 | 7 | 3 | 2020-07-03 | 13 | 2020-07-03 | 14 | 0 | 0% | 5135 | 0 | 0 | 0% | 4870 | 0 | 0% | 5626 | 0
2020 | 7 | 3 | 2020-07-03 | 14 | 2020-07-03 | 15 | 0 | 0% | 5135 | 0 | 0 | 0% | 4870 | 0 | 0% | 5626 | 0
2020 | 7 | 3 | 2020-07-03 | 15 | 2020-07-03 | 16 | 0 | 0% | 5135 | 0 | 0 | 0% | 4870 | 0 | 0% | 5626 | 0
2020 | 7 | 3 | 2020-07-03 | 16 | 2020-07-03 | 17 | 45.1738 | 5.461e-05% | 4482 | 0 | 440.8813 | 0.0007622% | 3073 | 0 | 0.0004084% | 3874 | 0
2020 | 7 | 3 | 2020-07-03 | 17 | 2020-07-03 | 18 | 606.071 | 0.0007327% | 3586 | 0 | 0 | 0% | 4870 | 0 | 0.0003664% | 3947 | 0
2020 | 7 | 3 | 2020-07-03 | 18 | 2020-07-03 | 19 | 7580.4102 | 0.009164% | 2229 | 0 | 180.4694 | 0.000312% | 3628 | 0 | 0.004738% | 2433 | 0
2020 | 7 | 3 | 2020-07-03 | 19 | 2020-07-03 | 20 | 23485.001 | 0.02839% | 1349 | 0 | 9671.9243 | 0.01672% | 1564 | 0 | 0.02256% | 1481 | 0
2020 | 7 | 3 | 2020-07-03 | 20 | 2020-07-03 | 21 | 30237.0261 | 0.03656% | 1074 | 0 | 26825.9099 | 0.04638% | 830 | 0 | 0.04147% | 921 | 0
2020 | 7 | 3 | 2020-07-03 | 21 | 2020-07-03 | 22 | 36607.448 | 0.04426% | 857 | 0 | 33017.5163 | 0.05708% | 643 | 0 | 0.05067% | 721 | 0
2020 | 7 | 3 | 2020-07-03 | 22 | 2020-07-03 | 23 | 31494.281 | 0.03808% | 1027 | 0 | 26834.8399 | 0.04639% | 829 | 0 | 0.04223% | 902 | 0
2020 | 7 | 3 | 2020-07-03 | 23 | 2020-07-03 | 24 | 11591.681 | 0.01401% | 1927 | 0 | 7567.4253 | 0.01308% | 1696 | 0 | 0.01355% | 1842 | 0
2020 | 7 | 3 | 2020-07-03 | 24 | 2020-07-04 | 1 | 947.4308 | 0.001145% | 3371 | 0 | 480.7257 | 0.0008311% | 3026 | 0 | 0.0009882% | 3358 | 0
2020 | 7 | 4 | 2020-07-04 | 1 | 2020-07-04 | 2 | 55.4328 | 6.702e-05% | 4436 | 0 | 20.2333 | 3.498e-05% | 4592 | 0 | 5.1e-05% | 4962 | 0
2020 | 7 | 4 | 2020-07-04 | 2 | 2020-07-04 | 3 | 0 | 0% | 5135 | 0 | 0 | 0% | 4870 | 0 | 0% | 5626 | 0
2020 | 7 | 4 | 2020-07-04 | 3 | 2020-07-04 | 4 | 0 | 0% | 5135 | 0 | 0 | 0% | 4870 | 0 | 0% | 5626 | 0
2020 | 7 | 4 | 2020-07-04 | 4 | 2020-07-04 | 5 | 0 | 0% | 5135 | 0 | 0 | 0% | 4870 | 0 | 0% | 5626 | 0
2020 | 7 | 4 | 2020-07-04 | 5 | 2020-07-04 | 6 | 0 | 0% | 5135 | 0 | 0 | 0% | 4870 | 0 | 0% | 5626 | 0
2020 | 7 | 4 | 2020-07-04 | 6 | 2020-07-04 | 7 | 0 | 0% | 5135 | 0 | 74.9247 | 0.0001295% | 4075 | 0 | 6.476e-05% | 4853 | 0
2020 | 7 | 4 | 2020-07-04 | 7 | 2020-07-04 | 8 | 0.63557 | 7.684e-07% | 5117 | 0 | 0 | 0% | 4870 | 0 | 3.842e-07% | 5619 | 0
2020 | 7 | 4 | 2020-07-04 | 8 | 2020-07-04 | 9 | 2.1222 | 2.566e-06% | 5062 | 0 | 0 | 0% | 4870 | 0 | 1.283e-06% | 5601 | 0
2020 | 7 | 4 | 2020-07-04 | 9 | 2020-07-04 | 10 | 0 | 0% | 5135 | 0 | 576.1195 | 0.000996% | 2926 | 0 | 0.000498% | 3761 | 0
2020 | 7 | 4 | 2020-07-04 | 10 | 2020-07-04 | 11 | 0 | 0% | 5135 | 0 | 0 | 0% | 4870 | 0 | 0% | 5626 | 0
2020 | 7 | 4 | 2020-07-04 | 11 | 2020-07-04 | 12 | 0 | 0% | 5135 | 0 | 0 | 0% | 4870 | 0 | 0% | 5626 | 0
2020 | 7 | 4 | 2020-07-04 | 12 | 2020-07-04 | 13 | 0 | 0% | 5135 | 0 | 0 | 0% | 4870 | 0 | 0% | 5626 | 0
2020 | 7 | 4 | 2020-07-04 | 13 | 2020-07-04 | 14 | 0 | 0% | 5135 | 0 | 0 | 0% | 4870 | 0 | 0% | 5626 | 0
2020 | 7 | 4 | 2020-07-04 | 14 | 2020-07-04 | 15 | 0 | 0% | 5135 | 0 | 0 | 0% | 4870 | 0 | 0% | 5626 | 0
2020 | 7 | 4 | 2020-07-04 | 15 | 2020-07-04 | 16 | 0 | 0% | 5135 | 0 | 0 | 0% | 4870 | 0 | 0% | 5626 | 0
2020 | 7 | 4 | 2020-07-04 | 16 | 2020-07-04 | 17 | 0 | 0% | 5135 | 0 | 334.3624 | 0.000578% | 3244 | 0 | 0.000289% | 4091 | 0
2020 | 7 | 4 | 2020-07-04 | 17 | 2020-07-04 | 18 | 72.0557 | 8.711e-05% | 4350 | 0 | 0 | 0% | 4870 | 0 | 4.356e-05% | 5021 | 0
2020 | 7 | 4 | 2020-07-04 | 18 | 2020-07-04 | 19 | 1499.5427 | 0.001813% | 3134 | 0 | 0 | 0% | 4870 | 0 | 0.0009064% | 3408 | 0
2020 | 7 | 4 | 2020-07-04 | 19 | 2020-07-04 | 20 | 8666.5374 | 0.01048% | 2138 | 0 | 2652.6861 | 0.004586% | 2173 | 0 | 0.007532% | 2153 | 0
2020 | 7 | 4 | 2020-07-04 | 20 | 2020-07-04 | 21 | 14676.6613 | 0.01774% | 1770 | 0 | 12862.2411 | 0.02224% | 1386 | 0 | 0.01999% | 1581 | 0
2020 | 7 | 4 | 2020-07-04 | 21 | 2020-07-04 | 22 | 25696.0406 | 0.03107% | 1255 | 0 | 21648.442 | 0.03742% | 1016 | 0 | 0.03425% | 1112 | 0
2020 | 7 | 4 | 2020-07-04 | 22 | 2020-07-04 | 23 | 18113.324 | 0.0219% | 1593 | 0 | 13645.3168 | 0.02359% | 1342 | 0 | 0.02274% | 1473 | 0
2020 | 7 | 4 | 2020-07-04 | 23 | 2020-07-04 | 24 | 5886.5869 | 0.007117% | 2380 | 0 | 3724.283 | 0.006438% | 2014 | 0 | 0.006777% | 2217 | 0
2020 | 7 | 4 | 2020-07-04 | 24 | 2020-07-05 | 1 | 623.9807 | 0.0007544% | 3566 | 0 | 578.2849 | 0.0009997% | 2923 | 0 | 0.000877% | 3422 | 0
2020 | 7 | 5 | 2020-07-05 | 1 | 2020-07-05 | 2 | 0 | 0% | 5135 | 0 | 163.2426 | 0.0002822% | 3685 | 0 | 0.0001411% | 4471 | 0
2020 | 7 | 5 | 2020-07-05 | 2 | 2020-07-05 | 3 | 0 | 0% | 5135 | 0 | 20.2826 | 3.506e-05% | 4591 | 0 | 1.753e-05% | 5319 | 0
2020 | 7 | 5 | 2020-07-05 | 3 | 2020-07-05 | 4 | 0 | 0% | 5135 | 0 | 4.3574 | 7.533e-06% | 4810 | 0 | 3.766e-06% | 5551 | 0
2020 | 7 | 5 | 2020-07-05 | 4 | 2020-07-05 | 5 | 0 | 0% | 5135 | 0 | 0 | 0% | 4870 | 0 | 0% | 5626 | 0
2020 | 7 | 5 | 2020-07-05 | 5 | 2020-07-05 | 6 | 0 | 0% | 5135 | 0 | 0 | 0% | 4870 | 0 | 0% | 5626 | 0
2020 | 7 | 5 | 2020-07-05 | 6 | 2020-07-05 | 7 | 0 | 0% | 5135 | 0 | 97.6325 | 0.0001688% | 3949 | 0 | 8.439e-05% | 4731 | 0
2020 | 7 | 5 | 2020-07-05 | 7 | 2020-07-05 | 8 | 0 | 0% | 5135 | 0 | 29.5026 | 5.1e-05% | 4485 | 0 | 2.55e-05% | 5216 | 0
2020 | 7 | 5 | 2020-07-05 | 8 | 2020-07-05 | 9 | 0 | 0% | 5135 | 0 | 18.2657 | 3.158e-05% | 4613 | 0 | 1.579e-05% | 5343 | 0
2020 | 7 | 5 | 2020-07-05 | 9 | 2020-07-05 | 10 | 0 | 0% | 5135 | 0 | 23.8042 | 4.115e-05% | 4554 | 0 | 2.058e-05% | 5272 | 0
2020 | 7 | 5 | 2020-07-05 | 10 | 2020-07-05 | 11 | 0 | 0% | 5135 | 0 | 0 | 0% | 4870 | 0 | 0% | 5626 | 0
2020 | 7 | 5 | 2020-07-05 | 11 | 2020-07-05 | 12 | 0 | 0% | 5135 | 0 | 0 | 0% | 4870 | 0 | 0% | 5626 | 0
2020 | 7 | 5 | 2020-07-05 | 12 | 2020-07-05 | 13 | 0 | 0% | 5135 | 0 | 0 | 0% | 4870 | 0 | 0% | 5626 | 0
2020 | 7 | 5 | 2020-07-05 | 13 | 2020-07-05 | 14 | 0 | 0% | 5135 | 0 | 469.7583 | 0.0008121% | 3041 | 0 | 0.000406% | 3882 | 0
2020 | 7 | 5 | 2020-07-05 | 14 | 2020-07-05 | 15 | 0 | 0% | 5135 | 0 | 0 | 0% | 4870 | 0 | 0% | 5626 | 0
2020 | 7 | 5 | 2020-07-05 | 15 | 2020-07-05 | 16 | 0 | 0% | 5135 | 0 | 0 | 0% | 4870 | 0 | 0% | 5626 | 0
2020 | 7 | 5 | 2020-07-05 | 16 | 2020-07-05 | 17 | 0 | 0% | 5135 | 0 | 11.744 | 2.03e-05% | 4692 | 0 | 1.015e-05% | 5428 | 0
2020 | 7 | 5 | 2020-07-05 | 17 | 2020-07-05 | 18 | 0 | 0% | 5135 | 0 | 0 | 0% | 4870 | 0 | 0% | 5626 | 0
2020 | 7 | 5 | 2020-07-05 | 18 | 2020-07-05 | 19 | 170.6134 | 0.0002063% | 4089 | 0 | 0 | 0% | 4870 | 0 | 0.0001031% | 4641 | 0
2020 | 7 | 5 | 2020-07-05 | 19 | 2020-07-05 | 20 | 4304.7736 | 0.005204% | 2561 | 0 | 1531.4949 | 0.002648% | 2436 | 0 | 0.003926% | 2542 | 0
2020 | 7 | 5 | 2020-07-05 | 20 | 2020-07-05 | 21 | 9878.821 | 0.01194% | 2035 | 0 | 8287.6767 | 0.01433% | 1648 | 0 | 0.01314% | 1857 | 0
2020 | 7 | 5 | 2020-07-05 | 21 | 2020-07-05 | 22 | 20140.0173 | 0.02435% | 1504 | 0 | 18811.1137 | 0.03252% | 1124 | 0 | 0.02843% | 1269 | 0
2020 | 7 | 5 | 2020-07-05 | 22 | 2020-07-05 | 23 | 13959.2312 | 0.01688% | 1808 | 0 | 12155.27 | 0.02101% | 1427 | 0 | 0.01894% | 1609 | 0
2020 | 7 | 5 | 2020-07-05 | 23 | 2020-07-05 | 24 | 4109.1377 | 0.004968% | 2589 | 0 | 3479.4606 | 0.006015% | 2042 | 0 | 0.005491% | 2359 | 0
2020 | 7 | 5 | 2020-07-05 | 24 | 2020-07-06 | 1 | 124.5173 | 0.0001505% | 4201 | 0 | 122.624 | 0.000212% | 3845 | 0 | 0.0001813% | 4345 | 0
2020 | 7 | 6 | 2020-07-06 | 1 | 2020-07-06 | 2 | 701.7851 | 0.0008484% | 3508 | 0 | 221.7958 | 0.0003834% | 3501 | 0 | 0.0006159% | 3650 | 0
2020 | 7 | 6 | 2020-07-06 | 2 | 2020-07-06 | 3 | 0 | 0% | 5135 | 0 | 0 | 0% | 4870 | 0 | 0% | 5626 | 0
2020 | 7 | 6 | 2020-07-06 | 3 | 2020-07-06 | 4 | 0 | 0% | 5135 | 0 | 0 | 0% | 4870 | 0 | 0% | 5626 | 0
2020 | 7 | 6 | 2020-07-06 | 4 | 2020-07-06 | 5 | 0 | 0% | 5135 | 0 | 0 | 0% | 4870 | 0 | 0% | 5626 | 0
2020 | 7 | 6 | 2020-07-06 | 5 | 2020-07-06 | 6 | 0 | 0% | 5135 | 0 | 0 | 0% | 4870 | 0 | 0% | 5626 | 0
2020 | 7 | 6 | 2020-07-06 | 6 | 2020-07-06 | 7 | 0 | 0% | 5135 | 0 | 0 | 0% | 4870 | 0 | 0% | 5626 | 0
2020 | 7 | 6 | 2020-07-06 | 7 | 2020-07-06 | 8 | 276.0225 | 0.0003337% | 3914 | 0 | 184.6692 | 0.0003192% | 3613 | 0 | 0.0003265% | 4025 | 0
2020 | 7 | 6 | 2020-07-06 | 8 | 2020-07-06 | 9 | 1133.8048 | 0.001371% | 3281 | 0 | 54.5646 | 9.433e-05% | 4232 | 0 | 0.0007325% | 3545 | 0
2020 | 7 | 6 | 2020-07-06 | 9 | 2020-07-06 | 10 | 1154.578 | 0.001396% | 3268 | 0 | 183.2603 | 0.0003168% | 3617 | 0 | 0.0008563% | 3441 | 0
2020 | 7 | 6 | 2020-07-06 | 10 | 2020-07-06 | 11 | 503.6309 | 0.0006089% | 3658 | 0 | 0 | 0% | 4870 | 0 | 0.0003044% | 4057 | 0
2020 | 7 | 6 | 2020-07-06 | 11 | 2020-07-06 | 12 | 97.9011 | 0.0001184% | 4264 | 0 | 0 | 0% | 4870 | 0 | 5.918e-05% | 4897 | 0
2020 | 7 | 6 | 2020-07-06 | 12 | 2020-07-06 | 13 | 0 | 0% | 5135 | 0 | 0 | 0% | 4870 | 0 | 0% | 5626 | 0
2020 | 7 | 6 | 2020-07-06 | 13 | 2020-07-06 | 14 | 0 | 0% | 5135 | 0 | 0 | 0% | 4870 | 0 | 0% | 5626 | 0
2020 | 7 | 6 | 2020-07-06 | 14 | 2020-07-06 | 15 | 26.2594 | 3.175e-05% | 4636 | 0 | 0 | 0% | 4870 | 0 | 1.587e-05% | 5341 | 0
2020 | 7 | 6 | 2020-07-06 | 15 | 2020-07-06 | 16 | 245.763 | 0.0002971% | 3954 | 0 | 0 | 0% | 4870 | 0 | 0.0001486% | 4442 | 0
2020 | 7 | 6 | 2020-07-06 | 16 | 2020-07-06 | 17 | 1624.7545 | 0.001964% | 3087 | 0 | 472.0121 | 0.000816% | 3036 | 0 | 0.00139% | 3168 | 0
2020 | 7 | 6 | 2020-07-06 | 17 | 2020-07-06 | 18 | 6292.6169 | 0.007607% | 2339 | 0 | 338.6256 | 0.0005854% | 3239 | 0 | 0.004096% | 2522 | 0
2020 | 7 | 6 | 2020-07-06 | 18 | 2020-07-06 | 19 | 18310.3523 | 0.02214% | 1583 | 0 | 2364.9536 | 0.004088% | 2225 | 0 | 0.01311% | 1859 | 0
2020 | 7 | 6 | 2020-07-06 | 19 | 2020-07-06 | 20 | 32157.1028 | 0.03888% | 1008 | 0 | 14176.8403 | 0.02451% | 1316 | 0 | 0.03169% | 1178 | 0
2020 | 7 | 6 | 2020-07-06 | 20 | 2020-07-06 | 21 | 37347.1653 | 0.04515% | 829 | 0 | 28120.851 | 0.04861% | 794 | 0 | 0.04688% | 799 | 0
2020 | 7 | 6 | 2020-07-06 | 21 | 2020-07-06 | 22 | 49295.2771 | 0.0596% | 501 | 0 | 35983.289 | 0.06221% | 568 | 0 | 0.0609% | 525 | 0
2020 | 7 | 6 | 2020-07-06 | 22 | 2020-07-06 | 23 | 41866.8983 | 0.05062% | 693 | 0 | 33251.6609 | 0.05748% | 635 | 0 | 0.05405% | 654 | 0
2020 | 7 | 6 | 2020-07-06 | 23 | 2020-07-06 | 24 | 20068.7377 | 0.02426% | 1506 | 0 | 14170.8847 | 0.0245% | 1317 | 0 | 0.02438% | 1404 | 0
2020 | 7 | 6 | 2020-07-06 | 24 | 2020-07-07 | 1 | 2907.7913 | 0.003515% | 2791 | 0 | 2353.1269 | 0.004068% | 2227 | 0 | 0.003792% | 2559 | 0
2020 | 7 | 7 | 2020-07-07 | 1 | 2020-07-07 | 2 | 273.3215 | 0.0003304% | 3917 | 0 | 105.1828 | 0.0001818% | 3910 | 0 | 0.0002561% | 4152 | 0
2020 | 7 | 7 | 2020-07-07 | 2 | 2020-07-07 | 3 | 47.9166 | 5.793e-05% | 4463 | 0 | 0 | 0% | 4870 | 0 | 2.896e-05% | 5175 | 0
2020 | 7 | 7 | 2020-07-07 | 3 | 2020-07-07 | 4 | 0 | 0% | 5135 | 0 | 0 | 0% | 4870 | 0 | 0% | 5626 | 0
2020 | 7 | 7 | 2020-07-07 | 4 | 2020-07-07 | 5 | 0 | 0% | 5135 | 0 | 0 | 0% | 4870 | 0 | 0% | 5626 | 0
2020 | 7 | 7 | 2020-07-07 | 5 | 2020-07-07 | 6 | 0 | 0% | 5135 | 0 | 0 | 0% | 4870 | 0 | 0% | 5626 | 0
2020 | 7 | 7 | 2020-07-07 | 6 | 2020-07-07 | 7 | 44.0372 | 5.324e-05% | 4489 | 0 | 20.359 | 3.52e-05% | 4589 | 0 | 4.422e-05% | 5019 | 0
2020 | 7 | 7 | 2020-07-07 | 7 | 2020-07-07 | 8 | 113.617 | 0.0001374% | 4232 | 0 | 48.1851 | 8.33e-05% | 4293 | 0 | 0.0001103% | 4605 | 0
2020 | 7 | 7 | 2020-07-07 | 8 | 2020-07-07 | 9 | 222.6447 | 0.0002692% | 3993 | 0 | 0 | 0% | 4870 | 0 | 0.0001346% | 4513 | 0
2020 | 7 | 7 | 2020-07-07 | 9 | 2020-07-07 | 10 | 316.1201 | 0.0003822% | 3867 | 0 | 151.5447 | 0.000262% | 3726 | 0 | 0.0003221% | 4034 | 0
2020 | 7 | 7 | 2020-07-07 | 10 | 2020-07-07 | 11 | 48.985 | 5.922e-05% | 4454 | 0 | 0 | 0% | 4870 | 0 | 2.961e-05% | 5166 | 0
2020 | 7 | 7 | 2020-07-07 | 11 | 2020-07-07 | 12 | 33.6254 | 4.065e-05% | 4572 | 0 | 0 | 0% | 4870 | 0 | 2.033e-05% | 5276 | 0
2020 | 7 | 7 | 2020-07-07 | 12 | 2020-07-07 | 13 | 0 | 0% | 5135 | 0 | 0 | 0% | 4870 | 0 | 0% | 5626 | 0
2020 | 7 | 7 | 2020-07-07 | 13 | 2020-07-07 | 14 | 0 | 0% | 5135 | 0 | 0 | 0% | 4870 | 0 | 0% | 5626 | 0
2020 | 7 | 7 | 2020-07-07 | 14 | 2020-07-07 | 15 | 0 | 0% | 5135 | 0 | 0 | 0% | 4870 | 0 | 0% | 5626 | 0
2020 | 7 | 7 | 2020-07-07 | 15 | 2020-07-07 | 16 | 58.2278 | 7.039e-05% | 4413 | 0 | 0 | 0% | 4870 | 0 | 3.52e-05% | 5107 | 0
2020 | 7 | 7 | 2020-07-07 | 16 | 2020-07-07 | 17 | 352.4895 | 0.0004261% | 3817 | 0 | 364.7293 | 0.0006305% | 3194 | 0 | 0.0005283% | 3722 | 0
2020 | 7 | 7 | 2020-07-07 | 17 | 2020-07-07 | 18 | 3272.6307 | 0.003956% | 2723 | 0 | 8.8306 | 1.527e-05% | 4735 | 0 | 0.001986% | 2949 | 0
2020 | 7 | 7 | 2020-07-07 | 18 | 2020-07-07 | 19 | 13554.7464 | 0.01639% | 1823 | 0 | 1405.7779 | 0.00243% | 2472 | 0 | 0.009409% | 2041 | 0
2020 | 7 | 7 | 2020-07-07 | 19 | 2020-07-07 | 20 | 29130.241 | 0.03522% | 1111 | 0 | 15192.2266 | 0.02626% | 1275 | 0 | 0.03074% | 1204 | 0
2020 | 7 | 7 | 2020-07-07 | 20 | 2020-07-07 | 21 | 35250.6897 | 0.04262% | 900 | 0 | 29490.8462 | 0.05098% | 746 | 0 | 0.0468% | 800 | 0
2020 | 7 | 7 | 2020-07-07 | 21 | 2020-07-07 | 22 | 45631.4412 | 0.05517% | 591 | 0 | 36268.0494 | 0.0627% | 559 | 0 | 0.05893% | 553 | 0
2020 | 7 | 7 | 2020-07-07 | 22 | 2020-07-07 | 23 | 38123.5609 | 0.04609% | 794 | 0 | 30221.2959 | 0.05225% | 721 | 0 | 0.04917% | 759 | 0
2020 | 7 | 7 | 2020-07-07 | 23 | 2020-07-07 | 24 | 17860.1046 | 0.02159% | 1608 | 0 | 12448.8706 | 0.02152% | 1405 | 0 | 0.02156% | 1522 | 0
2020 | 7 | 7 | 2020-07-07 | 24 | 2020-07-08 | 1 | 2395.9356 | 0.002897% | 2892 | 0 | 1374.8388 | 0.002377% | 2490 | 0 | 0.002637% | 2792 | 0
2020 | 7 | 8 | 2020-07-08 | 1 | 2020-07-08 | 2 | 1392.1401 | 0.001683% | 3163 | 0 | 619.342 | 0.001071% | 2884 | 0 | 0.001377% | 3172 | 0
2020 | 7 | 8 | 2020-07-08 | 2 | 2020-07-08 | 3 | 8.0112 | 9.685e-06% | 4888 | 0 | 0 | 0% | 4870 | 0 | 4.843e-06% | 5529 | 0
2020 | 7 | 8 | 2020-07-08 | 3 | 2020-07-08 | 4 | 0 | 0% | 5135 | 0 | 0 | 0% | 4870 | 0 | 0% | 5626 | 0
2020 | 7 | 8 | 2020-07-08 | 4 | 2020-07-08 | 5 | 0 | 0% | 5135 | 0 | 0 | 0% | 4870 | 0 | 0% | 5626 | 0
2020 | 7 | 8 | 2020-07-08 | 5 | 2020-07-08 | 6 | 0 | 0% | 5135 | 0 | 0 | 0% | 4870 | 0 | 0% | 5626 | 0
2020 | 7 | 8 | 2020-07-08 | 6 | 2020-07-08 | 7 | 0 | 0% | 5135 | 0 | 0 | 0% | 4870 | 0 | 0% | 5626 | 0
2020 | 7 | 8 | 2020-07-08 | 7 | 2020-07-08 | 8 | 236.1107 | 0.0002854% | 3971 | 0 | 75.1786 | 0.00013% | 4073 | 0 | 0.0002077% | 4264 | 0
2020 | 7 | 8 | 2020-07-08 | 8 | 2020-07-08 | 9 | 569.011 | 0.0006879% | 3608 | 0 | 71.1639 | 0.000123% | 4102 | 0 | 0.0004055% | 3884 | 0
2020 | 7 | 8 | 2020-07-08 | 9 | 2020-07-08 | 10 | 510.9556 | 0.0006177% | 3653 | 0 | 46.3827 | 8.018e-05% | 4313 | 0 | 0.000349% | 3987 | 0
2020 | 7 | 8 | 2020-07-08 | 10 | 2020-07-08 | 11 | 221.2846 | 0.0002675% | 3997 | 0 | 0 | 0% | 4870 | 0 | 0.0001338% | 4519 | 0
2020 | 7 | 8 | 2020-07-08 | 11 | 2020-07-08 | 12 | 54.3617 | 6.572e-05% | 4442 | 0 | 0 | 0% | 4870 | 0 | 3.286e-05% | 5136 | 0
2020 | 7 | 8 | 2020-07-08 | 12 | 2020-07-08 | 13 | 0.93563 | 1.131e-06% | 5106 | 0 | 0 | 0% | 4870 | 0 | 5.656e-07% | 5617 | 0
2020 | 7 | 8 | 2020-07-08 | 13 | 2020-07-08 | 14 | 48.8451 | 5.905e-05% | 4456 | 0 | 84.0723 | 0.0001453% | 4025 | 0 | 0.0001022% | 4645 | 0
2020 | 7 | 8 | 2020-07-08 | 14 | 2020-07-08 | 15 | 285.2517 | 0.0003449% | 3904 | 0 | 0 | 0% | 4870 | 0 | 0.0001724% | 4375 | 0
2020 | 7 | 8 | 2020-07-08 | 15 | 2020-07-08 | 16 | 1083.4126 | 0.00131% | 3307 | 0 | 0 | 0% | 4870 | 0 | 0.0006549% | 3607 | 0
2020 | 7 | 8 | 2020-07-08 | 16 | 2020-07-08 | 17 | 4400.154 | 0.00532% | 2548 | 0 | 24.1162 | 4.169e-05% | 4549 | 0 | 0.002681% | 2782 | 0
2020 | 7 | 8 | 2020-07-08 | 17 | 2020-07-08 | 18 | 13876.0898 | 0.01678% | 1811 | 0 | 411.6066 | 0.0007116% | 3121 | 0 | 0.008744% | 2071 | 0
2020 | 7 | 8 | 2020-07-08 | 18 | 2020-07-08 | 19 | 31953.9242 | 0.03863% | 1015 | 0 | 7058.547 | 0.0122% | 1730 | 0 | 0.02542% | 1372 | 0
2020 | 7 | 8 | 2020-07-08 | 19 | 2020-07-08 | 20 | 49125.8565 | 0.05939% | 506 | 0 | 34248.6422 | 0.05921% | 610 | 0 | 0.0593% | 547 | 0
2020 | 7 | 8 | 2020-07-08 | 20 | 2020-07-08 | 21 | 52219.9016 | 0.06313% | 437 | 0 | 50654.3737 | 0.08757% | 283 | 0 | 0.07535% | 336 | 0
2020 | 7 | 8 | 2020-07-08 | 21 | 2020-07-08 | 22 | 59732.0412 | 0.07221% | 319 | 0 | 56896.4148 | 0.09836% | 199 | 0 | 0.08529% | 244 | 0
2020 | 7 | 8 | 2020-07-08 | 22 | 2020-07-08 | 23 | 53261.9635 | 0.06439% | 414 | 0 | 50464.1051 | 0.08724% | 288 | 0 | 0.07582% | 333 | 0
2020 | 7 | 8 | 2020-07-08 | 23 | 2020-07-08 | 24 | 30297.237 | 0.03663% | 1069 | 0 | 26418.4569 | 0.04567% | 842 | 0 | 0.04115% | 937 | 0
2020 | 7 | 8 | 2020-07-08 | 24 | 2020-07-09 | 1 | 7179.5859 | 0.00868% | 2268 | 0 | 6678.8323 | 0.01155% | 1758 | 0 | 0.01011% | 1997 | 0
2020 | 7 | 9 | 2020-07-09 | 1 | 2020-07-09 | 2 | 964.1717 | 0.001166% | 3364 | 0 | 485.0761 | 0.0008386% | 3018 | 0 | 0.001002% | 3349 | 0
2020 | 7 | 9 | 2020-07-09 | 2 | 2020-07-09 | 3 | 143.5476 | 0.0001735% | 4149 | 0 | 69.3878 | 0.00012% | 4117 | 0 | 0.0001467% | 4451 | 0
2020 | 7 | 9 | 2020-07-09 | 3 | 2020-07-09 | 4 | 9.2106 | 1.114e-05% | 4862 | 0 | 9.2106 | 1.592e-05% | 4730 | 0 | 1.353e-05% | 5377 | 0
2020 | 7 | 9 | 2020-07-09 | 4 | 2020-07-09 | 5 | 0 | 0% | 5135 | 0 | 0 | 0% | 4870 | 0 | 0% | 5626 | 0
2020 | 7 | 9 | 2020-07-09 | 5 | 2020-07-09 | 6 | 0 | 0% | 5135 | 0 | 0 | 0% | 4870 | 0 | 0% | 5626 | 0
2020 | 7 | 9 | 2020-07-09 | 6 | 2020-07-09 | 7 | 59.6726 | 7.214e-05% | 4404 | 0 | 59.6726 | 0.0001032% | 4188 | 0 | 8.765e-05% | 4712 | 0
2020 | 7 | 9 | 2020-07-09 | 7 | 2020-07-09 | 8 | 137.4033 | 0.0001661% | 4166 | 0 | 123.9691 | 0.0002143% | 3836 | 0 | 0.0001902% | 4315 | 0
2020 | 7 | 9 | 2020-07-09 | 8 | 2020-07-09 | 9 | 360.5896 | 0.0004359% | 3812 | 0 | 270.0219 | 0.0004668% | 3378 | 0 | 0.0004514% | 3827 | 0
2020 | 7 | 9 | 2020-07-09 | 9 | 2020-07-09 | 10 | 455.7044 | 0.0005509% | 3698 | 0 | 109.6688 | 0.0001896% | 3892 | 0 | 0.0003703% | 3942 | 0
2020 | 7 | 9 | 2020-07-09 | 10 | 2020-07-09 | 11 | 178.7956 | 0.0002162% | 4071 | 0 | 33.4903 | 5.79e-05% | 4432 | 0 | 0.000137% | 4498 | 0
2020 | 7 | 9 | 2020-07-09 | 11 | 2020-07-09 | 12 | 144.3095 | 0.0001745% | 4147 | 0 | 0 | 0% | 4870 | 0 | 8.723e-05% | 4716 | 0
2020 | 7 | 9 | 2020-07-09 | 12 | 2020-07-09 | 13 | 130.7138 | 0.000158% | 4180 | 0 | 0 | 0% | 4870 | 0 | 7.901e-05% | 4761 | 0
2020 | 7 | 9 | 2020-07-09 | 13 | 2020-07-09 | 14 | 54.5515 | 6.595e-05% | 4440 | 0 | 0 | 0% | 4870 | 0 | 3.298e-05% | 5133 | 0
2020 | 7 | 9 | 2020-07-09 | 14 | 2020-07-09 | 15 | 88.233 | 0.0001067% | 4299 | 0 | 0 | 0% | 4870 | 0 | 5.333e-05% | 4944 | 0
2020 | 7 | 9 | 2020-07-09 | 15 | 2020-07-09 | 16 | 465.8454 | 0.0005632% | 3693 | 0 | 0 | 0% | 4870 | 0 | 0.0002816% | 4102 | 0
2020 | 7 | 9 | 2020-07-09 | 16 | 2020-07-09 | 17 | 2550.8311 | 0.003084% | 2857 | 0 | 52.3401 | 9.048e-05% | 4254 | 0 | 0.001587% | 3070 | 0
2020 | 7 | 9 | 2020-07-09 | 17 | 2020-07-09 | 18 | 9863.5773 | 0.01192% | 2036 | 0 | 292.2046 | 0.0005051% | 3334 | 0 | 0.006215% | 2277 | 0
2020 | 7 | 9 | 2020-07-09 | 18 | 2020-07-09 | 19 | 26454.7821 | 0.03198% | 1217 | 0 | 3753.1136 | 0.006488% | 2012 | 0 | 0.01924% | 1602 | 0
2020 | 7 | 9 | 2020-07-09 | 19 | 2020-07-09 | 20 | 41814.7763 | 0.05055% | 696 | 0 | 24629.3226 | 0.04258% | 899 | 0 | 0.04657% | 805 | 0
2020 | 7 | 9 | 2020-07-09 | 20 | 2020-07-09 | 21 | 44812.9014 | 0.05418% | 612 | 0 | 37956.4196 | 0.06562% | 513 | 0 | 0.0599% | 539 | 0
2020 | 7 | 9 | 2020-07-09 | 21 | 2020-07-09 | 22 | 52419.9798 | 0.06337% | 432 | 0 | 39172.1405 | 0.06772% | 481 | 0 | 0.06555% | 453 | 0
2020 | 7 | 9 | 2020-07-09 | 22 | 2020-07-09 | 23 | 46331.4356 | 0.05601% | 574 | 0 | 35494.0292 | 0.06136% | 578 | 0 | 0.05869% | 555 | 0
2020 | 7 | 9 | 2020-07-09 | 23 | 2020-07-09 | 24 | 25934.2745 | 0.03135% | 1240 | 0 | 17723.516 | 0.03064% | 1164 | 0 | 0.031% | 1199 | 0
2020 | 7 | 9 | 2020-07-09 | 24 | 2020-07-10 | 1 | 5122.7936 | 0.006193% | 2457 | 0 | 4183.721 | 0.007233% | 1961 | 0 | 0.006713% | 2222 | 0
2020 | 7 | 10 | 2020-07-10 | 1 | 2020-07-10 | 2 | 1523.2699 | 0.001842% | 3129 | 0 | 578.3952 | 0.0009999% | 2922 | 0 | 0.001421% | 3153 | 0
2020 | 7 | 10 | 2020-07-10 | 2 | 2020-07-10 | 3 | 65.0459 | 7.864e-05% | 4379 | 0 | 78.2165 | 0.0001352% | 4057 | 0 | 0.0001069% | 4623 | 0
2020 | 7 | 10 | 2020-07-10 | 3 | 2020-07-10 | 4 | 7.6797 | 9.284e-06% | 4903 | 0 | 7.6797 | 1.328e-05% | 4753 | 0 | 1.128e-05% | 5413 | 0
2020 | 7 | 10 | 2020-07-10 | 4 | 2020-07-10 | 5 | 0 | 0% | 5135 | 0 | 0 | 0% | 4870 | 0 | 0% | 5626 | 0
2020 | 7 | 10 | 2020-07-10 | 5 | 2020-07-10 | 6 | 0 | 0% | 5135 | 0 | 0 | 0% | 4870 | 0 | 0% | 5626 | 0
2020 | 7 | 10 | 2020-07-10 | 6 | 2020-07-10 | 7 | 147.3894 | 0.0001782% | 4132 | 0 | 114.479 | 0.0001979% | 3869 | 0 | 0.000188% | 4323 | 0
2020 | 7 | 10 | 2020-07-10 | 7 | 2020-07-10 | 8 | 901.273 | 0.00109% | 3388 | 0 | 371.0598 | 0.0006415% | 3183 | 0 | 0.0008655% | 3433 | 0
2020 | 7 | 10 | 2020-07-10 | 8 | 2020-07-10 | 9 | 2786.3475 | 0.003369% | 2806 | 0 | 178.5312 | 0.0003086% | 3636 | 0 | 0.001839% | 2990 | 0
2020 | 7 | 10 | 2020-07-10 | 9 | 2020-07-10 | 10 | 1900.1481 | 0.002297% | 3007 | 0 | 286.3539 | 0.000495% | 3352 | 0 | 0.001396% | 3164 | 0
2020 | 7 | 10 | 2020-07-10 | 10 | 2020-07-10 | 11 | 515.1345 | 0.0006228% | 3651 | 0 | 0 | 0% | 4870 | 0 | 0.0003114% | 4047 | 0
2020 | 7 | 10 | 2020-07-10 | 11 | 2020-07-10 | 12 | 207.1034 | 0.0002504% | 4021 | 0 | 0 | 0% | 4870 | 0 | 0.0001252% | 4544 | 0
2020 | 7 | 10 | 2020-07-10 | 12 | 2020-07-10 | 13 | 203.0533 | 0.0002455% | 4024 | 0 | 0 | 0% | 4870 | 0 | 0.0001227% | 4556 | 0
2020 | 7 | 10 | 2020-07-10 | 13 | 2020-07-10 | 14 | 176.3232 | 0.0002132% | 4078 | 0 | 0 | 0% | 4870 | 0 | 0.0001066% | 4625 | 0
2020 | 7 | 10 | 2020-07-10 | 14 | 2020-07-10 | 15 | 404.884 | 0.0004895% | 3762 | 0 | 0 | 0% | 4870 | 0 | 0.0002447% | 4170 | 0
2020 | 7 | 10 | 2020-07-10 | 15 | 2020-07-10 | 16 | 1263.3139 | 0.001527% | 3211 | 0 | 145.3233 | 0.0002512% | 3749 | 0 | 0.0008893% | 3415 | 0
2020 | 7 | 10 | 2020-07-10 | 16 | 2020-07-10 | 17 | 6087.3464 | 0.007359% | 2360 | 0 | 190.7637 | 0.0003298% | 3596 | 0 | 0.003845% | 2551 | 0
2020 | 7 | 10 | 2020-07-10 | 17 | 2020-07-10 | 18 | 16370.4793 | 0.01979% | 1679 | 0 | 619.2202 | 0.00107% | 2885 | 0 | 0.01043% | 1984 | 0
2020 | 7 | 10 | 2020-07-10 | 18 | 2020-07-10 | 19 | 32349.3736 | 0.03911% | 997 | 0 | 4309.5229 | 0.00745% | 1943 | 0 | 0.02328% | 1453 | 0
2020 | 7 | 10 | 2020-07-10 | 19 | 2020-07-10 | 20 | 48595.717 | 0.05875% | 520 | 0 | 18392.4011 | 0.0318% | 1143 | 0 | 0.04527% | 827 | 0
2020 | 7 | 10 | 2020-07-10 | 20 | 2020-07-10 | 21 | 52780.5976 | 0.06381% | 424 | 0 | 35143.932 | 0.06076% | 591 | 0 | 0.06228% | 501 | 0
2020 | 7 | 10 | 2020-07-10 | 21 | 2020-07-10 | 22 | 62521.8227 | 0.07559% | 280 | 0 | 43611.4786 | 0.07539% | 396 | 0 | 0.07549% | 335 | 0
2020 | 7 | 10 | 2020-07-10 | 22 | 2020-07-10 | 23 | 52935.9945 | 0.064% | 418 | 0 | 34743.1046 | 0.06006% | 599 | 0 | 0.06203% | 506 | 0
2020 | 7 | 10 | 2020-07-10 | 23 | 2020-07-10 | 24 | 27483.7805 | 0.03323% | 1172 | 0 | 14715.9578 | 0.02544% | 1289 | 0 | 0.02933% | 1243 | 0
2020 | 7 | 10 | 2020-07-10 | 24 | 2020-07-11 | 1 | 6241.5932 | 0.007546% | 2347 | 0 | 2612.722 | 0.004517% | 2186 | 0 | 0.006031% | 2293 | 0
2020 | 7 | 11 | 2020-07-11 | 1 | 2020-07-11 | 2 | 150.0172 | 0.0001814% | 4126 | 0 | 25.3529 | 4.383e-05% | 4532 | 0 | 0.0001126% | 4595 | 0
2020 | 7 | 11 | 2020-07-11 | 2 | 2020-07-11 | 3 | 0 | 0% | 5135 | 0 | 13.1412 | 2.272e-05% | 4677 | 0 | 1.136e-05% | 5406 | 0
2020 | 7 | 11 | 2020-07-11 | 3 | 2020-07-11 | 4 | 0 | 0% | 5135 | 0 | 0 | 0% | 4870 | 0 | 0% | 5626 | 0
2020 | 7 | 11 | 2020-07-11 | 4 | 2020-07-11 | 5 | 0 | 0% | 5135 | 0 | 0 | 0% | 4870 | 0 | 0% | 5626 | 0
2020 | 7 | 11 | 2020-07-11 | 5 | 2020-07-11 | 6 | 0 | 0% | 5135 | 0 | 0 | 0% | 4870 | 0 | 0% | 5626 | 0
2020 | 7 | 11 | 2020-07-11 | 6 | 2020-07-11 | 7 | 0 | 0% | 5135 | 0 | 13.1201 | 2.268e-05% | 4678 | 0 | 1.134e-05% | 5409 | 0
2020 | 7 | 11 | 2020-07-11 | 7 | 2020-07-11 | 8 | 0 | 0% | 5135 | 0 | 0 | 0% | 4870 | 0 | 0% | 5626 | 0
2020 | 7 | 11 | 2020-07-11 | 8 | 2020-07-11 | 9 | 0 | 0% | 5135 | 0 | 0 | 0% | 4870 | 0 | 0% | 5626 | 0
2020 | 7 | 11 | 2020-07-11 | 9 | 2020-07-11 | 10 | 0 | 0% | 5135 | 0 | 136.2005 | 0.0002355% | 3785 | 0 | 0.0001177% | 4578 | 0
2020 | 7 | 11 | 2020-07-11 | 10 | 2020-07-11 | 11 | 0 | 0% | 5135 | 0 | 39.6042 | 6.847e-05% | 4373 | 0 | 3.423e-05% | 5120 | 0
2020 | 7 | 11 | 2020-07-11 | 11 | 2020-07-11 | 12 | 0 | 0% | 5135 | 0 | 0 | 0% | 4870 | 0 | 0% | 5626 | 0
2020 | 7 | 11 | 2020-07-11 | 12 | 2020-07-11 | 13 | 0 | 0% | 5135 | 0 | 0 | 0% | 4870 | 0 | 0% | 5626 | 0
2020 | 7 | 11 | 2020-07-11 | 13 | 2020-07-11 | 14 | 0 | 0% | 5135 | 0 | 0 | 0% | 4870 | 0 | 0% | 5626 | 0
2020 | 7 | 11 | 2020-07-11 | 14 | 2020-07-11 | 15 | 0 | 0% | 5135 | 0 | 0 | 0% | 4870 | 0 | 0% | 5626 | 0
2020 | 7 | 11 | 2020-07-11 | 15 | 2020-07-11 | 16 | 0 | 0% | 5135 | 0 | 585.437 | 0.001012% | 2917 | 0 | 0.000506% | 3752 | 0
2020 | 7 | 11 | 2020-07-11 | 16 | 2020-07-11 | 17 | 145.9854 | 0.0001765% | 4136 | 0 | 12.3515 | 2.135e-05% | 4686 | 0 | 9.892e-05% | 4665 | 0
2020 | 7 | 11 | 2020-07-11 | 17 | 2020-07-11 | 18 | 1942.5452 | 0.002348% | 2995 | 0 | 0 | 0% | 4870 | 0 | 0.001174% | 3265 | 0
2020 | 7 | 11 | 2020-07-11 | 18 | 2020-07-11 | 19 | 11427.0208 | 0.01381% | 1937 | 0 | 159.7318 | 0.0002761% | 3696 | 0 | 0.007045% | 2190 | 0
2020 | 7 | 11 | 2020-07-11 | 19 | 2020-07-11 | 20 | 27702.2684 | 0.03349% | 1163 | 0 | 6210.3353 | 0.01074% | 1791 | 0 | 0.02211% | 1498 | 0
2020 | 7 | 11 | 2020-07-11 | 20 | 2020-07-11 | 21 | 31569.5489 | 0.03817% | 1025 | 0 | 16467.5887 | 0.02847% | 1226 | 0 | 0.03332% | 1142 | 0
2020 | 7 | 11 | 2020-07-11 | 21 | 2020-07-11 | 22 | 44068.7268 | 0.05328% | 630 | 0 | 26337.8626 | 0.04553% | 845 | 0 | 0.0494% | 752 | 0
2020 | 7 | 11 | 2020-07-11 | 22 | 2020-07-11 | 23 | 33658.2178 | 0.04069% | 965 | 0 | 17704.5654 | 0.03061% | 1166 | 0 | 0.03565% | 1069 | 0
2020 | 7 | 11 | 2020-07-11 | 23 | 2020-07-11 | 24 | 14654.3268 | 0.01772% | 1773 | 0 | 5930.9426 | 0.01025% | 1809 | 0 | 0.01398% | 1825 | 0
2020 | 7 | 11 | 2020-07-11 | 24 | 2020-07-12 | 1 | 1225.4628 | 0.001482% | 3232 | 0 | 853.2952 | 0.001475% | 2730 | 0 | 0.001478% | 3124 | 0
2020 | 7 | 12 | 2020-07-12 | 1 | 2020-07-12 | 2 | 146.9544 | 0.0001777% | 4133 | 0 | 144.5597 | 0.0002499% | 3755 | 0 | 0.0002138% | 4248 | 0
2020 | 7 | 12 | 2020-07-12 | 2 | 2020-07-12 | 3 | 36.2889 | 4.387e-05% | 4546 | 0 | 0 | 0% | 4870 | 0 | 2.194e-05% | 5253 | 0
2020 | 7 | 12 | 2020-07-12 | 3 | 2020-07-12 | 4 | 0 | 0% | 5135 | 0 | 0 | 0% | 4870 | 0 | 0% | 5626 | 0
2020 | 7 | 12 | 2020-07-12 | 4 | 2020-07-12 | 5 | 0 | 0% | 5135 | 0 | 0 | 0% | 4870 | 0 | 0% | 5626 | 0
2020 | 7 | 12 | 2020-07-12 | 5 | 2020-07-12 | 6 | 0 | 0% | 5135 | 0 | 0 | 0% | 4870 | 0 | 0% | 5626 | 0
2020 | 7 | 12 | 2020-07-12 | 6 | 2020-07-12 | 7 | 0 | 0% | 5135 | 0 | 28.8816 | 4.993e-05% | 4494 | 0 | 2.496e-05% | 5222 | 0
2020 | 7 | 12 | 2020-07-12 | 7 | 2020-07-12 | 8 | 72.1823 | 8.726e-05% | 4349 | 0 | 77.1005 | 0.0001333% | 4062 | 0 | 0.0001103% | 4606 | 0
2020 | 7 | 12 | 2020-07-12 | 8 | 2020-07-12 | 9 | 59.0355 | 7.137e-05% | 4405 | 0 | 0 | 0% | 4870 | 0 | 3.569e-05% | 5104 | 0
2020 | 7 | 12 | 2020-07-12 | 9 | 2020-07-12 | 10 | 57.6869 | 6.974e-05% | 4417 | 0 | 3.2073 | 5.545e-06% | 4828 | 0 | 3.764e-05% | 5075 | 0
2020 | 7 | 12 | 2020-07-12 | 10 | 2020-07-12 | 11 | 0 | 0% | 5135 | 0 | 26.0127 | 4.497e-05% | 4519 | 0 | 2.248e-05% | 5248 | 0
2020 | 7 | 12 | 2020-07-12 | 11 | 2020-07-12 | 12 | 0 | 0% | 5135 | 0 | 26.7591 | 4.626e-05% | 4511 | 0 | 2.313e-05% | 5239 | 0
2020 | 7 | 12 | 2020-07-12 | 12 | 2020-07-12 | 13 | 0 | 0% | 5135 | 0 | 35.6092 | 6.156e-05% | 4416 | 0 | 3.078e-05% | 5153 | 0
2020 | 7 | 12 | 2020-07-12 | 13 | 2020-07-12 | 14 | 0 | 0% | 5135 | 0 | 189.692 | 0.0003279% | 3601 | 0 | 0.000164% | 4398 | 0
2020 | 7 | 12 | 2020-07-12 | 14 | 2020-07-12 | 15 | 0 | 0% | 5135 | 0 | 0 | 0% | 4870 | 0 | 0% | 5626 | 0
2020 | 7 | 12 | 2020-07-12 | 15 | 2020-07-12 | 16 | 0 | 0% | 5135 | 0 | 0 | 0% | 4870 | 0 | 0% | 5626 | 0
2020 | 7 | 12 | 2020-07-12 | 16 | 2020-07-12 | 17 | 178.5202 | 0.0002158% | 4072 | 0 | 319.2743 | 0.0005519% | 3272 | 0 | 0.0003839% | 3917 | 0
2020 | 7 | 12 | 2020-07-12 | 17 | 2020-07-12 | 18 | 1337.3015 | 0.001617% | 3180 | 0 | 0 | 0% | 4870 | 0 | 0.0008084% | 3476 | 0
2020 | 7 | 12 | 2020-07-12 | 18 | 2020-07-12 | 19 | 8892.3292 | 0.01075% | 2116 | 0 | 94.587 | 0.0001635% | 3963 | 0 | 0.005457% | 2362 | 0
2020 | 7 | 12 | 2020-07-12 | 19 | 2020-07-12 | 20 | 24072.5712 | 0.0291% | 1316 | 0 | 6256.5889 | 0.01082% | 1782 | 0 | 0.01996% | 1582 | 0
2020 | 7 | 12 | 2020-07-12 | 20 | 2020-07-12 | 21 | 30981.8083 | 0.03746% | 1047 | 0 | 19963.9132 | 0.03451% | 1079 | 0 | 0.03598% | 1061 | 0
2020 | 7 | 12 | 2020-07-12 | 21 | 2020-07-12 | 22 | 45363.2556 | 0.05484% | 598 | 0 | 31821.1699 | 0.05501% | 673 | 0 | 0.05493% | 636 | 0
2020 | 7 | 12 | 2020-07-12 | 22 | 2020-07-12 | 23 | 34199.3198 | 0.04135% | 947 | 0 | 22365.7118 | 0.03866% | 984 | 0 | 0.04001% | 962 | 0
2020 | 7 | 12 | 2020-07-12 | 23 | 2020-07-12 | 24 | 13321.3139 | 0.0161% | 1836 | 0 | 7157.7121 | 0.01237% | 1719 | 0 | 0.01424% | 1810 | 0
2020 | 7 | 12 | 2020-07-12 | 24 | 2020-07-13 | 1 | 1181.6054 | 0.001429% | 3252 | 0 | 845.4387 | 0.001462% | 2734 | 0 | 0.001445% | 3145 | 0
2020 | 7 | 13 | 2020-07-13 | 1 | 2020-07-13 | 2 | 304.2581 | 0.0003678% | 3881 | 0 | 19.8274 | 3.428e-05% | 4597 | 0 | 0.0002011% | 4282 | 0
2020 | 7 | 13 | 2020-07-13 | 2 | 2020-07-13 | 3 | 0 | 0% | 5135 | 0 | 0 | 0% | 4870 | 0 | 0% | 5626 | 0
2020 | 7 | 13 | 2020-07-13 | 3 | 2020-07-13 | 4 | 0 | 0% | 5135 | 0 | 0 | 0% | 4870 | 0 | 0% | 5626 | 0
2020 | 7 | 13 | 2020-07-13 | 4 | 2020-07-13 | 5 | 0 | 0% | 5135 | 0 | 0 | 0% | 4870 | 0 | 0% | 5626 | 0
2020 | 7 | 13 | 2020-07-13 | 5 | 2020-07-13 | 6 | 0 | 0% | 5135 | 0 | 0 | 0% | 4870 | 0 | 0% | 5626 | 0
2020 | 7 | 13 | 2020-07-13 | 6 | 2020-07-13 | 7 | 0 | 0% | 5135 | 0 | 17.9058 | 3.095e-05% | 4617 | 0 | 1.548e-05% | 5348 | 0
2020 | 7 | 13 | 2020-07-13 | 7 | 2020-07-13 | 8 | 110.9137 | 0.0001341% | 4237 | 0 | 40.5951 | 7.018e-05% | 4364 | 0 | 0.0001021% | 4646 | 0
2020 | 7 | 13 | 2020-07-13 | 8 | 2020-07-13 | 9 | 991.6724 | 0.001199% | 3356 | 0 | 0 | 0% | 4870 | 0 | 0.0005994% | 3668 | 0
2020 | 7 | 13 | 2020-07-13 | 9 | 2020-07-13 | 10 | 830.6233 | 0.001004% | 3425 | 0 | 226.1754 | 0.000391% | 3491 | 0 | 0.0006976% | 3576 | 0
2020 | 7 | 13 | 2020-07-13 | 10 | 2020-07-13 | 11 | 183.7946 | 0.0002222% | 4061 | 0 | 0 | 0% | 4870 | 0 | 0.0001111% | 4598 | 0
2020 | 7 | 13 | 2020-07-13 | 11 | 2020-07-13 | 12 | 4.4991 | 5.439e-06% | 4990 | 0 | 0 | 0% | 4870 | 0 | 2.72e-06% | 5572 | 0
2020 | 7 | 13 | 2020-07-13 | 12 | 2020-07-13 | 13 | 0 | 0% | 5135 | 0 | 0 | 0% | 4870 | 0 | 0% | 5626 | 0
2020 | 7 | 13 | 2020-07-13 | 13 | 2020-07-13 | 14 | 31.6529 | 3.827e-05% | 4591 | 0 | 0 | 0% | 4870 | 0 | 1.913e-05% | 5291 | 0
2020 | 7 | 13 | 2020-07-13 | 14 | 2020-07-13 | 15 | 6.328 | 7.65e-06% | 4938 | 0 | 0 | 0% | 4870 | 0 | 3.825e-06% | 5548 | 0
2020 | 7 | 13 | 2020-07-13 | 15 | 2020-07-13 | 16 | 771.9101 | 0.0009332% | 3461 | 0 | 0 | 0% | 4870 | 0 | 0.0004666% | 3804 | 0
2020 | 7 | 13 | 2020-07-13 | 16 | 2020-07-13 | 17 | 4080.258 | 0.004933% | 2600 | 0 | 435.1841 | 0.0007523% | 3081 | 0 | 0.002843% | 2747 | 0
2020 | 7 | 13 | 2020-07-13 | 17 | 2020-07-13 | 18 | 14183.2015 | 0.01715% | 1795 | 0 | 31.5706 | 5.458e-05% | 4458 | 0 | 0.008601% | 2079 | 0
2020 | 7 | 13 | 2020-07-13 | 18 | 2020-07-13 | 19 | 32240.4435 | 0.03898% | 1004 | 0 | 5528.9603 | 0.009558% | 1840 | 0 | 0.02427% | 1408 | 0
2020 | 7 | 13 | 2020-07-13 | 19 | 2020-07-13 | 20 | 47887.5646 | 0.05789% | 529 | 0 | 21918.9765 | 0.03789% | 1004 | 0 | 0.04789% | 779 | 0
2020 | 7 | 13 | 2020-07-13 | 20 | 2020-07-13 | 21 | 50737.3462 | 0.06134% | 467 | 0 | 39906.7137 | 0.06899% | 470 | 0 | 0.06516% | 459 | 0
2020 | 7 | 13 | 2020-07-13 | 21 | 2020-07-13 | 22 | 60716.5088 | 0.0734% | 305 | 0 | 45933.21 | 0.07941% | 363 | 0 | 0.07641% | 325 | 0
2020 | 7 | 13 | 2020-07-13 | 22 | 2020-07-13 | 23 | 52113.5124 | 0.063% | 439 | 0 | 36321.3844 | 0.06279% | 553 | 0 | 0.0629% | 491 | 0
2020 | 7 | 13 | 2020-07-13 | 23 | 2020-07-13 | 24 | 27601.4921 | 0.03337% | 1166 | 0 | 15908.2607 | 0.0275% | 1250 | 0 | 0.03044% | 1211 | 0
2020 | 7 | 13 | 2020-07-13 | 24 | 2020-07-14 | 1 | 4486.9966 | 0.005425% | 2539 | 0 | 3250.1693 | 0.005619% | 2080 | 0 | 0.005522% | 2354 | 0
2020 | 7 | 14 | 2020-07-14 | 1 | 2020-07-14 | 2 | 2138.7548 | 0.002586% | 2952 | 0 | 696.458 | 0.001204% | 2829 | 0 | 0.001895% | 2976 | 0
2020 | 7 | 14 | 2020-07-14 | 2 | 2020-07-14 | 3 | 0 | 0% | 5135 | 0 | 20.3914 | 3.525e-05% | 4588 | 0 | 1.763e-05% | 5316 | 0
2020 | 7 | 14 | 2020-07-14 | 3 | 2020-07-14 | 4 | 0 | 0% | 5135 | 0 | 0 | 0% | 4870 | 0 | 0% | 5626 | 0
2020 | 7 | 14 | 2020-07-14 | 4 | 2020-07-14 | 5 | 0 | 0% | 5135 | 0 | 0 | 0% | 4870 | 0 | 0% | 5626 | 0
2020 | 7 | 14 | 2020-07-14 | 5 | 2020-07-14 | 6 | 0 | 0% | 5135 | 0 | 0 | 0% | 4870 | 0 | 0% | 5626 | 0
2020 | 7 | 14 | 2020-07-14 | 6 | 2020-07-14 | 7 | 28.9139 | 3.496e-05% | 4615 | 0 | 50.2708 | 8.691e-05% | 4278 | 0 | 6.093e-05% | 4883 | 0
2020 | 7 | 14 | 2020-07-14 | 7 | 2020-07-14 | 8 | 1005.3765 | 0.001215% | 3351 | 0 | 433.2447 | 0.000749% | 3086 | 0 | 0.0009822% | 3362 | 0
2020 | 7 | 14 | 2020-07-14 | 8 | 2020-07-14 | 9 | 3531.8626 | 0.00427% | 2686 | 0 | 312.5512 | 0.0005403% | 3285 | 0 | 0.002405% | 2842 | 0
2020 | 7 | 14 | 2020-07-14 | 9 | 2020-07-14 | 10 | 3332.2577 | 0.004029% | 2710 | 0 | 152.671 | 0.0002639% | 3722 | 0 | 0.002146% | 2920 | 0
2020 | 7 | 14 | 2020-07-14 | 10 | 2020-07-14 | 11 | 2080.72 | 0.002515% | 2960 | 0 | 0 | 0% | 4870 | 0 | 0.001258% | 3222 | 0
2020 | 7 | 14 | 2020-07-14 | 11 | 2020-07-14 | 12 | 1159.9898 | 0.001402% | 3266 | 0 | 0 | 0% | 4870 | 0 | 0.0007012% | 3572 | 0
2020 | 7 | 14 | 2020-07-14 | 12 | 2020-07-14 | 13 | 743.0718 | 0.0008983% | 3479 | 0 | 0 | 0% | 4870 | 0 | 0.0004492% | 3830 | 0
2020 | 7 | 14 | 2020-07-14 | 13 | 2020-07-14 | 14 | 1028.3748 | 0.001243% | 3335 | 0 | 0 | 0% | 4870 | 0 | 0.0006216% | 3640 | 0
2020 | 7 | 14 | 2020-07-14 | 14 | 2020-07-14 | 15 | 1354.9083 | 0.001638% | 3174 | 0 | 0 | 0% | 4870 | 0 | 0.000819% | 3466 | 0
2020 | 7 | 14 | 2020-07-14 | 15 | 2020-07-14 | 16 | 4154.9279 | 0.005023% | 2582 | 0 | 58.3501 | 0.0001009% | 4197 | 0 | 0.002562% | 2808 | 0
2020 | 7 | 14 | 2020-07-14 | 16 | 2020-07-14 | 17 | 10786.3254 | 0.01304% | 1979 | 0 | 593.6742 | 0.001026% | 2909 | 0 | 0.007033% | 2191 | 0
2020 | 7 | 14 | 2020-07-14 | 17 | 2020-07-14 | 18 | 25033.1758 | 0.03026% | 1279 | 0 | 2862.3011 | 0.004948% | 2135 | 0 | 0.01761% | 1649 | 0
2020 | 7 | 14 | 2020-07-14 | 18 | 2020-07-14 | 19 | 44602.8827 | 0.05392% | 620 | 0 | 13964.2238 | 0.02414% | 1331 | 0 | 0.03903% | 983 | 0
2020 | 7 | 14 | 2020-07-14 | 19 | 2020-07-14 | 20 | 60163.8592 | 0.07274% | 311 | 0 | 36109.509 | 0.06242% | 562 | 0 | 0.06758% | 420 | 0
2020 | 7 | 14 | 2020-07-14 | 20 | 2020-07-14 | 21 | 64717.0052 | 0.07824% | 257 | 0 | 50464.1442 | 0.08724% | 287 | 0 | 0.08274% | 274 | 0
2020 | 7 | 14 | 2020-07-14 | 21 | 2020-07-14 | 22 | 71387.18 | 0.0863% | 187 | 0 | 56522.4089 | 0.09771% | 207 | 0 | 0.09201% | 184 | 0
2020 | 7 | 14 | 2020-07-14 | 22 | 2020-07-14 | 23 | 61890.2047 | 0.07482% | 293 | 0 | 49014.4895 | 0.08473% | 308 | 0 | 0.07978% | 303 | 0
2020 | 7 | 14 | 2020-07-14 | 23 | 2020-07-14 | 24 | 35491.9971 | 0.04291% | 894 | 0 | 27083.2879 | 0.04682% | 819 | 0 | 0.04486% | 836 | 0
2020 | 7 | 14 | 2020-07-14 | 24 | 2020-07-15 | 1 | 9101.1483 | 0.011% | 2101 | 0 | 6377.1152 | 0.01102% | 1771 | 0 | 0.01101% | 1954 | 0
2020 | 7 | 15 | 2020-07-15 | 1 | 2020-07-15 | 2 | 160.2991 | 0.0001938% | 4109 | 0 | 36.1377 | 6.247e-05% | 4407 | 0 | 0.0001281% | 4538 | 0
2020 | 7 | 15 | 2020-07-15 | 2 | 2020-07-15 | 3 | 0 | 0% | 5135 | 0 | 0 | 0% | 4870 | 0 | 0% | 5626 | 0
2020 | 7 | 15 | 2020-07-15 | 3 | 2020-07-15 | 4 | 0 | 0% | 5135 | 0 | 0 | 0% | 4870 | 0 | 0% | 5626 | 0
2020 | 7 | 15 | 2020-07-15 | 4 | 2020-07-15 | 5 | 0 | 0% | 5135 | 0 | 0 | 0% | 4870 | 0 | 0% | 5626 | 0
2020 | 7 | 15 | 2020-07-15 | 5 | 2020-07-15 | 6 | 0 | 0% | 5135 | 0 | 0 | 0% | 4870 | 0 | 0% | 5626 | 0
2020 | 7 | 15 | 2020-07-15 | 6 | 2020-07-15 | 7 | 0 | 0% | 5135 | 0 | 0 | 0% | 4870 | 0 | 0% | 5626 | 0
2020 | 7 | 15 | 2020-07-15 | 7 | 2020-07-15 | 8 | 91.4855 | 0.0001106% | 4289 | 0 | 53.1175 | 9.183e-05% | 4246 | 0 | 0.0001012% | 4652 | 0
2020 | 7 | 15 | 2020-07-15 | 8 | 2020-07-15 | 9 | 612.3474 | 0.0007403% | 3573 | 0 | 41.6771 | 7.205e-05% | 4356 | 0 | 0.0004062% | 3881 | 0
2020 | 7 | 15 | 2020-07-15 | 9 | 2020-07-15 | 10 | 452.6288 | 0.0005472% | 3704 | 0 | 36.3534 | 6.285e-05% | 4405 | 0 | 0.000305% | 4056 | 0
2020 | 7 | 15 | 2020-07-15 | 10 | 2020-07-15 | 11 | 48.135 | 5.819e-05% | 4460 | 0 | 0 | 0% | 4870 | 0 | 2.91e-05% | 5172 | 0
2020 | 7 | 15 | 2020-07-15 | 11 | 2020-07-15 | 12 | 0 | 0% | 5135 | 0 | 0 | 0% | 4870 | 0 | 0% | 5626 | 0
2020 | 7 | 15 | 2020-07-15 | 12 | 2020-07-15 | 13 | 0 | 0% | 5135 | 0 | 0 | 0% | 4870 | 0 | 0% | 5626 | 0
2020 | 7 | 15 | 2020-07-15 | 13 | 2020-07-15 | 14 | 0 | 0% | 5135 | 0 | 0 | 0% | 4870 | 0 | 0% | 5626 | 0
2020 | 7 | 15 | 2020-07-15 | 14 | 2020-07-15 | 15 | 0 | 0% | 5135 | 0 | 0 | 0% | 4870 | 0 | 0% | 5626 | 0
2020 | 7 | 15 | 2020-07-15 | 15 | 2020-07-15 | 16 | 218.7747 | 0.0002645% | 4002 | 0 | 0 | 0% | 4870 | 0 | 0.0001322% | 4526 | 0
2020 | 7 | 15 | 2020-07-15 | 16 | 2020-07-15 | 17 | 1535.6095 | 0.001856% | 3121 | 0 | 309.8311 | 0.0005356% | 3297 | 0 | 0.001196% | 3257 | 0
2020 | 7 | 15 | 2020-07-15 | 17 | 2020-07-15 | 18 | 7383.8607 | 0.008927% | 2249 | 0 | 48.0948 | 8.314e-05% | 4296 | 0 | 0.004505% | 2464 | 0
2020 | 7 | 15 | 2020-07-15 | 18 | 2020-07-15 | 19 | 24278.1241 | 0.02935% | 1306 | 0 | 3293.0994 | 0.005693% | 2070 | 0 | 0.01752% | 1655 | 0
2020 | 7 | 15 | 2020-07-15 | 19 | 2020-07-15 | 20 | 42422.611 | 0.05129% | 674 | 0 | 20252.2012 | 0.03501% | 1070 | 0 | 0.04315% | 882 | 0
2020 | 7 | 15 | 2020-07-15 | 20 | 2020-07-15 | 21 | 46558.4871 | 0.05629% | 566 | 0 | 35000.374 | 0.06051% | 594 | 0 | 0.0584% | 559 | 0
2020 | 7 | 15 | 2020-07-15 | 21 | 2020-07-15 | 22 | 55825.8612 | 0.06749% | 385 | 0 | 40112.9637 | 0.06935% | 460 | 0 | 0.06842% | 409 | 0
2020 | 7 | 15 | 2020-07-15 | 22 | 2020-07-15 | 23 | 46892.0624 | 0.05669% | 556 | 0 | 31238.3821 | 0.054% | 695 | 0 | 0.05535% | 623 | 0
2020 | 7 | 15 | 2020-07-15 | 23 | 2020-07-15 | 24 | 20243.3653 | 0.02447% | 1499 | 0 | 12540.2178 | 0.02168% | 1403 | 0 | 0.02308% | 1458 | 0
2020 | 7 | 15 | 2020-07-15 | 24 | 2020-07-16 | 1 | 1983.7335 | 0.002398% | 2987 | 0 | 1167.6009 | 0.002018% | 2562 | 0 | 0.002208% | 2902 | 0
2020 | 7 | 16 | 2020-07-16 | 1 | 2020-07-16 | 2 | 4709.0979 | 0.005693% | 2518 | 0 | 3339.3493 | 0.005773% | 2061 | 0 | 0.005733% | 2330 | 0
2020 | 7 | 16 | 2020-07-16 | 2 | 2020-07-16 | 3 | 1092.0457 | 0.00132% | 3304 | 0 | 923.1695 | 0.001596% | 2694 | 0 | 0.001458% | 3138 | 0
2020 | 7 | 16 | 2020-07-16 | 3 | 2020-07-16 | 4 | 200.7604 | 0.0002427% | 4029 | 0 | 249.672 | 0.0004316% | 3424 | 0 | 0.0003372% | 3999 | 0
2020 | 7 | 16 | 2020-07-16 | 4 | 2020-07-16 | 5 | 100.2376 | 0.0001212% | 4258 | 0 | 103.1371 | 0.0001783% | 3920 | 0 | 0.0001497% | 4438 | 0
2020 | 7 | 16 | 2020-07-16 | 5 | 2020-07-16 | 6 | 128.6115 | 0.0001555% | 4187 | 0 | 173.1934 | 0.0002994% | 3654 | 0 | 0.0002274% | 4213 | 0
2020 | 7 | 16 | 2020-07-16 | 6 | 2020-07-16 | 7 | 426.4046 | 0.0005155% | 3734 | 0 | 422.6017 | 0.0007306% | 3096 | 0 | 0.000623% | 3636 | 0
2020 | 7 | 16 | 2020-07-16 | 7 | 2020-07-16 | 8 | 3142.3989 | 0.003799% | 2746 | 0 | 2101.3495 | 0.003633% | 2276 | 0 | 0.003716% | 2573 | 0
2020 | 7 | 16 | 2020-07-16 | 8 | 2020-07-16 | 9 | 7886.7939 | 0.009535% | 2196 | 0 | 2194.144 | 0.003793% | 2260 | 0 | 0.006664% | 2227 | 0
2020 | 7 | 16 | 2020-07-16 | 9 | 2020-07-16 | 10 | 7141.2919 | 0.008633% | 2271 | 0 | 216.0823 | 0.0003736% | 3516 | 0 | 0.004504% | 2466 | 0
2020 | 7 | 16 | 2020-07-16 | 10 | 2020-07-16 | 11 | 4823.1989 | 0.005831% | 2502 | 0 | 0 | 0% | 4870 | 0 | 0.002916% | 2729 | 0
2020 | 7 | 16 | 2020-07-16 | 11 | 2020-07-16 | 12 | 3022.7886 | 0.003654% | 2769 | 0 | 0 | 0% | 4870 | 0 | 0.001827% | 2996 | 0
2020 | 7 | 16 | 2020-07-16 | 12 | 2020-07-16 | 13 | 3246.2632 | 0.003925% | 2731 | 0 | 0 | 0% | 4870 | 0 | 0.001962% | 2959 | 0
2020 | 7 | 16 | 2020-07-16 | 13 | 2020-07-16 | 14 | 4080.9141 | 0.004934% | 2598 | 0 | 0 | 0% | 4870 | 0 | 0.002467% | 2828 | 0
2020 | 7 | 16 | 2020-07-16 | 14 | 2020-07-16 | 15 | 7889.5074 | 0.009538% | 2195 | 0 | 0 | 0% | 4870 | 0 | 0.004769% | 2430 | 0
2020 | 7 | 16 | 2020-07-16 | 15 | 2020-07-16 | 16 | 17926.7747 | 0.02167% | 1603 | 0 | 126.6887 | 0.000219% | 3826 | 0 | 0.01095% | 1957 | 0
2020 | 7 | 16 | 2020-07-16 | 16 | 2020-07-16 | 17 | 35637.5699 | 0.04308% | 892 | 0 | 2602.3195 | 0.004499% | 2191 | 0 | 0.02379% | 1434 | 0
2020 | 7 | 16 | 2020-07-16 | 17 | 2020-07-16 | 18 | 50058.1285 | 0.06052% | 485 | 0 | 8271.743 | 0.0143% | 1651 | 0 | 0.03741% | 1027 | 0
2020 | 7 | 16 | 2020-07-16 | 18 | 2020-07-16 | 19 | 66982.3847 | 0.08098% | 234 | 0 | 29238.4428 | 0.05055% | 755 | 0 | 0.06576% | 449 | 0
2020 | 7 | 16 | 2020-07-16 | 19 | 2020-07-16 | 20 | 79409.2414 | 0.096% | 134 | 0 | 58641.3422 | 0.1014% | 179 | 0 | 0.09869% | 143 | 0
2020 | 7 | 16 | 2020-07-16 | 20 | 2020-07-16 | 21 | 79916.2848 | 0.09661% | 133 | 0 | 70390.6652 | 0.1217% | 104 | 0 | 0.1092% | 111 | 0
2020 | 7 | 16 | 2020-07-16 | 21 | 2020-07-16 | 22 | 82016.0248 | 0.09915% | 116 | 0 | 69299.8735 | 0.1198% | 107 | 0 | 0.1095% | 106 | 0
2020 | 7 | 16 | 2020-07-16 | 22 | 2020-07-16 | 23 | 72687.7771 | 0.08788% | 176 | 0 | 58871.7572 | 0.1018% | 177 | 0 | 0.09483% | 169 | 0
2020 | 7 | 16 | 2020-07-16 | 23 | 2020-07-16 | 24 | 45566.4357 | 0.05509% | 593 | 0 | 33123.0817 | 0.05726% | 638 | 0 | 0.05617% | 605 | 0
2020 | 7 | 16 | 2020-07-16 | 24 | 2020-07-17 | 1 | 17968.8839 | 0.02172% | 1600 | 0 | 11041.94 | 0.01909% | 1483 | 0 | 0.02041% | 1568 | 0
2020 | 7 | 17 | 2020-07-17 | 1 | 2020-07-17 | 2 | 622.8678 | 0.000753% | 3567 | 0 | 583.4151 | 0.001009% | 2919 | 0 | 0.0008808% | 3419 | 0
2020 | 7 | 17 | 2020-07-17 | 2 | 2020-07-17 | 3 | 143.465 | 0.0001734% | 4150 | 0 | 127.0339 | 0.0002196% | 3823 | 0 | 0.0001965% | 4293 | 0
2020 | 7 | 17 | 2020-07-17 | 3 | 2020-07-17 | 4 | 69.702 | 8.427e-05% | 4360 | 0 | 39.2002 | 6.777e-05% | 4377 | 0 | 7.602e-05% | 4781 | 0
2020 | 7 | 17 | 2020-07-17 | 4 | 2020-07-17 | 5 | 0 | 0% | 5135 | 0 | 45.8469 | 7.926e-05% | 4317 | 0 | 3.963e-05% | 5053 | 0
2020 | 7 | 17 | 2020-07-17 | 5 | 2020-07-17 | 6 | 122.2124 | 0.0001477% | 4207 | 0 | 124.9915 | 0.0002161% | 3831 | 0 | 0.0001819% | 4343 | 0
2020 | 7 | 17 | 2020-07-17 | 6 | 2020-07-17 | 7 | 211.7745 | 0.000256% | 4013 | 0 | 312.7769 | 0.0005407% | 3284 | 0 | 0.0003984% | 3899 | 0
2020 | 7 | 17 | 2020-07-17 | 7 | 2020-07-17 | 8 | 732.7156 | 0.0008858% | 3486 | 0 | 633.4722 | 0.001095% | 2875 | 0 | 0.0009905% | 3357 | 0
2020 | 7 | 17 | 2020-07-17 | 8 | 2020-07-17 | 9 | 1548.014 | 0.001871% | 3120 | 0 | 206.2233 | 0.0003565% | 3546 | 0 | 0.001114% | 3295 | 0
2020 | 7 | 17 | 2020-07-17 | 9 | 2020-07-17 | 10 | 948.2927 | 0.001146% | 3370 | 0 | 55.9217 | 9.667e-05% | 4217 | 0 | 0.0006216% | 3641 | 0
2020 | 7 | 17 | 2020-07-17 | 10 | 2020-07-17 | 11 | 299.9115 | 0.0003626% | 3886 | 0 | 0 | 0% | 4870 | 0 | 0.0001813% | 4344 | 0
2020 | 7 | 17 | 2020-07-17 | 11 | 2020-07-17 | 12 | 188.315 | 0.0002277% | 4052 | 0 | 33.7993 | 5.843e-05% | 4429 | 0 | 0.000143% | 4465 | 0
2020 | 7 | 17 | 2020-07-17 | 12 | 2020-07-17 | 13 | 158.2926 | 0.0001914% | 4114 | 0 | 88.2487 | 0.0001526% | 3993 | 0 | 0.000172% | 4377 | 0
2020 | 7 | 17 | 2020-07-17 | 13 | 2020-07-17 | 14 | 138.2937 | 0.0001672% | 4164 | 0 | 65.5106 | 0.0001133% | 4141 | 0 | 0.0001402% | 4477 | 0
2020 | 7 | 17 | 2020-07-17 | 14 | 2020-07-17 | 15 | 208.2857 | 0.0002518% | 4018 | 0 | 27.6257 | 4.776e-05% | 4507 | 0 | 0.0001498% | 4437 | 0
2020 | 7 | 17 | 2020-07-17 | 15 | 2020-07-17 | 16 | 545.2284 | 0.0006592% | 3628 | 0 | 0 | 0% | 4870 | 0 | 0.0003296% | 4019 | 0
2020 | 7 | 17 | 2020-07-17 | 16 | 2020-07-17 | 17 | 2050.1085 | 0.002478% | 2968 | 0 | 197.3791 | 0.0003412% | 3575 | 0 | 0.00141% | 3161 | 0
2020 | 7 | 17 | 2020-07-17 | 17 | 2020-07-17 | 18 | 7606.9927 | 0.009196% | 2224 | 0 | 215.1469 | 0.0003719% | 3518 | 0 | 0.004784% | 2428 | 0
2020 | 7 | 17 | 2020-07-17 | 18 | 2020-07-17 | 19 | 24090.8843 | 0.02912% | 1315 | 0 | 2326.9619 | 0.004023% | 2234 | 0 | 0.01657% | 1689 | 0
2020 | 7 | 17 | 2020-07-17 | 19 | 2020-07-17 | 20 | 39750.2072 | 0.04806% | 747 | 0 | 19004.5646 | 0.03285% | 1112 | 0 | 0.04046% | 951 | 0
2020 | 7 | 17 | 2020-07-17 | 20 | 2020-07-17 | 21 | 44191.5016 | 0.05343% | 628 | 0 | 33820.0698 | 0.05847% | 617 | 0 | 0.05595% | 612 | 0
2020 | 7 | 17 | 2020-07-17 | 21 | 2020-07-17 | 22 | 53200.5055 | 0.06432% | 415 | 0 | 39401.3873 | 0.06812% | 478 | 0 | 0.06622% | 440 | 0
2020 | 7 | 17 | 2020-07-17 | 22 | 2020-07-17 | 23 | 45992.0367 | 0.0556% | 578 | 0 | 32963.8704 | 0.05699% | 646 | 0 | 0.05629% | 602 | 0
2020 | 7 | 17 | 2020-07-17 | 23 | 2020-07-17 | 24 | 24252.825 | 0.02932% | 1308 | 0 | 15354.2418 | 0.02654% | 1267 | 0 | 0.02793% | 1284 | 0
2020 | 7 | 17 | 2020-07-17 | 24 | 2020-07-18 | 1 | 3841.3513 | 0.004644% | 2634 | 0 | 3195.6305 | 0.005524% | 2087 | 0 | 0.005084% | 2394 | 0
2020 | 7 | 18 | 2020-07-18 | 1 | 2020-07-18 | 2 | 9.652 | 1.167e-05% | 4854 | 0 | 61.1589 | 0.0001057% | 4179 | 0 | 5.87e-05% | 4900 | 0
2020 | 7 | 18 | 2020-07-18 | 2 | 2020-07-18 | 3 | 0 | 0% | 5135 | 0 | 0 | 0% | 4870 | 0 | 0% | 5626 | 0
2020 | 7 | 18 | 2020-07-18 | 3 | 2020-07-18 | 4 | 0 | 0% | 5135 | 0 | 0 | 0% | 4870 | 0 | 0% | 5626 | 0
2020 | 7 | 18 | 2020-07-18 | 4 | 2020-07-18 | 5 | 0 | 0% | 5135 | 0 | 9.5597 | 1.653e-05% | 4724 | 0 | 8.263e-06% | 5466 | 0
2020 | 7 | 18 | 2020-07-18 | 5 | 2020-07-18 | 6 | 0 | 0% | 5135 | 0 | 0 | 0% | 4870 | 0 | 0% | 5626 | 0
2020 | 7 | 18 | 2020-07-18 | 6 | 2020-07-18 | 7 | 0 | 0% | 5135 | 0 | 14.7752 | 2.554e-05% | 4658 | 0 | 1.277e-05% | 5392 | 0
2020 | 7 | 18 | 2020-07-18 | 7 | 2020-07-18 | 8 | 0 | 0% | 5135 | 0 | 4.9506 | 8.558e-06% | 4799 | 0 | 4.279e-06% | 5541 | 0
2020 | 7 | 18 | 2020-07-18 | 8 | 2020-07-18 | 9 | 0 | 0% | 5135 | 0 | 0 | 0% | 4870 | 0 | 0% | 5626 | 0
2020 | 7 | 18 | 2020-07-18 | 9 | 2020-07-18 | 10 | 0 | 0% | 5135 | 0 | 240.2733 | 0.0004154% | 3450 | 0 | 0.0002077% | 4265 | 0
2020 | 7 | 18 | 2020-07-18 | 10 | 2020-07-18 | 11 | 0 | 0% | 5135 | 0 | 0 | 0% | 4870 | 0 | 0% | 5626 | 0
2020 | 7 | 18 | 2020-07-18 | 11 | 2020-07-18 | 12 | 0 | 0% | 5135 | 0 | 0 | 0% | 4870 | 0 | 0% | 5626 | 0
2020 | 7 | 18 | 2020-07-18 | 12 | 2020-07-18 | 13 | 0 | 0% | 5135 | 0 | 0 | 0% | 4870 | 0 | 0% | 5626 | 0
2020 | 7 | 18 | 2020-07-18 | 13 | 2020-07-18 | 14 | 0 | 0% | 5135 | 0 | 0 | 0% | 4870 | 0 | 0% | 5626 | 0
2020 | 7 | 18 | 2020-07-18 | 14 | 2020-07-18 | 15 | 0 | 0% | 5135 | 0 | 0 | 0% | 4870 | 0 | 0% | 5626 | 0
2020 | 7 | 18 | 2020-07-18 | 15 | 2020-07-18 | 16 | 0 | 0% | 5135 | 0 | 0 | 0% | 4870 | 0 | 0% | 5626 | 0
2020 | 7 | 18 | 2020-07-18 | 16 | 2020-07-18 | 17 | 60.0531 | 7.26e-05% | 4401 | 0 | 868.3658 | 0.001501% | 2726 | 0 | 0.0007869% | 3495 | 0
2020 | 7 | 18 | 2020-07-18 | 17 | 2020-07-18 | 18 | 75.3165 | 9.105e-05% | 4341 | 0 | 0 | 0% | 4870 | 0 | 4.553e-05% | 5006 | 0
2020 | 7 | 18 | 2020-07-18 | 18 | 2020-07-18 | 19 | 3880.0612 | 0.004691% | 2628 | 0 | 0 | 0% | 4870 | 0 | 0.002345% | 2853 | 0
2020 | 7 | 18 | 2020-07-18 | 19 | 2020-07-18 | 20 | 16337.8902 | 0.01975% | 1683 | 0 | 4404.6595 | 0.007615% | 1934 | 0 | 0.01368% | 1838 | 0
2020 | 7 | 18 | 2020-07-18 | 20 | 2020-07-18 | 21 | 23671.6362 | 0.02862% | 1344 | 0 | 16544.7804 | 0.0286% | 1220 | 0 | 0.02861% | 1263 | 0
2020 | 7 | 18 | 2020-07-18 | 21 | 2020-07-18 | 22 | 32536.2592 | 0.03933% | 992 | 0 | 24831.5105 | 0.04293% | 888 | 0 | 0.04113% | 938 | 0
2020 | 7 | 18 | 2020-07-18 | 22 | 2020-07-18 | 23 | 24339.7866 | 0.02943% | 1301 | 0 | 18913.6352 | 0.0327% | 1116 | 0 | 0.03106% | 1198 | 0
2020 | 7 | 18 | 2020-07-18 | 23 | 2020-07-18 | 24 | 9589.3546 | 0.01159% | 2063 | 0 | 6906.8335 | 0.01194% | 1741 | 0 | 0.01177% | 1919 | 0
2020 | 7 | 18 | 2020-07-18 | 24 | 2020-07-19 | 1 | 736.7288 | 0.0008907% | 3483 | 0 | 695.8965 | 0.001203% | 2830 | 0 | 0.001047% | 3324 | 0
2020 | 7 | 19 | 2020-07-19 | 1 | 2020-07-19 | 2 | 111.4932 | 0.0001348% | 4235 | 0 | 92.6481 | 0.0001602% | 3972 | 0 | 0.0001475% | 4444 | 0
2020 | 7 | 19 | 2020-07-19 | 2 | 2020-07-19 | 3 | 0 | 0% | 5135 | 0 | 0 | 0% | 4870 | 0 | 0% | 5626 | 0
2020 | 7 | 19 | 2020-07-19 | 3 | 2020-07-19 | 4 | 0 | 0% | 5135 | 0 | 0 | 0% | 4870 | 0 | 0% | 5626 | 0
2020 | 7 | 19 | 2020-07-19 | 4 | 2020-07-19 | 5 | 0 | 0% | 5135 | 0 | 0 | 0% | 4870 | 0 | 0% | 5626 | 0
2020 | 7 | 19 | 2020-07-19 | 5 | 2020-07-19 | 6 | 0 | 0% | 5135 | 0 | 0 | 0% | 4870 | 0 | 0% | 5626 | 0
2020 | 7 | 19 | 2020-07-19 | 6 | 2020-07-19 | 7 | 0 | 0% | 5135 | 0 | 19.9329 | 3.446e-05% | 4595 | 0 | 1.723e-05% | 5324 | 0
2020 | 7 | 19 | 2020-07-19 | 7 | 2020-07-19 | 8 | 0 | 0% | 5135 | 0 | 70.9466 | 0.0001226% | 4105 | 0 | 6.132e-05% | 4881 | 0
2020 | 7 | 19 | 2020-07-19 | 8 | 2020-07-19 | 9 | 0 | 0% | 5135 | 0 | 0 | 0% | 4870 | 0 | 0% | 5626 | 0
2020 | 7 | 19 | 2020-07-19 | 9 | 2020-07-19 | 10 | 17.4792 | 2.113e-05% | 4725 | 0 | 140.4869 | 0.0002429% | 3765 | 0 | 0.000132% | 4527 | 0
2020 | 7 | 19 | 2020-07-19 | 10 | 2020-07-19 | 11 | 0 | 0% | 5135 | 0 | 0 | 0% | 4870 | 0 | 0% | 5626 | 0
2020 | 7 | 19 | 2020-07-19 | 11 | 2020-07-19 | 12 | 0 | 0% | 5135 | 0 | 0 | 0% | 4870 | 0 | 0% | 5626 | 0
2020 | 7 | 19 | 2020-07-19 | 12 | 2020-07-19 | 13 | 0 | 0% | 5135 | 0 | 0 | 0% | 4870 | 0 | 0% | 5626 | 0
2020 | 7 | 19 | 2020-07-19 | 13 | 2020-07-19 | 14 | 0 | 0% | 5135 | 0 | 0 | 0% | 4870 | 0 | 0% | 5626 | 0
2020 | 7 | 19 | 2020-07-19 | 14 | 2020-07-19 | 15 | 0 | 0% | 5135 | 0 | 0 | 0% | 4870 | 0 | 0% | 5626 | 0
2020 | 7 | 19 | 2020-07-19 | 15 | 2020-07-19 | 16 | 0 | 0% | 5135 | 0 | 0 | 0% | 4870 | 0 | 0% | 5626 | 0
2020 | 7 | 19 | 2020-07-19 | 16 | 2020-07-19 | 17 | 28.7726 | 3.478e-05% | 4618 | 0 | 407.5053 | 0.0007045% | 3129 | 0 | 0.0003696% | 3943 | 0
2020 | 7 | 19 | 2020-07-19 | 17 | 2020-07-19 | 18 | 617.6239 | 0.0007467% | 3569 | 0 | 0 | 0% | 4870 | 0 | 0.0003733% | 3935 | 0
2020 | 7 | 19 | 2020-07-19 | 18 | 2020-07-19 | 19 | 6201.7519 | 0.007498% | 2352 | 0 | 0 | 0% | 4870 | 0 | 0.003749% | 2564 | 0
2020 | 7 | 19 | 2020-07-19 | 19 | 2020-07-19 | 20 | 17062.0432 | 0.02063% | 1641 | 0 | 6301.2765 | 0.01089% | 1780 | 0 | 0.01576% | 1728 | 0
2020 | 7 | 19 | 2020-07-19 | 20 | 2020-07-19 | 21 | 23928.4687 | 0.02893% | 1324 | 0 | 21625.2095 | 0.03738% | 1017 | 0 | 0.03316% | 1146 | 0
2020 | 7 | 19 | 2020-07-19 | 21 | 2020-07-19 | 22 | 37876.0831 | 0.04579% | 807 | 0 | 36076.415 | 0.06237% | 566 | 0 | 0.05408% | 652 | 0
2020 | 7 | 19 | 2020-07-19 | 22 | 2020-07-19 | 23 | 30139.8727 | 0.03644% | 1082 | 0 | 26690.445 | 0.04614% | 834 | 0 | 0.04129% | 931 | 0
2020 | 7 | 19 | 2020-07-19 | 23 | 2020-07-19 | 24 | 11502.4098 | 0.01391% | 1933 | 0 | 8949.1026 | 0.01547% | 1610 | 0 | 0.01469% | 1792 | 0
2020 | 7 | 19 | 2020-07-19 | 24 | 2020-07-20 | 1 | 1107.1161 | 0.001338% | 3298 | 0 | 1066.2982 | 0.001843% | 2602 | 0 | 0.001591% | 3067 | 0
2020 | 7 | 20 | 2020-07-20 | 1 | 2020-07-20 | 2 | 2207.5249 | 0.002669% | 2932 | 0 | 1033.7889 | 0.001787% | 2625 | 0 | 0.002228% | 2898 | 0
2020 | 7 | 20 | 2020-07-20 | 2 | 2020-07-20 | 3 | 1564.1099 | 0.001891% | 3110 | 0 | 870.3231 | 0.001505% | 2725 | 0 | 0.001698% | 3033 | 0
2020 | 7 | 20 | 2020-07-20 | 3 | 2020-07-20 | 4 | 180.1058 | 0.0002177% | 4068 | 0 | 120.1506 | 0.0002077% | 3853 | 0 | 0.0002127% | 4250 | 0
2020 | 7 | 20 | 2020-07-20 | 4 | 2020-07-20 | 5 | 60.4935 | 7.313e-05% | 4399 | 0 | 0 | 0% | 4870 | 0 | 3.657e-05% | 5093 | 0
2020 | 7 | 20 | 2020-07-20 | 5 | 2020-07-20 | 6 | 108.9359 | 0.0001317% | 4241 | 0 | 108.9359 | 0.0001883% | 3895 | 0 | 0.00016% | 4410 | 0
2020 | 7 | 20 | 2020-07-20 | 6 | 2020-07-20 | 7 | 368.1544 | 0.0004451% | 3799 | 0 | 313.5542 | 0.0005421% | 3283 | 0 | 0.0004936% | 3763 | 0
2020 | 7 | 20 | 2020-07-20 | 7 | 2020-07-20 | 8 | 1341.8958 | 0.001622% | 3177 | 0 | 991.1017 | 0.001713% | 2653 | 0 | 0.001668% | 3040 | 0
2020 | 7 | 20 | 2020-07-20 | 8 | 2020-07-20 | 9 | 3735.0758 | 0.004516% | 2647 | 0 | 287.5269 | 0.0004971% | 3348 | 0 | 0.002506% | 2822 | 0
2020 | 7 | 20 | 2020-07-20 | 9 | 2020-07-20 | 10 | 2557.9647 | 0.003092% | 2854 | 0 | 217.5517 | 0.0003761% | 3514 | 0 | 0.001734% | 3018 | 0
2020 | 7 | 20 | 2020-07-20 | 10 | 2020-07-20 | 11 | 1017.6857 | 0.00123% | 3344 | 0 | 0 | 0% | 4870 | 0 | 0.0006152% | 3651 | 0
2020 | 7 | 20 | 2020-07-20 | 11 | 2020-07-20 | 12 | 447.8892 | 0.0005415% | 3709 | 0 | 0 | 0% | 4870 | 0 | 0.0002707% | 4121 | 0
2020 | 7 | 20 | 2020-07-20 | 12 | 2020-07-20 | 13 | 324.4941 | 0.0003923% | 3853 | 0 | 0 | 0% | 4870 | 0 | 0.0001961% | 4298 | 0
2020 | 7 | 20 | 2020-07-20 | 13 | 2020-07-20 | 14 | 406.9857 | 0.000492% | 3757 | 0 | 0 | 0% | 4870 | 0 | 0.000246% | 4168 | 0
2020 | 7 | 20 | 2020-07-20 | 14 | 2020-07-20 | 15 | 1177.6252 | 0.001424% | 3253 | 0 | 0 | 0% | 4870 | 0 | 0.0007118% | 3558 | 0
2020 | 7 | 20 | 2020-07-20 | 15 | 2020-07-20 | 16 | 3655.4552 | 0.004419% | 2659 | 0 | 0 | 0% | 4870 | 0 | 0.00221% | 2901 | 0
2020 | 7 | 20 | 2020-07-20 | 16 | 2020-07-20 | 17 | 9930.6348 | 0.01201% | 2032 | 0 | 326.3996 | 0.0005643% | 3259 | 0 | 0.006285% | 2260 | 0
2020 | 7 | 20 | 2020-07-20 | 17 | 2020-07-20 | 18 | 23927.8264 | 0.02893% | 1325 | 0 | 1218.9471 | 0.002107% | 2546 | 0 | 0.01552% | 1744 | 0
2020 | 7 | 20 | 2020-07-20 | 18 | 2020-07-20 | 19 | 44860.4931 | 0.05423% | 611 | 0 | 7590.643 | 0.01312% | 1689 | 0 | 0.03368% | 1131 | 0
2020 | 7 | 20 | 2020-07-20 | 19 | 2020-07-20 | 20 | 61989.8685 | 0.07494% | 289 | 0 | 32814.5811 | 0.05673% | 648 | 0 | 0.06584% | 448 | 0
2020 | 7 | 20 | 2020-07-20 | 20 | 2020-07-20 | 21 | 65530.929 | 0.07922% | 250 | 0 | 49876.3034 | 0.08622% | 295 | 0 | 0.08272% | 275 | 0
2020 | 7 | 20 | 2020-07-20 | 21 | 2020-07-20 | 22 | 70966.2056 | 0.08579% | 191 | 0 | 52157.2547 | 0.09017% | 264 | 0 | 0.08798% | 221 | 0
2020 | 7 | 20 | 2020-07-20 | 22 | 2020-07-20 | 23 | 62110.387 | 0.07509% | 288 | 0 | 44447.0519 | 0.07684% | 386 | 0 | 0.07596% | 330 | 0
2020 | 7 | 20 | 2020-07-20 | 23 | 2020-07-20 | 24 | 37301.2369 | 0.0451% | 832 | 0 | 24784.2115 | 0.04285% | 890 | 0 | 0.04397% | 858 | 0
2020 | 7 | 20 | 2020-07-20 | 24 | 2020-07-21 | 1 | 10504.9729 | 0.0127% | 1993 | 0 | 8773.864 | 0.01517% | 1620 | 0 | 0.01393% | 1827 | 0
2020 | 7 | 21 | 2020-07-21 | 1 | 2020-07-21 | 2 | 2201.6481 | 0.002662% | 2936 | 0 | 765.2185 | 0.001323% | 2782 | 0 | 0.001992% | 2947 | 0
2020 | 7 | 21 | 2020-07-21 | 2 | 2020-07-21 | 3 | 330.8681 | 0.0004% | 3848 | 0 | 134.4836 | 0.0002325% | 3788 | 0 | 0.0003162% | 4042 | 0
2020 | 7 | 21 | 2020-07-21 | 3 | 2020-07-21 | 4 | 0 | 0% | 5135 | 0 | 53.2881 | 9.212e-05% | 4242 | 0 | 4.606e-05% | 4999 | 0
2020 | 7 | 21 | 2020-07-21 | 4 | 2020-07-21 | 5 | 0 | 0% | 5135 | 0 | 15.5447 | 2.687e-05% | 4643 | 0 | 1.344e-05% | 5378 | 0
2020 | 7 | 21 | 2020-07-21 | 5 | 2020-07-21 | 6 | 0 | 0% | 5135 | 0 | 20.4711 | 3.539e-05% | 4587 | 0 | 1.769e-05% | 5315 | 0
2020 | 7 | 21 | 2020-07-21 | 6 | 2020-07-21 | 7 | 140.1801 | 0.0001695% | 4161 | 0 | 85.0386 | 0.000147% | 4017 | 0 | 0.0001582% | 4415 | 0
2020 | 7 | 21 | 2020-07-21 | 7 | 2020-07-21 | 8 | 433.7649 | 0.0005244% | 3724 | 0 | 199.2649 | 0.0003445% | 3567 | 0 | 0.0004344% | 3843 | 0
2020 | 7 | 21 | 2020-07-21 | 8 | 2020-07-21 | 9 | 911.2169 | 0.001102% | 3384 | 0 | 0 | 0% | 4870 | 0 | 0.0005508% | 3700 | 0
2020 | 7 | 21 | 2020-07-21 | 9 | 2020-07-21 | 10 | 639.0547 | 0.0007726% | 3556 | 0 | 220.7569 | 0.0003816% | 3504 | 0 | 0.0005771% | 3679 | 0
2020 | 7 | 21 | 2020-07-21 | 10 | 2020-07-21 | 11 | 324.8193 | 0.0003927% | 3852 | 0 | 0 | 0% | 4870 | 0 | 0.0001963% | 4294 | 0
2020 | 7 | 21 | 2020-07-21 | 11 | 2020-07-21 | 12 | 280.6924 | 0.0003393% | 3910 | 0 | 0 | 0% | 4870 | 0 | 0.0001697% | 4383 | 0
2020 | 7 | 21 | 2020-07-21 | 12 | 2020-07-21 | 13 | 144.9461 | 0.0001752% | 4143 | 0 | 2.4807 | 4.288e-06% | 4841 | 0 | 8.976e-05% | 4703 | 0
2020 | 7 | 21 | 2020-07-21 | 13 | 2020-07-21 | 14 | 268.4959 | 0.0003246% | 3923 | 0 | 0 | 0% | 4870 | 0 | 0.0001623% | 4403 | 0
2020 | 7 | 21 | 2020-07-21 | 14 | 2020-07-21 | 15 | 573.2001 | 0.000693% | 3605 | 0 | 0 | 0% | 4870 | 0 | 0.0003465% | 3992 | 0
2020 | 7 | 21 | 2020-07-21 | 15 | 2020-07-21 | 16 | 1575.7932 | 0.001905% | 3106 | 0 | 0 | 0% | 4870 | 0 | 0.0009525% | 3388 | 0
2020 | 7 | 21 | 2020-07-21 | 16 | 2020-07-21 | 17 | 5960.3044 | 0.007206% | 2373 | 0 | 530.9119 | 0.0009178% | 2976 | 0 | 0.004062% | 2528 | 0
2020 | 7 | 21 | 2020-07-21 | 17 | 2020-07-21 | 18 | 18007.2481 | 0.02177% | 1597 | 0 | 659.4494 | 0.00114% | 2861 | 0 | 0.01145% | 1930 | 0
2020 | 7 | 21 | 2020-07-21 | 18 | 2020-07-21 | 19 | 39331.6115 | 0.04755% | 761 | 0 | 9495.4291 | 0.01642% | 1574 | 0 | 0.03198% | 1168 | 0
2020 | 7 | 21 | 2020-07-21 | 19 | 2020-07-21 | 20 | 57263.9133 | 0.06923% | 364 | 0 | 32661.2687 | 0.05646% | 654 | 0 | 0.06285% | 492 | 0
2020 | 7 | 21 | 2020-07-21 | 20 | 2020-07-21 | 21 | 60626.0908 | 0.07329% | 307 | 0 | 49368.3649 | 0.08535% | 305 | 0 | 0.07932% | 308 | 0
2020 | 7 | 21 | 2020-07-21 | 21 | 2020-07-21 | 22 | 66080.4394 | 0.07989% | 243 | 0 | 56001.7836 | 0.09681% | 216 | 0 | 0.08835% | 219 | 0
2020 | 7 | 21 | 2020-07-21 | 22 | 2020-07-21 | 23 | 58597.3901 | 0.07084% | 336 | 0 | 49431.5117 | 0.08545% | 303 | 0 | 0.07815% | 313 | 0
2020 | 7 | 21 | 2020-07-21 | 23 | 2020-07-21 | 24 | 34276.0085 | 0.04144% | 946 | 0 | 24383.4325 | 0.04215% | 910 | 0 | 0.0418% | 915 | 0
2020 | 7 | 21 | 2020-07-21 | 24 | 2020-07-22 | 1 | 9013.3521 | 0.0109% | 2109 | 0 | 5322.9715 | 0.009202% | 1853 | 0 | 0.01005% | 2001 | 0
2020 | 7 | 22 | 2020-07-22 | 1 | 2020-07-22 | 2 | 8239.2461 | 0.009961% | 2169 | 0 | 4691.5508 | 0.008111% | 1904 | 0 | 0.009036% | 2057 | 0
2020 | 7 | 22 | 2020-07-22 | 2 | 2020-07-22 | 3 | 1469.2915 | 0.001776% | 3143 | 0 | 1018.2476 | 0.00176% | 2636 | 0 | 0.001768% | 3012 | 0
2020 | 7 | 22 | 2020-07-22 | 3 | 2020-07-22 | 4 | 428.2896 | 0.0005178% | 3730 | 0 | 400.8822 | 0.000693% | 3143 | 0 | 0.0006054% | 3662 | 0
2020 | 7 | 22 | 2020-07-22 | 4 | 2020-07-22 | 5 | 95.2056 | 0.0001151% | 4276 | 0 | 68.2577 | 0.000118% | 4125 | 0 | 0.0001165% | 4581 | 0
2020 | 7 | 22 | 2020-07-22 | 5 | 2020-07-22 | 6 | 273.086 | 0.0003301% | 3918 | 0 | 277.6 | 0.0004799% | 3362 | 0 | 0.000405% | 3886 | 0
2020 | 7 | 22 | 2020-07-22 | 6 | 2020-07-22 | 7 | 1144.4032 | 0.001384% | 3276 | 0 | 1147.8976 | 0.001984% | 2567 | 0 | 0.001684% | 3037 | 0
2020 | 7 | 22 | 2020-07-22 | 7 | 2020-07-22 | 8 | 4698.9274 | 0.005681% | 2519 | 0 | 2384.7462 | 0.004123% | 2222 | 0 | 0.004902% | 2410 | 0
2020 | 7 | 22 | 2020-07-22 | 8 | 2020-07-22 | 9 | 14813.4095 | 0.01791% | 1759 | 0 | 2368.152 | 0.004094% | 2224 | 0 | 0.011% | 1955 | 0
2020 | 7 | 22 | 2020-07-22 | 9 | 2020-07-22 | 10 | 13723.0946 | 0.01659% | 1816 | 0 | 660.5336 | 0.001142% | 2859 | 0 | 0.008866% | 2067 | 0
2020 | 7 | 22 | 2020-07-22 | 10 | 2020-07-22 | 11 | 11123.6929 | 0.01345% | 1955 | 0 | 0 | 0% | 4870 | 0 | 0.006724% | 2220 | 0
2020 | 7 | 22 | 2020-07-22 | 11 | 2020-07-22 | 12 | 7072.488 | 0.00855% | 2279 | 0 | 0 | 0% | 4870 | 0 | 0.004275% | 2496 | 0
2020 | 7 | 22 | 2020-07-22 | 12 | 2020-07-22 | 13 | 3765.1645 | 0.004552% | 2641 | 0 | 0 | 0% | 4870 | 0 | 0.002276% | 2876 | 0
2020 | 7 | 22 | 2020-07-22 | 13 | 2020-07-22 | 14 | 4548.067 | 0.005498% | 2533 | 0 | 0 | 0% | 4870 | 0 | 0.002749% | 2762 | 0
2020 | 7 | 22 | 2020-07-22 | 14 | 2020-07-22 | 15 | 8430.211 | 0.01019% | 2156 | 0 | 0 | 0% | 4870 | 0 | 0.005096% | 2392 | 0
2020 | 7 | 22 | 2020-07-22 | 15 | 2020-07-22 | 16 | 19147.7585 | 0.02315% | 1545 | 0 | 134.049 | 0.0002317% | 3794 | 0 | 0.01169% | 1920 | 0
2020 | 7 | 22 | 2020-07-22 | 16 | 2020-07-22 | 17 | 38945.2684 | 0.04708% | 770 | 0 | 3365.1064 | 0.005817% | 2056 | 0 | 0.02645% | 1339 | 0
2020 | 7 | 22 | 2020-07-22 | 17 | 2020-07-22 | 18 | 59942.2409 | 0.07247% | 315 | 0 | 14644.6917 | 0.02532% | 1293 | 0 | 0.04889% | 766 | 0
2020 | 7 | 22 | 2020-07-22 | 18 | 2020-07-22 | 19 | 76699.5336 | 0.09273% | 149 | 0 | 39062.8748 | 0.06753% | 484 | 0 | 0.08013% | 297 | 0
2020 | 7 | 22 | 2020-07-22 | 19 | 2020-07-22 | 20 | 89193.8246 | 0.1078% | 86 | 1 | 72040.9183 | 0.1245% | 94 | 1 | 0.1162% | 94 | 1 | 0.0080184
2020 | 7 | 22 | 2020-07-22 | 20 | 2020-07-22 | 21 | 90953.0791 | 0.11% | 79 | 1 | 83181.1017 | 0.1438% | 64 | 1 | 0.1269% | 66 | 1 | 0.0087563
2020 | 7 | 22 | 2020-07-22 | 21 | 2020-07-22 | 22 | 90486.6819 | 0.1094% | 81 | 1 | 82798.8767 | 0.1431% | 66 | 1 | 0.1263% | 68 | 1 | 0.008714
2020 | 7 | 22 | 2020-07-22 | 22 | 2020-07-22 | 23 | 80717.1698 | 0.09758% | 124 | 0 | 69191.1726 | 0.1196% | 108 | 0 | 0.1086% | 114 | 0
2020 | 7 | 22 | 2020-07-22 | 23 | 2020-07-22 | 24 | 52864.9709 | 0.06391% | 419 | 0 | 42076.0891 | 0.07274% | 426 | 0 | 0.06833% | 410 | 0
2020 | 7 | 22 | 2020-07-22 | 24 | 2020-07-23 | 1 | 22568.3243 | 0.02728% | 1392 | 0 | 15827.9351 | 0.02736% | 1252 | 0 | 0.02732% | 1304 | 0
2020 | 7 | 23 | 2020-07-23 | 1 | 2020-07-23 | 2 | 11057.2918 | 0.01337% | 1959 | 0 | 5476.0842 | 0.009467% | 1843 | 0 | 0.01142% | 1932 | 0
2020 | 7 | 23 | 2020-07-23 | 2 | 2020-07-23 | 3 | 723.7867 | 0.000875% | 3494 | 0 | 463.3759 | 0.0008011% | 3047 | 0 | 0.000838% | 3451 | 0
2020 | 7 | 23 | 2020-07-23 | 3 | 2020-07-23 | 4 | 233.3596 | 0.0002821% | 3976 | 0 | 146.1023 | 0.0002526% | 3745 | 0 | 0.0002673% | 4127 | 0
2020 | 7 | 23 | 2020-07-23 | 4 | 2020-07-23 | 5 | 57.9649 | 7.008e-05% | 4414 | 0 | 87.9649 | 0.0001521% | 3995 | 0 | 0.0001111% | 4599 | 0
2020 | 7 | 23 | 2020-07-23 | 5 | 2020-07-23 | 6 | 118.5923 | 0.0001434% | 4218 | 0 | 152.1272 | 0.000263% | 3724 | 0 | 0.0002032% | 4280 | 0
2020 | 7 | 23 | 2020-07-23 | 6 | 2020-07-23 | 7 | 643.5439 | 0.000778% | 3553 | 0 | 525.3833 | 0.0009083% | 2979 | 0 | 0.0008431% | 3446 | 0
2020 | 7 | 23 | 2020-07-23 | 7 | 2020-07-23 | 8 | 3168.6253 | 0.003831% | 2742 | 0 | 2550.3007 | 0.004409% | 2199 | 0 | 0.00412% | 2518 | 0
2020 | 7 | 23 | 2020-07-23 | 8 | 2020-07-23 | 9 | 12829.7103 | 0.01551% | 1865 | 0 | 2701.5907 | 0.00467% | 2164 | 0 | 0.01009% | 1998 | 0
2020 | 7 | 23 | 2020-07-23 | 9 | 2020-07-23 | 10 | 14602.3389 | 0.01765% | 1776 | 0 | 672.6129 | 0.001163% | 2844 | 0 | 0.009408% | 2042 | 0
2020 | 7 | 23 | 2020-07-23 | 10 | 2020-07-23 | 11 | 12503.9291 | 0.01512% | 1880 | 0 | 53.9247 | 9.322e-05% | 4237 | 0 | 0.007605% | 2146 | 0
2020 | 7 | 23 | 2020-07-23 | 11 | 2020-07-23 | 12 | 7701.1362 | 0.00931% | 2212 | 0 | 0 | 0% | 4870 | 0 | 0.004655% | 2443 | 0
2020 | 7 | 23 | 2020-07-23 | 12 | 2020-07-23 | 13 | 6117.6893 | 0.007396% | 2357 | 0 | 0 | 0% | 4870 | 0 | 0.003698% | 2574 | 0
2020 | 7 | 23 | 2020-07-23 | 13 | 2020-07-23 | 14 | 8626.2361 | 0.01043% | 2139 | 0 | 0 | 0% | 4870 | 0 | 0.005214% | 2381 | 0
2020 | 7 | 23 | 2020-07-23 | 14 | 2020-07-23 | 15 | 22268.0448 | 0.02692% | 1411 | 0 | 307.5604 | 0.0005317% | 3301 | 0 | 0.01373% | 1834 | 0
2020 | 7 | 23 | 2020-07-23 | 15 | 2020-07-23 | 16 | 35470.2069 | 0.04288% | 895 | 0 | 1438.4596 | 0.002487% | 2455 | 0 | 0.02268% | 1477 | 0
2020 | 7 | 23 | 2020-07-23 | 16 | 2020-07-23 | 17 | 55586.3759 | 0.0672% | 388 | 0 | 17740.621 | 0.03067% | 1163 | 0 | 0.04894% | 765 | 0
2020 | 7 | 23 | 2020-07-23 | 17 | 2020-07-23 | 18 | 77145.6513 | 0.09327% | 146 | 0 | 46152.6475 | 0.07979% | 357 | 0 | 0.08653% | 232 | 0
2020 | 7 | 23 | 2020-07-23 | 18 | 2020-07-23 | 19 | 92129.5376 | 0.1114% | 71 | 1 | 46754.9644 | 0.08083% | 346 | 0 | 0.0961% | 157 | 0
2020 | 7 | 23 | 2020-07-23 | 19 | 2020-07-23 | 20 | 99900.0036 | 0.1208% | 54 | 1 | 66698.6009 | 0.1153% | 121 | 0 | 0.118% | 90 | 1 | 0.0081463
2020 | 7 | 23 | 2020-07-23 | 20 | 2020-07-23 | 21 | 99963.6143 | 0.1209% | 53 | 1 | 80031.91 | 0.1384% | 77 | 1 | 0.1296% | 57 | 1 | 0.0089443
2020 | 7 | 23 | 2020-07-23 | 21 | 2020-07-23 | 22 | 98618.4593 | 0.1192% | 56 | 1 | 80534.0395 | 0.1392% | 75 | 1 | 0.1292% | 60 | 1 | 0.0089182
2020 | 7 | 23 | 2020-07-23 | 22 | 2020-07-23 | 23 | 87327.2114 | 0.1056% | 97 | 1 | 71825.9134 | 0.1242% | 99 | 1 | 0.1149% | 96 | 1 | 0.0079277
2020 | 7 | 23 | 2020-07-23 | 23 | 2020-07-23 | 24 | 60393.7283 | 0.07301% | 309 | 0 | 46881.7357 | 0.08105% | 340 | 0 | 0.07703% | 321 | 0
2020 | 7 | 23 | 2020-07-23 | 24 | 2020-07-24 | 1 | 29679.5414 | 0.03588% | 1097 | 0 | 27971.0553 | 0.04836% | 799 | 0 | 0.04212% | 907 | 0
2020 | 7 | 24 | 2020-07-24 | 1 | 2020-07-24 | 2 | 7480.5492 | 0.009044% | 2237 | 0 | 3656.365 | 0.006321% | 2025 | 0 | 0.007682% | 2138 | 0
2020 | 7 | 24 | 2020-07-24 | 2 | 2020-07-24 | 3 | 684.5275 | 0.0008276% | 3521 | 0 | 433.5535 | 0.0007495% | 3084 | 0 | 0.0007885% | 3493 | 0
2020 | 7 | 24 | 2020-07-24 | 3 | 2020-07-24 | 4 | 157.8888 | 0.0001909% | 4115 | 0 | 103.494 | 0.0001789% | 3919 | 0 | 0.0001849% | 4331 | 0
2020 | 7 | 24 | 2020-07-24 | 4 | 2020-07-24 | 5 | 37.5102 | 4.535e-05% | 4539 | 0 | 37.5102 | 6.485e-05% | 4394 | 0 | 5.51e-05% | 4930 | 0
2020 | 7 | 24 | 2020-07-24 | 5 | 2020-07-24 | 6 | 42.5698 | 5.146e-05% | 4506 | 0 | 61.9836 | 0.0001072% | 4173 | 0 | 7.931e-05% | 4760 | 0
2020 | 7 | 24 | 2020-07-24 | 6 | 2020-07-24 | 7 | 346.162 | 0.0004185% | 3822 | 0 | 469.4534 | 0.0008116% | 3042 | 0 | 0.000615% | 3652 | 0
2020 | 7 | 24 | 2020-07-24 | 7 | 2020-07-24 | 8 | 3284.1721 | 0.00397% | 2717 | 0 | 2659.0117 | 0.004597% | 2171 | 0 | 0.004284% | 2495 | 0
2020 | 7 | 24 | 2020-07-24 | 8 | 2020-07-24 | 9 | 12509.2659 | 0.01512% | 1879 | 0 | 4392.4398 | 0.007593% | 1936 | 0 | 0.01136% | 1936 | 0
2020 | 7 | 24 | 2020-07-24 | 9 | 2020-07-24 | 10 | 14479.2239 | 0.0175% | 1781 | 0 | 1021.001 | 0.001765% | 2634 | 0 | 0.009635% | 2033 | 0
2020 | 7 | 24 | 2020-07-24 | 10 | 2020-07-24 | 11 | 10223.1606 | 0.01236% | 2014 | 0 | 243.9236 | 0.0004217% | 3440 | 0 | 0.00639% | 2251 | 0
2020 | 7 | 24 | 2020-07-24 | 11 | 2020-07-24 | 12 | 7292.8194 | 0.008817% | 2258 | 0 | 0 | 0% | 4870 | 0 | 0.004408% | 2480 | 0
2020 | 7 | 24 | 2020-07-24 | 12 | 2020-07-24 | 13 | 4851.262 | 0.005865% | 2499 | 0 | 0 | 0% | 4870 | 0 | 0.002932% | 2723 | 0
2020 | 7 | 24 | 2020-07-24 | 13 | 2020-07-24 | 14 | 6527.3244 | 0.007891% | 2322 | 0 | 0 | 0% | 4870 | 0 | 0.003946% | 2539 | 0
2020 | 7 | 24 | 2020-07-24 | 14 | 2020-07-24 | 15 | 14716.3664 | 0.01779% | 1768 | 0 | 325.4177 | 0.0005626% | 3263 | 0 | 0.009177% | 2052 | 0
2020 | 7 | 24 | 2020-07-24 | 15 | 2020-07-24 | 16 | 28061.2128 | 0.03392% | 1154 | 0 | 2317.6347 | 0.004007% | 2236 | 0 | 0.01897% | 1608 | 0
2020 | 7 | 24 | 2020-07-24 | 16 | 2020-07-24 | 17 | 49014.734 | 0.05926% | 511 | 0 | 6822.7912 | 0.01179% | 1747 | 0 | 0.03553% | 1073 | 0
2020 | 7 | 24 | 2020-07-24 | 17 | 2020-07-24 | 18 | 68696.9212 | 0.08305% | 216 | 0 | 33469.2778 | 0.05786% | 627 | 0 | 0.07046% | 391 | 0
2020 | 7 | 24 | 2020-07-24 | 18 | 2020-07-24 | 19 | 81356.3426 | 0.09836% | 121 | 0 | 62326.7606 | 0.1077% | 144 | 0 | 0.1031% | 127 | 0
2020 | 7 | 24 | 2020-07-24 | 19 | 2020-07-24 | 20 | 93599.9671 | 0.1132% | 67 | 1 | 84690.4224 | 0.1464% | 57 | 1 | 0.1298% | 56 | 1 | 0.0089567
2020 | 7 | 24 | 2020-07-24 | 20 | 2020-07-24 | 21 | 93282.9019 | 0.1128% | 69 | 1 | 87846.0432 | 0.1519% | 47 | 1 | 0.1323% | 52 | 1 | 0.0091318
2020 | 7 | 24 | 2020-07-24 | 21 | 2020-07-24 | 22 | 92615.1919 | 0.112% | 70 | 1 | 85020.3415 | 0.147% | 55 | 1 | 0.1295% | 58 | 1 | 0.0089353
2020 | 7 | 24 | 2020-07-24 | 22 | 2020-07-24 | 23 | 81485.5603 | 0.09851% | 119 | 0 | 76603.9902 | 0.1324% | 86 | 1 | 0.1155% | 95 | 1 | 0.007969
2020 | 7 | 24 | 2020-07-24 | 23 | 2020-07-24 | 24 | 54662.4259 | 0.06608% | 401 | 0 | 49540.9608 | 0.08564% | 302 | 0 | 0.07586% | 332 | 0
2020 | 7 | 24 | 2020-07-24 | 24 | 2020-07-25 | 1 | 24124.5782 | 0.02917% | 1314 | 0 | 22432.994 | 0.03878% | 981 | 0 | 0.03397% | 1120 | 0
2020 | 7 | 25 | 2020-07-25 | 1 | 2020-07-25 | 2 | 144.4587 | 0.0001746% | 4144 | 0 | 25.2747 | 4.369e-05% | 4534 | 0 | 0.0001092% | 4613 | 0
2020 | 7 | 25 | 2020-07-25 | 2 | 2020-07-25 | 3 | 0 | 0% | 5135 | 0 | 0 | 0% | 4870 | 0 | 0% | 5626 | 0
2020 | 7 | 25 | 2020-07-25 | 3 | 2020-07-25 | 4 | 0 | 0% | 5135 | 0 | 0 | 0% | 4870 | 0 | 0% | 5626 | 0
2020 | 7 | 25 | 2020-07-25 | 4 | 2020-07-25 | 5 | 0 | 0% | 5135 | 0 | 0 | 0% | 4870 | 0 | 0% | 5626 | 0
2020 | 7 | 25 | 2020-07-25 | 5 | 2020-07-25 | 6 | 0 | 0% | 5135 | 0 | 0 | 0% | 4870 | 0 | 0% | 5626 | 0
2020 | 7 | 25 | 2020-07-25 | 6 | 2020-07-25 | 7 | 0 | 0% | 5135 | 0 | 0 | 0% | 4870 | 0 | 0% | 5626 | 0
2020 | 7 | 25 | 2020-07-25 | 7 | 2020-07-25 | 8 | 93.1543 | 0.0001126% | 4283 | 0 | 5.2231 | 9.029e-06% | 4796 | 0 | 6.082e-05% | 4885 | 0
2020 | 7 | 25 | 2020-07-25 | 8 | 2020-07-25 | 9 | 665.9045 | 0.000805% | 3537 | 0 | 0 | 0% | 4870 | 0 | 0.0004025% | 3893 | 0
2020 | 7 | 25 | 2020-07-25 | 9 | 2020-07-25 | 10 | 773.0129 | 0.0009345% | 3458 | 0 | 100.3209 | 0.0001734% | 3934 | 0 | 0.000554% | 3694 | 0
2020 | 7 | 25 | 2020-07-25 | 10 | 2020-07-25 | 11 | 105.3847 | 0.0001274% | 4248 | 0 | 0 | 0% | 4870 | 0 | 6.37e-05% | 4863 | 0
2020 | 7 | 25 | 2020-07-25 | 11 | 2020-07-25 | 12 | 0 | 0% | 5135 | 0 | 0 | 0% | 4870 | 0 | 0% | 5626 | 0
2020 | 7 | 25 | 2020-07-25 | 12 | 2020-07-25 | 13 | 0 | 0% | 5135 | 0 | 0 | 0% | 4870 | 0 | 0% | 5626 | 0
2020 | 7 | 25 | 2020-07-25 | 13 | 2020-07-25 | 14 | 0 | 0% | 5135 | 0 | 0 | 0% | 4870 | 0 | 0% | 5626 | 0
2020 | 7 | 25 | 2020-07-25 | 14 | 2020-07-25 | 15 | 0 | 0% | 5135 | 0 | 0 | 0% | 4870 | 0 | 0% | 5626 | 0
2020 | 7 | 25 | 2020-07-25 | 15 | 2020-07-25 | 16 | 0 | 0% | 5135 | 0 | 0 | 0% | 4870 | 0 | 0% | 5626 | 0
2020 | 7 | 25 | 2020-07-25 | 16 | 2020-07-25 | 17 | 611.8102 | 0.0007396% | 3576 | 0 | 177.095 | 0.0003062% | 3641 | 0 | 0.0005229% | 3734 | 0
2020 | 7 | 25 | 2020-07-25 | 17 | 2020-07-25 | 18 | 4049.5869 | 0.004896% | 2603 | 0 | 1428.7554 | 0.00247% | 2459 | 0 | 0.003683% | 2576 | 0
2020 | 7 | 25 | 2020-07-25 | 18 | 2020-07-25 | 19 | 17132.1556 | 0.02071% | 1635 | 0 | 14414.8307 | 0.02492% | 1302 | 0 | 0.02282% | 1470 | 0
2020 | 7 | 25 | 2020-07-25 | 19 | 2020-07-25 | 20 | 33109.9017 | 0.04003% | 979 | 0 | 24780.6402 | 0.04284% | 891 | 0 | 0.04143% | 922 | 0
2020 | 7 | 25 | 2020-07-25 | 20 | 2020-07-25 | 21 | 37413.8202 | 0.04523% | 825 | 0 | 38268.7692 | 0.06616% | 506 | 0 | 0.05569% | 618 | 0
2020 | 7 | 25 | 2020-07-25 | 21 | 2020-07-25 | 22 | 53112.0412 | 0.06421% | 417 | 0 | 46645.3396 | 0.08064% | 348 | 0 | 0.07242% | 372 | 0
2020 | 7 | 25 | 2020-07-25 | 22 | 2020-07-25 | 23 | 42775.2261 | 0.05171% | 661 | 0 | 36091.6303 | 0.06239% | 565 | 0 | 0.05705% | 589 | 0
2020 | 7 | 25 | 2020-07-25 | 23 | 2020-07-25 | 24 | 18795.4499 | 0.02272% | 1560 | 0 | 14921.2997 | 0.0258% | 1283 | 0 | 0.02426% | 1410 | 0
2020 | 7 | 25 | 2020-07-25 | 24 | 2020-07-26 | 1 | 1570.0753 | 0.001898% | 3109 | 0 | 1218.1204 | 0.002106% | 2547 | 0 | 0.002002% | 2941 | 0
2020 | 7 | 26 | 2020-07-26 | 1 | 2020-07-26 | 2 | 213.9753 | 0.0002587% | 4007 | 0 | 38.5036 | 6.656e-05% | 4386 | 0 | 0.0001626% | 4401 | 0
2020 | 7 | 26 | 2020-07-26 | 2 | 2020-07-26 | 3 | 0 | 0% | 5135 | 0 | 0 | 0% | 4870 | 0 | 0% | 5626 | 0
2020 | 7 | 26 | 2020-07-26 | 3 | 2020-07-26 | 4 | 0 | 0% | 5135 | 0 | 0 | 0% | 4870 | 0 | 0% | 5626 | 0
2020 | 7 | 26 | 2020-07-26 | 4 | 2020-07-26 | 5 | 0 | 0% | 5135 | 0 | 0 | 0% | 4870 | 0 | 0% | 5626 | 0
2020 | 7 | 26 | 2020-07-26 | 5 | 2020-07-26 | 6 | 0 | 0% | 5135 | 0 | 0 | 0% | 4870 | 0 | 0% | 5626 | 0
2020 | 7 | 26 | 2020-07-26 | 6 | 2020-07-26 | 7 | 0 | 0% | 5135 | 0 | 0 | 0% | 4870 | 0 | 0% | 5626 | 0
2020 | 7 | 26 | 2020-07-26 | 7 | 2020-07-26 | 8 | 75.8627 | 9.171e-05% | 4340 | 0 | 6.7545 | 1.168e-05% | 4770 | 0 | 5.17e-05% | 4957 | 0
2020 | 7 | 26 | 2020-07-26 | 8 | 2020-07-26 | 9 | 431.4708 | 0.0005216% | 3726 | 0 | 0 | 0% | 4870 | 0 | 0.0002608% | 4141 | 0
2020 | 7 | 26 | 2020-07-26 | 9 | 2020-07-26 | 10 | 307.3063 | 0.0003715% | 3879 | 0 | 53.292 | 9.213e-05% | 4241 | 0 | 0.0002318% | 4206 | 0
2020 | 7 | 26 | 2020-07-26 | 10 | 2020-07-26 | 11 | 62.0601 | 7.503e-05% | 4393 | 0 | 0 | 0% | 4870 | 0 | 3.751e-05% | 5078 | 0
2020 | 7 | 26 | 2020-07-26 | 11 | 2020-07-26 | 12 | 0 | 0% | 5135 | 0 | 0 | 0% | 4870 | 0 | 0% | 5626 | 0
2020 | 7 | 26 | 2020-07-26 | 12 | 2020-07-26 | 13 | 0 | 0% | 5135 | 0 | 0 | 0% | 4870 | 0 | 0% | 5626 | 0
2020 | 7 | 26 | 2020-07-26 | 13 | 2020-07-26 | 14 | 0 | 0% | 5135 | 0 | 0 | 0% | 4870 | 0 | 0% | 5626 | 0
2020 | 7 | 26 | 2020-07-26 | 14 | 2020-07-26 | 15 | 0 | 0% | 5135 | 0 | 0 | 0% | 4870 | 0 | 0% | 5626 | 0
2020 | 7 | 26 | 2020-07-26 | 15 | 2020-07-26 | 16 | 0 | 0% | 5135 | 0 | 0 | 0% | 4870 | 0 | 0% | 5626 | 0
2020 | 7 | 26 | 2020-07-26 | 16 | 2020-07-26 | 17 | 365.9776 | 0.0004424% | 3804 | 0 | 298.6143 | 0.0005162% | 3318 | 0 | 0.0004793% | 3787 | 0
2020 | 7 | 26 | 2020-07-26 | 17 | 2020-07-26 | 18 | 2649.4602 | 0.003203% | 2834 | 0 | 0 | 0% | 4870 | 0 | 0.001602% | 3063 | 0
2020 | 7 | 26 | 2020-07-26 | 18 | 2020-07-26 | 19 | 11323.053 | 0.01369% | 1944 | 0 | 1147.5175 | 0.001984% | 2568 | 0 | 0.007836% | 2129 | 0
2020 | 7 | 26 | 2020-07-26 | 19 | 2020-07-26 | 20 | 25566.1513 | 0.03091% | 1261 | 0 | 10263.4692 | 0.01774% | 1525 | 0 | 0.02433% | 1405 | 0
2020 | 7 | 26 | 2020-07-26 | 20 | 2020-07-26 | 21 | 31095.8368 | 0.03759% | 1041 | 0 | 21385.3836 | 0.03697% | 1023 | 0 | 0.03728% | 1030 | 0
2020 | 7 | 26 | 2020-07-26 | 21 | 2020-07-26 | 22 | 43365.4871 | 0.05243% | 648 | 0 | 29759.7701 | 0.05145% | 737 | 0 | 0.05194% | 696 | 0
2020 | 7 | 26 | 2020-07-26 | 22 | 2020-07-26 | 23 | 33719.4747 | 0.04077% | 961 | 0 | 22518.9884 | 0.03893% | 977 | 0 | 0.03985% | 966 | 0
2020 | 7 | 26 | 2020-07-26 | 23 | 2020-07-26 | 24 | 14820.6169 | 0.01792% | 1758 | 0 | 7809.0063 | 0.0135% | 1672 | 0 | 0.01571% | 1733 | 0
2020 | 7 | 26 | 2020-07-26 | 24 | 2020-07-27 | 1 | 1556.5009 | 0.001882% | 3115 | 0 | 418.1878 | 0.0007229% | 3105 | 0 | 0.001302% | 3203 | 0
2020 | 7 | 27 | 2020-07-27 | 1 | 2020-07-27 | 2 | 5952.6855 | 0.007197% | 2375 | 0 | 1875.9721 | 0.003243% | 2337 | 0 | 0.00522% | 2380 | 0
2020 | 7 | 27 | 2020-07-27 | 2 | 2020-07-27 | 3 | 348.3874 | 0.0004212% | 3820 | 0 | 142.6675 | 0.0002466% | 3757 | 0 | 0.0003339% | 4010 | 0
2020 | 7 | 27 | 2020-07-27 | 3 | 2020-07-27 | 4 | 42.978 | 5.196e-05% | 4501 | 0 | 0 | 0% | 4870 | 0 | 2.598e-05% | 5210 | 0
2020 | 7 | 27 | 2020-07-27 | 4 | 2020-07-27 | 5 | 0 | 0% | 5135 | 0 | 0 | 0% | 4870 | 0 | 0% | 5626 | 0
2020 | 7 | 27 | 2020-07-27 | 5 | 2020-07-27 | 6 | 0 | 0% | 5135 | 0 | 0 | 0% | 4870 | 0 | 0% | 5626 | 0
2020 | 7 | 27 | 2020-07-27 | 6 | 2020-07-27 | 7 | 433.0608 | 0.0005235% | 3725 | 0 | 256.6462 | 0.0004437% | 3409 | 0 | 0.0004836% | 3776 | 0
2020 | 7 | 27 | 2020-07-27 | 7 | 2020-07-27 | 8 | 3477.1092 | 0.004204% | 2694 | 0 | 1205.2654 | 0.002084% | 2553 | 0 | 0.003144% | 2671 | 0
2020 | 7 | 27 | 2020-07-27 | 8 | 2020-07-27 | 9 | 9797.7866 | 0.01185% | 2044 | 0 | 1015.0096 | 0.001755% | 2639 | 0 | 0.0068% | 2213 | 0
2020 | 7 | 27 | 2020-07-27 | 9 | 2020-07-27 | 10 | 10115.8594 | 0.01223% | 2020 | 0 | 146.6817 | 0.0002536% | 3741 | 0 | 0.006242% | 2269 | 0
2020 | 7 | 27 | 2020-07-27 | 10 | 2020-07-27 | 11 | 7688.0421 | 0.009294% | 2217 | 0 | 0 | 0% | 4870 | 0 | 0.004647% | 2445 | 0
2020 | 7 | 27 | 2020-07-27 | 11 | 2020-07-27 | 12 | 4102.3643 | 0.00496% | 2592 | 0 | 0 | 0% | 4870 | 0 | 0.00248% | 2827 | 0
2020 | 7 | 27 | 2020-07-27 | 12 | 2020-07-27 | 13 | 2865.8507 | 0.003465% | 2798 | 0 | 0 | 0% | 4870 | 0 | 0.001732% | 3019 | 0
2020 | 7 | 27 | 2020-07-27 | 13 | 2020-07-27 | 14 | 2753.9055 | 0.003329% | 2815 | 0 | 0 | 0% | 4870 | 0 | 0.001665% | 3041 | 0
2020 | 7 | 27 | 2020-07-27 | 14 | 2020-07-27 | 15 | 4670.9309 | 0.005647% | 2520 | 0 | 0 | 0% | 4870 | 0 | 0.002823% | 2750 | 0
2020 | 7 | 27 | 2020-07-27 | 15 | 2020-07-27 | 16 | 12159.128 | 0.0147% | 1896 | 0 | 0 | 0% | 4870 | 0 | 0.00735% | 2171 | 0
2020 | 7 | 27 | 2020-07-27 | 16 | 2020-07-27 | 17 | 26786.8034 | 0.03238% | 1203 | 0 | 832.2431 | 0.001439% | 2741 | 0 | 0.01691% | 1673 | 0
2020 | 7 | 27 | 2020-07-27 | 17 | 2020-07-27 | 18 | 48058.5264 | 0.0581% | 527 | 0 | 7213.4887 | 0.01247% | 1716 | 0 | 0.03529% | 1079 | 0
2020 | 7 | 27 | 2020-07-27 | 18 | 2020-07-27 | 19 | 68206.5903 | 0.08246% | 219 | 0 | 23692.7751 | 0.04096% | 932 | 0 | 0.06171% | 510 | 0
2020 | 7 | 27 | 2020-07-27 | 19 | 2020-07-27 | 20 | 83179.051 | 0.1006% | 110 | 0 | 49839.9351 | 0.08616% | 296 | 0 | 0.09336% | 175 | 0
2020 | 7 | 27 | 2020-07-27 | 20 | 2020-07-27 | 21 | 85282.3175 | 0.1031% | 106 | 0 | 66967.6533 | 0.1158% | 117 | 0 | 0.1094% | 107 | 0
2020 | 7 | 27 | 2020-07-27 | 21 | 2020-07-27 | 22 | 86010.9611 | 0.104% | 102 | 0 | 65720.1046 | 0.1136% | 126 | 0 | 0.1088% | 113 | 0
2020 | 7 | 27 | 2020-07-27 | 22 | 2020-07-27 | 23 | 75902.3368 | 0.09176% | 155 | 0 | 57695.7352 | 0.09974% | 189 | 0 | 0.09575% | 163 | 0
2020 | 7 | 27 | 2020-07-27 | 23 | 2020-07-27 | 24 | 50092.9906 | 0.06056% | 484 | 0 | 34714.1235 | 0.06001% | 601 | 0 | 0.06029% | 536 | 0
2020 | 7 | 27 | 2020-07-27 | 24 | 2020-07-28 | 1 | 19337.3198 | 0.02338% | 1535 | 0 | 17371.6658 | 0.03003% | 1187 | 0 | 0.0267% | 1329 | 0
2020 | 7 | 28 | 2020-07-28 | 1 | 2020-07-28 | 2 | 2449.5404 | 0.002961% | 2879 | 0 | 908.9471 | 0.001571% | 2702 | 0 | 0.002266% | 2880 | 0
2020 | 7 | 28 | 2020-07-28 | 2 | 2020-07-28 | 3 | 344.5956 | 0.0004166% | 3828 | 0 | 193.8992 | 0.0003352% | 3581 | 0 | 0.0003759% | 3930 | 0
2020 | 7 | 28 | 2020-07-28 | 3 | 2020-07-28 | 4 | 46.1654 | 5.581e-05% | 4478 | 0 | 25.634 | 4.431e-05% | 4525 | 0 | 5.006e-05% | 4968 | 0
2020 | 7 | 28 | 2020-07-28 | 4 | 2020-07-28 | 5 | 36.8534 | 4.455e-05% | 4543 | 0 | 36.8534 | 6.371e-05% | 4399 | 0 | 5.413e-05% | 4937 | 0
2020 | 7 | 28 | 2020-07-28 | 5 | 2020-07-28 | 6 | 7.7633 | 9.385e-06% | 4899 | 0 | 75.2633 | 0.0001301% | 4071 | 0 | 6.975e-05% | 4821 | 0
2020 | 7 | 28 | 2020-07-28 | 6 | 2020-07-28 | 7 | 384.3606 | 0.0004647% | 3783 | 0 | 269.5585 | 0.000466% | 3381 | 0 | 0.0004653% | 3808 | 0
2020 | 7 | 28 | 2020-07-28 | 7 | 2020-07-28 | 8 | 3180.9843 | 0.003846% | 2738 | 0 | 1424.4064 | 0.002462% | 2461 | 0 | 0.003154% | 2666 | 0
2020 | 7 | 28 | 2020-07-28 | 8 | 2020-07-28 | 9 | 8391.9572 | 0.01015% | 2158 | 0 | 1101.5483 | 0.001904% | 2585 | 0 | 0.006025% | 2295 | 0
2020 | 7 | 28 | 2020-07-28 | 9 | 2020-07-28 | 10 | 8820.9689 | 0.01066% | 2123 | 0 | 389.8128 | 0.0006739% | 3158 | 0 | 0.005669% | 2341 | 0
2020 | 7 | 28 | 2020-07-28 | 10 | 2020-07-28 | 11 | 5120.8115 | 0.006191% | 2458 | 0 | 57.4554 | 9.933e-05% | 4202 | 0 | 0.003145% | 2670 | 0
2020 | 7 | 28 | 2020-07-28 | 11 | 2020-07-28 | 12 | 2574.9326 | 0.003113% | 2850 | 0 | 0 | 0% | 4870 | 0 | 0.001556% | 3086 | 0
2020 | 7 | 28 | 2020-07-28 | 12 | 2020-07-28 | 13 | 1062.6426 | 0.001285% | 3316 | 0 | 0 | 0% | 4870 | 0 | 0.0006423% | 3616 | 0
2020 | 7 | 28 | 2020-07-28 | 13 | 2020-07-28 | 14 | 872.219 | 0.001054% | 3402 | 0 | 0 | 0% | 4870 | 0 | 0.0005272% | 3724 | 0
2020 | 7 | 28 | 2020-07-28 | 14 | 2020-07-28 | 15 | 2004.4131 | 0.002423% | 2983 | 0 | 0 | 0% | 4870 | 0 | 0.001212% | 3249 | 0
2020 | 7 | 28 | 2020-07-28 | 15 | 2020-07-28 | 16 | 5371.7649 | 0.006494% | 2434 | 0 | 0 | 0% | 4870 | 0 | 0.003247% | 2652 | 0
2020 | 7 | 28 | 2020-07-28 | 16 | 2020-07-28 | 17 | 13541.3909 | 0.01637% | 1825 | 0 | 455.8169 | 0.000788% | 3057 | 0 | 0.008579% | 2081 | 0
2020 | 7 | 28 | 2020-07-28 | 17 | 2020-07-28 | 18 | 27043.2986 | 0.03269% | 1193 | 0 | 2564.5824 | 0.004434% | 2198 | 0 | 0.01856% | 1619 | 0
2020 | 7 | 28 | 2020-07-28 | 18 | 2020-07-28 | 19 | 46742.6933 | 0.05651% | 562 | 0 | 16302.8381 | 0.02818% | 1235 | 0 | 0.04235% | 897 | 0
2020 | 7 | 28 | 2020-07-28 | 19 | 2020-07-28 | 20 | 62800.642 | 0.07592% | 278 | 0 | 43194.8818 | 0.07467% | 406 | 0 | 0.0753% | 337 | 0
2020 | 7 | 28 | 2020-07-28 | 20 | 2020-07-28 | 21 | 66051.6792 | 0.07985% | 244 | 0 | 52978.2032 | 0.09159% | 256 | 0 | 0.08572% | 241 | 0
2020 | 7 | 28 | 2020-07-28 | 21 | 2020-07-28 | 22 | 71343.5678 | 0.08625% | 188 | 0 | 53283.2963 | 0.09211% | 251 | 0 | 0.08918% | 207 | 0
2020 | 7 | 28 | 2020-07-28 | 22 | 2020-07-28 | 23 | 61145.6186 | 0.07392% | 301 | 0 | 45073.6559 | 0.07792% | 376 | 0 | 0.07592% | 331 | 0
2020 | 7 | 28 | 2020-07-28 | 23 | 2020-07-28 | 24 | 34945.0334 | 0.04225% | 921 | 0 | 24639.4154 | 0.0426% | 897 | 0 | 0.04242% | 895 | 0
2020 | 7 | 28 | 2020-07-28 | 24 | 2020-07-29 | 1 | 9711.7782 | 0.01174% | 2055 | 0 | 5969.4316 | 0.01032% | 1805 | 0 | 0.01103% | 1953 | 0
2020 | 7 | 29 | 2020-07-29 | 1 | 2020-07-29 | 2 | 2143.0706 | 0.002591% | 2949 | 0 | 779.0002 | 0.001347% | 2775 | 0 | 0.001969% | 2956 | 0
2020 | 7 | 29 | 2020-07-29 | 2 | 2020-07-29 | 3 | 109.6109 | 0.0001325% | 4240 | 0 | 31.5915 | 5.461e-05% | 4457 | 0 | 9.356e-05% | 4682 | 0
2020 | 7 | 29 | 2020-07-29 | 3 | 2020-07-29 | 4 | 0 | 0% | 5135 | 0 | 0 | 0% | 4870 | 0 | 0% | 5626 | 0
2020 | 7 | 29 | 2020-07-29 | 4 | 2020-07-29 | 5 | 0 | 0% | 5135 | 0 | 0 | 0% | 4870 | 0 | 0% | 5626 | 0
2020 | 7 | 29 | 2020-07-29 | 5 | 2020-07-29 | 6 | 0 | 0% | 5135 | 0 | 0 | 0% | 4870 | 0 | 0% | 5626 | 0
2020 | 7 | 29 | 2020-07-29 | 6 | 2020-07-29 | 7 | 39.5854 | 4.786e-05% | 4524 | 0 | 72.6164 | 0.0001255% | 4093 | 0 | 8.67e-05% | 4721 | 0
2020 | 7 | 29 | 2020-07-29 | 7 | 2020-07-29 | 8 | 654.0394 | 0.0007907% | 3547 | 0 | 297.0999 | 0.0005136% | 3322 | 0 | 0.0006522% | 3608 | 0
2020 | 7 | 29 | 2020-07-29 | 8 | 2020-07-29 | 9 | 3115.8436 | 0.003767% | 2750 | 0 | 85.6222 | 0.000148% | 4013 | 0 | 0.001957% | 2965 | 0
2020 | 7 | 29 | 2020-07-29 | 9 | 2020-07-29 | 10 | 2713.7118 | 0.003281% | 2822 | 0 | 155.0473 | 0.000268% | 3715 | 0 | 0.001774% | 3010 | 0
2020 | 7 | 29 | 2020-07-29 | 10 | 2020-07-29 | 11 | 1390.6415 | 0.001681% | 3164 | 0 | 0 | 0% | 4870 | 0 | 0.0008406% | 3448 | 0
2020 | 7 | 29 | 2020-07-29 | 11 | 2020-07-29 | 12 | 619.2841 | 0.0007487% | 3568 | 0 | 0 | 0% | 4870 | 0 | 0.0003743% | 3933 | 0
2020 | 7 | 29 | 2020-07-29 | 12 | 2020-07-29 | 13 | 141.8008 | 0.0001714% | 4156 | 0 | 0 | 0% | 4870 | 0 | 8.572e-05% | 4724 | 0
2020 | 7 | 29 | 2020-07-29 | 13 | 2020-07-29 | 14 | 123.7589 | 0.0001496% | 4203 | 0 | 0 | 0% | 4870 | 0 | 7.481e-05% | 4788 | 0
2020 | 7 | 29 | 2020-07-29 | 14 | 2020-07-29 | 15 | 592.7474 | 0.0007166% | 3594 | 0 | 0 | 0% | 4870 | 0 | 0.0003583% | 3962 | 0
2020 | 7 | 29 | 2020-07-29 | 15 | 2020-07-29 | 16 | 3311.0712 | 0.004003% | 2712 | 0 | 0 | 0% | 4870 | 0 | 0.002001% | 2942 | 0
2020 | 7 | 29 | 2020-07-29 | 16 | 2020-07-29 | 17 | 10881.6226 | 0.01316% | 1976 | 0 | 248.7603 | 0.00043% | 3429 | 0 | 0.006793% | 2215 | 0
2020 | 7 | 29 | 2020-07-29 | 17 | 2020-07-29 | 18 | 25191.9041 | 0.03046% | 1276 | 0 | 1585.4421 | 0.002741% | 2422 | 0 | 0.0166% | 1686 | 0
2020 | 7 | 29 | 2020-07-29 | 18 | 2020-07-29 | 19 | 43276.7853 | 0.05232% | 650 | 0 | 9394.8595 | 0.01624% | 1581 | 0 | 0.03428% | 1111 | 0
2020 | 7 | 29 | 2020-07-29 | 19 | 2020-07-29 | 20 | 59447.0507 | 0.07187% | 323 | 0 | 35625.2737 | 0.06159% | 576 | 0 | 0.06673% | 432 | 0
2020 | 7 | 29 | 2020-07-29 | 20 | 2020-07-29 | 21 | 63776.7811 | 0.0771% | 272 | 0 | 47985.7437 | 0.08296% | 328 | 0 | 0.08003% | 300 | 0
2020 | 7 | 29 | 2020-07-29 | 21 | 2020-07-29 | 22 | 69866.1611 | 0.08446% | 206 | 0 | 51166.3069 | 0.08845% | 278 | 0 | 0.08646% | 234 | 0
2020 | 7 | 29 | 2020-07-29 | 22 | 2020-07-29 | 23 | 59918.5611 | 0.07244% | 316 | 0 | 43263.4702 | 0.07479% | 404 | 0 | 0.07362% | 356 | 0
2020 | 7 | 29 | 2020-07-29 | 23 | 2020-07-29 | 24 | 34309.2808 | 0.04148% | 945 | 0 | 24063.823 | 0.0416% | 921 | 0 | 0.04154% | 920 | 0
2020 | 7 | 29 | 2020-07-29 | 24 | 2020-07-30 | 1 | 8872.6728 | 0.01073% | 2117 | 0 | 4286.6021 | 0.00741% | 1947 | 0 | 0.009069% | 2056 | 0
2020 | 7 | 30 | 2020-07-30 | 1 | 2020-07-30 | 2 | 3212.8566 | 0.003884% | 2735 | 0 | 1074.9414 | 0.001858% | 2596 | 0 | 0.002871% | 2740 | 0
2020 | 7 | 30 | 2020-07-30 | 2 | 2020-07-30 | 3 | 454.9468 | 0.00055% | 3700 | 0 | 218.8181 | 0.0003783% | 3510 | 0 | 0.0004641% | 3812 | 0
2020 | 7 | 30 | 2020-07-30 | 3 | 2020-07-30 | 4 | 0 | 0% | 5135 | 0 | 10.528 | 1.82e-05% | 4710 | 0 | 9.1e-06% | 5450 | 0
2020 | 7 | 30 | 2020-07-30 | 4 | 2020-07-30 | 5 | 0 | 0% | 5135 | 0 | 0 | 0% | 4870 | 0 | 0% | 5626 | 0
2020 | 7 | 30 | 2020-07-30 | 5 | 2020-07-30 | 6 | 0 | 0% | 5135 | 0 | 0 | 0% | 4870 | 0 | 0% | 5626 | 0
2020 | 7 | 30 | 2020-07-30 | 6 | 2020-07-30 | 7 | 233.2212 | 0.000282% | 3978 | 0 | 330.7779 | 0.0005718% | 3253 | 0 | 0.0004269% | 3850 | 0
2020 | 7 | 30 | 2020-07-30 | 7 | 2020-07-30 | 8 | 3495.1456 | 0.004225% | 2692 | 0 | 1854.7541 | 0.003206% | 2342 | 0 | 0.003716% | 2572 | 0
2020 | 7 | 30 | 2020-07-30 | 8 | 2020-07-30 | 9 | 8801.125 | 0.01064% | 2126 | 0 | 1535.5556 | 0.002655% | 2434 | 0 | 0.006647% | 2230 | 0
2020 | 7 | 30 | 2020-07-30 | 9 | 2020-07-30 | 10 | 9382.6989 | 0.01134% | 2080 | 0 | 234.3879 | 0.0004052% | 3469 | 0 | 0.005874% | 2314 | 0
2020 | 7 | 30 | 2020-07-30 | 10 | 2020-07-30 | 11 | 6904.2919 | 0.008347% | 2295 | 0 | 16.9506 | 2.93e-05% | 4632 | 0 | 0.004188% | 2504 | 0
2020 | 7 | 30 | 2020-07-30 | 11 | 2020-07-30 | 12 | 3625.5964 | 0.004383% | 2667 | 0 | 0 | 0% | 4870 | 0 | 0.002192% | 2907 | 0
2020 | 7 | 30 | 2020-07-30 | 12 | 2020-07-30 | 13 | 2268.9552 | 0.002743% | 2917 | 0 | 0 | 0% | 4870 | 0 | 0.001372% | 3179 | 0
2020 | 7 | 30 | 2020-07-30 | 13 | 2020-07-30 | 14 | 2024.3615 | 0.002447% | 2975 | 0 | 0 | 0% | 4870 | 0 | 0.001224% | 3239 | 0
2020 | 7 | 30 | 2020-07-30 | 14 | 2020-07-30 | 15 | 3718.1131 | 0.004495% | 2652 | 0 | 0 | 0% | 4870 | 0 | 0.002248% | 2889 | 0
2020 | 7 | 30 | 2020-07-30 | 15 | 2020-07-30 | 16 | 8514.0367 | 0.01029% | 2149 | 0 | 2.755 | 4.763e-06% | 4839 | 0 | 0.005149% | 2389 | 0
2020 | 7 | 30 | 2020-07-30 | 16 | 2020-07-30 | 17 | 22054.1087 | 0.02666% | 1420 | 0 | 846.0176 | 0.001463% | 2733 | 0 | 0.01406% | 1818 | 0
2020 | 7 | 30 | 2020-07-30 | 17 | 2020-07-30 | 18 | 38838.1793 | 0.04695% | 772 | 0 | 4334.0685 | 0.007493% | 1941 | 0 | 0.02722% | 1307 | 0
2020 | 7 | 30 | 2020-07-30 | 18 | 2020-07-30 | 19 | 59954.6597 | 0.07248% | 314 | 0 | 22913.2539 | 0.03961% | 967 | 0 | 0.05605% | 607 | 0
2020 | 7 | 30 | 2020-07-30 | 19 | 2020-07-30 | 20 | 75042.2761 | 0.09072% | 162 | 0 | 52863.9761 | 0.09139% | 257 | 0 | 0.09106% | 188 | 0
2020 | 7 | 30 | 2020-07-30 | 20 | 2020-07-30 | 21 | 75560.1592 | 0.09135% | 157 | 0 | 63890.1405 | 0.1105% | 139 | 0 | 0.1009% | 132 | 0
2020 | 7 | 30 | 2020-07-30 | 21 | 2020-07-30 | 22 | 77440.0455 | 0.09362% | 144 | 0 | 64748.6384 | 0.1119% | 131 | 0 | 0.1028% | 128 | 0
2020 | 7 | 30 | 2020-07-30 | 22 | 2020-07-30 | 23 | 67982.3852 | 0.08219% | 222 | 0 | 55508.7703 | 0.09596% | 224 | 0 | 0.08907% | 208 | 0
2020 | 7 | 30 | 2020-07-30 | 23 | 2020-07-30 | 24 | 40267.6753 | 0.04868% | 737 | 0 | 30378.7184 | 0.05252% | 717 | 0 | 0.0506% | 724 | 0
2020 | 7 | 30 | 2020-07-30 | 24 | 2020-07-31 | 1 | 12873.0919 | 0.01556% | 1863 | 0 | 10636.3622 | 0.01839% | 1504 | 0 | 0.01698% | 1671 | 0
2020 | 7 | 31 | 2020-07-31 | 1 | 2020-07-31 | 2 | 1943.9672 | 0.00235% | 2994 | 0 | 1093.1921 | 0.00189% | 2590 | 0 | 0.00212% | 2925 | 0
2020 | 7 | 31 | 2020-07-31 | 2 | 2020-07-31 | 3 | 324.1327 | 0.0003919% | 3855 | 0 | 138.7635 | 0.0002399% | 3774 | 0 | 0.0003159% | 4043 | 0
2020 | 7 | 31 | 2020-07-31 | 3 | 2020-07-31 | 4 | 56.2459 | 6.8e-05% | 4429 | 0 | 0 | 0% | 4870 | 0 | 3.4e-05% | 5123 | 0
2020 | 7 | 31 | 2020-07-31 | 4 | 2020-07-31 | 5 | 30.9135 | 3.737e-05% | 4598 | 0 | 0 | 0% | 4870 | 0 | 1.869e-05% | 5296 | 0
2020 | 7 | 31 | 2020-07-31 | 5 | 2020-07-31 | 6 | 30.9203 | 3.738e-05% | 4597 | 0 | 56.8753 | 9.832e-05% | 4206 | 0 | 6.785e-05% | 4834 | 0
2020 | 7 | 31 | 2020-07-31 | 6 | 2020-07-31 | 7 | 244.2402 | 0.0002953% | 3958 | 0 | 300.3983 | 0.0005193% | 3316 | 0 | 0.0004073% | 3879 | 0
2020 | 7 | 31 | 2020-07-31 | 7 | 2020-07-31 | 8 | 2227.1979 | 0.002693% | 2930 | 0 | 1722.3698 | 0.002978% | 2385 | 0 | 0.002835% | 2748 | 0
2020 | 7 | 31 | 2020-07-31 | 8 | 2020-07-31 | 9 | 7693.6575 | 0.009301% | 2215 | 0 | 2186.5925 | 0.00378% | 2261 | 0 | 0.006541% | 2240 | 0
2020 | 7 | 31 | 2020-07-31 | 9 | 2020-07-31 | 10 | 7582.3672 | 0.009167% | 2227 | 0 | 950.5266 | 0.001643% | 2675 | 0 | 0.005405% | 2366 | 0
2020 | 7 | 31 | 2020-07-31 | 10 | 2020-07-31 | 11 | 4914.1349 | 0.005941% | 2492 | 0 | 86.7111 | 0.0001499% | 4005 | 0 | 0.003045% | 2692 | 0
2020 | 7 | 31 | 2020-07-31 | 11 | 2020-07-31 | 12 | 2240.9788 | 0.002709% | 2923 | 0 | 0 | 0% | 4870 | 0 | 0.001355% | 3184 | 0
2020 | 7 | 31 | 2020-07-31 | 12 | 2020-07-31 | 13 | 1058.7748 | 0.00128% | 3318 | 0 | 0 | 0% | 4870 | 0 | 0.00064% | 3620 | 0
2020 | 7 | 31 | 2020-07-31 | 13 | 2020-07-31 | 14 | 1454.4559 | 0.001758% | 3150 | 0 | 0 | 0% | 4870 | 0 | 0.0008792% | 3420 | 0
2020 | 7 | 31 | 2020-07-31 | 14 | 2020-07-31 | 15 | 2706.1366 | 0.003272% | 2826 | 0 | 0 | 0% | 4870 | 0 | 0.001636% | 3052 | 0
2020 | 7 | 31 | 2020-07-31 | 15 | 2020-07-31 | 16 | 7936.8063 | 0.009595% | 2190 | 0 | 0 | 0% | 4870 | 0 | 0.004798% | 2426 | 0
2020 | 7 | 31 | 2020-07-31 | 16 | 2020-07-31 | 17 | 22306.6588 | 0.02697% | 1407 | 0 | 615.6405 | 0.001064% | 2891 | 0 | 0.01402% | 1824 | 0
2020 | 7 | 31 | 2020-07-31 | 17 | 2020-07-31 | 18 | 37748.2204 | 0.04564% | 813 | 0 | 5850.7279 | 0.01011% | 1814 | 0 | 0.02788% | 1287 | 0
2020 | 7 | 31 | 2020-07-31 | 18 | 2020-07-31 | 19 | 58832.1467 | 0.07113% | 332 | 0 | 37532.7278 | 0.06488% | 525 | 0 | 0.06801% | 414 | 0
2020 | 7 | 31 | 2020-07-31 | 19 | 2020-07-31 | 20 | 73704.5568 | 0.08911% | 170 | 0 | 66929.5154 | 0.1157% | 118 | 0 | 0.1024% | 130 | 0
2020 | 7 | 31 | 2020-07-31 | 20 | 2020-07-31 | 21 | 73448.2362 | 0.0888% | 173 | 0 | 73393.033 | 0.1269% | 91 | 1 | 0.1078% | 115 | 0
2020 | 7 | 31 | 2020-07-31 | 21 | 2020-07-31 | 22 | 80492.3075 | 0.09731% | 127 | 0 | 76314.757 | 0.1319% | 87 | 1 | 0.1146% | 97 | 1 | 0.0079103
2020 | 7 | 31 | 2020-07-31 | 22 | 2020-07-31 | 23 | 70482.8765 | 0.08521% | 202 | 0 | 67108.3991 | 0.116% | 116 | 0 | 0.1006% | 135 | 0
2020 | 7 | 31 | 2020-07-31 | 23 | 2020-07-31 | 24 | 42894.995 | 0.05186% | 656 | 0 | 39390.11 | 0.0681% | 479 | 0 | 0.05998% | 538 | 0
2020 | 7 | 31 | 2020-07-31 | 24 | 2020-08-01 | 1 | 14163.2037 | 0.01712% | 1798 | 0 | 10956.9839 | 0.01894% | 1489 | 0 | 0.01803% | 1637 | 0
2020 | 8 | 1 | 2020-08-01 | 1 | 2020-08-01 | 2 | 611.2511 | 0.000739% | 3578 | 0 | 406.3432 | 0.0007025% | 3133 | 0 | 0.0007207% | 3550 | 0
2020 | 8 | 1 | 2020-08-01 | 2 | 2020-08-01 | 3 | 195.5327 | 0.0002364% | 4038 | 0 | 77.9969 | 0.0001348% | 4059 | 0 | 0.0001856% | 4329 | 0
2020 | 8 | 1 | 2020-08-01 | 3 | 2020-08-01 | 4 | 33.2007 | 4.014e-05% | 4576 | 0 | 33.2007 | 5.74e-05% | 4439 | 0 | 4.877e-05% | 4978 | 0
2020 | 8 | 1 | 2020-08-01 | 4 | 2020-08-01 | 5 | 0 | 0% | 5135 | 0 | 0 | 0% | 4870 | 0 | 0% | 5626 | 0
2020 | 8 | 1 | 2020-08-01 | 5 | 2020-08-01 | 6 | 0 | 0% | 5135 | 0 | 0 | 0% | 4870 | 0 | 0% | 5626 | 0
2020 | 8 | 1 | 2020-08-01 | 6 | 2020-08-01 | 7 | 35.7532 | 4.322e-05% | 4551 | 0 | 10.7885 | 1.865e-05% | 4705 | 0 | 3.094e-05% | 5151 | 0
2020 | 8 | 1 | 2020-08-01 | 7 | 2020-08-01 | 8 | 89.8826 | 0.0001087% | 4293 | 0 | 113.3265 | 0.0001959% | 3878 | 0 | 0.0001523% | 4428 | 0
2020 | 8 | 1 | 2020-08-01 | 8 | 2020-08-01 | 9 | 188.1135 | 0.0002274% | 4053 | 0 | 0 | 0% | 4870 | 0 | 0.0001137% | 4591 | 0
2020 | 8 | 1 | 2020-08-01 | 9 | 2020-08-01 | 10 | 94.5185 | 0.0001143% | 4280 | 0 | 382.8868 | 0.0006619% | 3170 | 0 | 0.0003881% | 3911 | 0
2020 | 8 | 1 | 2020-08-01 | 10 | 2020-08-01 | 11 | 0 | 0% | 5135 | 0 | 0 | 0% | 4870 | 0 | 0% | 5626 | 0
2020 | 8 | 1 | 2020-08-01 | 11 | 2020-08-01 | 12 | 0 | 0% | 5135 | 0 | 0 | 0% | 4870 | 0 | 0% | 5626 | 0
2020 | 8 | 1 | 2020-08-01 | 12 | 2020-08-01 | 13 | 0 | 0% | 5135 | 0 | 0 | 0% | 4870 | 0 | 0% | 5626 | 0
2020 | 8 | 1 | 2020-08-01 | 13 | 2020-08-01 | 14 | 0 | 0% | 5135 | 0 | 0 | 0% | 4870 | 0 | 0% | 5626 | 0
2020 | 8 | 1 | 2020-08-01 | 14 | 2020-08-01 | 15 | 0 | 0% | 5135 | 0 | 0 | 0% | 4870 | 0 | 0% | 5626 | 0
2020 | 8 | 1 | 2020-08-01 | 15 | 2020-08-01 | 16 | 0 | 0% | 5135 | 0 | 0 | 0% | 4870 | 0 | 0% | 5626 | 0
2020 | 8 | 1 | 2020-08-01 | 16 | 2020-08-01 | 17 | 32.1872 | 3.891e-05% | 4585 | 0 | 93.7706 | 0.0001621% | 3967 | 0 | 0.0001005% | 4658 | 0
2020 | 8 | 1 | 2020-08-01 | 17 | 2020-08-01 | 18 | 971.964 | 0.001175% | 3360 | 0 | 0 | 0% | 4870 | 0 | 0.0005875% | 3672 | 0
2020 | 8 | 1 | 2020-08-01 | 18 | 2020-08-01 | 19 | 6837.0191 | 0.008266% | 2305 | 0 | 4494.6995 | 0.00777% | 1922 | 0 | 0.008018% | 2115 | 0
2020 | 8 | 1 | 2020-08-01 | 19 | 2020-08-01 | 20 | 19719.523 | 0.02384% | 1517 | 0 | 17557.1589 | 0.03035% | 1172 | 0 | 0.0271% | 1310 | 0
2020 | 8 | 1 | 2020-08-01 | 20 | 2020-08-01 | 21 | 28783.6544 | 0.0348% | 1127 | 0 | 27543.7719 | 0.04762% | 810 | 0 | 0.04121% | 935 | 0
2020 | 8 | 1 | 2020-08-01 | 21 | 2020-08-01 | 22 | 37345.0782 | 0.04515% | 830 | 0 | 36300.3676 | 0.06275% | 554 | 0 | 0.05395% | 656 | 0
2020 | 8 | 1 | 2020-08-01 | 22 | 2020-08-01 | 23 | 27414.1801 | 0.03314% | 1177 | 0 | 27337.0726 | 0.04726% | 813 | 0 | 0.0402% | 954 | 0
2020 | 8 | 1 | 2020-08-01 | 23 | 2020-08-01 | 24 | 12832.2763 | 0.01551% | 1864 | 0 | 12350.8431 | 0.02135% | 1415 | 0 | 0.01843% | 1623 | 0
2020 | 8 | 1 | 2020-08-01 | 24 | 2020-08-02 | 1 | 2605.854 | 0.00315% | 2843 | 0 | 2506.1152 | 0.004332% | 2209 | 0 | 0.003741% | 2566 | 0
2020 | 8 | 2 | 2020-08-02 | 1 | 2020-08-02 | 2 | 455.4837 | 0.0005507% | 3699 | 0 | 412.0802 | 0.0007124% | 3118 | 0 | 0.0006315% | 3627 | 0
2020 | 8 | 2 | 2020-08-02 | 2 | 2020-08-02 | 3 | 142.1437 | 0.0001718% | 4155 | 0 | 46.737 | 8.08e-05% | 4309 | 0 | 0.0001263% | 4540 | 0
2020 | 8 | 2 | 2020-08-02 | 3 | 2020-08-02 | 4 | 52.6118 | 6.361e-05% | 4445 | 0 | 0 | 0% | 4870 | 0 | 3.18e-05% | 5145 | 0
2020 | 8 | 2 | 2020-08-02 | 4 | 2020-08-02 | 5 | 26.0463 | 3.149e-05% | 4638 | 0 | 24.3265 | 4.205e-05% | 4546 | 0 | 3.677e-05% | 5090 | 0
2020 | 8 | 2 | 2020-08-02 | 5 | 2020-08-02 | 6 | 56.1203 | 6.785e-05% | 4432 | 0 | 48.3921 | 8.366e-05% | 4290 | 0 | 7.575e-05% | 4783 | 0
2020 | 8 | 2 | 2020-08-02 | 6 | 2020-08-02 | 7 | 66.2077 | 8.004e-05% | 4372 | 0 | 104.4775 | 0.0001806% | 3914 | 0 | 0.0001303% | 4534 | 0
2020 | 8 | 2 | 2020-08-02 | 7 | 2020-08-02 | 8 | 93.7197 | 0.0001133% | 4282 | 0 | 87.787 | 0.0001518% | 4000 | 0 | 0.0001325% | 4525 | 0
2020 | 8 | 2 | 2020-08-02 | 8 | 2020-08-02 | 9 | 128.5706 | 0.0001554% | 4188 | 0 | 83.8264 | 0.0001449% | 4027 | 0 | 0.0001502% | 4435 | 0
2020 | 8 | 2 | 2020-08-02 | 9 | 2020-08-02 | 10 | 74.2252 | 8.973e-05% | 4346 | 0 | 202.1428 | 0.0003495% | 3556 | 0 | 0.0002196% | 4236 | 0
2020 | 8 | 2 | 2020-08-02 | 10 | 2020-08-02 | 11 | 0 | 0% | 5135 | 0 | 0 | 0% | 4870 | 0 | 0% | 5626 | 0
2020 | 8 | 2 | 2020-08-02 | 11 | 2020-08-02 | 12 | 0 | 0% | 5135 | 0 | 0 | 0% | 4870 | 0 | 0% | 5626 | 0
2020 | 8 | 2 | 2020-08-02 | 12 | 2020-08-02 | 13 | 0 | 0% | 5135 | 0 | 0 | 0% | 4870 | 0 | 0% | 5626 | 0
2020 | 8 | 2 | 2020-08-02 | 13 | 2020-08-02 | 14 | 0 | 0% | 5135 | 0 | 0 | 0% | 4870 | 0 | 0% | 5626 | 0
2020 | 8 | 2 | 2020-08-02 | 14 | 2020-08-02 | 15 | 0 | 0% | 5135 | 0 | 0 | 0% | 4870 | 0 | 0% | 5626 | 0
2020 | 8 | 2 | 2020-08-02 | 15 | 2020-08-02 | 16 | 0 | 0% | 5135 | 0 | 0 | 0% | 4870 | 0 | 0% | 5626 | 0
2020 | 8 | 2 | 2020-08-02 | 16 | 2020-08-02 | 17 | 44.5184 | 5.382e-05% | 4486 | 0 | 296.5422 | 0.0005126% | 3324 | 0 | 0.0002832% | 4100 | 0
2020 | 8 | 2 | 2020-08-02 | 17 | 2020-08-02 | 18 | 772.4521 | 0.0009339% | 3459 | 0 | 7.607 | 1.315e-05% | 4754 | 0 | 0.0004735% | 3793 | 0
2020 | 8 | 2 | 2020-08-02 | 18 | 2020-08-02 | 19 | 5561.5707 | 0.006724% | 2414 | 0 | 881.0649 | 0.001523% | 2719 | 0 | 0.004123% | 2516 | 0
2020 | 8 | 2 | 2020-08-02 | 19 | 2020-08-02 | 20 | 16939.8568 | 0.02048% | 1647 | 0 | 14102.3683 | 0.02438% | 1321 | 0 | 0.02243% | 1490 | 0
2020 | 8 | 2 | 2020-08-02 | 20 | 2020-08-02 | 21 | 26765.7288 | 0.03236% | 1204 | 0 | 26287.4181 | 0.04544% | 848 | 0 | 0.0389% | 988 | 0
2020 | 8 | 2 | 2020-08-02 | 21 | 2020-08-02 | 22 | 35100.134 | 0.04243% | 908 | 0 | 32438.9832 | 0.05608% | 660 | 0 | 0.04926% | 756 | 0
2020 | 8 | 2 | 2020-08-02 | 22 | 2020-08-02 | 23 | 24149.1653 | 0.0292% | 1312 | 0 | 20069.912 | 0.0347% | 1076 | 0 | 0.03195% | 1170 | 0
2020 | 8 | 2 | 2020-08-02 | 23 | 2020-08-02 | 24 | 10092.1497 | 0.0122% | 2023 | 0 | 7817.6879 | 0.01351% | 1671 | 0 | 0.01286% | 1870 | 0
2020 | 8 | 2 | 2020-08-02 | 24 | 2020-08-03 | 1 | 1681.3632 | 0.002033% | 3064 | 0 | 1385.2844 | 0.002395% | 2483 | 0 | 0.002214% | 2899 | 0
2020 | 8 | 3 | 2020-08-03 | 1 | 2020-08-03 | 2 | 7642.3352 | 0.009239% | 2220 | 0 | 6826.9759 | 0.0118% | 1746 | 0 | 0.01052% | 1981 | 0
2020 | 8 | 3 | 2020-08-03 | 2 | 2020-08-03 | 3 | 2376.1748 | 0.002873% | 2896 | 0 | 2292.6151 | 0.003963% | 2240 | 0 | 0.003418% | 2619 | 0
2020 | 8 | 3 | 2020-08-03 | 3 | 2020-08-03 | 4 | 1009.4486 | 0.00122% | 3349 | 0 | 1091.5053 | 0.001887% | 2592 | 0 | 0.001554% | 3088 | 0
2020 | 8 | 3 | 2020-08-03 | 4 | 2020-08-03 | 5 | 658.1541 | 0.0007957% | 3543 | 0 | 657.4837 | 0.001137% | 2862 | 0 | 0.0009662% | 3370 | 0
2020 | 8 | 3 | 2020-08-03 | 5 | 2020-08-03 | 6 | 1110.9971 | 0.001343% | 3296 | 0 | 1136.339 | 0.001964% | 2572 | 0 | 0.001654% | 3044 | 0
2020 | 8 | 3 | 2020-08-03 | 6 | 2020-08-03 | 7 | 3714.5543 | 0.004491% | 2653 | 0 | 3201.649 | 0.005535% | 2085 | 0 | 0.005013% | 2401 | 0
2020 | 8 | 3 | 2020-08-03 | 7 | 2020-08-03 | 8 | 10899.4938 | 0.01318% | 1974 | 0 | 8604.6884 | 0.01488% | 1632 | 0 | 0.01403% | 1823 | 0
2020 | 8 | 3 | 2020-08-03 | 8 | 2020-08-03 | 9 | 15044.1837 | 0.01819% | 1751 | 0 | 5089.2004 | 0.008798% | 1871 | 0 | 0.01349% | 1844 | 0
2020 | 8 | 3 | 2020-08-03 | 9 | 2020-08-03 | 10 | 12875.2092 | 0.01557% | 1862 | 0 | 1598.4767 | 0.002763% | 2420 | 0 | 0.009164% | 2053 | 0
2020 | 8 | 3 | 2020-08-03 | 10 | 2020-08-03 | 11 | 8383.9643 | 0.01014% | 2159 | 0 | 351.2678 | 0.0006073% | 3219 | 0 | 0.005372% | 2368 | 0
2020 | 8 | 3 | 2020-08-03 | 11 | 2020-08-03 | 12 | 5486.8626 | 0.006633% | 2423 | 0 | 63.0538 | 0.000109% | 4162 | 0 | 0.003371% | 2626 | 0
2020 | 8 | 3 | 2020-08-03 | 12 | 2020-08-03 | 13 | 4295.238 | 0.005193% | 2563 | 0 | 0 | 0% | 4870 | 0 | 0.002596% | 2802 | 0
2020 | 8 | 3 | 2020-08-03 | 13 | 2020-08-03 | 14 | 5402.5864 | 0.006531% | 2429 | 0 | 47.5301 | 8.217e-05% | 4301 | 0 | 0.003307% | 2639 | 0
2020 | 8 | 3 | 2020-08-03 | 14 | 2020-08-03 | 15 | 9769.6445 | 0.01181% | 2047 | 0 | 246.611 | 0.0004263% | 3432 | 0 | 0.006119% | 2284 | 0
2020 | 8 | 3 | 2020-08-03 | 15 | 2020-08-03 | 16 | 17544.5531 | 0.02121% | 1620 | 0 | 3023.1812 | 0.005226% | 2115 | 0 | 0.01322% | 1855 | 0
2020 | 8 | 3 | 2020-08-03 | 16 | 2020-08-03 | 17 | 30328.2352 | 0.03667% | 1068 | 0 | 22904.7923 | 0.0396% | 969 | 0 | 0.03813% | 1009 | 0
2020 | 8 | 3 | 2020-08-03 | 17 | 2020-08-03 | 18 | 46944.4246 | 0.05675% | 554 | 0 | 25560.7406 | 0.04419% | 864 | 0 | 0.05047% | 729 | 0
2020 | 8 | 3 | 2020-08-03 | 18 | 2020-08-03 | 19 | 63918.6228 | 0.07727% | 270 | 0 | 28507.5693 | 0.04928% | 781 | 0 | 0.06328% | 483 | 0
2020 | 8 | 3 | 2020-08-03 | 19 | 2020-08-03 | 20 | 77249.8538 | 0.09339% | 145 | 0 | 60939.5963 | 0.1053% | 160 | 0 | 0.09937% | 140 | 0
2020 | 8 | 3 | 2020-08-03 | 20 | 2020-08-03 | 21 | 79392.7112 | 0.09598% | 135 | 0 | 77017.9025 | 0.1331% | 85 | 1 | 0.1146% | 98 | 1 | 0.0079064
2020 | 8 | 3 | 2020-08-03 | 21 | 2020-08-03 | 22 | 81175.6554 | 0.09814% | 123 | 0 | 78718.8806 | 0.1361% | 81 | 1 | 0.1171% | 92 | 1 | 0.0080822
2020 | 8 | 3 | 2020-08-03 | 22 | 2020-08-03 | 23 | 68552.1081 | 0.08288% | 218 | 0 | 65821.0354 | 0.1138% | 125 | 0 | 0.09833% | 145 | 0
2020 | 8 | 3 | 2020-08-03 | 23 | 2020-08-03 | 24 | 42303.0982 | 0.05114% | 678 | 0 | 39883.4329 | 0.06895% | 471 | 0 | 0.06005% | 537 | 0
2020 | 8 | 3 | 2020-08-03 | 24 | 2020-08-04 | 1 | 18318.4164 | 0.02215% | 1582 | 0 | 17567.9145 | 0.03037% | 1171 | 0 | 0.02626% | 1348 | 0
2020 | 8 | 4 | 2020-08-04 | 1 | 2020-08-04 | 2 | 13777.7627 | 0.01666% | 1812 | 0 | 12447.3318 | 0.02152% | 1406 | 0 | 0.01909% | 1603 | 0
2020 | 8 | 4 | 2020-08-04 | 2 | 2020-08-04 | 3 | 4539.0874 | 0.005488% | 2534 | 0 | 4095.4008 | 0.00708% | 1973 | 0 | 0.006284% | 2261 | 0
2020 | 8 | 4 | 2020-08-04 | 3 | 2020-08-04 | 4 | 2094.7545 | 0.002532% | 2957 | 0 | 1957.0689 | 0.003383% | 2320 | 0 | 0.002958% | 2715 | 0
2020 | 8 | 4 | 2020-08-04 | 4 | 2020-08-04 | 5 | 1584.3774 | 0.001915% | 3103 | 0 | 1388.1953 | 0.0024% | 2480 | 0 | 0.002158% | 2917 | 0
2020 | 8 | 4 | 2020-08-04 | 5 | 2020-08-04 | 6 | 1991.497 | 0.002408% | 2986 | 0 | 2023.5281 | 0.003498% | 2300 | 0 | 0.002953% | 2716 | 0
2020 | 8 | 4 | 2020-08-04 | 6 | 2020-08-04 | 7 | 4776.8715 | 0.005775% | 2508 | 0 | 4435.2578 | 0.007667% | 1931 | 0 | 0.006721% | 2221 | 0
2020 | 8 | 4 | 2020-08-04 | 7 | 2020-08-04 | 8 | 12622.9065 | 0.01526% | 1875 | 0 | 10381.1692 | 0.01795% | 1516 | 0 | 0.0166% | 1685 | 0
2020 | 8 | 4 | 2020-08-04 | 8 | 2020-08-04 | 9 | 16874.6725 | 0.0204% | 1655 | 0 | 5920.8535 | 0.01024% | 1810 | 0 | 0.01532% | 1753 | 0
2020 | 8 | 4 | 2020-08-04 | 9 | 2020-08-04 | 10 | 16922.3125 | 0.02046% | 1648 | 0 | 2388.1875 | 0.004129% | 2221 | 0 | 0.01229% | 1893 | 0
2020 | 8 | 4 | 2020-08-04 | 10 | 2020-08-04 | 11 | 12882.5268 | 0.01557% | 1860 | 0 | 1009.4678 | 0.001745% | 2643 | 0 | 0.00866% | 2077 | 0
2020 | 8 | 4 | 2020-08-04 | 11 | 2020-08-04 | 12 | 10974.4114 | 0.01327% | 1967 | 0 | 413.4558 | 0.0007148% | 3114 | 0 | 0.006991% | 2197 | 0
2020 | 8 | 4 | 2020-08-04 | 12 | 2020-08-04 | 13 | 9442.9114 | 0.01142% | 2070 | 0 | 224.3136 | 0.0003878% | 3496 | 0 | 0.005902% | 2310 | 0
2020 | 8 | 4 | 2020-08-04 | 13 | 2020-08-04 | 14 | 11680.4547 | 0.01412% | 1918 | 0 | 435.351 | 0.0007526% | 3080 | 0 | 0.007437% | 2161 | 0
2020 | 8 | 4 | 2020-08-04 | 14 | 2020-08-04 | 15 | 16500.6749 | 0.01995% | 1669 | 0 | 6683.2178 | 0.01155% | 1757 | 0 | 0.01575% | 1731 | 0
2020 | 8 | 4 | 2020-08-04 | 15 | 2020-08-04 | 16 | 28293.1749 | 0.03421% | 1145 | 0 | 10066.4212 | 0.0174% | 1537 | 0 | 0.0258% | 1361 | 0
2020 | 8 | 4 | 2020-08-04 | 16 | 2020-08-04 | 17 | 46408.0665 | 0.05611% | 572 | 0 | 12324.3153 | 0.02131% | 1416 | 0 | 0.03871% | 998 | 0
2020 | 8 | 4 | 2020-08-04 | 17 | 2020-08-04 | 18 | 65610.6115 | 0.07932% | 249 | 0 | 21107.8617 | 0.03649% | 1036 | 0 | 0.05791% | 571 | 0
2020 | 8 | 4 | 2020-08-04 | 18 | 2020-08-04 | 19 | 77808.9123 | 0.09407% | 142 | 0 | 39013.9629 | 0.06745% | 488 | 0 | 0.08076% | 288 | 0
2020 | 8 | 4 | 2020-08-04 | 19 | 2020-08-04 | 20 | 88036.0188 | 0.1064% | 93 | 1 | 61269.272 | 0.1059% | 158 | 0 | 0.1062% | 121 | 0
2020 | 8 | 4 | 2020-08-04 | 20 | 2020-08-04 | 21 | 93361.308 | 0.1129% | 68 | 1 | 78778.9827 | 0.1362% | 80 | 1 | 0.1245% | 72 | 1 | 0.0085942
2020 | 8 | 4 | 2020-08-04 | 21 | 2020-08-04 | 22 | 91823.6326 | 0.111% | 74 | 1 | 75486.0073 | 0.1305% | 89 | 1 | 0.1208% | 81 | 1 | 0.0083336
2020 | 8 | 4 | 2020-08-04 | 22 | 2020-08-04 | 23 | 77592.1244 | 0.09381% | 143 | 0 | 61097.778 | 0.1056% | 159 | 0 | 0.09971% | 139 | 0
2020 | 8 | 4 | 2020-08-04 | 23 | 2020-08-04 | 24 | 52716.7881 | 0.06373% | 425 | 0 | 37829.3697 | 0.0654% | 515 | 0 | 0.06456% | 470 | 0
2020 | 8 | 4 | 2020-08-04 | 24 | 2020-08-05 | 1 | 26714.6606 | 0.0323% | 1208 | 0 | 17377.5396 | 0.03004% | 1186 | 0 | 0.03117% | 1194 | 0
2020 | 8 | 5 | 2020-08-05 | 1 | 2020-08-05 | 2 | 7598.2285 | 0.009186% | 2226 | 0 | 3211.9852 | 0.005553% | 2083 | 0 | 0.007369% | 2169 | 0
2020 | 8 | 5 | 2020-08-05 | 2 | 2020-08-05 | 3 | 3022.3377 | 0.003654% | 2770 | 0 | 1277.5231 | 0.002209% | 2525 | 0 | 0.002931% | 2724 | 0
2020 | 8 | 5 | 2020-08-05 | 3 | 2020-08-05 | 4 | 1341.2963 | 0.001622% | 3178 | 0 | 697.794 | 0.001206% | 2827 | 0 | 0.001414% | 3156 | 0
2020 | 8 | 5 | 2020-08-05 | 4 | 2020-08-05 | 5 | 825.8685 | 0.0009984% | 3427 | 0 | 393.1466 | 0.0006797% | 3154 | 0 | 0.000839% | 3449 | 0
2020 | 8 | 5 | 2020-08-05 | 5 | 2020-08-05 | 6 | 1290.2713 | 0.00156% | 3198 | 0 | 575.6399 | 0.0009951% | 2927 | 0 | 0.001278% | 3215 | 0
2020 | 8 | 5 | 2020-08-05 | 6 | 2020-08-05 | 7 | 2931.8452 | 0.003544% | 2786 | 0 | 1313.7058 | 0.002271% | 2509 | 0 | 0.002908% | 2731 | 0
2020 | 8 | 5 | 2020-08-05 | 7 | 2020-08-05 | 8 | 7599.3927 | 0.009187% | 2225 | 0 | 2887.2169 | 0.004991% | 2130 | 0 | 0.007089% | 2188 | 0
2020 | 8 | 5 | 2020-08-05 | 8 | 2020-08-05 | 9 | 11686.7821 | 0.01413% | 1917 | 0 | 1648.0551 | 0.002849% | 2408 | 0 | 0.008489% | 2088 | 0
2020 | 8 | 5 | 2020-08-05 | 9 | 2020-08-05 | 10 | 11424.5625 | 0.01381% | 1938 | 0 | 716.8497 | 0.001239% | 2811 | 0 | 0.007526% | 2154 | 0
2020 | 8 | 5 | 2020-08-05 | 10 | 2020-08-05 | 11 | 7842.2043 | 0.009481% | 2198 | 0 | 182.8109 | 0.000316% | 3621 | 0 | 0.004898% | 2411 | 0
2020 | 8 | 5 | 2020-08-05 | 11 | 2020-08-05 | 12 | 5494.3623 | 0.006642% | 2418 | 0 | 0 | 0% | 4870 | 0 | 0.003321% | 2636 | 0
2020 | 8 | 5 | 2020-08-05 | 12 | 2020-08-05 | 13 | 4515.0583 | 0.005458% | 2536 | 0 | 0 | 0% | 4870 | 0 | 0.002729% | 2768 | 0
2020 | 8 | 5 | 2020-08-05 | 13 | 2020-08-05 | 14 | 5061.4078 | 0.006119% | 2465 | 0 | 0 | 0% | 4870 | 0 | 0.003059% | 2686 | 0
2020 | 8 | 5 | 2020-08-05 | 14 | 2020-08-05 | 15 | 9226.7822 | 0.01115% | 2093 | 0 | 146.4626 | 0.0002532% | 3743 | 0 | 0.005704% | 2336 | 0
2020 | 8 | 5 | 2020-08-05 | 15 | 2020-08-05 | 16 | 15323.9183 | 0.01853% | 1738 | 0 | 359.2993 | 0.0006211% | 3207 | 0 | 0.009574% | 2034 | 0
2020 | 8 | 5 | 2020-08-05 | 16 | 2020-08-05 | 17 | 25944.1587 | 0.03137% | 1239 | 0 | 1576.8132 | 0.002726% | 2424 | 0 | 0.01705% | 1666 | 0
2020 | 8 | 5 | 2020-08-05 | 17 | 2020-08-05 | 18 | 41718.436 | 0.05044% | 700 | 0 | 4838.0781 | 0.008364% | 1893 | 0 | 0.0294% | 1241 | 0
2020 | 8 | 5 | 2020-08-05 | 18 | 2020-08-05 | 19 | 57829.3605 | 0.06991% | 352 | 0 | 16232.4442 | 0.02806% | 1238 | 0 | 0.04899% | 763 | 0
2020 | 8 | 5 | 2020-08-05 | 19 | 2020-08-05 | 20 | 72425.0834 | 0.08756% | 179 | 0 | 41240.5834 | 0.07129% | 447 | 0 | 0.07943% | 307 | 0
2020 | 8 | 5 | 2020-08-05 | 20 | 2020-08-05 | 21 | 73525.3458 | 0.08889% | 171 | 0 | 53934.8132 | 0.09324% | 243 | 0 | 0.09106% | 187 | 0
2020 | 8 | 5 | 2020-08-05 | 21 | 2020-08-05 | 22 | 78109.0071 | 0.09443% | 138 | 0 | 56328.1352 | 0.09738% | 212 | 0 | 0.0959% | 162 | 0
2020 | 8 | 5 | 2020-08-05 | 22 | 2020-08-05 | 23 | 66619.8556 | 0.08054% | 236 | 0 | 46289.0994 | 0.08002% | 355 | 0 | 0.08028% | 295 | 0
2020 | 8 | 5 | 2020-08-05 | 23 | 2020-08-05 | 24 | 40982.6383 | 0.04955% | 718 | 0 | 24371.1184 | 0.04213% | 912 | 0 | 0.04584% | 816 | 0
2020 | 8 | 5 | 2020-08-05 | 24 | 2020-08-06 | 1 | 18029.9545 | 0.0218% | 1595 | 0 | 8614.047 | 0.01489% | 1630 | 0 | 0.01834% | 1627 | 0
2020 | 8 | 6 | 2020-08-06 | 1 | 2020-08-06 | 2 | 5332.5739 | 0.006447% | 2439 | 0 | 2102.0349 | 0.003634% | 2275 | 0 | 0.00504% | 2398 | 0
2020 | 8 | 6 | 2020-08-06 | 2 | 2020-08-06 | 3 | 993.0804 | 0.001201% | 3354 | 0 | 600.6248 | 0.001038% | 2905 | 0 | 0.001119% | 3292 | 0
2020 | 8 | 6 | 2020-08-06 | 3 | 2020-08-06 | 4 | 482.1629 | 0.0005829% | 3678 | 0 | 207.6826 | 0.000359% | 3535 | 0 | 0.000471% | 3797 | 0
2020 | 8 | 6 | 2020-08-06 | 4 | 2020-08-06 | 5 | 301.4784 | 0.0003645% | 3883 | 0 | 202.5323 | 0.0003501% | 3555 | 0 | 0.0003573% | 3967 | 0
2020 | 8 | 6 | 2020-08-06 | 5 | 2020-08-06 | 6 | 545.3781 | 0.0006593% | 3626 | 0 | 255.8225 | 0.0004423% | 3410 | 0 | 0.0005508% | 3701 | 0
2020 | 8 | 6 | 2020-08-06 | 6 | 2020-08-06 | 7 | 1224.0973 | 0.00148% | 3234 | 0 | 825.3654 | 0.001427% | 2746 | 0 | 0.001453% | 3140 | 0
2020 | 8 | 6 | 2020-08-06 | 7 | 2020-08-06 | 8 | 3437.6423 | 0.004156% | 2699 | 0 | 1429.2713 | 0.002471% | 2458 | 0 | 0.003313% | 2638 | 0
2020 | 8 | 6 | 2020-08-06 | 8 | 2020-08-06 | 9 | 5882.545 | 0.007112% | 2383 | 0 | 780.7667 | 0.00135% | 2771 | 0 | 0.004231% | 2500 | 0
2020 | 8 | 6 | 2020-08-06 | 9 | 2020-08-06 | 10 | 4945.1852 | 0.005978% | 2485 | 0 | 554.6878 | 0.0009589% | 2952 | 0 | 0.003469% | 2605 | 0
2020 | 8 | 6 | 2020-08-06 | 10 | 2020-08-06 | 11 | 2003.9144 | 0.002423% | 2984 | 0 | 0 | 0% | 4870 | 0 | 0.001211% | 3250 | 0
2020 | 8 | 6 | 2020-08-06 | 11 | 2020-08-06 | 12 | 1029.358 | 0.001244% | 3334 | 0 | 0 | 0% | 4870 | 0 | 0.0006222% | 3639 | 0
2020 | 8 | 6 | 2020-08-06 | 12 | 2020-08-06 | 13 | 757.4828 | 0.0009158% | 3472 | 0 | 0 | 0% | 4870 | 0 | 0.0004579% | 3818 | 0
2020 | 8 | 6 | 2020-08-06 | 13 | 2020-08-06 | 14 | 1169.6501 | 0.001414% | 3260 | 0 | 0 | 0% | 4870 | 0 | 0.000707% | 3567 | 0
2020 | 8 | 6 | 2020-08-06 | 14 | 2020-08-06 | 15 | 2278.4033 | 0.002754% | 2913 | 0 | 0 | 0% | 4870 | 0 | 0.001377% | 3171 | 0
2020 | 8 | 6 | 2020-08-06 | 15 | 2020-08-06 | 16 | 6046.0699 | 0.007309% | 2364 | 0 | 140.3994 | 0.0002427% | 3766 | 0 | 0.003776% | 2561 | 0
2020 | 8 | 6 | 2020-08-06 | 16 | 2020-08-06 | 17 | 12463.002 | 0.01507% | 1882 | 0 | 915.0662 | 0.001582% | 2697 | 0 | 0.008325% | 2097 | 0
2020 | 8 | 6 | 2020-08-06 | 17 | 2020-08-06 | 18 | 26005.8214 | 0.03144% | 1234 | 0 | 3031.6672 | 0.005241% | 2112 | 0 | 0.01834% | 1628 | 0
2020 | 8 | 6 | 2020-08-06 | 18 | 2020-08-06 | 19 | 42786.7455 | 0.05173% | 660 | 0 | 12794.4769 | 0.02212% | 1387 | 0 | 0.03692% | 1040 | 0
2020 | 8 | 6 | 2020-08-06 | 19 | 2020-08-06 | 20 | 57760.772 | 0.06983% | 353 | 0 | 34621.0204 | 0.05985% | 605 | 0 | 0.06484% | 463 | 0
2020 | 8 | 6 | 2020-08-06 | 20 | 2020-08-06 | 21 | 62162.5667 | 0.07515% | 287 | 0 | 48878.9926 | 0.0845% | 310 | 0 | 0.07983% | 302 | 0
2020 | 8 | 6 | 2020-08-06 | 21 | 2020-08-06 | 22 | 67262.0683 | 0.08132% | 231 | 0 | 51367.7256 | 0.0888% | 277 | 0 | 0.08506% | 248 | 0
2020 | 8 | 6 | 2020-08-06 | 22 | 2020-08-06 | 23 | 54429.0799 | 0.0658% | 403 | 0 | 40872.4212 | 0.07066% | 453 | 0 | 0.06823% | 411 | 0
2020 | 8 | 6 | 2020-08-06 | 23 | 2020-08-06 | 24 | 32190.5246 | 0.03892% | 1005 | 0 | 22847.9073 | 0.0395% | 970 | 0 | 0.03921% | 978 | 0
2020 | 8 | 6 | 2020-08-06 | 24 | 2020-08-07 | 1 | 13036.4233 | 0.01576% | 1851 | 0 | 8409.5713 | 0.01454% | 1642 | 0 | 0.01515% | 1763 | 0
2020 | 8 | 7 | 2020-08-07 | 1 | 2020-08-07 | 2 | 3712.2484 | 0.004488% | 2654 | 0 | 2588.9525 | 0.004476% | 2195 | 0 | 0.004482% | 2472 | 0
2020 | 8 | 7 | 2020-08-07 | 2 | 2020-08-07 | 3 | 1924.6939 | 0.002327% | 3001 | 0 | 1237.9694 | 0.00214% | 2537 | 0 | 0.002234% | 2896 | 0
2020 | 8 | 7 | 2020-08-07 | 3 | 2020-08-07 | 4 | 974.9609 | 0.001179% | 3359 | 0 | 582.9675 | 0.001008% | 2920 | 0 | 0.001093% | 3304 | 0
2020 | 8 | 7 | 2020-08-07 | 4 | 2020-08-07 | 5 | 797.0087 | 0.0009635% | 3444 | 0 | 543.5502 | 0.0009397% | 2960 | 0 | 0.0009516% | 3390 | 0
2020 | 8 | 7 | 2020-08-07 | 5 | 2020-08-07 | 6 | 934.2631 | 0.001129% | 3376 | 0 | 667.2648 | 0.001154% | 2855 | 0 | 0.001142% | 3279 | 0
2020 | 8 | 7 | 2020-08-07 | 6 | 2020-08-07 | 7 | 2279.4444 | 0.002756% | 2912 | 0 | 1932.3907 | 0.003341% | 2327 | 0 | 0.003048% | 2691 | 0
2020 | 8 | 7 | 2020-08-07 | 7 | 2020-08-07 | 8 | 6039.6648 | 0.007302% | 2365 | 0 | 4215.3231 | 0.007287% | 1960 | 0 | 0.007294% | 2177 | 0
2020 | 8 | 7 | 2020-08-07 | 8 | 2020-08-07 | 9 | 7060.2127 | 0.008535% | 2280 | 0 | 3050.4437 | 0.005273% | 2108 | 0 | 0.006904% | 2206 | 0
2020 | 8 | 7 | 2020-08-07 | 9 | 2020-08-07 | 10 | 5897.7237 | 0.00713% | 2379 | 0 | 902.5946 | 0.00156% | 2709 | 0 | 0.004345% | 2490 | 0
2020 | 8 | 7 | 2020-08-07 | 10 | 2020-08-07 | 11 | 3696.8093 | 0.004469% | 2656 | 0 | 0 | 0% | 4870 | 0 | 0.002235% | 2895 | 0
2020 | 8 | 7 | 2020-08-07 | 11 | 2020-08-07 | 12 | 1471.2569 | 0.001779% | 3142 | 0 | 0 | 0% | 4870 | 0 | 0.0008893% | 3414 | 0
2020 | 8 | 7 | 2020-08-07 | 12 | 2020-08-07 | 13 | 905.1541 | 0.001094% | 3386 | 0 | 0 | 0% | 4870 | 0 | 0.0005471% | 3704 | 0
2020 | 8 | 7 | 2020-08-07 | 13 | 2020-08-07 | 14 | 798.956 | 0.0009659% | 3442 | 0 | 0 | 0% | 4870 | 0 | 0.0004829% | 3777 | 0
2020 | 8 | 7 | 2020-08-07 | 14 | 2020-08-07 | 15 | 1244.0984 | 0.001504% | 3222 | 0 | 0 | 0% | 4870 | 0 | 0.000752% | 3522 | 0
2020 | 8 | 7 | 2020-08-07 | 15 | 2020-08-07 | 16 | 2700.5633 | 0.003265% | 2828 | 0 | 0 | 0% | 4870 | 0 | 0.001632% | 3054 | 0
2020 | 8 | 7 | 2020-08-07 | 16 | 2020-08-07 | 17 | 6837.6046 | 0.008266% | 2304 | 0 | 415.9097 | 0.000719% | 3108 | 0 | 0.004493% | 2468 | 0
2020 | 8 | 7 | 2020-08-07 | 17 | 2020-08-07 | 18 | 14263.5068 | 0.01724% | 1793 | 0 | 1801.5535 | 0.003114% | 2355 | 0 | 0.01018% | 1992 | 0
2020 | 8 | 7 | 2020-08-07 | 18 | 2020-08-07 | 19 | 26193.986 | 0.03167% | 1225 | 0 | 7691.6229 | 0.0133% | 1682 | 0 | 0.02248% | 1487 | 0
2020 | 8 | 7 | 2020-08-07 | 19 | 2020-08-07 | 20 | 40306.4182 | 0.04873% | 734 | 0 | 28463.2452 | 0.04921% | 783 | 0 | 0.04897% | 764 | 0
2020 | 8 | 7 | 2020-08-07 | 20 | 2020-08-07 | 21 | 51194.1045 | 0.06189% | 456 | 0 | 48663.9845 | 0.08413% | 316 | 0 | 0.07301% | 364 | 0
2020 | 8 | 7 | 2020-08-07 | 21 | 2020-08-07 | 22 | 57492.4704 | 0.06951% | 359 | 0 | 53072.5792 | 0.09175% | 255 | 0 | 0.08063% | 292 | 0
2020 | 8 | 7 | 2020-08-07 | 22 | 2020-08-07 | 23 | 45377.4112 | 0.05486% | 597 | 0 | 42224.1896 | 0.073% | 422 | 0 | 0.06393% | 478 | 0
2020 | 8 | 7 | 2020-08-07 | 23 | 2020-08-07 | 24 | 24890.3256 | 0.03009% | 1288 | 0 | 21929.8169 | 0.03791% | 1003 | 0 | 0.034% | 1118 | 0
2020 | 8 | 7 | 2020-08-07 | 24 | 2020-08-08 | 1 | 8476.083 | 0.01025% | 2152 | 0 | 7218.6746 | 0.01248% | 1715 | 0 | 0.01136% | 1935 | 0
2020 | 8 | 8 | 2020-08-08 | 1 | 2020-08-08 | 2 | 2079.7322 | 0.002514% | 2962 | 0 | 1710.013 | 0.002956% | 2394 | 0 | 0.002735% | 2767 | 0
2020 | 8 | 8 | 2020-08-08 | 2 | 2020-08-08 | 3 | 762.4861 | 0.0009218% | 3470 | 0 | 362.3376 | 0.0006264% | 3199 | 0 | 0.0007741% | 3508 | 0
2020 | 8 | 8 | 2020-08-08 | 3 | 2020-08-08 | 4 | 229.7778 | 0.0002778% | 3985 | 0 | 182.8661 | 0.0003161% | 3620 | 0 | 0.000297% | 4077 | 0
2020 | 8 | 8 | 2020-08-08 | 4 | 2020-08-08 | 5 | 158.7271 | 0.0001919% | 4113 | 0 | 75.4549 | 0.0001304% | 4069 | 0 | 0.0001612% | 4408 | 0
2020 | 8 | 8 | 2020-08-08 | 5 | 2020-08-08 | 6 | 132.5535 | 0.0001603% | 4174 | 0 | 169.7358 | 0.0002934% | 3666 | 0 | 0.0002268% | 4215 | 0
2020 | 8 | 8 | 2020-08-08 | 6 | 2020-08-08 | 7 | 235.2862 | 0.0002844% | 3973 | 0 | 246.0928 | 0.0004254% | 3436 | 0 | 0.0003549% | 3972 | 0
2020 | 8 | 8 | 2020-08-08 | 7 | 2020-08-08 | 8 | 481.8981 | 0.0005826% | 3679 | 0 | 302.693 | 0.0005233% | 3311 | 0 | 0.0005529% | 3695 | 0
2020 | 8 | 8 | 2020-08-08 | 8 | 2020-08-08 | 9 | 580.1863 | 0.0007014% | 3598 | 0 | 39.7974 | 6.88e-05% | 4370 | 0 | 0.0003851% | 3915 | 0
2020 | 8 | 8 | 2020-08-08 | 9 | 2020-08-08 | 10 | 266.55 | 0.0003222% | 3927 | 0 | 603.1319 | 0.001043% | 2902 | 0 | 0.0006825% | 3586 | 0
2020 | 8 | 8 | 2020-08-08 | 10 | 2020-08-08 | 11 | 71.7748 | 8.677e-05% | 4352 | 0 | 0 | 0% | 4870 | 0 | 4.339e-05% | 5023 | 0
2020 | 8 | 8 | 2020-08-08 | 11 | 2020-08-08 | 12 | 0 | 0% | 5135 | 0 | 0 | 0% | 4870 | 0 | 0% | 5626 | 0
2020 | 8 | 8 | 2020-08-08 | 12 | 2020-08-08 | 13 | 0 | 0% | 5135 | 0 | 0 | 0% | 4870 | 0 | 0% | 5626 | 0
2020 | 8 | 8 | 2020-08-08 | 13 | 2020-08-08 | 14 | 0 | 0% | 5135 | 0 | 0 | 0% | 4870 | 0 | 0% | 5626 | 0
2020 | 8 | 8 | 2020-08-08 | 14 | 2020-08-08 | 15 | 0 | 0% | 5135 | 0 | 0 | 0% | 4870 | 0 | 0% | 5626 | 0
2020 | 8 | 8 | 2020-08-08 | 15 | 2020-08-08 | 16 | 105.3904 | 0.0001274% | 4247 | 0 | 0 | 0% | 4870 | 0 | 6.371e-05% | 4862 | 0
2020 | 8 | 8 | 2020-08-08 | 16 | 2020-08-08 | 17 | 958.1134 | 0.001158% | 3365 | 0 | 345.9937 | 0.0005981% | 3228 | 0 | 0.0008782% | 3421 | 0
2020 | 8 | 8 | 2020-08-08 | 17 | 2020-08-08 | 18 | 4923.2949 | 0.005952% | 2490 | 0 | 155.7525 | 0.0002693% | 3710 | 0 | 0.003111% | 2675 | 0
2020 | 8 | 8 | 2020-08-08 | 18 | 2020-08-08 | 19 | 15845.7207 | 0.01916% | 1713 | 0 | 2912.0495 | 0.005034% | 2127 | 0 | 0.0121% | 1898 | 0
2020 | 8 | 8 | 2020-08-08 | 19 | 2020-08-08 | 20 | 31030.3574 | 0.03751% | 1043 | 0 | 15025.1769 | 0.02597% | 1280 | 0 | 0.03174% | 1175 | 0
2020 | 8 | 8 | 2020-08-08 | 20 | 2020-08-08 | 21 | 39927.8543 | 0.04827% | 741 | 0 | 30165.2013 | 0.05215% | 722 | 0 | 0.05021% | 734 | 0
2020 | 8 | 8 | 2020-08-08 | 21 | 2020-08-08 | 22 | 47522.6445 | 0.05745% | 539 | 0 | 37484.72 | 0.0648% | 527 | 0 | 0.06113% | 522 | 0
2020 | 8 | 8 | 2020-08-08 | 22 | 2020-08-08 | 23 | 35005.6738 | 0.04232% | 918 | 0 | 26298.4662 | 0.04546% | 847 | 0 | 0.04389% | 863 | 0
2020 | 8 | 8 | 2020-08-08 | 23 | 2020-08-08 | 24 | 17286.3178 | 0.0209% | 1632 | 0 | 12181.3791 | 0.02106% | 1424 | 0 | 0.02098% | 1544 | 0
2020 | 8 | 8 | 2020-08-08 | 24 | 2020-08-09 | 1 | 5150.1944 | 0.006226% | 2455 | 0 | 2866.9447 | 0.004956% | 2133 | 0 | 0.005591% | 2348 | 0
2020 | 8 | 9 | 2020-08-09 | 1 | 2020-08-09 | 2 | 2150.158 | 0.002599% | 2948 | 0 | 839.75 | 0.001452% | 2737 | 0 | 0.002026% | 2939 | 0
2020 | 8 | 9 | 2020-08-09 | 2 | 2020-08-09 | 3 | 816.7899 | 0.0009875% | 3433 | 0 | 127.1044 | 0.0002197% | 3822 | 0 | 0.0006036% | 3665 | 0
2020 | 8 | 9 | 2020-08-09 | 3 | 2020-08-09 | 4 | 383.1169 | 0.0004632% | 3785 | 0 | 79.1537 | 0.0001368% | 4050 | 0 | 0.0003% | 4067 | 0
2020 | 8 | 9 | 2020-08-09 | 4 | 2020-08-09 | 5 | 233.9036 | 0.0002828% | 3974 | 0 | 35.975 | 6.219e-05% | 4409 | 0 | 0.0001725% | 4374 | 0
2020 | 8 | 9 | 2020-08-09 | 5 | 2020-08-09 | 6 | 256.8899 | 0.0003106% | 3942 | 0 | 66.0775 | 0.0001142% | 4139 | 0 | 0.0002124% | 4252 | 0
2020 | 8 | 9 | 2020-08-09 | 6 | 2020-08-09 | 7 | 416.9584 | 0.0005041% | 3745 | 0 | 190.9379 | 0.0003301% | 3591 | 0 | 0.0004171% | 3863 | 0
2020 | 8 | 9 | 2020-08-09 | 7 | 2020-08-09 | 8 | 477.3664 | 0.0005771% | 3682 | 0 | 319.7555 | 0.0005528% | 3271 | 0 | 0.0005649% | 3685 | 0
2020 | 8 | 9 | 2020-08-09 | 8 | 2020-08-09 | 9 | 593.3468 | 0.0007173% | 3593 | 0 | 0 | 0% | 4870 | 0 | 0.0003587% | 3960 | 0
2020 | 8 | 9 | 2020-08-09 | 9 | 2020-08-09 | 10 | 309.1049 | 0.0003737% | 3876 | 0 | 746.7277 | 0.001291% | 2797 | 0 | 0.0008323% | 3454 | 0
2020 | 8 | 9 | 2020-08-09 | 10 | 2020-08-09 | 11 | 106.8277 | 0.0001291% | 4244 | 0 | 0 | 0% | 4870 | 0 | 6.457e-05% | 4855 | 0
2020 | 8 | 9 | 2020-08-09 | 11 | 2020-08-09 | 12 | 0 | 0% | 5135 | 0 | 0 | 0% | 4870 | 0 | 0% | 5626 | 0
2020 | 8 | 9 | 2020-08-09 | 12 | 2020-08-09 | 13 | 0 | 0% | 5135 | 0 | 0 | 0% | 4870 | 0 | 0% | 5626 | 0
2020 | 8 | 9 | 2020-08-09 | 13 | 2020-08-09 | 14 | 0 | 0% | 5135 | 0 | 0 | 0% | 4870 | 0 | 0% | 5626 | 0
2020 | 8 | 9 | 2020-08-09 | 14 | 2020-08-09 | 15 | 0 | 0% | 5135 | 0 | 0 | 0% | 4870 | 0 | 0% | 5626 | 0
2020 | 8 | 9 | 2020-08-09 | 15 | 2020-08-09 | 16 | 267.9048 | 0.0003239% | 3924 | 0 | 0 | 0% | 4870 | 0 | 0.0001619% | 4404 | 0
2020 | 8 | 9 | 2020-08-09 | 16 | 2020-08-09 | 17 | 1673.8432 | 0.002024% | 3067 | 0 | 325.3458 | 0.0005624% | 3264 | 0 | 0.001293% | 3208 | 0
2020 | 8 | 9 | 2020-08-09 | 17 | 2020-08-09 | 18 | 7358.5598 | 0.008896% | 2251 | 0 | 49.4802 | 8.554e-05% | 4280 | 0 | 0.004491% | 2470 | 0
2020 | 8 | 9 | 2020-08-09 | 18 | 2020-08-09 | 19 | 19333.4689 | 0.02337% | 1536 | 0 | 2019.9761 | 0.003492% | 2301 | 0 | 0.01343% | 1846 | 0
2020 | 8 | 9 | 2020-08-09 | 19 | 2020-08-09 | 20 | 34455.6562 | 0.04166% | 941 | 0 | 17103.6098 | 0.02957% | 1193 | 0 | 0.03561% | 1071 | 0
2020 | 8 | 9 | 2020-08-09 | 20 | 2020-08-09 | 21 | 42526.1477 | 0.05141% | 671 | 0 | 29304.8418 | 0.05066% | 752 | 0 | 0.05104% | 706 | 0
2020 | 8 | 9 | 2020-08-09 | 21 | 2020-08-09 | 22 | 50765.6608 | 0.06137% | 465 | 0 | 35264.7784 | 0.06096% | 583 | 0 | 0.06117% | 519 | 0
2020 | 8 | 9 | 2020-08-09 | 22 | 2020-08-09 | 23 | 37069.9036 | 0.04482% | 836 | 0 | 25771.0982 | 0.04455% | 856 | 0 | 0.04468% | 840 | 0
2020 | 8 | 9 | 2020-08-09 | 23 | 2020-08-09 | 24 | 19689.21 | 0.0238% | 1518 | 0 | 13557.3804 | 0.02344% | 1346 | 0 | 0.02362% | 1439 | 0
2020 | 8 | 9 | 2020-08-09 | 24 | 2020-08-10 | 1 | 5998.8252 | 0.007252% | 2370 | 0 | 3143.875 | 0.005435% | 2095 | 0 | 0.006344% | 2255 | 0
2020 | 8 | 10 | 2020-08-10 | 1 | 2020-08-10 | 2 | 3208.7612 | 0.003879% | 2736 | 0 | 2075.17 | 0.003587% | 2283 | 0 | 0.003733% | 2569 | 0
2020 | 8 | 10 | 2020-08-10 | 2 | 2020-08-10 | 3 | 1152.628 | 0.001393% | 3269 | 0 | 962.542 | 0.001664% | 2667 | 0 | 0.001529% | 3101 | 0
2020 | 8 | 10 | 2020-08-10 | 3 | 2020-08-10 | 4 | 631.7418 | 0.0007637% | 3563 | 0 | 409.1984 | 0.0007074% | 3126 | 0 | 0.0007356% | 3543 | 0
2020 | 8 | 10 | 2020-08-10 | 4 | 2020-08-10 | 5 | 434.6514 | 0.0005255% | 3720 | 0 | 411.4389 | 0.0007113% | 3122 | 0 | 0.0006184% | 3647 | 0
2020 | 8 | 10 | 2020-08-10 | 5 | 2020-08-10 | 6 | 707.2136 | 0.000855% | 3504 | 0 | 516.9222 | 0.0008936% | 2994 | 0 | 0.0008743% | 3425 | 0
2020 | 8 | 10 | 2020-08-10 | 6 | 2020-08-10 | 7 | 1786.6893 | 0.00216% | 3029 | 0 | 1453.2717 | 0.002512% | 2452 | 0 | 0.002336% | 2856 | 0
2020 | 8 | 10 | 2020-08-10 | 7 | 2020-08-10 | 8 | 5330.6189 | 0.006444% | 2441 | 0 | 2762.9429 | 0.004776% | 2152 | 0 | 0.00561% | 2346 | 0
2020 | 8 | 10 | 2020-08-10 | 8 | 2020-08-10 | 9 | 7969.9402 | 0.009635% | 2185 | 0 | 2520.4247 | 0.004357% | 2206 | 0 | 0.006996% | 2195 | 0
2020 | 8 | 10 | 2020-08-10 | 9 | 2020-08-10 | 10 | 7880.014 | 0.009527% | 2197 | 0 | 937.4284 | 0.001621% | 2682 | 0 | 0.005574% | 2350 | 0
2020 | 8 | 10 | 2020-08-10 | 10 | 2020-08-10 | 11 | 3129.2643 | 0.003783% | 2748 | 0 | 76.5454 | 0.0001323% | 4066 | 0 | 0.001958% | 2964 | 0
2020 | 8 | 10 | 2020-08-10 | 11 | 2020-08-10 | 12 | 1765.9829 | 0.002135% | 3038 | 0 | 0 | 0% | 4870 | 0 | 0.001067% | 3317 | 0
2020 | 8 | 10 | 2020-08-10 | 12 | 2020-08-10 | 13 | 874.0391 | 0.001057% | 3401 | 0 | 0 | 0% | 4870 | 0 | 0.0005283% | 3721 | 0
2020 | 8 | 10 | 2020-08-10 | 13 | 2020-08-10 | 14 | 769.5944 | 0.0009304% | 3463 | 0 | 0 | 0% | 4870 | 0 | 0.0004652% | 3810 | 0
2020 | 8 | 10 | 2020-08-10 | 14 | 2020-08-10 | 15 | 1221.7644 | 0.001477% | 3235 | 0 | 0 | 0% | 4870 | 0 | 0.0007385% | 3535 | 0
2020 | 8 | 10 | 2020-08-10 | 15 | 2020-08-10 | 16 | 2482.5641 | 0.003001% | 2873 | 0 | 44.0598 | 7.617e-05% | 4333 | 0 | 0.001539% | 3098 | 0
2020 | 8 | 10 | 2020-08-10 | 16 | 2020-08-10 | 17 | 8526.4467 | 0.01031% | 2148 | 0 | 415.2071 | 0.0007178% | 3110 | 0 | 0.005513% | 2356 | 0
2020 | 8 | 10 | 2020-08-10 | 17 | 2020-08-10 | 18 | 16607.8523 | 0.02008% | 1667 | 0 | 2184.4447 | 0.003776% | 2262 | 0 | 0.01193% | 1914 | 0
2020 | 8 | 10 | 2020-08-10 | 18 | 2020-08-10 | 19 | 30796.8197 | 0.03723% | 1053 | 0 | 11073.4883 | 0.01914% | 1480 | 0 | 0.02819% | 1278 | 0
2020 | 8 | 10 | 2020-08-10 | 19 | 2020-08-10 | 20 | 44724.3691 | 0.05407% | 615 | 0 | 29462.7608 | 0.05093% | 747 | 0 | 0.0525% | 689 | 0
2020 | 8 | 10 | 2020-08-10 | 20 | 2020-08-10 | 21 | 51133.8781 | 0.06182% | 457 | 0 | 44977.2638 | 0.07775% | 379 | 0 | 0.06979% | 397 | 0
2020 | 8 | 10 | 2020-08-10 | 21 | 2020-08-10 | 22 | 58314.72 | 0.0705% | 342 | 0 | 48547.6944 | 0.08393% | 317 | 0 | 0.07721% | 319 | 0
2020 | 8 | 10 | 2020-08-10 | 22 | 2020-08-10 | 23 | 46710.4069 | 0.05647% | 563 | 0 | 39989.1447 | 0.06913% | 464 | 0 | 0.0628% | 494 | 0
2020 | 8 | 10 | 2020-08-10 | 23 | 2020-08-10 | 24 | 25989.3071 | 0.03142% | 1238 | 0 | 22508.6007 | 0.03891% | 980 | 0 | 0.03517% | 1082 | 0
2020 | 8 | 10 | 2020-08-10 | 24 | 2020-08-11 | 1 | 9762.5627 | 0.0118% | 2048 | 0 | 8088.1004 | 0.01398% | 1655 | 0 | 0.01289% | 1867 | 0
2020 | 8 | 11 | 2020-08-11 | 1 | 2020-08-11 | 2 | 4943.2131 | 0.005976% | 2486 | 0 | 4052.1139 | 0.007005% | 1978 | 0 | 0.006491% | 2244 | 0
2020 | 8 | 11 | 2020-08-11 | 2 | 2020-08-11 | 3 | 1947.6092 | 0.002355% | 2993 | 0 | 1600.0404 | 0.002766% | 2419 | 0 | 0.00256% | 2810 | 0
2020 | 8 | 11 | 2020-08-11 | 3 | 2020-08-11 | 4 | 871.9047 | 0.001054% | 3403 | 0 | 699.545 | 0.001209% | 2826 | 0 | 0.001132% | 3286 | 0
2020 | 8 | 11 | 2020-08-11 | 4 | 2020-08-11 | 5 | 571.1456 | 0.0006905% | 3606 | 0 | 601.2531 | 0.001039% | 2904 | 0 | 0.000865% | 3434 | 0
2020 | 8 | 11 | 2020-08-11 | 5 | 2020-08-11 | 6 | 726.3176 | 0.0008781% | 3490 | 0 | 678.1206 | 0.001172% | 2843 | 0 | 0.001025% | 3338 | 0
2020 | 8 | 11 | 2020-08-11 | 6 | 2020-08-11 | 7 | 1794.2728 | 0.002169% | 3026 | 0 | 1755.2937 | 0.003034% | 2373 | 0 | 0.002602% | 2800 | 0
2020 | 8 | 11 | 2020-08-11 | 7 | 2020-08-11 | 8 | 5763.1722 | 0.006967% | 2393 | 0 | 4247.3225 | 0.007343% | 1952 | 0 | 0.007155% | 2185 | 0
2020 | 8 | 11 | 2020-08-11 | 8 | 2020-08-11 | 9 | 7706.512 | 0.009317% | 2211 | 0 | 2220.7457 | 0.003839% | 2256 | 0 | 0.006578% | 2235 | 0
2020 | 8 | 11 | 2020-08-11 | 9 | 2020-08-11 | 10 | 7200.3511 | 0.008705% | 2264 | 0 | 741.0827 | 0.001281% | 2800 | 0 | 0.004993% | 2403 | 0
2020 | 8 | 11 | 2020-08-11 | 10 | 2020-08-11 | 11 | 2978.2089 | 0.003601% | 2774 | 0 | 56.6168 | 9.788e-05% | 4209 | 0 | 0.001849% | 2988 | 0
2020 | 8 | 11 | 2020-08-11 | 11 | 2020-08-11 | 12 | 1591.5603 | 0.001924% | 3101 | 0 | 0 | 0% | 4870 | 0 | 0.0009621% | 3374 | 0
2020 | 8 | 11 | 2020-08-11 | 12 | 2020-08-11 | 13 | 1051.0388 | 0.001271% | 3323 | 0 | 0 | 0% | 4870 | 0 | 0.0006353% | 3623 | 0
2020 | 8 | 11 | 2020-08-11 | 13 | 2020-08-11 | 14 | 1117.5958 | 0.001351% | 3293 | 0 | 0 | 0% | 4870 | 0 | 0.0006756% | 3595 | 0
2020 | 8 | 11 | 2020-08-11 | 14 | 2020-08-11 | 15 | 2021.9365 | 0.002444% | 2976 | 0 | 0 | 0% | 4870 | 0 | 0.001222% | 3240 | 0
2020 | 8 | 11 | 2020-08-11 | 15 | 2020-08-11 | 16 | 4137.8982 | 0.005003% | 2586 | 0 | 47.4302 | 8.2e-05% | 4305 | 0 | 0.002542% | 2818 | 0
2020 | 8 | 11 | 2020-08-11 | 16 | 2020-08-11 | 17 | 10598.4067 | 0.01281% | 1988 | 0 | 1692.6102 | 0.002926% | 2398 | 0 | 0.00787% | 2127 | 0
2020 | 8 | 11 | 2020-08-11 | 17 | 2020-08-11 | 18 | 22163.3434 | 0.02679% | 1418 | 0 | 3444.4435 | 0.005955% | 2049 | 0 | 0.01637% | 1701 | 0
2020 | 8 | 11 | 2020-08-11 | 18 | 2020-08-11 | 19 | 38098.9649 | 0.04606% | 798 | 0 | 14895.2826 | 0.02575% | 1286 | 0 | 0.03591% | 1064 | 0
2020 | 8 | 11 | 2020-08-11 | 19 | 2020-08-11 | 20 | 52247.317 | 0.06316% | 436 | 0 | 40862.2231 | 0.07064% | 454 | 0 | 0.0669% | 430 | 0
2020 | 8 | 11 | 2020-08-11 | 20 | 2020-08-11 | 21 | 58457.1035 | 0.07067% | 339 | 0 | 55844.2371 | 0.09654% | 220 | 0 | 0.08361% | 264 | 0
2020 | 8 | 11 | 2020-08-11 | 21 | 2020-08-11 | 22 | 62366.6236 | 0.0754% | 284 | 0 | 54936.0071 | 0.09497% | 231 | 0 | 0.08518% | 246 | 0
2020 | 8 | 11 | 2020-08-11 | 22 | 2020-08-11 | 23 | 50251.7271 | 0.06075% | 480 | 0 | 44271.7911 | 0.07653% | 388 | 0 | 0.06864% | 408 | 0
2020 | 8 | 11 | 2020-08-11 | 23 | 2020-08-11 | 24 | 28802.3549 | 0.03482% | 1126 | 0 | 24910.5091 | 0.04306% | 884 | 0 | 0.03894% | 986 | 0
2020 | 8 | 11 | 2020-08-11 | 24 | 2020-08-12 | 1 | 11900.8687 | 0.01439% | 1910 | 0 | 9403.318 | 0.01626% | 1579 | 0 | 0.01532% | 1752 | 0
2020 | 8 | 12 | 2020-08-12 | 1 | 2020-08-12 | 2 | 5361.0903 | 0.006481% | 2436 | 0 | 3883.4247 | 0.006713% | 1995 | 0 | 0.006597% | 2234 | 0
2020 | 8 | 12 | 2020-08-12 | 2 | 2020-08-12 | 3 | 1667.1711 | 0.002016% | 3069 | 0 | 1206.6057 | 0.002086% | 2551 | 0 | 0.002051% | 2936 | 0
2020 | 8 | 12 | 2020-08-12 | 3 | 2020-08-12 | 4 | 670.3822 | 0.0008105% | 3534 | 0 | 571.4301 | 0.0009879% | 2933 | 0 | 0.0008992% | 3411 | 0
2020 | 8 | 12 | 2020-08-12 | 4 | 2020-08-12 | 5 | 346.0903 | 0.0004184% | 3823 | 0 | 366.1424 | 0.000633% | 3189 | 0 | 0.0005257% | 3727 | 0
2020 | 8 | 12 | 2020-08-12 | 5 | 2020-08-12 | 6 | 720.9752 | 0.0008716% | 3496 | 0 | 621.0678 | 0.001074% | 2882 | 0 | 0.0009726% | 3364 | 0
2020 | 8 | 12 | 2020-08-12 | 6 | 2020-08-12 | 7 | 1969.0213 | 0.00238% | 2990 | 0 | 1964.0731 | 0.003395% | 2318 | 0 | 0.002888% | 2735 | 0
2020 | 8 | 12 | 2020-08-12 | 7 | 2020-08-12 | 8 | 7084.8485 | 0.008565% | 2277 | 0 | 5090.5044 | 0.0088% | 1870 | 0 | 0.008683% | 2075 | 0
2020 | 8 | 12 | 2020-08-12 | 8 | 2020-08-12 | 9 | 9829.534 | 0.01188% | 2041 | 0 | 3341.6024 | 0.005777% | 2060 | 0 | 0.00883% | 2069 | 0
2020 | 8 | 12 | 2020-08-12 | 9 | 2020-08-12 | 10 | 9143.7892 | 0.01105% | 2094 | 0 | 870.3294 | 0.001505% | 2724 | 0 | 0.006279% | 2263 | 0
2020 | 8 | 12 | 2020-08-12 | 10 | 2020-08-12 | 11 | 4714.6589 | 0.0057% | 2515 | 0 | 132.8532 | 0.0002297% | 3798 | 0 | 0.002965% | 2713 | 0
2020 | 8 | 12 | 2020-08-12 | 11 | 2020-08-12 | 12 | 3040.1016 | 0.003675% | 2764 | 0 | 0 | 0% | 4870 | 0 | 0.001838% | 2991 | 0
2020 | 8 | 12 | 2020-08-12 | 12 | 2020-08-12 | 13 | 1190.1126 | 0.001439% | 3248 | 0 | 0 | 0% | 4870 | 0 | 0.0007194% | 3552 | 0
2020 | 8 | 12 | 2020-08-12 | 13 | 2020-08-12 | 14 | 1070.7118 | 0.001294% | 3313 | 0 | 0 | 0% | 4870 | 0 | 0.0006472% | 3612 | 0
2020 | 8 | 12 | 2020-08-12 | 14 | 2020-08-12 | 15 | 1874.4505 | 0.002266% | 3014 | 0 | 0 | 0% | 4870 | 0 | 0.001133% | 3285 | 0
2020 | 8 | 12 | 2020-08-12 | 15 | 2020-08-12 | 16 | 4423.2261 | 0.005347% | 2545 | 0 | 30.2708 | 5.233e-05% | 4477 | 0 | 0.0027% | 2778 | 0
2020 | 8 | 12 | 2020-08-12 | 16 | 2020-08-12 | 17 | 11499.2291 | 0.0139% | 1934 | 0 | 704.5882 | 0.001218% | 2823 | 0 | 0.00756% | 2151 | 0
2020 | 8 | 12 | 2020-08-12 | 17 | 2020-08-12 | 18 | 21897.2009 | 0.02647% | 1427 | 0 | 3388.5577 | 0.005858% | 2053 | 0 | 0.01617% | 1710 | 0
2020 | 8 | 12 | 2020-08-12 | 18 | 2020-08-12 | 19 | 40463.3888 | 0.04892% | 728 | 0 | 18232.5564 | 0.03152% | 1149 | 0 | 0.04022% | 953 | 0
2020 | 8 | 12 | 2020-08-12 | 19 | 2020-08-12 | 20 | 58090.8664 | 0.07023% | 346 | 0 | 43495.8868 | 0.07519% | 401 | 0 | 0.07271% | 367 | 0
2020 | 8 | 12 | 2020-08-12 | 20 | 2020-08-12 | 21 | 65891.7184 | 0.07966% | 245 | 0 | 58178.957 | 0.1006% | 184 | 0 | 0.09012% | 204 | 0
2020 | 8 | 12 | 2020-08-12 | 21 | 2020-08-12 | 22 | 70902.2073 | 0.08572% | 192 | 0 | 57345.5951 | 0.09914% | 194 | 0 | 0.09243% | 181 | 0
2020 | 8 | 12 | 2020-08-12 | 22 | 2020-08-12 | 23 | 57216.093 | 0.06917% | 366 | 0 | 45642.1682 | 0.0789% | 366 | 0 | 0.07404% | 349 | 0
2020 | 8 | 12 | 2020-08-12 | 23 | 2020-08-12 | 24 | 33223.7147 | 0.04017% | 970 | 0 | 25599.0853 | 0.04425% | 861 | 0 | 0.04221% | 903 | 0
2020 | 8 | 12 | 2020-08-12 | 24 | 2020-08-13 | 1 | 12734.3292 | 0.0154% | 1869 | 0 | 9116.9771 | 0.01576% | 1598 | 0 | 0.01558% | 1740 | 0
2020 | 8 | 13 | 2020-08-13 | 1 | 2020-08-13 | 2 | 5379.5548 | 0.006504% | 2432 | 0 | 3250.6706 | 0.00562% | 2079 | 0 | 0.006062% | 2287 | 0
2020 | 8 | 13 | 2020-08-13 | 2 | 2020-08-13 | 3 | 1560.8369 | 0.001887% | 3112 | 0 | 1071.1677 | 0.001852% | 2598 | 0 | 0.001869% | 2981 | 0
2020 | 8 | 13 | 2020-08-13 | 3 | 2020-08-13 | 4 | 774.4048 | 0.0009362% | 3457 | 0 | 503.701 | 0.0008708% | 3008 | 0 | 0.0009035% | 3409 | 0
2020 | 8 | 13 | 2020-08-13 | 4 | 2020-08-13 | 5 | 560.2392 | 0.0006773% | 3614 | 0 | 305.0846 | 0.0005274% | 3306 | 0 | 0.0006024% | 3666 | 0
2020 | 8 | 13 | 2020-08-13 | 5 | 2020-08-13 | 6 | 817.9834 | 0.0009889% | 3432 | 0 | 549.6346 | 0.0009502% | 2956 | 0 | 0.0009695% | 3367 | 0
2020 | 8 | 13 | 2020-08-13 | 6 | 2020-08-13 | 7 | 1835.9751 | 0.00222% | 3019 | 0 | 1692.0825 | 0.002925% | 2399 | 0 | 0.002572% | 2806 | 0
2020 | 8 | 13 | 2020-08-13 | 7 | 2020-08-13 | 8 | 7084.1381 | 0.008564% | 2278 | 0 | 4383.1585 | 0.007577% | 1938 | 0 | 0.008071% | 2113 | 0
2020 | 8 | 13 | 2020-08-13 | 8 | 2020-08-13 | 9 | 9731.5886 | 0.01177% | 2053 | 0 | 3069.4655 | 0.005306% | 2101 | 0 | 0.008536% | 2083 | 0
2020 | 8 | 13 | 2020-08-13 | 9 | 2020-08-13 | 10 | 9294.2407 | 0.01124% | 2088 | 0 | 892.7363 | 0.001543% | 2716 | 0 | 0.00639% | 2252 | 0
2020 | 8 | 13 | 2020-08-13 | 10 | 2020-08-13 | 11 | 4232.8032 | 0.005117% | 2573 | 0 | 0 | 0% | 4870 | 0 | 0.002559% | 2811 | 0
2020 | 8 | 13 | 2020-08-13 | 11 | 2020-08-13 | 12 | 2505.2019 | 0.003029% | 2867 | 0 | 0 | 0% | 4870 | 0 | 0.001514% | 3108 | 0
2020 | 8 | 13 | 2020-08-13 | 12 | 2020-08-13 | 13 | 1574.4255 | 0.001903% | 3107 | 0 | 0 | 0% | 4870 | 0 | 0.0009517% | 3389 | 0
2020 | 8 | 13 | 2020-08-13 | 13 | 2020-08-13 | 14 | 1922.5949 | 0.002324% | 3003 | 0 | 0 | 0% | 4870 | 0 | 0.001162% | 3270 | 0
2020 | 8 | 13 | 2020-08-13 | 14 | 2020-08-13 | 15 | 3178.0932 | 0.003842% | 2739 | 0 | 0 | 0% | 4870 | 0 | 0.001921% | 2971 | 0
2020 | 8 | 13 | 2020-08-13 | 15 | 2020-08-13 | 16 | 7820.3813 | 0.009454% | 2200 | 0 | 0 | 0% | 4870 | 0 | 0.004727% | 2436 | 0
2020 | 8 | 13 | 2020-08-13 | 16 | 2020-08-13 | 17 | 16363.8156 | 0.01978% | 1681 | 0 | 1319.3909 | 0.002281% | 2507 | 0 | 0.01103% | 1952 | 0
2020 | 8 | 13 | 2020-08-13 | 17 | 2020-08-13 | 18 | 29654.9224 | 0.03585% | 1099 | 0 | 4227.6672 | 0.007309% | 1958 | 0 | 0.02158% | 1521 | 0
2020 | 8 | 13 | 2020-08-13 | 18 | 2020-08-13 | 19 | 47805.4337 | 0.05779% | 532 | 0 | 15099.7484 | 0.0261% | 1277 | 0 | 0.04195% | 913 | 0
2020 | 8 | 13 | 2020-08-13 | 19 | 2020-08-13 | 20 | 62227.376 | 0.07523% | 286 | 0 | 39930.3412 | 0.06903% | 469 | 0 | 0.07213% | 373 | 0
2020 | 8 | 13 | 2020-08-13 | 20 | 2020-08-13 | 21 | 70108.9642 | 0.08476% | 204 | 0 | 55585.8063 | 0.09609% | 223 | 0 | 0.09043% | 198 | 0
2020 | 8 | 13 | 2020-08-13 | 21 | 2020-08-13 | 22 | 72345.9575 | 0.08746% | 181 | 0 | 55973.5366 | 0.09676% | 218 | 0 | 0.09211% | 183 | 0
2020 | 8 | 13 | 2020-08-13 | 22 | 2020-08-13 | 23 | 57583.4327 | 0.06962% | 358 | 0 | 46004.1165 | 0.07953% | 362 | 0 | 0.07457% | 345 | 0
2020 | 8 | 13 | 2020-08-13 | 23 | 2020-08-13 | 24 | 33349.8308 | 0.04032% | 969 | 0 | 25555.0257 | 0.04418% | 865 | 0 | 0.04225% | 901 | 0
2020 | 8 | 13 | 2020-08-13 | 24 | 2020-08-14 | 1 | 13559.8905 | 0.01639% | 1822 | 0 | 9145.479 | 0.01581% | 1597 | 0 | 0.0161% | 1712 | 0
2020 | 8 | 14 | 2020-08-14 | 1 | 2020-08-14 | 2 | 5859.0937 | 0.007083% | 2385 | 0 | 2513.8534 | 0.004346% | 2208 | 0 | 0.005715% | 2334 | 0
2020 | 8 | 14 | 2020-08-14 | 2 | 2020-08-14 | 3 | 1145.4588 | 0.001385% | 3274 | 0 | 518.698 | 0.0008967% | 2990 | 0 | 0.001141% | 3280 | 0
2020 | 8 | 14 | 2020-08-14 | 3 | 2020-08-14 | 4 | 381.1508 | 0.0004608% | 3787 | 0 | 113.5688 | 0.0001963% | 3873 | 0 | 0.0003286% | 4021 | 0
2020 | 8 | 14 | 2020-08-14 | 4 | 2020-08-14 | 5 | 275.1245 | 0.0003326% | 3916 | 0 | 69.1784 | 0.0001196% | 4119 | 0 | 0.0002261% | 4219 | 0
2020 | 8 | 14 | 2020-08-14 | 5 | 2020-08-14 | 6 | 508.2112 | 0.0006144% | 3657 | 0 | 198.1488 | 0.0003426% | 3569 | 0 | 0.0004785% | 3788 | 0
2020 | 8 | 14 | 2020-08-14 | 6 | 2020-08-14 | 7 | 1466.8318 | 0.001773% | 3145 | 0 | 575.1467 | 0.0009943% | 2930 | 0 | 0.001384% | 3169 | 0
2020 | 8 | 14 | 2020-08-14 | 7 | 2020-08-14 | 8 | 7085.1027 | 0.008566% | 2276 | 0 | 1963.7157 | 0.003395% | 2319 | 0 | 0.00598% | 2303 | 0
2020 | 8 | 14 | 2020-08-14 | 8 | 2020-08-14 | 9 | 9826.2179 | 0.01188% | 2042 | 0 | 1042.9771 | 0.001803% | 2620 | 0 | 0.006841% | 2211 | 0
2020 | 8 | 14 | 2020-08-14 | 9 | 2020-08-14 | 10 | 8863.5935 | 0.01072% | 2119 | 0 | 383.1956 | 0.0006625% | 3169 | 0 | 0.005689% | 2339 | 0
2020 | 8 | 14 | 2020-08-14 | 10 | 2020-08-14 | 11 | 4506.4763 | 0.005448% | 2537 | 0 | 413.4259 | 0.0007147% | 3115 | 0 | 0.003081% | 2681 | 0
2020 | 8 | 14 | 2020-08-14 | 11 | 2020-08-14 | 12 | 2425.4605 | 0.002932% | 2888 | 0 | 0 | 0% | 4870 | 0 | 0.001466% | 3129 | 0
2020 | 8 | 14 | 2020-08-14 | 12 | 2020-08-14 | 13 | 1434.0955 | 0.001734% | 3154 | 0 | 0 | 0% | 4870 | 0 | 0.0008669% | 3429 | 0
2020 | 8 | 14 | 2020-08-14 | 13 | 2020-08-14 | 14 | 2006.4362 | 0.002426% | 2980 | 0 | 0 | 0% | 4870 | 0 | 0.001213% | 3248 | 0
2020 | 8 | 14 | 2020-08-14 | 14 | 2020-08-14 | 15 | 4213.2237 | 0.005094% | 2576 | 0 | 0 | 0% | 4870 | 0 | 0.002547% | 2816 | 0
2020 | 8 | 14 | 2020-08-14 | 15 | 2020-08-14 | 16 | 9265.4558 | 0.0112% | 2090 | 0 | 346.9317 | 0.0005998% | 3223 | 0 | 0.005901% | 2311 | 0
2020 | 8 | 14 | 2020-08-14 | 16 | 2020-08-14 | 17 | 19049.8616 | 0.02303% | 1550 | 0 | 507.7305 | 0.0008777% | 3003 | 0 | 0.01195% | 1912 | 0
2020 | 8 | 14 | 2020-08-14 | 17 | 2020-08-14 | 18 | 32253.7918 | 0.03899% | 1001 | 0 | 2791.4809 | 0.004826% | 2147 | 0 | 0.02191% | 1505 | 0
2020 | 8 | 14 | 2020-08-14 | 18 | 2020-08-14 | 19 | 50492.7969 | 0.06104% | 474 | 0 | 12545.6872 | 0.02169% | 1401 | 0 | 0.04137% | 926 | 0
2020 | 8 | 14 | 2020-08-14 | 19 | 2020-08-14 | 20 | 66305.8572 | 0.08016% | 241 | 0 | 39016.3117 | 0.06745% | 486 | 0 | 0.07381% | 352 | 0
2020 | 8 | 14 | 2020-08-14 | 20 | 2020-08-14 | 21 | 72683.6688 | 0.08787% | 177 | 0 | 54237.5855 | 0.09376% | 241 | 0 | 0.09082% | 193 | 0
2020 | 8 | 14 | 2020-08-14 | 21 | 2020-08-14 | 22 | 75737.8808 | 0.09156% | 156 | 0 | 52367.6467 | 0.09053% | 260 | 0 | 0.09105% | 189 | 0
2020 | 8 | 14 | 2020-08-14 | 22 | 2020-08-14 | 23 | 61921.4377 | 0.07486% | 290 | 0 | 41056.681 | 0.07098% | 450 | 0 | 0.07292% | 365 | 0
2020 | 8 | 14 | 2020-08-14 | 23 | 2020-08-14 | 24 | 35940.7236 | 0.04345% | 880 | 0 | 21674.9901 | 0.03747% | 1014 | 0 | 0.04046% | 950 | 0
2020 | 8 | 14 | 2020-08-14 | 24 | 2020-08-15 | 1 | 14673.8023 | 0.01774% | 1771 | 0 | 7017.9753 | 0.01213% | 1733 | 0 | 0.01494% | 1777 | 0
2020 | 8 | 15 | 2020-08-15 | 1 | 2020-08-15 | 2 | 2976.8512 | 0.003599% | 2775 | 0 | 569.2585 | 0.0009841% | 2937 | 0 | 0.002291% | 2867 | 0
2020 | 8 | 15 | 2020-08-15 | 2 | 2020-08-15 | 3 | 1085.9466 | 0.001313% | 3306 | 0 | 178.7637 | 0.000309% | 3634 | 0 | 0.0008109% | 3473 | 0
2020 | 8 | 15 | 2020-08-15 | 3 | 2020-08-15 | 4 | 329.9127 | 0.0003988% | 3849 | 0 | 38.7994 | 6.707e-05% | 4384 | 0 | 0.000233% | 4204 | 0
2020 | 8 | 15 | 2020-08-15 | 4 | 2020-08-15 | 5 | 79.2192 | 9.577e-05% | 4329 | 0 | 0 | 0% | 4870 | 0 | 4.789e-05% | 4987 | 0
2020 | 8 | 15 | 2020-08-15 | 5 | 2020-08-15 | 6 | 278.0942 | 0.0003362% | 3913 | 0 | 14.1492 | 2.446e-05% | 4667 | 0 | 0.0001803% | 4349 | 0
2020 | 8 | 15 | 2020-08-15 | 6 | 2020-08-15 | 7 | 1305.4168 | 0.001578% | 3192 | 0 | 294.8033 | 0.0005096% | 3330 | 0 | 0.001044% | 3328 | 0
2020 | 8 | 15 | 2020-08-15 | 7 | 2020-08-15 | 8 | 5522.7668 | 0.006677% | 2417 | 0 | 944.8731 | 0.001633% | 2678 | 0 | 0.004155% | 2512 | 0
2020 | 8 | 15 | 2020-08-15 | 8 | 2020-08-15 | 9 | 8272.9164 | 0.01% | 2168 | 0 | 415.3056 | 0.000718% | 3109 | 0 | 0.00536% | 2369 | 0
2020 | 8 | 15 | 2020-08-15 | 9 | 2020-08-15 | 10 | 6890.2835 | 0.00833% | 2298 | 0 | 783.6242 | 0.001355% | 2770 | 0 | 0.004842% | 2419 | 0
2020 | 8 | 15 | 2020-08-15 | 10 | 2020-08-15 | 11 | 3252.3238 | 0.003932% | 2728 | 0 | 0 | 0% | 4870 | 0 | 0.001966% | 2957 | 0
2020 | 8 | 15 | 2020-08-15 | 11 | 2020-08-15 | 12 | 1594.987 | 0.001928% | 3099 | 0 | 0 | 0% | 4870 | 0 | 0.0009641% | 3372 | 0
2020 | 8 | 15 | 2020-08-15 | 12 | 2020-08-15 | 13 | 731.5689 | 0.0008844% | 3487 | 0 | 0 | 0% | 4870 | 0 | 0.0004422% | 3836 | 0
2020 | 8 | 15 | 2020-08-15 | 13 | 2020-08-15 | 14 | 880.033 | 0.001064% | 3398 | 0 | 0 | 0% | 4870 | 0 | 0.000532% | 3717 | 0
2020 | 8 | 15 | 2020-08-15 | 14 | 2020-08-15 | 15 | 1728.7379 | 0.00209% | 3045 | 0 | 0 | 0% | 4870 | 0 | 0.001045% | 3326 | 0
2020 | 8 | 15 | 2020-08-15 | 15 | 2020-08-15 | 16 | 3819.3343 | 0.004617% | 2638 | 0 | 0 | 0% | 4870 | 0 | 0.002309% | 2864 | 0
2020 | 8 | 15 | 2020-08-15 | 16 | 2020-08-15 | 17 | 8361.8677 | 0.01011% | 2163 | 0 | 179.5239 | 0.0003104% | 3630 | 0 | 0.00521% | 2383 | 0
2020 | 8 | 15 | 2020-08-15 | 17 | 2020-08-15 | 18 | 16455.0856 | 0.01989% | 1673 | 0 | 147.1546 | 0.0002544% | 3738 | 0 | 0.01007% | 1999 | 0
2020 | 8 | 15 | 2020-08-15 | 18 | 2020-08-15 | 19 | 28553.1723 | 0.03452% | 1132 | 0 | 3646.6315 | 0.006304% | 2027 | 0 | 0.02041% | 1567 | 0
2020 | 8 | 15 | 2020-08-15 | 19 | 2020-08-15 | 20 | 40562.4931 | 0.04904% | 724 | 0 | 20026.5711 | 0.03462% | 1077 | 0 | 0.04183% | 914 | 0
2020 | 8 | 15 | 2020-08-15 | 20 | 2020-08-15 | 21 | 45795.938 | 0.05537% | 587 | 0 | 30472.7327 | 0.05268% | 716 | 0 | 0.05402% | 655 | 0
2020 | 8 | 15 | 2020-08-15 | 21 | 2020-08-15 | 22 | 56130.5773 | 0.06786% | 381 | 0 | 37073.4803 | 0.06409% | 539 | 0 | 0.06598% | 444 | 0
2020 | 8 | 15 | 2020-08-15 | 22 | 2020-08-15 | 23 | 41974.8901 | 0.05075% | 690 | 0 | 25083.7638 | 0.04336% | 878 | 0 | 0.04705% | 795 | 0
2020 | 8 | 15 | 2020-08-15 | 23 | 2020-08-15 | 24 | 23260.1301 | 0.02812% | 1358 | 0 | 11818.1584 | 0.02043% | 1443 | 0 | 0.02428% | 1407 | 0
2020 | 8 | 15 | 2020-08-15 | 24 | 2020-08-16 | 1 | 7818.9658 | 0.009453% | 2201 | 0 | 2620.5459 | 0.00453% | 2184 | 0 | 0.006992% | 2196 | 0
2020 | 8 | 16 | 2020-08-16 | 1 | 2020-08-16 | 2 | 3599.5209 | 0.004352% | 2677 | 0 | 1494.117 | 0.002583% | 2447 | 0 | 0.003467% | 2607 | 0
2020 | 8 | 16 | 2020-08-16 | 2 | 2020-08-16 | 3 | 1644.1132 | 0.001988% | 3080 | 0 | 741.6841 | 0.001282% | 2799 | 0 | 0.001635% | 3053 | 0
2020 | 8 | 16 | 2020-08-16 | 3 | 2020-08-16 | 4 | 680.769 | 0.000823% | 3525 | 0 | 339.4792 | 0.0005869% | 3236 | 0 | 0.0007049% | 3568 | 0
2020 | 8 | 16 | 2020-08-16 | 4 | 2020-08-16 | 5 | 294.0182 | 0.0003555% | 3894 | 0 | 119.8456 | 0.0002072% | 3854 | 0 | 0.0002813% | 4104 | 0
2020 | 8 | 16 | 2020-08-16 | 5 | 2020-08-16 | 6 | 426.7434 | 0.0005159% | 3733 | 0 | 269.7992 | 0.0004664% | 3380 | 0 | 0.0004912% | 3771 | 0
2020 | 8 | 16 | 2020-08-16 | 6 | 2020-08-16 | 7 | 1385.0151 | 0.001674% | 3165 | 0 | 709.7464 | 0.001227% | 2818 | 0 | 0.001451% | 3142 | 0
2020 | 8 | 16 | 2020-08-16 | 7 | 2020-08-16 | 8 | 3600.2428 | 0.004353% | 2676 | 0 | 1379.5525 | 0.002385% | 2488 | 0 | 0.003369% | 2627 | 0
2020 | 8 | 16 | 2020-08-16 | 8 | 2020-08-16 | 9 | 5435.273 | 0.006571% | 2427 | 0 | 406.0642 | 0.000702% | 3134 | 0 | 0.003636% | 2580 | 0
2020 | 8 | 16 | 2020-08-16 | 9 | 2020-08-16 | 10 | 5010.4224 | 0.006057% | 2473 | 0 | 434.1912 | 0.0007506% | 3082 | 0 | 0.003404% | 2625 | 0
2020 | 8 | 16 | 2020-08-16 | 10 | 2020-08-16 | 11 | 2352.8251 | 0.002844% | 2899 | 0 | 260.0775 | 0.0004496% | 3397 | 0 | 0.001647% | 3048 | 0
2020 | 8 | 16 | 2020-08-16 | 11 | 2020-08-16 | 12 | 615.6144 | 0.0007442% | 3570 | 0 | 0 | 0% | 4870 | 0 | 0.0003721% | 3938 | 0
2020 | 8 | 16 | 2020-08-16 | 12 | 2020-08-16 | 13 | 194.9332 | 0.0002357% | 4040 | 0 | 0 | 0% | 4870 | 0 | 0.0001178% | 4577 | 0
2020 | 8 | 16 | 2020-08-16 | 13 | 2020-08-16 | 14 | 218.2214 | 0.0002638% | 4003 | 0 | 0 | 0% | 4870 | 0 | 0.0001319% | 4528 | 0
2020 | 8 | 16 | 2020-08-16 | 14 | 2020-08-16 | 15 | 675.6081 | 0.0008168% | 3530 | 0 | 0 | 0% | 4870 | 0 | 0.0004084% | 3875 | 0
2020 | 8 | 16 | 2020-08-16 | 15 | 2020-08-16 | 16 | 2280.1827 | 0.002757% | 2911 | 0 | 0 | 0% | 4870 | 0 | 0.001378% | 3170 | 0
2020 | 8 | 16 | 2020-08-16 | 16 | 2020-08-16 | 17 | 4996.1599 | 0.00604% | 2475 | 0 | 189.0042 | 0.0003267% | 3605 | 0 | 0.003183% | 2661 | 0
2020 | 8 | 16 | 2020-08-16 | 17 | 2020-08-16 | 18 | 11515.2109 | 0.01392% | 1932 | 0 | 250.2795 | 0.0004327% | 3423 | 0 | 0.007177% | 2182 | 0
2020 | 8 | 16 | 2020-08-16 | 18 | 2020-08-16 | 19 | 21095.2908 | 0.0255% | 1465 | 0 | 3964.6424 | 0.006854% | 1989 | 0 | 0.01618% | 1708 | 0
2020 | 8 | 16 | 2020-08-16 | 19 | 2020-08-16 | 20 | 36640.2214 | 0.0443% | 854 | 0 | 20128.6697 | 0.0348% | 1073 | 0 | 0.03955% | 973 | 0
2020 | 8 | 16 | 2020-08-16 | 20 | 2020-08-16 | 21 | 43088.2035 | 0.05209% | 652 | 0 | 32622.5949 | 0.0564% | 656 | 0 | 0.05424% | 648 | 0
2020 | 8 | 16 | 2020-08-16 | 21 | 2020-08-16 | 22 | 53159.0897 | 0.06427% | 416 | 0 | 38723.6694 | 0.06694% | 496 | 0 | 0.06561% | 451 | 0
2020 | 8 | 16 | 2020-08-16 | 22 | 2020-08-16 | 23 | 39875.3423 | 0.04821% | 745 | 0 | 27901.7424 | 0.04824% | 800 | 0 | 0.04822% | 776 | 0
2020 | 8 | 16 | 2020-08-16 | 23 | 2020-08-16 | 24 | 23008.554 | 0.02782% | 1371 | 0 | 15242.6425 | 0.02635% | 1271 | 0 | 0.02708% | 1312 | 0
2020 | 8 | 16 | 2020-08-16 | 24 | 2020-08-17 | 1 | 8124.1727 | 0.009822% | 2179 | 0 | 5668.7873 | 0.0098% | 1826 | 0 | 0.009811% | 2023 | 0
2020 | 8 | 17 | 2020-08-17 | 1 | 2020-08-17 | 2 | 29926.4483 | 0.03618% | 1089 | 0 | 18816.3554 | 0.03253% | 1123 | 0 | 0.03435% | 1109 | 0
2020 | 8 | 17 | 2020-08-17 | 2 | 2020-08-17 | 3 | 9112.7225 | 0.01102% | 2097 | 0 | 4622.4904 | 0.007991% | 1910 | 0 | 0.009504% | 2038 | 0
2020 | 8 | 17 | 2020-08-17 | 3 | 2020-08-17 | 4 | 4248.267 | 0.005136% | 2570 | 0 | 1302.8559 | 0.002252% | 2514 | 0 | 0.003694% | 2575 | 0
2020 | 8 | 17 | 2020-08-17 | 4 | 2020-08-17 | 5 | 2632.5217 | 0.003183% | 2840 | 0 | 681.5772 | 0.001178% | 2841 | 0 | 0.00218% | 2910 | 0
2020 | 8 | 17 | 2020-08-17 | 5 | 2020-08-17 | 6 | 3754.3871 | 0.004539% | 2645 | 0 | 1221.2654 | 0.002111% | 2544 | 0 | 0.003325% | 2635 | 0
2020 | 8 | 17 | 2020-08-17 | 6 | 2020-08-17 | 7 | 9239.8676 | 0.01117% | 2092 | 0 | 4867.3224 | 0.008414% | 1888 | 0 | 0.009792% | 2024 | 0
2020 | 8 | 17 | 2020-08-17 | 7 | 2020-08-17 | 8 | 21632.8196 | 0.02615% | 1439 | 0 | 13304.9329 | 0.023% | 1362 | 0 | 0.02458% | 1393 | 0
2020 | 8 | 17 | 2020-08-17 | 8 | 2020-08-17 | 9 | 29914.405 | 0.03617% | 1090 | 0 | 10092.7117 | 0.01745% | 1534 | 0 | 0.02681% | 1324 | 0
2020 | 8 | 17 | 2020-08-17 | 9 | 2020-08-17 | 10 | 33061.516 | 0.03997% | 981 | 0 | 5108.8122 | 0.008832% | 1868 | 0 | 0.0244% | 1402 | 0
2020 | 8 | 17 | 2020-08-17 | 10 | 2020-08-17 | 11 | 29704.0131 | 0.03591% | 1095 | 0 | 2775.6164 | 0.004798% | 2151 | 0 | 0.02035% | 1570 | 0
2020 | 8 | 17 | 2020-08-17 | 11 | 2020-08-17 | 12 | 30351.8516 | 0.03669% | 1065 | 0 | 2528.6736 | 0.004371% | 2205 | 0 | 0.02053% | 1564 | 0
2020 | 8 | 17 | 2020-08-17 | 12 | 2020-08-17 | 13 | 40503.7188 | 0.04897% | 725 | 0 | 4861.5814 | 0.008404% | 1890 | 0 | 0.02869% | 1260 | 0
2020 | 8 | 17 | 2020-08-17 | 13 | 2020-08-17 | 14 | 50443.5647 | 0.06098% | 476 | 0 | 8244.1887 | 0.01425% | 1652 | 0 | 0.03762% | 1018 | 0
2020 | 8 | 17 | 2020-08-17 | 14 | 2020-08-17 | 15 | 58143.6326 | 0.07029% | 345 | 0 | 11967.0391 | 0.02069% | 1435 | 0 | 0.04549% | 823 | 0
2020 | 8 | 17 | 2020-08-17 | 15 | 2020-08-17 | 16 | 70764.0069 | 0.08555% | 197 | 0 | 19198.1765 | 0.03319% | 1103 | 0 | 0.05937% | 546 | 0
2020 | 8 | 17 | 2020-08-17 | 16 | 2020-08-17 | 17 | 95206.9298 | 0.1151% | 64 | 1 | 37764.7983 | 0.06529% | 518 | 0 | 0.09019% | 203 | 0
2020 | 8 | 17 | 2020-08-17 | 17 | 2020-08-17 | 18 | 115566.2414 | 0.1397% | 25 | 1 | 59674.9891 | 0.1032% | 169 | 0 | 0.1214% | 79 | 1 | 0.0083809
2020 | 8 | 17 | 2020-08-17 | 18 | 2020-08-17 | 19 | 129296.6604 | 0.1563% | 14 | 1 | 88109.4403 | 0.1523% | 45 | 1 | 0.1543% | 28 | 1 | 0.01065
2020 | 8 | 17 | 2020-08-17 | 19 | 2020-08-17 | 20 | 139883.458 | 0.1691% | 11 | 1 | 117278.2418 | 0.2027% | 14 | 1 | 0.1859% | 10 | 1 | 0.012832
2020 | 8 | 17 | 2020-08-17 | 20 | 2020-08-17 | 21 | 140042.8399 | 0.1693% | 10 | 1 | 124763.8774 | 0.2157% | 8 | 1 | 0.1925% | 9 | 1 | 0.013285
2020 | 8 | 17 | 2020-08-17 | 21 | 2020-08-17 | 22 | 127668.2918 | 0.1543% | 18 | 1 | 112266.2564 | 0.1941% | 19 | 1 | 0.1742% | 16 | 1 | 0.012023
2020 | 8 | 17 | 2020-08-17 | 22 | 2020-08-17 | 23 | 105299.2194 | 0.1273% | 41 | 1 | 94021.1434 | 0.1625% | 37 | 1 | 0.1449% | 40 | 1 | 0.010001
2020 | 8 | 17 | 2020-08-17 | 23 | 2020-08-17 | 24 | 80038.1645 | 0.09676% | 131 | 0 | 70253.1885 | 0.1215% | 105 | 0 | 0.1091% | 112 | 0
2020 | 8 | 17 | 2020-08-17 | 24 | 2020-08-18 | 1 | 50176.2489 | 0.06066% | 481 | 0 | 42762.065 | 0.07393% | 411 | 0 | 0.06729% | 423 | 0
2020 | 8 | 18 | 2020-08-18 | 1 | 2020-08-18 | 2 | 7106.3278 | 0.008591% | 2273 | 0 | 4245.2807 | 0.007339% | 1953 | 0 | 0.007965% | 2118 | 0
2020 | 8 | 18 | 2020-08-18 | 2 | 2020-08-18 | 3 | 3087.3291 | 0.003732% | 2753 | 0 | 1854.2453 | 0.003206% | 2343 | 0 | 0.003469% | 2604 | 0
2020 | 8 | 18 | 2020-08-18 | 3 | 2020-08-18 | 4 | 1435.9919 | 0.001736% | 3152 | 0 | 749.3508 | 0.001295% | 2793 | 0 | 0.001516% | 3107 | 0
2020 | 8 | 18 | 2020-08-18 | 4 | 2020-08-18 | 5 | 804.4237 | 0.0009725% | 3439 | 0 | 367.6421 | 0.0006356% | 3187 | 0 | 0.000804% | 3482 | 0
2020 | 8 | 18 | 2020-08-18 | 5 | 2020-08-18 | 6 | 953.2143 | 0.001152% | 3368 | 0 | 610.2643 | 0.001055% | 2895 | 0 | 0.001104% | 3302 | 0
2020 | 8 | 18 | 2020-08-18 | 6 | 2020-08-18 | 7 | 2639.9275 | 0.003192% | 2836 | 0 | 1833.806 | 0.00317% | 2347 | 0 | 0.003181% | 2662 | 0
2020 | 8 | 18 | 2020-08-18 | 7 | 2020-08-18 | 8 | 6809.6056 | 0.008232% | 2307 | 0 | 4024.4387 | 0.006957% | 1982 | 0 | 0.007595% | 2147 | 0
2020 | 8 | 18 | 2020-08-18 | 8 | 2020-08-18 | 9 | 9897.1602 | 0.01197% | 2033 | 0 | 2503.0041 | 0.004327% | 2211 | 0 | 0.008146% | 2110 | 0
2020 | 8 | 18 | 2020-08-18 | 9 | 2020-08-18 | 10 | 8984.0067 | 0.01086% | 2111 | 0 | 727.2145 | 0.001257% | 2804 | 0 | 0.006059% | 2289 | 0
2020 | 8 | 18 | 2020-08-18 | 10 | 2020-08-18 | 11 | 5845.6129 | 0.007067% | 2387 | 0 | 62.6237 | 0.0001083% | 4167 | 0 | 0.003588% | 2586 | 0
2020 | 8 | 18 | 2020-08-18 | 11 | 2020-08-18 | 12 | 4882.9351 | 0.005903% | 2497 | 0 | 0 | 0% | 4870 | 0 | 0.002952% | 2717 | 0
2020 | 8 | 18 | 2020-08-18 | 12 | 2020-08-18 | 13 | 4227.1015 | 0.00511% | 2574 | 0 | 0 | 0% | 4870 | 0 | 0.002555% | 2813 | 0
2020 | 8 | 18 | 2020-08-18 | 13 | 2020-08-18 | 14 | 4658.3875 | 0.005632% | 2522 | 0 | 0 | 0% | 4870 | 0 | 0.002816% | 2752 | 0
2020 | 8 | 18 | 2020-08-18 | 14 | 2020-08-18 | 15 | 7340.6043 | 0.008874% | 2253 | 0 | 90.6891 | 0.0001568% | 3983 | 0 | 0.004516% | 2461 | 0
2020 | 8 | 18 | 2020-08-18 | 15 | 2020-08-18 | 16 | 12998.4459 | 0.01571% | 1852 | 0 | 475.793 | 0.0008225% | 3032 | 0 | 0.008269% | 2102 | 0
2020 | 8 | 18 | 2020-08-18 | 16 | 2020-08-18 | 17 | 22654.4019 | 0.02739% | 1387 | 0 | 2484.8741 | 0.004296% | 2214 | 0 | 0.01584% | 1722 | 0
2020 | 8 | 18 | 2020-08-18 | 17 | 2020-08-18 | 18 | 36238.06 | 0.04381% | 867 | 0 | 7551.7029 | 0.01306% | 1697 | 0 | 0.02843% | 1270 | 0
2020 | 8 | 18 | 2020-08-18 | 18 | 2020-08-18 | 19 | 55827.0285 | 0.06749% | 384 | 0 | 25538.4566 | 0.04415% | 866 | 0 | 0.05582% | 615 | 0
2020 | 8 | 18 | 2020-08-18 | 19 | 2020-08-18 | 20 | 70874.2224 | 0.08568% | 194 | 0 | 55489.3716 | 0.09593% | 225 | 0 | 0.09081% | 194 | 0
2020 | 8 | 18 | 2020-08-18 | 20 | 2020-08-18 | 21 | 74576.3165 | 0.09016% | 165 | 0 | 66330.5795 | 0.1147% | 123 | 0 | 0.1024% | 129 | 0
2020 | 8 | 18 | 2020-08-18 | 21 | 2020-08-18 | 22 | 74881.3737 | 0.09053% | 164 | 0 | 61805.6503 | 0.1068% | 152 | 0 | 0.09869% | 144 | 0
2020 | 8 | 18 | 2020-08-18 | 22 | 2020-08-18 | 23 | 62409.6225 | 0.07545% | 283 | 0 | 51885.2374 | 0.0897% | 268 | 0 | 0.08257% | 276 | 0
2020 | 8 | 18 | 2020-08-18 | 23 | 2020-08-18 | 24 | 38617.54 | 0.04669% | 780 | 0 | 29365.431 | 0.05077% | 751 | 0 | 0.04873% | 770 | 0
2020 | 8 | 18 | 2020-08-18 | 24 | 2020-08-19 | 1 | 16988.5762 | 0.02054% | 1642 | 0 | 11784.868 | 0.02037% | 1445 | 0 | 0.02046% | 1566 | 0
2020 | 8 | 19 | 2020-08-19 | 1 | 2020-08-19 | 2 | 6379.0006 | 0.007712% | 2333 | 0 | 3823.8148 | 0.00661% | 2002 | 0 | 0.007161% | 2184 | 0
2020 | 8 | 19 | 2020-08-19 | 2 | 2020-08-19 | 3 | 2161.0185 | 0.002613% | 2944 | 0 | 1099.1902 | 0.0019% | 2587 | 0 | 0.002256% | 2885 | 0
2020 | 8 | 19 | 2020-08-19 | 3 | 2020-08-19 | 4 | 708.6463 | 0.0008567% | 3503 | 0 | 371.2834 | 0.0006419% | 3182 | 0 | 0.0007493% | 3524 | 0
2020 | 8 | 19 | 2020-08-19 | 4 | 2020-08-19 | 5 | 439.6888 | 0.0005316% | 3715 | 0 | 295.6951 | 0.0005112% | 3327 | 0 | 0.0005214% | 3738 | 0
2020 | 8 | 19 | 2020-08-19 | 5 | 2020-08-19 | 6 | 629.6904 | 0.0007613% | 3564 | 0 | 310.0501 | 0.000536% | 3296 | 0 | 0.0006486% | 3610 | 0
2020 | 8 | 19 | 2020-08-19 | 6 | 2020-08-19 | 7 | 1970.9083 | 0.002383% | 2989 | 0 | 1300.4334 | 0.002248% | 2515 | 0 | 0.002315% | 2862 | 0
2020 | 8 | 19 | 2020-08-19 | 7 | 2020-08-19 | 8 | 5330.7597 | 0.006445% | 2440 | 0 | 3234.1426 | 0.005591% | 2082 | 0 | 0.006018% | 2298 | 0
2020 | 8 | 19 | 2020-08-19 | 8 | 2020-08-19 | 9 | 7438.4736 | 0.008993% | 2245 | 0 | 1754.595 | 0.003033% | 2374 | 0 | 0.006013% | 2299 | 0
2020 | 8 | 19 | 2020-08-19 | 9 | 2020-08-19 | 10 | 7364.821 | 0.008904% | 2250 | 0 | 309.4015 | 0.0005349% | 3298 | 0 | 0.004719% | 2438 | 0
2020 | 8 | 19 | 2020-08-19 | 10 | 2020-08-19 | 11 | 4956.3244 | 0.005992% | 2483 | 0 | 0 | 0% | 4870 | 0 | 0.002996% | 2706 | 0
2020 | 8 | 19 | 2020-08-19 | 11 | 2020-08-19 | 12 | 3282.1637 | 0.003968% | 2718 | 0 | 0 | 0% | 4870 | 0 | 0.001984% | 2952 | 0
2020 | 8 | 19 | 2020-08-19 | 12 | 2020-08-19 | 13 | 2632.6297 | 0.003183% | 2839 | 0 | 0 | 0% | 4870 | 0 | 0.001591% | 3066 | 0
2020 | 8 | 19 | 2020-08-19 | 13 | 2020-08-19 | 14 | 3281.6939 | 0.003967% | 2719 | 0 | 0 | 0% | 4870 | 0 | 0.001984% | 2953 | 0
2020 | 8 | 19 | 2020-08-19 | 14 | 2020-08-19 | 15 | 5290.7375 | 0.006396% | 2443 | 0 | 0 | 0% | 4870 | 0 | 0.003198% | 2658 | 0
2020 | 8 | 19 | 2020-08-19 | 15 | 2020-08-19 | 16 | 10733.8852 | 0.01298% | 1982 | 0 | 32.4626 | 5.612e-05% | 4450 | 0 | 0.006516% | 2243 | 0
2020 | 8 | 19 | 2020-08-19 | 16 | 2020-08-19 | 17 | 18724.6915 | 0.02264% | 1565 | 0 | 1521.4768 | 0.00263% | 2440 | 0 | 0.01263% | 1877 | 0
2020 | 8 | 19 | 2020-08-19 | 17 | 2020-08-19 | 18 | 32406.553 | 0.03918% | 994 | 0 | 5073.6847 | 0.008771% | 1872 | 0 | 0.02397% | 1425 | 0
2020 | 8 | 19 | 2020-08-19 | 18 | 2020-08-19 | 19 | 51343.9834 | 0.06207% | 452 | 0 | 14235.5377 | 0.02461% | 1313 | 0 | 0.04334% | 875 | 0
2020 | 8 | 19 | 2020-08-19 | 19 | 2020-08-19 | 20 | 66084.6317 | 0.07989% | 242 | 0 | 41871.1403 | 0.07238% | 429 | 0 | 0.07614% | 328 | 0
2020 | 8 | 19 | 2020-08-19 | 20 | 2020-08-19 | 21 | 71508.9418 | 0.08645% | 185 | 0 | 55140.6804 | 0.09532% | 228 | 0 | 0.09089% | 191 | 0
2020 | 8 | 19 | 2020-08-19 | 21 | 2020-08-19 | 22 | 71949.5572 | 0.08698% | 182 | 0 | 54260.0219 | 0.0938% | 240 | 0 | 0.09039% | 199 | 0
2020 | 8 | 19 | 2020-08-19 | 22 | 2020-08-19 | 23 | 58881.0917 | 0.07118% | 331 | 0 | 41634.5766 | 0.07198% | 436 | 0 | 0.07158% | 379 | 0
2020 | 8 | 19 | 2020-08-19 | 23 | 2020-08-19 | 24 | 35640.3086 | 0.04309% | 891 | 0 | 21451.8934 | 0.03709% | 1019 | 0 | 0.04009% | 957 | 0
2020 | 8 | 19 | 2020-08-19 | 24 | 2020-08-20 | 1 | 14793.4427 | 0.01788% | 1761 | 0 | 7571.6949 | 0.01309% | 1694 | 0 | 0.01549% | 1746 | 0
2020 | 8 | 20 | 2020-08-20 | 1 | 2020-08-20 | 2 | 5481.0494 | 0.006626% | 2424 | 0 | 2250.02 | 0.00389% | 2250 | 0 | 0.005258% | 2376 | 0
2020 | 8 | 20 | 2020-08-20 | 2 | 2020-08-20 | 3 | 1885.4455 | 0.002279% | 3011 | 0 | 722.9175 | 0.00125% | 2805 | 0 | 0.001765% | 3013 | 0
2020 | 8 | 20 | 2020-08-20 | 3 | 2020-08-20 | 4 | 635.923 | 0.0007688% | 3560 | 0 | 373.2946 | 0.0006453% | 3181 | 0 | 0.0007071% | 3566 | 0
2020 | 8 | 20 | 2020-08-20 | 4 | 2020-08-20 | 5 | 377.9664 | 0.0004569% | 3791 | 0 | 201.6855 | 0.0003487% | 3558 | 0 | 0.0004028% | 3890 | 0
2020 | 8 | 20 | 2020-08-20 | 5 | 2020-08-20 | 6 | 696.2201 | 0.0008417% | 3514 | 0 | 397.4076 | 0.000687% | 3151 | 0 | 0.0007644% | 3513 | 0
2020 | 8 | 20 | 2020-08-20 | 6 | 2020-08-20 | 7 | 1533.7722 | 0.001854% | 3122 | 0 | 1013.3289 | 0.001752% | 2641 | 0 | 0.001803% | 3001 | 0
2020 | 8 | 20 | 2020-08-20 | 7 | 2020-08-20 | 8 | 4556.115 | 0.005508% | 2532 | 0 | 2142.2398 | 0.003703% | 2270 | 0 | 0.004606% | 2449 | 0
2020 | 8 | 20 | 2020-08-20 | 8 | 2020-08-20 | 9 | 6801.7961 | 0.008223% | 2308 | 0 | 903.6198 | 0.001562% | 2708 | 0 | 0.004893% | 2412 | 0
2020 | 8 | 20 | 2020-08-20 | 9 | 2020-08-20 | 10 | 6507.9318 | 0.007868% | 2325 | 0 | 268.6862 | 0.0004645% | 3382 | 0 | 0.004166% | 2510 | 0
2020 | 8 | 20 | 2020-08-20 | 10 | 2020-08-20 | 11 | 3241.0657 | 0.003918% | 2733 | 0 | 0 | 0% | 4870 | 0 | 0.001959% | 2961 | 0
2020 | 8 | 20 | 2020-08-20 | 11 | 2020-08-20 | 12 | 1866.7354 | 0.002257% | 3015 | 0 | 0 | 0% | 4870 | 0 | 0.001128% | 3289 | 0
2020 | 8 | 20 | 2020-08-20 | 12 | 2020-08-20 | 13 | 1239.2126 | 0.001498% | 3225 | 0 | 0 | 0% | 4870 | 0 | 0.0007491% | 3526 | 0
2020 | 8 | 20 | 2020-08-20 | 13 | 2020-08-20 | 14 | 1893.5491 | 0.002289% | 3010 | 0 | 0 | 0% | 4870 | 0 | 0.001145% | 3278 | 0
2020 | 8 | 20 | 2020-08-20 | 14 | 2020-08-20 | 15 | 3864.9643 | 0.004673% | 2631 | 0 | 0 | 0% | 4870 | 0 | 0.002336% | 2855 | 0
2020 | 8 | 20 | 2020-08-20 | 15 | 2020-08-20 | 16 | 7581.2654 | 0.009165% | 2228 | 0 | 0 | 0% | 4870 | 0 | 0.004583% | 2451 | 0
2020 | 8 | 20 | 2020-08-20 | 16 | 2020-08-20 | 17 | 15336.7866 | 0.01854% | 1737 | 0 | 568.5509 | 0.0009829% | 2938 | 0 | 0.009762% | 2028 | 0
2020 | 8 | 20 | 2020-08-20 | 17 | 2020-08-20 | 18 | 28345.2203 | 0.03427% | 1141 | 0 | 2860.6357 | 0.004945% | 2136 | 0 | 0.01961% | 1591 | 0
2020 | 8 | 20 | 2020-08-20 | 18 | 2020-08-20 | 19 | 49425.9874 | 0.05975% | 497 | 0 | 16415.8749 | 0.02838% | 1229 | 0 | 0.04407% | 854 | 0
2020 | 8 | 20 | 2020-08-20 | 19 | 2020-08-20 | 20 | 64571.5357 | 0.07806% | 259 | 0 | 47108.3449 | 0.08144% | 336 | 0 | 0.07975% | 304 | 0
2020 | 8 | 20 | 2020-08-20 | 20 | 2020-08-20 | 21 | 68986.7716 | 0.0834% | 214 | 0 | 54618.2876 | 0.09442% | 234 | 0 | 0.08891% | 211 | 0
2020 | 8 | 20 | 2020-08-20 | 21 | 2020-08-20 | 22 | 70609.5822 | 0.08536% | 198 | 0 | 53591.7024 | 0.09265% | 247 | 0 | 0.08901% | 209 | 0
2020 | 8 | 20 | 2020-08-20 | 22 | 2020-08-20 | 23 | 57706.1047 | 0.06976% | 354 | 0 | 43574.0398 | 0.07533% | 398 | 0 | 0.07255% | 370 | 0
2020 | 8 | 20 | 2020-08-20 | 23 | 2020-08-20 | 24 | 33776.3028 | 0.04083% | 959 | 0 | 22123.4526 | 0.03825% | 994 | 0 | 0.03954% | 975 | 0
2020 | 8 | 20 | 2020-08-20 | 24 | 2020-08-21 | 1 | 13345.9215 | 0.01613% | 1834 | 0 | 7423.1294 | 0.01283% | 1704 | 0 | 0.01448% | 1803 | 0
2020 | 8 | 21 | 2020-08-21 | 1 | 2020-08-21 | 2 | 8225.2624 | 0.009944% | 2173 | 0 | 3456.85 | 0.005976% | 2046 | 0 | 0.00796% | 2119 | 0
2020 | 8 | 21 | 2020-08-21 | 2 | 2020-08-21 | 3 | 3247.1745 | 0.003926% | 2730 | 0 | 1178.0104 | 0.002036% | 2558 | 0 | 0.002981% | 2710 | 0
2020 | 8 | 21 | 2020-08-21 | 3 | 2020-08-21 | 4 | 1613.7471 | 0.001951% | 3091 | 0 | 648.5647 | 0.001121% | 2866 | 0 | 0.001536% | 3099 | 0
2020 | 8 | 21 | 2020-08-21 | 4 | 2020-08-21 | 5 | 835.5136 | 0.00101% | 3422 | 0 | 416.2405 | 0.0007196% | 3107 | 0 | 0.0008648% | 3435 | 0
2020 | 8 | 21 | 2020-08-21 | 5 | 2020-08-21 | 6 | 1288.2884 | 0.001557% | 3201 | 0 | 532.8732 | 0.0009212% | 2973 | 0 | 0.001239% | 3234 | 0
2020 | 8 | 21 | 2020-08-21 | 6 | 2020-08-21 | 7 | 2343.5716 | 0.002833% | 2901 | 0 | 1053.9265 | 0.001822% | 2612 | 0 | 0.002328% | 2859 | 0
2020 | 8 | 21 | 2020-08-21 | 7 | 2020-08-21 | 8 | 4711.65 | 0.005696% | 2516 | 0 | 2349.7284 | 0.004062% | 2228 | 0 | 0.004879% | 2415 | 0
2020 | 8 | 21 | 2020-08-21 | 8 | 2020-08-21 | 9 | 7795.6603 | 0.009425% | 2203 | 0 | 1241.7064 | 0.002147% | 2535 | 0 | 0.005786% | 2324 | 0
2020 | 8 | 21 | 2020-08-21 | 9 | 2020-08-21 | 10 | 6343.7999 | 0.007669% | 2336 | 0 | 397.8397 | 0.0006878% | 3147 | 0 | 0.004179% | 2508 | 0
2020 | 8 | 21 | 2020-08-21 | 10 | 2020-08-21 | 11 | 4802.9914 | 0.005807% | 2504 | 0 | 257.6202 | 0.0004454% | 3406 | 0 | 0.003126% | 2673 | 0
2020 | 8 | 21 | 2020-08-21 | 11 | 2020-08-21 | 12 | 3908.3728 | 0.004725% | 2622 | 0 | 624.0553 | 0.001079% | 2880 | 0 | 0.002902% | 2733 | 0
2020 | 8 | 21 | 2020-08-21 | 12 | 2020-08-21 | 13 | 3608.7084 | 0.004363% | 2673 | 0 | 161.4217 | 0.0002791% | 3692 | 0 | 0.002321% | 2860 | 0
2020 | 8 | 21 | 2020-08-21 | 13 | 2020-08-21 | 14 | 5000.6654 | 0.006046% | 2474 | 0 | 134.3975 | 0.0002323% | 3791 | 0 | 0.003139% | 2672 | 0
2020 | 8 | 21 | 2020-08-21 | 14 | 2020-08-21 | 15 | 8510.4057 | 0.01029% | 2150 | 0 | 249.0978 | 0.0004306% | 3427 | 0 | 0.00536% | 2370 | 0
2020 | 8 | 21 | 2020-08-21 | 15 | 2020-08-21 | 16 | 15630.4752 | 0.0189% | 1724 | 0 | 606.376 | 0.001048% | 2901 | 0 | 0.009972% | 2008 | 0
2020 | 8 | 21 | 2020-08-21 | 16 | 2020-08-21 | 17 | 26873.2509 | 0.03249% | 1200 | 0 | 3150.2737 | 0.005446% | 2092 | 0 | 0.01897% | 1607 | 0
2020 | 8 | 21 | 2020-08-21 | 17 | 2020-08-21 | 18 | 43955.0711 | 0.05314% | 632 | 0 | 10444.0404 | 0.01806% | 1512 | 0 | 0.0356% | 1072 | 0
2020 | 8 | 21 | 2020-08-21 | 18 | 2020-08-21 | 19 | 63493.2962 | 0.07676% | 273 | 0 | 32582.2302 | 0.05633% | 657 | 0 | 0.06654% | 434 | 0
2020 | 8 | 21 | 2020-08-21 | 19 | 2020-08-21 | 20 | 79967.6785 | 0.09668% | 132 | 0 | 70890.0169 | 0.1226% | 102 | 0 | 0.1096% | 104 | 0
2020 | 8 | 21 | 2020-08-21 | 20 | 2020-08-21 | 21 | 82307.023 | 0.09951% | 115 | 0 | 80939.6081 | 0.1399% | 70 | 1 | 0.1197% | 83 | 1 | 0.0082619
2020 | 8 | 21 | 2020-08-21 | 21 | 2020-08-21 | 22 | 83601.4974 | 0.1011% | 109 | 0 | 77598.0227 | 0.1341% | 83 | 1 | 0.1176% | 91 | 1 | 0.0081166
2020 | 8 | 21 | 2020-08-21 | 22 | 2020-08-21 | 23 | 69158.3595 | 0.08361% | 212 | 0 | 64353.6603 | 0.1113% | 136 | 0 | 0.09743% | 152 | 0
2020 | 8 | 21 | 2020-08-21 | 23 | 2020-08-21 | 24 | 41851.6847 | 0.0506% | 694 | 0 | 38157.1364 | 0.06596% | 508 | 0 | 0.05828% | 562 | 0
2020 | 8 | 21 | 2020-08-21 | 24 | 2020-08-22 | 1 | 18294.3908 | 0.02212% | 1585 | 0 | 15626.5453 | 0.02701% | 1257 | 0 | 0.02457% | 1394 | 0
2020 | 8 | 22 | 2020-08-22 | 1 | 2020-08-22 | 2 | 2567.8393 | 0.003104% | 2852 | 0 | 1694.9322 | 0.00293% | 2397 | 0 | 0.003017% | 2699 | 0
2020 | 8 | 22 | 2020-08-22 | 2 | 2020-08-22 | 3 | 785.2036 | 0.0009493% | 3451 | 0 | 619.0629 | 0.00107% | 2886 | 0 | 0.00101% | 3343 | 0
2020 | 8 | 22 | 2020-08-22 | 3 | 2020-08-22 | 4 | 245.2225 | 0.0002965% | 3955 | 0 | 236.8669 | 0.0004095% | 3458 | 0 | 0.000353% | 3977 | 0
2020 | 8 | 22 | 2020-08-22 | 4 | 2020-08-22 | 5 | 79.4893 | 9.61e-05% | 4328 | 0 | 131.0406 | 0.0002265% | 3802 | 0 | 0.0001613% | 4406 | 0
2020 | 8 | 22 | 2020-08-22 | 5 | 2020-08-22 | 6 | 243.0459 | 0.0002938% | 3960 | 0 | 173.91 | 0.0003006% | 3652 | 0 | 0.0002972% | 4076 | 0
2020 | 8 | 22 | 2020-08-22 | 6 | 2020-08-22 | 7 | 901.4289 | 0.00109% | 3387 | 0 | 827.3195 | 0.00143% | 2744 | 0 | 0.00126% | 3219 | 0
2020 | 8 | 22 | 2020-08-22 | 7 | 2020-08-22 | 8 | 2457.1062 | 0.002971% | 2878 | 0 | 2154.482 | 0.003725% | 2267 | 0 | 0.003348% | 2630 | 0
2020 | 8 | 22 | 2020-08-22 | 8 | 2020-08-22 | 9 | 3757.1264 | 0.004542% | 2644 | 0 | 784.8886 | 0.001357% | 2768 | 0 | 0.00295% | 2718 | 0
2020 | 8 | 22 | 2020-08-22 | 9 | 2020-08-22 | 10 | 2592.7049 | 0.003134% | 2847 | 0 | 181.5332 | 0.0003138% | 3625 | 0 | 0.001724% | 3021 | 0
2020 | 8 | 22 | 2020-08-22 | 10 | 2020-08-22 | 11 | 1035.8237 | 0.001252% | 3330 | 0 | 0 | 0% | 4870 | 0 | 0.0006261% | 3633 | 0
2020 | 8 | 22 | 2020-08-22 | 11 | 2020-08-22 | 12 | 498.8667 | 0.0006031% | 3663 | 0 | 0 | 0% | 4870 | 0 | 0.0003016% | 4063 | 0
2020 | 8 | 22 | 2020-08-22 | 12 | 2020-08-22 | 13 | 212.3857 | 0.0002568% | 4011 | 0 | 0 | 0% | 4870 | 0 | 0.0001284% | 4537 | 0
2020 | 8 | 22 | 2020-08-22 | 13 | 2020-08-22 | 14 | 350.5108 | 0.0004238% | 3819 | 0 | 0 | 0% | 4870 | 0 | 0.0002119% | 4253 | 0
2020 | 8 | 22 | 2020-08-22 | 14 | 2020-08-22 | 15 | 1052.9199 | 0.001273% | 3322 | 0 | 0 | 0% | 4870 | 0 | 0.0006365% | 3621 | 0
2020 | 8 | 22 | 2020-08-22 | 15 | 2020-08-22 | 16 | 2461.872 | 0.002976% | 2877 | 0 | 0 | 0% | 4870 | 0 | 0.001488% | 3120 | 0
2020 | 8 | 22 | 2020-08-22 | 16 | 2020-08-22 | 17 | 5537.473 | 0.006695% | 2416 | 0 | 267.7328 | 0.0004628% | 3386 | 0 | 0.003579% | 2589 | 0
2020 | 8 | 22 | 2020-08-22 | 17 | 2020-08-22 | 18 | 15232.4666 | 0.01842% | 1740 | 0 | 1503.1335 | 0.002599% | 2443 | 0 | 0.01051% | 1982 | 0
2020 | 8 | 22 | 2020-08-22 | 18 | 2020-08-22 | 19 | 30092.5133 | 0.03638% | 1083 | 0 | 11397.0602 | 0.0197% | 1464 | 0 | 0.02804% | 1281 | 0
2020 | 8 | 22 | 2020-08-22 | 19 | 2020-08-22 | 20 | 42803.7599 | 0.05175% | 659 | 0 | 33384.7376 | 0.05771% | 633 | 0 | 0.05473% | 640 | 0
2020 | 8 | 22 | 2020-08-22 | 20 | 2020-08-22 | 21 | 45497.8692 | 0.055% | 595 | 0 | 40093.7473 | 0.06931% | 462 | 0 | 0.06216% | 505 | 0
2020 | 8 | 22 | 2020-08-22 | 21 | 2020-08-22 | 22 | 56738.4218 | 0.06859% | 374 | 0 | 44858.0736 | 0.07755% | 381 | 0 | 0.07307% | 362 | 0
2020 | 8 | 22 | 2020-08-22 | 22 | 2020-08-22 | 23 | 41948.6465 | 0.05071% | 692 | 0 | 31406.1759 | 0.05429% | 691 | 0 | 0.0525% | 688 | 0
2020 | 8 | 22 | 2020-08-22 | 23 | 2020-08-22 | 24 | 22678.9913 | 0.02742% | 1385 | 0 | 15276.2189 | 0.02641% | 1269 | 0 | 0.02691% | 1322 | 0
2020 | 8 | 22 | 2020-08-22 | 24 | 2020-08-23 | 1 | 7044.7195 | 0.008517% | 2281 | 0 | 3894.4336 | 0.006733% | 1993 | 0 | 0.007625% | 2145 | 0
2020 | 8 | 23 | 2020-08-23 | 1 | 2020-08-23 | 2 | 2486.2754 | 0.003006% | 2871 | 0 | 1055.3367 | 0.001824% | 2611 | 0 | 0.002415% | 2835 | 0
2020 | 8 | 23 | 2020-08-23 | 2 | 2020-08-23 | 3 | 1288.8576 | 0.001558% | 3200 | 0 | 609.0587 | 0.001053% | 2897 | 0 | 0.001306% | 3200 | 0
2020 | 8 | 23 | 2020-08-23 | 3 | 2020-08-23 | 4 | 509.5361 | 0.000616% | 3655 | 0 | 245.079 | 0.0004237% | 3437 | 0 | 0.0005198% | 3739 | 0
2020 | 8 | 23 | 2020-08-23 | 4 | 2020-08-23 | 5 | 316.2598 | 0.0003823% | 3866 | 0 | 197.9026 | 0.0003421% | 3573 | 0 | 0.0003622% | 3954 | 0
2020 | 8 | 23 | 2020-08-23 | 5 | 2020-08-23 | 6 | 415.8962 | 0.0005028% | 3749 | 0 | 265.231 | 0.0004585% | 3390 | 0 | 0.0004807% | 3786 | 0
2020 | 8 | 23 | 2020-08-23 | 6 | 2020-08-23 | 7 | 727.9476 | 0.0008801% | 3489 | 0 | 556.9404 | 0.0009628% | 2950 | 0 | 0.0009214% | 3402 | 0
2020 | 8 | 23 | 2020-08-23 | 7 | 2020-08-23 | 8 | 1194.7754 | 0.001444% | 3245 | 0 | 951.3091 | 0.001645% | 2674 | 0 | 0.001545% | 3094 | 0
2020 | 8 | 23 | 2020-08-23 | 8 | 2020-08-23 | 9 | 1528.9697 | 0.001848% | 3124 | 0 | 438.1345 | 0.0007574% | 3078 | 0 | 0.001303% | 3201 | 0
2020 | 8 | 23 | 2020-08-23 | 9 | 2020-08-23 | 10 | 1016.4826 | 0.001229% | 3346 | 0 | 448.4679 | 0.0007753% | 3065 | 0 | 0.001002% | 3350 | 0
2020 | 8 | 23 | 2020-08-23 | 10 | 2020-08-23 | 11 | 559.6082 | 0.0006765% | 3615 | 0 | 53.9662 | 9.329e-05% | 4235 | 0 | 0.0003849% | 3916 | 0
2020 | 8 | 23 | 2020-08-23 | 11 | 2020-08-23 | 12 | 286.6302 | 0.0003465% | 3900 | 0 | 0 | 0% | 4870 | 0 | 0.0001733% | 4371 | 0
2020 | 8 | 23 | 2020-08-23 | 12 | 2020-08-23 | 13 | 233.8656 | 0.0002827% | 3975 | 0 | 0 | 0% | 4870 | 0 | 0.0001414% | 4470 | 0
2020 | 8 | 23 | 2020-08-23 | 13 | 2020-08-23 | 14 | 236.907 | 0.0002864% | 3969 | 0 | 0 | 0% | 4870 | 0 | 0.0001432% | 4464 | 0
2020 | 8 | 23 | 2020-08-23 | 14 | 2020-08-23 | 15 | 438.9334 | 0.0005306% | 3716 | 0 | 0 | 0% | 4870 | 0 | 0.0002653% | 4131 | 0
2020 | 8 | 23 | 2020-08-23 | 15 | 2020-08-23 | 16 | 1449.4705 | 0.001752% | 3151 | 0 | 94.3284 | 0.0001631% | 3965 | 0 | 0.0009577% | 3385 | 0
2020 | 8 | 23 | 2020-08-23 | 16 | 2020-08-23 | 17 | 3576.264 | 0.004324% | 2680 | 0 | 592.9706 | 0.001025% | 2910 | 0 | 0.002674% | 2784 | 0
2020 | 8 | 23 | 2020-08-23 | 17 | 2020-08-23 | 18 | 11044.4145 | 0.01335% | 1963 | 0 | 1342.3744 | 0.002321% | 2502 | 0 | 0.007836% | 2130 | 0
2020 | 8 | 23 | 2020-08-23 | 18 | 2020-08-23 | 19 | 23346.2621 | 0.02822% | 1355 | 0 | 5206.5218 | 0.009001% | 1862 | 0 | 0.01861% | 1616 | 0
2020 | 8 | 23 | 2020-08-23 | 19 | 2020-08-23 | 20 | 37855.848 | 0.04577% | 809 | 0 | 21080.7196 | 0.03644% | 1039 | 0 | 0.0411% | 939 | 0
2020 | 8 | 23 | 2020-08-23 | 20 | 2020-08-23 | 21 | 41201.7106 | 0.04981% | 712 | 0 | 28690.3925 | 0.0496% | 773 | 0 | 0.0497% | 741 | 0
2020 | 8 | 23 | 2020-08-23 | 21 | 2020-08-23 | 22 | 51033.3935 | 0.0617% | 461 | 0 | 35047.3171 | 0.06059% | 593 | 0 | 0.06114% | 521 | 0
2020 | 8 | 23 | 2020-08-23 | 22 | 2020-08-23 | 23 | 38350.6847 | 0.04636% | 789 | 0 | 25342.2007 | 0.04381% | 871 | 0 | 0.04509% | 830 | 0
2020 | 8 | 23 | 2020-08-23 | 23 | 2020-08-23 | 24 | 21568.1342 | 0.02607% | 1440 | 0 | 13488.014 | 0.02332% | 1352 | 0 | 0.0247% | 1388 | 0
2020 | 8 | 23 | 2020-08-23 | 24 | 2020-08-24 | 1 | 6927.8653 | 0.008375% | 2290 | 0 | 3618.6742 | 0.006256% | 2030 | 0 | 0.007316% | 2176 | 0
2020 | 8 | 24 | 2020-08-24 | 1 | 2020-08-24 | 2 | 10902.8478 | 0.01318% | 1972 | 0 | 7354.2166 | 0.01271% | 1708 | 0 | 0.01295% | 1863 | 0
2020 | 8 | 24 | 2020-08-24 | 2 | 2020-08-24 | 3 | 2780.8945 | 0.003362% | 2809 | 0 | 1753.325 | 0.003031% | 2375 | 0 | 0.003197% | 2659 | 0
2020 | 8 | 24 | 2020-08-24 | 3 | 2020-08-24 | 4 | 1097.2504 | 0.001327% | 3302 | 0 | 960.4814 | 0.00166% | 2670 | 0 | 0.001493% | 3117 | 0
2020 | 8 | 24 | 2020-08-24 | 4 | 2020-08-24 | 5 | 823.8461 | 0.000996% | 3429 | 0 | 794.4413 | 0.001373% | 2760 | 0 | 0.001185% | 3262 | 0
2020 | 8 | 24 | 2020-08-24 | 5 | 2020-08-24 | 6 | 1190.7444 | 0.00144% | 3247 | 0 | 1220.3501 | 0.00211% | 2545 | 0 | 0.001775% | 3009 | 0
2020 | 8 | 24 | 2020-08-24 | 6 | 2020-08-24 | 7 | 3626.4616 | 0.004384% | 2665 | 0 | 3532.1493 | 0.006106% | 2037 | 0 | 0.005245% | 2378 | 0
2020 | 8 | 24 | 2020-08-24 | 7 | 2020-08-24 | 8 | 10248.759 | 0.01239% | 2009 | 0 | 8174.7915 | 0.01413% | 1653 | 0 | 0.01326% | 1853 | 0
2020 | 8 | 24 | 2020-08-24 | 8 | 2020-08-24 | 9 | 16894.702 | 0.02042% | 1653 | 0 | 6317.0197 | 0.01092% | 1779 | 0 | 0.01567% | 1735 | 0
2020 | 8 | 24 | 2020-08-24 | 9 | 2020-08-24 | 10 | 14957.3924 | 0.01808% | 1753 | 0 | 1875.3249 | 0.003242% | 2338 | 0 | 0.01066% | 1976 | 0
2020 | 8 | 24 | 2020-08-24 | 10 | 2020-08-24 | 11 | 10950.0246 | 0.01324% | 1968 | 0 | 856.3517 | 0.00148% | 2729 | 0 | 0.007359% | 2170 | 0
2020 | 8 | 24 | 2020-08-24 | 11 | 2020-08-24 | 12 | 9632.3794 | 0.01165% | 2058 | 0 | 536.8627 | 0.0009281% | 2969 | 0 | 0.006287% | 2259 | 0
2020 | 8 | 24 | 2020-08-24 | 12 | 2020-08-24 | 13 | 9756.5227 | 0.0118% | 2049 | 0 | 427.1764 | 0.0007385% | 3092 | 0 | 0.006267% | 2266 | 0
2020 | 8 | 24 | 2020-08-24 | 13 | 2020-08-24 | 14 | 12247.9651 | 0.01481% | 1892 | 0 | 520.1888 | 0.0008993% | 2987 | 0 | 0.007853% | 2128 | 0
2020 | 8 | 24 | 2020-08-24 | 14 | 2020-08-24 | 15 | 19796.4588 | 0.02393% | 1515 | 0 | 1304.2246 | 0.002255% | 2511 | 0 | 0.01309% | 1860 | 0
2020 | 8 | 24 | 2020-08-24 | 15 | 2020-08-24 | 16 | 31479.7757 | 0.03806% | 1028 | 0 | 3211.2386 | 0.005551% | 2084 | 0 | 0.0218% | 1511 | 0
2020 | 8 | 24 | 2020-08-24 | 16 | 2020-08-24 | 17 | 46274.5039 | 0.05594% | 575 | 0 | 12166.5255 | 0.02103% | 1425 | 0 | 0.03849% | 1003 | 0
2020 | 8 | 24 | 2020-08-24 | 17 | 2020-08-24 | 18 | 61509.7442 | 0.07436% | 299 | 0 | 33039.1707 | 0.05712% | 642 | 0 | 0.06574% | 450 | 0
2020 | 8 | 24 | 2020-08-24 | 18 | 2020-08-24 | 19 | 77902.7022 | 0.09418% | 140 | 0 | 54461.2574 | 0.09415% | 237 | 0 | 0.09417% | 171 | 0
2020 | 8 | 24 | 2020-08-24 | 19 | 2020-08-24 | 20 | 88676.5448 | 0.1072% | 89 | 1 | 76018.2343 | 0.1314% | 88 | 1 | 0.1193% | 84 | 1 | 0.008234
2020 | 8 | 24 | 2020-08-24 | 20 | 2020-08-24 | 21 | 88496.4597 | 0.107% | 91 | 1 | 85646.819 | 0.1481% | 53 | 1 | 0.1275% | 65 | 1 | 0.0088009
2020 | 8 | 24 | 2020-08-24 | 21 | 2020-08-24 | 22 | 87809.8737 | 0.1062% | 94 | 1 | 84380.7082 | 0.1459% | 59 | 1 | 0.126% | 70 | 1 | 0.0086967
2020 | 8 | 24 | 2020-08-24 | 22 | 2020-08-24 | 23 | 73865.964 | 0.0893% | 169 | 0 | 71735.0886 | 0.124% | 100 | 1 | 0.1067% | 119 | 0
2020 | 8 | 24 | 2020-08-24 | 23 | 2020-08-24 | 24 | 45913.9278 | 0.05551% | 580 | 0 | 44058.3311 | 0.07617% | 390 | 0 | 0.06584% | 447 | 0
2020 | 8 | 24 | 2020-08-24 | 24 | 2020-08-25 | 1 | 22286.8154 | 0.02694% | 1410 | 0 | 20500.9875 | 0.03544% | 1061 | 0 | 0.03119% | 1191 | 0
2020 | 8 | 25 | 2020-08-25 | 1 | 2020-08-25 | 2 | 10715.9517 | 0.01296% | 1983 | 0 | 8556.4078 | 0.01479% | 1636 | 0 | 0.01387% | 1832 | 0
2020 | 8 | 25 | 2020-08-25 | 2 | 2020-08-25 | 3 | 3448.4204 | 0.004169% | 2696 | 0 | 3111.7639 | 0.005379% | 2097 | 0 | 0.004774% | 2429 | 0
2020 | 8 | 25 | 2020-08-25 | 3 | 2020-08-25 | 4 | 1571.953 | 0.0019% | 3108 | 0 | 1387.608 | 0.002399% | 2481 | 0 | 0.00215% | 2919 | 0
2020 | 8 | 25 | 2020-08-25 | 4 | 2020-08-25 | 5 | 1145.3407 | 0.001385% | 3275 | 0 | 1002.1441 | 0.001732% | 2646 | 0 | 0.001559% | 3084 | 0
2020 | 8 | 25 | 2020-08-25 | 5 | 2020-08-25 | 6 | 1607.5721 | 0.001943% | 3093 | 0 | 1393.1105 | 0.002408% | 2478 | 0 | 0.002176% | 2913 | 0
2020 | 8 | 25 | 2020-08-25 | 6 | 2020-08-25 | 7 | 2950.3513 | 0.003567% | 2782 | 0 | 2758.6162 | 0.004769% | 2153 | 0 | 0.004168% | 2509 | 0
2020 | 8 | 25 | 2020-08-25 | 7 | 2020-08-25 | 8 | 9468.2671 | 0.01145% | 2068 | 0 | 7009.7431 | 0.01212% | 1734 | 0 | 0.01178% | 1918 | 0
2020 | 8 | 25 | 2020-08-25 | 8 | 2020-08-25 | 9 | 13423.8527 | 0.01623% | 1829 | 0 | 6846.6355 | 0.01184% | 1745 | 0 | 0.01403% | 1822 | 0
2020 | 8 | 25 | 2020-08-25 | 9 | 2020-08-25 | 10 | 11649.2939 | 0.01408% | 1920 | 0 | 1397.449 | 0.002416% | 2475 | 0 | 0.00825% | 2103 | 0
2020 | 8 | 25 | 2020-08-25 | 10 | 2020-08-25 | 11 | 8369.3574 | 0.01012% | 2161 | 0 | 776.7524 | 0.001343% | 2777 | 0 | 0.00573% | 2331 | 0
2020 | 8 | 25 | 2020-08-25 | 11 | 2020-08-25 | 12 | 7527.2315 | 0.0091% | 2234 | 0 | 1417.6938 | 0.002451% | 2466 | 0 | 0.005775% | 2326 | 0
2020 | 8 | 25 | 2020-08-25 | 12 | 2020-08-25 | 13 | 7613.1877 | 0.009204% | 2221 | 0 | 909.4365 | 0.001572% | 2701 | 0 | 0.005388% | 2367 | 0
2020 | 8 | 25 | 2020-08-25 | 13 | 2020-08-25 | 14 | 9773.6026 | 0.01182% | 2046 | 0 | 414.1174 | 0.0007159% | 3113 | 0 | 0.006266% | 2267 | 0
2020 | 8 | 25 | 2020-08-25 | 14 | 2020-08-25 | 15 | 15169.8996 | 0.01834% | 1744 | 0 | 577.4225 | 0.0009982% | 2925 | 0 | 0.009669% | 2031 | 0
2020 | 8 | 25 | 2020-08-25 | 15 | 2020-08-25 | 16 | 23473.7518 | 0.02838% | 1350 | 0 | 1806.4508 | 0.003123% | 2353 | 0 | 0.01575% | 1732 | 0
2020 | 8 | 25 | 2020-08-25 | 16 | 2020-08-25 | 17 | 38703.1792 | 0.04679% | 779 | 0 | 5417.1334 | 0.009365% | 1848 | 0 | 0.02808% | 1279 | 0
2020 | 8 | 25 | 2020-08-25 | 17 | 2020-08-25 | 18 | 57603.707 | 0.06964% | 357 | 0 | 17484.5917 | 0.03023% | 1180 | 0 | 0.04993% | 738 | 0
2020 | 8 | 25 | 2020-08-25 | 18 | 2020-08-25 | 19 | 76372.1235 | 0.09233% | 150 | 0 | 43646.145 | 0.07545% | 395 | 0 | 0.08389% | 260 | 0
2020 | 8 | 25 | 2020-08-25 | 19 | 2020-08-25 | 20 | 88543.0849 | 0.107% | 90 | 1 | 80567.506 | 0.1393% | 74 | 1 | 0.1232% | 76 | 1 | 0.0084998
2020 | 8 | 25 | 2020-08-25 | 20 | 2020-08-25 | 21 | 90301.9385 | 0.1092% | 82 | 1 | 90006.9168 | 0.1556% | 41 | 1 | 0.1324% | 51 | 1 | 0.0091363
2020 | 8 | 25 | 2020-08-25 | 21 | 2020-08-25 | 22 | 88695.484 | 0.1072% | 88 | 1 | 83781.6739 | 0.1448% | 62 | 1 | 0.126% | 69 | 1 | 0.0086979
2020 | 8 | 25 | 2020-08-25 | 22 | 2020-08-25 | 23 | 75201.9449 | 0.09092% | 159 | 0 | 71994.5959 | 0.1245% | 96 | 1 | 0.1077% | 116 | 0
2020 | 8 | 25 | 2020-08-25 | 23 | 2020-08-25 | 24 | 47505.7934 | 0.05743% | 540 | 0 | 44704.8139 | 0.07728% | 383 | 0 | 0.06736% | 422 | 0
2020 | 8 | 25 | 2020-08-25 | 24 | 2020-08-26 | 1 | 22841.0435 | 0.02761% | 1378 | 0 | 21005.6769 | 0.03631% | 1042 | 0 | 0.03196% | 1169 | 0
2020 | 8 | 26 | 2020-08-26 | 1 | 2020-08-26 | 2 | 20237.1398 | 0.02447% | 1500 | 0 | 17964.9967 | 0.03106% | 1156 | 0 | 0.02776% | 1290 | 0
2020 | 8 | 26 | 2020-08-26 | 2 | 2020-08-26 | 3 | 6184.2269 | 0.007476% | 2353 | 0 | 5970.909 | 0.01032% | 1804 | 0 | 0.008899% | 2064 | 0
2020 | 8 | 26 | 2020-08-26 | 3 | 2020-08-26 | 4 | 3184.6226 | 0.00385% | 2737 | 0 | 2742.4314 | 0.004741% | 2155 | 0 | 0.004296% | 2494 | 0
2020 | 8 | 26 | 2020-08-26 | 4 | 2020-08-26 | 5 | 2432.0366 | 0.00294% | 2883 | 0 | 2250.8158 | 0.003891% | 2249 | 0 | 0.003416% | 2620 | 0
2020 | 8 | 26 | 2020-08-26 | 5 | 2020-08-26 | 6 | 3094.7857 | 0.003741% | 2751 | 0 | 2830.8342 | 0.004894% | 2140 | 0 | 0.004318% | 2492 | 0
2020 | 8 | 26 | 2020-08-26 | 6 | 2020-08-26 | 7 | 6451.6006 | 0.0078% | 2328 | 0 | 6224.047 | 0.01076% | 1788 | 0 | 0.00928% | 2049 | 0
2020 | 8 | 26 | 2020-08-26 | 7 | 2020-08-26 | 8 | 16093.448 | 0.01946% | 1693 | 0 | 12898.5573 | 0.0223% | 1382 | 0 | 0.02088% | 1547 | 0
2020 | 8 | 26 | 2020-08-26 | 8 | 2020-08-26 | 9 | 21678.6468 | 0.02621% | 1435 | 0 | 8926.0505 | 0.01543% | 1614 | 0 | 0.02082% | 1551 | 0
2020 | 8 | 26 | 2020-08-26 | 9 | 2020-08-26 | 10 | 20420.4188 | 0.02469% | 1489 | 0 | 3263.3748 | 0.005642% | 2076 | 0 | 0.01516% | 1762 | 0
2020 | 8 | 26 | 2020-08-26 | 10 | 2020-08-26 | 11 | 16815.2514 | 0.02033% | 1657 | 0 | 1444.2521 | 0.002497% | 2454 | 0 | 0.01141% | 1933 | 0
2020 | 8 | 26 | 2020-08-26 | 11 | 2020-08-26 | 12 | 15697.645 | 0.01898% | 1717 | 0 | 780.377 | 0.001349% | 2772 | 0 | 0.01016% | 1995 | 0
2020 | 8 | 26 | 2020-08-26 | 12 | 2020-08-26 | 13 | 18979.925 | 0.02295% | 1553 | 0 | 1057.444 | 0.001828% | 2610 | 0 | 0.01239% | 1887 | 0
2020 | 8 | 26 | 2020-08-26 | 13 | 2020-08-26 | 14 | 33216.4208 | 0.04016% | 971 | 0 | 2870.2122 | 0.004962% | 2131 | 0 | 0.02256% | 1480 | 0
2020 | 8 | 26 | 2020-08-26 | 14 | 2020-08-26 | 15 | 43421.8088 | 0.05249% | 645 | 0 | 6126.7672 | 0.01059% | 1796 | 0 | 0.03154% | 1179 | 0
2020 | 8 | 26 | 2020-08-26 | 15 | 2020-08-26 | 16 | 54440.4418 | 0.06582% | 402 | 0 | 10897.062 | 0.01884% | 1493 | 0 | 0.04233% | 898 | 0
2020 | 8 | 26 | 2020-08-26 | 16 | 2020-08-26 | 17 | 80483.9421 | 0.0973% | 128 | 0 | 29253.9274 | 0.05057% | 754 | 0 | 0.07394% | 350 | 0
2020 | 8 | 26 | 2020-08-26 | 17 | 2020-08-26 | 18 | 104578.5647 | 0.1264% | 43 | 1 | 53233.3335 | 0.09203% | 253 | 0 | 0.1092% | 109 | 0
2020 | 8 | 26 | 2020-08-26 | 18 | 2020-08-26 | 19 | 120593.0908 | 0.1458% | 21 | 1 | 87245.1435 | 0.1508% | 50 | 1 | 0.1483% | 35 | 1 | 0.010235
2020 | 8 | 26 | 2020-08-26 | 19 | 2020-08-26 | 20 | 128083.0676 | 0.1548% | 15 | 1 | 117340.1044 | 0.2029% | 13 | 1 | 0.1788% | 13 | 1 | 0.012343
2020 | 8 | 26 | 2020-08-26 | 20 | 2020-08-26 | 21 | 120433.0693 | 0.1456% | 22 | 1 | 114036.4564 | 0.1971% | 17 | 1 | 0.1714% | 17 | 1 | 0.011827
2020 | 8 | 26 | 2020-08-26 | 21 | 2020-08-26 | 22 | 114750.0356 | 0.1387% | 29 | 1 | 106772.826 | 0.1846% | 21 | 1 | 0.1617% | 21 | 1 | 0.011156
2020 | 8 | 26 | 2020-08-26 | 22 | 2020-08-26 | 23 | 97149.6643 | 0.1174% | 59 | 1 | 89955.6455 | 0.1555% | 42 | 1 | 0.1365% | 47 | 1 | 0.0094189
2020 | 8 | 26 | 2020-08-26 | 23 | 2020-08-26 | 24 | 69079.2116 | 0.08351% | 213 | 0 | 61550.4957 | 0.1064% | 155 | 0 | 0.09496% | 168 | 0
2020 | 8 | 26 | 2020-08-26 | 24 | 2020-08-27 | 1 | 36232.4502 | 0.0438% | 868 | 0 | 30598.1003 | 0.0529% | 710 | 0 | 0.04835% | 775 | 0
2020 | 8 | 27 | 2020-08-27 | 1 | 2020-08-27 | 2 | 19263.7633 | 0.02329% | 1538 | 0 | 16355.3195 | 0.02827% | 1233 | 0 | 0.02578% | 1362 | 0
2020 | 8 | 27 | 2020-08-27 | 2 | 2020-08-27 | 3 | 7155.7288 | 0.008651% | 2270 | 0 | 6154.1727 | 0.01064% | 1793 | 0 | 0.009645% | 2032 | 0
2020 | 8 | 27 | 2020-08-27 | 3 | 2020-08-27 | 4 | 3636.7664 | 0.004397% | 2664 | 0 | 3017.3079 | 0.005216% | 2116 | 0 | 0.004806% | 2424 | 0
2020 | 8 | 27 | 2020-08-27 | 4 | 2020-08-27 | 5 | 2888.772 | 0.003492% | 2794 | 0 | 2284.437 | 0.003949% | 2242 | 0 | 0.003721% | 2570 | 0
2020 | 8 | 27 | 2020-08-27 | 5 | 2020-08-27 | 6 | 3468.9929 | 0.004194% | 2695 | 0 | 3197.0831 | 0.005527% | 2086 | 0 | 0.00486% | 2416 | 0
2020 | 8 | 27 | 2020-08-27 | 6 | 2020-08-27 | 7 | 7798.3254 | 0.009428% | 2202 | 0 | 7345.9883 | 0.0127% | 1709 | 0 | 0.01106% | 1950 | 0
2020 | 8 | 27 | 2020-08-27 | 7 | 2020-08-27 | 8 | 19639.6557 | 0.02374% | 1520 | 0 | 17173.7125 | 0.02969% | 1191 | 0 | 0.02672% | 1328 | 0
2020 | 8 | 27 | 2020-08-27 | 8 | 2020-08-27 | 9 | 27255.7982 | 0.03295% | 1186 | 0 | 12923.6444 | 0.02234% | 1380 | 0 | 0.02765% | 1293 | 0
2020 | 8 | 27 | 2020-08-27 | 9 | 2020-08-27 | 10 | 27967.0414 | 0.03381% | 1157 | 0 | 5372.7474 | 0.009288% | 1850 | 0 | 0.02155% | 1523 | 0
2020 | 8 | 27 | 2020-08-27 | 10 | 2020-08-27 | 11 | 23878.7133 | 0.02887% | 1329 | 0 | 2632.3119 | 0.004551% | 2179 | 0 | 0.01671% | 1679 | 0
2020 | 8 | 27 | 2020-08-27 | 11 | 2020-08-27 | 12 | 22899.6293 | 0.02768% | 1376 | 0 | 1665.2645 | 0.002879% | 2403 | 0 | 0.01528% | 1756 | 0
2020 | 8 | 27 | 2020-08-27 | 12 | 2020-08-27 | 13 | 32904.5418 | 0.03978% | 984 | 0 | 3451.4007 | 0.005967% | 2047 | 0 | 0.02287% | 1465 | 0
2020 | 8 | 27 | 2020-08-27 | 13 | 2020-08-27 | 14 | 43739.7692 | 0.05288% | 636 | 0 | 5751.2939 | 0.009943% | 1821 | 0 | 0.03141% | 1184 | 0
2020 | 8 | 27 | 2020-08-27 | 14 | 2020-08-27 | 15 | 55084.6352 | 0.06659% | 392 | 0 | 10677.2549 | 0.01846% | 1501 | 0 | 0.04253% | 891 | 0
2020 | 8 | 27 | 2020-08-27 | 15 | 2020-08-27 | 16 | 67798.9218 | 0.08197% | 225 | 0 | 19960.4631 | 0.03451% | 1080 | 0 | 0.05824% | 565 | 0
2020 | 8 | 27 | 2020-08-27 | 16 | 2020-08-27 | 17 | 84749.052 | 0.1025% | 108 | 0 | 32309.9857 | 0.05586% | 664 | 0 | 0.07916% | 309 | 0
2020 | 8 | 27 | 2020-08-27 | 17 | 2020-08-27 | 18 | 105414.9419 | 0.1274% | 40 | 1 | 53907.5319 | 0.09319% | 244 | 0 | 0.1103% | 103 | 0
2020 | 8 | 27 | 2020-08-27 | 18 | 2020-08-27 | 19 | 121213.1266 | 0.1465% | 20 | 1 | 87687.0503 | 0.1516% | 48 | 1 | 0.1491% | 32 | 1 | 0.010287
2020 | 8 | 27 | 2020-08-27 | 19 | 2020-08-27 | 20 | 129432.8434 | 0.1565% | 13 | 1 | 121280.5809 | 0.2097% | 10 | 1 | 0.1831% | 12 | 1 | 0.012634
2020 | 8 | 27 | 2020-08-27 | 20 | 2020-08-27 | 21 | 121646.1232 | 0.1471% | 19 | 1 | 120628.9666 | 0.2085% | 12 | 1 | 0.1778% | 14 | 1 | 0.012271
2020 | 8 | 27 | 2020-08-27 | 21 | 2020-08-27 | 22 | 115123.9223 | 0.1392% | 26 | 1 | 113770.7479 | 0.1967% | 18 | 1 | 0.1679% | 20 | 1 | 0.011589
2020 | 8 | 27 | 2020-08-27 | 22 | 2020-08-27 | 23 | 95653.2698 | 0.1156% | 63 | 1 | 94769.6608 | 0.1638% | 36 | 1 | 0.1397% | 45 | 1 | 0.0096437
2020 | 8 | 27 | 2020-08-27 | 23 | 2020-08-27 | 24 | 67078.033 | 0.08109% | 233 | 0 | 65866.5496 | 0.1139% | 124 | 0 | 0.09748% | 150 | 0
2020 | 8 | 27 | 2020-08-27 | 24 | 2020-08-28 | 1 | 34850.4659 | 0.04213% | 927 | 0 | 34153.2783 | 0.05904% | 614 | 0 | 0.05059% | 726 | 0
2020 | 8 | 28 | 2020-08-28 | 1 | 2020-08-28 | 2 | 23070.5937 | 0.02789% | 1367 | 0 | 21398.9859 | 0.03699% | 1022 | 0 | 0.03244% | 1161 | 0
2020 | 8 | 28 | 2020-08-28 | 2 | 2020-08-28 | 3 | 10461.8539 | 0.01265% | 1996 | 0 | 10081.1032 | 0.01743% | 1536 | 0 | 0.01504% | 1768 | 0
2020 | 8 | 28 | 2020-08-28 | 3 | 2020-08-28 | 4 | 4950.6838 | 0.005985% | 2484 | 0 | 4937.4399 | 0.008536% | 1881 | 0 | 0.00726% | 2179 | 0
2020 | 8 | 28 | 2020-08-28 | 4 | 2020-08-28 | 5 | 3829.4435 | 0.00463% | 2637 | 0 | 3691.8064 | 0.006382% | 2019 | 0 | 0.005506% | 2357 | 0
2020 | 8 | 28 | 2020-08-28 | 5 | 2020-08-28 | 6 | 4355.4086 | 0.005265% | 2553 | 0 | 4398.9583 | 0.007605% | 1935 | 0 | 0.006435% | 2250 | 0
2020 | 8 | 28 | 2020-08-28 | 6 | 2020-08-28 | 7 | 7542.6765 | 0.009119% | 2233 | 0 | 7582.1337 | 0.01311% | 1691 | 0 | 0.01111% | 1947 | 0
2020 | 8 | 28 | 2020-08-28 | 7 | 2020-08-28 | 8 | 15134.4632 | 0.0183% | 1745 | 0 | 14267.445 | 0.02466% | 1309 | 0 | 0.02148% | 1525 | 0
2020 | 8 | 28 | 2020-08-28 | 8 | 2020-08-28 | 9 | 22417.2524 | 0.0271% | 1398 | 0 | 14909.7869 | 0.02578% | 1284 | 0 | 0.02644% | 1341 | 0
2020 | 8 | 28 | 2020-08-28 | 9 | 2020-08-28 | 10 | 22547.6754 | 0.02726% | 1394 | 0 | 4722.2622 | 0.008164% | 1900 | 0 | 0.01771% | 1647 | 0
2020 | 8 | 28 | 2020-08-28 | 10 | 2020-08-28 | 11 | 20667.2954 | 0.02499% | 1484 | 0 | 2615.4114 | 0.004521% | 2185 | 0 | 0.01475% | 1789 | 0
2020 | 8 | 28 | 2020-08-28 | 11 | 2020-08-28 | 12 | 19134.339 | 0.02313% | 1547 | 0 | 2000.0521 | 0.003458% | 2304 | 0 | 0.0133% | 1850 | 0
2020 | 8 | 28 | 2020-08-28 | 12 | 2020-08-28 | 13 | 22582.5809 | 0.0273% | 1390 | 0 | 2277.6361 | 0.003937% | 2245 | 0 | 0.01562% | 1738 | 0
2020 | 8 | 28 | 2020-08-28 | 13 | 2020-08-28 | 14 | 33156.8995 | 0.04009% | 975 | 0 | 3838.6938 | 0.006636% | 2001 | 0 | 0.02336% | 1450 | 0
2020 | 8 | 28 | 2020-08-28 | 14 | 2020-08-28 | 15 | 43579.2454 | 0.05269% | 638 | 0 | 6238.6414 | 0.01079% | 1786 | 0 | 0.03174% | 1176 | 0
2020 | 8 | 28 | 2020-08-28 | 15 | 2020-08-28 | 16 | 55825.4618 | 0.06749% | 386 | 0 | 10532.5663 | 0.01821% | 1509 | 0 | 0.04285% | 885 | 0
2020 | 8 | 28 | 2020-08-28 | 16 | 2020-08-28 | 17 | 70564.1989 | 0.08531% | 199 | 0 | 21246.6733 | 0.03673% | 1030 | 0 | 0.06102% | 523 | 0
2020 | 8 | 28 | 2020-08-28 | 17 | 2020-08-28 | 18 | 92119.1602 | 0.1114% | 72 | 1 | 42662.0657 | 0.07375% | 413 | 0 | 0.09256% | 179 | 0
2020 | 8 | 28 | 2020-08-28 | 18 | 2020-08-28 | 19 | 108754.4674 | 0.1315% | 35 | 1 | 73564.3533 | 0.1272% | 90 | 1 | 0.1293% | 59 | 1 | 0.0089252
2020 | 8 | 28 | 2020-08-28 | 19 | 2020-08-28 | 20 | 107463.8833 | 0.1299% | 37 | 1 | 96667.9505 | 0.1671% | 34 | 1 | 0.1485% | 34 | 1 | 0.01025
2020 | 8 | 28 | 2020-08-28 | 20 | 2020-08-28 | 21 | 104351.4379 | 0.1262% | 44 | 1 | 100947.7704 | 0.1745% | 27 | 1 | 0.1503% | 30 | 1 | 0.010375
2020 | 8 | 28 | 2020-08-28 | 21 | 2020-08-28 | 22 | 102762.7854 | 0.1242% | 47 | 1 | 100803.1434 | 0.1743% | 28 | 1 | 0.1492% | 31 | 1 | 0.0103
2020 | 8 | 28 | 2020-08-28 | 22 | 2020-08-28 | 23 | 91789.4263 | 0.111% | 75 | 1 | 90801.274 | 0.157% | 39 | 1 | 0.134% | 50 | 1 | 0.0092457
2020 | 8 | 28 | 2020-08-28 | 23 | 2020-08-28 | 24 | 67438.3475 | 0.08153% | 228 | 0 | 66513.7295 | 0.115% | 122 | 0 | 0.09826% | 146 | 0
2020 | 8 | 28 | 2020-08-28 | 24 | 2020-08-29 | 1 | 39699.2529 | 0.04799% | 751 | 0 | 39016.0505 | 0.06745% | 487 | 0 | 0.05772% | 574 | 0
2020 | 8 | 29 | 2020-08-29 | 1 | 2020-08-29 | 2 | 2699.8614 | 0.003264% | 2829 | 0 | 2084.5874 | 0.003604% | 2280 | 0 | 0.003434% | 2614 | 0
2020 | 8 | 29 | 2020-08-29 | 2 | 2020-08-29 | 3 | 799.0758 | 0.000966% | 3441 | 0 | 828.3702 | 0.001432% | 2742 | 0 | 0.001199% | 3255 | 0
2020 | 8 | 29 | 2020-08-29 | 3 | 2020-08-29 | 4 | 332.5314 | 0.000402% | 3845 | 0 | 346.6616 | 0.0005993% | 3224 | 0 | 0.0005007% | 3758 | 0
2020 | 8 | 29 | 2020-08-29 | 4 | 2020-08-29 | 5 | 125.8451 | 0.0001521% | 4198 | 0 | 147.1153 | 0.0002543% | 3739 | 0 | 0.0002032% | 4279 | 0
2020 | 8 | 29 | 2020-08-29 | 5 | 2020-08-29 | 6 | 211.7234 | 0.000256% | 4014 | 0 | 269.9438 | 0.0004667% | 3379 | 0 | 0.0003613% | 3955 | 0
2020 | 8 | 29 | 2020-08-29 | 6 | 2020-08-29 | 7 | 772.4032 | 0.0009338% | 3460 | 0 | 712.4032 | 0.001232% | 2815 | 0 | 0.001083% | 3312 | 0
2020 | 8 | 29 | 2020-08-29 | 7 | 2020-08-29 | 8 | 2480.1011 | 0.002998% | 2874 | 0 | 2028.1779 | 0.003506% | 2299 | 0 | 0.003252% | 2650 | 0
2020 | 8 | 29 | 2020-08-29 | 8 | 2020-08-29 | 9 | 3721.5186 | 0.004499% | 2651 | 0 | 990.194 | 0.001712% | 2654 | 0 | 0.003105% | 2677 | 0
2020 | 8 | 29 | 2020-08-29 | 9 | 2020-08-29 | 10 | 2842.3468 | 0.003436% | 2801 | 0 | 204.7856 | 0.000354% | 3548 | 0 | 0.001895% | 2975 | 0
2020 | 8 | 29 | 2020-08-29 | 10 | 2020-08-29 | 11 | 1046.5958 | 0.001265% | 3324 | 0 | 0 | 0% | 4870 | 0 | 0.0006326% | 3625 | 0
2020 | 8 | 29 | 2020-08-29 | 11 | 2020-08-29 | 12 | 434.1322 | 0.0005248% | 3722 | 0 | 0 | 0% | 4870 | 0 | 0.0002624% | 4137 | 0
2020 | 8 | 29 | 2020-08-29 | 12 | 2020-08-29 | 13 | 310.8216 | 0.0003758% | 3874 | 0 | 0 | 0% | 4870 | 0 | 0.0001879% | 4324 | 0
2020 | 8 | 29 | 2020-08-29 | 13 | 2020-08-29 | 14 | 344.6234 | 0.0004166% | 3827 | 0 | 0 | 0% | 4870 | 0 | 0.0002083% | 4260 | 0
2020 | 8 | 29 | 2020-08-29 | 14 | 2020-08-29 | 15 | 1217.4212 | 0.001472% | 3237 | 0 | 0 | 0% | 4870 | 0 | 0.0007359% | 3540 | 0
2020 | 8 | 29 | 2020-08-29 | 15 | 2020-08-29 | 16 | 2598.7147 | 0.003142% | 2845 | 0 | 0 | 0% | 4870 | 0 | 0.001571% | 3078 | 0
2020 | 8 | 29 | 2020-08-29 | 16 | 2020-08-29 | 17 | 5660.0123 | 0.006843% | 2405 | 0 | 193.8305 | 0.0003351% | 3583 | 0 | 0.003589% | 2585 | 0
2020 | 8 | 29 | 2020-08-29 | 17 | 2020-08-29 | 18 | 15207.2216 | 0.01838% | 1743 | 0 | 1936.542 | 0.003348% | 2325 | 0 | 0.01087% | 1965 | 0
2020 | 8 | 29 | 2020-08-29 | 18 | 2020-08-29 | 19 | 30588.5826 | 0.03698% | 1061 | 0 | 11367.6078 | 0.01965% | 1466 | 0 | 0.02832% | 1274 | 0
2020 | 8 | 29 | 2020-08-29 | 19 | 2020-08-29 | 20 | 43893.0463 | 0.05306% | 634 | 0 | 38572.3965 | 0.06668% | 500 | 0 | 0.05987% | 540 | 0
2020 | 8 | 29 | 2020-08-29 | 20 | 2020-08-29 | 21 | 45842.109 | 0.05542% | 585 | 0 | 46538.0924 | 0.08045% | 350 | 0 | 0.06794% | 415 | 0
2020 | 8 | 29 | 2020-08-29 | 21 | 2020-08-29 | 22 | 56987.5032 | 0.0689% | 371 | 0 | 53524.8656 | 0.09253% | 248 | 0 | 0.08071% | 289 | 0
2020 | 8 | 29 | 2020-08-29 | 22 | 2020-08-29 | 23 | 42178.8596 | 0.05099% | 684 | 0 | 37812.0803 | 0.06537% | 516 | 0 | 0.05818% | 566 | 0
2020 | 8 | 29 | 2020-08-29 | 23 | 2020-08-29 | 24 | 22682.4245 | 0.02742% | 1384 | 0 | 20105.3115 | 0.03476% | 1074 | 0 | 0.03109% | 1196 | 0
2020 | 8 | 29 | 2020-08-29 | 24 | 2020-08-30 | 1 | 6923.0599 | 0.00837% | 2291 | 0 | 6031.0386 | 0.01043% | 1801 | 0 | 0.009398% | 2043 | 0
2020 | 8 | 30 | 2020-08-30 | 1 | 2020-08-30 | 2 | 2518.1935 | 0.003044% | 2865 | 0 | 2080.9529 | 0.003597% | 2282 | 0 | 0.003321% | 2637 | 0
2020 | 8 | 30 | 2020-08-30 | 2 | 2020-08-30 | 3 | 1316.7117 | 0.001592% | 3189 | 0 | 1050.1585 | 0.001815% | 2615 | 0 | 0.001704% | 3030 | 0
2020 | 8 | 30 | 2020-08-30 | 3 | 2020-08-30 | 4 | 564.523 | 0.0006825% | 3612 | 0 | 517.1566 | 0.000894% | 2993 | 0 | 0.0007883% | 3494 | 0
2020 | 8 | 30 | 2020-08-30 | 4 | 2020-08-30 | 5 | 309.1409 | 0.0003737% | 3875 | 0 | 231.3716 | 0.0004% | 3479 | 0 | 0.0003869% | 3912 | 0
2020 | 8 | 30 | 2020-08-30 | 5 | 2020-08-30 | 6 | 427.6003 | 0.0005169% | 3732 | 0 | 348.732 | 0.0006029% | 3222 | 0 | 0.0005599% | 3689 | 0
2020 | 8 | 30 | 2020-08-30 | 6 | 2020-08-30 | 7 | 820.6467 | 0.0009921% | 3430 | 0 | 700.5868 | 0.001211% | 2824 | 0 | 0.001102% | 3303 | 0
2020 | 8 | 30 | 2020-08-30 | 7 | 2020-08-30 | 8 | 1370.7362 | 0.001657% | 3170 | 0 | 1193.3018 | 0.002063% | 2555 | 0 | 0.00186% | 2985 | 0
2020 | 8 | 30 | 2020-08-30 | 8 | 2020-08-30 | 9 | 1630.7971 | 0.001972% | 3084 | 0 | 318.5225 | 0.0005506% | 3274 | 0 | 0.001261% | 3217 | 0
2020 | 8 | 30 | 2020-08-30 | 9 | 2020-08-30 | 10 | 1112.9314 | 0.001345% | 3295 | 0 | 521.4729 | 0.0009015% | 2986 | 0 | 0.001123% | 3291 | 0
2020 | 8 | 30 | 2020-08-30 | 10 | 2020-08-30 | 11 | 678.2311 | 0.0008199% | 3528 | 0 | 0 | 0% | 4870 | 0 | 0.00041% | 3870 | 0
2020 | 8 | 30 | 2020-08-30 | 11 | 2020-08-30 | 12 | 339.8256 | 0.0004108% | 3835 | 0 | 0 | 0% | 4870 | 0 | 0.0002054% | 4274 | 0
2020 | 8 | 30 | 2020-08-30 | 12 | 2020-08-30 | 13 | 257.6913 | 0.0003115% | 3940 | 0 | 0 | 0% | 4870 | 0 | 0.0001558% | 4420 | 0
2020 | 8 | 30 | 2020-08-30 | 13 | 2020-08-30 | 14 | 250.4475 | 0.0003028% | 3948 | 0 | 0 | 0% | 4870 | 0 | 0.0001514% | 4430 | 0
2020 | 8 | 30 | 2020-08-30 | 14 | 2020-08-30 | 15 | 705.1843 | 0.0008525% | 3506 | 0 | 0 | 0% | 4870 | 0 | 0.0004263% | 3852 | 0
2020 | 8 | 30 | 2020-08-30 | 15 | 2020-08-30 | 16 | 1703.8161 | 0.00206% | 3055 | 0 | 0 | 0% | 4870 | 0 | 0.00103% | 3336 | 0
2020 | 8 | 30 | 2020-08-30 | 16 | 2020-08-30 | 17 | 3560.3646 | 0.004304% | 2681 | 0 | 444.1188 | 0.0007678% | 3066 | 0 | 0.002536% | 2819 | 0
2020 | 8 | 30 | 2020-08-30 | 17 | 2020-08-30 | 18 | 11291.646 | 0.01365% | 1947 | 0 | 1038.4028 | 0.001795% | 2623 | 0 | 0.007723% | 2134 | 0
2020 | 8 | 30 | 2020-08-30 | 18 | 2020-08-30 | 19 | 23904.3461 | 0.0289% | 1327 | 0 | 8272.0075 | 0.0143% | 1650 | 0 | 0.0216% | 1520 | 0
2020 | 8 | 30 | 2020-08-30 | 19 | 2020-08-30 | 20 | 37961.0991 | 0.04589% | 803 | 0 | 32374.1062 | 0.05597% | 662 | 0 | 0.05093% | 711 | 0
2020 | 8 | 30 | 2020-08-30 | 20 | 2020-08-30 | 21 | 41140.1619 | 0.04974% | 714 | 0 | 39946.9835 | 0.06906% | 467 | 0 | 0.0594% | 545 | 0
2020 | 8 | 30 | 2020-08-30 | 21 | 2020-08-30 | 22 | 51259.9185 | 0.06197% | 454 | 0 | 46766.9019 | 0.08085% | 345 | 0 | 0.07141% | 382 | 0
2020 | 8 | 30 | 2020-08-30 | 22 | 2020-08-30 | 23 | 39074.8155 | 0.04724% | 768 | 0 | 36413.82 | 0.06295% | 551 | 0 | 0.0551% | 628 | 0
2020 | 8 | 30 | 2020-08-30 | 23 | 2020-08-30 | 24 | 22326.9099 | 0.02699% | 1404 | 0 | 20336.6691 | 0.03516% | 1064 | 0 | 0.03107% | 1197 | 0
2020 | 8 | 30 | 2020-08-30 | 24 | 2020-08-31 | 1 | 7204.0007 | 0.008709% | 2263 | 0 | 6348.2134 | 0.01097% | 1774 | 0 | 0.009842% | 2021 | 0
2020 | 8 | 31 | 2020-08-31 | 1 | 2020-08-31 | 2 | 15676.9482 | 0.01895% | 1721 | 0 | 14264.3082 | 0.02466% | 1311 | 0 | 0.02181% | 1510 | 0
2020 | 8 | 31 | 2020-08-31 | 2 | 2020-08-31 | 3 | 7682.9481 | 0.009288% | 2218 | 0 | 7078.0747 | 0.01224% | 1728 | 0 | 0.01076% | 1970 | 0
2020 | 8 | 31 | 2020-08-31 | 3 | 2020-08-31 | 4 | 3588.8963 | 0.004339% | 2678 | 0 | 3461.3838 | 0.005984% | 2044 | 0 | 0.005161% | 2388 | 0
2020 | 8 | 31 | 2020-08-31 | 4 | 2020-08-31 | 5 | 2658.3132 | 0.003214% | 2832 | 0 | 2313.767 | 0.004% | 2238 | 0 | 0.003607% | 2582 | 0
2020 | 8 | 31 | 2020-08-31 | 5 | 2020-08-31 | 6 | 2832.3222 | 0.003424% | 2802 | 0 | 2678.6957 | 0.004631% | 2168 | 0 | 0.004027% | 2531 | 0
2020 | 8 | 31 | 2020-08-31 | 6 | 2020-08-31 | 7 | 6108.1791 | 0.007384% | 2359 | 0 | 5447.2068 | 0.009417% | 1845 | 0 | 0.008401% | 2093 | 0
2020 | 8 | 31 | 2020-08-31 | 7 | 2020-08-31 | 8 | 14427.7014 | 0.01744% | 1784 | 0 | 12638.4153 | 0.02185% | 1396 | 0 | 0.01965% | 1590 | 0
2020 | 8 | 31 | 2020-08-31 | 8 | 2020-08-31 | 9 | 21079.2158 | 0.02548% | 1466 | 0 | 12036.9546 | 0.02081% | 1432 | 0 | 0.02315% | 1456 | 0
2020 | 8 | 31 | 2020-08-31 | 9 | 2020-08-31 | 10 | 19887.6885 | 0.02404% | 1511 | 0 | 4168.9574 | 0.007207% | 1963 | 0 | 0.01563% | 1736 | 0
2020 | 8 | 31 | 2020-08-31 | 10 | 2020-08-31 | 11 | 16736.8544 | 0.02023% | 1659 | 0 | 1373.4123 | 0.002374% | 2492 | 0 | 0.0113% | 1937 | 0
2020 | 8 | 31 | 2020-08-31 | 11 | 2020-08-31 | 12 | 15933.0224 | 0.01926% | 1702 | 0 | 629.9871 | 0.001089% | 2876 | 0 | 0.01018% | 1993 | 0
2020 | 8 | 31 | 2020-08-31 | 12 | 2020-08-31 | 13 | 17107.4221 | 0.02068% | 1638 | 0 | 670.4677 | 0.001159% | 2849 | 0 | 0.01092% | 1960 | 0
2020 | 8 | 31 | 2020-08-31 | 13 | 2020-08-31 | 14 | 24939.2544 | 0.03015% | 1284 | 0 | 1478.4017 | 0.002556% | 2449 | 0 | 0.01635% | 1702 | 0
2020 | 8 | 31 | 2020-08-31 | 14 | 2020-08-31 | 15 | 37117.5348 | 0.04487% | 835 | 0 | 4249.4534 | 0.007346% | 1951 | 0 | 0.02611% | 1351 | 0
2020 | 8 | 31 | 2020-08-31 | 15 | 2020-08-31 | 16 | 48342.7298 | 0.05844% | 524 | 0 | 8380.3163 | 0.01449% | 1644 | 0 | 0.03647% | 1051 | 0
2020 | 8 | 31 | 2020-08-31 | 16 | 2020-08-31 | 17 | 64805.8658 | 0.07835% | 256 | 0 | 19477.0891 | 0.03367% | 1093 | 0 | 0.05601% | 610 | 0
2020 | 8 | 31 | 2020-08-31 | 17 | 2020-08-31 | 18 | 85593.1084 | 0.1035% | 103 | 0 | 38612.8079 | 0.06675% | 497 | 0 | 0.08511% | 247 | 0
2020 | 8 | 31 | 2020-08-31 | 18 | 2020-08-31 | 19 | 99978.9803 | 0.1209% | 52 | 1 | 67488.9877 | 0.1167% | 114 | 0 | 0.1188% | 87 | 1 | 0.0081967
2020 | 8 | 31 | 2020-08-31 | 19 | 2020-08-31 | 20 | 104844.079 | 0.1268% | 42 | 1 | 95121.1788 | 0.1644% | 35 | 1 | 0.1456% | 38 | 1 | 0.010048
2020 | 8 | 31 | 2020-08-31 | 20 | 2020-08-31 | 21 | 102923.4318 | 0.1244% | 46 | 1 | 99895.7052 | 0.1727% | 29 | 1 | 0.1486% | 33 | 1 | 0.010253
2020 | 8 | 31 | 2020-08-31 | 21 | 2020-08-31 | 22 | 100910.0858 | 0.122% | 51 | 1 | 96821.2739 | 0.1674% | 33 | 1 | 0.1447% | 42 | 1 | 0.0099853
2020 | 8 | 31 | 2020-08-31 | 22 | 2020-08-31 | 23 | 85569.6527 | 0.1034% | 104 | 0 | 81405.9749 | 0.1407% | 68 | 1 | 0.1221% | 78 | 1 | 0.0084258
2020 | 8 | 31 | 2020-08-31 | 23 | 2020-08-31 | 24 | 58379.1927 | 0.07058% | 341 | 0 | 56455.0159 | 0.0976% | 210 | 0 | 0.08409% | 259 | 0
2020 | 8 | 31 | 2020-08-31 | 24 | 2020-09-01 | 1 | 31149.806 | 0.03766% | 1036 | 0 | 29747.0646 | 0.05143% | 739 | 0 | 0.04454% | 842 | 0
2020 | 9 | 1 | 2020-09-01 | 1 | 2020-09-01 | 2 | 39127.2859 | 0.0473% | 766 | 0 | 37413.1968 | 0.06468% | 529 | 0 | 0.05599% | 611 | 0
2020 | 9 | 1 | 2020-09-01 | 2 | 2020-09-01 | 3 | 18523.8443 | 0.02239% | 1572 | 0 | 18193.5453 | 0.03145% | 1150 | 0 | 0.02692% | 1320 | 0
2020 | 9 | 1 | 2020-09-01 | 3 | 2020-09-01 | 4 | 10377.6995 | 0.01255% | 1998 | 0 | 10441.3393 | 0.01805% | 1513 | 0 | 0.0153% | 1755 | 0
2020 | 9 | 1 | 2020-09-01 | 4 | 2020-09-01 | 5 | 7698.301 | 0.009307% | 2213 | 0 | 7592.0278 | 0.01312% | 1688 | 0 | 0.01122% | 1942 | 0
2020 | 9 | 1 | 2020-09-01 | 5 | 2020-09-01 | 6 | 7450.3329 | 0.009007% | 2244 | 0 | 7383.2622 | 0.01276% | 1707 | 0 | 0.01089% | 1963 | 0
2020 | 9 | 1 | 2020-09-01 | 6 | 2020-09-01 | 7 | 14116.4751 | 0.01707% | 1801 | 0 | 13272.4054 | 0.02294% | 1363 | 0 | 0.02001% | 1579 | 0
2020 | 9 | 1 | 2020-09-01 | 7 | 2020-09-01 | 8 | 27484.2008 | 0.03323% | 1171 | 0 | 25613.7473 | 0.04428% | 858 | 0 | 0.03875% | 992 | 0
2020 | 9 | 1 | 2020-09-01 | 8 | 2020-09-01 | 9 | 33431.2415 | 0.04042% | 968 | 0 | 19187.6151 | 0.03317% | 1104 | 0 | 0.03679% | 1045 | 0
2020 | 9 | 1 | 2020-09-01 | 9 | 2020-09-01 | 10 | 33564.7564 | 0.04058% | 966 | 0 | 7755.2664 | 0.01341% | 1676 | 0 | 0.02699% | 1316 | 0
2020 | 9 | 1 | 2020-09-01 | 10 | 2020-09-01 | 11 | 32109.9893 | 0.03882% | 1011 | 0 | 4125.4615 | 0.007132% | 1969 | 0 | 0.02298% | 1461 | 0
2020 | 9 | 1 | 2020-09-01 | 11 | 2020-09-01 | 12 | 34543.4902 | 0.04176% | 937 | 0 | 3760.0529 | 0.0065% | 2010 | 0 | 0.02413% | 1420 | 0
2020 | 9 | 1 | 2020-09-01 | 12 | 2020-09-01 | 13 | 46411.4435 | 0.05611% | 571 | 0 | 6279.6811 | 0.01086% | 1781 | 0 | 0.03348% | 1138 | 0
2020 | 9 | 1 | 2020-09-01 | 13 | 2020-09-01 | 14 | 54949.3939 | 0.06643% | 395 | 0 | 9252.8561 | 0.016% | 1587 | 0 | 0.04121% | 934 | 0
2020 | 9 | 1 | 2020-09-01 | 14 | 2020-09-01 | 15 | 70777.3526 | 0.08557% | 196 | 0 | 17505.3222 | 0.03026% | 1179 | 0 | 0.05791% | 570 | 0
2020 | 9 | 1 | 2020-09-01 | 15 | 2020-09-01 | 16 | 86622.694 | 0.1047% | 99 | 1 | 33111.1171 | 0.05724% | 639 | 0 | 0.08098% | 287 | 0
2020 | 9 | 1 | 2020-09-01 | 16 | 2020-09-01 | 17 | 111826.7909 | 0.1352% | 33 | 1 | 63926.8648 | 0.1105% | 137 | 0 | 0.1229% | 77 | 1 | 0.0084785
2020 | 9 | 1 | 2020-09-01 | 17 | 2020-09-01 | 18 | 127689.4047 | 0.1544% | 17 | 1 | 80808.2497 | 0.1397% | 72 | 1 | 0.147% | 36 | 1 | 0.010147
2020 | 9 | 1 | 2020-09-01 | 18 | 2020-09-01 | 19 | 147831.9619 | 0.1787% | 8 | 1 | 121162.4998 | 0.2095% | 11 | 1 | 0.1941% | 8 | 1 | 0.013395
2020 | 9 | 1 | 2020-09-01 | 19 | 2020-09-01 | 20 | 156672.3252 | 0.1894% | 6 | 1 | 152190.3637 | 0.2631% | 3 | 1 | 0.2263% | 4 | 1 | 0.015615
2020 | 9 | 1 | 2020-09-01 | 20 | 2020-09-01 | 21 | 160371.8498 | 0.1939% | 4 | 1 | 160488.1007 | 0.2774% | 2 | 1 | 0.2357% | 2 | 1 | 0.016264
2020 | 9 | 1 | 2020-09-01 | 21 | 2020-09-01 | 22 | 146515.3031 | 0.1771% | 9 | 1 | 144419.3985 | 0.2497% | 6 | 1 | 0.2134% | 6 | 1 | 0.014727
2020 | 9 | 1 | 2020-09-01 | 22 | 2020-09-01 | 23 | 116834.5149 | 0.1412% | 23 | 1 | 116227.5074 | 0.2009% | 15 | 1 | 0.1711% | 18 | 1 | 0.011807
2020 | 9 | 1 | 2020-09-01 | 23 | 2020-09-01 | 24 | 87423.3255 | 0.1057% | 96 | 1 | 86492.0346 | 0.1495% | 51 | 1 | 0.1276% | 64 | 1 | 0.0088065
2020 | 9 | 1 | 2020-09-01 | 24 | 2020-09-02 | 1 | 57133.1365 | 0.06907% | 369 | 0 | 56936.9647 | 0.09843% | 197 | 0 | 0.08375% | 262 | 0
2020 | 9 | 2 | 2020-09-02 | 1 | 2020-09-02 | 2 | 42305.0581 | 0.05114% | 677 | 0 | 40446.8051 | 0.06992% | 457 | 0 | 0.06053% | 532 | 0
2020 | 9 | 2 | 2020-09-02 | 2 | 2020-09-02 | 3 | 11628.7091 | 0.01406% | 1923 | 0 | 11172.3474 | 0.01931% | 1474 | 0 | 0.01669% | 1682 | 0
2020 | 9 | 2 | 2020-09-02 | 3 | 2020-09-02 | 4 | 5190.5089 | 0.006275% | 2453 | 0 | 5231.8566 | 0.009045% | 1861 | 0 | 0.00766% | 2140 | 0
2020 | 9 | 2 | 2020-09-02 | 4 | 2020-09-02 | 5 | 3651.292 | 0.004414% | 2660 | 0 | 3700.6011 | 0.006397% | 2017 | 0 | 0.005406% | 2365 | 0
2020 | 9 | 2 | 2020-09-02 | 5 | 2020-09-02 | 6 | 5276.969 | 0.00638% | 2446 | 0 | 4799.4173 | 0.008297% | 1894 | 0 | 0.007338% | 2173 | 0
2020 | 9 | 2 | 2020-09-02 | 6 | 2020-09-02 | 7 | 12041.6461 | 0.01456% | 1902 | 0 | 11587.584 | 0.02003% | 1454 | 0 | 0.01729% | 1660 | 0
2020 | 9 | 2 | 2020-09-02 | 7 | 2020-09-02 | 8 | 29032.0935 | 0.0351% | 1115 | 0 | 23505.1523 | 0.04063% | 941 | 0 | 0.03787% | 1016 | 0
2020 | 9 | 2 | 2020-09-02 | 8 | 2020-09-02 | 9 | 35766.9988 | 0.04324% | 887 | 0 | 25452.0204 | 0.044% | 867 | 0 | 0.04362% | 867 | 0
2020 | 9 | 2 | 2020-09-02 | 9 | 2020-09-02 | 10 | 37658.3289 | 0.04553% | 817 | 0 | 12396.7409 | 0.02143% | 1412 | 0 | 0.03348% | 1139 | 0
2020 | 9 | 2 | 2020-09-02 | 10 | 2020-09-02 | 11 | 35959.3321 | 0.04347% | 879 | 0 | 5766.8495 | 0.009969% | 1819 | 0 | 0.02672% | 1327 | 0
2020 | 9 | 2 | 2020-09-02 | 11 | 2020-09-02 | 12 | 48714.2153 | 0.05889% | 516 | 0 | 8397.7314 | 0.01452% | 1643 | 0 | 0.03671% | 1047 | 0
2020 | 9 | 2 | 2020-09-02 | 12 | 2020-09-02 | 13 | 58048.0602 | 0.07018% | 349 | 0 | 9735.3627 | 0.01683% | 1556 | 0 | 0.0435% | 872 | 0
2020 | 9 | 2 | 2020-09-02 | 13 | 2020-09-02 | 14 | 70898.2049 | 0.08571% | 193 | 0 | 14124.6559 | 0.02442% | 1320 | 0 | 0.05507% | 631 | 0
2020 | 9 | 2 | 2020-09-02 | 14 | 2020-09-02 | 15 | 87660.3636 | 0.106% | 95 | 1 | 21808.7102 | 0.0377% | 1008 | 0 | 0.07184% | 375 | 0
2020 | 9 | 2 | 2020-09-02 | 15 | 2020-09-02 | 16 | 101018.8548 | 0.1221% | 50 | 1 | 37708.5411 | 0.06519% | 520 | 0 | 0.09366% | 172 | 0
2020 | 9 | 2 | 2020-09-02 | 16 | 2020-09-02 | 17 | 136170.4981 | 0.1646% | 12 | 1 | 78792.2669 | 0.1362% | 79 | 1 | 0.1504% | 29 | 1 | 0.010381
2020 | 9 | 2 | 2020-09-02 | 17 | 2020-09-02 | 18 | 151116.9031 | 0.1827% | 7 | 1 | 98618.3692 | 0.1705% | 30 | 1 | 0.1766% | 15 | 1 | 0.012187
2020 | 9 | 2 | 2020-09-02 | 18 | 2020-09-02 | 19 | 162176.0152 | 0.1961% | 3 | 1 | 131697.6643 | 0.2277% | 7 | 1 | 0.2119% | 7 | 1 | 0.014622
2020 | 9 | 2 | 2020-09-02 | 19 | 2020-09-02 | 20 | 168299.4447 | 0.2035% | 2 | 1 | 151255.3828 | 0.2615% | 4 | 1 | 0.2325% | 3 | 1 | 0.016044
2020 | 9 | 2 | 2020-09-02 | 20 | 2020-09-02 | 21 | 171827.9756 | 0.2077% | 1 | 1 | 160511.3812 | 0.2775% | 1 | 1 | 0.2426% | 1 | 1 | 0.016743
2020 | 9 | 2 | 2020-09-02 | 21 | 2020-09-02 | 22 | 156856.7435 | 0.1896% | 5 | 1 | 149939.903 | 0.2592% | 5 | 1 | 0.2244% | 5 | 1 | 0.015488
2020 | 9 | 2 | 2020-09-02 | 22 | 2020-09-02 | 23 | 127749.6143 | 0.1544% | 16 | 1 | 122949.7705 | 0.2125% | 9 | 1 | 0.1835% | 11 | 1 | 0.012664
2020 | 9 | 2 | 2020-09-02 | 23 | 2020-09-02 | 24 | 94994.9797 | 0.1148% | 65 | 1 | 89253.5136 | 0.1543% | 43 | 1 | 0.1346% | 49 | 1 | 0.0092871
2020 | 9 | 2 | 2020-09-02 | 24 | 2020-09-03 | 1 | 61891.4654 | 0.07482% | 292 | 0 | 56764.0371 | 0.09813% | 201 | 0 | 0.08648% | 233 | 0
2020 | 9 | 3 | 2020-09-03 | 1 | 2020-09-03 | 2 | 7821.8685 | 0.009456% | 2199 | 0 | 4920.5594 | 0.008506% | 1885 | 0 | 0.008981% | 2059 | 0
2020 | 9 | 3 | 2020-09-03 | 2 | 2020-09-03 | 3 | 1066.1391 | 0.001289% | 3315 | 0 | 422.231 | 0.0007299% | 3097 | 0 | 0.001009% | 3344 | 0
2020 | 9 | 3 | 2020-09-03 | 3 | 2020-09-03 | 4 | 1097.2957 | 0.001327% | 3301 | 0 | 688.5627 | 0.00119% | 2835 | 0 | 0.001258% | 3221 | 0
2020 | 9 | 3 | 2020-09-03 | 4 | 2020-09-03 | 5 | 796.3164 | 0.0009627% | 3445 | 0 | 403.1492 | 0.0006969% | 3140 | 0 | 0.0008298% | 3456 | 0
2020 | 9 | 3 | 2020-09-03 | 5 | 2020-09-03 | 6 | 1107.3887 | 0.001339% | 3297 | 0 | 618.5793 | 0.001069% | 2887 | 0 | 0.001204% | 3253 | 0
2020 | 9 | 3 | 2020-09-03 | 6 | 2020-09-03 | 7 | 3034.9342 | 0.003669% | 2766 | 0 | 1656.8725 | 0.002864% | 2404 | 0 | 0.003267% | 2646 | 0
2020 | 9 | 3 | 2020-09-03 | 7 | 2020-09-03 | 8 | 14141.7456 | 0.0171% | 1799 | 0 | 9096.7627 | 0.01573% | 1599 | 0 | 0.01641% | 1696 | 0
2020 | 9 | 3 | 2020-09-03 | 8 | 2020-09-03 | 9 | 17711.926 | 0.02141% | 1613 | 0 | 8653.4522 | 0.01496% | 1625 | 0 | 0.01819% | 1633 | 0
2020 | 9 | 3 | 2020-09-03 | 9 | 2020-09-03 | 10 | 12878.5788 | 0.01557% | 1861 | 0 | 3972.2947 | 0.006867% | 1988 | 0 | 0.01122% | 1941 | 0
2020 | 9 | 3 | 2020-09-03 | 10 | 2020-09-03 | 11 | 9315.4838 | 0.01126% | 2086 | 0 | 2153.5606 | 0.003723% | 2268 | 0 | 0.007492% | 2157 | 0
2020 | 9 | 3 | 2020-09-03 | 11 | 2020-09-03 | 12 | 7016.4937 | 0.008483% | 2285 | 0 | 669.1339 | 0.001157% | 2851 | 0 | 0.00482% | 2422 | 0
2020 | 9 | 3 | 2020-09-03 | 12 | 2020-09-03 | 13 | 6827.3028 | 0.008254% | 2306 | 0 | 431.1287 | 0.0007453% | 3088 | 0 | 0.0045% | 2467 | 0
2020 | 9 | 3 | 2020-09-03 | 13 | 2020-09-03 | 14 | 8173.3666 | 0.009881% | 2177 | 0 | 199.977 | 0.0003457% | 3563 | 0 | 0.005113% | 2391 | 0
2020 | 9 | 3 | 2020-09-03 | 14 | 2020-09-03 | 15 | 12158.362 | 0.0147% | 1897 | 0 | 779.3299 | 0.001347% | 2774 | 0 | 0.008023% | 2114 | 0
2020 | 9 | 3 | 2020-09-03 | 15 | 2020-09-03 | 16 | 20168.0512 | 0.02438% | 1503 | 0 | 4855.5209 | 0.008394% | 1891 | 0 | 0.01639% | 1700 | 0
2020 | 9 | 3 | 2020-09-03 | 16 | 2020-09-03 | 17 | 33932.4214 | 0.04102% | 953 | 0 | 16842.3188 | 0.02912% | 1208 | 0 | 0.03507% | 1086 | 0
2020 | 9 | 3 | 2020-09-03 | 17 | 2020-09-03 | 18 | 50500.2308 | 0.06105% | 472 | 0 | 33743.8626 | 0.05833% | 621 | 0 | 0.05969% | 542 | 0
2020 | 9 | 3 | 2020-09-03 | 18 | 2020-09-03 | 19 | 67534.5892 | 0.08165% | 227 | 0 | 48204.282 | 0.08333% | 325 | 0 | 0.08249% | 277 | 0
2020 | 9 | 3 | 2020-09-03 | 19 | 2020-09-03 | 20 | 80538.631 | 0.09737% | 126 | 0 | 71894.287 | 0.1243% | 97 | 1 | 0.1108% | 101 | 0
2020 | 9 | 3 | 2020-09-03 | 20 | 2020-09-03 | 21 | 89004.6471 | 0.1076% | 87 | 1 | 86472.503 | 0.1495% | 52 | 1 | 0.1285% | 61 | 1 | 0.0088714
2020 | 9 | 3 | 2020-09-03 | 21 | 2020-09-03 | 22 | 81862.3554 | 0.09897% | 117 | 0 | 79411.3785 | 0.1373% | 78 | 1 | 0.1181% | 89 | 1 | 0.0081522
2020 | 9 | 3 | 2020-09-03 | 22 | 2020-09-03 | 23 | 66306.2735 | 0.08016% | 240 | 0 | 64639.9694 | 0.1117% | 133 | 0 | 0.09595% | 159 | 0
2020 | 9 | 3 | 2020-09-03 | 23 | 2020-09-03 | 24 | 39912.0948 | 0.04825% | 743 | 0 | 38301.4555 | 0.06621% | 505 | 0 | 0.05723% | 585 | 0
2020 | 9 | 3 | 2020-09-03 | 24 | 2020-09-04 | 1 | 17689.7866 | 0.02139% | 1616 | 0 | 16497.3838 | 0.02852% | 1224 | 0 | 0.02495% | 1381 | 0
2020 | 9 | 4 | 2020-09-04 | 1 | 2020-09-04 | 2 | 10375.8174 | 0.01254% | 2000 | 0 | 8574.2334 | 0.01482% | 1634 | 0 | 0.01368% | 1837 | 0
2020 | 9 | 4 | 2020-09-04 | 2 | 2020-09-04 | 3 | 5011.2877 | 0.006058% | 2472 | 0 | 4467.9265 | 0.007724% | 1926 | 0 | 0.006891% | 2207 | 0
2020 | 9 | 4 | 2020-09-04 | 3 | 2020-09-04 | 4 | 1754.3748 | 0.002121% | 3040 | 0 | 1557.5764 | 0.002693% | 2429 | 0 | 0.002407% | 2841 | 0
2020 | 9 | 4 | 2020-09-04 | 4 | 2020-09-04 | 5 | 1101.1373 | 0.001331% | 3300 | 0 | 893.1071 | 0.001544% | 2715 | 0 | 0.001438% | 3148 | 0
2020 | 9 | 4 | 2020-09-04 | 5 | 2020-09-04 | 6 | 1552.4697 | 0.001877% | 3118 | 0 | 1393.23 | 0.002409% | 2477 | 0 | 0.002143% | 2921 | 0
2020 | 9 | 4 | 2020-09-04 | 6 | 2020-09-04 | 7 | 3500.3078 | 0.004232% | 2691 | 0 | 3372.7559 | 0.005831% | 2055 | 0 | 0.005031% | 2400 | 0
2020 | 9 | 4 | 2020-09-04 | 7 | 2020-09-04 | 8 | 12548.9921 | 0.01517% | 1877 | 0 | 9479.9552 | 0.01639% | 1575 | 0 | 0.01578% | 1727 | 0
2020 | 9 | 4 | 2020-09-04 | 8 | 2020-09-04 | 9 | 16489.2986 | 0.01993% | 1671 | 0 | 10025.9846 | 0.01733% | 1542 | 0 | 0.01863% | 1615 | 0
2020 | 9 | 4 | 2020-09-04 | 9 | 2020-09-04 | 10 | 14462.9037 | 0.01748% | 1783 | 0 | 955.6856 | 0.001652% | 2671 | 0 | 0.009569% | 2035 | 0
2020 | 9 | 4 | 2020-09-04 | 10 | 2020-09-04 | 11 | 11407.2608 | 0.01379% | 1939 | 0 | 367.2782 | 0.0006349% | 3188 | 0 | 0.007213% | 2181 | 0
2020 | 9 | 4 | 2020-09-04 | 11 | 2020-09-04 | 12 | 10294.919 | 0.01245% | 2005 | 0 | 271.0832 | 0.0004686% | 3375 | 0 | 0.006457% | 2249 | 0
2020 | 9 | 4 | 2020-09-04 | 12 | 2020-09-04 | 13 | 11603.3144 | 0.01403% | 1926 | 0 | 239.2827 | 0.0004137% | 3451 | 0 | 0.007221% | 2180 | 0
2020 | 9 | 4 | 2020-09-04 | 13 | 2020-09-04 | 14 | 15869.1878 | 0.01919% | 1710 | 0 | 338.0175 | 0.0005843% | 3241 | 0 | 0.009885% | 2017 | 0
2020 | 9 | 4 | 2020-09-04 | 14 | 2020-09-04 | 15 | 25306.6845 | 0.03059% | 1272 | 0 | 1181.1228 | 0.002042% | 2557 | 0 | 0.01632% | 1703 | 0
2020 | 9 | 4 | 2020-09-04 | 15 | 2020-09-04 | 16 | 38197.697 | 0.04618% | 792 | 0 | 4087.0344 | 0.007065% | 1975 | 0 | 0.02662% | 1332 | 0
2020 | 9 | 4 | 2020-09-04 | 16 | 2020-09-04 | 17 | 57603.8596 | 0.06964% | 356 | 0 | 13093.8432 | 0.02264% | 1371 | 0 | 0.04614% | 810 | 0
2020 | 9 | 4 | 2020-09-04 | 17 | 2020-09-04 | 18 | 80312.7833 | 0.09709% | 130 | 0 | 31409.0174 | 0.0543% | 690 | 0 | 0.0757% | 334 | 0
2020 | 9 | 4 | 2020-09-04 | 18 | 2020-09-04 | 19 | 91661.8569 | 0.1108% | 76 | 1 | 58808.8296 | 0.1017% | 178 | 0 | 0.1062% | 120 | 0
2020 | 9 | 4 | 2020-09-04 | 19 | 2020-09-04 | 20 | 98235.1849 | 0.1188% | 57 | 1 | 83202.213 | 0.1438% | 63 | 1 | 0.1313% | 53 | 1 | 0.0090613
2020 | 9 | 4 | 2020-09-04 | 20 | 2020-09-04 | 21 | 103572.8606 | 0.1252% | 45 | 1 | 90786.2339 | 0.1569% | 40 | 1 | 0.1411% | 44 | 1 | 0.0097364
2020 | 9 | 4 | 2020-09-04 | 21 | 2020-09-04 | 22 | 92032.8961 | 0.1113% | 73 | 1 | 84217.1846 | 0.1456% | 60 | 1 | 0.1284% | 62 | 1 | 0.0088631
2020 | 9 | 4 | 2020-09-04 | 22 | 2020-09-04 | 23 | 76353.651 | 0.09231% | 151 | 0 | 68287.8273 | 0.1181% | 111 | 0 | 0.1052% | 125 | 0
2020 | 9 | 4 | 2020-09-04 | 23 | 2020-09-04 | 24 | 49026.83 | 0.05927% | 510 | 0 | 42317.0304 | 0.07316% | 417 | 0 | 0.06621% | 441 | 0
2020 | 9 | 4 | 2020-09-04 | 24 | 2020-09-05 | 1 | 23034.5555 | 0.02785% | 1369 | 0 | 18421.565 | 0.03185% | 1139 | 0 | 0.02985% | 1226 | 0
2020 | 9 | 5 | 2020-09-05 | 1 | 2020-09-05 | 2 | 1881.2481 | 0.002274% | 3012 | 0 | 1634.5995 | 0.002826% | 2412 | 0 | 0.00255% | 2815 | 0
2020 | 9 | 5 | 2020-09-05 | 2 | 2020-09-05 | 3 | 741.1934 | 0.0008961% | 3480 | 0 | 590.8213 | 0.001021% | 2914 | 0 | 0.0009587% | 3381 | 0
2020 | 9 | 5 | 2020-09-05 | 3 | 2020-09-05 | 4 | 225.6091 | 0.0002728% | 3989 | 0 | 167.9898 | 0.0002904% | 3675 | 0 | 0.0002816% | 4103 | 0
2020 | 9 | 5 | 2020-09-05 | 4 | 2020-09-05 | 5 | 78.1677 | 9.45e-05% | 4333 | 0 | 78.1677 | 0.0001351% | 4058 | 0 | 0.0001148% | 4588 | 0
2020 | 9 | 5 | 2020-09-05 | 5 | 2020-09-05 | 6 | 267.8034 | 0.0003238% | 3925 | 0 | 206.7012 | 0.0003573% | 3541 | 0 | 0.0003405% | 3996 | 0
2020 | 9 | 5 | 2020-09-05 | 6 | 2020-09-05 | 7 | 908.7014 | 0.001099% | 3385 | 0 | 794.7095 | 0.001374% | 2759 | 0 | 0.001236% | 3236 | 0
2020 | 9 | 5 | 2020-09-05 | 7 | 2020-09-05 | 8 | 6301.3305 | 0.007618% | 2338 | 0 | 3463.9091 | 0.005988% | 2043 | 0 | 0.006803% | 2212 | 0
2020 | 9 | 5 | 2020-09-05 | 8 | 2020-09-05 | 9 | 7458.5707 | 0.009017% | 2241 | 0 | 2715.2495 | 0.004694% | 2163 | 0 | 0.006856% | 2210 | 0
2020 | 9 | 5 | 2020-09-05 | 9 | 2020-09-05 | 10 | 4105.3527 | 0.004963% | 2590 | 0 | 1172.4908 | 0.002027% | 2561 | 0 | 0.003495% | 2598 | 0
2020 | 9 | 5 | 2020-09-05 | 10 | 2020-09-05 | 11 | 2062.166 | 0.002493% | 2965 | 0 | 649.3112 | 0.001122% | 2865 | 0 | 0.001808% | 2999 | 0
2020 | 9 | 5 | 2020-09-05 | 11 | 2020-09-05 | 12 | 1651.6749 | 0.001997% | 3077 | 0 | 280.1834 | 0.0004844% | 3360 | 0 | 0.001241% | 3232 | 0
2020 | 9 | 5 | 2020-09-05 | 12 | 2020-09-05 | 13 | 1611.6631 | 0.001948% | 3092 | 0 | 14.175 | 2.451e-05% | 4666 | 0 | 0.0009865% | 3360 | 0
2020 | 9 | 5 | 2020-09-05 | 13 | 2020-09-05 | 14 | 1557.4402 | 0.001883% | 3113 | 0 | 0 | 0% | 4870 | 0 | 0.0009414% | 3392 | 0
2020 | 9 | 5 | 2020-09-05 | 14 | 2020-09-05 | 15 | 2247.9287 | 0.002718% | 2921 | 0 | 38.8064 | 6.709e-05% | 4383 | 0 | 0.001392% | 3165 | 0
2020 | 9 | 5 | 2020-09-05 | 15 | 2020-09-05 | 16 | 6419.2454 | 0.007761% | 2330 | 0 | 168.1686 | 0.0002907% | 3674 | 0 | 0.004026% | 2532 | 0
2020 | 9 | 5 | 2020-09-05 | 16 | 2020-09-05 | 17 | 13709.8726 | 0.01657% | 1817 | 0 | 778.9031 | 0.001347% | 2776 | 0 | 0.008961% | 2060 | 0
2020 | 9 | 5 | 2020-09-05 | 17 | 2020-09-05 | 18 | 30258.6013 | 0.03658% | 1072 | 0 | 4441.9702 | 0.007679% | 1930 | 0 | 0.02213% | 1497 | 0
2020 | 9 | 5 | 2020-09-05 | 18 | 2020-09-05 | 19 | 51899.4096 | 0.06274% | 441 | 0 | 28282.2748 | 0.04889% | 791 | 0 | 0.05582% | 616 | 0
2020 | 9 | 5 | 2020-09-05 | 19 | 2020-09-05 | 20 | 65632.8276 | 0.07935% | 248 | 0 | 56792.234 | 0.09818% | 200 | 0 | 0.08876% | 213 | 0
2020 | 9 | 5 | 2020-09-05 | 20 | 2020-09-05 | 21 | 78129.3686 | 0.09445% | 137 | 0 | 68889.83 | 0.1191% | 109 | 0 | 0.1068% | 118 | 0
2020 | 9 | 5 | 2020-09-05 | 21 | 2020-09-05 | 22 | 74063.3079 | 0.08954% | 168 | 0 | 64691.3182 | 0.1118% | 132 | 0 | 0.1007% | 133 | 0
2020 | 9 | 5 | 2020-09-05 | 22 | 2020-09-05 | 23 | 51748.7263 | 0.06256% | 444 | 0 | 45586.9829 | 0.07881% | 367 | 0 | 0.07069% | 389 | 0
2020 | 9 | 5 | 2020-09-05 | 23 | 2020-09-05 | 24 | 26625.8413 | 0.03219% | 1211 | 0 | 21364.1525 | 0.03693% | 1025 | 0 | 0.03456% | 1103 | 0
2020 | 9 | 5 | 2020-09-05 | 24 | 2020-09-06 | 1 | 6690.7371 | 0.008089% | 2312 | 0 | 4935.4126 | 0.008532% | 1882 | 0 | 0.00831% | 2099 | 0
2020 | 9 | 6 | 2020-09-06 | 1 | 2020-09-06 | 2 | 1694.3945 | 0.002048% | 3060 | 0 | 1359.2007 | 0.00235% | 2498 | 0 | 0.002199% | 2903 | 0
2020 | 9 | 6 | 2020-09-06 | 2 | 2020-09-06 | 3 | 790.929 | 0.0009562% | 3449 | 0 | 757.8475 | 0.00131% | 2785 | 0 | 0.001133% | 3284 | 0
2020 | 9 | 6 | 2020-09-06 | 3 | 2020-09-06 | 4 | 419.5297 | 0.0005072% | 3742 | 0 | 301.1835 | 0.0005207% | 3315 | 0 | 0.0005139% | 3741 | 0
2020 | 9 | 6 | 2020-09-06 | 4 | 2020-09-06 | 5 | 270.5113 | 0.000327% | 3920 | 0 | 232.25 | 0.0004015% | 3477 | 0 | 0.0003643% | 3952 | 0
2020 | 9 | 6 | 2020-09-06 | 5 | 2020-09-06 | 6 | 366.4413 | 0.000443% | 3803 | 0 | 312.1439 | 0.0005396% | 3287 | 0 | 0.0004913% | 3770 | 0
2020 | 9 | 6 | 2020-09-06 | 6 | 2020-09-06 | 7 | 846.1538 | 0.001023% | 3416 | 0 | 784.8694 | 0.001357% | 2769 | 0 | 0.00119% | 3260 | 0
2020 | 9 | 6 | 2020-09-06 | 7 | 2020-09-06 | 8 | 2590.5783 | 0.003132% | 2848 | 0 | 2157.4738 | 0.00373% | 2266 | 0 | 0.003431% | 2615 | 0
2020 | 9 | 6 | 2020-09-06 | 8 | 2020-09-06 | 9 | 3260.4806 | 0.003942% | 2727 | 0 | 1258.9116 | 0.002176% | 2531 | 0 | 0.003059% | 2687 | 0
2020 | 9 | 6 | 2020-09-06 | 9 | 2020-09-06 | 10 | 2391.2965 | 0.002891% | 2894 | 0 | 326.4298 | 0.0005643% | 3258 | 0 | 0.001728% | 3020 | 0
2020 | 9 | 6 | 2020-09-06 | 10 | 2020-09-06 | 11 | 1261.7372 | 0.001525% | 3212 | 0 | 0 | 0% | 4870 | 0 | 0.0007627% | 3514 | 0
2020 | 9 | 6 | 2020-09-06 | 11 | 2020-09-06 | 12 | 840.3907 | 0.001016% | 3420 | 0 | 0 | 0% | 4870 | 0 | 0.000508% | 3749 | 0
2020 | 9 | 6 | 2020-09-06 | 12 | 2020-09-06 | 13 | 735.1767 | 0.0008888% | 3484 | 0 | 0 | 0% | 4870 | 0 | 0.0004444% | 3834 | 0
2020 | 9 | 6 | 2020-09-06 | 13 | 2020-09-06 | 14 | 700.897 | 0.0008474% | 3509 | 0 | 0 | 0% | 4870 | 0 | 0.0004237% | 3854 | 0
2020 | 9 | 6 | 2020-09-06 | 14 | 2020-09-06 | 15 | 1162.7245 | 0.001406% | 3261 | 0 | 0 | 0% | 4870 | 0 | 0.0007028% | 3569 | 0
2020 | 9 | 6 | 2020-09-06 | 15 | 2020-09-06 | 16 | 2794.2194 | 0.003378% | 2804 | 0 | 12.4685 | 2.155e-05% | 4685 | 0 | 0.0017% | 3032 | 0
2020 | 9 | 6 | 2020-09-06 | 16 | 2020-09-06 | 17 | 6615.965 | 0.007998% | 2317 | 0 | 1705.7718 | 0.002949% | 2395 | 0 | 0.005474% | 2361 | 0
2020 | 9 | 6 | 2020-09-06 | 17 | 2020-09-06 | 18 | 17432.8341 | 0.02108% | 1627 | 0 | 5577.6649 | 0.009642% | 1837 | 0 | 0.01536% | 1751 | 0
2020 | 9 | 6 | 2020-09-06 | 18 | 2020-09-06 | 19 | 34727.1408 | 0.04198% | 929 | 0 | 13060.9149 | 0.02258% | 1372 | 0 | 0.03228% | 1164 | 0
2020 | 9 | 6 | 2020-09-06 | 19 | 2020-09-06 | 20 | 49948.6863 | 0.06039% | 486 | 0 | 41810.3239 | 0.07228% | 433 | 0 | 0.06633% | 438 | 0
2020 | 9 | 6 | 2020-09-06 | 20 | 2020-09-06 | 21 | 62867.0832 | 0.076% | 277 | 0 | 56249.6973 | 0.09724% | 214 | 0 | 0.08662% | 230 | 0
2020 | 9 | 6 | 2020-09-06 | 21 | 2020-09-06 | 22 | 60942.8366 | 0.07368% | 303 | 0 | 50026.7573 | 0.08648% | 293 | 0 | 0.08008% | 298 | 0
2020 | 9 | 6 | 2020-09-06 | 22 | 2020-09-06 | 23 | 40766.9092 | 0.04929% | 721 | 0 | 33850.2039 | 0.05852% | 616 | 0 | 0.0539% | 657 | 0
2020 | 9 | 6 | 2020-09-06 | 23 | 2020-09-06 | 24 | 20287.0358 | 0.02453% | 1494 | 0 | 15957.0889 | 0.02759% | 1244 | 0 | 0.02606% | 1352 | 0
2020 | 9 | 6 | 2020-09-06 | 24 | 2020-09-07 | 1 | 4928.1249 | 0.005958% | 2488 | 0 | 3573.8015 | 0.006178% | 2033 | 0 | 0.006068% | 2286 | 0
2020 | 9 | 7 | 2020-09-07 | 1 | 2020-09-07 | 2 | 863.6641 | 0.001044% | 3408 | 0 | 686.9898 | 0.001188% | 2838 | 0 | 0.001116% | 3294 | 0
2020 | 9 | 7 | 2020-09-07 | 2 | 2020-09-07 | 3 | 194.5976 | 0.0002353% | 4041 | 0 | 163.712 | 0.000283% | 3684 | 0 | 0.0002591% | 4143 | 0
2020 | 9 | 7 | 2020-09-07 | 3 | 2020-09-07 | 4 | 58.7025 | 7.097e-05% | 4408 | 0 | 51.2025 | 8.852e-05% | 4267 | 0 | 7.974e-05% | 4757 | 0
2020 | 9 | 7 | 2020-09-07 | 4 | 2020-09-07 | 5 | 0 | 0% | 5135 | 0 | 0 | 0% | 4870 | 0 | 0% | 5626 | 0
2020 | 9 | 7 | 2020-09-07 | 5 | 2020-09-07 | 6 | 113.3573 | 0.000137% | 4233 | 0 | 113.3573 | 0.000196% | 3877 | 0 | 0.0001665% | 4394 | 0
2020 | 9 | 7 | 2020-09-07 | 6 | 2020-09-07 | 7 | 361.8108 | 0.0004374% | 3810 | 0 | 354.3108 | 0.0006125% | 3217 | 0 | 0.000525% | 3731 | 0
2020 | 9 | 7 | 2020-09-07 | 7 | 2020-09-07 | 8 | 2965.9219 | 0.003586% | 2779 | 0 | 1989.2823 | 0.003439% | 2308 | 0 | 0.003512% | 2597 | 0
2020 | 9 | 7 | 2020-09-07 | 8 | 2020-09-07 | 9 | 3407.9727 | 0.00412% | 2704 | 0 | 1410.7298 | 0.002439% | 2469 | 0 | 0.003279% | 2643 | 0
2020 | 9 | 7 | 2020-09-07 | 9 | 2020-09-07 | 10 | 1730.5755 | 0.002092% | 3044 | 0 | 440.7293 | 0.0007619% | 3074 | 0 | 0.001427% | 3150 | 0
2020 | 9 | 7 | 2020-09-07 | 10 | 2020-09-07 | 11 | 556.9312 | 0.0006733% | 3618 | 0 | 0 | 0% | 4870 | 0 | 0.0003367% | 4001 | 0
2020 | 9 | 7 | 2020-09-07 | 11 | 2020-09-07 | 12 | 281.5582 | 0.0003404% | 3909 | 0 | 0 | 0% | 4870 | 0 | 0.0001702% | 4381 | 0
2020 | 9 | 7 | 2020-09-07 | 12 | 2020-09-07 | 13 | 153.8265 | 0.000186% | 4121 | 0 | 0 | 0% | 4870 | 0 | 9.298e-05% | 4684 | 0
2020 | 9 | 7 | 2020-09-07 | 13 | 2020-09-07 | 14 | 138.9173 | 0.0001679% | 4163 | 0 | 0 | 0% | 4870 | 0 | 8.397e-05% | 4734 | 0
2020 | 9 | 7 | 2020-09-07 | 14 | 2020-09-07 | 15 | 298.1945 | 0.0003605% | 3891 | 0 | 0 | 0% | 4870 | 0 | 0.0001803% | 4351 | 0
2020 | 9 | 7 | 2020-09-07 | 15 | 2020-09-07 | 16 | 811.2574 | 0.0009808% | 3437 | 0 | 0 | 0% | 4870 | 0 | 0.0004904% | 3772 | 0
2020 | 9 | 7 | 2020-09-07 | 16 | 2020-09-07 | 17 | 3377.8826 | 0.004084% | 2707 | 0 | 668.6079 | 0.001156% | 2854 | 0 | 0.00262% | 2795 | 0
2020 | 9 | 7 | 2020-09-07 | 17 | 2020-09-07 | 18 | 10814.9941 | 0.01307% | 1978 | 0 | 3816.7958 | 0.006598% | 2005 | 0 | 0.009837% | 2022 | 0
2020 | 9 | 7 | 2020-09-07 | 18 | 2020-09-07 | 19 | 25152.0308 | 0.03041% | 1277 | 0 | 21756.2074 | 0.03761% | 1011 | 0 | 0.03401% | 1117 | 0
2020 | 9 | 7 | 2020-09-07 | 19 | 2020-09-07 | 20 | 40467.4377 | 0.04892% | 727 | 0 | 36785.6538 | 0.06359% | 545 | 0 | 0.05626% | 603 | 0
2020 | 9 | 7 | 2020-09-07 | 20 | 2020-09-07 | 21 | 56327.1478 | 0.0681% | 379 | 0 | 54601.361 | 0.09439% | 235 | 0 | 0.08124% | 284 | 0
2020 | 9 | 7 | 2020-09-07 | 21 | 2020-09-07 | 22 | 52297.401 | 0.06323% | 435 | 0 | 48776.7122 | 0.08432% | 313 | 0 | 0.07377% | 354 | 0
2020 | 9 | 7 | 2020-09-07 | 22 | 2020-09-07 | 23 | 37410.9208 | 0.04523% | 826 | 0 | 34861.1003 | 0.06027% | 597 | 0 | 0.05275% | 684 | 0
2020 | 9 | 7 | 2020-09-07 | 23 | 2020-09-07 | 24 | 16643.093 | 0.02012% | 1663 | 0 | 13033.0688 | 0.02253% | 1373 | 0 | 0.02133% | 1531 | 0
2020 | 9 | 7 | 2020-09-07 | 24 | 2020-09-08 | 1 | 2784.5497 | 0.003366% | 2807 | 0 | 2532.7198 | 0.004378% | 2204 | 0 | 0.003872% | 2546 | 0
2020 | 9 | 8 | 2020-09-08 | 1 | 2020-09-08 | 2 | 5851.6033 | 0.007074% | 2386 | 0 | 5161.8059 | 0.008923% | 1865 | 0 | 0.007999% | 2117 | 0
2020 | 9 | 8 | 2020-09-08 | 2 | 2020-09-08 | 3 | 2049.3117 | 0.002478% | 2969 | 0 | 1671.3702 | 0.002889% | 2402 | 0 | 0.002683% | 2780 | 0
2020 | 9 | 8 | 2020-09-08 | 3 | 2020-09-08 | 4 | 605.1396 | 0.0007316% | 3587 | 0 | 607.3266 | 0.00105% | 2900 | 0 | 0.0008908% | 3412 | 0
2020 | 9 | 8 | 2020-09-08 | 4 | 2020-09-08 | 5 | 526.8402 | 0.0006369% | 3643 | 0 | 484.7046 | 0.0008379% | 3020 | 0 | 0.0007374% | 3538 | 0
2020 | 9 | 8 | 2020-09-08 | 5 | 2020-09-08 | 6 | 693.8066 | 0.0008388% | 3517 | 0 | 484.7111 | 0.0008379% | 3019 | 0 | 0.0008384% | 3450 | 0
2020 | 9 | 8 | 2020-09-08 | 6 | 2020-09-08 | 7 | 1372.1903 | 0.001659% | 3169 | 0 | 1221.8543 | 0.002112% | 2543 | 0 | 0.001886% | 2979 | 0
2020 | 9 | 8 | 2020-09-08 | 7 | 2020-09-08 | 8 | 6313.9076 | 0.007633% | 2337 | 0 | 5066.6659 | 0.008759% | 1873 | 0 | 0.008196% | 2107 | 0
2020 | 9 | 8 | 2020-09-08 | 8 | 2020-09-08 | 9 | 9079.5128 | 0.01098% | 2103 | 0 | 4466.9845 | 0.007722% | 1927 | 0 | 0.00935% | 2045 | 0
2020 | 9 | 8 | 2020-09-08 | 9 | 2020-09-08 | 10 | 7607.3265 | 0.009197% | 2223 | 0 | 1206.5081 | 0.002086% | 2552 | 0 | 0.005641% | 2343 | 0
2020 | 9 | 8 | 2020-09-08 | 10 | 2020-09-08 | 11 | 4929.2915 | 0.005959% | 2487 | 0 | 0 | 0% | 4870 | 0 | 0.00298% | 2711 | 0
2020 | 9 | 8 | 2020-09-08 | 11 | 2020-09-08 | 12 | 4329.2056 | 0.005234% | 2557 | 0 | 0 | 0% | 4870 | 0 | 0.002617% | 2798 | 0
2020 | 9 | 8 | 2020-09-08 | 12 | 2020-09-08 | 13 | 4972.0026 | 0.006011% | 2481 | 0 | 0 | 0% | 4870 | 0 | 0.003005% | 2700 | 0
2020 | 9 | 8 | 2020-09-08 | 13 | 2020-09-08 | 14 | 6755.8018 | 0.008167% | 2309 | 0 | 0 | 0% | 4870 | 0 | 0.004084% | 2523 | 0
2020 | 9 | 8 | 2020-09-08 | 14 | 2020-09-08 | 15 | 11960.7201 | 0.01446% | 1906 | 0 | 418.5813 | 0.0007236% | 3104 | 0 | 0.007592% | 2148 | 0
2020 | 9 | 8 | 2020-09-08 | 15 | 2020-09-08 | 16 | 18670.8834 | 0.02257% | 1566 | 0 | 3818.7711 | 0.006602% | 2004 | 0 | 0.01459% | 1797 | 0
2020 | 9 | 8 | 2020-09-08 | 16 | 2020-09-08 | 17 | 35896.8531 | 0.0434% | 882 | 0 | 23582.5431 | 0.04077% | 935 | 0 | 0.04208% | 908 | 0
2020 | 9 | 8 | 2020-09-08 | 17 | 2020-09-08 | 18 | 51284.1888 | 0.062% | 453 | 0 | 29809.0108 | 0.05153% | 732 | 0 | 0.05677% | 594 | 0
2020 | 9 | 8 | 2020-09-08 | 18 | 2020-09-08 | 19 | 70024.109 | 0.08466% | 205 | 0 | 55993.8244 | 0.0968% | 217 | 0 | 0.09073% | 195 | 0
2020 | 9 | 8 | 2020-09-08 | 19 | 2020-09-08 | 20 | 82619.3893 | 0.09988% | 112 | 0 | 77126.3774 | 0.1333% | 84 | 1 | 0.1166% | 93 | 1 | 0.0080475
2020 | 9 | 8 | 2020-09-08 | 20 | 2020-09-08 | 21 | 90118.8912 | 0.1089% | 83 | 1 | 85005.8329 | 0.147% | 56 | 1 | 0.128% | 63 | 1 | 0.0088303
2020 | 9 | 8 | 2020-09-08 | 21 | 2020-09-08 | 22 | 81684.1686 | 0.09875% | 118 | 0 | 80815.293 | 0.1397% | 71 | 1 | 0.1192% | 85 | 1 | 0.0082285
2020 | 9 | 8 | 2020-09-08 | 22 | 2020-09-08 | 23 | 64517.9505 | 0.078% | 262 | 0 | 63050.3527 | 0.109% | 141 | 0 | 0.0935% | 173 | 0
2020 | 9 | 8 | 2020-09-08 | 23 | 2020-09-08 | 24 | 36189.0684 | 0.04375% | 871 | 0 | 35817.9866 | 0.06192% | 570 | 0 | 0.05284% | 680 | 0
2020 | 9 | 8 | 2020-09-08 | 24 | 2020-09-09 | 1 | 14811.1181 | 0.01791% | 1760 | 0 | 14476.8857 | 0.02503% | 1299 | 0 | 0.02147% | 1526 | 0
2020 | 9 | 9 | 2020-09-09 | 1 | 2020-09-09 | 2 | 3546.695 | 0.004288% | 2683 | 0 | 3171.6994 | 0.005483% | 2089 | 0 | 0.004885% | 2413 | 0
2020 | 9 | 9 | 2020-09-09 | 2 | 2020-09-09 | 3 | 1066.9557 | 0.00129% | 3314 | 0 | 1225.5491 | 0.002119% | 2541 | 0 | 0.001704% | 3028 | 0
2020 | 9 | 9 | 2020-09-09 | 3 | 2020-09-09 | 4 | 315.4616 | 0.0003814% | 3868 | 0 | 321.6355 | 0.000556% | 3266 | 0 | 0.0004687% | 3800 | 0
2020 | 9 | 9 | 2020-09-09 | 4 | 2020-09-09 | 5 | 233.2045 | 0.0002819% | 3980 | 0 | 190.8284 | 0.0003299% | 3593 | 0 | 0.0003059% | 4055 | 0
2020 | 9 | 9 | 2020-09-09 | 5 | 2020-09-09 | 6 | 634.1355 | 0.0007666% | 3561 | 0 | 613.3367 | 0.00106% | 2892 | 0 | 0.0009135% | 3404 | 0
2020 | 9 | 9 | 2020-09-09 | 6 | 2020-09-09 | 7 | 1677.8635 | 0.002028% | 3066 | 0 | 1715.66 | 0.002966% | 2390 | 0 | 0.002497% | 2825 | 0
2020 | 9 | 9 | 2020-09-09 | 7 | 2020-09-09 | 8 | 9053.5672 | 0.01095% | 2105 | 0 | 7587.5644 | 0.01312% | 1690 | 0 | 0.01203% | 1901 | 0
2020 | 9 | 9 | 2020-09-09 | 8 | 2020-09-09 | 9 | 12063.542 | 0.01458% | 1899 | 0 | 5536.2867 | 0.009571% | 1839 | 0 | 0.01208% | 1899 | 0
2020 | 9 | 9 | 2020-09-09 | 9 | 2020-09-09 | 10 | 9007.1506 | 0.01089% | 2110 | 0 | 1192.5077 | 0.002062% | 2556 | 0 | 0.006475% | 2248 | 0
2020 | 9 | 9 | 2020-09-09 | 10 | 2020-09-09 | 11 | 5614.0763 | 0.006787% | 2408 | 0 | 39.0307 | 6.747e-05% | 4378 | 0 | 0.003427% | 2618 | 0
2020 | 9 | 9 | 2020-09-09 | 11 | 2020-09-09 | 12 | 3917.5767 | 0.004736% | 2619 | 0 | 27.967 | 4.835e-05% | 4501 | 0 | 0.002392% | 2846 | 0
2020 | 9 | 9 | 2020-09-09 | 12 | 2020-09-09 | 13 | 3608.3568 | 0.004362% | 2674 | 0 | 0 | 0% | 4870 | 0 | 0.002181% | 2909 | 0
2020 | 9 | 9 | 2020-09-09 | 13 | 2020-09-09 | 14 | 4718.2458 | 0.005704% | 2513 | 0 | 0 | 0% | 4870 | 0 | 0.002852% | 2745 | 0
2020 | 9 | 9 | 2020-09-09 | 14 | 2020-09-09 | 15 | 8672.7295 | 0.01048% | 2136 | 0 | 899.1454 | 0.001554% | 2710 | 0 | 0.00602% | 2296 | 0
2020 | 9 | 9 | 2020-09-09 | 15 | 2020-09-09 | 16 | 15930.3944 | 0.01926% | 1703 | 0 | 2728.5807 | 0.004717% | 2159 | 0 | 0.01199% | 1907 | 0
2020 | 9 | 9 | 2020-09-09 | 16 | 2020-09-09 | 17 | 30806.2887 | 0.03724% | 1051 | 0 | 6694.0544 | 0.01157% | 1756 | 0 | 0.02441% | 1401 | 0
2020 | 9 | 9 | 2020-09-09 | 17 | 2020-09-09 | 18 | 49352.8588 | 0.05967% | 500 | 0 | 15524.0344 | 0.02684% | 1260 | 0 | 0.04325% | 877 | 0
2020 | 9 | 9 | 2020-09-09 | 18 | 2020-09-09 | 19 | 68138.4001 | 0.08238% | 220 | 0 | 57522.7761 | 0.09944% | 192 | 0 | 0.09091% | 190 | 0
2020 | 9 | 9 | 2020-09-09 | 19 | 2020-09-09 | 20 | 78871.6527 | 0.09535% | 136 | 0 | 71155.0483 | 0.123% | 101 | 0 | 0.1092% | 110 | 0
2020 | 9 | 9 | 2020-09-09 | 20 | 2020-09-09 | 21 | 86565.1484 | 0.1047% | 100 | 1 | 82090.6839 | 0.1419% | 67 | 1 | 0.1233% | 74 | 1 | 0.0085082
2020 | 9 | 9 | 2020-09-09 | 21 | 2020-09-09 | 22 | 76700.1441 | 0.09273% | 148 | 0 | 73069.6099 | 0.1263% | 92 | 1 | 0.1095% | 105 | 0
2020 | 9 | 9 | 2020-09-09 | 22 | 2020-09-09 | 23 | 59370.4362 | 0.07178% | 324 | 0 | 56624.7428 | 0.09789% | 205 | 0 | 0.08483% | 251 | 0
2020 | 9 | 9 | 2020-09-09 | 23 | 2020-09-09 | 24 | 32248.336 | 0.03899% | 1002 | 0 | 30641.0322 | 0.05297% | 708 | 0 | 0.04598% | 815 | 0
2020 | 9 | 9 | 2020-09-09 | 24 | 2020-09-10 | 1 | 10497.1119 | 0.01269% | 1994 | 0 | 9593.4969 | 0.01658% | 1568 | 0 | 0.01464% | 1796 | 0
2020 | 9 | 10 | 2020-09-10 | 1 | 2020-09-10 | 2 | 19127.8273 | 0.02312% | 1548 | 0 | 18059.767 | 0.03122% | 1155 | 0 | 0.02717% | 1308 | 0
2020 | 9 | 10 | 2020-09-10 | 2 | 2020-09-10 | 3 | 12321.5978 | 0.0149% | 1887 | 0 | 11248.0553 | 0.01945% | 1471 | 0 | 0.01717% | 1664 | 0
2020 | 9 | 10 | 2020-09-10 | 3 | 2020-09-10 | 4 | 6015.2176 | 0.007272% | 2368 | 0 | 5428.0989 | 0.009384% | 1846 | 0 | 0.008328% | 2096 | 0
2020 | 9 | 10 | 2020-09-10 | 4 | 2020-09-10 | 5 | 4094.9384 | 0.004951% | 2595 | 0 | 3792.8638 | 0.006557% | 2008 | 0 | 0.005754% | 2327 | 0
2020 | 9 | 10 | 2020-09-10 | 5 | 2020-09-10 | 6 | 5081.8149 | 0.006144% | 2462 | 0 | 4923.4366 | 0.008511% | 1884 | 0 | 0.007328% | 2175 | 0
2020 | 9 | 10 | 2020-09-10 | 6 | 2020-09-10 | 7 | 9842.1102 | 0.0119% | 2040 | 0 | 9245.7185 | 0.01598% | 1588 | 0 | 0.01394% | 1826 | 0
2020 | 9 | 10 | 2020-09-10 | 7 | 2020-09-10 | 8 | 22262.3607 | 0.02691% | 1412 | 0 | 19922.0287 | 0.03444% | 1082 | 0 | 0.03068% | 1208 | 0
2020 | 9 | 10 | 2020-09-10 | 8 | 2020-09-10 | 9 | 28281.114 | 0.03419% | 1146 | 0 | 14137.5885 | 0.02444% | 1319 | 0 | 0.02932% | 1244 | 0
2020 | 9 | 10 | 2020-09-10 | 9 | 2020-09-10 | 10 | 25713.1609 | 0.03109% | 1254 | 0 | 4445.5234 | 0.007685% | 1929 | 0 | 0.01939% | 1597 | 0
2020 | 9 | 10 | 2020-09-10 | 10 | 2020-09-10 | 11 | 21472.1355 | 0.02596% | 1443 | 0 | 1858.2066 | 0.003212% | 2339 | 0 | 0.01459% | 1798 | 0
2020 | 9 | 10 | 2020-09-10 | 11 | 2020-09-10 | 12 | 18993.6767 | 0.02296% | 1552 | 0 | 1164.9105 | 0.002014% | 2563 | 0 | 0.01249% | 1883 | 0
2020 | 9 | 10 | 2020-09-10 | 12 | 2020-09-10 | 13 | 22294.2724 | 0.02695% | 1409 | 0 | 1558.4538 | 0.002694% | 2428 | 0 | 0.01482% | 1786 | 0
2020 | 9 | 10 | 2020-09-10 | 13 | 2020-09-10 | 14 | 33870.2667 | 0.04095% | 956 | 0 | 2906.0906 | 0.005024% | 2128 | 0 | 0.02299% | 1460 | 0
2020 | 9 | 10 | 2020-09-10 | 14 | 2020-09-10 | 15 | 43014.3249 | 0.052% | 653 | 0 | 4660.2282 | 0.008056% | 1907 | 0 | 0.03003% | 1222 | 0
2020 | 9 | 10 | 2020-09-10 | 15 | 2020-09-10 | 16 | 54773.0944 | 0.06622% | 399 | 0 | 8032.0491 | 0.01389% | 1662 | 0 | 0.04005% | 960 | 0
2020 | 9 | 10 | 2020-09-10 | 16 | 2020-09-10 | 17 | 76233.7416 | 0.09216% | 152 | 0 | 21985.2346 | 0.03801% | 1000 | 0 | 0.06508% | 460 | 0
2020 | 9 | 10 | 2020-09-10 | 17 | 2020-09-10 | 18 | 97300.9707 | 0.1176% | 58 | 1 | 47449.7927 | 0.08203% | 334 | 0 | 0.09983% | 138 | 0
2020 | 9 | 10 | 2020-09-10 | 18 | 2020-09-10 | 19 | 114346.6595 | 0.1382% | 30 | 1 | 84566.4841 | 0.1462% | 58 | 1 | 0.1422% | 43 | 1 | 0.0098148
2020 | 9 | 10 | 2020-09-10 | 19 | 2020-09-10 | 20 | 112297.435 | 0.1358% | 31 | 1 | 106270.9203 | 0.1837% | 22 | 1 | 0.1597% | 22 | 1 | 0.011024
2020 | 9 | 10 | 2020-09-10 | 20 | 2020-09-10 | 21 | 115909.8694 | 0.1401% | 24 | 1 | 114499.3522 | 0.1979% | 16 | 1 | 0.169% | 19 | 1 | 0.011666
2020 | 9 | 10 | 2020-09-10 | 21 | 2020-09-10 | 22 | 106476.8912 | 0.1287% | 38 | 1 | 105321.1895 | 0.1821% | 23 | 1 | 0.1554% | 27 | 1 | 0.010725
2020 | 9 | 10 | 2020-09-10 | 22 | 2020-09-10 | 23 | 90007.6387 | 0.1088% | 84 | 1 | 88780.5686 | 0.1535% | 44 | 1 | 0.1311% | 54 | 1 | 0.0090509
2020 | 9 | 10 | 2020-09-10 | 23 | 2020-09-10 | 24 | 63925.5742 | 0.07728% | 269 | 0 | 62101.4843 | 0.1074% | 147 | 0 | 0.09232% | 182 | 0
2020 | 9 | 10 | 2020-09-10 | 24 | 2020-09-11 | 1 | 35011.4594 | 0.04233% | 916 | 0 | 33810.2425 | 0.05845% | 619 | 0 | 0.05039% | 731 | 0
2020 | 9 | 11 | 2020-09-11 | 1 | 2020-09-11 | 2 | 14295.5139 | 0.01728% | 1791 | 0 | 14009.0833 | 0.02422% | 1324 | 0 | 0.02075% | 1556 | 0
2020 | 9 | 11 | 2020-09-11 | 2 | 2020-09-11 | 3 | 10222.8204 | 0.01236% | 2015 | 0 | 9374.8134 | 0.01621% | 1584 | 0 | 0.01428% | 1809 | 0
2020 | 9 | 11 | 2020-09-11 | 3 | 2020-09-11 | 4 | 4408.8424 | 0.00533% | 2547 | 0 | 4493.7453 | 0.007769% | 1923 | 0 | 0.006549% | 2239 | 0
2020 | 9 | 11 | 2020-09-11 | 4 | 2020-09-11 | 5 | 3020.8406 | 0.003652% | 2771 | 0 | 2603.8679 | 0.004501% | 2190 | 0 | 0.004077% | 2526 | 0
2020 | 9 | 11 | 2020-09-11 | 5 | 2020-09-11 | 6 | 4098.5847 | 0.004955% | 2593 | 0 | 3885.5453 | 0.006717% | 1994 | 0 | 0.005836% | 2317 | 0
2020 | 9 | 11 | 2020-09-11 | 6 | 2020-09-11 | 7 | 11356.4119 | 0.01373% | 1941 | 0 | 10338.6288 | 0.01787% | 1520 | 0 | 0.0158% | 1725 | 0
2020 | 9 | 11 | 2020-09-11 | 7 | 2020-09-11 | 8 | 29233.8666 | 0.03534% | 1108 | 0 | 26708.7045 | 0.04617% | 833 | 0 | 0.04076% | 943 | 0
2020 | 9 | 11 | 2020-09-11 | 8 | 2020-09-11 | 9 | 38078.9941 | 0.04604% | 799 | 0 | 23312.2755 | 0.0403% | 951 | 0 | 0.04317% | 881 | 0
2020 | 9 | 11 | 2020-09-11 | 9 | 2020-09-11 | 10 | 37670.9498 | 0.04554% | 816 | 0 | 13190.0293 | 0.0228% | 1365 | 0 | 0.03417% | 1114 | 0
2020 | 9 | 11 | 2020-09-11 | 10 | 2020-09-11 | 11 | 35063.1891 | 0.04239% | 910 | 0 | 5903.505 | 0.01021% | 1813 | 0 | 0.0263% | 1345 | 0
2020 | 9 | 11 | 2020-09-11 | 11 | 2020-09-11 | 12 | 34484.9892 | 0.04169% | 940 | 0 | 4865.4874 | 0.008411% | 1889 | 0 | 0.02505% | 1379 | 0
2020 | 9 | 11 | 2020-09-11 | 12 | 2020-09-11 | 13 | 42884.2075 | 0.05184% | 658 | 0 | 6369.9353 | 0.01101% | 1772 | 0 | 0.03143% | 1183 | 0
2020 | 9 | 11 | 2020-09-11 | 13 | 2020-09-11 | 14 | 51076.9732 | 0.06175% | 459 | 0 | 8873.1548 | 0.01534% | 1615 | 0 | 0.03854% | 1001 | 0
2020 | 9 | 11 | 2020-09-11 | 14 | 2020-09-11 | 15 | 64092.6121 | 0.07748% | 268 | 0 | 13882.1264 | 0.024% | 1334 | 0 | 0.05074% | 720 | 0
2020 | 9 | 11 | 2020-09-11 | 15 | 2020-09-11 | 16 | 77035.6799 | 0.09313% | 147 | 0 | 20660.484 | 0.03572% | 1053 | 0 | 0.06442% | 473 | 0
2020 | 9 | 11 | 2020-09-11 | 16 | 2020-09-11 | 17 | 76175.9494 | 0.09209% | 153 | 0 | 22937.9152 | 0.03965% | 963 | 0 | 0.06587% | 446 | 0
2020 | 9 | 11 | 2020-09-11 | 17 | 2020-09-11 | 18 | 96831.6451 | 0.1171% | 60 | 1 | 43263.1266 | 0.07479% | 405 | 0 | 0.09593% | 160 | 0
2020 | 9 | 11 | 2020-09-11 | 18 | 2020-09-11 | 19 | 114937.237 | 0.139% | 27 | 1 | 80619.2361 | 0.1394% | 73 | 1 | 0.1392% | 46 | 1 | 0.009604
2020 | 9 | 11 | 2020-09-11 | 19 | 2020-09-11 | 20 | 111951.702 | 0.1353% | 32 | 1 | 101726.3475 | 0.1759% | 26 | 1 | 0.1556% | 26 | 1 | 0.010739
2020 | 9 | 11 | 2020-09-11 | 20 | 2020-09-11 | 21 | 114838.7324 | 0.1388% | 28 | 1 | 103907.9881 | 0.1796% | 25 | 1 | 0.1592% | 23 | 1 | 0.010989
2020 | 9 | 11 | 2020-09-11 | 21 | 2020-09-11 | 22 | 99142.6718 | 0.1199% | 55 | 1 | 88083.0022 | 0.1523% | 46 | 1 | 0.1361% | 48 | 1 | 0.0093903
2020 | 9 | 11 | 2020-09-11 | 22 | 2020-09-11 | 23 | 82986.8616 | 0.1003% | 111 | 0 | 71887.3781 | 0.1243% | 98 | 1 | 0.1123% | 99 | 1 | 0.0077503
2020 | 9 | 11 | 2020-09-11 | 23 | 2020-09-11 | 24 | 54258.4295 | 0.0656% | 406 | 0 | 46111.1655 | 0.07971% | 358 | 0 | 0.07266% | 369 | 0
2020 | 9 | 11 | 2020-09-11 | 24 | 2020-09-12 | 1 | 27201.278 | 0.03289% | 1190 | 0 | 22037.4149 | 0.0381% | 997 | 0 | 0.03549% | 1076 | 0
2020 | 9 | 12 | 2020-09-12 | 1 | 2020-09-12 | 2 | 1739.6825 | 0.002103% | 3042 | 0 | 549.6759 | 0.0009503% | 2955 | 0 | 0.001527% | 3102 | 0
2020 | 9 | 12 | 2020-09-12 | 2 | 2020-09-12 | 3 | 178.4574 | 0.0002157% | 4074 | 0 | 41.9792 | 7.257e-05% | 4353 | 0 | 0.0001442% | 4460 | 0
2020 | 9 | 12 | 2020-09-12 | 3 | 2020-09-12 | 4 | 0 | 0% | 5135 | 0 | 0 | 0% | 4870 | 0 | 0% | 5626 | 0
2020 | 9 | 12 | 2020-09-12 | 4 | 2020-09-12 | 5 | 0 | 0% | 5135 | 0 | 0 | 0% | 4870 | 0 | 0% | 5626 | 0
2020 | 9 | 12 | 2020-09-12 | 5 | 2020-09-12 | 6 | 0 | 0% | 5135 | 0 | 0 | 0% | 4870 | 0 | 0% | 5626 | 0
2020 | 9 | 12 | 2020-09-12 | 6 | 2020-09-12 | 7 | 324.0101 | 0.0003917% | 3858 | 0 | 45.0624 | 7.79e-05% | 4324 | 0 | 0.0002348% | 4200 | 0
2020 | 9 | 12 | 2020-09-12 | 7 | 2020-09-12 | 8 | 3507.2788 | 0.00424% | 2689 | 0 | 1018.174 | 0.00176% | 2637 | 0 | 0.003% | 2702 | 0
2020 | 9 | 12 | 2020-09-12 | 8 | 2020-09-12 | 9 | 3979.3742 | 0.004811% | 2610 | 0 | 320.4432 | 0.000554% | 3269 | 0 | 0.002682% | 2781 | 0
2020 | 9 | 12 | 2020-09-12 | 9 | 2020-09-12 | 10 | 2713.2389 | 0.00328% | 2823 | 0 | 221.4326 | 0.0003828% | 3502 | 0 | 0.001831% | 2994 | 0
2020 | 9 | 12 | 2020-09-12 | 10 | 2020-09-12 | 11 | 1122.0654 | 0.001357% | 3288 | 0 | 0 | 0% | 4870 | 0 | 0.0006783% | 3591 | 0
2020 | 9 | 12 | 2020-09-12 | 11 | 2020-09-12 | 12 | 291.7729 | 0.0003527% | 3897 | 0 | 0 | 0% | 4870 | 0 | 0.0001764% | 4359 | 0
2020 | 9 | 12 | 2020-09-12 | 12 | 2020-09-12 | 13 | 231.0373 | 0.0002793% | 3982 | 0 | 0 | 0% | 4870 | 0 | 0.0001397% | 4483 | 0
2020 | 9 | 12 | 2020-09-12 | 13 | 2020-09-12 | 14 | 251.6598 | 0.0003042% | 3947 | 0 | 0 | 0% | 4870 | 0 | 0.0001521% | 4429 | 0
2020 | 9 | 12 | 2020-09-12 | 14 | 2020-09-12 | 15 | 1664.7716 | 0.002013% | 3071 | 0 | 0 | 0% | 4870 | 0 | 0.001006% | 3345 | 0
2020 | 9 | 12 | 2020-09-12 | 15 | 2020-09-12 | 16 | 5688.8051 | 0.006877% | 2402 | 0 | 11.0793 | 1.915e-05% | 4699 | 0 | 0.003448% | 2612 | 0
2020 | 9 | 12 | 2020-09-12 | 16 | 2020-09-12 | 17 | 12913.504 | 0.01561% | 1858 | 0 | 904.8715 | 0.001564% | 2705 | 0 | 0.008588% | 2080 | 0
2020 | 9 | 12 | 2020-09-12 | 17 | 2020-09-12 | 18 | 25725.3098 | 0.0311% | 1252 | 0 | 2261.2374 | 0.003909% | 2248 | 0 | 0.0175% | 1656 | 0
2020 | 9 | 12 | 2020-09-12 | 18 | 2020-09-12 | 19 | 43403.5859 | 0.05247% | 646 | 0 | 17011.1059 | 0.02941% | 1198 | 0 | 0.04094% | 941 | 0
2020 | 9 | 12 | 2020-09-12 | 19 | 2020-09-12 | 20 | 57909.3567 | 0.07001% | 350 | 0 | 46085.9098 | 0.07967% | 359 | 0 | 0.07484% | 344 | 0
2020 | 9 | 12 | 2020-09-12 | 20 | 2020-09-12 | 21 | 67936.6029 | 0.08213% | 224 | 0 | 55393.7086 | 0.09576% | 227 | 0 | 0.08895% | 210 | 0
2020 | 9 | 12 | 2020-09-12 | 21 | 2020-09-12 | 22 | 64262.2262 | 0.07769% | 267 | 0 | 48345.2906 | 0.08358% | 322 | 0 | 0.08063% | 291 | 0
2020 | 9 | 12 | 2020-09-12 | 22 | 2020-09-12 | 23 | 43324.1887 | 0.05238% | 649 | 0 | 30037.2992 | 0.05193% | 726 | 0 | 0.05215% | 694 | 0
2020 | 9 | 12 | 2020-09-12 | 23 | 2020-09-12 | 24 | 21932.6344 | 0.02652% | 1423 | 0 | 13023.8505 | 0.02252% | 1375 | 0 | 0.02452% | 1396 | 0
2020 | 9 | 12 | 2020-09-12 | 24 | 2020-09-13 | 1 | 5708.6699 | 0.006902% | 2398 | 0 | 2503.2544 | 0.004328% | 2210 | 0 | 0.005615% | 2345 | 0
2020 | 9 | 13 | 2020-09-13 | 1 | 2020-09-13 | 2 | 2037.2322 | 0.002463% | 2972 | 0 | 486.6006 | 0.0008412% | 3016 | 0 | 0.001652% | 3045 | 0
2020 | 9 | 13 | 2020-09-13 | 2 | 2020-09-13 | 3 | 1617.4872 | 0.001955% | 3090 | 0 | 195.17 | 0.0003374% | 3577 | 0 | 0.001146% | 3275 | 0
2020 | 9 | 13 | 2020-09-13 | 3 | 2020-09-13 | 4 | 520.8236 | 0.0006297% | 3647 | 0 | 0 | 0% | 4870 | 0 | 0.0003148% | 4044 | 0
2020 | 9 | 13 | 2020-09-13 | 4 | 2020-09-13 | 5 | 327.648 | 0.0003961% | 3850 | 0 | 0 | 0% | 4870 | 0 | 0.0001981% | 4289 | 0
2020 | 9 | 13 | 2020-09-13 | 5 | 2020-09-13 | 6 | 458.6508 | 0.0005545% | 3697 | 0 | 0 | 0% | 4870 | 0 | 0.0002772% | 4110 | 0
2020 | 9 | 13 | 2020-09-13 | 6 | 2020-09-13 | 7 | 1081.7368 | 0.001308% | 3309 | 0 | 152.3586 | 0.0002634% | 3723 | 0 | 0.0007856% | 3497 | 0
2020 | 9 | 13 | 2020-09-13 | 7 | 2020-09-13 | 8 | 5244.577 | 0.00634% | 2450 | 0 | 1732.2013 | 0.002995% | 2379 | 0 | 0.004667% | 2440 | 0
2020 | 9 | 13 | 2020-09-13 | 8 | 2020-09-13 | 9 | 8315.7094 | 0.01005% | 2165 | 0 | 595.7417 | 0.00103% | 2908 | 0 | 0.005542% | 2352 | 0
2020 | 9 | 13 | 2020-09-13 | 9 | 2020-09-13 | 10 | 5882.419 | 0.007112% | 2384 | 0 | 124.1195 | 0.0002146% | 3835 | 0 | 0.003663% | 2577 | 0
2020 | 9 | 13 | 2020-09-13 | 10 | 2020-09-13 | 11 | 4556.4871 | 0.005509% | 2531 | 0 | 0 | 0% | 4870 | 0 | 0.002754% | 2760 | 0
2020 | 9 | 13 | 2020-09-13 | 11 | 2020-09-13 | 12 | 2240.7128 | 0.002709% | 2924 | 0 | 0 | 0% | 4870 | 0 | 0.001354% | 3185 | 0
2020 | 9 | 13 | 2020-09-13 | 12 | 2020-09-13 | 13 | 1801.3787 | 0.002178% | 3025 | 0 | 0 | 0% | 4870 | 0 | 0.001089% | 3308 | 0
2020 | 9 | 13 | 2020-09-13 | 13 | 2020-09-13 | 14 | 2188.8024 | 0.002646% | 2939 | 0 | 0 | 0% | 4870 | 0 | 0.001323% | 3193 | 0
2020 | 9 | 13 | 2020-09-13 | 14 | 2020-09-13 | 15 | 4013.2639 | 0.004852% | 2608 | 0 | 0 | 0% | 4870 | 0 | 0.002426% | 2833 | 0
2020 | 9 | 13 | 2020-09-13 | 15 | 2020-09-13 | 16 | 9132.0359 | 0.01104% | 2095 | 0 | 0 | 0% | 4870 | 0 | 0.00552% | 2355 | 0
2020 | 9 | 13 | 2020-09-13 | 16 | 2020-09-13 | 17 | 18304.977 | 0.02213% | 1584 | 0 | 671.555 | 0.001161% | 2847 | 0 | 0.01165% | 1923 | 0
2020 | 9 | 13 | 2020-09-13 | 17 | 2020-09-13 | 18 | 34615.1015 | 0.04185% | 932 | 0 | 3821.1554 | 0.006606% | 2003 | 0 | 0.02423% | 1416 | 0
2020 | 9 | 13 | 2020-09-13 | 18 | 2020-09-13 | 19 | 54995.953 | 0.06649% | 393 | 0 | 14461.7399 | 0.025% | 1300 | 0 | 0.04574% | 817 | 0
2020 | 9 | 13 | 2020-09-13 | 19 | 2020-09-13 | 20 | 67977.6189 | 0.08218% | 223 | 0 | 46512.7416 | 0.08041% | 351 | 0 | 0.0813% | 283 | 0
2020 | 9 | 13 | 2020-09-13 | 20 | 2020-09-13 | 21 | 75913.1976 | 0.09178% | 154 | 0 | 57967.2433 | 0.1002% | 186 | 0 | 0.09599% | 158 | 0
2020 | 9 | 13 | 2020-09-13 | 21 | 2020-09-13 | 22 | 73418.8518 | 0.08876% | 174 | 0 | 52218.1 | 0.09027% | 262 | 0 | 0.08952% | 205 | 0
2020 | 9 | 13 | 2020-09-13 | 22 | 2020-09-13 | 23 | 52359.3464 | 0.0633% | 434 | 0 | 33819.9907 | 0.05847% | 618 | 0 | 0.06088% | 526 | 0
2020 | 9 | 13 | 2020-09-13 | 23 | 2020-09-13 | 24 | 28828.4181 | 0.03485% | 1125 | 0 | 14336.8039 | 0.02478% | 1306 | 0 | 0.02982% | 1228 | 0
2020 | 9 | 13 | 2020-09-13 | 24 | 2020-09-14 | 1 | 8023.5889 | 0.0097% | 2182 | 0 | 1886.5446 | 0.003261% | 2334 | 0 | 0.006481% | 2247 | 0
2020 | 9 | 14 | 2020-09-14 | 1 | 2020-09-14 | 2 | 8868.7381 | 0.01072% | 2118 | 0 | 3579.9616 | 0.006189% | 2032 | 0 | 0.008455% | 2089 | 0
2020 | 9 | 14 | 2020-09-14 | 2 | 2020-09-14 | 3 | 2964.7606 | 0.003584% | 2780 | 0 | 716.461 | 0.001239% | 2812 | 0 | 0.002411% | 2838 | 0
2020 | 9 | 14 | 2020-09-14 | 3 | 2020-09-14 | 4 | 1293.2473 | 0.001563% | 3197 | 0 | 243.612 | 0.0004211% | 3442 | 0 | 0.0009923% | 3355 | 0
2020 | 9 | 14 | 2020-09-14 | 4 | 2020-09-14 | 5 | 721.6531 | 0.0008724% | 3495 | 0 | 25.8117 | 4.462e-05% | 4521 | 0 | 0.0004585% | 3816 | 0
2020 | 9 | 14 | 2020-09-14 | 5 | 2020-09-14 | 6 | 1309.8724 | 0.001584% | 3190 | 0 | 206.2477 | 0.0003566% | 3545 | 0 | 0.0009701% | 3366 | 0
2020 | 9 | 14 | 2020-09-14 | 6 | 2020-09-14 | 7 | 3871.5006 | 0.00468% | 2629 | 0 | 961.8176 | 0.001663% | 2668 | 0 | 0.003172% | 2664 | 0
2020 | 9 | 14 | 2020-09-14 | 7 | 2020-09-14 | 8 | 14723.0414 | 0.0178% | 1767 | 0 | 5748.569 | 0.009938% | 1822 | 0 | 0.01387% | 1833 | 0
2020 | 9 | 14 | 2020-09-14 | 8 | 2020-09-14 | 9 | 18852.9726 | 0.02279% | 1558 | 0 | 4217.7514 | 0.007291% | 1959 | 0 | 0.01504% | 1767 | 0
2020 | 9 | 14 | 2020-09-14 | 9 | 2020-09-14 | 10 | 15849.8128 | 0.01916% | 1711 | 0 | 1374.6734 | 0.002376% | 2491 | 0 | 0.01077% | 1969 | 0
2020 | 9 | 14 | 2020-09-14 | 10 | 2020-09-14 | 11 | 13189.8723 | 0.01595% | 1840 | 0 | 503.3097 | 0.0008701% | 3009 | 0 | 0.008408% | 2092 | 0
2020 | 9 | 14 | 2020-09-14 | 11 | 2020-09-14 | 12 | 9505.7172 | 0.01149% | 2065 | 0 | 127.8696 | 0.0002211% | 3818 | 0 | 0.005857% | 2316 | 0
2020 | 9 | 14 | 2020-09-14 | 12 | 2020-09-14 | 13 | 8612.9803 | 0.01041% | 2140 | 0 | 102.3771 | 0.000177% | 3926 | 0 | 0.005295% | 2373 | 0
2020 | 9 | 14 | 2020-09-14 | 13 | 2020-09-14 | 14 | 10912.503 | 0.01319% | 1970 | 0 | 195.6642 | 0.0003383% | 3576 | 0 | 0.006765% | 2218 | 0
2020 | 9 | 14 | 2020-09-14 | 14 | 2020-09-14 | 15 | 17630.6943 | 0.02131% | 1618 | 0 | 616.0873 | 0.001065% | 2889 | 0 | 0.01119% | 1944 | 0
2020 | 9 | 14 | 2020-09-14 | 15 | 2020-09-14 | 16 | 30164.9202 | 0.03647% | 1079 | 0 | 1646.5707 | 0.002847% | 2410 | 0 | 0.01966% | 1589 | 0
2020 | 9 | 14 | 2020-09-14 | 16 | 2020-09-14 | 17 | 48657.9734 | 0.05883% | 518 | 0 | 5761.1781 | 0.00996% | 1820 | 0 | 0.03439% | 1108 | 0
2020 | 9 | 14 | 2020-09-14 | 17 | 2020-09-14 | 18 | 67576.39 | 0.0817% | 226 | 0 | 14153.6925 | 0.02447% | 1318 | 0 | 0.05308% | 674 | 0
2020 | 9 | 14 | 2020-09-14 | 18 | 2020-09-14 | 19 | 82434.3714 | 0.09966% | 114 | 0 | 36093.5912 | 0.0624% | 564 | 0 | 0.08103% | 286 | 0
2020 | 9 | 14 | 2020-09-14 | 19 | 2020-09-14 | 20 | 90679.6621 | 0.1096% | 80 | 1 | 64570.1047 | 0.1116% | 135 | 0 | 0.1106% | 102 | 0
2020 | 9 | 14 | 2020-09-14 | 20 | 2020-09-14 | 21 | 96706.4378 | 0.1169% | 61 | 1 | 72102.9355 | 0.1246% | 93 | 1 | 0.1208% | 80 | 1 | 0.0083355
2020 | 9 | 14 | 2020-09-14 | 21 | 2020-09-14 | 22 | 88462.8223 | 0.1069% | 92 | 1 | 64620.7768 | 0.1117% | 134 | 0 | 0.1093% | 108 | 0
2020 | 9 | 14 | 2020-09-14 | 22 | 2020-09-14 | 23 | 71620.0086 | 0.08659% | 184 | 0 | 49813.4804 | 0.08612% | 298 | 0 | 0.08635% | 237 | 0
2020 | 9 | 14 | 2020-09-14 | 23 | 2020-09-14 | 24 | 44497.0144 | 0.05379% | 622 | 0 | 25783.1051 | 0.04457% | 855 | 0 | 0.04918% | 758 | 0
2020 | 9 | 14 | 2020-09-14 | 24 | 2020-09-15 | 1 | 20988.3455 | 0.02537% | 1471 | 0 | 9535.9401 | 0.01649% | 1572 | 0 | 0.02093% | 1546 | 0
2020 | 9 | 15 | 2020-09-15 | 1 | 2020-09-15 | 2 | 4559.5158 | 0.005512% | 2529 | 0 | 808.6635 | 0.001398% | 2756 | 0 | 0.003455% | 2610 | 0
2020 | 9 | 15 | 2020-09-15 | 2 | 2020-09-15 | 3 | 1298.1341 | 0.001569% | 3194 | 0 | 44.076 | 7.62e-05% | 4332 | 0 | 0.0008228% | 3462 | 0
2020 | 9 | 15 | 2020-09-15 | 3 | 2020-09-15 | 4 | 364.5081 | 0.0004407% | 3806 | 0 | 2.9247 | 5.056e-06% | 4835 | 0 | 0.0002229% | 4227 | 0
2020 | 9 | 15 | 2020-09-15 | 4 | 2020-09-15 | 5 | 148.0071 | 0.0001789% | 4130 | 0 | 0 | 0% | 4870 | 0 | 8.947e-05% | 4704 | 0
2020 | 9 | 15 | 2020-09-15 | 5 | 2020-09-15 | 6 | 289.626 | 0.0003501% | 3898 | 0 | 0 | 0% | 4870 | 0 | 0.0001751% | 4365 | 0
2020 | 9 | 15 | 2020-09-15 | 6 | 2020-09-15 | 7 | 1333.9337 | 0.001613% | 3181 | 0 | 15.542 | 2.687e-05% | 4644 | 0 | 0.0008198% | 3465 | 0
2020 | 9 | 15 | 2020-09-15 | 7 | 2020-09-15 | 8 | 6552.9378 | 0.007922% | 2318 | 0 | 891.3298 | 0.001541% | 2717 | 0 | 0.004732% | 2435 | 0
2020 | 9 | 15 | 2020-09-15 | 8 | 2020-09-15 | 9 | 8913.5099 | 0.01078% | 2114 | 0 | 516.7898 | 0.0008934% | 2995 | 0 | 0.005835% | 2318 | 0
2020 | 9 | 15 | 2020-09-15 | 9 | 2020-09-15 | 10 | 7459.4294 | 0.009018% | 2240 | 0 | 461.535 | 0.0007979% | 3050 | 0 | 0.004908% | 2409 | 0
2020 | 9 | 15 | 2020-09-15 | 10 | 2020-09-15 | 11 | 4236.5063 | 0.005122% | 2571 | 0 | 0 | 0% | 4870 | 0 | 0.002561% | 2809 | 0
2020 | 9 | 15 | 2020-09-15 | 11 | 2020-09-15 | 12 | 2415.3319 | 0.00292% | 2890 | 0 | 0 | 0% | 4870 | 0 | 0.00146% | 3135 | 0
2020 | 9 | 15 | 2020-09-15 | 12 | 2020-09-15 | 13 | 1727.3476 | 0.002088% | 3047 | 0 | 0 | 0% | 4870 | 0 | 0.001044% | 3327 | 0
2020 | 9 | 15 | 2020-09-15 | 13 | 2020-09-15 | 14 | 2422.6653 | 0.002929% | 2889 | 0 | 0 | 0% | 4870 | 0 | 0.001464% | 3133 | 0
2020 | 9 | 15 | 2020-09-15 | 14 | 2020-09-15 | 15 | 4863.0404 | 0.005879% | 2498 | 0 | 0 | 0% | 4870 | 0 | 0.00294% | 2720 | 0
2020 | 9 | 15 | 2020-09-15 | 15 | 2020-09-15 | 16 | 11064.202 | 0.01338% | 1958 | 0 | 0 | 0% | 4870 | 0 | 0.006688% | 2225 | 0
2020 | 9 | 15 | 2020-09-15 | 16 | 2020-09-15 | 17 | 24520.6463 | 0.02964% | 1298 | 0 | 685.1324 | 0.001184% | 2840 | 0 | 0.01541% | 1750 | 0
2020 | 9 | 15 | 2020-09-15 | 17 | 2020-09-15 | 18 | 39749.8643 | 0.04806% | 748 | 0 | 2237.1532 | 0.003867% | 2252 | 0 | 0.02596% | 1357 | 0
2020 | 9 | 15 | 2020-09-15 | 18 | 2020-09-15 | 19 | 63412.0375 | 0.07666% | 275 | 0 | 21993.6886 | 0.03802% | 998 | 0 | 0.05734% | 582 | 0
2020 | 9 | 15 | 2020-09-15 | 19 | 2020-09-15 | 20 | 74357.1715 | 0.08989% | 167 | 0 | 49405.6635 | 0.08541% | 304 | 0 | 0.08765% | 225 | 0
2020 | 9 | 15 | 2020-09-15 | 20 | 2020-09-15 | 21 | 80390.6225 | 0.09719% | 129 | 0 | 58277.9194 | 0.1007% | 182 | 0 | 0.09897% | 141 | 0
2020 | 9 | 15 | 2020-09-15 | 21 | 2020-09-15 | 22 | 72431.9028 | 0.08757% | 178 | 0 | 52017.9106 | 0.08993% | 266 | 0 | 0.08875% | 215 | 0
2020 | 9 | 15 | 2020-09-15 | 22 | 2020-09-15 | 23 | 57246.7938 | 0.06921% | 365 | 0 | 36775.1675 | 0.06358% | 546 | 0 | 0.06639% | 436 | 0
2020 | 9 | 15 | 2020-09-15 | 23 | 2020-09-15 | 24 | 33155.563 | 0.04008% | 976 | 0 | 17070.3391 | 0.02951% | 1195 | 0 | 0.0348% | 1093 | 0
2020 | 9 | 15 | 2020-09-15 | 24 | 2020-09-16 | 1 | 12889.7299 | 0.01558% | 1859 | 0 | 4021.7429 | 0.006953% | 1983 | 0 | 0.01127% | 1940 | 0
2020 | 9 | 16 | 2020-09-16 | 1 | 2020-09-16 | 2 | 2193.9517 | 0.002652% | 2937 | 0 | 407.887 | 0.0007051% | 3127 | 0 | 0.001679% | 3039 | 0
2020 | 9 | 16 | 2020-09-16 | 2 | 2020-09-16 | 3 | 574.1446 | 0.0006941% | 3604 | 0 | 95.9522 | 0.0001659% | 3959 | 0 | 0.00043% | 3847 | 0
2020 | 9 | 16 | 2020-09-16 | 3 | 2020-09-16 | 4 | 105.1128 | 0.0001271% | 4250 | 0 | 0 | 0% | 4870 | 0 | 6.354e-05% | 4866 | 0
2020 | 9 | 16 | 2020-09-16 | 4 | 2020-09-16 | 5 | 28.4466 | 3.439e-05% | 4622 | 0 | 0 | 0% | 4870 | 0 | 1.72e-05% | 5325 | 0
2020 | 9 | 16 | 2020-09-16 | 5 | 2020-09-16 | 6 | 38.6171 | 4.669e-05% | 4532 | 0 | 0 | 0% | 4870 | 0 | 2.334e-05% | 5236 | 0
2020 | 9 | 16 | 2020-09-16 | 6 | 2020-09-16 | 7 | 841.3353 | 0.001017% | 3419 | 0 | 174.9829 | 0.0003025% | 3647 | 0 | 0.0006598% | 3603 | 0
2020 | 9 | 16 | 2020-09-16 | 7 | 2020-09-16 | 8 | 7955.7717 | 0.009618% | 2187 | 0 | 3062.5116 | 0.005294% | 2104 | 0 | 0.007456% | 2159 | 0
2020 | 9 | 16 | 2020-09-16 | 8 | 2020-09-16 | 9 | 10156.4558 | 0.01228% | 2018 | 0 | 1801.0415 | 0.003114% | 2357 | 0 | 0.007696% | 2136 | 0
2020 | 9 | 16 | 2020-09-16 | 9 | 2020-09-16 | 10 | 7496.225 | 0.009063% | 2236 | 0 | 254.9137 | 0.0004407% | 3413 | 0 | 0.004752% | 2432 | 0
2020 | 9 | 16 | 2020-09-16 | 10 | 2020-09-16 | 11 | 4208.4716 | 0.005088% | 2577 | 0 | 0 | 0% | 4870 | 0 | 0.002544% | 2817 | 0
2020 | 9 | 16 | 2020-09-16 | 11 | 2020-09-16 | 12 | 2320.0198 | 0.002805% | 2905 | 0 | 0 | 0% | 4870 | 0 | 0.001402% | 3163 | 0
2020 | 9 | 16 | 2020-09-16 | 12 | 2020-09-16 | 13 | 1285.7311 | 0.001554% | 3202 | 0 | 0 | 0% | 4870 | 0 | 0.0007772% | 3503 | 0
2020 | 9 | 16 | 2020-09-16 | 13 | 2020-09-16 | 14 | 1246.6985 | 0.001507% | 3219 | 0 | 0 | 0% | 4870 | 0 | 0.0007536% | 3520 | 0
2020 | 9 | 16 | 2020-09-16 | 14 | 2020-09-16 | 15 | 2523.7215 | 0.003051% | 2863 | 0 | 0 | 0% | 4870 | 0 | 0.001526% | 3103 | 0
2020 | 9 | 16 | 2020-09-16 | 15 | 2020-09-16 | 16 | 6225.5764 | 0.007526% | 2349 | 0 | 0 | 0% | 4870 | 0 | 0.003763% | 2563 | 0
2020 | 9 | 16 | 2020-09-16 | 16 | 2020-09-16 | 17 | 15874.1343 | 0.01919% | 1709 | 0 | 1128.1927 | 0.00195% | 2575 | 0 | 0.01057% | 1979 | 0
2020 | 9 | 16 | 2020-09-16 | 17 | 2020-09-16 | 18 | 32399.6616 | 0.03917% | 995 | 0 | 5378.4078 | 0.009298% | 1849 | 0 | 0.02423% | 1415 | 0
2020 | 9 | 16 | 2020-09-16 | 18 | 2020-09-16 | 19 | 52511.6628 | 0.06348% | 431 | 0 | 28522.5317 | 0.04931% | 780 | 0 | 0.0564% | 601 | 0
2020 | 9 | 16 | 2020-09-16 | 19 | 2020-09-16 | 20 | 65247.8539 | 0.07888% | 253 | 0 | 55877.903 | 0.0966% | 219 | 0 | 0.08774% | 223 | 0
2020 | 9 | 16 | 2020-09-16 | 20 | 2020-09-16 | 21 | 73472.432 | 0.08882% | 172 | 0 | 61948.4162 | 0.1071% | 149 | 0 | 0.09796% | 149 | 0
2020 | 9 | 16 | 2020-09-16 | 21 | 2020-09-16 | 22 | 66942.9386 | 0.08093% | 235 | 0 | 52740.8071 | 0.09118% | 258 | 0 | 0.08605% | 238 | 0
2020 | 9 | 16 | 2020-09-16 | 22 | 2020-09-16 | 23 | 48869.8432 | 0.05908% | 513 | 0 | 37250.377 | 0.0644% | 535 | 0 | 0.06174% | 509 | 0
2020 | 9 | 16 | 2020-09-16 | 23 | 2020-09-16 | 24 | 23673.4513 | 0.02862% | 1343 | 0 | 16322.7372 | 0.02822% | 1234 | 0 | 0.02842% | 1272 | 0
2020 | 9 | 16 | 2020-09-16 | 24 | 2020-09-17 | 1 | 6146.4131 | 0.007431% | 2356 | 0 | 3499.2763 | 0.006049% | 2039 | 0 | 0.00674% | 2219 | 0
2020 | 9 | 17 | 2020-09-17 | 1 | 2020-09-17 | 2 | 2141.2384 | 0.002589% | 2950 | 0 | 1156.6704 | 0.002% | 2565 | 0 | 0.002294% | 2866 | 0
2020 | 9 | 17 | 2020-09-17 | 2 | 2020-09-17 | 3 | 531.09 | 0.0006421% | 3640 | 0 | 329.5955 | 0.0005698% | 3255 | 0 | 0.0006059% | 3661 | 0
2020 | 9 | 17 | 2020-09-17 | 3 | 2020-09-17 | 4 | 133.4093 | 0.0001613% | 4171 | 0 | 124.8667 | 0.0002159% | 3833 | 0 | 0.0001886% | 4321 | 0
2020 | 9 | 17 | 2020-09-17 | 4 | 2020-09-17 | 5 | 56.9537 | 6.885e-05% | 4426 | 0 | 79.4537 | 0.0001374% | 4046 | 0 | 0.0001031% | 4642 | 0
2020 | 9 | 17 | 2020-09-17 | 5 | 2020-09-17 | 6 | 169.818 | 0.0002053% | 4092 | 0 | 81.0811 | 0.0001402% | 4040 | 0 | 0.0001727% | 4372 | 0
2020 | 9 | 17 | 2020-09-17 | 6 | 2020-09-17 | 7 | 585.0588 | 0.0007073% | 3596 | 0 | 326.374 | 0.0005642% | 3260 | 0 | 0.0006358% | 3622 | 0
2020 | 9 | 17 | 2020-09-17 | 7 | 2020-09-17 | 8 | 2934.2791 | 0.003547% | 2785 | 0 | 1422.8128 | 0.00246% | 2462 | 0 | 0.003004% | 2701 | 0
2020 | 9 | 17 | 2020-09-17 | 8 | 2020-09-17 | 9 | 4094.5811 | 0.00495% | 2596 | 0 | 747.9316 | 0.001293% | 2796 | 0 | 0.003122% | 2674 | 0
2020 | 9 | 17 | 2020-09-17 | 9 | 2020-09-17 | 10 | 3335.5658 | 0.004033% | 2709 | 0 | 413.1529 | 0.0007142% | 3116 | 0 | 0.002373% | 2848 | 0
2020 | 9 | 17 | 2020-09-17 | 10 | 2020-09-17 | 11 | 1224.6783 | 0.001481% | 3233 | 0 | 0 | 0% | 4870 | 0 | 0.0007403% | 3532 | 0
2020 | 9 | 17 | 2020-09-17 | 11 | 2020-09-17 | 12 | 578.0244 | 0.0006988% | 3602 | 0 | 0 | 0% | 4870 | 0 | 0.0003494% | 3986 | 0
2020 | 9 | 17 | 2020-09-17 | 12 | 2020-09-17 | 13 | 195.2135 | 0.000236% | 4039 | 0 | 0 | 0% | 4870 | 0 | 0.000118% | 4575 | 0
2020 | 9 | 17 | 2020-09-17 | 13 | 2020-09-17 | 14 | 222.9944 | 0.0002696% | 3992 | 0 | 0 | 0% | 4870 | 0 | 0.0001348% | 4511 | 0
2020 | 9 | 17 | 2020-09-17 | 14 | 2020-09-17 | 15 | 501.6687 | 0.0006065% | 3660 | 0 | 0 | 0% | 4870 | 0 | 0.0003032% | 4058 | 0
2020 | 9 | 17 | 2020-09-17 | 15 | 2020-09-17 | 16 | 1691.8658 | 0.002045% | 3061 | 0 | 0 | 0% | 4870 | 0 | 0.001023% | 3339 | 0
2020 | 9 | 17 | 2020-09-17 | 16 | 2020-09-17 | 17 | 6547.5454 | 0.007916% | 2319 | 0 | 592.1617 | 0.001024% | 2912 | 0 | 0.00447% | 2473 | 0
2020 | 9 | 17 | 2020-09-17 | 17 | 2020-09-17 | 18 | 17225.2111 | 0.02082% | 1633 | 0 | 1899.028 | 0.003283% | 2332 | 0 | 0.01205% | 1900 | 0
2020 | 9 | 17 | 2020-09-17 | 18 | 2020-09-17 | 19 | 35045.2231 | 0.04237% | 912 | 0 | 18095.6599 | 0.03128% | 1153 | 0 | 0.03683% | 1042 | 0
2020 | 9 | 17 | 2020-09-17 | 19 | 2020-09-17 | 20 | 46630.268 | 0.05637% | 564 | 0 | 45335.3384 | 0.07837% | 371 | 0 | 0.06737% | 421 | 0
2020 | 9 | 17 | 2020-09-17 | 20 | 2020-09-17 | 21 | 57375.8033 | 0.06936% | 363 | 0 | 55089.0153 | 0.09524% | 230 | 0 | 0.0823% | 279 | 0
2020 | 9 | 17 | 2020-09-17 | 21 | 2020-09-17 | 22 | 51982.7783 | 0.06284% | 440 | 0 | 44530.1155 | 0.07698% | 385 | 0 | 0.06991% | 395 | 0
2020 | 9 | 17 | 2020-09-17 | 22 | 2020-09-17 | 23 | 38794.5721 | 0.0469% | 776 | 0 | 33440.9595 | 0.05781% | 629 | 0 | 0.05236% | 692 | 0
2020 | 9 | 17 | 2020-09-17 | 23 | 2020-09-17 | 24 | 20500.5415 | 0.02478% | 1488 | 0 | 16889.3346 | 0.0292% | 1206 | 0 | 0.02699% | 1317 | 0
2020 | 9 | 17 | 2020-09-17 | 24 | 2020-09-18 | 1 | 5568.7354 | 0.006732% | 2413 | 0 | 4632.0628 | 0.008008% | 1909 | 0 | 0.00737% | 2168 | 0
2020 | 9 | 18 | 2020-09-18 | 1 | 2020-09-18 | 2 | 1024.5694 | 0.001239% | 3338 | 0 | 1080.7348 | 0.001868% | 2595 | 0 | 0.001553% | 3089 | 0
2020 | 9 | 18 | 2020-09-18 | 2 | 2020-09-18 | 3 | 377.8383 | 0.0004568% | 3792 | 0 | 361.0821 | 0.0006242% | 3202 | 0 | 0.0005405% | 3710 | 0
2020 | 9 | 18 | 2020-09-18 | 3 | 2020-09-18 | 4 | 111.663 | 0.000135% | 4234 | 0 | 134.4017 | 0.0002323% | 3790 | 0 | 0.0001837% | 4338 | 0
2020 | 9 | 18 | 2020-09-18 | 4 | 2020-09-18 | 5 | 107.3381 | 0.0001298% | 4243 | 0 | 105.1747 | 0.0001818% | 3911 | 0 | 0.0001558% | 4419 | 0
2020 | 9 | 18 | 2020-09-18 | 5 | 2020-09-18 | 6 | 154.4555 | 0.0001867% | 4120 | 0 | 156.7335 | 0.000271% | 3705 | 0 | 0.0002288% | 4212 | 0
2020 | 9 | 18 | 2020-09-18 | 6 | 2020-09-18 | 7 | 425.2494 | 0.0005141% | 3737 | 0 | 387.4408 | 0.0006698% | 3161 | 0 | 0.0005919% | 3670 | 0
2020 | 9 | 18 | 2020-09-18 | 7 | 2020-09-18 | 8 | 2321.7297 | 0.002807% | 2904 | 0 | 1939.0371 | 0.003352% | 2324 | 0 | 0.003079% | 2682 | 0
2020 | 9 | 18 | 2020-09-18 | 8 | 2020-09-18 | 9 | 3947.7584 | 0.004773% | 2616 | 0 | 1032.4055 | 0.001785% | 2626 | 0 | 0.003279% | 2644 | 0
2020 | 9 | 18 | 2020-09-18 | 9 | 2020-09-18 | 10 | 2533.6187 | 0.003063% | 2861 | 0 | 343.9353 | 0.0005946% | 3229 | 0 | 0.001829% | 2995 | 0
2020 | 9 | 18 | 2020-09-18 | 10 | 2020-09-18 | 11 | 933.5662 | 0.001129% | 3377 | 0 | 106.0613 | 0.0001834% | 3902 | 0 | 0.000656% | 3605 | 0
2020 | 9 | 18 | 2020-09-18 | 11 | 2020-09-18 | 12 | 412.5806 | 0.0004988% | 3752 | 0 | 0 | 0% | 4870 | 0 | 0.0002494% | 4162 | 0
2020 | 9 | 18 | 2020-09-18 | 12 | 2020-09-18 | 13 | 146.8261 | 0.0001775% | 4134 | 0 | 0 | 0% | 4870 | 0 | 8.875e-05% | 4706 | 0
2020 | 9 | 18 | 2020-09-18 | 13 | 2020-09-18 | 14 | 122.2463 | 0.0001478% | 4206 | 0 | 0 | 0% | 4870 | 0 | 7.389e-05% | 4794 | 0
2020 | 9 | 18 | 2020-09-18 | 14 | 2020-09-18 | 15 | 231.6791 | 0.0002801% | 3981 | 0 | 0 | 0% | 4870 | 0 | 0.00014% | 4479 | 0
2020 | 9 | 18 | 2020-09-18 | 15 | 2020-09-18 | 16 | 869.6674 | 0.001051% | 3404 | 0 | 0 | 0% | 4870 | 0 | 0.0005257% | 3726 | 0
2020 | 9 | 18 | 2020-09-18 | 16 | 2020-09-18 | 17 | 4368.3547 | 0.005281% | 2552 | 0 | 315.8604 | 0.000546% | 3279 | 0 | 0.002914% | 2730 | 0
2020 | 9 | 18 | 2020-09-18 | 17 | 2020-09-18 | 18 | 12804.9513 | 0.01548% | 1866 | 0 | 1300.1328 | 0.002248% | 2516 | 0 | 0.008864% | 2068 | 0
2020 | 9 | 18 | 2020-09-18 | 18 | 2020-09-18 | 19 | 28621.2914 | 0.0346% | 1131 | 0 | 11902.9284 | 0.02058% | 1439 | 0 | 0.02759% | 1296 | 0
2020 | 9 | 18 | 2020-09-18 | 19 | 2020-09-18 | 20 | 43902.862 | 0.05308% | 633 | 0 | 33006.1361 | 0.05706% | 645 | 0 | 0.05507% | 630 | 0
2020 | 9 | 18 | 2020-09-18 | 20 | 2020-09-18 | 21 | 56829.5185 | 0.0687% | 372 | 0 | 45684.4793 | 0.07898% | 365 | 0 | 0.07384% | 351 | 0
2020 | 9 | 18 | 2020-09-18 | 21 | 2020-09-18 | 22 | 50798.4507 | 0.06141% | 464 | 0 | 36932.075 | 0.06385% | 542 | 0 | 0.06263% | 496 | 0
2020 | 9 | 18 | 2020-09-18 | 22 | 2020-09-18 | 23 | 36837.6848 | 0.04453% | 844 | 0 | 24556.3425 | 0.04245% | 901 | 0 | 0.04349% | 873 | 0
2020 | 9 | 18 | 2020-09-18 | 23 | 2020-09-18 | 24 | 16367.623 | 0.01979% | 1680 | 0 | 9508.8099 | 0.01644% | 1573 | 0 | 0.01811% | 1636 | 0
2020 | 9 | 18 | 2020-09-18 | 24 | 2020-09-19 | 1 | 3380.138 | 0.004086% | 2706 | 0 | 1803.7075 | 0.003118% | 2354 | 0 | 0.003602% | 2583 | 0
2020 | 9 | 19 | 2020-09-19 | 1 | 2020-09-19 | 2 | 678.1779 | 0.0008199% | 3529 | 0 | 75.6145 | 0.0001307% | 4068 | 0 | 0.0004753% | 3790 | 0
2020 | 9 | 19 | 2020-09-19 | 2 | 2020-09-19 | 3 | 174.9888 | 0.0002116% | 4081 | 0 | 42.8419 | 7.406e-05% | 4345 | 0 | 0.0001428% | 4466 | 0
2020 | 9 | 19 | 2020-09-19 | 3 | 2020-09-19 | 4 | 50.614 | 6.119e-05% | 4451 | 0 | 0 | 0% | 4870 | 0 | 3.059e-05% | 5155 | 0
2020 | 9 | 19 | 2020-09-19 | 4 | 2020-09-19 | 5 | 5.619 | 6.793e-06% | 4961 | 0 | 0 | 0% | 4870 | 0 | 3.397e-06% | 5557 | 0
2020 | 9 | 19 | 2020-09-19 | 5 | 2020-09-19 | 6 | 13.0939 | 1.583e-05% | 4789 | 0 | 0 | 0% | 4870 | 0 | 7.915e-06% | 5472 | 0
2020 | 9 | 19 | 2020-09-19 | 6 | 2020-09-19 | 7 | 42.9964 | 5.198e-05% | 4500 | 0 | 0 | 0% | 4870 | 0 | 2.599e-05% | 5209 | 0
2020 | 9 | 19 | 2020-09-19 | 7 | 2020-09-19 | 8 | 536.162 | 0.0006482% | 3635 | 0 | 77.5998 | 0.0001342% | 4060 | 0 | 0.0003912% | 3906 | 0
2020 | 9 | 19 | 2020-09-19 | 8 | 2020-09-19 | 9 | 688.9981 | 0.000833% | 3519 | 0 | 0 | 0% | 4870 | 0 | 0.0004165% | 3864 | 0
2020 | 9 | 19 | 2020-09-19 | 9 | 2020-09-19 | 10 | 437.4764 | 0.0005289% | 3717 | 0 | 1999.3447 | 0.003456% | 2305 | 0 | 0.001993% | 2946 | 0
2020 | 9 | 19 | 2020-09-19 | 10 | 2020-09-19 | 11 | 43.2451 | 5.228e-05% | 4497 | 0 | 1.7373 | 3.003e-06% | 4854 | 0 | 2.764e-05% | 5191 | 0
2020 | 9 | 19 | 2020-09-19 | 11 | 2020-09-19 | 12 | 0 | 0% | 5135 | 0 | 0 | 0% | 4870 | 0 | 0% | 5626 | 0
2020 | 9 | 19 | 2020-09-19 | 12 | 2020-09-19 | 13 | 0 | 0% | 5135 | 0 | 0 | 0% | 4870 | 0 | 0% | 5626 | 0
2020 | 9 | 19 | 2020-09-19 | 13 | 2020-09-19 | 14 | 0 | 0% | 5135 | 0 | 0 | 0% | 4870 | 0 | 0% | 5626 | 0
2020 | 9 | 19 | 2020-09-19 | 14 | 2020-09-19 | 15 | 0 | 0% | 5135 | 0 | 0 | 0% | 4870 | 0 | 0% | 5626 | 0
2020 | 9 | 19 | 2020-09-19 | 15 | 2020-09-19 | 16 | 0 | 0% | 5135 | 0 | 0 | 0% | 4870 | 0 | 0% | 5626 | 0
2020 | 9 | 19 | 2020-09-19 | 16 | 2020-09-19 | 17 | 335.8955 | 0.0004061% | 3839 | 0 | 107.6967 | 0.0001862% | 3897 | 0 | 0.0002961% | 4080 | 0
2020 | 9 | 19 | 2020-09-19 | 17 | 2020-09-19 | 18 | 3838.8236 | 0.004641% | 2635 | 0 | 0 | 0% | 4870 | 0 | 0.00232% | 2861 | 0
2020 | 9 | 19 | 2020-09-19 | 18 | 2020-09-19 | 19 | 15630.7893 | 0.0189% | 1723 | 0 | 1720.803 | 0.002975% | 2386 | 0 | 0.01094% | 1958 | 0
2020 | 9 | 19 | 2020-09-19 | 19 | 2020-09-19 | 20 | 28865.737 | 0.0349% | 1119 | 0 | 14899.2297 | 0.02576% | 1285 | 0 | 0.03033% | 1213 | 0
2020 | 9 | 19 | 2020-09-19 | 20 | 2020-09-19 | 21 | 39620.3357 | 0.0479% | 753 | 0 | 24147.6957 | 0.04175% | 919 | 0 | 0.04482% | 837 | 0
2020 | 9 | 19 | 2020-09-19 | 21 | 2020-09-19 | 22 | 41244.5311 | 0.04986% | 711 | 0 | 21416.3334 | 0.03702% | 1021 | 0 | 0.04344% | 874 | 0
2020 | 9 | 19 | 2020-09-19 | 22 | 2020-09-19 | 23 | 27932.7833 | 0.03377% | 1159 | 0 | 12714.7629 | 0.02198% | 1392 | 0 | 0.02788% | 1288 | 0
2020 | 9 | 19 | 2020-09-19 | 23 | 2020-09-19 | 24 | 11873.4618 | 0.01435% | 1911 | 0 | 4229.7558 | 0.007312% | 1955 | 0 | 0.01083% | 1968 | 0
2020 | 9 | 19 | 2020-09-19 | 24 | 2020-09-20 | 1 | 1952.8616 | 0.002361% | 2992 | 0 | 435.971 | 0.0007537% | 3079 | 0 | 0.001557% | 3085 | 0
2020 | 9 | 20 | 2020-09-20 | 1 | 2020-09-20 | 2 | 882.0975 | 0.001066% | 3395 | 0 | 289.0378 | 0.0004997% | 3343 | 0 | 0.000783% | 3500 | 0
2020 | 9 | 20 | 2020-09-20 | 2 | 2020-09-20 | 3 | 240.2664 | 0.0002905% | 3962 | 0 | 103.7971 | 0.0001794% | 3917 | 0 | 0.000235% | 4198 | 0
2020 | 9 | 20 | 2020-09-20 | 3 | 2020-09-20 | 4 | 61.09 | 7.385e-05% | 4396 | 0 | 0 | 0% | 4870 | 0 | 3.693e-05% | 5088 | 0
2020 | 9 | 20 | 2020-09-20 | 4 | 2020-09-20 | 5 | 0 | 0% | 5135 | 0 | 0 | 0% | 4870 | 0 | 0% | 5626 | 0
2020 | 9 | 20 | 2020-09-20 | 5 | 2020-09-20 | 6 | 0 | 0% | 5135 | 0 | 0 | 0% | 4870 | 0 | 0% | 5626 | 0
2020 | 9 | 20 | 2020-09-20 | 6 | 2020-09-20 | 7 | 168.8496 | 0.0002041% | 4093 | 0 | 79.4535 | 0.0001374% | 4047 | 0 | 0.0001707% | 4380 | 0
2020 | 9 | 20 | 2020-09-20 | 7 | 2020-09-20 | 8 | 1230.1373 | 0.001487% | 3230 | 0 | 531.1922 | 0.0009183% | 2975 | 0 | 0.001203% | 3254 | 0
2020 | 9 | 20 | 2020-09-20 | 8 | 2020-09-20 | 9 | 1248.0659 | 0.001509% | 3217 | 0 | 48.1375 | 8.322e-05% | 4294 | 0 | 0.000796% | 3486 | 0
2020 | 9 | 20 | 2020-09-20 | 9 | 2020-09-20 | 10 | 1037.8938 | 0.001255% | 3327 | 0 | 1648.9731 | 0.002851% | 2407 | 0 | 0.002053% | 2934 | 0
2020 | 9 | 20 | 2020-09-20 | 10 | 2020-09-20 | 11 | 224.6757 | 0.0002716% | 3991 | 0 | 0 | 0% | 4870 | 0 | 0.0001358% | 4506 | 0
2020 | 9 | 20 | 2020-09-20 | 11 | 2020-09-20 | 12 | 46.3817 | 5.607e-05% | 4475 | 0 | 0 | 0% | 4870 | 0 | 2.804e-05% | 5188 | 0
2020 | 9 | 20 | 2020-09-20 | 12 | 2020-09-20 | 13 | 0 | 0% | 5135 | 0 | 0 | 0% | 4870 | 0 | 0% | 5626 | 0
2020 | 9 | 20 | 2020-09-20 | 13 | 2020-09-20 | 14 | 0 | 0% | 5135 | 0 | 0 | 0% | 4870 | 0 | 0% | 5626 | 0
2020 | 9 | 20 | 2020-09-20 | 14 | 2020-09-20 | 15 | 46.4086 | 5.611e-05% | 4474 | 0 | 0 | 0% | 4870 | 0 | 2.805e-05% | 5187 | 0
2020 | 9 | 20 | 2020-09-20 | 15 | 2020-09-20 | 16 | 539.7361 | 0.0006525% | 3631 | 0 | 0 | 0% | 4870 | 0 | 0.0003263% | 4026 | 0
2020 | 9 | 20 | 2020-09-20 | 16 | 2020-09-20 | 17 | 2202.1714 | 0.002662% | 2934 | 0 | 322.5614 | 0.0005576% | 3265 | 0 | 0.00161% | 3058 | 0
2020 | 9 | 20 | 2020-09-20 | 17 | 2020-09-20 | 18 | 9445.4652 | 0.01142% | 2069 | 0 | 206.9939 | 0.0003578% | 3540 | 0 | 0.005888% | 2312 | 0
2020 | 9 | 20 | 2020-09-20 | 18 | 2020-09-20 | 19 | 24840.9097 | 0.03003% | 1289 | 0 | 5308.129 | 0.009176% | 1855 | 0 | 0.0196% | 1592 | 0
2020 | 9 | 20 | 2020-09-20 | 19 | 2020-09-20 | 20 | 37473.7015 | 0.0453% | 823 | 0 | 23696.0614 | 0.04096% | 931 | 0 | 0.04313% | 883 | 0
2020 | 9 | 20 | 2020-09-20 | 20 | 2020-09-20 | 21 | 47667.3888 | 0.05763% | 536 | 0 | 33397.9532 | 0.05774% | 632 | 0 | 0.05768% | 575 | 0
2020 | 9 | 20 | 2020-09-20 | 21 | 2020-09-20 | 22 | 49438.4103 | 0.05977% | 496 | 0 | 31106.6755 | 0.05378% | 699 | 0 | 0.05677% | 593 | 0
2020 | 9 | 20 | 2020-09-20 | 22 | 2020-09-20 | 23 | 32714.648 | 0.03955% | 987 | 0 | 16946.7457 | 0.0293% | 1204 | 0 | 0.03442% | 1106 | 0
2020 | 9 | 20 | 2020-09-20 | 23 | 2020-09-20 | 24 | 14171.046 | 0.01713% | 1796 | 0 | 6158.6871 | 0.01065% | 1792 | 0 | 0.01389% | 1829 | 0
2020 | 9 | 20 | 2020-09-20 | 24 | 2020-09-21 | 1 | 2497.6884 | 0.00302% | 2868 | 0 | 1027.6619 | 0.001777% | 2631 | 0 | 0.002398% | 2844 | 0
2020 | 9 | 21 | 2020-09-21 | 1 | 2020-09-21 | 2 | 11363.8425 | 0.01374% | 1940 | 0 | 5502.0774 | 0.009512% | 1841 | 0 | 0.01163% | 1924 | 0
2020 | 9 | 21 | 2020-09-21 | 2 | 2020-09-21 | 3 | 3925.6819 | 0.004746% | 2618 | 0 | 1768.1707 | 0.003057% | 2369 | 0 | 0.003901% | 2545 | 0
2020 | 9 | 21 | 2020-09-21 | 3 | 2020-09-21 | 4 | 1514.8858 | 0.001831% | 3132 | 0 | 699.8071 | 0.00121% | 2825 | 0 | 0.001521% | 3106 | 0
2020 | 9 | 21 | 2020-09-21 | 4 | 2020-09-21 | 5 | 771.1983 | 0.0009323% | 3462 | 0 | 271.1299 | 0.0004687% | 3374 | 0 | 0.0007005% | 3574 | 0
2020 | 9 | 21 | 2020-09-21 | 5 | 2020-09-21 | 6 | 1379.4767 | 0.001668% | 3167 | 0 | 566.7453 | 0.0009798% | 2940 | 0 | 0.001324% | 3192 | 0
2020 | 9 | 21 | 2020-09-21 | 6 | 2020-09-21 | 7 | 3888.8523 | 0.004701% | 2624 | 0 | 1836.1034 | 0.003174% | 2346 | 0 | 0.003938% | 2541 | 0
2020 | 9 | 21 | 2020-09-21 | 7 | 2020-09-21 | 8 | 14272.3342 | 0.01725% | 1792 | 0 | 7602.9283 | 0.01314% | 1686 | 0 | 0.0152% | 1758 | 0
2020 | 9 | 21 | 2020-09-21 | 8 | 2020-09-21 | 9 | 18546.7037 | 0.02242% | 1570 | 0 | 4581.292 | 0.00792% | 1912 | 0 | 0.01517% | 1761 | 0
2020 | 9 | 21 | 2020-09-21 | 9 | 2020-09-21 | 10 | 15429.2348 | 0.01865% | 1732 | 0 | 513.5425 | 0.0008878% | 2998 | 0 | 0.00977% | 2027 | 0
2020 | 9 | 21 | 2020-09-21 | 10 | 2020-09-21 | 11 | 10737.2426 | 0.01298% | 1981 | 0 | 0 | 0% | 4870 | 0 | 0.00649% | 2245 | 0
2020 | 9 | 21 | 2020-09-21 | 11 | 2020-09-21 | 12 | 7335.3458 | 0.008868% | 2255 | 0 | 0 | 0% | 4870 | 0 | 0.004434% | 2478 | 0
2020 | 9 | 21 | 2020-09-21 | 12 | 2020-09-21 | 13 | 6398.9341 | 0.007736% | 2332 | 0 | 0 | 0% | 4870 | 0 | 0.003868% | 2548 | 0
2020 | 9 | 21 | 2020-09-21 | 13 | 2020-09-21 | 14 | 8717.8119 | 0.01054% | 2133 | 0 | 0 | 0% | 4870 | 0 | 0.00527% | 2375 | 0
2020 | 9 | 21 | 2020-09-21 | 14 | 2020-09-21 | 15 | 14736.8577 | 0.01782% | 1766 | 0 | 0 | 0% | 4870 | 0 | 0.008908% | 2063 | 0
2020 | 9 | 21 | 2020-09-21 | 15 | 2020-09-21 | 16 | 25398.1251 | 0.03071% | 1267 | 0 | 224.407 | 0.0003879% | 3495 | 0 | 0.01555% | 1743 | 0
2020 | 9 | 21 | 2020-09-21 | 16 | 2020-09-21 | 17 | 41302.3332 | 0.04993% | 710 | 0 | 3013.0824 | 0.005209% | 2117 | 0 | 0.02757% | 1297 | 0
2020 | 9 | 21 | 2020-09-21 | 17 | 2020-09-21 | 18 | 61820.6713 | 0.07474% | 295 | 0 | 11870.5275 | 0.02052% | 1440 | 0 | 0.04763% | 781 | 0
2020 | 9 | 21 | 2020-09-21 | 18 | 2020-09-21 | 19 | 80666.8328 | 0.09752% | 125 | 0 | 41359.1198 | 0.0715% | 439 | 0 | 0.08451% | 253 | 0
2020 | 9 | 21 | 2020-09-21 | 19 | 2020-09-21 | 20 | 89285.6597 | 0.1079% | 85 | 1 | 66915.2097 | 0.1157% | 120 | 0 | 0.1118% | 100 | 1 | 0.0077164
2020 | 9 | 21 | 2020-09-21 | 20 | 2020-09-21 | 21 | 93710.1925 | 0.1133% | 66 | 1 | 72023.7892 | 0.1245% | 95 | 1 | 0.1189% | 86 | 1 | 0.0082057
2020 | 9 | 21 | 2020-09-21 | 21 | 2020-09-21 | 22 | 86110.6719 | 0.1041% | 101 | 0 | 63920.8221 | 0.1105% | 138 | 0 | 0.1073% | 117 | 0
2020 | 9 | 21 | 2020-09-21 | 22 | 2020-09-21 | 23 | 70554.3833 | 0.0853% | 200 | 0 | 52131.8356 | 0.09012% | 265 | 0 | 0.08771% | 224 | 0
2020 | 9 | 21 | 2020-09-21 | 23 | 2020-09-21 | 24 | 44708.0729 | 0.05405% | 616 | 0 | 30316.2986 | 0.05241% | 718 | 0 | 0.05323% | 671 | 0
2020 | 9 | 21 | 2020-09-21 | 24 | 2020-09-22 | 1 | 22379.6751 | 0.02706% | 1399 | 0 | 13916.1537 | 0.02406% | 1333 | 0 | 0.02556% | 1368 | 0
2020 | 9 | 22 | 2020-09-22 | 1 | 2020-09-22 | 2 | 808.5305 | 0.0009775% | 3438 | 0 | 82.3052 | 0.0001423% | 4037 | 0 | 0.0005599% | 3690 | 0
2020 | 9 | 22 | 2020-09-22 | 2 | 2020-09-22 | 3 | 282.8925 | 0.000342% | 3907 | 0 | 0 | 0% | 4870 | 0 | 0.000171% | 4378 | 0
2020 | 9 | 22 | 2020-09-22 | 3 | 2020-09-22 | 4 | 85.9875 | 0.000104% | 4306 | 0 | 0 | 0% | 4870 | 0 | 5.198e-05% | 4954 | 0
2020 | 9 | 22 | 2020-09-22 | 4 | 2020-09-22 | 5 | 76.0544 | 9.195e-05% | 4339 | 0 | 0 | 0% | 4870 | 0 | 4.597e-05% | 5003 | 0
2020 | 9 | 22 | 2020-09-22 | 5 | 2020-09-22 | 6 | 84.9045 | 0.0001026% | 4309 | 0 | 0 | 0% | 4870 | 0 | 5.132e-05% | 4960 | 0
2020 | 9 | 22 | 2020-09-22 | 6 | 2020-09-22 | 7 | 262.5429 | 0.0003174% | 3930 | 0 | 0 | 0% | 4870 | 0 | 0.0001587% | 4414 | 0
2020 | 9 | 22 | 2020-09-22 | 7 | 2020-09-22 | 8 | 3071.1437 | 0.003713% | 2757 | 0 | 558.2102 | 0.000965% | 2949 | 0 | 0.002339% | 2854 | 0
2020 | 9 | 22 | 2020-09-22 | 8 | 2020-09-22 | 9 | 4719.2213 | 0.005705% | 2512 | 0 | 93.6655 | 0.0001619% | 3968 | 0 | 0.002934% | 2722 | 0
2020 | 9 | 22 | 2020-09-22 | 9 | 2020-09-22 | 10 | 2533.893 | 0.003063% | 2860 | 0 | 290.5436 | 0.0005023% | 3338 | 0 | 0.001783% | 3007 | 0
2020 | 9 | 22 | 2020-09-22 | 10 | 2020-09-22 | 11 | 1135.5539 | 0.001373% | 3280 | 0 | 0 | 0% | 4870 | 0 | 0.0006864% | 3583 | 0
2020 | 9 | 22 | 2020-09-22 | 11 | 2020-09-22 | 12 | 579.0025 | 0.0007% | 3601 | 0 | 0 | 0% | 4870 | 0 | 0.00035% | 3984 | 0
2020 | 9 | 22 | 2020-09-22 | 12 | 2020-09-22 | 13 | 424.3245 | 0.000513% | 3739 | 0 | 0 | 0% | 4870 | 0 | 0.0002565% | 4151 | 0
2020 | 9 | 22 | 2020-09-22 | 13 | 2020-09-22 | 14 | 668.3886 | 0.000808% | 3536 | 0 | 0 | 0% | 4870 | 0 | 0.000404% | 3889 | 0
2020 | 9 | 22 | 2020-09-22 | 14 | 2020-09-22 | 15 | 2302.7956 | 0.002784% | 2907 | 0 | 0 | 0% | 4870 | 0 | 0.001392% | 3166 | 0
2020 | 9 | 22 | 2020-09-22 | 15 | 2020-09-22 | 16 | 4994.8712 | 0.006039% | 2476 | 0 | 0 | 0% | 4870 | 0 | 0.003019% | 2698 | 0
2020 | 9 | 22 | 2020-09-22 | 16 | 2020-09-22 | 17 | 13383.3219 | 0.01618% | 1830 | 0 | 482.6515 | 0.0008344% | 3023 | 0 | 0.008507% | 2086 | 0
2020 | 9 | 22 | 2020-09-22 | 17 | 2020-09-22 | 18 | 25873.6579 | 0.03128% | 1243 | 0 | 952.4199 | 0.001646% | 2673 | 0 | 0.01646% | 1693 | 0
2020 | 9 | 22 | 2020-09-22 | 18 | 2020-09-22 | 19 | 44873.3118 | 0.05425% | 610 | 0 | 16386.0681 | 0.02833% | 1231 | 0 | 0.04129% | 932 | 0
2020 | 9 | 22 | 2020-09-22 | 19 | 2020-09-22 | 20 | 55325.7479 | 0.06689% | 390 | 0 | 36924.007 | 0.06383% | 543 | 0 | 0.06536% | 456 | 0
2020 | 9 | 22 | 2020-09-22 | 20 | 2020-09-22 | 21 | 64318.92 | 0.07776% | 265 | 0 | 46981.651 | 0.08122% | 339 | 0 | 0.07949% | 306 | 0
2020 | 9 | 22 | 2020-09-22 | 21 | 2020-09-22 | 22 | 58615.091 | 0.07086% | 334 | 0 | 39047.7071 | 0.0675% | 485 | 0 | 0.06918% | 401 | 0
2020 | 9 | 22 | 2020-09-22 | 22 | 2020-09-22 | 23 | 39976.048 | 0.04833% | 740 | 0 | 23505.7716 | 0.04064% | 940 | 0 | 0.04448% | 843 | 0
2020 | 9 | 22 | 2020-09-22 | 23 | 2020-09-22 | 24 | 17913.4826 | 0.02166% | 1604 | 0 | 9147.0954 | 0.01581% | 1596 | 0 | 0.01873% | 1611 | 0
2020 | 9 | 22 | 2020-09-22 | 24 | 2020-09-23 | 1 | 3644.9778 | 0.004407% | 2661 | 0 | 824.9425 | 0.001426% | 2747 | 0 | 0.002916% | 2728 | 0
2020 | 9 | 23 | 2020-09-23 | 1 | 2020-09-23 | 2 | 3073.8682 | 0.003716% | 2755 | 0 | 1050.5823 | 0.001816% | 2614 | 0 | 0.002766% | 2758 | 0
2020 | 9 | 23 | 2020-09-23 | 2 | 2020-09-23 | 3 | 331.7881 | 0.0004011% | 3846 | 0 | 137.5133 | 0.0002377% | 3779 | 0 | 0.0003194% | 4037 | 0
2020 | 9 | 23 | 2020-09-23 | 3 | 2020-09-23 | 4 | 50.6318 | 6.121e-05% | 4450 | 0 | 91.2973 | 0.0001578% | 3978 | 0 | 0.0001095% | 4609 | 0
2020 | 9 | 23 | 2020-09-23 | 4 | 2020-09-23 | 5 | 20.5908 | 2.489e-05% | 4694 | 0 | 20.5908 | 3.56e-05% | 4585 | 0 | 3.024e-05% | 5160 | 0
2020 | 9 | 23 | 2020-09-23 | 5 | 2020-09-23 | 6 | 46.215 | 5.587e-05% | 4477 | 0 | 57.5192 | 9.944e-05% | 4200 | 0 | 7.765e-05% | 4774 | 0
2020 | 9 | 23 | 2020-09-23 | 6 | 2020-09-23 | 7 | 404.9531 | 0.0004896% | 3761 | 0 | 174.7515 | 0.0003021% | 3648 | 0 | 0.0003958% | 3903 | 0
2020 | 9 | 23 | 2020-09-23 | 7 | 2020-09-23 | 8 | 3626.2542 | 0.004384% | 2666 | 0 | 1282.2861 | 0.002217% | 2522 | 0 | 0.0033% | 2640 | 0
2020 | 9 | 23 | 2020-09-23 | 8 | 2020-09-23 | 9 | 5045.0559 | 0.006099% | 2469 | 0 | 613.1057 | 0.00106% | 2893 | 0 | 0.00358% | 2588 | 0
2020 | 9 | 23 | 2020-09-23 | 9 | 2020-09-23 | 10 | 3067.6697 | 0.003709% | 2759 | 0 | 151.9138 | 0.0002626% | 3725 | 0 | 0.001986% | 2950 | 0
2020 | 9 | 23 | 2020-09-23 | 10 | 2020-09-23 | 11 | 1036.8451 | 0.001253% | 3329 | 0 | 0 | 0% | 4870 | 0 | 0.0006267% | 3631 | 0
2020 | 9 | 23 | 2020-09-23 | 11 | 2020-09-23 | 12 | 538.48 | 0.000651% | 3632 | 0 | 0 | 0% | 4870 | 0 | 0.0003255% | 4030 | 0
2020 | 9 | 23 | 2020-09-23 | 12 | 2020-09-23 | 13 | 647.5264 | 0.0007828% | 3551 | 0 | 0 | 0% | 4870 | 0 | 0.0003914% | 3905 | 0
2020 | 9 | 23 | 2020-09-23 | 13 | 2020-09-23 | 14 | 1188.4905 | 0.001437% | 3249 | 0 | 0 | 0% | 4870 | 0 | 0.0007184% | 3553 | 0
2020 | 9 | 23 | 2020-09-23 | 14 | 2020-09-23 | 15 | 3503.8004 | 0.004236% | 2690 | 0 | 0 | 0% | 4870 | 0 | 0.002118% | 2926 | 0
2020 | 9 | 23 | 2020-09-23 | 15 | 2020-09-23 | 16 | 7942.494 | 0.009602% | 2189 | 0 | 0 | 0% | 4870 | 0 | 0.004801% | 2425 | 0
2020 | 9 | 23 | 2020-09-23 | 16 | 2020-09-23 | 17 | 19638.9474 | 0.02374% | 1521 | 0 | 987.8357 | 0.001708% | 2655 | 0 | 0.01273% | 1872 | 0
2020 | 9 | 23 | 2020-09-23 | 17 | 2020-09-23 | 18 | 36419.4584 | 0.04403% | 860 | 0 | 6339.4607 | 0.01096% | 1776 | 0 | 0.02749% | 1300 | 0
2020 | 9 | 23 | 2020-09-23 | 18 | 2020-09-23 | 19 | 58605.3162 | 0.07085% | 335 | 0 | 36468.0427 | 0.06304% | 548 | 0 | 0.06695% | 429 | 0
2020 | 9 | 23 | 2020-09-23 | 19 | 2020-09-23 | 20 | 69275.6166 | 0.08375% | 209 | 0 | 62201.8934 | 0.1075% | 145 | 0 | 0.09564% | 164 | 0
2020 | 9 | 23 | 2020-09-23 | 20 | 2020-09-23 | 21 | 75170.7036 | 0.09088% | 160 | 0 | 70044.4642 | 0.1211% | 106 | 0 | 0.106% | 122 | 0
2020 | 9 | 23 | 2020-09-23 | 21 | 2020-09-23 | 22 | 66521.8826 | 0.08042% | 238 | 0 | 58222.6921 | 0.1007% | 183 | 0 | 0.09054% | 197 | 0
2020 | 9 | 23 | 2020-09-23 | 22 | 2020-09-23 | 23 | 50720.2462 | 0.06132% | 469 | 0 | 45277.4292 | 0.07827% | 373 | 0 | 0.0698% | 396 | 0
2020 | 9 | 23 | 2020-09-23 | 23 | 2020-09-23 | 24 | 27868.9841 | 0.03369% | 1160 | 0 | 24508.5917 | 0.04237% | 903 | 0 | 0.03803% | 1012 | 0
2020 | 9 | 23 | 2020-09-23 | 24 | 2020-09-24 | 1 | 9114.8054 | 0.01102% | 2096 | 0 | 7506.8102 | 0.01298% | 1702 | 0 | 0.012% | 1906 | 0
2020 | 9 | 24 | 2020-09-24 | 1 | 2020-09-24 | 2 | 1161.6882 | 0.001404% | 3262 | 0 | 896.9537 | 0.001551% | 2711 | 0 | 0.001478% | 3125 | 0
2020 | 9 | 24 | 2020-09-24 | 2 | 2020-09-24 | 3 | 185.1945 | 0.0002239% | 4060 | 0 | 97.6404 | 0.0001688% | 3948 | 0 | 0.0001963% | 4295 | 0
2020 | 9 | 24 | 2020-09-24 | 3 | 2020-09-24 | 4 | 0 | 0% | 5135 | 0 | 0 | 0% | 4870 | 0 | 0% | 5626 | 0
2020 | 9 | 24 | 2020-09-24 | 4 | 2020-09-24 | 5 | 0 | 0% | 5135 | 0 | 0 | 0% | 4870 | 0 | 0% | 5626 | 0
2020 | 9 | 24 | 2020-09-24 | 5 | 2020-09-24 | 6 | 0 | 0% | 5135 | 0 | 0 | 0% | 4870 | 0 | 0% | 5626 | 0
2020 | 9 | 24 | 2020-09-24 | 6 | 2020-09-24 | 7 | 319.2248 | 0.0003859% | 3861 | 0 | 235.831 | 0.0004077% | 3464 | 0 | 0.0003968% | 3900 | 0
2020 | 9 | 24 | 2020-09-24 | 7 | 2020-09-24 | 8 | 5572.7384 | 0.006737% | 2412 | 0 | 3311.0685 | 0.005724% | 2064 | 0 | 0.006231% | 2270 | 0
2020 | 9 | 24 | 2020-09-24 | 8 | 2020-09-24 | 9 | 7252.7551 | 0.008768% | 2261 | 0 | 1801.0688 | 0.003114% | 2356 | 0 | 0.005941% | 2307 | 0
2020 | 9 | 24 | 2020-09-24 | 9 | 2020-09-24 | 10 | 4174.9954 | 0.005047% | 2578 | 0 | 288.1174 | 0.0004981% | 3346 | 0 | 0.002773% | 2757 | 0
2020 | 9 | 24 | 2020-09-24 | 10 | 2020-09-24 | 11 | 2161.752 | 0.002613% | 2943 | 0 | 0 | 0% | 4870 | 0 | 0.001307% | 3199 | 0
2020 | 9 | 24 | 2020-09-24 | 11 | 2020-09-24 | 12 | 1230.4191 | 0.001488% | 3229 | 0 | 0 | 0% | 4870 | 0 | 0.0007438% | 3530 | 0
2020 | 9 | 24 | 2020-09-24 | 12 | 2020-09-24 | 13 | 567.4355 | 0.000686% | 3610 | 0 | 0 | 0% | 4870 | 0 | 0.000343% | 3994 | 0
2020 | 9 | 24 | 2020-09-24 | 13 | 2020-09-24 | 14 | 752.9344 | 0.0009103% | 3473 | 0 | 0 | 0% | 4870 | 0 | 0.0004551% | 3824 | 0
2020 | 9 | 24 | 2020-09-24 | 14 | 2020-09-24 | 15 | 2350.8109 | 0.002842% | 2900 | 0 | 0 | 0% | 4870 | 0 | 0.001421% | 3152 | 0
2020 | 9 | 24 | 2020-09-24 | 15 | 2020-09-24 | 16 | 5401.8615 | 0.006531% | 2431 | 0 | 0 | 0% | 4870 | 0 | 0.003265% | 2647 | 0
2020 | 9 | 24 | 2020-09-24 | 16 | 2020-09-24 | 17 | 13114.4502 | 0.01585% | 1844 | 0 | 672.4961 | 0.001163% | 2845 | 0 | 0.008509% | 2085 | 0
2020 | 9 | 24 | 2020-09-24 | 17 | 2020-09-24 | 18 | 25881.8107 | 0.03129% | 1242 | 0 | 3112.5896 | 0.005381% | 2096 | 0 | 0.01834% | 1629 | 0
2020 | 9 | 24 | 2020-09-24 | 18 | 2020-09-24 | 19 | 46203.6856 | 0.05586% | 576 | 0 | 27580.0331 | 0.04768% | 808 | 0 | 0.05177% | 698 | 0
2020 | 9 | 24 | 2020-09-24 | 19 | 2020-09-24 | 20 | 55849.3094 | 0.06752% | 383 | 0 | 54907.5814 | 0.09492% | 232 | 0 | 0.08122% | 285 | 0
2020 | 9 | 24 | 2020-09-24 | 20 | 2020-09-24 | 21 | 64531.9823 | 0.07802% | 261 | 0 | 64911.7501 | 0.1122% | 130 | 0 | 0.09512% | 166 | 0
2020 | 9 | 24 | 2020-09-24 | 21 | 2020-09-24 | 22 | 58407.5491 | 0.07061% | 340 | 0 | 55736.7033 | 0.09635% | 222 | 0 | 0.08348% | 265 | 0
2020 | 9 | 24 | 2020-09-24 | 22 | 2020-09-24 | 23 | 40726.5364 | 0.04924% | 722 | 0 | 38583.2012 | 0.0667% | 499 | 0 | 0.05797% | 568 | 0
2020 | 9 | 24 | 2020-09-24 | 23 | 2020-09-24 | 24 | 19559.0437 | 0.02365% | 1527 | 0 | 17540.6936 | 0.03032% | 1173 | 0 | 0.02698% | 1318 | 0
2020 | 9 | 24 | 2020-09-24 | 24 | 2020-09-25 | 1 | 4903.7589 | 0.005928% | 2493 | 0 | 3551.6416 | 0.00614% | 2035 | 0 | 0.006034% | 2291 | 0
2020 | 9 | 25 | 2020-09-25 | 1 | 2020-09-25 | 2 | 1269.8066 | 0.001535% | 3208 | 0 | 1133.6776 | 0.00196% | 2573 | 0 | 0.001747% | 3016 | 0
2020 | 9 | 25 | 2020-09-25 | 2 | 2020-09-25 | 3 | 445.0059 | 0.000538% | 3712 | 0 | 383.841 | 0.0006636% | 3167 | 0 | 0.0006008% | 3667 | 0
2020 | 9 | 25 | 2020-09-25 | 3 | 2020-09-25 | 4 | 189.0466 | 0.0002285% | 4051 | 0 | 76.6119 | 0.0001324% | 4065 | 0 | 0.0001805% | 4348 | 0
2020 | 9 | 25 | 2020-09-25 | 4 | 2020-09-25 | 5 | 70.575 | 8.532e-05% | 4355 | 0 | 61.7202 | 0.0001067% | 4177 | 0 | 9.601e-05% | 4676 | 0
2020 | 9 | 25 | 2020-09-25 | 5 | 2020-09-25 | 6 | 197.0846 | 0.0002383% | 4036 | 0 | 122.9198 | 0.0002125% | 3843 | 0 | 0.0002254% | 4222 | 0
2020 | 9 | 25 | 2020-09-25 | 6 | 2020-09-25 | 7 | 717.974 | 0.000868% | 3497 | 0 | 615.867 | 0.001065% | 2890 | 0 | 0.0009663% | 3369 | 0
2020 | 9 | 25 | 2020-09-25 | 7 | 2020-09-25 | 8 | 5402.1576 | 0.006531% | 2430 | 0 | 3815.582 | 0.006596% | 2006 | 0 | 0.006564% | 2236 | 0
2020 | 9 | 25 | 2020-09-25 | 8 | 2020-09-25 | 9 | 6442.0446 | 0.007788% | 2329 | 0 | 1921.9327 | 0.003323% | 2329 | 0 | 0.005555% | 2351 | 0
2020 | 9 | 25 | 2020-09-25 | 9 | 2020-09-25 | 10 | 4278.385 | 0.005172% | 2567 | 0 | 236.8622 | 0.0004095% | 3459 | 0 | 0.002791% | 2754 | 0
2020 | 9 | 25 | 2020-09-25 | 10 | 2020-09-25 | 11 | 2304.3332 | 0.002786% | 2906 | 0 | 118.7701 | 0.0002053% | 3858 | 0 | 0.001496% | 3115 | 0
2020 | 9 | 25 | 2020-09-25 | 11 | 2020-09-25 | 12 | 1230.8801 | 0.001488% | 3228 | 0 | 0 | 0% | 4870 | 0 | 0.000744% | 3529 | 0
2020 | 9 | 25 | 2020-09-25 | 12 | 2020-09-25 | 13 | 669.3197 | 0.0008092% | 3535 | 0 | 0 | 0% | 4870 | 0 | 0.0004046% | 3887 | 0
2020 | 9 | 25 | 2020-09-25 | 13 | 2020-09-25 | 14 | 607.9677 | 0.000735% | 3583 | 0 | 0 | 0% | 4870 | 0 | 0.0003675% | 3946 | 0
2020 | 9 | 25 | 2020-09-25 | 14 | 2020-09-25 | 15 | 1671.0198 | 0.00202% | 3068 | 0 | 0 | 0% | 4870 | 0 | 0.00101% | 3342 | 0
2020 | 9 | 25 | 2020-09-25 | 15 | 2020-09-25 | 16 | 3882.9797 | 0.004694% | 2626 | 0 | 0 | 0% | 4870 | 0 | 0.002347% | 2852 | 0
2020 | 9 | 25 | 2020-09-25 | 16 | 2020-09-25 | 17 | 9109.9487 | 0.01101% | 2098 | 0 | 528.3446 | 0.0009134% | 2978 | 0 | 0.005963% | 2304 | 0
2020 | 9 | 25 | 2020-09-25 | 17 | 2020-09-25 | 18 | 20379.091 | 0.02464% | 1491 | 0 | 2583.3516 | 0.004466% | 2196 | 0 | 0.01455% | 1799 | 0
2020 | 9 | 25 | 2020-09-25 | 18 | 2020-09-25 | 19 | 38549.7486 | 0.0466% | 781 | 0 | 21844.7725 | 0.03776% | 1007 | 0 | 0.04218% | 905 | 0
2020 | 9 | 25 | 2020-09-25 | 19 | 2020-09-25 | 20 | 48023.665 | 0.05806% | 528 | 0 | 47643.4205 | 0.08236% | 332 | 0 | 0.07021% | 393 | 0
2020 | 9 | 25 | 2020-09-25 | 20 | 2020-09-25 | 21 | 58700.6675 | 0.07097% | 333 | 0 | 59850.5669 | 0.1035% | 167 | 0 | 0.08722% | 227 | 0
2020 | 9 | 25 | 2020-09-25 | 21 | 2020-09-25 | 22 | 52795.1531 | 0.06383% | 422 | 0 | 49737.0015 | 0.08598% | 299 | 0 | 0.0749% | 341 | 0
2020 | 9 | 25 | 2020-09-25 | 22 | 2020-09-25 | 23 | 37419.2461 | 0.04524% | 824 | 0 | 34716.0488 | 0.06002% | 600 | 0 | 0.05263% | 686 | 0
2020 | 9 | 25 | 2020-09-25 | 23 | 2020-09-25 | 24 | 16674.3543 | 0.02016% | 1660 | 0 | 14795.4749 | 0.02558% | 1287 | 0 | 0.02287% | 1466 | 0
2020 | 9 | 25 | 2020-09-25 | 24 | 2020-09-26 | 1 | 3619.9204 | 0.004376% | 2669 | 0 | 3267.141 | 0.005648% | 2075 | 0 | 0.005012% | 2402 | 0
2020 | 9 | 26 | 2020-09-26 | 1 | 2020-09-26 | 2 | 695.0491 | 0.0008403% | 3515 | 0 | 481.0036 | 0.0008315% | 3025 | 0 | 0.0008359% | 3452 | 0
2020 | 9 | 26 | 2020-09-26 | 2 | 2020-09-26 | 3 | 247.8517 | 0.0002996% | 3950 | 0 | 268.6465 | 0.0004644% | 3383 | 0 | 0.000382% | 3921 | 0
2020 | 9 | 26 | 2020-09-26 | 3 | 2020-09-26 | 4 | 40.7924 | 4.932e-05% | 4518 | 0 | 40.7465 | 7.044e-05% | 4361 | 0 | 5.988e-05% | 4892 | 0
2020 | 9 | 26 | 2020-09-26 | 4 | 2020-09-26 | 5 | 0 | 0% | 5135 | 0 | 0 | 0% | 4870 | 0 | 0% | 5626 | 0
2020 | 9 | 26 | 2020-09-26 | 5 | 2020-09-26 | 6 | 0 | 0% | 5135 | 0 | 0 | 0% | 4870 | 0 | 0% | 5626 | 0
2020 | 9 | 26 | 2020-09-26 | 6 | 2020-09-26 | 7 | 48.2853 | 5.837e-05% | 4459 | 0 | 48.2516 | 8.342e-05% | 4291 | 0 | 7.089e-05% | 4814 | 0
2020 | 9 | 26 | 2020-09-26 | 7 | 2020-09-26 | 8 | 286.3677 | 0.0003462% | 3902 | 0 | 96.7892 | 0.0001673% | 3953 | 0 | 0.0002568% | 4150 | 0
2020 | 9 | 26 | 2020-09-26 | 8 | 2020-09-26 | 9 | 428.3677 | 0.0005179% | 3729 | 0 | 0 | 0% | 4870 | 0 | 0.0002589% | 4144 | 0
2020 | 9 | 26 | 2020-09-26 | 9 | 2020-09-26 | 10 | 99.2158 | 0.0001199% | 4261 | 0 | 751.0359 | 0.001298% | 2790 | 0 | 0.0007092% | 3561 | 0
2020 | 9 | 26 | 2020-09-26 | 10 | 2020-09-26 | 11 | 0 | 0% | 5135 | 0 | 0 | 0% | 4870 | 0 | 0% | 5626 | 0
2020 | 9 | 26 | 2020-09-26 | 11 | 2020-09-26 | 12 | 0 | 0% | 5135 | 0 | 0 | 0% | 4870 | 0 | 0% | 5626 | 0
2020 | 9 | 26 | 2020-09-26 | 12 | 2020-09-26 | 13 | 0 | 0% | 5135 | 0 | 0 | 0% | 4870 | 0 | 0% | 5626 | 0
2020 | 9 | 26 | 2020-09-26 | 13 | 2020-09-26 | 14 | 0 | 0% | 5135 | 0 | 0 | 0% | 4870 | 0 | 0% | 5626 | 0
2020 | 9 | 26 | 2020-09-26 | 14 | 2020-09-26 | 15 | 0 | 0% | 5135 | 0 | 0 | 0% | 4870 | 0 | 0% | 5626 | 0
2020 | 9 | 26 | 2020-09-26 | 15 | 2020-09-26 | 16 | 3.9188 | 4.738e-06% | 5008 | 0 | 0 | 0% | 4870 | 0 | 2.369e-06% | 5576 | 0
2020 | 9 | 26 | 2020-09-26 | 16 | 2020-09-26 | 17 | 785.7164 | 0.0009499% | 3450 | 0 | 276.3553 | 0.0004777% | 3365 | 0 | 0.0007138% | 3557 | 0
2020 | 9 | 26 | 2020-09-26 | 17 | 2020-09-26 | 18 | 5155.0464 | 0.006232% | 2454 | 0 | 406.4699 | 0.0007027% | 3132 | 0 | 0.003467% | 2606 | 0
2020 | 9 | 26 | 2020-09-26 | 18 | 2020-09-26 | 19 | 16611.2238 | 0.02008% | 1666 | 0 | 8282.6652 | 0.01432% | 1649 | 0 | 0.0172% | 1663 | 0
2020 | 9 | 26 | 2020-09-26 | 19 | 2020-09-26 | 20 | 28309.2591 | 0.03422% | 1144 | 0 | 29086.4434 | 0.05028% | 760 | 0 | 0.04225% | 900 | 0
2020 | 9 | 26 | 2020-09-26 | 20 | 2020-09-26 | 21 | 36781.6542 | 0.04447% | 846 | 0 | 38729.0288 | 0.06695% | 495 | 0 | 0.05571% | 617 | 0
2020 | 9 | 26 | 2020-09-26 | 21 | 2020-09-26 | 22 | 36648.9509 | 0.04431% | 853 | 0 | 32487.3896 | 0.05616% | 659 | 0 | 0.05023% | 732 | 0
2020 | 9 | 26 | 2020-09-26 | 22 | 2020-09-26 | 23 | 23891.1414 | 0.02888% | 1328 | 0 | 20509.2534 | 0.03546% | 1060 | 0 | 0.03217% | 1166 | 0
2020 | 9 | 26 | 2020-09-26 | 23 | 2020-09-26 | 24 | 10242.9344 | 0.01238% | 2011 | 0 | 8711.7487 | 0.01506% | 1624 | 0 | 0.01372% | 1835 | 0
2020 | 9 | 26 | 2020-09-26 | 24 | 2020-09-27 | 1 | 2494.5195 | 0.003016% | 2869 | 0 | 2234.2861 | 0.003863% | 2253 | 0 | 0.003439% | 2613 | 0
2020 | 9 | 27 | 2020-09-27 | 1 | 2020-09-27 | 2 | 1433.9899 | 0.001734% | 3155 | 0 | 1294.2485 | 0.002237% | 2517 | 0 | 0.001986% | 2951 | 0
2020 | 9 | 27 | 2020-09-27 | 2 | 2020-09-27 | 3 | 609.9856 | 0.0007374% | 3581 | 0 | 428.9062 | 0.0007415% | 3091 | 0 | 0.0007395% | 3534 | 0
2020 | 9 | 27 | 2020-09-27 | 3 | 2020-09-27 | 4 | 210.697 | 0.0002547% | 4016 | 0 | 109.5871 | 0.0001894% | 3893 | 0 | 0.0002221% | 4229 | 0
2020 | 9 | 27 | 2020-09-27 | 4 | 2020-09-27 | 5 | 77.5123 | 9.371e-05% | 4334 | 0 | 85.92 | 0.0001485% | 4010 | 0 | 0.0001211% | 4564 | 0
2020 | 9 | 27 | 2020-09-27 | 5 | 2020-09-27 | 6 | 186.5878 | 0.0002256% | 4058 | 0 | 156.3883 | 0.0002704% | 3706 | 0 | 0.000248% | 4166 | 0
2020 | 9 | 27 | 2020-09-27 | 6 | 2020-09-27 | 7 | 876.669 | 0.00106% | 3399 | 0 | 827.6552 | 0.001431% | 2743 | 0 | 0.001245% | 3229 | 0
2020 | 9 | 27 | 2020-09-27 | 7 | 2020-09-27 | 8 | 3615.6626 | 0.004371% | 2671 | 0 | 3062.5355 | 0.005294% | 2103 | 0 | 0.004833% | 2420 | 0
2020 | 9 | 27 | 2020-09-27 | 8 | 2020-09-27 | 9 | 4137.8994 | 0.005003% | 2585 | 0 | 2135.0594 | 0.003691% | 2271 | 0 | 0.004347% | 2489 | 0
2020 | 9 | 27 | 2020-09-27 | 9 | 2020-09-27 | 10 | 2884.2777 | 0.003487% | 2796 | 0 | 607.4274 | 0.00105% | 2899 | 0 | 0.002269% | 2879 | 0
2020 | 9 | 27 | 2020-09-27 | 10 | 2020-09-27 | 11 | 1202.4413 | 0.001454% | 3244 | 0 | 23.9435 | 4.139e-05% | 4552 | 0 | 0.0007475% | 3527 | 0
2020 | 9 | 27 | 2020-09-27 | 11 | 2020-09-27 | 12 | 545.313 | 0.0006593% | 3627 | 0 | 0 | 0% | 4870 | 0 | 0.0003296% | 4018 | 0
2020 | 9 | 27 | 2020-09-27 | 12 | 2020-09-27 | 13 | 268.9678 | 0.0003252% | 3922 | 0 | 0 | 0% | 4870 | 0 | 0.0001626% | 4402 | 0
2020 | 9 | 27 | 2020-09-27 | 13 | 2020-09-27 | 14 | 214.7433 | 0.0002596% | 4006 | 0 | 0 | 0% | 4870 | 0 | 0.0001298% | 4536 | 0
2020 | 9 | 27 | 2020-09-27 | 14 | 2020-09-27 | 15 | 629.4066 | 0.0007609% | 3565 | 0 | 0 | 0% | 4870 | 0 | 0.0003805% | 3924 | 0
2020 | 9 | 27 | 2020-09-27 | 15 | 2020-09-27 | 16 | 1523.8951 | 0.001842% | 3128 | 0 | 9.565 | 1.654e-05% | 4723 | 0 | 0.0009294% | 3397 | 0
2020 | 9 | 27 | 2020-09-27 | 16 | 2020-09-27 | 17 | 3948.87 | 0.004774% | 2615 | 0 | 325.4983 | 0.0005627% | 3262 | 0 | 0.002668% | 2788 | 0
2020 | 9 | 27 | 2020-09-27 | 17 | 2020-09-27 | 18 | 10121.3954 | 0.01224% | 2019 | 0 | 1757.7515 | 0.003039% | 2372 | 0 | 0.007637% | 2141 | 0
2020 | 9 | 27 | 2020-09-27 | 18 | 2020-09-27 | 19 | 24137.1051 | 0.02918% | 1313 | 0 | 13348.8448 | 0.02308% | 1358 | 0 | 0.02613% | 1350 | 0
2020 | 9 | 27 | 2020-09-27 | 19 | 2020-09-27 | 20 | 35929.5845 | 0.04344% | 881 | 0 | 37658.4952 | 0.0651% | 522 | 0 | 0.05427% | 647 | 0
2020 | 9 | 27 | 2020-09-27 | 20 | 2020-09-27 | 21 | 48313.6752 | 0.05841% | 526 | 0 | 50765.9639 | 0.08776% | 281 | 0 | 0.07309% | 361 | 0
2020 | 9 | 27 | 2020-09-27 | 21 | 2020-09-27 | 22 | 46541.8621 | 0.05627% | 567 | 0 | 43854.3832 | 0.07581% | 392 | 0 | 0.06604% | 442 | 0
2020 | 9 | 27 | 2020-09-27 | 22 | 2020-09-27 | 23 | 30824.3184 | 0.03727% | 1050 | 0 | 28314.3184 | 0.04895% | 789 | 0 | 0.04311% | 884 | 0
2020 | 9 | 27 | 2020-09-27 | 23 | 2020-09-27 | 24 | 13036.9274 | 0.01576% | 1850 | 0 | 11458.422 | 0.01981% | 1462 | 0 | 0.01778% | 1645 | 0
2020 | 9 | 27 | 2020-09-27 | 24 | 2020-09-28 | 1 | 3275.8624 | 0.00396% | 2721 | 0 | 2960.0394 | 0.005117% | 2124 | 0 | 0.004539% | 2459 | 0
2020 | 9 | 28 | 2020-09-28 | 1 | 2020-09-28 | 2 | 2092.336 | 0.00253% | 2959 | 0 | 2006.8447 | 0.003469% | 2303 | 0 | 0.002999% | 2703 | 0
2020 | 9 | 28 | 2020-09-28 | 2 | 2020-09-28 | 3 | 1025.2275 | 0.001239% | 3336 | 0 | 1058.2557 | 0.001829% | 2609 | 0 | 0.001534% | 3100 | 0
2020 | 9 | 28 | 2020-09-28 | 3 | 2020-09-28 | 4 | 439.7161 | 0.0005316% | 3714 | 0 | 493.393 | 0.000853% | 3013 | 0 | 0.0006923% | 3578 | 0
2020 | 9 | 28 | 2020-09-28 | 4 | 2020-09-28 | 5 | 286.5618 | 0.0003464% | 3901 | 0 | 275.5875 | 0.0004764% | 3366 | 0 | 0.0004114% | 3868 | 0
2020 | 9 | 28 | 2020-09-28 | 5 | 2020-09-28 | 6 | 533.2854 | 0.0006447% | 3637 | 0 | 471.8078 | 0.0008156% | 3037 | 0 | 0.0007302% | 3547 | 0
2020 | 9 | 28 | 2020-09-28 | 6 | 2020-09-28 | 7 | 1305.3617 | 0.001578% | 3193 | 0 | 1320.5085 | 0.002283% | 2505 | 0 | 0.00193% | 2970 | 0
2020 | 9 | 28 | 2020-09-28 | 7 | 2020-09-28 | 8 | 7900.145 | 0.009551% | 2194 | 0 | 6120.8019 | 0.01058% | 1797 | 0 | 0.01007% | 2000 | 0
2020 | 9 | 28 | 2020-09-28 | 8 | 2020-09-28 | 9 | 9961.785 | 0.01204% | 2030 | 0 | 4294.623 | 0.007424% | 1946 | 0 | 0.009734% | 2029 | 0
2020 | 9 | 28 | 2020-09-28 | 9 | 2020-09-28 | 10 | 6515.0853 | 0.007876% | 2324 | 0 | 282.872 | 0.000489% | 3357 | 0 | 0.004183% | 2506 | 0
2020 | 9 | 28 | 2020-09-28 | 10 | 2020-09-28 | 11 | 3302.8553 | 0.003993% | 2714 | 0 | 0 | 0% | 4870 | 0 | 0.001996% | 2943 | 0
2020 | 9 | 28 | 2020-09-28 | 11 | 2020-09-28 | 12 | 2245.5991 | 0.002715% | 2922 | 0 | 0 | 0% | 4870 | 0 | 0.001357% | 3183 | 0
2020 | 9 | 28 | 2020-09-28 | 12 | 2020-09-28 | 13 | 1642.2297 | 0.001985% | 3081 | 0 | 0 | 0% | 4870 | 0 | 0.0009927% | 3354 | 0
2020 | 9 | 28 | 2020-09-28 | 13 | 2020-09-28 | 14 | 1777.9807 | 0.002149% | 3031 | 0 | 0 | 0% | 4870 | 0 | 0.001075% | 3315 | 0
2020 | 9 | 28 | 2020-09-28 | 14 | 2020-09-28 | 15 | 4345.8244 | 0.005254% | 2555 | 0 | 0 | 0% | 4870 | 0 | 0.002627% | 2793 | 0
2020 | 9 | 28 | 2020-09-28 | 15 | 2020-09-28 | 16 | 7743.3838 | 0.009361% | 2206 | 0 | 63.7988 | 0.0001103% | 4157 | 0 | 0.004736% | 2434 | 0
2020 | 9 | 28 | 2020-09-28 | 16 | 2020-09-28 | 17 | 15045.5833 | 0.01819% | 1750 | 0 | 1890.8565 | 0.003269% | 2333 | 0 | 0.01073% | 1973 | 0
2020 | 9 | 28 | 2020-09-28 | 17 | 2020-09-28 | 18 | 29367.7402 | 0.0355% | 1105 | 0 | 6638.9383 | 0.01148% | 1760 | 0 | 0.02349% | 1445 | 0
2020 | 9 | 28 | 2020-09-28 | 18 | 2020-09-28 | 19 | 47623.1713 | 0.05757% | 537 | 0 | 32736.1969 | 0.05659% | 652 | 0 | 0.05708% | 587 | 0
2020 | 9 | 28 | 2020-09-28 | 19 | 2020-09-28 | 20 | 56581.24 | 0.0684% | 376 | 0 | 56587.5949 | 0.09783% | 206 | 0 | 0.08311% | 269 | 0
2020 | 9 | 28 | 2020-09-28 | 20 | 2020-09-28 | 21 | 66555.7185 | 0.08046% | 237 | 0 | 67112.3164 | 0.116% | 115 | 0 | 0.09824% | 147 | 0
2020 | 9 | 28 | 2020-09-28 | 21 | 2020-09-28 | 22 | 59738.253 | 0.07222% | 318 | 0 | 57778.8373 | 0.09989% | 187 | 0 | 0.08605% | 239 | 0
2020 | 9 | 28 | 2020-09-28 | 22 | 2020-09-28 | 23 | 42297.3204 | 0.05114% | 679 | 0 | 40842.6676 | 0.07061% | 455 | 0 | 0.06087% | 527 | 0
2020 | 9 | 28 | 2020-09-28 | 23 | 2020-09-28 | 24 | 21225.7589 | 0.02566% | 1456 | 0 | 19400.6976 | 0.03354% | 1098 | 0 | 0.0296% | 1235 | 0
2020 | 9 | 28 | 2020-09-28 | 24 | 2020-09-29 | 1 | 5778.9026 | 0.006986% | 2389 | 0 | 5635.4772 | 0.009742% | 1831 | 0 | 0.008364% | 2094 | 0
2020 | 9 | 29 | 2020-09-29 | 1 | 2020-09-29 | 2 | 2234.3993 | 0.002701% | 2927 | 0 | 2089.3246 | 0.003612% | 2279 | 0 | 0.003157% | 2665 | 0
2020 | 9 | 29 | 2020-09-29 | 2 | 2020-09-29 | 3 | 892.5083 | 0.001079% | 3390 | 0 | 881.8369 | 0.001524% | 2718 | 0 | 0.001302% | 3205 | 0
2020 | 9 | 29 | 2020-09-29 | 3 | 2020-09-29 | 4 | 404.2045 | 0.0004887% | 3763 | 0 | 355.3944 | 0.0006144% | 3212 | 0 | 0.0005515% | 3698 | 0
2020 | 9 | 29 | 2020-09-29 | 4 | 2020-09-29 | 5 | 244.4719 | 0.0002956% | 3957 | 0 | 305.6602 | 0.0005284% | 3303 | 0 | 0.000412% | 3867 | 0
2020 | 9 | 29 | 2020-09-29 | 5 | 2020-09-29 | 6 | 433.9613 | 0.0005246% | 3723 | 0 | 345.9942 | 0.0005981% | 3227 | 0 | 0.0005614% | 3688 | 0
2020 | 9 | 29 | 2020-09-29 | 6 | 2020-09-29 | 7 | 1130.8761 | 0.001367% | 3283 | 0 | 1044.4283 | 0.001806% | 2619 | 0 | 0.001586% | 3071 | 0
2020 | 9 | 29 | 2020-09-29 | 7 | 2020-09-29 | 8 | 5488.3507 | 0.006635% | 2422 | 0 | 4385.2492 | 0.007581% | 1937 | 0 | 0.007108% | 2186 | 0
2020 | 9 | 29 | 2020-09-29 | 8 | 2020-09-29 | 9 | 6983.1959 | 0.008442% | 2287 | 0 | 2816.9812 | 0.00487% | 2142 | 0 | 0.006656% | 2228 | 0
2020 | 9 | 29 | 2020-09-29 | 9 | 2020-09-29 | 10 | 4779.9599 | 0.005779% | 2507 | 0 | 671.7158 | 0.001161% | 2846 | 0 | 0.00347% | 2603 | 0
2020 | 9 | 29 | 2020-09-29 | 10 | 2020-09-29 | 11 | 2768.1514 | 0.003347% | 2813 | 0 | 78.8557 | 0.0001363% | 4051 | 0 | 0.001741% | 3017 | 0
2020 | 9 | 29 | 2020-09-29 | 11 | 2020-09-29 | 12 | 1836.3144 | 0.00222% | 3018 | 0 | 0 | 0% | 4870 | 0 | 0.00111% | 3297 | 0
2020 | 9 | 29 | 2020-09-29 | 12 | 2020-09-29 | 13 | 1764.5482 | 0.002133% | 3039 | 0 | 0 | 0% | 4870 | 0 | 0.001067% | 3319 | 0
2020 | 9 | 29 | 2020-09-29 | 13 | 2020-09-29 | 14 | 2293.0591 | 0.002772% | 2908 | 0 | 30.0107 | 5.188e-05% | 4480 | 0 | 0.001412% | 3158 | 0
2020 | 9 | 29 | 2020-09-29 | 14 | 2020-09-29 | 15 | 4825.9982 | 0.005834% | 2501 | 0 | 172.4088 | 0.0002981% | 3656 | 0 | 0.003066% | 2685 | 0
2020 | 9 | 29 | 2020-09-29 | 15 | 2020-09-29 | 16 | 7514.015 | 0.009084% | 2235 | 0 | 360.5855 | 0.0006234% | 3204 | 0 | 0.004854% | 2417 | 0
2020 | 9 | 29 | 2020-09-29 | 16 | 2020-09-29 | 17 | 17108.5969 | 0.02068% | 1637 | 0 | 2057.1998 | 0.003556% | 2292 | 0 | 0.01212% | 1897 | 0
2020 | 9 | 29 | 2020-09-29 | 17 | 2020-09-29 | 18 | 30667.2198 | 0.03708% | 1058 | 0 | 6428.7171 | 0.01111% | 1769 | 0 | 0.02409% | 1422 | 0
2020 | 9 | 29 | 2020-09-29 | 18 | 2020-09-29 | 19 | 49379.7398 | 0.0597% | 498 | 0 | 33714.4176 | 0.05828% | 624 | 0 | 0.05899% | 552 | 0
2020 | 9 | 29 | 2020-09-29 | 19 | 2020-09-29 | 20 | 59100.0105 | 0.07145% | 326 | 0 | 57563.8228 | 0.09951% | 190 | 0 | 0.08548% | 242 | 0
2020 | 9 | 29 | 2020-09-29 | 20 | 2020-09-29 | 21 | 67385.7742 | 0.08147% | 229 | 0 | 65170.1038 | 0.1127% | 128 | 0 | 0.09706% | 155 | 0
2020 | 9 | 29 | 2020-09-29 | 21 | 2020-09-29 | 22 | 61068.7641 | 0.07383% | 302 | 0 | 56002.9773 | 0.09682% | 215 | 0 | 0.08532% | 243 | 0
2020 | 9 | 29 | 2020-09-29 | 22 | 2020-09-29 | 23 | 43398.7099 | 0.05247% | 647 | 0 | 39956.1043 | 0.06907% | 466 | 0 | 0.06077% | 528 | 0
2020 | 9 | 29 | 2020-09-29 | 23 | 2020-09-29 | 24 | 21512.761 | 0.02601% | 1441 | 0 | 18773.5684 | 0.03245% | 1127 | 0 | 0.02923% | 1249 | 0
2020 | 9 | 29 | 2020-09-29 | 24 | 2020-09-30 | 1 | 6362.2112 | 0.007692% | 2335 | 0 | 4739.5745 | 0.008194% | 1899 | 0 | 0.007943% | 2120 | 0
2020 | 9 | 30 | 2020-09-30 | 1 | 2020-09-30 | 2 | 3934.9025 | 0.004757% | 2617 | 0 | 2853.0973 | 0.004932% | 2137 | 0 | 0.004845% | 2418 | 0
2020 | 9 | 30 | 2020-09-30 | 2 | 2020-09-30 | 3 | 744.2296 | 0.0008997% | 3478 | 0 | 456.3314 | 0.0007889% | 3055 | 0 | 0.0008443% | 3444 | 0
2020 | 9 | 30 | 2020-09-30 | 3 | 2020-09-30 | 4 | 191.8159 | 0.0002319% | 4047 | 0 | 204.1962 | 0.000353% | 3549 | 0 | 0.0002925% | 4085 | 0
2020 | 9 | 30 | 2020-09-30 | 4 | 2020-09-30 | 5 | 78.8446 | 9.532e-05% | 4330 | 0 | 84.9549 | 0.0001469% | 4020 | 0 | 0.0001211% | 4566 | 0
2020 | 9 | 30 | 2020-09-30 | 5 | 2020-09-30 | 6 | 180.6605 | 0.0002184% | 4067 | 0 | 230.1853 | 0.0003979% | 3483 | 0 | 0.0003082% | 4052 | 0
2020 | 9 | 30 | 2020-09-30 | 6 | 2020-09-30 | 7 | 615.3237 | 0.0007439% | 3571 | 0 | 492.6135 | 0.0008516% | 3014 | 0 | 0.0007978% | 3485 | 0
2020 | 9 | 30 | 2020-09-30 | 7 | 2020-09-30 | 8 | 4577.7628 | 0.005534% | 2527 | 0 | 2785.8708 | 0.004816% | 2149 | 0 | 0.005175% | 2386 | 0
2020 | 9 | 30 | 2020-09-30 | 8 | 2020-09-30 | 9 | 6271.4622 | 0.007582% | 2343 | 0 | 1632.8861 | 0.002823% | 2413 | 0 | 0.005202% | 2384 | 0
2020 | 9 | 30 | 2020-09-30 | 9 | 2020-09-30 | 10 | 3977.1403 | 0.004808% | 2611 | 0 | 376.1748 | 0.0006503% | 3178 | 0 | 0.002729% | 2769 | 0
2020 | 9 | 30 | 2020-09-30 | 10 | 2020-09-30 | 11 | 1655.4329 | 0.002001% | 3076 | 0 | 31.6478 | 5.471e-05% | 4456 | 0 | 0.001028% | 3337 | 0
2020 | 9 | 30 | 2020-09-30 | 11 | 2020-09-30 | 12 | 1161.5934 | 0.001404% | 3263 | 0 | 0 | 0% | 4870 | 0 | 0.0007022% | 3570 | 0
2020 | 9 | 30 | 2020-09-30 | 12 | 2020-09-30 | 13 | 1077.5054 | 0.001303% | 3310 | 0 | 0 | 0% | 4870 | 0 | 0.0006513% | 3609 | 0
2020 | 9 | 30 | 2020-09-30 | 13 | 2020-09-30 | 14 | 1598.9215 | 0.001933% | 3096 | 0 | 0 | 0% | 4870 | 0 | 0.0009665% | 3368 | 0
2020 | 9 | 30 | 2020-09-30 | 14 | 2020-09-30 | 15 | 4478.3318 | 0.005414% | 2540 | 0 | 0 | 0% | 4870 | 0 | 0.002707% | 2777 | 0
2020 | 9 | 30 | 2020-09-30 | 15 | 2020-09-30 | 16 | 9105.4984 | 0.01101% | 2099 | 0 | 0 | 0% | 4870 | 0 | 0.005504% | 2358 | 0
2020 | 9 | 30 | 2020-09-30 | 16 | 2020-09-30 | 17 | 20756.1735 | 0.02509% | 1478 | 0 | 542.265 | 0.0009374% | 2962 | 0 | 0.01302% | 1861 | 0
2020 | 9 | 30 | 2020-09-30 | 17 | 2020-09-30 | 18 | 36314.3593 | 0.0439% | 863 | 0 | 4306.585 | 0.007445% | 1944 | 0 | 0.02567% | 1366 | 0
2020 | 9 | 30 | 2020-09-30 | 18 | 2020-09-30 | 19 | 59488.1513 | 0.07192% | 322 | 0 | 31223.2993 | 0.05398% | 697 | 0 | 0.06295% | 489 | 0
2020 | 9 | 30 | 2020-09-30 | 19 | 2020-09-30 | 20 | 68901.5158 | 0.0833% | 215 | 0 | 54491.993 | 0.0942% | 236 | 0 | 0.08875% | 214 | 0
2020 | 9 | 30 | 2020-09-30 | 20 | 2020-09-30 | 21 | 74919.1939 | 0.09057% | 163 | 0 | 60331.6138 | 0.1043% | 165 | 0 | 0.09744% | 151 | 0
2020 | 9 | 30 | 2020-09-30 | 21 | 2020-09-30 | 22 | 69791.3734 | 0.08437% | 207 | 0 | 53424.7049 | 0.09236% | 250 | 0 | 0.08837% | 218 | 0
2020 | 9 | 30 | 2020-09-30 | 22 | 2020-09-30 | 23 | 54383.5079 | 0.06575% | 404 | 0 | 41753.5616 | 0.07218% | 434 | 0 | 0.06896% | 402 | 0
2020 | 9 | 30 | 2020-09-30 | 23 | 2020-09-30 | 24 | 31021.5916 | 0.0375% | 1046 | 0 | 21128.9597 | 0.03653% | 1035 | 0 | 0.03702% | 1038 | 0
2020 | 9 | 30 | 2020-09-30 | 24 | 2020-10-01 | 1 | 12769.0942 | 0.01544% | 1867 | 0 | 7344.6677 | 0.0127% | 1710 | 0 | 0.01407% | 1817 | 0
2020 | 10 | 1 | 2020-10-01 | 1 | 2020-10-01 | 2 | 1030.4799 | 0.001246% | 3333 | 0 | 153.364 | 0.0002651% | 3721 | 0 | 0.0007555% | 3517 | 0
2020 | 10 | 1 | 2020-10-01 | 2 | 2020-10-01 | 3 | 202.2487 | 0.0002445% | 4026 | 0 | 37.6539 | 6.509e-05% | 4392 | 0 | 0.0001548% | 4424 | 0
2020 | 10 | 1 | 2020-10-01 | 3 | 2020-10-01 | 4 | 0 | 0% | 5135 | 0 | 0 | 0% | 4870 | 0 | 0% | 5626 | 0
2020 | 10 | 1 | 2020-10-01 | 4 | 2020-10-01 | 5 | 0.091463 | 1.106e-07% | 5133 | 0 | 0 | 0% | 4870 | 0 | 5.529e-08% | 5625 | 0
2020 | 10 | 1 | 2020-10-01 | 5 | 2020-10-01 | 6 | 0 | 0% | 5135 | 0 | 0 | 0% | 4870 | 0 | 0% | 5626 | 0
2020 | 10 | 1 | 2020-10-01 | 6 | 2020-10-01 | 7 | 82.4952 | 9.973e-05% | 4316 | 0 | 52.7901 | 9.126e-05% | 4250 | 0 | 9.55e-05% | 4679 | 0
2020 | 10 | 1 | 2020-10-01 | 7 | 2020-10-01 | 8 | 891.9566 | 0.001078% | 3391 | 0 | 390.2507 | 0.0006746% | 3157 | 0 | 0.0008765% | 3423 | 0
2020 | 10 | 1 | 2020-10-01 | 8 | 2020-10-01 | 9 | 830.3427 | 0.001004% | 3426 | 0 | 119.3775 | 0.0002064% | 3855 | 0 | 0.0006051% | 3663 | 0
2020 | 10 | 1 | 2020-10-01 | 9 | 2020-10-01 | 10 | 392.6717 | 0.0004747% | 3773 | 0 | 193.1834 | 0.000334% | 3586 | 0 | 0.0004043% | 3888 | 0
2020 | 10 | 1 | 2020-10-01 | 10 | 2020-10-01 | 11 | 152.7033 | 0.0001846% | 4122 | 0 | 0 | 0% | 4870 | 0 | 9.231e-05% | 4686 | 0
2020 | 10 | 1 | 2020-10-01 | 11 | 2020-10-01 | 12 | 173.067 | 0.0002092% | 4083 | 0 | 6.4053 | 1.107e-05% | 4779 | 0 | 0.0001102% | 4607 | 0
2020 | 10 | 1 | 2020-10-01 | 12 | 2020-10-01 | 13 | 378.888 | 0.0004581% | 3789 | 0 | 0 | 0% | 4870 | 0 | 0.000229% | 4210 | 0
2020 | 10 | 1 | 2020-10-01 | 13 | 2020-10-01 | 14 | 1187.5241 | 0.001436% | 3250 | 0 | 0 | 0% | 4870 | 0 | 0.0007178% | 3555 | 0
2020 | 10 | 1 | 2020-10-01 | 14 | 2020-10-01 | 15 | 3782.6745 | 0.004573% | 2639 | 0 | 0 | 0% | 4870 | 0 | 0.002287% | 2871 | 0
2020 | 10 | 1 | 2020-10-01 | 15 | 2020-10-01 | 16 | 8229.7899 | 0.009949% | 2172 | 0 | 73.872 | 0.0001277% | 4087 | 0 | 0.005039% | 2399 | 0
2020 | 10 | 1 | 2020-10-01 | 16 | 2020-10-01 | 17 | 21299.1861 | 0.02575% | 1450 | 0 | 709.4803 | 0.001227% | 2819 | 0 | 0.01349% | 1845 | 0
2020 | 10 | 1 | 2020-10-01 | 17 | 2020-10-01 | 18 | 36227.9858 | 0.0438% | 869 | 0 | 2723.8287 | 0.004709% | 2160 | 0 | 0.02425% | 1411 | 0
2020 | 10 | 1 | 2020-10-01 | 18 | 2020-10-01 | 19 | 57059.9719 | 0.06898% | 370 | 0 | 24466.6251 | 0.0423% | 906 | 0 | 0.05564% | 620 | 0
2020 | 10 | 1 | 2020-10-01 | 19 | 2020-10-01 | 20 | 70495.9051 | 0.08523% | 201 | 0 | 50722.3168 | 0.08769% | 282 | 0 | 0.08646% | 235 | 0
2020 | 10 | 1 | 2020-10-01 | 20 | 2020-10-01 | 21 | 75118.9793 | 0.09082% | 161 | 0 | 53446.5519 | 0.0924% | 249 | 0 | 0.09161% | 186 | 0
2020 | 10 | 1 | 2020-10-01 | 21 | 2020-10-01 | 22 | 63816.3671 | 0.07715% | 271 | 0 | 43527.2911 | 0.07525% | 399 | 0 | 0.0762% | 327 | 0
2020 | 10 | 1 | 2020-10-01 | 22 | 2020-10-01 | 23 | 44681.9181 | 0.05402% | 617 | 0 | 26865.5384 | 0.04644% | 827 | 0 | 0.05023% | 733 | 0
2020 | 10 | 1 | 2020-10-01 | 23 | 2020-10-01 | 24 | 17621.5864 | 0.0213% | 1619 | 0 | 8929.727 | 0.01544% | 1612 | 0 | 0.01837% | 1626 | 0
2020 | 10 | 1 | 2020-10-01 | 24 | 2020-10-02 | 1 | 3436.5226 | 0.004155% | 2700 | 0 | 813.1387 | 0.001406% | 2752 | 0 | 0.00278% | 2755 | 0
2020 | 10 | 2 | 2020-10-02 | 1 | 2020-10-02 | 2 | 1209.6846 | 0.001462% | 3239 | 0 | 764.1314 | 0.001321% | 2783 | 0 | 0.001392% | 3167 | 0
2020 | 10 | 2 | 2020-10-02 | 2 | 2020-10-02 | 3 | 192.4997 | 0.0002327% | 4046 | 0 | 73.9968 | 0.0001279% | 4085 | 0 | 0.0001803% | 4350 | 0
2020 | 10 | 2 | 2020-10-02 | 3 | 2020-10-02 | 4 | 63.5735 | 7.686e-05% | 4387 | 0 | 0 | 0% | 4870 | 0 | 3.843e-05% | 5066 | 0
2020 | 10 | 2 | 2020-10-02 | 4 | 2020-10-02 | 5 | 0 | 0% | 5135 | 0 | 0 | 0% | 4870 | 0 | 0% | 5626 | 0
2020 | 10 | 2 | 2020-10-02 | 5 | 2020-10-02 | 6 | 57.5489 | 6.957e-05% | 4418 | 0 | 0 | 0% | 4870 | 0 | 3.479e-05% | 5114 | 0
2020 | 10 | 2 | 2020-10-02 | 6 | 2020-10-02 | 7 | 508.356 | 0.0006146% | 3656 | 0 | 314.3406 | 0.0005434% | 3282 | 0 | 0.000579% | 3676 | 0
2020 | 10 | 2 | 2020-10-02 | 7 | 2020-10-02 | 8 | 5219.4617 | 0.00631% | 2451 | 0 | 1600.673 | 0.002767% | 2418 | 0 | 0.004539% | 2460 | 0
2020 | 10 | 2 | 2020-10-02 | 8 | 2020-10-02 | 9 | 6114.2333 | 0.007392% | 2358 | 0 | 1122.1406 | 0.00194% | 2577 | 0 | 0.004666% | 2441 | 0
2020 | 10 | 2 | 2020-10-02 | 9 | 2020-10-02 | 10 | 2972.1675 | 0.003593% | 2777 | 0 | 190.9138 | 0.00033% | 3592 | 0 | 0.001962% | 2960 | 0
2020 | 10 | 2 | 2020-10-02 | 10 | 2020-10-02 | 11 | 1659.3883 | 0.002006% | 3074 | 0 | 0 | 0% | 4870 | 0 | 0.001003% | 3348 | 0
2020 | 10 | 2 | 2020-10-02 | 11 | 2020-10-02 | 12 | 1435.4942 | 0.001735% | 3153 | 0 | 0 | 0% | 4870 | 0 | 0.0008677% | 3428 | 0
2020 | 10 | 2 | 2020-10-02 | 12 | 2020-10-02 | 13 | 1347.8509 | 0.001629% | 3176 | 0 | 0 | 0% | 4870 | 0 | 0.0008147% | 3470 | 0
2020 | 10 | 2 | 2020-10-02 | 13 | 2020-10-02 | 14 | 1935.6496 | 0.00234% | 2999 | 0 | 0 | 0% | 4870 | 0 | 0.00117% | 3267 | 0
2020 | 10 | 2 | 2020-10-02 | 14 | 2020-10-02 | 15 | 4806.5209 | 0.005811% | 2503 | 0 | 17.8802 | 3.091e-05% | 4618 | 0 | 0.002921% | 2726 | 0
2020 | 10 | 2 | 2020-10-02 | 15 | 2020-10-02 | 16 | 9309.1757 | 0.01125% | 2087 | 0 | 235.5466 | 0.0004072% | 3465 | 0 | 0.005831% | 2319 | 0
2020 | 10 | 2 | 2020-10-02 | 16 | 2020-10-02 | 17 | 19427.4382 | 0.02349% | 1533 | 0 | 1678.098 | 0.002901% | 2401 | 0 | 0.01319% | 1856 | 0
2020 | 10 | 2 | 2020-10-02 | 17 | 2020-10-02 | 18 | 36838.8779 | 0.04454% | 843 | 0 | 6216.986 | 0.01075% | 1789 | 0 | 0.02764% | 1294 | 0
2020 | 10 | 2 | 2020-10-02 | 18 | 2020-10-02 | 19 | 57190.0941 | 0.06914% | 368 | 0 | 37520.0363 | 0.06486% | 526 | 0 | 0.067% | 427 | 0
2020 | 10 | 2 | 2020-10-02 | 19 | 2020-10-02 | 20 | 72409.2294 | 0.08754% | 180 | 0 | 58989.6905 | 0.102% | 174 | 0 | 0.09476% | 170 | 0
2020 | 10 | 2 | 2020-10-02 | 20 | 2020-10-02 | 21 | 75391.4706 | 0.09114% | 158 | 0 | 60644.9391 | 0.1048% | 163 | 0 | 0.09799% | 148 | 0
2020 | 10 | 2 | 2020-10-02 | 21 | 2020-10-02 | 22 | 65718.6641 | 0.07945% | 246 | 0 | 51661.782 | 0.08931% | 275 | 0 | 0.08438% | 256 | 0
2020 | 10 | 2 | 2020-10-02 | 22 | 2020-10-02 | 23 | 45806.4555 | 0.05538% | 586 | 0 | 34464.6551 | 0.05958% | 606 | 0 | 0.05748% | 580 | 0
2020 | 10 | 2 | 2020-10-02 | 23 | 2020-10-02 | 24 | 19430.0215 | 0.02349% | 1532 | 0 | 12435.7626 | 0.0215% | 1407 | 0 | 0.02249% | 1486 | 0
2020 | 10 | 2 | 2020-10-02 | 24 | 2020-10-03 | 1 | 3699.3228 | 0.004472% | 2655 | 0 | 1797.0813 | 0.003107% | 2360 | 0 | 0.00379% | 2560 | 0
2020 | 10 | 3 | 2020-10-03 | 1 | 2020-10-03 | 2 | 41.3512 | 4.999e-05% | 4514 | 0 | 76.1693 | 0.0001317% | 4067 | 0 | 9.083e-05% | 4698 | 0
2020 | 10 | 3 | 2020-10-03 | 2 | 2020-10-03 | 3 | 0 | 0% | 5135 | 0 | 0 | 0% | 4870 | 0 | 0% | 5626 | 0
2020 | 10 | 3 | 2020-10-03 | 3 | 2020-10-03 | 4 | 0 | 0% | 5135 | 0 | 0 | 0% | 4870 | 0 | 0% | 5626 | 0
2020 | 10 | 3 | 2020-10-03 | 4 | 2020-10-03 | 5 | 0 | 0% | 5135 | 0 | 0 | 0% | 4870 | 0 | 0% | 5626 | 0
2020 | 10 | 3 | 2020-10-03 | 5 | 2020-10-03 | 6 | 0 | 0% | 5135 | 0 | 0 | 0% | 4870 | 0 | 0% | 5626 | 0
2020 | 10 | 3 | 2020-10-03 | 6 | 2020-10-03 | 7 | 6.2896 | 7.604e-06% | 4940 | 0 | 6.2896 | 1.087e-05% | 4782 | 0 | 9.239e-06% | 5445 | 0
2020 | 10 | 3 | 2020-10-03 | 7 | 2020-10-03 | 8 | 1282.6456 | 0.001551% | 3204 | 0 | 312.4035 | 0.0005401% | 3286 | 0 | 0.001045% | 3325 | 0
2020 | 10 | 3 | 2020-10-03 | 8 | 2020-10-03 | 9 | 1521.6056 | 0.00184% | 3131 | 0 | 187.7665 | 0.0003246% | 3607 | 0 | 0.001082% | 3313 | 0
2020 | 10 | 3 | 2020-10-03 | 9 | 2020-10-03 | 10 | 374.551 | 0.0004528% | 3796 | 0 | 296.0102 | 0.0005117% | 3325 | 0 | 0.0004823% | 3780 | 0
2020 | 10 | 3 | 2020-10-03 | 10 | 2020-10-03 | 11 | 70.339 | 8.504e-05% | 4356 | 0 | 0 | 0% | 4870 | 0 | 4.252e-05% | 5031 | 0
2020 | 10 | 3 | 2020-10-03 | 11 | 2020-10-03 | 12 | 0 | 0% | 5135 | 0 | 0 | 0% | 4870 | 0 | 0% | 5626 | 0
2020 | 10 | 3 | 2020-10-03 | 12 | 2020-10-03 | 13 | 0 | 0% | 5135 | 0 | 0 | 0% | 4870 | 0 | 0% | 5626 | 0
2020 | 10 | 3 | 2020-10-03 | 13 | 2020-10-03 | 14 | 0 | 0% | 5135 | 0 | 0 | 0% | 4870 | 0 | 0% | 5626 | 0
2020 | 10 | 3 | 2020-10-03 | 14 | 2020-10-03 | 15 | 264.0742 | 0.0003193% | 3929 | 0 | 0 | 0% | 4870 | 0 | 0.0001596% | 4412 | 0
2020 | 10 | 3 | 2020-10-03 | 15 | 2020-10-03 | 16 | 864.703 | 0.001045% | 3406 | 0 | 0 | 0% | 4870 | 0 | 0.0005227% | 3736 | 0
2020 | 10 | 3 | 2020-10-03 | 16 | 2020-10-03 | 17 | 3062.6226 | 0.003703% | 2760 | 0 | 387.3671 | 0.0006697% | 3162 | 0 | 0.002186% | 2908 | 0
2020 | 10 | 3 | 2020-10-03 | 17 | 2020-10-03 | 18 | 9409.2573 | 0.01138% | 2075 | 0 | 354.5295 | 0.0006129% | 3216 | 0 | 0.005994% | 2301 | 0
2020 | 10 | 3 | 2020-10-03 | 18 | 2020-10-03 | 19 | 26460.5877 | 0.03199% | 1216 | 0 | 9168.9311 | 0.01585% | 1594 | 0 | 0.02392% | 1427 | 0
2020 | 10 | 3 | 2020-10-03 | 19 | 2020-10-03 | 20 | 48337.0747 | 0.05844% | 525 | 0 | 33809.2437 | 0.05845% | 620 | 0 | 0.05844% | 558 | 0
2020 | 10 | 3 | 2020-10-03 | 20 | 2020-10-03 | 21 | 51785.1934 | 0.06261% | 443 | 0 | 35359.8823 | 0.06113% | 580 | 0 | 0.06187% | 508 | 0
2020 | 10 | 3 | 2020-10-03 | 21 | 2020-10-03 | 22 | 45566.5319 | 0.05509% | 592 | 0 | 31427.6521 | 0.05433% | 688 | 0 | 0.05471% | 642 | 0
2020 | 10 | 3 | 2020-10-03 | 22 | 2020-10-03 | 23 | 25497.5138 | 0.03083% | 1263 | 0 | 13836.7651 | 0.02392% | 1336 | 0 | 0.02737% | 1303 | 0
2020 | 10 | 3 | 2020-10-03 | 23 | 2020-10-03 | 24 | 6274.3045 | 0.007585% | 2342 | 0 | 2622.3053 | 0.004533% | 2183 | 0 | 0.006059% | 2288 | 0
2020 | 10 | 3 | 2020-10-03 | 24 | 2020-10-04 | 1 | 493.2306 | 0.0005963% | 3669 | 0 | 258.7368 | 0.0004473% | 3400 | 0 | 0.0005218% | 3737 | 0
2020 | 10 | 4 | 2020-10-04 | 1 | 2020-10-04 | 2 | 0 | 0% | 5135 | 0 | 18.2902 | 3.162e-05% | 4611 | 0 | 1.581e-05% | 5342 | 0
2020 | 10 | 4 | 2020-10-04 | 2 | 2020-10-04 | 3 | 0 | 0% | 5135 | 0 | 51.519 | 8.906e-05% | 4265 | 0 | 4.453e-05% | 5014 | 0
2020 | 10 | 4 | 2020-10-04 | 3 | 2020-10-04 | 4 | 0 | 0% | 5135 | 0 | 0 | 0% | 4870 | 0 | 0% | 5626 | 0
2020 | 10 | 4 | 2020-10-04 | 4 | 2020-10-04 | 5 | 0 | 0% | 5135 | 0 | 27.7326 | 4.794e-05% | 4506 | 0 | 2.397e-05% | 5230 | 0
2020 | 10 | 4 | 2020-10-04 | 5 | 2020-10-04 | 6 | 0 | 0% | 5135 | 0 | 0 | 0% | 4870 | 0 | 0% | 5626 | 0
2020 | 10 | 4 | 2020-10-04 | 6 | 2020-10-04 | 7 | 0 | 0% | 5135 | 0 | 0 | 0% | 4870 | 0 | 0% | 5626 | 0
2020 | 10 | 4 | 2020-10-04 | 7 | 2020-10-04 | 8 | 0 | 0% | 5135 | 0 | 92.0363 | 0.0001591% | 3974 | 0 | 7.955e-05% | 4758 | 0
2020 | 10 | 4 | 2020-10-04 | 8 | 2020-10-04 | 9 | 0 | 0% | 5135 | 0 | 0 | 0% | 4870 | 0 | 0% | 5626 | 0
2020 | 10 | 4 | 2020-10-04 | 9 | 2020-10-04 | 10 | 0 | 0% | 5135 | 0 | 1049.3182 | 0.001814% | 2616 | 0 | 0.000907% | 3407 | 0
2020 | 10 | 4 | 2020-10-04 | 10 | 2020-10-04 | 11 | 0 | 0% | 5135 | 0 | 0 | 0% | 4870 | 0 | 0% | 5626 | 0
2020 | 10 | 4 | 2020-10-04 | 11 | 2020-10-04 | 12 | 0 | 0% | 5135 | 0 | 0 | 0% | 4870 | 0 | 0% | 5626 | 0
2020 | 10 | 4 | 2020-10-04 | 12 | 2020-10-04 | 13 | 0 | 0% | 5135 | 0 | 0 | 0% | 4870 | 0 | 0% | 5626 | 0
2020 | 10 | 4 | 2020-10-04 | 13 | 2020-10-04 | 14 | 0 | 0% | 5135 | 0 | 0 | 0% | 4870 | 0 | 0% | 5626 | 0
2020 | 10 | 4 | 2020-10-04 | 14 | 2020-10-04 | 15 | 0 | 0% | 5135 | 0 | 0 | 0% | 4870 | 0 | 0% | 5626 | 0
2020 | 10 | 4 | 2020-10-04 | 15 | 2020-10-04 | 16 | 0 | 0% | 5135 | 0 | 0 | 0% | 4870 | 0 | 0% | 5626 | 0
2020 | 10 | 4 | 2020-10-04 | 16 | 2020-10-04 | 17 | 70.5894 | 8.534e-05% | 4354 | 0 | 1059.3552 | 0.001831% | 2608 | 0 | 0.0009584% | 3383 | 0
2020 | 10 | 4 | 2020-10-04 | 17 | 2020-10-04 | 18 | 1296.125 | 0.001567% | 3195 | 0 | 0 | 0% | 4870 | 0 | 0.0007835% | 3499 | 0
2020 | 10 | 4 | 2020-10-04 | 18 | 2020-10-04 | 19 | 10196.4142 | 0.01233% | 2016 | 0 | 5238.5133 | 0.009056% | 1860 | 0 | 0.01069% | 1974 | 0
2020 | 10 | 4 | 2020-10-04 | 19 | 2020-10-04 | 20 | 32281.5641 | 0.03903% | 999 | 0 | 33869.6153 | 0.05855% | 615 | 0 | 0.04879% | 769 | 0
2020 | 10 | 4 | 2020-10-04 | 20 | 2020-10-04 | 21 | 33701.6265 | 0.04074% | 962 | 0 | 35344.1502 | 0.0611% | 581 | 0 | 0.05092% | 712 | 0
2020 | 10 | 4 | 2020-10-04 | 21 | 2020-10-04 | 22 | 29774.6385 | 0.036% | 1092 | 0 | 27987.193 | 0.04838% | 797 | 0 | 0.04219% | 904 | 0
2020 | 10 | 4 | 2020-10-04 | 22 | 2020-10-04 | 23 | 15043.1625 | 0.01819% | 1752 | 0 | 12864.6907 | 0.02224% | 1385 | 0 | 0.02021% | 1571 | 0
2020 | 10 | 4 | 2020-10-04 | 23 | 2020-10-04 | 24 | 3138.3786 | 0.003794% | 2747 | 0 | 2242.3192 | 0.003876% | 2251 | 0 | 0.003835% | 2553 | 0
2020 | 10 | 4 | 2020-10-04 | 24 | 2020-10-05 | 1 | 46.0908 | 5.572e-05% | 4479 | 0 | 2.1458 | 3.71e-06% | 4851 | 0 | 2.972e-05% | 5165 | 0
2020 | 10 | 5 | 2020-10-05 | 1 | 2020-10-05 | 2 | 2856.223 | 0.003453% | 2800 | 0 | 2720.5 | 0.004703% | 2161 | 0 | 0.004078% | 2525 | 0
2020 | 10 | 5 | 2020-10-05 | 2 | 2020-10-05 | 3 | 691.7295 | 0.0008363% | 3518 | 0 | 421.6178 | 0.0007289% | 3099 | 0 | 0.0007826% | 3501 | 0
2020 | 10 | 5 | 2020-10-05 | 3 | 2020-10-05 | 4 | 177.7015 | 0.0002148% | 4075 | 0 | 37.5524 | 6.492e-05% | 4393 | 0 | 0.0001399% | 4481 | 0
2020 | 10 | 5 | 2020-10-05 | 4 | 2020-10-05 | 5 | 43.9341 | 5.311e-05% | 4490 | 0 | 0 | 0% | 4870 | 0 | 2.656e-05% | 5202 | 0
2020 | 10 | 5 | 2020-10-05 | 5 | 2020-10-05 | 6 | 216.5072 | 0.0002617% | 4004 | 0 | 67.7694 | 0.0001172% | 4127 | 0 | 0.0001895% | 4317 | 0
2020 | 10 | 5 | 2020-10-05 | 6 | 2020-10-05 | 7 | 1150.0109 | 0.00139% | 3272 | 0 | 924.9663 | 0.001599% | 2691 | 0 | 0.001495% | 3116 | 0
2020 | 10 | 5 | 2020-10-05 | 7 | 2020-10-05 | 8 | 9421.5984 | 0.01139% | 2072 | 0 | 7770.1696 | 0.01343% | 1674 | 0 | 0.01241% | 1886 | 0
2020 | 10 | 5 | 2020-10-05 | 8 | 2020-10-05 | 9 | 12061.9083 | 0.01458% | 1900 | 0 | 4934.0051 | 0.00853% | 1883 | 0 | 0.01156% | 1927 | 0
2020 | 10 | 5 | 2020-10-05 | 9 | 2020-10-05 | 10 | 8565.0662 | 0.01035% | 2144 | 0 | 1060.74 | 0.001834% | 2607 | 0 | 0.006094% | 2285 | 0
2020 | 10 | 5 | 2020-10-05 | 10 | 2020-10-05 | 11 | 7688.8893 | 0.009295% | 2216 | 0 | 359.1567 | 0.0006209% | 3208 | 0 | 0.004958% | 2407 | 0
2020 | 10 | 5 | 2020-10-05 | 11 | 2020-10-05 | 12 | 8224.0946 | 0.009943% | 2174 | 0 | 326.3562 | 0.0005642% | 3261 | 0 | 0.005253% | 2377 | 0
2020 | 10 | 5 | 2020-10-05 | 12 | 2020-10-05 | 13 | 9722.6333 | 0.01175% | 2054 | 0 | 398.9869 | 0.0006897% | 3145 | 0 | 0.006222% | 2274 | 0
2020 | 10 | 5 | 2020-10-05 | 13 | 2020-10-05 | 14 | 15523.3428 | 0.01877% | 1727 | 0 | 1045.5941 | 0.001808% | 2618 | 0 | 0.01029% | 1989 | 0
2020 | 10 | 5 | 2020-10-05 | 14 | 2020-10-05 | 15 | 28833.2202 | 0.03486% | 1123 | 0 | 3710.5216 | 0.006415% | 2015 | 0 | 0.02064% | 1558 | 0
2020 | 10 | 5 | 2020-10-05 | 15 | 2020-10-05 | 16 | 44135.9698 | 0.05336% | 629 | 0 | 8501.5623 | 0.0147% | 1640 | 0 | 0.03403% | 1116 | 0
2020 | 10 | 5 | 2020-10-05 | 16 | 2020-10-05 | 17 | 65465.0116 | 0.07914% | 251 | 0 | 20287.5011 | 0.03507% | 1068 | 0 | 0.05711% | 586 | 0
2020 | 10 | 5 | 2020-10-05 | 17 | 2020-10-05 | 18 | 81337.8471 | 0.09833% | 122 | 0 | 38906.9909 | 0.06726% | 491 | 0 | 0.0828% | 273 | 0
2020 | 10 | 5 | 2020-10-05 | 18 | 2020-10-05 | 19 | 96422.7683 | 0.1166% | 62 | 1 | 77638.8974 | 0.1342% | 82 | 1 | 0.1254% | 71 | 1 | 0.0086539
2020 | 10 | 5 | 2020-10-05 | 19 | 2020-10-05 | 20 | 102242.537 | 0.1236% | 48 | 1 | 97875.5954 | 0.1692% | 31 | 1 | 0.1464% | 37 | 1 | 0.010104
2020 | 10 | 5 | 2020-10-05 | 20 | 2020-10-05 | 21 | 101174.7528 | 0.1223% | 49 | 1 | 96859.3786 | 0.1674% | 32 | 1 | 0.1449% | 41 | 1 | 0.0099987
2020 | 10 | 5 | 2020-10-05 | 21 | 2020-10-05 | 22 | 85362.0861 | 0.1032% | 105 | 0 | 82918.0968 | 0.1433% | 65 | 1 | 0.1233% | 75 | 1 | 0.0085074
2020 | 10 | 5 | 2020-10-05 | 22 | 2020-10-05 | 23 | 64583.0547 | 0.07808% | 258 | 0 | 61989.939 | 0.1072% | 148 | 0 | 0.09262% | 178 | 0
2020 | 10 | 5 | 2020-10-05 | 23 | 2020-10-05 | 24 | 34570.2787 | 0.04179% | 934 | 0 | 30728.6763 | 0.05312% | 703 | 0 | 0.04746% | 783 | 0
2020 | 10 | 5 | 2020-10-05 | 24 | 2020-10-06 | 1 | 9746.0669 | 0.01178% | 2051 | 0 | 8642.7246 | 0.01494% | 1626 | 0 | 0.01336% | 1849 | 0
2020 | 10 | 6 | 2020-10-06 | 1 | 2020-10-06 | 2 | 613.8474 | 0.0007421% | 3572 | 0 | 534.4249 | 0.0009239% | 2972 | 0 | 0.000833% | 3453 | 0
2020 | 10 | 6 | 2020-10-06 | 2 | 2020-10-06 | 3 | 196.2798 | 0.0002373% | 4037 | 0 | 154.9258 | 0.0002678% | 3716 | 0 | 0.0002526% | 4156 | 0
2020 | 10 | 6 | 2020-10-06 | 3 | 2020-10-06 | 4 | 59.0067 | 7.134e-05% | 4406 | 0 | 55.8752 | 9.659e-05% | 4219 | 0 | 8.397e-05% | 4735 | 0
2020 | 10 | 6 | 2020-10-06 | 4 | 2020-10-06 | 5 | 0 | 0% | 5135 | 0 | 11.5862 | 2.003e-05% | 4695 | 0 | 1.001e-05% | 5432 | 0
2020 | 10 | 6 | 2020-10-06 | 5 | 2020-10-06 | 6 | 0 | 0% | 5135 | 0 | 24.4169 | 4.221e-05% | 4544 | 0 | 2.111e-05% | 5264 | 0
2020 | 10 | 6 | 2020-10-06 | 6 | 2020-10-06 | 7 | 126.5957 | 0.000153% | 4193 | 0 | 154.6735 | 0.0002674% | 3717 | 0 | 0.0002102% | 4256 | 0
2020 | 10 | 6 | 2020-10-06 | 7 | 2020-10-06 | 8 | 3757.2089 | 0.004542% | 2643 | 0 | 2475.4332 | 0.004279% | 2215 | 0 | 0.004411% | 2479 | 0
2020 | 10 | 6 | 2020-10-06 | 8 | 2020-10-06 | 9 | 4312.6611 | 0.005214% | 2560 | 0 | 1091.6474 | 0.001887% | 2591 | 0 | 0.00355% | 2592 | 0
2020 | 10 | 6 | 2020-10-06 | 9 | 2020-10-06 | 10 | 2371.0617 | 0.002866% | 2897 | 0 | 624.5116 | 0.00108% | 2879 | 0 | 0.001973% | 2955 | 0
2020 | 10 | 6 | 2020-10-06 | 10 | 2020-10-06 | 11 | 1171.808 | 0.001417% | 3257 | 0 | 0 | 0% | 4870 | 0 | 0.0007083% | 3564 | 0
2020 | 10 | 6 | 2020-10-06 | 11 | 2020-10-06 | 12 | 784.3657 | 0.0009483% | 3453 | 0 | 0 | 0% | 4870 | 0 | 0.0004741% | 3792 | 0
2020 | 10 | 6 | 2020-10-06 | 12 | 2020-10-06 | 13 | 715.552 | 0.0008651% | 3500 | 0 | 0 | 0% | 4870 | 0 | 0.0004325% | 3844 | 0
2020 | 10 | 6 | 2020-10-06 | 13 | 2020-10-06 | 14 | 1646.354 | 0.00199% | 3079 | 0 | 0 | 0% | 4870 | 0 | 0.0009952% | 3352 | 0
2020 | 10 | 6 | 2020-10-06 | 14 | 2020-10-06 | 15 | 4526.1344 | 0.005472% | 2535 | 0 | 0 | 0% | 4870 | 0 | 0.002736% | 2766 | 0
2020 | 10 | 6 | 2020-10-06 | 15 | 2020-10-06 | 16 | 7339.2548 | 0.008873% | 2254 | 0 | 59.6699 | 0.0001032% | 4189 | 0 | 0.004488% | 2471 | 0
2020 | 10 | 6 | 2020-10-06 | 16 | 2020-10-06 | 17 | 14666.3832 | 0.01773% | 1772 | 0 | 1283.0024 | 0.002218% | 2521 | 0 | 0.009974% | 2007 | 0
2020 | 10 | 6 | 2020-10-06 | 17 | 2020-10-06 | 18 | 26280.5371 | 0.03177% | 1222 | 0 | 4531.0146 | 0.007833% | 1920 | 0 | 0.0198% | 1587 | 0
2020 | 10 | 6 | 2020-10-06 | 18 | 2020-10-06 | 19 | 45196.9383 | 0.05464% | 602 | 0 | 31223.5184 | 0.05398% | 696 | 0 | 0.05431% | 646 | 0
2020 | 10 | 6 | 2020-10-06 | 19 | 2020-10-06 | 20 | 60513.93 | 0.07316% | 308 | 0 | 59290.6115 | 0.1025% | 170 | 0 | 0.08783% | 222 | 0
2020 | 10 | 6 | 2020-10-06 | 20 | 2020-10-06 | 21 | 62293.1056 | 0.07531% | 285 | 0 | 60916.3671 | 0.1053% | 161 | 0 | 0.09031% | 201 | 0
2020 | 10 | 6 | 2020-10-06 | 21 | 2020-10-06 | 22 | 51552.7043 | 0.06232% | 449 | 0 | 49304.8917 | 0.08524% | 306 | 0 | 0.07378% | 353 | 0
2020 | 10 | 6 | 2020-10-06 | 22 | 2020-10-06 | 23 | 34554.2588 | 0.04177% | 936 | 0 | 33234.1618 | 0.05745% | 636 | 0 | 0.04961% | 745 | 0
2020 | 10 | 6 | 2020-10-06 | 23 | 2020-10-06 | 24 | 13052.7565 | 0.01578% | 1849 | 0 | 11514.2421 | 0.01991% | 1458 | 0 | 0.01784% | 1643 | 0
2020 | 10 | 6 | 2020-10-06 | 24 | 2020-10-07 | 1 | 1974.365 | 0.002387% | 2988 | 0 | 1647.0165 | 0.002847% | 2409 | 0 | 0.002617% | 2797 | 0
2020 | 10 | 7 | 2020-10-07 | 1 | 2020-10-07 | 2 | 1117.6472 | 0.001351% | 3292 | 0 | 932.9049 | 0.001613% | 2686 | 0 | 0.001482% | 3123 | 0
2020 | 10 | 7 | 2020-10-07 | 2 | 2020-10-07 | 3 | 293.9174 | 0.0003553% | 3895 | 0 | 241.0696 | 0.0004167% | 3448 | 0 | 0.000386% | 3913 | 0
2020 | 10 | 7 | 2020-10-07 | 3 | 2020-10-07 | 4 | 66.2532 | 8.01e-05% | 4371 | 0 | 8.3652 | 1.446e-05% | 4745 | 0 | 4.728e-05% | 4993 | 0
2020 | 10 | 7 | 2020-10-07 | 4 | 2020-10-07 | 5 | 0 | 0% | 5135 | 0 | 31.3583 | 5.421e-05% | 4460 | 0 | 2.711e-05% | 5196 | 0
2020 | 10 | 7 | 2020-10-07 | 5 | 2020-10-07 | 6 | 66.0676 | 7.987e-05% | 4374 | 0 | 60.9588 | 0.0001054% | 4180 | 0 | 9.263e-05% | 4685 | 0
2020 | 10 | 7 | 2020-10-07 | 6 | 2020-10-07 | 7 | 468.6277 | 0.0005665% | 3692 | 0 | 470.3302 | 0.0008131% | 3039 | 0 | 0.0006898% | 3581 | 0
2020 | 10 | 7 | 2020-10-07 | 7 | 2020-10-07 | 8 | 4584.3075 | 0.005542% | 2526 | 0 | 3339.041 | 0.005772% | 2062 | 0 | 0.005657% | 2342 | 0
2020 | 10 | 7 | 2020-10-07 | 8 | 2020-10-07 | 9 | 5927.8247 | 0.007166% | 2377 | 0 | 2547.3372 | 0.004404% | 2200 | 0 | 0.005785% | 2325 | 0
2020 | 10 | 7 | 2020-10-07 | 9 | 2020-10-07 | 10 | 3270.1647 | 0.003953% | 2724 | 0 | 453.006 | 0.0007831% | 3060 | 0 | 0.002368% | 2849 | 0
2020 | 10 | 7 | 2020-10-07 | 10 | 2020-10-07 | 11 | 1602.3929 | 0.001937% | 3095 | 0 | 26.7745 | 4.629e-05% | 4510 | 0 | 0.0009918% | 3356 | 0
2020 | 10 | 7 | 2020-10-07 | 11 | 2020-10-07 | 12 | 936.8834 | 0.001133% | 3374 | 0 | 0 | 0% | 4870 | 0 | 0.0005663% | 3684 | 0
2020 | 10 | 7 | 2020-10-07 | 12 | 2020-10-07 | 13 | 705.5123 | 0.0008529% | 3505 | 0 | 0 | 0% | 4870 | 0 | 0.0004265% | 3851 | 0
2020 | 10 | 7 | 2020-10-07 | 13 | 2020-10-07 | 14 | 847.7785 | 0.001025% | 3414 | 0 | 0 | 0% | 4870 | 0 | 0.0005125% | 3743 | 0
2020 | 10 | 7 | 2020-10-07 | 14 | 2020-10-07 | 15 | 2772.3623 | 0.003352% | 2812 | 0 | 54.8703 | 9.486e-05% | 4227 | 0 | 0.001723% | 3022 | 0
2020 | 10 | 7 | 2020-10-07 | 15 | 2020-10-07 | 16 | 4892.8562 | 0.005915% | 2495 | 0 | 524.7 | 0.0009071% | 2981 | 0 | 0.003411% | 2621 | 0
2020 | 10 | 7 | 2020-10-07 | 16 | 2020-10-07 | 17 | 9998.0857 | 0.01209% | 2026 | 0 | 2124.2976 | 0.003672% | 2273 | 0 | 0.00788% | 2126 | 0
2020 | 10 | 7 | 2020-10-07 | 17 | 2020-10-07 | 18 | 21073.8404 | 0.02548% | 1467 | 0 | 5597.3002 | 0.009676% | 1836 | 0 | 0.01758% | 1650 | 0
2020 | 10 | 7 | 2020-10-07 | 18 | 2020-10-07 | 19 | 38812.1128 | 0.04692% | 775 | 0 | 27122.3486 | 0.04689% | 818 | 0 | 0.0469% | 798 | 0
2020 | 10 | 7 | 2020-10-07 | 19 | 2020-10-07 | 20 | 55877.4267 | 0.06755% | 382 | 0 | 51720.8288 | 0.08941% | 274 | 0 | 0.07848% | 311 | 0
2020 | 10 | 7 | 2020-10-07 | 20 | 2020-10-07 | 21 | 60656.3772 | 0.07333% | 306 | 0 | 53833.3639 | 0.09306% | 246 | 0 | 0.0832% | 268 | 0
2020 | 10 | 7 | 2020-10-07 | 21 | 2020-10-07 | 22 | 50835.0547 | 0.06146% | 463 | 0 | 41971.0321 | 0.07256% | 427 | 0 | 0.06701% | 426 | 0
2020 | 10 | 7 | 2020-10-07 | 22 | 2020-10-07 | 23 | 35245.5936 | 0.04261% | 901 | 0 | 27745.9024 | 0.04797% | 804 | 0 | 0.04529% | 826 | 0
2020 | 10 | 7 | 2020-10-07 | 23 | 2020-10-07 | 24 | 14306.6905 | 0.0173% | 1790 | 0 | 8789.9773 | 0.0152% | 1619 | 0 | 0.01625% | 1705 | 0
2020 | 10 | 7 | 2020-10-07 | 24 | 2020-10-08 | 1 | 3268.9293 | 0.003952% | 2726 | 0 | 2033.3656 | 0.003515% | 2297 | 0 | 0.003734% | 2568 | 0
2020 | 10 | 8 | 2020-10-08 | 1 | 2020-10-08 | 2 | 586.2942 | 0.0007088% | 3595 | 0 | 463.2391 | 0.0008008% | 3048 | 0 | 0.0007548% | 3518 | 0
2020 | 10 | 8 | 2020-10-08 | 2 | 2020-10-08 | 3 | 335.2775 | 0.0004053% | 3842 | 0 | 150.9415 | 0.0002609% | 3728 | 0 | 0.0003331% | 4012 | 0
2020 | 10 | 8 | 2020-10-08 | 3 | 2020-10-08 | 4 | 114.9266 | 0.0001389% | 4226 | 0 | 80.1653 | 0.0001386% | 4044 | 0 | 0.0001388% | 4487 | 0
2020 | 10 | 8 | 2020-10-08 | 4 | 2020-10-08 | 5 | 59.8612 | 7.237e-05% | 4402 | 0 | 31.2669 | 5.405e-05% | 4461 | 0 | 6.321e-05% | 4869 | 0
2020 | 10 | 8 | 2020-10-08 | 5 | 2020-10-08 | 6 | 0.88878 | 1.074e-06% | 5109 | 0 | 92.6163 | 0.0001601% | 3973 | 0 | 8.059e-05% | 4751 | 0
2020 | 10 | 8 | 2020-10-08 | 6 | 2020-10-08 | 7 | 762.5057 | 0.0009218% | 3469 | 0 | 400.5242 | 0.0006924% | 3144 | 0 | 0.0008071% | 3477 | 0
2020 | 10 | 8 | 2020-10-08 | 7 | 2020-10-08 | 8 | 5643.5844 | 0.006823% | 2407 | 0 | 2625.1186 | 0.004538% | 2182 | 0 | 0.005681% | 2340 | 0
2020 | 10 | 8 | 2020-10-08 | 8 | 2020-10-08 | 9 | 7546.5436 | 0.009123% | 2232 | 0 | 1357.7065 | 0.002347% | 2500 | 0 | 0.005735% | 2329 | 0
2020 | 10 | 8 | 2020-10-08 | 9 | 2020-10-08 | 10 | 4284.3487 | 0.00518% | 2565 | 0 | 779.6314 | 0.001348% | 2773 | 0 | 0.003264% | 2648 | 0
2020 | 10 | 8 | 2020-10-08 | 10 | 2020-10-08 | 11 | 1400.4089 | 0.001693% | 3162 | 0 | 16.0019 | 2.766e-05% | 4638 | 0 | 0.0008603% | 3438 | 0
2020 | 10 | 8 | 2020-10-08 | 11 | 2020-10-08 | 12 | 610.2945 | 0.0007378% | 3580 | 0 | 0 | 0% | 4870 | 0 | 0.0003689% | 3944 | 0
2020 | 10 | 8 | 2020-10-08 | 12 | 2020-10-08 | 13 | 191.2995 | 0.0002313% | 4050 | 0 | 0 | 0% | 4870 | 0 | 0.0001156% | 4585 | 0
2020 | 10 | 8 | 2020-10-08 | 13 | 2020-10-08 | 14 | 233.3163 | 0.0002821% | 3977 | 0 | 30.5571 | 5.283e-05% | 4470 | 0 | 0.0001674% | 4388 | 0
2020 | 10 | 8 | 2020-10-08 | 14 | 2020-10-08 | 15 | 738.8256 | 0.0008932% | 3482 | 0 | 0 | 0% | 4870 | 0 | 0.0004466% | 3832 | 0
2020 | 10 | 8 | 2020-10-08 | 15 | 2020-10-08 | 16 | 1594.4871 | 0.001928% | 3100 | 0 | 0 | 0% | 4870 | 0 | 0.0009638% | 3373 | 0
2020 | 10 | 8 | 2020-10-08 | 16 | 2020-10-08 | 17 | 5136.5091 | 0.00621% | 2456 | 0 | 449.9068 | 0.0007778% | 3064 | 0 | 0.003494% | 2599 | 0
2020 | 10 | 8 | 2020-10-08 | 17 | 2020-10-08 | 18 | 12953.3996 | 0.01566% | 1854 | 0 | 1013.4316 | 0.001752% | 2640 | 0 | 0.008706% | 2073 | 0
2020 | 10 | 8 | 2020-10-08 | 18 | 2020-10-08 | 19 | 31885.9058 | 0.03855% | 1018 | 0 | 11251.3269 | 0.01945% | 1470 | 0 | 0.029% | 1253 | 0
2020 | 10 | 8 | 2020-10-08 | 19 | 2020-10-08 | 20 | 47542.9159 | 0.05748% | 538 | 0 | 30161.9494 | 0.05214% | 723 | 0 | 0.05481% | 639 | 0
2020 | 10 | 8 | 2020-10-08 | 20 | 2020-10-08 | 21 | 52669.412 | 0.06367% | 427 | 0 | 35216.0259 | 0.06088% | 587 | 0 | 0.06228% | 502 | 0
2020 | 10 | 8 | 2020-10-08 | 21 | 2020-10-08 | 22 | 43493.8037 | 0.05258% | 643 | 0 | 28060.2943 | 0.04851% | 796 | 0 | 0.05055% | 727 | 0
2020 | 10 | 8 | 2020-10-08 | 22 | 2020-10-08 | 23 | 28847.4689 | 0.03488% | 1122 | 0 | 17333.9666 | 0.02997% | 1189 | 0 | 0.03242% | 1163 | 0
2020 | 10 | 8 | 2020-10-08 | 23 | 2020-10-08 | 24 | 11303.1131 | 0.01366% | 1946 | 0 | 4776.5937 | 0.008258% | 1896 | 0 | 0.01096% | 1956 | 0
2020 | 10 | 8 | 2020-10-08 | 24 | 2020-10-09 | 1 | 1728.4063 | 0.00209% | 3046 | 0 | 666.6892 | 0.001153% | 2857 | 0 | 0.001621% | 3057 | 0
2020 | 10 | 9 | 2020-10-09 | 1 | 2020-10-09 | 2 | 420.9015 | 0.0005088% | 3741 | 0 | 361.2897 | 0.0006246% | 3201 | 0 | 0.0005667% | 3683 | 0
2020 | 10 | 9 | 2020-10-09 | 2 | 2020-10-09 | 3 | 135.1852 | 0.0001634% | 4169 | 0 | 67.6852 | 0.000117% | 4128 | 0 | 0.0001402% | 4476 | 0
2020 | 10 | 9 | 2020-10-09 | 3 | 2020-10-09 | 4 | 0 | 0% | 5135 | 0 | 57.5297 | 9.945e-05% | 4199 | 0 | 4.973e-05% | 4970 | 0
2020 | 10 | 9 | 2020-10-09 | 4 | 2020-10-09 | 5 | 0 | 0% | 5135 | 0 | 16.1135 | 2.786e-05% | 4636 | 0 | 1.393e-05% | 5370 | 0
2020 | 10 | 9 | 2020-10-09 | 5 | 2020-10-09 | 6 | 81.9986 | 9.913e-05% | 4319 | 0 | 21.9986 | 3.803e-05% | 4573 | 0 | 6.858e-05% | 4828 | 0
2020 | 10 | 9 | 2020-10-09 | 6 | 2020-10-09 | 7 | 283.0673 | 0.0003422% | 3906 | 0 | 275.5673 | 0.0004764% | 3367 | 0 | 0.0004093% | 3871 | 0
2020 | 10 | 9 | 2020-10-09 | 7 | 2020-10-09 | 8 | 2988.9744 | 0.003614% | 2773 | 0 | 1907.3641 | 0.003297% | 2331 | 0 | 0.003455% | 2609 | 0
2020 | 10 | 9 | 2020-10-09 | 8 | 2020-10-09 | 9 | 4040.7832 | 0.004885% | 2604 | 0 | 1275.1528 | 0.002204% | 2527 | 0 | 0.003545% | 2593 | 0
2020 | 10 | 9 | 2020-10-09 | 9 | 2020-10-09 | 10 | 1769.77 | 0.00214% | 3037 | 0 | 218.5417 | 0.0003778% | 3511 | 0 | 0.001259% | 3220 | 0
2020 | 10 | 9 | 2020-10-09 | 10 | 2020-10-09 | 11 | 699.9129 | 0.0008462% | 3511 | 0 | 0 | 0% | 4870 | 0 | 0.0004231% | 3855 | 0
2020 | 10 | 9 | 2020-10-09 | 11 | 2020-10-09 | 12 | 297.468 | 0.0003596% | 3892 | 0 | 0 | 0% | 4870 | 0 | 0.0001798% | 4352 | 0
2020 | 10 | 9 | 2020-10-09 | 12 | 2020-10-09 | 13 | 164.9879 | 0.0001995% | 4101 | 0 | 0 | 0% | 4870 | 0 | 9.973e-05% | 4663 | 0
2020 | 10 | 9 | 2020-10-09 | 13 | 2020-10-09 | 14 | 228.5203 | 0.0002763% | 3987 | 0 | 0 | 0% | 4870 | 0 | 0.0001381% | 4491 | 0
2020 | 10 | 9 | 2020-10-09 | 14 | 2020-10-09 | 15 | 725.5383 | 0.0008771% | 3492 | 0 | 0 | 0% | 4870 | 0 | 0.0004386% | 3840 | 0
2020 | 10 | 9 | 2020-10-09 | 15 | 2020-10-09 | 16 | 2100.4966 | 0.002539% | 2956 | 0 | 30.2932 | 5.237e-05% | 4475 | 0 | 0.001296% | 3207 | 0
2020 | 10 | 9 | 2020-10-09 | 16 | 2020-10-09 | 17 | 6023.5797 | 0.007282% | 2367 | 0 | 511.9823 | 0.0008851% | 2999 | 0 | 0.004084% | 2524 | 0
2020 | 10 | 9 | 2020-10-09 | 17 | 2020-10-09 | 18 | 19232.8797 | 0.02325% | 1541 | 0 | 2789.9202 | 0.004823% | 2148 | 0 | 0.01404% | 1820 | 0
2020 | 10 | 9 | 2020-10-09 | 18 | 2020-10-09 | 19 | 42886.0449 | 0.05185% | 657 | 0 | 27430.103 | 0.04742% | 812 | 0 | 0.04963% | 743 | 0
2020 | 10 | 9 | 2020-10-09 | 19 | 2020-10-09 | 20 | 59847.4211 | 0.07235% | 317 | 0 | 55771.0261 | 0.09641% | 221 | 0 | 0.08438% | 255 | 0
2020 | 10 | 9 | 2020-10-09 | 20 | 2020-10-09 | 21 | 64463.5215 | 0.07793% | 263 | 0 | 62176.8401 | 0.1075% | 146 | 0 | 0.09271% | 176 | 0
2020 | 10 | 9 | 2020-10-09 | 21 | 2020-10-09 | 22 | 53942.3834 | 0.06521% | 409 | 0 | 50528.2166 | 0.08735% | 285 | 0 | 0.07628% | 326 | 0
2020 | 10 | 9 | 2020-10-09 | 22 | 2020-10-09 | 23 | 36280.2031 | 0.04386% | 865 | 0 | 33442.6237 | 0.05781% | 628 | 0 | 0.05084% | 716 | 0
2020 | 10 | 9 | 2020-10-09 | 23 | 2020-10-09 | 24 | 11972.0207 | 0.01447% | 1905 | 0 | 10029.1136 | 0.01734% | 1541 | 0 | 0.01591% | 1719 | 0
2020 | 10 | 9 | 2020-10-09 | 24 | 2020-10-10 | 1 | 1683.9878 | 0.002036% | 3063 | 0 | 1420.7602 | 0.002456% | 2465 | 0 | 0.002246% | 2891 | 0
2020 | 10 | 10 | 2020-10-10 | 1 | 2020-10-10 | 2 | 343.0223 | 0.0004147% | 3829 | 0 | 168.746 | 0.0002917% | 3672 | 0 | 0.0003532% | 3976 | 0
2020 | 10 | 10 | 2020-10-10 | 2 | 2020-10-10 | 3 | 136.9231 | 0.0001655% | 4167 | 0 | 176.774 | 0.0003056% | 3642 | 0 | 0.0002356% | 4195 | 0
2020 | 10 | 10 | 2020-10-10 | 3 | 2020-10-10 | 4 | 92.4988 | 0.0001118% | 4287 | 0 | 78.6522 | 0.000136% | 4054 | 0 | 0.0001239% | 4553 | 0
2020 | 10 | 10 | 2020-10-10 | 4 | 2020-10-10 | 5 | 0 | 0% | 5135 | 0 | 8.5287 | 1.474e-05% | 4742 | 0 | 7.372e-06% | 5485 | 0
2020 | 10 | 10 | 2020-10-10 | 5 | 2020-10-10 | 6 | 32.831 | 3.969e-05% | 4582 | 0 | 17.7427 | 3.067e-05% | 4620 | 0 | 3.518e-05% | 5108 | 0
2020 | 10 | 10 | 2020-10-10 | 6 | 2020-10-10 | 7 | 126.6774 | 0.0001531% | 4191 | 0 | 161.9954 | 0.00028% | 3690 | 0 | 0.0002166% | 4242 | 0
2020 | 10 | 10 | 2020-10-10 | 7 | 2020-10-10 | 8 | 493.6367 | 0.0005968% | 3667 | 0 | 466.7352 | 0.0008069% | 3043 | 0 | 0.0007018% | 3571 | 0
2020 | 10 | 10 | 2020-10-10 | 8 | 2020-10-10 | 9 | 501.6414 | 0.0006065% | 3661 | 0 | 144.939 | 0.0002506% | 3750 | 0 | 0.0004285% | 3849 | 0
2020 | 10 | 10 | 2020-10-10 | 9 | 2020-10-10 | 10 | 143.7731 | 0.0001738% | 4148 | 0 | 486.558 | 0.0008411% | 3017 | 0 | 0.0005075% | 3750 | 0
2020 | 10 | 10 | 2020-10-10 | 10 | 2020-10-10 | 11 | 0 | 0% | 5135 | 0 | 0 | 0% | 4870 | 0 | 0% | 5626 | 0
2020 | 10 | 10 | 2020-10-10 | 11 | 2020-10-10 | 12 | 0 | 0% | 5135 | 0 | 0 | 0% | 4870 | 0 | 0% | 5626 | 0
2020 | 10 | 10 | 2020-10-10 | 12 | 2020-10-10 | 13 | 0 | 0% | 5135 | 0 | 0 | 0% | 4870 | 0 | 0% | 5626 | 0
2020 | 10 | 10 | 2020-10-10 | 13 | 2020-10-10 | 14 | 0 | 0% | 5135 | 0 | 0 | 0% | 4870 | 0 | 0% | 5626 | 0
2020 | 10 | 10 | 2020-10-10 | 14 | 2020-10-10 | 15 | 0 | 0% | 5135 | 0 | 0 | 0% | 4870 | 0 | 0% | 5626 | 0
2020 | 10 | 10 | 2020-10-10 | 15 | 2020-10-10 | 16 | 0 | 0% | 5135 | 0 | 0 | 0% | 4870 | 0 | 0% | 5626 | 0
2020 | 10 | 10 | 2020-10-10 | 16 | 2020-10-10 | 17 | 335.5879 | 0.0004057% | 3841 | 0 | 286.4255 | 0.0004952% | 3351 | 0 | 0.0004504% | 3829 | 0
2020 | 10 | 10 | 2020-10-10 | 17 | 2020-10-10 | 18 | 1244.2544 | 0.001504% | 3221 | 0 | 0 | 0% | 4870 | 0 | 0.0007521% | 3521 | 0
2020 | 10 | 10 | 2020-10-10 | 18 | 2020-10-10 | 19 | 11289.8163 | 0.01365% | 1948 | 0 | 6989.989 | 0.01208% | 1736 | 0 | 0.01287% | 1869 | 0
2020 | 10 | 10 | 2020-10-10 | 19 | 2020-10-10 | 20 | 29993.6928 | 0.03626% | 1086 | 0 | 31480.8803 | 0.05442% | 683 | 0 | 0.04534% | 824 | 0
2020 | 10 | 10 | 2020-10-10 | 20 | 2020-10-10 | 21 | 31768.1385 | 0.03841% | 1022 | 0 | 33406.2456 | 0.05775% | 631 | 0 | 0.04808% | 778 | 0
2020 | 10 | 10 | 2020-10-10 | 21 | 2020-10-10 | 22 | 28669.8264 | 0.03466% | 1130 | 0 | 27027.8636 | 0.04672% | 823 | 0 | 0.04069% | 944 | 0
2020 | 10 | 10 | 2020-10-10 | 22 | 2020-10-10 | 23 | 15847.9603 | 0.01916% | 1712 | 0 | 14304.0334 | 0.02473% | 1307 | 0 | 0.02194% | 1504 | 0
2020 | 10 | 10 | 2020-10-10 | 23 | 2020-10-10 | 24 | 4096.4918 | 0.004952% | 2594 | 0 | 3150.3229 | 0.005446% | 2091 | 0 | 0.005199% | 2385 | 0
2020 | 10 | 10 | 2020-10-10 | 24 | 2020-10-11 | 1 | 534.0997 | 0.0006457% | 3636 | 0 | 524.9724 | 0.0009075% | 2980 | 0 | 0.0007766% | 3505 | 0
2020 | 10 | 11 | 2020-10-11 | 1 | 2020-10-11 | 2 | 22.2125 | 2.685e-05% | 4678 | 0 | 128.6673 | 0.0002224% | 3811 | 0 | 0.0001246% | 4549 | 0
2020 | 10 | 11 | 2020-10-11 | 2 | 2020-10-11 | 3 | 0 | 0% | 5135 | 0 | 0 | 0% | 4870 | 0 | 0% | 5626 | 0
2020 | 10 | 11 | 2020-10-11 | 3 | 2020-10-11 | 4 | 0 | 0% | 5135 | 0 | 0 | 0% | 4870 | 0 | 0% | 5626 | 0
2020 | 10 | 11 | 2020-10-11 | 4 | 2020-10-11 | 5 | 0 | 0% | 5135 | 0 | 0 | 0% | 4870 | 0 | 0% | 5626 | 0
2020 | 10 | 11 | 2020-10-11 | 5 | 2020-10-11 | 6 | 0 | 0% | 5135 | 0 | 0 | 0% | 4870 | 0 | 0% | 5626 | 0
2020 | 10 | 11 | 2020-10-11 | 6 | 2020-10-11 | 7 | 31.9925 | 3.868e-05% | 4587 | 0 | 21.6663 | 3.746e-05% | 4575 | 0 | 3.807e-05% | 5070 | 0
2020 | 10 | 11 | 2020-10-11 | 7 | 2020-10-11 | 8 | 734.2135 | 0.0008876% | 3485 | 0 | 720.0701 | 0.001245% | 2807 | 0 | 0.001066% | 3320 | 0
2020 | 10 | 11 | 2020-10-11 | 8 | 2020-10-11 | 9 | 1017.2622 | 0.00123% | 3345 | 0 | 515.3621 | 0.0008909% | 2996 | 0 | 0.00106% | 3322 | 0
2020 | 10 | 11 | 2020-10-11 | 9 | 2020-10-11 | 10 | 483.6058 | 0.0005847% | 3677 | 0 | 481.1409 | 0.0008318% | 3024 | 0 | 0.0007082% | 3565 | 0
2020 | 10 | 11 | 2020-10-11 | 10 | 2020-10-11 | 11 | 58.9242 | 7.124e-05% | 4407 | 0 | 0 | 0% | 4870 | 0 | 3.562e-05% | 5105 | 0
2020 | 10 | 11 | 2020-10-11 | 11 | 2020-10-11 | 12 | 0 | 0% | 5135 | 0 | 0 | 0% | 4870 | 0 | 0% | 5626 | 0
2020 | 10 | 11 | 2020-10-11 | 12 | 2020-10-11 | 13 | 0 | 0% | 5135 | 0 | 0 | 0% | 4870 | 0 | 0% | 5626 | 0
2020 | 10 | 11 | 2020-10-11 | 13 | 2020-10-11 | 14 | 0 | 0% | 5135 | 0 | 0 | 0% | 4870 | 0 | 0% | 5626 | 0
2020 | 10 | 11 | 2020-10-11 | 14 | 2020-10-11 | 15 | 0 | 0% | 5135 | 0 | 0 | 0% | 4870 | 0 | 0% | 5626 | 0
2020 | 10 | 11 | 2020-10-11 | 15 | 2020-10-11 | 16 | 17.5706 | 2.124e-05% | 4723 | 0 | 0 | 0% | 4870 | 0 | 1.062e-05% | 5421 | 0
2020 | 10 | 11 | 2020-10-11 | 16 | 2020-10-11 | 17 | 405.404 | 0.0004901% | 3760 | 0 | 259.6436 | 0.0004489% | 3398 | 0 | 0.0004695% | 3798 | 0
2020 | 10 | 11 | 2020-10-11 | 17 | 2020-10-11 | 18 | 2337.4364 | 0.002826% | 2902 | 0 | 756.7904 | 0.001308% | 2786 | 0 | 0.002067% | 2932 | 0
2020 | 10 | 11 | 2020-10-11 | 18 | 2020-10-11 | 19 | 14463.981 | 0.01749% | 1782 | 0 | 7834.7673 | 0.01354% | 1669 | 0 | 0.01552% | 1745 | 0
2020 | 10 | 11 | 2020-10-11 | 19 | 2020-10-11 | 20 | 33829.9349 | 0.0409% | 957 | 0 | 29642.3303 | 0.05124% | 741 | 0 | 0.04607% | 813 | 0
2020 | 10 | 11 | 2020-10-11 | 20 | 2020-10-11 | 21 | 34135.8768 | 0.04127% | 948 | 0 | 26947.147 | 0.04658% | 826 | 0 | 0.04393% | 862 | 0
2020 | 10 | 11 | 2020-10-11 | 21 | 2020-10-11 | 22 | 31081.8875 | 0.03758% | 1042 | 0 | 21328.4828 | 0.03687% | 1026 | 0 | 0.03722% | 1033 | 0
2020 | 10 | 11 | 2020-10-11 | 22 | 2020-10-11 | 23 | 15750.4181 | 0.01904% | 1716 | 0 | 8339.6543 | 0.01442% | 1645 | 0 | 0.01673% | 1678 | 0
2020 | 10 | 11 | 2020-10-11 | 23 | 2020-10-11 | 24 | 3516.9222 | 0.004252% | 2688 | 0 | 1541.2871 | 0.002665% | 2432 | 0 | 0.003458% | 2608 | 0
2020 | 10 | 11 | 2020-10-11 | 24 | 2020-10-12 | 1 | 636.3394 | 0.0007693% | 3559 | 0 | 123.6473 | 0.0002138% | 3839 | 0 | 0.0004915% | 3768 | 0
2020 | 10 | 12 | 2020-10-12 | 1 | 2020-10-12 | 2 | 1125.9398 | 0.001361% | 3287 | 0 | 727.5621 | 0.001258% | 2803 | 0 | 0.001309% | 3198 | 0
2020 | 10 | 12 | 2020-10-12 | 2 | 2020-10-12 | 3 | 298.3181 | 0.0003607% | 3890 | 0 | 295.3991 | 0.0005107% | 3329 | 0 | 0.0004357% | 3842 | 0
2020 | 10 | 12 | 2020-10-12 | 3 | 2020-10-12 | 4 | 144.3693 | 0.0001745% | 4146 | 0 | 114.1415 | 0.0001973% | 3870 | 0 | 0.0001859% | 4327 | 0
2020 | 10 | 12 | 2020-10-12 | 4 | 2020-10-12 | 5 | 90.8553 | 0.0001098% | 4291 | 0 | 59.7518 | 0.0001033% | 4187 | 0 | 0.0001066% | 4626 | 0
2020 | 10 | 12 | 2020-10-12 | 5 | 2020-10-12 | 6 | 143.1377 | 0.000173% | 4152 | 0 | 101.7516 | 0.0001759% | 3927 | 0 | 0.0001745% | 4367 | 0
2020 | 10 | 12 | 2020-10-12 | 6 | 2020-10-12 | 7 | 258.6001 | 0.0003126% | 3937 | 0 | 220.6717 | 0.0003815% | 3505 | 0 | 0.0003471% | 3990 | 0
2020 | 10 | 12 | 2020-10-12 | 7 | 2020-10-12 | 8 | 1706.2618 | 0.002063% | 3053 | 0 | 1069.7009 | 0.001849% | 2600 | 0 | 0.001956% | 2966 | 0
2020 | 10 | 12 | 2020-10-12 | 8 | 2020-10-12 | 9 | 2365.1041 | 0.002859% | 2898 | 0 | 995.8552 | 0.001722% | 2648 | 0 | 0.00229% | 2869 | 0
2020 | 10 | 12 | 2020-10-12 | 9 | 2020-10-12 | 10 | 1350.0704 | 0.001632% | 3175 | 0 | 915.084 | 0.001582% | 2696 | 0 | 0.001607% | 3059 | 0
2020 | 10 | 12 | 2020-10-12 | 10 | 2020-10-12 | 11 | 762.0047 | 0.0009212% | 3471 | 0 | 535.1033 | 0.0009251% | 2971 | 0 | 0.0009231% | 3400 | 0
2020 | 10 | 12 | 2020-10-12 | 11 | 2020-10-12 | 12 | 781.6894 | 0.000945% | 3456 | 0 | 442.8671 | 0.0007656% | 3069 | 0 | 0.0008553% | 3442 | 0
2020 | 10 | 12 | 2020-10-12 | 12 | 2020-10-12 | 13 | 874.0417 | 0.001057% | 3400 | 0 | 522.599 | 0.0009034% | 2983 | 0 | 0.0009801% | 3363 | 0
2020 | 10 | 12 | 2020-10-12 | 13 | 2020-10-12 | 14 | 1552.4183 | 0.001877% | 3119 | 0 | 714.93 | 0.001236% | 2814 | 0 | 0.001556% | 3087 | 0
2020 | 10 | 12 | 2020-10-12 | 14 | 2020-10-12 | 15 | 4413.2111 | 0.005335% | 2546 | 0 | 1248.3205 | 0.002158% | 2534 | 0 | 0.003747% | 2565 | 0
2020 | 10 | 12 | 2020-10-12 | 15 | 2020-10-12 | 16 | 9389.0374 | 0.01135% | 2078 | 0 | 2028.5605 | 0.003507% | 2298 | 0 | 0.007429% | 2162 | 0
2020 | 10 | 12 | 2020-10-12 | 16 | 2020-10-12 | 17 | 23803.0463 | 0.02878% | 1335 | 0 | 5350.5139 | 0.00925% | 1851 | 0 | 0.01901% | 1605 | 0
2020 | 10 | 12 | 2020-10-12 | 17 | 2020-10-12 | 18 | 45215.6314 | 0.05466% | 601 | 0 | 19441.2212 | 0.03361% | 1096 | 0 | 0.04414% | 852 | 0
2020 | 10 | 12 | 2020-10-12 | 18 | 2020-10-12 | 19 | 71257.6348 | 0.08615% | 189 | 0 | 60404.5154 | 0.1044% | 164 | 0 | 0.09529% | 165 | 0
2020 | 10 | 12 | 2020-10-12 | 19 | 2020-10-12 | 20 | 81365.9477 | 0.09837% | 120 | 0 | 80194.5384 | 0.1386% | 76 | 1 | 0.1185% | 88 | 1 | 0.0081782
2020 | 10 | 12 | 2020-10-12 | 20 | 2020-10-12 | 21 | 82537.781 | 0.09978% | 113 | 0 | 81359.9055 | 0.1407% | 69 | 1 | 0.1202% | 82 | 1 | 0.0082966
2020 | 10 | 12 | 2020-10-12 | 21 | 2020-10-12 | 22 | 69214.6656 | 0.08368% | 211 | 0 | 68424.7921 | 0.1183% | 110 | 0 | 0.101% | 131 | 0
2020 | 10 | 12 | 2020-10-12 | 22 | 2020-10-12 | 23 | 51077.9475 | 0.06175% | 458 | 0 | 50528.0359 | 0.08735% | 286 | 0 | 0.07455% | 346 | 0
2020 | 10 | 12 | 2020-10-12 | 23 | 2020-10-12 | 24 | 23371.0159 | 0.02825% | 1354 | 0 | 22793.1169 | 0.0394% | 973 | 0 | 0.03383% | 1128 | 0
2020 | 10 | 12 | 2020-10-12 | 24 | 2020-10-13 | 1 | 5765.1088 | 0.00697% | 2392 | 0 | 4668.6381 | 0.008071% | 1906 | 0 | 0.00752% | 2155 | 0
2020 | 10 | 13 | 2020-10-13 | 1 | 2020-10-13 | 2 | 1501.8902 | 0.001816% | 3133 | 0 | 1381.5688 | 0.002388% | 2486 | 0 | 0.002102% | 2929 | 0
2020 | 10 | 13 | 2020-10-13 | 2 | 2020-10-13 | 3 | 414.1984 | 0.0005007% | 3751 | 0 | 267.788 | 0.0004629% | 3385 | 0 | 0.0004818% | 3782 | 0
2020 | 10 | 13 | 2020-10-13 | 3 | 2020-10-13 | 4 | 64.1655 | 7.757e-05% | 4383 | 0 | 113.0438 | 0.0001954% | 3881 | 0 | 0.0001365% | 4502 | 0
2020 | 10 | 13 | 2020-10-13 | 4 | 2020-10-13 | 5 | 0 | 0% | 5135 | 0 | 0 | 0% | 4870 | 0 | 0% | 5626 | 0
2020 | 10 | 13 | 2020-10-13 | 5 | 2020-10-13 | 6 | 73.0132 | 8.827e-05% | 4348 | 0 | 38.4537 | 6.648e-05% | 4387 | 0 | 7.737e-05% | 4776 | 0
2020 | 10 | 13 | 2020-10-13 | 6 | 2020-10-13 | 7 | 289.046 | 0.0003494% | 3899 | 0 | 284.4422 | 0.0004917% | 3354 | 0 | 0.0004206% | 3857 | 0
2020 | 10 | 13 | 2020-10-13 | 7 | 2020-10-13 | 8 | 6212.1083 | 0.00751% | 2350 | 0 | 4553.2361 | 0.007871% | 1916 | 0 | 0.007691% | 2137 | 0
2020 | 10 | 13 | 2020-10-13 | 8 | 2020-10-13 | 9 | 7452.1547 | 0.009009% | 2242 | 0 | 3010.6436 | 0.005205% | 2118 | 0 | 0.007107% | 2187 | 0
2020 | 10 | 13 | 2020-10-13 | 9 | 2020-10-13 | 10 | 3961.6907 | 0.004789% | 2614 | 0 | 459.7539 | 0.0007948% | 3051 | 0 | 0.002792% | 2753 | 0
2020 | 10 | 13 | 2020-10-13 | 10 | 2020-10-13 | 11 | 2714.5167 | 0.003282% | 2821 | 0 | 158.1431 | 0.0002734% | 3699 | 0 | 0.001778% | 3008 | 0
2020 | 10 | 13 | 2020-10-13 | 11 | 2020-10-13 | 12 | 2437.854 | 0.002947% | 2881 | 0 | 131.5483 | 0.0002274% | 3800 | 0 | 0.001587% | 3069 | 0
2020 | 10 | 13 | 2020-10-13 | 12 | 2020-10-13 | 13 | 2515.1626 | 0.003041% | 2866 | 0 | 61.7768 | 0.0001068% | 4176 | 0 | 0.001574% | 3076 | 0
2020 | 10 | 13 | 2020-10-13 | 13 | 2020-10-13 | 14 | 4080.6214 | 0.004933% | 2599 | 0 | 238.1851 | 0.0004118% | 3454 | 0 | 0.002673% | 2785 | 0
2020 | 10 | 13 | 2020-10-13 | 14 | 2020-10-13 | 15 | 9104.3304 | 0.01101% | 2100 | 0 | 566.9023 | 0.00098% | 2939 | 0 | 0.005993% | 2302 | 0
2020 | 10 | 13 | 2020-10-13 | 15 | 2020-10-13 | 16 | 15681.4671 | 0.01896% | 1718 | 0 | 1575.9376 | 0.002724% | 2425 | 0 | 0.01084% | 1967 | 0
2020 | 10 | 13 | 2020-10-13 | 16 | 2020-10-13 | 17 | 31149.6169 | 0.03766% | 1037 | 0 | 7001.0041 | 0.0121% | 1735 | 0 | 0.02488% | 1386 | 0
2020 | 10 | 13 | 2020-10-13 | 17 | 2020-10-13 | 18 | 53343.4426 | 0.06449% | 412 | 0 | 22120.2247 | 0.03824% | 995 | 0 | 0.05137% | 703 | 0
2020 | 10 | 13 | 2020-10-13 | 18 | 2020-10-13 | 19 | 77849.5144 | 0.09412% | 141 | 0 | 68086.013 | 0.1177% | 112 | 0 | 0.1059% | 123 | 0
2020 | 10 | 13 | 2020-10-13 | 19 | 2020-10-13 | 20 | 86646.5385 | 0.1048% | 98 | 1 | 85501.9011 | 0.1478% | 54 | 1 | 0.1263% | 67 | 1 | 0.0087151
2020 | 10 | 13 | 2020-10-13 | 20 | 2020-10-13 | 21 | 84971.5993 | 0.1027% | 107 | 0 | 84109.5412 | 0.1454% | 61 | 1 | 0.1241% | 73 | 1 | 0.0085621
2020 | 10 | 13 | 2020-10-13 | 21 | 2020-10-13 | 22 | 71800.6986 | 0.0868% | 183 | 0 | 70516.687 | 0.1219% | 103 | 0 | 0.1044% | 126 | 0
2020 | 10 | 13 | 2020-10-13 | 22 | 2020-10-13 | 23 | 52606.4311 | 0.0636% | 428 | 0 | 51917.8479 | 0.08975% | 267 | 0 | 0.07668% | 323 | 0
2020 | 10 | 13 | 2020-10-13 | 23 | 2020-10-13 | 24 | 25871.5912 | 0.03128% | 1244 | 0 | 25224.8265 | 0.04361% | 874 | 0 | 0.03744% | 1024 | 0
2020 | 10 | 13 | 2020-10-13 | 24 | 2020-10-14 | 1 | 7712.8228 | 0.009324% | 2210 | 0 | 7508.5216 | 0.01298% | 1701 | 0 | 0.01115% | 1946 | 0
2020 | 10 | 14 | 2020-10-14 | 1 | 2020-10-14 | 2 | 3965.6167 | 0.004794% | 2613 | 0 | 3688.0966 | 0.006376% | 2021 | 0 | 0.005585% | 2349 | 0
2020 | 10 | 14 | 2020-10-14 | 2 | 2020-10-14 | 3 | 300.7142 | 0.0003635% | 3885 | 0 | 258.376 | 0.0004467% | 3402 | 0 | 0.0004051% | 3885 | 0
2020 | 10 | 14 | 2020-10-14 | 3 | 2020-10-14 | 4 | 54.8921 | 6.636e-05% | 4437 | 0 | 79.5394 | 0.0001375% | 4045 | 0 | 0.0001019% | 4648 | 0
2020 | 10 | 14 | 2020-10-14 | 4 | 2020-10-14 | 5 | 0 | 0% | 5135 | 0 | 11.7049 | 2.023e-05% | 4694 | 0 | 1.012e-05% | 5429 | 0
2020 | 10 | 14 | 2020-10-14 | 5 | 2020-10-14 | 6 | 62.9832 | 7.614e-05% | 4391 | 0 | 82.8898 | 0.0001433% | 4032 | 0 | 0.0001097% | 4608 | 0
2020 | 10 | 14 | 2020-10-14 | 6 | 2020-10-14 | 7 | 674.2615 | 0.0008151% | 3531 | 0 | 539.7297 | 0.0009331% | 2964 | 0 | 0.0008741% | 3426 | 0
2020 | 10 | 14 | 2020-10-14 | 7 | 2020-10-14 | 8 | 6076.4688 | 0.007346% | 2361 | 0 | 5149.2487 | 0.008902% | 1866 | 0 | 0.008124% | 2112 | 0
2020 | 10 | 14 | 2020-10-14 | 8 | 2020-10-14 | 9 | 8676.4846 | 0.01049% | 2135 | 0 | 3450.6566 | 0.005965% | 2048 | 0 | 0.008227% | 2104 | 0
2020 | 10 | 14 | 2020-10-14 | 9 | 2020-10-14 | 10 | 5361.3781 | 0.006482% | 2435 | 0 | 905.333 | 0.001565% | 2704 | 0 | 0.004023% | 2533 | 0
2020 | 10 | 14 | 2020-10-14 | 10 | 2020-10-14 | 11 | 4089.6493 | 0.004944% | 2597 | 0 | 355.0845 | 0.0006139% | 3213 | 0 | 0.002779% | 2756 | 0
2020 | 10 | 14 | 2020-10-14 | 11 | 2020-10-14 | 12 | 4319.3539 | 0.005222% | 2558 | 0 | 359.4954 | 0.0006215% | 3206 | 0 | 0.002922% | 2725 | 0
2020 | 10 | 14 | 2020-10-14 | 12 | 2020-10-14 | 13 | 5767.8607 | 0.006973% | 2391 | 0 | 404.5727 | 0.0006994% | 3138 | 0 | 0.003836% | 2552 | 0
2020 | 10 | 14 | 2020-10-14 | 13 | 2020-10-14 | 14 | 9041.0775 | 0.01093% | 2107 | 0 | 641.505 | 0.001109% | 2868 | 0 | 0.00602% | 2297 | 0
2020 | 10 | 14 | 2020-10-14 | 14 | 2020-10-14 | 15 | 18965.265 | 0.02293% | 1555 | 0 | 1210.7912 | 0.002093% | 2550 | 0 | 0.01251% | 1882 | 0
2020 | 10 | 14 | 2020-10-14 | 15 | 2020-10-14 | 16 | 36933.5223 | 0.04465% | 838 | 0 | 3538.7813 | 0.006118% | 2036 | 0 | 0.02538% | 1373 | 0
2020 | 10 | 14 | 2020-10-14 | 16 | 2020-10-14 | 17 | 65409.0264 | 0.07908% | 252 | 0 | 17798.5623 | 0.03077% | 1161 | 0 | 0.05492% | 637 | 0
2020 | 10 | 14 | 2020-10-14 | 17 | 2020-10-14 | 18 | 91398.3871 | 0.1105% | 77 | 1 | 50461.0779 | 0.08723% | 289 | 0 | 0.09887% | 142 | 0
2020 | 10 | 14 | 2020-10-14 | 18 | 2020-10-14 | 19 | 105943.2651 | 0.1281% | 39 | 1 | 93633.9218 | 0.1619% | 38 | 1 | 0.145% | 39 | 1 | 0.010005
2020 | 10 | 14 | 2020-10-14 | 19 | 2020-10-14 | 20 | 110309.4858 | 0.1334% | 34 | 1 | 107003.112 | 0.185% | 20 | 1 | 0.1592% | 24 | 1 | 0.010985
2020 | 10 | 14 | 2020-10-14 | 20 | 2020-10-14 | 21 | 107893.4636 | 0.1304% | 36 | 1 | 104754.6819 | 0.1811% | 24 | 1 | 0.1558% | 25 | 1 | 0.01075
2020 | 10 | 14 | 2020-10-14 | 21 | 2020-10-14 | 22 | 91021.0636 | 0.11% | 78 | 1 | 87392.1806 | 0.1511% | 49 | 1 | 0.1306% | 55 | 1 | 0.0090103
2020 | 10 | 14 | 2020-10-14 | 22 | 2020-10-14 | 23 | 70820.6624 | 0.08562% | 195 | 0 | 66925.6007 | 0.1157% | 119 | 0 | 0.1007% | 134 | 0
2020 | 10 | 14 | 2020-10-14 | 23 | 2020-10-14 | 24 | 38541.3833 | 0.04659% | 783 | 0 | 34185.1612 | 0.0591% | 612 | 0 | 0.05285% | 678 | 0
2020 | 10 | 14 | 2020-10-14 | 24 | 2020-10-15 | 1 | 12223.6 | 0.01478% | 1894 | 0 | 10095.3613 | 0.01745% | 1533 | 0 | 0.01612% | 1711 | 0
2020 | 10 | 15 | 2020-10-15 | 1 | 2020-10-15 | 2 | 88.9488 | 0.0001075% | 4296 | 0 | 59.3507 | 0.0001026% | 4190 | 0 | 0.0001051% | 4634 | 0
2020 | 10 | 15 | 2020-10-15 | 2 | 2020-10-15 | 3 | 0 | 0% | 5135 | 0 | 0 | 0% | 4870 | 0 | 0% | 5626 | 0
2020 | 10 | 15 | 2020-10-15 | 3 | 2020-10-15 | 4 | 0 | 0% | 5135 | 0 | 0 | 0% | 4870 | 0 | 0% | 5626 | 0
2020 | 10 | 15 | 2020-10-15 | 4 | 2020-10-15 | 5 | 0 | 0% | 5135 | 0 | 0 | 0% | 4870 | 0 | 0% | 5626 | 0
2020 | 10 | 15 | 2020-10-15 | 5 | 2020-10-15 | 6 | 0 | 0% | 5135 | 0 | 0 | 0% | 4870 | 0 | 0% | 5626 | 0
2020 | 10 | 15 | 2020-10-15 | 6 | 2020-10-15 | 7 | 68.6273 | 8.297e-05% | 4363 | 0 | 51.0101 | 8.818e-05% | 4271 | 0 | 8.558e-05% | 4727 | 0
2020 | 10 | 15 | 2020-10-15 | 7 | 2020-10-15 | 8 | 2430.9827 | 0.002939% | 2885 | 0 | 1636.2972 | 0.002829% | 2411 | 0 | 0.002884% | 2736 | 0
2020 | 10 | 15 | 2020-10-15 | 8 | 2020-10-15 | 9 | 4374.1971 | 0.005288% | 2551 | 0 | 2040.3297 | 0.003527% | 2296 | 0 | 0.004408% | 2481 | 0
2020 | 10 | 15 | 2020-10-15 | 9 | 2020-10-15 | 10 | 2704.2077 | 0.003269% | 2827 | 0 | 474.5852 | 0.0008204% | 3035 | 0 | 0.002045% | 2938 | 0
2020 | 10 | 15 | 2020-10-15 | 10 | 2020-10-15 | 11 | 1941.1585 | 0.002347% | 2996 | 0 | 134.221 | 0.000232% | 3793 | 0 | 0.001289% | 3209 | 0
2020 | 10 | 15 | 2020-10-15 | 11 | 2020-10-15 | 12 | 949.3868 | 0.001148% | 3369 | 0 | 47.1469 | 8.151e-05% | 4307 | 0 | 0.0006146% | 3653 | 0
2020 | 10 | 15 | 2020-10-15 | 12 | 2020-10-15 | 13 | 685.0587 | 0.0008282% | 3520 | 0 | 5.3856 | 9.31e-06% | 4794 | 0 | 0.0004188% | 3861 | 0
2020 | 10 | 15 | 2020-10-15 | 13 | 2020-10-15 | 14 | 658.046 | 0.0007955% | 3544 | 0 | 11.9917 | 2.073e-05% | 4688 | 0 | 0.0004081% | 3877 | 0
2020 | 10 | 15 | 2020-10-15 | 14 | 2020-10-15 | 15 | 1773.1209 | 0.002144% | 3035 | 0 | 91.0414 | 0.0001574% | 3981 | 0 | 0.001151% | 3274 | 0
2020 | 10 | 15 | 2020-10-15 | 15 | 2020-10-15 | 16 | 3071.8056 | 0.003714% | 2756 | 0 | 223.3089 | 0.000386% | 3500 | 0 | 0.00205% | 2937 | 0
2020 | 10 | 15 | 2020-10-15 | 16 | 2020-10-15 | 17 | 6183.1656 | 0.007475% | 2354 | 0 | 985.2279 | 0.001703% | 2657 | 0 | 0.004589% | 2450 | 0
2020 | 10 | 15 | 2020-10-15 | 17 | 2020-10-15 | 18 | 12677.3662 | 0.01533% | 1874 | 0 | 2542.8755 | 0.004396% | 2201 | 0 | 0.009861% | 2019 | 0
2020 | 10 | 15 | 2020-10-15 | 18 | 2020-10-15 | 19 | 28370.9954 | 0.0343% | 1139 | 0 | 20332.8442 | 0.03515% | 1065 | 0 | 0.03472% | 1097 | 0
2020 | 10 | 15 | 2020-10-15 | 19 | 2020-10-15 | 20 | 49064.0825 | 0.05932% | 508 | 0 | 48816.776 | 0.08439% | 312 | 0 | 0.07185% | 374 | 0
2020 | 10 | 15 | 2020-10-15 | 20 | 2020-10-15 | 21 | 49947.9614 | 0.06038% | 487 | 0 | 49714.3729 | 0.08594% | 300 | 0 | 0.07316% | 360 | 0
2020 | 10 | 15 | 2020-10-15 | 21 | 2020-10-15 | 22 | 39440.2476 | 0.04768% | 757 | 0 | 39076.7578 | 0.06755% | 483 | 0 | 0.05762% | 578 | 0
2020 | 10 | 15 | 2020-10-15 | 22 | 2020-10-15 | 23 | 23029.0998 | 0.02784% | 1370 | 0 | 21668.5143 | 0.03746% | 1015 | 0 | 0.03265% | 1158 | 0
2020 | 10 | 15 | 2020-10-15 | 23 | 2020-10-15 | 24 | 5433.552 | 0.006569% | 2428 | 0 | 4295.4862 | 0.007426% | 1945 | 0 | 0.006997% | 2194 | 0
2020 | 10 | 15 | 2020-10-15 | 24 | 2020-10-16 | 1 | 561.0835 | 0.0006783% | 3613 | 0 | 441.0691 | 0.0007625% | 3072 | 0 | 0.0007204% | 3551 | 0
2020 | 10 | 16 | 2020-10-16 | 1 | 2020-10-16 | 2 | 1.1215 | 1.356e-06% | 5096 | 0 | 171.808 | 0.000297% | 3659 | 0 | 0.0001492% | 4441 | 0
2020 | 10 | 16 | 2020-10-16 | 2 | 2020-10-16 | 3 | 0 | 0% | 5135 | 0 | 0 | 0% | 4870 | 0 | 0% | 5626 | 0
2020 | 10 | 16 | 2020-10-16 | 3 | 2020-10-16 | 4 | 0 | 0% | 5135 | 0 | 0 | 0% | 4870 | 0 | 0% | 5626 | 0
2020 | 10 | 16 | 2020-10-16 | 4 | 2020-10-16 | 5 | 0 | 0% | 5135 | 0 | 0 | 0% | 4870 | 0 | 0% | 5626 | 0
2020 | 10 | 16 | 2020-10-16 | 5 | 2020-10-16 | 6 | 0 | 0% | 5135 | 0 | 0 | 0% | 4870 | 0 | 0% | 5626 | 0
2020 | 10 | 16 | 2020-10-16 | 6 | 2020-10-16 | 7 | 0 | 0% | 5135 | 0 | 0 | 0% | 4870 | 0 | 0% | 5626 | 0
2020 | 10 | 16 | 2020-10-16 | 7 | 2020-10-16 | 8 | 1324.7731 | 0.001602% | 3186 | 0 | 706.5184 | 0.001221% | 2820 | 0 | 0.001411% | 3159 | 0
2020 | 10 | 16 | 2020-10-16 | 8 | 2020-10-16 | 9 | 2872.4598 | 0.003473% | 2797 | 0 | 1125.886 | 0.001946% | 2576 | 0 | 0.00271% | 2776 | 0
2020 | 10 | 16 | 2020-10-16 | 9 | 2020-10-16 | 10 | 1909.4141 | 0.002308% | 3006 | 0 | 789.8694 | 0.001365% | 2762 | 0 | 0.001837% | 2992 | 0
2020 | 10 | 16 | 2020-10-16 | 10 | 2020-10-16 | 11 | 1129.0381 | 0.001365% | 3284 | 0 | 223.312 | 0.0003861% | 3499 | 0 | 0.0008755% | 3424 | 0
2020 | 10 | 16 | 2020-10-16 | 11 | 2020-10-16 | 12 | 408.3427 | 0.0004937% | 3756 | 0 | 102.6037 | 0.0001774% | 3923 | 0 | 0.0003355% | 4004 | 0
2020 | 10 | 16 | 2020-10-16 | 12 | 2020-10-16 | 13 | 201.6643 | 0.0002438% | 4028 | 0 | 48.8583 | 8.446e-05% | 4285 | 0 | 0.0001641% | 4397 | 0
2020 | 10 | 16 | 2020-10-16 | 13 | 2020-10-16 | 14 | 179.7441 | 0.0002173% | 4069 | 0 | 32.3703 | 5.596e-05% | 4451 | 0 | 0.0001366% | 4501 | 0
2020 | 10 | 16 | 2020-10-16 | 14 | 2020-10-16 | 15 | 385.497 | 0.000466% | 3782 | 0 | 88.5879 | 0.0001531% | 3992 | 0 | 0.0003096% | 4048 | 0
2020 | 10 | 16 | 2020-10-16 | 15 | 2020-10-16 | 16 | 1337.3563 | 0.001617% | 3179 | 0 | 176.0445 | 0.0003043% | 3643 | 0 | 0.0009606% | 3376 | 0
2020 | 10 | 16 | 2020-10-16 | 16 | 2020-10-16 | 17 | 2923.2087 | 0.003534% | 2788 | 0 | 551.9154 | 0.0009541% | 2953 | 0 | 0.002244% | 2892 | 0
2020 | 10 | 16 | 2020-10-16 | 17 | 2020-10-16 | 18 | 7471.58 | 0.009033% | 2238 | 0 | 1361.4998 | 0.002354% | 2497 | 0 | 0.005693% | 2338 | 0
2020 | 10 | 16 | 2020-10-16 | 18 | 2020-10-16 | 19 | 20929.0644 | 0.0253% | 1472 | 0 | 14655.1435 | 0.02534% | 1292 | 0 | 0.02532% | 1374 | 0
2020 | 10 | 16 | 2020-10-16 | 19 | 2020-10-16 | 20 | 39915.7127 | 0.04826% | 742 | 0 | 39934.7089 | 0.06904% | 468 | 0 | 0.05865% | 556 | 0
2020 | 10 | 16 | 2020-10-16 | 20 | 2020-10-16 | 21 | 41108.3259 | 0.0497% | 715 | 0 | 41266.5834 | 0.07134% | 446 | 0 | 0.06052% | 533 | 0
2020 | 10 | 16 | 2020-10-16 | 21 | 2020-10-16 | 22 | 33211.2482 | 0.04015% | 972 | 0 | 31525.2281 | 0.0545% | 680 | 0 | 0.04733% | 787 | 0
2020 | 10 | 16 | 2020-10-16 | 22 | 2020-10-16 | 23 | 19288.2519 | 0.02332% | 1537 | 0 | 17649.7307 | 0.03051% | 1167 | 0 | 0.02692% | 1321 | 0
2020 | 10 | 16 | 2020-10-16 | 23 | 2020-10-16 | 24 | 4153.7382 | 0.005022% | 2583 | 0 | 2949.9014 | 0.0051% | 2125 | 0 | 0.005061% | 2396 | 0
2020 | 10 | 16 | 2020-10-16 | 24 | 2020-10-17 | 1 | 213.1315 | 0.0002577% | 4010 | 0 | 174.1501 | 0.0003011% | 3650 | 0 | 0.0002794% | 4106 | 0
2020 | 10 | 17 | 2020-10-17 | 1 | 2020-10-17 | 2 | 9.8537 | 1.191e-05% | 4849 | 0 | 65.2796 | 0.0001129% | 4144 | 0 | 6.238e-05% | 4872 | 0
2020 | 10 | 17 | 2020-10-17 | 2 | 2020-10-17 | 3 | 0 | 0% | 5135 | 0 | 15.4253 | 2.667e-05% | 4647 | 0 | 1.333e-05% | 5380 | 0
2020 | 10 | 17 | 2020-10-17 | 3 | 2020-10-17 | 4 | 0 | 0% | 5135 | 0 | 0 | 0% | 4870 | 0 | 0% | 5626 | 0
2020 | 10 | 17 | 2020-10-17 | 4 | 2020-10-17 | 5 | 0 | 0% | 5135 | 0 | 0 | 0% | 4870 | 0 | 0% | 5626 | 0
2020 | 10 | 17 | 2020-10-17 | 5 | 2020-10-17 | 6 | 0 | 0% | 5135 | 0 | 0 | 0% | 4870 | 0 | 0% | 5626 | 0
2020 | 10 | 17 | 2020-10-17 | 6 | 2020-10-17 | 7 | 0 | 0% | 5135 | 0 | 0 | 0% | 4870 | 0 | 0% | 5626 | 0
2020 | 10 | 17 | 2020-10-17 | 7 | 2020-10-17 | 8 | 0 | 0% | 5135 | 0 | 58.5747 | 0.0001013% | 4196 | 0 | 5.063e-05% | 4965 | 0
2020 | 10 | 17 | 2020-10-17 | 8 | 2020-10-17 | 9 | 0 | 0% | 5135 | 0 | 24.1975 | 4.183e-05% | 4548 | 0 | 2.092e-05% | 5266 | 0
2020 | 10 | 17 | 2020-10-17 | 9 | 2020-10-17 | 10 | 6.6482 | 8.037e-06% | 4926 | 0 | 161.1927 | 0.0002787% | 3693 | 0 | 0.0001433% | 4462 | 0
2020 | 10 | 17 | 2020-10-17 | 10 | 2020-10-17 | 11 | 0 | 0% | 5135 | 0 | 0 | 0% | 4870 | 0 | 0% | 5626 | 0
2020 | 10 | 17 | 2020-10-17 | 11 | 2020-10-17 | 12 | 0 | 0% | 5135 | 0 | 0 | 0% | 4870 | 0 | 0% | 5626 | 0
2020 | 10 | 17 | 2020-10-17 | 12 | 2020-10-17 | 13 | 0 | 0% | 5135 | 0 | 0 | 0% | 4870 | 0 | 0% | 5626 | 0
2020 | 10 | 17 | 2020-10-17 | 13 | 2020-10-17 | 14 | 0 | 0% | 5135 | 0 | 0 | 0% | 4870 | 0 | 0% | 5626 | 0
2020 | 10 | 17 | 2020-10-17 | 14 | 2020-10-17 | 15 | 0 | 0% | 5135 | 0 | 0 | 0% | 4870 | 0 | 0% | 5626 | 0
2020 | 10 | 17 | 2020-10-17 | 15 | 2020-10-17 | 16 | 0 | 0% | 5135 | 0 | 0 | 0% | 4870 | 0 | 0% | 5626 | 0
2020 | 10 | 17 | 2020-10-17 | 16 | 2020-10-17 | 17 | 24.5799 | 2.972e-05% | 4650 | 0 | 432.3761 | 0.0007475% | 3087 | 0 | 0.0003886% | 3910 | 0
2020 | 10 | 17 | 2020-10-17 | 17 | 2020-10-17 | 18 | 324.121 | 0.0003918% | 3856 | 0 | 81.5055 | 0.0001409% | 4039 | 0 | 0.0002664% | 4128 | 0
2020 | 10 | 17 | 2020-10-17 | 18 | 2020-10-17 | 19 | 3409.6718 | 0.004122% | 2703 | 0 | 2082.5305 | 0.0036% | 2281 | 0 | 0.003861% | 2550 | 0
2020 | 10 | 17 | 2020-10-17 | 19 | 2020-10-17 | 20 | 14867.8337 | 0.01797% | 1755 | 0 | 14234.3392 | 0.02461% | 1314 | 0 | 0.02129% | 1532 | 0
2020 | 10 | 17 | 2020-10-17 | 20 | 2020-10-17 | 21 | 21366.5691 | 0.02583% | 1447 | 0 | 20767.5292 | 0.0359% | 1050 | 0 | 0.03087% | 1202 | 0
2020 | 10 | 17 | 2020-10-17 | 21 | 2020-10-17 | 22 | 19668.486 | 0.02378% | 1519 | 0 | 16690.8783 | 0.02885% | 1214 | 0 | 0.02632% | 1343 | 0
2020 | 10 | 17 | 2020-10-17 | 22 | 2020-10-17 | 23 | 9047.6488 | 0.01094% | 2106 | 0 | 6895.0501 | 0.01192% | 1742 | 0 | 0.01143% | 1931 | 0
2020 | 10 | 17 | 2020-10-17 | 23 | 2020-10-17 | 24 | 1564.0156 | 0.001891% | 3111 | 0 | 993.2129 | 0.001717% | 2650 | 0 | 0.001804% | 3000 | 0
2020 | 10 | 17 | 2020-10-17 | 24 | 2020-10-18 | 1 | 71.962 | 8.7e-05% | 4351 | 0 | 48.5525 | 8.394e-05% | 4287 | 0 | 8.547e-05% | 4728 | 0
2020 | 10 | 18 | 2020-10-18 | 1 | 2020-10-18 | 2 | 178.4756 | 0.0002158% | 4073 | 0 | 129.0751 | 0.0002231% | 3810 | 0 | 0.0002195% | 4237 | 0
2020 | 10 | 18 | 2020-10-18 | 2 | 2020-10-18 | 3 | 108.89 | 0.0001316% | 4242 | 0 | 82.2077 | 0.0001421% | 4038 | 0 | 0.0001369% | 4500 | 0
2020 | 10 | 18 | 2020-10-18 | 3 | 2020-10-18 | 4 | 0 | 0% | 5135 | 0 | 43.2797 | 7.482e-05% | 4340 | 0 | 3.741e-05% | 5079 | 0
2020 | 10 | 18 | 2020-10-18 | 4 | 2020-10-18 | 5 | 0 | 0% | 5135 | 0 | 0 | 0% | 4870 | 0 | 0% | 5626 | 0
2020 | 10 | 18 | 2020-10-18 | 5 | 2020-10-18 | 6 | 0 | 0% | 5135 | 0 | 9.5954 | 1.659e-05% | 4722 | 0 | 8.294e-06% | 5464 | 0
2020 | 10 | 18 | 2020-10-18 | 6 | 2020-10-18 | 7 | 0 | 0% | 5135 | 0 | 82.4103 | 0.0001425% | 4035 | 0 | 7.123e-05% | 4811 | 0
2020 | 10 | 18 | 2020-10-18 | 7 | 2020-10-18 | 8 | 126.5026 | 0.0001529% | 4194 | 0 | 292.6615 | 0.0005059% | 3332 | 0 | 0.0003294% | 4020 | 0
2020 | 10 | 18 | 2020-10-18 | 8 | 2020-10-18 | 9 | 221.6968 | 0.000268% | 3995 | 0 | 224.2237 | 0.0003876% | 3497 | 0 | 0.0003278% | 4022 | 0
2020 | 10 | 18 | 2020-10-18 | 9 | 2020-10-18 | 10 | 121.2308 | 0.0001466% | 4211 | 0 | 910.5634 | 0.001574% | 2700 | 0 | 0.0008604% | 3437 | 0
2020 | 10 | 18 | 2020-10-18 | 10 | 2020-10-18 | 11 | 47.491 | 5.741e-05% | 4467 | 0 | 0 | 0% | 4870 | 0 | 2.871e-05% | 5179 | 0
2020 | 10 | 18 | 2020-10-18 | 11 | 2020-10-18 | 12 | 68.9269 | 8.333e-05% | 4361 | 0 | 78.3755 | 0.0001355% | 4056 | 0 | 0.0001094% | 4610 | 0
2020 | 10 | 18 | 2020-10-18 | 12 | 2020-10-18 | 13 | 0 | 0% | 5135 | 0 | 56.1755 | 9.711e-05% | 4216 | 0 | 4.856e-05% | 4980 | 0
2020 | 10 | 18 | 2020-10-18 | 13 | 2020-10-18 | 14 | 0 | 0% | 5135 | 0 | 10.502 | 1.816e-05% | 4711 | 0 | 9.078e-06% | 5452 | 0
2020 | 10 | 18 | 2020-10-18 | 14 | 2020-10-18 | 15 | 66.4659 | 8.035e-05% | 4369 | 0 | 0 | 0% | 4870 | 0 | 4.018e-05% | 5045 | 0
2020 | 10 | 18 | 2020-10-18 | 15 | 2020-10-18 | 16 | 160.5118 | 0.0001941% | 4108 | 0 | 0 | 0% | 4870 | 0 | 9.703e-05% | 4671 | 0
2020 | 10 | 18 | 2020-10-18 | 16 | 2020-10-18 | 17 | 428.5753 | 0.0005181% | 3728 | 0 | 179.5369 | 0.0003104% | 3629 | 0 | 0.0004143% | 3865 | 0
2020 | 10 | 18 | 2020-10-18 | 17 | 2020-10-18 | 18 | 2078.7121 | 0.002513% | 2963 | 0 | 35.1321 | 6.073e-05% | 4420 | 0 | 0.001287% | 3211 | 0
2020 | 10 | 18 | 2020-10-18 | 18 | 2020-10-18 | 19 | 10098.1532 | 0.01221% | 2021 | 0 | 4551.3882 | 0.007868% | 1917 | 0 | 0.01004% | 2003 | 0
2020 | 10 | 18 | 2020-10-18 | 19 | 2020-10-18 | 20 | 29691.0725 | 0.0359% | 1096 | 0 | 21598.3626 | 0.03734% | 1018 | 0 | 0.03662% | 1049 | 0
2020 | 10 | 18 | 2020-10-18 | 20 | 2020-10-18 | 21 | 32933.7987 | 0.03982% | 983 | 0 | 24020.5059 | 0.04153% | 924 | 0 | 0.04067% | 946 | 0
2020 | 10 | 18 | 2020-10-18 | 21 | 2020-10-18 | 22 | 29284.5157 | 0.0354% | 1107 | 0 | 18790.1852 | 0.03248% | 1125 | 0 | 0.03394% | 1122 | 0
2020 | 10 | 18 | 2020-10-18 | 22 | 2020-10-18 | 23 | 14622.3629 | 0.01768% | 1775 | 0 | 9086.2086 | 0.01571% | 1600 | 0 | 0.01669% | 1681 | 0
2020 | 10 | 18 | 2020-10-18 | 23 | 2020-10-18 | 24 | 3341.3546 | 0.00404% | 2708 | 0 | 1878.4246 | 0.003247% | 2336 | 0 | 0.003643% | 2579 | 0
2020 | 10 | 18 | 2020-10-18 | 24 | 2020-10-19 | 1 | 383.5051 | 0.0004636% | 3784 | 0 | 289.2844 | 0.0005001% | 3342 | 0 | 0.0004819% | 3781 | 0
2020 | 10 | 19 | 2020-10-19 | 1 | 2020-10-19 | 2 | 396.5475 | 0.0004794% | 3769 | 0 | 365.4171 | 0.0006317% | 3190 | 0 | 0.0005556% | 3692 | 0
2020 | 10 | 19 | 2020-10-19 | 2 | 2020-10-19 | 3 | 12.0888 | 1.461e-05% | 4806 | 0 | 55.5289 | 9.6e-05% | 4223 | 0 | 5.531e-05% | 4928 | 0
2020 | 10 | 19 | 2020-10-19 | 3 | 2020-10-19 | 4 | 0 | 0% | 5135 | 0 | 0 | 0% | 4870 | 0 | 0% | 5626 | 0
2020 | 10 | 19 | 2020-10-19 | 4 | 2020-10-19 | 5 | 0 | 0% | 5135 | 0 | 0 | 0% | 4870 | 0 | 0% | 5626 | 0
2020 | 10 | 19 | 2020-10-19 | 5 | 2020-10-19 | 6 | 0 | 0% | 5135 | 0 | 0 | 0% | 4870 | 0 | 0% | 5626 | 0
2020 | 10 | 19 | 2020-10-19 | 6 | 2020-10-19 | 7 | 317.0557 | 0.0003833% | 3863 | 0 | 242.0557 | 0.0004185% | 3445 | 0 | 0.0004009% | 3895 | 0
2020 | 10 | 19 | 2020-10-19 | 7 | 2020-10-19 | 8 | 4167.7396 | 0.005039% | 2580 | 0 | 1800.4408 | 0.003113% | 2359 | 0 | 0.004076% | 2527 | 0
2020 | 10 | 19 | 2020-10-19 | 8 | 2020-10-19 | 9 | 6952.7619 | 0.008406% | 2289 | 0 | 2335.2394 | 0.004037% | 2232 | 0 | 0.006221% | 2275 | 0
2020 | 10 | 19 | 2020-10-19 | 9 | 2020-10-19 | 10 | 5596.4637 | 0.006766% | 2411 | 0 | 924.3091 | 0.001598% | 2692 | 0 | 0.004182% | 2507 | 0
2020 | 10 | 19 | 2020-10-19 | 10 | 2020-10-19 | 11 | 4350.7017 | 0.00526% | 2554 | 0 | 99.6106 | 0.0001722% | 3937 | 0 | 0.002716% | 2774 | 0
2020 | 10 | 19 | 2020-10-19 | 11 | 2020-10-19 | 12 | 2170.2222 | 0.002624% | 2942 | 0 | 0 | 0% | 4870 | 0 | 0.001312% | 3195 | 0
2020 | 10 | 19 | 2020-10-19 | 12 | 2020-10-19 | 13 | 1458.5087 | 0.001763% | 3149 | 0 | 0 | 0% | 4870 | 0 | 0.0008816% | 3418 | 0
2020 | 10 | 19 | 2020-10-19 | 13 | 2020-10-19 | 14 | 1332.6366 | 0.001611% | 3183 | 0 | 0 | 0% | 4870 | 0 | 0.0008055% | 3480 | 0
2020 | 10 | 19 | 2020-10-19 | 14 | 2020-10-19 | 15 | 2477.4758 | 0.002995% | 2875 | 0 | 0 | 0% | 4870 | 0 | 0.001498% | 3114 | 0
2020 | 10 | 19 | 2020-10-19 | 15 | 2020-10-19 | 16 | 4168.9948 | 0.00504% | 2579 | 0 | 173.9324 | 0.0003007% | 3651 | 0 | 0.00267% | 2786 | 0
2020 | 10 | 19 | 2020-10-19 | 16 | 2020-10-19 | 17 | 8431.1386 | 0.01019% | 2155 | 0 | 977.6441 | 0.00169% | 2662 | 0 | 0.005941% | 2306 | 0
2020 | 10 | 19 | 2020-10-19 | 17 | 2020-10-19 | 18 | 15426.0814 | 0.01865% | 1733 | 0 | 2654.2426 | 0.004589% | 2172 | 0 | 0.01162% | 1925 | 0
2020 | 10 | 19 | 2020-10-19 | 18 | 2020-10-19 | 19 | 27586.3878 | 0.03335% | 1168 | 0 | 13964.6948 | 0.02414% | 1330 | 0 | 0.02875% | 1258 | 0
2020 | 10 | 19 | 2020-10-19 | 19 | 2020-10-19 | 20 | 44961.5619 | 0.05436% | 607 | 0 | 27562.4138 | 0.04765% | 809 | 0 | 0.051% | 709 | 0
2020 | 10 | 19 | 2020-10-19 | 20 | 2020-10-19 | 21 | 49275.47 | 0.05957% | 502 | 0 | 30838.7145 | 0.05331% | 702 | 0 | 0.05644% | 599 | 0
2020 | 10 | 19 | 2020-10-19 | 21 | 2020-10-19 | 22 | 39141.719 | 0.04732% | 765 | 0 | 23500.7328 | 0.04063% | 942 | 0 | 0.04397% | 857 | 0
2020 | 10 | 19 | 2020-10-19 | 22 | 2020-10-19 | 23 | 24902.3319 | 0.03011% | 1286 | 0 | 13023.1904 | 0.02251% | 1376 | 0 | 0.02631% | 1344 | 0
2020 | 10 | 19 | 2020-10-19 | 23 | 2020-10-19 | 24 | 7716.7135 | 0.009329% | 2209 | 0 | 3428.0451 | 0.005926% | 2050 | 0 | 0.007628% | 2143 | 0
2020 | 10 | 19 | 2020-10-19 | 24 | 2020-10-20 | 1 | 1285.3213 | 0.001554% | 3203 | 0 | 789.9375 | 0.001366% | 2761 | 0 | 0.00146% | 3136 | 0
2020 | 10 | 20 | 2020-10-20 | 1 | 2020-10-20 | 2 | 18.0786 | 2.186e-05% | 4717 | 0 | 157.749 | 0.0002727% | 3701 | 0 | 0.0001473% | 4448 | 0
2020 | 10 | 20 | 2020-10-20 | 2 | 2020-10-20 | 3 | 0 | 0% | 5135 | 0 | 0 | 0% | 4870 | 0 | 0% | 5626 | 0
2020 | 10 | 20 | 2020-10-20 | 3 | 2020-10-20 | 4 | 0 | 0% | 5135 | 0 | 0 | 0% | 4870 | 0 | 0% | 5626 | 0
2020 | 10 | 20 | 2020-10-20 | 4 | 2020-10-20 | 5 | 0 | 0% | 5135 | 0 | 0 | 0% | 4870 | 0 | 0% | 5626 | 0
2020 | 10 | 20 | 2020-10-20 | 5 | 2020-10-20 | 6 | 0 | 0% | 5135 | 0 | 0 | 0% | 4870 | 0 | 0% | 5626 | 0
2020 | 10 | 20 | 2020-10-20 | 6 | 2020-10-20 | 7 | 0 | 0% | 5135 | 0 | 0 | 0% | 4870 | 0 | 0% | 5626 | 0
2020 | 10 | 20 | 2020-10-20 | 7 | 2020-10-20 | 8 | 1880.5902 | 0.002274% | 3013 | 0 | 90.4133 | 0.0001563% | 3985 | 0 | 0.001215% | 3245 | 0
2020 | 10 | 20 | 2020-10-20 | 8 | 2020-10-20 | 9 | 3269.0075 | 0.003952% | 2725 | 0 | 189.282 | 0.0003272% | 3604 | 0 | 0.00214% | 2922 | 0
2020 | 10 | 20 | 2020-10-20 | 9 | 2020-10-20 | 10 | 2238.3568 | 0.002706% | 2926 | 0 | 172.4217 | 0.0002981% | 3655 | 0 | 0.001502% | 3113 | 0
2020 | 10 | 20 | 2020-10-20 | 10 | 2020-10-20 | 11 | 1580.7735 | 0.001911% | 3104 | 0 | 3.0386 | 5.253e-06% | 4831 | 0 | 0.0009582% | 3384 | 0
2020 | 10 | 20 | 2020-10-20 | 11 | 2020-10-20 | 12 | 474.0907 | 0.0005732% | 3688 | 0 | 0 | 0% | 4870 | 0 | 0.0002866% | 4096 | 0
2020 | 10 | 20 | 2020-10-20 | 12 | 2020-10-20 | 13 | 252.5512 | 0.0003053% | 3946 | 0 | 0 | 0% | 4870 | 0 | 0.0001527% | 4427 | 0
2020 | 10 | 20 | 2020-10-20 | 13 | 2020-10-20 | 14 | 416.409 | 0.0005034% | 3747 | 0 | 0 | 0% | 4870 | 0 | 0.0002517% | 4159 | 0
2020 | 10 | 20 | 2020-10-20 | 14 | 2020-10-20 | 15 | 1407.0684 | 0.001701% | 3159 | 0 | 0 | 0% | 4870 | 0 | 0.0008505% | 3443 | 0
2020 | 10 | 20 | 2020-10-20 | 15 | 2020-10-20 | 16 | 3724.4724 | 0.004503% | 2650 | 0 | 0 | 0% | 4870 | 0 | 0.002251% | 2887 | 0
2020 | 10 | 20 | 2020-10-20 | 16 | 2020-10-20 | 17 | 6845.9538 | 0.008276% | 2303 | 0 | 244.9875 | 0.0004235% | 3438 | 0 | 0.00435% | 2488 | 0
2020 | 10 | 20 | 2020-10-20 | 17 | 2020-10-20 | 18 | 14097.3016 | 0.01704% | 1802 | 0 | 1535.3449 | 0.002654% | 2435 | 0 | 0.009849% | 2020 | 0
2020 | 10 | 20 | 2020-10-20 | 18 | 2020-10-20 | 19 | 27228.4831 | 0.03292% | 1188 | 0 | 10977.8104 | 0.01898% | 1488 | 0 | 0.02595% | 1358 | 0
2020 | 10 | 20 | 2020-10-20 | 19 | 2020-10-20 | 20 | 46767.9849 | 0.05654% | 560 | 0 | 28683.98 | 0.04959% | 774 | 0 | 0.05306% | 675 | 0
2020 | 10 | 20 | 2020-10-20 | 20 | 2020-10-20 | 21 | 49266.2573 | 0.05956% | 503 | 0 | 31933.5271 | 0.05521% | 670 | 0 | 0.05738% | 581 | 0
2020 | 10 | 20 | 2020-10-20 | 21 | 2020-10-20 | 22 | 39647.6917 | 0.04793% | 752 | 0 | 24286.1376 | 0.04198% | 917 | 0 | 0.04496% | 833 | 0
2020 | 10 | 20 | 2020-10-20 | 22 | 2020-10-20 | 23 | 25383.6139 | 0.03069% | 1268 | 0 | 13329.446 | 0.02304% | 1360 | 0 | 0.02687% | 1323 | 0
2020 | 10 | 20 | 2020-10-20 | 23 | 2020-10-20 | 24 | 7766.0858 | 0.009389% | 2204 | 0 | 2415.3758 | 0.004176% | 2220 | 0 | 0.006782% | 2216 | 0
2020 | 10 | 20 | 2020-10-20 | 24 | 2020-10-21 | 1 | 803.2188 | 0.0009711% | 3440 | 0 | 106.2102 | 0.0001836% | 3901 | 0 | 0.0005773% | 3678 | 0
2020 | 10 | 21 | 2020-10-21 | 1 | 2020-10-21 | 2 | 229.1434 | 0.000277% | 3986 | 0 | 181.7787 | 0.0003143% | 3623 | 0 | 0.0002956% | 4081 | 0
2020 | 10 | 21 | 2020-10-21 | 2 | 2020-10-21 | 3 | 0 | 0% | 5135 | 0 | 21.0478 | 3.639e-05% | 4582 | 0 | 1.819e-05% | 5308 | 0
2020 | 10 | 21 | 2020-10-21 | 3 | 2020-10-21 | 4 | 0 | 0% | 5135 | 0 | 0 | 0% | 4870 | 0 | 0% | 5626 | 0
2020 | 10 | 21 | 2020-10-21 | 4 | 2020-10-21 | 5 | 0 | 0% | 5135 | 0 | 0 | 0% | 4870 | 0 | 0% | 5626 | 0
2020 | 10 | 21 | 2020-10-21 | 5 | 2020-10-21 | 6 | 0 | 0% | 5135 | 0 | 0 | 0% | 4870 | 0 | 0% | 5626 | 0
2020 | 10 | 21 | 2020-10-21 | 6 | 2020-10-21 | 7 | 9.3381 | 1.129e-05% | 4858 | 0 | 39.3381 | 6.801e-05% | 4375 | 0 | 3.965e-05% | 5052 | 0
2020 | 10 | 21 | 2020-10-21 | 7 | 2020-10-21 | 8 | 2275.4269 | 0.002751% | 2915 | 0 | 1021.7455 | 0.001766% | 2633 | 0 | 0.002259% | 2882 | 0
2020 | 10 | 21 | 2020-10-21 | 8 | 2020-10-21 | 9 | 4490.1989 | 0.005428% | 2538 | 0 | 1420.9781 | 0.002457% | 2464 | 0 | 0.003942% | 2540 | 0
2020 | 10 | 21 | 2020-10-21 | 9 | 2020-10-21 | 10 | 3527.2243 | 0.004264% | 2687 | 0 | 266.4412 | 0.0004606% | 3389 | 0 | 0.002362% | 2850 | 0
2020 | 10 | 21 | 2020-10-21 | 10 | 2020-10-21 | 11 | 2408.4397 | 0.002912% | 2891 | 0 | 41.5353 | 7.18e-05% | 4357 | 0 | 0.001492% | 3118 | 0
2020 | 10 | 21 | 2020-10-21 | 11 | 2020-10-21 | 12 | 1135.5999 | 0.001373% | 3279 | 0 | 0 | 0% | 4870 | 0 | 0.0006864% | 3582 | 0
2020 | 10 | 21 | 2020-10-21 | 12 | 2020-10-21 | 13 | 824.9325 | 0.0009973% | 3428 | 0 | 0 | 0% | 4870 | 0 | 0.0004987% | 3760 | 0
2020 | 10 | 21 | 2020-10-21 | 13 | 2020-10-21 | 14 | 741.1174 | 0.000896% | 3481 | 0 | 0 | 0% | 4870 | 0 | 0.000448% | 3831 | 0
2020 | 10 | 21 | 2020-10-21 | 14 | 2020-10-21 | 15 | 2639.227 | 0.003191% | 2837 | 0 | 64.2932 | 0.0001111% | 4149 | 0 | 0.001651% | 3047 | 0
2020 | 10 | 21 | 2020-10-21 | 15 | 2020-10-21 | 16 | 5094.9636 | 0.00616% | 2461 | 0 | 110.4964 | 0.000191% | 3891 | 0 | 0.003175% | 2663 | 0
2020 | 10 | 21 | 2020-10-21 | 16 | 2020-10-21 | 17 | 10851.3217 | 0.01312% | 1977 | 0 | 1235.042 | 0.002135% | 2538 | 0 | 0.007627% | 2144 | 0
2020 | 10 | 21 | 2020-10-21 | 17 | 2020-10-21 | 18 | 19607.9952 | 0.02371% | 1523 | 0 | 3300.5678 | 0.005706% | 2066 | 0 | 0.01471% | 1791 | 0
2020 | 10 | 21 | 2020-10-21 | 18 | 2020-10-21 | 19 | 35027.8141 | 0.04235% | 914 | 0 | 27806.9287 | 0.04807% | 803 | 0 | 0.04521% | 828 | 0
2020 | 10 | 21 | 2020-10-21 | 19 | 2020-10-21 | 20 | 50755.5812 | 0.06136% | 466 | 0 | 49826.6184 | 0.08614% | 297 | 0 | 0.07375% | 355 | 0
2020 | 10 | 21 | 2020-10-21 | 20 | 2020-10-21 | 21 | 50659.0148 | 0.06124% | 470 | 0 | 48737.9634 | 0.08426% | 314 | 0 | 0.07275% | 366 | 0
2020 | 10 | 21 | 2020-10-21 | 21 | 2020-10-21 | 22 | 41456.8986 | 0.05012% | 706 | 0 | 37889.966 | 0.0655% | 514 | 0 | 0.05781% | 572 | 0
2020 | 10 | 21 | 2020-10-21 | 22 | 2020-10-21 | 23 | 28722.6227 | 0.03472% | 1129 | 0 | 25205.3674 | 0.04357% | 875 | 0 | 0.03915% | 980 | 0
2020 | 10 | 21 | 2020-10-21 | 23 | 2020-10-21 | 24 | 11082.3878 | 0.0134% | 1956 | 0 | 8633.8969 | 0.01493% | 1628 | 0 | 0.01416% | 1814 | 0
2020 | 10 | 21 | 2020-10-21 | 24 | 2020-10-22 | 1 | 1753.2206 | 0.00212% | 3041 | 0 | 1363.5028 | 0.002357% | 2496 | 0 | 0.002238% | 2894 | 0
2020 | 10 | 22 | 2020-10-22 | 1 | 2020-10-22 | 2 | 62.9406 | 7.609e-05% | 4392 | 0 | 98.9901 | 0.0001711% | 3942 | 0 | 0.0001236% | 4554 | 0
2020 | 10 | 22 | 2020-10-22 | 2 | 2020-10-22 | 3 | 0 | 0% | 5135 | 0 | 0 | 0% | 4870 | 0 | 0% | 5626 | 0
2020 | 10 | 22 | 2020-10-22 | 3 | 2020-10-22 | 4 | 0 | 0% | 5135 | 0 | 0 | 0% | 4870 | 0 | 0% | 5626 | 0
2020 | 10 | 22 | 2020-10-22 | 4 | 2020-10-22 | 5 | 0 | 0% | 5135 | 0 | 0 | 0% | 4870 | 0 | 0% | 5626 | 0
2020 | 10 | 22 | 2020-10-22 | 5 | 2020-10-22 | 6 | 0 | 0% | 5135 | 0 | 0 | 0% | 4870 | 0 | 0% | 5626 | 0
2020 | 10 | 22 | 2020-10-22 | 6 | 2020-10-22 | 7 | 27.6888 | 3.347e-05% | 4624 | 0 | 7.1231 | 1.231e-05% | 4762 | 0 | 2.289e-05% | 5244 | 0
2020 | 10 | 22 | 2020-10-22 | 7 | 2020-10-22 | 8 | 2494.1095 | 0.003015% | 2870 | 0 | 1979.8762 | 0.003423% | 2310 | 0 | 0.003219% | 2654 | 0
2020 | 10 | 22 | 2020-10-22 | 8 | 2020-10-22 | 9 | 5041.4126 | 0.006095% | 2471 | 0 | 2063.0581 | 0.003567% | 2289 | 0 | 0.004831% | 2421 | 0
2020 | 10 | 22 | 2020-10-22 | 9 | 2020-10-22 | 10 | 1663.6179 | 0.002011% | 3072 | 0 | 236.4737 | 0.0004088% | 3460 | 0 | 0.00121% | 3251 | 0
2020 | 10 | 22 | 2020-10-22 | 10 | 2020-10-22 | 11 | 179.287 | 0.0002167% | 4070 | 0 | 0 | 0% | 4870 | 0 | 0.0001084% | 4615 | 0
2020 | 10 | 22 | 2020-10-22 | 11 | 2020-10-22 | 12 | 0 | 0% | 5135 | 0 | 0 | 0% | 4870 | 0 | 0% | 5626 | 0
2020 | 10 | 22 | 2020-10-22 | 12 | 2020-10-22 | 13 | 0 | 0% | 5135 | 0 | 0 | 0% | 4870 | 0 | 0% | 5626 | 0
2020 | 10 | 22 | 2020-10-22 | 13 | 2020-10-22 | 14 | 0 | 0% | 5135 | 0 | 0 | 0% | 4870 | 0 | 0% | 5626 | 0
2020 | 10 | 22 | 2020-10-22 | 14 | 2020-10-22 | 15 | 0 | 0% | 5135 | 0 | 0 | 0% | 4870 | 0 | 0% | 5626 | 0
2020 | 10 | 22 | 2020-10-22 | 15 | 2020-10-22 | 16 | 20.8991 | 2.527e-05% | 4689 | 0 | 0 | 0% | 4870 | 0 | 1.263e-05% | 5393 | 0
2020 | 10 | 22 | 2020-10-22 | 16 | 2020-10-22 | 17 | 1252.6858 | 0.001514% | 3216 | 0 | 148.841 | 0.0002573% | 3734 | 0 | 0.0008859% | 3417 | 0
2020 | 10 | 22 | 2020-10-22 | 17 | 2020-10-22 | 18 | 4979.2476 | 0.00602% | 2480 | 0 | 381.4942 | 0.0006595% | 3174 | 0 | 0.00334% | 2634 | 0
2020 | 10 | 22 | 2020-10-22 | 18 | 2020-10-22 | 19 | 16984.7308 | 0.02053% | 1643 | 0 | 12616.7514 | 0.02181% | 1397 | 0 | 0.02117% | 1537 | 0
2020 | 10 | 22 | 2020-10-22 | 19 | 2020-10-22 | 20 | 37640.0026 | 0.0455% | 819 | 0 | 37150.9013 | 0.06422% | 537 | 0 | 0.05486% | 638 | 0
2020 | 10 | 22 | 2020-10-22 | 20 | 2020-10-22 | 21 | 38836.4897 | 0.04695% | 773 | 0 | 37447.6281 | 0.06474% | 528 | 0 | 0.05584% | 613 | 0
2020 | 10 | 22 | 2020-10-22 | 21 | 2020-10-22 | 22 | 32094.2911 | 0.0388% | 1012 | 0 | 28886.1113 | 0.04994% | 765 | 0 | 0.04437% | 844 | 0
2020 | 10 | 22 | 2020-10-22 | 22 | 2020-10-22 | 23 | 19864.0347 | 0.02401% | 1513 | 0 | 17028.7926 | 0.02944% | 1197 | 0 | 0.02673% | 1326 | 0
2020 | 10 | 22 | 2020-10-22 | 23 | 2020-10-22 | 24 | 5707.3045 | 0.0069% | 2399 | 0 | 3947.6388 | 0.006824% | 1990 | 0 | 0.006862% | 2209 | 0
2020 | 10 | 22 | 2020-10-22 | 24 | 2020-10-23 | 1 | 725.369 | 0.0008769% | 3493 | 0 | 430.911 | 0.0007449% | 3089 | 0 | 0.0008109% | 3474 | 0
2020 | 10 | 23 | 2020-10-23 | 1 | 2020-10-23 | 2 | 221.6747 | 0.000268% | 3996 | 0 | 175.615 | 0.0003036% | 3645 | 0 | 0.0002858% | 4098 | 0
2020 | 10 | 23 | 2020-10-23 | 2 | 2020-10-23 | 3 | 36.9578 | 4.468e-05% | 4542 | 0 | 36.9578 | 6.389e-05% | 4397 | 0 | 5.429e-05% | 4936 | 0
2020 | 10 | 23 | 2020-10-23 | 3 | 2020-10-23 | 4 | 0 | 0% | 5135 | 0 | 6.7328 | 1.164e-05% | 4772 | 0 | 5.82e-06% | 5513 | 0
2020 | 10 | 23 | 2020-10-23 | 4 | 2020-10-23 | 5 | 0 | 0% | 5135 | 0 | 0 | 0% | 4870 | 0 | 0% | 5626 | 0
2020 | 10 | 23 | 2020-10-23 | 5 | 2020-10-23 | 6 | 0 | 0% | 5135 | 0 | 0 | 0% | 4870 | 0 | 0% | 5626 | 0
2020 | 10 | 23 | 2020-10-23 | 6 | 2020-10-23 | 7 | 47.1804 | 5.704e-05% | 4469 | 0 | 17.1804 | 2.97e-05% | 4628 | 0 | 4.337e-05% | 5024 | 0
2020 | 10 | 23 | 2020-10-23 | 7 | 2020-10-23 | 8 | 919.95 | 0.001112% | 3382 | 0 | 531.4156 | 0.0009187% | 2974 | 0 | 0.001015% | 3340 | 0
2020 | 10 | 23 | 2020-10-23 | 8 | 2020-10-23 | 9 | 1187.3198 | 0.001435% | 3251 | 0 | 231.9545 | 0.000401% | 3478 | 0 | 0.0009182% | 3403 | 0
2020 | 10 | 23 | 2020-10-23 | 9 | 2020-10-23 | 10 | 531.3669 | 0.0006424% | 3638 | 0 | 937.3624 | 0.00162% | 2683 | 0 | 0.001131% | 3287 | 0
2020 | 10 | 23 | 2020-10-23 | 10 | 2020-10-23 | 11 | 124.6309 | 0.0001507% | 4200 | 0 | 0 | 0% | 4870 | 0 | 7.534e-05% | 4785 | 0
2020 | 10 | 23 | 2020-10-23 | 11 | 2020-10-23 | 12 | 0 | 0% | 5135 | 0 | 0 | 0% | 4870 | 0 | 0% | 5626 | 0
2020 | 10 | 23 | 2020-10-23 | 12 | 2020-10-23 | 13 | 0 | 0% | 5135 | 0 | 0 | 0% | 4870 | 0 | 0% | 5626 | 0
2020 | 10 | 23 | 2020-10-23 | 13 | 2020-10-23 | 14 | 0 | 0% | 5135 | 0 | 0 | 0% | 4870 | 0 | 0% | 5626 | 0
2020 | 10 | 23 | 2020-10-23 | 14 | 2020-10-23 | 15 | 0 | 0% | 5135 | 0 | 0 | 0% | 4870 | 0 | 0% | 5626 | 0
2020 | 10 | 23 | 2020-10-23 | 15 | 2020-10-23 | 16 | 36.1141 | 4.366e-05% | 4549 | 0 | 0 | 0% | 4870 | 0 | 2.183e-05% | 5256 | 0
2020 | 10 | 23 | 2020-10-23 | 16 | 2020-10-23 | 17 | 794.6971 | 0.0009608% | 3447 | 0 | 295.7695 | 0.0005113% | 3326 | 0 | 0.000736% | 3539 | 0
2020 | 10 | 23 | 2020-10-23 | 17 | 2020-10-23 | 18 | 4457.112 | 0.005388% | 2544 | 0 | 420.4522 | 0.0007269% | 3101 | 0 | 0.003058% | 2688 | 0
2020 | 10 | 23 | 2020-10-23 | 18 | 2020-10-23 | 19 | 15555.3697 | 0.01881% | 1725 | 0 | 11487.0135 | 0.01986% | 1461 | 0 | 0.01933% | 1599 | 0
2020 | 10 | 23 | 2020-10-23 | 19 | 2020-10-23 | 20 | 31697.3838 | 0.03832% | 1023 | 0 | 31303.5879 | 0.05412% | 694 | 0 | 0.04622% | 808 | 0
2020 | 10 | 23 | 2020-10-23 | 20 | 2020-10-23 | 21 | 37709.6397 | 0.04559% | 814 | 0 | 36236.0128 | 0.06264% | 560 | 0 | 0.05412% | 651 | 0
2020 | 10 | 23 | 2020-10-23 | 21 | 2020-10-23 | 22 | 32164.1814 | 0.03888% | 1007 | 0 | 28610.519 | 0.04946% | 776 | 0 | 0.04417% | 849 | 0
2020 | 10 | 23 | 2020-10-23 | 22 | 2020-10-23 | 23 | 19477.3504 | 0.02355% | 1530 | 0 | 16513.4668 | 0.02855% | 1223 | 0 | 0.02605% | 1353 | 0
2020 | 10 | 23 | 2020-10-23 | 23 | 2020-10-23 | 24 | 5609.5946 | 0.006782% | 2409 | 0 | 4021.3938 | 0.006952% | 1984 | 0 | 0.006867% | 2208 | 0
2020 | 10 | 23 | 2020-10-23 | 24 | 2020-10-24 | 1 | 791.9642 | 0.0009574% | 3448 | 0 | 418.9179 | 0.0007242% | 3102 | 0 | 0.0008408% | 3447 | 0
2020 | 10 | 24 | 2020-10-24 | 1 | 2020-10-24 | 2 | 10.5372 | 1.274e-05% | 4831 | 0 | 3.4123 | 5.899e-06% | 4826 | 0 | 9.319e-06% | 5443 | 0
2020 | 10 | 24 | 2020-10-24 | 2 | 2020-10-24 | 3 | 0 | 0% | 5135 | 0 | 0 | 0% | 4870 | 0 | 0% | 5626 | 0
2020 | 10 | 24 | 2020-10-24 | 3 | 2020-10-24 | 4 | 0 | 0% | 5135 | 0 | 0 | 0% | 4870 | 0 | 0% | 5626 | 0
2020 | 10 | 24 | 2020-10-24 | 4 | 2020-10-24 | 5 | 0 | 0% | 5135 | 0 | 0 | 0% | 4870 | 0 | 0% | 5626 | 0
2020 | 10 | 24 | 2020-10-24 | 5 | 2020-10-24 | 6 | 0 | 0% | 5135 | 0 | 0 | 0% | 4870 | 0 | 0% | 5626 | 0
2020 | 10 | 24 | 2020-10-24 | 6 | 2020-10-24 | 7 | 0 | 0% | 5135 | 0 | 0 | 0% | 4870 | 0 | 0% | 5626 | 0
2020 | 10 | 24 | 2020-10-24 | 7 | 2020-10-24 | 8 | 116.8361 | 0.0001412% | 4223 | 0 | 73.9472 | 0.0001278% | 4086 | 0 | 0.0001345% | 4514 | 0
2020 | 10 | 24 | 2020-10-24 | 8 | 2020-10-24 | 9 | 79.5072 | 9.612e-05% | 4327 | 0 | 105.5644 | 0.0001825% | 3905 | 0 | 0.0001393% | 4484 | 0
2020 | 10 | 24 | 2020-10-24 | 9 | 2020-10-24 | 10 | 10.3745 | 1.254e-05% | 4839 | 0 | 521.5139 | 0.0009016% | 2985 | 0 | 0.0004571% | 3820 | 0
2020 | 10 | 24 | 2020-10-24 | 10 | 2020-10-24 | 11 | 0 | 0% | 5135 | 0 | 0 | 0% | 4870 | 0 | 0% | 5626 | 0
2020 | 10 | 24 | 2020-10-24 | 11 | 2020-10-24 | 12 | 0 | 0% | 5135 | 0 | 0 | 0% | 4870 | 0 | 0% | 5626 | 0
2020 | 10 | 24 | 2020-10-24 | 12 | 2020-10-24 | 13 | 0 | 0% | 5135 | 0 | 0 | 0% | 4870 | 0 | 0% | 5626 | 0
2020 | 10 | 24 | 2020-10-24 | 13 | 2020-10-24 | 14 | 0 | 0% | 5135 | 0 | 0 | 0% | 4870 | 0 | 0% | 5626 | 0
2020 | 10 | 24 | 2020-10-24 | 14 | 2020-10-24 | 15 | 0 | 0% | 5135 | 0 | 0 | 0% | 4870 | 0 | 0% | 5626 | 0
2020 | 10 | 24 | 2020-10-24 | 15 | 2020-10-24 | 16 | 0 | 0% | 5135 | 0 | 0 | 0% | 4870 | 0 | 0% | 5626 | 0
2020 | 10 | 24 | 2020-10-24 | 16 | 2020-10-24 | 17 | 131.4205 | 0.0001589% | 4179 | 0 | 296.8463 | 0.0005132% | 3323 | 0 | 0.000336% | 4003 | 0
2020 | 10 | 24 | 2020-10-24 | 17 | 2020-10-24 | 18 | 2110.6357 | 0.002552% | 2955 | 0 | 198.0726 | 0.0003424% | 3571 | 0 | 0.001447% | 3144 | 0
2020 | 10 | 24 | 2020-10-24 | 18 | 2020-10-24 | 19 | 9884.1629 | 0.01195% | 2034 | 0 | 7392.9984 | 0.01278% | 1706 | 0 | 0.01237% | 1890 | 0
2020 | 10 | 24 | 2020-10-24 | 19 | 2020-10-24 | 20 | 25324.6947 | 0.03062% | 1271 | 0 | 25409.8988 | 0.04393% | 869 | 0 | 0.03727% | 1031 | 0
2020 | 10 | 24 | 2020-10-24 | 20 | 2020-10-24 | 21 | 30907.2735 | 0.03737% | 1049 | 0 | 30090.1593 | 0.05202% | 725 | 0 | 0.04469% | 839 | 0
2020 | 10 | 24 | 2020-10-24 | 21 | 2020-10-24 | 22 | 27516.0664 | 0.03327% | 1169 | 0 | 24668.3566 | 0.04265% | 893 | 0 | 0.03796% | 1013 | 0
2020 | 10 | 24 | 2020-10-24 | 22 | 2020-10-24 | 23 | 13604.5432 | 0.01645% | 1820 | 0 | 11453.5641 | 0.0198% | 1463 | 0 | 0.01812% | 1635 | 0
2020 | 10 | 24 | 2020-10-24 | 23 | 2020-10-24 | 24 | 3488.0911 | 0.004217% | 2693 | 0 | 2611.7602 | 0.004515% | 2187 | 0 | 0.004366% | 2483 | 0
2020 | 10 | 24 | 2020-10-24 | 24 | 2020-10-25 | 1 | 257.9625 | 0.0003119% | 3938 | 0 | 101.5625 | 0.0001756% | 3928 | 0 | 0.0002437% | 4171 | 0
2020 | 10 | 25 | 2020-10-25 | 1 | 2020-10-25 | 2 | 9.4244 | 1.139e-05% | 4856 | 0 | 68.2296 | 0.000118% | 4126 | 0 | 6.467e-05% | 4854 | 0
2020 | 10 | 25 | 2020-10-25 | 2 | 2020-10-25 | 3 | 0.47751 | 5.773e-07% | 5124 | 0 | 42.5154 | 7.35e-05% | 4347 | 0 | 3.704e-05% | 5085 | 0
2020 | 10 | 25 | 2020-10-25 | 3 | 2020-10-25 | 4 | 0 | 0% | 5135 | 0 | 11.2164 | 1.939e-05% | 4697 | 0 | 9.695e-06% | 5438 | 0
2020 | 10 | 25 | 2020-10-25 | 4 | 2020-10-25 | 5 | 0 | 0% | 5135 | 0 | 0 | 0% | 4870 | 0 | 0% | 5626 | 0
2020 | 10 | 25 | 2020-10-25 | 5 | 2020-10-25 | 6 | 0 | 0% | 5135 | 0 | 0 | 0% | 4870 | 0 | 0% | 5626 | 0
2020 | 10 | 25 | 2020-10-25 | 6 | 2020-10-25 | 7 | 0 | 0% | 5135 | 0 | 5.1667 | 8.932e-06% | 4797 | 0 | 4.466e-06% | 5539 | 0
2020 | 10 | 25 | 2020-10-25 | 7 | 2020-10-25 | 8 | 0 | 0% | 5135 | 0 | 112.9167 | 0.0001952% | 3882 | 0 | 9.76e-05% | 4668 | 0
2020 | 10 | 25 | 2020-10-25 | 8 | 2020-10-25 | 9 | 16.4632 | 1.99e-05% | 4741 | 0 | 8.8144 | 1.524e-05% | 4736 | 0 | 1.757e-05% | 5317 | 0
2020 | 10 | 25 | 2020-10-25 | 9 | 2020-10-25 | 10 | 35.2632 | 4.263e-05% | 4557 | 0 | 2048.1695 | 0.003541% | 2295 | 0 | 0.001792% | 3004 | 0
2020 | 10 | 25 | 2020-10-25 | 10 | 2020-10-25 | 11 | 0 | 0% | 5135 | 0 | 0 | 0% | 4870 | 0 | 0% | 5626 | 0
2020 | 10 | 25 | 2020-10-25 | 11 | 2020-10-25 | 12 | 0 | 0% | 5135 | 0 | 0 | 0% | 4870 | 0 | 0% | 5626 | 0
2020 | 10 | 25 | 2020-10-25 | 12 | 2020-10-25 | 13 | 0 | 0% | 5135 | 0 | 0 | 0% | 4870 | 0 | 0% | 5626 | 0
2020 | 10 | 25 | 2020-10-25 | 13 | 2020-10-25 | 14 | 0 | 0% | 5135 | 0 | 0 | 0% | 4870 | 0 | 0% | 5626 | 0
2020 | 10 | 25 | 2020-10-25 | 14 | 2020-10-25 | 15 | 0 | 0% | 5135 | 0 | 0 | 0% | 4870 | 0 | 0% | 5626 | 0
2020 | 10 | 25 | 2020-10-25 | 15 | 2020-10-25 | 16 | 0 | 0% | 5135 | 0 | 0 | 0% | 4870 | 0 | 0% | 5626 | 0
2020 | 10 | 25 | 2020-10-25 | 16 | 2020-10-25 | 17 | 83.5629 | 0.000101% | 4314 | 0 | 645.2541 | 0.001115% | 2867 | 0 | 0.0006083% | 3658 | 0
2020 | 10 | 25 | 2020-10-25 | 17 | 2020-10-25 | 18 | 911.7439 | 0.001102% | 3383 | 0 | 128.4058 | 0.000222% | 3813 | 0 | 0.0006621% | 3602 | 0
2020 | 10 | 25 | 2020-10-25 | 18 | 2020-10-25 | 19 | 8759.4461 | 0.01059% | 2132 | 0 | 7628.0441 | 0.01319% | 1684 | 0 | 0.01189% | 1915 | 0
2020 | 10 | 25 | 2020-10-25 | 19 | 2020-10-25 | 20 | 26004.8362 | 0.03144% | 1235 | 0 | 26577.0563 | 0.04595% | 840 | 0 | 0.03869% | 999 | 0
2020 | 10 | 25 | 2020-10-25 | 20 | 2020-10-25 | 21 | 26141.6062 | 0.0316% | 1226 | 0 | 26654.7123 | 0.04608% | 836 | 0 | 0.03884% | 989 | 0
2020 | 10 | 25 | 2020-10-25 | 21 | 2020-10-25 | 22 | 23173.4546 | 0.02802% | 1364 | 0 | 22136.5183 | 0.03827% | 993 | 0 | 0.03314% | 1148 | 0
2020 | 10 | 25 | 2020-10-25 | 22 | 2020-10-25 | 23 | 11452.4217 | 0.01385% | 1936 | 0 | 10741.9108 | 0.01857% | 1499 | 0 | 0.01621% | 1706 | 0
2020 | 10 | 25 | 2020-10-25 | 23 | 2020-10-25 | 24 | 2468.2161 | 0.002984% | 2876 | 0 | 1965.4359 | 0.003398% | 2316 | 0 | 0.003191% | 2660 | 0
2020 | 10 | 25 | 2020-10-25 | 24 | 2020-10-26 | 1 | 101.8003 | 0.0001231% | 4254 | 0 | 52.8195 | 9.131e-05% | 4249 | 0 | 0.0001072% | 4620 | 0
2020 | 10 | 26 | 2020-10-26 | 1 | 2020-10-26 | 2 | 411.9418 | 0.000498% | 3753 | 0 | 365.1688 | 0.0006313% | 3192 | 0 | 0.0005647% | 3686 | 0
2020 | 10 | 26 | 2020-10-26 | 2 | 2020-10-26 | 3 | 24.8617 | 3.006e-05% | 4648 | 0 | 17.4498 | 3.017e-05% | 4624 | 0 | 3.011e-05% | 5162 | 0
2020 | 10 | 26 | 2020-10-26 | 3 | 2020-10-26 | 4 | 0 | 0% | 5135 | 0 | 0 | 0% | 4870 | 0 | 0% | 5626 | 0
2020 | 10 | 26 | 2020-10-26 | 4 | 2020-10-26 | 5 | 0 | 0% | 5135 | 0 | 0 | 0% | 4870 | 0 | 0% | 5626 | 0
2020 | 10 | 26 | 2020-10-26 | 5 | 2020-10-26 | 6 | 0 | 0% | 5135 | 0 | 0 | 0% | 4870 | 0 | 0% | 5626 | 0
2020 | 10 | 26 | 2020-10-26 | 6 | 2020-10-26 | 7 | 100.4458 | 0.0001214% | 4257 | 0 | 111.6606 | 0.000193% | 3888 | 0 | 0.0001572% | 4418 | 0
2020 | 10 | 26 | 2020-10-26 | 7 | 2020-10-26 | 8 | 2201.6504 | 0.002662% | 2935 | 0 | 1464.2875 | 0.002531% | 2451 | 0 | 0.002597% | 2801 | 0
2020 | 10 | 26 | 2020-10-26 | 8 | 2020-10-26 | 9 | 4103.3861 | 0.004961% | 2591 | 0 | 1941.0639 | 0.003356% | 2323 | 0 | 0.004158% | 2511 | 0
2020 | 10 | 26 | 2020-10-26 | 9 | 2020-10-26 | 10 | 1620.6948 | 0.001959% | 3088 | 0 | 346.6025 | 0.0005992% | 3225 | 0 | 0.001279% | 3214 | 0
2020 | 10 | 26 | 2020-10-26 | 10 | 2020-10-26 | 11 | 280.5742 | 0.0003392% | 3911 | 0 | 0 | 0% | 4870 | 0 | 0.0001696% | 4384 | 0
2020 | 10 | 26 | 2020-10-26 | 11 | 2020-10-26 | 12 | 6.8594 | 8.293e-06% | 4918 | 0 | 0 | 0% | 4870 | 0 | 4.146e-06% | 5543 | 0
2020 | 10 | 26 | 2020-10-26 | 12 | 2020-10-26 | 13 | 0 | 0% | 5135 | 0 | 0 | 0% | 4870 | 0 | 0% | 5626 | 0
2020 | 10 | 26 | 2020-10-26 | 13 | 2020-10-26 | 14 | 0 | 0% | 5135 | 0 | 0 | 0% | 4870 | 0 | 0% | 5626 | 0
2020 | 10 | 26 | 2020-10-26 | 14 | 2020-10-26 | 15 | 0 | 0% | 5135 | 0 | 0 | 0% | 4870 | 0 | 0% | 5626 | 0
2020 | 10 | 26 | 2020-10-26 | 15 | 2020-10-26 | 16 | 125.8589 | 0.0001522% | 4197 | 0 | 0 | 0% | 4870 | 0 | 7.608e-05% | 4780 | 0
2020 | 10 | 26 | 2020-10-26 | 16 | 2020-10-26 | 17 | 1776.2386 | 0.002147% | 3033 | 0 | 206.4352 | 0.0003569% | 3544 | 0 | 0.001252% | 3225 | 0
2020 | 10 | 26 | 2020-10-26 | 17 | 2020-10-26 | 18 | 8422.8488 | 0.01018% | 2157 | 0 | 1452.1733 | 0.00251% | 2453 | 0 | 0.006347% | 2254 | 0
2020 | 10 | 26 | 2020-10-26 | 18 | 2020-10-26 | 19 | 23546.2828 | 0.02847% | 1345 | 0 | 18545.3386 | 0.03206% | 1133 | 0 | 0.03026% | 1214 | 0
2020 | 10 | 26 | 2020-10-26 | 19 | 2020-10-26 | 20 | 41783.7946 | 0.05051% | 698 | 0 | 37802.3469 | 0.06535% | 517 | 0 | 0.05793% | 569 | 0
2020 | 10 | 26 | 2020-10-26 | 20 | 2020-10-26 | 21 | 46981.4901 | 0.0568% | 550 | 0 | 41337.9573 | 0.07146% | 441 | 0 | 0.06413% | 475 | 0
2020 | 10 | 26 | 2020-10-26 | 21 | 2020-10-26 | 22 | 39364.1321 | 0.04759% | 759 | 0 | 35098.6195 | 0.06068% | 592 | 0 | 0.05413% | 649 | 0
2020 | 10 | 26 | 2020-10-26 | 22 | 2020-10-26 | 23 | 26719.1779 | 0.0323% | 1207 | 0 | 22912.4526 | 0.03961% | 968 | 0 | 0.03596% | 1062 | 0
2020 | 10 | 26 | 2020-10-26 | 23 | 2020-10-26 | 24 | 9997.3988 | 0.01209% | 2027 | 0 | 6910.547 | 0.01195% | 1739 | 0 | 0.01202% | 1903 | 0
2020 | 10 | 26 | 2020-10-26 | 24 | 2020-10-27 | 1 | 1736.8411 | 0.0021% | 3043 | 0 | 1042.6867 | 0.001803% | 2621 | 0 | 0.001951% | 2967 | 0
2020 | 10 | 27 | 2020-10-27 | 1 | 2020-10-27 | 2 | 27.0465 | 3.27e-05% | 4630 | 0 | 98.6782 | 0.0001706% | 3943 | 0 | 0.0001016% | 4650 | 0
2020 | 10 | 27 | 2020-10-27 | 2 | 2020-10-27 | 3 | 0 | 0% | 5135 | 0 | 18.0116 | 3.114e-05% | 4615 | 0 | 1.557e-05% | 5345 | 0
2020 | 10 | 27 | 2020-10-27 | 3 | 2020-10-27 | 4 | 0 | 0% | 5135 | 0 | 0 | 0% | 4870 | 0 | 0% | 5626 | 0
2020 | 10 | 27 | 2020-10-27 | 4 | 2020-10-27 | 5 | 0 | 0% | 5135 | 0 | 0 | 0% | 4870 | 0 | 0% | 5626 | 0
2020 | 10 | 27 | 2020-10-27 | 5 | 2020-10-27 | 6 | 0 | 0% | 5135 | 0 | 0 | 0% | 4870 | 0 | 0% | 5626 | 0
2020 | 10 | 27 | 2020-10-27 | 6 | 2020-10-27 | 7 | 28.6553 | 3.464e-05% | 4621 | 0 | 25.4061 | 4.392e-05% | 4531 | 0 | 3.928e-05% | 5056 | 0
2020 | 10 | 27 | 2020-10-27 | 7 | 2020-10-27 | 8 | 2026.7578 | 0.00245% | 2974 | 0 | 1738.983 | 0.003006% | 2378 | 0 | 0.002728% | 2770 | 0
2020 | 10 | 27 | 2020-10-27 | 8 | 2020-10-27 | 9 | 5251.1535 | 0.006348% | 2449 | 0 | 3105.6339 | 0.005369% | 2099 | 0 | 0.005859% | 2315 | 0
2020 | 10 | 27 | 2020-10-27 | 9 | 2020-10-27 | 10 | 1522.5809 | 0.001841% | 3130 | 0 | 717.2143 | 0.00124% | 2810 | 0 | 0.00154% | 3097 | 0
2020 | 10 | 27 | 2020-10-27 | 10 | 2020-10-27 | 11 | 199.3969 | 0.0002411% | 4032 | 0 | 30.9868 | 5.357e-05% | 4466 | 0 | 0.0001473% | 4447 | 0
2020 | 10 | 27 | 2020-10-27 | 11 | 2020-10-27 | 12 | 0.79484 | 9.609e-07% | 5113 | 0 | 0 | 0% | 4870 | 0 | 4.805e-07% | 5618 | 0
2020 | 10 | 27 | 2020-10-27 | 12 | 2020-10-27 | 13 | 0 | 0% | 5135 | 0 | 0 | 0% | 4870 | 0 | 0% | 5626 | 0
2020 | 10 | 27 | 2020-10-27 | 13 | 2020-10-27 | 14 | 0 | 0% | 5135 | 0 | 0 | 0% | 4870 | 0 | 0% | 5626 | 0
2020 | 10 | 27 | 2020-10-27 | 14 | 2020-10-27 | 15 | 0 | 0% | 5135 | 0 | 0 | 0% | 4870 | 0 | 0% | 5626 | 0
2020 | 10 | 27 | 2020-10-27 | 15 | 2020-10-27 | 16 | 61.5389 | 7.44e-05% | 4394 | 0 | 0 | 0% | 4870 | 0 | 3.72e-05% | 5081 | 0
2020 | 10 | 27 | 2020-10-27 | 16 | 2020-10-27 | 17 | 1246.778 | 0.001507% | 3218 | 0 | 564.2596 | 0.0009755% | 2943 | 0 | 0.001241% | 3231 | 0
2020 | 10 | 27 | 2020-10-27 | 17 | 2020-10-27 | 18 | 6640.8831 | 0.008029% | 2315 | 0 | 1224.6196 | 0.002117% | 2542 | 0 | 0.005073% | 2395 | 0
2020 | 10 | 27 | 2020-10-27 | 18 | 2020-10-27 | 19 | 19760.7497 | 0.02389% | 1516 | 0 | 16973.9961 | 0.02934% | 1201 | 0 | 0.02662% | 1333 | 0
2020 | 10 | 27 | 2020-10-27 | 19 | 2020-10-27 | 20 | 35841.8404 | 0.04333% | 885 | 0 | 36037.6925 | 0.0623% | 567 | 0 | 0.05282% | 683 | 0
2020 | 10 | 27 | 2020-10-27 | 20 | 2020-10-27 | 21 | 40919.8304 | 0.04947% | 720 | 0 | 41214.3159 | 0.07125% | 448 | 0 | 0.06036% | 535 | 0
2020 | 10 | 27 | 2020-10-27 | 21 | 2020-10-27 | 22 | 33669.43 | 0.0407% | 963 | 0 | 33222.8719 | 0.05743% | 637 | 0 | 0.04907% | 762 | 0
2020 | 10 | 27 | 2020-10-27 | 22 | 2020-10-27 | 23 | 20280.9818 | 0.02452% | 1495 | 0 | 19446.6437 | 0.03362% | 1095 | 0 | 0.02907% | 1251 | 0
2020 | 10 | 27 | 2020-10-27 | 23 | 2020-10-27 | 24 | 4990.7176 | 0.006034% | 2478 | 0 | 4252.1489 | 0.007351% | 1950 | 0 | 0.006692% | 2224 | 0
2020 | 10 | 27 | 2020-10-27 | 24 | 2020-10-28 | 1 | 291.8453 | 0.0003528% | 3896 | 0 | 205.4879 | 0.0003552% | 3547 | 0 | 0.000354% | 3975 | 0
2020 | 10 | 28 | 2020-10-28 | 1 | 2020-10-28 | 2 | 298.3929 | 0.0003607% | 3889 | 0 | 359.8653 | 0.0006221% | 3205 | 0 | 0.0004914% | 3769 | 0
2020 | 10 | 28 | 2020-10-28 | 2 | 2020-10-28 | 3 | 147.5982 | 0.0001784% | 4131 | 0 | 117.5982 | 0.0002033% | 3863 | 0 | 0.0001909% | 4312 | 0
2020 | 10 | 28 | 2020-10-28 | 3 | 2020-10-28 | 4 | 96.814 | 0.000117% | 4270 | 0 | 29.314 | 5.068e-05% | 4487 | 0 | 8.386e-05% | 4738 | 0
2020 | 10 | 28 | 2020-10-28 | 4 | 2020-10-28 | 5 | 60.2169 | 7.28e-05% | 4400 | 0 | 0 | 0% | 4870 | 0 | 3.64e-05% | 5097 | 0
2020 | 10 | 28 | 2020-10-28 | 5 | 2020-10-28 | 6 | 132.7476 | 0.0001605% | 4173 | 0 | 132.7476 | 0.0002295% | 3799 | 0 | 0.000195% | 4300 | 0
2020 | 10 | 28 | 2020-10-28 | 6 | 2020-10-28 | 7 | 315.27 | 0.0003811% | 3869 | 0 | 315.27 | 0.000545% | 3280 | 0 | 0.0004631% | 3814 | 0
2020 | 10 | 28 | 2020-10-28 | 7 | 2020-10-28 | 8 | 3217.702 | 0.00389% | 2734 | 0 | 2608.9522 | 0.00451% | 2188 | 0 | 0.0042% | 2502 | 0
2020 | 10 | 28 | 2020-10-28 | 8 | 2020-10-28 | 9 | 5474.0349 | 0.006618% | 2425 | 0 | 3355.7997 | 0.005801% | 2057 | 0 | 0.00621% | 2278 | 0
2020 | 10 | 28 | 2020-10-28 | 9 | 2020-10-28 | 10 | 2077.4434 | 0.002512% | 2964 | 0 | 497.6517 | 0.0008603% | 3011 | 0 | 0.001686% | 3036 | 0
2020 | 10 | 28 | 2020-10-28 | 10 | 2020-10-28 | 11 | 751.2633 | 0.0009082% | 3474 | 0 | 0 | 0% | 4870 | 0 | 0.0004541% | 3825 | 0
2020 | 10 | 28 | 2020-10-28 | 11 | 2020-10-28 | 12 | 314.9475 | 0.0003808% | 3870 | 0 | 0 | 0% | 4870 | 0 | 0.0001904% | 4314 | 0
2020 | 10 | 28 | 2020-10-28 | 12 | 2020-10-28 | 13 | 307.9658 | 0.0003723% | 3877 | 0 | 0 | 0% | 4870 | 0 | 0.0001862% | 4326 | 0
2020 | 10 | 28 | 2020-10-28 | 13 | 2020-10-28 | 14 | 235.6862 | 0.0002849% | 3972 | 0 | 0 | 0% | 4870 | 0 | 0.0001425% | 4467 | 0
2020 | 10 | 28 | 2020-10-28 | 14 | 2020-10-28 | 15 | 324.3376 | 0.0003921% | 3854 | 0 | 0 | 0% | 4870 | 0 | 0.0001961% | 4299 | 0
2020 | 10 | 28 | 2020-10-28 | 15 | 2020-10-28 | 16 | 887.0115 | 0.001072% | 3394 | 0 | 0 | 0% | 4870 | 0 | 0.0005362% | 3713 | 0
2020 | 10 | 28 | 2020-10-28 | 16 | 2020-10-28 | 17 | 3037.4898 | 0.003672% | 2765 | 0 | 1022.8243 | 0.001768% | 2632 | 0 | 0.00272% | 2772 | 0
2020 | 10 | 28 | 2020-10-28 | 17 | 2020-10-28 | 18 | 9620.0872 | 0.01163% | 2060 | 0 | 3053.0128 | 0.005278% | 2106 | 0 | 0.008454% | 2090 | 0
2020 | 10 | 28 | 2020-10-28 | 18 | 2020-10-28 | 19 | 25055.212 | 0.03029% | 1278 | 0 | 21774.4825 | 0.03764% | 1009 | 0 | 0.03397% | 1121 | 0
2020 | 10 | 28 | 2020-10-28 | 19 | 2020-10-28 | 20 | 45870.2059 | 0.05545% | 583 | 0 | 45533.1539 | 0.07872% | 368 | 0 | 0.06709% | 425 | 0
2020 | 10 | 28 | 2020-10-28 | 20 | 2020-10-28 | 21 | 46990.0892 | 0.05681% | 548 | 0 | 46598.3435 | 0.08056% | 349 | 0 | 0.06868% | 407 | 0
2020 | 10 | 28 | 2020-10-28 | 21 | 2020-10-28 | 22 | 37809.6996 | 0.04571% | 812 | 0 | 37230.6571 | 0.06436% | 536 | 0 | 0.05504% | 633 | 0
2020 | 10 | 28 | 2020-10-28 | 22 | 2020-10-28 | 23 | 23231.0795 | 0.02809% | 1359 | 0 | 22577.7367 | 0.03903% | 976 | 0 | 0.03356% | 1136 | 0
2020 | 10 | 28 | 2020-10-28 | 23 | 2020-10-28 | 24 | 6518.0685 | 0.00788% | 2323 | 0 | 5614.0184 | 0.009705% | 1834 | 0 | 0.008793% | 2070 | 0
2020 | 10 | 28 | 2020-10-28 | 24 | 2020-10-29 | 1 | 1024.7767 | 0.001239% | 3337 | 0 | 978.5845 | 0.001692% | 2661 | 0 | 0.001465% | 3130 | 0
2020 | 10 | 29 | 2020-10-29 | 1 | 2020-10-29 | 2 | 449.9962 | 0.000544% | 3707 | 0 | 403.593 | 0.0006977% | 3139 | 0 | 0.0006209% | 3642 | 0
2020 | 10 | 29 | 2020-10-29 | 2 | 2020-10-29 | 3 | 84.1094 | 0.0001017% | 4310 | 0 | 74.4778 | 0.0001288% | 4079 | 0 | 0.0001152% | 4587 | 0
2020 | 10 | 29 | 2020-10-29 | 3 | 2020-10-29 | 4 | 0 | 0% | 5135 | 0 | 47.3887 | 8.192e-05% | 4306 | 0 | 4.096e-05% | 5040 | 0
2020 | 10 | 29 | 2020-10-29 | 4 | 2020-10-29 | 5 | 0 | 0% | 5135 | 0 | 14.5675 | 2.518e-05% | 4661 | 0 | 1.259e-05% | 5394 | 0
2020 | 10 | 29 | 2020-10-29 | 5 | 2020-10-29 | 6 | 0 | 0% | 5135 | 0 | 35.5731 | 6.15e-05% | 4417 | 0 | 3.075e-05% | 5154 | 0
2020 | 10 | 29 | 2020-10-29 | 6 | 2020-10-29 | 7 | 387.7537 | 0.0004688% | 3780 | 0 | 255.615 | 0.0004419% | 3411 | 0 | 0.0004553% | 3823 | 0
2020 | 10 | 29 | 2020-10-29 | 7 | 2020-10-29 | 8 | 2151.1188 | 0.002601% | 2947 | 0 | 1954.2088 | 0.003378% | 2321 | 0 | 0.002989% | 2707 | 0
2020 | 10 | 29 | 2020-10-29 | 8 | 2020-10-29 | 9 | 2384.4195 | 0.002883% | 2895 | 0 | 1227.7922 | 0.002123% | 2540 | 0 | 0.002503% | 2824 | 0
2020 | 10 | 29 | 2020-10-29 | 9 | 2020-10-29 | 10 | 1037.7923 | 0.001255% | 3328 | 0 | 429.7885 | 0.000743% | 3090 | 0 | 0.0009988% | 3351 | 0
2020 | 10 | 29 | 2020-10-29 | 10 | 2020-10-29 | 11 | 374.9351 | 0.0004533% | 3794 | 0 | 0 | 0% | 4870 | 0 | 0.0002266% | 4216 | 0
2020 | 10 | 29 | 2020-10-29 | 11 | 2020-10-29 | 12 | 176.1256 | 0.0002129% | 4079 | 0 | 0 | 0% | 4870 | 0 | 0.0001065% | 4628 | 0
2020 | 10 | 29 | 2020-10-29 | 12 | 2020-10-29 | 13 | 86.1954 | 0.0001042% | 4304 | 0 | 0 | 0% | 4870 | 0 | 5.21e-05% | 4953 | 0
2020 | 10 | 29 | 2020-10-29 | 13 | 2020-10-29 | 14 | 0 | 0% | 5135 | 0 | 0 | 0% | 4870 | 0 | 0% | 5626 | 0
2020 | 10 | 29 | 2020-10-29 | 14 | 2020-10-29 | 15 | 66.1322 | 7.995e-05% | 4373 | 0 | 0 | 0% | 4870 | 0 | 3.998e-05% | 5048 | 0
2020 | 10 | 29 | 2020-10-29 | 15 | 2020-10-29 | 16 | 390.2469 | 0.0004718% | 3776 | 0 | 0 | 0% | 4870 | 0 | 0.0002359% | 4193 | 0
2020 | 10 | 29 | 2020-10-29 | 16 | 2020-10-29 | 17 | 1919.2696 | 0.00232% | 3005 | 0 | 443.8421 | 0.0007673% | 3067 | 0 | 0.001544% | 3095 | 0
2020 | 10 | 29 | 2020-10-29 | 17 | 2020-10-29 | 18 | 7464.5849 | 0.009024% | 2239 | 0 | 1371.762 | 0.002371% | 2493 | 0 | 0.005698% | 2337 | 0
2020 | 10 | 29 | 2020-10-29 | 18 | 2020-10-29 | 19 | 22306.4666 | 0.02697% | 1408 | 0 | 15372.9138 | 0.02658% | 1266 | 0 | 0.02677% | 1325 | 0
2020 | 10 | 29 | 2020-10-29 | 19 | 2020-10-29 | 20 | 42570.8502 | 0.05147% | 669 | 0 | 35925.1419 | 0.06211% | 569 | 0 | 0.05679% | 592 | 0
2020 | 10 | 29 | 2020-10-29 | 20 | 2020-10-29 | 21 | 44774.618 | 0.05413% | 614 | 0 | 37278.3711 | 0.06445% | 534 | 0 | 0.05929% | 548 | 0
2020 | 10 | 29 | 2020-10-29 | 21 | 2020-10-29 | 22 | 36757.3037 | 0.04444% | 849 | 0 | 29372.3881 | 0.05078% | 749 | 0 | 0.04761% | 782 | 0
2020 | 10 | 29 | 2020-10-29 | 22 | 2020-10-29 | 23 | 24049.0211 | 0.02907% | 1318 | 0 | 17032.0306 | 0.02944% | 1196 | 0 | 0.02926% | 1246 | 0
2020 | 10 | 29 | 2020-10-29 | 23 | 2020-10-29 | 24 | 6895.1044 | 0.008336% | 2297 | 0 | 3732.9232 | 0.006453% | 2013 | 0 | 0.007395% | 2165 | 0
2020 | 10 | 29 | 2020-10-29 | 24 | 2020-10-30 | 1 | 1160.8473 | 0.001403% | 3265 | 0 | 569.2965 | 0.0009842% | 2936 | 0 | 0.001194% | 3259 | 0
2020 | 10 | 30 | 2020-10-30 | 1 | 2020-10-30 | 2 | 236.2088 | 0.0002856% | 3970 | 0 | 47.4675 | 8.206e-05% | 4302 | 0 | 0.0001838% | 4337 | 0
2020 | 10 | 30 | 2020-10-30 | 2 | 2020-10-30 | 3 | 0 | 0% | 5135 | 0 | 0 | 0% | 4870 | 0 | 0% | 5626 | 0
2020 | 10 | 30 | 2020-10-30 | 3 | 2020-10-30 | 4 | 0 | 0% | 5135 | 0 | 0 | 0% | 4870 | 0 | 0% | 5626 | 0
2020 | 10 | 30 | 2020-10-30 | 4 | 2020-10-30 | 5 | 0 | 0% | 5135 | 0 | 0 | 0% | 4870 | 0 | 0% | 5626 | 0
2020 | 10 | 30 | 2020-10-30 | 5 | 2020-10-30 | 6 | 0 | 0% | 5135 | 0 | 0 | 0% | 4870 | 0 | 0% | 5626 | 0
2020 | 10 | 30 | 2020-10-30 | 6 | 2020-10-30 | 7 | 211.0389 | 0.0002551% | 4015 | 0 | 85.0114 | 0.000147% | 4019 | 0 | 0.000201% | 4283 | 0
2020 | 10 | 30 | 2020-10-30 | 7 | 2020-10-30 | 8 | 2021.4478 | 0.002444% | 2977 | 0 | 906.57 | 0.001567% | 2703 | 0 | 0.002006% | 2940 | 0
2020 | 10 | 30 | 2020-10-30 | 8 | 2020-10-30 | 9 | 5097.9088 | 0.006163% | 2459 | 0 | 1605.8746 | 0.002776% | 2416 | 0 | 0.00447% | 2474 | 0
2020 | 10 | 30 | 2020-10-30 | 9 | 2020-10-30 | 10 | 1775.9406 | 0.002147% | 3034 | 0 | 456.1141 | 0.0007885% | 3056 | 0 | 0.001468% | 3127 | 0
2020 | 10 | 30 | 2020-10-30 | 10 | 2020-10-30 | 11 | 425.8578 | 0.0005148% | 3736 | 0 | 0 | 0% | 4870 | 0 | 0.0002574% | 4148 | 0
2020 | 10 | 30 | 2020-10-30 | 11 | 2020-10-30 | 12 | 122.1889 | 0.0001477% | 4208 | 0 | 0 | 0% | 4870 | 0 | 7.386e-05% | 4795 | 0
2020 | 10 | 30 | 2020-10-30 | 12 | 2020-10-30 | 13 | 0 | 0% | 5135 | 0 | 0 | 0% | 4870 | 0 | 0% | 5626 | 0
2020 | 10 | 30 | 2020-10-30 | 13 | 2020-10-30 | 14 | 0 | 0% | 5135 | 0 | 0 | 0% | 4870 | 0 | 0% | 5626 | 0
2020 | 10 | 30 | 2020-10-30 | 14 | 2020-10-30 | 15 | 95.7199 | 0.0001157% | 4275 | 0 | 0 | 0% | 4870 | 0 | 5.786e-05% | 4909 | 0
2020 | 10 | 30 | 2020-10-30 | 15 | 2020-10-30 | 16 | 390.3345 | 0.0004719% | 3775 | 0 | 0 | 0% | 4870 | 0 | 0.0002359% | 4191 | 0
2020 | 10 | 30 | 2020-10-30 | 16 | 2020-10-30 | 17 | 1935.7046 | 0.00234% | 2998 | 0 | 465.6686 | 0.000805% | 3044 | 0 | 0.001573% | 3077 | 0
2020 | 10 | 30 | 2020-10-30 | 17 | 2020-10-30 | 18 | 7104.1628 | 0.008589% | 2274 | 0 | 864.219 | 0.001494% | 2728 | 0 | 0.005041% | 2397 | 0
2020 | 10 | 30 | 2020-10-30 | 18 | 2020-10-30 | 19 | 22226.9335 | 0.02687% | 1414 | 0 | 9563.4185 | 0.01653% | 1569 | 0 | 0.0217% | 1517 | 0
2020 | 10 | 30 | 2020-10-30 | 19 | 2020-10-30 | 20 | 39723.6462 | 0.04802% | 750 | 0 | 25423.2997 | 0.04395% | 868 | 0 | 0.04599% | 814 | 0
2020 | 10 | 30 | 2020-10-30 | 20 | 2020-10-30 | 21 | 42214.3309 | 0.05104% | 682 | 0 | 27858.6683 | 0.04816% | 801 | 0 | 0.0496% | 747 | 0
2020 | 10 | 30 | 2020-10-30 | 21 | 2020-10-30 | 22 | 34901.1594 | 0.04219% | 924 | 0 | 21104.247 | 0.03648% | 1038 | 0 | 0.03934% | 976 | 0
2020 | 10 | 30 | 2020-10-30 | 22 | 2020-10-30 | 23 | 21657.6182 | 0.02618% | 1437 | 0 | 10629.6728 | 0.01838% | 1505 | 0 | 0.02228% | 1491 | 0
2020 | 10 | 30 | 2020-10-30 | 23 | 2020-10-30 | 24 | 5713.7593 | 0.006908% | 2396 | 0 | 2197.4626 | 0.003799% | 2259 | 0 | 0.005353% | 2371 | 0
2020 | 10 | 30 | 2020-10-30 | 24 | 2020-10-31 | 1 | 647.556 | 0.0007829% | 3550 | 0 | 292.754 | 0.0005061% | 3331 | 0 | 0.0006445% | 3615 | 0
2020 | 10 | 31 | 2020-10-31 | 1 | 2020-10-31 | 2 | 38.7227 | 4.681e-05% | 4531 | 0 | 73.0264 | 0.0001262% | 4091 | 0 | 8.653e-05% | 4722 | 0
2020 | 10 | 31 | 2020-10-31 | 2 | 2020-10-31 | 3 | 0 | 0% | 5135 | 0 | 0 | 0% | 4870 | 0 | 0% | 5626 | 0
2020 | 10 | 31 | 2020-10-31 | 3 | 2020-10-31 | 4 | 0 | 0% | 5135 | 0 | 0 | 0% | 4870 | 0 | 0% | 5626 | 0
2020 | 10 | 31 | 2020-10-31 | 4 | 2020-10-31 | 5 | 0 | 0% | 5135 | 0 | 0 | 0% | 4870 | 0 | 0% | 5626 | 0
2020 | 10 | 31 | 2020-10-31 | 5 | 2020-10-31 | 6 | 0 | 0% | 5135 | 0 | 0 | 0% | 4870 | 0 | 0% | 5626 | 0
2020 | 10 | 31 | 2020-10-31 | 6 | 2020-10-31 | 7 | 0 | 0% | 5135 | 0 | 0 | 0% | 4870 | 0 | 0% | 5626 | 0
2020 | 10 | 31 | 2020-10-31 | 7 | 2020-10-31 | 8 | 101.2331 | 0.0001224% | 4255 | 0 | 122.3267 | 0.0002115% | 3847 | 0 | 0.0001669% | 4392 | 0
2020 | 10 | 31 | 2020-10-31 | 8 | 2020-10-31 | 9 | 113.7964 | 0.0001376% | 4231 | 0 | 351.04 | 0.0006069% | 3220 | 0 | 0.0003722% | 3937 | 0
2020 | 10 | 31 | 2020-10-31 | 9 | 2020-10-31 | 10 | 17.7849 | 2.15e-05% | 4719 | 0 | 364.9502 | 0.0006309% | 3193 | 0 | 0.0003262% | 4027 | 0
2020 | 10 | 31 | 2020-10-31 | 10 | 2020-10-31 | 11 | 0 | 0% | 5135 | 0 | 0 | 0% | 4870 | 0 | 0% | 5626 | 0
2020 | 10 | 31 | 2020-10-31 | 11 | 2020-10-31 | 12 | 0 | 0% | 5135 | 0 | 0 | 0% | 4870 | 0 | 0% | 5626 | 0
2020 | 10 | 31 | 2020-10-31 | 12 | 2020-10-31 | 13 | 0 | 0% | 5135 | 0 | 0 | 0% | 4870 | 0 | 0% | 5626 | 0
2020 | 10 | 31 | 2020-10-31 | 13 | 2020-10-31 | 14 | 0 | 0% | 5135 | 0 | 0 | 0% | 4870 | 0 | 0% | 5626 | 0
2020 | 10 | 31 | 2020-10-31 | 14 | 2020-10-31 | 15 | 0 | 0% | 5135 | 0 | 0 | 0% | 4870 | 0 | 0% | 5626 | 0
2020 | 10 | 31 | 2020-10-31 | 15 | 2020-10-31 | 16 | 0 | 0% | 5135 | 0 | 0 | 0% | 4870 | 0 | 0% | 5626 | 0
2020 | 10 | 31 | 2020-10-31 | 16 | 2020-10-31 | 17 | 63.956 | 7.732e-05% | 4385 | 0 | 421.0623 | 0.0007279% | 3100 | 0 | 0.0004026% | 3891 | 0
2020 | 10 | 31 | 2020-10-31 | 17 | 2020-10-31 | 18 | 840.3458 | 0.001016% | 3421 | 0 | 361.0389 | 0.0006241% | 3203 | 0 | 0.00082% | 3464 | 0
2020 | 10 | 31 | 2020-10-31 | 18 | 2020-10-31 | 19 | 8111.7113 | 0.009807% | 2180 | 0 | 5777.5376 | 0.009988% | 1817 | 0 | 0.009897% | 2013 | 0
2020 | 10 | 31 | 2020-10-31 | 19 | 2020-10-31 | 20 | 23533.3058 | 0.02845% | 1346 | 0 | 20325.0814 | 0.03514% | 1066 | 0 | 0.03179% | 1174 | 0
2020 | 10 | 31 | 2020-10-31 | 20 | 2020-10-31 | 21 | 28920.148 | 0.03496% | 1118 | 0 | 24648.3362 | 0.04261% | 896 | 0 | 0.03879% | 990 | 0
2020 | 10 | 31 | 2020-10-31 | 21 | 2020-10-31 | 22 | 25662.7499 | 0.03103% | 1257 | 0 | 21993.4495 | 0.03802% | 999 | 0 | 0.03452% | 1105 | 0
2020 | 10 | 31 | 2020-10-31 | 22 | 2020-10-31 | 23 | 11635.0152 | 0.01407% | 1922 | 0 | 9210.1597 | 0.01592% | 1590 | 0 | 0.01499% | 1769 | 0
2020 | 10 | 31 | 2020-10-31 | 23 | 2020-10-31 | 24 | 1925.1434 | 0.002327% | 3000 | 0 | 1292.7556 | 0.002235% | 2519 | 0 | 0.002281% | 2874 | 0
2020 | 10 | 31 | 2020-10-31 | 24 | 2020-11-01 | 1 | 252.7804 | 0.0003056% | 3945 | 0 | 102.7764 | 0.0001777% | 3922 | 0 | 0.0002416% | 4176 | 0
2020 | 11 | 1 | 2020-11-01 | 1 | 2020-11-01 | 2 | 0 | 0% | 5135 | 0 | 46.4695 | 8.033e-05% | 4311 | 0 | 4.017e-05% | 5046 | 0
2020 | 11 | 1 | 2020-11-01 | 2 | 2020-11-01 | 2 | 0 | 0% | 5135 | 0 | 0 | 0% | 4870 | 0 | 0% | 5626 | 0
2020 | 11 | 1 | 2020-11-01 | 3 | 2020-11-01 | 3 | 0 | 0% | 5135 | 0 | 0 | 0% | 4870 | 0 | 0% | 5626 | 0
2020 | 11 | 1 | 2020-11-01 | 4 | 2020-11-01 | 4 | 0 | 0% | 5135 | 0 | 0 | 0% | 4870 | 0 | 0% | 5626 | 0
2020 | 11 | 1 | 2020-11-01 | 5 | 2020-11-01 | 5 | 0 | 0% | 5135 | 0 | 0 | 0% | 4870 | 0 | 0% | 5626 | 0
2020 | 11 | 1 | 2020-11-01 | 6 | 2020-11-01 | 6 | 0 | 0% | 5135 | 0 | 0 | 0% | 4870 | 0 | 0% | 5626 | 0
2020 | 11 | 1 | 2020-11-01 | 7 | 2020-11-01 | 7 | 0 | 0% | 5135 | 0 | 0 | 0% | 4870 | 0 | 0% | 5626 | 0
2020 | 11 | 1 | 2020-11-01 | 8 | 2020-11-01 | 8 | 40.1405 | 4.853e-05% | 4521 | 0 | 129.6407 | 0.0002241% | 3806 | 0 | 0.0001363% | 4503 | 0
2020 | 11 | 1 | 2020-11-01 | 9 | 2020-11-01 | 9 | 0 | 0% | 5135 | 0 | 303.2059 | 0.0005242% | 3309 | 0 | 0.0002621% | 4138 | 0
2020 | 11 | 1 | 2020-11-01 | 10 | 2020-11-01 | 10 | 0 | 0% | 5135 | 0 | 0 | 0% | 4870 | 0 | 0% | 5626 | 0
2020 | 11 | 1 | 2020-11-01 | 11 | 2020-11-01 | 11 | 0 | 0% | 5135 | 0 | 0 | 0% | 4870 | 0 | 0% | 5626 | 0
2020 | 11 | 1 | 2020-11-01 | 12 | 2020-11-01 | 12 | 0 | 0% | 5135 | 0 | 0 | 0% | 4870 | 0 | 0% | 5626 | 0
2020 | 11 | 1 | 2020-11-01 | 13 | 2020-11-01 | 13 | 0 | 0% | 5135 | 0 | 0 | 0% | 4870 | 0 | 0% | 5626 | 0
2020 | 11 | 1 | 2020-11-01 | 14 | 2020-11-01 | 14 | 0 | 0% | 5135 | 0 | 0 | 0% | 4870 | 0 | 0% | 5626 | 0
2020 | 11 | 1 | 2020-11-01 | 15 | 2020-11-01 | 15 | 0 | 0% | 5135 | 0 | 0 | 0% | 4870 | 0 | 0% | 5626 | 0
2020 | 11 | 1 | 2020-11-01 | 16 | 2020-11-01 | 16 | 0 | 0% | 5135 | 0 | 438.1679 | 0.0007575% | 3077 | 0 | 0.0003787% | 3926 | 0
2020 | 11 | 1 | 2020-11-01 | 17 | 2020-11-01 | 17 | 34.1944 | 4.134e-05% | 4568 | 0 | 0 | 0% | 4870 | 0 | 2.067e-05% | 5269 | 0
2020 | 11 | 1 | 2020-11-01 | 18 | 2020-11-01 | 18 | 9027.9156 | 0.01091% | 2108 | 0 | 2814.7321 | 0.004866% | 2144 | 0 | 0.00789% | 2125 | 0
2020 | 11 | 1 | 2020-11-01 | 19 | 2020-11-01 | 19 | 33068.5745 | 0.03998% | 980 | 0 | 18718.7022 | 0.03236% | 1130 | 0 | 0.03617% | 1058 | 0
2020 | 11 | 1 | 2020-11-01 | 20 | 2020-11-01 | 20 | 31183.6385 | 0.0377% | 1033 | 0 | 17505.608 | 0.03026% | 1178 | 0 | 0.03398% | 1119 | 0
2020 | 11 | 1 | 2020-11-01 | 21 | 2020-11-01 | 21 | 23999.3331 | 0.02901% | 1321 | 0 | 12869.0946 | 0.02225% | 1384 | 0 | 0.02563% | 1367 | 0
2020 | 11 | 1 | 2020-11-01 | 22 | 2020-11-01 | 22 | 16751.9054 | 0.02025% | 1658 | 0 | 7852.4529 | 0.01357% | 1668 | 0 | 0.01691% | 1672 | 0
2020 | 11 | 1 | 2020-11-01 | 23 | 2020-11-01 | 23 | 4140.4317 | 0.005006% | 2584 | 0 | 1119.9298 | 0.001936% | 2578 | 0 | 0.003471% | 2602 | 0
2020 | 11 | 1 | 2020-11-01 | 24 | 2020-11-01 | 24 | 10.4744 | 1.266e-05% | 4833 | 0 | 0 | 0% | 4870 | 0 | 6.332e-06% | 5505 | 0
2020 | 11 | 2 | 2020-11-02 | 1 | 2020-11-02 | 1 | 10.1408 | 1.226e-05% | 4841 | 0 | 41.942 | 7.251e-05% | 4354 | 0 | 4.238e-05% | 5032 | 0
2020 | 11 | 2 | 2020-11-02 | 2 | 2020-11-02 | 2 | 0 | 0% | 5135 | 0 | 0 | 0% | 4870 | 0 | 0% | 5626 | 0
2020 | 11 | 2 | 2020-11-02 | 3 | 2020-11-02 | 3 | 0 | 0% | 5135 | 0 | 0 | 0% | 4870 | 0 | 0% | 5626 | 0
2020 | 11 | 2 | 2020-11-02 | 4 | 2020-11-02 | 4 | 0 | 0% | 5135 | 0 | 0 | 0% | 4870 | 0 | 0% | 5626 | 0
2020 | 11 | 2 | 2020-11-02 | 5 | 2020-11-02 | 5 | 0 | 0% | 5135 | 0 | 0 | 0% | 4870 | 0 | 0% | 5626 | 0
2020 | 11 | 2 | 2020-11-02 | 6 | 2020-11-02 | 6 | 0 | 0% | 5135 | 0 | 0 | 0% | 4870 | 0 | 0% | 5626 | 0
2020 | 11 | 2 | 2020-11-02 | 7 | 2020-11-02 | 7 | 0 | 0% | 5135 | 0 | 0 | 0% | 4870 | 0 | 0% | 5626 | 0
2020 | 11 | 2 | 2020-11-02 | 8 | 2020-11-02 | 8 | 125.5245 | 0.0001518% | 4199 | 0 | 62.7984 | 0.0001086% | 4164 | 0 | 0.0001302% | 4535 | 0
2020 | 11 | 2 | 2020-11-02 | 9 | 2020-11-02 | 9 | 0 | 0% | 5135 | 0 | 230.2084 | 0.000398% | 3482 | 0 | 0.000199% | 4286 | 0
2020 | 11 | 2 | 2020-11-02 | 10 | 2020-11-02 | 10 | 0 | 0% | 5135 | 0 | 0 | 0% | 4870 | 0 | 0% | 5626 | 0
2020 | 11 | 2 | 2020-11-02 | 11 | 2020-11-02 | 11 | 0 | 0% | 5135 | 0 | 0 | 0% | 4870 | 0 | 0% | 5626 | 0
2020 | 11 | 2 | 2020-11-02 | 12 | 2020-11-02 | 12 | 0 | 0% | 5135 | 0 | 0 | 0% | 4870 | 0 | 0% | 5626 | 0
2020 | 11 | 2 | 2020-11-02 | 13 | 2020-11-02 | 13 | 0 | 0% | 5135 | 0 | 0 | 0% | 4870 | 0 | 0% | 5626 | 0
2020 | 11 | 2 | 2020-11-02 | 14 | 2020-11-02 | 14 | 0 | 0% | 5135 | 0 | 0 | 0% | 4870 | 0 | 0% | 5626 | 0
2020 | 11 | 2 | 2020-11-02 | 15 | 2020-11-02 | 15 | 0 | 0% | 5135 | 0 | 0 | 0% | 4870 | 0 | 0% | 5626 | 0
2020 | 11 | 2 | 2020-11-02 | 16 | 2020-11-02 | 16 | 42.2952 | 5.113e-05% | 4508 | 0 | 407.8372 | 0.000705% | 3128 | 0 | 0.0003781% | 3927 | 0
2020 | 11 | 2 | 2020-11-02 | 17 | 2020-11-02 | 17 | 2275.0785 | 0.00275% | 2916 | 0 | 103.7867 | 0.0001794% | 3918 | 0 | 0.001465% | 3132 | 0
2020 | 11 | 2 | 2020-11-02 | 18 | 2020-11-02 | 18 | 24167.0285 | 0.02922% | 1311 | 0 | 10993.7403 | 0.01901% | 1486 | 0 | 0.02411% | 1421 | 0
2020 | 11 | 2 | 2020-11-02 | 19 | 2020-11-02 | 19 | 48838.921 | 0.05904% | 514 | 0 | 33073.5308 | 0.05718% | 640 | 0 | 0.05811% | 567 | 0
2020 | 11 | 2 | 2020-11-02 | 20 | 2020-11-02 | 20 | 45025.6533 | 0.05443% | 604 | 0 | 30674.6249 | 0.05303% | 705 | 0 | 0.05373% | 661 | 0
2020 | 11 | 2 | 2020-11-02 | 21 | 2020-11-02 | 21 | 37891.7696 | 0.04581% | 805 | 0 | 22634.5926 | 0.03913% | 975 | 0 | 0.04247% | 893 | 0
2020 | 11 | 2 | 2020-11-02 | 22 | 2020-11-02 | 22 | 26391.7044 | 0.03191% | 1219 | 0 | 13439.5471 | 0.02323% | 1354 | 0 | 0.02757% | 1298 | 0
2020 | 11 | 2 | 2020-11-02 | 23 | 2020-11-02 | 23 | 11734.5482 | 0.01419% | 1914 | 0 | 4231.056 | 0.007314% | 1954 | 0 | 0.01075% | 1972 | 0
2020 | 11 | 2 | 2020-11-02 | 24 | 2020-11-02 | 24 | 483.6208 | 0.0005847% | 3676 | 0 | 55.7119 | 9.631e-05% | 4221 | 0 | 0.0003405% | 3997 | 0
2020 | 11 | 3 | 2020-11-03 | 1 | 2020-11-03 | 1 | 0 | 0% | 5135 | 0 | 3.1776 | 5.493e-06% | 4829 | 0 | 2.747e-06% | 5571 | 0
2020 | 11 | 3 | 2020-11-03 | 2 | 2020-11-03 | 2 | 0 | 0% | 5135 | 0 | 0 | 0% | 4870 | 0 | 0% | 5626 | 0
2020 | 11 | 3 | 2020-11-03 | 3 | 2020-11-03 | 3 | 0 | 0% | 5135 | 0 | 0 | 0% | 4870 | 0 | 0% | 5626 | 0
2020 | 11 | 3 | 2020-11-03 | 4 | 2020-11-03 | 4 | 0 | 0% | 5135 | 0 | 0 | 0% | 4870 | 0 | 0% | 5626 | 0
2020 | 11 | 3 | 2020-11-03 | 5 | 2020-11-03 | 5 | 0 | 0% | 5135 | 0 | 0 | 0% | 4870 | 0 | 0% | 5626 | 0
2020 | 11 | 3 | 2020-11-03 | 6 | 2020-11-03 | 6 | 0 | 0% | 5135 | 0 | 0 | 0% | 4870 | 0 | 0% | 5626 | 0
2020 | 11 | 3 | 2020-11-03 | 7 | 2020-11-03 | 7 | 0 | 0% | 5135 | 0 | 0 | 0% | 4870 | 0 | 0% | 5626 | 0
2020 | 11 | 3 | 2020-11-03 | 8 | 2020-11-03 | 8 | 36.2461 | 4.382e-05% | 4547 | 0 | 56.3064 | 9.734e-05% | 4214 | 0 | 7.058e-05% | 4815 | 0
2020 | 11 | 3 | 2020-11-03 | 9 | 2020-11-03 | 9 | 5.7048 | 6.897e-06% | 4953 | 0 | 218.0712 | 0.000377% | 3512 | 0 | 0.0001919% | 4307 | 0
2020 | 11 | 3 | 2020-11-03 | 10 | 2020-11-03 | 10 | 0 | 0% | 5135 | 0 | 0 | 0% | 4870 | 0 | 0% | 5626 | 0
2020 | 11 | 3 | 2020-11-03 | 11 | 2020-11-03 | 11 | 0 | 0% | 5135 | 0 | 0 | 0% | 4870 | 0 | 0% | 5626 | 0
2020 | 11 | 3 | 2020-11-03 | 12 | 2020-11-03 | 12 | 0 | 0% | 5135 | 0 | 0 | 0% | 4870 | 0 | 0% | 5626 | 0
2020 | 11 | 3 | 2020-11-03 | 13 | 2020-11-03 | 13 | 0 | 0% | 5135 | 0 | 0 | 0% | 4870 | 0 | 0% | 5626 | 0
2020 | 11 | 3 | 2020-11-03 | 14 | 2020-11-03 | 14 | 0 | 0% | 5135 | 0 | 0 | 0% | 4870 | 0 | 0% | 5626 | 0
2020 | 11 | 3 | 2020-11-03 | 15 | 2020-11-03 | 15 | 0 | 0% | 5135 | 0 | 0 | 0% | 4870 | 0 | 0% | 5626 | 0
2020 | 11 | 3 | 2020-11-03 | 16 | 2020-11-03 | 16 | 0 | 0% | 5135 | 0 | 275.3178 | 0.000476% | 3368 | 0 | 0.000238% | 4187 | 0
2020 | 11 | 3 | 2020-11-03 | 17 | 2020-11-03 | 17 | 99.7427 | 0.0001206% | 4259 | 0 | 24.868 | 4.299e-05% | 4537 | 0 | 8.179e-05% | 4746 | 0
2020 | 11 | 3 | 2020-11-03 | 18 | 2020-11-03 | 18 | 13996.6983 | 0.01692% | 1806 | 0 | 13154.9434 | 0.02274% | 1368 | 0 | 0.01983% | 1584 | 0
2020 | 11 | 3 | 2020-11-03 | 19 | 2020-11-03 | 19 | 41805.137 | 0.05054% | 697 | 0 | 41827.8532 | 0.07231% | 431 | 0 | 0.06143% | 513 | 0
2020 | 11 | 3 | 2020-11-03 | 20 | 2020-11-03 | 20 | 40304.2525 | 0.04873% | 735 | 0 | 40220.3532 | 0.06953% | 459 | 0 | 0.05913% | 551 | 0
2020 | 11 | 3 | 2020-11-03 | 21 | 2020-11-03 | 21 | 34958.2329 | 0.04226% | 920 | 0 | 33043.678 | 0.05712% | 641 | 0 | 0.04969% | 742 | 0
2020 | 11 | 3 | 2020-11-03 | 22 | 2020-11-03 | 22 | 21895.2855 | 0.02647% | 1428 | 0 | 19132.5439 | 0.03308% | 1105 | 0 | 0.02977% | 1230 | 0
2020 | 11 | 3 | 2020-11-03 | 23 | 2020-11-03 | 23 | 7550.4367 | 0.009128% | 2230 | 0 | 6230.4811 | 0.01077% | 1787 | 0 | 0.00995% | 2011 | 0
2020 | 11 | 3 | 2020-11-03 | 24 | 2020-11-03 | 24 | 6.5237 | 7.887e-06% | 4929 | 0 | 0 | 0% | 4870 | 0 | 3.943e-06% | 5545 | 0
2020 | 11 | 4 | 2020-11-04 | 1 | 2020-11-04 | 1 | 0 | 0% | 5135 | 0 | 2.3473 | 4.058e-06% | 4847 | 0 | 2.029e-06% | 5590 | 0
2020 | 11 | 4 | 2020-11-04 | 2 | 2020-11-04 | 2 | 0 | 0% | 5135 | 0 | 0 | 0% | 4870 | 0 | 0% | 5626 | 0
2020 | 11 | 4 | 2020-11-04 | 3 | 2020-11-04 | 3 | 0 | 0% | 5135 | 0 | 0 | 0% | 4870 | 0 | 0% | 5626 | 0
2020 | 11 | 4 | 2020-11-04 | 4 | 2020-11-04 | 4 | 0 | 0% | 5135 | 0 | 0 | 0% | 4870 | 0 | 0% | 5626 | 0
2020 | 11 | 4 | 2020-11-04 | 5 | 2020-11-04 | 5 | 0 | 0% | 5135 | 0 | 0 | 0% | 4870 | 0 | 0% | 5626 | 0
2020 | 11 | 4 | 2020-11-04 | 6 | 2020-11-04 | 6 | 0 | 0% | 5135 | 0 | 0 | 0% | 4870 | 0 | 0% | 5626 | 0
2020 | 11 | 4 | 2020-11-04 | 7 | 2020-11-04 | 7 | 0 | 0% | 5135 | 0 | 0 | 0% | 4870 | 0 | 0% | 5626 | 0
2020 | 11 | 4 | 2020-11-04 | 8 | 2020-11-04 | 8 | 34.6881 | 4.194e-05% | 4562 | 0 | 19.5789 | 3.385e-05% | 4602 | 0 | 3.789e-05% | 5072 | 0
2020 | 11 | 4 | 2020-11-04 | 9 | 2020-11-04 | 9 | 0 | 0% | 5135 | 0 | 767.3661 | 0.001327% | 2781 | 0 | 0.0006633% | 3600 | 0
2020 | 11 | 4 | 2020-11-04 | 10 | 2020-11-04 | 10 | 0 | 0% | 5135 | 0 | 0 | 0% | 4870 | 0 | 0% | 5626 | 0
2020 | 11 | 4 | 2020-11-04 | 11 | 2020-11-04 | 11 | 0 | 0% | 5135 | 0 | 0 | 0% | 4870 | 0 | 0% | 5626 | 0
2020 | 11 | 4 | 2020-11-04 | 12 | 2020-11-04 | 12 | 0 | 0% | 5135 | 0 | 0 | 0% | 4870 | 0 | 0% | 5626 | 0
2020 | 11 | 4 | 2020-11-04 | 13 | 2020-11-04 | 13 | 0 | 0% | 5135 | 0 | 0 | 0% | 4870 | 0 | 0% | 5626 | 0
2020 | 11 | 4 | 2020-11-04 | 14 | 2020-11-04 | 14 | 0 | 0% | 5135 | 0 | 0 | 0% | 4870 | 0 | 0% | 5626 | 0
2020 | 11 | 4 | 2020-11-04 | 15 | 2020-11-04 | 15 | 0 | 0% | 5135 | 0 | 0 | 0% | 4870 | 0 | 0% | 5626 | 0
2020 | 11 | 4 | 2020-11-04 | 16 | 2020-11-04 | 16 | 9.847 | 1.19e-05% | 4850 | 0 | 383.6976 | 0.0006633% | 3168 | 0 | 0.0003376% | 3998 | 0
2020 | 11 | 4 | 2020-11-04 | 17 | 2020-11-04 | 17 | 166.0396 | 0.0002007% | 4097 | 0 | 0 | 0% | 4870 | 0 | 0.0001004% | 4660 | 0
2020 | 11 | 4 | 2020-11-04 | 18 | 2020-11-04 | 18 | 13363.9942 | 0.01616% | 1832 | 0 | 4977.5247 | 0.008605% | 1878 | 0 | 0.01238% | 1889 | 0
2020 | 11 | 4 | 2020-11-04 | 19 | 2020-11-04 | 19 | 42649.5412 | 0.05156% | 666 | 0 | 28935.8225 | 0.05002% | 762 | 0 | 0.05079% | 717 | 0
2020 | 11 | 4 | 2020-11-04 | 20 | 2020-11-04 | 20 | 42412.0412 | 0.05127% | 675 | 0 | 28752.3086 | 0.04971% | 770 | 0 | 0.05049% | 728 | 0
2020 | 11 | 4 | 2020-11-04 | 21 | 2020-11-04 | 21 | 36800.4715 | 0.04449% | 845 | 0 | 21075.0428 | 0.03643% | 1040 | 0 | 0.04046% | 949 | 0
2020 | 11 | 4 | 2020-11-04 | 22 | 2020-11-04 | 22 | 24179.3808 | 0.02923% | 1309 | 0 | 11832.3565 | 0.02046% | 1441 | 0 | 0.02484% | 1387 | 0
2020 | 11 | 4 | 2020-11-04 | 23 | 2020-11-04 | 23 | 9410.3521 | 0.01138% | 2074 | 0 | 3028.6931 | 0.005236% | 2113 | 0 | 0.008306% | 2100 | 0
2020 | 11 | 4 | 2020-11-04 | 24 | 2020-11-04 | 24 | 41.5941 | 5.029e-05% | 4512 | 0 | 0 | 0% | 4870 | 0 | 2.514e-05% | 5221 | 0
2020 | 11 | 5 | 2020-11-05 | 1 | 2020-11-05 | 1 | 42.6996 | 5.162e-05% | 4505 | 0 | 36.0343 | 6.229e-05% | 4408 | 0 | 5.696e-05% | 4917 | 0
2020 | 11 | 5 | 2020-11-05 | 2 | 2020-11-05 | 2 | 0 | 0% | 5135 | 0 | 0 | 0% | 4870 | 0 | 0% | 5626 | 0
2020 | 11 | 5 | 2020-11-05 | 3 | 2020-11-05 | 3 | 0 | 0% | 5135 | 0 | 0 | 0% | 4870 | 0 | 0% | 5626 | 0
2020 | 11 | 5 | 2020-11-05 | 4 | 2020-11-05 | 4 | 0 | 0% | 5135 | 0 | 0 | 0% | 4870 | 0 | 0% | 5626 | 0
2020 | 11 | 5 | 2020-11-05 | 5 | 2020-11-05 | 5 | 0 | 0% | 5135 | 0 | 0 | 0% | 4870 | 0 | 0% | 5626 | 0
2020 | 11 | 5 | 2020-11-05 | 6 | 2020-11-05 | 6 | 0 | 0% | 5135 | 0 | 0 | 0% | 4870 | 0 | 0% | 5626 | 0
2020 | 11 | 5 | 2020-11-05 | 7 | 2020-11-05 | 7 | 0 | 0% | 5135 | 0 | 19.4746 | 3.367e-05% | 4603 | 0 | 1.683e-05% | 5329 | 0
2020 | 11 | 5 | 2020-11-05 | 8 | 2020-11-05 | 8 | 257.0209 | 0.0003107% | 3941 | 0 | 62.7848 | 0.0001085% | 4165 | 0 | 0.0002096% | 4257 | 0
2020 | 11 | 5 | 2020-11-05 | 9 | 2020-11-05 | 9 | 119.7762 | 0.0001448% | 4212 | 0 | 457.8074 | 0.0007914% | 3054 | 0 | 0.0004681% | 3801 | 0
2020 | 11 | 5 | 2020-11-05 | 10 | 2020-11-05 | 10 | 0 | 0% | 5135 | 0 | 0 | 0% | 4870 | 0 | 0% | 5626 | 0
2020 | 11 | 5 | 2020-11-05 | 11 | 2020-11-05 | 11 | 0 | 0% | 5135 | 0 | 0 | 0% | 4870 | 0 | 0% | 5626 | 0
2020 | 11 | 5 | 2020-11-05 | 12 | 2020-11-05 | 12 | 0 | 0% | 5135 | 0 | 0 | 0% | 4870 | 0 | 0% | 5626 | 0
2020 | 11 | 5 | 2020-11-05 | 13 | 2020-11-05 | 13 | 0 | 0% | 5135 | 0 | 0 | 0% | 4870 | 0 | 0% | 5626 | 0
2020 | 11 | 5 | 2020-11-05 | 14 | 2020-11-05 | 14 | 0 | 0% | 5135 | 0 | 0 | 0% | 4870 | 0 | 0% | 5626 | 0
2020 | 11 | 5 | 2020-11-05 | 15 | 2020-11-05 | 15 | 0 | 0% | 5135 | 0 | 0 | 0% | 4870 | 0 | 0% | 5626 | 0
2020 | 11 | 5 | 2020-11-05 | 16 | 2020-11-05 | 16 | 86.8692 | 0.000105% | 4303 | 0 | 411.8173 | 0.0007119% | 3119 | 0 | 0.0004085% | 3873 | 0
2020 | 11 | 5 | 2020-11-05 | 17 | 2020-11-05 | 17 | 815.1791 | 0.0009855% | 3435 | 0 | 328.4528 | 0.0005678% | 3256 | 0 | 0.0007767% | 3504 | 0
2020 | 11 | 5 | 2020-11-05 | 18 | 2020-11-05 | 18 | 15068.4083 | 0.01822% | 1748 | 0 | 9168.7966 | 0.01585% | 1595 | 0 | 0.01703% | 1667 | 0
2020 | 11 | 5 | 2020-11-05 | 19 | 2020-11-05 | 19 | 42597.4888 | 0.0515% | 667 | 0 | 31507.9367 | 0.05447% | 681 | 0 | 0.05298% | 677 | 0
2020 | 11 | 5 | 2020-11-05 | 20 | 2020-11-05 | 20 | 41078.5034 | 0.04966% | 717 | 0 | 30027.0149 | 0.05191% | 727 | 0 | 0.05079% | 718 | 0
2020 | 11 | 5 | 2020-11-05 | 21 | 2020-11-05 | 21 | 36107.7092 | 0.04365% | 875 | 0 | 23332.221 | 0.04034% | 949 | 0 | 0.04199% | 910 | 0
2020 | 11 | 5 | 2020-11-05 | 22 | 2020-11-05 | 22 | 23205.7077 | 0.02805% | 1362 | 0 | 12271.675 | 0.02121% | 1419 | 0 | 0.02463% | 1390 | 0
2020 | 11 | 5 | 2020-11-05 | 23 | 2020-11-05 | 23 | 8328.7334 | 0.01007% | 2164 | 0 | 3050.9081 | 0.005274% | 2107 | 0 | 0.007672% | 2139 | 0
2020 | 11 | 5 | 2020-11-05 | 24 | 2020-11-05 | 24 | 358.3787 | 0.0004333% | 3813 | 0 | 172.3031 | 0.0002979% | 3657 | 0 | 0.0003656% | 3950 | 0
2020 | 11 | 6 | 2020-11-06 | 1 | 2020-11-06 | 1 | 5.0156 | 6.064e-06% | 4975 | 0 | 38.9753 | 6.738e-05% | 4379 | 0 | 3.672e-05% | 5091 | 0
2020 | 11 | 6 | 2020-11-06 | 2 | 2020-11-06 | 2 | 0 | 0% | 5135 | 0 | 0 | 0% | 4870 | 0 | 0% | 5626 | 0
2020 | 11 | 6 | 2020-11-06 | 3 | 2020-11-06 | 3 | 0 | 0% | 5135 | 0 | 0 | 0% | 4870 | 0 | 0% | 5626 | 0
2020 | 11 | 6 | 2020-11-06 | 4 | 2020-11-06 | 4 | 0 | 0% | 5135 | 0 | 0 | 0% | 4870 | 0 | 0% | 5626 | 0
2020 | 11 | 6 | 2020-11-06 | 5 | 2020-11-06 | 5 | 0 | 0% | 5135 | 0 | 0 | 0% | 4870 | 0 | 0% | 5626 | 0
2020 | 11 | 6 | 2020-11-06 | 6 | 2020-11-06 | 6 | 0 | 0% | 5135 | 0 | 0 | 0% | 4870 | 0 | 0% | 5626 | 0
2020 | 11 | 6 | 2020-11-06 | 7 | 2020-11-06 | 7 | 0 | 0% | 5135 | 0 | 88.2464 | 0.0001526% | 3994 | 0 | 7.628e-05% | 4778 | 0
2020 | 11 | 6 | 2020-11-06 | 8 | 2020-11-06 | 8 | 11.4917 | 1.389e-05% | 4816 | 0 | 0 | 0% | 4870 | 0 | 6.946e-06% | 5496 | 0
2020 | 11 | 6 | 2020-11-06 | 9 | 2020-11-06 | 9 | 0 | 0% | 5135 | 0 | 122.3329 | 0.0002115% | 3846 | 0 | 0.0001057% | 4632 | 0
2020 | 11 | 6 | 2020-11-06 | 10 | 2020-11-06 | 10 | 0 | 0% | 5135 | 0 | 0 | 0% | 4870 | 0 | 0% | 5626 | 0
2020 | 11 | 6 | 2020-11-06 | 11 | 2020-11-06 | 11 | 0 | 0% | 5135 | 0 | 0 | 0% | 4870 | 0 | 0% | 5626 | 0
2020 | 11 | 6 | 2020-11-06 | 12 | 2020-11-06 | 12 | 0 | 0% | 5135 | 0 | 0 | 0% | 4870 | 0 | 0% | 5626 | 0
2020 | 11 | 6 | 2020-11-06 | 13 | 2020-11-06 | 13 | 0 | 0% | 5135 | 0 | 0 | 0% | 4870 | 0 | 0% | 5626 | 0
2020 | 11 | 6 | 2020-11-06 | 14 | 2020-11-06 | 14 | 0 | 0% | 5135 | 0 | 0 | 0% | 4870 | 0 | 0% | 5626 | 0
2020 | 11 | 6 | 2020-11-06 | 15 | 2020-11-06 | 15 | 0 | 0% | 5135 | 0 | 0 | 0% | 4870 | 0 | 0% | 5626 | 0
2020 | 11 | 6 | 2020-11-06 | 16 | 2020-11-06 | 16 | 12.9099 | 1.561e-05% | 4793 | 0 | 690.9205 | 0.001194% | 2832 | 0 | 0.000605% | 3664 | 0
2020 | 11 | 6 | 2020-11-06 | 17 | 2020-11-06 | 17 | 186.4825 | 0.0002254% | 4059 | 0 | 0 | 0% | 4870 | 0 | 0.0001127% | 4594 | 0
2020 | 11 | 6 | 2020-11-06 | 18 | 2020-11-06 | 18 | 10236.7193 | 0.01238% | 2012 | 0 | 5048.9576 | 0.008728% | 1876 | 0 | 0.01055% | 1980 | 0
2020 | 11 | 6 | 2020-11-06 | 19 | 2020-11-06 | 19 | 36920.2828 | 0.04463% | 840 | 0 | 25014.0119 | 0.04324% | 882 | 0 | 0.04394% | 861 | 0
2020 | 11 | 6 | 2020-11-06 | 20 | 2020-11-06 | 20 | 33967.3057 | 0.04106% | 952 | 0 | 20931.221 | 0.03618% | 1046 | 0 | 0.03862% | 1000 | 0
2020 | 11 | 6 | 2020-11-06 | 21 | 2020-11-06 | 21 | 28859.0095 | 0.03489% | 1120 | 0 | 17927.4102 | 0.03099% | 1158 | 0 | 0.03294% | 1152 | 0
2020 | 11 | 6 | 2020-11-06 | 22 | 2020-11-06 | 22 | 16426.0463 | 0.01986% | 1674 | 0 | 8931.2688 | 0.01544% | 1611 | 0 | 0.01765% | 1648 | 0
2020 | 11 | 6 | 2020-11-06 | 23 | 2020-11-06 | 23 | 4559.3641 | 0.005512% | 2530 | 0 | 1878.8414 | 0.003248% | 2335 | 0 | 0.00438% | 2482 | 0
2020 | 11 | 6 | 2020-11-06 | 24 | 2020-11-06 | 24 | 48.1237 | 5.818e-05% | 4461 | 0 | 0 | 0% | 4870 | 0 | 2.909e-05% | 5173 | 0
2020 | 11 | 7 | 2020-11-07 | 1 | 2020-11-07 | 1 | 0 | 0% | 5135 | 0 | 17.0744 | 2.952e-05% | 4631 | 0 | 1.476e-05% | 5357 | 0
2020 | 11 | 7 | 2020-11-07 | 2 | 2020-11-07 | 2 | 0 | 0% | 5135 | 0 | 0 | 0% | 4870 | 0 | 0% | 5626 | 0
2020 | 11 | 7 | 2020-11-07 | 3 | 2020-11-07 | 3 | 0 | 0% | 5135 | 0 | 0 | 0% | 4870 | 0 | 0% | 5626 | 0
2020 | 11 | 7 | 2020-11-07 | 4 | 2020-11-07 | 4 | 0 | 0% | 5135 | 0 | 0 | 0% | 4870 | 0 | 0% | 5626 | 0
2020 | 11 | 7 | 2020-11-07 | 5 | 2020-11-07 | 5 | 0 | 0% | 5135 | 0 | 0 | 0% | 4870 | 0 | 0% | 5626 | 0
2020 | 11 | 7 | 2020-11-07 | 6 | 2020-11-07 | 6 | 0 | 0% | 5135 | 0 | 0 | 0% | 4870 | 0 | 0% | 5626 | 0
2020 | 11 | 7 | 2020-11-07 | 7 | 2020-11-07 | 7 | 0 | 0% | 5135 | 0 | 5.5671 | 9.624e-06% | 4789 | 0 | 4.812e-06% | 5531 | 0
2020 | 11 | 7 | 2020-11-07 | 8 | 2020-11-07 | 8 | 0 | 0% | 5135 | 0 | 17.819 | 3.08e-05% | 4619 | 0 | 1.54e-05% | 5349 | 0
2020 | 11 | 7 | 2020-11-07 | 9 | 2020-11-07 | 9 | 0 | 0% | 5135 | 0 | 297.2259 | 0.0005138% | 3320 | 0 | 0.0002569% | 4149 | 0
2020 | 11 | 7 | 2020-11-07 | 10 | 2020-11-07 | 10 | 0 | 0% | 5135 | 0 | 0 | 0% | 4870 | 0 | 0% | 5626 | 0
2020 | 11 | 7 | 2020-11-07 | 11 | 2020-11-07 | 11 | 0 | 0% | 5135 | 0 | 0 | 0% | 4870 | 0 | 0% | 5626 | 0
2020 | 11 | 7 | 2020-11-07 | 12 | 2020-11-07 | 12 | 0 | 0% | 5135 | 0 | 0 | 0% | 4870 | 0 | 0% | 5626 | 0
2020 | 11 | 7 | 2020-11-07 | 13 | 2020-11-07 | 13 | 0 | 0% | 5135 | 0 | 0 | 0% | 4870 | 0 | 0% | 5626 | 0
2020 | 11 | 7 | 2020-11-07 | 14 | 2020-11-07 | 14 | 0 | 0% | 5135 | 0 | 0 | 0% | 4870 | 0 | 0% | 5626 | 0
2020 | 11 | 7 | 2020-11-07 | 15 | 2020-11-07 | 15 | 0 | 0% | 5135 | 0 | 0 | 0% | 4870 | 0 | 0% | 5626 | 0
2020 | 11 | 7 | 2020-11-07 | 16 | 2020-11-07 | 16 | 7.6213 | 9.214e-06% | 4904 | 0 | 292.615 | 0.0005059% | 3333 | 0 | 0.0002575% | 4147 | 0
2020 | 11 | 7 | 2020-11-07 | 17 | 2020-11-07 | 17 | 0 | 0% | 5135 | 0 | 0 | 0% | 4870 | 0 | 0% | 5626 | 0
2020 | 11 | 7 | 2020-11-07 | 18 | 2020-11-07 | 18 | 477.0742 | 0.0005768% | 3684 | 0 | 150.9346 | 0.0002609% | 3729 | 0 | 0.0004188% | 3860 | 0
2020 | 11 | 7 | 2020-11-07 | 19 | 2020-11-07 | 19 | 14757.0455 | 0.01784% | 1764 | 0 | 10992.1126 | 0.019% | 1487 | 0 | 0.01842% | 1624 | 0
2020 | 11 | 7 | 2020-11-07 | 20 | 2020-11-07 | 20 | 14768.1241 | 0.01785% | 1762 | 0 | 8754.2612 | 0.01513% | 1621 | 0 | 0.01649% | 1692 | 0
2020 | 11 | 7 | 2020-11-07 | 21 | 2020-11-07 | 21 | 10376.0393 | 0.01254% | 1999 | 0 | 5186.4227 | 0.008966% | 1864 | 0 | 0.01076% | 1971 | 0
2020 | 11 | 7 | 2020-11-07 | 22 | 2020-11-07 | 22 | 4318.0246 | 0.00522% | 2559 | 0 | 2233.7285 | 0.003862% | 2254 | 0 | 0.004541% | 2458 | 0
2020 | 11 | 7 | 2020-11-07 | 23 | 2020-11-07 | 23 | 180.9839 | 0.0002188% | 4066 | 0 | 60.074 | 0.0001039% | 4183 | 0 | 0.0001613% | 4405 | 0
2020 | 11 | 7 | 2020-11-07 | 24 | 2020-11-07 | 24 | 0 | 0% | 5135 | 0 | 0 | 0% | 4870 | 0 | 0% | 5626 | 0
2020 | 11 | 8 | 2020-11-08 | 1 | 2020-11-08 | 1 | 1.0079 | 1.219e-06% | 5104 | 0 | 78.7904 | 0.0001362% | 4053 | 0 | 6.871e-05% | 4827 | 0
2020 | 11 | 8 | 2020-11-08 | 2 | 2020-11-08 | 2 | 0 | 0% | 5135 | 0 | 0 | 0% | 4870 | 0 | 0% | 5626 | 0
2020 | 11 | 8 | 2020-11-08 | 3 | 2020-11-08 | 3 | 0 | 0% | 5135 | 0 | 0 | 0% | 4870 | 0 | 0% | 5626 | 0
2020 | 11 | 8 | 2020-11-08 | 4 | 2020-11-08 | 4 | 0 | 0% | 5135 | 0 | 0 | 0% | 4870 | 0 | 0% | 5626 | 0
2020 | 11 | 8 | 2020-11-08 | 5 | 2020-11-08 | 5 | 0 | 0% | 5135 | 0 | 6.4259 | 1.111e-05% | 4778 | 0 | 5.554e-06% | 5519 | 0
2020 | 11 | 8 | 2020-11-08 | 6 | 2020-11-08 | 6 | 0 | 0% | 5135 | 0 | 21.4657 | 3.711e-05% | 4576 | 0 | 1.855e-05% | 5298 | 0
2020 | 11 | 8 | 2020-11-08 | 7 | 2020-11-08 | 7 | 0 | 0% | 5135 | 0 | 9.37 | 1.62e-05% | 4726 | 0 | 8.099e-06% | 5468 | 0
2020 | 11 | 8 | 2020-11-08 | 8 | 2020-11-08 | 8 | 0 | 0% | 5135 | 0 | 0 | 0% | 4870 | 0 | 0% | 5626 | 0
2020 | 11 | 8 | 2020-11-08 | 9 | 2020-11-08 | 9 | 24.9812 | 3.02e-05% | 4644 | 0 | 243.8498 | 0.0004216% | 3441 | 0 | 0.0002259% | 4221 | 0
2020 | 11 | 8 | 2020-11-08 | 10 | 2020-11-08 | 10 | 0 | 0% | 5135 | 0 | 0 | 0% | 4870 | 0 | 0% | 5626 | 0
2020 | 11 | 8 | 2020-11-08 | 11 | 2020-11-08 | 11 | 0 | 0% | 5135 | 0 | 0 | 0% | 4870 | 0 | 0% | 5626 | 0
2020 | 11 | 8 | 2020-11-08 | 12 | 2020-11-08 | 12 | 0 | 0% | 5135 | 0 | 0 | 0% | 4870 | 0 | 0% | 5626 | 0
2020 | 11 | 8 | 2020-11-08 | 13 | 2020-11-08 | 13 | 0 | 0% | 5135 | 0 | 0 | 0% | 4870 | 0 | 0% | 5626 | 0
2020 | 11 | 8 | 2020-11-08 | 14 | 2020-11-08 | 14 | 0 | 0% | 5135 | 0 | 0 | 0% | 4870 | 0 | 0% | 5626 | 0
2020 | 11 | 8 | 2020-11-08 | 15 | 2020-11-08 | 15 | 0 | 0% | 5135 | 0 | 0 | 0% | 4870 | 0 | 0% | 5626 | 0
2020 | 11 | 8 | 2020-11-08 | 16 | 2020-11-08 | 16 | 10.4884 | 1.268e-05% | 4832 | 0 | 866.9531 | 0.001499% | 2727 | 0 | 0.0007557% | 3516 | 0
2020 | 11 | 8 | 2020-11-08 | 17 | 2020-11-08 | 17 | 0 | 0% | 5135 | 0 | 0 | 0% | 4870 | 0 | 0% | 5626 | 0
2020 | 11 | 8 | 2020-11-08 | 18 | 2020-11-08 | 18 | 2427.2561 | 0.002934% | 2887 | 0 | 2072.5413 | 0.003583% | 2284 | 0 | 0.003259% | 2649 | 0
2020 | 11 | 8 | 2020-11-08 | 19 | 2020-11-08 | 19 | 27350.2323 | 0.03307% | 1180 | 0 | 25921.8361 | 0.04481% | 852 | 0 | 0.03894% | 987 | 0
2020 | 11 | 8 | 2020-11-08 | 20 | 2020-11-08 | 20 | 28210.6318 | 0.03411% | 1148 | 0 | 26217.0913 | 0.04532% | 850 | 0 | 0.03971% | 971 | 0
2020 | 11 | 8 | 2020-11-08 | 21 | 2020-11-08 | 21 | 21338.456 | 0.0258% | 1448 | 0 | 19618.3222 | 0.03392% | 1092 | 0 | 0.02986% | 1225 | 0
2020 | 11 | 8 | 2020-11-08 | 22 | 2020-11-08 | 22 | 13993.5465 | 0.01692% | 1807 | 0 | 11058.2213 | 0.01912% | 1482 | 0 | 0.01802% | 1638 | 0
2020 | 11 | 8 | 2020-11-08 | 23 | 2020-11-08 | 23 | 2240.378 | 0.002709% | 2925 | 0 | 1793.8528 | 0.003101% | 2362 | 0 | 0.002905% | 2732 | 0
2020 | 11 | 8 | 2020-11-08 | 24 | 2020-11-08 | 24 | 0 | 0% | 5135 | 0 | 0 | 0% | 4870 | 0 | 0% | 5626 | 0
2020 | 11 | 9 | 2020-11-09 | 1 | 2020-11-09 | 1 | 7.3933 | 8.938e-06% | 4911 | 0 | 4.6912 | 8.11e-06% | 4804 | 0 | 8.524e-06% | 5459 | 0
2020 | 11 | 9 | 2020-11-09 | 2 | 2020-11-09 | 2 | 0 | 0% | 5135 | 0 | 0 | 0% | 4870 | 0 | 0% | 5626 | 0
2020 | 11 | 9 | 2020-11-09 | 3 | 2020-11-09 | 3 | 0 | 0% | 5135 | 0 | 0 | 0% | 4870 | 0 | 0% | 5626 | 0
2020 | 11 | 9 | 2020-11-09 | 4 | 2020-11-09 | 4 | 0 | 0% | 5135 | 0 | 0 | 0% | 4870 | 0 | 0% | 5626 | 0
2020 | 11 | 9 | 2020-11-09 | 5 | 2020-11-09 | 5 | 0 | 0% | 5135 | 0 | 0 | 0% | 4870 | 0 | 0% | 5626 | 0
2020 | 11 | 9 | 2020-11-09 | 6 | 2020-11-09 | 6 | 0 | 0% | 5135 | 0 | 0 | 0% | 4870 | 0 | 0% | 5626 | 0
2020 | 11 | 9 | 2020-11-09 | 7 | 2020-11-09 | 7 | 0 | 0% | 5135 | 0 | 13.8448 | 2.393e-05% | 4669 | 0 | 1.197e-05% | 5397 | 0
2020 | 11 | 9 | 2020-11-09 | 8 | 2020-11-09 | 8 | 148.8532 | 0.00018% | 4129 | 0 | 6.7477 | 1.167e-05% | 4771 | 0 | 9.581e-05% | 4677 | 0
2020 | 11 | 9 | 2020-11-09 | 9 | 2020-11-09 | 9 | 25.6047 | 3.095e-05% | 4640 | 0 | 164.1151 | 0.0002837% | 3682 | 0 | 0.0001573% | 4417 | 0
2020 | 11 | 9 | 2020-11-09 | 10 | 2020-11-09 | 10 | 0 | 0% | 5135 | 0 | 0 | 0% | 4870 | 0 | 0% | 5626 | 0
2020 | 11 | 9 | 2020-11-09 | 11 | 2020-11-09 | 11 | 0 | 0% | 5135 | 0 | 0 | 0% | 4870 | 0 | 0% | 5626 | 0
2020 | 11 | 9 | 2020-11-09 | 12 | 2020-11-09 | 12 | 0 | 0% | 5135 | 0 | 0 | 0% | 4870 | 0 | 0% | 5626 | 0
2020 | 11 | 9 | 2020-11-09 | 13 | 2020-11-09 | 13 | 0 | 0% | 5135 | 0 | 0 | 0% | 4870 | 0 | 0% | 5626 | 0
2020 | 11 | 9 | 2020-11-09 | 14 | 2020-11-09 | 14 | 230.2941 | 0.0002784% | 3983 | 0 | 33.2011 | 5.74e-05% | 4438 | 0 | 0.0001679% | 4386 | 0
2020 | 11 | 9 | 2020-11-09 | 15 | 2020-11-09 | 15 | 1700.663 | 0.002056% | 3057 | 0 | 144.6907 | 0.0002501% | 3752 | 0 | 0.001153% | 3272 | 0
2020 | 11 | 9 | 2020-11-09 | 16 | 2020-11-09 | 16 | 8802.5785 | 0.01064% | 2125 | 0 | 1710.577 | 0.002957% | 2393 | 0 | 0.0068% | 2214 | 0
2020 | 11 | 9 | 2020-11-09 | 17 | 2020-11-09 | 17 | 25009.7083 | 0.03024% | 1280 | 0 | 15475.8724 | 0.02675% | 1261 | 0 | 0.02849% | 1268 | 0
2020 | 11 | 9 | 2020-11-09 | 18 | 2020-11-09 | 18 | 46982.4373 | 0.0568% | 549 | 0 | 38082.8985 | 0.06584% | 512 | 0 | 0.06132% | 517 | 0
2020 | 11 | 9 | 2020-11-09 | 19 | 2020-11-09 | 19 | 65130.542 | 0.07874% | 254 | 0 | 57018.8541 | 0.09857% | 196 | 0 | 0.08866% | 216 | 0
2020 | 11 | 9 | 2020-11-09 | 20 | 2020-11-09 | 20 | 59048.4966 | 0.07139% | 327 | 0 | 50773.8295 | 0.08778% | 280 | 0 | 0.07958% | 305 | 0
2020 | 11 | 9 | 2020-11-09 | 21 | 2020-11-09 | 21 | 49575.9966 | 0.05994% | 495 | 0 | 42095.0278 | 0.07277% | 425 | 0 | 0.06635% | 437 | 0
2020 | 11 | 9 | 2020-11-09 | 22 | 2020-11-09 | 22 | 35091.0897 | 0.04242% | 909 | 0 | 28793.6536 | 0.04978% | 769 | 0 | 0.0461% | 812 | 0
2020 | 11 | 9 | 2020-11-09 | 23 | 2020-11-09 | 23 | 18374.8928 | 0.02221% | 1579 | 0 | 13544.3939 | 0.02341% | 1348 | 0 | 0.02281% | 1471 | 0
2020 | 11 | 9 | 2020-11-09 | 24 | 2020-11-09 | 24 | 2230.9398 | 0.002697% | 2929 | 0 | 705.0485 | 0.001219% | 2822 | 0 | 0.001958% | 2963 | 0
2020 | 11 | 10 | 2020-11-10 | 1 | 2020-11-10 | 1 | 6.7454 | 8.155e-06% | 4923 | 0 | 26.356 | 4.556e-05% | 4516 | 0 | 2.686e-05% | 5199 | 0
2020 | 11 | 10 | 2020-11-10 | 2 | 2020-11-10 | 2 | 0 | 0% | 5135 | 0 | 0 | 0% | 4870 | 0 | 0% | 5626 | 0
2020 | 11 | 10 | 2020-11-10 | 3 | 2020-11-10 | 3 | 0 | 0% | 5135 | 0 | 0 | 0% | 4870 | 0 | 0% | 5626 | 0
2020 | 11 | 10 | 2020-11-10 | 4 | 2020-11-10 | 4 | 0 | 0% | 5135 | 0 | 0 | 0% | 4870 | 0 | 0% | 5626 | 0
2020 | 11 | 10 | 2020-11-10 | 5 | 2020-11-10 | 5 | 0 | 0% | 5135 | 0 | 0 | 0% | 4870 | 0 | 0% | 5626 | 0
2020 | 11 | 10 | 2020-11-10 | 6 | 2020-11-10 | 6 | 0 | 0% | 5135 | 0 | 0 | 0% | 4870 | 0 | 0% | 5626 | 0
2020 | 11 | 10 | 2020-11-10 | 7 | 2020-11-10 | 7 | 0 | 0% | 5135 | 0 | 7.5354 | 1.303e-05% | 4755 | 0 | 6.513e-06% | 5503 | 0
2020 | 11 | 10 | 2020-11-10 | 8 | 2020-11-10 | 8 | 123.956 | 0.0001499% | 4202 | 0 | 29.2012 | 5.048e-05% | 4490 | 0 | 0.0001002% | 4662 | 0
2020 | 11 | 10 | 2020-11-10 | 9 | 2020-11-10 | 9 | 49.9683 | 6.041e-05% | 4452 | 0 | 58.5939 | 0.0001013% | 4195 | 0 | 8.085e-05% | 4749 | 0
2020 | 11 | 10 | 2020-11-10 | 10 | 2020-11-10 | 10 | 0 | 0% | 5135 | 0 | 0 | 0% | 4870 | 0 | 0% | 5626 | 0
2020 | 11 | 10 | 2020-11-10 | 11 | 2020-11-10 | 11 | 0 | 0% | 5135 | 0 | 0 | 0% | 4870 | 0 | 0% | 5626 | 0
2020 | 11 | 10 | 2020-11-10 | 12 | 2020-11-10 | 12 | 0 | 0% | 5135 | 0 | 0 | 0% | 4870 | 0 | 0% | 5626 | 0
2020 | 11 | 10 | 2020-11-10 | 13 | 2020-11-10 | 13 | 0 | 0% | 5135 | 0 | 0 | 0% | 4870 | 0 | 0% | 5626 | 0
2020 | 11 | 10 | 2020-11-10 | 14 | 2020-11-10 | 14 | 0 | 0% | 5135 | 0 | 0 | 0% | 4870 | 0 | 0% | 5626 | 0
2020 | 11 | 10 | 2020-11-10 | 15 | 2020-11-10 | 15 | 85.2139 | 0.000103% | 4307 | 0 | 0 | 0% | 4870 | 0 | 5.151e-05% | 4958 | 0
2020 | 11 | 10 | 2020-11-10 | 16 | 2020-11-10 | 16 | 703.0184 | 0.0008499% | 3507 | 0 | 945.4628 | 0.001634% | 2677 | 0 | 0.001242% | 3230 | 0
2020 | 11 | 10 | 2020-11-10 | 17 | 2020-11-10 | 17 | 6484.9862 | 0.00784% | 2327 | 0 | 2782.6332 | 0.00481% | 2150 | 0 | 0.006325% | 2257 | 0
2020 | 11 | 10 | 2020-11-10 | 18 | 2020-11-10 | 18 | 27054.9217 | 0.03271% | 1192 | 0 | 17532.3549 | 0.03031% | 1175 | 0 | 0.03151% | 1180 | 0
2020 | 11 | 10 | 2020-11-10 | 19 | 2020-11-10 | 19 | 51037.8475 | 0.0617% | 460 | 0 | 39401.8932 | 0.06812% | 477 | 0 | 0.06491% | 461 | 0
2020 | 11 | 10 | 2020-11-10 | 20 | 2020-11-10 | 20 | 48375.3475 | 0.05848% | 521 | 0 | 38435.1764 | 0.06644% | 503 | 0 | 0.06246% | 497 | 0
2020 | 11 | 10 | 2020-11-10 | 21 | 2020-11-10 | 21 | 41767.5202 | 0.05049% | 699 | 0 | 31465.4515 | 0.0544% | 684 | 0 | 0.05245% | 690 | 0
2020 | 11 | 10 | 2020-11-10 | 22 | 2020-11-10 | 22 | 28957.3702 | 0.03501% | 1116 | 0 | 21291.0515 | 0.03681% | 1028 | 0 | 0.03591% | 1063 | 0
2020 | 11 | 10 | 2020-11-10 | 23 | 2020-11-10 | 23 | 12329.0845 | 0.01491% | 1886 | 0 | 7712.6695 | 0.01333% | 1680 | 0 | 0.01412% | 1815 | 0
2020 | 11 | 10 | 2020-11-10 | 24 | 2020-11-10 | 24 | 542.063 | 0.0006553% | 3630 | 0 | 228.6635 | 0.0003953% | 3487 | 0 | 0.0005253% | 3729 | 0
2020 | 11 | 11 | 2020-11-11 | 1 | 2020-11-11 | 1 | 0 | 0% | 5135 | 0 | 0 | 0% | 4870 | 0 | 0% | 5626 | 0
2020 | 11 | 11 | 2020-11-11 | 2 | 2020-11-11 | 2 | 0 | 0% | 5135 | 0 | 0 | 0% | 4870 | 0 | 0% | 5626 | 0
2020 | 11 | 11 | 2020-11-11 | 3 | 2020-11-11 | 3 | 0 | 0% | 5135 | 0 | 0 | 0% | 4870 | 0 | 0% | 5626 | 0
2020 | 11 | 11 | 2020-11-11 | 4 | 2020-11-11 | 4 | 0 | 0% | 5135 | 0 | 0 | 0% | 4870 | 0 | 0% | 5626 | 0
2020 | 11 | 11 | 2020-11-11 | 5 | 2020-11-11 | 5 | 0 | 0% | 5135 | 0 | 0 | 0% | 4870 | 0 | 0% | 5626 | 0
2020 | 11 | 11 | 2020-11-11 | 6 | 2020-11-11 | 6 | 0 | 0% | 5135 | 0 | 0 | 0% | 4870 | 0 | 0% | 5626 | 0
2020 | 11 | 11 | 2020-11-11 | 7 | 2020-11-11 | 7 | 0 | 0% | 5135 | 0 | 0 | 0% | 4870 | 0 | 0% | 5626 | 0
2020 | 11 | 11 | 2020-11-11 | 8 | 2020-11-11 | 8 | 0 | 0% | 5135 | 0 | 6.6331 | 1.147e-05% | 4774 | 0 | 5.733e-06% | 5515 | 0
2020 | 11 | 11 | 2020-11-11 | 9 | 2020-11-11 | 9 | 3.2124 | 3.884e-06% | 5033 | 0 | 66.2073 | 0.0001145% | 4138 | 0 | 5.917e-05% | 4898 | 0
2020 | 11 | 11 | 2020-11-11 | 10 | 2020-11-11 | 10 | 0 | 0% | 5135 | 0 | 0 | 0% | 4870 | 0 | 0% | 5626 | 0
2020 | 11 | 11 | 2020-11-11 | 11 | 2020-11-11 | 11 | 0 | 0% | 5135 | 0 | 0 | 0% | 4870 | 0 | 0% | 5626 | 0
2020 | 11 | 11 | 2020-11-11 | 12 | 2020-11-11 | 12 | 0 | 0% | 5135 | 0 | 0 | 0% | 4870 | 0 | 0% | 5626 | 0
2020 | 11 | 11 | 2020-11-11 | 13 | 2020-11-11 | 13 | 0 | 0% | 5135 | 0 | 0 | 0% | 4870 | 0 | 0% | 5626 | 0
2020 | 11 | 11 | 2020-11-11 | 14 | 2020-11-11 | 14 | 0 | 0% | 5135 | 0 | 0 | 0% | 4870 | 0 | 0% | 5626 | 0
2020 | 11 | 11 | 2020-11-11 | 15 | 2020-11-11 | 15 | 0 | 0% | 5135 | 0 | 0 | 0% | 4870 | 0 | 0% | 5626 | 0
2020 | 11 | 11 | 2020-11-11 | 16 | 2020-11-11 | 16 | 45.2841 | 5.475e-05% | 4481 | 0 | 507.9684 | 0.0008782% | 3002 | 0 | 0.0004664% | 3805 | 0
2020 | 11 | 11 | 2020-11-11 | 17 | 2020-11-11 | 17 | 425.1722 | 0.000514% | 3738 | 0 | 291.1083 | 0.0005033% | 3337 | 0 | 0.0005086% | 3748 | 0
2020 | 11 | 11 | 2020-11-11 | 18 | 2020-11-11 | 18 | 13768.8837 | 0.01665% | 1813 | 0 | 13165.2235 | 0.02276% | 1366 | 0 | 0.0197% | 1588 | 0
2020 | 11 | 11 | 2020-11-11 | 19 | 2020-11-11 | 19 | 37654.6915 | 0.04552% | 818 | 0 | 36952.027 | 0.06388% | 541 | 0 | 0.0547% | 643 | 0
2020 | 11 | 11 | 2020-11-11 | 20 | 2020-11-11 | 20 | 34940.1469 | 0.04224% | 922 | 0 | 34176.1692 | 0.05908% | 613 | 0 | 0.05066% | 722 | 0
2020 | 11 | 11 | 2020-11-11 | 21 | 2020-11-11 | 21 | 29654.7978 | 0.03585% | 1100 | 0 | 29236.5706 | 0.05054% | 756 | 0 | 0.0432% | 880 | 0
2020 | 11 | 11 | 2020-11-11 | 22 | 2020-11-11 | 22 | 17716.4652 | 0.02142% | 1612 | 0 | 17355.4135 | 0.03% | 1188 | 0 | 0.02571% | 1365 | 0
2020 | 11 | 11 | 2020-11-11 | 23 | 2020-11-11 | 23 | 5705.8734 | 0.006898% | 2400 | 0 | 5422.1684 | 0.009374% | 1847 | 0 | 0.008136% | 2111 | 0
2020 | 11 | 11 | 2020-11-11 | 24 | 2020-11-11 | 24 | 42.8675 | 5.182e-05% | 4503 | 0 | 34.7691 | 6.011e-05% | 4423 | 0 | 5.597e-05% | 4921 | 0
2020 | 11 | 12 | 2020-11-12 | 1 | 2020-11-12 | 1 | 4.4205 | 5.344e-06% | 4995 | 0 | 42.9216 | 7.42e-05% | 4344 | 0 | 3.977e-05% | 5051 | 0
2020 | 11 | 12 | 2020-11-12 | 2 | 2020-11-12 | 2 | 0 | 0% | 5135 | 0 | 0 | 0% | 4870 | 0 | 0% | 5626 | 0
2020 | 11 | 12 | 2020-11-12 | 3 | 2020-11-12 | 3 | 0 | 0% | 5135 | 0 | 0 | 0% | 4870 | 0 | 0% | 5626 | 0
2020 | 11 | 12 | 2020-11-12 | 4 | 2020-11-12 | 4 | 0 | 0% | 5135 | 0 | 0 | 0% | 4870 | 0 | 0% | 5626 | 0
2020 | 11 | 12 | 2020-11-12 | 5 | 2020-11-12 | 5 | 0 | 0% | 5135 | 0 | 0 | 0% | 4870 | 0 | 0% | 5626 | 0
2020 | 11 | 12 | 2020-11-12 | 6 | 2020-11-12 | 6 | 0 | 0% | 5135 | 0 | 0 | 0% | 4870 | 0 | 0% | 5626 | 0
2020 | 11 | 12 | 2020-11-12 | 7 | 2020-11-12 | 7 | 0 | 0% | 5135 | 0 | 51.9482 | 8.981e-05% | 4259 | 0 | 4.49e-05% | 5010 | 0
2020 | 11 | 12 | 2020-11-12 | 8 | 2020-11-12 | 8 | 2.2488 | 2.719e-06% | 5059 | 0 | 64.9867 | 0.0001123% | 4146 | 0 | 5.753e-05% | 4912 | 0
2020 | 11 | 12 | 2020-11-12 | 9 | 2020-11-12 | 9 | 24.869 | 3.007e-05% | 4647 | 0 | 199.0426 | 0.0003441% | 3568 | 0 | 0.0001871% | 4325 | 0
2020 | 11 | 12 | 2020-11-12 | 10 | 2020-11-12 | 10 | 0 | 0% | 5135 | 0 | 0 | 0% | 4870 | 0 | 0% | 5626 | 0
2020 | 11 | 12 | 2020-11-12 | 11 | 2020-11-12 | 11 | 0 | 0% | 5135 | 0 | 0 | 0% | 4870 | 0 | 0% | 5626 | 0
2020 | 11 | 12 | 2020-11-12 | 12 | 2020-11-12 | 12 | 0 | 0% | 5135 | 0 | 0 | 0% | 4870 | 0 | 0% | 5626 | 0
2020 | 11 | 12 | 2020-11-12 | 13 | 2020-11-12 | 13 | 0 | 0% | 5135 | 0 | 0 | 0% | 4870 | 0 | 0% | 5626 | 0
2020 | 11 | 12 | 2020-11-12 | 14 | 2020-11-12 | 14 | 0 | 0% | 5135 | 0 | 0 | 0% | 4870 | 0 | 0% | 5626 | 0
2020 | 11 | 12 | 2020-11-12 | 15 | 2020-11-12 | 15 | 335.7746 | 0.0004059% | 3840 | 0 | 0 | 0% | 4870 | 0 | 0.000203% | 4281 | 0
2020 | 11 | 12 | 2020-11-12 | 16 | 2020-11-12 | 16 | 3638.7995 | 0.004399% | 2663 | 0 | 1320.1371 | 0.002282% | 2506 | 0 | 0.003341% | 2633 | 0
2020 | 11 | 12 | 2020-11-12 | 17 | 2020-11-12 | 17 | 18264.3551 | 0.02208% | 1586 | 0 | 14371.4195 | 0.02484% | 1303 | 0 | 0.02346% | 1446 | 0
2020 | 11 | 12 | 2020-11-12 | 18 | 2020-11-12 | 18 | 39344.0172 | 0.04757% | 760 | 0 | 37090.3216 | 0.06412% | 538 | 0 | 0.05584% | 614 | 0
2020 | 11 | 12 | 2020-11-12 | 19 | 2020-11-12 | 19 | 59103.4185 | 0.07145% | 325 | 0 | 56911.5594 | 0.09839% | 198 | 0 | 0.08492% | 250 | 0
2020 | 11 | 12 | 2020-11-12 | 20 | 2020-11-12 | 20 | 52786.9514 | 0.06382% | 423 | 0 | 48207.3684 | 0.08334% | 324 | 0 | 0.07358% | 357 | 0
2020 | 11 | 12 | 2020-11-12 | 21 | 2020-11-12 | 21 | 45490.14 | 0.055% | 596 | 0 | 41299.2229 | 0.0714% | 444 | 0 | 0.0632% | 485 | 0
2020 | 11 | 12 | 2020-11-12 | 22 | 2020-11-12 | 22 | 32849.4403 | 0.03971% | 985 | 0 | 29146.245 | 0.05039% | 759 | 0 | 0.04505% | 831 | 0
2020 | 11 | 12 | 2020-11-12 | 23 | 2020-11-12 | 23 | 16839.2111 | 0.02036% | 1656 | 0 | 13627.2114 | 0.02356% | 1343 | 0 | 0.02196% | 1503 | 0
2020 | 11 | 12 | 2020-11-12 | 24 | 2020-11-12 | 24 | 1246.6537 | 0.001507% | 3220 | 0 | 599.9634 | 0.001037% | 2906 | 0 | 0.001272% | 3216 | 0
2020 | 11 | 13 | 2020-11-13 | 1 | 2020-11-13 | 1 | 0 | 0% | 5135 | 0 | 17.9333 | 3.1e-05% | 4616 | 0 | 1.55e-05% | 5347 | 0
2020 | 11 | 13 | 2020-11-13 | 2 | 2020-11-13 | 2 | 0 | 0% | 5135 | 0 | 0 | 0% | 4870 | 0 | 0% | 5626 | 0
2020 | 11 | 13 | 2020-11-13 | 3 | 2020-11-13 | 3 | 0 | 0% | 5135 | 0 | 0 | 0% | 4870 | 0 | 0% | 5626 | 0
2020 | 11 | 13 | 2020-11-13 | 4 | 2020-11-13 | 4 | 0 | 0% | 5135 | 0 | 0 | 0% | 4870 | 0 | 0% | 5626 | 0
2020 | 11 | 13 | 2020-11-13 | 5 | 2020-11-13 | 5 | 0 | 0% | 5135 | 0 | 0 | 0% | 4870 | 0 | 0% | 5626 | 0
2020 | 11 | 13 | 2020-11-13 | 6 | 2020-11-13 | 6 | 0 | 0% | 5135 | 0 | 0 | 0% | 4870 | 0 | 0% | 5626 | 0
2020 | 11 | 13 | 2020-11-13 | 7 | 2020-11-13 | 7 | 0 | 0% | 5135 | 0 | 71.5302 | 0.0001237% | 4101 | 0 | 6.183e-05% | 4877 | 0
2020 | 11 | 13 | 2020-11-13 | 8 | 2020-11-13 | 8 | 74.2934 | 8.982e-05% | 4345 | 0 | 160.9736 | 0.0002783% | 3694 | 0 | 0.0001841% | 4336 | 0
2020 | 11 | 13 | 2020-11-13 | 9 | 2020-11-13 | 9 | 10.8879 | 1.316e-05% | 4827 | 0 | 464.1201 | 0.0008023% | 3045 | 0 | 0.0004078% | 3878 | 0
2020 | 11 | 13 | 2020-11-13 | 10 | 2020-11-13 | 10 | 0 | 0% | 5135 | 0 | 0 | 0% | 4870 | 0 | 0% | 5626 | 0
2020 | 11 | 13 | 2020-11-13 | 11 | 2020-11-13 | 11 | 0 | 0% | 5135 | 0 | 0 | 0% | 4870 | 0 | 0% | 5626 | 0
2020 | 11 | 13 | 2020-11-13 | 12 | 2020-11-13 | 12 | 0 | 0% | 5135 | 0 | 0 | 0% | 4870 | 0 | 0% | 5626 | 0
2020 | 11 | 13 | 2020-11-13 | 13 | 2020-11-13 | 13 | 0 | 0% | 5135 | 0 | 0 | 0% | 4870 | 0 | 0% | 5626 | 0
2020 | 11 | 13 | 2020-11-13 | 14 | 2020-11-13 | 14 | 0 | 0% | 5135 | 0 | 0 | 0% | 4870 | 0 | 0% | 5626 | 0
2020 | 11 | 13 | 2020-11-13 | 15 | 2020-11-13 | 15 | 0 | 0% | 5135 | 0 | 0 | 0% | 4870 | 0 | 0% | 5626 | 0
2020 | 11 | 13 | 2020-11-13 | 16 | 2020-11-13 | 16 | 89.4678 | 0.0001082% | 4294 | 0 | 332.627 | 0.000575% | 3248 | 0 | 0.0003416% | 3995 | 0
2020 | 11 | 13 | 2020-11-13 | 17 | 2020-11-13 | 17 | 569.8773 | 0.000689% | 3607 | 0 | 348.9888 | 0.0006033% | 3221 | 0 | 0.0006461% | 3613 | 0
2020 | 11 | 13 | 2020-11-13 | 18 | 2020-11-13 | 18 | 9440.7994 | 0.01141% | 2071 | 0 | 7980.1349 | 0.0138% | 1665 | 0 | 0.0126% | 1878 | 0
2020 | 11 | 13 | 2020-11-13 | 19 | 2020-11-13 | 19 | 30798.5546 | 0.03723% | 1052 | 0 | 29202.8231 | 0.05048% | 757 | 0 | 0.04386% | 864 | 0
2020 | 11 | 13 | 2020-11-13 | 20 | 2020-11-13 | 20 | 28388.4138 | 0.03432% | 1138 | 0 | 27209.0096 | 0.04704% | 816 | 0 | 0.04068% | 945 | 0
2020 | 11 | 13 | 2020-11-13 | 21 | 2020-11-13 | 21 | 22000.1585 | 0.0266% | 1421 | 0 | 20997.3614 | 0.0363% | 1043 | 0 | 0.03145% | 1182 | 0
2020 | 11 | 13 | 2020-11-13 | 22 | 2020-11-13 | 22 | 8238.8288 | 0.00996% | 2170 | 0 | 7515.7727 | 0.01299% | 1700 | 0 | 0.01148% | 1929 | 0
2020 | 11 | 13 | 2020-11-13 | 23 | 2020-11-13 | 23 | 782.0576 | 0.0009455% | 3455 | 0 | 687.2573 | 0.001188% | 2837 | 0 | 0.001067% | 3318 | 0
2020 | 11 | 13 | 2020-11-13 | 24 | 2020-11-13 | 24 | 13.2072 | 1.597e-05% | 4787 | 0 | 0 | 0% | 4870 | 0 | 7.983e-06% | 5470 | 0
2020 | 11 | 14 | 2020-11-14 | 1 | 2020-11-14 | 1 | 11.1687 | 1.35e-05% | 4824 | 0 | 115.1872 | 0.0001991% | 3867 | 0 | 0.0001063% | 4629 | 0
2020 | 11 | 14 | 2020-11-14 | 2 | 2020-11-14 | 2 | 0 | 0% | 5135 | 0 | 0 | 0% | 4870 | 0 | 0% | 5626 | 0
2020 | 11 | 14 | 2020-11-14 | 3 | 2020-11-14 | 3 | 0 | 0% | 5135 | 0 | 0 | 0% | 4870 | 0 | 0% | 5626 | 0
2020 | 11 | 14 | 2020-11-14 | 4 | 2020-11-14 | 4 | 0 | 0% | 5135 | 0 | 0 | 0% | 4870 | 0 | 0% | 5626 | 0
2020 | 11 | 14 | 2020-11-14 | 5 | 2020-11-14 | 5 | 0 | 0% | 5135 | 0 | 0 | 0% | 4870 | 0 | 0% | 5626 | 0
2020 | 11 | 14 | 2020-11-14 | 6 | 2020-11-14 | 6 | 0 | 0% | 5135 | 0 | 0 | 0% | 4870 | 0 | 0% | 5626 | 0
2020 | 11 | 14 | 2020-11-14 | 7 | 2020-11-14 | 7 | 0 | 0% | 5135 | 0 | 4.2494 | 7.346e-06% | 4811 | 0 | 3.673e-06% | 5552 | 0
2020 | 11 | 14 | 2020-11-14 | 8 | 2020-11-14 | 8 | 0 | 0% | 5135 | 0 | 0 | 0% | 4870 | 0 | 0% | 5626 | 0
2020 | 11 | 14 | 2020-11-14 | 9 | 2020-11-14 | 9 | 0 | 0% | 5135 | 0 | 1571.2457 | 0.002716% | 2426 | 0 | 0.001358% | 3182 | 0
2020 | 11 | 14 | 2020-11-14 | 10 | 2020-11-14 | 10 | 0 | 0% | 5135 | 0 | 0 | 0% | 4870 | 0 | 0% | 5626 | 0
2020 | 11 | 14 | 2020-11-14 | 11 | 2020-11-14 | 11 | 0 | 0% | 5135 | 0 | 0 | 0% | 4870 | 0 | 0% | 5626 | 0
2020 | 11 | 14 | 2020-11-14 | 12 | 2020-11-14 | 12 | 0 | 0% | 5135 | 0 | 0 | 0% | 4870 | 0 | 0% | 5626 | 0
2020 | 11 | 14 | 2020-11-14 | 13 | 2020-11-14 | 13 | 0 | 0% | 5135 | 0 | 0 | 0% | 4870 | 0 | 0% | 5626 | 0
2020 | 11 | 14 | 2020-11-14 | 14 | 2020-11-14 | 14 | 0 | 0% | 5135 | 0 | 0 | 0% | 4870 | 0 | 0% | 5626 | 0
2020 | 11 | 14 | 2020-11-14 | 15 | 2020-11-14 | 15 | 0 | 0% | 5135 | 0 | 0 | 0% | 4870 | 0 | 0% | 5626 | 0
2020 | 11 | 14 | 2020-11-14 | 16 | 2020-11-14 | 16 | 0 | 0% | 5135 | 0 | 1111.2508 | 0.001921% | 2581 | 0 | 0.0009605% | 3377 | 0
2020 | 11 | 14 | 2020-11-14 | 17 | 2020-11-14 | 17 | 0 | 0% | 5135 | 0 | 0 | 0% | 4870 | 0 | 0% | 5626 | 0
2020 | 11 | 14 | 2020-11-14 | 18 | 2020-11-14 | 18 | 1919.7014 | 0.002321% | 3004 | 0 | 1239.5979 | 0.002143% | 2536 | 0 | 0.002232% | 2897 | 0
2020 | 11 | 14 | 2020-11-14 | 19 | 2020-11-14 | 19 | 23702.3503 | 0.02866% | 1342 | 0 | 18966.9459 | 0.03279% | 1114 | 0 | 0.03072% | 1206 | 0
2020 | 11 | 14 | 2020-11-14 | 20 | 2020-11-14 | 20 | 22214.2159 | 0.02686% | 1415 | 0 | 17480.2019 | 0.03022% | 1181 | 0 | 0.02854% | 1267 | 0
2020 | 11 | 14 | 2020-11-14 | 21 | 2020-11-14 | 21 | 16648.9456 | 0.02013% | 1662 | 0 | 12220.42 | 0.02113% | 1420 | 0 | 0.02063% | 1559 | 0
2020 | 11 | 14 | 2020-11-14 | 22 | 2020-11-14 | 22 | 8582.7421 | 0.01038% | 2141 | 0 | 5306.1766 | 0.009173% | 1856 | 0 | 0.009775% | 2025 | 0
2020 | 11 | 14 | 2020-11-14 | 23 | 2020-11-14 | 23 | 406.3776 | 0.0004913% | 3758 | 0 | 229.8051 | 0.0003973% | 3485 | 0 | 0.0004443% | 3835 | 0
2020 | 11 | 14 | 2020-11-14 | 24 | 2020-11-14 | 24 | 0 | 0% | 5135 | 0 | 0 | 0% | 4870 | 0 | 0% | 5626 | 0
2020 | 11 | 15 | 2020-11-15 | 1 | 2020-11-15 | 1 | 6.3607 | 7.69e-06% | 4935 | 0 | 48.6308 | 8.407e-05% | 4286 | 0 | 4.588e-05% | 5004 | 0
2020 | 11 | 15 | 2020-11-15 | 2 | 2020-11-15 | 2 | 0 | 0% | 5135 | 0 | 0 | 0% | 4870 | 0 | 0% | 5626 | 0
2020 | 11 | 15 | 2020-11-15 | 3 | 2020-11-15 | 3 | 0 | 0% | 5135 | 0 | 0 | 0% | 4870 | 0 | 0% | 5626 | 0
2020 | 11 | 15 | 2020-11-15 | 4 | 2020-11-15 | 4 | 0 | 0% | 5135 | 0 | 0 | 0% | 4870 | 0 | 0% | 5626 | 0
2020 | 11 | 15 | 2020-11-15 | 5 | 2020-11-15 | 5 | 0 | 0% | 5135 | 0 | 0 | 0% | 4870 | 0 | 0% | 5626 | 0
2020 | 11 | 15 | 2020-11-15 | 6 | 2020-11-15 | 6 | 0 | 0% | 5135 | 0 | 0 | 0% | 4870 | 0 | 0% | 5626 | 0
2020 | 11 | 15 | 2020-11-15 | 7 | 2020-11-15 | 7 | 0 | 0% | 5135 | 0 | 0 | 0% | 4870 | 0 | 0% | 5626 | 0
2020 | 11 | 15 | 2020-11-15 | 8 | 2020-11-15 | 8 | 1.9039 | 2.302e-06% | 5069 | 0 | 0 | 0% | 4870 | 0 | 1.151e-06% | 5603 | 0
2020 | 11 | 15 | 2020-11-15 | 9 | 2020-11-15 | 9 | 0 | 0% | 5135 | 0 | 310.4695 | 0.0005367% | 3294 | 0 | 0.0002684% | 4124 | 0
2020 | 11 | 15 | 2020-11-15 | 10 | 2020-11-15 | 10 | 0 | 0% | 5135 | 0 | 0 | 0% | 4870 | 0 | 0% | 5626 | 0
2020 | 11 | 15 | 2020-11-15 | 11 | 2020-11-15 | 11 | 0 | 0% | 5135 | 0 | 0 | 0% | 4870 | 0 | 0% | 5626 | 0
2020 | 11 | 15 | 2020-11-15 | 12 | 2020-11-15 | 12 | 0 | 0% | 5135 | 0 | 0 | 0% | 4870 | 0 | 0% | 5626 | 0
2020 | 11 | 15 | 2020-11-15 | 13 | 2020-11-15 | 13 | 0 | 0% | 5135 | 0 | 0 | 0% | 4870 | 0 | 0% | 5626 | 0
2020 | 11 | 15 | 2020-11-15 | 14 | 2020-11-15 | 14 | 0 | 0% | 5135 | 0 | 0 | 0% | 4870 | 0 | 0% | 5626 | 0
2020 | 11 | 15 | 2020-11-15 | 15 | 2020-11-15 | 15 | 0 | 0% | 5135 | 0 | 0 | 0% | 4870 | 0 | 0% | 5626 | 0
2020 | 11 | 15 | 2020-11-15 | 16 | 2020-11-15 | 16 | 22.598 | 2.732e-05% | 4674 | 0 | 357.3239 | 0.0006177% | 3210 | 0 | 0.0003225% | 4032 | 0
2020 | 11 | 15 | 2020-11-15 | 17 | 2020-11-15 | 17 | 0 | 0% | 5135 | 0 | 0 | 0% | 4870 | 0 | 0% | 5626 | 0
2020 | 11 | 15 | 2020-11-15 | 18 | 2020-11-15 | 18 | 2051.6137 | 0.00248% | 2967 | 0 | 1551.1951 | 0.002682% | 2430 | 0 | 0.002581% | 2805 | 0
2020 | 11 | 15 | 2020-11-15 | 19 | 2020-11-15 | 19 | 22580.7523 | 0.0273% | 1391 | 0 | 21154.3355 | 0.03657% | 1033 | 0 | 0.03193% | 1171 | 0
2020 | 11 | 15 | 2020-11-15 | 20 | 2020-11-15 | 20 | 22994.6954 | 0.0278% | 1372 | 0 | 21435.3152 | 0.03706% | 1020 | 0 | 0.03243% | 1162 | 0
2020 | 11 | 15 | 2020-11-15 | 21 | 2020-11-15 | 21 | 16978.1423 | 0.02053% | 1644 | 0 | 15229.6483 | 0.02633% | 1272 | 0 | 0.02343% | 1447 | 0
2020 | 11 | 15 | 2020-11-15 | 22 | 2020-11-15 | 22 | 10895.8111 | 0.01317% | 1975 | 0 | 9823.2736 | 0.01698% | 1551 | 0 | 0.01508% | 1766 | 0
2020 | 11 | 15 | 2020-11-15 | 23 | 2020-11-15 | 23 | 1557.1843 | 0.001883% | 3114 | 0 | 1385.8009 | 0.002396% | 2482 | 0 | 0.002139% | 2924 | 0
2020 | 11 | 15 | 2020-11-15 | 24 | 2020-11-15 | 24 | 7.4943 | 9.06e-06% | 4909 | 0 | 7.4943 | 1.296e-05% | 4756 | 0 | 1.101e-05% | 5418 | 0
2020 | 11 | 16 | 2020-11-16 | 1 | 2020-11-16 | 1 | 22.1905 | 2.683e-05% | 4679 | 0 | 35.9291 | 6.211e-05% | 4411 | 0 | 4.447e-05% | 5015 | 0
2020 | 11 | 16 | 2020-11-16 | 2 | 2020-11-16 | 2 | 0 | 0% | 5135 | 0 | 0 | 0% | 4870 | 0 | 0% | 5626 | 0
2020 | 11 | 16 | 2020-11-16 | 3 | 2020-11-16 | 3 | 0 | 0% | 5135 | 0 | 0 | 0% | 4870 | 0 | 0% | 5626 | 0
2020 | 11 | 16 | 2020-11-16 | 4 | 2020-11-16 | 4 | 0 | 0% | 5135 | 0 | 0 | 0% | 4870 | 0 | 0% | 5626 | 0
2020 | 11 | 16 | 2020-11-16 | 5 | 2020-11-16 | 5 | 0 | 0% | 5135 | 0 | 0 | 0% | 4870 | 0 | 0% | 5626 | 0
2020 | 11 | 16 | 2020-11-16 | 6 | 2020-11-16 | 6 | 0 | 0% | 5135 | 0 | 0 | 0% | 4870 | 0 | 0% | 5626 | 0
2020 | 11 | 16 | 2020-11-16 | 7 | 2020-11-16 | 7 | 0 | 0% | 5135 | 0 | 8.564 | 1.48e-05% | 4741 | 0 | 7.402e-06% | 5484 | 0
2020 | 11 | 16 | 2020-11-16 | 8 | 2020-11-16 | 8 | 11.8976 | 1.438e-05% | 4810 | 0 | 14.3273 | 2.477e-05% | 4664 | 0 | 1.958e-05% | 5285 | 0
2020 | 11 | 16 | 2020-11-16 | 9 | 2020-11-16 | 9 | 58.6865 | 7.095e-05% | 4409 | 0 | 521.5326 | 0.0009016% | 2984 | 0 | 0.0004863% | 3774 | 0
2020 | 11 | 16 | 2020-11-16 | 10 | 2020-11-16 | 10 | 0 | 0% | 5135 | 0 | 0 | 0% | 4870 | 0 | 0% | 5626 | 0
2020 | 11 | 16 | 2020-11-16 | 11 | 2020-11-16 | 11 | 0 | 0% | 5135 | 0 | 0 | 0% | 4870 | 0 | 0% | 5626 | 0
2020 | 11 | 16 | 2020-11-16 | 12 | 2020-11-16 | 12 | 0 | 0% | 5135 | 0 | 0 | 0% | 4870 | 0 | 0% | 5626 | 0
2020 | 11 | 16 | 2020-11-16 | 13 | 2020-11-16 | 13 | 0 | 0% | 5135 | 0 | 0 | 0% | 4870 | 0 | 0% | 5626 | 0
2020 | 11 | 16 | 2020-11-16 | 14 | 2020-11-16 | 14 | 0 | 0% | 5135 | 0 | 0 | 0% | 4870 | 0 | 0% | 5626 | 0
2020 | 11 | 16 | 2020-11-16 | 15 | 2020-11-16 | 15 | 0 | 0% | 5135 | 0 | 0 | 0% | 4870 | 0 | 0% | 5626 | 0
2020 | 11 | 16 | 2020-11-16 | 16 | 2020-11-16 | 16 | 45.4951 | 5.5e-05% | 4480 | 0 | 598.4582 | 0.001035% | 2907 | 0 | 0.0005448% | 3706 | 0
2020 | 11 | 16 | 2020-11-16 | 17 | 2020-11-16 | 17 | 747.7669 | 0.000904% | 3477 | 0 | 97.7276 | 0.0001689% | 3947 | 0 | 0.0005365% | 3712 | 0
2020 | 11 | 16 | 2020-11-16 | 18 | 2020-11-16 | 18 | 14549.1225 | 0.01759% | 1779 | 0 | 9026.1276 | 0.0156% | 1604 | 0 | 0.0166% | 1687 | 0
2020 | 11 | 16 | 2020-11-16 | 19 | 2020-11-16 | 19 | 40470.8524 | 0.04893% | 726 | 0 | 30537.6488 | 0.05279% | 712 | 0 | 0.05086% | 715 | 0
2020 | 11 | 16 | 2020-11-16 | 20 | 2020-11-16 | 20 | 38099.3762 | 0.04606% | 797 | 0 | 27070.4176 | 0.0468% | 820 | 0 | 0.04643% | 806 | 0
2020 | 11 | 16 | 2020-11-16 | 21 | 2020-11-16 | 21 | 33658.961 | 0.04069% | 964 | 0 | 23361.4327 | 0.04039% | 946 | 0 | 0.04054% | 947 | 0
2020 | 11 | 16 | 2020-11-16 | 22 | 2020-11-16 | 22 | 22375.9147 | 0.02705% | 1400 | 0 | 12645.3015 | 0.02186% | 1395 | 0 | 0.02446% | 1398 | 0
2020 | 11 | 16 | 2020-11-16 | 23 | 2020-11-16 | 23 | 9520.7585 | 0.01151% | 2064 | 0 | 4133.26 | 0.007145% | 1967 | 0 | 0.009328% | 2047 | 0
2020 | 11 | 16 | 2020-11-16 | 24 | 2020-11-16 | 24 | 187.1608 | 0.0002263% | 4057 | 0 | 12.595 | 2.177e-05% | 4682 | 0 | 0.000124% | 4551 | 0
2020 | 11 | 17 | 2020-11-17 | 1 | 2020-11-17 | 1 | 3.5419 | 4.282e-06% | 5023 | 0 | 54.6909 | 9.455e-05% | 4229 | 0 | 4.941e-05% | 4973 | 0
2020 | 11 | 17 | 2020-11-17 | 2 | 2020-11-17 | 2 | 0 | 0% | 5135 | 0 | 0 | 0% | 4870 | 0 | 0% | 5626 | 0
2020 | 11 | 17 | 2020-11-17 | 3 | 2020-11-17 | 3 | 0 | 0% | 5135 | 0 | 0 | 0% | 4870 | 0 | 0% | 5626 | 0
2020 | 11 | 17 | 2020-11-17 | 4 | 2020-11-17 | 4 | 0 | 0% | 5135 | 0 | 0 | 0% | 4870 | 0 | 0% | 5626 | 0
2020 | 11 | 17 | 2020-11-17 | 5 | 2020-11-17 | 5 | 0 | 0% | 5135 | 0 | 0 | 0% | 4870 | 0 | 0% | 5626 | 0
2020 | 11 | 17 | 2020-11-17 | 6 | 2020-11-17 | 6 | 0 | 0% | 5135 | 0 | 0 | 0% | 4870 | 0 | 0% | 5626 | 0
2020 | 11 | 17 | 2020-11-17 | 7 | 2020-11-17 | 7 | 0 | 0% | 5135 | 0 | 0 | 0% | 4870 | 0 | 0% | 5626 | 0
2020 | 11 | 17 | 2020-11-17 | 8 | 2020-11-17 | 8 | 17.6669 | 2.136e-05% | 4720 | 0 | 48.1896 | 8.331e-05% | 4292 | 0 | 5.233e-05% | 4952 | 0
2020 | 11 | 17 | 2020-11-17 | 9 | 2020-11-17 | 9 | 2.8197 | 3.409e-06% | 5043 | 0 | 289.9848 | 0.0005013% | 3339 | 0 | 0.0002524% | 4158 | 0
2020 | 11 | 17 | 2020-11-17 | 10 | 2020-11-17 | 10 | 0 | 0% | 5135 | 0 | 0 | 0% | 4870 | 0 | 0% | 5626 | 0
2020 | 11 | 17 | 2020-11-17 | 11 | 2020-11-17 | 11 | 0 | 0% | 5135 | 0 | 0 | 0% | 4870 | 0 | 0% | 5626 | 0
2020 | 11 | 17 | 2020-11-17 | 12 | 2020-11-17 | 12 | 0 | 0% | 5135 | 0 | 0 | 0% | 4870 | 0 | 0% | 5626 | 0
2020 | 11 | 17 | 2020-11-17 | 13 | 2020-11-17 | 13 | 0 | 0% | 5135 | 0 | 0 | 0% | 4870 | 0 | 0% | 5626 | 0
2020 | 11 | 17 | 2020-11-17 | 14 | 2020-11-17 | 14 | 0 | 0% | 5135 | 0 | 0 | 0% | 4870 | 0 | 0% | 5626 | 0
2020 | 11 | 17 | 2020-11-17 | 15 | 2020-11-17 | 15 | 0 | 0% | 5135 | 0 | 0 | 0% | 4870 | 0 | 0% | 5626 | 0
2020 | 11 | 17 | 2020-11-17 | 16 | 2020-11-17 | 16 | 56.3797 | 6.816e-05% | 4428 | 0 | 410.7797 | 0.0007101% | 3124 | 0 | 0.0003891% | 3909 | 0
2020 | 11 | 17 | 2020-11-17 | 17 | 2020-11-17 | 17 | 1406.1824 | 0.0017% | 3161 | 0 | 341.1098 | 0.0005897% | 3233 | 0 | 0.001145% | 3277 | 0
2020 | 11 | 17 | 2020-11-17 | 18 | 2020-11-17 | 18 | 16049.3767 | 0.0194% | 1697 | 0 | 6339.0754 | 0.01096% | 1777 | 0 | 0.01518% | 1760 | 0
2020 | 11 | 17 | 2020-11-17 | 19 | 2020-11-17 | 19 | 42725.7559 | 0.05165% | 663 | 0 | 32415.2175 | 0.05604% | 661 | 0 | 0.05385% | 659 | 0
2020 | 11 | 17 | 2020-11-17 | 20 | 2020-11-17 | 20 | 41525.7559 | 0.0502% | 704 | 0 | 25332.3564 | 0.04379% | 872 | 0 | 0.047% | 796 | 0
2020 | 11 | 17 | 2020-11-17 | 21 | 2020-11-17 | 21 | 36025.7559 | 0.04355% | 876 | 0 | 19624.0077 | 0.03393% | 1090 | 0 | 0.03874% | 993 | 0
2020 | 11 | 17 | 2020-11-17 | 22 | 2020-11-17 | 22 | 23195.8252 | 0.02804% | 1363 | 0 | 12607.9687 | 0.0218% | 1398 | 0 | 0.02492% | 1384 | 0
2020 | 11 | 17 | 2020-11-17 | 23 | 2020-11-17 | 23 | 8814.0789 | 0.01066% | 2124 | 0 | 3425.5042 | 0.005922% | 2051 | 0 | 0.008289% | 2101 | 0
2020 | 11 | 17 | 2020-11-17 | 24 | 2020-11-17 | 24 | 94.5318 | 0.0001143% | 4279 | 0 | 50.6857 | 8.762e-05% | 4273 | 0 | 0.000101% | 4655 | 0
2020 | 11 | 18 | 2020-11-18 | 1 | 2020-11-18 | 1 | 5.8876 | 7.118e-06% | 4950 | 0 | 114.1156 | 0.0001973% | 3871 | 0 | 0.0001022% | 4644 | 0
2020 | 11 | 18 | 2020-11-18 | 2 | 2020-11-18 | 2 | 0 | 0% | 5135 | 0 | 0 | 0% | 4870 | 0 | 0% | 5626 | 0
2020 | 11 | 18 | 2020-11-18 | 3 | 2020-11-18 | 3 | 0 | 0% | 5135 | 0 | 0 | 0% | 4870 | 0 | 0% | 5626 | 0
2020 | 11 | 18 | 2020-11-18 | 4 | 2020-11-18 | 4 | 0 | 0% | 5135 | 0 | 0 | 0% | 4870 | 0 | 0% | 5626 | 0
2020 | 11 | 18 | 2020-11-18 | 5 | 2020-11-18 | 5 | 0 | 0% | 5135 | 0 | 0 | 0% | 4870 | 0 | 0% | 5626 | 0
2020 | 11 | 18 | 2020-11-18 | 6 | 2020-11-18 | 6 | 0 | 0% | 5135 | 0 | 0 | 0% | 4870 | 0 | 0% | 5626 | 0
2020 | 11 | 18 | 2020-11-18 | 7 | 2020-11-18 | 7 | 0 | 0% | 5135 | 0 | 33.1887 | 5.738e-05% | 4440 | 0 | 2.869e-05% | 5180 | 0
2020 | 11 | 18 | 2020-11-18 | 8 | 2020-11-18 | 8 | 57.1743 | 6.912e-05% | 4422 | 0 | 51.8707 | 8.967e-05% | 4260 | 0 | 7.94e-05% | 4759 | 0
2020 | 11 | 18 | 2020-11-18 | 9 | 2020-11-18 | 9 | 56.977 | 6.888e-05% | 4425 | 0 | 23.5388 | 4.069e-05% | 4558 | 0 | 5.479e-05% | 4933 | 0
2020 | 11 | 18 | 2020-11-18 | 10 | 2020-11-18 | 10 | 0 | 0% | 5135 | 0 | 24.3451 | 4.209e-05% | 4545 | 0 | 2.104e-05% | 5265 | 0
2020 | 11 | 18 | 2020-11-18 | 11 | 2020-11-18 | 11 | 0 | 0% | 5135 | 0 | 0 | 0% | 4870 | 0 | 0% | 5626 | 0
2020 | 11 | 18 | 2020-11-18 | 12 | 2020-11-18 | 12 | 0 | 0% | 5135 | 0 | 0 | 0% | 4870 | 0 | 0% | 5626 | 0
2020 | 11 | 18 | 2020-11-18 | 13 | 2020-11-18 | 13 | 0 | 0% | 5135 | 0 | 0 | 0% | 4870 | 0 | 0% | 5626 | 0
2020 | 11 | 18 | 2020-11-18 | 14 | 2020-11-18 | 14 | 0 | 0% | 5135 | 0 | 0 | 0% | 4870 | 0 | 0% | 5626 | 0
2020 | 11 | 18 | 2020-11-18 | 15 | 2020-11-18 | 15 | 0 | 0% | 5135 | 0 | 0 | 0% | 4870 | 0 | 0% | 5626 | 0
2020 | 11 | 18 | 2020-11-18 | 16 | 2020-11-18 | 16 | 30.388 | 3.674e-05% | 4601 | 0 | 381.873 | 0.0006602% | 3172 | 0 | 0.0003485% | 3989 | 0
2020 | 11 | 18 | 2020-11-18 | 17 | 2020-11-18 | 17 | 1275.8606 | 0.001542% | 3207 | 0 | 871.61 | 0.001507% | 2723 | 0 | 0.001525% | 3104 | 0
2020 | 11 | 18 | 2020-11-18 | 18 | 2020-11-18 | 18 | 15810.4071 | 0.01911% | 1714 | 0 | 15460.6211 | 0.02673% | 1264 | 0 | 0.02292% | 1463 | 0
2020 | 11 | 18 | 2020-11-18 | 19 | 2020-11-18 | 19 | 42444.4846 | 0.05131% | 673 | 0 | 41312.6253 | 0.07142% | 443 | 0 | 0.06137% | 515 | 0
2020 | 11 | 18 | 2020-11-18 | 20 | 2020-11-18 | 20 | 40723.1691 | 0.04923% | 723 | 0 | 39315.5659 | 0.06797% | 480 | 0 | 0.0586% | 557 | 0
2020 | 11 | 18 | 2020-11-18 | 21 | 2020-11-18 | 21 | 36429.2416 | 0.04404% | 859 | 0 | 35526.7442 | 0.06142% | 577 | 0 | 0.05273% | 685 | 0
2020 | 11 | 18 | 2020-11-18 | 22 | 2020-11-18 | 22 | 23803.6439 | 0.02878% | 1334 | 0 | 23328.7542 | 0.04033% | 950 | 0 | 0.03455% | 1104 | 0
2020 | 11 | 18 | 2020-11-18 | 23 | 2020-11-18 | 23 | 9475.4018 | 0.01146% | 2066 | 0 | 9053.9072 | 0.01565% | 1602 | 0 | 0.01355% | 1841 | 0
2020 | 11 | 18 | 2020-11-18 | 24 | 2020-11-18 | 24 | 34.3116 | 4.148e-05% | 4567 | 0 | 112.6639 | 0.0001948% | 3883 | 0 | 0.0001181% | 4574 | 0
2020 | 11 | 19 | 2020-11-19 | 1 | 2020-11-19 | 1 | 0 | 0% | 5135 | 0 | 25.3242 | 4.378e-05% | 4533 | 0 | 2.189e-05% | 5255 | 0
2020 | 11 | 19 | 2020-11-19 | 2 | 2020-11-19 | 2 | 0 | 0% | 5135 | 0 | 0 | 0% | 4870 | 0 | 0% | 5626 | 0
2020 | 11 | 19 | 2020-11-19 | 3 | 2020-11-19 | 3 | 0 | 0% | 5135 | 0 | 0 | 0% | 4870 | 0 | 0% | 5626 | 0
2020 | 11 | 19 | 2020-11-19 | 4 | 2020-11-19 | 4 | 0 | 0% | 5135 | 0 | 0 | 0% | 4870 | 0 | 0% | 5626 | 0
2020 | 11 | 19 | 2020-11-19 | 5 | 2020-11-19 | 5 | 0 | 0% | 5135 | 0 | 0 | 0% | 4870 | 0 | 0% | 5626 | 0
2020 | 11 | 19 | 2020-11-19 | 6 | 2020-11-19 | 6 | 0 | 0% | 5135 | 0 | 0 | 0% | 4870 | 0 | 0% | 5626 | 0
2020 | 11 | 19 | 2020-11-19 | 7 | 2020-11-19 | 7 | 0 | 0% | 5135 | 0 | 9.73 | 1.682e-05% | 4720 | 0 | 8.41e-06% | 5461 | 0
2020 | 11 | 19 | 2020-11-19 | 8 | 2020-11-19 | 8 | 9.7154 | 1.175e-05% | 4853 | 0 | 0 | 0% | 4870 | 0 | 5.873e-06% | 5511 | 0
2020 | 11 | 19 | 2020-11-19 | 9 | 2020-11-19 | 9 | 0 | 0% | 5135 | 0 | 163.0951 | 0.000282% | 3686 | 0 | 0.000141% | 4472 | 0
2020 | 11 | 19 | 2020-11-19 | 10 | 2020-11-19 | 10 | 0 | 0% | 5135 | 0 | 0 | 0% | 4870 | 0 | 0% | 5626 | 0
2020 | 11 | 19 | 2020-11-19 | 11 | 2020-11-19 | 11 | 0 | 0% | 5135 | 0 | 0 | 0% | 4870 | 0 | 0% | 5626 | 0
2020 | 11 | 19 | 2020-11-19 | 12 | 2020-11-19 | 12 | 0 | 0% | 5135 | 0 | 0 | 0% | 4870 | 0 | 0% | 5626 | 0
2020 | 11 | 19 | 2020-11-19 | 13 | 2020-11-19 | 13 | 0 | 0% | 5135 | 0 | 0 | 0% | 4870 | 0 | 0% | 5626 | 0
2020 | 11 | 19 | 2020-11-19 | 14 | 2020-11-19 | 14 | 0 | 0% | 5135 | 0 | 0 | 0% | 4870 | 0 | 0% | 5626 | 0
2020 | 11 | 19 | 2020-11-19 | 15 | 2020-11-19 | 15 | 0 | 0% | 5135 | 0 | 0 | 0% | 4870 | 0 | 0% | 5626 | 0
2020 | 11 | 19 | 2020-11-19 | 16 | 2020-11-19 | 16 | 87.3633 | 0.0001056% | 4302 | 0 | 549.6237 | 0.0009502% | 2957 | 0 | 0.0005279% | 3723 | 0
2020 | 11 | 19 | 2020-11-19 | 17 | 2020-11-19 | 17 | 2947.1169 | 0.003563% | 2784 | 0 | 2336.0381 | 0.004038% | 2231 | 0 | 0.003801% | 2558 | 0
2020 | 11 | 19 | 2020-11-19 | 18 | 2020-11-19 | 18 | 19860.4675 | 0.02401% | 1514 | 0 | 19724.8548 | 0.0341% | 1087 | 0 | 0.02905% | 1252 | 0
2020 | 11 | 19 | 2020-11-19 | 19 | 2020-11-19 | 19 | 45251.7317 | 0.05471% | 599 | 0 | 45050.1096 | 0.07788% | 377 | 0 | 0.06629% | 439 | 0
2020 | 11 | 19 | 2020-11-19 | 20 | 2020-11-19 | 20 | 42476.8091 | 0.05135% | 672 | 0 | 42250.1096 | 0.07304% | 419 | 0 | 0.0622% | 504 | 0
2020 | 11 | 19 | 2020-11-19 | 21 | 2020-11-19 | 21 | 36776.8091 | 0.04446% | 848 | 0 | 36550.1096 | 0.06319% | 547 | 0 | 0.05382% | 660 | 0
2020 | 11 | 19 | 2020-11-19 | 22 | 2020-11-19 | 22 | 24311.7829 | 0.02939% | 1303 | 0 | 24060.5424 | 0.04159% | 922 | 0 | 0.03549% | 1075 | 0
2020 | 11 | 19 | 2020-11-19 | 23 | 2020-11-19 | 23 | 9843.8846 | 0.0119% | 2039 | 0 | 9800.4733 | 0.01694% | 1553 | 0 | 0.01442% | 1805 | 0
2020 | 11 | 19 | 2020-11-19 | 24 | 2020-11-19 | 24 | 106.6032 | 0.0001289% | 4245 | 0 | 184.4757 | 0.0003189% | 3614 | 0 | 0.0002239% | 4225 | 0
2020 | 11 | 20 | 2020-11-20 | 1 | 2020-11-20 | 1 | 10.4508 | 1.263e-05% | 4835 | 0 | 28.752 | 4.971e-05% | 4496 | 0 | 3.117e-05% | 5150 | 0
2020 | 11 | 20 | 2020-11-20 | 2 | 2020-11-20 | 2 | 0 | 0% | 5135 | 0 | 0 | 0% | 4870 | 0 | 0% | 5626 | 0
2020 | 11 | 20 | 2020-11-20 | 3 | 2020-11-20 | 3 | 0 | 0% | 5135 | 0 | 0 | 0% | 4870 | 0 | 0% | 5626 | 0
2020 | 11 | 20 | 2020-11-20 | 4 | 2020-11-20 | 4 | 0 | 0% | 5135 | 0 | 0 | 0% | 4870 | 0 | 0% | 5626 | 0
2020 | 11 | 20 | 2020-11-20 | 5 | 2020-11-20 | 5 | 0 | 0% | 5135 | 0 | 0 | 0% | 4870 | 0 | 0% | 5626 | 0
2020 | 11 | 20 | 2020-11-20 | 6 | 2020-11-20 | 6 | 0 | 0% | 5135 | 0 | 0 | 0% | 4870 | 0 | 0% | 5626 | 0
2020 | 11 | 20 | 2020-11-20 | 7 | 2020-11-20 | 7 | 0 | 0% | 5135 | 0 | 0 | 0% | 4870 | 0 | 0% | 5626 | 0
2020 | 11 | 20 | 2020-11-20 | 8 | 2020-11-20 | 8 | 47.6426 | 5.76e-05% | 4465 | 0 | 125.5407 | 0.000217% | 3829 | 0 | 0.0001373% | 4496 | 0
2020 | 11 | 20 | 2020-11-20 | 9 | 2020-11-20 | 9 | 79.5495 | 9.617e-05% | 4326 | 0 | 253.859 | 0.0004389% | 3416 | 0 | 0.0002675% | 4126 | 0
2020 | 11 | 20 | 2020-11-20 | 10 | 2020-11-20 | 10 | 0 | 0% | 5135 | 0 | 0 | 0% | 4870 | 0 | 0% | 5626 | 0
2020 | 11 | 20 | 2020-11-20 | 11 | 2020-11-20 | 11 | 0 | 0% | 5135 | 0 | 0 | 0% | 4870 | 0 | 0% | 5626 | 0
2020 | 11 | 20 | 2020-11-20 | 12 | 2020-11-20 | 12 | 0 | 0% | 5135 | 0 | 0 | 0% | 4870 | 0 | 0% | 5626 | 0
2020 | 11 | 20 | 2020-11-20 | 13 | 2020-11-20 | 13 | 0 | 0% | 5135 | 0 | 0 | 0% | 4870 | 0 | 0% | 5626 | 0
2020 | 11 | 20 | 2020-11-20 | 14 | 2020-11-20 | 14 | 0 | 0% | 5135 | 0 | 0 | 0% | 4870 | 0 | 0% | 5626 | 0
2020 | 11 | 20 | 2020-11-20 | 15 | 2020-11-20 | 15 | 0 | 0% | 5135 | 0 | 0 | 0% | 4870 | 0 | 0% | 5626 | 0
2020 | 11 | 20 | 2020-11-20 | 16 | 2020-11-20 | 16 | 27.6611 | 3.344e-05% | 4625 | 0 | 564.959 | 0.0009767% | 2942 | 0 | 0.0005051% | 3754 | 0
2020 | 11 | 20 | 2020-11-20 | 17 | 2020-11-20 | 17 | 662.3316 | 0.0008007% | 3541 | 0 | 539.3021 | 0.0009323% | 2965 | 0 | 0.0008665% | 3431 | 0
2020 | 11 | 20 | 2020-11-20 | 18 | 2020-11-20 | 18 | 12132.587 | 0.01467% | 1898 | 0 | 11588.926 | 0.02003% | 1453 | 0 | 0.01735% | 1659 | 0
2020 | 11 | 20 | 2020-11-20 | 19 | 2020-11-20 | 19 | 37156.8409 | 0.04492% | 834 | 0 | 37057.9993 | 0.06406% | 540 | 0 | 0.05449% | 645 | 0
2020 | 11 | 20 | 2020-11-20 | 20 | 2020-11-20 | 20 | 35163.1924 | 0.04251% | 904 | 0 | 34993.868 | 0.0605% | 595 | 0 | 0.0515% | 701 | 0
2020 | 11 | 20 | 2020-11-20 | 21 | 2020-11-20 | 21 | 30413.6088 | 0.03677% | 1064 | 0 | 29792.5732 | 0.0515% | 735 | 0 | 0.04414% | 853 | 0
2020 | 11 | 20 | 2020-11-20 | 22 | 2020-11-20 | 22 | 18149.7142 | 0.02194% | 1590 | 0 | 17380.7886 | 0.03005% | 1185 | 0 | 0.02599% | 1355 | 0
2020 | 11 | 20 | 2020-11-20 | 23 | 2020-11-20 | 23 | 5975.5725 | 0.007224% | 2371 | 0 | 5266.0455 | 0.009104% | 1858 | 0 | 0.008164% | 2109 | 0
2020 | 11 | 20 | 2020-11-20 | 24 | 2020-11-20 | 24 | 175.9171 | 0.0002127% | 4080 | 0 | 103.9865 | 0.0001798% | 3915 | 0 | 0.0001962% | 4297 | 0
2020 | 11 | 21 | 2020-11-21 | 1 | 2020-11-21 | 1 | 0 | 0% | 5135 | 0 | 0 | 0% | 4870 | 0 | 0% | 5626 | 0
2020 | 11 | 21 | 2020-11-21 | 2 | 2020-11-21 | 2 | 0 | 0% | 5135 | 0 | 0 | 0% | 4870 | 0 | 0% | 5626 | 0
2020 | 11 | 21 | 2020-11-21 | 3 | 2020-11-21 | 3 | 0 | 0% | 5135 | 0 | 0 | 0% | 4870 | 0 | 0% | 5626 | 0
2020 | 11 | 21 | 2020-11-21 | 4 | 2020-11-21 | 4 | 0 | 0% | 5135 | 0 | 0 | 0% | 4870 | 0 | 0% | 5626 | 0
2020 | 11 | 21 | 2020-11-21 | 5 | 2020-11-21 | 5 | 0 | 0% | 5135 | 0 | 0 | 0% | 4870 | 0 | 0% | 5626 | 0
2020 | 11 | 21 | 2020-11-21 | 6 | 2020-11-21 | 6 | 0 | 0% | 5135 | 0 | 0 | 0% | 4870 | 0 | 0% | 5626 | 0
2020 | 11 | 21 | 2020-11-21 | 7 | 2020-11-21 | 7 | 0 | 0% | 5135 | 0 | 26.6933 | 4.615e-05% | 4512 | 0 | 2.307e-05% | 5240 | 0
2020 | 11 | 21 | 2020-11-21 | 8 | 2020-11-21 | 8 | 0 | 0% | 5135 | 0 | 0 | 0% | 4870 | 0 | 0% | 5626 | 0
2020 | 11 | 21 | 2020-11-21 | 9 | 2020-11-21 | 9 | 0.32395 | 3.916e-07% | 5127 | 0 | 238.2253 | 0.0004118% | 3453 | 0 | 0.0002061% | 4269 | 0
2020 | 11 | 21 | 2020-11-21 | 10 | 2020-11-21 | 10 | 0 | 0% | 5135 | 0 | 0 | 0% | 4870 | 0 | 0% | 5626 | 0
2020 | 11 | 21 | 2020-11-21 | 11 | 2020-11-21 | 11 | 0 | 0% | 5135 | 0 | 0 | 0% | 4870 | 0 | 0% | 5626 | 0
2020 | 11 | 21 | 2020-11-21 | 12 | 2020-11-21 | 12 | 0 | 0% | 5135 | 0 | 0 | 0% | 4870 | 0 | 0% | 5626 | 0
2020 | 11 | 21 | 2020-11-21 | 13 | 2020-11-21 | 13 | 0 | 0% | 5135 | 0 | 0 | 0% | 4870 | 0 | 0% | 5626 | 0
2020 | 11 | 21 | 2020-11-21 | 14 | 2020-11-21 | 14 | 0 | 0% | 5135 | 0 | 0 | 0% | 4870 | 0 | 0% | 5626 | 0
2020 | 11 | 21 | 2020-11-21 | 15 | 2020-11-21 | 15 | 0 | 0% | 5135 | 0 | 0 | 0% | 4870 | 0 | 0% | 5626 | 0
2020 | 11 | 21 | 2020-11-21 | 16 | 2020-11-21 | 16 | 70.7966 | 8.559e-05% | 4353 | 0 | 578.45 | 0.001% | 2921 | 0 | 0.0005428% | 3707 | 0
2020 | 11 | 21 | 2020-11-21 | 17 | 2020-11-21 | 17 | 0 | 0% | 5135 | 0 | 0 | 0% | 4870 | 0 | 0% | 5626 | 0
2020 | 11 | 21 | 2020-11-21 | 18 | 2020-11-21 | 18 | 1467.3921 | 0.001774% | 3144 | 0 | 1096.8086 | 0.001896% | 2589 | 0 | 0.001835% | 2993 | 0
2020 | 11 | 21 | 2020-11-21 | 19 | 2020-11-21 | 19 | 20516.5756 | 0.0248% | 1487 | 0 | 18416.516 | 0.03184% | 1140 | 0 | 0.02832% | 1273 | 0
2020 | 11 | 21 | 2020-11-21 | 20 | 2020-11-21 | 20 | 20692.9621 | 0.02502% | 1483 | 0 | 18860.5328 | 0.03261% | 1119 | 0 | 0.02881% | 1256 | 0
2020 | 11 | 21 | 2020-11-21 | 21 | 2020-11-21 | 21 | 14168.2225 | 0.01713% | 1797 | 0 | 12756.9434 | 0.02205% | 1389 | 0 | 0.01959% | 1593 | 0
2020 | 11 | 21 | 2020-11-21 | 22 | 2020-11-21 | 22 | 8960.8122 | 0.01083% | 2112 | 0 | 7453.8813 | 0.01289% | 1703 | 0 | 0.01186% | 1916 | 0
2020 | 11 | 21 | 2020-11-21 | 23 | 2020-11-21 | 23 | 1483.7549 | 0.001794% | 3139 | 0 | 1015.0633 | 0.001755% | 2638 | 0 | 0.001774% | 3011 | 0
2020 | 11 | 21 | 2020-11-21 | 24 | 2020-11-21 | 24 | 0 | 0% | 5135 | 0 | 0 | 0% | 4870 | 0 | 0% | 5626 | 0
2020 | 11 | 22 | 2020-11-22 | 1 | 2020-11-22 | 1 | 4.0266 | 4.868e-06% | 5003 | 0 | 0 | 0% | 4870 | 0 | 2.434e-06% | 5575 | 0
2020 | 11 | 22 | 2020-11-22 | 2 | 2020-11-22 | 2 | 0 | 0% | 5135 | 0 | 0 | 0% | 4870 | 0 | 0% | 5626 | 0
2020 | 11 | 22 | 2020-11-22 | 3 | 2020-11-22 | 3 | 0 | 0% | 5135 | 0 | 0 | 0% | 4870 | 0 | 0% | 5626 | 0
2020 | 11 | 22 | 2020-11-22 | 4 | 2020-11-22 | 4 | 0 | 0% | 5135 | 0 | 0 | 0% | 4870 | 0 | 0% | 5626 | 0
2020 | 11 | 22 | 2020-11-22 | 5 | 2020-11-22 | 5 | 0 | 0% | 5135 | 0 | 0 | 0% | 4870 | 0 | 0% | 5626 | 0
2020 | 11 | 22 | 2020-11-22 | 6 | 2020-11-22 | 6 | 0 | 0% | 5135 | 0 | 0 | 0% | 4870 | 0 | 0% | 5626 | 0
2020 | 11 | 22 | 2020-11-22 | 7 | 2020-11-22 | 7 | 0 | 0% | 5135 | 0 | 0 | 0% | 4870 | 0 | 0% | 5626 | 0
2020 | 11 | 22 | 2020-11-22 | 8 | 2020-11-22 | 8 | 0 | 0% | 5135 | 0 | 0 | 0% | 4870 | 0 | 0% | 5626 | 0
2020 | 11 | 22 | 2020-11-22 | 9 | 2020-11-22 | 9 | 7.815 | 9.448e-06% | 4896 | 0 | 198.0796 | 0.0003424% | 3570 | 0 | 0.0001759% | 4360 | 0
2020 | 11 | 22 | 2020-11-22 | 10 | 2020-11-22 | 10 | 0 | 0% | 5135 | 0 | 0 | 0% | 4870 | 0 | 0% | 5626 | 0
2020 | 11 | 22 | 2020-11-22 | 11 | 2020-11-22 | 11 | 0 | 0% | 5135 | 0 | 0 | 0% | 4870 | 0 | 0% | 5626 | 0
2020 | 11 | 22 | 2020-11-22 | 12 | 2020-11-22 | 12 | 0 | 0% | 5135 | 0 | 0 | 0% | 4870 | 0 | 0% | 5626 | 0
2020 | 11 | 22 | 2020-11-22 | 13 | 2020-11-22 | 13 | 0 | 0% | 5135 | 0 | 0 | 0% | 4870 | 0 | 0% | 5626 | 0
2020 | 11 | 22 | 2020-11-22 | 14 | 2020-11-22 | 14 | 0 | 0% | 5135 | 0 | 0 | 0% | 4870 | 0 | 0% | 5626 | 0
2020 | 11 | 22 | 2020-11-22 | 15 | 2020-11-22 | 15 | 0 | 0% | 5135 | 0 | 0 | 0% | 4870 | 0 | 0% | 5626 | 0
2020 | 11 | 22 | 2020-11-22 | 16 | 2020-11-22 | 16 | 27.5068 | 3.325e-05% | 4627 | 0 | 975.2971 | 0.001686% | 2663 | 0 | 0.0008597% | 3439 | 0
2020 | 11 | 22 | 2020-11-22 | 17 | 2020-11-22 | 17 | 0 | 0% | 5135 | 0 | 0 | 0% | 4870 | 0 | 0% | 5626 | 0
2020 | 11 | 22 | 2020-11-22 | 18 | 2020-11-22 | 18 | 2483.5114 | 0.003002% | 2872 | 0 | 2457.7531 | 0.004249% | 2216 | 0 | 0.003626% | 2581 | 0
2020 | 11 | 22 | 2020-11-22 | 19 | 2020-11-22 | 19 | 25664.5721 | 0.03103% | 1256 | 0 | 25135.0528 | 0.04345% | 877 | 0 | 0.03724% | 1032 | 0
2020 | 11 | 22 | 2020-11-22 | 20 | 2020-11-22 | 20 | 25568.1671 | 0.03091% | 1260 | 0 | 25039.5639 | 0.04329% | 880 | 0 | 0.0371% | 1034 | 0
2020 | 11 | 22 | 2020-11-22 | 21 | 2020-11-22 | 21 | 19044.7518 | 0.02302% | 1551 | 0 | 18440.9753 | 0.03188% | 1137 | 0 | 0.02745% | 1301 | 0
2020 | 11 | 22 | 2020-11-22 | 22 | 2020-11-22 | 22 | 11534.7234 | 0.01394% | 1931 | 0 | 10917.153 | 0.01887% | 1490 | 0 | 0.01641% | 1697 | 0
2020 | 11 | 22 | 2020-11-22 | 23 | 2020-11-22 | 23 | 1054.2259 | 0.001275% | 3321 | 0 | 927.7777 | 0.001604% | 2688 | 0 | 0.001439% | 3147 | 0
2020 | 11 | 22 | 2020-11-22 | 24 | 2020-11-22 | 24 | 0 | 0% | 5135 | 0 | 0 | 0% | 4870 | 0 | 0% | 5626 | 0
2020 | 11 | 23 | 2020-11-23 | 1 | 2020-11-23 | 1 | 1.3292 | 1.607e-06% | 5089 | 0 | 43.8673 | 7.584e-05% | 4335 | 0 | 3.872e-05% | 5064 | 0
2020 | 11 | 23 | 2020-11-23 | 2 | 2020-11-23 | 2 | 0 | 0% | 5135 | 0 | 0 | 0% | 4870 | 0 | 0% | 5626 | 0
2020 | 11 | 23 | 2020-11-23 | 3 | 2020-11-23 | 3 | 0 | 0% | 5135 | 0 | 0 | 0% | 4870 | 0 | 0% | 5626 | 0
2020 | 11 | 23 | 2020-11-23 | 4 | 2020-11-23 | 4 | 0 | 0% | 5135 | 0 | 0 | 0% | 4870 | 0 | 0% | 5626 | 0
2020 | 11 | 23 | 2020-11-23 | 5 | 2020-11-23 | 5 | 0 | 0% | 5135 | 0 | 0 | 0% | 4870 | 0 | 0% | 5626 | 0
2020 | 11 | 23 | 2020-11-23 | 6 | 2020-11-23 | 6 | 0 | 0% | 5135 | 0 | 0 | 0% | 4870 | 0 | 0% | 5626 | 0
2020 | 11 | 23 | 2020-11-23 | 7 | 2020-11-23 | 7 | 0 | 0% | 5135 | 0 | 80.6371 | 0.0001394% | 4041 | 0 | 6.97e-05% | 4822 | 0
2020 | 11 | 23 | 2020-11-23 | 8 | 2020-11-23 | 8 | 261.1778 | 0.0003158% | 3934 | 0 | 113.0477 | 0.0001954% | 3880 | 0 | 0.0002556% | 4154 | 0
2020 | 11 | 23 | 2020-11-23 | 9 | 2020-11-23 | 9 | 259.5742 | 0.0003138% | 3935 | 0 | 443.8346 | 0.0007673% | 3068 | 0 | 0.0005405% | 3709 | 0
2020 | 11 | 23 | 2020-11-23 | 10 | 2020-11-23 | 10 | 0 | 0% | 5135 | 0 | 0 | 0% | 4870 | 0 | 0% | 5626 | 0
2020 | 11 | 23 | 2020-11-23 | 11 | 2020-11-23 | 11 | 0 | 0% | 5135 | 0 | 0 | 0% | 4870 | 0 | 0% | 5626 | 0
2020 | 11 | 23 | 2020-11-23 | 12 | 2020-11-23 | 12 | 0 | 0% | 5135 | 0 | 0 | 0% | 4870 | 0 | 0% | 5626 | 0
2020 | 11 | 23 | 2020-11-23 | 13 | 2020-11-23 | 13 | 0 | 0% | 5135 | 0 | 0 | 0% | 4870 | 0 | 0% | 5626 | 0
2020 | 11 | 23 | 2020-11-23 | 14 | 2020-11-23 | 14 | 0 | 0% | 5135 | 0 | 0 | 0% | 4870 | 0 | 0% | 5626 | 0
2020 | 11 | 23 | 2020-11-23 | 15 | 2020-11-23 | 15 | 0 | 0% | 5135 | 0 | 0 | 0% | 4870 | 0 | 0% | 5626 | 0
2020 | 11 | 23 | 2020-11-23 | 16 | 2020-11-23 | 16 | 159.9261 | 0.0001933% | 4110 | 0 | 463.4528 | 0.0008012% | 3046 | 0 | 0.0004973% | 3762 | 0
2020 | 11 | 23 | 2020-11-23 | 17 | 2020-11-23 | 17 | 2175.4853 | 0.00263% | 2941 | 0 | 1935.7006 | 0.003346% | 2326 | 0 | 0.002988% | 2708 | 0
2020 | 11 | 23 | 2020-11-23 | 18 | 2020-11-23 | 18 | 21202.9556 | 0.02563% | 1459 | 0 | 21261.398 | 0.03676% | 1029 | 0 | 0.03119% | 1190 | 0
2020 | 11 | 23 | 2020-11-23 | 19 | 2020-11-23 | 19 | 47832.6391 | 0.05783% | 531 | 0 | 47833.8028 | 0.08269% | 329 | 0 | 0.07026% | 392 | 0
2020 | 11 | 23 | 2020-11-23 | 20 | 2020-11-23 | 20 | 45063.9187 | 0.05448% | 603 | 0 | 44779.0877 | 0.07741% | 382 | 0 | 0.06595% | 445 | 0
2020 | 11 | 23 | 2020-11-23 | 21 | 2020-11-23 | 21 | 38414.0975 | 0.04644% | 787 | 0 | 38111.0806 | 0.06588% | 510 | 0 | 0.05616% | 606 | 0
2020 | 11 | 23 | 2020-11-23 | 22 | 2020-11-23 | 22 | 26004.0434 | 0.03144% | 1236 | 0 | 25612.1089 | 0.04428% | 859 | 0 | 0.03786% | 1017 | 0
2020 | 11 | 23 | 2020-11-23 | 23 | 2020-11-23 | 23 | 10280.6886 | 0.01243% | 2007 | 0 | 9959.4958 | 0.01722% | 1545 | 0 | 0.01482% | 1787 | 0
2020 | 11 | 23 | 2020-11-23 | 24 | 2020-11-23 | 24 | 450.3724 | 0.0005445% | 3705 | 0 | 232.3269 | 0.0004016% | 3476 | 0 | 0.0004731% | 3795 | 0
2020 | 11 | 24 | 2020-11-24 | 1 | 2020-11-24 | 1 | 0 | 0% | 5135 | 0 | 38.8244 | 6.712e-05% | 4382 | 0 | 3.356e-05% | 5127 | 0
2020 | 11 | 24 | 2020-11-24 | 2 | 2020-11-24 | 2 | 0 | 0% | 5135 | 0 | 0 | 0% | 4870 | 0 | 0% | 5626 | 0
2020 | 11 | 24 | 2020-11-24 | 3 | 2020-11-24 | 3 | 0 | 0% | 5135 | 0 | 0 | 0% | 4870 | 0 | 0% | 5626 | 0
2020 | 11 | 24 | 2020-11-24 | 4 | 2020-11-24 | 4 | 0 | 0% | 5135 | 0 | 0 | 0% | 4870 | 0 | 0% | 5626 | 0
2020 | 11 | 24 | 2020-11-24 | 5 | 2020-11-24 | 5 | 0 | 0% | 5135 | 0 | 0 | 0% | 4870 | 0 | 0% | 5626 | 0
2020 | 11 | 24 | 2020-11-24 | 6 | 2020-11-24 | 6 | 0 | 0% | 5135 | 0 | 0 | 0% | 4870 | 0 | 0% | 5626 | 0
2020 | 11 | 24 | 2020-11-24 | 7 | 2020-11-24 | 7 | 0 | 0% | 5135 | 0 | 0 | 0% | 4870 | 0 | 0% | 5626 | 0
2020 | 11 | 24 | 2020-11-24 | 8 | 2020-11-24 | 8 | 76.5646 | 9.256e-05% | 4337 | 0 | 9.3587 | 1.618e-05% | 4727 | 0 | 5.437e-05% | 4935 | 0
2020 | 11 | 24 | 2020-11-24 | 9 | 2020-11-24 | 9 | 70.2882 | 8.498e-05% | 4358 | 0 | 382.1925 | 0.0006607% | 3171 | 0 | 0.0003728% | 3936 | 0
2020 | 11 | 24 | 2020-11-24 | 10 | 2020-11-24 | 10 | 0 | 0% | 5135 | 0 | 0 | 0% | 4870 | 0 | 0% | 5626 | 0
2020 | 11 | 24 | 2020-11-24 | 11 | 2020-11-24 | 11 | 0 | 0% | 5135 | 0 | 0 | 0% | 4870 | 0 | 0% | 5626 | 0
2020 | 11 | 24 | 2020-11-24 | 12 | 2020-11-24 | 12 | 0 | 0% | 5135 | 0 | 0 | 0% | 4870 | 0 | 0% | 5626 | 0
2020 | 11 | 24 | 2020-11-24 | 13 | 2020-11-24 | 13 | 0 | 0% | 5135 | 0 | 0 | 0% | 4870 | 0 | 0% | 5626 | 0
2020 | 11 | 24 | 2020-11-24 | 14 | 2020-11-24 | 14 | 0 | 0% | 5135 | 0 | 0 | 0% | 4870 | 0 | 0% | 5626 | 0
2020 | 11 | 24 | 2020-11-24 | 15 | 2020-11-24 | 15 | 0 | 0% | 5135 | 0 | 0 | 0% | 4870 | 0 | 0% | 5626 | 0
2020 | 11 | 24 | 2020-11-24 | 16 | 2020-11-24 | 16 | 9.1857 | 1.111e-05% | 4863 | 0 | 478.7359 | 0.0008276% | 3029 | 0 | 0.0004194% | 3859 | 0
2020 | 11 | 24 | 2020-11-24 | 17 | 2020-11-24 | 17 | 864.1884 | 0.001045% | 3407 | 0 | 545.8378 | 0.0009436% | 2958 | 0 | 0.0009942% | 3353 | 0
2020 | 11 | 24 | 2020-11-24 | 18 | 2020-11-24 | 18 | 16643.0452 | 0.02012% | 1664 | 0 | 15220.6123 | 0.02631% | 1274 | 0 | 0.02322% | 1454 | 0
2020 | 11 | 24 | 2020-11-24 | 19 | 2020-11-24 | 19 | 44978.1183 | 0.05438% | 606 | 0 | 44337.2846 | 0.07665% | 387 | 0 | 0.06551% | 454 | 0
2020 | 11 | 24 | 2020-11-24 | 20 | 2020-11-24 | 20 | 44678.1183 | 0.05401% | 618 | 0 | 43737.8089 | 0.07561% | 394 | 0 | 0.06481% | 464 | 0
2020 | 11 | 24 | 2020-11-24 | 21 | 2020-11-24 | 21 | 39238.1183 | 0.04744% | 764 | 0 | 37576.7602 | 0.06496% | 523 | 0 | 0.0562% | 604 | 0
2020 | 11 | 24 | 2020-11-24 | 22 | 2020-11-24 | 22 | 27690.75 | 0.03348% | 1164 | 0 | 26628.8635 | 0.04603% | 838 | 0 | 0.03976% | 968 | 0
2020 | 11 | 24 | 2020-11-24 | 23 | 2020-11-24 | 23 | 11676.9336 | 0.01412% | 1919 | 0 | 10834.6969 | 0.01873% | 1497 | 0 | 0.01642% | 1695 | 0
2020 | 11 | 24 | 2020-11-24 | 24 | 2020-11-24 | 24 | 167.5937 | 0.0002026% | 4096 | 0 | 96.6076 | 0.000167% | 3956 | 0 | 0.0001848% | 4332 | 0
2020 | 11 | 25 | 2020-11-25 | 1 | 2020-11-25 | 1 | 0 | 0% | 5135 | 0 | 30.6028 | 5.29e-05% | 4469 | 0 | 2.645e-05% | 5204 | 0
2020 | 11 | 25 | 2020-11-25 | 2 | 2020-11-25 | 2 | 0 | 0% | 5135 | 0 | 0 | 0% | 4870 | 0 | 0% | 5626 | 0
2020 | 11 | 25 | 2020-11-25 | 3 | 2020-11-25 | 3 | 0 | 0% | 5135 | 0 | 0 | 0% | 4870 | 0 | 0% | 5626 | 0
2020 | 11 | 25 | 2020-11-25 | 4 | 2020-11-25 | 4 | 0 | 0% | 5135 | 0 | 0 | 0% | 4870 | 0 | 0% | 5626 | 0
2020 | 11 | 25 | 2020-11-25 | 5 | 2020-11-25 | 5 | 0 | 0% | 5135 | 0 | 0 | 0% | 4870 | 0 | 0% | 5626 | 0
2020 | 11 | 25 | 2020-11-25 | 6 | 2020-11-25 | 6 | 0 | 0% | 5135 | 0 | 0 | 0% | 4870 | 0 | 0% | 5626 | 0
2020 | 11 | 25 | 2020-11-25 | 7 | 2020-11-25 | 7 | 0 | 0% | 5135 | 0 | 0 | 0% | 4870 | 0 | 0% | 5626 | 0
2020 | 11 | 25 | 2020-11-25 | 8 | 2020-11-25 | 8 | 67.3355 | 8.141e-05% | 4367 | 0 | 32.4712 | 5.613e-05% | 4448 | 0 | 6.877e-05% | 4826 | 0
2020 | 11 | 25 | 2020-11-25 | 9 | 2020-11-25 | 9 | 21.0083 | 2.54e-05% | 4688 | 0 | 424.7058 | 0.0007342% | 3095 | 0 | 0.0003798% | 3925 | 0
2020 | 11 | 25 | 2020-11-25 | 10 | 2020-11-25 | 10 | 0 | 0% | 5135 | 0 | 0 | 0% | 4870 | 0 | 0% | 5626 | 0
2020 | 11 | 25 | 2020-11-25 | 11 | 2020-11-25 | 11 | 0 | 0% | 5135 | 0 | 0 | 0% | 4870 | 0 | 0% | 5626 | 0
2020 | 11 | 25 | 2020-11-25 | 12 | 2020-11-25 | 12 | 0 | 0% | 5135 | 0 | 0 | 0% | 4870 | 0 | 0% | 5626 | 0
2020 | 11 | 25 | 2020-11-25 | 13 | 2020-11-25 | 13 | 0 | 0% | 5135 | 0 | 0 | 0% | 4870 | 0 | 0% | 5626 | 0
2020 | 11 | 25 | 2020-11-25 | 14 | 2020-11-25 | 14 | 0 | 0% | 5135 | 0 | 0 | 0% | 4870 | 0 | 0% | 5626 | 0
2020 | 11 | 25 | 2020-11-25 | 15 | 2020-11-25 | 15 | 0 | 0% | 5135 | 0 | 0 | 0% | 4870 | 0 | 0% | 5626 | 0
2020 | 11 | 25 | 2020-11-25 | 16 | 2020-11-25 | 16 | 2.4746 | 2.992e-06% | 5051 | 0 | 629.4087 | 0.001088% | 2877 | 0 | 0.0005455% | 3705 | 0
2020 | 11 | 25 | 2020-11-25 | 17 | 2020-11-25 | 17 | 1382.2359 | 0.001671% | 3166 | 0 | 1020.4566 | 0.001764% | 2635 | 0 | 0.001718% | 3024 | 0
2020 | 11 | 25 | 2020-11-25 | 18 | 2020-11-25 | 18 | 17929.2596 | 0.02168% | 1602 | 0 | 16726.2714 | 0.02892% | 1212 | 0 | 0.0253% | 1375 | 0
2020 | 11 | 25 | 2020-11-25 | 19 | 2020-11-25 | 19 | 44380.6052 | 0.05365% | 624 | 0 | 42792.2867 | 0.07398% | 410 | 0 | 0.06382% | 479 | 0
2020 | 11 | 25 | 2020-11-25 | 20 | 2020-11-25 | 20 | 42169.1692 | 0.05098% | 686 | 0 | 41575.0737 | 0.07187% | 437 | 0 | 0.06143% | 512 | 0
2020 | 11 | 25 | 2020-11-25 | 21 | 2020-11-25 | 21 | 36634.3819 | 0.04429% | 855 | 0 | 36437.8607 | 0.06299% | 550 | 0 | 0.05364% | 663 | 0
2020 | 11 | 25 | 2020-11-25 | 22 | 2020-11-25 | 22 | 23859.7945 | 0.02885% | 1332 | 0 | 23702.773 | 0.04098% | 930 | 0 | 0.03491% | 1090 | 0
2020 | 11 | 25 | 2020-11-25 | 23 | 2020-11-25 | 23 | 8823.8563 | 0.01067% | 2122 | 0 | 8752.0633 | 0.01513% | 1622 | 0 | 0.0129% | 1866 | 0
2020 | 11 | 25 | 2020-11-25 | 24 | 2020-11-25 | 24 | 63.8849 | 7.723e-05% | 4386 | 0 | 46.6493 | 8.065e-05% | 4310 | 0 | 7.894e-05% | 4763 | 0
2020 | 11 | 26 | 2020-11-26 | 1 | 2020-11-26 | 1 | 0 | 0% | 5135 | 0 | 43.8683 | 7.584e-05% | 4334 | 0 | 3.792e-05% | 5071 | 0
2020 | 11 | 26 | 2020-11-26 | 2 | 2020-11-26 | 2 | 0 | 0% | 5135 | 0 | 0 | 0% | 4870 | 0 | 0% | 5626 | 0
2020 | 11 | 26 | 2020-11-26 | 3 | 2020-11-26 | 3 | 0 | 0% | 5135 | 0 | 0 | 0% | 4870 | 0 | 0% | 5626 | 0
2020 | 11 | 26 | 2020-11-26 | 4 | 2020-11-26 | 4 | 0 | 0% | 5135 | 0 | 0 | 0% | 4870 | 0 | 0% | 5626 | 0
2020 | 11 | 26 | 2020-11-26 | 5 | 2020-11-26 | 5 | 0 | 0% | 5135 | 0 | 0 | 0% | 4870 | 0 | 0% | 5626 | 0
2020 | 11 | 26 | 2020-11-26 | 6 | 2020-11-26 | 6 | 0 | 0% | 5135 | 0 | 0 | 0% | 4870 | 0 | 0% | 5626 | 0
2020 | 11 | 26 | 2020-11-26 | 7 | 2020-11-26 | 7 | 0 | 0% | 5135 | 0 | 20.317 | 3.512e-05% | 4590 | 0 | 1.756e-05% | 5318 | 0
2020 | 11 | 26 | 2020-11-26 | 8 | 2020-11-26 | 8 | 2.2939 | 2.773e-06% | 5056 | 0 | 0 | 0% | 4870 | 0 | 1.387e-06% | 5600 | 0
2020 | 11 | 26 | 2020-11-26 | 9 | 2020-11-26 | 9 | 0 | 0% | 5135 | 0 | 257.6078 | 0.0004453% | 3407 | 0 | 0.0002227% | 4228 | 0
2020 | 11 | 26 | 2020-11-26 | 10 | 2020-11-26 | 10 | 0 | 0% | 5135 | 0 | 0 | 0% | 4870 | 0 | 0% | 5626 | 0
2020 | 11 | 26 | 2020-11-26 | 11 | 2020-11-26 | 11 | 0 | 0% | 5135 | 0 | 0 | 0% | 4870 | 0 | 0% | 5626 | 0
2020 | 11 | 26 | 2020-11-26 | 12 | 2020-11-26 | 12 | 0 | 0% | 5135 | 0 | 0 | 0% | 4870 | 0 | 0% | 5626 | 0
2020 | 11 | 26 | 2020-11-26 | 13 | 2020-11-26 | 13 | 0 | 0% | 5135 | 0 | 0 | 0% | 4870 | 0 | 0% | 5626 | 0
2020 | 11 | 26 | 2020-11-26 | 14 | 2020-11-26 | 14 | 0 | 0% | 5135 | 0 | 0 | 0% | 4870 | 0 | 0% | 5626 | 0
2020 | 11 | 26 | 2020-11-26 | 15 | 2020-11-26 | 15 | 0 | 0% | 5135 | 0 | 0 | 0% | 4870 | 0 | 0% | 5626 | 0
2020 | 11 | 26 | 2020-11-26 | 16 | 2020-11-26 | 16 | 13.3315 | 1.612e-05% | 4784 | 0 | 924.29 | 0.001598% | 2693 | 0 | 0.000807% | 3478 | 0
2020 | 11 | 26 | 2020-11-26 | 17 | 2020-11-26 | 17 | 0 | 0% | 5135 | 0 | 0 | 0% | 4870 | 0 | 0% | 5626 | 0
2020 | 11 | 26 | 2020-11-26 | 18 | 2020-11-26 | 18 | 323.8521 | 0.0003915% | 3860 | 0 | 95.5542 | 0.0001652% | 3961 | 0 | 0.0002784% | 4108 | 0
2020 | 11 | 26 | 2020-11-26 | 19 | 2020-11-26 | 19 | 5359.4606 | 0.006479% | 2437 | 0 | 3388.4312 | 0.005858% | 2054 | 0 | 0.006169% | 2280 | 0
2020 | 11 | 26 | 2020-11-26 | 20 | 2020-11-26 | 20 | 3907.4117 | 0.004724% | 2623 | 0 | 1785.0364 | 0.003086% | 2365 | 0 | 0.003905% | 2544 | 0
2020 | 11 | 26 | 2020-11-26 | 21 | 2020-11-26 | 21 | 2018.7454 | 0.002441% | 2979 | 0 | 1010.7146 | 0.001747% | 2642 | 0 | 0.002094% | 2930 | 0
2020 | 11 | 26 | 2020-11-26 | 22 | 2020-11-26 | 22 | 345.3561 | 0.0004175% | 3825 | 0 | 168.2825 | 0.0002909% | 3673 | 0 | 0.0003542% | 3973 | 0
2020 | 11 | 26 | 2020-11-26 | 23 | 2020-11-26 | 23 | 63.2609 | 7.648e-05% | 4389 | 0 | 36.2089 | 6.26e-05% | 4406 | 0 | 6.954e-05% | 4823 | 0
2020 | 11 | 26 | 2020-11-26 | 24 | 2020-11-26 | 24 | 0 | 0% | 5135 | 0 | 0 | 0% | 4870 | 0 | 0% | 5626 | 0
2020 | 11 | 27 | 2020-11-27 | 1 | 2020-11-27 | 1 | 0 | 0% | 5135 | 0 | 78.8392 | 0.0001363% | 4052 | 0 | 6.815e-05% | 4831 | 0
2020 | 11 | 27 | 2020-11-27 | 2 | 2020-11-27 | 2 | 0 | 0% | 5135 | 0 | 0 | 0% | 4870 | 0 | 0% | 5626 | 0
2020 | 11 | 27 | 2020-11-27 | 3 | 2020-11-27 | 3 | 0 | 0% | 5135 | 0 | 0 | 0% | 4870 | 0 | 0% | 5626 | 0
2020 | 11 | 27 | 2020-11-27 | 4 | 2020-11-27 | 4 | 0 | 0% | 5135 | 0 | 0 | 0% | 4870 | 0 | 0% | 5626 | 0
2020 | 11 | 27 | 2020-11-27 | 5 | 2020-11-27 | 5 | 0 | 0% | 5135 | 0 | 0 | 0% | 4870 | 0 | 0% | 5626 | 0
2020 | 11 | 27 | 2020-11-27 | 6 | 2020-11-27 | 6 | 0 | 0% | 5135 | 0 | 0 | 0% | 4870 | 0 | 0% | 5626 | 0
2020 | 11 | 27 | 2020-11-27 | 7 | 2020-11-27 | 7 | 0 | 0% | 5135 | 0 | 24.5895 | 4.251e-05% | 4540 | 0 | 2.125e-05% | 5262 | 0
2020 | 11 | 27 | 2020-11-27 | 8 | 2020-11-27 | 8 | 7.0515 | 8.525e-06% | 4914 | 0 | 38.6156 | 6.676e-05% | 4385 | 0 | 3.764e-05% | 5076 | 0
2020 | 11 | 27 | 2020-11-27 | 9 | 2020-11-27 | 9 | 0 | 0% | 5135 | 0 | 259.6201 | 0.0004488% | 3399 | 0 | 0.0002244% | 4223 | 0
2020 | 11 | 27 | 2020-11-27 | 10 | 2020-11-27 | 10 | 0 | 0% | 5135 | 0 | 0 | 0% | 4870 | 0 | 0% | 5626 | 0
2020 | 11 | 27 | 2020-11-27 | 11 | 2020-11-27 | 11 | 0 | 0% | 5135 | 0 | 0 | 0% | 4870 | 0 | 0% | 5626 | 0
2020 | 11 | 27 | 2020-11-27 | 12 | 2020-11-27 | 12 | 0 | 0% | 5135 | 0 | 0 | 0% | 4870 | 0 | 0% | 5626 | 0
2020 | 11 | 27 | 2020-11-27 | 13 | 2020-11-27 | 13 | 0 | 0% | 5135 | 0 | 0 | 0% | 4870 | 0 | 0% | 5626 | 0
2020 | 11 | 27 | 2020-11-27 | 14 | 2020-11-27 | 14 | 0 | 0% | 5135 | 0 | 0 | 0% | 4870 | 0 | 0% | 5626 | 0
2020 | 11 | 27 | 2020-11-27 | 15 | 2020-11-27 | 15 | 0 | 0% | 5135 | 0 | 0 | 0% | 4870 | 0 | 0% | 5626 | 0
2020 | 11 | 27 | 2020-11-27 | 16 | 2020-11-27 | 16 | 8.3251 | 1.006e-05% | 4880 | 0 | 717.5127 | 0.00124% | 2809 | 0 | 0.0006252% | 3634 | 0
2020 | 11 | 27 | 2020-11-27 | 17 | 2020-11-27 | 17 | 122.6492 | 0.0001483% | 4205 | 0 | 0 | 0% | 4870 | 0 | 7.414e-05% | 4792 | 0
2020 | 11 | 27 | 2020-11-27 | 18 | 2020-11-27 | 18 | 5546.5057 | 0.006705% | 2415 | 0 | 2220.7721 | 0.003839% | 2255 | 0 | 0.005272% | 2374 | 0
2020 | 11 | 27 | 2020-11-27 | 19 | 2020-11-27 | 19 | 29093.9781 | 0.03517% | 1113 | 0 | 25625.977 | 0.0443% | 857 | 0 | 0.03974% | 970 | 0
2020 | 11 | 27 | 2020-11-27 | 20 | 2020-11-27 | 20 | 27438.6492 | 0.03317% | 1174 | 0 | 26837.1823 | 0.04639% | 828 | 0 | 0.03978% | 967 | 0
2020 | 11 | 27 | 2020-11-27 | 21 | 2020-11-27 | 21 | 20538.9878 | 0.02483% | 1486 | 0 | 16492.4476 | 0.02851% | 1225 | 0 | 0.02667% | 1330 | 0
2020 | 11 | 27 | 2020-11-27 | 22 | 2020-11-27 | 22 | 11617.9631 | 0.01405% | 1924 | 0 | 7594.4283 | 0.01313% | 1687 | 0 | 0.01359% | 1840 | 0
2020 | 11 | 27 | 2020-11-27 | 23 | 2020-11-27 | 23 | 2791.5719 | 0.003375% | 2805 | 0 | 1314.2688 | 0.002272% | 2508 | 0 | 0.002823% | 2751 | 0
2020 | 11 | 27 | 2020-11-27 | 24 | 2020-11-27 | 24 | 10.4156 | 1.259e-05% | 4836 | 0 | 0 | 0% | 4870 | 0 | 6.296e-06% | 5506 | 0
2020 | 11 | 28 | 2020-11-28 | 1 | 2020-11-28 | 1 | 2.099 | 2.538e-06% | 5063 | 0 | 50.3685 | 8.707e-05% | 4276 | 0 | 4.481e-05% | 5011 | 0
2020 | 11 | 28 | 2020-11-28 | 2 | 2020-11-28 | 2 | 0 | 0% | 5135 | 0 | 0 | 0% | 4870 | 0 | 0% | 5626 | 0
2020 | 11 | 28 | 2020-11-28 | 3 | 2020-11-28 | 3 | 0 | 0% | 5135 | 0 | 0 | 0% | 4870 | 0 | 0% | 5626 | 0
2020 | 11 | 28 | 2020-11-28 | 4 | 2020-11-28 | 4 | 0 | 0% | 5135 | 0 | 0 | 0% | 4870 | 0 | 0% | 5626 | 0
2020 | 11 | 28 | 2020-11-28 | 5 | 2020-11-28 | 5 | 0 | 0% | 5135 | 0 | 0 | 0% | 4870 | 0 | 0% | 5626 | 0
2020 | 11 | 28 | 2020-11-28 | 6 | 2020-11-28 | 6 | 0 | 0% | 5135 | 0 | 0 | 0% | 4870 | 0 | 0% | 5626 | 0
2020 | 11 | 28 | 2020-11-28 | 7 | 2020-11-28 | 7 | 0 | 0% | 5135 | 0 | 0 | 0% | 4870 | 0 | 0% | 5626 | 0
2020 | 11 | 28 | 2020-11-28 | 8 | 2020-11-28 | 8 | 12.7043 | 1.536e-05% | 4796 | 0 | 0 | 0% | 4870 | 0 | 7.679e-06% | 5476 | 0
2020 | 11 | 28 | 2020-11-28 | 9 | 2020-11-28 | 9 | 0 | 0% | 5135 | 0 | 146.3128 | 0.0002529% | 3744 | 0 | 0.0001265% | 4539 | 0
2020 | 11 | 28 | 2020-11-28 | 10 | 2020-11-28 | 10 | 0 | 0% | 5135 | 0 | 0 | 0% | 4870 | 0 | 0% | 5626 | 0
2020 | 11 | 28 | 2020-11-28 | 11 | 2020-11-28 | 11 | 0 | 0% | 5135 | 0 | 0 | 0% | 4870 | 0 | 0% | 5626 | 0
2020 | 11 | 28 | 2020-11-28 | 12 | 2020-11-28 | 12 | 0 | 0% | 5135 | 0 | 0 | 0% | 4870 | 0 | 0% | 5626 | 0
2020 | 11 | 28 | 2020-11-28 | 13 | 2020-11-28 | 13 | 0 | 0% | 5135 | 0 | 0 | 0% | 4870 | 0 | 0% | 5626 | 0
2020 | 11 | 28 | 2020-11-28 | 14 | 2020-11-28 | 14 | 0 | 0% | 5135 | 0 | 0 | 0% | 4870 | 0 | 0% | 5626 | 0
2020 | 11 | 28 | 2020-11-28 | 15 | 2020-11-28 | 15 | 0 | 0% | 5135 | 0 | 0 | 0% | 4870 | 0 | 0% | 5626 | 0
2020 | 11 | 28 | 2020-11-28 | 16 | 2020-11-28 | 16 | 0 | 0% | 5135 | 0 | 228.8693 | 0.0003957% | 3486 | 0 | 0.0001978% | 4290 | 0
2020 | 11 | 28 | 2020-11-28 | 17 | 2020-11-28 | 17 | 0 | 0% | 5135 | 0 | 0 | 0% | 4870 | 0 | 0% | 5626 | 0
2020 | 11 | 28 | 2020-11-28 | 18 | 2020-11-28 | 18 | 1073.2076 | 0.001297% | 3312 | 0 | 1083.0843 | 0.001872% | 2593 | 0 | 0.001585% | 3073 | 0
2020 | 11 | 28 | 2020-11-28 | 19 | 2020-11-28 | 19 | 16378.5451 | 0.0198% | 1678 | 0 | 16173.58 | 0.02796% | 1239 | 0 | 0.02388% | 1429 | 0
2020 | 11 | 28 | 2020-11-28 | 20 | 2020-11-28 | 20 | 14329.957 | 0.01732% | 1788 | 0 | 14519.6121 | 0.0251% | 1296 | 0 | 0.02121% | 1536 | 0
2020 | 11 | 28 | 2020-11-28 | 21 | 2020-11-28 | 21 | 10303.3729 | 0.01246% | 2004 | 0 | 9605.507 | 0.01661% | 1567 | 0 | 0.01453% | 1801 | 0
2020 | 11 | 28 | 2020-11-28 | 22 | 2020-11-28 | 22 | 5970.6296 | 0.007218% | 2372 | 0 | 5645.7423 | 0.00976% | 1828 | 0 | 0.008489% | 2087 | 0
2020 | 11 | 28 | 2020-11-28 | 23 | 2020-11-28 | 23 | 313.6145 | 0.0003791% | 3872 | 0 | 310.4525 | 0.0005367% | 3295 | 0 | 0.0004579% | 3817 | 0
2020 | 11 | 28 | 2020-11-28 | 24 | 2020-11-28 | 24 | 0 | 0% | 5135 | 0 | 0 | 0% | 4870 | 0 | 0% | 5626 | 0
2020 | 11 | 29 | 2020-11-29 | 1 | 2020-11-29 | 1 | 5.6156 | 6.789e-06% | 4962 | 0 | 51.7164 | 8.94e-05% | 4262 | 0 | 4.81e-05% | 4986 | 0
2020 | 11 | 29 | 2020-11-29 | 2 | 2020-11-29 | 2 | 0 | 0% | 5135 | 0 | 0 | 0% | 4870 | 0 | 0% | 5626 | 0
2020 | 11 | 29 | 2020-11-29 | 3 | 2020-11-29 | 3 | 0 | 0% | 5135 | 0 | 0 | 0% | 4870 | 0 | 0% | 5626 | 0
2020 | 11 | 29 | 2020-11-29 | 4 | 2020-11-29 | 4 | 0 | 0% | 5135 | 0 | 0 | 0% | 4870 | 0 | 0% | 5626 | 0
2020 | 11 | 29 | 2020-11-29 | 5 | 2020-11-29 | 5 | 0 | 0% | 5135 | 0 | 0 | 0% | 4870 | 0 | 0% | 5626 | 0
2020 | 11 | 29 | 2020-11-29 | 6 | 2020-11-29 | 6 | 0 | 0% | 5135 | 0 | 0 | 0% | 4870 | 0 | 0% | 5626 | 0
2020 | 11 | 29 | 2020-11-29 | 7 | 2020-11-29 | 7 | 0 | 0% | 5135 | 0 | 0 | 0% | 4870 | 0 | 0% | 5626 | 0
2020 | 11 | 29 | 2020-11-29 | 8 | 2020-11-29 | 8 | 0 | 0% | 5135 | 0 | 6.7861 | 1.173e-05% | 4768 | 0 | 5.866e-06% | 5512 | 0
2020 | 11 | 29 | 2020-11-29 | 9 | 2020-11-29 | 9 | 34.5258 | 4.174e-05% | 4563 | 0 | 406.0007 | 0.0007019% | 3135 | 0 | 0.0003718% | 3940 | 0
2020 | 11 | 29 | 2020-11-29 | 10 | 2020-11-29 | 10 | 0 | 0% | 5135 | 0 | 0 | 0% | 4870 | 0 | 0% | 5626 | 0
2020 | 11 | 29 | 2020-11-29 | 11 | 2020-11-29 | 11 | 0 | 0% | 5135 | 0 | 0 | 0% | 4870 | 0 | 0% | 5626 | 0
2020 | 11 | 29 | 2020-11-29 | 12 | 2020-11-29 | 12 | 0 | 0% | 5135 | 0 | 0 | 0% | 4870 | 0 | 0% | 5626 | 0
2020 | 11 | 29 | 2020-11-29 | 13 | 2020-11-29 | 13 | 0 | 0% | 5135 | 0 | 0 | 0% | 4870 | 0 | 0% | 5626 | 0
2020 | 11 | 29 | 2020-11-29 | 14 | 2020-11-29 | 14 | 0 | 0% | 5135 | 0 | 0 | 0% | 4870 | 0 | 0% | 5626 | 0
2020 | 11 | 29 | 2020-11-29 | 15 | 2020-11-29 | 15 | 0 | 0% | 5135 | 0 | 0 | 0% | 4870 | 0 | 0% | 5626 | 0
2020 | 11 | 29 | 2020-11-29 | 16 | 2020-11-29 | 16 | 6.0516 | 7.316e-06% | 4943 | 0 | 333.1651 | 0.000576% | 3247 | 0 | 0.0002916% | 4086 | 0
2020 | 11 | 29 | 2020-11-29 | 17 | 2020-11-29 | 17 | 0 | 0% | 5135 | 0 | 0 | 0% | 4870 | 0 | 0% | 5626 | 0
2020 | 11 | 29 | 2020-11-29 | 18 | 2020-11-29 | 18 | 2250.648 | 0.002721% | 2920 | 0 | 2321.3256 | 0.004013% | 2235 | 0 | 0.003367% | 2628 | 0
2020 | 11 | 29 | 2020-11-29 | 19 | 2020-11-29 | 19 | 24744.4068 | 0.02991% | 1291 | 0 | 24637.0856 | 0.04259% | 898 | 0 | 0.03625% | 1056 | 0
2020 | 11 | 29 | 2020-11-29 | 20 | 2020-11-29 | 20 | 24553.3144 | 0.02968% | 1296 | 0 | 24726.5335 | 0.04275% | 892 | 0 | 0.03621% | 1057 | 0
2020 | 11 | 29 | 2020-11-29 | 21 | 2020-11-29 | 21 | 18761.0847 | 0.02268% | 1563 | 0 | 17515.8817 | 0.03028% | 1177 | 0 | 0.02648% | 1336 | 0
2020 | 11 | 29 | 2020-11-29 | 22 | 2020-11-29 | 22 | 11045.7898 | 0.01335% | 1962 | 0 | 9924.6196 | 0.01716% | 1547 | 0 | 0.01526% | 1757 | 0
2020 | 11 | 29 | 2020-11-29 | 23 | 2020-11-29 | 23 | 993.9484 | 0.001202% | 3353 | 0 | 965.6221 | 0.001669% | 2665 | 0 | 0.001435% | 3149 | 0
2020 | 11 | 29 | 2020-11-29 | 24 | 2020-11-29 | 24 | 0 | 0% | 5135 | 0 | 0 | 0% | 4870 | 0 | 0% | 5626 | 0
2020 | 11 | 30 | 2020-11-30 | 1 | 2020-11-30 | 1 | 9.1262 | 1.103e-05% | 4865 | 0 | 99.2392 | 0.0001716% | 3940 | 0 | 9.13e-05% | 4693 | 0
2020 | 11 | 30 | 2020-11-30 | 2 | 2020-11-30 | 2 | 0 | 0% | 5135 | 0 | 0 | 0% | 4870 | 0 | 0% | 5626 | 0
2020 | 11 | 30 | 2020-11-30 | 3 | 2020-11-30 | 3 | 0 | 0% | 5135 | 0 | 0 | 0% | 4870 | 0 | 0% | 5626 | 0
2020 | 11 | 30 | 2020-11-30 | 4 | 2020-11-30 | 4 | 0 | 0% | 5135 | 0 | 0 | 0% | 4870 | 0 | 0% | 5626 | 0
2020 | 11 | 30 | 2020-11-30 | 5 | 2020-11-30 | 5 | 0 | 0% | 5135 | 0 | 0 | 0% | 4870 | 0 | 0% | 5626 | 0
2020 | 11 | 30 | 2020-11-30 | 6 | 2020-11-30 | 6 | 0 | 0% | 5135 | 0 | 0 | 0% | 4870 | 0 | 0% | 5626 | 0
2020 | 11 | 30 | 2020-11-30 | 7 | 2020-11-30 | 7 | 0 | 0% | 5135 | 0 | 0.15382 | 2.659e-07% | 4869 | 0 | 1.33e-07% | 5622 | 0
2020 | 11 | 30 | 2020-11-30 | 8 | 2020-11-30 | 8 | 3.2341 | 3.91e-06% | 5031 | 0 | 74.5459 | 0.0001289% | 4078 | 0 | 6.639e-05% | 4843 | 0
2020 | 11 | 30 | 2020-11-30 | 9 | 2020-11-30 | 9 | 0 | 0% | 5135 | 0 | 224.8287 | 0.0003887% | 3494 | 0 | 0.0001943% | 4305 | 0
2020 | 11 | 30 | 2020-11-30 | 10 | 2020-11-30 | 10 | 0 | 0% | 5135 | 0 | 0 | 0% | 4870 | 0 | 0% | 5626 | 0
2020 | 11 | 30 | 2020-11-30 | 11 | 2020-11-30 | 11 | 0 | 0% | 5135 | 0 | 0 | 0% | 4870 | 0 | 0% | 5626 | 0
2020 | 11 | 30 | 2020-11-30 | 12 | 2020-11-30 | 12 | 0 | 0% | 5135 | 0 | 0 | 0% | 4870 | 0 | 0% | 5626 | 0
2020 | 11 | 30 | 2020-11-30 | 13 | 2020-11-30 | 13 | 0 | 0% | 5135 | 0 | 0 | 0% | 4870 | 0 | 0% | 5626 | 0
2020 | 11 | 30 | 2020-11-30 | 14 | 2020-11-30 | 14 | 0 | 0% | 5135 | 0 | 0 | 0% | 4870 | 0 | 0% | 5626 | 0
2020 | 11 | 30 | 2020-11-30 | 15 | 2020-11-30 | 15 | 0 | 0% | 5135 | 0 | 0 | 0% | 4870 | 0 | 0% | 5626 | 0
2020 | 11 | 30 | 2020-11-30 | 16 | 2020-11-30 | 16 | 7.7186 | 9.331e-06% | 4900 | 0 | 518.6838 | 0.0008967% | 2991 | 0 | 0.000453% | 3826 | 0
2020 | 11 | 30 | 2020-11-30 | 17 | 2020-11-30 | 17 | 110.947 | 0.0001341% | 4236 | 0 | 112.0997 | 0.0001938% | 3885 | 0 | 0.000164% | 4399 | 0
2020 | 11 | 30 | 2020-11-30 | 18 | 2020-11-30 | 18 | 5373.2688 | 0.006496% | 2433 | 0 | 5917.0256 | 0.01023% | 1812 | 0 | 0.008363% | 2095 | 0
2020 | 11 | 30 | 2020-11-30 | 19 | 2020-11-30 | 19 | 29736.5211 | 0.03595% | 1094 | 0 | 30524.1506 | 0.05277% | 713 | 0 | 0.04436% | 845 | 0
2020 | 11 | 30 | 2020-11-30 | 20 | 2020-11-30 | 20 | 26936.6538 | 0.03257% | 1197 | 0 | 27524.0157 | 0.04758% | 811 | 0 | 0.04007% | 959 | 0
2020 | 11 | 30 | 2020-11-30 | 21 | 2020-11-30 | 21 | 20381.7883 | 0.02464% | 1490 | 0 | 20605.957 | 0.03562% | 1057 | 0 | 0.03013% | 1220 | 0
2020 | 11 | 30 | 2020-11-30 | 22 | 2020-11-30 | 22 | 10628.9452 | 0.01285% | 1987 | 0 | 11085.4373 | 0.01916% | 1479 | 0 | 0.01601% | 1714 | 0
2020 | 11 | 30 | 2020-11-30 | 23 | 2020-11-30 | 23 | 2777.6412 | 0.003358% | 2810 | 0 | 3255.0049 | 0.005627% | 2077 | 0 | 0.004493% | 2469 | 0
2020 | 11 | 30 | 2020-11-30 | 24 | 2020-11-30 | 24 | 155.7546 | 0.0001883% | 4118 | 0 | 153.6157 | 0.0002656% | 3718 | 0 | 0.0002269% | 4214 | 0
2020 | 12 | 1 | 2020-12-01 | 1 | 2020-12-01 | 1 | 83.6466 | 0.0001011% | 4312 | 0 | 99.9541 | 0.0001728% | 3935 | 0 | 0.000137% | 4499 | 0
2020 | 12 | 1 | 2020-12-01 | 2 | 2020-12-01 | 2 | 0 | 0% | 5135 | 0 | 0 | 0% | 4870 | 0 | 0% | 5626 | 0
2020 | 12 | 1 | 2020-12-01 | 3 | 2020-12-01 | 3 | 0 | 0% | 5135 | 0 | 0 | 0% | 4870 | 0 | 0% | 5626 | 0
2020 | 12 | 1 | 2020-12-01 | 4 | 2020-12-01 | 4 | 0 | 0% | 5135 | 0 | 0 | 0% | 4870 | 0 | 0% | 5626 | 0
2020 | 12 | 1 | 2020-12-01 | 5 | 2020-12-01 | 5 | 0 | 0% | 5135 | 0 | 0 | 0% | 4870 | 0 | 0% | 5626 | 0
2020 | 12 | 1 | 2020-12-01 | 6 | 2020-12-01 | 6 | 0 | 0% | 5135 | 0 | 0 | 0% | 4870 | 0 | 0% | 5626 | 0
2020 | 12 | 1 | 2020-12-01 | 7 | 2020-12-01 | 7 | 0 | 0% | 5135 | 0 | 0 | 0% | 4870 | 0 | 0% | 5626 | 0
2020 | 12 | 1 | 2020-12-01 | 8 | 2020-12-01 | 8 | 769.0621 | 0.0009298% | 3464 | 0 | 187.3307 | 0.0003238% | 3608 | 0 | 0.0006268% | 3630 | 0
2020 | 12 | 1 | 2020-12-01 | 9 | 2020-12-01 | 9 | 920.9538 | 0.001113% | 3381 | 0 | 118.3854 | 0.0002047% | 3859 | 0 | 0.000659% | 3604 | 0
2020 | 12 | 1 | 2020-12-01 | 10 | 2020-12-01 | 10 | 95.9489 | 0.000116% | 4274 | 0 | 0 | 0% | 4870 | 0 | 5.8e-05% | 4906 | 0
2020 | 12 | 1 | 2020-12-01 | 11 | 2020-12-01 | 11 | 0 | 0% | 5135 | 0 | 0 | 0% | 4870 | 0 | 0% | 5626 | 0
2020 | 12 | 1 | 2020-12-01 | 12 | 2020-12-01 | 12 | 0 | 0% | 5135 | 0 | 0 | 0% | 4870 | 0 | 0% | 5626 | 0
2020 | 12 | 1 | 2020-12-01 | 13 | 2020-12-01 | 13 | 0 | 0% | 5135 | 0 | 0 | 0% | 4870 | 0 | 0% | 5626 | 0
2020 | 12 | 1 | 2020-12-01 | 14 | 2020-12-01 | 14 | 0 | 0% | 5135 | 0 | 0 | 0% | 4870 | 0 | 0% | 5626 | 0
2020 | 12 | 1 | 2020-12-01 | 15 | 2020-12-01 | 15 | 0 | 0% | 5135 | 0 | 0 | 0% | 4870 | 0 | 0% | 5626 | 0
2020 | 12 | 1 | 2020-12-01 | 16 | 2020-12-01 | 16 | 4.668 | 5.643e-06% | 4986 | 0 | 102.7898 | 0.0001777% | 3921 | 0 | 9.167e-05% | 4690 | 0
2020 | 12 | 1 | 2020-12-01 | 17 | 2020-12-01 | 17 | 1002.1023 | 0.001211% | 3352 | 0 | 815.5922 | 0.00141% | 2749 | 0 | 0.001311% | 3196 | 0
2020 | 12 | 1 | 2020-12-01 | 18 | 2020-12-01 | 18 | 21414.1489 | 0.02589% | 1446 | 0 | 21104.9911 | 0.03649% | 1037 | 0 | 0.03119% | 1192 | 0
2020 | 12 | 1 | 2020-12-01 | 19 | 2020-12-01 | 19 | 56434.5412 | 0.06823% | 378 | 0 | 56479.5412 | 0.09764% | 208 | 0 | 0.08293% | 271 | 0
2020 | 12 | 1 | 2020-12-01 | 20 | 2020-12-01 | 20 | 56817.0412 | 0.06869% | 373 | 0 | 56712.0412 | 0.09804% | 203 | 0 | 0.08337% | 267 | 0
2020 | 12 | 1 | 2020-12-01 | 21 | 2020-12-01 | 21 | 46792.0412 | 0.05657% | 559 | 0 | 46792.0412 | 0.08089% | 344 | 0 | 0.06873% | 404 | 0
2020 | 12 | 1 | 2020-12-01 | 22 | 2020-12-01 | 22 | 36545.2455 | 0.04418% | 858 | 0 | 36402.7455 | 0.06293% | 552 | 0 | 0.05356% | 665 | 0
2020 | 12 | 1 | 2020-12-01 | 23 | 2020-12-01 | 23 | 24031.5836 | 0.02905% | 1320 | 0 | 23867.9692 | 0.04126% | 927 | 0 | 0.03516% | 1083 | 0
2020 | 12 | 1 | 2020-12-01 | 24 | 2020-12-01 | 24 | 2947.3803 | 0.003563% | 2783 | 0 | 2577.66 | 0.004456% | 2197 | 0 | 0.00401% | 2535 | 0
2020 | 12 | 2 | 2020-12-02 | 1 | 2020-12-02 | 1 | 24.5351 | 2.966e-05% | 4651 | 0 | 57.045 | 9.862e-05% | 4204 | 0 | 6.414e-05% | 4859 | 0
2020 | 12 | 2 | 2020-12-02 | 2 | 2020-12-02 | 2 | 0 | 0% | 5135 | 0 | 0 | 0% | 4870 | 0 | 0% | 5626 | 0
2020 | 12 | 2 | 2020-12-02 | 3 | 2020-12-02 | 3 | 0 | 0% | 5135 | 0 | 0 | 0% | 4870 | 0 | 0% | 5626 | 0
2020 | 12 | 2 | 2020-12-02 | 4 | 2020-12-02 | 4 | 0 | 0% | 5135 | 0 | 0 | 0% | 4870 | 0 | 0% | 5626 | 0
2020 | 12 | 2 | 2020-12-02 | 5 | 2020-12-02 | 5 | 0 | 0% | 5135 | 0 | 0 | 0% | 4870 | 0 | 0% | 5626 | 0
2020 | 12 | 2 | 2020-12-02 | 6 | 2020-12-02 | 6 | 0 | 0% | 5135 | 0 | 0 | 0% | 4870 | 0 | 0% | 5626 | 0
2020 | 12 | 2 | 2020-12-02 | 7 | 2020-12-02 | 7 | 0 | 0% | 5135 | 0 | 0 | 0% | 4870 | 0 | 0% | 5626 | 0
2020 | 12 | 2 | 2020-12-02 | 8 | 2020-12-02 | 8 | 880.6388 | 0.001065% | 3397 | 0 | 207.3249 | 0.0003584% | 3537 | 0 | 0.0007115% | 3559 | 0
2020 | 12 | 2 | 2020-12-02 | 9 | 2020-12-02 | 9 | 1151.0639 | 0.001392% | 3271 | 0 | 127.5162 | 0.0002204% | 3821 | 0 | 0.000806% | 3479 | 0
2020 | 12 | 2 | 2020-12-02 | 10 | 2020-12-02 | 10 | 14.7574 | 1.784e-05% | 4770 | 0 | 0 | 0% | 4870 | 0 | 8.92e-06% | 5455 | 0
2020 | 12 | 2 | 2020-12-02 | 11 | 2020-12-02 | 11 | 0 | 0% | 5135 | 0 | 0 | 0% | 4870 | 0 | 0% | 5626 | 0
2020 | 12 | 2 | 2020-12-02 | 12 | 2020-12-02 | 12 | 0 | 0% | 5135 | 0 | 0 | 0% | 4870 | 0 | 0% | 5626 | 0
2020 | 12 | 2 | 2020-12-02 | 13 | 2020-12-02 | 13 | 0 | 0% | 5135 | 0 | 0 | 0% | 4870 | 0 | 0% | 5626 | 0
2020 | 12 | 2 | 2020-12-02 | 14 | 2020-12-02 | 14 | 0 | 0% | 5135 | 0 | 0 | 0% | 4870 | 0 | 0% | 5626 | 0
2020 | 12 | 2 | 2020-12-02 | 15 | 2020-12-02 | 15 | 0 | 0% | 5135 | 0 | 0 | 0% | 4870 | 0 | 0% | 5626 | 0
2020 | 12 | 2 | 2020-12-02 | 16 | 2020-12-02 | 16 | 22.0824 | 2.67e-05% | 4682 | 0 | 334.1933 | 0.0005777% | 3246 | 0 | 0.0003022% | 4060 | 0
2020 | 12 | 2 | 2020-12-02 | 17 | 2020-12-02 | 17 | 1529.5243 | 0.001849% | 3123 | 0 | 745.003 | 0.001288% | 2798 | 0 | 0.001569% | 3079 | 0
2020 | 12 | 2 | 2020-12-02 | 18 | 2020-12-02 | 18 | 26118.8242 | 0.03158% | 1229 | 0 | 25047.9862 | 0.0433% | 879 | 0 | 0.03744% | 1026 | 0
2020 | 12 | 2 | 2020-12-02 | 19 | 2020-12-02 | 19 | 59026.2811 | 0.07136% | 329 | 0 | 58160.5968 | 0.1005% | 185 | 0 | 0.08595% | 240 | 0
2020 | 12 | 2 | 2020-12-02 | 20 | 2020-12-02 | 20 | 59510.5424 | 0.07195% | 320 | 0 | 58901.8635 | 0.1018% | 176 | 0 | 0.08689% | 228 | 0
2020 | 12 | 2 | 2020-12-02 | 21 | 2020-12-02 | 21 | 48652.0412 | 0.05882% | 519 | 0 | 48352.3621 | 0.08359% | 321 | 0 | 0.0712% | 386 | 0
2020 | 12 | 2 | 2020-12-02 | 22 | 2020-12-02 | 22 | 39432.3704 | 0.04767% | 758 | 0 | 39010.1538 | 0.06744% | 489 | 0 | 0.05756% | 579 | 0
2020 | 12 | 2 | 2020-12-02 | 23 | 2020-12-02 | 23 | 25409.262 | 0.03072% | 1266 | 0 | 24316.2612 | 0.04204% | 915 | 0 | 0.03638% | 1054 | 0
2020 | 12 | 2 | 2020-12-02 | 24 | 2020-12-02 | 24 | 2776.6875 | 0.003357% | 2811 | 0 | 1997.0765 | 0.003452% | 2306 | 0 | 0.003405% | 2624 | 0
2020 | 12 | 3 | 2020-12-03 | 1 | 2020-12-03 | 1 | 4.8641 | 5.88e-06% | 4979 | 0 | 22.2661 | 3.849e-05% | 4568 | 0 | 2.219e-05% | 5252 | 0
2020 | 12 | 3 | 2020-12-03 | 2 | 2020-12-03 | 2 | 0 | 0% | 5135 | 0 | 0 | 0% | 4870 | 0 | 0% | 5626 | 0
2020 | 12 | 3 | 2020-12-03 | 3 | 2020-12-03 | 3 | 0 | 0% | 5135 | 0 | 0 | 0% | 4870 | 0 | 0% | 5626 | 0
2020 | 12 | 3 | 2020-12-03 | 4 | 2020-12-03 | 4 | 0 | 0% | 5135 | 0 | 0 | 0% | 4870 | 0 | 0% | 5626 | 0
2020 | 12 | 3 | 2020-12-03 | 5 | 2020-12-03 | 5 | 0 | 0% | 5135 | 0 | 0 | 0% | 4870 | 0 | 0% | 5626 | 0
2020 | 12 | 3 | 2020-12-03 | 6 | 2020-12-03 | 6 | 0 | 0% | 5135 | 0 | 0 | 0% | 4870 | 0 | 0% | 5626 | 0
2020 | 12 | 3 | 2020-12-03 | 7 | 2020-12-03 | 7 | 0 | 0% | 5135 | 0 | 0 | 0% | 4870 | 0 | 0% | 5626 | 0
2020 | 12 | 3 | 2020-12-03 | 8 | 2020-12-03 | 8 | 418.7056 | 0.0005062% | 3743 | 0 | 29.4395 | 5.089e-05% | 4486 | 0 | 0.0002785% | 4107 | 0
2020 | 12 | 3 | 2020-12-03 | 9 | 2020-12-03 | 9 | 386.4788 | 0.0004672% | 3781 | 0 | 113.3752 | 0.000196% | 3876 | 0 | 0.0003316% | 4015 | 0
2020 | 12 | 3 | 2020-12-03 | 10 | 2020-12-03 | 10 | 0 | 0% | 5135 | 0 | 0 | 0% | 4870 | 0 | 0% | 5626 | 0
2020 | 12 | 3 | 2020-12-03 | 11 | 2020-12-03 | 11 | 0 | 0% | 5135 | 0 | 0 | 0% | 4870 | 0 | 0% | 5626 | 0
2020 | 12 | 3 | 2020-12-03 | 12 | 2020-12-03 | 12 | 0 | 0% | 5135 | 0 | 0 | 0% | 4870 | 0 | 0% | 5626 | 0
2020 | 12 | 3 | 2020-12-03 | 13 | 2020-12-03 | 13 | 0 | 0% | 5135 | 0 | 0 | 0% | 4870 | 0 | 0% | 5626 | 0
2020 | 12 | 3 | 2020-12-03 | 14 | 2020-12-03 | 14 | 0 | 0% | 5135 | 0 | 0 | 0% | 4870 | 0 | 0% | 5626 | 0
2020 | 12 | 3 | 2020-12-03 | 15 | 2020-12-03 | 15 | 0 | 0% | 5135 | 0 | 0 | 0% | 4870 | 0 | 0% | 5626 | 0
2020 | 12 | 3 | 2020-12-03 | 16 | 2020-12-03 | 16 | 6.387 | 7.722e-06% | 4934 | 0 | 331.9875 | 0.0005739% | 3249 | 0 | 0.0002908% | 4088 | 0
2020 | 12 | 3 | 2020-12-03 | 17 | 2020-12-03 | 17 | 402.7495 | 0.0004869% | 3764 | 0 | 0 | 0% | 4870 | 0 | 0.0002435% | 4173 | 0
2020 | 12 | 3 | 2020-12-03 | 18 | 2020-12-03 | 18 | 16398.2675 | 0.01982% | 1677 | 0 | 7780.846 | 0.01345% | 1673 | 0 | 0.01664% | 1684 | 0
2020 | 12 | 3 | 2020-12-03 | 19 | 2020-12-03 | 19 | 49369.9078 | 0.05969% | 499 | 0 | 33016.724 | 0.05708% | 644 | 0 | 0.05838% | 560 | 0
2020 | 12 | 3 | 2020-12-03 | 20 | 2020-12-03 | 20 | 51591.3399 | 0.06237% | 448 | 0 | 32879.0467 | 0.05684% | 647 | 0 | 0.05961% | 543 | 0
2020 | 12 | 3 | 2020-12-03 | 21 | 2020-12-03 | 21 | 44317.9658 | 0.05358% | 625 | 0 | 27018.1013 | 0.04671% | 824 | 0 | 0.05014% | 735 | 0
2020 | 12 | 3 | 2020-12-03 | 22 | 2020-12-03 | 22 | 34097.888 | 0.04122% | 949 | 0 | 19016.7919 | 0.03288% | 1111 | 0 | 0.03705% | 1037 | 0
2020 | 12 | 3 | 2020-12-03 | 23 | 2020-12-03 | 23 | 21222.6011 | 0.02566% | 1457 | 0 | 11960.4646 | 0.02068% | 1436 | 0 | 0.02317% | 1455 | 0
2020 | 12 | 3 | 2020-12-03 | 24 | 2020-12-03 | 24 | 1527.9719 | 0.001847% | 3126 | 0 | 483.1813 | 0.0008353% | 3021 | 0 | 0.001341% | 3188 | 0
2020 | 12 | 4 | 2020-12-04 | 1 | 2020-12-04 | 1 | 22.2152 | 2.686e-05% | 4677 | 0 | 23.9747 | 4.145e-05% | 4551 | 0 | 3.415e-05% | 5121 | 0
2020 | 12 | 4 | 2020-12-04 | 2 | 2020-12-04 | 2 | 0 | 0% | 5135 | 0 | 0 | 0% | 4870 | 0 | 0% | 5626 | 0
2020 | 12 | 4 | 2020-12-04 | 3 | 2020-12-04 | 3 | 0 | 0% | 5135 | 0 | 0 | 0% | 4870 | 0 | 0% | 5626 | 0
2020 | 12 | 4 | 2020-12-04 | 4 | 2020-12-04 | 4 | 0 | 0% | 5135 | 0 | 0 | 0% | 4870 | 0 | 0% | 5626 | 0
2020 | 12 | 4 | 2020-12-04 | 5 | 2020-12-04 | 5 | 0 | 0% | 5135 | 0 | 0 | 0% | 4870 | 0 | 0% | 5626 | 0
2020 | 12 | 4 | 2020-12-04 | 6 | 2020-12-04 | 6 | 0 | 0% | 5135 | 0 | 1.4298 | 2.472e-06% | 4857 | 0 | 1.236e-06% | 5602 | 0
2020 | 12 | 4 | 2020-12-04 | 7 | 2020-12-04 | 7 | 0 | 0% | 5135 | 0 | 10.8644 | 1.878e-05% | 4701 | 0 | 9.391e-06% | 5439 | 0
2020 | 12 | 4 | 2020-12-04 | 8 | 2020-12-04 | 8 | 6.8541 | 8.286e-06% | 4919 | 0 | 90.2744 | 0.0001561% | 3986 | 0 | 8.217e-05% | 4743 | 0
2020 | 12 | 4 | 2020-12-04 | 9 | 2020-12-04 | 9 | 67.7319 | 8.188e-05% | 4365 | 0 | 232.3999 | 0.0004018% | 3475 | 0 | 0.0002418% | 4175 | 0
2020 | 12 | 4 | 2020-12-04 | 10 | 2020-12-04 | 10 | 0 | 0% | 5135 | 0 | 0 | 0% | 4870 | 0 | 0% | 5626 | 0
2020 | 12 | 4 | 2020-12-04 | 11 | 2020-12-04 | 11 | 0 | 0% | 5135 | 0 | 0 | 0% | 4870 | 0 | 0% | 5626 | 0
2020 | 12 | 4 | 2020-12-04 | 12 | 2020-12-04 | 12 | 0 | 0% | 5135 | 0 | 0 | 0% | 4870 | 0 | 0% | 5626 | 0
2020 | 12 | 4 | 2020-12-04 | 13 | 2020-12-04 | 13 | 0 | 0% | 5135 | 0 | 0 | 0% | 4870 | 0 | 0% | 5626 | 0
2020 | 12 | 4 | 2020-12-04 | 14 | 2020-12-04 | 14 | 0 | 0% | 5135 | 0 | 0 | 0% | 4870 | 0 | 0% | 5626 | 0
2020 | 12 | 4 | 2020-12-04 | 15 | 2020-12-04 | 15 | 0 | 0% | 5135 | 0 | 0 | 0% | 4870 | 0 | 0% | 5626 | 0
2020 | 12 | 4 | 2020-12-04 | 16 | 2020-12-04 | 16 | 4.8529 | 5.867e-06% | 4980 | 0 | 358.5375 | 0.0006198% | 3209 | 0 | 0.0003128% | 4045 | 0
2020 | 12 | 4 | 2020-12-04 | 17 | 2020-12-04 | 17 | 79.9632 | 9.667e-05% | 4324 | 0 | 0 | 0% | 4870 | 0 | 4.834e-05% | 4983 | 0
2020 | 12 | 4 | 2020-12-04 | 18 | 2020-12-04 | 18 | 13426.5211 | 0.01623% | 1828 | 0 | 10370.2006 | 0.01793% | 1517 | 0 | 0.01708% | 1665 | 0
2020 | 12 | 4 | 2020-12-04 | 19 | 2020-12-04 | 19 | 46430.5287 | 0.05613% | 570 | 0 | 40534.9988 | 0.07007% | 456 | 0 | 0.0631% | 487 | 0
2020 | 12 | 4 | 2020-12-04 | 20 | 2020-12-04 | 20 | 46979.3204 | 0.0568% | 552 | 0 | 41969.4924 | 0.07255% | 428 | 0 | 0.06468% | 467 | 0
2020 | 12 | 4 | 2020-12-04 | 21 | 2020-12-04 | 21 | 36682.4166 | 0.04435% | 851 | 0 | 31766.4505 | 0.05492% | 676 | 0 | 0.04963% | 744 | 0
2020 | 12 | 4 | 2020-12-04 | 22 | 2020-12-04 | 22 | 28466.1001 | 0.03441% | 1135 | 0 | 23443.2867 | 0.04053% | 945 | 0 | 0.03747% | 1023 | 0
2020 | 12 | 4 | 2020-12-04 | 23 | 2020-12-04 | 23 | 17524.7182 | 0.02119% | 1623 | 0 | 13916.5278 | 0.02406% | 1332 | 0 | 0.02262% | 1478 | 0
2020 | 12 | 4 | 2020-12-04 | 24 | 2020-12-04 | 24 | 1776.8577 | 0.002148% | 3032 | 0 | 912.9509 | 0.001578% | 2699 | 0 | 0.001863% | 2983 | 0
2020 | 12 | 5 | 2020-12-05 | 1 | 2020-12-05 | 1 | 1.0445 | 1.263e-06% | 5103 | 0 | 31.1734 | 5.389e-05% | 4462 | 0 | 2.758e-05% | 5192 | 0
2020 | 12 | 5 | 2020-12-05 | 2 | 2020-12-05 | 2 | 0 | 0% | 5135 | 0 | 0 | 0% | 4870 | 0 | 0% | 5626 | 0
2020 | 12 | 5 | 2020-12-05 | 3 | 2020-12-05 | 3 | 0 | 0% | 5135 | 0 | 0 | 0% | 4870 | 0 | 0% | 5626 | 0
2020 | 12 | 5 | 2020-12-05 | 4 | 2020-12-05 | 4 | 0 | 0% | 5135 | 0 | 0 | 0% | 4870 | 0 | 0% | 5626 | 0
2020 | 12 | 5 | 2020-12-05 | 5 | 2020-12-05 | 5 | 0 | 0% | 5135 | 0 | 3.6236 | 6.264e-06% | 4820 | 0 | 3.132e-06% | 5566 | 0
2020 | 12 | 5 | 2020-12-05 | 6 | 2020-12-05 | 6 | 0 | 0% | 5135 | 0 | 3.0037 | 5.193e-06% | 4832 | 0 | 2.596e-06% | 5573 | 0
2020 | 12 | 5 | 2020-12-05 | 7 | 2020-12-05 | 7 | 0 | 0% | 5135 | 0 | 38.0972 | 6.586e-05% | 4389 | 0 | 3.293e-05% | 5134 | 0
2020 | 12 | 5 | 2020-12-05 | 8 | 2020-12-05 | 8 | 0 | 0% | 5135 | 0 | 0 | 0% | 4870 | 0 | 0% | 5626 | 0
2020 | 12 | 5 | 2020-12-05 | 9 | 2020-12-05 | 9 | 8.1071 | 9.801e-06% | 4885 | 0 | 609.9551 | 0.001054% | 2896 | 0 | 0.0005321% | 3716 | 0
2020 | 12 | 5 | 2020-12-05 | 10 | 2020-12-05 | 10 | 0 | 0% | 5135 | 0 | 0 | 0% | 4870 | 0 | 0% | 5626 | 0
2020 | 12 | 5 | 2020-12-05 | 11 | 2020-12-05 | 11 | 0 | 0% | 5135 | 0 | 0 | 0% | 4870 | 0 | 0% | 5626 | 0
2020 | 12 | 5 | 2020-12-05 | 12 | 2020-12-05 | 12 | 0 | 0% | 5135 | 0 | 0 | 0% | 4870 | 0 | 0% | 5626 | 0
2020 | 12 | 5 | 2020-12-05 | 13 | 2020-12-05 | 13 | 0 | 0% | 5135 | 0 | 0 | 0% | 4870 | 0 | 0% | 5626 | 0
2020 | 12 | 5 | 2020-12-05 | 14 | 2020-12-05 | 14 | 0 | 0% | 5135 | 0 | 0 | 0% | 4870 | 0 | 0% | 5626 | 0
2020 | 12 | 5 | 2020-12-05 | 15 | 2020-12-05 | 15 | 0 | 0% | 5135 | 0 | 0 | 0% | 4870 | 0 | 0% | 5626 | 0
2020 | 12 | 5 | 2020-12-05 | 16 | 2020-12-05 | 16 | 0 | 0% | 5135 | 0 | 666.6032 | 0.001152% | 2858 | 0 | 0.0005762% | 3680 | 0
2020 | 12 | 5 | 2020-12-05 | 17 | 2020-12-05 | 17 | 0 | 0% | 5135 | 0 | 0 | 0% | 4870 | 0 | 0% | 5626 | 0
2020 | 12 | 5 | 2020-12-05 | 18 | 2020-12-05 | 18 | 1031.9386 | 0.001248% | 3332 | 0 | 450.0558 | 0.000778% | 3063 | 0 | 0.001013% | 3341 | 0
2020 | 12 | 5 | 2020-12-05 | 19 | 2020-12-05 | 19 | 27432.8501 | 0.03316% | 1176 | 0 | 24089.5541 | 0.04164% | 920 | 0 | 0.0374% | 1028 | 0
2020 | 12 | 5 | 2020-12-05 | 20 | 2020-12-05 | 20 | 29457.8141 | 0.03561% | 1104 | 0 | 27249.3293 | 0.04711% | 815 | 0 | 0.04136% | 928 | 0
2020 | 12 | 5 | 2020-12-05 | 21 | 2020-12-05 | 21 | 21237.9832 | 0.02568% | 1454 | 0 | 19401.8885 | 0.03354% | 1097 | 0 | 0.02961% | 1234 | 0
2020 | 12 | 5 | 2020-12-05 | 22 | 2020-12-05 | 22 | 17088.2172 | 0.02066% | 1639 | 0 | 15273.8723 | 0.0264% | 1270 | 0 | 0.02353% | 1441 | 0
2020 | 12 | 5 | 2020-12-05 | 23 | 2020-12-05 | 23 | 6655.1869 | 0.008046% | 2313 | 0 | 5605.6342 | 0.009691% | 1835 | 0 | 0.008868% | 2066 | 0
2020 | 12 | 5 | 2020-12-05 | 24 | 2020-12-05 | 24 | 113.8427 | 0.0001376% | 4230 | 0 | 63.8273 | 0.0001103% | 4156 | 0 | 0.000124% | 4552 | 0
2020 | 12 | 6 | 2020-12-06 | 1 | 2020-12-06 | 1 | 1.1962 | 1.446e-06% | 5093 | 0 | 42.007 | 7.262e-05% | 4352 | 0 | 3.703e-05% | 5086 | 0
2020 | 12 | 6 | 2020-12-06 | 2 | 2020-12-06 | 2 | 0 | 0% | 5135 | 0 | 0 | 0% | 4870 | 0 | 0% | 5626 | 0
2020 | 12 | 6 | 2020-12-06 | 3 | 2020-12-06 | 3 | 0 | 0% | 5135 | 0 | 0 | 0% | 4870 | 0 | 0% | 5626 | 0
2020 | 12 | 6 | 2020-12-06 | 4 | 2020-12-06 | 4 | 0 | 0% | 5135 | 0 | 0 | 0% | 4870 | 0 | 0% | 5626 | 0
2020 | 12 | 6 | 2020-12-06 | 5 | 2020-12-06 | 5 | 0 | 0% | 5135 | 0 | 0 | 0% | 4870 | 0 | 0% | 5626 | 0
2020 | 12 | 6 | 2020-12-06 | 6 | 2020-12-06 | 6 | 0 | 0% | 5135 | 0 | 0 | 0% | 4870 | 0 | 0% | 5626 | 0
2020 | 12 | 6 | 2020-12-06 | 7 | 2020-12-06 | 7 | 0 | 0% | 5135 | 0 | 10.8243 | 1.871e-05% | 4703 | 0 | 9.356e-06% | 5441 | 0
2020 | 12 | 6 | 2020-12-06 | 8 | 2020-12-06 | 8 | 3.901 | 4.716e-06% | 5009 | 0 | 0 | 0% | 4870 | 0 | 2.358e-06% | 5577 | 0
2020 | 12 | 6 | 2020-12-06 | 9 | 2020-12-06 | 9 | 0.26117 | 3.157e-07% | 5128 | 0 | 0 | 0% | 4870 | 0 | 1.579e-07% | 5621 | 0
2020 | 12 | 6 | 2020-12-06 | 10 | 2020-12-06 | 10 | 0 | 0% | 5135 | 0 | 144.7304 | 0.0002502% | 3751 | 0 | 0.0001251% | 4545 | 0
2020 | 12 | 6 | 2020-12-06 | 11 | 2020-12-06 | 11 | 0 | 0% | 5135 | 0 | 0 | 0% | 4870 | 0 | 0% | 5626 | 0
2020 | 12 | 6 | 2020-12-06 | 12 | 2020-12-06 | 12 | 0 | 0% | 5135 | 0 | 0 | 0% | 4870 | 0 | 0% | 5626 | 0
2020 | 12 | 6 | 2020-12-06 | 13 | 2020-12-06 | 13 | 0 | 0% | 5135 | 0 | 0 | 0% | 4870 | 0 | 0% | 5626 | 0
2020 | 12 | 6 | 2020-12-06 | 14 | 2020-12-06 | 14 | 0 | 0% | 5135 | 0 | 0 | 0% | 4870 | 0 | 0% | 5626 | 0
2020 | 12 | 6 | 2020-12-06 | 15 | 2020-12-06 | 15 | 0 | 0% | 5135 | 0 | 0 | 0% | 4870 | 0 | 0% | 5626 | 0
2020 | 12 | 6 | 2020-12-06 | 16 | 2020-12-06 | 16 | 8.7578 | 1.059e-05% | 4872 | 0 | 213.1506 | 0.0003685% | 3523 | 0 | 0.0001895% | 4316 | 0
2020 | 12 | 6 | 2020-12-06 | 17 | 2020-12-06 | 17 | 0 | 0% | 5135 | 0 | 0 | 0% | 4870 | 0 | 0% | 5626 | 0
2020 | 12 | 6 | 2020-12-06 | 18 | 2020-12-06 | 18 | 2695.7844 | 0.003259% | 2830 | 0 | 1626.1403 | 0.002811% | 2414 | 0 | 0.003035% | 2694 | 0
2020 | 12 | 6 | 2020-12-06 | 19 | 2020-12-06 | 19 | 35379.0341 | 0.04277% | 898 | 0 | 30500.3423 | 0.05273% | 714 | 0 | 0.04775% | 780 | 0
2020 | 12 | 6 | 2020-12-06 | 20 | 2020-12-06 | 20 | 36286.1265 | 0.04387% | 864 | 0 | 30943.0394 | 0.05349% | 700 | 0 | 0.04868% | 772 | 0
2020 | 12 | 6 | 2020-12-06 | 21 | 2020-12-06 | 21 | 27126.1265 | 0.03279% | 1191 | 0 | 22104.403 | 0.03821% | 996 | 0 | 0.0355% | 1074 | 0
2020 | 12 | 6 | 2020-12-06 | 22 | 2020-12-06 | 22 | 22673.347 | 0.02741% | 1386 | 0 | 17642.688 | 0.0305% | 1168 | 0 | 0.02896% | 1254 | 0
2020 | 12 | 6 | 2020-12-06 | 23 | 2020-12-06 | 23 | 10234.3231 | 0.01237% | 2013 | 0 | 6747.232 | 0.01166% | 1755 | 0 | 0.01202% | 1902 | 0
2020 | 12 | 6 | 2020-12-06 | 24 | 2020-12-06 | 24 | 354.7052 | 0.0004288% | 3816 | 0 | 161.7321 | 0.0002796% | 3691 | 0 | 0.0003542% | 3974 | 0
2020 | 12 | 7 | 2020-12-07 | 1 | 2020-12-07 | 1 | 8.2611 | 9.987e-06% | 4882 | 0 | 10.9381 | 1.891e-05% | 4700 | 0 | 1.445e-05% | 5362 | 0
2020 | 12 | 7 | 2020-12-07 | 2 | 2020-12-07 | 2 | 0 | 0% | 5135 | 0 | 0 | 0% | 4870 | 0 | 0% | 5626 | 0
2020 | 12 | 7 | 2020-12-07 | 3 | 2020-12-07 | 3 | 0 | 0% | 5135 | 0 | 0 | 0% | 4870 | 0 | 0% | 5626 | 0
2020 | 12 | 7 | 2020-12-07 | 4 | 2020-12-07 | 4 | 0 | 0% | 5135 | 0 | 0 | 0% | 4870 | 0 | 0% | 5626 | 0
2020 | 12 | 7 | 2020-12-07 | 5 | 2020-12-07 | 5 | 0 | 0% | 5135 | 0 | 0 | 0% | 4870 | 0 | 0% | 5626 | 0
2020 | 12 | 7 | 2020-12-07 | 6 | 2020-12-07 | 6 | 0 | 0% | 5135 | 0 | 0 | 0% | 4870 | 0 | 0% | 5626 | 0
2020 | 12 | 7 | 2020-12-07 | 7 | 2020-12-07 | 7 | 0 | 0% | 5135 | 0 | 0 | 0% | 4870 | 0 | 0% | 5626 | 0
2020 | 12 | 7 | 2020-12-07 | 8 | 2020-12-07 | 8 | 1477.8136 | 0.001787% | 3141 | 0 | 19.6749 | 3.401e-05% | 4600 | 0 | 0.0009103% | 3406 | 0
2020 | 12 | 7 | 2020-12-07 | 9 | 2020-12-07 | 9 | 1685.4779 | 0.002038% | 3062 | 0 | 139.0858 | 0.0002404% | 3773 | 0 | 0.001139% | 3282 | 0
2020 | 12 | 7 | 2020-12-07 | 10 | 2020-12-07 | 10 | 0 | 0% | 5135 | 0 | 0 | 0% | 4870 | 0 | 0% | 5626 | 0
2020 | 12 | 7 | 2020-12-07 | 11 | 2020-12-07 | 11 | 0 | 0% | 5135 | 0 | 0 | 0% | 4870 | 0 | 0% | 5626 | 0
2020 | 12 | 7 | 2020-12-07 | 12 | 2020-12-07 | 12 | 0 | 0% | 5135 | 0 | 0 | 0% | 4870 | 0 | 0% | 5626 | 0
2020 | 12 | 7 | 2020-12-07 | 13 | 2020-12-07 | 13 | 0 | 0% | 5135 | 0 | 0 | 0% | 4870 | 0 | 0% | 5626 | 0
2020 | 12 | 7 | 2020-12-07 | 14 | 2020-12-07 | 14 | 0 | 0% | 5135 | 0 | 0 | 0% | 4870 | 0 | 0% | 5626 | 0
2020 | 12 | 7 | 2020-12-07 | 15 | 2020-12-07 | 15 | 0 | 0% | 5135 | 0 | 0 | 0% | 4870 | 0 | 0% | 5626 | 0
2020 | 12 | 7 | 2020-12-07 | 16 | 2020-12-07 | 16 | 14.339 | 1.734e-05% | 4774 | 0 | 211.1027 | 0.0003649% | 3527 | 0 | 0.0001911% | 4309 | 0
2020 | 12 | 7 | 2020-12-07 | 17 | 2020-12-07 | 17 | 1619.5836 | 0.001958% | 3089 | 0 | 287.8182 | 0.0004976% | 3347 | 0 | 0.001228% | 3237 | 0
2020 | 12 | 7 | 2020-12-07 | 18 | 2020-12-07 | 18 | 24716.8185 | 0.02988% | 1292 | 0 | 18503.65 | 0.03199% | 1135 | 0 | 0.03093% | 1201 | 0
2020 | 12 | 7 | 2020-12-07 | 19 | 2020-12-07 | 19 | 57645.7118 | 0.06969% | 355 | 0 | 49087.7613 | 0.08486% | 307 | 0 | 0.07728% | 318 | 0
2020 | 12 | 7 | 2020-12-07 | 20 | 2020-12-07 | 20 | 58051.4742 | 0.07018% | 348 | 0 | 49013.807 | 0.08473% | 309 | 0 | 0.07746% | 316 | 0
2020 | 12 | 7 | 2020-12-07 | 21 | 2020-12-07 | 21 | 47220.2723 | 0.05709% | 546 | 0 | 40106.1908 | 0.06933% | 461 | 0 | 0.06321% | 484 | 0
2020 | 12 | 7 | 2020-12-07 | 22 | 2020-12-07 | 22 | 37331.8835 | 0.04513% | 831 | 0 | 30224.4229 | 0.05225% | 720 | 0 | 0.04869% | 771 | 0
2020 | 12 | 7 | 2020-12-07 | 23 | 2020-12-07 | 23 | 22327.6425 | 0.02699% | 1403 | 0 | 15630.408 | 0.02702% | 1256 | 0 | 0.02701% | 1315 | 0
2020 | 12 | 7 | 2020-12-07 | 24 | 2020-12-07 | 24 | 2896.906 | 0.003502% | 2793 | 0 | 1112.5686 | 0.001923% | 2579 | 0 | 0.002713% | 2775 | 0
2020 | 12 | 8 | 2020-12-08 | 1 | 2020-12-08 | 1 | 44.3557 | 5.362e-05% | 4487 | 0 | 32.4638 | 5.612e-05% | 4449 | 0 | 5.487e-05% | 4931 | 0
2020 | 12 | 8 | 2020-12-08 | 2 | 2020-12-08 | 2 | 0 | 0% | 5135 | 0 | 0 | 0% | 4870 | 0 | 0% | 5626 | 0
2020 | 12 | 8 | 2020-12-08 | 3 | 2020-12-08 | 3 | 0 | 0% | 5135 | 0 | 0 | 0% | 4870 | 0 | 0% | 5626 | 0
2020 | 12 | 8 | 2020-12-08 | 4 | 2020-12-08 | 4 | 0 | 0% | 5135 | 0 | 0 | 0% | 4870 | 0 | 0% | 5626 | 0
2020 | 12 | 8 | 2020-12-08 | 5 | 2020-12-08 | 5 | 0 | 0% | 5135 | 0 | 0 | 0% | 4870 | 0 | 0% | 5626 | 0
2020 | 12 | 8 | 2020-12-08 | 6 | 2020-12-08 | 6 | 0 | 0% | 5135 | 0 | 0 | 0% | 4870 | 0 | 0% | 5626 | 0
2020 | 12 | 8 | 2020-12-08 | 7 | 2020-12-08 | 7 | 0 | 0% | 5135 | 0 | 0 | 0% | 4870 | 0 | 0% | 5626 | 0
2020 | 12 | 8 | 2020-12-08 | 8 | 2020-12-08 | 8 | 693.9812 | 0.000839% | 3516 | 0 | 54.2023 | 9.37e-05% | 4234 | 0 | 0.0004663% | 3806 | 0
2020 | 12 | 8 | 2020-12-08 | 9 | 2020-12-08 | 9 | 638.0348 | 0.0007714% | 3558 | 0 | 335.6096 | 0.0005802% | 3243 | 0 | 0.0006758% | 3594 | 0
2020 | 12 | 8 | 2020-12-08 | 10 | 2020-12-08 | 10 | 34.4905 | 4.17e-05% | 4564 | 0 | 0 | 0% | 4870 | 0 | 2.085e-05% | 5267 | 0
2020 | 12 | 8 | 2020-12-08 | 11 | 2020-12-08 | 11 | 0 | 0% | 5135 | 0 | 0 | 0% | 4870 | 0 | 0% | 5626 | 0
2020 | 12 | 8 | 2020-12-08 | 12 | 2020-12-08 | 12 | 0 | 0% | 5135 | 0 | 0 | 0% | 4870 | 0 | 0% | 5626 | 0
2020 | 12 | 8 | 2020-12-08 | 13 | 2020-12-08 | 13 | 0 | 0% | 5135 | 0 | 0 | 0% | 4870 | 0 | 0% | 5626 | 0
2020 | 12 | 8 | 2020-12-08 | 14 | 2020-12-08 | 14 | 0 | 0% | 5135 | 0 | 0 | 0% | 4870 | 0 | 0% | 5626 | 0
2020 | 12 | 8 | 2020-12-08 | 15 | 2020-12-08 | 15 | 0 | 0% | 5135 | 0 | 0 | 0% | 4870 | 0 | 0% | 5626 | 0
2020 | 12 | 8 | 2020-12-08 | 16 | 2020-12-08 | 16 | 11.473 | 1.387e-05% | 4817 | 0 | 455.3566 | 0.0007872% | 3058 | 0 | 0.0004005% | 3896 | 0
2020 | 12 | 8 | 2020-12-08 | 17 | 2020-12-08 | 17 | 674.2444 | 0.0008151% | 3532 | 0 | 384.7178 | 0.0006651% | 3165 | 0 | 0.0007401% | 3533 | 0
2020 | 12 | 8 | 2020-12-08 | 18 | 2020-12-08 | 18 | 21234.5487 | 0.02567% | 1455 | 0 | 17809.7087 | 0.03079% | 1160 | 0 | 0.02823% | 1277 | 0
2020 | 12 | 8 | 2020-12-08 | 19 | 2020-12-08 | 19 | 57836.0865 | 0.06992% | 351 | 0 | 52172.6686 | 0.09019% | 263 | 0 | 0.08006% | 299 | 0
2020 | 12 | 8 | 2020-12-08 | 20 | 2020-12-08 | 20 | 60854.902 | 0.07357% | 304 | 0 | 55397.9376 | 0.09577% | 226 | 0 | 0.08467% | 252 | 0
2020 | 12 | 8 | 2020-12-08 | 21 | 2020-12-08 | 21 | 49599.902 | 0.05996% | 494 | 0 | 45428.1544 | 0.07853% | 369 | 0 | 0.06925% | 399 | 0
2020 | 12 | 8 | 2020-12-08 | 22 | 2020-12-08 | 22 | 39301.4869 | 0.04751% | 762 | 0 | 34649.5774 | 0.0599% | 602 | 0 | 0.05371% | 662 | 0
2020 | 12 | 8 | 2020-12-08 | 23 | 2020-12-08 | 23 | 23286.1521 | 0.02815% | 1357 | 0 | 18467.1377 | 0.03193% | 1136 | 0 | 0.03004% | 1221 | 0
2020 | 12 | 8 | 2020-12-08 | 24 | 2020-12-08 | 24 | 1528.2454 | 0.001848% | 3125 | 0 | 904.2042 | 0.001563% | 2707 | 0 | 0.001705% | 3027 | 0
2020 | 12 | 9 | 2020-12-09 | 1 | 2020-12-09 | 1 | 32.37 | 3.913e-05% | 4584 | 0 | 55.3566 | 9.57e-05% | 4224 | 0 | 6.742e-05% | 4837 | 0
2020 | 12 | 9 | 2020-12-09 | 2 | 2020-12-09 | 2 | 0 | 0% | 5135 | 0 | 0 | 0% | 4870 | 0 | 0% | 5626 | 0
2020 | 12 | 9 | 2020-12-09 | 3 | 2020-12-09 | 3 | 0 | 0% | 5135 | 0 | 0 | 0% | 4870 | 0 | 0% | 5626 | 0
2020 | 12 | 9 | 2020-12-09 | 4 | 2020-12-09 | 4 | 0 | 0% | 5135 | 0 | 0 | 0% | 4870 | 0 | 0% | 5626 | 0
2020 | 12 | 9 | 2020-12-09 | 5 | 2020-12-09 | 5 | 0 | 0% | 5135 | 0 | 0 | 0% | 4870 | 0 | 0% | 5626 | 0
2020 | 12 | 9 | 2020-12-09 | 6 | 2020-12-09 | 6 | 0 | 0% | 5135 | 0 | 0 | 0% | 4870 | 0 | 0% | 5626 | 0
2020 | 12 | 9 | 2020-12-09 | 7 | 2020-12-09 | 7 | 0 | 0% | 5135 | 0 | 0 | 0% | 4870 | 0 | 0% | 5626 | 0
2020 | 12 | 9 | 2020-12-09 | 8 | 2020-12-09 | 8 | 548.3755 | 0.000663% | 3624 | 0 | 113.3866 | 0.000196% | 3875 | 0 | 0.0004295% | 3848 | 0
2020 | 12 | 9 | 2020-12-09 | 9 | 2020-12-09 | 9 | 990.016 | 0.001197% | 3357 | 0 | 236.0449 | 0.0004081% | 3463 | 0 | 0.0008025% | 3483 | 0
2020 | 12 | 9 | 2020-12-09 | 10 | 2020-12-09 | 10 | 0 | 0% | 5135 | 0 | 0 | 0% | 4870 | 0 | 0% | 5626 | 0
2020 | 12 | 9 | 2020-12-09 | 11 | 2020-12-09 | 11 | 0 | 0% | 5135 | 0 | 0 | 0% | 4870 | 0 | 0% | 5626 | 0
2020 | 12 | 9 | 2020-12-09 | 12 | 2020-12-09 | 12 | 0 | 0% | 5135 | 0 | 0 | 0% | 4870 | 0 | 0% | 5626 | 0
2020 | 12 | 9 | 2020-12-09 | 13 | 2020-12-09 | 13 | 0 | 0% | 5135 | 0 | 0 | 0% | 4870 | 0 | 0% | 5626 | 0
2020 | 12 | 9 | 2020-12-09 | 14 | 2020-12-09 | 14 | 0 | 0% | 5135 | 0 | 0 | 0% | 4870 | 0 | 0% | 5626 | 0
2020 | 12 | 9 | 2020-12-09 | 15 | 2020-12-09 | 15 | 0 | 0% | 5135 | 0 | 0 | 0% | 4870 | 0 | 0% | 5626 | 0
2020 | 12 | 9 | 2020-12-09 | 16 | 2020-12-09 | 16 | 31.0298 | 3.751e-05% | 4596 | 0 | 617.2667 | 0.001067% | 2888 | 0 | 0.0005523% | 3697 | 0
2020 | 12 | 9 | 2020-12-09 | 17 | 2020-12-09 | 17 | 1280.5476 | 0.001548% | 3206 | 0 | 1063.4943 | 0.001839% | 2605 | 0 | 0.001693% | 3034 | 0
2020 | 12 | 9 | 2020-12-09 | 18 | 2020-12-09 | 18 | 23807.3283 | 0.02878% | 1333 | 0 | 23033.5434 | 0.03982% | 958 | 0 | 0.0343% | 1110 | 0
2020 | 12 | 9 | 2020-12-09 | 19 | 2020-12-09 | 19 | 58467.9436 | 0.07068% | 338 | 0 | 57443.1394 | 0.0993% | 193 | 0 | 0.08499% | 249 | 0
2020 | 12 | 9 | 2020-12-09 | 20 | 2020-12-09 | 20 | 59492.9436 | 0.07192% | 321 | 0 | 58539.9971 | 0.1012% | 180 | 0 | 0.08656% | 231 | 0
2020 | 12 | 9 | 2020-12-09 | 21 | 2020-12-09 | 21 | 49075.4436 | 0.05933% | 507 | 0 | 48335.6394 | 0.08356% | 323 | 0 | 0.07145% | 381 | 0
2020 | 12 | 9 | 2020-12-09 | 22 | 2020-12-09 | 22 | 39452.9436 | 0.0477% | 756 | 0 | 38443.1394 | 0.06646% | 502 | 0 | 0.05708% | 588 | 0
2020 | 12 | 9 | 2020-12-09 | 23 | 2020-12-09 | 23 | 25364.3307 | 0.03066% | 1270 | 0 | 24404.0141 | 0.04219% | 908 | 0 | 0.03643% | 1052 | 0
2020 | 12 | 9 | 2020-12-09 | 24 | 2020-12-09 | 24 | 2857.4232 | 0.003454% | 2799 | 0 | 2165.3216 | 0.003743% | 2265 | 0 | 0.003599% | 2584 | 0
2020 | 12 | 10 | 2020-12-10 | 1 | 2020-12-10 | 1 | 15.0051 | 1.814e-05% | 4765 | 0 | 34.3214 | 5.933e-05% | 4425 | 0 | 3.874e-05% | 5063 | 0
2020 | 12 | 10 | 2020-12-10 | 2 | 2020-12-10 | 2 | 0 | 0% | 5135 | 0 | 0 | 0% | 4870 | 0 | 0% | 5626 | 0
2020 | 12 | 10 | 2020-12-10 | 3 | 2020-12-10 | 3 | 0 | 0% | 5135 | 0 | 0 | 0% | 4870 | 0 | 0% | 5626 | 0
2020 | 12 | 10 | 2020-12-10 | 4 | 2020-12-10 | 4 | 0 | 0% | 5135 | 0 | 0 | 0% | 4870 | 0 | 0% | 5626 | 0
2020 | 12 | 10 | 2020-12-10 | 5 | 2020-12-10 | 5 | 0 | 0% | 5135 | 0 | 0 | 0% | 4870 | 0 | 0% | 5626 | 0
2020 | 12 | 10 | 2020-12-10 | 6 | 2020-12-10 | 6 | 0 | 0% | 5135 | 0 | 0 | 0% | 4870 | 0 | 0% | 5626 | 0
2020 | 12 | 10 | 2020-12-10 | 7 | 2020-12-10 | 7 | 0 | 0% | 5135 | 0 | 0 | 0% | 4870 | 0 | 0% | 5626 | 0
2020 | 12 | 10 | 2020-12-10 | 8 | 2020-12-10 | 8 | 1367.1744 | 0.001653% | 3171 | 0 | 502.1497 | 0.0008681% | 3010 | 0 | 0.00126% | 3218 | 0
2020 | 12 | 10 | 2020-12-10 | 9 | 2020-12-10 | 9 | 1778.7684 | 0.00215% | 3030 | 0 | 37.1282 | 6.419e-05% | 4396 | 0 | 0.001107% | 3299 | 0
2020 | 12 | 10 | 2020-12-10 | 10 | 2020-12-10 | 10 | 0 | 0% | 5135 | 0 | 0 | 0% | 4870 | 0 | 0% | 5626 | 0
2020 | 12 | 10 | 2020-12-10 | 11 | 2020-12-10 | 11 | 0 | 0% | 5135 | 0 | 0 | 0% | 4870 | 0 | 0% | 5626 | 0
2020 | 12 | 10 | 2020-12-10 | 12 | 2020-12-10 | 12 | 0 | 0% | 5135 | 0 | 0 | 0% | 4870 | 0 | 0% | 5626 | 0
2020 | 12 | 10 | 2020-12-10 | 13 | 2020-12-10 | 13 | 0 | 0% | 5135 | 0 | 0 | 0% | 4870 | 0 | 0% | 5626 | 0
2020 | 12 | 10 | 2020-12-10 | 14 | 2020-12-10 | 14 | 0 | 0% | 5135 | 0 | 0 | 0% | 4870 | 0 | 0% | 5626 | 0
2020 | 12 | 10 | 2020-12-10 | 15 | 2020-12-10 | 15 | 0 | 0% | 5135 | 0 | 0 | 0% | 4870 | 0 | 0% | 5626 | 0
2020 | 12 | 10 | 2020-12-10 | 16 | 2020-12-10 | 16 | 34.4608 | 4.166e-05% | 4566 | 0 | 380.8162 | 0.0006583% | 3175 | 0 | 0.00035% | 3983 | 0
2020 | 12 | 10 | 2020-12-10 | 17 | 2020-12-10 | 17 | 881.8327 | 0.001066% | 3396 | 0 | 234.5616 | 0.0004055% | 3468 | 0 | 0.0007358% | 3542 | 0
2020 | 12 | 10 | 2020-12-10 | 18 | 2020-12-10 | 18 | 19935.2282 | 0.0241% | 1509 | 0 | 19281.4943 | 0.03333% | 1102 | 0 | 0.02872% | 1259 | 0
2020 | 12 | 10 | 2020-12-10 | 19 | 2020-12-10 | 19 | 57385.4704 | 0.06938% | 362 | 0 | 56443.0907 | 0.09758% | 211 | 0 | 0.08348% | 266 | 0
2020 | 12 | 10 | 2020-12-10 | 20 | 2020-12-10 | 20 | 60079.515 | 0.07263% | 312 | 0 | 58943.9457 | 0.1019% | 175 | 0 | 0.08727% | 226 | 0
2020 | 12 | 10 | 2020-12-10 | 21 | 2020-12-10 | 21 | 50375.0782 | 0.0609% | 479 | 0 | 48860.6556 | 0.08447% | 311 | 0 | 0.07268% | 368 | 0
2020 | 12 | 10 | 2020-12-10 | 22 | 2020-12-10 | 22 | 41505.2473 | 0.05018% | 705 | 0 | 39476.5105 | 0.06825% | 475 | 0 | 0.05921% | 550 | 0
2020 | 12 | 10 | 2020-12-10 | 23 | 2020-12-10 | 23 | 27498.3696 | 0.03324% | 1170 | 0 | 25577.3616 | 0.04422% | 863 | 0 | 0.03873% | 996 | 0
2020 | 12 | 10 | 2020-12-10 | 24 | 2020-12-10 | 24 | 3306.1758 | 0.003997% | 2713 | 0 | 2601.207 | 0.004497% | 2192 | 0 | 0.004247% | 2499 | 0
2020 | 12 | 11 | 2020-12-11 | 1 | 2020-12-11 | 1 | 0 | 0% | 5135 | 0 | 7.8144 | 1.351e-05% | 4751 | 0 | 6.755e-06% | 5499 | 0
2020 | 12 | 11 | 2020-12-11 | 2 | 2020-12-11 | 2 | 0 | 0% | 5135 | 0 | 0 | 0% | 4870 | 0 | 0% | 5626 | 0
2020 | 12 | 11 | 2020-12-11 | 3 | 2020-12-11 | 3 | 0 | 0% | 5135 | 0 | 0 | 0% | 4870 | 0 | 0% | 5626 | 0
2020 | 12 | 11 | 2020-12-11 | 4 | 2020-12-11 | 4 | 0 | 0% | 5135 | 0 | 0 | 0% | 4870 | 0 | 0% | 5626 | 0
2020 | 12 | 11 | 2020-12-11 | 5 | 2020-12-11 | 5 | 0 | 0% | 5135 | 0 | 0 | 0% | 4870 | 0 | 0% | 5626 | 0
2020 | 12 | 11 | 2020-12-11 | 6 | 2020-12-11 | 6 | 0 | 0% | 5135 | 0 | 0 | 0% | 4870 | 0 | 0% | 5626 | 0
2020 | 12 | 11 | 2020-12-11 | 7 | 2020-12-11 | 7 | 0 | 0% | 5135 | 0 | 0 | 0% | 4870 | 0 | 0% | 5626 | 0
2020 | 12 | 11 | 2020-12-11 | 8 | 2020-12-11 | 8 | 51.9871 | 6.285e-05% | 4446 | 0 | 7.2834 | 1.259e-05% | 4759 | 0 | 3.772e-05% | 5074 | 0
2020 | 12 | 11 | 2020-12-11 | 9 | 2020-12-11 | 9 | 94.939 | 0.0001148% | 4277 | 0 | 10.5611 | 1.826e-05% | 4708 | 0 | 6.652e-05% | 4840 | 0
2020 | 12 | 11 | 2020-12-11 | 10 | 2020-12-11 | 10 | 0 | 0% | 5135 | 0 | 0 | 0% | 4870 | 0 | 0% | 5626 | 0
2020 | 12 | 11 | 2020-12-11 | 11 | 2020-12-11 | 11 | 0 | 0% | 5135 | 0 | 0 | 0% | 4870 | 0 | 0% | 5626 | 0
2020 | 12 | 11 | 2020-12-11 | 12 | 2020-12-11 | 12 | 0 | 0% | 5135 | 0 | 0 | 0% | 4870 | 0 | 0% | 5626 | 0
2020 | 12 | 11 | 2020-12-11 | 13 | 2020-12-11 | 13 | 0 | 0% | 5135 | 0 | 0 | 0% | 4870 | 0 | 0% | 5626 | 0
2020 | 12 | 11 | 2020-12-11 | 14 | 2020-12-11 | 14 | 0 | 0% | 5135 | 0 | 0 | 0% | 4870 | 0 | 0% | 5626 | 0
2020 | 12 | 11 | 2020-12-11 | 15 | 2020-12-11 | 15 | 0 | 0% | 5135 | 0 | 0 | 0% | 4870 | 0 | 0% | 5626 | 0
2020 | 12 | 11 | 2020-12-11 | 16 | 2020-12-11 | 16 | 6.6941 | 8.093e-06% | 4925 | 0 | 254.3633 | 0.0004397% | 3415 | 0 | 0.0002239% | 4224 | 0
2020 | 12 | 11 | 2020-12-11 | 17 | 2020-12-11 | 17 | 399.6157 | 0.0004831% | 3767 | 0 | 229.9012 | 0.0003974% | 3484 | 0 | 0.0004403% | 3839 | 0
2020 | 12 | 11 | 2020-12-11 | 18 | 2020-12-11 | 18 | 20376.4054 | 0.02463% | 1492 | 0 | 18915.2159 | 0.0327% | 1115 | 0 | 0.02867% | 1261 | 0
2020 | 12 | 11 | 2020-12-11 | 19 | 2020-12-11 | 19 | 53702.4067 | 0.06492% | 411 | 0 | 51628.6959 | 0.08925% | 276 | 0 | 0.07709% | 320 | 0
2020 | 12 | 11 | 2020-12-11 | 20 | 2020-12-11 | 20 | 54060.617 | 0.06536% | 408 | 0 | 51844.1713 | 0.08963% | 269 | 0 | 0.07749% | 315 | 0
2020 | 12 | 11 | 2020-12-11 | 21 | 2020-12-11 | 21 | 45008.8273 | 0.05441% | 605 | 0 | 41337.0233 | 0.07146% | 442 | 0 | 0.06294% | 490 | 0
2020 | 12 | 11 | 2020-12-11 | 22 | 2020-12-11 | 22 | 34488.406 | 0.04169% | 939 | 0 | 30652.4986 | 0.05299% | 707 | 0 | 0.04734% | 786 | 0
2020 | 12 | 11 | 2020-12-11 | 23 | 2020-12-11 | 23 | 20012.5923 | 0.02419% | 1508 | 0 | 17520.2918 | 0.03029% | 1176 | 0 | 0.02724% | 1306 | 0
2020 | 12 | 11 | 2020-12-11 | 24 | 2020-12-11 | 24 | 1121.5176 | 0.001356% | 3289 | 0 | 894.8601 | 0.001547% | 2713 | 0 | 0.001451% | 3141 | 0
2020 | 12 | 12 | 2020-12-12 | 1 | 2020-12-12 | 1 | 0 | 0% | 5135 | 0 | 144.617 | 0.00025% | 3754 | 0 | 0.000125% | 4546 | 0
2020 | 12 | 12 | 2020-12-12 | 2 | 2020-12-12 | 2 | 0 | 0% | 5135 | 0 | 0 | 0% | 4870 | 0 | 0% | 5626 | 0
2020 | 12 | 12 | 2020-12-12 | 3 | 2020-12-12 | 3 | 0 | 0% | 5135 | 0 | 0 | 0% | 4870 | 0 | 0% | 5626 | 0
2020 | 12 | 12 | 2020-12-12 | 4 | 2020-12-12 | 4 | 0 | 0% | 5135 | 0 | 0 | 0% | 4870 | 0 | 0% | 5626 | 0
2020 | 12 | 12 | 2020-12-12 | 5 | 2020-12-12 | 5 | 0 | 0% | 5135 | 0 | 33.2206 | 5.743e-05% | 4437 | 0 | 2.872e-05% | 5178 | 0
2020 | 12 | 12 | 2020-12-12 | 6 | 2020-12-12 | 6 | 0 | 0% | 5135 | 0 | 64.0534 | 0.0001107% | 4153 | 0 | 5.537e-05% | 4926 | 0
2020 | 12 | 12 | 2020-12-12 | 7 | 2020-12-12 | 7 | 0 | 0% | 5135 | 0 | 162.8348 | 0.0002815% | 3687 | 0 | 0.0001408% | 4474 | 0
2020 | 12 | 12 | 2020-12-12 | 8 | 2020-12-12 | 8 | 0 | 0% | 5135 | 0 | 9.7367 | 1.683e-05% | 4719 | 0 | 8.416e-06% | 5460 | 0
2020 | 12 | 12 | 2020-12-12 | 9 | 2020-12-12 | 9 | 8.0023 | 9.674e-06% | 4889 | 0 | 111.958 | 0.0001935% | 3886 | 0 | 0.0001016% | 4651 | 0
2020 | 12 | 12 | 2020-12-12 | 10 | 2020-12-12 | 10 | 0 | 0% | 5135 | 0 | 659.9092 | 0.001141% | 2860 | 0 | 0.0005704% | 3682 | 0
2020 | 12 | 12 | 2020-12-12 | 11 | 2020-12-12 | 11 | 0 | 0% | 5135 | 0 | 0 | 0% | 4870 | 0 | 0% | 5626 | 0
2020 | 12 | 12 | 2020-12-12 | 12 | 2020-12-12 | 12 | 0 | 0% | 5135 | 0 | 164.0496 | 0.0002836% | 3683 | 0 | 0.0001418% | 4468 | 0
2020 | 12 | 12 | 2020-12-12 | 13 | 2020-12-12 | 13 | 0 | 0% | 5135 | 0 | 0 | 0% | 4870 | 0 | 0% | 5626 | 0
2020 | 12 | 12 | 2020-12-12 | 14 | 2020-12-12 | 14 | 0 | 0% | 5135 | 0 | 33.3088 | 5.758e-05% | 4435 | 0 | 2.879e-05% | 5176 | 0
2020 | 12 | 12 | 2020-12-12 | 15 | 2020-12-12 | 15 | 0 | 0% | 5135 | 0 | 298.5551 | 0.0005161% | 3319 | 0 | 0.0002581% | 4146 | 0
2020 | 12 | 12 | 2020-12-12 | 16 | 2020-12-12 | 16 | 0 | 0% | 5135 | 0 | 730.8014 | 0.001263% | 2801 | 0 | 0.0006317% | 3626 | 0
2020 | 12 | 12 | 2020-12-12 | 17 | 2020-12-12 | 17 | 0 | 0% | 5135 | 0 | 0 | 0% | 4870 | 0 | 0% | 5626 | 0
2020 | 12 | 12 | 2020-12-12 | 18 | 2020-12-12 | 18 | 1206.2925 | 0.001458% | 3242 | 0 | 748.8031 | 0.001294% | 2794 | 0 | 0.001376% | 3174 | 0
2020 | 12 | 12 | 2020-12-12 | 19 | 2020-12-12 | 19 | 32247.0419 | 0.03899% | 1003 | 0 | 28318.4687 | 0.04896% | 788 | 0 | 0.04397% | 859 | 0
2020 | 12 | 12 | 2020-12-12 | 20 | 2020-12-12 | 20 | 32346.1526 | 0.0391% | 998 | 0 | 28608.2104 | 0.04946% | 777 | 0 | 0.04428% | 848 | 0
2020 | 12 | 12 | 2020-12-12 | 21 | 2020-12-12 | 21 | 22318.316 | 0.02698% | 1406 | 0 | 19105.1527 | 0.03303% | 1106 | 0 | 0.03% | 1223 | 0
2020 | 12 | 12 | 2020-12-12 | 22 | 2020-12-12 | 22 | 17698.6421 | 0.0214% | 1615 | 0 | 15427.4079 | 0.02667% | 1265 | 0 | 0.02403% | 1423 | 0
2020 | 12 | 12 | 2020-12-12 | 23 | 2020-12-12 | 23 | 5884.1217 | 0.007114% | 2382 | 0 | 4713.3815 | 0.008148% | 1901 | 0 | 0.007631% | 2142 | 0
2020 | 12 | 12 | 2020-12-12 | 24 | 2020-12-12 | 24 | 97.401 | 0.0001178% | 4265 | 0 | 87.913 | 0.000152% | 3997 | 0 | 0.0001349% | 4510 | 0
2020 | 12 | 13 | 2020-12-13 | 1 | 2020-12-13 | 1 | 0 | 0% | 5135 | 0 | 22.2347 | 3.844e-05% | 4569 | 0 | 1.922e-05% | 5290 | 0
2020 | 12 | 13 | 2020-12-13 | 2 | 2020-12-13 | 2 | 0 | 0% | 5135 | 0 | 0 | 0% | 4870 | 0 | 0% | 5626 | 0
2020 | 12 | 13 | 2020-12-13 | 3 | 2020-12-13 | 3 | 0 | 0% | 5135 | 0 | 0 | 0% | 4870 | 0 | 0% | 5626 | 0
2020 | 12 | 13 | 2020-12-13 | 4 | 2020-12-13 | 4 | 0 | 0% | 5135 | 0 | 0 | 0% | 4870 | 0 | 0% | 5626 | 0
2020 | 12 | 13 | 2020-12-13 | 5 | 2020-12-13 | 5 | 0 | 0% | 5135 | 0 | 0 | 0% | 4870 | 0 | 0% | 5626 | 0
2020 | 12 | 13 | 2020-12-13 | 6 | 2020-12-13 | 6 | 0 | 0% | 5135 | 0 | 0 | 0% | 4870 | 0 | 0% | 5626 | 0
2020 | 12 | 13 | 2020-12-13 | 7 | 2020-12-13 | 7 | 0 | 0% | 5135 | 0 | 0 | 0% | 4870 | 0 | 0% | 5626 | 0
2020 | 12 | 13 | 2020-12-13 | 8 | 2020-12-13 | 8 | 0.10333 | 1.249e-07% | 5131 | 0 | 0 | 0% | 4870 | 0 | 6.246e-08% | 5624 | 0
2020 | 12 | 13 | 2020-12-13 | 9 | 2020-12-13 | 9 | 0 | 0% | 5135 | 0 | 140.2129 | 0.0002424% | 3769 | 0 | 0.0001212% | 4562 | 0
2020 | 12 | 13 | 2020-12-13 | 10 | 2020-12-13 | 10 | 0 | 0% | 5135 | 0 | 0 | 0% | 4870 | 0 | 0% | 5626 | 0
2020 | 12 | 13 | 2020-12-13 | 11 | 2020-12-13 | 11 | 0 | 0% | 5135 | 0 | 0 | 0% | 4870 | 0 | 0% | 5626 | 0
2020 | 12 | 13 | 2020-12-13 | 12 | 2020-12-13 | 12 | 0 | 0% | 5135 | 0 | 0 | 0% | 4870 | 0 | 0% | 5626 | 0
2020 | 12 | 13 | 2020-12-13 | 13 | 2020-12-13 | 13 | 0 | 0% | 5135 | 0 | 0 | 0% | 4870 | 0 | 0% | 5626 | 0
2020 | 12 | 13 | 2020-12-13 | 14 | 2020-12-13 | 14 | 0 | 0% | 5135 | 0 | 0 | 0% | 4870 | 0 | 0% | 5626 | 0
2020 | 12 | 13 | 2020-12-13 | 15 | 2020-12-13 | 15 | 0 | 0% | 5135 | 0 | 0 | 0% | 4870 | 0 | 0% | 5626 | 0
2020 | 12 | 13 | 2020-12-13 | 16 | 2020-12-13 | 16 | 0 | 0% | 5135 | 0 | 211.7825 | 0.0003661% | 3526 | 0 | 0.0001831% | 4340 | 0
2020 | 12 | 13 | 2020-12-13 | 17 | 2020-12-13 | 17 | 0 | 0% | 5135 | 0 | 0 | 0% | 4870 | 0 | 0% | 5626 | 0
2020 | 12 | 13 | 2020-12-13 | 18 | 2020-12-13 | 18 | 5491.2906 | 0.006639% | 2420 | 0 | 5319.1725 | 0.009196% | 1854 | 0 | 0.007917% | 2122 | 0
2020 | 12 | 13 | 2020-12-13 | 19 | 2020-12-13 | 19 | 43552.0412 | 0.05265% | 639 | 0 | 43512.0412 | 0.07522% | 400 | 0 | 0.06394% | 477 | 0
2020 | 12 | 13 | 2020-12-13 | 20 | 2020-12-13 | 20 | 46536.9648 | 0.05626% | 568 | 0 | 46334.9372 | 0.0801% | 353 | 0 | 0.06818% | 412 | 0
2020 | 12 | 13 | 2020-12-13 | 21 | 2020-12-13 | 21 | 35114.7507 | 0.04245% | 907 | 0 | 33415.2085 | 0.05777% | 630 | 0 | 0.05011% | 737 | 0
2020 | 12 | 13 | 2020-12-13 | 22 | 2020-12-13 | 22 | 31024.7799 | 0.03751% | 1045 | 0 | 28330.7741 | 0.04898% | 787 | 0 | 0.04324% | 878 | 0
2020 | 12 | 13 | 2020-12-13 | 23 | 2020-12-13 | 23 | 16476.3269 | 0.01992% | 1672 | 0 | 14007.7422 | 0.02422% | 1326 | 0 | 0.02207% | 1500 | 0
2020 | 12 | 13 | 2020-12-13 | 24 | 2020-12-13 | 24 | 1242.6819 | 0.001502% | 3223 | 0 | 986.1108 | 0.001705% | 2656 | 0 | 0.001604% | 3062 | 0
2020 | 12 | 14 | 2020-12-14 | 1 | 2020-12-14 | 1 | 1458.7657 | 0.001764% | 3148 | 0 | 816.3411 | 0.001411% | 2748 | 0 | 0.001587% | 3068 | 0
2020 | 12 | 14 | 2020-12-14 | 2 | 2020-12-14 | 2 | 0 | 0% | 5135 | 0 | 0 | 0% | 4870 | 0 | 0% | 5626 | 0
2020 | 12 | 14 | 2020-12-14 | 3 | 2020-12-14 | 3 | 0 | 0% | 5135 | 0 | 0 | 0% | 4870 | 0 | 0% | 5626 | 0
2020 | 12 | 14 | 2020-12-14 | 4 | 2020-12-14 | 4 | 0 | 0% | 5135 | 0 | 0 | 0% | 4870 | 0 | 0% | 5626 | 0
2020 | 12 | 14 | 2020-12-14 | 5 | 2020-12-14 | 5 | 0 | 0% | 5135 | 0 | 0 | 0% | 4870 | 0 | 0% | 5626 | 0
2020 | 12 | 14 | 2020-12-14 | 6 | 2020-12-14 | 6 | 0 | 0% | 5135 | 0 | 0 | 0% | 4870 | 0 | 0% | 5626 | 0
2020 | 12 | 14 | 2020-12-14 | 7 | 2020-12-14 | 7 | 0 | 0% | 5135 | 0 | 0 | 0% | 4870 | 0 | 0% | 5626 | 0
2020 | 12 | 14 | 2020-12-14 | 8 | 2020-12-14 | 8 | 5273.4234 | 0.006375% | 2447 | 0 | 711.1081 | 0.001229% | 2816 | 0 | 0.003802% | 2557 | 0
2020 | 12 | 14 | 2020-12-14 | 9 | 2020-12-14 | 9 | 6486.0093 | 0.007841% | 2326 | 0 | 215.5866 | 0.0003727% | 3517 | 0 | 0.004107% | 2520 | 0
2020 | 12 | 14 | 2020-12-14 | 10 | 2020-12-14 | 10 | 491.7514 | 0.0005945% | 3671 | 0 | 0 | 0% | 4870 | 0 | 0.0002973% | 4075 | 0
2020 | 12 | 14 | 2020-12-14 | 11 | 2020-12-14 | 11 | 0 | 0% | 5135 | 0 | 0 | 0% | 4870 | 0 | 0% | 5626 | 0
2020 | 12 | 14 | 2020-12-14 | 12 | 2020-12-14 | 12 | 0 | 0% | 5135 | 0 | 0 | 0% | 4870 | 0 | 0% | 5626 | 0
2020 | 12 | 14 | 2020-12-14 | 13 | 2020-12-14 | 13 | 0 | 0% | 5135 | 0 | 0 | 0% | 4870 | 0 | 0% | 5626 | 0
2020 | 12 | 14 | 2020-12-14 | 14 | 2020-12-14 | 14 | 0 | 0% | 5135 | 0 | 0 | 0% | 4870 | 0 | 0% | 5626 | 0
2020 | 12 | 14 | 2020-12-14 | 15 | 2020-12-14 | 15 | 0 | 0% | 5135 | 0 | 4.8336 | 8.356e-06% | 4802 | 0 | 4.178e-06% | 5542 | 0
2020 | 12 | 14 | 2020-12-14 | 16 | 2020-12-14 | 16 | 18.9089 | 2.286e-05% | 4704 | 0 | 212.1725 | 0.0003668% | 3525 | 0 | 0.0001948% | 4302 | 0
2020 | 12 | 14 | 2020-12-14 | 17 | 2020-12-14 | 17 | 1204.0647 | 0.001456% | 3243 | 0 | 562.577 | 0.0009726% | 2944 | 0 | 0.001214% | 3246 | 0
2020 | 12 | 14 | 2020-12-14 | 18 | 2020-12-14 | 18 | 24825.7173 | 0.03001% | 1290 | 0 | 18835.2219 | 0.03256% | 1121 | 0 | 0.03129% | 1189 | 0
2020 | 12 | 14 | 2020-12-14 | 19 | 2020-12-14 | 19 | 67351.6606 | 0.08142% | 230 | 0 | 60100.2789 | 0.1039% | 166 | 0 | 0.09266% | 177 | 0
2020 | 12 | 14 | 2020-12-14 | 20 | 2020-12-14 | 20 | 71025.9749 | 0.08587% | 190 | 0 | 62666.1573 | 0.1083% | 143 | 0 | 0.0971% | 154 | 0
2020 | 12 | 14 | 2020-12-14 | 21 | 2020-12-14 | 21 | 61588.5172 | 0.07446% | 298 | 0 | 54290.0159 | 0.09385% | 239 | 0 | 0.08416% | 258 | 0
2020 | 12 | 14 | 2020-12-14 | 22 | 2020-12-14 | 22 | 54747.2866 | 0.06619% | 400 | 0 | 47433.1795 | 0.082% | 335 | 0 | 0.07409% | 348 | 0
2020 | 12 | 14 | 2020-12-14 | 23 | 2020-12-14 | 23 | 41447.7158 | 0.05011% | 707 | 0 | 36298.0074 | 0.06275% | 555 | 0 | 0.05643% | 600 | 0
2020 | 12 | 14 | 2020-12-14 | 24 | 2020-12-14 | 24 | 16091.8734 | 0.01945% | 1694 | 0 | 12716.1014 | 0.02198% | 1391 | 0 | 0.02072% | 1557 | 0
2020 | 12 | 15 | 2020-12-15 | 1 | 2020-12-15 | 1 | 22.8056 | 2.757e-05% | 4670 | 0 | 74.8487 | 0.0001294% | 4076 | 0 | 7.848e-05% | 4768 | 0
2020 | 12 | 15 | 2020-12-15 | 2 | 2020-12-15 | 2 | 0 | 0% | 5135 | 0 | 0 | 0% | 4870 | 0 | 0% | 5626 | 0
2020 | 12 | 15 | 2020-12-15 | 3 | 2020-12-15 | 3 | 0 | 0% | 5135 | 0 | 0 | 0% | 4870 | 0 | 0% | 5626 | 0
2020 | 12 | 15 | 2020-12-15 | 4 | 2020-12-15 | 4 | 0 | 0% | 5135 | 0 | 0 | 0% | 4870 | 0 | 0% | 5626 | 0
2020 | 12 | 15 | 2020-12-15 | 5 | 2020-12-15 | 5 | 0 | 0% | 5135 | 0 | 0 | 0% | 4870 | 0 | 0% | 5626 | 0
2020 | 12 | 15 | 2020-12-15 | 6 | 2020-12-15 | 6 | 0 | 0% | 5135 | 0 | 0 | 0% | 4870 | 0 | 0% | 5626 | 0
2020 | 12 | 15 | 2020-12-15 | 7 | 2020-12-15 | 7 | 0 | 0% | 5135 | 0 | 0 | 0% | 4870 | 0 | 0% | 5626 | 0
2020 | 12 | 15 | 2020-12-15 | 8 | 2020-12-15 | 8 | 607.7869 | 0.0007348% | 3584 | 0 | 47.9233 | 8.285e-05% | 4297 | 0 | 0.0004088% | 3872 | 0
2020 | 12 | 15 | 2020-12-15 | 9 | 2020-12-15 | 9 | 1321.7672 | 0.001598% | 3187 | 0 | 100.5657 | 0.0001739% | 3932 | 0 | 0.0008859% | 3416 | 0
2020 | 12 | 15 | 2020-12-15 | 10 | 2020-12-15 | 10 | 97.2189 | 0.0001175% | 4266 | 0 | 0 | 0% | 4870 | 0 | 5.877e-05% | 4899 | 0
2020 | 12 | 15 | 2020-12-15 | 11 | 2020-12-15 | 11 | 0 | 0% | 5135 | 0 | 0 | 0% | 4870 | 0 | 0% | 5626 | 0
2020 | 12 | 15 | 2020-12-15 | 12 | 2020-12-15 | 12 | 0 | 0% | 5135 | 0 | 0 | 0% | 4870 | 0 | 0% | 5626 | 0
2020 | 12 | 15 | 2020-12-15 | 13 | 2020-12-15 | 13 | 0 | 0% | 5135 | 0 | 0 | 0% | 4870 | 0 | 0% | 5626 | 0
2020 | 12 | 15 | 2020-12-15 | 14 | 2020-12-15 | 14 | 0 | 0% | 5135 | 0 | 0 | 0% | 4870 | 0 | 0% | 5626 | 0
2020 | 12 | 15 | 2020-12-15 | 15 | 2020-12-15 | 15 | 5.6777 | 6.864e-06% | 4957 | 0 | 0 | 0% | 4870 | 0 | 3.432e-06% | 5555 | 0
2020 | 12 | 15 | 2020-12-15 | 16 | 2020-12-15 | 16 | 716.0998 | 0.0008657% | 3499 | 0 | 271.1476 | 0.0004687% | 3373 | 0 | 0.0006672% | 3597 | 0
2020 | 12 | 15 | 2020-12-15 | 17 | 2020-12-15 | 17 | 4759.0772 | 0.005753% | 2510 | 0 | 3782.3961 | 0.006539% | 2009 | 0 | 0.006146% | 2283 | 0
2020 | 12 | 15 | 2020-12-15 | 18 | 2020-12-15 | 18 | 28353.0838 | 0.03428% | 1140 | 0 | 27839.0455 | 0.04813% | 802 | 0 | 0.0412% | 936 | 0
2020 | 12 | 15 | 2020-12-15 | 19 | 2020-12-15 | 19 | 62501.7729 | 0.07556% | 281 | 0 | 60764.1994 | 0.105% | 162 | 0 | 0.0903% | 202 | 0
2020 | 12 | 15 | 2020-12-15 | 20 | 2020-12-15 | 20 | 63456.1491 | 0.07672% | 274 | 0 | 61641.6994 | 0.1066% | 153 | 0 | 0.09164% | 185 | 0
2020 | 12 | 15 | 2020-12-15 | 21 | 2020-12-15 | 21 | 55362.0969 | 0.06693% | 389 | 0 | 54061.2892 | 0.09346% | 242 | 0 | 0.08019% | 296 | 0
2020 | 12 | 15 | 2020-12-15 | 22 | 2020-12-15 | 22 | 43486.0616 | 0.05257% | 644 | 0 | 39470.1411 | 0.06823% | 476 | 0 | 0.0604% | 534 | 0
2020 | 12 | 15 | 2020-12-15 | 23 | 2020-12-15 | 23 | 28513.4174 | 0.03447% | 1133 | 0 | 24500.6709 | 0.04236% | 904 | 0 | 0.03841% | 1006 | 0
2020 | 12 | 15 | 2020-12-15 | 24 | 2020-12-15 | 24 | 3174.302 | 0.003838% | 2740 | 0 | 1857.8829 | 0.003212% | 2340 | 0 | 0.003525% | 2596 | 0
2020 | 12 | 16 | 2020-12-16 | 1 | 2020-12-16 | 1 | 32.8986 | 3.977e-05% | 4581 | 0 | 44.7187 | 7.731e-05% | 4330 | 0 | 5.854e-05% | 4904 | 0
2020 | 12 | 16 | 2020-12-16 | 2 | 2020-12-16 | 2 | 0 | 0% | 5135 | 0 | 0 | 0% | 4870 | 0 | 0% | 5626 | 0
2020 | 12 | 16 | 2020-12-16 | 3 | 2020-12-16 | 3 | 0 | 0% | 5135 | 0 | 0 | 0% | 4870 | 0 | 0% | 5626 | 0
2020 | 12 | 16 | 2020-12-16 | 4 | 2020-12-16 | 4 | 0 | 0% | 5135 | 0 | 0 | 0% | 4870 | 0 | 0% | 5626 | 0
2020 | 12 | 16 | 2020-12-16 | 5 | 2020-12-16 | 5 | 0 | 0% | 5135 | 0 | 0 | 0% | 4870 | 0 | 0% | 5626 | 0
2020 | 12 | 16 | 2020-12-16 | 6 | 2020-12-16 | 6 | 0 | 0% | 5135 | 0 | 0 | 0% | 4870 | 0 | 0% | 5626 | 0
2020 | 12 | 16 | 2020-12-16 | 7 | 2020-12-16 | 7 | 0 | 0% | 5135 | 0 | 0 | 0% | 4870 | 0 | 0% | 5626 | 0
2020 | 12 | 16 | 2020-12-16 | 8 | 2020-12-16 | 8 | 763.2883 | 0.0009228% | 3468 | 0 | 147.3133 | 0.0002547% | 3737 | 0 | 0.0005887% | 3671 | 0
2020 | 12 | 16 | 2020-12-16 | 9 | 2020-12-16 | 9 | 1707.0128 | 0.002064% | 3052 | 0 | 89.8055 | 0.0001553% | 3987 | 0 | 0.001109% | 3298 | 0
2020 | 12 | 16 | 2020-12-16 | 10 | 2020-12-16 | 10 | 44.8123 | 5.418e-05% | 4485 | 0 | 0 | 0% | 4870 | 0 | 2.709e-05% | 5197 | 0
2020 | 12 | 16 | 2020-12-16 | 11 | 2020-12-16 | 11 | 0 | 0% | 5135 | 0 | 0 | 0% | 4870 | 0 | 0% | 5626 | 0
2020 | 12 | 16 | 2020-12-16 | 12 | 2020-12-16 | 12 | 0 | 0% | 5135 | 0 | 0 | 0% | 4870 | 0 | 0% | 5626 | 0
2020 | 12 | 16 | 2020-12-16 | 13 | 2020-12-16 | 13 | 0 | 0% | 5135 | 0 | 0 | 0% | 4870 | 0 | 0% | 5626 | 0
2020 | 12 | 16 | 2020-12-16 | 14 | 2020-12-16 | 14 | 0 | 0% | 5135 | 0 | 0 | 0% | 4870 | 0 | 0% | 5626 | 0
2020 | 12 | 16 | 2020-12-16 | 15 | 2020-12-16 | 15 | 0 | 0% | 5135 | 0 | 0 | 0% | 4870 | 0 | 0% | 5626 | 0
2020 | 12 | 16 | 2020-12-16 | 16 | 2020-12-16 | 16 | 121.6962 | 0.0001471% | 4210 | 0 | 228.4203 | 0.0003949% | 3488 | 0 | 0.000271% | 4120 | 0
2020 | 12 | 16 | 2020-12-16 | 17 | 2020-12-16 | 17 | 3550.491 | 0.004292% | 2682 | 0 | 2979.8099 | 0.005151% | 2123 | 0 | 0.004722% | 2437 | 0
2020 | 12 | 16 | 2020-12-16 | 18 | 2020-12-16 | 18 | 30700.1102 | 0.03711% | 1057 | 0 | 28934.3357 | 0.05002% | 763 | 0 | 0.04357% | 869 | 0
2020 | 12 | 16 | 2020-12-16 | 19 | 2020-12-16 | 19 | 64543.5498 | 0.07803% | 260 | 0 | 62992.1248 | 0.1089% | 142 | 0 | 0.09346% | 174 | 0
2020 | 12 | 16 | 2020-12-16 | 20 | 2020-12-16 | 20 | 67174.6851 | 0.08121% | 232 | 0 | 65573.0923 | 0.1134% | 127 | 0 | 0.09729% | 153 | 0
2020 | 12 | 16 | 2020-12-16 | 21 | 2020-12-16 | 21 | 57415.3152 | 0.06941% | 361 | 0 | 56730.6917 | 0.09807% | 202 | 0 | 0.08374% | 263 | 0
2020 | 12 | 16 | 2020-12-16 | 22 | 2020-12-16 | 22 | 47408.3842 | 0.05731% | 541 | 0 | 47103.4915 | 0.08143% | 337 | 0 | 0.06937% | 398 | 0
2020 | 12 | 16 | 2020-12-16 | 23 | 2020-12-16 | 23 | 33118.7241 | 0.04004% | 978 | 0 | 31740.2418 | 0.05487% | 677 | 0 | 0.04745% | 784 | 0
2020 | 12 | 16 | 2020-12-16 | 24 | 2020-12-16 | 24 | 4847.8679 | 0.005861% | 2500 | 0 | 3251.2846 | 0.005621% | 2078 | 0 | 0.005741% | 2328 | 0
2020 | 12 | 17 | 2020-12-17 | 1 | 2020-12-17 | 1 | 56.2112 | 6.796e-05% | 4431 | 0 | 181.446 | 0.0003137% | 3626 | 0 | 0.0001908% | 4313 | 0
2020 | 12 | 17 | 2020-12-17 | 2 | 2020-12-17 | 2 | 0 | 0% | 5135 | 0 | 0 | 0% | 4870 | 0 | 0% | 5626 | 0
2020 | 12 | 17 | 2020-12-17 | 3 | 2020-12-17 | 3 | 0 | 0% | 5135 | 0 | 0 | 0% | 4870 | 0 | 0% | 5626 | 0
2020 | 12 | 17 | 2020-12-17 | 4 | 2020-12-17 | 4 | 0 | 0% | 5135 | 0 | 0 | 0% | 4870 | 0 | 0% | 5626 | 0
2020 | 12 | 17 | 2020-12-17 | 5 | 2020-12-17 | 5 | 0 | 0% | 5135 | 0 | 0 | 0% | 4870 | 0 | 0% | 5626 | 0
2020 | 12 | 17 | 2020-12-17 | 6 | 2020-12-17 | 6 | 0 | 0% | 5135 | 0 | 0 | 0% | 4870 | 0 | 0% | 5626 | 0
2020 | 12 | 17 | 2020-12-17 | 7 | 2020-12-17 | 7 | 0 | 0% | 5135 | 0 | 0 | 0% | 4870 | 0 | 0% | 5626 | 0
2020 | 12 | 17 | 2020-12-17 | 8 | 2020-12-17 | 8 | 2233.8781 | 0.002701% | 2928 | 0 | 514.3218 | 0.0008891% | 2997 | 0 | 0.001795% | 3003 | 0
2020 | 12 | 17 | 2020-12-17 | 9 | 2020-12-17 | 9 | 3443.4118 | 0.004163% | 2697 | 0 | 129.2247 | 0.0002234% | 3808 | 0 | 0.002193% | 2905 | 0
2020 | 12 | 17 | 2020-12-17 | 10 | 2020-12-17 | 10 | 381.1309 | 0.0004608% | 3788 | 0 | 0 | 0% | 4870 | 0 | 0.0002304% | 4209 | 0
2020 | 12 | 17 | 2020-12-17 | 11 | 2020-12-17 | 11 | 0 | 0% | 5135 | 0 | 0 | 0% | 4870 | 0 | 0% | 5626 | 0
2020 | 12 | 17 | 2020-12-17 | 12 | 2020-12-17 | 12 | 0 | 0% | 5135 | 0 | 0 | 0% | 4870 | 0 | 0% | 5626 | 0
2020 | 12 | 17 | 2020-12-17 | 13 | 2020-12-17 | 13 | 0 | 0% | 5135 | 0 | 0 | 0% | 4870 | 0 | 0% | 5626 | 0
2020 | 12 | 17 | 2020-12-17 | 14 | 2020-12-17 | 14 | 0 | 0% | 5135 | 0 | 0 | 0% | 4870 | 0 | 0% | 5626 | 0
2020 | 12 | 17 | 2020-12-17 | 15 | 2020-12-17 | 15 | 0 | 0% | 5135 | 0 | 0 | 0% | 4870 | 0 | 0% | 5626 | 0
2020 | 12 | 17 | 2020-12-17 | 16 | 2020-12-17 | 16 | 462.8578 | 0.0005596% | 3694 | 0 | 233.4072 | 0.0004035% | 3473 | 0 | 0.0004815% | 3784 | 0
2020 | 12 | 17 | 2020-12-17 | 17 | 2020-12-17 | 17 | 3616.2544 | 0.004372% | 2670 | 0 | 2346.7953 | 0.004057% | 2229 | 0 | 0.004214% | 2501 | 0
2020 | 12 | 17 | 2020-12-17 | 18 | 2020-12-17 | 18 | 27950.4262 | 0.03379% | 1158 | 0 | 25609.0392 | 0.04427% | 860 | 0 | 0.03903% | 984 | 0
2020 | 12 | 17 | 2020-12-17 | 19 | 2020-12-17 | 19 | 59993.7288 | 0.07253% | 313 | 0 | 56688.3821 | 0.098% | 204 | 0 | 0.08526% | 245 | 0
2020 | 12 | 17 | 2020-12-17 | 20 | 2020-12-17 | 20 | 61902.9338 | 0.07484% | 291 | 0 | 59123.9151 | 0.1022% | 172 | 0 | 0.08852% | 217 | 0
2020 | 12 | 17 | 2020-12-17 | 21 | 2020-12-17 | 21 | 52140.2818 | 0.06304% | 438 | 0 | 50188.1471 | 0.08676% | 291 | 0 | 0.0749% | 342 | 0
2020 | 12 | 17 | 2020-12-17 | 22 | 2020-12-17 | 22 | 43123.4554 | 0.05213% | 651 | 0 | 39963.4244 | 0.06909% | 465 | 0 | 0.06061% | 531 | 0
2020 | 12 | 17 | 2020-12-17 | 23 | 2020-12-17 | 23 | 28328.7537 | 0.03425% | 1142 | 0 | 25589.5356 | 0.04424% | 862 | 0 | 0.03924% | 977 | 0
2020 | 12 | 17 | 2020-12-17 | 24 | 2020-12-17 | 24 | 4034.5895 | 0.004878% | 2605 | 0 | 2739.1507 | 0.004735% | 2156 | 0 | 0.004806% | 2423 | 0
2020 | 12 | 18 | 2020-12-18 | 1 | 2020-12-18 | 1 | 65.0122 | 7.86e-05% | 4380 | 0 | 116.5791 | 0.0002015% | 3866 | 0 | 0.0001401% | 4478 | 0
2020 | 12 | 18 | 2020-12-18 | 2 | 2020-12-18 | 2 | 0 | 0% | 5135 | 0 | 0 | 0% | 4870 | 0 | 0% | 5626 | 0
2020 | 12 | 18 | 2020-12-18 | 3 | 2020-12-18 | 3 | 0 | 0% | 5135 | 0 | 0 | 0% | 4870 | 0 | 0% | 5626 | 0
2020 | 12 | 18 | 2020-12-18 | 4 | 2020-12-18 | 4 | 0 | 0% | 5135 | 0 | 0 | 0% | 4870 | 0 | 0% | 5626 | 0
2020 | 12 | 18 | 2020-12-18 | 5 | 2020-12-18 | 5 | 0 | 0% | 5135 | 0 | 0 | 0% | 4870 | 0 | 0% | 5626 | 0
2020 | 12 | 18 | 2020-12-18 | 6 | 2020-12-18 | 6 | 0 | 0% | 5135 | 0 | 0 | 0% | 4870 | 0 | 0% | 5626 | 0
2020 | 12 | 18 | 2020-12-18 | 7 | 2020-12-18 | 7 | 0 | 0% | 5135 | 0 | 0 | 0% | 4870 | 0 | 0% | 5626 | 0
2020 | 12 | 18 | 2020-12-18 | 8 | 2020-12-18 | 8 | 1055.2168 | 0.001276% | 3319 | 0 | 260.2171 | 0.0004499% | 3396 | 0 | 0.0008628% | 3436 | 0
2020 | 12 | 18 | 2020-12-18 | 9 | 2020-12-18 | 9 | 2179.8305 | 0.002635% | 2940 | 0 | 331.8372 | 0.0005737% | 3250 | 0 | 0.001604% | 3061 | 0
2020 | 12 | 18 | 2020-12-18 | 10 | 2020-12-18 | 10 | 312.6063 | 0.0003779% | 3873 | 0 | 0 | 0% | 4870 | 0 | 0.000189% | 4319 | 0
2020 | 12 | 18 | 2020-12-18 | 11 | 2020-12-18 | 11 | 57.2874 | 6.926e-05% | 4420 | 0 | 0 | 0% | 4870 | 0 | 3.463e-05% | 5115 | 0
2020 | 12 | 18 | 2020-12-18 | 12 | 2020-12-18 | 12 | 21.7564 | 2.63e-05% | 4685 | 0 | 0 | 0% | 4870 | 0 | 1.315e-05% | 5385 | 0
2020 | 12 | 18 | 2020-12-18 | 13 | 2020-12-18 | 13 | 0 | 0% | 5135 | 0 | 0 | 0% | 4870 | 0 | 0% | 5626 | 0
2020 | 12 | 18 | 2020-12-18 | 14 | 2020-12-18 | 14 | 0 | 0% | 5135 | 0 | 0 | 0% | 4870 | 0 | 0% | 5626 | 0
2020 | 12 | 18 | 2020-12-18 | 15 | 2020-12-18 | 15 | 37.5801 | 4.543e-05% | 4538 | 0 | 0 | 0% | 4870 | 0 | 2.272e-05% | 5245 | 0
2020 | 12 | 18 | 2020-12-18 | 16 | 2020-12-18 | 16 | 168.0023 | 0.0002031% | 4095 | 0 | 258.6724 | 0.0004472% | 3401 | 0 | 0.0003251% | 4031 | 0
2020 | 12 | 18 | 2020-12-18 | 17 | 2020-12-18 | 17 | 2151.5922 | 0.002601% | 2946 | 0 | 1796.3081 | 0.003105% | 2361 | 0 | 0.002853% | 2744 | 0
2020 | 12 | 18 | 2020-12-18 | 18 | 2020-12-18 | 18 | 24590.5045 | 0.02973% | 1295 | 0 | 24785.1985 | 0.04285% | 889 | 0 | 0.03629% | 1055 | 0
2020 | 12 | 18 | 2020-12-18 | 19 | 2020-12-18 | 19 | 57415.9837 | 0.06941% | 360 | 0 | 57529.5448 | 0.09945% | 191 | 0 | 0.08443% | 254 | 0
2020 | 12 | 18 | 2020-12-18 | 20 | 2020-12-18 | 20 | 59042.0412 | 0.07138% | 328 | 0 | 59219.5412 | 0.1024% | 171 | 0 | 0.08688% | 229 | 0
2020 | 12 | 18 | 2020-12-18 | 21 | 2020-12-18 | 21 | 48662.0412 | 0.05883% | 517 | 0 | 48392.0412 | 0.08366% | 319 | 0 | 0.07124% | 383 | 0
2020 | 12 | 18 | 2020-12-18 | 22 | 2020-12-18 | 22 | 37867.2881 | 0.04578% | 808 | 0 | 37349.7881 | 0.06457% | 530 | 0 | 0.05517% | 626 | 0
2020 | 12 | 18 | 2020-12-18 | 23 | 2020-12-18 | 23 | 23950.9195 | 0.02896% | 1323 | 0 | 23242.1766 | 0.04018% | 953 | 0 | 0.03457% | 1101 | 0
2020 | 12 | 18 | 2020-12-18 | 24 | 2020-12-18 | 24 | 2431.8221 | 0.00294% | 2884 | 0 | 2061.7197 | 0.003564% | 2291 | 0 | 0.003252% | 2651 | 0
2020 | 12 | 19 | 2020-12-19 | 1 | 2020-12-19 | 1 | 4.4295 | 5.355e-06% | 4994 | 0 | 39.693 | 6.862e-05% | 4371 | 0 | 3.699e-05% | 5087 | 0
2020 | 12 | 19 | 2020-12-19 | 2 | 2020-12-19 | 2 | 0 | 0% | 5135 | 0 | 0 | 0% | 4870 | 0 | 0% | 5626 | 0
2020 | 12 | 19 | 2020-12-19 | 3 | 2020-12-19 | 3 | 0 | 0% | 5135 | 0 | 0 | 0% | 4870 | 0 | 0% | 5626 | 0
2020 | 12 | 19 | 2020-12-19 | 4 | 2020-12-19 | 4 | 0 | 0% | 5135 | 0 | 0 | 0% | 4870 | 0 | 0% | 5626 | 0
2020 | 12 | 19 | 2020-12-19 | 5 | 2020-12-19 | 5 | 0 | 0% | 5135 | 0 | 0 | 0% | 4870 | 0 | 0% | 5626 | 0
2020 | 12 | 19 | 2020-12-19 | 6 | 2020-12-19 | 6 | 0 | 0% | 5135 | 0 | 0 | 0% | 4870 | 0 | 0% | 5626 | 0
2020 | 12 | 19 | 2020-12-19 | 7 | 2020-12-19 | 7 | 0 | 0% | 5135 | 0 | 23.3133 | 4.03e-05% | 4560 | 0 | 2.015e-05% | 5281 | 0
2020 | 12 | 19 | 2020-12-19 | 8 | 2020-12-19 | 8 | 0 | 0% | 5135 | 0 | 0 | 0% | 4870 | 0 | 0% | 5626 | 0
2020 | 12 | 19 | 2020-12-19 | 9 | 2020-12-19 | 9 | 1.0826 | 1.309e-06% | 5099 | 0 | 193.8342 | 0.0003351% | 3582 | 0 | 0.0001682% | 4385 | 0
2020 | 12 | 19 | 2020-12-19 | 10 | 2020-12-19 | 10 | 0 | 0% | 5135 | 0 | 0 | 0% | 4870 | 0 | 0% | 5626 | 0
2020 | 12 | 19 | 2020-12-19 | 11 | 2020-12-19 | 11 | 0 | 0% | 5135 | 0 | 0 | 0% | 4870 | 0 | 0% | 5626 | 0
2020 | 12 | 19 | 2020-12-19 | 12 | 2020-12-19 | 12 | 0 | 0% | 5135 | 0 | 0 | 0% | 4870 | 0 | 0% | 5626 | 0
2020 | 12 | 19 | 2020-12-19 | 13 | 2020-12-19 | 13 | 0 | 0% | 5135 | 0 | 0 | 0% | 4870 | 0 | 0% | 5626 | 0
2020 | 12 | 19 | 2020-12-19 | 14 | 2020-12-19 | 14 | 0 | 0% | 5135 | 0 | 0 | 0% | 4870 | 0 | 0% | 5626 | 0
2020 | 12 | 19 | 2020-12-19 | 15 | 2020-12-19 | 15 | 0 | 0% | 5135 | 0 | 0 | 0% | 4870 | 0 | 0% | 5626 | 0
2020 | 12 | 19 | 2020-12-19 | 16 | 2020-12-19 | 16 | 0 | 0% | 5135 | 0 | 462.8853 | 0.0008002% | 3049 | 0 | 0.0004001% | 3897 | 0
2020 | 12 | 19 | 2020-12-19 | 17 | 2020-12-19 | 17 | 0 | 0% | 5135 | 0 | 0 | 0% | 4870 | 0 | 0% | 5626 | 0
2020 | 12 | 19 | 2020-12-19 | 18 | 2020-12-19 | 18 | 5334.1365 | 0.006449% | 2438 | 0 | 4335.9255 | 0.007496% | 1940 | 0 | 0.006972% | 2200 | 0
2020 | 12 | 19 | 2020-12-19 | 19 | 2020-12-19 | 19 | 41093.2517 | 0.04968% | 716 | 0 | 38793.9792 | 0.06707% | 494 | 0 | 0.05837% | 561 | 0
2020 | 12 | 19 | 2020-12-19 | 20 | 2020-12-19 | 20 | 44783.9886 | 0.05414% | 613 | 0 | 42970.2549 | 0.07428% | 408 | 0 | 0.06421% | 474 | 0
2020 | 12 | 19 | 2020-12-19 | 21 | 2020-12-19 | 21 | 35770.5675 | 0.04324% | 886 | 0 | 34626.4512 | 0.05986% | 604 | 0 | 0.05155% | 700 | 0
2020 | 12 | 19 | 2020-12-19 | 22 | 2020-12-19 | 22 | 31971.5799 | 0.03865% | 1014 | 0 | 30495.9394 | 0.05272% | 715 | 0 | 0.04569% | 818 | 0
2020 | 12 | 19 | 2020-12-19 | 23 | 2020-12-19 | 23 | 16913.5018 | 0.02045% | 1650 | 0 | 15170.11 | 0.02623% | 1276 | 0 | 0.02334% | 1451 | 0
2020 | 12 | 19 | 2020-12-19 | 24 | 2020-12-19 | 24 | 1489.6082 | 0.001801% | 3138 | 0 | 1148.5683 | 0.001986% | 2566 | 0 | 0.001893% | 2977 | 0
2020 | 12 | 20 | 2020-12-20 | 1 | 2020-12-20 | 1 | 17.4549 | 2.11e-05% | 4726 | 0 | 24.0632 | 4.16e-05% | 4550 | 0 | 3.135e-05% | 5149 | 0
2020 | 12 | 20 | 2020-12-20 | 2 | 2020-12-20 | 2 | 0 | 0% | 5135 | 0 | 0 | 0% | 4870 | 0 | 0% | 5626 | 0
2020 | 12 | 20 | 2020-12-20 | 3 | 2020-12-20 | 3 | 0 | 0% | 5135 | 0 | 0 | 0% | 4870 | 0 | 0% | 5626 | 0
2020 | 12 | 20 | 2020-12-20 | 4 | 2020-12-20 | 4 | 0 | 0% | 5135 | 0 | 0 | 0% | 4870 | 0 | 0% | 5626 | 0
2020 | 12 | 20 | 2020-12-20 | 5 | 2020-12-20 | 5 | 0 | 0% | 5135 | 0 | 0 | 0% | 4870 | 0 | 0% | 5626 | 0
2020 | 12 | 20 | 2020-12-20 | 6 | 2020-12-20 | 6 | 0 | 0% | 5135 | 0 | 0 | 0% | 4870 | 0 | 0% | 5626 | 0
2020 | 12 | 20 | 2020-12-20 | 7 | 2020-12-20 | 7 | 0 | 0% | 5135 | 0 | 0.74817 | 1.293e-06% | 4861 | 0 | 6.467e-07% | 5614 | 0
2020 | 12 | 20 | 2020-12-20 | 8 | 2020-12-20 | 8 | 0 | 0% | 5135 | 0 | 3.521 | 6.087e-06% | 4824 | 0 | 3.043e-06% | 5569 | 0
2020 | 12 | 20 | 2020-12-20 | 9 | 2020-12-20 | 9 | 10.9601 | 1.325e-05% | 4826 | 0 | 249.2282 | 0.0004309% | 3426 | 0 | 0.0002221% | 4230 | 0
2020 | 12 | 20 | 2020-12-20 | 10 | 2020-12-20 | 10 | 0 | 0% | 5135 | 0 | 0 | 0% | 4870 | 0 | 0% | 5626 | 0
2020 | 12 | 20 | 2020-12-20 | 11 | 2020-12-20 | 11 | 0 | 0% | 5135 | 0 | 0 | 0% | 4870 | 0 | 0% | 5626 | 0
2020 | 12 | 20 | 2020-12-20 | 12 | 2020-12-20 | 12 | 0 | 0% | 5135 | 0 | 0 | 0% | 4870 | 0 | 0% | 5626 | 0
2020 | 12 | 20 | 2020-12-20 | 13 | 2020-12-20 | 13 | 0 | 0% | 5135 | 0 | 0 | 0% | 4870 | 0 | 0% | 5626 | 0
2020 | 12 | 20 | 2020-12-20 | 14 | 2020-12-20 | 14 | 0 | 0% | 5135 | 0 | 0 | 0% | 4870 | 0 | 0% | 5626 | 0
2020 | 12 | 20 | 2020-12-20 | 15 | 2020-12-20 | 15 | 0 | 0% | 5135 | 0 | 0 | 0% | 4870 | 0 | 0% | 5626 | 0
2020 | 12 | 20 | 2020-12-20 | 16 | 2020-12-20 | 16 | 0 | 0% | 5135 | 0 | 414.5255 | 0.0007166% | 3111 | 0 | 0.0003583% | 3961 | 0
2020 | 12 | 20 | 2020-12-20 | 17 | 2020-12-20 | 17 | 0 | 0% | 5135 | 0 | 0 | 0% | 4870 | 0 | 0% | 5626 | 0
2020 | 12 | 20 | 2020-12-20 | 18 | 2020-12-20 | 18 | 3913.027 | 0.004731% | 2621 | 0 | 1255.1144 | 0.00217% | 2533 | 0 | 0.00345% | 2611 | 0
2020 | 12 | 20 | 2020-12-20 | 19 | 2020-12-20 | 19 | 40346.1068 | 0.04878% | 732 | 0 | 22316.5534 | 0.03858% | 986 | 0 | 0.04368% | 866 | 0
2020 | 12 | 20 | 2020-12-20 | 20 | 2020-12-20 | 20 | 42763.8206 | 0.0517% | 662 | 0 | 24919.0109 | 0.04308% | 883 | 0 | 0.04739% | 785 | 0
2020 | 12 | 20 | 2020-12-20 | 21 | 2020-12-20 | 21 | 31314.2219 | 0.03786% | 1032 | 0 | 16516.9465 | 0.02855% | 1222 | 0 | 0.03321% | 1144 | 0
2020 | 12 | 20 | 2020-12-20 | 22 | 2020-12-20 | 22 | 26432.245 | 0.03196% | 1218 | 0 | 13520.512 | 0.02337% | 1350 | 0 | 0.02766% | 1291 | 0
2020 | 12 | 20 | 2020-12-20 | 23 | 2020-12-20 | 23 | 11694.7682 | 0.01414% | 1915 | 0 | 5706.0176 | 0.009864% | 1824 | 0 | 0.012% | 1905 | 0
2020 | 12 | 20 | 2020-12-20 | 24 | 2020-12-20 | 24 | 472.1979 | 0.0005709% | 3691 | 0 | 191.4981 | 0.0003311% | 3590 | 0 | 0.000451% | 3828 | 0
2020 | 12 | 21 | 2020-12-21 | 1 | 2020-12-21 | 1 | 92.5264 | 0.0001119% | 4286 | 0 | 47.8766 | 8.277e-05% | 4298 | 0 | 9.731e-05% | 4669 | 0
2020 | 12 | 21 | 2020-12-21 | 2 | 2020-12-21 | 2 | 0 | 0% | 5135 | 0 | 0 | 0% | 4870 | 0 | 0% | 5626 | 0
2020 | 12 | 21 | 2020-12-21 | 3 | 2020-12-21 | 3 | 0 | 0% | 5135 | 0 | 0 | 0% | 4870 | 0 | 0% | 5626 | 0
2020 | 12 | 21 | 2020-12-21 | 4 | 2020-12-21 | 4 | 0 | 0% | 5135 | 0 | 0 | 0% | 4870 | 0 | 0% | 5626 | 0
2020 | 12 | 21 | 2020-12-21 | 5 | 2020-12-21 | 5 | 0 | 0% | 5135 | 0 | 0 | 0% | 4870 | 0 | 0% | 5626 | 0
2020 | 12 | 21 | 2020-12-21 | 6 | 2020-12-21 | 6 | 0 | 0% | 5135 | 0 | 0 | 0% | 4870 | 0 | 0% | 5626 | 0
2020 | 12 | 21 | 2020-12-21 | 7 | 2020-12-21 | 7 | 0 | 0% | 5135 | 0 | 0 | 0% | 4870 | 0 | 0% | 5626 | 0
2020 | 12 | 21 | 2020-12-21 | 8 | 2020-12-21 | 8 | 3034.1395 | 0.003668% | 2767 | 0 | 488.6916 | 0.0008448% | 3015 | 0 | 0.002256% | 2884 | 0
2020 | 12 | 21 | 2020-12-21 | 9 | 2020-12-21 | 9 | 5929.6661 | 0.007169% | 2376 | 0 | 257.8106 | 0.0004457% | 3404 | 0 | 0.003807% | 2556 | 0
2020 | 12 | 21 | 2020-12-21 | 10 | 2020-12-21 | 10 | 1207.2433 | 0.001459% | 3241 | 0 | 0 | 0% | 4870 | 0 | 0.0007297% | 3549 | 0
2020 | 12 | 21 | 2020-12-21 | 11 | 2020-12-21 | 11 | 5.6372 | 6.815e-06% | 4958 | 0 | 0 | 0% | 4870 | 0 | 3.408e-06% | 5556 | 0
2020 | 12 | 21 | 2020-12-21 | 12 | 2020-12-21 | 12 | 0 | 0% | 5135 | 0 | 0 | 0% | 4870 | 0 | 0% | 5626 | 0
2020 | 12 | 21 | 2020-12-21 | 13 | 2020-12-21 | 13 | 0 | 0% | 5135 | 0 | 0 | 0% | 4870 | 0 | 0% | 5626 | 0
2020 | 12 | 21 | 2020-12-21 | 14 | 2020-12-21 | 14 | 0 | 0% | 5135 | 0 | 0 | 0% | 4870 | 0 | 0% | 5626 | 0
2020 | 12 | 21 | 2020-12-21 | 15 | 2020-12-21 | 15 | 0 | 0% | 5135 | 0 | 0 | 0% | 4870 | 0 | 0% | 5626 | 0
2020 | 12 | 21 | 2020-12-21 | 16 | 2020-12-21 | 16 | 168.5869 | 0.0002038% | 4094 | 0 | 227.2267 | 0.0003928% | 3490 | 0 | 0.0002983% | 4071 | 0
2020 | 12 | 21 | 2020-12-21 | 17 | 2020-12-21 | 17 | 3762.7602 | 0.004549% | 2642 | 0 | 930.8066 | 0.001609% | 2687 | 0 | 0.003079% | 2684 | 0
2020 | 12 | 21 | 2020-12-21 | 18 | 2020-12-21 | 18 | 29195.269 | 0.0353% | 1109 | 0 | 20919.3074 | 0.03616% | 1047 | 0 | 0.03573% | 1067 | 0
2020 | 12 | 21 | 2020-12-21 | 19 | 2020-12-21 | 19 | 66436.1722 | 0.08032% | 239 | 0 | 58352.695 | 0.1009% | 181 | 0 | 0.0906% | 196 | 0
2020 | 12 | 21 | 2020-12-21 | 20 | 2020-12-21 | 20 | 69244.6756 | 0.08371% | 210 | 0 | 61573.4944 | 0.1064% | 154 | 0 | 0.09508% | 167 | 0
2020 | 12 | 21 | 2020-12-21 | 21 | 2020-12-21 | 21 | 58949.9462 | 0.07127% | 330 | 0 | 51725.1172 | 0.08942% | 272 | 0 | 0.08034% | 294 | 0
2020 | 12 | 21 | 2020-12-21 | 22 | 2020-12-21 | 22 | 49252.9206 | 0.05954% | 505 | 0 | 43311.3647 | 0.07487% | 403 | 0 | 0.06721% | 424 | 0
2020 | 12 | 21 | 2020-12-21 | 23 | 2020-12-21 | 23 | 34753.7673 | 0.04202% | 928 | 0 | 28432.0667 | 0.04915% | 784 | 0 | 0.04558% | 821 | 0
2020 | 12 | 21 | 2020-12-21 | 24 | 2020-12-21 | 24 | 7287.7741 | 0.008811% | 2259 | 0 | 4031.9556 | 0.00697% | 1981 | 0 | 0.00789% | 2124 | 0
2020 | 12 | 22 | 2020-12-22 | 1 | 2020-12-22 | 1 | 22.3747 | 2.705e-05% | 4676 | 0 | 58.0444 | 0.0001003% | 4198 | 0 | 6.37e-05% | 4864 | 0
2020 | 12 | 22 | 2020-12-22 | 2 | 2020-12-22 | 2 | 0 | 0% | 5135 | 0 | 0 | 0% | 4870 | 0 | 0% | 5626 | 0
2020 | 12 | 22 | 2020-12-22 | 3 | 2020-12-22 | 3 | 0 | 0% | 5135 | 0 | 0 | 0% | 4870 | 0 | 0% | 5626 | 0
2020 | 12 | 22 | 2020-12-22 | 4 | 2020-12-22 | 4 | 0 | 0% | 5135 | 0 | 0 | 0% | 4870 | 0 | 0% | 5626 | 0
2020 | 12 | 22 | 2020-12-22 | 5 | 2020-12-22 | 5 | 0 | 0% | 5135 | 0 | 0 | 0% | 4870 | 0 | 0% | 5626 | 0
2020 | 12 | 22 | 2020-12-22 | 6 | 2020-12-22 | 6 | 0 | 0% | 5135 | 0 | 0 | 0% | 4870 | 0 | 0% | 5626 | 0
2020 | 12 | 22 | 2020-12-22 | 7 | 2020-12-22 | 7 | 0 | 0% | 5135 | 0 | 7.4731 | 1.292e-05% | 4757 | 0 | 6.46e-06% | 5504 | 0
2020 | 12 | 22 | 2020-12-22 | 8 | 2020-12-22 | 8 | 8.9549 | 1.083e-05% | 4868 | 0 | 0 | 0% | 4870 | 0 | 5.413e-06% | 5523 | 0
2020 | 12 | 22 | 2020-12-22 | 9 | 2020-12-22 | 9 | 9.1013 | 1.1e-05% | 4866 | 0 | 199.5879 | 0.000345% | 3566 | 0 | 0.000178% | 4356 | 0
2020 | 12 | 22 | 2020-12-22 | 10 | 2020-12-22 | 10 | 0 | 0% | 5135 | 0 | 0 | 0% | 4870 | 0 | 0% | 5626 | 0
2020 | 12 | 22 | 2020-12-22 | 11 | 2020-12-22 | 11 | 0 | 0% | 5135 | 0 | 0 | 0% | 4870 | 0 | 0% | 5626 | 0
2020 | 12 | 22 | 2020-12-22 | 12 | 2020-12-22 | 12 | 0 | 0% | 5135 | 0 | 0 | 0% | 4870 | 0 | 0% | 5626 | 0
2020 | 12 | 22 | 2020-12-22 | 13 | 2020-12-22 | 13 | 0 | 0% | 5135 | 0 | 0 | 0% | 4870 | 0 | 0% | 5626 | 0
2020 | 12 | 22 | 2020-12-22 | 14 | 2020-12-22 | 14 | 0 | 0% | 5135 | 0 | 0 | 0% | 4870 | 0 | 0% | 5626 | 0
2020 | 12 | 22 | 2020-12-22 | 15 | 2020-12-22 | 15 | 0 | 0% | 5135 | 0 | 0 | 0% | 4870 | 0 | 0% | 5626 | 0
2020 | 12 | 22 | 2020-12-22 | 16 | 2020-12-22 | 16 | 0 | 0% | 5135 | 0 | 220.9381 | 0.0003819% | 3503 | 0 | 0.000191% | 4311 | 0
2020 | 12 | 22 | 2020-12-22 | 17 | 2020-12-22 | 17 | 36.2458 | 4.382e-05% | 4548 | 0 | 9.4336 | 1.631e-05% | 4725 | 0 | 3.006e-05% | 5163 | 0
2020 | 12 | 22 | 2020-12-22 | 18 | 2020-12-22 | 18 | 10899.5252 | 0.01318% | 1973 | 0 | 9653.6579 | 0.01669% | 1565 | 0 | 0.01493% | 1778 | 0
2020 | 12 | 22 | 2020-12-22 | 19 | 2020-12-22 | 19 | 43806.4084 | 0.05296% | 635 | 0 | 41523.8447 | 0.07178% | 438 | 0 | 0.06237% | 500 | 0
2020 | 12 | 22 | 2020-12-22 | 20 | 2020-12-22 | 20 | 45708.5719 | 0.05526% | 588 | 0 | 43784.2986 | 0.07569% | 393 | 0 | 0.06548% | 455 | 0
2020 | 12 | 22 | 2020-12-22 | 21 | 2020-12-22 | 21 | 36359.9433 | 0.04396% | 861 | 0 | 35205.763 | 0.06086% | 588 | 0 | 0.05241% | 691 | 0
2020 | 12 | 22 | 2020-12-22 | 22 | 2020-12-22 | 22 | 28149.9334 | 0.03403% | 1150 | 0 | 26796.5144 | 0.04632% | 831 | 0 | 0.04018% | 955 | 0
2020 | 12 | 22 | 2020-12-22 | 23 | 2020-12-22 | 23 | 17376.7635 | 0.02101% | 1629 | 0 | 15936.3507 | 0.02755% | 1245 | 0 | 0.02428% | 1406 | 0
2020 | 12 | 22 | 2020-12-22 | 24 | 2020-12-22 | 24 | 1651.1625 | 0.001996% | 3078 | 0 | 1367.6232 | 0.002364% | 2494 | 0 | 0.00218% | 2911 | 0
2020 | 12 | 23 | 2020-12-23 | 1 | 2020-12-23 | 1 | 0.94154 | 1.138e-06% | 5105 | 0 | 22.6936 | 3.923e-05% | 4564 | 0 | 2.018e-05% | 5280 | 0
2020 | 12 | 23 | 2020-12-23 | 2 | 2020-12-23 | 2 | 0 | 0% | 5135 | 0 | 0 | 0% | 4870 | 0 | 0% | 5626 | 0
2020 | 12 | 23 | 2020-12-23 | 3 | 2020-12-23 | 3 | 0 | 0% | 5135 | 0 | 0 | 0% | 4870 | 0 | 0% | 5626 | 0
2020 | 12 | 23 | 2020-12-23 | 4 | 2020-12-23 | 4 | 0 | 0% | 5135 | 0 | 0 | 0% | 4870 | 0 | 0% | 5626 | 0
2020 | 12 | 23 | 2020-12-23 | 5 | 2020-12-23 | 5 | 0 | 0% | 5135 | 0 | 0 | 0% | 4870 | 0 | 0% | 5626 | 0
2020 | 12 | 23 | 2020-12-23 | 6 | 2020-12-23 | 6 | 0 | 0% | 5135 | 0 | 0 | 0% | 4870 | 0 | 0% | 5626 | 0
2020 | 12 | 23 | 2020-12-23 | 7 | 2020-12-23 | 7 | 0 | 0% | 5135 | 0 | 0 | 0% | 4870 | 0 | 0% | 5626 | 0
2020 | 12 | 23 | 2020-12-23 | 8 | 2020-12-23 | 8 | 0.44654 | 5.398e-07% | 5126 | 0 | 17.2577 | 2.983e-05% | 4626 | 0 | 1.519e-05% | 5353 | 0
2020 | 12 | 23 | 2020-12-23 | 9 | 2020-12-23 | 9 | 59.7377 | 7.222e-05% | 4403 | 0 | 219.8488 | 0.0003801% | 3507 | 0 | 0.0002261% | 4218 | 0
2020 | 12 | 23 | 2020-12-23 | 10 | 2020-12-23 | 10 | 0 | 0% | 5135 | 0 | 0 | 0% | 4870 | 0 | 0% | 5626 | 0
2020 | 12 | 23 | 2020-12-23 | 11 | 2020-12-23 | 11 | 0 | 0% | 5135 | 0 | 0 | 0% | 4870 | 0 | 0% | 5626 | 0
2020 | 12 | 23 | 2020-12-23 | 12 | 2020-12-23 | 12 | 0 | 0% | 5135 | 0 | 0 | 0% | 4870 | 0 | 0% | 5626 | 0
2020 | 12 | 23 | 2020-12-23 | 13 | 2020-12-23 | 13 | 0 | 0% | 5135 | 0 | 0 | 0% | 4870 | 0 | 0% | 5626 | 0
2020 | 12 | 23 | 2020-12-23 | 14 | 2020-12-23 | 14 | 0 | 0% | 5135 | 0 | 0 | 0% | 4870 | 0 | 0% | 5626 | 0
2020 | 12 | 23 | 2020-12-23 | 15 | 2020-12-23 | 15 | 0 | 0% | 5135 | 0 | 0 | 0% | 4870 | 0 | 0% | 5626 | 0
2020 | 12 | 23 | 2020-12-23 | 16 | 2020-12-23 | 16 | 0 | 0% | 5135 | 0 | 82.7568 | 0.0001431% | 4033 | 0 | 7.153e-05% | 4809 | 0
2020 | 12 | 23 | 2020-12-23 | 17 | 2020-12-23 | 17 | 0 | 0% | 5135 | 0 | 0 | 0% | 4870 | 0 | 0% | 5626 | 0
2020 | 12 | 23 | 2020-12-23 | 18 | 2020-12-23 | 18 | 9861.6683 | 0.01192% | 2037 | 0 | 9682.8015 | 0.01674% | 1562 | 0 | 0.01433% | 1807 | 0
2020 | 12 | 23 | 2020-12-23 | 19 | 2020-12-23 | 19 | 46852.0412 | 0.05664% | 557 | 0 | 46852.0412 | 0.081% | 341 | 0 | 0.06882% | 403 | 0
2020 | 12 | 23 | 2020-12-23 | 20 | 2020-12-23 | 20 | 47752.0412 | 0.05773% | 534 | 0 | 47752.0412 | 0.08255% | 330 | 0 | 0.07014% | 394 | 0
2020 | 12 | 23 | 2020-12-23 | 21 | 2020-12-23 | 21 | 35252.0412 | 0.04262% | 899 | 0 | 35252.0412 | 0.06094% | 584 | 0 | 0.05178% | 697 | 0
2020 | 12 | 23 | 2020-12-23 | 22 | 2020-12-23 | 22 | 26372.8357 | 0.03188% | 1220 | 0 | 26372.8357 | 0.04559% | 844 | 0 | 0.03874% | 994 | 0
2020 | 12 | 23 | 2020-12-23 | 23 | 2020-12-23 | 23 | 16247.8426 | 0.01964% | 1691 | 0 | 16247.8426 | 0.02809% | 1237 | 0 | 0.02387% | 1431 | 0
2020 | 12 | 23 | 2020-12-23 | 24 | 2020-12-23 | 24 | 1705.2588 | 0.002062% | 3054 | 0 | 1705.2588 | 0.002948% | 2396 | 0 | 0.002505% | 2823 | 0
2020 | 12 | 24 | 2020-12-24 | 1 | 2020-12-24 | 1 | 41.3911 | 5.004e-05% | 4513 | 0 | 12.5387 | 2.168e-05% | 4683 | 0 | 3.586e-05% | 5100 | 0
2020 | 12 | 24 | 2020-12-24 | 2 | 2020-12-24 | 2 | 0 | 0% | 5135 | 0 | 0 | 0% | 4870 | 0 | 0% | 5626 | 0
2020 | 12 | 24 | 2020-12-24 | 3 | 2020-12-24 | 3 | 0 | 0% | 5135 | 0 | 0 | 0% | 4870 | 0 | 0% | 5626 | 0
2020 | 12 | 24 | 2020-12-24 | 4 | 2020-12-24 | 4 | 0 | 0% | 5135 | 0 | 0 | 0% | 4870 | 0 | 0% | 5626 | 0
2020 | 12 | 24 | 2020-12-24 | 5 | 2020-12-24 | 5 | 0 | 0% | 5135 | 0 | 0 | 0% | 4870 | 0 | 0% | 5626 | 0
2020 | 12 | 24 | 2020-12-24 | 6 | 2020-12-24 | 6 | 0 | 0% | 5135 | 0 | 0 | 0% | 4870 | 0 | 0% | 5626 | 0
2020 | 12 | 24 | 2020-12-24 | 7 | 2020-12-24 | 7 | 0 | 0% | 5135 | 0 | 0 | 0% | 4870 | 0 | 0% | 5626 | 0
2020 | 12 | 24 | 2020-12-24 | 8 | 2020-12-24 | 8 | 57.4404 | 6.944e-05% | 4419 | 0 | 33.3113 | 5.759e-05% | 4434 | 0 | 6.351e-05% | 4867 | 0
2020 | 12 | 24 | 2020-12-24 | 9 | 2020-12-24 | 9 | 94.9354 | 0.0001148% | 4278 | 0 | 206.5639 | 0.0003571% | 3543 | 0 | 0.0002359% | 4192 | 0
2020 | 12 | 24 | 2020-12-24 | 10 | 2020-12-24 | 10 | 0 | 0% | 5135 | 0 | 0 | 0% | 4870 | 0 | 0% | 5626 | 0
2020 | 12 | 24 | 2020-12-24 | 11 | 2020-12-24 | 11 | 0 | 0% | 5135 | 0 | 0 | 0% | 4870 | 0 | 0% | 5626 | 0
2020 | 12 | 24 | 2020-12-24 | 12 | 2020-12-24 | 12 | 0 | 0% | 5135 | 0 | 0 | 0% | 4870 | 0 | 0% | 5626 | 0
2020 | 12 | 24 | 2020-12-24 | 13 | 2020-12-24 | 13 | 0 | 0% | 5135 | 0 | 0 | 0% | 4870 | 0 | 0% | 5626 | 0
2020 | 12 | 24 | 2020-12-24 | 14 | 2020-12-24 | 14 | 0 | 0% | 5135 | 0 | 0 | 0% | 4870 | 0 | 0% | 5626 | 0
2020 | 12 | 24 | 2020-12-24 | 15 | 2020-12-24 | 15 | 0 | 0% | 5135 | 0 | 0 | 0% | 4870 | 0 | 0% | 5626 | 0
2020 | 12 | 24 | 2020-12-24 | 16 | 2020-12-24 | 16 | 0 | 0% | 5135 | 0 | 411.7024 | 0.0007117% | 3120 | 0 | 0.0003559% | 3968 | 0
2020 | 12 | 24 | 2020-12-24 | 17 | 2020-12-24 | 17 | 118.9912 | 0.0001439% | 4215 | 0 | 0 | 0% | 4870 | 0 | 7.193e-05% | 4804 | 0
2020 | 12 | 24 | 2020-12-24 | 18 | 2020-12-24 | 18 | 16273.5933 | 0.01967% | 1689 | 0 | 13761.9896 | 0.02379% | 1337 | 0 | 0.02173% | 1515 | 0
2020 | 12 | 24 | 2020-12-24 | 19 | 2020-12-24 | 19 | 49672.1718 | 0.06005% | 493 | 0 | 47626.0131 | 0.08233% | 333 | 0 | 0.07119% | 387 | 0
2020 | 12 | 24 | 2020-12-24 | 20 | 2020-12-24 | 20 | 50726.2612 | 0.06133% | 468 | 0 | 48360.9163 | 0.0836% | 320 | 0 | 0.07246% | 371 | 0
2020 | 12 | 24 | 2020-12-24 | 21 | 2020-12-24 | 21 | 40234.7044 | 0.04864% | 738 | 0 | 38106.0131 | 0.06588% | 511 | 0 | 0.05726% | 584 | 0
2020 | 12 | 24 | 2020-12-24 | 22 | 2020-12-24 | 22 | 29961.211 | 0.03622% | 1088 | 0 | 27659.7089 | 0.04782% | 807 | 0 | 0.04202% | 909 | 0
2020 | 12 | 24 | 2020-12-24 | 23 | 2020-12-24 | 23 | 17496.0251 | 0.02115% | 1625 | 0 | 15568.3242 | 0.02691% | 1259 | 0 | 0.02403% | 1424 | 0
2020 | 12 | 24 | 2020-12-24 | 24 | 2020-12-24 | 24 | 1425.0078 | 0.001723% | 3157 | 0 | 837.3511 | 0.001448% | 2738 | 0 | 0.001585% | 3072 | 0
2020 | 12 | 25 | 2020-12-25 | 1 | 2020-12-25 | 1 | 0 | 0% | 5135 | 0 | 123.9497 | 0.0002143% | 3837 | 0 | 0.0001071% | 4621 | 0
2020 | 12 | 25 | 2020-12-25 | 2 | 2020-12-25 | 2 | 0 | 0% | 5135 | 0 | 0 | 0% | 4870 | 0 | 0% | 5626 | 0
2020 | 12 | 25 | 2020-12-25 | 3 | 2020-12-25 | 3 | 0 | 0% | 5135 | 0 | 0 | 0% | 4870 | 0 | 0% | 5626 | 0
2020 | 12 | 25 | 2020-12-25 | 4 | 2020-12-25 | 4 | 0 | 0% | 5135 | 0 | 0 | 0% | 4870 | 0 | 0% | 5626 | 0
2020 | 12 | 25 | 2020-12-25 | 5 | 2020-12-25 | 5 | 0 | 0% | 5135 | 0 | 2.1737 | 3.758e-06% | 4850 | 0 | 1.879e-06% | 5594 | 0
2020 | 12 | 25 | 2020-12-25 | 6 | 2020-12-25 | 6 | 0 | 0% | 5135 | 0 | 2.4391 | 4.217e-06% | 4844 | 0 | 2.108e-06% | 5586 | 0
2020 | 12 | 25 | 2020-12-25 | 7 | 2020-12-25 | 7 | 0 | 0% | 5135 | 0 | 78.6456 | 0.000136% | 4055 | 0 | 6.798e-05% | 4833 | 0
2020 | 12 | 25 | 2020-12-25 | 8 | 2020-12-25 | 8 | 0 | 0% | 5135 | 0 | 66.6149 | 0.0001152% | 4136 | 0 | 5.758e-05% | 4911 | 0
2020 | 12 | 25 | 2020-12-25 | 9 | 2020-12-25 | 9 | 4.1102 | 4.969e-06% | 5002 | 0 | 1513.0843 | 0.002616% | 2441 | 0 | 0.00131% | 3197 | 0
2020 | 12 | 25 | 2020-12-25 | 10 | 2020-12-25 | 10 | 0 | 0% | 5135 | 0 | 0 | 0% | 4870 | 0 | 0% | 5626 | 0
2020 | 12 | 25 | 2020-12-25 | 11 | 2020-12-25 | 11 | 0 | 0% | 5135 | 0 | 0 | 0% | 4870 | 0 | 0% | 5626 | 0
2020 | 12 | 25 | 2020-12-25 | 12 | 2020-12-25 | 12 | 0 | 0% | 5135 | 0 | 0 | 0% | 4870 | 0 | 0% | 5626 | 0
2020 | 12 | 25 | 2020-12-25 | 13 | 2020-12-25 | 13 | 0 | 0% | 5135 | 0 | 0 | 0% | 4870 | 0 | 0% | 5626 | 0
2020 | 12 | 25 | 2020-12-25 | 14 | 2020-12-25 | 14 | 0 | 0% | 5135 | 0 | 0 | 0% | 4870 | 0 | 0% | 5626 | 0
2020 | 12 | 25 | 2020-12-25 | 15 | 2020-12-25 | 15 | 0 | 0% | 5135 | 0 | 0 | 0% | 4870 | 0 | 0% | 5626 | 0
2020 | 12 | 25 | 2020-12-25 | 16 | 2020-12-25 | 16 | 28.8244 | 3.485e-05% | 4616 | 0 | 1730.626 | 0.002992% | 2381 | 0 | 0.001513% | 3109 | 0
2020 | 12 | 25 | 2020-12-25 | 17 | 2020-12-25 | 17 | 0 | 0% | 5135 | 0 | 0 | 0% | 4870 | 0 | 0% | 5626 | 0
2020 | 12 | 25 | 2020-12-25 | 18 | 2020-12-25 | 18 | 0 | 0% | 5135 | 0 | 0 | 0% | 4870 | 0 | 0% | 5626 | 0
2020 | 12 | 25 | 2020-12-25 | 19 | 2020-12-25 | 19 | 13579.8874 | 0.01642% | 1821 | 0 | 12922.81 | 0.02234% | 1381 | 0 | 0.01938% | 1598 | 0
2020 | 12 | 25 | 2020-12-25 | 20 | 2020-12-25 | 20 | 15970.835 | 0.01931% | 1699 | 0 | 16463.5377 | 0.02846% | 1227 | 0 | 0.02388% | 1428 | 0
2020 | 12 | 25 | 2020-12-25 | 21 | 2020-12-25 | 21 | 11993.3005 | 0.0145% | 1904 | 0 | 11596.0632 | 0.02005% | 1452 | 0 | 0.01727% | 1662 | 0
2020 | 12 | 25 | 2020-12-25 | 22 | 2020-12-25 | 22 | 8573.8839 | 0.01037% | 2142 | 0 | 8430.9782 | 0.01458% | 1641 | 0 | 0.01247% | 1884 | 0
2020 | 12 | 25 | 2020-12-25 | 23 | 2020-12-25 | 23 | 4646.8479 | 0.005618% | 2524 | 0 | 4008.7457 | 0.00693% | 1986 | 0 | 0.006274% | 2265 | 0
2020 | 12 | 25 | 2020-12-25 | 24 | 2020-12-25 | 24 | 33.1042 | 4.002e-05% | 4578 | 0 | 31.7288 | 5.485e-05% | 4454 | 0 | 4.744e-05% | 4990 | 0
2020 | 12 | 26 | 2020-12-26 | 1 | 2020-12-26 | 1 | 0 | 0% | 5135 | 0 | 48.4313 | 8.373e-05% | 4288 | 0 | 4.186e-05% | 5036 | 0
2020 | 12 | 26 | 2020-12-26 | 2 | 2020-12-26 | 2 | 0 | 0% | 5135 | 0 | 0 | 0% | 4870 | 0 | 0% | 5626 | 0
2020 | 12 | 26 | 2020-12-26 | 3 | 2020-12-26 | 3 | 0 | 0% | 5135 | 0 | 0 | 0% | 4870 | 0 | 0% | 5626 | 0
2020 | 12 | 26 | 2020-12-26 | 4 | 2020-12-26 | 4 | 0 | 0% | 5135 | 0 | 0 | 0% | 4870 | 0 | 0% | 5626 | 0
2020 | 12 | 26 | 2020-12-26 | 5 | 2020-12-26 | 5 | 0 | 0% | 5135 | 0 | 0 | 0% | 4870 | 0 | 0% | 5626 | 0
2020 | 12 | 26 | 2020-12-26 | 6 | 2020-12-26 | 6 | 0 | 0% | 5135 | 0 | 0 | 0% | 4870 | 0 | 0% | 5626 | 0
2020 | 12 | 26 | 2020-12-26 | 7 | 2020-12-26 | 7 | 0 | 0% | 5135 | 0 | 32.5441 | 5.626e-05% | 4446 | 0 | 2.813e-05% | 5186 | 0
2020 | 12 | 26 | 2020-12-26 | 8 | 2020-12-26 | 8 | 0 | 0% | 5135 | 0 | 0 | 0% | 4870 | 0 | 0% | 5626 | 0
2020 | 12 | 26 | 2020-12-26 | 9 | 2020-12-26 | 9 | 0 | 0% | 5135 | 0 | 190.4188 | 0.0003292% | 3598 | 0 | 0.0001646% | 4396 | 0
2020 | 12 | 26 | 2020-12-26 | 10 | 2020-12-26 | 10 | 0 | 0% | 5135 | 0 | 0 | 0% | 4870 | 0 | 0% | 5626 | 0
2020 | 12 | 26 | 2020-12-26 | 11 | 2020-12-26 | 11 | 0 | 0% | 5135 | 0 | 0 | 0% | 4870 | 0 | 0% | 5626 | 0
2020 | 12 | 26 | 2020-12-26 | 12 | 2020-12-26 | 12 | 0 | 0% | 5135 | 0 | 0 | 0% | 4870 | 0 | 0% | 5626 | 0
2020 | 12 | 26 | 2020-12-26 | 13 | 2020-12-26 | 13 | 0 | 0% | 5135 | 0 | 0 | 0% | 4870 | 0 | 0% | 5626 | 0
2020 | 12 | 26 | 2020-12-26 | 14 | 2020-12-26 | 14 | 0 | 0% | 5135 | 0 | 0 | 0% | 4870 | 0 | 0% | 5626 | 0
2020 | 12 | 26 | 2020-12-26 | 15 | 2020-12-26 | 15 | 0 | 0% | 5135 | 0 | 0 | 0% | 4870 | 0 | 0% | 5626 | 0
2020 | 12 | 26 | 2020-12-26 | 16 | 2020-12-26 | 16 | 0 | 0% | 5135 | 0 | 287.3423 | 0.0004967% | 3349 | 0 | 0.0002484% | 4163 | 0
2020 | 12 | 26 | 2020-12-26 | 17 | 2020-12-26 | 17 | 0 | 0% | 5135 | 0 | 0 | 0% | 4870 | 0 | 0% | 5626 | 0
2020 | 12 | 26 | 2020-12-26 | 18 | 2020-12-26 | 18 | 1655.5672 | 0.002002% | 3075 | 0 | 1622.5003 | 0.002805% | 2415 | 0 | 0.002403% | 2843 | 0
2020 | 12 | 26 | 2020-12-26 | 19 | 2020-12-26 | 19 | 36707.0343 | 0.04438% | 850 | 0 | 36270.0802 | 0.0627% | 558 | 0 | 0.05354% | 667 | 0
2020 | 12 | 26 | 2020-12-26 | 20 | 2020-12-26 | 20 | 38107.0343 | 0.04607% | 796 | 0 | 37670.0802 | 0.06512% | 521 | 0 | 0.0556% | 621 | 0
2020 | 12 | 26 | 2020-12-26 | 21 | 2020-12-26 | 21 | 27358.6987 | 0.03308% | 1178 | 0 | 26970.0802 | 0.04662% | 825 | 0 | 0.03985% | 965 | 0
2020 | 12 | 26 | 2020-12-26 | 22 | 2020-12-26 | 22 | 22510.3631 | 0.02721% | 1395 | 0 | 21879.0997 | 0.03782% | 1006 | 0 | 0.03252% | 1160 | 0
2020 | 12 | 26 | 2020-12-26 | 23 | 2020-12-26 | 23 | 10357.6966 | 0.01252% | 2003 | 0 | 9961.4324 | 0.01722% | 1544 | 0 | 0.01487% | 1781 | 0
2020 | 12 | 26 | 2020-12-26 | 24 | 2020-12-26 | 24 | 182.8264 | 0.000221% | 4063 | 0 | 151.2393 | 0.0002615% | 3727 | 0 | 0.0002412% | 4178 | 0
2020 | 12 | 27 | 2020-12-27 | 1 | 2020-12-27 | 1 | 7.9407 | 9.6e-06% | 4892 | 0 | 56.6135 | 9.787e-05% | 4210 | 0 | 5.374e-05% | 4940 | 0
2020 | 12 | 27 | 2020-12-27 | 2 | 2020-12-27 | 2 | 0 | 0% | 5135 | 0 | 0 | 0% | 4870 | 0 | 0% | 5626 | 0
2020 | 12 | 27 | 2020-12-27 | 3 | 2020-12-27 | 3 | 0 | 0% | 5135 | 0 | 0 | 0% | 4870 | 0 | 0% | 5626 | 0
2020 | 12 | 27 | 2020-12-27 | 4 | 2020-12-27 | 4 | 0 | 0% | 5135 | 0 | 0 | 0% | 4870 | 0 | 0% | 5626 | 0
2020 | 12 | 27 | 2020-12-27 | 5 | 2020-12-27 | 5 | 0 | 0% | 5135 | 0 | 0 | 0% | 4870 | 0 | 0% | 5626 | 0
2020 | 12 | 27 | 2020-12-27 | 6 | 2020-12-27 | 6 | 0 | 0% | 5135 | 0 | 0 | 0% | 4870 | 0 | 0% | 5626 | 0
2020 | 12 | 27 | 2020-12-27 | 7 | 2020-12-27 | 7 | 0 | 0% | 5135 | 0 | 0 | 0% | 4870 | 0 | 0% | 5626 | 0
2020 | 12 | 27 | 2020-12-27 | 8 | 2020-12-27 | 8 | 0 | 0% | 5135 | 0 | 5.0071 | 8.656e-06% | 4798 | 0 | 4.328e-06% | 5540 | 0
2020 | 12 | 27 | 2020-12-27 | 9 | 2020-12-27 | 9 | 1.6056 | 1.941e-06% | 5082 | 0 | 74.4675 | 0.0001287% | 4080 | 0 | 6.534e-05% | 4850 | 0
2020 | 12 | 27 | 2020-12-27 | 10 | 2020-12-27 | 10 | 0 | 0% | 5135 | 0 | 0 | 0% | 4870 | 0 | 0% | 5626 | 0
2020 | 12 | 27 | 2020-12-27 | 11 | 2020-12-27 | 11 | 0 | 0% | 5135 | 0 | 0 | 0% | 4870 | 0 | 0% | 5626 | 0
2020 | 12 | 27 | 2020-12-27 | 12 | 2020-12-27 | 12 | 0 | 0% | 5135 | 0 | 0 | 0% | 4870 | 0 | 0% | 5626 | 0
2020 | 12 | 27 | 2020-12-27 | 13 | 2020-12-27 | 13 | 0 | 0% | 5135 | 0 | 0 | 0% | 4870 | 0 | 0% | 5626 | 0
2020 | 12 | 27 | 2020-12-27 | 14 | 2020-12-27 | 14 | 0 | 0% | 5135 | 0 | 0 | 0% | 4870 | 0 | 0% | 5626 | 0
2020 | 12 | 27 | 2020-12-27 | 15 | 2020-12-27 | 15 | 0 | 0% | 5135 | 0 | 0 | 0% | 4870 | 0 | 0% | 5626 | 0
2020 | 12 | 27 | 2020-12-27 | 16 | 2020-12-27 | 16 | 3.0397 | 3.675e-06% | 5037 | 0 | 200.7962 | 0.0003471% | 3560 | 0 | 0.0001754% | 4362 | 0
2020 | 12 | 27 | 2020-12-27 | 17 | 2020-12-27 | 17 | 39.8474 | 4.817e-05% | 4522 | 0 | 0 | 0% | 4870 | 0 | 2.409e-05% | 5229 | 0
2020 | 12 | 27 | 2020-12-27 | 18 | 2020-12-27 | 18 | 10369.1046 | 0.01254% | 2002 | 0 | 10050.034 | 0.01737% | 1539 | 0 | 0.01495% | 1773 | 0
2020 | 12 | 27 | 2020-12-27 | 19 | 2020-12-27 | 19 | 41999.976 | 0.05078% | 689 | 0 | 41660.1343 | 0.07202% | 435 | 0 | 0.0614% | 514 | 0
2020 | 12 | 27 | 2020-12-27 | 20 | 2020-12-27 | 20 | 42221.4402 | 0.05104% | 681 | 0 | 41864.5224 | 0.07237% | 430 | 0 | 0.06171% | 511 | 0
2020 | 12 | 27 | 2020-12-27 | 21 | 2020-12-27 | 21 | 31890.659 | 0.03855% | 1017 | 0 | 31784.3187 | 0.05495% | 675 | 0 | 0.04675% | 802 | 0
2020 | 12 | 27 | 2020-12-27 | 22 | 2020-12-27 | 22 | 27349.2939 | 0.03306% | 1181 | 0 | 27064.1489 | 0.04679% | 821 | 0 | 0.03993% | 963 | 0
2020 | 12 | 27 | 2020-12-27 | 23 | 2020-12-27 | 23 | 13636.3718 | 0.01649% | 1819 | 0 | 13388.3496 | 0.02315% | 1355 | 0 | 0.01982% | 1586 | 0
2020 | 12 | 27 | 2020-12-27 | 24 | 2020-12-27 | 24 | 1091.0634 | 0.001319% | 3305 | 0 | 1041.875 | 0.001801% | 2622 | 0 | 0.00156% | 3083 | 0
2020 | 12 | 28 | 2020-12-28 | 1 | 2020-12-28 | 1 | 165.2185 | 0.0001997% | 4100 | 0 | 29.5158 | 5.103e-05% | 4483 | 0 | 0.0001254% | 4543 | 0
2020 | 12 | 28 | 2020-12-28 | 2 | 2020-12-28 | 2 | 0 | 0% | 5135 | 0 | 0 | 0% | 4870 | 0 | 0% | 5626 | 0
2020 | 12 | 28 | 2020-12-28 | 3 | 2020-12-28 | 3 | 0 | 0% | 5135 | 0 | 0 | 0% | 4870 | 0 | 0% | 5626 | 0
2020 | 12 | 28 | 2020-12-28 | 4 | 2020-12-28 | 4 | 0 | 0% | 5135 | 0 | 0 | 0% | 4870 | 0 | 0% | 5626 | 0
2020 | 12 | 28 | 2020-12-28 | 5 | 2020-12-28 | 5 | 0 | 0% | 5135 | 0 | 0 | 0% | 4870 | 0 | 0% | 5626 | 0
2020 | 12 | 28 | 2020-12-28 | 6 | 2020-12-28 | 6 | 0 | 0% | 5135 | 0 | 0 | 0% | 4870 | 0 | 0% | 5626 | 0
2020 | 12 | 28 | 2020-12-28 | 7 | 2020-12-28 | 7 | 0 | 0% | 5135 | 0 | 0 | 0% | 4870 | 0 | 0% | 5626 | 0
2020 | 12 | 28 | 2020-12-28 | 8 | 2020-12-28 | 8 | 209.4289 | 0.0002532% | 4017 | 0 | 56.5624 | 9.778e-05% | 4211 | 0 | 0.0001755% | 4361 | 0
2020 | 12 | 28 | 2020-12-28 | 9 | 2020-12-28 | 9 | 610.667 | 0.0007383% | 3579 | 0 | 164.467 | 0.0002843% | 3681 | 0 | 0.0005113% | 3745 | 0
2020 | 12 | 28 | 2020-12-28 | 10 | 2020-12-28 | 10 | 35.4321 | 4.284e-05% | 4556 | 0 | 0 | 0% | 4870 | 0 | 2.142e-05% | 5260 | 0
2020 | 12 | 28 | 2020-12-28 | 11 | 2020-12-28 | 11 | 0 | 0% | 5135 | 0 | 0 | 0% | 4870 | 0 | 0% | 5626 | 0
2020 | 12 | 28 | 2020-12-28 | 12 | 2020-12-28 | 12 | 0 | 0% | 5135 | 0 | 0 | 0% | 4870 | 0 | 0% | 5626 | 0
2020 | 12 | 28 | 2020-12-28 | 13 | 2020-12-28 | 13 | 0 | 0% | 5135 | 0 | 0 | 0% | 4870 | 0 | 0% | 5626 | 0
2020 | 12 | 28 | 2020-12-28 | 14 | 2020-12-28 | 14 | 0 | 0% | 5135 | 0 | 0 | 0% | 4870 | 0 | 0% | 5626 | 0
2020 | 12 | 28 | 2020-12-28 | 15 | 2020-12-28 | 15 | 0 | 0% | 5135 | 0 | 0 | 0% | 4870 | 0 | 0% | 5626 | 0
2020 | 12 | 28 | 2020-12-28 | 16 | 2020-12-28 | 16 | 0 | 0% | 5135 | 0 | 69.6573 | 0.0001204% | 4116 | 0 | 6.021e-05% | 4891 | 0
2020 | 12 | 28 | 2020-12-28 | 17 | 2020-12-28 | 17 | 123.2449 | 0.000149% | 4204 | 0 | 65.309 | 0.0001129% | 4143 | 0 | 0.000131% | 4530 | 0
2020 | 12 | 28 | 2020-12-28 | 18 | 2020-12-28 | 18 | 13308.195 | 0.01609% | 1837 | 0 | 12705.63 | 0.02196% | 1393 | 0 | 0.01903% | 1604 | 0
2020 | 12 | 28 | 2020-12-28 | 19 | 2020-12-28 | 19 | 51639.2716 | 0.06243% | 447 | 0 | 50633.6669 | 0.08753% | 284 | 0 | 0.07498% | 339 | 0
2020 | 12 | 28 | 2020-12-28 | 20 | 2020-12-28 | 20 | 53837.6561 | 0.06509% | 410 | 0 | 53252.1188 | 0.09206% | 252 | 0 | 0.07857% | 310 | 0
2020 | 12 | 28 | 2020-12-28 | 21 | 2020-12-28 | 21 | 45648.2333 | 0.05519% | 590 | 0 | 45105.0166 | 0.07798% | 375 | 0 | 0.06658% | 433 | 0
2020 | 12 | 28 | 2020-12-28 | 22 | 2020-12-28 | 22 | 36359.4064 | 0.04396% | 862 | 0 | 35707.3736 | 0.06173% | 573 | 0 | 0.05284% | 679 | 0
2020 | 12 | 28 | 2020-12-28 | 23 | 2020-12-28 | 23 | 24541.5318 | 0.02967% | 1297 | 0 | 23556.1271 | 0.04072% | 936 | 0 | 0.0352% | 1081 | 0
2020 | 12 | 28 | 2020-12-28 | 24 | 2020-12-28 | 24 | 4472.3706 | 0.005407% | 2542 | 0 | 4071.557 | 0.007039% | 1976 | 0 | 0.006223% | 2272 | 0
2020 | 12 | 29 | 2020-12-29 | 1 | 2020-12-29 | 1 | 2.2902 | 2.769e-06% | 5057 | 0 | 3.1345 | 5.419e-06% | 4830 | 0 | 4.094e-06% | 5544 | 0
2020 | 12 | 29 | 2020-12-29 | 2 | 2020-12-29 | 2 | 0 | 0% | 5135 | 0 | 0 | 0% | 4870 | 0 | 0% | 5626 | 0
2020 | 12 | 29 | 2020-12-29 | 3 | 2020-12-29 | 3 | 0 | 0% | 5135 | 0 | 0 | 0% | 4870 | 0 | 0% | 5626 | 0
2020 | 12 | 29 | 2020-12-29 | 4 | 2020-12-29 | 4 | 0 | 0% | 5135 | 0 | 0 | 0% | 4870 | 0 | 0% | 5626 | 0
2020 | 12 | 29 | 2020-12-29 | 5 | 2020-12-29 | 5 | 0 | 0% | 5135 | 0 | 0 | 0% | 4870 | 0 | 0% | 5626 | 0
2020 | 12 | 29 | 2020-12-29 | 6 | 2020-12-29 | 6 | 0 | 0% | 5135 | 0 | 0 | 0% | 4870 | 0 | 0% | 5626 | 0
2020 | 12 | 29 | 2020-12-29 | 7 | 2020-12-29 | 7 | 0 | 0% | 5135 | 0 | 0 | 0% | 4870 | 0 | 0% | 5626 | 0
2020 | 12 | 29 | 2020-12-29 | 8 | 2020-12-29 | 8 | 0 | 0% | 5135 | 0 | 0 | 0% | 4870 | 0 | 0% | 5626 | 0
2020 | 12 | 29 | 2020-12-29 | 9 | 2020-12-29 | 9 | 0 | 0% | 5135 | 0 | 155.1745 | 0.0002683% | 3714 | 0 | 0.0001341% | 4517 | 0
2020 | 12 | 29 | 2020-12-29 | 10 | 2020-12-29 | 10 | 0 | 0% | 5135 | 0 | 0 | 0% | 4870 | 0 | 0% | 5626 | 0
2020 | 12 | 29 | 2020-12-29 | 11 | 2020-12-29 | 11 | 0 | 0% | 5135 | 0 | 0 | 0% | 4870 | 0 | 0% | 5626 | 0
2020 | 12 | 29 | 2020-12-29 | 12 | 2020-12-29 | 12 | 0 | 0% | 5135 | 0 | 0 | 0% | 4870 | 0 | 0% | 5626 | 0
2020 | 12 | 29 | 2020-12-29 | 13 | 2020-12-29 | 13 | 0 | 0% | 5135 | 0 | 0 | 0% | 4870 | 0 | 0% | 5626 | 0
2020 | 12 | 29 | 2020-12-29 | 14 | 2020-12-29 | 14 | 0 | 0% | 5135 | 0 | 0 | 0% | 4870 | 0 | 0% | 5626 | 0
2020 | 12 | 29 | 2020-12-29 | 15 | 2020-12-29 | 15 | 0 | 0% | 5135 | 0 | 0 | 0% | 4870 | 0 | 0% | 5626 | 0
2020 | 12 | 29 | 2020-12-29 | 16 | 2020-12-29 | 16 | 0 | 0% | 5135 | 0 | 292.0653 | 0.0005049% | 3335 | 0 | 0.0002525% | 4157 | 0
2020 | 12 | 29 | 2020-12-29 | 17 | 2020-12-29 | 17 | 31.9816 | 3.866e-05% | 4588 | 0 | 53.9416 | 9.325e-05% | 4236 | 0 | 6.596e-05% | 4845 | 0
2020 | 12 | 29 | 2020-12-29 | 18 | 2020-12-29 | 18 | 11591.0802 | 0.01401% | 1928 | 0 | 11309.6865 | 0.01955% | 1468 | 0 | 0.01678% | 1676 | 0
2020 | 12 | 29 | 2020-12-29 | 19 | 2020-12-29 | 19 | 45687.6227 | 0.05523% | 589 | 0 | 45418.0424 | 0.07852% | 370 | 0 | 0.06688% | 431 | 0
2020 | 12 | 29 | 2020-12-29 | 20 | 2020-12-29 | 20 | 47312.0412 | 0.0572% | 544 | 0 | 47018.0424 | 0.08128% | 338 | 0 | 0.06924% | 400 | 0
2020 | 12 | 29 | 2020-12-29 | 21 | 2020-12-29 | 21 | 37592.0412 | 0.04545% | 821 | 0 | 37298.0424 | 0.06448% | 532 | 0 | 0.05496% | 635 | 0
2020 | 12 | 29 | 2020-12-29 | 22 | 2020-12-29 | 22 | 29150.428 | 0.03524% | 1110 | 0 | 28853.1122 | 0.04988% | 766 | 0 | 0.04256% | 889 | 0
2020 | 12 | 29 | 2020-12-29 | 23 | 2020-12-29 | 23 | 17859.3786 | 0.02159% | 1609 | 0 | 17575.7743 | 0.03038% | 1170 | 0 | 0.02599% | 1356 | 0
2020 | 12 | 29 | 2020-12-29 | 24 | 2020-12-29 | 24 | 889.1015 | 0.001075% | 3392 | 0 | 689.9695 | 0.001193% | 2833 | 0 | 0.001134% | 3283 | 0
2020 | 12 | 30 | 2020-12-30 | 1 | 2020-12-30 | 1 | 0 | 0% | 5135 | 0 | 15.2036 | 2.628e-05% | 4652 | 0 | 1.314e-05% | 5386 | 0
2020 | 12 | 30 | 2020-12-30 | 2 | 2020-12-30 | 2 | 0 | 0% | 5135 | 0 | 0 | 0% | 4870 | 0 | 0% | 5626 | 0
2020 | 12 | 30 | 2020-12-30 | 3 | 2020-12-30 | 3 | 0 | 0% | 5135 | 0 | 0 | 0% | 4870 | 0 | 0% | 5626 | 0
2020 | 12 | 30 | 2020-12-30 | 4 | 2020-12-30 | 4 | 0 | 0% | 5135 | 0 | 0 | 0% | 4870 | 0 | 0% | 5626 | 0
2020 | 12 | 30 | 2020-12-30 | 5 | 2020-12-30 | 5 | 0 | 0% | 5135 | 0 | 0 | 0% | 4870 | 0 | 0% | 5626 | 0
2020 | 12 | 30 | 2020-12-30 | 6 | 2020-12-30 | 6 | 0 | 0% | 5135 | 0 | 0 | 0% | 4870 | 0 | 0% | 5626 | 0
2020 | 12 | 30 | 2020-12-30 | 7 | 2020-12-30 | 7 | 0 | 0% | 5135 | 0 | 0 | 0% | 4870 | 0 | 0% | 5626 | 0
2020 | 12 | 30 | 2020-12-30 | 8 | 2020-12-30 | 8 | 0 | 0% | 5135 | 0 | 0 | 0% | 4870 | 0 | 0% | 5626 | 0
2020 | 12 | 30 | 2020-12-30 | 9 | 2020-12-30 | 9 | 33.485 | 4.048e-05% | 4574 | 0 | 75.4389 | 0.0001304% | 4070 | 0 | 8.545e-05% | 4729 | 0
2020 | 12 | 30 | 2020-12-30 | 10 | 2020-12-30 | 10 | 0 | 0% | 5135 | 0 | 0 | 0% | 4870 | 0 | 0% | 5626 | 0
2020 | 12 | 30 | 2020-12-30 | 11 | 2020-12-30 | 11 | 0 | 0% | 5135 | 0 | 0 | 0% | 4870 | 0 | 0% | 5626 | 0
2020 | 12 | 30 | 2020-12-30 | 12 | 2020-12-30 | 12 | 0 | 0% | 5135 | 0 | 0 | 0% | 4870 | 0 | 0% | 5626 | 0
2020 | 12 | 30 | 2020-12-30 | 13 | 2020-12-30 | 13 | 0 | 0% | 5135 | 0 | 0 | 0% | 4870 | 0 | 0% | 5626 | 0
2020 | 12 | 30 | 2020-12-30 | 14 | 2020-12-30 | 14 | 0 | 0% | 5135 | 0 | 0 | 0% | 4870 | 0 | 0% | 5626 | 0
2020 | 12 | 30 | 2020-12-30 | 15 | 2020-12-30 | 15 | 0 | 0% | 5135 | 0 | 0 | 0% | 4870 | 0 | 0% | 5626 | 0
2020 | 12 | 30 | 2020-12-30 | 16 | 2020-12-30 | 16 | 0 | 0% | 5135 | 0 | 185.1124 | 0.00032% | 3612 | 0 | 0.00016% | 4411 | 0
2020 | 12 | 30 | 2020-12-30 | 17 | 2020-12-30 | 17 | 29.3568 | 3.549e-05% | 4612 | 0 | 0 | 0% | 4870 | 0 | 1.775e-05% | 5314 | 0
2020 | 12 | 30 | 2020-12-30 | 18 | 2020-12-30 | 18 | 9389.2043 | 0.01135% | 2077 | 0 | 7093.1232 | 0.01226% | 1724 | 0 | 0.01181% | 1917 | 0
2020 | 12 | 30 | 2020-12-30 | 19 | 2020-12-30 | 19 | 46596.9106 | 0.05633% | 565 | 0 | 42227.818 | 0.073% | 421 | 0 | 0.06467% | 468 | 0
2020 | 12 | 30 | 2020-12-30 | 20 | 2020-12-30 | 20 | 46980.2558 | 0.0568% | 551 | 0 | 43020.7753 | 0.07437% | 407 | 0 | 0.06558% | 452 | 0
2020 | 12 | 30 | 2020-12-30 | 21 | 2020-12-30 | 21 | 34524.7912 | 0.04174% | 938 | 0 | 28561.7998 | 0.04938% | 778 | 0 | 0.04556% | 822 | 0
2020 | 12 | 30 | 2020-12-30 | 22 | 2020-12-30 | 22 | 25820.9168 | 0.03122% | 1248 | 0 | 20297.2599 | 0.03509% | 1067 | 0 | 0.03315% | 1147 | 0
2020 | 12 | 30 | 2020-12-30 | 23 | 2020-12-30 | 23 | 15433.1124 | 0.01866% | 1731 | 0 | 10617.0188 | 0.01835% | 1507 | 0 | 0.01851% | 1621 | 0
2020 | 12 | 30 | 2020-12-30 | 24 | 2020-12-30 | 24 | 1226.5797 | 0.001483% | 3231 | 0 | 785.4317 | 0.001358% | 2766 | 0 | 0.00142% | 3154 | 0
2020 | 12 | 31 | 2020-12-31 | 1 | 2020-12-31 | 1 | 2.4736 | 2.99e-06% | 5052 | 0 | 47.742 | 8.253e-05% | 4300 | 0 | 4.276e-05% | 5029 | 0
2020 | 12 | 31 | 2020-12-31 | 2 | 2020-12-31 | 2 | 0 | 0% | 5135 | 0 | 0 | 0% | 4870 | 0 | 0% | 5626 | 0
2020 | 12 | 31 | 2020-12-31 | 3 | 2020-12-31 | 3 | 0 | 0% | 5135 | 0 | 0 | 0% | 4870 | 0 | 0% | 5626 | 0
2020 | 12 | 31 | 2020-12-31 | 4 | 2020-12-31 | 4 | 0 | 0% | 5135 | 0 | 0 | 0% | 4870 | 0 | 0% | 5626 | 0
2020 | 12 | 31 | 2020-12-31 | 5 | 2020-12-31 | 5 | 0 | 0% | 5135 | 0 | 0 | 0% | 4870 | 0 | 0% | 5626 | 0
2020 | 12 | 31 | 2020-12-31 | 6 | 2020-12-31 | 6 | 0 | 0% | 5135 | 0 | 0 | 0% | 4870 | 0 | 0% | 5626 | 0
2020 | 12 | 31 | 2020-12-31 | 7 | 2020-12-31 | 7 | 0 | 0% | 5135 | 0 | 0 | 0% | 4870 | 0 | 0% | 5626 | 0
2020 | 12 | 31 | 2020-12-31 | 8 | 2020-12-31 | 8 | 227.2951 | 0.0002748% | 3988 | 0 | 145.7312 | 0.0002519% | 3747 | 0 | 0.0002634% | 4135 | 0
2020 | 12 | 31 | 2020-12-31 | 9 | 2020-12-31 | 9 | 257.8871 | 0.0003118% | 3939 | 0 | 21.0544 | 3.64e-05% | 4581 | 0 | 0.0001741% | 4370 | 0
2020 | 12 | 31 | 2020-12-31 | 10 | 2020-12-31 | 10 | 0 | 0% | 5135 | 0 | 0 | 0% | 4870 | 0 | 0% | 5626 | 0
2020 | 12 | 31 | 2020-12-31 | 11 | 2020-12-31 | 11 | 0 | 0% | 5135 | 0 | 0 | 0% | 4870 | 0 | 0% | 5626 | 0
2020 | 12 | 31 | 2020-12-31 | 12 | 2020-12-31 | 12 | 0 | 0% | 5135 | 0 | 0 | 0% | 4870 | 0 | 0% | 5626 | 0
2020 | 12 | 31 | 2020-12-31 | 13 | 2020-12-31 | 13 | 0 | 0% | 5135 | 0 | 0 | 0% | 4870 | 0 | 0% | 5626 | 0
2020 | 12 | 31 | 2020-12-31 | 14 | 2020-12-31 | 14 | 0 | 0% | 5135 | 0 | 0 | 0% | 4870 | 0 | 0% | 5626 | 0
2020 | 12 | 31 | 2020-12-31 | 15 | 2020-12-31 | 15 | 0 | 0% | 5135 | 0 | 0 | 0% | 4870 | 0 | 0% | 5626 | 0
2020 | 12 | 31 | 2020-12-31 | 16 | 2020-12-31 | 16 | 0 | 0% | 5135 | 0 | 202.8216 | 0.0003506% | 3554 | 0 | 0.0001753% | 4363 | 0
2020 | 12 | 31 | 2020-12-31 | 17 | 2020-12-31 | 17 | 142.3034 | 0.000172% | 4154 | 0 | 57.0594 | 9.864e-05% | 4203 | 0 | 0.0001353% | 4507 | 0
2020 | 12 | 31 | 2020-12-31 | 18 | 2020-12-31 | 18 | 16658.994 | 0.02014% | 1661 | 0 | 16661.494 | 0.0288% | 1215 | 0 | 0.02447% | 1397 | 0
2020 | 12 | 31 | 2020-12-31 | 19 | 2020-12-31 | 19 | 51012.0412 | 0.06167% | 462 | 0 | 51059.5412 | 0.08827% | 279 | 0 | 0.07497% | 340 | 0
2020 | 12 | 31 | 2020-12-31 | 20 | 2020-12-31 | 20 | 52672.0412 | 0.06368% | 426 | 0 | 52652.0412 | 0.09102% | 259 | 0 | 0.07735% | 317 | 0
2020 | 12 | 31 | 2020-12-31 | 21 | 2020-12-31 | 21 | 42692.0412 | 0.05161% | 665 | 0 | 42812.0412 | 0.07401% | 409 | 0 | 0.06281% | 493 | 0
2020 | 12 | 31 | 2020-12-31 | 22 | 2020-12-31 | 22 | 32135.3607 | 0.03885% | 1009 | 0 | 32240.6529 | 0.05574% | 665 | 0 | 0.04729% | 788 | 0
2020 | 12 | 31 | 2020-12-31 | 23 | 2020-12-31 | 23 | 19454.1324 | 0.02352% | 1531 | 0 | 19470.8587 | 0.03366% | 1094 | 0 | 0.02859% | 1265 | 0
2020 | 12 | 31 | 2020-12-31 | 24 | 2020-12-31 | 24 | 1118.764 | 0.001353% | 3290 | 0 | 1101.264 | 0.001904% | 2586 | 0 | 0.001628% | 3056 | 0
Formulas:
DATE = DATE([YEAR],[MONTH],[DAY])
DATEDST = DATE([YEAR],[MONTH],[DAY])
DATEDST = IF([HOURDST, row above]=24,[DATEDST, row above]+1,[DATEDST, row above])

## Top 100 Hours - 2020
[8 empty] | Bundled Load [kW] | [6 empty] | Standard TOU |  |  |  | Grandfathering TOU |  |  |  | Two Period TOU |  |  | DR-TOU |  |  | DR-SES |  |  |  | EV-TOU |  |  |  | EV-TOU-2 |  |  |  | Weighted by LOLP
Year | Month | Day | Date | Hour | Summer | Weekend | Holiday | Residential | Small Commercial | M/L C&I | Agriculture | Lighting | Schools | Top 100 LOLP | On Peak | Off Peak | Super Off Peak | Time Period | On Peak | Semi-Peak | Off Peak | Time Period | On Peak | Off Peak | Time Period | On Peak | Off Peak | Time Period | On Peak | Off Peak | Super Off Peak | Time Period | On Peak | Off Peak | Super Off Peak | Time Period | On Peak | Off Peak | Super Off Peak | Time Period | Top 100% | Residential | Small Commercial | M/L C&I | Agriculture | Lighting | Schools
2020 | 1 | 1 | 2020-01-01 | 1 | 0 | 0 | 1 | [6 empty] | 0 | 0 | 0 | 1 | Super Off Peak | 0 | 0 | 1 | Off Peak | 0 | 1 | Off Peak | 0 | 1 | Off Peak | 0 | 0 | 1 | Super Off Peak | 0 | 0 | 1 | Super Off Peak | 0 | 0 | 1 | Super Off Peak
2020 | 1 | 1 | 2020-01-01 | 2 | 0 | 0 | 1 | [6 empty] | 0 | 0 | 0 | 1 | Super Off Peak | 0 | 0 | 1 | Off Peak | 0 | 1 | Off Peak | 0 | 1 | Off Peak | 0 | 0 | 1 | Super Off Peak | 0 | 0 | 1 | Super Off Peak | 0 | 0 | 1 | Super Off Peak
2020 | 1 | 1 | 2020-01-01 | 3 | 0 | 0 | 1 | [6 empty] | 0 | 0 | 0 | 1 | Super Off Peak | 0 | 0 | 1 | Off Peak | 0 | 1 | Off Peak | 0 | 1 | Off Peak | 0 | 0 | 1 | Super Off Peak | 0 | 0 | 1 | Super Off Peak | 0 | 0 | 1 | Super Off Peak
2020 | 1 | 1 | 2020-01-01 | 4 | 0 | 0 | 1 | [6 empty] | 0 | 0 | 0 | 1 | Super Off Peak | 0 | 0 | 1 | Off Peak | 0 | 1 | Off Peak | 0 | 1 | Off Peak | 0 | 0 | 1 | Super Off Peak | 0 | 0 | 1 | Super Off Peak | 0 | 0 | 1 | Super Off Peak
2020 | 1 | 1 | 2020-01-01 | 5 | 0 | 0 | 1 | [6 empty] | 0 | 0 | 0 | 1 | Super Off Peak | 0 | 0 | 1 | Off Peak | 0 | 1 | Off Peak | 0 | 1 | Off Peak | 0 | 0 | 1 | Super Off Peak | 0 | 0 | 1 | Super Off Peak | 0 | 0 | 1 | Super Off Peak
2020 | 1 | 1 | 2020-01-01 | 6 | 0 | 0 | 1 | [6 empty] | 0 | 0 | 0 | 1 | Super Off Peak | 0 | 0 | 1 | Off Peak | 0 | 1 | Off Peak | 0 | 1 | Off Peak | 0 | 0 | 1 | Super Off Peak | 0 | 1 | 0 | Off Peak | 0 | 1 | 0 | Off Peak
2020 | 1 | 1 | 2020-01-01 | 7 | 0 | 0 | 1 | [6 empty] | 0 | 0 | 0 | 1 | Super Off Peak | 0 | 0 | 1 | Off Peak | 0 | 1 | Off Peak | 0 | 1 | Off Peak | 0 | 0 | 1 | Super Off Peak | 0 | 1 | 0 | Off Peak | 0 | 1 | 0 | Off Peak
2020 | 1 | 1 | 2020-01-01 | 8 | 0 | 0 | 1 | [6 empty] | 0 | 0 | 0 | 1 | Super Off Peak | 0 | 0 | 1 | Off Peak | 0 | 1 | Off Peak | 0 | 1 | Off Peak | 0 | 0 | 1 | Super Off Peak | 0 | 1 | 0 | Off Peak | 0 | 1 | 0 | Off Peak
2020 | 1 | 1 | 2020-01-01 | 9 | 0 | 0 | 1 | [6 empty] | 0 | 0 | 0 | 1 | Super Off Peak | 0 | 0 | 1 | Off Peak | 0 | 1 | Off Peak | 0 | 1 | Off Peak | 0 | 0 | 1 | Super Off Peak | 0 | 1 | 0 | Off Peak | 0 | 1 | 0 | Off Peak
2020 | 1 | 1 | 2020-01-01 | 10 | 0 | 0 | 1 | [6 empty] | 0 | 0 | 0 | 1 | Super Off Peak | 0 | 0 | 1 | Off Peak | 0 | 1 | Off Peak | 0 | 1 | Off Peak | 0 | 0 | 1 | Super Off Peak | 0 | 1 | 0 | Off Peak | 0 | 1 | 0 | Off Peak
2020 | 1 | 1 | 2020-01-01 | 11 | 0 | 0 | 1 | [6 empty] | 0 | 0 | 0 | 1 | Super Off Peak | 0 | 0 | 1 | Off Peak | 0 | 1 | Off Peak | 0 | 1 | Off Peak | 0 | 0 | 1 | Super Off Peak | 0 | 1 | 0 | Off Peak | 0 | 1 | 0 | Off Peak
2020 | 1 | 1 | 2020-01-01 | 12 | 0 | 0 | 1 | [6 empty] | 0 | 0 | 0 | 1 | Super Off Peak | 0 | 0 | 1 | Off Peak | 0 | 1 | Off Peak | 0 | 1 | Off Peak | 0 | 0 | 1 | Super Off Peak | 0 | 1 | 0 | Off Peak | 0 | 1 | 0 | Off Peak
2020 | 1 | 1 | 2020-01-01 | 13 | 0 | 0 | 1 | [6 empty] | 0 | 0 | 0 | 1 | Super Off Peak | 0 | 0 | 1 | Off Peak | 0 | 1 | Off Peak | 0 | 1 | Off Peak | 0 | 0 | 1 | Super Off Peak | 1 | 0 | 0 | On Peak | 0 | 1 | 0 | Off Peak
2020 | 1 | 1 | 2020-01-01 | 14 | 0 | 0 | 1 | [6 empty] | 0 | 0 | 0 | 1 | Super Off Peak | 0 | 0 | 1 | Off Peak | 0 | 1 | Off Peak | 0 | 1 | Off Peak | 0 | 0 | 1 | Super Off Peak | 1 | 0 | 0 | On Peak | 0 | 1 | 0 | Off Peak
2020 | 1 | 1 | 2020-01-01 | 15 | 0 | 0 | 1 | [6 empty] | 0 | 0 | 1 | 0 | Off Peak | 0 | 0 | 1 | Off Peak | 0 | 1 | Off Peak | 0 | 1 | Off Peak | 0 | 0 | 1 | Super Off Peak | 1 | 0 | 0 | On Peak | 0 | 1 | 0 | Off Peak
2020 | 1 | 1 | 2020-01-01 | 16 | 0 | 0 | 1 | [6 empty] | 0 | 0 | 1 | 0 | Off Peak | 0 | 0 | 1 | Off Peak | 0 | 1 | Off Peak | 0 | 1 | Off Peak | 0 | 0 | 1 | Super Off Peak | 1 | 0 | 0 | On Peak | 0 | 1 | 0 | Off Peak
2020 | 1 | 1 | 2020-01-01 | 17 | 0 | 0 | 1 | [6 empty] | 0 | 1 | 0 | 0 | On Peak | 0 | 0 | 1 | Off Peak | 0 | 1 | Off Peak | 0 | 1 | Off Peak | 0 | 0 | 1 | Super Off Peak | 1 | 0 | 0 | On Peak | 0 | 1 | 0 | Off Peak
2020 | 1 | 1 | 2020-01-01 | 18 | 0 | 0 | 1 | [6 empty] | 0 | 1 | 0 | 0 | On Peak | 0 | 0 | 1 | Off Peak | 0 | 1 | Off Peak | 0 | 1 | Off Peak | 0 | 0 | 1 | Super Off Peak | 1 | 0 | 0 | On Peak | 0 | 1 | 0 | Off Peak
2020 | 1 | 1 | 2020-01-01 | 19 | 0 | 0 | 1 | [6 empty] | 0 | 1 | 0 | 0 | On Peak | 0 | 0 | 1 | Off Peak | 0 | 1 | Off Peak | 0 | 1 | Off Peak | 0 | 0 | 1 | Super Off Peak | 1 | 0 | 0 | On Peak | 0 | 1 | 0 | Off Peak
2020 | 1 | 1 | 2020-01-01 | 20 | 0 | 0 | 1 | [6 empty] | 0 | 1 | 0 | 0 | On Peak | 0 | 0 | 1 | Off Peak | 0 | 1 | Off Peak | 0 | 1 | Off Peak | 0 | 0 | 1 | Super Off Peak | 1 | 0 | 0 | On Peak | 0 | 1 | 0 | Off Peak
2020 | 1 | 1 | 2020-01-01 | 21 | 0 | 0 | 1 | [6 empty] | 0 | 1 | 0 | 0 | On Peak | 0 | 0 | 1 | Off Peak | 0 | 1 | Off Peak | 0 | 1 | Off Peak | 0 | 0 | 1 | Super Off Peak | 0 | 1 | 0 | Off Peak | 0 | 1 | 0 | Off Peak
2020 | 1 | 1 | 2020-01-01 | 22 | 0 | 0 | 1 | [6 empty] | 0 | 0 | 1 | 0 | Off Peak | 0 | 0 | 1 | Off Peak | 0 | 1 | Off Peak | 0 | 1 | Off Peak | 0 | 0 | 1 | Super Off Peak | 0 | 1 | 0 | Off Peak | 0 | 1 | 0 | Off Peak
2020 | 1 | 1 | 2020-01-01 | 23 | 0 | 0 | 1 | [6 empty] | 0 | 0 | 1 | 0 | Off Peak | 0 | 0 | 1 | Off Peak | 0 | 1 | Off Peak | 0 | 1 | Off Peak | 0 | 0 | 1 | Super Off Peak | 0 | 1 | 0 | Off Peak | 0 | 1 | 0 | Off Peak
2020 | 1 | 1 | 2020-01-01 | 24 | 0 | 0 | 1 | [6 empty] | 0 | 0 | 1 | 0 | Off Peak | 0 | 0 | 1 | Off Peak | 0 | 1 | Off Peak | 0 | 1 | Off Peak | 0 | 0 | 1 | Super Off Peak | 0 | 1 | 0 | Off Peak | 0 | 1 | 0 | Off Peak
2020 | 1 | 2 | 2020-01-02 | 1 | 0 | 0 | 0 | [6 empty] | 0 | 0 | 0 | 1 | Super Off Peak | 0 | 0 | 1 | Off Peak | 0 | 1 | Off Peak | 0 | 1 | Off Peak | 0 | 0 | 1 | Super Off Peak | 0 | 0 | 1 | Super Off Peak | 0 | 0 | 1 | Super Off Peak
2020 | 1 | 2 | 2020-01-02 | 2 | 0 | 0 | 0 | [6 empty] | 0 | 0 | 0 | 1 | Super Off Peak | 0 | 0 | 1 | Off Peak | 0 | 1 | Off Peak | 0 | 1 | Off Peak | 0 | 0 | 1 | Super Off Peak | 0 | 0 | 1 | Super Off Peak | 0 | 0 | 1 | Super Off Peak
2020 | 1 | 2 | 2020-01-02 | 3 | 0 | 0 | 0 | [6 empty] | 0 | 0 | 0 | 1 | Super Off Peak | 0 | 0 | 1 | Off Peak | 0 | 1 | Off Peak | 0 | 1 | Off Peak | 0 | 0 | 1 | Super Off Peak | 0 | 0 | 1 | Super Off Peak | 0 | 0 | 1 | Super Off Peak
2020 | 1 | 2 | 2020-01-02 | 4 | 0 | 0 | 0 | [6 empty] | 0 | 0 | 0 | 1 | Super Off Peak | 0 | 0 | 1 | Off Peak | 0 | 1 | Off Peak | 0 | 1 | Off Peak | 0 | 0 | 1 | Super Off Peak | 0 | 0 | 1 | Super Off Peak | 0 | 0 | 1 | Super Off Peak
2020 | 1 | 2 | 2020-01-02 | 5 | 0 | 0 | 0 | [6 empty] | 0 | 0 | 0 | 1 | Super Off Peak | 0 | 0 | 1 | Off Peak | 0 | 1 | Off Peak | 0 | 1 | Off Peak | 0 | 0 | 1 | Super Off Peak | 0 | 0 | 1 | Super Off Peak | 0 | 0 | 1 | Super Off Peak
2020 | 1 | 2 | 2020-01-02 | 6 | 0 | 0 | 0 | [6 empty] | 0 | 0 | 0 | 1 | Super Off Peak | 0 | 0 | 1 | Off Peak | 0 | 1 | Off Peak | 0 | 1 | Off Peak | 0 | 0 | 1 | Super Off Peak | 0 | 1 | 0 | Off Peak | 0 | 1 | 0 | Off Peak
2020 | 1 | 2 | 2020-01-02 | 7 | 0 | 0 | 0 | [6 empty] | 0 | 0 | 1 | 0 | Off Peak | 0 | 1 | 0 | Semi-Peak | 0 | 1 | Off Peak | 0 | 1 | Off Peak | 0 | 1 | 0 | Off Peak | 0 | 1 | 0 | Off Peak | 0 | 1 | 0 | Off Peak
2020 | 1 | 2 | 2020-01-02 | 8 | 0 | 0 | 0 | [6 empty] | 0 | 0 | 1 | 0 | Off Peak | 0 | 1 | 0 | Semi-Peak | 0 | 1 | Off Peak | 0 | 1 | Off Peak | 0 | 1 | 0 | Off Peak | 0 | 1 | 0 | Off Peak | 0 | 1 | 0 | Off Peak
2020 | 1 | 2 | 2020-01-02 | 9 | 0 | 0 | 0 | [6 empty] | 0 | 0 | 1 | 0 | Off Peak | 0 | 1 | 0 | Semi-Peak | 0 | 1 | Off Peak | 0 | 1 | Off Peak | 0 | 1 | 0 | Off Peak | 0 | 1 | 0 | Off Peak | 0 | 1 | 0 | Off Peak
2020 | 1 | 2 | 2020-01-02 | 10 | 0 | 0 | 0 | [6 empty] | 0 | 0 | 1 | 0 | Off Peak | 0 | 1 | 0 | Semi-Peak | 0 | 1 | Off Peak | 0 | 1 | Off Peak | 0 | 1 | 0 | Off Peak | 0 | 1 | 0 | Off Peak | 0 | 1 | 0 | Off Peak
2020 | 1 | 2 | 2020-01-02 | 11 | 0 | 0 | 0 | [6 empty] | 0 | 0 | 1 | 0 | Off Peak | 0 | 1 | 0 | Semi-Peak | 0 | 1 | Off Peak | 0 | 1 | Off Peak | 0 | 1 | 0 | Off Peak | 0 | 1 | 0 | Off Peak | 0 | 1 | 0 | Off Peak
2020 | 1 | 2 | 2020-01-02 | 12 | 0 | 0 | 0 | [6 empty] | 0 | 0 | 1 | 0 | Off Peak | 0 | 1 | 0 | Semi-Peak | 0 | 1 | Off Peak | 0 | 1 | Off Peak | 0 | 1 | 0 | Off Peak | 0 | 1 | 0 | Off Peak | 0 | 1 | 0 | Off Peak
2020 | 1 | 2 | 2020-01-02 | 13 | 0 | 0 | 0 | [6 empty] | 0 | 0 | 1 | 0 | Off Peak | 0 | 1 | 0 | Semi-Peak | 0 | 1 | Off Peak | 1 | 0 | On Peak | 0 | 1 | 0 | Off Peak | 1 | 0 | 0 | On Peak | 0 | 1 | 0 | Off Peak
2020 | 1 | 2 | 2020-01-02 | 14 | 0 | 0 | 0 | [6 empty] | 0 | 0 | 1 | 0 | Off Peak | 0 | 1 | 0 | Semi-Peak | 0 | 1 | Off Peak | 1 | 0 | On Peak | 0 | 1 | 0 | Off Peak | 1 | 0 | 0 | On Peak | 0 | 1 | 0 | Off Peak
2020 | 1 | 2 | 2020-01-02 | 15 | 0 | 0 | 0 | [6 empty] | 0 | 0 | 1 | 0 | Off Peak | 0 | 1 | 0 | Semi-Peak | 0 | 1 | Off Peak | 1 | 0 | On Peak | 0 | 1 | 0 | Off Peak | 1 | 0 | 0 | On Peak | 0 | 1 | 0 | Off Peak
2020 | 1 | 2 | 2020-01-02 | 16 | 0 | 0 | 0 | [6 empty] | 0 | 0 | 1 | 0 | Off Peak | 0 | 1 | 0 | Semi-Peak | 0 | 1 | Off Peak | 1 | 0 | On Peak | 0 | 1 | 0 | Off Peak | 1 | 0 | 0 | On Peak | 0 | 1 | 0 | Off Peak
2020 | 1 | 2 | 2020-01-02 | 17 | 0 | 0 | 0 | [6 empty] | 0 | 1 | 0 | 0 | On Peak | 0 | 1 | 0 | Semi-Peak | 1 | 0 | On Peak | 1 | 0 | On Peak | 0 | 1 | 0 | Off Peak | 1 | 0 | 0 | On Peak | 0 | 1 | 0 | Off Peak
2020 | 1 | 2 | 2020-01-02 | 18 | 0 | 0 | 0 | [6 empty] | 0 | 1 | 0 | 0 | On Peak | 1 | 0 | 0 | On Peak | 1 | 0 | On Peak | 1 | 0 | On Peak | 0 | 1 | 0 | Off Peak | 1 | 0 | 0 | On Peak | 0 | 1 | 0 | Off Peak
2020 | 1 | 2 | 2020-01-02 | 19 | 0 | 0 | 0 | [6 empty] | 0 | 1 | 0 | 0 | On Peak | 1 | 0 | 0 | On Peak | 1 | 0 | On Peak | 0 | 1 | Off Peak | 0 | 0 | 1 | Super Off Peak | 1 | 0 | 0 | On Peak | 0 | 1 | 0 | Off Peak
2020 | 1 | 2 | 2020-01-02 | 20 | 0 | 0 | 0 | [6 empty] | 0 | 1 | 0 | 0 | On Peak | 1 | 0 | 0 | On Peak | 1 | 0 | On Peak | 0 | 1 | Off Peak | 0 | 0 | 1 | Super Off Peak | 1 | 0 | 0 | On Peak | 1 | 0 | 0 | On Peak
2020 | 1 | 2 | 2020-01-02 | 21 | 0 | 0 | 0 | [6 empty] | 0 | 1 | 0 | 0 | On Peak | 0 | 1 | 0 | Semi-Peak | 1 | 0 | On Peak | 0 | 1 | Off Peak | 0 | 0 | 1 | Super Off Peak | 0 | 1 | 0 | Off Peak | 1 | 0 | 0 | On Peak
2020 | 1 | 2 | 2020-01-02 | 22 | 0 | 0 | 0 | [6 empty] | 0 | 0 | 1 | 0 | Off Peak | 0 | 1 | 0 | Semi-Peak | 0 | 1 | Off Peak | 0 | 1 | Off Peak | 0 | 0 | 1 | Super Off Peak | 0 | 1 | 0 | Off Peak | 1 | 0 | 0 | On Peak
2020 | 1 | 2 | 2020-01-02 | 23 | 0 | 0 | 0 | [6 empty] | 0 | 0 | 1 | 0 | Off Peak | 0 | 0 | 1 | Off Peak | 0 | 1 | Off Peak | 0 | 1 | Off Peak | 0 | 0 | 1 | Super Off Peak | 0 | 1 | 0 | Off Peak | 1 | 0 | 0 | On Peak
2020 | 1 | 2 | 2020-01-02 | 24 | 0 | 0 | 0 | [6 empty] | 0 | 0 | 1 | 0 | Off Peak | 0 | 0 | 1 | Off Peak | 0 | 1 | Off Peak | 0 | 1 | Off Peak | 0 | 0 | 1 | Super Off Peak | 0 | 1 | 0 | Off Peak | 1 | 0 | 0 | On Peak
2020 | 1 | 3 | 2020-01-03 | 1 | 0 | 0 | 0 | [6 empty] | 0 | 0 | 0 | 1 | Super Off Peak | 0 | 0 | 1 | Off Peak | 0 | 1 | Off Peak | 0 | 1 | Off Peak | 0 | 0 | 1 | Super Off Peak | 0 | 0 | 1 | Super Off Peak | 0 | 0 | 1 | Super Off Peak
2020 | 1 | 3 | 2020-01-03 | 2 | 0 | 0 | 0 | [6 empty] | 0 | 0 | 0 | 1 | Super Off Peak | 0 | 0 | 1 | Off Peak | 0 | 1 | Off Peak | 0 | 1 | Off Peak | 0 | 0 | 1 | Super Off Peak | 0 | 0 | 1 | Super Off Peak | 0 | 0 | 1 | Super Off Peak
2020 | 1 | 3 | 2020-01-03 | 3 | 0 | 0 | 0 | [6 empty] | 0 | 0 | 0 | 1 | Super Off Peak | 0 | 0 | 1 | Off Peak | 0 | 1 | Off Peak | 0 | 1 | Off Peak | 0 | 0 | 1 | Super Off Peak | 0 | 0 | 1 | Super Off Peak | 0 | 0 | 1 | Super Off Peak
2020 | 1 | 3 | 2020-01-03 | 4 | 0 | 0 | 0 | [6 empty] | 0 | 0 | 0 | 1 | Super Off Peak | 0 | 0 | 1 | Off Peak | 0 | 1 | Off Peak | 0 | 1 | Off Peak | 0 | 0 | 1 | Super Off Peak | 0 | 0 | 1 | Super Off Peak | 0 | 0 | 1 | Super Off Peak
2020 | 1 | 3 | 2020-01-03 | 5 | 0 | 0 | 0 | [6 empty] | 0 | 0 | 0 | 1 | Super Off Peak | 0 | 0 | 1 | Off Peak | 0 | 1 | Off Peak | 0 | 1 | Off Peak | 0 | 0 | 1 | Super Off Peak | 0 | 0 | 1 | Super Off Peak | 0 | 0 | 1 | Super Off Peak
2020 | 1 | 3 | 2020-01-03 | 6 | 0 | 0 | 0 | [6 empty] | 0 | 0 | 0 | 1 | Super Off Peak | 0 | 0 | 1 | Off Peak | 0 | 1 | Off Peak | 0 | 1 | Off Peak | 0 | 0 | 1 | Super Off Peak | 0 | 1 | 0 | Off Peak | 0 | 1 | 0 | Off Peak
2020 | 1 | 3 | 2020-01-03 | 7 | 0 | 0 | 0 | [6 empty] | 0 | 0 | 1 | 0 | Off Peak | 0 | 1 | 0 | Semi-Peak | 0 | 1 | Off Peak | 0 | 1 | Off Peak | 0 | 1 | 0 | Off Peak | 0 | 1 | 0 | Off Peak | 0 | 1 | 0 | Off Peak
2020 | 1 | 3 | 2020-01-03 | 8 | 0 | 0 | 0 | [6 empty] | 0 | 0 | 1 | 0 | Off Peak | 0 | 1 | 0 | Semi-Peak | 0 | 1 | Off Peak | 0 | 1 | Off Peak | 0 | 1 | 0 | Off Peak | 0 | 1 | 0 | Off Peak | 0 | 1 | 0 | Off Peak
2020 | 1 | 3 | 2020-01-03 | 9 | 0 | 0 | 0 | [6 empty] | 0 | 0 | 1 | 0 | Off Peak | 0 | 1 | 0 | Semi-Peak | 0 | 1 | Off Peak | 0 | 1 | Off Peak | 0 | 1 | 0 | Off Peak | 0 | 1 | 0 | Off Peak | 0 | 1 | 0 | Off Peak
2020 | 1 | 3 | 2020-01-03 | 10 | 0 | 0 | 0 | [6 empty] | 0 | 0 | 1 | 0 | Off Peak | 0 | 1 | 0 | Semi-Peak | 0 | 1 | Off Peak | 0 | 1 | Off Peak | 0 | 1 | 0 | Off Peak | 0 | 1 | 0 | Off Peak | 0 | 1 | 0 | Off Peak
2020 | 1 | 3 | 2020-01-03 | 11 | 0 | 0 | 0 | [6 empty] | 0 | 0 | 1 | 0 | Off Peak | 0 | 1 | 0 | Semi-Peak | 0 | 1 | Off Peak | 0 | 1 | Off Peak | 0 | 1 | 0 | Off Peak | 0 | 1 | 0 | Off Peak | 0 | 1 | 0 | Off Peak
2020 | 1 | 3 | 2020-01-03 | 12 | 0 | 0 | 0 | [6 empty] | 0 | 0 | 1 | 0 | Off Peak | 0 | 1 | 0 | Semi-Peak | 0 | 1 | Off Peak | 0 | 1 | Off Peak | 0 | 1 | 0 | Off Peak | 0 | 1 | 0 | Off Peak | 0 | 1 | 0 | Off Peak
2020 | 1 | 3 | 2020-01-03 | 13 | 0 | 0 | 0 | [6 empty] | 0 | 0 | 1 | 0 | Off Peak | 0 | 1 | 0 | Semi-Peak | 0 | 1 | Off Peak | 1 | 0 | On Peak | 0 | 1 | 0 | Off Peak | 1 | 0 | 0 | On Peak | 0 | 1 | 0 | Off Peak
2020 | 1 | 3 | 2020-01-03 | 14 | 0 | 0 | 0 | [6 empty] | 0 | 0 | 1 | 0 | Off Peak | 0 | 1 | 0 | Semi-Peak | 0 | 1 | Off Peak | 1 | 0 | On Peak | 0 | 1 | 0 | Off Peak | 1 | 0 | 0 | On Peak | 0 | 1 | 0 | Off Peak
2020 | 1 | 3 | 2020-01-03 | 15 | 0 | 0 | 0 | [6 empty] | 0 | 0 | 1 | 0 | Off Peak | 0 | 1 | 0 | Semi-Peak | 0 | 1 | Off Peak | 1 | 0 | On Peak | 0 | 1 | 0 | Off Peak | 1 | 0 | 0 | On Peak | 0 | 1 | 0 | Off Peak
2020 | 1 | 3 | 2020-01-03 | 16 | 0 | 0 | 0 | [6 empty] | 0 | 0 | 1 | 0 | Off Peak | 0 | 1 | 0 | Semi-Peak | 0 | 1 | Off Peak | 1 | 0 | On Peak | 0 | 1 | 0 | Off Peak | 1 | 0 | 0 | On Peak | 0 | 1 | 0 | Off Peak
2020 | 1 | 3 | 2020-01-03 | 17 | 0 | 0 | 0 | [6 empty] | 0 | 1 | 0 | 0 | On Peak | 0 | 1 | 0 | Semi-Peak | 1 | 0 | On Peak | 1 | 0 | On Peak | 0 | 1 | 0 | Off Peak | 1 | 0 | 0 | On Peak | 0 | 1 | 0 | Off Peak
2020 | 1 | 3 | 2020-01-03 | 18 | 0 | 0 | 0 | [6 empty] | 0 | 1 | 0 | 0 | On Peak | 1 | 0 | 0 | On Peak | 1 | 0 | On Peak | 1 | 0 | On Peak | 0 | 1 | 0 | Off Peak | 1 | 0 | 0 | On Peak | 0 | 1 | 0 | Off Peak
2020 | 1 | 3 | 2020-01-03 | 19 | 0 | 0 | 0 | [6 empty] | 0 | 1 | 0 | 0 | On Peak | 1 | 0 | 0 | On Peak | 1 | 0 | On Peak | 0 | 1 | Off Peak | 0 | 0 | 1 | Super Off Peak | 1 | 0 | 0 | On Peak | 0 | 1 | 0 | Off Peak
2020 | 1 | 3 | 2020-01-03 | 20 | 0 | 0 | 0 | [6 empty] | 0 | 1 | 0 | 0 | On Peak | 1 | 0 | 0 | On Peak | 1 | 0 | On Peak | 0 | 1 | Off Peak | 0 | 0 | 1 | Super Off Peak | 1 | 0 | 0 | On Peak | 1 | 0 | 0 | On Peak
2020 | 1 | 3 | 2020-01-03 | 21 | 0 | 0 | 0 | [6 empty] | 0 | 1 | 0 | 0 | On Peak | 0 | 1 | 0 | Semi-Peak | 1 | 0 | On Peak | 0 | 1 | Off Peak | 0 | 0 | 1 | Super Off Peak | 0 | 1 | 0 | Off Peak | 1 | 0 | 0 | On Peak
2020 | 1 | 3 | 2020-01-03 | 22 | 0 | 0 | 0 | [6 empty] | 0 | 0 | 1 | 0 | Off Peak | 0 | 1 | 0 | Semi-Peak | 0 | 1 | Off Peak | 0 | 1 | Off Peak | 0 | 0 | 1 | Super Off Peak | 0 | 1 | 0 | Off Peak | 1 | 0 | 0 | On Peak
2020 | 1 | 3 | 2020-01-03 | 23 | 0 | 0 | 0 | [6 empty] | 0 | 0 | 1 | 0 | Off Peak | 0 | 0 | 1 | Off Peak | 0 | 1 | Off Peak | 0 | 1 | Off Peak | 0 | 0 | 1 | Super Off Peak | 0 | 1 | 0 | Off Peak | 1 | 0 | 0 | On Peak
2020 | 1 | 3 | 2020-01-03 | 24 | 0 | 0 | 0 | [6 empty] | 0 | 0 | 1 | 0 | Off Peak | 0 | 0 | 1 | Off Peak | 0 | 1 | Off Peak | 0 | 1 | Off Peak | 0 | 0 | 1 | Super Off Peak | 0 | 1 | 0 | Off Peak | 1 | 0 | 0 | On Peak
2020 | 1 | 4 | 2020-01-04 | 1 | 0 | 1 | 0 | [6 empty] | 0 | 0 | 0 | 1 | Super Off Peak | 0 | 0 | 1 | Off Peak | 0 | 1 | Off Peak | 0 | 1 | Off Peak | 0 | 0 | 1 | Super Off Peak | 0 | 0 | 1 | Super Off Peak | 0 | 0 | 1 | Super Off Peak
2020 | 1 | 4 | 2020-01-04 | 2 | 0 | 1 | 0 | [6 empty] | 0 | 0 | 0 | 1 | Super Off Peak | 0 | 0 | 1 | Off Peak | 0 | 1 | Off Peak | 0 | 1 | Off Peak | 0 | 0 | 1 | Super Off Peak | 0 | 0 | 1 | Super Off Peak | 0 | 0 | 1 | Super Off Peak
2020 | 1 | 4 | 2020-01-04 | 3 | 0 | 1 | 0 | [6 empty] | 0 | 0 | 0 | 1 | Super Off Peak | 0 | 0 | 1 | Off Peak | 0 | 1 | Off Peak | 0 | 1 | Off Peak | 0 | 0 | 1 | Super Off Peak | 0 | 0 | 1 | Super Off Peak | 0 | 0 | 1 | Super Off Peak
2020 | 1 | 4 | 2020-01-04 | 4 | 0 | 1 | 0 | [6 empty] | 0 | 0 | 0 | 1 | Super Off Peak | 0 | 0 | 1 | Off Peak | 0 | 1 | Off Peak | 0 | 1 | Off Peak | 0 | 0 | 1 | Super Off Peak | 0 | 0 | 1 | Super Off Peak | 0 | 0 | 1 | Super Off Peak
2020 | 1 | 4 | 2020-01-04 | 5 | 0 | 1 | 0 | [6 empty] | 0 | 0 | 0 | 1 | Super Off Peak | 0 | 0 | 1 | Off Peak | 0 | 1 | Off Peak | 0 | 1 | Off Peak | 0 | 0 | 1 | Super Off Peak | 0 | 0 | 1 | Super Off Peak | 0 | 0 | 1 | Super Off Peak
2020 | 1 | 4 | 2020-01-04 | 6 | 0 | 1 | 0 | [6 empty] | 0 | 0 | 0 | 1 | Super Off Peak | 0 | 0 | 1 | Off Peak | 0 | 1 | Off Peak | 0 | 1 | Off Peak | 0 | 0 | 1 | Super Off Peak | 0 | 1 | 0 | Off Peak | 0 | 1 | 0 | Off Peak
2020 | 1 | 4 | 2020-01-04 | 7 | 0 | 1 | 0 | [6 empty] | 0 | 0 | 0 | 1 | Super Off Peak | 0 | 0 | 1 | Off Peak | 0 | 1 | Off Peak | 0 | 1 | Off Peak | 0 | 0 | 1 | Super Off Peak | 0 | 1 | 0 | Off Peak | 0 | 1 | 0 | Off Peak
2020 | 1 | 4 | 2020-01-04 | 8 | 0 | 1 | 0 | [6 empty] | 0 | 0 | 0 | 1 | Super Off Peak | 0 | 0 | 1 | Off Peak | 0 | 1 | Off Peak | 0 | 1 | Off Peak | 0 | 0 | 1 | Super Off Peak | 0 | 1 | 0 | Off Peak | 0 | 1 | 0 | Off Peak
2020 | 1 | 4 | 2020-01-04 | 9 | 0 | 1 | 0 | [6 empty] | 0 | 0 | 0 | 1 | Super Off Peak | 0 | 0 | 1 | Off Peak | 0 | 1 | Off Peak | 0 | 1 | Off Peak | 0 | 0 | 1 | Super Off Peak | 0 | 1 | 0 | Off Peak | 0 | 1 | 0 | Off Peak
2020 | 1 | 4 | 2020-01-04 | 10 | 0 | 1 | 0 | [6 empty] | 0 | 0 | 0 | 1 | Super Off Peak | 0 | 0 | 1 | Off Peak | 0 | 1 | Off Peak | 0 | 1 | Off Peak | 0 | 0 | 1 | Super Off Peak | 0 | 1 | 0 | Off Peak | 0 | 1 | 0 | Off Peak
2020 | 1 | 4 | 2020-01-04 | 11 | 0 | 1 | 0 | [6 empty] | 0 | 0 | 0 | 1 | Super Off Peak | 0 | 0 | 1 | Off Peak | 0 | 1 | Off Peak | 0 | 1 | Off Peak | 0 | 0 | 1 | Super Off Peak | 0 | 1 | 0 | Off Peak | 0 | 1 | 0 | Off Peak
2020 | 1 | 4 | 2020-01-04 | 12 | 0 | 1 | 0 | [6 empty] | 0 | 0 | 0 | 1 | Super Off Peak | 0 | 0 | 1 | Off Peak | 0 | 1 | Off Peak | 0 | 1 | Off Peak | 0 | 0 | 1 | Super Off Peak | 0 | 1 | 0 | Off Peak | 0 | 1 | 0 | Off Peak
2020 | 1 | 4 | 2020-01-04 | 13 | 0 | 1 | 0 | [6 empty] | 0 | 0 | 0 | 1 | Super Off Peak | 0 | 0 | 1 | Off Peak | 0 | 1 | Off Peak | 0 | 1 | Off Peak | 0 | 0 | 1 | Super Off Peak | 1 | 0 | 0 | On Peak | 0 | 1 | 0 | Off Peak
2020 | 1 | 4 | 2020-01-04 | 14 | 0 | 1 | 0 | [6 empty] | 0 | 0 | 0 | 1 | Super Off Peak | 0 | 0 | 1 | Off Peak | 0 | 1 | Off Peak | 0 | 1 | Off Peak | 0 | 0 | 1 | Super Off Peak | 1 | 0 | 0 | On Peak | 0 | 1 | 0 | Off Peak
2020 | 1 | 4 | 2020-01-04 | 15 | 0 | 1 | 0 | [6 empty] | 0 | 0 | 1 | 0 | Off Peak | 0 | 0 | 1 | Off Peak | 0 | 1 | Off Peak | 0 | 1 | Off Peak | 0 | 0 | 1 | Super Off Peak | 1 | 0 | 0 | On Peak | 0 | 1 | 0 | Off Peak
2020 | 1 | 4 | 2020-01-04 | 16 | 0 | 1 | 0 | [6 empty] | 0 | 0 | 1 | 0 | Off Peak | 0 | 0 | 1 | Off Peak | 0 | 1 | Off Peak | 0 | 1 | Off Peak | 0 | 0 | 1 | Super Off Peak | 1 | 0 | 0 | On Peak | 0 | 1 | 0 | Off Peak
2020 | 1 | 4 | 2020-01-04 | 17 | 0 | 1 | 0 | [6 empty] | 0 | 1 | 0 | 0 | On Peak | 0 | 0 | 1 | Off Peak | 0 | 1 | Off Peak | 0 | 1 | Off Peak | 0 | 0 | 1 | Super Off Peak | 1 | 0 | 0 | On Peak | 0 | 1 | 0 | Off Peak
2020 | 1 | 4 | 2020-01-04 | 18 | 0 | 1 | 0 | [6 empty] | 0 | 1 | 0 | 0 | On Peak | 0 | 0 | 1 | Off Peak | 0 | 1 | Off Peak | 0 | 1 | Off Peak | 0 | 0 | 1 | Super Off Peak | 1 | 0 | 0 | On Peak | 0 | 1 | 0 | Off Peak
2020 | 1 | 4 | 2020-01-04 | 19 | 0 | 1 | 0 | [6 empty] | 0 | 1 | 0 | 0 | On Peak | 0 | 0 | 1 | Off Peak | 0 | 1 | Off Peak | 0 | 1 | Off Peak | 0 | 0 | 1 | Super Off Peak | 1 | 0 | 0 | On Peak | 0 | 1 | 0 | Off Peak
2020 | 1 | 4 | 2020-01-04 | 20 | 0 | 1 | 0 | [6 empty] | 0 | 1 | 0 | 0 | On Peak | 0 | 0 | 1 | Off Peak | 0 | 1 | Off Peak | 0 | 1 | Off Peak | 0 | 0 | 1 | Super Off Peak | 1 | 0 | 0 | On Peak | 1 | 0 | 0 | On Peak
2020 | 1 | 4 | 2020-01-04 | 21 | 0 | 1 | 0 | [6 empty] | 0 | 1 | 0 | 0 | On Peak | 0 | 0 | 1 | Off Peak | 0 | 1 | Off Peak | 0 | 1 | Off Peak | 0 | 0 | 1 | Super Off Peak | 0 | 1 | 0 | Off Peak | 1 | 0 | 0 | On Peak
2020 | 1 | 4 | 2020-01-04 | 22 | 0 | 1 | 0 | [6 empty] | 0 | 0 | 1 | 0 | Off Peak | 0 | 0 | 1 | Off Peak | 0 | 1 | Off Peak | 0 | 1 | Off Peak | 0 | 0 | 1 | Super Off Peak | 0 | 1 | 0 | Off Peak | 1 | 0 | 0 | On Peak
2020 | 1 | 4 | 2020-01-04 | 23 | 0 | 1 | 0 | [6 empty] | 0 | 0 | 1 | 0 | Off Peak | 0 | 0 | 1 | Off Peak | 0 | 1 | Off Peak | 0 | 1 | Off Peak | 0 | 0 | 1 | Super Off Peak | 0 | 1 | 0 | Off Peak | 1 | 0 | 0 | On Peak
2020 | 1 | 4 | 2020-01-04 | 24 | 0 | 1 | 0 | [6 empty] | 0 | 0 | 1 | 0 | Off Peak | 0 | 0 | 1 | Off Peak | 0 | 1 | Off Peak | 0 | 1 | Off Peak | 0 | 0 | 1 | Super Off Peak | 0 | 1 | 0 | Off Peak | 1 | 0 | 0 | On Peak
2020 | 1 | 5 | 2020-01-05 | 1 | 0 | 1 | 0 | [6 empty] | 0 | 0 | 0 | 1 | Super Off Peak | 0 | 0 | 1 | Off Peak | 0 | 1 | Off Peak | 0 | 1 | Off Peak | 0 | 0 | 1 | Super Off Peak | 0 | 0 | 1 | Super Off Peak | 0 | 0 | 1 | Super Off Peak
2020 | 1 | 5 | 2020-01-05 | 2 | 0 | 1 | 0 | [6 empty] | 0 | 0 | 0 | 1 | Super Off Peak | 0 | 0 | 1 | Off Peak | 0 | 1 | Off Peak | 0 | 1 | Off Peak | 0 | 0 | 1 | Super Off Peak | 0 | 0 | 1 | Super Off Peak | 0 | 0 | 1 | Super Off Peak
2020 | 1 | 5 | 2020-01-05 | 3 | 0 | 1 | 0 | [6 empty] | 0 | 0 | 0 | 1 | Super Off Peak | 0 | 0 | 1 | Off Peak | 0 | 1 | Off Peak | 0 | 1 | Off Peak | 0 | 0 | 1 | Super Off Peak | 0 | 0 | 1 | Super Off Peak | 0 | 0 | 1 | Super Off Peak
2020 | 1 | 5 | 2020-01-05 | 4 | 0 | 1 | 0 | [6 empty] | 0 | 0 | 0 | 1 | Super Off Peak | 0 | 0 | 1 | Off Peak | 0 | 1 | Off Peak | 0 | 1 | Off Peak | 0 | 0 | 1 | Super Off Peak | 0 | 0 | 1 | Super Off Peak | 0 | 0 | 1 | Super Off Peak
2020 | 1 | 5 | 2020-01-05 | 5 | 0 | 1 | 0 | [6 empty] | 0 | 0 | 0 | 1 | Super Off Peak | 0 | 0 | 1 | Off Peak | 0 | 1 | Off Peak | 0 | 1 | Off Peak | 0 | 0 | 1 | Super Off Peak | 0 | 0 | 1 | Super Off Peak | 0 | 0 | 1 | Super Off Peak
2020 | 1 | 5 | 2020-01-05 | 6 | 0 | 1 | 0 | [6 empty] | 0 | 0 | 0 | 1 | Super Off Peak | 0 | 0 | 1 | Off Peak | 0 | 1 | Off Peak | 0 | 1 | Off Peak | 0 | 0 | 1 | Super Off Peak | 0 | 1 | 0 | Off Peak | 0 | 1 | 0 | Off Peak
2020 | 1 | 5 | 2020-01-05 | 7 | 0 | 1 | 0 | [6 empty] | 0 | 0 | 0 | 1 | Super Off Peak | 0 | 0 | 1 | Off Peak | 0 | 1 | Off Peak | 0 | 1 | Off Peak | 0 | 0 | 1 | Super Off Peak | 0 | 1 | 0 | Off Peak | 0 | 1 | 0 | Off Peak
2020 | 1 | 5 | 2020-01-05 | 8 | 0 | 1 | 0 | [6 empty] | 0 | 0 | 0 | 1 | Super Off Peak | 0 | 0 | 1 | Off Peak | 0 | 1 | Off Peak | 0 | 1 | Off Peak | 0 | 0 | 1 | Super Off Peak | 0 | 1 | 0 | Off Peak | 0 | 1 | 0 | Off Peak
2020 | 1 | 5 | 2020-01-05 | 9 | 0 | 1 | 0 | [6 empty] | 0 | 0 | 0 | 1 | Super Off Peak | 0 | 0 | 1 | Off Peak | 0 | 1 | Off Peak | 0 | 1 | Off Peak | 0 | 0 | 1 | Super Off Peak | 0 | 1 | 0 | Off Peak | 0 | 1 | 0 | Off Peak
2020 | 1 | 5 | 2020-01-05 | 10 | 0 | 1 | 0 | [6 empty] | 0 | 0 | 0 | 1 | Super Off Peak | 0 | 0 | 1 | Off Peak | 0 | 1 | Off Peak | 0 | 1 | Off Peak | 0 | 0 | 1 | Super Off Peak | 0 | 1 | 0 | Off Peak | 0 | 1 | 0 | Off Peak
2020 | 1 | 5 | 2020-01-05 | 11 | 0 | 1 | 0 | [6 empty] | 0 | 0 | 0 | 1 | Super Off Peak | 0 | 0 | 1 | Off Peak | 0 | 1 | Off Peak | 0 | 1 | Off Peak | 0 | 0 | 1 | Super Off Peak | 0 | 1 | 0 | Off Peak | 0 | 1 | 0 | Off Peak
2020 | 1 | 5 | 2020-01-05 | 12 | 0 | 1 | 0 | [6 empty] | 0 | 0 | 0 | 1 | Super Off Peak | 0 | 0 | 1 | Off Peak | 0 | 1 | Off Peak | 0 | 1 | Off Peak | 0 | 0 | 1 | Super Off Peak | 0 | 1 | 0 | Off Peak | 0 | 1 | 0 | Off Peak
2020 | 1 | 5 | 2020-01-05 | 13 | 0 | 1 | 0 | [6 empty] | 0 | 0 | 0 | 1 | Super Off Peak | 0 | 0 | 1 | Off Peak | 0 | 1 | Off Peak | 0 | 1 | Off Peak | 0 | 0 | 1 | Super Off Peak | 1 | 0 | 0 | On Peak | 0 | 1 | 0 | Off Peak
2020 | 1 | 5 | 2020-01-05 | 14 | 0 | 1 | 0 | [6 empty] | 0 | 0 | 0 | 1 | Super Off Peak | 0 | 0 | 1 | Off Peak | 0 | 1 | Off Peak | 0 | 1 | Off Peak | 0 | 0 | 1 | Super Off Peak | 1 | 0 | 0 | On Peak | 0 | 1 | 0 | Off Peak
2020 | 1 | 5 | 2020-01-05 | 15 | 0 | 1 | 0 | [6 empty] | 0 | 0 | 1 | 0 | Off Peak | 0 | 0 | 1 | Off Peak | 0 | 1 | Off Peak | 0 | 1 | Off Peak | 0 | 0 | 1 | Super Off Peak | 1 | 0 | 0 | On Peak | 0 | 1 | 0 | Off Peak
2020 | 1 | 5 | 2020-01-05 | 16 | 0 | 1 | 0 | [6 empty] | 0 | 0 | 1 | 0 | Off Peak | 0 | 0 | 1 | Off Peak | 0 | 1 | Off Peak | 0 | 1 | Off Peak | 0 | 0 | 1 | Super Off Peak | 1 | 0 | 0 | On Peak | 0 | 1 | 0 | Off Peak
2020 | 1 | 5 | 2020-01-05 | 17 | 0 | 1 | 0 | [6 empty] | 0 | 1 | 0 | 0 | On Peak | 0 | 0 | 1 | Off Peak | 0 | 1 | Off Peak | 0 | 1 | Off Peak | 0 | 0 | 1 | Super Off Peak | 1 | 0 | 0 | On Peak | 0 | 1 | 0 | Off Peak
2020 | 1 | 5 | 2020-01-05 | 18 | 0 | 1 | 0 | [6 empty] | 0 | 1 | 0 | 0 | On Peak | 0 | 0 | 1 | Off Peak | 0 | 1 | Off Peak | 0 | 1 | Off Peak | 0 | 0 | 1 | Super Off Peak | 1 | 0 | 0 | On Peak | 0 | 1 | 0 | Off Peak
2020 | 1 | 5 | 2020-01-05 | 19 | 0 | 1 | 0 | [6 empty] | 0 | 1 | 0 | 0 | On Peak | 0 | 0 | 1 | Off Peak | 0 | 1 | Off Peak | 0 | 1 | Off Peak | 0 | 0 | 1 | Super Off Peak | 1 | 0 | 0 | On Peak | 0 | 1 | 0 | Off Peak
2020 | 1 | 5 | 2020-01-05 | 20 | 0 | 1 | 0 | [6 empty] | 0 | 1 | 0 | 0 | On Peak | 0 | 0 | 1 | Off Peak | 0 | 1 | Off Peak | 0 | 1 | Off Peak | 0 | 0 | 1 | Super Off Peak | 1 | 0 | 0 | On Peak | 1 | 0 | 0 | On Peak
2020 | 1 | 5 | 2020-01-05 | 21 | 0 | 1 | 0 | [6 empty] | 0 | 1 | 0 | 0 | On Peak | 0 | 0 | 1 | Off Peak | 0 | 1 | Off Peak | 0 | 1 | Off Peak | 0 | 0 | 1 | Super Off Peak | 0 | 1 | 0 | Off Peak | 1 | 0 | 0 | On Peak
2020 | 1 | 5 | 2020-01-05 | 22 | 0 | 1 | 0 | [6 empty] | 0 | 0 | 1 | 0 | Off Peak | 0 | 0 | 1 | Off Peak | 0 | 1 | Off Peak | 0 | 1 | Off Peak | 0 | 0 | 1 | Super Off Peak | 0 | 1 | 0 | Off Peak | 1 | 0 | 0 | On Peak
2020 | 1 | 5 | 2020-01-05 | 23 | 0 | 1 | 0 | [6 empty] | 0 | 0 | 1 | 0 | Off Peak | 0 | 0 | 1 | Off Peak | 0 | 1 | Off Peak | 0 | 1 | Off Peak | 0 | 0 | 1 | Super Off Peak | 0 | 1 | 0 | Off Peak | 1 | 0 | 0 | On Peak
2020 | 1 | 5 | 2020-01-05 | 24 | 0 | 1 | 0 | [6 empty] | 0 | 0 | 1 | 0 | Off Peak | 0 | 0 | 1 | Off Peak | 0 | 1 | Off Peak | 0 | 1 | Off Peak | 0 | 0 | 1 | Super Off Peak | 0 | 1 | 0 | Off Peak | 1 | 0 | 0 | On Peak
2020 | 1 | 6 | 2020-01-06 | 1 | 0 | 0 | 0 | [6 empty] | 0 | 0 | 0 | 1 | Super Off Peak | 0 | 0 | 1 | Off Peak | 0 | 1 | Off Peak | 0 | 1 | Off Peak | 0 | 0 | 1 | Super Off Peak | 0 | 0 | 1 | Super Off Peak | 0 | 0 | 1 | Super Off Peak
2020 | 1 | 6 | 2020-01-06 | 2 | 0 | 0 | 0 | [6 empty] | 0 | 0 | 0 | 1 | Super Off Peak | 0 | 0 | 1 | Off Peak | 0 | 1 | Off Peak | 0 | 1 | Off Peak | 0 | 0 | 1 | Super Off Peak | 0 | 0 | 1 | Super Off Peak | 0 | 0 | 1 | Super Off Peak
2020 | 1 | 6 | 2020-01-06 | 3 | 0 | 0 | 0 | [6 empty] | 0 | 0 | 0 | 1 | Super Off Peak | 0 | 0 | 1 | Off Peak | 0 | 1 | Off Peak | 0 | 1 | Off Peak | 0 | 0 | 1 | Super Off Peak | 0 | 0 | 1 | Super Off Peak | 0 | 0 | 1 | Super Off Peak
2020 | 1 | 6 | 2020-01-06 | 4 | 0 | 0 | 0 | [6 empty] | 0 | 0 | 0 | 1 | Super Off Peak | 0 | 0 | 1 | Off Peak | 0 | 1 | Off Peak | 0 | 1 | Off Peak | 0 | 0 | 1 | Super Off Peak | 0 | 0 | 1 | Super Off Peak | 0 | 0 | 1 | Super Off Peak
2020 | 1 | 6 | 2020-01-06 | 5 | 0 | 0 | 0 | [6 empty] | 0 | 0 | 0 | 1 | Super Off Peak | 0 | 0 | 1 | Off Peak | 0 | 1 | Off Peak | 0 | 1 | Off Peak | 0 | 0 | 1 | Super Off Peak | 0 | 0 | 1 | Super Off Peak | 0 | 0 | 1 | Super Off Peak
2020 | 1 | 6 | 2020-01-06 | 6 | 0 | 0 | 0 | [6 empty] | 0 | 0 | 0 | 1 | Super Off Peak | 0 | 0 | 1 | Off Peak | 0 | 1 | Off Peak | 0 | 1 | Off Peak | 0 | 0 | 1 | Super Off Peak | 0 | 1 | 0 | Off Peak | 0 | 1 | 0 | Off Peak
2020 | 1 | 6 | 2020-01-06 | 7 | 0 | 0 | 0 | [6 empty] | 0 | 0 | 1 | 0 | Off Peak | 0 | 1 | 0 | Semi-Peak | 0 | 1 | Off Peak | 0 | 1 | Off Peak | 0 | 1 | 0 | Off Peak | 0 | 1 | 0 | Off Peak | 0 | 1 | 0 | Off Peak
2020 | 1 | 6 | 2020-01-06 | 8 | 0 | 0 | 0 | [6 empty] | 0 | 0 | 1 | 0 | Off Peak | 0 | 1 | 0 | Semi-Peak | 0 | 1 | Off Peak | 0 | 1 | Off Peak | 0 | 1 | 0 | Off Peak | 0 | 1 | 0 | Off Peak | 0 | 1 | 0 | Off Peak
2020 | 1 | 6 | 2020-01-06 | 9 | 0 | 0 | 0 | [6 empty] | 0 | 0 | 1 | 0 | Off Peak | 0 | 1 | 0 | Semi-Peak | 0 | 1 | Off Peak | 0 | 1 | Off Peak | 0 | 1 | 0 | Off Peak | 0 | 1 | 0 | Off Peak | 0 | 1 | 0 | Off Peak
2020 | 1 | 6 | 2020-01-06 | 10 | 0 | 0 | 0 | [6 empty] | 0 | 0 | 1 | 0 | Off Peak | 0 | 1 | 0 | Semi-Peak | 0 | 1 | Off Peak | 0 | 1 | Off Peak | 0 | 1 | 0 | Off Peak | 0 | 1 | 0 | Off Peak | 0 | 1 | 0 | Off Peak
2020 | 1 | 6 | 2020-01-06 | 11 | 0 | 0 | 0 | [6 empty] | 0 | 0 | 1 | 0 | Off Peak | 0 | 1 | 0 | Semi-Peak | 0 | 1 | Off Peak | 0 | 1 | Off Peak | 0 | 1 | 0 | Off Peak | 0 | 1 | 0 | Off Peak | 0 | 1 | 0 | Off Peak
2020 | 1 | 6 | 2020-01-06 | 12 | 0 | 0 | 0 | [6 empty] | 0 | 0 | 1 | 0 | Off Peak | 0 | 1 | 0 | Semi-Peak | 0 | 1 | Off Peak | 0 | 1 | Off Peak | 0 | 1 | 0 | Off Peak | 0 | 1 | 0 | Off Peak | 0 | 1 | 0 | Off Peak
2020 | 1 | 6 | 2020-01-06 | 13 | 0 | 0 | 0 | [6 empty] | 0 | 0 | 1 | 0 | Off Peak | 0 | 1 | 0 | Semi-Peak | 0 | 1 | Off Peak | 1 | 0 | On Peak | 0 | 1 | 0 | Off Peak | 1 | 0 | 0 | On Peak | 0 | 1 | 0 | Off Peak
2020 | 1 | 6 | 2020-01-06 | 14 | 0 | 0 | 0 | [6 empty] | 0 | 0 | 1 | 0 | Off Peak | 0 | 1 | 0 | Semi-Peak | 0 | 1 | Off Peak | 1 | 0 | On Peak | 0 | 1 | 0 | Off Peak | 1 | 0 | 0 | On Peak | 0 | 1 | 0 | Off Peak
2020 | 1 | 6 | 2020-01-06 | 15 | 0 | 0 | 0 | [6 empty] | 0 | 0 | 1 | 0 | Off Peak | 0 | 1 | 0 | Semi-Peak | 0 | 1 | Off Peak | 1 | 0 | On Peak | 0 | 1 | 0 | Off Peak | 1 | 0 | 0 | On Peak | 0 | 1 | 0 | Off Peak
2020 | 1 | 6 | 2020-01-06 | 16 | 0 | 0 | 0 | [6 empty] | 0 | 0 | 1 | 0 | Off Peak | 0 | 1 | 0 | Semi-Peak | 0 | 1 | Off Peak | 1 | 0 | On Peak | 0 | 1 | 0 | Off Peak | 1 | 0 | 0 | On Peak | 0 | 1 | 0 | Off Peak
2020 | 1 | 6 | 2020-01-06 | 17 | 0 | 0 | 0 | [6 empty] | 0 | 1 | 0 | 0 | On Peak | 0 | 1 | 0 | Semi-Peak | 1 | 0 | On Peak | 1 | 0 | On Peak | 0 | 1 | 0 | Off Peak | 1 | 0 | 0 | On Peak | 0 | 1 | 0 | Off Peak
2020 | 1 | 6 | 2020-01-06 | 18 | 0 | 0 | 0 | [6 empty] | 0 | 1 | 0 | 0 | On Peak | 1 | 0 | 0 | On Peak | 1 | 0 | On Peak | 1 | 0 | On Peak | 0 | 1 | 0 | Off Peak | 1 | 0 | 0 | On Peak | 0 | 1 | 0 | Off Peak
2020 | 1 | 6 | 2020-01-06 | 19 | 0 | 0 | 0 | [6 empty] | 0 | 1 | 0 | 0 | On Peak | 1 | 0 | 0 | On Peak | 1 | 0 | On Peak | 0 | 1 | Off Peak | 0 | 0 | 1 | Super Off Peak | 1 | 0 | 0 | On Peak | 0 | 1 | 0 | Off Peak
2020 | 1 | 6 | 2020-01-06 | 20 | 0 | 0 | 0 | [6 empty] | 0 | 1 | 0 | 0 | On Peak | 1 | 0 | 0 | On Peak | 1 | 0 | On Peak | 0 | 1 | Off Peak | 0 | 0 | 1 | Super Off Peak | 1 | 0 | 0 | On Peak | 1 | 0 | 0 | On Peak
2020 | 1 | 6 | 2020-01-06 | 21 | 0 | 0 | 0 | [6 empty] | 0 | 1 | 0 | 0 | On Peak | 0 | 1 | 0 | Semi-Peak | 1 | 0 | On Peak | 0 | 1 | Off Peak | 0 | 0 | 1 | Super Off Peak | 0 | 1 | 0 | Off Peak | 1 | 0 | 0 | On Peak
2020 | 1 | 6 | 2020-01-06 | 22 | 0 | 0 | 0 | [6 empty] | 0 | 0 | 1 | 0 | Off Peak | 0 | 1 | 0 | Semi-Peak | 0 | 1 | Off Peak | 0 | 1 | Off Peak | 0 | 0 | 1 | Super Off Peak | 0 | 1 | 0 | Off Peak | 1 | 0 | 0 | On Peak
2020 | 1 | 6 | 2020-01-06 | 23 | 0 | 0 | 0 | [6 empty] | 0 | 0 | 1 | 0 | Off Peak | 0 | 0 | 1 | Off Peak | 0 | 1 | Off Peak | 0 | 1 | Off Peak | 0 | 0 | 1 | Super Off Peak | 0 | 1 | 0 | Off Peak | 1 | 0 | 0 | On Peak
2020 | 1 | 6 | 2020-01-06 | 24 | 0 | 0 | 0 | [6 empty] | 0 | 0 | 1 | 0 | Off Peak | 0 | 0 | 1 | Off Peak | 0 | 1 | Off Peak | 0 | 1 | Off Peak | 0 | 0 | 1 | Super Off Peak | 0 | 1 | 0 | Off Peak | 1 | 0 | 0 | On Peak
2020 | 1 | 7 | 2020-01-07 | 1 | 0 | 0 | 0 | [6 empty] | 0 | 0 | 0 | 1 | Super Off Peak | 0 | 0 | 1 | Off Peak | 0 | 1 | Off Peak | 0 | 1 | Off Peak | 0 | 0 | 1 | Super Off Peak | 0 | 0 | 1 | Super Off Peak | 0 | 0 | 1 | Super Off Peak
2020 | 1 | 7 | 2020-01-07 | 2 | 0 | 0 | 0 | [6 empty] | 0 | 0 | 0 | 1 | Super Off Peak | 0 | 0 | 1 | Off Peak | 0 | 1 | Off Peak | 0 | 1 | Off Peak | 0 | 0 | 1 | Super Off Peak | 0 | 0 | 1 | Super Off Peak | 0 | 0 | 1 | Super Off Peak
2020 | 1 | 7 | 2020-01-07 | 3 | 0 | 0 | 0 | [6 empty] | 0 | 0 | 0 | 1 | Super Off Peak | 0 | 0 | 1 | Off Peak | 0 | 1 | Off Peak | 0 | 1 | Off Peak | 0 | 0 | 1 | Super Off Peak | 0 | 0 | 1 | Super Off Peak | 0 | 0 | 1 | Super Off Peak
2020 | 1 | 7 | 2020-01-07 | 4 | 0 | 0 | 0 | [6 empty] | 0 | 0 | 0 | 1 | Super Off Peak | 0 | 0 | 1 | Off Peak | 0 | 1 | Off Peak | 0 | 1 | Off Peak | 0 | 0 | 1 | Super Off Peak | 0 | 0 | 1 | Super Off Peak | 0 | 0 | 1 | Super Off Peak
2020 | 1 | 7 | 2020-01-07 | 5 | 0 | 0 | 0 | [6 empty] | 0 | 0 | 0 | 1 | Super Off Peak | 0 | 0 | 1 | Off Peak | 0 | 1 | Off Peak | 0 | 1 | Off Peak | 0 | 0 | 1 | Super Off Peak | 0 | 0 | 1 | Super Off Peak | 0 | 0 | 1 | Super Off Peak
2020 | 1 | 7 | 2020-01-07 | 6 | 0 | 0 | 0 | [6 empty] | 0 | 0 | 0 | 1 | Super Off Peak | 0 | 0 | 1 | Off Peak | 0 | 1 | Off Peak | 0 | 1 | Off Peak | 0 | 0 | 1 | Super Off Peak | 0 | 1 | 0 | Off Peak | 0 | 1 | 0 | Off Peak
2020 | 1 | 7 | 2020-01-07 | 7 | 0 | 0 | 0 | [6 empty] | 0 | 0 | 1 | 0 | Off Peak | 0 | 1 | 0 | Semi-Peak | 0 | 1 | Off Peak | 0 | 1 | Off Peak | 0 | 1 | 0 | Off Peak | 0 | 1 | 0 | Off Peak | 0 | 1 | 0 | Off Peak
2020 | 1 | 7 | 2020-01-07 | 8 | 0 | 0 | 0 | [6 empty] | 0 | 0 | 1 | 0 | Off Peak | 0 | 1 | 0 | Semi-Peak | 0 | 1 | Off Peak | 0 | 1 | Off Peak | 0 | 1 | 0 | Off Peak | 0 | 1 | 0 | Off Peak | 0 | 1 | 0 | Off Peak
2020 | 1 | 7 | 2020-01-07 | 9 | 0 | 0 | 0 | [6 empty] | 0 | 0 | 1 | 0 | Off Peak | 0 | 1 | 0 | Semi-Peak | 0 | 1 | Off Peak | 0 | 1 | Off Peak | 0 | 1 | 0 | Off Peak | 0 | 1 | 0 | Off Peak | 0 | 1 | 0 | Off Peak
2020 | 1 | 7 | 2020-01-07 | 10 | 0 | 0 | 0 | [6 empty] | 0 | 0 | 1 | 0 | Off Peak | 0 | 1 | 0 | Semi-Peak | 0 | 1 | Off Peak | 0 | 1 | Off Peak | 0 | 1 | 0 | Off Peak | 0 | 1 | 0 | Off Peak | 0 | 1 | 0 | Off Peak
2020 | 1 | 7 | 2020-01-07 | 11 | 0 | 0 | 0 | [6 empty] | 0 | 0 | 1 | 0 | Off Peak | 0 | 1 | 0 | Semi-Peak | 0 | 1 | Off Peak | 0 | 1 | Off Peak | 0 | 1 | 0 | Off Peak | 0 | 1 | 0 | Off Peak | 0 | 1 | 0 | Off Peak
2020 | 1 | 7 | 2020-01-07 | 12 | 0 | 0 | 0 | [6 empty] | 0 | 0 | 1 | 0 | Off Peak | 0 | 1 | 0 | Semi-Peak | 0 | 1 | Off Peak | 0 | 1 | Off Peak | 0 | 1 | 0 | Off Peak | 0 | 1 | 0 | Off Peak | 0 | 1 | 0 | Off Peak
2020 | 1 | 7 | 2020-01-07 | 13 | 0 | 0 | 0 | [6 empty] | 0 | 0 | 1 | 0 | Off Peak | 0 | 1 | 0 | Semi-Peak | 0 | 1 | Off Peak | 1 | 0 | On Peak | 0 | 1 | 0 | Off Peak | 1 | 0 | 0 | On Peak | 0 | 1 | 0 | Off Peak
2020 | 1 | 7 | 2020-01-07 | 14 | 0 | 0 | 0 | [6 empty] | 0 | 0 | 1 | 0 | Off Peak | 0 | 1 | 0 | Semi-Peak | 0 | 1 | Off Peak | 1 | 0 | On Peak | 0 | 1 | 0 | Off Peak | 1 | 0 | 0 | On Peak | 0 | 1 | 0 | Off Peak
2020 | 1 | 7 | 2020-01-07 | 15 | 0 | 0 | 0 | [6 empty] | 0 | 0 | 1 | 0 | Off Peak | 0 | 1 | 0 | Semi-Peak | 0 | 1 | Off Peak | 1 | 0 | On Peak | 0 | 1 | 0 | Off Peak | 1 | 0 | 0 | On Peak | 0 | 1 | 0 | Off Peak
2020 | 1 | 7 | 2020-01-07 | 16 | 0 | 0 | 0 | [6 empty] | 0 | 0 | 1 | 0 | Off Peak | 0 | 1 | 0 | Semi-Peak | 0 | 1 | Off Peak | 1 | 0 | On Peak | 0 | 1 | 0 | Off Peak | 1 | 0 | 0 | On Peak | 0 | 1 | 0 | Off Peak
2020 | 1 | 7 | 2020-01-07 | 17 | 0 | 0 | 0 | [6 empty] | 0 | 1 | 0 | 0 | On Peak | 0 | 1 | 0 | Semi-Peak | 1 | 0 | On Peak | 1 | 0 | On Peak | 0 | 1 | 0 | Off Peak | 1 | 0 | 0 | On Peak | 0 | 1 | 0 | Off Peak
2020 | 1 | 7 | 2020-01-07 | 18 | 0 | 0 | 0 | [6 empty] | 0 | 1 | 0 | 0 | On Peak | 1 | 0 | 0 | On Peak | 1 | 0 | On Peak | 1 | 0 | On Peak | 0 | 1 | 0 | Off Peak | 1 | 0 | 0 | On Peak | 0 | 1 | 0 | Off Peak
2020 | 1 | 7 | 2020-01-07 | 19 | 0 | 0 | 0 | [6 empty] | 0 | 1 | 0 | 0 | On Peak | 1 | 0 | 0 | On Peak | 1 | 0 | On Peak | 0 | 1 | Off Peak | 0 | 0 | 1 | Super Off Peak | 1 | 0 | 0 | On Peak | 0 | 1 | 0 | Off Peak
2020 | 1 | 7 | 2020-01-07 | 20 | 0 | 0 | 0 | [6 empty] | 0 | 1 | 0 | 0 | On Peak | 1 | 0 | 0 | On Peak | 1 | 0 | On Peak | 0 | 1 | Off Peak | 0 | 0 | 1 | Super Off Peak | 1 | 0 | 0 | On Peak | 1 | 0 | 0 | On Peak
2020 | 1 | 7 | 2020-01-07 | 21 | 0 | 0 | 0 | [6 empty] | 0 | 1 | 0 | 0 | On Peak | 0 | 1 | 0 | Semi-Peak | 1 | 0 | On Peak | 0 | 1 | Off Peak | 0 | 0 | 1 | Super Off Peak | 0 | 1 | 0 | Off Peak | 1 | 0 | 0 | On Peak
2020 | 1 | 7 | 2020-01-07 | 22 | 0 | 0 | 0 | [6 empty] | 0 | 0 | 1 | 0 | Off Peak | 0 | 1 | 0 | Semi-Peak | 0 | 1 | Off Peak | 0 | 1 | Off Peak | 0 | 0 | 1 | Super Off Peak | 0 | 1 | 0 | Off Peak | 1 | 0 | 0 | On Peak
2020 | 1 | 7 | 2020-01-07 | 23 | 0 | 0 | 0 | [6 empty] | 0 | 0 | 1 | 0 | Off Peak | 0 | 0 | 1 | Off Peak | 0 | 1 | Off Peak | 0 | 1 | Off Peak | 0 | 0 | 1 | Super Off Peak | 0 | 1 | 0 | Off Peak | 1 | 0 | 0 | On Peak
2020 | 1 | 7 | 2020-01-07 | 24 | 0 | 0 | 0 | [6 empty] | 0 | 0 | 1 | 0 | Off Peak | 0 | 0 | 1 | Off Peak | 0 | 1 | Off Peak | 0 | 1 | Off Peak | 0 | 0 | 1 | Super Off Peak | 0 | 1 | 0 | Off Peak | 1 | 0 | 0 | On Peak
2020 | 1 | 8 | 2020-01-08 | 1 | 0 | 0 | 0 | [6 empty] | 0 | 0 | 0 | 1 | Super Off Peak | 0 | 0 | 1 | Off Peak | 0 | 1 | Off Peak | 0 | 1 | Off Peak | 0 | 0 | 1 | Super Off Peak | 0 | 0 | 1 | Super Off Peak | 0 | 0 | 1 | Super Off Peak
2020 | 1 | 8 | 2020-01-08 | 2 | 0 | 0 | 0 | [6 empty] | 0 | 0 | 0 | 1 | Super Off Peak | 0 | 0 | 1 | Off Peak | 0 | 1 | Off Peak | 0 | 1 | Off Peak | 0 | 0 | 1 | Super Off Peak | 0 | 0 | 1 | Super Off Peak | 0 | 0 | 1 | Super Off Peak
2020 | 1 | 8 | 2020-01-08 | 3 | 0 | 0 | 0 | [6 empty] | 0 | 0 | 0 | 1 | Super Off Peak | 0 | 0 | 1 | Off Peak | 0 | 1 | Off Peak | 0 | 1 | Off Peak | 0 | 0 | 1 | Super Off Peak | 0 | 0 | 1 | Super Off Peak | 0 | 0 | 1 | Super Off Peak
2020 | 1 | 8 | 2020-01-08 | 4 | 0 | 0 | 0 | [6 empty] | 0 | 0 | 0 | 1 | Super Off Peak | 0 | 0 | 1 | Off Peak | 0 | 1 | Off Peak | 0 | 1 | Off Peak | 0 | 0 | 1 | Super Off Peak | 0 | 0 | 1 | Super Off Peak | 0 | 0 | 1 | Super Off Peak
2020 | 1 | 8 | 2020-01-08 | 5 | 0 | 0 | 0 | [6 empty] | 0 | 0 | 0 | 1 | Super Off Peak | 0 | 0 | 1 | Off Peak | 0 | 1 | Off Peak | 0 | 1 | Off Peak | 0 | 0 | 1 | Super Off Peak | 0 | 0 | 1 | Super Off Peak | 0 | 0 | 1 | Super Off Peak
2020 | 1 | 8 | 2020-01-08 | 6 | 0 | 0 | 0 | [6 empty] | 0 | 0 | 0 | 1 | Super Off Peak | 0 | 0 | 1 | Off Peak | 0 | 1 | Off Peak | 0 | 1 | Off Peak | 0 | 0 | 1 | Super Off Peak | 0 | 1 | 0 | Off Peak | 0 | 1 | 0 | Off Peak
2020 | 1 | 8 | 2020-01-08 | 7 | 0 | 0 | 0 | [6 empty] | 0 | 0 | 1 | 0 | Off Peak | 0 | 1 | 0 | Semi-Peak | 0 | 1 | Off Peak | 0 | 1 | Off Peak | 0 | 1 | 0 | Off Peak | 0 | 1 | 0 | Off Peak | 0 | 1 | 0 | Off Peak
2020 | 1 | 8 | 2020-01-08 | 8 | 0 | 0 | 0 | [6 empty] | 0 | 0 | 1 | 0 | Off Peak | 0 | 1 | 0 | Semi-Peak | 0 | 1 | Off Peak | 0 | 1 | Off Peak | 0 | 1 | 0 | Off Peak | 0 | 1 | 0 | Off Peak | 0 | 1 | 0 | Off Peak
2020 | 1 | 8 | 2020-01-08 | 9 | 0 | 0 | 0 | [6 empty] | 0 | 0 | 1 | 0 | Off Peak | 0 | 1 | 0 | Semi-Peak | 0 | 1 | Off Peak | 0 | 1 | Off Peak | 0 | 1 | 0 | Off Peak | 0 | 1 | 0 | Off Peak | 0 | 1 | 0 | Off Peak
2020 | 1 | 8 | 2020-01-08 | 10 | 0 | 0 | 0 | [6 empty] | 0 | 0 | 1 | 0 | Off Peak | 0 | 1 | 0 | Semi-Peak | 0 | 1 | Off Peak | 0 | 1 | Off Peak | 0 | 1 | 0 | Off Peak | 0 | 1 | 0 | Off Peak | 0 | 1 | 0 | Off Peak
2020 | 1 | 8 | 2020-01-08 | 11 | 0 | 0 | 0 | [6 empty] | 0 | 0 | 1 | 0 | Off Peak | 0 | 1 | 0 | Semi-Peak | 0 | 1 | Off Peak | 0 | 1 | Off Peak | 0 | 1 | 0 | Off Peak | 0 | 1 | 0 | Off Peak | 0 | 1 | 0 | Off Peak
2020 | 1 | 8 | 2020-01-08 | 12 | 0 | 0 | 0 | [6 empty] | 0 | 0 | 1 | 0 | Off Peak | 0 | 1 | 0 | Semi-Peak | 0 | 1 | Off Peak | 0 | 1 | Off Peak | 0 | 1 | 0 | Off Peak | 0 | 1 | 0 | Off Peak | 0 | 1 | 0 | Off Peak
2020 | 1 | 8 | 2020-01-08 | 13 | 0 | 0 | 0 | [6 empty] | 0 | 0 | 1 | 0 | Off Peak | 0 | 1 | 0 | Semi-Peak | 0 | 1 | Off Peak | 1 | 0 | On Peak | 0 | 1 | 0 | Off Peak | 1 | 0 | 0 | On Peak | 0 | 1 | 0 | Off Peak
2020 | 1 | 8 | 2020-01-08 | 14 | 0 | 0 | 0 | [6 empty] | 0 | 0 | 1 | 0 | Off Peak | 0 | 1 | 0 | Semi-Peak | 0 | 1 | Off Peak | 1 | 0 | On Peak | 0 | 1 | 0 | Off Peak | 1 | 0 | 0 | On Peak | 0 | 1 | 0 | Off Peak
2020 | 1 | 8 | 2020-01-08 | 15 | 0 | 0 | 0 | [6 empty] | 0 | 0 | 1 | 0 | Off Peak | 0 | 1 | 0 | Semi-Peak | 0 | 1 | Off Peak | 1 | 0 | On Peak | 0 | 1 | 0 | Off Peak | 1 | 0 | 0 | On Peak | 0 | 1 | 0 | Off Peak
2020 | 1 | 8 | 2020-01-08 | 16 | 0 | 0 | 0 | [6 empty] | 0 | 0 | 1 | 0 | Off Peak | 0 | 1 | 0 | Semi-Peak | 0 | 1 | Off Peak | 1 | 0 | On Peak | 0 | 1 | 0 | Off Peak | 1 | 0 | 0 | On Peak | 0 | 1 | 0 | Off Peak
2020 | 1 | 8 | 2020-01-08 | 17 | 0 | 0 | 0 | [6 empty] | 0 | 1 | 0 | 0 | On Peak | 0 | 1 | 0 | Semi-Peak | 1 | 0 | On Peak | 1 | 0 | On Peak | 0 | 1 | 0 | Off Peak | 1 | 0 | 0 | On Peak | 0 | 1 | 0 | Off Peak
2020 | 1 | 8 | 2020-01-08 | 18 | 0 | 0 | 0 | [6 empty] | 0 | 1 | 0 | 0 | On Peak | 1 | 0 | 0 | On Peak | 1 | 0 | On Peak | 1 | 0 | On Peak | 0 | 1 | 0 | Off Peak | 1 | 0 | 0 | On Peak | 0 | 1 | 0 | Off Peak
2020 | 1 | 8 | 2020-01-08 | 19 | 0 | 0 | 0 | [6 empty] | 0 | 1 | 0 | 0 | On Peak | 1 | 0 | 0 | On Peak | 1 | 0 | On Peak | 0 | 1 | Off Peak | 0 | 0 | 1 | Super Off Peak | 1 | 0 | 0 | On Peak | 0 | 1 | 0 | Off Peak
2020 | 1 | 8 | 2020-01-08 | 20 | 0 | 0 | 0 | [6 empty] | 0 | 1 | 0 | 0 | On Peak | 1 | 0 | 0 | On Peak | 1 | 0 | On Peak | 0 | 1 | Off Peak | 0 | 0 | 1 | Super Off Peak | 1 | 0 | 0 | On Peak | 1 | 0 | 0 | On Peak
2020 | 1 | 8 | 2020-01-08 | 21 | 0 | 0 | 0 | [6 empty] | 0 | 1 | 0 | 0 | On Peak | 0 | 1 | 0 | Semi-Peak | 1 | 0 | On Peak | 0 | 1 | Off Peak | 0 | 0 | 1 | Super Off Peak | 0 | 1 | 0 | Off Peak | 1 | 0 | 0 | On Peak
2020 | 1 | 8 | 2020-01-08 | 22 | 0 | 0 | 0 | [6 empty] | 0 | 0 | 1 | 0 | Off Peak | 0 | 1 | 0 | Semi-Peak | 0 | 1 | Off Peak | 0 | 1 | Off Peak | 0 | 0 | 1 | Super Off Peak | 0 | 1 | 0 | Off Peak | 1 | 0 | 0 | On Peak
2020 | 1 | 8 | 2020-01-08 | 23 | 0 | 0 | 0 | [6 empty] | 0 | 0 | 1 | 0 | Off Peak | 0 | 0 | 1 | Off Peak | 0 | 1 | Off Peak | 0 | 1 | Off Peak | 0 | 0 | 1 | Super Off Peak | 0 | 1 | 0 | Off Peak | 1 | 0 | 0 | On Peak
2020 | 1 | 8 | 2020-01-08 | 24 | 0 | 0 | 0 | [6 empty] | 0 | 0 | 1 | 0 | Off Peak | 0 | 0 | 1 | Off Peak | 0 | 1 | Off Peak | 0 | 1 | Off Peak | 0 | 0 | 1 | Super Off Peak | 0 | 1 | 0 | Off Peak | 1 | 0 | 0 | On Peak
2020 | 1 | 9 | 2020-01-09 | 1 | 0 | 0 | 0 | [6 empty] | 0 | 0 | 0 | 1 | Super Off Peak | 0 | 0 | 1 | Off Peak | 0 | 1 | Off Peak | 0 | 1 | Off Peak | 0 | 0 | 1 | Super Off Peak | 0 | 0 | 1 | Super Off Peak | 0 | 0 | 1 | Super Off Peak
2020 | 1 | 9 | 2020-01-09 | 2 | 0 | 0 | 0 | [6 empty] | 0 | 0 | 0 | 1 | Super Off Peak | 0 | 0 | 1 | Off Peak | 0 | 1 | Off Peak | 0 | 1 | Off Peak | 0 | 0 | 1 | Super Off Peak | 0 | 0 | 1 | Super Off Peak | 0 | 0 | 1 | Super Off Peak
2020 | 1 | 9 | 2020-01-09 | 3 | 0 | 0 | 0 | [6 empty] | 0 | 0 | 0 | 1 | Super Off Peak | 0 | 0 | 1 | Off Peak | 0 | 1 | Off Peak | 0 | 1 | Off Peak | 0 | 0 | 1 | Super Off Peak | 0 | 0 | 1 | Super Off Peak | 0 | 0 | 1 | Super Off Peak
2020 | 1 | 9 | 2020-01-09 | 4 | 0 | 0 | 0 | [6 empty] | 0 | 0 | 0 | 1 | Super Off Peak | 0 | 0 | 1 | Off Peak | 0 | 1 | Off Peak | 0 | 1 | Off Peak | 0 | 0 | 1 | Super Off Peak | 0 | 0 | 1 | Super Off Peak | 0 | 0 | 1 | Super Off Peak
2020 | 1 | 9 | 2020-01-09 | 5 | 0 | 0 | 0 | [6 empty] | 0 | 0 | 0 | 1 | Super Off Peak | 0 | 0 | 1 | Off Peak | 0 | 1 | Off Peak | 0 | 1 | Off Peak | 0 | 0 | 1 | Super Off Peak | 0 | 0 | 1 | Super Off Peak | 0 | 0 | 1 | Super Off Peak
2020 | 1 | 9 | 2020-01-09 | 6 | 0 | 0 | 0 | [6 empty] | 0 | 0 | 0 | 1 | Super Off Peak | 0 | 0 | 1 | Off Peak | 0 | 1 | Off Peak | 0 | 1 | Off Peak | 0 | 0 | 1 | Super Off Peak | 0 | 1 | 0 | Off Peak | 0 | 1 | 0 | Off Peak
2020 | 1 | 9 | 2020-01-09 | 7 | 0 | 0 | 0 | [6 empty] | 0 | 0 | 1 | 0 | Off Peak | 0 | 1 | 0 | Semi-Peak | 0 | 1 | Off Peak | 0 | 1 | Off Peak | 0 | 1 | 0 | Off Peak | 0 | 1 | 0 | Off Peak | 0 | 1 | 0 | Off Peak
2020 | 1 | 9 | 2020-01-09 | 8 | 0 | 0 | 0 | [6 empty] | 0 | 0 | 1 | 0 | Off Peak | 0 | 1 | 0 | Semi-Peak | 0 | 1 | Off Peak | 0 | 1 | Off Peak | 0 | 1 | 0 | Off Peak | 0 | 1 | 0 | Off Peak | 0 | 1 | 0 | Off Peak
2020 | 1 | 9 | 2020-01-09 | 9 | 0 | 0 | 0 | [6 empty] | 0 | 0 | 1 | 0 | Off Peak | 0 | 1 | 0 | Semi-Peak | 0 | 1 | Off Peak | 0 | 1 | Off Peak | 0 | 1 | 0 | Off Peak | 0 | 1 | 0 | Off Peak | 0 | 1 | 0 | Off Peak
2020 | 1 | 9 | 2020-01-09 | 10 | 0 | 0 | 0 | [6 empty] | 0 | 0 | 1 | 0 | Off Peak | 0 | 1 | 0 | Semi-Peak | 0 | 1 | Off Peak | 0 | 1 | Off Peak | 0 | 1 | 0 | Off Peak | 0 | 1 | 0 | Off Peak | 0 | 1 | 0 | Off Peak
2020 | 1 | 9 | 2020-01-09 | 11 | 0 | 0 | 0 | [6 empty] | 0 | 0 | 1 | 0 | Off Peak | 0 | 1 | 0 | Semi-Peak | 0 | 1 | Off Peak | 0 | 1 | Off Peak | 0 | 1 | 0 | Off Peak | 0 | 1 | 0 | Off Peak | 0 | 1 | 0 | Off Peak
2020 | 1 | 9 | 2020-01-09 | 12 | 0 | 0 | 0 | [6 empty] | 0 | 0 | 1 | 0 | Off Peak | 0 | 1 | 0 | Semi-Peak | 0 | 1 | Off Peak | 0 | 1 | Off Peak | 0 | 1 | 0 | Off Peak | 0 | 1 | 0 | Off Peak | 0 | 1 | 0 | Off Peak
2020 | 1 | 9 | 2020-01-09 | 13 | 0 | 0 | 0 | [6 empty] | 0 | 0 | 1 | 0 | Off Peak | 0 | 1 | 0 | Semi-Peak | 0 | 1 | Off Peak | 1 | 0 | On Peak | 0 | 1 | 0 | Off Peak | 1 | 0 | 0 | On Peak | 0 | 1 | 0 | Off Peak
2020 | 1 | 9 | 2020-01-09 | 14 | 0 | 0 | 0 | [6 empty] | 0 | 0 | 1 | 0 | Off Peak | 0 | 1 | 0 | Semi-Peak | 0 | 1 | Off Peak | 1 | 0 | On Peak | 0 | 1 | 0 | Off Peak | 1 | 0 | 0 | On Peak | 0 | 1 | 0 | Off Peak
2020 | 1 | 9 | 2020-01-09 | 15 | 0 | 0 | 0 | [6 empty] | 0 | 0 | 1 | 0 | Off Peak | 0 | 1 | 0 | Semi-Peak | 0 | 1 | Off Peak | 1 | 0 | On Peak | 0 | 1 | 0 | Off Peak | 1 | 0 | 0 | On Peak | 0 | 1 | 0 | Off Peak
2020 | 1 | 9 | 2020-01-09 | 16 | 0 | 0 | 0 | [6 empty] | 0 | 0 | 1 | 0 | Off Peak | 0 | 1 | 0 | Semi-Peak | 0 | 1 | Off Peak | 1 | 0 | On Peak | 0 | 1 | 0 | Off Peak | 1 | 0 | 0 | On Peak | 0 | 1 | 0 | Off Peak
2020 | 1 | 9 | 2020-01-09 | 17 | 0 | 0 | 0 | [6 empty] | 0 | 1 | 0 | 0 | On Peak | 0 | 1 | 0 | Semi-Peak | 1 | 0 | On Peak | 1 | 0 | On Peak | 0 | 1 | 0 | Off Peak | 1 | 0 | 0 | On Peak | 0 | 1 | 0 | Off Peak
2020 | 1 | 9 | 2020-01-09 | 18 | 0 | 0 | 0 | [6 empty] | 0 | 1 | 0 | 0 | On Peak | 1 | 0 | 0 | On Peak | 1 | 0 | On Peak | 1 | 0 | On Peak | 0 | 1 | 0 | Off Peak | 1 | 0 | 0 | On Peak | 0 | 1 | 0 | Off Peak
2020 | 1 | 9 | 2020-01-09 | 19 | 0 | 0 | 0 | [6 empty] | 0 | 1 | 0 | 0 | On Peak | 1 | 0 | 0 | On Peak | 1 | 0 | On Peak | 0 | 1 | Off Peak | 0 | 0 | 1 | Super Off Peak | 1 | 0 | 0 | On Peak | 0 | 1 | 0 | Off Peak
2020 | 1 | 9 | 2020-01-09 | 20 | 0 | 0 | 0 | [6 empty] | 0 | 1 | 0 | 0 | On Peak | 1 | 0 | 0 | On Peak | 1 | 0 | On Peak | 0 | 1 | Off Peak | 0 | 0 | 1 | Super Off Peak | 1 | 0 | 0 | On Peak | 1 | 0 | 0 | On Peak
2020 | 1 | 9 | 2020-01-09 | 21 | 0 | 0 | 0 | [6 empty] | 0 | 1 | 0 | 0 | On Peak | 0 | 1 | 0 | Semi-Peak | 1 | 0 | On Peak | 0 | 1 | Off Peak | 0 | 0 | 1 | Super Off Peak | 0 | 1 | 0 | Off Peak | 1 | 0 | 0 | On Peak
2020 | 1 | 9 | 2020-01-09 | 22 | 0 | 0 | 0 | [6 empty] | 0 | 0 | 1 | 0 | Off Peak | 0 | 1 | 0 | Semi-Peak | 0 | 1 | Off Peak | 0 | 1 | Off Peak | 0 | 0 | 1 | Super Off Peak | 0 | 1 | 0 | Off Peak | 1 | 0 | 0 | On Peak
2020 | 1 | 9 | 2020-01-09 | 23 | 0 | 0 | 0 | [6 empty] | 0 | 0 | 1 | 0 | Off Peak | 0 | 0 | 1 | Off Peak | 0 | 1 | Off Peak | 0 | 1 | Off Peak | 0 | 0 | 1 | Super Off Peak | 0 | 1 | 0 | Off Peak | 1 | 0 | 0 | On Peak
2020 | 1 | 9 | 2020-01-09 | 24 | 0 | 0 | 0 | [6 empty] | 0 | 0 | 1 | 0 | Off Peak | 0 | 0 | 1 | Off Peak | 0 | 1 | Off Peak | 0 | 1 | Off Peak | 0 | 0 | 1 | Super Off Peak | 0 | 1 | 0 | Off Peak | 1 | 0 | 0 | On Peak
2020 | 1 | 10 | 2020-01-10 | 1 | 0 | 0 | 0 | [6 empty] | 0 | 0 | 0 | 1 | Super Off Peak | 0 | 0 | 1 | Off Peak | 0 | 1 | Off Peak | 0 | 1 | Off Peak | 0 | 0 | 1 | Super Off Peak | 0 | 0 | 1 | Super Off Peak | 0 | 0 | 1 | Super Off Peak
2020 | 1 | 10 | 2020-01-10 | 2 | 0 | 0 | 0 | [6 empty] | 0 | 0 | 0 | 1 | Super Off Peak | 0 | 0 | 1 | Off Peak | 0 | 1 | Off Peak | 0 | 1 | Off Peak | 0 | 0 | 1 | Super Off Peak | 0 | 0 | 1 | Super Off Peak | 0 | 0 | 1 | Super Off Peak
2020 | 1 | 10 | 2020-01-10 | 3 | 0 | 0 | 0 | [6 empty] | 0 | 0 | 0 | 1 | Super Off Peak | 0 | 0 | 1 | Off Peak | 0 | 1 | Off Peak | 0 | 1 | Off Peak | 0 | 0 | 1 | Super Off Peak | 0 | 0 | 1 | Super Off Peak | 0 | 0 | 1 | Super Off Peak
2020 | 1 | 10 | 2020-01-10 | 4 | 0 | 0 | 0 | [6 empty] | 0 | 0 | 0 | 1 | Super Off Peak | 0 | 0 | 1 | Off Peak | 0 | 1 | Off Peak | 0 | 1 | Off Peak | 0 | 0 | 1 | Super Off Peak | 0 | 0 | 1 | Super Off Peak | 0 | 0 | 1 | Super Off Peak
2020 | 1 | 10 | 2020-01-10 | 5 | 0 | 0 | 0 | [6 empty] | 0 | 0 | 0 | 1 | Super Off Peak | 0 | 0 | 1 | Off Peak | 0 | 1 | Off Peak | 0 | 1 | Off Peak | 0 | 0 | 1 | Super Off Peak | 0 | 0 | 1 | Super Off Peak | 0 | 0 | 1 | Super Off Peak
2020 | 1 | 10 | 2020-01-10 | 6 | 0 | 0 | 0 | [6 empty] | 0 | 0 | 0 | 1 | Super Off Peak | 0 | 0 | 1 | Off Peak | 0 | 1 | Off Peak | 0 | 1 | Off Peak | 0 | 0 | 1 | Super Off Peak | 0 | 1 | 0 | Off Peak | 0 | 1 | 0 | Off Peak
2020 | 1 | 10 | 2020-01-10 | 7 | 0 | 0 | 0 | [6 empty] | 0 | 0 | 1 | 0 | Off Peak | 0 | 1 | 0 | Semi-Peak | 0 | 1 | Off Peak | 0 | 1 | Off Peak | 0 | 1 | 0 | Off Peak | 0 | 1 | 0 | Off Peak | 0 | 1 | 0 | Off Peak
2020 | 1 | 10 | 2020-01-10 | 8 | 0 | 0 | 0 | [6 empty] | 0 | 0 | 1 | 0 | Off Peak | 0 | 1 | 0 | Semi-Peak | 0 | 1 | Off Peak | 0 | 1 | Off Peak | 0 | 1 | 0 | Off Peak | 0 | 1 | 0 | Off Peak | 0 | 1 | 0 | Off Peak
2020 | 1 | 10 | 2020-01-10 | 9 | 0 | 0 | 0 | [6 empty] | 0 | 0 | 1 | 0 | Off Peak | 0 | 1 | 0 | Semi-Peak | 0 | 1 | Off Peak | 0 | 1 | Off Peak | 0 | 1 | 0 | Off Peak | 0 | 1 | 0 | Off Peak | 0 | 1 | 0 | Off Peak
2020 | 1 | 10 | 2020-01-10 | 10 | 0 | 0 | 0 | [6 empty] | 0 | 0 | 1 | 0 | Off Peak | 0 | 1 | 0 | Semi-Peak | 0 | 1 | Off Peak | 0 | 1 | Off Peak | 0 | 1 | 0 | Off Peak | 0 | 1 | 0 | Off Peak | 0 | 1 | 0 | Off Peak
2020 | 1 | 10 | 2020-01-10 | 11 | 0 | 0 | 0 | [6 empty] | 0 | 0 | 1 | 0 | Off Peak | 0 | 1 | 0 | Semi-Peak | 0 | 1 | Off Peak | 0 | 1 | Off Peak | 0 | 1 | 0 | Off Peak | 0 | 1 | 0 | Off Peak | 0 | 1 | 0 | Off Peak
2020 | 1 | 10 | 2020-01-10 | 12 | 0 | 0 | 0 | [6 empty] | 0 | 0 | 1 | 0 | Off Peak | 0 | 1 | 0 | Semi-Peak | 0 | 1 | Off Peak | 0 | 1 | Off Peak | 0 | 1 | 0 | Off Peak | 0 | 1 | 0 | Off Peak | 0 | 1 | 0 | Off Peak
2020 | 1 | 10 | 2020-01-10 | 13 | 0 | 0 | 0 | [6 empty] | 0 | 0 | 1 | 0 | Off Peak | 0 | 1 | 0 | Semi-Peak | 0 | 1 | Off Peak | 1 | 0 | On Peak | 0 | 1 | 0 | Off Peak | 1 | 0 | 0 | On Peak | 0 | 1 | 0 | Off Peak
2020 | 1 | 10 | 2020-01-10 | 14 | 0 | 0 | 0 | [6 empty] | 0 | 0 | 1 | 0 | Off Peak | 0 | 1 | 0 | Semi-Peak | 0 | 1 | Off Peak | 1 | 0 | On Peak | 0 | 1 | 0 | Off Peak | 1 | 0 | 0 | On Peak | 0 | 1 | 0 | Off Peak
2020 | 1 | 10 | 2020-01-10 | 15 | 0 | 0 | 0 | [6 empty] | 0 | 0 | 1 | 0 | Off Peak | 0 | 1 | 0 | Semi-Peak | 0 | 1 | Off Peak | 1 | 0 | On Peak | 0 | 1 | 0 | Off Peak | 1 | 0 | 0 | On Peak | 0 | 1 | 0 | Off Peak
2020 | 1 | 10 | 2020-01-10 | 16 | 0 | 0 | 0 | [6 empty] | 0 | 0 | 1 | 0 | Off Peak | 0 | 1 | 0 | Semi-Peak | 0 | 1 | Off Peak | 1 | 0 | On Peak | 0 | 1 | 0 | Off Peak | 1 | 0 | 0 | On Peak | 0 | 1 | 0 | Off Peak
2020 | 1 | 10 | 2020-01-10 | 17 | 0 | 0 | 0 | [6 empty] | 0 | 1 | 0 | 0 | On Peak | 0 | 1 | 0 | Semi-Peak | 1 | 0 | On Peak | 1 | 0 | On Peak | 0 | 1 | 0 | Off Peak | 1 | 0 | 0 | On Peak | 0 | 1 | 0 | Off Peak
2020 | 1 | 10 | 2020-01-10 | 18 | 0 | 0 | 0 | [6 empty] | 0 | 1 | 0 | 0 | On Peak | 1 | 0 | 0 | On Peak | 1 | 0 | On Peak | 1 | 0 | On Peak | 0 | 1 | 0 | Off Peak | 1 | 0 | 0 | On Peak | 0 | 1 | 0 | Off Peak
2020 | 1 | 10 | 2020-01-10 | 19 | 0 | 0 | 0 | [6 empty] | 0 | 1 | 0 | 0 | On Peak | 1 | 0 | 0 | On Peak | 1 | 0 | On Peak | 0 | 1 | Off Peak | 0 | 0 | 1 | Super Off Peak | 1 | 0 | 0 | On Peak | 0 | 1 | 0 | Off Peak
2020 | 1 | 10 | 2020-01-10 | 20 | 0 | 0 | 0 | [6 empty] | 0 | 1 | 0 | 0 | On Peak | 1 | 0 | 0 | On Peak | 1 | 0 | On Peak | 0 | 1 | Off Peak | 0 | 0 | 1 | Super Off Peak | 1 | 0 | 0 | On Peak | 1 | 0 | 0 | On Peak
2020 | 1 | 10 | 2020-01-10 | 21 | 0 | 0 | 0 | [6 empty] | 0 | 1 | 0 | 0 | On Peak | 0 | 1 | 0 | Semi-Peak | 1 | 0 | On Peak | 0 | 1 | Off Peak | 0 | 0 | 1 | Super Off Peak | 0 | 1 | 0 | Off Peak | 1 | 0 | 0 | On Peak
2020 | 1 | 10 | 2020-01-10 | 22 | 0 | 0 | 0 | [6 empty] | 0 | 0 | 1 | 0 | Off Peak | 0 | 1 | 0 | Semi-Peak | 0 | 1 | Off Peak | 0 | 1 | Off Peak | 0 | 0 | 1 | Super Off Peak | 0 | 1 | 0 | Off Peak | 1 | 0 | 0 | On Peak
2020 | 1 | 10 | 2020-01-10 | 23 | 0 | 0 | 0 | [6 empty] | 0 | 0 | 1 | 0 | Off Peak | 0 | 0 | 1 | Off Peak | 0 | 1 | Off Peak | 0 | 1 | Off Peak | 0 | 0 | 1 | Super Off Peak | 0 | 1 | 0 | Off Peak | 1 | 0 | 0 | On Peak
2020 | 1 | 10 | 2020-01-10 | 24 | 0 | 0 | 0 | [6 empty] | 0 | 0 | 1 | 0 | Off Peak | 0 | 0 | 1 | Off Peak | 0 | 1 | Off Peak | 0 | 1 | Off Peak | 0 | 0 | 1 | Super Off Peak | 0 | 1 | 0 | Off Peak | 1 | 0 | 0 | On Peak
2020 | 1 | 11 | 2020-01-11 | 1 | 0 | 1 | 0 | [6 empty] | 0 | 0 | 0 | 1 | Super Off Peak | 0 | 0 | 1 | Off Peak | 0 | 1 | Off Peak | 0 | 1 | Off Peak | 0 | 0 | 1 | Super Off Peak | 0 | 0 | 1 | Super Off Peak | 0 | 0 | 1 | Super Off Peak
2020 | 1 | 11 | 2020-01-11 | 2 | 0 | 1 | 0 | [6 empty] | 0 | 0 | 0 | 1 | Super Off Peak | 0 | 0 | 1 | Off Peak | 0 | 1 | Off Peak | 0 | 1 | Off Peak | 0 | 0 | 1 | Super Off Peak | 0 | 0 | 1 | Super Off Peak | 0 | 0 | 1 | Super Off Peak
2020 | 1 | 11 | 2020-01-11 | 3 | 0 | 1 | 0 | [6 empty] | 0 | 0 | 0 | 1 | Super Off Peak | 0 | 0 | 1 | Off Peak | 0 | 1 | Off Peak | 0 | 1 | Off Peak | 0 | 0 | 1 | Super Off Peak | 0 | 0 | 1 | Super Off Peak | 0 | 0 | 1 | Super Off Peak
2020 | 1 | 11 | 2020-01-11 | 4 | 0 | 1 | 0 | [6 empty] | 0 | 0 | 0 | 1 | Super Off Peak | 0 | 0 | 1 | Off Peak | 0 | 1 | Off Peak | 0 | 1 | Off Peak | 0 | 0 | 1 | Super Off Peak | 0 | 0 | 1 | Super Off Peak | 0 | 0 | 1 | Super Off Peak
2020 | 1 | 11 | 2020-01-11 | 5 | 0 | 1 | 0 | [6 empty] | 0 | 0 | 0 | 1 | Super Off Peak | 0 | 0 | 1 | Off Peak | 0 | 1 | Off Peak | 0 | 1 | Off Peak | 0 | 0 | 1 | Super Off Peak | 0 | 0 | 1 | Super Off Peak | 0 | 0 | 1 | Super Off Peak
2020 | 1 | 11 | 2020-01-11 | 6 | 0 | 1 | 0 | [6 empty] | 0 | 0 | 0 | 1 | Super Off Peak | 0 | 0 | 1 | Off Peak | 0 | 1 | Off Peak | 0 | 1 | Off Peak | 0 | 0 | 1 | Super Off Peak | 0 | 1 | 0 | Off Peak | 0 | 1 | 0 | Off Peak
2020 | 1 | 11 | 2020-01-11 | 7 | 0 | 1 | 0 | [6 empty] | 0 | 0 | 0 | 1 | Super Off Peak | 0 | 0 | 1 | Off Peak | 0 | 1 | Off Peak | 0 | 1 | Off Peak | 0 | 0 | 1 | Super Off Peak | 0 | 1 | 0 | Off Peak | 0 | 1 | 0 | Off Peak
2020 | 1 | 11 | 2020-01-11 | 8 | 0 | 1 | 0 | [6 empty] | 0 | 0 | 0 | 1 | Super Off Peak | 0 | 0 | 1 | Off Peak | 0 | 1 | Off Peak | 0 | 1 | Off Peak | 0 | 0 | 1 | Super Off Peak | 0 | 1 | 0 | Off Peak | 0 | 1 | 0 | Off Peak
2020 | 1 | 11 | 2020-01-11 | 9 | 0 | 1 | 0 | [6 empty] | 0 | 0 | 0 | 1 | Super Off Peak | 0 | 0 | 1 | Off Peak | 0 | 1 | Off Peak | 0 | 1 | Off Peak | 0 | 0 | 1 | Super Off Peak | 0 | 1 | 0 | Off Peak | 0 | 1 | 0 | Off Peak
2020 | 1 | 11 | 2020-01-11 | 10 | 0 | 1 | 0 | [6 empty] | 0 | 0 | 0 | 1 | Super Off Peak | 0 | 0 | 1 | Off Peak | 0 | 1 | Off Peak | 0 | 1 | Off Peak | 0 | 0 | 1 | Super Off Peak | 0 | 1 | 0 | Off Peak | 0 | 1 | 0 | Off Peak
2020 | 1 | 11 | 2020-01-11 | 11 | 0 | 1 | 0 | [6 empty] | 0 | 0 | 0 | 1 | Super Off Peak | 0 | 0 | 1 | Off Peak | 0 | 1 | Off Peak | 0 | 1 | Off Peak | 0 | 0 | 1 | Super Off Peak | 0 | 1 | 0 | Off Peak | 0 | 1 | 0 | Off Peak
2020 | 1 | 11 | 2020-01-11 | 12 | 0 | 1 | 0 | [6 empty] | 0 | 0 | 0 | 1 | Super Off Peak | 0 | 0 | 1 | Off Peak | 0 | 1 | Off Peak | 0 | 1 | Off Peak | 0 | 0 | 1 | Super Off Peak | 0 | 1 | 0 | Off Peak | 0 | 1 | 0 | Off Peak
2020 | 1 | 11 | 2020-01-11 | 13 | 0 | 1 | 0 | [6 empty] | 0 | 0 | 0 | 1 | Super Off Peak | 0 | 0 | 1 | Off Peak | 0 | 1 | Off Peak | 0 | 1 | Off Peak | 0 | 0 | 1 | Super Off Peak | 1 | 0 | 0 | On Peak | 0 | 1 | 0 | Off Peak
2020 | 1 | 11 | 2020-01-11 | 14 | 0 | 1 | 0 | [6 empty] | 0 | 0 | 0 | 1 | Super Off Peak | 0 | 0 | 1 | Off Peak | 0 | 1 | Off Peak | 0 | 1 | Off Peak | 0 | 0 | 1 | Super Off Peak | 1 | 0 | 0 | On Peak | 0 | 1 | 0 | Off Peak
2020 | 1 | 11 | 2020-01-11 | 15 | 0 | 1 | 0 | [6 empty] | 0 | 0 | 1 | 0 | Off Peak | 0 | 0 | 1 | Off Peak | 0 | 1 | Off Peak | 0 | 1 | Off Peak | 0 | 0 | 1 | Super Off Peak | 1 | 0 | 0 | On Peak | 0 | 1 | 0 | Off Peak
2020 | 1 | 11 | 2020-01-11 | 16 | 0 | 1 | 0 | [6 empty] | 0 | 0 | 1 | 0 | Off Peak | 0 | 0 | 1 | Off Peak | 0 | 1 | Off Peak | 0 | 1 | Off Peak | 0 | 0 | 1 | Super Off Peak | 1 | 0 | 0 | On Peak | 0 | 1 | 0 | Off Peak
2020 | 1 | 11 | 2020-01-11 | 17 | 0 | 1 | 0 | [6 empty] | 0 | 1 | 0 | 0 | On Peak | 0 | 0 | 1 | Off Peak | 0 | 1 | Off Peak | 0 | 1 | Off Peak | 0 | 0 | 1 | Super Off Peak | 1 | 0 | 0 | On Peak | 0 | 1 | 0 | Off Peak
2020 | 1 | 11 | 2020-01-11 | 18 | 0 | 1 | 0 | [6 empty] | 0 | 1 | 0 | 0 | On Peak | 0 | 0 | 1 | Off Peak | 0 | 1 | Off Peak | 0 | 1 | Off Peak | 0 | 0 | 1 | Super Off Peak | 1 | 0 | 0 | On Peak | 0 | 1 | 0 | Off Peak
2020 | 1 | 11 | 2020-01-11 | 19 | 0 | 1 | 0 | [6 empty] | 0 | 1 | 0 | 0 | On Peak | 0 | 0 | 1 | Off Peak | 0 | 1 | Off Peak | 0 | 1 | Off Peak | 0 | 0 | 1 | Super Off Peak | 1 | 0 | 0 | On Peak | 0 | 1 | 0 | Off Peak
2020 | 1 | 11 | 2020-01-11 | 20 | 0 | 1 | 0 | [6 empty] | 0 | 1 | 0 | 0 | On Peak | 0 | 0 | 1 | Off Peak | 0 | 1 | Off Peak | 0 | 1 | Off Peak | 0 | 0 | 1 | Super Off Peak | 1 | 0 | 0 | On Peak | 1 | 0 | 0 | On Peak
2020 | 1 | 11 | 2020-01-11 | 21 | 0 | 1 | 0 | [6 empty] | 0 | 1 | 0 | 0 | On Peak | 0 | 0 | 1 | Off Peak | 0 | 1 | Off Peak | 0 | 1 | Off Peak | 0 | 0 | 1 | Super Off Peak | 0 | 1 | 0 | Off Peak | 1 | 0 | 0 | On Peak
2020 | 1 | 11 | 2020-01-11 | 22 | 0 | 1 | 0 | [6 empty] | 0 | 0 | 1 | 0 | Off Peak | 0 | 0 | 1 | Off Peak | 0 | 1 | Off Peak | 0 | 1 | Off Peak | 0 | 0 | 1 | Super Off Peak | 0 | 1 | 0 | Off Peak | 1 | 0 | 0 | On Peak
2020 | 1 | 11 | 2020-01-11 | 23 | 0 | 1 | 0 | [6 empty] | 0 | 0 | 1 | 0 | Off Peak | 0 | 0 | 1 | Off Peak | 0 | 1 | Off Peak | 0 | 1 | Off Peak | 0 | 0 | 1 | Super Off Peak | 0 | 1 | 0 | Off Peak | 1 | 0 | 0 | On Peak
2020 | 1 | 11 | 2020-01-11 | 24 | 0 | 1 | 0 | [6 empty] | 0 | 0 | 1 | 0 | Off Peak | 0 | 0 | 1 | Off Peak | 0 | 1 | Off Peak | 0 | 1 | Off Peak | 0 | 0 | 1 | Super Off Peak | 0 | 1 | 0 | Off Peak | 1 | 0 | 0 | On Peak
2020 | 1 | 12 | 2020-01-12 | 1 | 0 | 1 | 0 | [6 empty] | 0 | 0 | 0 | 1 | Super Off Peak | 0 | 0 | 1 | Off Peak | 0 | 1 | Off Peak | 0 | 1 | Off Peak | 0 | 0 | 1 | Super Off Peak | 0 | 0 | 1 | Super Off Peak | 0 | 0 | 1 | Super Off Peak
2020 | 1 | 12 | 2020-01-12 | 2 | 0 | 1 | 0 | [6 empty] | 0 | 0 | 0 | 1 | Super Off Peak | 0 | 0 | 1 | Off Peak | 0 | 1 | Off Peak | 0 | 1 | Off Peak | 0 | 0 | 1 | Super Off Peak | 0 | 0 | 1 | Super Off Peak | 0 | 0 | 1 | Super Off Peak
2020 | 1 | 12 | 2020-01-12 | 3 | 0 | 1 | 0 | [6 empty] | 0 | 0 | 0 | 1 | Super Off Peak | 0 | 0 | 1 | Off Peak | 0 | 1 | Off Peak | 0 | 1 | Off Peak | 0 | 0 | 1 | Super Off Peak | 0 | 0 | 1 | Super Off Peak | 0 | 0 | 1 | Super Off Peak
2020 | 1 | 12 | 2020-01-12 | 4 | 0 | 1 | 0 | [6 empty] | 0 | 0 | 0 | 1 | Super Off Peak | 0 | 0 | 1 | Off Peak | 0 | 1 | Off Peak | 0 | 1 | Off Peak | 0 | 0 | 1 | Super Off Peak | 0 | 0 | 1 | Super Off Peak | 0 | 0 | 1 | Super Off Peak
2020 | 1 | 12 | 2020-01-12 | 5 | 0 | 1 | 0 | [6 empty] | 0 | 0 | 0 | 1 | Super Off Peak | 0 | 0 | 1 | Off Peak | 0 | 1 | Off Peak | 0 | 1 | Off Peak | 0 | 0 | 1 | Super Off Peak | 0 | 0 | 1 | Super Off Peak | 0 | 0 | 1 | Super Off Peak
2020 | 1 | 12 | 2020-01-12 | 6 | 0 | 1 | 0 | [6 empty] | 0 | 0 | 0 | 1 | Super Off Peak | 0 | 0 | 1 | Off Peak | 0 | 1 | Off Peak | 0 | 1 | Off Peak | 0 | 0 | 1 | Super Off Peak | 0 | 1 | 0 | Off Peak | 0 | 1 | 0 | Off Peak
2020 | 1 | 12 | 2020-01-12 | 7 | 0 | 1 | 0 | [6 empty] | 0 | 0 | 0 | 1 | Super Off Peak | 0 | 0 | 1 | Off Peak | 0 | 1 | Off Peak | 0 | 1 | Off Peak | 0 | 0 | 1 | Super Off Peak | 0 | 1 | 0 | Off Peak | 0 | 1 | 0 | Off Peak
2020 | 1 | 12 | 2020-01-12 | 8 | 0 | 1 | 0 | [6 empty] | 0 | 0 | 0 | 1 | Super Off Peak | 0 | 0 | 1 | Off Peak | 0 | 1 | Off Peak | 0 | 1 | Off Peak | 0 | 0 | 1 | Super Off Peak | 0 | 1 | 0 | Off Peak | 0 | 1 | 0 | Off Peak
2020 | 1 | 12 | 2020-01-12 | 9 | 0 | 1 | 0 | [6 empty] | 0 | 0 | 0 | 1 | Super Off Peak | 0 | 0 | 1 | Off Peak | 0 | 1 | Off Peak | 0 | 1 | Off Peak | 0 | 0 | 1 | Super Off Peak | 0 | 1 | 0 | Off Peak | 0 | 1 | 0 | Off Peak
2020 | 1 | 12 | 2020-01-12 | 10 | 0 | 1 | 0 | [6 empty] | 0 | 0 | 0 | 1 | Super Off Peak | 0 | 0 | 1 | Off Peak | 0 | 1 | Off Peak | 0 | 1 | Off Peak | 0 | 0 | 1 | Super Off Peak | 0 | 1 | 0 | Off Peak | 0 | 1 | 0 | Off Peak
2020 | 1 | 12 | 2020-01-12 | 11 | 0 | 1 | 0 | [6 empty] | 0 | 0 | 0 | 1 | Super Off Peak | 0 | 0 | 1 | Off Peak | 0 | 1 | Off Peak | 0 | 1 | Off Peak | 0 | 0 | 1 | Super Off Peak | 0 | 1 | 0 | Off Peak | 0 | 1 | 0 | Off Peak
2020 | 1 | 12 | 2020-01-12 | 12 | 0 | 1 | 0 | [6 empty] | 0 | 0 | 0 | 1 | Super Off Peak | 0 | 0 | 1 | Off Peak | 0 | 1 | Off Peak | 0 | 1 | Off Peak | 0 | 0 | 1 | Super Off Peak | 0 | 1 | 0 | Off Peak | 0 | 1 | 0 | Off Peak
2020 | 1 | 12 | 2020-01-12 | 13 | 0 | 1 | 0 | [6 empty] | 0 | 0 | 0 | 1 | Super Off Peak | 0 | 0 | 1 | Off Peak | 0 | 1 | Off Peak | 0 | 1 | Off Peak | 0 | 0 | 1 | Super Off Peak | 1 | 0 | 0 | On Peak | 0 | 1 | 0 | Off Peak
2020 | 1 | 12 | 2020-01-12 | 14 | 0 | 1 | 0 | [6 empty] | 0 | 0 | 0 | 1 | Super Off Peak | 0 | 0 | 1 | Off Peak | 0 | 1 | Off Peak | 0 | 1 | Off Peak | 0 | 0 | 1 | Super Off Peak | 1 | 0 | 0 | On Peak | 0 | 1 | 0 | Off Peak
2020 | 1 | 12 | 2020-01-12 | 15 | 0 | 1 | 0 | [6 empty] | 0 | 0 | 1 | 0 | Off Peak | 0 | 0 | 1 | Off Peak | 0 | 1 | Off Peak | 0 | 1 | Off Peak | 0 | 0 | 1 | Super Off Peak | 1 | 0 | 0 | On Peak | 0 | 1 | 0 | Off Peak
2020 | 1 | 12 | 2020-01-12 | 16 | 0 | 1 | 0 | [6 empty] | 0 | 0 | 1 | 0 | Off Peak | 0 | 0 | 1 | Off Peak | 0 | 1 | Off Peak | 0 | 1 | Off Peak | 0 | 0 | 1 | Super Off Peak | 1 | 0 | 0 | On Peak | 0 | 1 | 0 | Off Peak
2020 | 1 | 12 | 2020-01-12 | 17 | 0 | 1 | 0 | [6 empty] | 0 | 1 | 0 | 0 | On Peak | 0 | 0 | 1 | Off Peak | 0 | 1 | Off Peak | 0 | 1 | Off Peak | 0 | 0 | 1 | Super Off Peak | 1 | 0 | 0 | On Peak | 0 | 1 | 0 | Off Peak
2020 | 1 | 12 | 2020-01-12 | 18 | 0 | 1 | 0 | [6 empty] | 0 | 1 | 0 | 0 | On Peak | 0 | 0 | 1 | Off Peak | 0 | 1 | Off Peak | 0 | 1 | Off Peak | 0 | 0 | 1 | Super Off Peak | 1 | 0 | 0 | On Peak | 0 | 1 | 0 | Off Peak
2020 | 1 | 12 | 2020-01-12 | 19 | 0 | 1 | 0 | [6 empty] | 0 | 1 | 0 | 0 | On Peak | 0 | 0 | 1 | Off Peak | 0 | 1 | Off Peak | 0 | 1 | Off Peak | 0 | 0 | 1 | Super Off Peak | 1 | 0 | 0 | On Peak | 0 | 1 | 0 | Off Peak
2020 | 1 | 12 | 2020-01-12 | 20 | 0 | 1 | 0 | [6 empty] | 0 | 1 | 0 | 0 | On Peak | 0 | 0 | 1 | Off Peak | 0 | 1 | Off Peak | 0 | 1 | Off Peak | 0 | 0 | 1 | Super Off Peak | 1 | 0 | 0 | On Peak | 1 | 0 | 0 | On Peak
2020 | 1 | 12 | 2020-01-12 | 21 | 0 | 1 | 0 | [6 empty] | 0 | 1 | 0 | 0 | On Peak | 0 | 0 | 1 | Off Peak | 0 | 1 | Off Peak | 0 | 1 | Off Peak | 0 | 0 | 1 | Super Off Peak | 0 | 1 | 0 | Off Peak | 1 | 0 | 0 | On Peak
2020 | 1 | 12 | 2020-01-12 | 22 | 0 | 1 | 0 | [6 empty] | 0 | 0 | 1 | 0 | Off Peak | 0 | 0 | 1 | Off Peak | 0 | 1 | Off Peak | 0 | 1 | Off Peak | 0 | 0 | 1 | Super Off Peak | 0 | 1 | 0 | Off Peak | 1 | 0 | 0 | On Peak
2020 | 1 | 12 | 2020-01-12 | 23 | 0 | 1 | 0 | [6 empty] | 0 | 0 | 1 | 0 | Off Peak | 0 | 0 | 1 | Off Peak | 0 | 1 | Off Peak | 0 | 1 | Off Peak | 0 | 0 | 1 | Super Off Peak | 0 | 1 | 0 | Off Peak | 1 | 0 | 0 | On Peak
2020 | 1 | 12 | 2020-01-12 | 24 | 0 | 1 | 0 | [6 empty] | 0 | 0 | 1 | 0 | Off Peak | 0 | 0 | 1 | Off Peak | 0 | 1 | Off Peak | 0 | 1 | Off Peak | 0 | 0 | 1 | Super Off Peak | 0 | 1 | 0 | Off Peak | 1 | 0 | 0 | On Peak
2020 | 1 | 13 | 2020-01-13 | 1 | 0 | 0 | 0 | [6 empty] | 0 | 0 | 0 | 1 | Super Off Peak | 0 | 0 | 1 | Off Peak | 0 | 1 | Off Peak | 0 | 1 | Off Peak | 0 | 0 | 1 | Super Off Peak | 0 | 0 | 1 | Super Off Peak | 0 | 0 | 1 | Super Off Peak
2020 | 1 | 13 | 2020-01-13 | 2 | 0 | 0 | 0 | [6 empty] | 0 | 0 | 0 | 1 | Super Off Peak | 0 | 0 | 1 | Off Peak | 0 | 1 | Off Peak | 0 | 1 | Off Peak | 0 | 0 | 1 | Super Off Peak | 0 | 0 | 1 | Super Off Peak | 0 | 0 | 1 | Super Off Peak
2020 | 1 | 13 | 2020-01-13 | 3 | 0 | 0 | 0 | [6 empty] | 0 | 0 | 0 | 1 | Super Off Peak | 0 | 0 | 1 | Off Peak | 0 | 1 | Off Peak | 0 | 1 | Off Peak | 0 | 0 | 1 | Super Off Peak | 0 | 0 | 1 | Super Off Peak | 0 | 0 | 1 | Super Off Peak
2020 | 1 | 13 | 2020-01-13 | 4 | 0 | 0 | 0 | [6 empty] | 0 | 0 | 0 | 1 | Super Off Peak | 0 | 0 | 1 | Off Peak | 0 | 1 | Off Peak | 0 | 1 | Off Peak | 0 | 0 | 1 | Super Off Peak | 0 | 0 | 1 | Super Off Peak | 0 | 0 | 1 | Super Off Peak
2020 | 1 | 13 | 2020-01-13 | 5 | 0 | 0 | 0 | [6 empty] | 0 | 0 | 0 | 1 | Super Off Peak | 0 | 0 | 1 | Off Peak | 0 | 1 | Off Peak | 0 | 1 | Off Peak | 0 | 0 | 1 | Super Off Peak | 0 | 0 | 1 | Super Off Peak | 0 | 0 | 1 | Super Off Peak
2020 | 1 | 13 | 2020-01-13 | 6 | 0 | 0 | 0 | [6 empty] | 0 | 0 | 0 | 1 | Super Off Peak | 0 | 0 | 1 | Off Peak | 0 | 1 | Off Peak | 0 | 1 | Off Peak | 0 | 0 | 1 | Super Off Peak | 0 | 1 | 0 | Off Peak | 0 | 1 | 0 | Off Peak
2020 | 1 | 13 | 2020-01-13 | 7 | 0 | 0 | 0 | [6 empty] | 0 | 0 | 1 | 0 | Off Peak | 0 | 1 | 0 | Semi-Peak | 0 | 1 | Off Peak | 0 | 1 | Off Peak | 0 | 1 | 0 | Off Peak | 0 | 1 | 0 | Off Peak | 0 | 1 | 0 | Off Peak
2020 | 1 | 13 | 2020-01-13 | 8 | 0 | 0 | 0 | [6 empty] | 0 | 0 | 1 | 0 | Off Peak | 0 | 1 | 0 | Semi-Peak | 0 | 1 | Off Peak | 0 | 1 | Off Peak | 0 | 1 | 0 | Off Peak | 0 | 1 | 0 | Off Peak | 0 | 1 | 0 | Off Peak
2020 | 1 | 13 | 2020-01-13 | 9 | 0 | 0 | 0 | [6 empty] | 0 | 0 | 1 | 0 | Off Peak | 0 | 1 | 0 | Semi-Peak | 0 | 1 | Off Peak | 0 | 1 | Off Peak | 0 | 1 | 0 | Off Peak | 0 | 1 | 0 | Off Peak | 0 | 1 | 0 | Off Peak
2020 | 1 | 13 | 2020-01-13 | 10 | 0 | 0 | 0 | [6 empty] | 0 | 0 | 1 | 0 | Off Peak | 0 | 1 | 0 | Semi-Peak | 0 | 1 | Off Peak | 0 | 1 | Off Peak | 0 | 1 | 0 | Off Peak | 0 | 1 | 0 | Off Peak | 0 | 1 | 0 | Off Peak
2020 | 1 | 13 | 2020-01-13 | 11 | 0 | 0 | 0 | [6 empty] | 0 | 0 | 1 | 0 | Off Peak | 0 | 1 | 0 | Semi-Peak | 0 | 1 | Off Peak | 0 | 1 | Off Peak | 0 | 1 | 0 | Off Peak | 0 | 1 | 0 | Off Peak | 0 | 1 | 0 | Off Peak
2020 | 1 | 13 | 2020-01-13 | 12 | 0 | 0 | 0 | [6 empty] | 0 | 0 | 1 | 0 | Off Peak | 0 | 1 | 0 | Semi-Peak | 0 | 1 | Off Peak | 0 | 1 | Off Peak | 0 | 1 | 0 | Off Peak | 0 | 1 | 0 | Off Peak | 0 | 1 | 0 | Off Peak
2020 | 1 | 13 | 2020-01-13 | 13 | 0 | 0 | 0 | [6 empty] | 0 | 0 | 1 | 0 | Off Peak | 0 | 1 | 0 | Semi-Peak | 0 | 1 | Off Peak | 1 | 0 | On Peak | 0 | 1 | 0 | Off Peak | 1 | 0 | 0 | On Peak | 0 | 1 | 0 | Off Peak
2020 | 1 | 13 | 2020-01-13 | 14 | 0 | 0 | 0 | [6 empty] | 0 | 0 | 1 | 0 | Off Peak | 0 | 1 | 0 | Semi-Peak | 0 | 1 | Off Peak | 1 | 0 | On Peak | 0 | 1 | 0 | Off Peak | 1 | 0 | 0 | On Peak | 0 | 1 | 0 | Off Peak
2020 | 1 | 13 | 2020-01-13 | 15 | 0 | 0 | 0 | [6 empty] | 0 | 0 | 1 | 0 | Off Peak | 0 | 1 | 0 | Semi-Peak | 0 | 1 | Off Peak | 1 | 0 | On Peak | 0 | 1 | 0 | Off Peak | 1 | 0 | 0 | On Peak | 0 | 1 | 0 | Off Peak
2020 | 1 | 13 | 2020-01-13 | 16 | 0 | 0 | 0 | [6 empty] | 0 | 0 | 1 | 0 | Off Peak | 0 | 1 | 0 | Semi-Peak | 0 | 1 | Off Peak | 1 | 0 | On Peak | 0 | 1 | 0 | Off Peak | 1 | 0 | 0 | On Peak | 0 | 1 | 0 | Off Peak
2020 | 1 | 13 | 2020-01-13 | 17 | 0 | 0 | 0 | [6 empty] | 0 | 1 | 0 | 0 | On Peak | 0 | 1 | 0 | Semi-Peak | 1 | 0 | On Peak | 1 | 0 | On Peak | 0 | 1 | 0 | Off Peak | 1 | 0 | 0 | On Peak | 0 | 1 | 0 | Off Peak
2020 | 1 | 13 | 2020-01-13 | 18 | 0 | 0 | 0 | [6 empty] | 0 | 1 | 0 | 0 | On Peak | 1 | 0 | 0 | On Peak | 1 | 0 | On Peak | 1 | 0 | On Peak | 0 | 1 | 0 | Off Peak | 1 | 0 | 0 | On Peak | 0 | 1 | 0 | Off Peak
2020 | 1 | 13 | 2020-01-13 | 19 | 0 | 0 | 0 | [6 empty] | 0 | 1 | 0 | 0 | On Peak | 1 | 0 | 0 | On Peak | 1 | 0 | On Peak | 0 | 1 | Off Peak | 0 | 0 | 1 | Super Off Peak | 1 | 0 | 0 | On Peak | 0 | 1 | 0 | Off Peak
2020 | 1 | 13 | 2020-01-13 | 20 | 0 | 0 | 0 | [6 empty] | 0 | 1 | 0 | 0 | On Peak | 1 | 0 | 0 | On Peak | 1 | 0 | On Peak | 0 | 1 | Off Peak | 0 | 0 | 1 | Super Off Peak | 1 | 0 | 0 | On Peak | 1 | 0 | 0 | On Peak
2020 | 1 | 13 | 2020-01-13 | 21 | 0 | 0 | 0 | [6 empty] | 0 | 1 | 0 | 0 | On Peak | 0 | 1 | 0 | Semi-Peak | 1 | 0 | On Peak | 0 | 1 | Off Peak | 0 | 0 | 1 | Super Off Peak | 0 | 1 | 0 | Off Peak | 1 | 0 | 0 | On Peak
2020 | 1 | 13 | 2020-01-13 | 22 | 0 | 0 | 0 | [6 empty] | 0 | 0 | 1 | 0 | Off Peak | 0 | 1 | 0 | Semi-Peak | 0 | 1 | Off Peak | 0 | 1 | Off Peak | 0 | 0 | 1 | Super Off Peak | 0 | 1 | 0 | Off Peak | 1 | 0 | 0 | On Peak
2020 | 1 | 13 | 2020-01-13 | 23 | 0 | 0 | 0 | [6 empty] | 0 | 0 | 1 | 0 | Off Peak | 0 | 0 | 1 | Off Peak | 0 | 1 | Off Peak | 0 | 1 | Off Peak | 0 | 0 | 1 | Super Off Peak | 0 | 1 | 0 | Off Peak | 1 | 0 | 0 | On Peak
2020 | 1 | 13 | 2020-01-13 | 24 | 0 | 0 | 0 | [6 empty] | 0 | 0 | 1 | 0 | Off Peak | 0 | 0 | 1 | Off Peak | 0 | 1 | Off Peak | 0 | 1 | Off Peak | 0 | 0 | 1 | Super Off Peak | 0 | 1 | 0 | Off Peak | 1 | 0 | 0 | On Peak
2020 | 1 | 14 | 2020-01-14 | 1 | 0 | 0 | 0 | [6 empty] | 0 | 0 | 0 | 1 | Super Off Peak | 0 | 0 | 1 | Off Peak | 0 | 1 | Off Peak | 0 | 1 | Off Peak | 0 | 0 | 1 | Super Off Peak | 0 | 0 | 1 | Super Off Peak | 0 | 0 | 1 | Super Off Peak
2020 | 1 | 14 | 2020-01-14 | 2 | 0 | 0 | 0 | [6 empty] | 0 | 0 | 0 | 1 | Super Off Peak | 0 | 0 | 1 | Off Peak | 0 | 1 | Off Peak | 0 | 1 | Off Peak | 0 | 0 | 1 | Super Off Peak | 0 | 0 | 1 | Super Off Peak | 0 | 0 | 1 | Super Off Peak
2020 | 1 | 14 | 2020-01-14 | 3 | 0 | 0 | 0 | [6 empty] | 0 | 0 | 0 | 1 | Super Off Peak | 0 | 0 | 1 | Off Peak | 0 | 1 | Off Peak | 0 | 1 | Off Peak | 0 | 0 | 1 | Super Off Peak | 0 | 0 | 1 | Super Off Peak | 0 | 0 | 1 | Super Off Peak
2020 | 1 | 14 | 2020-01-14 | 4 | 0 | 0 | 0 | [6 empty] | 0 | 0 | 0 | 1 | Super Off Peak | 0 | 0 | 1 | Off Peak | 0 | 1 | Off Peak | 0 | 1 | Off Peak | 0 | 0 | 1 | Super Off Peak | 0 | 0 | 1 | Super Off Peak | 0 | 0 | 1 | Super Off Peak
2020 | 1 | 14 | 2020-01-14 | 5 | 0 | 0 | 0 | [6 empty] | 0 | 0 | 0 | 1 | Super Off Peak | 0 | 0 | 1 | Off Peak | 0 | 1 | Off Peak | 0 | 1 | Off Peak | 0 | 0 | 1 | Super Off Peak | 0 | 0 | 1 | Super Off Peak | 0 | 0 | 1 | Super Off Peak
2020 | 1 | 14 | 2020-01-14 | 6 | 0 | 0 | 0 | [6 empty] | 0 | 0 | 0 | 1 | Super Off Peak | 0 | 0 | 1 | Off Peak | 0 | 1 | Off Peak | 0 | 1 | Off Peak | 0 | 0 | 1 | Super Off Peak | 0 | 1 | 0 | Off Peak | 0 | 1 | 0 | Off Peak
2020 | 1 | 14 | 2020-01-14 | 7 | 0 | 0 | 0 | [6 empty] | 0 | 0 | 1 | 0 | Off Peak | 0 | 1 | 0 | Semi-Peak | 0 | 1 | Off Peak | 0 | 1 | Off Peak | 0 | 1 | 0 | Off Peak | 0 | 1 | 0 | Off Peak | 0 | 1 | 0 | Off Peak
2020 | 1 | 14 | 2020-01-14 | 8 | 0 | 0 | 0 | [6 empty] | 0 | 0 | 1 | 0 | Off Peak | 0 | 1 | 0 | Semi-Peak | 0 | 1 | Off Peak | 0 | 1 | Off Peak | 0 | 1 | 0 | Off Peak | 0 | 1 | 0 | Off Peak | 0 | 1 | 0 | Off Peak
2020 | 1 | 14 | 2020-01-14 | 9 | 0 | 0 | 0 | [6 empty] | 0 | 0 | 1 | 0 | Off Peak | 0 | 1 | 0 | Semi-Peak | 0 | 1 | Off Peak | 0 | 1 | Off Peak | 0 | 1 | 0 | Off Peak | 0 | 1 | 0 | Off Peak | 0 | 1 | 0 | Off Peak
2020 | 1 | 14 | 2020-01-14 | 10 | 0 | 0 | 0 | [6 empty] | 0 | 0 | 1 | 0 | Off Peak | 0 | 1 | 0 | Semi-Peak | 0 | 1 | Off Peak | 0 | 1 | Off Peak | 0 | 1 | 0 | Off Peak | 0 | 1 | 0 | Off Peak | 0 | 1 | 0 | Off Peak
2020 | 1 | 14 | 2020-01-14 | 11 | 0 | 0 | 0 | [6 empty] | 0 | 0 | 1 | 0 | Off Peak | 0 | 1 | 0 | Semi-Peak | 0 | 1 | Off Peak | 0 | 1 | Off Peak | 0 | 1 | 0 | Off Peak | 0 | 1 | 0 | Off Peak | 0 | 1 | 0 | Off Peak
2020 | 1 | 14 | 2020-01-14 | 12 | 0 | 0 | 0 | [6 empty] | 0 | 0 | 1 | 0 | Off Peak | 0 | 1 | 0 | Semi-Peak | 0 | 1 | Off Peak | 0 | 1 | Off Peak | 0 | 1 | 0 | Off Peak | 0 | 1 | 0 | Off Peak | 0 | 1 | 0 | Off Peak
2020 | 1 | 14 | 2020-01-14 | 13 | 0 | 0 | 0 | [6 empty] | 0 | 0 | 1 | 0 | Off Peak | 0 | 1 | 0 | Semi-Peak | 0 | 1 | Off Peak | 1 | 0 | On Peak | 0 | 1 | 0 | Off Peak | 1 | 0 | 0 | On Peak | 0 | 1 | 0 | Off Peak
2020 | 1 | 14 | 2020-01-14 | 14 | 0 | 0 | 0 | [6 empty] | 0 | 0 | 1 | 0 | Off Peak | 0 | 1 | 0 | Semi-Peak | 0 | 1 | Off Peak | 1 | 0 | On Peak | 0 | 1 | 0 | Off Peak | 1 | 0 | 0 | On Peak | 0 | 1 | 0 | Off Peak
2020 | 1 | 14 | 2020-01-14 | 15 | 0 | 0 | 0 | [6 empty] | 0 | 0 | 1 | 0 | Off Peak | 0 | 1 | 0 | Semi-Peak | 0 | 1 | Off Peak | 1 | 0 | On Peak | 0 | 1 | 0 | Off Peak | 1 | 0 | 0 | On Peak | 0 | 1 | 0 | Off Peak
2020 | 1 | 14 | 2020-01-14 | 16 | 0 | 0 | 0 | [6 empty] | 0 | 0 | 1 | 0 | Off Peak | 0 | 1 | 0 | Semi-Peak | 0 | 1 | Off Peak | 1 | 0 | On Peak | 0 | 1 | 0 | Off Peak | 1 | 0 | 0 | On Peak | 0 | 1 | 0 | Off Peak
2020 | 1 | 14 | 2020-01-14 | 17 | 0 | 0 | 0 | [6 empty] | 0 | 1 | 0 | 0 | On Peak | 0 | 1 | 0 | Semi-Peak | 1 | 0 | On Peak | 1 | 0 | On Peak | 0 | 1 | 0 | Off Peak | 1 | 0 | 0 | On Peak | 0 | 1 | 0 | Off Peak
2020 | 1 | 14 | 2020-01-14 | 18 | 0 | 0 | 0 | [6 empty] | 0 | 1 | 0 | 0 | On Peak | 1 | 0 | 0 | On Peak | 1 | 0 | On Peak | 1 | 0 | On Peak | 0 | 1 | 0 | Off Peak | 1 | 0 | 0 | On Peak | 0 | 1 | 0 | Off Peak
2020 | 1 | 14 | 2020-01-14 | 19 | 0 | 0 | 0 | [6 empty] | 0 | 1 | 0 | 0 | On Peak | 1 | 0 | 0 | On Peak | 1 | 0 | On Peak | 0 | 1 | Off Peak | 0 | 0 | 1 | Super Off Peak | 1 | 0 | 0 | On Peak | 0 | 1 | 0 | Off Peak
2020 | 1 | 14 | 2020-01-14 | 20 | 0 | 0 | 0 | [6 empty] | 0 | 1 | 0 | 0 | On Peak | 1 | 0 | 0 | On Peak | 1 | 0 | On Peak | 0 | 1 | Off Peak | 0 | 0 | 1 | Super Off Peak | 1 | 0 | 0 | On Peak | 1 | 0 | 0 | On Peak
2020 | 1 | 14 | 2020-01-14 | 21 | 0 | 0 | 0 | [6 empty] | 0 | 1 | 0 | 0 | On Peak | 0 | 1 | 0 | Semi-Peak | 1 | 0 | On Peak | 0 | 1 | Off Peak | 0 | 0 | 1 | Super Off Peak | 0 | 1 | 0 | Off Peak | 1 | 0 | 0 | On Peak
2020 | 1 | 14 | 2020-01-14 | 22 | 0 | 0 | 0 | [6 empty] | 0 | 0 | 1 | 0 | Off Peak | 0 | 1 | 0 | Semi-Peak | 0 | 1 | Off Peak | 0 | 1 | Off Peak | 0 | 0 | 1 | Super Off Peak | 0 | 1 | 0 | Off Peak | 1 | 0 | 0 | On Peak
2020 | 1 | 14 | 2020-01-14 | 23 | 0 | 0 | 0 | [6 empty] | 0 | 0 | 1 | 0 | Off Peak | 0 | 0 | 1 | Off Peak | 0 | 1 | Off Peak | 0 | 1 | Off Peak | 0 | 0 | 1 | Super Off Peak | 0 | 1 | 0 | Off Peak | 1 | 0 | 0 | On Peak
2020 | 1 | 14 | 2020-01-14 | 24 | 0 | 0 | 0 | [6 empty] | 0 | 0 | 1 | 0 | Off Peak | 0 | 0 | 1 | Off Peak | 0 | 1 | Off Peak | 0 | 1 | Off Peak | 0 | 0 | 1 | Super Off Peak | 0 | 1 | 0 | Off Peak | 1 | 0 | 0 | On Peak
2020 | 1 | 15 | 2020-01-15 | 1 | 0 | 0 | 0 | [6 empty] | 0 | 0 | 0 | 1 | Super Off Peak | 0 | 0 | 1 | Off Peak | 0 | 1 | Off Peak | 0 | 1 | Off Peak | 0 | 0 | 1 | Super Off Peak | 0 | 0 | 1 | Super Off Peak | 0 | 0 | 1 | Super Off Peak
2020 | 1 | 15 | 2020-01-15 | 2 | 0 | 0 | 0 | [6 empty] | 0 | 0 | 0 | 1 | Super Off Peak | 0 | 0 | 1 | Off Peak | 0 | 1 | Off Peak | 0 | 1 | Off Peak | 0 | 0 | 1 | Super Off Peak | 0 | 0 | 1 | Super Off Peak | 0 | 0 | 1 | Super Off Peak
2020 | 1 | 15 | 2020-01-15 | 3 | 0 | 0 | 0 | [6 empty] | 0 | 0 | 0 | 1 | Super Off Peak | 0 | 0 | 1 | Off Peak | 0 | 1 | Off Peak | 0 | 1 | Off Peak | 0 | 0 | 1 | Super Off Peak | 0 | 0 | 1 | Super Off Peak | 0 | 0 | 1 | Super Off Peak
2020 | 1 | 15 | 2020-01-15 | 4 | 0 | 0 | 0 | [6 empty] | 0 | 0 | 0 | 1 | Super Off Peak | 0 | 0 | 1 | Off Peak | 0 | 1 | Off Peak | 0 | 1 | Off Peak | 0 | 0 | 1 | Super Off Peak | 0 | 0 | 1 | Super Off Peak | 0 | 0 | 1 | Super Off Peak
2020 | 1 | 15 | 2020-01-15 | 5 | 0 | 0 | 0 | [6 empty] | 0 | 0 | 0 | 1 | Super Off Peak | 0 | 0 | 1 | Off Peak | 0 | 1 | Off Peak | 0 | 1 | Off Peak | 0 | 0 | 1 | Super Off Peak | 0 | 0 | 1 | Super Off Peak | 0 | 0 | 1 | Super Off Peak
2020 | 1 | 15 | 2020-01-15 | 6 | 0 | 0 | 0 | [6 empty] | 0 | 0 | 0 | 1 | Super Off Peak | 0 | 0 | 1 | Off Peak | 0 | 1 | Off Peak | 0 | 1 | Off Peak | 0 | 0 | 1 | Super Off Peak | 0 | 1 | 0 | Off Peak | 0 | 1 | 0 | Off Peak
2020 | 1 | 15 | 2020-01-15 | 7 | 0 | 0 | 0 | [6 empty] | 0 | 0 | 1 | 0 | Off Peak | 0 | 1 | 0 | Semi-Peak | 0 | 1 | Off Peak | 0 | 1 | Off Peak | 0 | 1 | 0 | Off Peak | 0 | 1 | 0 | Off Peak | 0 | 1 | 0 | Off Peak
2020 | 1 | 15 | 2020-01-15 | 8 | 0 | 0 | 0 | [6 empty] | 0 | 0 | 1 | 0 | Off Peak | 0 | 1 | 0 | Semi-Peak | 0 | 1 | Off Peak | 0 | 1 | Off Peak | 0 | 1 | 0 | Off Peak | 0 | 1 | 0 | Off Peak | 0 | 1 | 0 | Off Peak
2020 | 1 | 15 | 2020-01-15 | 9 | 0 | 0 | 0 | [6 empty] | 0 | 0 | 1 | 0 | Off Peak | 0 | 1 | 0 | Semi-Peak | 0 | 1 | Off Peak | 0 | 1 | Off Peak | 0 | 1 | 0 | Off Peak | 0 | 1 | 0 | Off Peak | 0 | 1 | 0 | Off Peak
2020 | 1 | 15 | 2020-01-15 | 10 | 0 | 0 | 0 | [6 empty] | 0 | 0 | 1 | 0 | Off Peak | 0 | 1 | 0 | Semi-Peak | 0 | 1 | Off Peak | 0 | 1 | Off Peak | 0 | 1 | 0 | Off Peak | 0 | 1 | 0 | Off Peak | 0 | 1 | 0 | Off Peak
2020 | 1 | 15 | 2020-01-15 | 11 | 0 | 0 | 0 | [6 empty] | 0 | 0 | 1 | 0 | Off Peak | 0 | 1 | 0 | Semi-Peak | 0 | 1 | Off Peak | 0 | 1 | Off Peak | 0 | 1 | 0 | Off Peak | 0 | 1 | 0 | Off Peak | 0 | 1 | 0 | Off Peak
2020 | 1 | 15 | 2020-01-15 | 12 | 0 | 0 | 0 | [6 empty] | 0 | 0 | 1 | 0 | Off Peak | 0 | 1 | 0 | Semi-Peak | 0 | 1 | Off Peak | 0 | 1 | Off Peak | 0 | 1 | 0 | Off Peak | 0 | 1 | 0 | Off Peak | 0 | 1 | 0 | Off Peak
2020 | 1 | 15 | 2020-01-15 | 13 | 0 | 0 | 0 | [6 empty] | 0 | 0 | 1 | 0 | Off Peak | 0 | 1 | 0 | Semi-Peak | 0 | 1 | Off Peak | 1 | 0 | On Peak | 0 | 1 | 0 | Off Peak | 1 | 0 | 0 | On Peak | 0 | 1 | 0 | Off Peak
2020 | 1 | 15 | 2020-01-15 | 14 | 0 | 0 | 0 | [6 empty] | 0 | 0 | 1 | 0 | Off Peak | 0 | 1 | 0 | Semi-Peak | 0 | 1 | Off Peak | 1 | 0 | On Peak | 0 | 1 | 0 | Off Peak | 1 | 0 | 0 | On Peak | 0 | 1 | 0 | Off Peak
2020 | 1 | 15 | 2020-01-15 | 15 | 0 | 0 | 0 | [6 empty] | 0 | 0 | 1 | 0 | Off Peak | 0 | 1 | 0 | Semi-Peak | 0 | 1 | Off Peak | 1 | 0 | On Peak | 0 | 1 | 0 | Off Peak | 1 | 0 | 0 | On Peak | 0 | 1 | 0 | Off Peak
2020 | 1 | 15 | 2020-01-15 | 16 | 0 | 0 | 0 | [6 empty] | 0 | 0 | 1 | 0 | Off Peak | 0 | 1 | 0 | Semi-Peak | 0 | 1 | Off Peak | 1 | 0 | On Peak | 0 | 1 | 0 | Off Peak | 1 | 0 | 0 | On Peak | 0 | 1 | 0 | Off Peak
2020 | 1 | 15 | 2020-01-15 | 17 | 0 | 0 | 0 | [6 empty] | 0 | 1 | 0 | 0 | On Peak | 0 | 1 | 0 | Semi-Peak | 1 | 0 | On Peak | 1 | 0 | On Peak | 0 | 1 | 0 | Off Peak | 1 | 0 | 0 | On Peak | 0 | 1 | 0 | Off Peak
2020 | 1 | 15 | 2020-01-15 | 18 | 0 | 0 | 0 | [6 empty] | 0 | 1 | 0 | 0 | On Peak | 1 | 0 | 0 | On Peak | 1 | 0 | On Peak | 1 | 0 | On Peak | 0 | 1 | 0 | Off Peak | 1 | 0 | 0 | On Peak | 0 | 1 | 0 | Off Peak
2020 | 1 | 15 | 2020-01-15 | 19 | 0 | 0 | 0 | [6 empty] | 0 | 1 | 0 | 0 | On Peak | 1 | 0 | 0 | On Peak | 1 | 0 | On Peak | 0 | 1 | Off Peak | 0 | 0 | 1 | Super Off Peak | 1 | 0 | 0 | On Peak | 0 | 1 | 0 | Off Peak
2020 | 1 | 15 | 2020-01-15 | 20 | 0 | 0 | 0 | [6 empty] | 0 | 1 | 0 | 0 | On Peak | 1 | 0 | 0 | On Peak | 1 | 0 | On Peak | 0 | 1 | Off Peak | 0 | 0 | 1 | Super Off Peak | 1 | 0 | 0 | On Peak | 1 | 0 | 0 | On Peak
2020 | 1 | 15 | 2020-01-15 | 21 | 0 | 0 | 0 | [6 empty] | 0 | 1 | 0 | 0 | On Peak | 0 | 1 | 0 | Semi-Peak | 1 | 0 | On Peak | 0 | 1 | Off Peak | 0 | 0 | 1 | Super Off Peak | 0 | 1 | 0 | Off Peak | 1 | 0 | 0 | On Peak
2020 | 1 | 15 | 2020-01-15 | 22 | 0 | 0 | 0 | [6 empty] | 0 | 0 | 1 | 0 | Off Peak | 0 | 1 | 0 | Semi-Peak | 0 | 1 | Off Peak | 0 | 1 | Off Peak | 0 | 0 | 1 | Super Off Peak | 0 | 1 | 0 | Off Peak | 1 | 0 | 0 | On Peak
2020 | 1 | 15 | 2020-01-15 | 23 | 0 | 0 | 0 | [6 empty] | 0 | 0 | 1 | 0 | Off Peak | 0 | 0 | 1 | Off Peak | 0 | 1 | Off Peak | 0 | 1 | Off Peak | 0 | 0 | 1 | Super Off Peak | 0 | 1 | 0 | Off Peak | 1 | 0 | 0 | On Peak
2020 | 1 | 15 | 2020-01-15 | 24 | 0 | 0 | 0 | [6 empty] | 0 | 0 | 1 | 0 | Off Peak | 0 | 0 | 1 | Off Peak | 0 | 1 | Off Peak | 0 | 1 | Off Peak | 0 | 0 | 1 | Super Off Peak | 0 | 1 | 0 | Off Peak | 1 | 0 | 0 | On Peak
2020 | 1 | 16 | 2020-01-16 | 1 | 0 | 0 | 0 | [6 empty] | 0 | 0 | 0 | 1 | Super Off Peak | 0 | 0 | 1 | Off Peak | 0 | 1 | Off Peak | 0 | 1 | Off Peak | 0 | 0 | 1 | Super Off Peak | 0 | 0 | 1 | Super Off Peak | 0 | 0 | 1 | Super Off Peak
2020 | 1 | 16 | 2020-01-16 | 2 | 0 | 0 | 0 | [6 empty] | 0 | 0 | 0 | 1 | Super Off Peak | 0 | 0 | 1 | Off Peak | 0 | 1 | Off Peak | 0 | 1 | Off Peak | 0 | 0 | 1 | Super Off Peak | 0 | 0 | 1 | Super Off Peak | 0 | 0 | 1 | Super Off Peak
2020 | 1 | 16 | 2020-01-16 | 3 | 0 | 0 | 0 | [6 empty] | 0 | 0 | 0 | 1 | Super Off Peak | 0 | 0 | 1 | Off Peak | 0 | 1 | Off Peak | 0 | 1 | Off Peak | 0 | 0 | 1 | Super Off Peak | 0 | 0 | 1 | Super Off Peak | 0 | 0 | 1 | Super Off Peak
2020 | 1 | 16 | 2020-01-16 | 4 | 0 | 0 | 0 | [6 empty] | 0 | 0 | 0 | 1 | Super Off Peak | 0 | 0 | 1 | Off Peak | 0 | 1 | Off Peak | 0 | 1 | Off Peak | 0 | 0 | 1 | Super Off Peak | 0 | 0 | 1 | Super Off Peak | 0 | 0 | 1 | Super Off Peak
2020 | 1 | 16 | 2020-01-16 | 5 | 0 | 0 | 0 | [6 empty] | 0 | 0 | 0 | 1 | Super Off Peak | 0 | 0 | 1 | Off Peak | 0 | 1 | Off Peak | 0 | 1 | Off Peak | 0 | 0 | 1 | Super Off Peak | 0 | 0 | 1 | Super Off Peak | 0 | 0 | 1 | Super Off Peak
2020 | 1 | 16 | 2020-01-16 | 6 | 0 | 0 | 0 | [6 empty] | 0 | 0 | 0 | 1 | Super Off Peak | 0 | 0 | 1 | Off Peak | 0 | 1 | Off Peak | 0 | 1 | Off Peak | 0 | 0 | 1 | Super Off Peak | 0 | 1 | 0 | Off Peak | 0 | 1 | 0 | Off Peak
2020 | 1 | 16 | 2020-01-16 | 7 | 0 | 0 | 0 | [6 empty] | 0 | 0 | 1 | 0 | Off Peak | 0 | 1 | 0 | Semi-Peak | 0 | 1 | Off Peak | 0 | 1 | Off Peak | 0 | 1 | 0 | Off Peak | 0 | 1 | 0 | Off Peak | 0 | 1 | 0 | Off Peak
2020 | 1 | 16 | 2020-01-16 | 8 | 0 | 0 | 0 | [6 empty] | 0 | 0 | 1 | 0 | Off Peak | 0 | 1 | 0 | Semi-Peak | 0 | 1 | Off Peak | 0 | 1 | Off Peak | 0 | 1 | 0 | Off Peak | 0 | 1 | 0 | Off Peak | 0 | 1 | 0 | Off Peak
2020 | 1 | 16 | 2020-01-16 | 9 | 0 | 0 | 0 | [6 empty] | 0 | 0 | 1 | 0 | Off Peak | 0 | 1 | 0 | Semi-Peak | 0 | 1 | Off Peak | 0 | 1 | Off Peak | 0 | 1 | 0 | Off Peak | 0 | 1 | 0 | Off Peak | 0 | 1 | 0 | Off Peak
2020 | 1 | 16 | 2020-01-16 | 10 | 0 | 0 | 0 | [6 empty] | 0 | 0 | 1 | 0 | Off Peak | 0 | 1 | 0 | Semi-Peak | 0 | 1 | Off Peak | 0 | 1 | Off Peak | 0 | 1 | 0 | Off Peak | 0 | 1 | 0 | Off Peak | 0 | 1 | 0 | Off Peak
2020 | 1 | 16 | 2020-01-16 | 11 | 0 | 0 | 0 | [6 empty] | 0 | 0 | 1 | 0 | Off Peak | 0 | 1 | 0 | Semi-Peak | 0 | 1 | Off Peak | 0 | 1 | Off Peak | 0 | 1 | 0 | Off Peak | 0 | 1 | 0 | Off Peak | 0 | 1 | 0 | Off Peak
2020 | 1 | 16 | 2020-01-16 | 12 | 0 | 0 | 0 | [6 empty] | 0 | 0 | 1 | 0 | Off Peak | 0 | 1 | 0 | Semi-Peak | 0 | 1 | Off Peak | 0 | 1 | Off Peak | 0 | 1 | 0 | Off Peak | 0 | 1 | 0 | Off Peak | 0 | 1 | 0 | Off Peak
2020 | 1 | 16 | 2020-01-16 | 13 | 0 | 0 | 0 | [6 empty] | 0 | 0 | 1 | 0 | Off Peak | 0 | 1 | 0 | Semi-Peak | 0 | 1 | Off Peak | 1 | 0 | On Peak | 0 | 1 | 0 | Off Peak | 1 | 0 | 0 | On Peak | 0 | 1 | 0 | Off Peak
2020 | 1 | 16 | 2020-01-16 | 14 | 0 | 0 | 0 | [6 empty] | 0 | 0 | 1 | 0 | Off Peak | 0 | 1 | 0 | Semi-Peak | 0 | 1 | Off Peak | 1 | 0 | On Peak | 0 | 1 | 0 | Off Peak | 1 | 0 | 0 | On Peak | 0 | 1 | 0 | Off Peak
2020 | 1 | 16 | 2020-01-16 | 15 | 0 | 0 | 0 | [6 empty] | 0 | 0 | 1 | 0 | Off Peak | 0 | 1 | 0 | Semi-Peak | 0 | 1 | Off Peak | 1 | 0 | On Peak | 0 | 1 | 0 | Off Peak | 1 | 0 | 0 | On Peak | 0 | 1 | 0 | Off Peak
2020 | 1 | 16 | 2020-01-16 | 16 | 0 | 0 | 0 | [6 empty] | 0 | 0 | 1 | 0 | Off Peak | 0 | 1 | 0 | Semi-Peak | 0 | 1 | Off Peak | 1 | 0 | On Peak | 0 | 1 | 0 | Off Peak | 1 | 0 | 0 | On Peak | 0 | 1 | 0 | Off Peak
2020 | 1 | 16 | 2020-01-16 | 17 | 0 | 0 | 0 | [6 empty] | 0 | 1 | 0 | 0 | On Peak | 0 | 1 | 0 | Semi-Peak | 1 | 0 | On Peak | 1 | 0 | On Peak | 0 | 1 | 0 | Off Peak | 1 | 0 | 0 | On Peak | 0 | 1 | 0 | Off Peak
2020 | 1 | 16 | 2020-01-16 | 18 | 0 | 0 | 0 | [6 empty] | 0 | 1 | 0 | 0 | On Peak | 1 | 0 | 0 | On Peak | 1 | 0 | On Peak | 1 | 0 | On Peak | 0 | 1 | 0 | Off Peak | 1 | 0 | 0 | On Peak | 0 | 1 | 0 | Off Peak
2020 | 1 | 16 | 2020-01-16 | 19 | 0 | 0 | 0 | [6 empty] | 0 | 1 | 0 | 0 | On Peak | 1 | 0 | 0 | On Peak | 1 | 0 | On Peak | 0 | 1 | Off Peak | 0 | 0 | 1 | Super Off Peak | 1 | 0 | 0 | On Peak | 0 | 1 | 0 | Off Peak
2020 | 1 | 16 | 2020-01-16 | 20 | 0 | 0 | 0 | [6 empty] | 0 | 1 | 0 | 0 | On Peak | 1 | 0 | 0 | On Peak | 1 | 0 | On Peak | 0 | 1 | Off Peak | 0 | 0 | 1 | Super Off Peak | 1 | 0 | 0 | On Peak | 1 | 0 | 0 | On Peak
2020 | 1 | 16 | 2020-01-16 | 21 | 0 | 0 | 0 | [6 empty] | 0 | 1 | 0 | 0 | On Peak | 0 | 1 | 0 | Semi-Peak | 1 | 0 | On Peak | 0 | 1 | Off Peak | 0 | 0 | 1 | Super Off Peak | 0 | 1 | 0 | Off Peak | 1 | 0 | 0 | On Peak
2020 | 1 | 16 | 2020-01-16 | 22 | 0 | 0 | 0 | [6 empty] | 0 | 0 | 1 | 0 | Off Peak | 0 | 1 | 0 | Semi-Peak | 0 | 1 | Off Peak | 0 | 1 | Off Peak | 0 | 0 | 1 | Super Off Peak | 0 | 1 | 0 | Off Peak | 1 | 0 | 0 | On Peak
2020 | 1 | 16 | 2020-01-16 | 23 | 0 | 0 | 0 | [6 empty] | 0 | 0 | 1 | 0 | Off Peak | 0 | 0 | 1 | Off Peak | 0 | 1 | Off Peak | 0 | 1 | Off Peak | 0 | 0 | 1 | Super Off Peak | 0 | 1 | 0 | Off Peak | 1 | 0 | 0 | On Peak
2020 | 1 | 16 | 2020-01-16 | 24 | 0 | 0 | 0 | [6 empty] | 0 | 0 | 1 | 0 | Off Peak | 0 | 0 | 1 | Off Peak | 0 | 1 | Off Peak | 0 | 1 | Off Peak | 0 | 0 | 1 | Super Off Peak | 0 | 1 | 0 | Off Peak | 1 | 0 | 0 | On Peak
2020 | 1 | 17 | 2020-01-17 | 1 | 0 | 0 | 0 | [6 empty] | 0 | 0 | 0 | 1 | Super Off Peak | 0 | 0 | 1 | Off Peak | 0 | 1 | Off Peak | 0 | 1 | Off Peak | 0 | 0 | 1 | Super Off Peak | 0 | 0 | 1 | Super Off Peak | 0 | 0 | 1 | Super Off Peak
2020 | 1 | 17 | 2020-01-17 | 2 | 0 | 0 | 0 | [6 empty] | 0 | 0 | 0 | 1 | Super Off Peak | 0 | 0 | 1 | Off Peak | 0 | 1 | Off Peak | 0 | 1 | Off Peak | 0 | 0 | 1 | Super Off Peak | 0 | 0 | 1 | Super Off Peak | 0 | 0 | 1 | Super Off Peak
2020 | 1 | 17 | 2020-01-17 | 3 | 0 | 0 | 0 | [6 empty] | 0 | 0 | 0 | 1 | Super Off Peak | 0 | 0 | 1 | Off Peak | 0 | 1 | Off Peak | 0 | 1 | Off Peak | 0 | 0 | 1 | Super Off Peak | 0 | 0 | 1 | Super Off Peak | 0 | 0 | 1 | Super Off Peak
2020 | 1 | 17 | 2020-01-17 | 4 | 0 | 0 | 0 | [6 empty] | 0 | 0 | 0 | 1 | Super Off Peak | 0 | 0 | 1 | Off Peak | 0 | 1 | Off Peak | 0 | 1 | Off Peak | 0 | 0 | 1 | Super Off Peak | 0 | 0 | 1 | Super Off Peak | 0 | 0 | 1 | Super Off Peak
2020 | 1 | 17 | 2020-01-17 | 5 | 0 | 0 | 0 | [6 empty] | 0 | 0 | 0 | 1 | Super Off Peak | 0 | 0 | 1 | Off Peak | 0 | 1 | Off Peak | 0 | 1 | Off Peak | 0 | 0 | 1 | Super Off Peak | 0 | 0 | 1 | Super Off Peak | 0 | 0 | 1 | Super Off Peak
2020 | 1 | 17 | 2020-01-17 | 6 | 0 | 0 | 0 | [6 empty] | 0 | 0 | 0 | 1 | Super Off Peak | 0 | 0 | 1 | Off Peak | 0 | 1 | Off Peak | 0 | 1 | Off Peak | 0 | 0 | 1 | Super Off Peak | 0 | 1 | 0 | Off Peak | 0 | 1 | 0 | Off Peak
2020 | 1 | 17 | 2020-01-17 | 7 | 0 | 0 | 0 | [6 empty] | 0 | 0 | 1 | 0 | Off Peak | 0 | 1 | 0 | Semi-Peak | 0 | 1 | Off Peak | 0 | 1 | Off Peak | 0 | 1 | 0 | Off Peak | 0 | 1 | 0 | Off Peak | 0 | 1 | 0 | Off Peak
2020 | 1 | 17 | 2020-01-17 | 8 | 0 | 0 | 0 | [6 empty] | 0 | 0 | 1 | 0 | Off Peak | 0 | 1 | 0 | Semi-Peak | 0 | 1 | Off Peak | 0 | 1 | Off Peak | 0 | 1 | 0 | Off Peak | 0 | 1 | 0 | Off Peak | 0 | 1 | 0 | Off Peak
2020 | 1 | 17 | 2020-01-17 | 9 | 0 | 0 | 0 | [6 empty] | 0 | 0 | 1 | 0 | Off Peak | 0 | 1 | 0 | Semi-Peak | 0 | 1 | Off Peak | 0 | 1 | Off Peak | 0 | 1 | 0 | Off Peak | 0 | 1 | 0 | Off Peak | 0 | 1 | 0 | Off Peak
2020 | 1 | 17 | 2020-01-17 | 10 | 0 | 0 | 0 | [6 empty] | 0 | 0 | 1 | 0 | Off Peak | 0 | 1 | 0 | Semi-Peak | 0 | 1 | Off Peak | 0 | 1 | Off Peak | 0 | 1 | 0 | Off Peak | 0 | 1 | 0 | Off Peak | 0 | 1 | 0 | Off Peak
2020 | 1 | 17 | 2020-01-17 | 11 | 0 | 0 | 0 | [6 empty] | 0 | 0 | 1 | 0 | Off Peak | 0 | 1 | 0 | Semi-Peak | 0 | 1 | Off Peak | 0 | 1 | Off Peak | 0 | 1 | 0 | Off Peak | 0 | 1 | 0 | Off Peak | 0 | 1 | 0 | Off Peak
2020 | 1 | 17 | 2020-01-17 | 12 | 0 | 0 | 0 | [6 empty] | 0 | 0 | 1 | 0 | Off Peak | 0 | 1 | 0 | Semi-Peak | 0 | 1 | Off Peak | 0 | 1 | Off Peak | 0 | 1 | 0 | Off Peak | 0 | 1 | 0 | Off Peak | 0 | 1 | 0 | Off Peak
2020 | 1 | 17 | 2020-01-17 | 13 | 0 | 0 | 0 | [6 empty] | 0 | 0 | 1 | 0 | Off Peak | 0 | 1 | 0 | Semi-Peak | 0 | 1 | Off Peak | 1 | 0 | On Peak | 0 | 1 | 0 | Off Peak | 1 | 0 | 0 | On Peak | 0 | 1 | 0 | Off Peak
2020 | 1 | 17 | 2020-01-17 | 14 | 0 | 0 | 0 | [6 empty] | 0 | 0 | 1 | 0 | Off Peak | 0 | 1 | 0 | Semi-Peak | 0 | 1 | Off Peak | 1 | 0 | On Peak | 0 | 1 | 0 | Off Peak | 1 | 0 | 0 | On Peak | 0 | 1 | 0 | Off Peak
2020 | 1 | 17 | 2020-01-17 | 15 | 0 | 0 | 0 | [6 empty] | 0 | 0 | 1 | 0 | Off Peak | 0 | 1 | 0 | Semi-Peak | 0 | 1 | Off Peak | 1 | 0 | On Peak | 0 | 1 | 0 | Off Peak | 1 | 0 | 0 | On Peak | 0 | 1 | 0 | Off Peak
2020 | 1 | 17 | 2020-01-17 | 16 | 0 | 0 | 0 | [6 empty] | 0 | 0 | 1 | 0 | Off Peak | 0 | 1 | 0 | Semi-Peak | 0 | 1 | Off Peak | 1 | 0 | On Peak | 0 | 1 | 0 | Off Peak | 1 | 0 | 0 | On Peak | 0 | 1 | 0 | Off Peak
2020 | 1 | 17 | 2020-01-17 | 17 | 0 | 0 | 0 | [6 empty] | 0 | 1 | 0 | 0 | On Peak | 0 | 1 | 0 | Semi-Peak | 1 | 0 | On Peak | 1 | 0 | On Peak | 0 | 1 | 0 | Off Peak | 1 | 0 | 0 | On Peak | 0 | 1 | 0 | Off Peak
2020 | 1 | 17 | 2020-01-17 | 18 | 0 | 0 | 0 | [6 empty] | 0 | 1 | 0 | 0 | On Peak | 1 | 0 | 0 | On Peak | 1 | 0 | On Peak | 1 | 0 | On Peak | 0 | 1 | 0 | Off Peak | 1 | 0 | 0 | On Peak | 0 | 1 | 0 | Off Peak
2020 | 1 | 17 | 2020-01-17 | 19 | 0 | 0 | 0 | [6 empty] | 0 | 1 | 0 | 0 | On Peak | 1 | 0 | 0 | On Peak | 1 | 0 | On Peak | 0 | 1 | Off Peak | 0 | 0 | 1 | Super Off Peak | 1 | 0 | 0 | On Peak | 0 | 1 | 0 | Off Peak
2020 | 1 | 17 | 2020-01-17 | 20 | 0 | 0 | 0 | [6 empty] | 0 | 1 | 0 | 0 | On Peak | 1 | 0 | 0 | On Peak | 1 | 0 | On Peak | 0 | 1 | Off Peak | 0 | 0 | 1 | Super Off Peak | 1 | 0 | 0 | On Peak | 1 | 0 | 0 | On Peak
2020 | 1 | 17 | 2020-01-17 | 21 | 0 | 0 | 0 | [6 empty] | 0 | 1 | 0 | 0 | On Peak | 0 | 1 | 0 | Semi-Peak | 1 | 0 | On Peak | 0 | 1 | Off Peak | 0 | 0 | 1 | Super Off Peak | 0 | 1 | 0 | Off Peak | 1 | 0 | 0 | On Peak
2020 | 1 | 17 | 2020-01-17 | 22 | 0 | 0 | 0 | [6 empty] | 0 | 0 | 1 | 0 | Off Peak | 0 | 1 | 0 | Semi-Peak | 0 | 1 | Off Peak | 0 | 1 | Off Peak | 0 | 0 | 1 | Super Off Peak | 0 | 1 | 0 | Off Peak | 1 | 0 | 0 | On Peak
2020 | 1 | 17 | 2020-01-17 | 23 | 0 | 0 | 0 | [6 empty] | 0 | 0 | 1 | 0 | Off Peak | 0 | 0 | 1 | Off Peak | 0 | 1 | Off Peak | 0 | 1 | Off Peak | 0 | 0 | 1 | Super Off Peak | 0 | 1 | 0 | Off Peak | 1 | 0 | 0 | On Peak
2020 | 1 | 17 | 2020-01-17 | 24 | 0 | 0 | 0 | [6 empty] | 0 | 0 | 1 | 0 | Off Peak | 0 | 0 | 1 | Off Peak | 0 | 1 | Off Peak | 0 | 1 | Off Peak | 0 | 0 | 1 | Super Off Peak | 0 | 1 | 0 | Off Peak | 1 | 0 | 0 | On Peak
2020 | 1 | 18 | 2020-01-18 | 1 | 0 | 1 | 0 | [6 empty] | 0 | 0 | 0 | 1 | Super Off Peak | 0 | 0 | 1 | Off Peak | 0 | 1 | Off Peak | 0 | 1 | Off Peak | 0 | 0 | 1 | Super Off Peak | 0 | 0 | 1 | Super Off Peak | 0 | 0 | 1 | Super Off Peak
2020 | 1 | 18 | 2020-01-18 | 2 | 0 | 1 | 0 | [6 empty] | 0 | 0 | 0 | 1 | Super Off Peak | 0 | 0 | 1 | Off Peak | 0 | 1 | Off Peak | 0 | 1 | Off Peak | 0 | 0 | 1 | Super Off Peak | 0 | 0 | 1 | Super Off Peak | 0 | 0 | 1 | Super Off Peak
2020 | 1 | 18 | 2020-01-18 | 3 | 0 | 1 | 0 | [6 empty] | 0 | 0 | 0 | 1 | Super Off Peak | 0 | 0 | 1 | Off Peak | 0 | 1 | Off Peak | 0 | 1 | Off Peak | 0 | 0 | 1 | Super Off Peak | 0 | 0 | 1 | Super Off Peak | 0 | 0 | 1 | Super Off Peak
2020 | 1 | 18 | 2020-01-18 | 4 | 0 | 1 | 0 | [6 empty] | 0 | 0 | 0 | 1 | Super Off Peak | 0 | 0 | 1 | Off Peak | 0 | 1 | Off Peak | 0 | 1 | Off Peak | 0 | 0 | 1 | Super Off Peak | 0 | 0 | 1 | Super Off Peak | 0 | 0 | 1 | Super Off Peak
2020 | 1 | 18 | 2020-01-18 | 5 | 0 | 1 | 0 | [6 empty] | 0 | 0 | 0 | 1 | Super Off Peak | 0 | 0 | 1 | Off Peak | 0 | 1 | Off Peak | 0 | 1 | Off Peak | 0 | 0 | 1 | Super Off Peak | 0 | 0 | 1 | Super Off Peak | 0 | 0 | 1 | Super Off Peak
2020 | 1 | 18 | 2020-01-18 | 6 | 0 | 1 | 0 | [6 empty] | 0 | 0 | 0 | 1 | Super Off Peak | 0 | 0 | 1 | Off Peak | 0 | 1 | Off Peak | 0 | 1 | Off Peak | 0 | 0 | 1 | Super Off Peak | 0 | 1 | 0 | Off Peak | 0 | 1 | 0 | Off Peak
2020 | 1 | 18 | 2020-01-18 | 7 | 0 | 1 | 0 | [6 empty] | 0 | 0 | 0 | 1 | Super Off Peak | 0 | 0 | 1 | Off Peak | 0 | 1 | Off Peak | 0 | 1 | Off Peak | 0 | 0 | 1 | Super Off Peak | 0 | 1 | 0 | Off Peak | 0 | 1 | 0 | Off Peak
2020 | 1 | 18 | 2020-01-18 | 8 | 0 | 1 | 0 | [6 empty] | 0 | 0 | 0 | 1 | Super Off Peak | 0 | 0 | 1 | Off Peak | 0 | 1 | Off Peak | 0 | 1 | Off Peak | 0 | 0 | 1 | Super Off Peak | 0 | 1 | 0 | Off Peak | 0 | 1 | 0 | Off Peak
2020 | 1 | 18 | 2020-01-18 | 9 | 0 | 1 | 0 | [6 empty] | 0 | 0 | 0 | 1 | Super Off Peak | 0 | 0 | 1 | Off Peak | 0 | 1 | Off Peak | 0 | 1 | Off Peak | 0 | 0 | 1 | Super Off Peak | 0 | 1 | 0 | Off Peak | 0 | 1 | 0 | Off Peak
2020 | 1 | 18 | 2020-01-18 | 10 | 0 | 1 | 0 | [6 empty] | 0 | 0 | 0 | 1 | Super Off Peak | 0 | 0 | 1 | Off Peak | 0 | 1 | Off Peak | 0 | 1 | Off Peak | 0 | 0 | 1 | Super Off Peak | 0 | 1 | 0 | Off Peak | 0 | 1 | 0 | Off Peak
2020 | 1 | 18 | 2020-01-18 | 11 | 0 | 1 | 0 | [6 empty] | 0 | 0 | 0 | 1 | Super Off Peak | 0 | 0 | 1 | Off Peak | 0 | 1 | Off Peak | 0 | 1 | Off Peak | 0 | 0 | 1 | Super Off Peak | 0 | 1 | 0 | Off Peak | 0 | 1 | 0 | Off Peak
2020 | 1 | 18 | 2020-01-18 | 12 | 0 | 1 | 0 | [6 empty] | 0 | 0 | 0 | 1 | Super Off Peak | 0 | 0 | 1 | Off Peak | 0 | 1 | Off Peak | 0 | 1 | Off Peak | 0 | 0 | 1 | Super Off Peak | 0 | 1 | 0 | Off Peak | 0 | 1 | 0 | Off Peak
2020 | 1 | 18 | 2020-01-18 | 13 | 0 | 1 | 0 | [6 empty] | 0 | 0 | 0 | 1 | Super Off Peak | 0 | 0 | 1 | Off Peak | 0 | 1 | Off Peak | 0 | 1 | Off Peak | 0 | 0 | 1 | Super Off Peak | 1 | 0 | 0 | On Peak | 0 | 1 | 0 | Off Peak
2020 | 1 | 18 | 2020-01-18 | 14 | 0 | 1 | 0 | [6 empty] | 0 | 0 | 0 | 1 | Super Off Peak | 0 | 0 | 1 | Off Peak | 0 | 1 | Off Peak | 0 | 1 | Off Peak | 0 | 0 | 1 | Super Off Peak | 1 | 0 | 0 | On Peak | 0 | 1 | 0 | Off Peak
2020 | 1 | 18 | 2020-01-18 | 15 | 0 | 1 | 0 | [6 empty] | 0 | 0 | 1 | 0 | Off Peak | 0 | 0 | 1 | Off Peak | 0 | 1 | Off Peak | 0 | 1 | Off Peak | 0 | 0 | 1 | Super Off Peak | 1 | 0 | 0 | On Peak | 0 | 1 | 0 | Off Peak
2020 | 1 | 18 | 2020-01-18 | 16 | 0 | 1 | 0 | [6 empty] | 0 | 0 | 1 | 0 | Off Peak | 0 | 0 | 1 | Off Peak | 0 | 1 | Off Peak | 0 | 1 | Off Peak | 0 | 0 | 1 | Super Off Peak | 1 | 0 | 0 | On Peak | 0 | 1 | 0 | Off Peak
2020 | 1 | 18 | 2020-01-18 | 17 | 0 | 1 | 0 | [6 empty] | 0 | 1 | 0 | 0 | On Peak | 0 | 0 | 1 | Off Peak | 0 | 1 | Off Peak | 0 | 1 | Off Peak | 0 | 0 | 1 | Super Off Peak | 1 | 0 | 0 | On Peak | 0 | 1 | 0 | Off Peak
2020 | 1 | 18 | 2020-01-18 | 18 | 0 | 1 | 0 | [6 empty] | 0 | 1 | 0 | 0 | On Peak | 0 | 0 | 1 | Off Peak | 0 | 1 | Off Peak | 0 | 1 | Off Peak | 0 | 0 | 1 | Super Off Peak | 1 | 0 | 0 | On Peak | 0 | 1 | 0 | Off Peak
2020 | 1 | 18 | 2020-01-18 | 19 | 0 | 1 | 0 | [6 empty] | 0 | 1 | 0 | 0 | On Peak | 0 | 0 | 1 | Off Peak | 0 | 1 | Off Peak | 0 | 1 | Off Peak | 0 | 0 | 1 | Super Off Peak | 1 | 0 | 0 | On Peak | 0 | 1 | 0 | Off Peak
2020 | 1 | 18 | 2020-01-18 | 20 | 0 | 1 | 0 | [6 empty] | 0 | 1 | 0 | 0 | On Peak | 0 | 0 | 1 | Off Peak | 0 | 1 | Off Peak | 0 | 1 | Off Peak | 0 | 0 | 1 | Super Off Peak | 1 | 0 | 0 | On Peak | 1 | 0 | 0 | On Peak
2020 | 1 | 18 | 2020-01-18 | 21 | 0 | 1 | 0 | [6 empty] | 0 | 1 | 0 | 0 | On Peak | 0 | 0 | 1 | Off Peak | 0 | 1 | Off Peak | 0 | 1 | Off Peak | 0 | 0 | 1 | Super Off Peak | 0 | 1 | 0 | Off Peak | 1 | 0 | 0 | On Peak
2020 | 1 | 18 | 2020-01-18 | 22 | 0 | 1 | 0 | [6 empty] | 0 | 0 | 1 | 0 | Off Peak | 0 | 0 | 1 | Off Peak | 0 | 1 | Off Peak | 0 | 1 | Off Peak | 0 | 0 | 1 | Super Off Peak | 0 | 1 | 0 | Off Peak | 1 | 0 | 0 | On Peak
2020 | 1 | 18 | 2020-01-18 | 23 | 0 | 1 | 0 | [6 empty] | 0 | 0 | 1 | 0 | Off Peak | 0 | 0 | 1 | Off Peak | 0 | 1 | Off Peak | 0 | 1 | Off Peak | 0 | 0 | 1 | Super Off Peak | 0 | 1 | 0 | Off Peak | 1 | 0 | 0 | On Peak
2020 | 1 | 18 | 2020-01-18 | 24 | 0 | 1 | 0 | [6 empty] | 0 | 0 | 1 | 0 | Off Peak | 0 | 0 | 1 | Off Peak | 0 | 1 | Off Peak | 0 | 1 | Off Peak | 0 | 0 | 1 | Super Off Peak | 0 | 1 | 0 | Off Peak | 1 | 0 | 0 | On Peak
2020 | 1 | 19 | 2020-01-19 | 1 | 0 | 1 | 0 | [6 empty] | 0 | 0 | 0 | 1 | Super Off Peak | 0 | 0 | 1 | Off Peak | 0 | 1 | Off Peak | 0 | 1 | Off Peak | 0 | 0 | 1 | Super Off Peak | 0 | 0 | 1 | Super Off Peak | 0 | 0 | 1 | Super Off Peak
2020 | 1 | 19 | 2020-01-19 | 2 | 0 | 1 | 0 | [6 empty] | 0 | 0 | 0 | 1 | Super Off Peak | 0 | 0 | 1 | Off Peak | 0 | 1 | Off Peak | 0 | 1 | Off Peak | 0 | 0 | 1 | Super Off Peak | 0 | 0 | 1 | Super Off Peak | 0 | 0 | 1 | Super Off Peak
2020 | 1 | 19 | 2020-01-19 | 3 | 0 | 1 | 0 | [6 empty] | 0 | 0 | 0 | 1 | Super Off Peak | 0 | 0 | 1 | Off Peak | 0 | 1 | Off Peak | 0 | 1 | Off Peak | 0 | 0 | 1 | Super Off Peak | 0 | 0 | 1 | Super Off Peak | 0 | 0 | 1 | Super Off Peak
2020 | 1 | 19 | 2020-01-19 | 4 | 0 | 1 | 0 | [6 empty] | 0 | 0 | 0 | 1 | Super Off Peak | 0 | 0 | 1 | Off Peak | 0 | 1 | Off Peak | 0 | 1 | Off Peak | 0 | 0 | 1 | Super Off Peak | 0 | 0 | 1 | Super Off Peak | 0 | 0 | 1 | Super Off Peak
2020 | 1 | 19 | 2020-01-19 | 5 | 0 | 1 | 0 | [6 empty] | 0 | 0 | 0 | 1 | Super Off Peak | 0 | 0 | 1 | Off Peak | 0 | 1 | Off Peak | 0 | 1 | Off Peak | 0 | 0 | 1 | Super Off Peak | 0 | 0 | 1 | Super Off Peak | 0 | 0 | 1 | Super Off Peak
2020 | 1 | 19 | 2020-01-19 | 6 | 0 | 1 | 0 | [6 empty] | 0 | 0 | 0 | 1 | Super Off Peak | 0 | 0 | 1 | Off Peak | 0 | 1 | Off Peak | 0 | 1 | Off Peak | 0 | 0 | 1 | Super Off Peak | 0 | 1 | 0 | Off Peak | 0 | 1 | 0 | Off Peak
2020 | 1 | 19 | 2020-01-19 | 7 | 0 | 1 | 0 | [6 empty] | 0 | 0 | 0 | 1 | Super Off Peak | 0 | 0 | 1 | Off Peak | 0 | 1 | Off Peak | 0 | 1 | Off Peak | 0 | 0 | 1 | Super Off Peak | 0 | 1 | 0 | Off Peak | 0 | 1 | 0 | Off Peak
2020 | 1 | 19 | 2020-01-19 | 8 | 0 | 1 | 0 | [6 empty] | 0 | 0 | 0 | 1 | Super Off Peak | 0 | 0 | 1 | Off Peak | 0 | 1 | Off Peak | 0 | 1 | Off Peak | 0 | 0 | 1 | Super Off Peak | 0 | 1 | 0 | Off Peak | 0 | 1 | 0 | Off Peak
2020 | 1 | 19 | 2020-01-19 | 9 | 0 | 1 | 0 | [6 empty] | 0 | 0 | 0 | 1 | Super Off Peak | 0 | 0 | 1 | Off Peak | 0 | 1 | Off Peak | 0 | 1 | Off Peak | 0 | 0 | 1 | Super Off Peak | 0 | 1 | 0 | Off Peak | 0 | 1 | 0 | Off Peak
2020 | 1 | 19 | 2020-01-19 | 10 | 0 | 1 | 0 | [6 empty] | 0 | 0 | 0 | 1 | Super Off Peak | 0 | 0 | 1 | Off Peak | 0 | 1 | Off Peak | 0 | 1 | Off Peak | 0 | 0 | 1 | Super Off Peak | 0 | 1 | 0 | Off Peak | 0 | 1 | 0 | Off Peak
2020 | 1 | 19 | 2020-01-19 | 11 | 0 | 1 | 0 | [6 empty] | 0 | 0 | 0 | 1 | Super Off Peak | 0 | 0 | 1 | Off Peak | 0 | 1 | Off Peak | 0 | 1 | Off Peak | 0 | 0 | 1 | Super Off Peak | 0 | 1 | 0 | Off Peak | 0 | 1 | 0 | Off Peak
2020 | 1 | 19 | 2020-01-19 | 12 | 0 | 1 | 0 | [6 empty] | 0 | 0 | 0 | 1 | Super Off Peak | 0 | 0 | 1 | Off Peak | 0 | 1 | Off Peak | 0 | 1 | Off Peak | 0 | 0 | 1 | Super Off Peak | 0 | 1 | 0 | Off Peak | 0 | 1 | 0 | Off Peak
2020 | 1 | 19 | 2020-01-19 | 13 | 0 | 1 | 0 | [6 empty] | 0 | 0 | 0 | 1 | Super Off Peak | 0 | 0 | 1 | Off Peak | 0 | 1 | Off Peak | 0 | 1 | Off Peak | 0 | 0 | 1 | Super Off Peak | 1 | 0 | 0 | On Peak | 0 | 1 | 0 | Off Peak
2020 | 1 | 19 | 2020-01-19 | 14 | 0 | 1 | 0 | [6 empty] | 0 | 0 | 0 | 1 | Super Off Peak | 0 | 0 | 1 | Off Peak | 0 | 1 | Off Peak | 0 | 1 | Off Peak | 0 | 0 | 1 | Super Off Peak | 1 | 0 | 0 | On Peak | 0 | 1 | 0 | Off Peak
2020 | 1 | 19 | 2020-01-19 | 15 | 0 | 1 | 0 | [6 empty] | 0 | 0 | 1 | 0 | Off Peak | 0 | 0 | 1 | Off Peak | 0 | 1 | Off Peak | 0 | 1 | Off Peak | 0 | 0 | 1 | Super Off Peak | 1 | 0 | 0 | On Peak | 0 | 1 | 0 | Off Peak
2020 | 1 | 19 | 2020-01-19 | 16 | 0 | 1 | 0 | [6 empty] | 0 | 0 | 1 | 0 | Off Peak | 0 | 0 | 1 | Off Peak | 0 | 1 | Off Peak | 0 | 1 | Off Peak | 0 | 0 | 1 | Super Off Peak | 1 | 0 | 0 | On Peak | 0 | 1 | 0 | Off Peak
2020 | 1 | 19 | 2020-01-19 | 17 | 0 | 1 | 0 | [6 empty] | 0 | 1 | 0 | 0 | On Peak | 0 | 0 | 1 | Off Peak | 0 | 1 | Off Peak | 0 | 1 | Off Peak | 0 | 0 | 1 | Super Off Peak | 1 | 0 | 0 | On Peak | 0 | 1 | 0 | Off Peak
2020 | 1 | 19 | 2020-01-19 | 18 | 0 | 1 | 0 | [6 empty] | 0 | 1 | 0 | 0 | On Peak | 0 | 0 | 1 | Off Peak | 0 | 1 | Off Peak | 0 | 1 | Off Peak | 0 | 0 | 1 | Super Off Peak | 1 | 0 | 0 | On Peak | 0 | 1 | 0 | Off Peak
2020 | 1 | 19 | 2020-01-19 | 19 | 0 | 1 | 0 | [6 empty] | 0 | 1 | 0 | 0 | On Peak | 0 | 0 | 1 | Off Peak | 0 | 1 | Off Peak | 0 | 1 | Off Peak | 0 | 0 | 1 | Super Off Peak | 1 | 0 | 0 | On Peak | 0 | 1 | 0 | Off Peak
2020 | 1 | 19 | 2020-01-19 | 20 | 0 | 1 | 0 | [6 empty] | 0 | 1 | 0 | 0 | On Peak | 0 | 0 | 1 | Off Peak | 0 | 1 | Off Peak | 0 | 1 | Off Peak | 0 | 0 | 1 | Super Off Peak | 1 | 0 | 0 | On Peak | 1 | 0 | 0 | On Peak
2020 | 1 | 19 | 2020-01-19 | 21 | 0 | 1 | 0 | [6 empty] | 0 | 1 | 0 | 0 | On Peak | 0 | 0 | 1 | Off Peak | 0 | 1 | Off Peak | 0 | 1 | Off Peak | 0 | 0 | 1 | Super Off Peak | 0 | 1 | 0 | Off Peak | 1 | 0 | 0 | On Peak
2020 | 1 | 19 | 2020-01-19 | 22 | 0 | 1 | 0 | [6 empty] | 0 | 0 | 1 | 0 | Off Peak | 0 | 0 | 1 | Off Peak | 0 | 1 | Off Peak | 0 | 1 | Off Peak | 0 | 0 | 1 | Super Off Peak | 0 | 1 | 0 | Off Peak | 1 | 0 | 0 | On Peak
2020 | 1 | 19 | 2020-01-19 | 23 | 0 | 1 | 0 | [6 empty] | 0 | 0 | 1 | 0 | Off Peak | 0 | 0 | 1 | Off Peak | 0 | 1 | Off Peak | 0 | 1 | Off Peak | 0 | 0 | 1 | Super Off Peak | 0 | 1 | 0 | Off Peak | 1 | 0 | 0 | On Peak
2020 | 1 | 19 | 2020-01-19 | 24 | 0 | 1 | 0 | [6 empty] | 0 | 0 | 1 | 0 | Off Peak | 0 | 0 | 1 | Off Peak | 0 | 1 | Off Peak | 0 | 1 | Off Peak | 0 | 0 | 1 | Super Off Peak | 0 | 1 | 0 | Off Peak | 1 | 0 | 0 | On Peak
2020 | 1 | 20 | 2020-01-20 | 1 | 0 | 0 | 0 | [6 empty] | 0 | 0 | 0 | 1 | Super Off Peak | 0 | 0 | 1 | Off Peak | 0 | 1 | Off Peak | 0 | 1 | Off Peak | 0 | 0 | 1 | Super Off Peak | 0 | 0 | 1 | Super Off Peak | 0 | 0 | 1 | Super Off Peak
2020 | 1 | 20 | 2020-01-20 | 2 | 0 | 0 | 0 | [6 empty] | 0 | 0 | 0 | 1 | Super Off Peak | 0 | 0 | 1 | Off Peak | 0 | 1 | Off Peak | 0 | 1 | Off Peak | 0 | 0 | 1 | Super Off Peak | 0 | 0 | 1 | Super Off Peak | 0 | 0 | 1 | Super Off Peak
2020 | 1 | 20 | 2020-01-20 | 3 | 0 | 0 | 0 | [6 empty] | 0 | 0 | 0 | 1 | Super Off Peak | 0 | 0 | 1 | Off Peak | 0 | 1 | Off Peak | 0 | 1 | Off Peak | 0 | 0 | 1 | Super Off Peak | 0 | 0 | 1 | Super Off Peak | 0 | 0 | 1 | Super Off Peak
2020 | 1 | 20 | 2020-01-20 | 4 | 0 | 0 | 0 | [6 empty] | 0 | 0 | 0 | 1 | Super Off Peak | 0 | 0 | 1 | Off Peak | 0 | 1 | Off Peak | 0 | 1 | Off Peak | 0 | 0 | 1 | Super Off Peak | 0 | 0 | 1 | Super Off Peak | 0 | 0 | 1 | Super Off Peak
2020 | 1 | 20 | 2020-01-20 | 5 | 0 | 0 | 0 | [6 empty] | 0 | 0 | 0 | 1 | Super Off Peak | 0 | 0 | 1 | Off Peak | 0 | 1 | Off Peak | 0 | 1 | Off Peak | 0 | 0 | 1 | Super Off Peak | 0 | 0 | 1 | Super Off Peak | 0 | 0 | 1 | Super Off Peak
2020 | 1 | 20 | 2020-01-20 | 6 | 0 | 0 | 0 | [6 empty] | 0 | 0 | 0 | 1 | Super Off Peak | 0 | 0 | 1 | Off Peak | 0 | 1 | Off Peak | 0 | 1 | Off Peak | 0 | 0 | 1 | Super Off Peak | 0 | 1 | 0 | Off Peak | 0 | 1 | 0 | Off Peak
2020 | 1 | 20 | 2020-01-20 | 7 | 0 | 0 | 0 | [6 empty] | 0 | 0 | 1 | 0 | Off Peak | 0 | 1 | 0 | Semi-Peak | 0 | 1 | Off Peak | 0 | 1 | Off Peak | 0 | 1 | 0 | Off Peak | 0 | 1 | 0 | Off Peak | 0 | 1 | 0 | Off Peak
2020 | 1 | 20 | 2020-01-20 | 8 | 0 | 0 | 0 | [6 empty] | 0 | 0 | 1 | 0 | Off Peak | 0 | 1 | 0 | Semi-Peak | 0 | 1 | Off Peak | 0 | 1 | Off Peak | 0 | 1 | 0 | Off Peak | 0 | 1 | 0 | Off Peak | 0 | 1 | 0 | Off Peak
2020 | 1 | 20 | 2020-01-20 | 9 | 0 | 0 | 0 | [6 empty] | 0 | 0 | 1 | 0 | Off Peak | 0 | 1 | 0 | Semi-Peak | 0 | 1 | Off Peak | 0 | 1 | Off Peak | 0 | 1 | 0 | Off Peak | 0 | 1 | 0 | Off Peak | 0 | 1 | 0 | Off Peak
2020 | 1 | 20 | 2020-01-20 | 10 | 0 | 0 | 0 | [6 empty] | 0 | 0 | 1 | 0 | Off Peak | 0 | 1 | 0 | Semi-Peak | 0 | 1 | Off Peak | 0 | 1 | Off Peak | 0 | 1 | 0 | Off Peak | 0 | 1 | 0 | Off Peak | 0 | 1 | 0 | Off Peak
2020 | 1 | 20 | 2020-01-20 | 11 | 0 | 0 | 0 | [6 empty] | 0 | 0 | 1 | 0 | Off Peak | 0 | 1 | 0 | Semi-Peak | 0 | 1 | Off Peak | 0 | 1 | Off Peak | 0 | 1 | 0 | Off Peak | 0 | 1 | 0 | Off Peak | 0 | 1 | 0 | Off Peak
2020 | 1 | 20 | 2020-01-20 | 12 | 0 | 0 | 0 | [6 empty] | 0 | 0 | 1 | 0 | Off Peak | 0 | 1 | 0 | Semi-Peak | 0 | 1 | Off Peak | 0 | 1 | Off Peak | 0 | 1 | 0 | Off Peak | 0 | 1 | 0 | Off Peak | 0 | 1 | 0 | Off Peak
2020 | 1 | 20 | 2020-01-20 | 13 | 0 | 0 | 0 | [6 empty] | 0 | 0 | 1 | 0 | Off Peak | 0 | 1 | 0 | Semi-Peak | 0 | 1 | Off Peak | 1 | 0 | On Peak | 0 | 1 | 0 | Off Peak | 1 | 0 | 0 | On Peak | 0 | 1 | 0 | Off Peak
2020 | 1 | 20 | 2020-01-20 | 14 | 0 | 0 | 0 | [6 empty] | 0 | 0 | 1 | 0 | Off Peak | 0 | 1 | 0 | Semi-Peak | 0 | 1 | Off Peak | 1 | 0 | On Peak | 0 | 1 | 0 | Off Peak | 1 | 0 | 0 | On Peak | 0 | 1 | 0 | Off Peak
2020 | 1 | 20 | 2020-01-20 | 15 | 0 | 0 | 0 | [6 empty] | 0 | 0 | 1 | 0 | Off Peak | 0 | 1 | 0 | Semi-Peak | 0 | 1 | Off Peak | 1 | 0 | On Peak | 0 | 1 | 0 | Off Peak | 1 | 0 | 0 | On Peak | 0 | 1 | 0 | Off Peak
2020 | 1 | 20 | 2020-01-20 | 16 | 0 | 0 | 0 | [6 empty] | 0 | 0 | 1 | 0 | Off Peak | 0 | 1 | 0 | Semi-Peak | 0 | 1 | Off Peak | 1 | 0 | On Peak | 0 | 1 | 0 | Off Peak | 1 | 0 | 0 | On Peak | 0 | 1 | 0 | Off Peak
2020 | 1 | 20 | 2020-01-20 | 17 | 0 | 0 | 0 | [6 empty] | 0 | 1 | 0 | 0 | On Peak | 0 | 1 | 0 | Semi-Peak | 1 | 0 | On Peak | 1 | 0 | On Peak | 0 | 1 | 0 | Off Peak | 1 | 0 | 0 | On Peak | 0 | 1 | 0 | Off Peak
2020 | 1 | 20 | 2020-01-20 | 18 | 0 | 0 | 0 | [6 empty] | 0 | 1 | 0 | 0 | On Peak | 1 | 0 | 0 | On Peak | 1 | 0 | On Peak | 1 | 0 | On Peak | 0 | 1 | 0 | Off Peak | 1 | 0 | 0 | On Peak | 0 | 1 | 0 | Off Peak
2020 | 1 | 20 | 2020-01-20 | 19 | 0 | 0 | 0 | [6 empty] | 0 | 1 | 0 | 0 | On Peak | 1 | 0 | 0 | On Peak | 1 | 0 | On Peak | 0 | 1 | Off Peak | 0 | 0 | 1 | Super Off Peak | 1 | 0 | 0 | On Peak | 0 | 1 | 0 | Off Peak
2020 | 1 | 20 | 2020-01-20 | 20 | 0 | 0 | 0 | [6 empty] | 0 | 1 | 0 | 0 | On Peak | 1 | 0 | 0 | On Peak | 1 | 0 | On Peak | 0 | 1 | Off Peak | 0 | 0 | 1 | Super Off Peak | 1 | 0 | 0 | On Peak | 1 | 0 | 0 | On Peak
2020 | 1 | 20 | 2020-01-20 | 21 | 0 | 0 | 0 | [6 empty] | 0 | 1 | 0 | 0 | On Peak | 0 | 1 | 0 | Semi-Peak | 1 | 0 | On Peak | 0 | 1 | Off Peak | 0 | 0 | 1 | Super Off Peak | 0 | 1 | 0 | Off Peak | 1 | 0 | 0 | On Peak
2020 | 1 | 20 | 2020-01-20 | 22 | 0 | 0 | 0 | [6 empty] | 0 | 0 | 1 | 0 | Off Peak | 0 | 1 | 0 | Semi-Peak | 0 | 1 | Off Peak | 0 | 1 | Off Peak | 0 | 0 | 1 | Super Off Peak | 0 | 1 | 0 | Off Peak | 1 | 0 | 0 | On Peak
2020 | 1 | 20 | 2020-01-20 | 23 | 0 | 0 | 0 | [6 empty] | 0 | 0 | 1 | 0 | Off Peak | 0 | 0 | 1 | Off Peak | 0 | 1 | Off Peak | 0 | 1 | Off Peak | 0 | 0 | 1 | Super Off Peak | 0 | 1 | 0 | Off Peak | 1 | 0 | 0 | On Peak
2020 | 1 | 20 | 2020-01-20 | 24 | 0 | 0 | 0 | [6 empty] | 0 | 0 | 1 | 0 | Off Peak | 0 | 0 | 1 | Off Peak | 0 | 1 | Off Peak | 0 | 1 | Off Peak | 0 | 0 | 1 | Super Off Peak | 0 | 1 | 0 | Off Peak | 1 | 0 | 0 | On Peak
2020 | 1 | 21 | 2020-01-21 | 1 | 0 | 0 | 0 | [6 empty] | 0 | 0 | 0 | 1 | Super Off Peak | 0 | 0 | 1 | Off Peak | 0 | 1 | Off Peak | 0 | 1 | Off Peak | 0 | 0 | 1 | Super Off Peak | 0 | 0 | 1 | Super Off Peak | 0 | 0 | 1 | Super Off Peak
2020 | 1 | 21 | 2020-01-21 | 2 | 0 | 0 | 0 | [6 empty] | 0 | 0 | 0 | 1 | Super Off Peak | 0 | 0 | 1 | Off Peak | 0 | 1 | Off Peak | 0 | 1 | Off Peak | 0 | 0 | 1 | Super Off Peak | 0 | 0 | 1 | Super Off Peak | 0 | 0 | 1 | Super Off Peak
2020 | 1 | 21 | 2020-01-21 | 3 | 0 | 0 | 0 | [6 empty] | 0 | 0 | 0 | 1 | Super Off Peak | 0 | 0 | 1 | Off Peak | 0 | 1 | Off Peak | 0 | 1 | Off Peak | 0 | 0 | 1 | Super Off Peak | 0 | 0 | 1 | Super Off Peak | 0 | 0 | 1 | Super Off Peak
2020 | 1 | 21 | 2020-01-21 | 4 | 0 | 0 | 0 | [6 empty] | 0 | 0 | 0 | 1 | Super Off Peak | 0 | 0 | 1 | Off Peak | 0 | 1 | Off Peak | 0 | 1 | Off Peak | 0 | 0 | 1 | Super Off Peak | 0 | 0 | 1 | Super Off Peak | 0 | 0 | 1 | Super Off Peak
2020 | 1 | 21 | 2020-01-21 | 5 | 0 | 0 | 0 | [6 empty] | 0 | 0 | 0 | 1 | Super Off Peak | 0 | 0 | 1 | Off Peak | 0 | 1 | Off Peak | 0 | 1 | Off Peak | 0 | 0 | 1 | Super Off Peak | 0 | 0 | 1 | Super Off Peak | 0 | 0 | 1 | Super Off Peak
2020 | 1 | 21 | 2020-01-21 | 6 | 0 | 0 | 0 | [6 empty] | 0 | 0 | 0 | 1 | Super Off Peak | 0 | 0 | 1 | Off Peak | 0 | 1 | Off Peak | 0 | 1 | Off Peak | 0 | 0 | 1 | Super Off Peak | 0 | 1 | 0 | Off Peak | 0 | 1 | 0 | Off Peak
2020 | 1 | 21 | 2020-01-21 | 7 | 0 | 0 | 0 | [6 empty] | 0 | 0 | 1 | 0 | Off Peak | 0 | 1 | 0 | Semi-Peak | 0 | 1 | Off Peak | 0 | 1 | Off Peak | 0 | 1 | 0 | Off Peak | 0 | 1 | 0 | Off Peak | 0 | 1 | 0 | Off Peak
2020 | 1 | 21 | 2020-01-21 | 8 | 0 | 0 | 0 | [6 empty] | 0 | 0 | 1 | 0 | Off Peak | 0 | 1 | 0 | Semi-Peak | 0 | 1 | Off Peak | 0 | 1 | Off Peak | 0 | 1 | 0 | Off Peak | 0 | 1 | 0 | Off Peak | 0 | 1 | 0 | Off Peak
2020 | 1 | 21 | 2020-01-21 | 9 | 0 | 0 | 0 | [6 empty] | 0 | 0 | 1 | 0 | Off Peak | 0 | 1 | 0 | Semi-Peak | 0 | 1 | Off Peak | 0 | 1 | Off Peak | 0 | 1 | 0 | Off Peak | 0 | 1 | 0 | Off Peak | 0 | 1 | 0 | Off Peak
2020 | 1 | 21 | 2020-01-21 | 10 | 0 | 0 | 0 | [6 empty] | 0 | 0 | 1 | 0 | Off Peak | 0 | 1 | 0 | Semi-Peak | 0 | 1 | Off Peak | 0 | 1 | Off Peak | 0 | 1 | 0 | Off Peak | 0 | 1 | 0 | Off Peak | 0 | 1 | 0 | Off Peak
2020 | 1 | 21 | 2020-01-21 | 11 | 0 | 0 | 0 | [6 empty] | 0 | 0 | 1 | 0 | Off Peak | 0 | 1 | 0 | Semi-Peak | 0 | 1 | Off Peak | 0 | 1 | Off Peak | 0 | 1 | 0 | Off Peak | 0 | 1 | 0 | Off Peak | 0 | 1 | 0 | Off Peak
2020 | 1 | 21 | 2020-01-21 | 12 | 0 | 0 | 0 | [6 empty] | 0 | 0 | 1 | 0 | Off Peak | 0 | 1 | 0 | Semi-Peak | 0 | 1 | Off Peak | 0 | 1 | Off Peak | 0 | 1 | 0 | Off Peak | 0 | 1 | 0 | Off Peak | 0 | 1 | 0 | Off Peak
2020 | 1 | 21 | 2020-01-21 | 13 | 0 | 0 | 0 | [6 empty] | 0 | 0 | 1 | 0 | Off Peak | 0 | 1 | 0 | Semi-Peak | 0 | 1 | Off Peak | 1 | 0 | On Peak | 0 | 1 | 0 | Off Peak | 1 | 0 | 0 | On Peak | 0 | 1 | 0 | Off Peak
2020 | 1 | 21 | 2020-01-21 | 14 | 0 | 0 | 0 | [6 empty] | 0 | 0 | 1 | 0 | Off Peak | 0 | 1 | 0 | Semi-Peak | 0 | 1 | Off Peak | 1 | 0 | On Peak | 0 | 1 | 0 | Off Peak | 1 | 0 | 0 | On Peak | 0 | 1 | 0 | Off Peak
2020 | 1 | 21 | 2020-01-21 | 15 | 0 | 0 | 0 | [6 empty] | 0 | 0 | 1 | 0 | Off Peak | 0 | 1 | 0 | Semi-Peak | 0 | 1 | Off Peak | 1 | 0 | On Peak | 0 | 1 | 0 | Off Peak | 1 | 0 | 0 | On Peak | 0 | 1 | 0 | Off Peak
2020 | 1 | 21 | 2020-01-21 | 16 | 0 | 0 | 0 | [6 empty] | 0 | 0 | 1 | 0 | Off Peak | 0 | 1 | 0 | Semi-Peak | 0 | 1 | Off Peak | 1 | 0 | On Peak | 0 | 1 | 0 | Off Peak | 1 | 0 | 0 | On Peak | 0 | 1 | 0 | Off Peak
2020 | 1 | 21 | 2020-01-21 | 17 | 0 | 0 | 0 | [6 empty] | 0 | 1 | 0 | 0 | On Peak | 0 | 1 | 0 | Semi-Peak | 1 | 0 | On Peak | 1 | 0 | On Peak | 0 | 1 | 0 | Off Peak | 1 | 0 | 0 | On Peak | 0 | 1 | 0 | Off Peak
2020 | 1 | 21 | 2020-01-21 | 18 | 0 | 0 | 0 | [6 empty] | 0 | 1 | 0 | 0 | On Peak | 1 | 0 | 0 | On Peak | 1 | 0 | On Peak | 1 | 0 | On Peak | 0 | 1 | 0 | Off Peak | 1 | 0 | 0 | On Peak | 0 | 1 | 0 | Off Peak
2020 | 1 | 21 | 2020-01-21 | 19 | 0 | 0 | 0 | [6 empty] | 0 | 1 | 0 | 0 | On Peak | 1 | 0 | 0 | On Peak | 1 | 0 | On Peak | 0 | 1 | Off Peak | 0 | 0 | 1 | Super Off Peak | 1 | 0 | 0 | On Peak | 0 | 1 | 0 | Off Peak
2020 | 1 | 21 | 2020-01-21 | 20 | 0 | 0 | 0 | [6 empty] | 0 | 1 | 0 | 0 | On Peak | 1 | 0 | 0 | On Peak | 1 | 0 | On Peak | 0 | 1 | Off Peak | 0 | 0 | 1 | Super Off Peak | 1 | 0 | 0 | On Peak | 1 | 0 | 0 | On Peak
2020 | 1 | 21 | 2020-01-21 | 21 | 0 | 0 | 0 | [6 empty] | 0 | 1 | 0 | 0 | On Peak | 0 | 1 | 0 | Semi-Peak | 1 | 0 | On Peak | 0 | 1 | Off Peak | 0 | 0 | 1 | Super Off Peak | 0 | 1 | 0 | Off Peak | 1 | 0 | 0 | On Peak
2020 | 1 | 21 | 2020-01-21 | 22 | 0 | 0 | 0 | [6 empty] | 0 | 0 | 1 | 0 | Off Peak | 0 | 1 | 0 | Semi-Peak | 0 | 1 | Off Peak | 0 | 1 | Off Peak | 0 | 0 | 1 | Super Off Peak | 0 | 1 | 0 | Off Peak | 1 | 0 | 0 | On Peak
2020 | 1 | 21 | 2020-01-21 | 23 | 0 | 0 | 0 | [6 empty] | 0 | 0 | 1 | 0 | Off Peak | 0 | 0 | 1 | Off Peak | 0 | 1 | Off Peak | 0 | 1 | Off Peak | 0 | 0 | 1 | Super Off Peak | 0 | 1 | 0 | Off Peak | 1 | 0 | 0 | On Peak
2020 | 1 | 21 | 2020-01-21 | 24 | 0 | 0 | 0 | [6 empty] | 0 | 0 | 1 | 0 | Off Peak | 0 | 0 | 1 | Off Peak | 0 | 1 | Off Peak | 0 | 1 | Off Peak | 0 | 0 | 1 | Super Off Peak | 0 | 1 | 0 | Off Peak | 1 | 0 | 0 | On Peak
2020 | 1 | 22 | 2020-01-22 | 1 | 0 | 0 | 0 | [6 empty] | 0 | 0 | 0 | 1 | Super Off Peak | 0 | 0 | 1 | Off Peak | 0 | 1 | Off Peak | 0 | 1 | Off Peak | 0 | 0 | 1 | Super Off Peak | 0 | 0 | 1 | Super Off Peak | 0 | 0 | 1 | Super Off Peak
2020 | 1 | 22 | 2020-01-22 | 2 | 0 | 0 | 0 | [6 empty] | 0 | 0 | 0 | 1 | Super Off Peak | 0 | 0 | 1 | Off Peak | 0 | 1 | Off Peak | 0 | 1 | Off Peak | 0 | 0 | 1 | Super Off Peak | 0 | 0 | 1 | Super Off Peak | 0 | 0 | 1 | Super Off Peak
2020 | 1 | 22 | 2020-01-22 | 3 | 0 | 0 | 0 | [6 empty] | 0 | 0 | 0 | 1 | Super Off Peak | 0 | 0 | 1 | Off Peak | 0 | 1 | Off Peak | 0 | 1 | Off Peak | 0 | 0 | 1 | Super Off Peak | 0 | 0 | 1 | Super Off Peak | 0 | 0 | 1 | Super Off Peak
2020 | 1 | 22 | 2020-01-22 | 4 | 0 | 0 | 0 | [6 empty] | 0 | 0 | 0 | 1 | Super Off Peak | 0 | 0 | 1 | Off Peak | 0 | 1 | Off Peak | 0 | 1 | Off Peak | 0 | 0 | 1 | Super Off Peak | 0 | 0 | 1 | Super Off Peak | 0 | 0 | 1 | Super Off Peak
2020 | 1 | 22 | 2020-01-22 | 5 | 0 | 0 | 0 | [6 empty] | 0 | 0 | 0 | 1 | Super Off Peak | 0 | 0 | 1 | Off Peak | 0 | 1 | Off Peak | 0 | 1 | Off Peak | 0 | 0 | 1 | Super Off Peak | 0 | 0 | 1 | Super Off Peak | 0 | 0 | 1 | Super Off Peak
2020 | 1 | 22 | 2020-01-22 | 6 | 0 | 0 | 0 | [6 empty] | 0 | 0 | 0 | 1 | Super Off Peak | 0 | 0 | 1 | Off Peak | 0 | 1 | Off Peak | 0 | 1 | Off Peak | 0 | 0 | 1 | Super Off Peak | 0 | 1 | 0 | Off Peak | 0 | 1 | 0 | Off Peak
2020 | 1 | 22 | 2020-01-22 | 7 | 0 | 0 | 0 | [6 empty] | 0 | 0 | 1 | 0 | Off Peak | 0 | 1 | 0 | Semi-Peak | 0 | 1 | Off Peak | 0 | 1 | Off Peak | 0 | 1 | 0 | Off Peak | 0 | 1 | 0 | Off Peak | 0 | 1 | 0 | Off Peak
2020 | 1 | 22 | 2020-01-22 | 8 | 0 | 0 | 0 | [6 empty] | 0 | 0 | 1 | 0 | Off Peak | 0 | 1 | 0 | Semi-Peak | 0 | 1 | Off Peak | 0 | 1 | Off Peak | 0 | 1 | 0 | Off Peak | 0 | 1 | 0 | Off Peak | 0 | 1 | 0 | Off Peak
2020 | 1 | 22 | 2020-01-22 | 9 | 0 | 0 | 0 | [6 empty] | 0 | 0 | 1 | 0 | Off Peak | 0 | 1 | 0 | Semi-Peak | 0 | 1 | Off Peak | 0 | 1 | Off Peak | 0 | 1 | 0 | Off Peak | 0 | 1 | 0 | Off Peak | 0 | 1 | 0 | Off Peak
2020 | 1 | 22 | 2020-01-22 | 10 | 0 | 0 | 0 | [6 empty] | 0 | 0 | 1 | 0 | Off Peak | 0 | 1 | 0 | Semi-Peak | 0 | 1 | Off Peak | 0 | 1 | Off Peak | 0 | 1 | 0 | Off Peak | 0 | 1 | 0 | Off Peak | 0 | 1 | 0 | Off Peak
2020 | 1 | 22 | 2020-01-22 | 11 | 0 | 0 | 0 | [6 empty] | 0 | 0 | 1 | 0 | Off Peak | 0 | 1 | 0 | Semi-Peak | 0 | 1 | Off Peak | 0 | 1 | Off Peak | 0 | 1 | 0 | Off Peak | 0 | 1 | 0 | Off Peak | 0 | 1 | 0 | Off Peak
2020 | 1 | 22 | 2020-01-22 | 12 | 0 | 0 | 0 | [6 empty] | 0 | 0 | 1 | 0 | Off Peak | 0 | 1 | 0 | Semi-Peak | 0 | 1 | Off Peak | 0 | 1 | Off Peak | 0 | 1 | 0 | Off Peak | 0 | 1 | 0 | Off Peak | 0 | 1 | 0 | Off Peak
2020 | 1 | 22 | 2020-01-22 | 13 | 0 | 0 | 0 | [6 empty] | 0 | 0 | 1 | 0 | Off Peak | 0 | 1 | 0 | Semi-Peak | 0 | 1 | Off Peak | 1 | 0 | On Peak | 0 | 1 | 0 | Off Peak | 1 | 0 | 0 | On Peak | 0 | 1 | 0 | Off Peak
2020 | 1 | 22 | 2020-01-22 | 14 | 0 | 0 | 0 | [6 empty] | 0 | 0 | 1 | 0 | Off Peak | 0 | 1 | 0 | Semi-Peak | 0 | 1 | Off Peak | 1 | 0 | On Peak | 0 | 1 | 0 | Off Peak | 1 | 0 | 0 | On Peak | 0 | 1 | 0 | Off Peak
2020 | 1 | 22 | 2020-01-22 | 15 | 0 | 0 | 0 | [6 empty] | 0 | 0 | 1 | 0 | Off Peak | 0 | 1 | 0 | Semi-Peak | 0 | 1 | Off Peak | 1 | 0 | On Peak | 0 | 1 | 0 | Off Peak | 1 | 0 | 0 | On Peak | 0 | 1 | 0 | Off Peak
2020 | 1 | 22 | 2020-01-22 | 16 | 0 | 0 | 0 | [6 empty] | 0 | 0 | 1 | 0 | Off Peak | 0 | 1 | 0 | Semi-Peak | 0 | 1 | Off Peak | 1 | 0 | On Peak | 0 | 1 | 0 | Off Peak | 1 | 0 | 0 | On Peak | 0 | 1 | 0 | Off Peak
2020 | 1 | 22 | 2020-01-22 | 17 | 0 | 0 | 0 | [6 empty] | 0 | 1 | 0 | 0 | On Peak | 0 | 1 | 0 | Semi-Peak | 1 | 0 | On Peak | 1 | 0 | On Peak | 0 | 1 | 0 | Off Peak | 1 | 0 | 0 | On Peak | 0 | 1 | 0 | Off Peak
2020 | 1 | 22 | 2020-01-22 | 18 | 0 | 0 | 0 | [6 empty] | 0 | 1 | 0 | 0 | On Peak | 1 | 0 | 0 | On Peak | 1 | 0 | On Peak | 1 | 0 | On Peak | 0 | 1 | 0 | Off Peak | 1 | 0 | 0 | On Peak | 0 | 1 | 0 | Off Peak
2020 | 1 | 22 | 2020-01-22 | 19 | 0 | 0 | 0 | [6 empty] | 0 | 1 | 0 | 0 | On Peak | 1 | 0 | 0 | On Peak | 1 | 0 | On Peak | 0 | 1 | Off Peak | 0 | 0 | 1 | Super Off Peak | 1 | 0 | 0 | On Peak | 0 | 1 | 0 | Off Peak
2020 | 1 | 22 | 2020-01-22 | 20 | 0 | 0 | 0 | [6 empty] | 0 | 1 | 0 | 0 | On Peak | 1 | 0 | 0 | On Peak | 1 | 0 | On Peak | 0 | 1 | Off Peak | 0 | 0 | 1 | Super Off Peak | 1 | 0 | 0 | On Peak | 1 | 0 | 0 | On Peak
2020 | 1 | 22 | 2020-01-22 | 21 | 0 | 0 | 0 | [6 empty] | 0 | 1 | 0 | 0 | On Peak | 0 | 1 | 0 | Semi-Peak | 1 | 0 | On Peak | 0 | 1 | Off Peak | 0 | 0 | 1 | Super Off Peak | 0 | 1 | 0 | Off Peak | 1 | 0 | 0 | On Peak
2020 | 1 | 22 | 2020-01-22 | 22 | 0 | 0 | 0 | [6 empty] | 0 | 0 | 1 | 0 | Off Peak | 0 | 1 | 0 | Semi-Peak | 0 | 1 | Off Peak | 0 | 1 | Off Peak | 0 | 0 | 1 | Super Off Peak | 0 | 1 | 0 | Off Peak | 1 | 0 | 0 | On Peak
2020 | 1 | 22 | 2020-01-22 | 23 | 0 | 0 | 0 | [6 empty] | 0 | 0 | 1 | 0 | Off Peak | 0 | 0 | 1 | Off Peak | 0 | 1 | Off Peak | 0 | 1 | Off Peak | 0 | 0 | 1 | Super Off Peak | 0 | 1 | 0 | Off Peak | 1 | 0 | 0 | On Peak
2020 | 1 | 22 | 2020-01-22 | 24 | 0 | 0 | 0 | [6 empty] | 0 | 0 | 1 | 0 | Off Peak | 0 | 0 | 1 | Off Peak | 0 | 1 | Off Peak | 0 | 1 | Off Peak | 0 | 0 | 1 | Super Off Peak | 0 | 1 | 0 | Off Peak | 1 | 0 | 0 | On Peak
2020 | 1 | 23 | 2020-01-23 | 1 | 0 | 0 | 0 | [6 empty] | 0 | 0 | 0 | 1 | Super Off Peak | 0 | 0 | 1 | Off Peak | 0 | 1 | Off Peak | 0 | 1 | Off Peak | 0 | 0 | 1 | Super Off Peak | 0 | 0 | 1 | Super Off Peak | 0 | 0 | 1 | Super Off Peak
2020 | 1 | 23 | 2020-01-23 | 2 | 0 | 0 | 0 | [6 empty] | 0 | 0 | 0 | 1 | Super Off Peak | 0 | 0 | 1 | Off Peak | 0 | 1 | Off Peak | 0 | 1 | Off Peak | 0 | 0 | 1 | Super Off Peak | 0 | 0 | 1 | Super Off Peak | 0 | 0 | 1 | Super Off Peak
2020 | 1 | 23 | 2020-01-23 | 3 | 0 | 0 | 0 | [6 empty] | 0 | 0 | 0 | 1 | Super Off Peak | 0 | 0 | 1 | Off Peak | 0 | 1 | Off Peak | 0 | 1 | Off Peak | 0 | 0 | 1 | Super Off Peak | 0 | 0 | 1 | Super Off Peak | 0 | 0 | 1 | Super Off Peak
2020 | 1 | 23 | 2020-01-23 | 4 | 0 | 0 | 0 | [6 empty] | 0 | 0 | 0 | 1 | Super Off Peak | 0 | 0 | 1 | Off Peak | 0 | 1 | Off Peak | 0 | 1 | Off Peak | 0 | 0 | 1 | Super Off Peak | 0 | 0 | 1 | Super Off Peak | 0 | 0 | 1 | Super Off Peak
2020 | 1 | 23 | 2020-01-23 | 5 | 0 | 0 | 0 | [6 empty] | 0 | 0 | 0 | 1 | Super Off Peak | 0 | 0 | 1 | Off Peak | 0 | 1 | Off Peak | 0 | 1 | Off Peak | 0 | 0 | 1 | Super Off Peak | 0 | 0 | 1 | Super Off Peak | 0 | 0 | 1 | Super Off Peak
2020 | 1 | 23 | 2020-01-23 | 6 | 0 | 0 | 0 | [6 empty] | 0 | 0 | 0 | 1 | Super Off Peak | 0 | 0 | 1 | Off Peak | 0 | 1 | Off Peak | 0 | 1 | Off Peak | 0 | 0 | 1 | Super Off Peak | 0 | 1 | 0 | Off Peak | 0 | 1 | 0 | Off Peak
2020 | 1 | 23 | 2020-01-23 | 7 | 0 | 0 | 0 | [6 empty] | 0 | 0 | 1 | 0 | Off Peak | 0 | 1 | 0 | Semi-Peak | 0 | 1 | Off Peak | 0 | 1 | Off Peak | 0 | 1 | 0 | Off Peak | 0 | 1 | 0 | Off Peak | 0 | 1 | 0 | Off Peak
2020 | 1 | 23 | 2020-01-23 | 8 | 0 | 0 | 0 | [6 empty] | 0 | 0 | 1 | 0 | Off Peak | 0 | 1 | 0 | Semi-Peak | 0 | 1 | Off Peak | 0 | 1 | Off Peak | 0 | 1 | 0 | Off Peak | 0 | 1 | 0 | Off Peak | 0 | 1 | 0 | Off Peak
2020 | 1 | 23 | 2020-01-23 | 9 | 0 | 0 | 0 | [6 empty] | 0 | 0 | 1 | 0 | Off Peak | 0 | 1 | 0 | Semi-Peak | 0 | 1 | Off Peak | 0 | 1 | Off Peak | 0 | 1 | 0 | Off Peak | 0 | 1 | 0 | Off Peak | 0 | 1 | 0 | Off Peak
2020 | 1 | 23 | 2020-01-23 | 10 | 0 | 0 | 0 | [6 empty] | 0 | 0 | 1 | 0 | Off Peak | 0 | 1 | 0 | Semi-Peak | 0 | 1 | Off Peak | 0 | 1 | Off Peak | 0 | 1 | 0 | Off Peak | 0 | 1 | 0 | Off Peak | 0 | 1 | 0 | Off Peak
2020 | 1 | 23 | 2020-01-23 | 11 | 0 | 0 | 0 | [6 empty] | 0 | 0 | 1 | 0 | Off Peak | 0 | 1 | 0 | Semi-Peak | 0 | 1 | Off Peak | 0 | 1 | Off Peak | 0 | 1 | 0 | Off Peak | 0 | 1 | 0 | Off Peak | 0 | 1 | 0 | Off Peak
2020 | 1 | 23 | 2020-01-23 | 12 | 0 | 0 | 0 | [6 empty] | 0 | 0 | 1 | 0 | Off Peak | 0 | 1 | 0 | Semi-Peak | 0 | 1 | Off Peak | 0 | 1 | Off Peak | 0 | 1 | 0 | Off Peak | 0 | 1 | 0 | Off Peak | 0 | 1 | 0 | Off Peak
2020 | 1 | 23 | 2020-01-23 | 13 | 0 | 0 | 0 | [6 empty] | 0 | 0 | 1 | 0 | Off Peak | 0 | 1 | 0 | Semi-Peak | 0 | 1 | Off Peak | 1 | 0 | On Peak | 0 | 1 | 0 | Off Peak | 1 | 0 | 0 | On Peak | 0 | 1 | 0 | Off Peak
2020 | 1 | 23 | 2020-01-23 | 14 | 0 | 0 | 0 | [6 empty] | 0 | 0 | 1 | 0 | Off Peak | 0 | 1 | 0 | Semi-Peak | 0 | 1 | Off Peak | 1 | 0 | On Peak | 0 | 1 | 0 | Off Peak | 1 | 0 | 0 | On Peak | 0 | 1 | 0 | Off Peak
2020 | 1 | 23 | 2020-01-23 | 15 | 0 | 0 | 0 | [6 empty] | 0 | 0 | 1 | 0 | Off Peak | 0 | 1 | 0 | Semi-Peak | 0 | 1 | Off Peak | 1 | 0 | On Peak | 0 | 1 | 0 | Off Peak | 1 | 0 | 0 | On Peak | 0 | 1 | 0 | Off Peak
2020 | 1 | 23 | 2020-01-23 | 16 | 0 | 0 | 0 | [6 empty] | 0 | 0 | 1 | 0 | Off Peak | 0 | 1 | 0 | Semi-Peak | 0 | 1 | Off Peak | 1 | 0 | On Peak | 0 | 1 | 0 | Off Peak | 1 | 0 | 0 | On Peak | 0 | 1 | 0 | Off Peak
2020 | 1 | 23 | 2020-01-23 | 17 | 0 | 0 | 0 | [6 empty] | 0 | 1 | 0 | 0 | On Peak | 0 | 1 | 0 | Semi-Peak | 1 | 0 | On Peak | 1 | 0 | On Peak | 0 | 1 | 0 | Off Peak | 1 | 0 | 0 | On Peak | 0 | 1 | 0 | Off Peak
2020 | 1 | 23 | 2020-01-23 | 18 | 0 | 0 | 0 | [6 empty] | 0 | 1 | 0 | 0 | On Peak | 1 | 0 | 0 | On Peak | 1 | 0 | On Peak | 1 | 0 | On Peak | 0 | 1 | 0 | Off Peak | 1 | 0 | 0 | On Peak | 0 | 1 | 0 | Off Peak
2020 | 1 | 23 | 2020-01-23 | 19 | 0 | 0 | 0 | [6 empty] | 0 | 1 | 0 | 0 | On Peak | 1 | 0 | 0 | On Peak | 1 | 0 | On Peak | 0 | 1 | Off Peak | 0 | 0 | 1 | Super Off Peak | 1 | 0 | 0 | On Peak | 0 | 1 | 0 | Off Peak
2020 | 1 | 23 | 2020-01-23 | 20 | 0 | 0 | 0 | [6 empty] | 0 | 1 | 0 | 0 | On Peak | 1 | 0 | 0 | On Peak | 1 | 0 | On Peak | 0 | 1 | Off Peak | 0 | 0 | 1 | Super Off Peak | 1 | 0 | 0 | On Peak | 1 | 0 | 0 | On Peak
2020 | 1 | 23 | 2020-01-23 | 21 | 0 | 0 | 0 | [6 empty] | 0 | 1 | 0 | 0 | On Peak | 0 | 1 | 0 | Semi-Peak | 1 | 0 | On Peak | 0 | 1 | Off Peak | 0 | 0 | 1 | Super Off Peak | 0 | 1 | 0 | Off Peak | 1 | 0 | 0 | On Peak
2020 | 1 | 23 | 2020-01-23 | 22 | 0 | 0 | 0 | [6 empty] | 0 | 0 | 1 | 0 | Off Peak | 0 | 1 | 0 | Semi-Peak | 0 | 1 | Off Peak | 0 | 1 | Off Peak | 0 | 0 | 1 | Super Off Peak | 0 | 1 | 0 | Off Peak | 1 | 0 | 0 | On Peak
2020 | 1 | 23 | 2020-01-23 | 23 | 0 | 0 | 0 | [6 empty] | 0 | 0 | 1 | 0 | Off Peak | 0 | 0 | 1 | Off Peak | 0 | 1 | Off Peak | 0 | 1 | Off Peak | 0 | 0 | 1 | Super Off Peak | 0 | 1 | 0 | Off Peak | 1 | 0 | 0 | On Peak
2020 | 1 | 23 | 2020-01-23 | 24 | 0 | 0 | 0 | [6 empty] | 0 | 0 | 1 | 0 | Off Peak | 0 | 0 | 1 | Off Peak | 0 | 1 | Off Peak | 0 | 1 | Off Peak | 0 | 0 | 1 | Super Off Peak | 0 | 1 | 0 | Off Peak | 1 | 0 | 0 | On Peak
2020 | 1 | 24 | 2020-01-24 | 1 | 0 | 0 | 0 | [6 empty] | 0 | 0 | 0 | 1 | Super Off Peak | 0 | 0 | 1 | Off Peak | 0 | 1 | Off Peak | 0 | 1 | Off Peak | 0 | 0 | 1 | Super Off Peak | 0 | 0 | 1 | Super Off Peak | 0 | 0 | 1 | Super Off Peak
2020 | 1 | 24 | 2020-01-24 | 2 | 0 | 0 | 0 | [6 empty] | 0 | 0 | 0 | 1 | Super Off Peak | 0 | 0 | 1 | Off Peak | 0 | 1 | Off Peak | 0 | 1 | Off Peak | 0 | 0 | 1 | Super Off Peak | 0 | 0 | 1 | Super Off Peak | 0 | 0 | 1 | Super Off Peak
2020 | 1 | 24 | 2020-01-24 | 3 | 0 | 0 | 0 | [6 empty] | 0 | 0 | 0 | 1 | Super Off Peak | 0 | 0 | 1 | Off Peak | 0 | 1 | Off Peak | 0 | 1 | Off Peak | 0 | 0 | 1 | Super Off Peak | 0 | 0 | 1 | Super Off Peak | 0 | 0 | 1 | Super Off Peak
2020 | 1 | 24 | 2020-01-24 | 4 | 0 | 0 | 0 | [6 empty] | 0 | 0 | 0 | 1 | Super Off Peak | 0 | 0 | 1 | Off Peak | 0 | 1 | Off Peak | 0 | 1 | Off Peak | 0 | 0 | 1 | Super Off Peak | 0 | 0 | 1 | Super Off Peak | 0 | 0 | 1 | Super Off Peak
2020 | 1 | 24 | 2020-01-24 | 5 | 0 | 0 | 0 | [6 empty] | 0 | 0 | 0 | 1 | Super Off Peak | 0 | 0 | 1 | Off Peak | 0 | 1 | Off Peak | 0 | 1 | Off Peak | 0 | 0 | 1 | Super Off Peak | 0 | 0 | 1 | Super Off Peak | 0 | 0 | 1 | Super Off Peak
2020 | 1 | 24 | 2020-01-24 | 6 | 0 | 0 | 0 | [6 empty] | 0 | 0 | 0 | 1 | Super Off Peak | 0 | 0 | 1 | Off Peak | 0 | 1 | Off Peak | 0 | 1 | Off Peak | 0 | 0 | 1 | Super Off Peak | 0 | 1 | 0 | Off Peak | 0 | 1 | 0 | Off Peak
2020 | 1 | 24 | 2020-01-24 | 7 | 0 | 0 | 0 | [6 empty] | 0 | 0 | 1 | 0 | Off Peak | 0 | 1 | 0 | Semi-Peak | 0 | 1 | Off Peak | 0 | 1 | Off Peak | 0 | 1 | 0 | Off Peak | 0 | 1 | 0 | Off Peak | 0 | 1 | 0 | Off Peak
2020 | 1 | 24 | 2020-01-24 | 8 | 0 | 0 | 0 | [6 empty] | 0 | 0 | 1 | 0 | Off Peak | 0 | 1 | 0 | Semi-Peak | 0 | 1 | Off Peak | 0 | 1 | Off Peak | 0 | 1 | 0 | Off Peak | 0 | 1 | 0 | Off Peak | 0 | 1 | 0 | Off Peak
2020 | 1 | 24 | 2020-01-24 | 9 | 0 | 0 | 0 | [6 empty] | 0 | 0 | 1 | 0 | Off Peak | 0 | 1 | 0 | Semi-Peak | 0 | 1 | Off Peak | 0 | 1 | Off Peak | 0 | 1 | 0 | Off Peak | 0 | 1 | 0 | Off Peak | 0 | 1 | 0 | Off Peak
2020 | 1 | 24 | 2020-01-24 | 10 | 0 | 0 | 0 | [6 empty] | 0 | 0 | 1 | 0 | Off Peak | 0 | 1 | 0 | Semi-Peak | 0 | 1 | Off Peak | 0 | 1 | Off Peak | 0 | 1 | 0 | Off Peak | 0 | 1 | 0 | Off Peak | 0 | 1 | 0 | Off Peak
2020 | 1 | 24 | 2020-01-24 | 11 | 0 | 0 | 0 | [6 empty] | 0 | 0 | 1 | 0 | Off Peak | 0 | 1 | 0 | Semi-Peak | 0 | 1 | Off Peak | 0 | 1 | Off Peak | 0 | 1 | 0 | Off Peak | 0 | 1 | 0 | Off Peak | 0 | 1 | 0 | Off Peak
2020 | 1 | 24 | 2020-01-24 | 12 | 0 | 0 | 0 | [6 empty] | 0 | 0 | 1 | 0 | Off Peak | 0 | 1 | 0 | Semi-Peak | 0 | 1 | Off Peak | 0 | 1 | Off Peak | 0 | 1 | 0 | Off Peak | 0 | 1 | 0 | Off Peak | 0 | 1 | 0 | Off Peak
2020 | 1 | 24 | 2020-01-24 | 13 | 0 | 0 | 0 | [6 empty] | 0 | 0 | 1 | 0 | Off Peak | 0 | 1 | 0 | Semi-Peak | 0 | 1 | Off Peak | 1 | 0 | On Peak | 0 | 1 | 0 | Off Peak | 1 | 0 | 0 | On Peak | 0 | 1 | 0 | Off Peak
2020 | 1 | 24 | 2020-01-24 | 14 | 0 | 0 | 0 | [6 empty] | 0 | 0 | 1 | 0 | Off Peak | 0 | 1 | 0 | Semi-Peak | 0 | 1 | Off Peak | 1 | 0 | On Peak | 0 | 1 | 0 | Off Peak | 1 | 0 | 0 | On Peak | 0 | 1 | 0 | Off Peak
2020 | 1 | 24 | 2020-01-24 | 15 | 0 | 0 | 0 | [6 empty] | 0 | 0 | 1 | 0 | Off Peak | 0 | 1 | 0 | Semi-Peak | 0 | 1 | Off Peak | 1 | 0 | On Peak | 0 | 1 | 0 | Off Peak | 1 | 0 | 0 | On Peak | 0 | 1 | 0 | Off Peak
2020 | 1 | 24 | 2020-01-24 | 16 | 0 | 0 | 0 | [6 empty] | 0 | 0 | 1 | 0 | Off Peak | 0 | 1 | 0 | Semi-Peak | 0 | 1 | Off Peak | 1 | 0 | On Peak | 0 | 1 | 0 | Off Peak | 1 | 0 | 0 | On Peak | 0 | 1 | 0 | Off Peak
2020 | 1 | 24 | 2020-01-24 | 17 | 0 | 0 | 0 | [6 empty] | 0 | 1 | 0 | 0 | On Peak | 0 | 1 | 0 | Semi-Peak | 1 | 0 | On Peak | 1 | 0 | On Peak | 0 | 1 | 0 | Off Peak | 1 | 0 | 0 | On Peak | 0 | 1 | 0 | Off Peak
2020 | 1 | 24 | 2020-01-24 | 18 | 0 | 0 | 0 | [6 empty] | 0 | 1 | 0 | 0 | On Peak | 1 | 0 | 0 | On Peak | 1 | 0 | On Peak | 1 | 0 | On Peak | 0 | 1 | 0 | Off Peak | 1 | 0 | 0 | On Peak | 0 | 1 | 0 | Off Peak
2020 | 1 | 24 | 2020-01-24 | 19 | 0 | 0 | 0 | [6 empty] | 0 | 1 | 0 | 0 | On Peak | 1 | 0 | 0 | On Peak | 1 | 0 | On Peak | 0 | 1 | Off Peak | 0 | 0 | 1 | Super Off Peak | 1 | 0 | 0 | On Peak | 0 | 1 | 0 | Off Peak
2020 | 1 | 24 | 2020-01-24 | 20 | 0 | 0 | 0 | [6 empty] | 0 | 1 | 0 | 0 | On Peak | 1 | 0 | 0 | On Peak | 1 | 0 | On Peak | 0 | 1 | Off Peak | 0 | 0 | 1 | Super Off Peak | 1 | 0 | 0 | On Peak | 1 | 0 | 0 | On Peak
2020 | 1 | 24 | 2020-01-24 | 21 | 0 | 0 | 0 | [6 empty] | 0 | 1 | 0 | 0 | On Peak | 0 | 1 | 0 | Semi-Peak | 1 | 0 | On Peak | 0 | 1 | Off Peak | 0 | 0 | 1 | Super Off Peak | 0 | 1 | 0 | Off Peak | 1 | 0 | 0 | On Peak
2020 | 1 | 24 | 2020-01-24 | 22 | 0 | 0 | 0 | [6 empty] | 0 | 0 | 1 | 0 | Off Peak | 0 | 1 | 0 | Semi-Peak | 0 | 1 | Off Peak | 0 | 1 | Off Peak | 0 | 0 | 1 | Super Off Peak | 0 | 1 | 0 | Off Peak | 1 | 0 | 0 | On Peak
2020 | 1 | 24 | 2020-01-24 | 23 | 0 | 0 | 0 | [6 empty] | 0 | 0 | 1 | 0 | Off Peak | 0 | 0 | 1 | Off Peak | 0 | 1 | Off Peak | 0 | 1 | Off Peak | 0 | 0 | 1 | Super Off Peak | 0 | 1 | 0 | Off Peak | 1 | 0 | 0 | On Peak
2020 | 1 | 24 | 2020-01-24 | 24 | 0 | 0 | 0 | [6 empty] | 0 | 0 | 1 | 0 | Off Peak | 0 | 0 | 1 | Off Peak | 0 | 1 | Off Peak | 0 | 1 | Off Peak | 0 | 0 | 1 | Super Off Peak | 0 | 1 | 0 | Off Peak | 1 | 0 | 0 | On Peak
2020 | 1 | 25 | 2020-01-25 | 1 | 0 | 1 | 0 | [6 empty] | 0 | 0 | 0 | 1 | Super Off Peak | 0 | 0 | 1 | Off Peak | 0 | 1 | Off Peak | 0 | 1 | Off Peak | 0 | 0 | 1 | Super Off Peak | 0 | 0 | 1 | Super Off Peak | 0 | 0 | 1 | Super Off Peak
2020 | 1 | 25 | 2020-01-25 | 2 | 0 | 1 | 0 | [6 empty] | 0 | 0 | 0 | 1 | Super Off Peak | 0 | 0 | 1 | Off Peak | 0 | 1 | Off Peak | 0 | 1 | Off Peak | 0 | 0 | 1 | Super Off Peak | 0 | 0 | 1 | Super Off Peak | 0 | 0 | 1 | Super Off Peak
2020 | 1 | 25 | 2020-01-25 | 3 | 0 | 1 | 0 | [6 empty] | 0 | 0 | 0 | 1 | Super Off Peak | 0 | 0 | 1 | Off Peak | 0 | 1 | Off Peak | 0 | 1 | Off Peak | 0 | 0 | 1 | Super Off Peak | 0 | 0 | 1 | Super Off Peak | 0 | 0 | 1 | Super Off Peak
2020 | 1 | 25 | 2020-01-25 | 4 | 0 | 1 | 0 | [6 empty] | 0 | 0 | 0 | 1 | Super Off Peak | 0 | 0 | 1 | Off Peak | 0 | 1 | Off Peak | 0 | 1 | Off Peak | 0 | 0 | 1 | Super Off Peak | 0 | 0 | 1 | Super Off Peak | 0 | 0 | 1 | Super Off Peak
2020 | 1 | 25 | 2020-01-25 | 5 | 0 | 1 | 0 | [6 empty] | 0 | 0 | 0 | 1 | Super Off Peak | 0 | 0 | 1 | Off Peak | 0 | 1 | Off Peak | 0 | 1 | Off Peak | 0 | 0 | 1 | Super Off Peak | 0 | 0 | 1 | Super Off Peak | 0 | 0 | 1 | Super Off Peak
2020 | 1 | 25 | 2020-01-25 | 6 | 0 | 1 | 0 | [6 empty] | 0 | 0 | 0 | 1 | Super Off Peak | 0 | 0 | 1 | Off Peak | 0 | 1 | Off Peak | 0 | 1 | Off Peak | 0 | 0 | 1 | Super Off Peak | 0 | 1 | 0 | Off Peak | 0 | 1 | 0 | Off Peak
2020 | 1 | 25 | 2020-01-25 | 7 | 0 | 1 | 0 | [6 empty] | 0 | 0 | 0 | 1 | Super Off Peak | 0 | 0 | 1 | Off Peak | 0 | 1 | Off Peak | 0 | 1 | Off Peak | 0 | 0 | 1 | Super Off Peak | 0 | 1 | 0 | Off Peak | 0 | 1 | 0 | Off Peak
2020 | 1 | 25 | 2020-01-25 | 8 | 0 | 1 | 0 | [6 empty] | 0 | 0 | 0 | 1 | Super Off Peak | 0 | 0 | 1 | Off Peak | 0 | 1 | Off Peak | 0 | 1 | Off Peak | 0 | 0 | 1 | Super Off Peak | 0 | 1 | 0 | Off Peak | 0 | 1 | 0 | Off Peak
2020 | 1 | 25 | 2020-01-25 | 9 | 0 | 1 | 0 | [6 empty] | 0 | 0 | 0 | 1 | Super Off Peak | 0 | 0 | 1 | Off Peak | 0 | 1 | Off Peak | 0 | 1 | Off Peak | 0 | 0 | 1 | Super Off Peak | 0 | 1 | 0 | Off Peak | 0 | 1 | 0 | Off Peak
2020 | 1 | 25 | 2020-01-25 | 10 | 0 | 1 | 0 | [6 empty] | 0 | 0 | 0 | 1 | Super Off Peak | 0 | 0 | 1 | Off Peak | 0 | 1 | Off Peak | 0 | 1 | Off Peak | 0 | 0 | 1 | Super Off Peak | 0 | 1 | 0 | Off Peak | 0 | 1 | 0 | Off Peak
2020 | 1 | 25 | 2020-01-25 | 11 | 0 | 1 | 0 | [6 empty] | 0 | 0 | 0 | 1 | Super Off Peak | 0 | 0 | 1 | Off Peak | 0 | 1 | Off Peak | 0 | 1 | Off Peak | 0 | 0 | 1 | Super Off Peak | 0 | 1 | 0 | Off Peak | 0 | 1 | 0 | Off Peak
2020 | 1 | 25 | 2020-01-25 | 12 | 0 | 1 | 0 | [6 empty] | 0 | 0 | 0 | 1 | Super Off Peak | 0 | 0 | 1 | Off Peak | 0 | 1 | Off Peak | 0 | 1 | Off Peak | 0 | 0 | 1 | Super Off Peak | 0 | 1 | 0 | Off Peak | 0 | 1 | 0 | Off Peak
2020 | 1 | 25 | 2020-01-25 | 13 | 0 | 1 | 0 | [6 empty] | 0 | 0 | 0 | 1 | Super Off Peak | 0 | 0 | 1 | Off Peak | 0 | 1 | Off Peak | 0 | 1 | Off Peak | 0 | 0 | 1 | Super Off Peak | 1 | 0 | 0 | On Peak | 0 | 1 | 0 | Off Peak
2020 | 1 | 25 | 2020-01-25 | 14 | 0 | 1 | 0 | [6 empty] | 0 | 0 | 0 | 1 | Super Off Peak | 0 | 0 | 1 | Off Peak | 0 | 1 | Off Peak | 0 | 1 | Off Peak | 0 | 0 | 1 | Super Off Peak | 1 | 0 | 0 | On Peak | 0 | 1 | 0 | Off Peak
2020 | 1 | 25 | 2020-01-25 | 15 | 0 | 1 | 0 | [6 empty] | 0 | 0 | 1 | 0 | Off Peak | 0 | 0 | 1 | Off Peak | 0 | 1 | Off Peak | 0 | 1 | Off Peak | 0 | 0 | 1 | Super Off Peak | 1 | 0 | 0 | On Peak | 0 | 1 | 0 | Off Peak
2020 | 1 | 25 | 2020-01-25 | 16 | 0 | 1 | 0 | [6 empty] | 0 | 0 | 1 | 0 | Off Peak | 0 | 0 | 1 | Off Peak | 0 | 1 | Off Peak | 0 | 1 | Off Peak | 0 | 0 | 1 | Super Off Peak | 1 | 0 | 0 | On Peak | 0 | 1 | 0 | Off Peak
2020 | 1 | 25 | 2020-01-25 | 17 | 0 | 1 | 0 | [6 empty] | 0 | 1 | 0 | 0 | On Peak | 0 | 0 | 1 | Off Peak | 0 | 1 | Off Peak | 0 | 1 | Off Peak | 0 | 0 | 1 | Super Off Peak | 1 | 0 | 0 | On Peak | 0 | 1 | 0 | Off Peak
2020 | 1 | 25 | 2020-01-25 | 18 | 0 | 1 | 0 | [6 empty] | 0 | 1 | 0 | 0 | On Peak | 0 | 0 | 1 | Off Peak | 0 | 1 | Off Peak | 0 | 1 | Off Peak | 0 | 0 | 1 | Super Off Peak | 1 | 0 | 0 | On Peak | 0 | 1 | 0 | Off Peak
2020 | 1 | 25 | 2020-01-25 | 19 | 0 | 1 | 0 | [6 empty] | 0 | 1 | 0 | 0 | On Peak | 0 | 0 | 1 | Off Peak | 0 | 1 | Off Peak | 0 | 1 | Off Peak | 0 | 0 | 1 | Super Off Peak | 1 | 0 | 0 | On Peak | 0 | 1 | 0 | Off Peak
2020 | 1 | 25 | 2020-01-25 | 20 | 0 | 1 | 0 | [6 empty] | 0 | 1 | 0 | 0 | On Peak | 0 | 0 | 1 | Off Peak | 0 | 1 | Off Peak | 0 | 1 | Off Peak | 0 | 0 | 1 | Super Off Peak | 1 | 0 | 0 | On Peak | 1 | 0 | 0 | On Peak
2020 | 1 | 25 | 2020-01-25 | 21 | 0 | 1 | 0 | [6 empty] | 0 | 1 | 0 | 0 | On Peak | 0 | 0 | 1 | Off Peak | 0 | 1 | Off Peak | 0 | 1 | Off Peak | 0 | 0 | 1 | Super Off Peak | 0 | 1 | 0 | Off Peak | 1 | 0 | 0 | On Peak
2020 | 1 | 25 | 2020-01-25 | 22 | 0 | 1 | 0 | [6 empty] | 0 | 0 | 1 | 0 | Off Peak | 0 | 0 | 1 | Off Peak | 0 | 1 | Off Peak | 0 | 1 | Off Peak | 0 | 0 | 1 | Super Off Peak | 0 | 1 | 0 | Off Peak | 1 | 0 | 0 | On Peak
2020 | 1 | 25 | 2020-01-25 | 23 | 0 | 1 | 0 | [6 empty] | 0 | 0 | 1 | 0 | Off Peak | 0 | 0 | 1 | Off Peak | 0 | 1 | Off Peak | 0 | 1 | Off Peak | 0 | 0 | 1 | Super Off Peak | 0 | 1 | 0 | Off Peak | 1 | 0 | 0 | On Peak
2020 | 1 | 25 | 2020-01-25 | 24 | 0 | 1 | 0 | [6 empty] | 0 | 0 | 1 | 0 | Off Peak | 0 | 0 | 1 | Off Peak | 0 | 1 | Off Peak | 0 | 1 | Off Peak | 0 | 0 | 1 | Super Off Peak | 0 | 1 | 0 | Off Peak | 1 | 0 | 0 | On Peak
2020 | 1 | 26 | 2020-01-26 | 1 | 0 | 1 | 0 | [6 empty] | 0 | 0 | 0 | 1 | Super Off Peak | 0 | 0 | 1 | Off Peak | 0 | 1 | Off Peak | 0 | 1 | Off Peak | 0 | 0 | 1 | Super Off Peak | 0 | 0 | 1 | Super Off Peak | 0 | 0 | 1 | Super Off Peak
2020 | 1 | 26 | 2020-01-26 | 2 | 0 | 1 | 0 | [6 empty] | 0 | 0 | 0 | 1 | Super Off Peak | 0 | 0 | 1 | Off Peak | 0 | 1 | Off Peak | 0 | 1 | Off Peak | 0 | 0 | 1 | Super Off Peak | 0 | 0 | 1 | Super Off Peak | 0 | 0 | 1 | Super Off Peak
2020 | 1 | 26 | 2020-01-26 | 3 | 0 | 1 | 0 | [6 empty] | 0 | 0 | 0 | 1 | Super Off Peak | 0 | 0 | 1 | Off Peak | 0 | 1 | Off Peak | 0 | 1 | Off Peak | 0 | 0 | 1 | Super Off Peak | 0 | 0 | 1 | Super Off Peak | 0 | 0 | 1 | Super Off Peak
2020 | 1 | 26 | 2020-01-26 | 4 | 0 | 1 | 0 | [6 empty] | 0 | 0 | 0 | 1 | Super Off Peak | 0 | 0 | 1 | Off Peak | 0 | 1 | Off Peak | 0 | 1 | Off Peak | 0 | 0 | 1 | Super Off Peak | 0 | 0 | 1 | Super Off Peak | 0 | 0 | 1 | Super Off Peak
2020 | 1 | 26 | 2020-01-26 | 5 | 0 | 1 | 0 | [6 empty] | 0 | 0 | 0 | 1 | Super Off Peak | 0 | 0 | 1 | Off Peak | 0 | 1 | Off Peak | 0 | 1 | Off Peak | 0 | 0 | 1 | Super Off Peak | 0 | 0 | 1 | Super Off Peak | 0 | 0 | 1 | Super Off Peak
2020 | 1 | 26 | 2020-01-26 | 6 | 0 | 1 | 0 | [6 empty] | 0 | 0 | 0 | 1 | Super Off Peak | 0 | 0 | 1 | Off Peak | 0 | 1 | Off Peak | 0 | 1 | Off Peak | 0 | 0 | 1 | Super Off Peak | 0 | 1 | 0 | Off Peak | 0 | 1 | 0 | Off Peak
2020 | 1 | 26 | 2020-01-26 | 7 | 0 | 1 | 0 | [6 empty] | 0 | 0 | 0 | 1 | Super Off Peak | 0 | 0 | 1 | Off Peak | 0 | 1 | Off Peak | 0 | 1 | Off Peak | 0 | 0 | 1 | Super Off Peak | 0 | 1 | 0 | Off Peak | 0 | 1 | 0 | Off Peak
2020 | 1 | 26 | 2020-01-26 | 8 | 0 | 1 | 0 | [6 empty] | 0 | 0 | 0 | 1 | Super Off Peak | 0 | 0 | 1 | Off Peak | 0 | 1 | Off Peak | 0 | 1 | Off Peak | 0 | 0 | 1 | Super Off Peak | 0 | 1 | 0 | Off Peak | 0 | 1 | 0 | Off Peak
2020 | 1 | 26 | 2020-01-26 | 9 | 0 | 1 | 0 | [6 empty] | 0 | 0 | 0 | 1 | Super Off Peak | 0 | 0 | 1 | Off Peak | 0 | 1 | Off Peak | 0 | 1 | Off Peak | 0 | 0 | 1 | Super Off Peak | 0 | 1 | 0 | Off Peak | 0 | 1 | 0 | Off Peak
2020 | 1 | 26 | 2020-01-26 | 10 | 0 | 1 | 0 | [6 empty] | 0 | 0 | 0 | 1 | Super Off Peak | 0 | 0 | 1 | Off Peak | 0 | 1 | Off Peak | 0 | 1 | Off Peak | 0 | 0 | 1 | Super Off Peak | 0 | 1 | 0 | Off Peak | 0 | 1 | 0 | Off Peak
2020 | 1 | 26 | 2020-01-26 | 11 | 0 | 1 | 0 | [6 empty] | 0 | 0 | 0 | 1 | Super Off Peak | 0 | 0 | 1 | Off Peak | 0 | 1 | Off Peak | 0 | 1 | Off Peak | 0 | 0 | 1 | Super Off Peak | 0 | 1 | 0 | Off Peak | 0 | 1 | 0 | Off Peak
2020 | 1 | 26 | 2020-01-26 | 12 | 0 | 1 | 0 | [6 empty] | 0 | 0 | 0 | 1 | Super Off Peak | 0 | 0 | 1 | Off Peak | 0 | 1 | Off Peak | 0 | 1 | Off Peak | 0 | 0 | 1 | Super Off Peak | 0 | 1 | 0 | Off Peak | 0 | 1 | 0 | Off Peak
2020 | 1 | 26 | 2020-01-26 | 13 | 0 | 1 | 0 | [6 empty] | 0 | 0 | 0 | 1 | Super Off Peak | 0 | 0 | 1 | Off Peak | 0 | 1 | Off Peak | 0 | 1 | Off Peak | 0 | 0 | 1 | Super Off Peak | 1 | 0 | 0 | On Peak | 0 | 1 | 0 | Off Peak
2020 | 1 | 26 | 2020-01-26 | 14 | 0 | 1 | 0 | [6 empty] | 0 | 0 | 0 | 1 | Super Off Peak | 0 | 0 | 1 | Off Peak | 0 | 1 | Off Peak | 0 | 1 | Off Peak | 0 | 0 | 1 | Super Off Peak | 1 | 0 | 0 | On Peak | 0 | 1 | 0 | Off Peak
2020 | 1 | 26 | 2020-01-26 | 15 | 0 | 1 | 0 | [6 empty] | 0 | 0 | 1 | 0 | Off Peak | 0 | 0 | 1 | Off Peak | 0 | 1 | Off Peak | 0 | 1 | Off Peak | 0 | 0 | 1 | Super Off Peak | 1 | 0 | 0 | On Peak | 0 | 1 | 0 | Off Peak
2020 | 1 | 26 | 2020-01-26 | 16 | 0 | 1 | 0 | [6 empty] | 0 | 0 | 1 | 0 | Off Peak | 0 | 0 | 1 | Off Peak | 0 | 1 | Off Peak | 0 | 1 | Off Peak | 0 | 0 | 1 | Super Off Peak | 1 | 0 | 0 | On Peak | 0 | 1 | 0 | Off Peak
2020 | 1 | 26 | 2020-01-26 | 17 | 0 | 1 | 0 | [6 empty] | 0 | 1 | 0 | 0 | On Peak | 0 | 0 | 1 | Off Peak | 0 | 1 | Off Peak | 0 | 1 | Off Peak | 0 | 0 | 1 | Super Off Peak | 1 | 0 | 0 | On Peak | 0 | 1 | 0 | Off Peak
2020 | 1 | 26 | 2020-01-26 | 18 | 0 | 1 | 0 | [6 empty] | 0 | 1 | 0 | 0 | On Peak | 0 | 0 | 1 | Off Peak | 0 | 1 | Off Peak | 0 | 1 | Off Peak | 0 | 0 | 1 | Super Off Peak | 1 | 0 | 0 | On Peak | 0 | 1 | 0 | Off Peak
2020 | 1 | 26 | 2020-01-26 | 19 | 0 | 1 | 0 | [6 empty] | 0 | 1 | 0 | 0 | On Peak | 0 | 0 | 1 | Off Peak | 0 | 1 | Off Peak | 0 | 1 | Off Peak | 0 | 0 | 1 | Super Off Peak | 1 | 0 | 0 | On Peak | 0 | 1 | 0 | Off Peak
2020 | 1 | 26 | 2020-01-26 | 20 | 0 | 1 | 0 | [6 empty] | 0 | 1 | 0 | 0 | On Peak | 0 | 0 | 1 | Off Peak | 0 | 1 | Off Peak | 0 | 1 | Off Peak | 0 | 0 | 1 | Super Off Peak | 1 | 0 | 0 | On Peak | 1 | 0 | 0 | On Peak
2020 | 1 | 26 | 2020-01-26 | 21 | 0 | 1 | 0 | [6 empty] | 0 | 1 | 0 | 0 | On Peak | 0 | 0 | 1 | Off Peak | 0 | 1 | Off Peak | 0 | 1 | Off Peak | 0 | 0 | 1 | Super Off Peak | 0 | 1 | 0 | Off Peak | 1 | 0 | 0 | On Peak
2020 | 1 | 26 | 2020-01-26 | 22 | 0 | 1 | 0 | [6 empty] | 0 | 0 | 1 | 0 | Off Peak | 0 | 0 | 1 | Off Peak | 0 | 1 | Off Peak | 0 | 1 | Off Peak | 0 | 0 | 1 | Super Off Peak | 0 | 1 | 0 | Off Peak | 1 | 0 | 0 | On Peak
2020 | 1 | 26 | 2020-01-26 | 23 | 0 | 1 | 0 | [6 empty] | 0 | 0 | 1 | 0 | Off Peak | 0 | 0 | 1 | Off Peak | 0 | 1 | Off Peak | 0 | 1 | Off Peak | 0 | 0 | 1 | Super Off Peak | 0 | 1 | 0 | Off Peak | 1 | 0 | 0 | On Peak
2020 | 1 | 26 | 2020-01-26 | 24 | 0 | 1 | 0 | [6 empty] | 0 | 0 | 1 | 0 | Off Peak | 0 | 0 | 1 | Off Peak | 0 | 1 | Off Peak | 0 | 1 | Off Peak | 0 | 0 | 1 | Super Off Peak | 0 | 1 | 0 | Off Peak | 1 | 0 | 0 | On Peak
2020 | 1 | 27 | 2020-01-27 | 1 | 0 | 0 | 0 | [6 empty] | 0 | 0 | 0 | 1 | Super Off Peak | 0 | 0 | 1 | Off Peak | 0 | 1 | Off Peak | 0 | 1 | Off Peak | 0 | 0 | 1 | Super Off Peak | 0 | 0 | 1 | Super Off Peak | 0 | 0 | 1 | Super Off Peak
2020 | 1 | 27 | 2020-01-27 | 2 | 0 | 0 | 0 | [6 empty] | 0 | 0 | 0 | 1 | Super Off Peak | 0 | 0 | 1 | Off Peak | 0 | 1 | Off Peak | 0 | 1 | Off Peak | 0 | 0 | 1 | Super Off Peak | 0 | 0 | 1 | Super Off Peak | 0 | 0 | 1 | Super Off Peak
2020 | 1 | 27 | 2020-01-27 | 3 | 0 | 0 | 0 | [6 empty] | 0 | 0 | 0 | 1 | Super Off Peak | 0 | 0 | 1 | Off Peak | 0 | 1 | Off Peak | 0 | 1 | Off Peak | 0 | 0 | 1 | Super Off Peak | 0 | 0 | 1 | Super Off Peak | 0 | 0 | 1 | Super Off Peak
2020 | 1 | 27 | 2020-01-27 | 4 | 0 | 0 | 0 | [6 empty] | 0 | 0 | 0 | 1 | Super Off Peak | 0 | 0 | 1 | Off Peak | 0 | 1 | Off Peak | 0 | 1 | Off Peak | 0 | 0 | 1 | Super Off Peak | 0 | 0 | 1 | Super Off Peak | 0 | 0 | 1 | Super Off Peak
2020 | 1 | 27 | 2020-01-27 | 5 | 0 | 0 | 0 | [6 empty] | 0 | 0 | 0 | 1 | Super Off Peak | 0 | 0 | 1 | Off Peak | 0 | 1 | Off Peak | 0 | 1 | Off Peak | 0 | 0 | 1 | Super Off Peak | 0 | 0 | 1 | Super Off Peak | 0 | 0 | 1 | Super Off Peak
2020 | 1 | 27 | 2020-01-27 | 6 | 0 | 0 | 0 | [6 empty] | 0 | 0 | 0 | 1 | Super Off Peak | 0 | 0 | 1 | Off Peak | 0 | 1 | Off Peak | 0 | 1 | Off Peak | 0 | 0 | 1 | Super Off Peak | 0 | 1 | 0 | Off Peak | 0 | 1 | 0 | Off Peak
2020 | 1 | 27 | 2020-01-27 | 7 | 0 | 0 | 0 | [6 empty] | 0 | 0 | 1 | 0 | Off Peak | 0 | 1 | 0 | Semi-Peak | 0 | 1 | Off Peak | 0 | 1 | Off Peak | 0 | 1 | 0 | Off Peak | 0 | 1 | 0 | Off Peak | 0 | 1 | 0 | Off Peak
2020 | 1 | 27 | 2020-01-27 | 8 | 0 | 0 | 0 | [6 empty] | 0 | 0 | 1 | 0 | Off Peak | 0 | 1 | 0 | Semi-Peak | 0 | 1 | Off Peak | 0 | 1 | Off Peak | 0 | 1 | 0 | Off Peak | 0 | 1 | 0 | Off Peak | 0 | 1 | 0 | Off Peak
2020 | 1 | 27 | 2020-01-27 | 9 | 0 | 0 | 0 | [6 empty] | 0 | 0 | 1 | 0 | Off Peak | 0 | 1 | 0 | Semi-Peak | 0 | 1 | Off Peak | 0 | 1 | Off Peak | 0 | 1 | 0 | Off Peak | 0 | 1 | 0 | Off Peak | 0 | 1 | 0 | Off Peak
2020 | 1 | 27 | 2020-01-27 | 10 | 0 | 0 | 0 | [6 empty] | 0 | 0 | 1 | 0 | Off Peak | 0 | 1 | 0 | Semi-Peak | 0 | 1 | Off Peak | 0 | 1 | Off Peak | 0 | 1 | 0 | Off Peak | 0 | 1 | 0 | Off Peak | 0 | 1 | 0 | Off Peak
2020 | 1 | 27 | 2020-01-27 | 11 | 0 | 0 | 0 | [6 empty] | 0 | 0 | 1 | 0 | Off Peak | 0 | 1 | 0 | Semi-Peak | 0 | 1 | Off Peak | 0 | 1 | Off Peak | 0 | 1 | 0 | Off Peak | 0 | 1 | 0 | Off Peak | 0 | 1 | 0 | Off Peak
2020 | 1 | 27 | 2020-01-27 | 12 | 0 | 0 | 0 | [6 empty] | 0 | 0 | 1 | 0 | Off Peak | 0 | 1 | 0 | Semi-Peak | 0 | 1 | Off Peak | 0 | 1 | Off Peak | 0 | 1 | 0 | Off Peak | 0 | 1 | 0 | Off Peak | 0 | 1 | 0 | Off Peak
2020 | 1 | 27 | 2020-01-27 | 13 | 0 | 0 | 0 | [6 empty] | 0 | 0 | 1 | 0 | Off Peak | 0 | 1 | 0 | Semi-Peak | 0 | 1 | Off Peak | 1 | 0 | On Peak | 0 | 1 | 0 | Off Peak | 1 | 0 | 0 | On Peak | 0 | 1 | 0 | Off Peak
2020 | 1 | 27 | 2020-01-27 | 14 | 0 | 0 | 0 | [6 empty] | 0 | 0 | 1 | 0 | Off Peak | 0 | 1 | 0 | Semi-Peak | 0 | 1 | Off Peak | 1 | 0 | On Peak | 0 | 1 | 0 | Off Peak | 1 | 0 | 0 | On Peak | 0 | 1 | 0 | Off Peak
2020 | 1 | 27 | 2020-01-27 | 15 | 0 | 0 | 0 | [6 empty] | 0 | 0 | 1 | 0 | Off Peak | 0 | 1 | 0 | Semi-Peak | 0 | 1 | Off Peak | 1 | 0 | On Peak | 0 | 1 | 0 | Off Peak | 1 | 0 | 0 | On Peak | 0 | 1 | 0 | Off Peak
2020 | 1 | 27 | 2020-01-27 | 16 | 0 | 0 | 0 | [6 empty] | 0 | 0 | 1 | 0 | Off Peak | 0 | 1 | 0 | Semi-Peak | 0 | 1 | Off Peak | 1 | 0 | On Peak | 0 | 1 | 0 | Off Peak | 1 | 0 | 0 | On Peak | 0 | 1 | 0 | Off Peak
2020 | 1 | 27 | 2020-01-27 | 17 | 0 | 0 | 0 | [6 empty] | 0 | 1 | 0 | 0 | On Peak | 0 | 1 | 0 | Semi-Peak | 1 | 0 | On Peak | 1 | 0 | On Peak | 0 | 1 | 0 | Off Peak | 1 | 0 | 0 | On Peak | 0 | 1 | 0 | Off Peak
2020 | 1 | 27 | 2020-01-27 | 18 | 0 | 0 | 0 | [6 empty] | 0 | 1 | 0 | 0 | On Peak | 1 | 0 | 0 | On Peak | 1 | 0 | On Peak | 1 | 0 | On Peak | 0 | 1 | 0 | Off Peak | 1 | 0 | 0 | On Peak | 0 | 1 | 0 | Off Peak
2020 | 1 | 27 | 2020-01-27 | 19 | 0 | 0 | 0 | [6 empty] | 0 | 1 | 0 | 0 | On Peak | 1 | 0 | 0 | On Peak | 1 | 0 | On Peak | 0 | 1 | Off Peak | 0 | 0 | 1 | Super Off Peak | 1 | 0 | 0 | On Peak | 0 | 1 | 0 | Off Peak
2020 | 1 | 27 | 2020-01-27 | 20 | 0 | 0 | 0 | [6 empty] | 0 | 1 | 0 | 0 | On Peak | 1 | 0 | 0 | On Peak | 1 | 0 | On Peak | 0 | 1 | Off Peak | 0 | 0 | 1 | Super Off Peak | 1 | 0 | 0 | On Peak | 1 | 0 | 0 | On Peak
2020 | 1 | 27 | 2020-01-27 | 21 | 0 | 0 | 0 | [6 empty] | 0 | 1 | 0 | 0 | On Peak | 0 | 1 | 0 | Semi-Peak | 1 | 0 | On Peak | 0 | 1 | Off Peak | 0 | 0 | 1 | Super Off Peak | 0 | 1 | 0 | Off Peak | 1 | 0 | 0 | On Peak
2020 | 1 | 27 | 2020-01-27 | 22 | 0 | 0 | 0 | [6 empty] | 0 | 0 | 1 | 0 | Off Peak | 0 | 1 | 0 | Semi-Peak | 0 | 1 | Off Peak | 0 | 1 | Off Peak | 0 | 0 | 1 | Super Off Peak | 0 | 1 | 0 | Off Peak | 1 | 0 | 0 | On Peak
2020 | 1 | 27 | 2020-01-27 | 23 | 0 | 0 | 0 | [6 empty] | 0 | 0 | 1 | 0 | Off Peak | 0 | 0 | 1 | Off Peak | 0 | 1 | Off Peak | 0 | 1 | Off Peak | 0 | 0 | 1 | Super Off Peak | 0 | 1 | 0 | Off Peak | 1 | 0 | 0 | On Peak
2020 | 1 | 27 | 2020-01-27 | 24 | 0 | 0 | 0 | [6 empty] | 0 | 0 | 1 | 0 | Off Peak | 0 | 0 | 1 | Off Peak | 0 | 1 | Off Peak | 0 | 1 | Off Peak | 0 | 0 | 1 | Super Off Peak | 0 | 1 | 0 | Off Peak | 1 | 0 | 0 | On Peak
2020 | 1 | 28 | 2020-01-28 | 1 | 0 | 0 | 0 | [6 empty] | 0 | 0 | 0 | 1 | Super Off Peak | 0 | 0 | 1 | Off Peak | 0 | 1 | Off Peak | 0 | 1 | Off Peak | 0 | 0 | 1 | Super Off Peak | 0 | 0 | 1 | Super Off Peak | 0 | 0 | 1 | Super Off Peak
2020 | 1 | 28 | 2020-01-28 | 2 | 0 | 0 | 0 | [6 empty] | 0 | 0 | 0 | 1 | Super Off Peak | 0 | 0 | 1 | Off Peak | 0 | 1 | Off Peak | 0 | 1 | Off Peak | 0 | 0 | 1 | Super Off Peak | 0 | 0 | 1 | Super Off Peak | 0 | 0 | 1 | Super Off Peak
2020 | 1 | 28 | 2020-01-28 | 3 | 0 | 0 | 0 | [6 empty] | 0 | 0 | 0 | 1 | Super Off Peak | 0 | 0 | 1 | Off Peak | 0 | 1 | Off Peak | 0 | 1 | Off Peak | 0 | 0 | 1 | Super Off Peak | 0 | 0 | 1 | Super Off Peak | 0 | 0 | 1 | Super Off Peak
2020 | 1 | 28 | 2020-01-28 | 4 | 0 | 0 | 0 | [6 empty] | 0 | 0 | 0 | 1 | Super Off Peak | 0 | 0 | 1 | Off Peak | 0 | 1 | Off Peak | 0 | 1 | Off Peak | 0 | 0 | 1 | Super Off Peak | 0 | 0 | 1 | Super Off Peak | 0 | 0 | 1 | Super Off Peak
2020 | 1 | 28 | 2020-01-28 | 5 | 0 | 0 | 0 | [6 empty] | 0 | 0 | 0 | 1 | Super Off Peak | 0 | 0 | 1 | Off Peak | 0 | 1 | Off Peak | 0 | 1 | Off Peak | 0 | 0 | 1 | Super Off Peak | 0 | 0 | 1 | Super Off Peak | 0 | 0 | 1 | Super Off Peak
2020 | 1 | 28 | 2020-01-28 | 6 | 0 | 0 | 0 | [6 empty] | 0 | 0 | 0 | 1 | Super Off Peak | 0 | 0 | 1 | Off Peak | 0 | 1 | Off Peak | 0 | 1 | Off Peak | 0 | 0 | 1 | Super Off Peak | 0 | 1 | 0 | Off Peak | 0 | 1 | 0 | Off Peak
2020 | 1 | 28 | 2020-01-28 | 7 | 0 | 0 | 0 | [6 empty] | 0 | 0 | 1 | 0 | Off Peak | 0 | 1 | 0 | Semi-Peak | 0 | 1 | Off Peak | 0 | 1 | Off Peak | 0 | 1 | 0 | Off Peak | 0 | 1 | 0 | Off Peak | 0 | 1 | 0 | Off Peak
2020 | 1 | 28 | 2020-01-28 | 8 | 0 | 0 | 0 | [6 empty] | 0 | 0 | 1 | 0 | Off Peak | 0 | 1 | 0 | Semi-Peak | 0 | 1 | Off Peak | 0 | 1 | Off Peak | 0 | 1 | 0 | Off Peak | 0 | 1 | 0 | Off Peak | 0 | 1 | 0 | Off Peak
2020 | 1 | 28 | 2020-01-28 | 9 | 0 | 0 | 0 | [6 empty] | 0 | 0 | 1 | 0 | Off Peak | 0 | 1 | 0 | Semi-Peak | 0 | 1 | Off Peak | 0 | 1 | Off Peak | 0 | 1 | 0 | Off Peak | 0 | 1 | 0 | Off Peak | 0 | 1 | 0 | Off Peak
2020 | 1 | 28 | 2020-01-28 | 10 | 0 | 0 | 0 | [6 empty] | 0 | 0 | 1 | 0 | Off Peak | 0 | 1 | 0 | Semi-Peak | 0 | 1 | Off Peak | 0 | 1 | Off Peak | 0 | 1 | 0 | Off Peak | 0 | 1 | 0 | Off Peak | 0 | 1 | 0 | Off Peak
2020 | 1 | 28 | 2020-01-28 | 11 | 0 | 0 | 0 | [6 empty] | 0 | 0 | 1 | 0 | Off Peak | 0 | 1 | 0 | Semi-Peak | 0 | 1 | Off Peak | 0 | 1 | Off Peak | 0 | 1 | 0 | Off Peak | 0 | 1 | 0 | Off Peak | 0 | 1 | 0 | Off Peak
2020 | 1 | 28 | 2020-01-28 | 12 | 0 | 0 | 0 | [6 empty] | 0 | 0 | 1 | 0 | Off Peak | 0 | 1 | 0 | Semi-Peak | 0 | 1 | Off Peak | 0 | 1 | Off Peak | 0 | 1 | 0 | Off Peak | 0 | 1 | 0 | Off Peak | 0 | 1 | 0 | Off Peak
2020 | 1 | 28 | 2020-01-28 | 13 | 0 | 0 | 0 | [6 empty] | 0 | 0 | 1 | 0 | Off Peak | 0 | 1 | 0 | Semi-Peak | 0 | 1 | Off Peak | 1 | 0 | On Peak | 0 | 1 | 0 | Off Peak | 1 | 0 | 0 | On Peak | 0 | 1 | 0 | Off Peak
2020 | 1 | 28 | 2020-01-28 | 14 | 0 | 0 | 0 | [6 empty] | 0 | 0 | 1 | 0 | Off Peak | 0 | 1 | 0 | Semi-Peak | 0 | 1 | Off Peak | 1 | 0 | On Peak | 0 | 1 | 0 | Off Peak | 1 | 0 | 0 | On Peak | 0 | 1 | 0 | Off Peak
2020 | 1 | 28 | 2020-01-28 | 15 | 0 | 0 | 0 | [6 empty] | 0 | 0 | 1 | 0 | Off Peak | 0 | 1 | 0 | Semi-Peak | 0 | 1 | Off Peak | 1 | 0 | On Peak | 0 | 1 | 0 | Off Peak | 1 | 0 | 0 | On Peak | 0 | 1 | 0 | Off Peak
2020 | 1 | 28 | 2020-01-28 | 16 | 0 | 0 | 0 | [6 empty] | 0 | 0 | 1 | 0 | Off Peak | 0 | 1 | 0 | Semi-Peak | 0 | 1 | Off Peak | 1 | 0 | On Peak | 0 | 1 | 0 | Off Peak | 1 | 0 | 0 | On Peak | 0 | 1 | 0 | Off Peak
2020 | 1 | 28 | 2020-01-28 | 17 | 0 | 0 | 0 | [6 empty] | 0 | 1 | 0 | 0 | On Peak | 0 | 1 | 0 | Semi-Peak | 1 | 0 | On Peak | 1 | 0 | On Peak | 0 | 1 | 0 | Off Peak | 1 | 0 | 0 | On Peak | 0 | 1 | 0 | Off Peak
2020 | 1 | 28 | 2020-01-28 | 18 | 0 | 0 | 0 | [6 empty] | 0 | 1 | 0 | 0 | On Peak | 1 | 0 | 0 | On Peak | 1 | 0 | On Peak | 1 | 0 | On Peak | 0 | 1 | 0 | Off Peak | 1 | 0 | 0 | On Peak | 0 | 1 | 0 | Off Peak
2020 | 1 | 28 | 2020-01-28 | 19 | 0 | 0 | 0 | [6 empty] | 0 | 1 | 0 | 0 | On Peak | 1 | 0 | 0 | On Peak | 1 | 0 | On Peak | 0 | 1 | Off Peak | 0 | 0 | 1 | Super Off Peak | 1 | 0 | 0 | On Peak | 0 | 1 | 0 | Off Peak
2020 | 1 | 28 | 2020-01-28 | 20 | 0 | 0 | 0 | [6 empty] | 0 | 1 | 0 | 0 | On Peak | 1 | 0 | 0 | On Peak | 1 | 0 | On Peak | 0 | 1 | Off Peak | 0 | 0 | 1 | Super Off Peak | 1 | 0 | 0 | On Peak | 1 | 0 | 0 | On Peak
2020 | 1 | 28 | 2020-01-28 | 21 | 0 | 0 | 0 | [6 empty] | 0 | 1 | 0 | 0 | On Peak | 0 | 1 | 0 | Semi-Peak | 1 | 0 | On Peak | 0 | 1 | Off Peak | 0 | 0 | 1 | Super Off Peak | 0 | 1 | 0 | Off Peak | 1 | 0 | 0 | On Peak
2020 | 1 | 28 | 2020-01-28 | 22 | 0 | 0 | 0 | [6 empty] | 0 | 0 | 1 | 0 | Off Peak | 0 | 1 | 0 | Semi-Peak | 0 | 1 | Off Peak | 0 | 1 | Off Peak | 0 | 0 | 1 | Super Off Peak | 0 | 1 | 0 | Off Peak | 1 | 0 | 0 | On Peak
2020 | 1 | 28 | 2020-01-28 | 23 | 0 | 0 | 0 | [6 empty] | 0 | 0 | 1 | 0 | Off Peak | 0 | 0 | 1 | Off Peak | 0 | 1 | Off Peak | 0 | 1 | Off Peak | 0 | 0 | 1 | Super Off Peak | 0 | 1 | 0 | Off Peak | 1 | 0 | 0 | On Peak
2020 | 1 | 28 | 2020-01-28 | 24 | 0 | 0 | 0 | [6 empty] | 0 | 0 | 1 | 0 | Off Peak | 0 | 0 | 1 | Off Peak | 0 | 1 | Off Peak | 0 | 1 | Off Peak | 0 | 0 | 1 | Super Off Peak | 0 | 1 | 0 | Off Peak | 1 | 0 | 0 | On Peak
2020 | 1 | 29 | 2020-01-29 | 1 | 0 | 0 | 0 | [6 empty] | 0 | 0 | 0 | 1 | Super Off Peak | 0 | 0 | 1 | Off Peak | 0 | 1 | Off Peak | 0 | 1 | Off Peak | 0 | 0 | 1 | Super Off Peak | 0 | 0 | 1 | Super Off Peak | 0 | 0 | 1 | Super Off Peak
2020 | 1 | 29 | 2020-01-29 | 2 | 0 | 0 | 0 | [6 empty] | 0 | 0 | 0 | 1 | Super Off Peak | 0 | 0 | 1 | Off Peak | 0 | 1 | Off Peak | 0 | 1 | Off Peak | 0 | 0 | 1 | Super Off Peak | 0 | 0 | 1 | Super Off Peak | 0 | 0 | 1 | Super Off Peak
2020 | 1 | 29 | 2020-01-29 | 3 | 0 | 0 | 0 | [6 empty] | 0 | 0 | 0 | 1 | Super Off Peak | 0 | 0 | 1 | Off Peak | 0 | 1 | Off Peak | 0 | 1 | Off Peak | 0 | 0 | 1 | Super Off Peak | 0 | 0 | 1 | Super Off Peak | 0 | 0 | 1 | Super Off Peak
2020 | 1 | 29 | 2020-01-29 | 4 | 0 | 0 | 0 | [6 empty] | 0 | 0 | 0 | 1 | Super Off Peak | 0 | 0 | 1 | Off Peak | 0 | 1 | Off Peak | 0 | 1 | Off Peak | 0 | 0 | 1 | Super Off Peak | 0 | 0 | 1 | Super Off Peak | 0 | 0 | 1 | Super Off Peak
2020 | 1 | 29 | 2020-01-29 | 5 | 0 | 0 | 0 | [6 empty] | 0 | 0 | 0 | 1 | Super Off Peak | 0 | 0 | 1 | Off Peak | 0 | 1 | Off Peak | 0 | 1 | Off Peak | 0 | 0 | 1 | Super Off Peak | 0 | 0 | 1 | Super Off Peak | 0 | 0 | 1 | Super Off Peak
2020 | 1 | 29 | 2020-01-29 | 6 | 0 | 0 | 0 | [6 empty] | 0 | 0 | 0 | 1 | Super Off Peak | 0 | 0 | 1 | Off Peak | 0 | 1 | Off Peak | 0 | 1 | Off Peak | 0 | 0 | 1 | Super Off Peak | 0 | 1 | 0 | Off Peak | 0 | 1 | 0 | Off Peak
2020 | 1 | 29 | 2020-01-29 | 7 | 0 | 0 | 0 | [6 empty] | 0 | 0 | 1 | 0 | Off Peak | 0 | 1 | 0 | Semi-Peak | 0 | 1 | Off Peak | 0 | 1 | Off Peak | 0 | 1 | 0 | Off Peak | 0 | 1 | 0 | Off Peak | 0 | 1 | 0 | Off Peak
2020 | 1 | 29 | 2020-01-29 | 8 | 0 | 0 | 0 | [6 empty] | 0 | 0 | 1 | 0 | Off Peak | 0 | 1 | 0 | Semi-Peak | 0 | 1 | Off Peak | 0 | 1 | Off Peak | 0 | 1 | 0 | Off Peak | 0 | 1 | 0 | Off Peak | 0 | 1 | 0 | Off Peak
2020 | 1 | 29 | 2020-01-29 | 9 | 0 | 0 | 0 | [6 empty] | 0 | 0 | 1 | 0 | Off Peak | 0 | 1 | 0 | Semi-Peak | 0 | 1 | Off Peak | 0 | 1 | Off Peak | 0 | 1 | 0 | Off Peak | 0 | 1 | 0 | Off Peak | 0 | 1 | 0 | Off Peak
2020 | 1 | 29 | 2020-01-29 | 10 | 0 | 0 | 0 | [6 empty] | 0 | 0 | 1 | 0 | Off Peak | 0 | 1 | 0 | Semi-Peak | 0 | 1 | Off Peak | 0 | 1 | Off Peak | 0 | 1 | 0 | Off Peak | 0 | 1 | 0 | Off Peak | 0 | 1 | 0 | Off Peak
2020 | 1 | 29 | 2020-01-29 | 11 | 0 | 0 | 0 | [6 empty] | 0 | 0 | 1 | 0 | Off Peak | 0 | 1 | 0 | Semi-Peak | 0 | 1 | Off Peak | 0 | 1 | Off Peak | 0 | 1 | 0 | Off Peak | 0 | 1 | 0 | Off Peak | 0 | 1 | 0 | Off Peak
2020 | 1 | 29 | 2020-01-29 | 12 | 0 | 0 | 0 | [6 empty] | 0 | 0 | 1 | 0 | Off Peak | 0 | 1 | 0 | Semi-Peak | 0 | 1 | Off Peak | 0 | 1 | Off Peak | 0 | 1 | 0 | Off Peak | 0 | 1 | 0 | Off Peak | 0 | 1 | 0 | Off Peak
2020 | 1 | 29 | 2020-01-29 | 13 | 0 | 0 | 0 | [6 empty] | 0 | 0 | 1 | 0 | Off Peak | 0 | 1 | 0 | Semi-Peak | 0 | 1 | Off Peak | 1 | 0 | On Peak | 0 | 1 | 0 | Off Peak | 1 | 0 | 0 | On Peak | 0 | 1 | 0 | Off Peak
2020 | 1 | 29 | 2020-01-29 | 14 | 0 | 0 | 0 | [6 empty] | 0 | 0 | 1 | 0 | Off Peak | 0 | 1 | 0 | Semi-Peak | 0 | 1 | Off Peak | 1 | 0 | On Peak | 0 | 1 | 0 | Off Peak | 1 | 0 | 0 | On Peak | 0 | 1 | 0 | Off Peak
2020 | 1 | 29 | 2020-01-29 | 15 | 0 | 0 | 0 | [6 empty] | 0 | 0 | 1 | 0 | Off Peak | 0 | 1 | 0 | Semi-Peak | 0 | 1 | Off Peak | 1 | 0 | On Peak | 0 | 1 | 0 | Off Peak | 1 | 0 | 0 | On Peak | 0 | 1 | 0 | Off Peak
2020 | 1 | 29 | 2020-01-29 | 16 | 0 | 0 | 0 | [6 empty] | 0 | 0 | 1 | 0 | Off Peak | 0 | 1 | 0 | Semi-Peak | 0 | 1 | Off Peak | 1 | 0 | On Peak | 0 | 1 | 0 | Off Peak | 1 | 0 | 0 | On Peak | 0 | 1 | 0 | Off Peak
2020 | 1 | 29 | 2020-01-29 | 17 | 0 | 0 | 0 | [6 empty] | 0 | 1 | 0 | 0 | On Peak | 0 | 1 | 0 | Semi-Peak | 1 | 0 | On Peak | 1 | 0 | On Peak | 0 | 1 | 0 | Off Peak | 1 | 0 | 0 | On Peak | 0 | 1 | 0 | Off Peak
2020 | 1 | 29 | 2020-01-29 | 18 | 0 | 0 | 0 | [6 empty] | 0 | 1 | 0 | 0 | On Peak | 1 | 0 | 0 | On Peak | 1 | 0 | On Peak | 1 | 0 | On Peak | 0 | 1 | 0 | Off Peak | 1 | 0 | 0 | On Peak | 0 | 1 | 0 | Off Peak
2020 | 1 | 29 | 2020-01-29 | 19 | 0 | 0 | 0 | [6 empty] | 0 | 1 | 0 | 0 | On Peak | 1 | 0 | 0 | On Peak | 1 | 0 | On Peak | 0 | 1 | Off Peak | 0 | 0 | 1 | Super Off Peak | 1 | 0 | 0 | On Peak | 0 | 1 | 0 | Off Peak
2020 | 1 | 29 | 2020-01-29 | 20 | 0 | 0 | 0 | [6 empty] | 0 | 1 | 0 | 0 | On Peak | 1 | 0 | 0 | On Peak | 1 | 0 | On Peak | 0 | 1 | Off Peak | 0 | 0 | 1 | Super Off Peak | 1 | 0 | 0 | On Peak | 1 | 0 | 0 | On Peak
2020 | 1 | 29 | 2020-01-29 | 21 | 0 | 0 | 0 | [6 empty] | 0 | 1 | 0 | 0 | On Peak | 0 | 1 | 0 | Semi-Peak | 1 | 0 | On Peak | 0 | 1 | Off Peak | 0 | 0 | 1 | Super Off Peak | 0 | 1 | 0 | Off Peak | 1 | 0 | 0 | On Peak
2020 | 1 | 29 | 2020-01-29 | 22 | 0 | 0 | 0 | [6 empty] | 0 | 0 | 1 | 0 | Off Peak | 0 | 1 | 0 | Semi-Peak | 0 | 1 | Off Peak | 0 | 1 | Off Peak | 0 | 0 | 1 | Super Off Peak | 0 | 1 | 0 | Off Peak | 1 | 0 | 0 | On Peak
2020 | 1 | 29 | 2020-01-29 | 23 | 0 | 0 | 0 | [6 empty] | 0 | 0 | 1 | 0 | Off Peak | 0 | 0 | 1 | Off Peak | 0 | 1 | Off Peak | 0 | 1 | Off Peak | 0 | 0 | 1 | Super Off Peak | 0 | 1 | 0 | Off Peak | 1 | 0 | 0 | On Peak
2020 | 1 | 29 | 2020-01-29 | 24 | 0 | 0 | 0 | [6 empty] | 0 | 0 | 1 | 0 | Off Peak | 0 | 0 | 1 | Off Peak | 0 | 1 | Off Peak | 0 | 1 | Off Peak | 0 | 0 | 1 | Super Off Peak | 0 | 1 | 0 | Off Peak | 1 | 0 | 0 | On Peak
2020 | 1 | 30 | 2020-01-30 | 1 | 0 | 0 | 0 | [6 empty] | 0 | 0 | 0 | 1 | Super Off Peak | 0 | 0 | 1 | Off Peak | 0 | 1 | Off Peak | 0 | 1 | Off Peak | 0 | 0 | 1 | Super Off Peak | 0 | 0 | 1 | Super Off Peak | 0 | 0 | 1 | Super Off Peak
2020 | 1 | 30 | 2020-01-30 | 2 | 0 | 0 | 0 | [6 empty] | 0 | 0 | 0 | 1 | Super Off Peak | 0 | 0 | 1 | Off Peak | 0 | 1 | Off Peak | 0 | 1 | Off Peak | 0 | 0 | 1 | Super Off Peak | 0 | 0 | 1 | Super Off Peak | 0 | 0 | 1 | Super Off Peak
2020 | 1 | 30 | 2020-01-30 | 3 | 0 | 0 | 0 | [6 empty] | 0 | 0 | 0 | 1 | Super Off Peak | 0 | 0 | 1 | Off Peak | 0 | 1 | Off Peak | 0 | 1 | Off Peak | 0 | 0 | 1 | Super Off Peak | 0 | 0 | 1 | Super Off Peak | 0 | 0 | 1 | Super Off Peak
2020 | 1 | 30 | 2020-01-30 | 4 | 0 | 0 | 0 | [6 empty] | 0 | 0 | 0 | 1 | Super Off Peak | 0 | 0 | 1 | Off Peak | 0 | 1 | Off Peak | 0 | 1 | Off Peak | 0 | 0 | 1 | Super Off Peak | 0 | 0 | 1 | Super Off Peak | 0 | 0 | 1 | Super Off Peak
2020 | 1 | 30 | 2020-01-30 | 5 | 0 | 0 | 0 | [6 empty] | 0 | 0 | 0 | 1 | Super Off Peak | 0 | 0 | 1 | Off Peak | 0 | 1 | Off Peak | 0 | 1 | Off Peak | 0 | 0 | 1 | Super Off Peak | 0 | 0 | 1 | Super Off Peak | 0 | 0 | 1 | Super Off Peak
2020 | 1 | 30 | 2020-01-30 | 6 | 0 | 0 | 0 | [6 empty] | 0 | 0 | 0 | 1 | Super Off Peak | 0 | 0 | 1 | Off Peak | 0 | 1 | Off Peak | 0 | 1 | Off Peak | 0 | 0 | 1 | Super Off Peak | 0 | 1 | 0 | Off Peak | 0 | 1 | 0 | Off Peak
2020 | 1 | 30 | 2020-01-30 | 7 | 0 | 0 | 0 | [6 empty] | 0 | 0 | 1 | 0 | Off Peak | 0 | 1 | 0 | Semi-Peak | 0 | 1 | Off Peak | 0 | 1 | Off Peak | 0 | 1 | 0 | Off Peak | 0 | 1 | 0 | Off Peak | 0 | 1 | 0 | Off Peak
2020 | 1 | 30 | 2020-01-30 | 8 | 0 | 0 | 0 | [6 empty] | 0 | 0 | 1 | 0 | Off Peak | 0 | 1 | 0 | Semi-Peak | 0 | 1 | Off Peak | 0 | 1 | Off Peak | 0 | 1 | 0 | Off Peak | 0 | 1 | 0 | Off Peak | 0 | 1 | 0 | Off Peak
2020 | 1 | 30 | 2020-01-30 | 9 | 0 | 0 | 0 | [6 empty] | 0 | 0 | 1 | 0 | Off Peak | 0 | 1 | 0 | Semi-Peak | 0 | 1 | Off Peak | 0 | 1 | Off Peak | 0 | 1 | 0 | Off Peak | 0 | 1 | 0 | Off Peak | 0 | 1 | 0 | Off Peak
2020 | 1 | 30 | 2020-01-30 | 10 | 0 | 0 | 0 | [6 empty] | 0 | 0 | 1 | 0 | Off Peak | 0 | 1 | 0 | Semi-Peak | 0 | 1 | Off Peak | 0 | 1 | Off Peak | 0 | 1 | 0 | Off Peak | 0 | 1 | 0 | Off Peak | 0 | 1 | 0 | Off Peak
2020 | 1 | 30 | 2020-01-30 | 11 | 0 | 0 | 0 | [6 empty] | 0 | 0 | 1 | 0 | Off Peak | 0 | 1 | 0 | Semi-Peak | 0 | 1 | Off Peak | 0 | 1 | Off Peak | 0 | 1 | 0 | Off Peak | 0 | 1 | 0 | Off Peak | 0 | 1 | 0 | Off Peak
2020 | 1 | 30 | 2020-01-30 | 12 | 0 | 0 | 0 | [6 empty] | 0 | 0 | 1 | 0 | Off Peak | 0 | 1 | 0 | Semi-Peak | 0 | 1 | Off Peak | 0 | 1 | Off Peak | 0 | 1 | 0 | Off Peak | 0 | 1 | 0 | Off Peak | 0 | 1 | 0 | Off Peak
2020 | 1 | 30 | 2020-01-30 | 13 | 0 | 0 | 0 | [6 empty] | 0 | 0 | 1 | 0 | Off Peak | 0 | 1 | 0 | Semi-Peak | 0 | 1 | Off Peak | 1 | 0 | On Peak | 0 | 1 | 0 | Off Peak | 1 | 0 | 0 | On Peak | 0 | 1 | 0 | Off Peak
2020 | 1 | 30 | 2020-01-30 | 14 | 0 | 0 | 0 | [6 empty] | 0 | 0 | 1 | 0 | Off Peak | 0 | 1 | 0 | Semi-Peak | 0 | 1 | Off Peak | 1 | 0 | On Peak | 0 | 1 | 0 | Off Peak | 1 | 0 | 0 | On Peak | 0 | 1 | 0 | Off Peak
2020 | 1 | 30 | 2020-01-30 | 15 | 0 | 0 | 0 | [6 empty] | 0 | 0 | 1 | 0 | Off Peak | 0 | 1 | 0 | Semi-Peak | 0 | 1 | Off Peak | 1 | 0 | On Peak | 0 | 1 | 0 | Off Peak | 1 | 0 | 0 | On Peak | 0 | 1 | 0 | Off Peak
2020 | 1 | 30 | 2020-01-30 | 16 | 0 | 0 | 0 | [6 empty] | 0 | 0 | 1 | 0 | Off Peak | 0 | 1 | 0 | Semi-Peak | 0 | 1 | Off Peak | 1 | 0 | On Peak | 0 | 1 | 0 | Off Peak | 1 | 0 | 0 | On Peak | 0 | 1 | 0 | Off Peak
2020 | 1 | 30 | 2020-01-30 | 17 | 0 | 0 | 0 | [6 empty] | 0 | 1 | 0 | 0 | On Peak | 0 | 1 | 0 | Semi-Peak | 1 | 0 | On Peak | 1 | 0 | On Peak | 0 | 1 | 0 | Off Peak | 1 | 0 | 0 | On Peak | 0 | 1 | 0 | Off Peak
2020 | 1 | 30 | 2020-01-30 | 18 | 0 | 0 | 0 | [6 empty] | 0 | 1 | 0 | 0 | On Peak | 1 | 0 | 0 | On Peak | 1 | 0 | On Peak | 1 | 0 | On Peak | 0 | 1 | 0 | Off Peak | 1 | 0 | 0 | On Peak | 0 | 1 | 0 | Off Peak
2020 | 1 | 30 | 2020-01-30 | 19 | 0 | 0 | 0 | [6 empty] | 0 | 1 | 0 | 0 | On Peak | 1 | 0 | 0 | On Peak | 1 | 0 | On Peak | 0 | 1 | Off Peak | 0 | 0 | 1 | Super Off Peak | 1 | 0 | 0 | On Peak | 0 | 1 | 0 | Off Peak
2020 | 1 | 30 | 2020-01-30 | 20 | 0 | 0 | 0 | [6 empty] | 0 | 1 | 0 | 0 | On Peak | 1 | 0 | 0 | On Peak | 1 | 0 | On Peak | 0 | 1 | Off Peak | 0 | 0 | 1 | Super Off Peak | 1 | 0 | 0 | On Peak | 1 | 0 | 0 | On Peak
2020 | 1 | 30 | 2020-01-30 | 21 | 0 | 0 | 0 | [6 empty] | 0 | 1 | 0 | 0 | On Peak | 0 | 1 | 0 | Semi-Peak | 1 | 0 | On Peak | 0 | 1 | Off Peak | 0 | 0 | 1 | Super Off Peak | 0 | 1 | 0 | Off Peak | 1 | 0 | 0 | On Peak
2020 | 1 | 30 | 2020-01-30 | 22 | 0 | 0 | 0 | [6 empty] | 0 | 0 | 1 | 0 | Off Peak | 0 | 1 | 0 | Semi-Peak | 0 | 1 | Off Peak | 0 | 1 | Off Peak | 0 | 0 | 1 | Super Off Peak | 0 | 1 | 0 | Off Peak | 1 | 0 | 0 | On Peak
2020 | 1 | 30 | 2020-01-30 | 23 | 0 | 0 | 0 | [6 empty] | 0 | 0 | 1 | 0 | Off Peak | 0 | 0 | 1 | Off Peak | 0 | 1 | Off Peak | 0 | 1 | Off Peak | 0 | 0 | 1 | Super Off Peak | 0 | 1 | 0 | Off Peak | 1 | 0 | 0 | On Peak
2020 | 1 | 30 | 2020-01-30 | 24 | 0 | 0 | 0 | [6 empty] | 0 | 0 | 1 | 0 | Off Peak | 0 | 0 | 1 | Off Peak | 0 | 1 | Off Peak | 0 | 1 | Off Peak | 0 | 0 | 1 | Super Off Peak | 0 | 1 | 0 | Off Peak | 1 | 0 | 0 | On Peak
2020 | 1 | 31 | 2020-01-31 | 1 | 0 | 0 | 0 | [6 empty] | 0 | 0 | 0 | 1 | Super Off Peak | 0 | 0 | 1 | Off Peak | 0 | 1 | Off Peak | 0 | 1 | Off Peak | 0 | 0 | 1 | Super Off Peak | 0 | 0 | 1 | Super Off Peak | 0 | 0 | 1 | Super Off Peak
2020 | 1 | 31 | 2020-01-31 | 2 | 0 | 0 | 0 | [6 empty] | 0 | 0 | 0 | 1 | Super Off Peak | 0 | 0 | 1 | Off Peak | 0 | 1 | Off Peak | 0 | 1 | Off Peak | 0 | 0 | 1 | Super Off Peak | 0 | 0 | 1 | Super Off Peak | 0 | 0 | 1 | Super Off Peak
2020 | 1 | 31 | 2020-01-31 | 3 | 0 | 0 | 0 | [6 empty] | 0 | 0 | 0 | 1 | Super Off Peak | 0 | 0 | 1 | Off Peak | 0 | 1 | Off Peak | 0 | 1 | Off Peak | 0 | 0 | 1 | Super Off Peak | 0 | 0 | 1 | Super Off Peak | 0 | 0 | 1 | Super Off Peak
2020 | 1 | 31 | 2020-01-31 | 4 | 0 | 0 | 0 | [6 empty] | 0 | 0 | 0 | 1 | Super Off Peak | 0 | 0 | 1 | Off Peak | 0 | 1 | Off Peak | 0 | 1 | Off Peak | 0 | 0 | 1 | Super Off Peak | 0 | 0 | 1 | Super Off Peak | 0 | 0 | 1 | Super Off Peak
2020 | 1 | 31 | 2020-01-31 | 5 | 0 | 0 | 0 | [6 empty] | 0 | 0 | 0 | 1 | Super Off Peak | 0 | 0 | 1 | Off Peak | 0 | 1 | Off Peak | 0 | 1 | Off Peak | 0 | 0 | 1 | Super Off Peak | 0 | 0 | 1 | Super Off Peak | 0 | 0 | 1 | Super Off Peak
2020 | 1 | 31 | 2020-01-31 | 6 | 0 | 0 | 0 | [6 empty] | 0 | 0 | 0 | 1 | Super Off Peak | 0 | 0 | 1 | Off Peak | 0 | 1 | Off Peak | 0 | 1 | Off Peak | 0 | 0 | 1 | Super Off Peak | 0 | 1 | 0 | Off Peak | 0 | 1 | 0 | Off Peak
2020 | 1 | 31 | 2020-01-31 | 7 | 0 | 0 | 0 | [6 empty] | 0 | 0 | 1 | 0 | Off Peak | 0 | 1 | 0 | Semi-Peak | 0 | 1 | Off Peak | 0 | 1 | Off Peak | 0 | 1 | 0 | Off Peak | 0 | 1 | 0 | Off Peak | 0 | 1 | 0 | Off Peak
2020 | 1 | 31 | 2020-01-31 | 8 | 0 | 0 | 0 | [6 empty] | 0 | 0 | 1 | 0 | Off Peak | 0 | 1 | 0 | Semi-Peak | 0 | 1 | Off Peak | 0 | 1 | Off Peak | 0 | 1 | 0 | Off Peak | 0 | 1 | 0 | Off Peak | 0 | 1 | 0 | Off Peak
2020 | 1 | 31 | 2020-01-31 | 9 | 0 | 0 | 0 | [6 empty] | 0 | 0 | 1 | 0 | Off Peak | 0 | 1 | 0 | Semi-Peak | 0 | 1 | Off Peak | 0 | 1 | Off Peak | 0 | 1 | 0 | Off Peak | 0 | 1 | 0 | Off Peak | 0 | 1 | 0 | Off Peak
2020 | 1 | 31 | 2020-01-31 | 10 | 0 | 0 | 0 | [6 empty] | 0 | 0 | 1 | 0 | Off Peak | 0 | 1 | 0 | Semi-Peak | 0 | 1 | Off Peak | 0 | 1 | Off Peak | 0 | 1 | 0 | Off Peak | 0 | 1 | 0 | Off Peak | 0 | 1 | 0 | Off Peak
2020 | 1 | 31 | 2020-01-31 | 11 | 0 | 0 | 0 | [6 empty] | 0 | 0 | 1 | 0 | Off Peak | 0 | 1 | 0 | Semi-Peak | 0 | 1 | Off Peak | 0 | 1 | Off Peak | 0 | 1 | 0 | Off Peak | 0 | 1 | 0 | Off Peak | 0 | 1 | 0 | Off Peak
2020 | 1 | 31 | 2020-01-31 | 12 | 0 | 0 | 0 | [6 empty] | 0 | 0 | 1 | 0 | Off Peak | 0 | 1 | 0 | Semi-Peak | 0 | 1 | Off Peak | 0 | 1 | Off Peak | 0 | 1 | 0 | Off Peak | 0 | 1 | 0 | Off Peak | 0 | 1 | 0 | Off Peak
2020 | 1 | 31 | 2020-01-31 | 13 | 0 | 0 | 0 | [6 empty] | 0 | 0 | 1 | 0 | Off Peak | 0 | 1 | 0 | Semi-Peak | 0 | 1 | Off Peak | 1 | 0 | On Peak | 0 | 1 | 0 | Off Peak | 1 | 0 | 0 | On Peak | 0 | 1 | 0 | Off Peak
2020 | 1 | 31 | 2020-01-31 | 14 | 0 | 0 | 0 | [6 empty] | 0 | 0 | 1 | 0 | Off Peak | 0 | 1 | 0 | Semi-Peak | 0 | 1 | Off Peak | 1 | 0 | On Peak | 0 | 1 | 0 | Off Peak | 1 | 0 | 0 | On Peak | 0 | 1 | 0 | Off Peak
2020 | 1 | 31 | 2020-01-31 | 15 | 0 | 0 | 0 | [6 empty] | 0 | 0 | 1 | 0 | Off Peak | 0 | 1 | 0 | Semi-Peak | 0 | 1 | Off Peak | 1 | 0 | On Peak | 0 | 1 | 0 | Off Peak | 1 | 0 | 0 | On Peak | 0 | 1 | 0 | Off Peak
2020 | 1 | 31 | 2020-01-31 | 16 | 0 | 0 | 0 | [6 empty] | 0 | 0 | 1 | 0 | Off Peak | 0 | 1 | 0 | Semi-Peak | 0 | 1 | Off Peak | 1 | 0 | On Peak | 0 | 1 | 0 | Off Peak | 1 | 0 | 0 | On Peak | 0 | 1 | 0 | Off Peak
2020 | 1 | 31 | 2020-01-31 | 17 | 0 | 0 | 0 | [6 empty] | 0 | 1 | 0 | 0 | On Peak | 0 | 1 | 0 | Semi-Peak | 1 | 0 | On Peak | 1 | 0 | On Peak | 0 | 1 | 0 | Off Peak | 1 | 0 | 0 | On Peak | 0 | 1 | 0 | Off Peak
2020 | 1 | 31 | 2020-01-31 | 18 | 0 | 0 | 0 | [6 empty] | 0 | 1 | 0 | 0 | On Peak | 1 | 0 | 0 | On Peak | 1 | 0 | On Peak | 1 | 0 | On Peak | 0 | 1 | 0 | Off Peak | 1 | 0 | 0 | On Peak | 0 | 1 | 0 | Off Peak
2020 | 1 | 31 | 2020-01-31 | 19 | 0 | 0 | 0 | [6 empty] | 0 | 1 | 0 | 0 | On Peak | 1 | 0 | 0 | On Peak | 1 | 0 | On Peak | 0 | 1 | Off Peak | 0 | 0 | 1 | Super Off Peak | 1 | 0 | 0 | On Peak | 0 | 1 | 0 | Off Peak
2020 | 1 | 31 | 2020-01-31 | 20 | 0 | 0 | 0 | [6 empty] | 0 | 1 | 0 | 0 | On Peak | 1 | 0 | 0 | On Peak | 1 | 0 | On Peak | 0 | 1 | Off Peak | 0 | 0 | 1 | Super Off Peak | 1 | 0 | 0 | On Peak | 1 | 0 | 0 | On Peak
2020 | 1 | 31 | 2020-01-31 | 21 | 0 | 0 | 0 | [6 empty] | 0 | 1 | 0 | 0 | On Peak | 0 | 1 | 0 | Semi-Peak | 1 | 0 | On Peak | 0 | 1 | Off Peak | 0 | 0 | 1 | Super Off Peak | 0 | 1 | 0 | Off Peak | 1 | 0 | 0 | On Peak
2020 | 1 | 31 | 2020-01-31 | 22 | 0 | 0 | 0 | [6 empty] | 0 | 0 | 1 | 0 | Off Peak | 0 | 1 | 0 | Semi-Peak | 0 | 1 | Off Peak | 0 | 1 | Off Peak | 0 | 0 | 1 | Super Off Peak | 0 | 1 | 0 | Off Peak | 1 | 0 | 0 | On Peak
2020 | 1 | 31 | 2020-01-31 | 23 | 0 | 0 | 0 | [6 empty] | 0 | 0 | 1 | 0 | Off Peak | 0 | 0 | 1 | Off Peak | 0 | 1 | Off Peak | 0 | 1 | Off Peak | 0 | 0 | 1 | Super Off Peak | 0 | 1 | 0 | Off Peak | 1 | 0 | 0 | On Peak
2020 | 1 | 31 | 2020-01-31 | 24 | 0 | 0 | 0 | [6 empty] | 0 | 0 | 1 | 0 | Off Peak | 0 | 0 | 1 | Off Peak | 0 | 1 | Off Peak | 0 | 1 | Off Peak | 0 | 0 | 1 | Super Off Peak | 0 | 1 | 0 | Off Peak | 1 | 0 | 0 | On Peak
2020 | 2 | 1 | 2020-02-01 | 1 | 0 | 1 | 0 | [6 empty] | 0 | 0 | 0 | 1 | Super Off Peak | 0 | 0 | 1 | Off Peak | 0 | 1 | Off Peak | 0 | 1 | Off Peak | 0 | 0 | 1 | Super Off Peak | 0 | 0 | 1 | Super Off Peak | 0 | 0 | 1 | Super Off Peak
2020 | 2 | 1 | 2020-02-01 | 2 | 0 | 1 | 0 | [6 empty] | 0 | 0 | 0 | 1 | Super Off Peak | 0 | 0 | 1 | Off Peak | 0 | 1 | Off Peak | 0 | 1 | Off Peak | 0 | 0 | 1 | Super Off Peak | 0 | 0 | 1 | Super Off Peak | 0 | 0 | 1 | Super Off Peak
2020 | 2 | 1 | 2020-02-01 | 3 | 0 | 1 | 0 | [6 empty] | 0 | 0 | 0 | 1 | Super Off Peak | 0 | 0 | 1 | Off Peak | 0 | 1 | Off Peak | 0 | 1 | Off Peak | 0 | 0 | 1 | Super Off Peak | 0 | 0 | 1 | Super Off Peak | 0 | 0 | 1 | Super Off Peak
2020 | 2 | 1 | 2020-02-01 | 4 | 0 | 1 | 0 | [6 empty] | 0 | 0 | 0 | 1 | Super Off Peak | 0 | 0 | 1 | Off Peak | 0 | 1 | Off Peak | 0 | 1 | Off Peak | 0 | 0 | 1 | Super Off Peak | 0 | 0 | 1 | Super Off Peak | 0 | 0 | 1 | Super Off Peak
2020 | 2 | 1 | 2020-02-01 | 5 | 0 | 1 | 0 | [6 empty] | 0 | 0 | 0 | 1 | Super Off Peak | 0 | 0 | 1 | Off Peak | 0 | 1 | Off Peak | 0 | 1 | Off Peak | 0 | 0 | 1 | Super Off Peak | 0 | 0 | 1 | Super Off Peak | 0 | 0 | 1 | Super Off Peak
2020 | 2 | 1 | 2020-02-01 | 6 | 0 | 1 | 0 | [6 empty] | 0 | 0 | 0 | 1 | Super Off Peak | 0 | 0 | 1 | Off Peak | 0 | 1 | Off Peak | 0 | 1 | Off Peak | 0 | 0 | 1 | Super Off Peak | 0 | 1 | 0 | Off Peak | 0 | 1 | 0 | Off Peak
2020 | 2 | 1 | 2020-02-01 | 7 | 0 | 1 | 0 | [6 empty] | 0 | 0 | 0 | 1 | Super Off Peak | 0 | 0 | 1 | Off Peak | 0 | 1 | Off Peak | 0 | 1 | Off Peak | 0 | 0 | 1 | Super Off Peak | 0 | 1 | 0 | Off Peak | 0 | 1 | 0 | Off Peak
2020 | 2 | 1 | 2020-02-01 | 8 | 0 | 1 | 0 | [6 empty] | 0 | 0 | 0 | 1 | Super Off Peak | 0 | 0 | 1 | Off Peak | 0 | 1 | Off Peak | 0 | 1 | Off Peak | 0 | 0 | 1 | Super Off Peak | 0 | 1 | 0 | Off Peak | 0 | 1 | 0 | Off Peak
2020 | 2 | 1 | 2020-02-01 | 9 | 0 | 1 | 0 | [6 empty] | 0 | 0 | 0 | 1 | Super Off Peak | 0 | 0 | 1 | Off Peak | 0 | 1 | Off Peak | 0 | 1 | Off Peak | 0 | 0 | 1 | Super Off Peak | 0 | 1 | 0 | Off Peak | 0 | 1 | 0 | Off Peak
2020 | 2 | 1 | 2020-02-01 | 10 | 0 | 1 | 0 | [6 empty] | 0 | 0 | 0 | 1 | Super Off Peak | 0 | 0 | 1 | Off Peak | 0 | 1 | Off Peak | 0 | 1 | Off Peak | 0 | 0 | 1 | Super Off Peak | 0 | 1 | 0 | Off Peak | 0 | 1 | 0 | Off Peak
2020 | 2 | 1 | 2020-02-01 | 11 | 0 | 1 | 0 | [6 empty] | 0 | 0 | 0 | 1 | Super Off Peak | 0 | 0 | 1 | Off Peak | 0 | 1 | Off Peak | 0 | 1 | Off Peak | 0 | 0 | 1 | Super Off Peak | 0 | 1 | 0 | Off Peak | 0 | 1 | 0 | Off Peak
2020 | 2 | 1 | 2020-02-01 | 12 | 0 | 1 | 0 | [6 empty] | 0 | 0 | 0 | 1 | Super Off Peak | 0 | 0 | 1 | Off Peak | 0 | 1 | Off Peak | 0 | 1 | Off Peak | 0 | 0 | 1 | Super Off Peak | 0 | 1 | 0 | Off Peak | 0 | 1 | 0 | Off Peak
2020 | 2 | 1 | 2020-02-01 | 13 | 0 | 1 | 0 | [6 empty] | 0 | 0 | 0 | 1 | Super Off Peak | 0 | 0 | 1 | Off Peak | 0 | 1 | Off Peak | 0 | 1 | Off Peak | 0 | 0 | 1 | Super Off Peak | 1 | 0 | 0 | On Peak | 0 | 1 | 0 | Off Peak
2020 | 2 | 1 | 2020-02-01 | 14 | 0 | 1 | 0 | [6 empty] | 0 | 0 | 0 | 1 | Super Off Peak | 0 | 0 | 1 | Off Peak | 0 | 1 | Off Peak | 0 | 1 | Off Peak | 0 | 0 | 1 | Super Off Peak | 1 | 0 | 0 | On Peak | 0 | 1 | 0 | Off Peak
2020 | 2 | 1 | 2020-02-01 | 15 | 0 | 1 | 0 | [6 empty] | 0 | 0 | 1 | 0 | Off Peak | 0 | 0 | 1 | Off Peak | 0 | 1 | Off Peak | 0 | 1 | Off Peak | 0 | 0 | 1 | Super Off Peak | 1 | 0 | 0 | On Peak | 0 | 1 | 0 | Off Peak
2020 | 2 | 1 | 2020-02-01 | 16 | 0 | 1 | 0 | [6 empty] | 0 | 0 | 1 | 0 | Off Peak | 0 | 0 | 1 | Off Peak | 0 | 1 | Off Peak | 0 | 1 | Off Peak | 0 | 0 | 1 | Super Off Peak | 1 | 0 | 0 | On Peak | 0 | 1 | 0 | Off Peak
2020 | 2 | 1 | 2020-02-01 | 17 | 0 | 1 | 0 | [6 empty] | 0 | 1 | 0 | 0 | On Peak | 0 | 0 | 1 | Off Peak | 0 | 1 | Off Peak | 0 | 1 | Off Peak | 0 | 0 | 1 | Super Off Peak | 1 | 0 | 0 | On Peak | 0 | 1 | 0 | Off Peak
2020 | 2 | 1 | 2020-02-01 | 18 | 0 | 1 | 0 | [6 empty] | 0 | 1 | 0 | 0 | On Peak | 0 | 0 | 1 | Off Peak | 0 | 1 | Off Peak | 0 | 1 | Off Peak | 0 | 0 | 1 | Super Off Peak | 1 | 0 | 0 | On Peak | 0 | 1 | 0 | Off Peak
2020 | 2 | 1 | 2020-02-01 | 19 | 0 | 1 | 0 | [6 empty] | 0 | 1 | 0 | 0 | On Peak | 0 | 0 | 1 | Off Peak | 0 | 1 | Off Peak | 0 | 1 | Off Peak | 0 | 0 | 1 | Super Off Peak | 1 | 0 | 0 | On Peak | 0 | 1 | 0 | Off Peak
2020 | 2 | 1 | 2020-02-01 | 20 | 0 | 1 | 0 | [6 empty] | 0 | 1 | 0 | 0 | On Peak | 0 | 0 | 1 | Off Peak | 0 | 1 | Off Peak | 0 | 1 | Off Peak | 0 | 0 | 1 | Super Off Peak | 1 | 0 | 0 | On Peak | 1 | 0 | 0 | On Peak
2020 | 2 | 1 | 2020-02-01 | 21 | 0 | 1 | 0 | [6 empty] | 0 | 1 | 0 | 0 | On Peak | 0 | 0 | 1 | Off Peak | 0 | 1 | Off Peak | 0 | 1 | Off Peak | 0 | 0 | 1 | Super Off Peak | 0 | 1 | 0 | Off Peak | 1 | 0 | 0 | On Peak
2020 | 2 | 1 | 2020-02-01 | 22 | 0 | 1 | 0 | [6 empty] | 0 | 0 | 1 | 0 | Off Peak | 0 | 0 | 1 | Off Peak | 0 | 1 | Off Peak | 0 | 1 | Off Peak | 0 | 0 | 1 | Super Off Peak | 0 | 1 | 0 | Off Peak | 1 | 0 | 0 | On Peak
2020 | 2 | 1 | 2020-02-01 | 23 | 0 | 1 | 0 | [6 empty] | 0 | 0 | 1 | 0 | Off Peak | 0 | 0 | 1 | Off Peak | 0 | 1 | Off Peak | 0 | 1 | Off Peak | 0 | 0 | 1 | Super Off Peak | 0 | 1 | 0 | Off Peak | 1 | 0 | 0 | On Peak
2020 | 2 | 1 | 2020-02-01 | 24 | 0 | 1 | 0 | [6 empty] | 0 | 0 | 1 | 0 | Off Peak | 0 | 0 | 1 | Off Peak | 0 | 1 | Off Peak | 0 | 1 | Off Peak | 0 | 0 | 1 | Super Off Peak | 0 | 1 | 0 | Off Peak | 1 | 0 | 0 | On Peak
2020 | 2 | 2 | 2020-02-02 | 1 | 0 | 1 | 0 | [6 empty] | 0 | 0 | 0 | 1 | Super Off Peak | 0 | 0 | 1 | Off Peak | 0 | 1 | Off Peak | 0 | 1 | Off Peak | 0 | 0 | 1 | Super Off Peak | 0 | 0 | 1 | Super Off Peak | 0 | 0 | 1 | Super Off Peak
2020 | 2 | 2 | 2020-02-02 | 2 | 0 | 1 | 0 | [6 empty] | 0 | 0 | 0 | 1 | Super Off Peak | 0 | 0 | 1 | Off Peak | 0 | 1 | Off Peak | 0 | 1 | Off Peak | 0 | 0 | 1 | Super Off Peak | 0 | 0 | 1 | Super Off Peak | 0 | 0 | 1 | Super Off Peak
2020 | 2 | 2 | 2020-02-02 | 3 | 0 | 1 | 0 | [6 empty] | 0 | 0 | 0 | 1 | Super Off Peak | 0 | 0 | 1 | Off Peak | 0 | 1 | Off Peak | 0 | 1 | Off Peak | 0 | 0 | 1 | Super Off Peak | 0 | 0 | 1 | Super Off Peak | 0 | 0 | 1 | Super Off Peak
2020 | 2 | 2 | 2020-02-02 | 4 | 0 | 1 | 0 | [6 empty] | 0 | 0 | 0 | 1 | Super Off Peak | 0 | 0 | 1 | Off Peak | 0 | 1 | Off Peak | 0 | 1 | Off Peak | 0 | 0 | 1 | Super Off Peak | 0 | 0 | 1 | Super Off Peak | 0 | 0 | 1 | Super Off Peak
2020 | 2 | 2 | 2020-02-02 | 5 | 0 | 1 | 0 | [6 empty] | 0 | 0 | 0 | 1 | Super Off Peak | 0 | 0 | 1 | Off Peak | 0 | 1 | Off Peak | 0 | 1 | Off Peak | 0 | 0 | 1 | Super Off Peak | 0 | 0 | 1 | Super Off Peak | 0 | 0 | 1 | Super Off Peak
2020 | 2 | 2 | 2020-02-02 | 6 | 0 | 1 | 0 | [6 empty] | 0 | 0 | 0 | 1 | Super Off Peak | 0 | 0 | 1 | Off Peak | 0 | 1 | Off Peak | 0 | 1 | Off Peak | 0 | 0 | 1 | Super Off Peak | 0 | 1 | 0 | Off Peak | 0 | 1 | 0 | Off Peak
2020 | 2 | 2 | 2020-02-02 | 7 | 0 | 1 | 0 | [6 empty] | 0 | 0 | 0 | 1 | Super Off Peak | 0 | 0 | 1 | Off Peak | 0 | 1 | Off Peak | 0 | 1 | Off Peak | 0 | 0 | 1 | Super Off Peak | 0 | 1 | 0 | Off Peak | 0 | 1 | 0 | Off Peak
2020 | 2 | 2 | 2020-02-02 | 8 | 0 | 1 | 0 | [6 empty] | 0 | 0 | 0 | 1 | Super Off Peak | 0 | 0 | 1 | Off Peak | 0 | 1 | Off Peak | 0 | 1 | Off Peak | 0 | 0 | 1 | Super Off Peak | 0 | 1 | 0 | Off Peak | 0 | 1 | 0 | Off Peak
2020 | 2 | 2 | 2020-02-02 | 9 | 0 | 1 | 0 | [6 empty] | 0 | 0 | 0 | 1 | Super Off Peak | 0 | 0 | 1 | Off Peak | 0 | 1 | Off Peak | 0 | 1 | Off Peak | 0 | 0 | 1 | Super Off Peak | 0 | 1 | 0 | Off Peak | 0 | 1 | 0 | Off Peak
2020 | 2 | 2 | 2020-02-02 | 10 | 0 | 1 | 0 | [6 empty] | 0 | 0 | 0 | 1 | Super Off Peak | 0 | 0 | 1 | Off Peak | 0 | 1 | Off Peak | 0 | 1 | Off Peak | 0 | 0 | 1 | Super Off Peak | 0 | 1 | 0 | Off Peak | 0 | 1 | 0 | Off Peak
2020 | 2 | 2 | 2020-02-02 | 11 | 0 | 1 | 0 | [6 empty] | 0 | 0 | 0 | 1 | Super Off Peak | 0 | 0 | 1 | Off Peak | 0 | 1 | Off Peak | 0 | 1 | Off Peak | 0 | 0 | 1 | Super Off Peak | 0 | 1 | 0 | Off Peak | 0 | 1 | 0 | Off Peak
2020 | 2 | 2 | 2020-02-02 | 12 | 0 | 1 | 0 | [6 empty] | 0 | 0 | 0 | 1 | Super Off Peak | 0 | 0 | 1 | Off Peak | 0 | 1 | Off Peak | 0 | 1 | Off Peak | 0 | 0 | 1 | Super Off Peak | 0 | 1 | 0 | Off Peak | 0 | 1 | 0 | Off Peak
2020 | 2 | 2 | 2020-02-02 | 13 | 0 | 1 | 0 | [6 empty] | 0 | 0 | 0 | 1 | Super Off Peak | 0 | 0 | 1 | Off Peak | 0 | 1 | Off Peak | 0 | 1 | Off Peak | 0 | 0 | 1 | Super Off Peak | 1 | 0 | 0 | On Peak | 0 | 1 | 0 | Off Peak
2020 | 2 | 2 | 2020-02-02 | 14 | 0 | 1 | 0 | [6 empty] | 0 | 0 | 0 | 1 | Super Off Peak | 0 | 0 | 1 | Off Peak | 0 | 1 | Off Peak | 0 | 1 | Off Peak | 0 | 0 | 1 | Super Off Peak | 1 | 0 | 0 | On Peak | 0 | 1 | 0 | Off Peak
2020 | 2 | 2 | 2020-02-02 | 15 | 0 | 1 | 0 | [6 empty] | 0 | 0 | 1 | 0 | Off Peak | 0 | 0 | 1 | Off Peak | 0 | 1 | Off Peak | 0 | 1 | Off Peak | 0 | 0 | 1 | Super Off Peak | 1 | 0 | 0 | On Peak | 0 | 1 | 0 | Off Peak
2020 | 2 | 2 | 2020-02-02 | 16 | 0 | 1 | 0 | [6 empty] | 0 | 0 | 1 | 0 | Off Peak | 0 | 0 | 1 | Off Peak | 0 | 1 | Off Peak | 0 | 1 | Off Peak | 0 | 0 | 1 | Super Off Peak | 1 | 0 | 0 | On Peak | 0 | 1 | 0 | Off Peak
2020 | 2 | 2 | 2020-02-02 | 17 | 0 | 1 | 0 | [6 empty] | 0 | 1 | 0 | 0 | On Peak | 0 | 0 | 1 | Off Peak | 0 | 1 | Off Peak | 0 | 1 | Off Peak | 0 | 0 | 1 | Super Off Peak | 1 | 0 | 0 | On Peak | 0 | 1 | 0 | Off Peak
2020 | 2 | 2 | 2020-02-02 | 18 | 0 | 1 | 0 | [6 empty] | 0 | 1 | 0 | 0 | On Peak | 0 | 0 | 1 | Off Peak | 0 | 1 | Off Peak | 0 | 1 | Off Peak | 0 | 0 | 1 | Super Off Peak | 1 | 0 | 0 | On Peak | 0 | 1 | 0 | Off Peak
2020 | 2 | 2 | 2020-02-02 | 19 | 0 | 1 | 0 | [6 empty] | 0 | 1 | 0 | 0 | On Peak | 0 | 0 | 1 | Off Peak | 0 | 1 | Off Peak | 0 | 1 | Off Peak | 0 | 0 | 1 | Super Off Peak | 1 | 0 | 0 | On Peak | 0 | 1 | 0 | Off Peak
2020 | 2 | 2 | 2020-02-02 | 20 | 0 | 1 | 0 | [6 empty] | 0 | 1 | 0 | 0 | On Peak | 0 | 0 | 1 | Off Peak | 0 | 1 | Off Peak | 0 | 1 | Off Peak | 0 | 0 | 1 | Super Off Peak | 1 | 0 | 0 | On Peak | 1 | 0 | 0 | On Peak
2020 | 2 | 2 | 2020-02-02 | 21 | 0 | 1 | 0 | [6 empty] | 0 | 1 | 0 | 0 | On Peak | 0 | 0 | 1 | Off Peak | 0 | 1 | Off Peak | 0 | 1 | Off Peak | 0 | 0 | 1 | Super Off Peak | 0 | 1 | 0 | Off Peak | 1 | 0 | 0 | On Peak
2020 | 2 | 2 | 2020-02-02 | 22 | 0 | 1 | 0 | [6 empty] | 0 | 0 | 1 | 0 | Off Peak | 0 | 0 | 1 | Off Peak | 0 | 1 | Off Peak | 0 | 1 | Off Peak | 0 | 0 | 1 | Super Off Peak | 0 | 1 | 0 | Off Peak | 1 | 0 | 0 | On Peak
2020 | 2 | 2 | 2020-02-02 | 23 | 0 | 1 | 0 | [6 empty] | 0 | 0 | 1 | 0 | Off Peak | 0 | 0 | 1 | Off Peak | 0 | 1 | Off Peak | 0 | 1 | Off Peak | 0 | 0 | 1 | Super Off Peak | 0 | 1 | 0 | Off Peak | 1 | 0 | 0 | On Peak
2020 | 2 | 2 | 2020-02-02 | 24 | 0 | 1 | 0 | [6 empty] | 0 | 0 | 1 | 0 | Off Peak | 0 | 0 | 1 | Off Peak | 0 | 1 | Off Peak | 0 | 1 | Off Peak | 0 | 0 | 1 | Super Off Peak | 0 | 1 | 0 | Off Peak | 1 | 0 | 0 | On Peak
2020 | 2 | 3 | 2020-02-03 | 1 | 0 | 0 | 0 | [6 empty] | 0 | 0 | 0 | 1 | Super Off Peak | 0 | 0 | 1 | Off Peak | 0 | 1 | Off Peak | 0 | 1 | Off Peak | 0 | 0 | 1 | Super Off Peak | 0 | 0 | 1 | Super Off Peak | 0 | 0 | 1 | Super Off Peak
2020 | 2 | 3 | 2020-02-03 | 2 | 0 | 0 | 0 | [6 empty] | 0 | 0 | 0 | 1 | Super Off Peak | 0 | 0 | 1 | Off Peak | 0 | 1 | Off Peak | 0 | 1 | Off Peak | 0 | 0 | 1 | Super Off Peak | 0 | 0 | 1 | Super Off Peak | 0 | 0 | 1 | Super Off Peak
2020 | 2 | 3 | 2020-02-03 | 3 | 0 | 0 | 0 | [6 empty] | 0 | 0 | 0 | 1 | Super Off Peak | 0 | 0 | 1 | Off Peak | 0 | 1 | Off Peak | 0 | 1 | Off Peak | 0 | 0 | 1 | Super Off Peak | 0 | 0 | 1 | Super Off Peak | 0 | 0 | 1 | Super Off Peak
2020 | 2 | 3 | 2020-02-03 | 4 | 0 | 0 | 0 | [6 empty] | 0 | 0 | 0 | 1 | Super Off Peak | 0 | 0 | 1 | Off Peak | 0 | 1 | Off Peak | 0 | 1 | Off Peak | 0 | 0 | 1 | Super Off Peak | 0 | 0 | 1 | Super Off Peak | 0 | 0 | 1 | Super Off Peak
2020 | 2 | 3 | 2020-02-03 | 5 | 0 | 0 | 0 | [6 empty] | 0 | 0 | 0 | 1 | Super Off Peak | 0 | 0 | 1 | Off Peak | 0 | 1 | Off Peak | 0 | 1 | Off Peak | 0 | 0 | 1 | Super Off Peak | 0 | 0 | 1 | Super Off Peak | 0 | 0 | 1 | Super Off Peak
2020 | 2 | 3 | 2020-02-03 | 6 | 0 | 0 | 0 | [6 empty] | 0 | 0 | 0 | 1 | Super Off Peak | 0 | 0 | 1 | Off Peak | 0 | 1 | Off Peak | 0 | 1 | Off Peak | 0 | 0 | 1 | Super Off Peak | 0 | 1 | 0 | Off Peak | 0 | 1 | 0 | Off Peak
2020 | 2 | 3 | 2020-02-03 | 7 | 0 | 0 | 0 | [6 empty] | 0 | 0 | 1 | 0 | Off Peak | 0 | 1 | 0 | Semi-Peak | 0 | 1 | Off Peak | 0 | 1 | Off Peak | 0 | 1 | 0 | Off Peak | 0 | 1 | 0 | Off Peak | 0 | 1 | 0 | Off Peak
2020 | 2 | 3 | 2020-02-03 | 8 | 0 | 0 | 0 | [6 empty] | 0 | 0 | 1 | 0 | Off Peak | 0 | 1 | 0 | Semi-Peak | 0 | 1 | Off Peak | 0 | 1 | Off Peak | 0 | 1 | 0 | Off Peak | 0 | 1 | 0 | Off Peak | 0 | 1 | 0 | Off Peak
2020 | 2 | 3 | 2020-02-03 | 9 | 0 | 0 | 0 | [6 empty] | 0 | 0 | 1 | 0 | Off Peak | 0 | 1 | 0 | Semi-Peak | 0 | 1 | Off Peak | 0 | 1 | Off Peak | 0 | 1 | 0 | Off Peak | 0 | 1 | 0 | Off Peak | 0 | 1 | 0 | Off Peak
2020 | 2 | 3 | 2020-02-03 | 10 | 0 | 0 | 0 | [6 empty] | 0 | 0 | 1 | 0 | Off Peak | 0 | 1 | 0 | Semi-Peak | 0 | 1 | Off Peak | 0 | 1 | Off Peak | 0 | 1 | 0 | Off Peak | 0 | 1 | 0 | Off Peak | 0 | 1 | 0 | Off Peak
2020 | 2 | 3 | 2020-02-03 | 11 | 0 | 0 | 0 | [6 empty] | 0 | 0 | 1 | 0 | Off Peak | 0 | 1 | 0 | Semi-Peak | 0 | 1 | Off Peak | 0 | 1 | Off Peak | 0 | 1 | 0 | Off Peak | 0 | 1 | 0 | Off Peak | 0 | 1 | 0 | Off Peak
2020 | 2 | 3 | 2020-02-03 | 12 | 0 | 0 | 0 | [6 empty] | 0 | 0 | 1 | 0 | Off Peak | 0 | 1 | 0 | Semi-Peak | 0 | 1 | Off Peak | 0 | 1 | Off Peak | 0 | 1 | 0 | Off Peak | 0 | 1 | 0 | Off Peak | 0 | 1 | 0 | Off Peak
2020 | 2 | 3 | 2020-02-03 | 13 | 0 | 0 | 0 | [6 empty] | 0 | 0 | 1 | 0 | Off Peak | 0 | 1 | 0 | Semi-Peak | 0 | 1 | Off Peak | 1 | 0 | On Peak | 0 | 1 | 0 | Off Peak | 1 | 0 | 0 | On Peak | 0 | 1 | 0 | Off Peak
2020 | 2 | 3 | 2020-02-03 | 14 | 0 | 0 | 0 | [6 empty] | 0 | 0 | 1 | 0 | Off Peak | 0 | 1 | 0 | Semi-Peak | 0 | 1 | Off Peak | 1 | 0 | On Peak | 0 | 1 | 0 | Off Peak | 1 | 0 | 0 | On Peak | 0 | 1 | 0 | Off Peak
2020 | 2 | 3 | 2020-02-03 | 15 | 0 | 0 | 0 | [6 empty] | 0 | 0 | 1 | 0 | Off Peak | 0 | 1 | 0 | Semi-Peak | 0 | 1 | Off Peak | 1 | 0 | On Peak | 0 | 1 | 0 | Off Peak | 1 | 0 | 0 | On Peak | 0 | 1 | 0 | Off Peak
2020 | 2 | 3 | 2020-02-03 | 16 | 0 | 0 | 0 | [6 empty] | 0 | 0 | 1 | 0 | Off Peak | 0 | 1 | 0 | Semi-Peak | 0 | 1 | Off Peak | 1 | 0 | On Peak | 0 | 1 | 0 | Off Peak | 1 | 0 | 0 | On Peak | 0 | 1 | 0 | Off Peak
2020 | 2 | 3 | 2020-02-03 | 17 | 0 | 0 | 0 | [6 empty] | 0 | 1 | 0 | 0 | On Peak | 0 | 1 | 0 | Semi-Peak | 1 | 0 | On Peak | 1 | 0 | On Peak | 0 | 1 | 0 | Off Peak | 1 | 0 | 0 | On Peak | 0 | 1 | 0 | Off Peak
2020 | 2 | 3 | 2020-02-03 | 18 | 0 | 0 | 0 | [6 empty] | 0 | 1 | 0 | 0 | On Peak | 1 | 0 | 0 | On Peak | 1 | 0 | On Peak | 1 | 0 | On Peak | 0 | 1 | 0 | Off Peak | 1 | 0 | 0 | On Peak | 0 | 1 | 0 | Off Peak
2020 | 2 | 3 | 2020-02-03 | 19 | 0 | 0 | 0 | [6 empty] | 0 | 1 | 0 | 0 | On Peak | 1 | 0 | 0 | On Peak | 1 | 0 | On Peak | 0 | 1 | Off Peak | 0 | 0 | 1 | Super Off Peak | 1 | 0 | 0 | On Peak | 0 | 1 | 0 | Off Peak
2020 | 2 | 3 | 2020-02-03 | 20 | 0 | 0 | 0 | [6 empty] | 0 | 1 | 0 | 0 | On Peak | 1 | 0 | 0 | On Peak | 1 | 0 | On Peak | 0 | 1 | Off Peak | 0 | 0 | 1 | Super Off Peak | 1 | 0 | 0 | On Peak | 1 | 0 | 0 | On Peak
2020 | 2 | 3 | 2020-02-03 | 21 | 0 | 0 | 0 | [6 empty] | 0 | 1 | 0 | 0 | On Peak | 0 | 1 | 0 | Semi-Peak | 1 | 0 | On Peak | 0 | 1 | Off Peak | 0 | 0 | 1 | Super Off Peak | 0 | 1 | 0 | Off Peak | 1 | 0 | 0 | On Peak
2020 | 2 | 3 | 2020-02-03 | 22 | 0 | 0 | 0 | [6 empty] | 0 | 0 | 1 | 0 | Off Peak | 0 | 1 | 0 | Semi-Peak | 0 | 1 | Off Peak | 0 | 1 | Off Peak | 0 | 0 | 1 | Super Off Peak | 0 | 1 | 0 | Off Peak | 1 | 0 | 0 | On Peak
2020 | 2 | 3 | 2020-02-03 | 23 | 0 | 0 | 0 | [6 empty] | 0 | 0 | 1 | 0 | Off Peak | 0 | 0 | 1 | Off Peak | 0 | 1 | Off Peak | 0 | 1 | Off Peak | 0 | 0 | 1 | Super Off Peak | 0 | 1 | 0 | Off Peak | 1 | 0 | 0 | On Peak
2020 | 2 | 3 | 2020-02-03 | 24 | 0 | 0 | 0 | [6 empty] | 0 | 0 | 1 | 0 | Off Peak | 0 | 0 | 1 | Off Peak | 0 | 1 | Off Peak | 0 | 1 | Off Peak | 0 | 0 | 1 | Super Off Peak | 0 | 1 | 0 | Off Peak | 1 | 0 | 0 | On Peak
2020 | 2 | 4 | 2020-02-04 | 1 | 0 | 0 | 0 | [6 empty] | 0 | 0 | 0 | 1 | Super Off Peak | 0 | 0 | 1 | Off Peak | 0 | 1 | Off Peak | 0 | 1 | Off Peak | 0 | 0 | 1 | Super Off Peak | 0 | 0 | 1 | Super Off Peak | 0 | 0 | 1 | Super Off Peak
2020 | 2 | 4 | 2020-02-04 | 2 | 0 | 0 | 0 | [6 empty] | 0 | 0 | 0 | 1 | Super Off Peak | 0 | 0 | 1 | Off Peak | 0 | 1 | Off Peak | 0 | 1 | Off Peak | 0 | 0 | 1 | Super Off Peak | 0 | 0 | 1 | Super Off Peak | 0 | 0 | 1 | Super Off Peak
2020 | 2 | 4 | 2020-02-04 | 3 | 0 | 0 | 0 | [6 empty] | 0 | 0 | 0 | 1 | Super Off Peak | 0 | 0 | 1 | Off Peak | 0 | 1 | Off Peak | 0 | 1 | Off Peak | 0 | 0 | 1 | Super Off Peak | 0 | 0 | 1 | Super Off Peak | 0 | 0 | 1 | Super Off Peak
2020 | 2 | 4 | 2020-02-04 | 4 | 0 | 0 | 0 | [6 empty] | 0 | 0 | 0 | 1 | Super Off Peak | 0 | 0 | 1 | Off Peak | 0 | 1 | Off Peak | 0 | 1 | Off Peak | 0 | 0 | 1 | Super Off Peak | 0 | 0 | 1 | Super Off Peak | 0 | 0 | 1 | Super Off Peak
2020 | 2 | 4 | 2020-02-04 | 5 | 0 | 0 | 0 | [6 empty] | 0 | 0 | 0 | 1 | Super Off Peak | 0 | 0 | 1 | Off Peak | 0 | 1 | Off Peak | 0 | 1 | Off Peak | 0 | 0 | 1 | Super Off Peak | 0 | 0 | 1 | Super Off Peak | 0 | 0 | 1 | Super Off Peak
2020 | 2 | 4 | 2020-02-04 | 6 | 0 | 0 | 0 | [6 empty] | 0 | 0 | 0 | 1 | Super Off Peak | 0 | 0 | 1 | Off Peak | 0 | 1 | Off Peak | 0 | 1 | Off Peak | 0 | 0 | 1 | Super Off Peak | 0 | 1 | 0 | Off Peak | 0 | 1 | 0 | Off Peak
2020 | 2 | 4 | 2020-02-04 | 7 | 0 | 0 | 0 | [6 empty] | 0 | 0 | 1 | 0 | Off Peak | 0 | 1 | 0 | Semi-Peak | 0 | 1 | Off Peak | 0 | 1 | Off Peak | 0 | 1 | 0 | Off Peak | 0 | 1 | 0 | Off Peak | 0 | 1 | 0 | Off Peak
2020 | 2 | 4 | 2020-02-04 | 8 | 0 | 0 | 0 | [6 empty] | 0 | 0 | 1 | 0 | Off Peak | 0 | 1 | 0 | Semi-Peak | 0 | 1 | Off Peak | 0 | 1 | Off Peak | 0 | 1 | 0 | Off Peak | 0 | 1 | 0 | Off Peak | 0 | 1 | 0 | Off Peak
2020 | 2 | 4 | 2020-02-04 | 9 | 0 | 0 | 0 | [6 empty] | 0 | 0 | 1 | 0 | Off Peak | 0 | 1 | 0 | Semi-Peak | 0 | 1 | Off Peak | 0 | 1 | Off Peak | 0 | 1 | 0 | Off Peak | 0 | 1 | 0 | Off Peak | 0 | 1 | 0 | Off Peak
2020 | 2 | 4 | 2020-02-04 | 10 | 0 | 0 | 0 | [6 empty] | 0 | 0 | 1 | 0 | Off Peak | 0 | 1 | 0 | Semi-Peak | 0 | 1 | Off Peak | 0 | 1 | Off Peak | 0 | 1 | 0 | Off Peak | 0 | 1 | 0 | Off Peak | 0 | 1 | 0 | Off Peak
2020 | 2 | 4 | 2020-02-04 | 11 | 0 | 0 | 0 | [6 empty] | 0 | 0 | 1 | 0 | Off Peak | 0 | 1 | 0 | Semi-Peak | 0 | 1 | Off Peak | 0 | 1 | Off Peak | 0 | 1 | 0 | Off Peak | 0 | 1 | 0 | Off Peak | 0 | 1 | 0 | Off Peak
2020 | 2 | 4 | 2020-02-04 | 12 | 0 | 0 | 0 | [6 empty] | 0 | 0 | 1 | 0 | Off Peak | 0 | 1 | 0 | Semi-Peak | 0 | 1 | Off Peak | 0 | 1 | Off Peak | 0 | 1 | 0 | Off Peak | 0 | 1 | 0 | Off Peak | 0 | 1 | 0 | Off Peak
2020 | 2 | 4 | 2020-02-04 | 13 | 0 | 0 | 0 | [6 empty] | 0 | 0 | 1 | 0 | Off Peak | 0 | 1 | 0 | Semi-Peak | 0 | 1 | Off Peak | 1 | 0 | On Peak | 0 | 1 | 0 | Off Peak | 1 | 0 | 0 | On Peak | 0 | 1 | 0 | Off Peak
2020 | 2 | 4 | 2020-02-04 | 14 | 0 | 0 | 0 | [6 empty] | 0 | 0 | 1 | 0 | Off Peak | 0 | 1 | 0 | Semi-Peak | 0 | 1 | Off Peak | 1 | 0 | On Peak | 0 | 1 | 0 | Off Peak | 1 | 0 | 0 | On Peak | 0 | 1 | 0 | Off Peak
2020 | 2 | 4 | 2020-02-04 | 15 | 0 | 0 | 0 | [6 empty] | 0 | 0 | 1 | 0 | Off Peak | 0 | 1 | 0 | Semi-Peak | 0 | 1 | Off Peak | 1 | 0 | On Peak | 0 | 1 | 0 | Off Peak | 1 | 0 | 0 | On Peak | 0 | 1 | 0 | Off Peak
2020 | 2 | 4 | 2020-02-04 | 16 | 0 | 0 | 0 | [6 empty] | 0 | 0 | 1 | 0 | Off Peak | 0 | 1 | 0 | Semi-Peak | 0 | 1 | Off Peak | 1 | 0 | On Peak | 0 | 1 | 0 | Off Peak | 1 | 0 | 0 | On Peak | 0 | 1 | 0 | Off Peak
2020 | 2 | 4 | 2020-02-04 | 17 | 0 | 0 | 0 | [6 empty] | 0 | 1 | 0 | 0 | On Peak | 0 | 1 | 0 | Semi-Peak | 1 | 0 | On Peak | 1 | 0 | On Peak | 0 | 1 | 0 | Off Peak | 1 | 0 | 0 | On Peak | 0 | 1 | 0 | Off Peak
2020 | 2 | 4 | 2020-02-04 | 18 | 0 | 0 | 0 | [6 empty] | 0 | 1 | 0 | 0 | On Peak | 1 | 0 | 0 | On Peak | 1 | 0 | On Peak | 1 | 0 | On Peak | 0 | 1 | 0 | Off Peak | 1 | 0 | 0 | On Peak | 0 | 1 | 0 | Off Peak
2020 | 2 | 4 | 2020-02-04 | 19 | 0 | 0 | 0 | [6 empty] | 0 | 1 | 0 | 0 | On Peak | 1 | 0 | 0 | On Peak | 1 | 0 | On Peak | 0 | 1 | Off Peak | 0 | 0 | 1 | Super Off Peak | 1 | 0 | 0 | On Peak | 0 | 1 | 0 | Off Peak
2020 | 2 | 4 | 2020-02-04 | 20 | 0 | 0 | 0 | [6 empty] | 0 | 1 | 0 | 0 | On Peak | 1 | 0 | 0 | On Peak | 1 | 0 | On Peak | 0 | 1 | Off Peak | 0 | 0 | 1 | Super Off Peak | 1 | 0 | 0 | On Peak | 1 | 0 | 0 | On Peak
2020 | 2 | 4 | 2020-02-04 | 21 | 0 | 0 | 0 | [6 empty] | 0 | 1 | 0 | 0 | On Peak | 0 | 1 | 0 | Semi-Peak | 1 | 0 | On Peak | 0 | 1 | Off Peak | 0 | 0 | 1 | Super Off Peak | 0 | 1 | 0 | Off Peak | 1 | 0 | 0 | On Peak
2020 | 2 | 4 | 2020-02-04 | 22 | 0 | 0 | 0 | [6 empty] | 0 | 0 | 1 | 0 | Off Peak | 0 | 1 | 0 | Semi-Peak | 0 | 1 | Off Peak | 0 | 1 | Off Peak | 0 | 0 | 1 | Super Off Peak | 0 | 1 | 0 | Off Peak | 1 | 0 | 0 | On Peak
2020 | 2 | 4 | 2020-02-04 | 23 | 0 | 0 | 0 | [6 empty] | 0 | 0 | 1 | 0 | Off Peak | 0 | 0 | 1 | Off Peak | 0 | 1 | Off Peak | 0 | 1 | Off Peak | 0 | 0 | 1 | Super Off Peak | 0 | 1 | 0 | Off Peak | 1 | 0 | 0 | On Peak
2020 | 2 | 4 | 2020-02-04 | 24 | 0 | 0 | 0 | [6 empty] | 0 | 0 | 1 | 0 | Off Peak | 0 | 0 | 1 | Off Peak | 0 | 1 | Off Peak | 0 | 1 | Off Peak | 0 | 0 | 1 | Super Off Peak | 0 | 1 | 0 | Off Peak | 1 | 0 | 0 | On Peak
2020 | 2 | 5 | 2020-02-05 | 1 | 0 | 0 | 0 | [6 empty] | 0 | 0 | 0 | 1 | Super Off Peak | 0 | 0 | 1 | Off Peak | 0 | 1 | Off Peak | 0 | 1 | Off Peak | 0 | 0 | 1 | Super Off Peak | 0 | 0 | 1 | Super Off Peak | 0 | 0 | 1 | Super Off Peak
2020 | 2 | 5 | 2020-02-05 | 2 | 0 | 0 | 0 | [6 empty] | 0 | 0 | 0 | 1 | Super Off Peak | 0 | 0 | 1 | Off Peak | 0 | 1 | Off Peak | 0 | 1 | Off Peak | 0 | 0 | 1 | Super Off Peak | 0 | 0 | 1 | Super Off Peak | 0 | 0 | 1 | Super Off Peak
2020 | 2 | 5 | 2020-02-05 | 3 | 0 | 0 | 0 | [6 empty] | 0 | 0 | 0 | 1 | Super Off Peak | 0 | 0 | 1 | Off Peak | 0 | 1 | Off Peak | 0 | 1 | Off Peak | 0 | 0 | 1 | Super Off Peak | 0 | 0 | 1 | Super Off Peak | 0 | 0 | 1 | Super Off Peak
2020 | 2 | 5 | 2020-02-05 | 4 | 0 | 0 | 0 | [6 empty] | 0 | 0 | 0 | 1 | Super Off Peak | 0 | 0 | 1 | Off Peak | 0 | 1 | Off Peak | 0 | 1 | Off Peak | 0 | 0 | 1 | Super Off Peak | 0 | 0 | 1 | Super Off Peak | 0 | 0 | 1 | Super Off Peak
2020 | 2 | 5 | 2020-02-05 | 5 | 0 | 0 | 0 | [6 empty] | 0 | 0 | 0 | 1 | Super Off Peak | 0 | 0 | 1 | Off Peak | 0 | 1 | Off Peak | 0 | 1 | Off Peak | 0 | 0 | 1 | Super Off Peak | 0 | 0 | 1 | Super Off Peak | 0 | 0 | 1 | Super Off Peak
2020 | 2 | 5 | 2020-02-05 | 6 | 0 | 0 | 0 | [6 empty] | 0 | 0 | 0 | 1 | Super Off Peak | 0 | 0 | 1 | Off Peak | 0 | 1 | Off Peak | 0 | 1 | Off Peak | 0 | 0 | 1 | Super Off Peak | 0 | 1 | 0 | Off Peak | 0 | 1 | 0 | Off Peak
2020 | 2 | 5 | 2020-02-05 | 7 | 0 | 0 | 0 | [6 empty] | 0 | 0 | 1 | 0 | Off Peak | 0 | 1 | 0 | Semi-Peak | 0 | 1 | Off Peak | 0 | 1 | Off Peak | 0 | 1 | 0 | Off Peak | 0 | 1 | 0 | Off Peak | 0 | 1 | 0 | Off Peak
2020 | 2 | 5 | 2020-02-05 | 8 | 0 | 0 | 0 | [6 empty] | 0 | 0 | 1 | 0 | Off Peak | 0 | 1 | 0 | Semi-Peak | 0 | 1 | Off Peak | 0 | 1 | Off Peak | 0 | 1 | 0 | Off Peak | 0 | 1 | 0 | Off Peak | 0 | 1 | 0 | Off Peak
2020 | 2 | 5 | 2020-02-05 | 9 | 0 | 0 | 0 | [6 empty] | 0 | 0 | 1 | 0 | Off Peak | 0 | 1 | 0 | Semi-Peak | 0 | 1 | Off Peak | 0 | 1 | Off Peak | 0 | 1 | 0 | Off Peak | 0 | 1 | 0 | Off Peak | 0 | 1 | 0 | Off Peak
2020 | 2 | 5 | 2020-02-05 | 10 | 0 | 0 | 0 | [6 empty] | 0 | 0 | 1 | 0 | Off Peak | 0 | 1 | 0 | Semi-Peak | 0 | 1 | Off Peak | 0 | 1 | Off Peak | 0 | 1 | 0 | Off Peak | 0 | 1 | 0 | Off Peak | 0 | 1 | 0 | Off Peak
2020 | 2 | 5 | 2020-02-05 | 11 | 0 | 0 | 0 | [6 empty] | 0 | 0 | 1 | 0 | Off Peak | 0 | 1 | 0 | Semi-Peak | 0 | 1 | Off Peak | 0 | 1 | Off Peak | 0 | 1 | 0 | Off Peak | 0 | 1 | 0 | Off Peak | 0 | 1 | 0 | Off Peak
2020 | 2 | 5 | 2020-02-05 | 12 | 0 | 0 | 0 | [6 empty] | 0 | 0 | 1 | 0 | Off Peak | 0 | 1 | 0 | Semi-Peak | 0 | 1 | Off Peak | 0 | 1 | Off Peak | 0 | 1 | 0 | Off Peak | 0 | 1 | 0 | Off Peak | 0 | 1 | 0 | Off Peak
2020 | 2 | 5 | 2020-02-05 | 13 | 0 | 0 | 0 | [6 empty] | 0 | 0 | 1 | 0 | Off Peak | 0 | 1 | 0 | Semi-Peak | 0 | 1 | Off Peak | 1 | 0 | On Peak | 0 | 1 | 0 | Off Peak | 1 | 0 | 0 | On Peak | 0 | 1 | 0 | Off Peak
2020 | 2 | 5 | 2020-02-05 | 14 | 0 | 0 | 0 | [6 empty] | 0 | 0 | 1 | 0 | Off Peak | 0 | 1 | 0 | Semi-Peak | 0 | 1 | Off Peak | 1 | 0 | On Peak | 0 | 1 | 0 | Off Peak | 1 | 0 | 0 | On Peak | 0 | 1 | 0 | Off Peak
2020 | 2 | 5 | 2020-02-05 | 15 | 0 | 0 | 0 | [6 empty] | 0 | 0 | 1 | 0 | Off Peak | 0 | 1 | 0 | Semi-Peak | 0 | 1 | Off Peak | 1 | 0 | On Peak | 0 | 1 | 0 | Off Peak | 1 | 0 | 0 | On Peak | 0 | 1 | 0 | Off Peak
2020 | 2 | 5 | 2020-02-05 | 16 | 0 | 0 | 0 | [6 empty] | 0 | 0 | 1 | 0 | Off Peak | 0 | 1 | 0 | Semi-Peak | 0 | 1 | Off Peak | 1 | 0 | On Peak | 0 | 1 | 0 | Off Peak | 1 | 0 | 0 | On Peak | 0 | 1 | 0 | Off Peak
2020 | 2 | 5 | 2020-02-05 | 17 | 0 | 0 | 0 | [6 empty] | 0 | 1 | 0 | 0 | On Peak | 0 | 1 | 0 | Semi-Peak | 1 | 0 | On Peak | 1 | 0 | On Peak | 0 | 1 | 0 | Off Peak | 1 | 0 | 0 | On Peak | 0 | 1 | 0 | Off Peak
2020 | 2 | 5 | 2020-02-05 | 18 | 0 | 0 | 0 | [6 empty] | 0 | 1 | 0 | 0 | On Peak | 1 | 0 | 0 | On Peak | 1 | 0 | On Peak | 1 | 0 | On Peak | 0 | 1 | 0 | Off Peak | 1 | 0 | 0 | On Peak | 0 | 1 | 0 | Off Peak
2020 | 2 | 5 | 2020-02-05 | 19 | 0 | 0 | 0 | [6 empty] | 0 | 1 | 0 | 0 | On Peak | 1 | 0 | 0 | On Peak | 1 | 0 | On Peak | 0 | 1 | Off Peak | 0 | 0 | 1 | Super Off Peak | 1 | 0 | 0 | On Peak | 0 | 1 | 0 | Off Peak
2020 | 2 | 5 | 2020-02-05 | 20 | 0 | 0 | 0 | [6 empty] | 0 | 1 | 0 | 0 | On Peak | 1 | 0 | 0 | On Peak | 1 | 0 | On Peak | 0 | 1 | Off Peak | 0 | 0 | 1 | Super Off Peak | 1 | 0 | 0 | On Peak | 1 | 0 | 0 | On Peak
2020 | 2 | 5 | 2020-02-05 | 21 | 0 | 0 | 0 | [6 empty] | 0 | 1 | 0 | 0 | On Peak | 0 | 1 | 0 | Semi-Peak | 1 | 0 | On Peak | 0 | 1 | Off Peak | 0 | 0 | 1 | Super Off Peak | 0 | 1 | 0 | Off Peak | 1 | 0 | 0 | On Peak
2020 | 2 | 5 | 2020-02-05 | 22 | 0 | 0 | 0 | [6 empty] | 0 | 0 | 1 | 0 | Off Peak | 0 | 1 | 0 | Semi-Peak | 0 | 1 | Off Peak | 0 | 1 | Off Peak | 0 | 0 | 1 | Super Off Peak | 0 | 1 | 0 | Off Peak | 1 | 0 | 0 | On Peak
2020 | 2 | 5 | 2020-02-05 | 23 | 0 | 0 | 0 | [6 empty] | 0 | 0 | 1 | 0 | Off Peak | 0 | 0 | 1 | Off Peak | 0 | 1 | Off Peak | 0 | 1 | Off Peak | 0 | 0 | 1 | Super Off Peak | 0 | 1 | 0 | Off Peak | 1 | 0 | 0 | On Peak
2020 | 2 | 5 | 2020-02-05 | 24 | 0 | 0 | 0 | [6 empty] | 0 | 0 | 1 | 0 | Off Peak | 0 | 0 | 1 | Off Peak | 0 | 1 | Off Peak | 0 | 1 | Off Peak | 0 | 0 | 1 | Super Off Peak | 0 | 1 | 0 | Off Peak | 1 | 0 | 0 | On Peak
2020 | 2 | 6 | 2020-02-06 | 1 | 0 | 0 | 0 | [6 empty] | 0 | 0 | 0 | 1 | Super Off Peak | 0 | 0 | 1 | Off Peak | 0 | 1 | Off Peak | 0 | 1 | Off Peak | 0 | 0 | 1 | Super Off Peak | 0 | 0 | 1 | Super Off Peak | 0 | 0 | 1 | Super Off Peak
2020 | 2 | 6 | 2020-02-06 | 2 | 0 | 0 | 0 | [6 empty] | 0 | 0 | 0 | 1 | Super Off Peak | 0 | 0 | 1 | Off Peak | 0 | 1 | Off Peak | 0 | 1 | Off Peak | 0 | 0 | 1 | Super Off Peak | 0 | 0 | 1 | Super Off Peak | 0 | 0 | 1 | Super Off Peak
2020 | 2 | 6 | 2020-02-06 | 3 | 0 | 0 | 0 | [6 empty] | 0 | 0 | 0 | 1 | Super Off Peak | 0 | 0 | 1 | Off Peak | 0 | 1 | Off Peak | 0 | 1 | Off Peak | 0 | 0 | 1 | Super Off Peak | 0 | 0 | 1 | Super Off Peak | 0 | 0 | 1 | Super Off Peak
2020 | 2 | 6 | 2020-02-06 | 4 | 0 | 0 | 0 | [6 empty] | 0 | 0 | 0 | 1 | Super Off Peak | 0 | 0 | 1 | Off Peak | 0 | 1 | Off Peak | 0 | 1 | Off Peak | 0 | 0 | 1 | Super Off Peak | 0 | 0 | 1 | Super Off Peak | 0 | 0 | 1 | Super Off Peak
2020 | 2 | 6 | 2020-02-06 | 5 | 0 | 0 | 0 | [6 empty] | 0 | 0 | 0 | 1 | Super Off Peak | 0 | 0 | 1 | Off Peak | 0 | 1 | Off Peak | 0 | 1 | Off Peak | 0 | 0 | 1 | Super Off Peak | 0 | 0 | 1 | Super Off Peak | 0 | 0 | 1 | Super Off Peak
2020 | 2 | 6 | 2020-02-06 | 6 | 0 | 0 | 0 | [6 empty] | 0 | 0 | 0 | 1 | Super Off Peak | 0 | 0 | 1 | Off Peak | 0 | 1 | Off Peak | 0 | 1 | Off Peak | 0 | 0 | 1 | Super Off Peak | 0 | 1 | 0 | Off Peak | 0 | 1 | 0 | Off Peak
2020 | 2 | 6 | 2020-02-06 | 7 | 0 | 0 | 0 | [6 empty] | 0 | 0 | 1 | 0 | Off Peak | 0 | 1 | 0 | Semi-Peak | 0 | 1 | Off Peak | 0 | 1 | Off Peak | 0 | 1 | 0 | Off Peak | 0 | 1 | 0 | Off Peak | 0 | 1 | 0 | Off Peak
2020 | 2 | 6 | 2020-02-06 | 8 | 0 | 0 | 0 | [6 empty] | 0 | 0 | 1 | 0 | Off Peak | 0 | 1 | 0 | Semi-Peak | 0 | 1 | Off Peak | 0 | 1 | Off Peak | 0 | 1 | 0 | Off Peak | 0 | 1 | 0 | Off Peak | 0 | 1 | 0 | Off Peak
2020 | 2 | 6 | 2020-02-06 | 9 | 0 | 0 | 0 | [6 empty] | 0 | 0 | 1 | 0 | Off Peak | 0 | 1 | 0 | Semi-Peak | 0 | 1 | Off Peak | 0 | 1 | Off Peak | 0 | 1 | 0 | Off Peak | 0 | 1 | 0 | Off Peak | 0 | 1 | 0 | Off Peak
2020 | 2 | 6 | 2020-02-06 | 10 | 0 | 0 | 0 | [6 empty] | 0 | 0 | 1 | 0 | Off Peak | 0 | 1 | 0 | Semi-Peak | 0 | 1 | Off Peak | 0 | 1 | Off Peak | 0 | 1 | 0 | Off Peak | 0 | 1 | 0 | Off Peak | 0 | 1 | 0 | Off Peak
2020 | 2 | 6 | 2020-02-06 | 11 | 0 | 0 | 0 | [6 empty] | 0 | 0 | 1 | 0 | Off Peak | 0 | 1 | 0 | Semi-Peak | 0 | 1 | Off Peak | 0 | 1 | Off Peak | 0 | 1 | 0 | Off Peak | 0 | 1 | 0 | Off Peak | 0 | 1 | 0 | Off Peak
2020 | 2 | 6 | 2020-02-06 | 12 | 0 | 0 | 0 | [6 empty] | 0 | 0 | 1 | 0 | Off Peak | 0 | 1 | 0 | Semi-Peak | 0 | 1 | Off Peak | 0 | 1 | Off Peak | 0 | 1 | 0 | Off Peak | 0 | 1 | 0 | Off Peak | 0 | 1 | 0 | Off Peak
2020 | 2 | 6 | 2020-02-06 | 13 | 0 | 0 | 0 | [6 empty] | 0 | 0 | 1 | 0 | Off Peak | 0 | 1 | 0 | Semi-Peak | 0 | 1 | Off Peak | 1 | 0 | On Peak | 0 | 1 | 0 | Off Peak | 1 | 0 | 0 | On Peak | 0 | 1 | 0 | Off Peak
2020 | 2 | 6 | 2020-02-06 | 14 | 0 | 0 | 0 | [6 empty] | 0 | 0 | 1 | 0 | Off Peak | 0 | 1 | 0 | Semi-Peak | 0 | 1 | Off Peak | 1 | 0 | On Peak | 0 | 1 | 0 | Off Peak | 1 | 0 | 0 | On Peak | 0 | 1 | 0 | Off Peak
2020 | 2 | 6 | 2020-02-06 | 15 | 0 | 0 | 0 | [6 empty] | 0 | 0 | 1 | 0 | Off Peak | 0 | 1 | 0 | Semi-Peak | 0 | 1 | Off Peak | 1 | 0 | On Peak | 0 | 1 | 0 | Off Peak | 1 | 0 | 0 | On Peak | 0 | 1 | 0 | Off Peak
2020 | 2 | 6 | 2020-02-06 | 16 | 0 | 0 | 0 | [6 empty] | 0 | 0 | 1 | 0 | Off Peak | 0 | 1 | 0 | Semi-Peak | 0 | 1 | Off Peak | 1 | 0 | On Peak | 0 | 1 | 0 | Off Peak | 1 | 0 | 0 | On Peak | 0 | 1 | 0 | Off Peak
2020 | 2 | 6 | 2020-02-06 | 17 | 0 | 0 | 0 | [6 empty] | 0 | 1 | 0 | 0 | On Peak | 0 | 1 | 0 | Semi-Peak | 1 | 0 | On Peak | 1 | 0 | On Peak | 0 | 1 | 0 | Off Peak | 1 | 0 | 0 | On Peak | 0 | 1 | 0 | Off Peak
2020 | 2 | 6 | 2020-02-06 | 18 | 0 | 0 | 0 | [6 empty] | 0 | 1 | 0 | 0 | On Peak | 1 | 0 | 0 | On Peak | 1 | 0 | On Peak | 1 | 0 | On Peak | 0 | 1 | 0 | Off Peak | 1 | 0 | 0 | On Peak | 0 | 1 | 0 | Off Peak
2020 | 2 | 6 | 2020-02-06 | 19 | 0 | 0 | 0 | [6 empty] | 0 | 1 | 0 | 0 | On Peak | 1 | 0 | 0 | On Peak | 1 | 0 | On Peak | 0 | 1 | Off Peak | 0 | 0 | 1 | Super Off Peak | 1 | 0 | 0 | On Peak | 0 | 1 | 0 | Off Peak
2020 | 2 | 6 | 2020-02-06 | 20 | 0 | 0 | 0 | [6 empty] | 0 | 1 | 0 | 0 | On Peak | 1 | 0 | 0 | On Peak | 1 | 0 | On Peak | 0 | 1 | Off Peak | 0 | 0 | 1 | Super Off Peak | 1 | 0 | 0 | On Peak | 1 | 0 | 0 | On Peak
2020 | 2 | 6 | 2020-02-06 | 21 | 0 | 0 | 0 | [6 empty] | 0 | 1 | 0 | 0 | On Peak | 0 | 1 | 0 | Semi-Peak | 1 | 0 | On Peak | 0 | 1 | Off Peak | 0 | 0 | 1 | Super Off Peak | 0 | 1 | 0 | Off Peak | 1 | 0 | 0 | On Peak
2020 | 2 | 6 | 2020-02-06 | 22 | 0 | 0 | 0 | [6 empty] | 0 | 0 | 1 | 0 | Off Peak | 0 | 1 | 0 | Semi-Peak | 0 | 1 | Off Peak | 0 | 1 | Off Peak | 0 | 0 | 1 | Super Off Peak | 0 | 1 | 0 | Off Peak | 1 | 0 | 0 | On Peak
2020 | 2 | 6 | 2020-02-06 | 23 | 0 | 0 | 0 | [6 empty] | 0 | 0 | 1 | 0 | Off Peak | 0 | 0 | 1 | Off Peak | 0 | 1 | Off Peak | 0 | 1 | Off Peak | 0 | 0 | 1 | Super Off Peak | 0 | 1 | 0 | Off Peak | 1 | 0 | 0 | On Peak
2020 | 2 | 6 | 2020-02-06 | 24 | 0 | 0 | 0 | [6 empty] | 0 | 0 | 1 | 0 | Off Peak | 0 | 0 | 1 | Off Peak | 0 | 1 | Off Peak | 0 | 1 | Off Peak | 0 | 0 | 1 | Super Off Peak | 0 | 1 | 0 | Off Peak | 1 | 0 | 0 | On Peak
2020 | 2 | 7 | 2020-02-07 | 1 | 0 | 0 | 0 | [6 empty] | 0 | 0 | 0 | 1 | Super Off Peak | 0 | 0 | 1 | Off Peak | 0 | 1 | Off Peak | 0 | 1 | Off Peak | 0 | 0 | 1 | Super Off Peak | 0 | 0 | 1 | Super Off Peak | 0 | 0 | 1 | Super Off Peak
2020 | 2 | 7 | 2020-02-07 | 2 | 0 | 0 | 0 | [6 empty] | 0 | 0 | 0 | 1 | Super Off Peak | 0 | 0 | 1 | Off Peak | 0 | 1 | Off Peak | 0 | 1 | Off Peak | 0 | 0 | 1 | Super Off Peak | 0 | 0 | 1 | Super Off Peak | 0 | 0 | 1 | Super Off Peak
2020 | 2 | 7 | 2020-02-07 | 3 | 0 | 0 | 0 | [6 empty] | 0 | 0 | 0 | 1 | Super Off Peak | 0 | 0 | 1 | Off Peak | 0 | 1 | Off Peak | 0 | 1 | Off Peak | 0 | 0 | 1 | Super Off Peak | 0 | 0 | 1 | Super Off Peak | 0 | 0 | 1 | Super Off Peak
2020 | 2 | 7 | 2020-02-07 | 4 | 0 | 0 | 0 | [6 empty] | 0 | 0 | 0 | 1 | Super Off Peak | 0 | 0 | 1 | Off Peak | 0 | 1 | Off Peak | 0 | 1 | Off Peak | 0 | 0 | 1 | Super Off Peak | 0 | 0 | 1 | Super Off Peak | 0 | 0 | 1 | Super Off Peak
2020 | 2 | 7 | 2020-02-07 | 5 | 0 | 0 | 0 | [6 empty] | 0 | 0 | 0 | 1 | Super Off Peak | 0 | 0 | 1 | Off Peak | 0 | 1 | Off Peak | 0 | 1 | Off Peak | 0 | 0 | 1 | Super Off Peak | 0 | 0 | 1 | Super Off Peak | 0 | 0 | 1 | Super Off Peak
2020 | 2 | 7 | 2020-02-07 | 6 | 0 | 0 | 0 | [6 empty] | 0 | 0 | 0 | 1 | Super Off Peak | 0 | 0 | 1 | Off Peak | 0 | 1 | Off Peak | 0 | 1 | Off Peak | 0 | 0 | 1 | Super Off Peak | 0 | 1 | 0 | Off Peak | 0 | 1 | 0 | Off Peak
2020 | 2 | 7 | 2020-02-07 | 7 | 0 | 0 | 0 | [6 empty] | 0 | 0 | 1 | 0 | Off Peak | 0 | 1 | 0 | Semi-Peak | 0 | 1 | Off Peak | 0 | 1 | Off Peak | 0 | 1 | 0 | Off Peak | 0 | 1 | 0 | Off Peak | 0 | 1 | 0 | Off Peak
2020 | 2 | 7 | 2020-02-07 | 8 | 0 | 0 | 0 | [6 empty] | 0 | 0 | 1 | 0 | Off Peak | 0 | 1 | 0 | Semi-Peak | 0 | 1 | Off Peak | 0 | 1 | Off Peak | 0 | 1 | 0 | Off Peak | 0 | 1 | 0 | Off Peak | 0 | 1 | 0 | Off Peak
2020 | 2 | 7 | 2020-02-07 | 9 | 0 | 0 | 0 | [6 empty] | 0 | 0 | 1 | 0 | Off Peak | 0 | 1 | 0 | Semi-Peak | 0 | 1 | Off Peak | 0 | 1 | Off Peak | 0 | 1 | 0 | Off Peak | 0 | 1 | 0 | Off Peak | 0 | 1 | 0 | Off Peak
2020 | 2 | 7 | 2020-02-07 | 10 | 0 | 0 | 0 | [6 empty] | 0 | 0 | 1 | 0 | Off Peak | 0 | 1 | 0 | Semi-Peak | 0 | 1 | Off Peak | 0 | 1 | Off Peak | 0 | 1 | 0 | Off Peak | 0 | 1 | 0 | Off Peak | 0 | 1 | 0 | Off Peak
2020 | 2 | 7 | 2020-02-07 | 11 | 0 | 0 | 0 | [6 empty] | 0 | 0 | 1 | 0 | Off Peak | 0 | 1 | 0 | Semi-Peak | 0 | 1 | Off Peak | 0 | 1 | Off Peak | 0 | 1 | 0 | Off Peak | 0 | 1 | 0 | Off Peak | 0 | 1 | 0 | Off Peak
2020 | 2 | 7 | 2020-02-07 | 12 | 0 | 0 | 0 | [6 empty] | 0 | 0 | 1 | 0 | Off Peak | 0 | 1 | 0 | Semi-Peak | 0 | 1 | Off Peak | 0 | 1 | Off Peak | 0 | 1 | 0 | Off Peak | 0 | 1 | 0 | Off Peak | 0 | 1 | 0 | Off Peak
2020 | 2 | 7 | 2020-02-07 | 13 | 0 | 0 | 0 | [6 empty] | 0 | 0 | 1 | 0 | Off Peak | 0 | 1 | 0 | Semi-Peak | 0 | 1 | Off Peak | 1 | 0 | On Peak | 0 | 1 | 0 | Off Peak | 1 | 0 | 0 | On Peak | 0 | 1 | 0 | Off Peak
2020 | 2 | 7 | 2020-02-07 | 14 | 0 | 0 | 0 | [6 empty] | 0 | 0 | 1 | 0 | Off Peak | 0 | 1 | 0 | Semi-Peak | 0 | 1 | Off Peak | 1 | 0 | On Peak | 0 | 1 | 0 | Off Peak | 1 | 0 | 0 | On Peak | 0 | 1 | 0 | Off Peak
2020 | 2 | 7 | 2020-02-07 | 15 | 0 | 0 | 0 | [6 empty] | 0 | 0 | 1 | 0 | Off Peak | 0 | 1 | 0 | Semi-Peak | 0 | 1 | Off Peak | 1 | 0 | On Peak | 0 | 1 | 0 | Off Peak | 1 | 0 | 0 | On Peak | 0 | 1 | 0 | Off Peak
2020 | 2 | 7 | 2020-02-07 | 16 | 0 | 0 | 0 | [6 empty] | 0 | 0 | 1 | 0 | Off Peak | 0 | 1 | 0 | Semi-Peak | 0 | 1 | Off Peak | 1 | 0 | On Peak | 0 | 1 | 0 | Off Peak | 1 | 0 | 0 | On Peak | 0 | 1 | 0 | Off Peak
2020 | 2 | 7 | 2020-02-07 | 17 | 0 | 0 | 0 | [6 empty] | 0 | 1 | 0 | 0 | On Peak | 0 | 1 | 0 | Semi-Peak | 1 | 0 | On Peak | 1 | 0 | On Peak | 0 | 1 | 0 | Off Peak | 1 | 0 | 0 | On Peak | 0 | 1 | 0 | Off Peak
2020 | 2 | 7 | 2020-02-07 | 18 | 0 | 0 | 0 | [6 empty] | 0 | 1 | 0 | 0 | On Peak | 1 | 0 | 0 | On Peak | 1 | 0 | On Peak | 1 | 0 | On Peak | 0 | 1 | 0 | Off Peak | 1 | 0 | 0 | On Peak | 0 | 1 | 0 | Off Peak
2020 | 2 | 7 | 2020-02-07 | 19 | 0 | 0 | 0 | [6 empty] | 0 | 1 | 0 | 0 | On Peak | 1 | 0 | 0 | On Peak | 1 | 0 | On Peak | 0 | 1 | Off Peak | 0 | 0 | 1 | Super Off Peak | 1 | 0 | 0 | On Peak | 0 | 1 | 0 | Off Peak
2020 | 2 | 7 | 2020-02-07 | 20 | 0 | 0 | 0 | [6 empty] | 0 | 1 | 0 | 0 | On Peak | 1 | 0 | 0 | On Peak | 1 | 0 | On Peak | 0 | 1 | Off Peak | 0 | 0 | 1 | Super Off Peak | 1 | 0 | 0 | On Peak | 1 | 0 | 0 | On Peak
2020 | 2 | 7 | 2020-02-07 | 21 | 0 | 0 | 0 | [6 empty] | 0 | 1 | 0 | 0 | On Peak | 0 | 1 | 0 | Semi-Peak | 1 | 0 | On Peak | 0 | 1 | Off Peak | 0 | 0 | 1 | Super Off Peak | 0 | 1 | 0 | Off Peak | 1 | 0 | 0 | On Peak
2020 | 2 | 7 | 2020-02-07 | 22 | 0 | 0 | 0 | [6 empty] | 0 | 0 | 1 | 0 | Off Peak | 0 | 1 | 0 | Semi-Peak | 0 | 1 | Off Peak | 0 | 1 | Off Peak | 0 | 0 | 1 | Super Off Peak | 0 | 1 | 0 | Off Peak | 1 | 0 | 0 | On Peak
2020 | 2 | 7 | 2020-02-07 | 23 | 0 | 0 | 0 | [6 empty] | 0 | 0 | 1 | 0 | Off Peak | 0 | 0 | 1 | Off Peak | 0 | 1 | Off Peak | 0 | 1 | Off Peak | 0 | 0 | 1 | Super Off Peak | 0 | 1 | 0 | Off Peak | 1 | 0 | 0 | On Peak
2020 | 2 | 7 | 2020-02-07 | 24 | 0 | 0 | 0 | [6 empty] | 0 | 0 | 1 | 0 | Off Peak | 0 | 0 | 1 | Off Peak | 0 | 1 | Off Peak | 0 | 1 | Off Peak | 0 | 0 | 1 | Super Off Peak | 0 | 1 | 0 | Off Peak | 1 | 0 | 0 | On Peak
2020 | 2 | 8 | 2020-02-08 | 1 | 0 | 1 | 0 | [6 empty] | 0 | 0 | 0 | 1 | Super Off Peak | 0 | 0 | 1 | Off Peak | 0 | 1 | Off Peak | 0 | 1 | Off Peak | 0 | 0 | 1 | Super Off Peak | 0 | 0 | 1 | Super Off Peak | 0 | 0 | 1 | Super Off Peak
2020 | 2 | 8 | 2020-02-08 | 2 | 0 | 1 | 0 | [6 empty] | 0 | 0 | 0 | 1 | Super Off Peak | 0 | 0 | 1 | Off Peak | 0 | 1 | Off Peak | 0 | 1 | Off Peak | 0 | 0 | 1 | Super Off Peak | 0 | 0 | 1 | Super Off Peak | 0 | 0 | 1 | Super Off Peak
2020 | 2 | 8 | 2020-02-08 | 3 | 0 | 1 | 0 | [6 empty] | 0 | 0 | 0 | 1 | Super Off Peak | 0 | 0 | 1 | Off Peak | 0 | 1 | Off Peak | 0 | 1 | Off Peak | 0 | 0 | 1 | Super Off Peak | 0 | 0 | 1 | Super Off Peak | 0 | 0 | 1 | Super Off Peak
2020 | 2 | 8 | 2020-02-08 | 4 | 0 | 1 | 0 | [6 empty] | 0 | 0 | 0 | 1 | Super Off Peak | 0 | 0 | 1 | Off Peak | 0 | 1 | Off Peak | 0 | 1 | Off Peak | 0 | 0 | 1 | Super Off Peak | 0 | 0 | 1 | Super Off Peak | 0 | 0 | 1 | Super Off Peak
2020 | 2 | 8 | 2020-02-08 | 5 | 0 | 1 | 0 | [6 empty] | 0 | 0 | 0 | 1 | Super Off Peak | 0 | 0 | 1 | Off Peak | 0 | 1 | Off Peak | 0 | 1 | Off Peak | 0 | 0 | 1 | Super Off Peak | 0 | 0 | 1 | Super Off Peak | 0 | 0 | 1 | Super Off Peak
2020 | 2 | 8 | 2020-02-08 | 6 | 0 | 1 | 0 | [6 empty] | 0 | 0 | 0 | 1 | Super Off Peak | 0 | 0 | 1 | Off Peak | 0 | 1 | Off Peak | 0 | 1 | Off Peak | 0 | 0 | 1 | Super Off Peak | 0 | 1 | 0 | Off Peak | 0 | 1 | 0 | Off Peak
2020 | 2 | 8 | 2020-02-08 | 7 | 0 | 1 | 0 | [6 empty] | 0 | 0 | 0 | 1 | Super Off Peak | 0 | 0 | 1 | Off Peak | 0 | 1 | Off Peak | 0 | 1 | Off Peak | 0 | 0 | 1 | Super Off Peak | 0 | 1 | 0 | Off Peak | 0 | 1 | 0 | Off Peak
2020 | 2 | 8 | 2020-02-08 | 8 | 0 | 1 | 0 | [6 empty] | 0 | 0 | 0 | 1 | Super Off Peak | 0 | 0 | 1 | Off Peak | 0 | 1 | Off Peak | 0 | 1 | Off Peak | 0 | 0 | 1 | Super Off Peak | 0 | 1 | 0 | Off Peak | 0 | 1 | 0 | Off Peak
2020 | 2 | 8 | 2020-02-08 | 9 | 0 | 1 | 0 | [6 empty] | 0 | 0 | 0 | 1 | Super Off Peak | 0 | 0 | 1 | Off Peak | 0 | 1 | Off Peak | 0 | 1 | Off Peak | 0 | 0 | 1 | Super Off Peak | 0 | 1 | 0 | Off Peak | 0 | 1 | 0 | Off Peak
2020 | 2 | 8 | 2020-02-08 | 10 | 0 | 1 | 0 | [6 empty] | 0 | 0 | 0 | 1 | Super Off Peak | 0 | 0 | 1 | Off Peak | 0 | 1 | Off Peak | 0 | 1 | Off Peak | 0 | 0 | 1 | Super Off Peak | 0 | 1 | 0 | Off Peak | 0 | 1 | 0 | Off Peak
2020 | 2 | 8 | 2020-02-08 | 11 | 0 | 1 | 0 | [6 empty] | 0 | 0 | 0 | 1 | Super Off Peak | 0 | 0 | 1 | Off Peak | 0 | 1 | Off Peak | 0 | 1 | Off Peak | 0 | 0 | 1 | Super Off Peak | 0 | 1 | 0 | Off Peak | 0 | 1 | 0 | Off Peak
2020 | 2 | 8 | 2020-02-08 | 12 | 0 | 1 | 0 | [6 empty] | 0 | 0 | 0 | 1 | Super Off Peak | 0 | 0 | 1 | Off Peak | 0 | 1 | Off Peak | 0 | 1 | Off Peak | 0 | 0 | 1 | Super Off Peak | 0 | 1 | 0 | Off Peak | 0 | 1 | 0 | Off Peak
2020 | 2 | 8 | 2020-02-08 | 13 | 0 | 1 | 0 | [6 empty] | 0 | 0 | 0 | 1 | Super Off Peak | 0 | 0 | 1 | Off Peak | 0 | 1 | Off Peak | 0 | 1 | Off Peak | 0 | 0 | 1 | Super Off Peak | 1 | 0 | 0 | On Peak | 0 | 1 | 0 | Off Peak
2020 | 2 | 8 | 2020-02-08 | 14 | 0 | 1 | 0 | [6 empty] | 0 | 0 | 0 | 1 | Super Off Peak | 0 | 0 | 1 | Off Peak | 0 | 1 | Off Peak | 0 | 1 | Off Peak | 0 | 0 | 1 | Super Off Peak | 1 | 0 | 0 | On Peak | 0 | 1 | 0 | Off Peak
2020 | 2 | 8 | 2020-02-08 | 15 | 0 | 1 | 0 | [6 empty] | 0 | 0 | 1 | 0 | Off Peak | 0 | 0 | 1 | Off Peak | 0 | 1 | Off Peak | 0 | 1 | Off Peak | 0 | 0 | 1 | Super Off Peak | 1 | 0 | 0 | On Peak | 0 | 1 | 0 | Off Peak
2020 | 2 | 8 | 2020-02-08 | 16 | 0 | 1 | 0 | [6 empty] | 0 | 0 | 1 | 0 | Off Peak | 0 | 0 | 1 | Off Peak | 0 | 1 | Off Peak | 0 | 1 | Off Peak | 0 | 0 | 1 | Super Off Peak | 1 | 0 | 0 | On Peak | 0 | 1 | 0 | Off Peak
2020 | 2 | 8 | 2020-02-08 | 17 | 0 | 1 | 0 | [6 empty] | 0 | 1 | 0 | 0 | On Peak | 0 | 0 | 1 | Off Peak | 0 | 1 | Off Peak | 0 | 1 | Off Peak | 0 | 0 | 1 | Super Off Peak | 1 | 0 | 0 | On Peak | 0 | 1 | 0 | Off Peak
2020 | 2 | 8 | 2020-02-08 | 18 | 0 | 1 | 0 | [6 empty] | 0 | 1 | 0 | 0 | On Peak | 0 | 0 | 1 | Off Peak | 0 | 1 | Off Peak | 0 | 1 | Off Peak | 0 | 0 | 1 | Super Off Peak | 1 | 0 | 0 | On Peak | 0 | 1 | 0 | Off Peak
2020 | 2 | 8 | 2020-02-08 | 19 | 0 | 1 | 0 | [6 empty] | 0 | 1 | 0 | 0 | On Peak | 0 | 0 | 1 | Off Peak | 0 | 1 | Off Peak | 0 | 1 | Off Peak | 0 | 0 | 1 | Super Off Peak | 1 | 0 | 0 | On Peak | 0 | 1 | 0 | Off Peak
2020 | 2 | 8 | 2020-02-08 | 20 | 0 | 1 | 0 | [6 empty] | 0 | 1 | 0 | 0 | On Peak | 0 | 0 | 1 | Off Peak | 0 | 1 | Off Peak | 0 | 1 | Off Peak | 0 | 0 | 1 | Super Off Peak | 1 | 0 | 0 | On Peak | 1 | 0 | 0 | On Peak
2020 | 2 | 8 | 2020-02-08 | 21 | 0 | 1 | 0 | [6 empty] | 0 | 1 | 0 | 0 | On Peak | 0 | 0 | 1 | Off Peak | 0 | 1 | Off Peak | 0 | 1 | Off Peak | 0 | 0 | 1 | Super Off Peak | 0 | 1 | 0 | Off Peak | 1 | 0 | 0 | On Peak
2020 | 2 | 8 | 2020-02-08 | 22 | 0 | 1 | 0 | [6 empty] | 0 | 0 | 1 | 0 | Off Peak | 0 | 0 | 1 | Off Peak | 0 | 1 | Off Peak | 0 | 1 | Off Peak | 0 | 0 | 1 | Super Off Peak | 0 | 1 | 0 | Off Peak | 1 | 0 | 0 | On Peak
2020 | 2 | 8 | 2020-02-08 | 23 | 0 | 1 | 0 | [6 empty] | 0 | 0 | 1 | 0 | Off Peak | 0 | 0 | 1 | Off Peak | 0 | 1 | Off Peak | 0 | 1 | Off Peak | 0 | 0 | 1 | Super Off Peak | 0 | 1 | 0 | Off Peak | 1 | 0 | 0 | On Peak
2020 | 2 | 8 | 2020-02-08 | 24 | 0 | 1 | 0 | [6 empty] | 0 | 0 | 1 | 0 | Off Peak | 0 | 0 | 1 | Off Peak | 0 | 1 | Off Peak | 0 | 1 | Off Peak | 0 | 0 | 1 | Super Off Peak | 0 | 1 | 0 | Off Peak | 1 | 0 | 0 | On Peak
2020 | 2 | 9 | 2020-02-09 | 1 | 0 | 1 | 0 | [6 empty] | 0 | 0 | 0 | 1 | Super Off Peak | 0 | 0 | 1 | Off Peak | 0 | 1 | Off Peak | 0 | 1 | Off Peak | 0 | 0 | 1 | Super Off Peak | 0 | 0 | 1 | Super Off Peak | 0 | 0 | 1 | Super Off Peak
2020 | 2 | 9 | 2020-02-09 | 2 | 0 | 1 | 0 | [6 empty] | 0 | 0 | 0 | 1 | Super Off Peak | 0 | 0 | 1 | Off Peak | 0 | 1 | Off Peak | 0 | 1 | Off Peak | 0 | 0 | 1 | Super Off Peak | 0 | 0 | 1 | Super Off Peak | 0 | 0 | 1 | Super Off Peak
2020 | 2 | 9 | 2020-02-09 | 3 | 0 | 1 | 0 | [6 empty] | 0 | 0 | 0 | 1 | Super Off Peak | 0 | 0 | 1 | Off Peak | 0 | 1 | Off Peak | 0 | 1 | Off Peak | 0 | 0 | 1 | Super Off Peak | 0 | 0 | 1 | Super Off Peak | 0 | 0 | 1 | Super Off Peak
2020 | 2 | 9 | 2020-02-09 | 4 | 0 | 1 | 0 | [6 empty] | 0 | 0 | 0 | 1 | Super Off Peak | 0 | 0 | 1 | Off Peak | 0 | 1 | Off Peak | 0 | 1 | Off Peak | 0 | 0 | 1 | Super Off Peak | 0 | 0 | 1 | Super Off Peak | 0 | 0 | 1 | Super Off Peak
2020 | 2 | 9 | 2020-02-09 | 5 | 0 | 1 | 0 | [6 empty] | 0 | 0 | 0 | 1 | Super Off Peak | 0 | 0 | 1 | Off Peak | 0 | 1 | Off Peak | 0 | 1 | Off Peak | 0 | 0 | 1 | Super Off Peak | 0 | 0 | 1 | Super Off Peak | 0 | 0 | 1 | Super Off Peak
2020 | 2 | 9 | 2020-02-09 | 6 | 0 | 1 | 0 | [6 empty] | 0 | 0 | 0 | 1 | Super Off Peak | 0 | 0 | 1 | Off Peak | 0 | 1 | Off Peak | 0 | 1 | Off Peak | 0 | 0 | 1 | Super Off Peak | 0 | 1 | 0 | Off Peak | 0 | 1 | 0 | Off Peak
2020 | 2 | 9 | 2020-02-09 | 7 | 0 | 1 | 0 | [6 empty] | 0 | 0 | 0 | 1 | Super Off Peak | 0 | 0 | 1 | Off Peak | 0 | 1 | Off Peak | 0 | 1 | Off Peak | 0 | 0 | 1 | Super Off Peak | 0 | 1 | 0 | Off Peak | 0 | 1 | 0 | Off Peak
2020 | 2 | 9 | 2020-02-09 | 8 | 0 | 1 | 0 | [6 empty] | 0 | 0 | 0 | 1 | Super Off Peak | 0 | 0 | 1 | Off Peak | 0 | 1 | Off Peak | 0 | 1 | Off Peak | 0 | 0 | 1 | Super Off Peak | 0 | 1 | 0 | Off Peak | 0 | 1 | 0 | Off Peak
2020 | 2 | 9 | 2020-02-09 | 9 | 0 | 1 | 0 | [6 empty] | 0 | 0 | 0 | 1 | Super Off Peak | 0 | 0 | 1 | Off Peak | 0 | 1 | Off Peak | 0 | 1 | Off Peak | 0 | 0 | 1 | Super Off Peak | 0 | 1 | 0 | Off Peak | 0 | 1 | 0 | Off Peak
2020 | 2 | 9 | 2020-02-09 | 10 | 0 | 1 | 0 | [6 empty] | 0 | 0 | 0 | 1 | Super Off Peak | 0 | 0 | 1 | Off Peak | 0 | 1 | Off Peak | 0 | 1 | Off Peak | 0 | 0 | 1 | Super Off Peak | 0 | 1 | 0 | Off Peak | 0 | 1 | 0 | Off Peak
2020 | 2 | 9 | 2020-02-09 | 11 | 0 | 1 | 0 | [6 empty] | 0 | 0 | 0 | 1 | Super Off Peak | 0 | 0 | 1 | Off Peak | 0 | 1 | Off Peak | 0 | 1 | Off Peak | 0 | 0 | 1 | Super Off Peak | 0 | 1 | 0 | Off Peak | 0 | 1 | 0 | Off Peak
2020 | 2 | 9 | 2020-02-09 | 12 | 0 | 1 | 0 | [6 empty] | 0 | 0 | 0 | 1 | Super Off Peak | 0 | 0 | 1 | Off Peak | 0 | 1 | Off Peak | 0 | 1 | Off Peak | 0 | 0 | 1 | Super Off Peak | 0 | 1 | 0 | Off Peak | 0 | 1 | 0 | Off Peak
2020 | 2 | 9 | 2020-02-09 | 13 | 0 | 1 | 0 | [6 empty] | 0 | 0 | 0 | 1 | Super Off Peak | 0 | 0 | 1 | Off Peak | 0 | 1 | Off Peak | 0 | 1 | Off Peak | 0 | 0 | 1 | Super Off Peak | 1 | 0 | 0 | On Peak | 0 | 1 | 0 | Off Peak
2020 | 2 | 9 | 2020-02-09 | 14 | 0 | 1 | 0 | [6 empty] | 0 | 0 | 0 | 1 | Super Off Peak | 0 | 0 | 1 | Off Peak | 0 | 1 | Off Peak | 0 | 1 | Off Peak | 0 | 0 | 1 | Super Off Peak | 1 | 0 | 0 | On Peak | 0 | 1 | 0 | Off Peak
2020 | 2 | 9 | 2020-02-09 | 15 | 0 | 1 | 0 | [6 empty] | 0 | 0 | 1 | 0 | Off Peak | 0 | 0 | 1 | Off Peak | 0 | 1 | Off Peak | 0 | 1 | Off Peak | 0 | 0 | 1 | Super Off Peak | 1 | 0 | 0 | On Peak | 0 | 1 | 0 | Off Peak
2020 | 2 | 9 | 2020-02-09 | 16 | 0 | 1 | 0 | [6 empty] | 0 | 0 | 1 | 0 | Off Peak | 0 | 0 | 1 | Off Peak | 0 | 1 | Off Peak | 0 | 1 | Off Peak | 0 | 0 | 1 | Super Off Peak | 1 | 0 | 0 | On Peak | 0 | 1 | 0 | Off Peak
2020 | 2 | 9 | 2020-02-09 | 17 | 0 | 1 | 0 | [6 empty] | 0 | 1 | 0 | 0 | On Peak | 0 | 0 | 1 | Off Peak | 0 | 1 | Off Peak | 0 | 1 | Off Peak | 0 | 0 | 1 | Super Off Peak | 1 | 0 | 0 | On Peak | 0 | 1 | 0 | Off Peak
2020 | 2 | 9 | 2020-02-09 | 18 | 0 | 1 | 0 | [6 empty] | 0 | 1 | 0 | 0 | On Peak | 0 | 0 | 1 | Off Peak | 0 | 1 | Off Peak | 0 | 1 | Off Peak | 0 | 0 | 1 | Super Off Peak | 1 | 0 | 0 | On Peak | 0 | 1 | 0 | Off Peak
2020 | 2 | 9 | 2020-02-09 | 19 | 0 | 1 | 0 | [6 empty] | 0 | 1 | 0 | 0 | On Peak | 0 | 0 | 1 | Off Peak | 0 | 1 | Off Peak | 0 | 1 | Off Peak | 0 | 0 | 1 | Super Off Peak | 1 | 0 | 0 | On Peak | 0 | 1 | 0 | Off Peak
2020 | 2 | 9 | 2020-02-09 | 20 | 0 | 1 | 0 | [6 empty] | 0 | 1 | 0 | 0 | On Peak | 0 | 0 | 1 | Off Peak | 0 | 1 | Off Peak | 0 | 1 | Off Peak | 0 | 0 | 1 | Super Off Peak | 1 | 0 | 0 | On Peak | 1 | 0 | 0 | On Peak
2020 | 2 | 9 | 2020-02-09 | 21 | 0 | 1 | 0 | [6 empty] | 0 | 1 | 0 | 0 | On Peak | 0 | 0 | 1 | Off Peak | 0 | 1 | Off Peak | 0 | 1 | Off Peak | 0 | 0 | 1 | Super Off Peak | 0 | 1 | 0 | Off Peak | 1 | 0 | 0 | On Peak
2020 | 2 | 9 | 2020-02-09 | 22 | 0 | 1 | 0 | [6 empty] | 0 | 0 | 1 | 0 | Off Peak | 0 | 0 | 1 | Off Peak | 0 | 1 | Off Peak | 0 | 1 | Off Peak | 0 | 0 | 1 | Super Off Peak | 0 | 1 | 0 | Off Peak | 1 | 0 | 0 | On Peak
2020 | 2 | 9 | 2020-02-09 | 23 | 0 | 1 | 0 | [6 empty] | 0 | 0 | 1 | 0 | Off Peak | 0 | 0 | 1 | Off Peak | 0 | 1 | Off Peak | 0 | 1 | Off Peak | 0 | 0 | 1 | Super Off Peak | 0 | 1 | 0 | Off Peak | 1 | 0 | 0 | On Peak
2020 | 2 | 9 | 2020-02-09 | 24 | 0 | 1 | 0 | [6 empty] | 0 | 0 | 1 | 0 | Off Peak | 0 | 0 | 1 | Off Peak | 0 | 1 | Off Peak | 0 | 1 | Off Peak | 0 | 0 | 1 | Super Off Peak | 0 | 1 | 0 | Off Peak | 1 | 0 | 0 | On Peak
2020 | 2 | 10 | 2020-02-10 | 1 | 0 | 0 | 0 | [6 empty] | 0 | 0 | 0 | 1 | Super Off Peak | 0 | 0 | 1 | Off Peak | 0 | 1 | Off Peak | 0 | 1 | Off Peak | 0 | 0 | 1 | Super Off Peak | 0 | 0 | 1 | Super Off Peak | 0 | 0 | 1 | Super Off Peak
2020 | 2 | 10 | 2020-02-10 | 2 | 0 | 0 | 0 | [6 empty] | 0 | 0 | 0 | 1 | Super Off Peak | 0 | 0 | 1 | Off Peak | 0 | 1 | Off Peak | 0 | 1 | Off Peak | 0 | 0 | 1 | Super Off Peak | 0 | 0 | 1 | Super Off Peak | 0 | 0 | 1 | Super Off Peak
2020 | 2 | 10 | 2020-02-10 | 3 | 0 | 0 | 0 | [6 empty] | 0 | 0 | 0 | 1 | Super Off Peak | 0 | 0 | 1 | Off Peak | 0 | 1 | Off Peak | 0 | 1 | Off Peak | 0 | 0 | 1 | Super Off Peak | 0 | 0 | 1 | Super Off Peak | 0 | 0 | 1 | Super Off Peak
2020 | 2 | 10 | 2020-02-10 | 4 | 0 | 0 | 0 | [6 empty] | 0 | 0 | 0 | 1 | Super Off Peak | 0 | 0 | 1 | Off Peak | 0 | 1 | Off Peak | 0 | 1 | Off Peak | 0 | 0 | 1 | Super Off Peak | 0 | 0 | 1 | Super Off Peak | 0 | 0 | 1 | Super Off Peak
2020 | 2 | 10 | 2020-02-10 | 5 | 0 | 0 | 0 | [6 empty] | 0 | 0 | 0 | 1 | Super Off Peak | 0 | 0 | 1 | Off Peak | 0 | 1 | Off Peak | 0 | 1 | Off Peak | 0 | 0 | 1 | Super Off Peak | 0 | 0 | 1 | Super Off Peak | 0 | 0 | 1 | Super Off Peak
2020 | 2 | 10 | 2020-02-10 | 6 | 0 | 0 | 0 | [6 empty] | 0 | 0 | 0 | 1 | Super Off Peak | 0 | 0 | 1 | Off Peak | 0 | 1 | Off Peak | 0 | 1 | Off Peak | 0 | 0 | 1 | Super Off Peak | 0 | 1 | 0 | Off Peak | 0 | 1 | 0 | Off Peak
2020 | 2 | 10 | 2020-02-10 | 7 | 0 | 0 | 0 | [6 empty] | 0 | 0 | 1 | 0 | Off Peak | 0 | 1 | 0 | Semi-Peak | 0 | 1 | Off Peak | 0 | 1 | Off Peak | 0 | 1 | 0 | Off Peak | 0 | 1 | 0 | Off Peak | 0 | 1 | 0 | Off Peak
2020 | 2 | 10 | 2020-02-10 | 8 | 0 | 0 | 0 | [6 empty] | 0 | 0 | 1 | 0 | Off Peak | 0 | 1 | 0 | Semi-Peak | 0 | 1 | Off Peak | 0 | 1 | Off Peak | 0 | 1 | 0 | Off Peak | 0 | 1 | 0 | Off Peak | 0 | 1 | 0 | Off Peak
2020 | 2 | 10 | 2020-02-10 | 9 | 0 | 0 | 0 | [6 empty] | 0 | 0 | 1 | 0 | Off Peak | 0 | 1 | 0 | Semi-Peak | 0 | 1 | Off Peak | 0 | 1 | Off Peak | 0 | 1 | 0 | Off Peak | 0 | 1 | 0 | Off Peak | 0 | 1 | 0 | Off Peak
2020 | 2 | 10 | 2020-02-10 | 10 | 0 | 0 | 0 | [6 empty] | 0 | 0 | 1 | 0 | Off Peak | 0 | 1 | 0 | Semi-Peak | 0 | 1 | Off Peak | 0 | 1 | Off Peak | 0 | 1 | 0 | Off Peak | 0 | 1 | 0 | Off Peak | 0 | 1 | 0 | Off Peak
2020 | 2 | 10 | 2020-02-10 | 11 | 0 | 0 | 0 | [6 empty] | 0 | 0 | 1 | 0 | Off Peak | 0 | 1 | 0 | Semi-Peak | 0 | 1 | Off Peak | 0 | 1 | Off Peak | 0 | 1 | 0 | Off Peak | 0 | 1 | 0 | Off Peak | 0 | 1 | 0 | Off Peak
2020 | 2 | 10 | 2020-02-10 | 12 | 0 | 0 | 0 | [6 empty] | 0 | 0 | 1 | 0 | Off Peak | 0 | 1 | 0 | Semi-Peak | 0 | 1 | Off Peak | 0 | 1 | Off Peak | 0 | 1 | 0 | Off Peak | 0 | 1 | 0 | Off Peak | 0 | 1 | 0 | Off Peak
2020 | 2 | 10 | 2020-02-10 | 13 | 0 | 0 | 0 | [6 empty] | 0 | 0 | 1 | 0 | Off Peak | 0 | 1 | 0 | Semi-Peak | 0 | 1 | Off Peak | 1 | 0 | On Peak | 0 | 1 | 0 | Off Peak | 1 | 0 | 0 | On Peak | 0 | 1 | 0 | Off Peak
2020 | 2 | 10 | 2020-02-10 | 14 | 0 | 0 | 0 | [6 empty] | 0 | 0 | 1 | 0 | Off Peak | 0 | 1 | 0 | Semi-Peak | 0 | 1 | Off Peak | 1 | 0 | On Peak | 0 | 1 | 0 | Off Peak | 1 | 0 | 0 | On Peak | 0 | 1 | 0 | Off Peak
2020 | 2 | 10 | 2020-02-10 | 15 | 0 | 0 | 0 | [6 empty] | 0 | 0 | 1 | 0 | Off Peak | 0 | 1 | 0 | Semi-Peak | 0 | 1 | Off Peak | 1 | 0 | On Peak | 0 | 1 | 0 | Off Peak | 1 | 0 | 0 | On Peak | 0 | 1 | 0 | Off Peak
2020 | 2 | 10 | 2020-02-10 | 16 | 0 | 0 | 0 | [6 empty] | 0 | 0 | 1 | 0 | Off Peak | 0 | 1 | 0 | Semi-Peak | 0 | 1 | Off Peak | 1 | 0 | On Peak | 0 | 1 | 0 | Off Peak | 1 | 0 | 0 | On Peak | 0 | 1 | 0 | Off Peak
2020 | 2 | 10 | 2020-02-10 | 17 | 0 | 0 | 0 | [6 empty] | 0 | 1 | 0 | 0 | On Peak | 0 | 1 | 0 | Semi-Peak | 1 | 0 | On Peak | 1 | 0 | On Peak | 0 | 1 | 0 | Off Peak | 1 | 0 | 0 | On Peak | 0 | 1 | 0 | Off Peak
2020 | 2 | 10 | 2020-02-10 | 18 | 0 | 0 | 0 | [6 empty] | 0 | 1 | 0 | 0 | On Peak | 1 | 0 | 0 | On Peak | 1 | 0 | On Peak | 1 | 0 | On Peak | 0 | 1 | 0 | Off Peak | 1 | 0 | 0 | On Peak | 0 | 1 | 0 | Off Peak
2020 | 2 | 10 | 2020-02-10 | 19 | 0 | 0 | 0 | [6 empty] | 0 | 1 | 0 | 0 | On Peak | 1 | 0 | 0 | On Peak | 1 | 0 | On Peak | 0 | 1 | Off Peak | 0 | 0 | 1 | Super Off Peak | 1 | 0 | 0 | On Peak | 0 | 1 | 0 | Off Peak
2020 | 2 | 10 | 2020-02-10 | 20 | 0 | 0 | 0 | [6 empty] | 0 | 1 | 0 | 0 | On Peak | 1 | 0 | 0 | On Peak | 1 | 0 | On Peak | 0 | 1 | Off Peak | 0 | 0 | 1 | Super Off Peak | 1 | 0 | 0 | On Peak | 1 | 0 | 0 | On Peak
2020 | 2 | 10 | 2020-02-10 | 21 | 0 | 0 | 0 | [6 empty] | 0 | 1 | 0 | 0 | On Peak | 0 | 1 | 0 | Semi-Peak | 1 | 0 | On Peak | 0 | 1 | Off Peak | 0 | 0 | 1 | Super Off Peak | 0 | 1 | 0 | Off Peak | 1 | 0 | 0 | On Peak
2020 | 2 | 10 | 2020-02-10 | 22 | 0 | 0 | 0 | [6 empty] | 0 | 0 | 1 | 0 | Off Peak | 0 | 1 | 0 | Semi-Peak | 0 | 1 | Off Peak | 0 | 1 | Off Peak | 0 | 0 | 1 | Super Off Peak | 0 | 1 | 0 | Off Peak | 1 | 0 | 0 | On Peak
2020 | 2 | 10 | 2020-02-10 | 23 | 0 | 0 | 0 | [6 empty] | 0 | 0 | 1 | 0 | Off Peak | 0 | 0 | 1 | Off Peak | 0 | 1 | Off Peak | 0 | 1 | Off Peak | 0 | 0 | 1 | Super Off Peak | 0 | 1 | 0 | Off Peak | 1 | 0 | 0 | On Peak
2020 | 2 | 10 | 2020-02-10 | 24 | 0 | 0 | 0 | [6 empty] | 0 | 0 | 1 | 0 | Off Peak | 0 | 0 | 1 | Off Peak | 0 | 1 | Off Peak | 0 | 1 | Off Peak | 0 | 0 | 1 | Super Off Peak | 0 | 1 | 0 | Off Peak | 1 | 0 | 0 | On Peak
2020 | 2 | 11 | 2020-02-11 | 1 | 0 | 0 | 0 | [6 empty] | 0 | 0 | 0 | 1 | Super Off Peak | 0 | 0 | 1 | Off Peak | 0 | 1 | Off Peak | 0 | 1 | Off Peak | 0 | 0 | 1 | Super Off Peak | 0 | 0 | 1 | Super Off Peak | 0 | 0 | 1 | Super Off Peak
2020 | 2 | 11 | 2020-02-11 | 2 | 0 | 0 | 0 | [6 empty] | 0 | 0 | 0 | 1 | Super Off Peak | 0 | 0 | 1 | Off Peak | 0 | 1 | Off Peak | 0 | 1 | Off Peak | 0 | 0 | 1 | Super Off Peak | 0 | 0 | 1 | Super Off Peak | 0 | 0 | 1 | Super Off Peak
2020 | 2 | 11 | 2020-02-11 | 3 | 0 | 0 | 0 | [6 empty] | 0 | 0 | 0 | 1 | Super Off Peak | 0 | 0 | 1 | Off Peak | 0 | 1 | Off Peak | 0 | 1 | Off Peak | 0 | 0 | 1 | Super Off Peak | 0 | 0 | 1 | Super Off Peak | 0 | 0 | 1 | Super Off Peak
2020 | 2 | 11 | 2020-02-11 | 4 | 0 | 0 | 0 | [6 empty] | 0 | 0 | 0 | 1 | Super Off Peak | 0 | 0 | 1 | Off Peak | 0 | 1 | Off Peak | 0 | 1 | Off Peak | 0 | 0 | 1 | Super Off Peak | 0 | 0 | 1 | Super Off Peak | 0 | 0 | 1 | Super Off Peak
2020 | 2 | 11 | 2020-02-11 | 5 | 0 | 0 | 0 | [6 empty] | 0 | 0 | 0 | 1 | Super Off Peak | 0 | 0 | 1 | Off Peak | 0 | 1 | Off Peak | 0 | 1 | Off Peak | 0 | 0 | 1 | Super Off Peak | 0 | 0 | 1 | Super Off Peak | 0 | 0 | 1 | Super Off Peak
2020 | 2 | 11 | 2020-02-11 | 6 | 0 | 0 | 0 | [6 empty] | 0 | 0 | 0 | 1 | Super Off Peak | 0 | 0 | 1 | Off Peak | 0 | 1 | Off Peak | 0 | 1 | Off Peak | 0 | 0 | 1 | Super Off Peak | 0 | 1 | 0 | Off Peak | 0 | 1 | 0 | Off Peak
2020 | 2 | 11 | 2020-02-11 | 7 | 0 | 0 | 0 | [6 empty] | 0 | 0 | 1 | 0 | Off Peak | 0 | 1 | 0 | Semi-Peak | 0 | 1 | Off Peak | 0 | 1 | Off Peak | 0 | 1 | 0 | Off Peak | 0 | 1 | 0 | Off Peak | 0 | 1 | 0 | Off Peak
2020 | 2 | 11 | 2020-02-11 | 8 | 0 | 0 | 0 | [6 empty] | 0 | 0 | 1 | 0 | Off Peak | 0 | 1 | 0 | Semi-Peak | 0 | 1 | Off Peak | 0 | 1 | Off Peak | 0 | 1 | 0 | Off Peak | 0 | 1 | 0 | Off Peak | 0 | 1 | 0 | Off Peak
2020 | 2 | 11 | 2020-02-11 | 9 | 0 | 0 | 0 | [6 empty] | 0 | 0 | 1 | 0 | Off Peak | 0 | 1 | 0 | Semi-Peak | 0 | 1 | Off Peak | 0 | 1 | Off Peak | 0 | 1 | 0 | Off Peak | 0 | 1 | 0 | Off Peak | 0 | 1 | 0 | Off Peak
2020 | 2 | 11 | 2020-02-11 | 10 | 0 | 0 | 0 | [6 empty] | 0 | 0 | 1 | 0 | Off Peak | 0 | 1 | 0 | Semi-Peak | 0 | 1 | Off Peak | 0 | 1 | Off Peak | 0 | 1 | 0 | Off Peak | 0 | 1 | 0 | Off Peak | 0 | 1 | 0 | Off Peak
2020 | 2 | 11 | 2020-02-11 | 11 | 0 | 0 | 0 | [6 empty] | 0 | 0 | 1 | 0 | Off Peak | 0 | 1 | 0 | Semi-Peak | 0 | 1 | Off Peak | 0 | 1 | Off Peak | 0 | 1 | 0 | Off Peak | 0 | 1 | 0 | Off Peak | 0 | 1 | 0 | Off Peak
2020 | 2 | 11 | 2020-02-11 | 12 | 0 | 0 | 0 | [6 empty] | 0 | 0 | 1 | 0 | Off Peak | 0 | 1 | 0 | Semi-Peak | 0 | 1 | Off Peak | 0 | 1 | Off Peak | 0 | 1 | 0 | Off Peak | 0 | 1 | 0 | Off Peak | 0 | 1 | 0 | Off Peak
2020 | 2 | 11 | 2020-02-11 | 13 | 0 | 0 | 0 | [6 empty] | 0 | 0 | 1 | 0 | Off Peak | 0 | 1 | 0 | Semi-Peak | 0 | 1 | Off Peak | 1 | 0 | On Peak | 0 | 1 | 0 | Off Peak | 1 | 0 | 0 | On Peak | 0 | 1 | 0 | Off Peak
2020 | 2 | 11 | 2020-02-11 | 14 | 0 | 0 | 0 | [6 empty] | 0 | 0 | 1 | 0 | Off Peak | 0 | 1 | 0 | Semi-Peak | 0 | 1 | Off Peak | 1 | 0 | On Peak | 0 | 1 | 0 | Off Peak | 1 | 0 | 0 | On Peak | 0 | 1 | 0 | Off Peak
2020 | 2 | 11 | 2020-02-11 | 15 | 0 | 0 | 0 | [6 empty] | 0 | 0 | 1 | 0 | Off Peak | 0 | 1 | 0 | Semi-Peak | 0 | 1 | Off Peak | 1 | 0 | On Peak | 0 | 1 | 0 | Off Peak | 1 | 0 | 0 | On Peak | 0 | 1 | 0 | Off Peak
2020 | 2 | 11 | 2020-02-11 | 16 | 0 | 0 | 0 | [6 empty] | 0 | 0 | 1 | 0 | Off Peak | 0 | 1 | 0 | Semi-Peak | 0 | 1 | Off Peak | 1 | 0 | On Peak | 0 | 1 | 0 | Off Peak | 1 | 0 | 0 | On Peak | 0 | 1 | 0 | Off Peak
2020 | 2 | 11 | 2020-02-11 | 17 | 0 | 0 | 0 | [6 empty] | 0 | 1 | 0 | 0 | On Peak | 0 | 1 | 0 | Semi-Peak | 1 | 0 | On Peak | 1 | 0 | On Peak | 0 | 1 | 0 | Off Peak | 1 | 0 | 0 | On Peak | 0 | 1 | 0 | Off Peak
2020 | 2 | 11 | 2020-02-11 | 18 | 0 | 0 | 0 | [6 empty] | 0 | 1 | 0 | 0 | On Peak | 1 | 0 | 0 | On Peak | 1 | 0 | On Peak | 1 | 0 | On Peak | 0 | 1 | 0 | Off Peak | 1 | 0 | 0 | On Peak | 0 | 1 | 0 | Off Peak
2020 | 2 | 11 | 2020-02-11 | 19 | 0 | 0 | 0 | [6 empty] | 0 | 1 | 0 | 0 | On Peak | 1 | 0 | 0 | On Peak | 1 | 0 | On Peak | 0 | 1 | Off Peak | 0 | 0 | 1 | Super Off Peak | 1 | 0 | 0 | On Peak | 0 | 1 | 0 | Off Peak
2020 | 2 | 11 | 2020-02-11 | 20 | 0 | 0 | 0 | [6 empty] | 0 | 1 | 0 | 0 | On Peak | 1 | 0 | 0 | On Peak | 1 | 0 | On Peak | 0 | 1 | Off Peak | 0 | 0 | 1 | Super Off Peak | 1 | 0 | 0 | On Peak | 1 | 0 | 0 | On Peak
2020 | 2 | 11 | 2020-02-11 | 21 | 0 | 0 | 0 | [6 empty] | 0 | 1 | 0 | 0 | On Peak | 0 | 1 | 0 | Semi-Peak | 1 | 0 | On Peak | 0 | 1 | Off Peak | 0 | 0 | 1 | Super Off Peak | 0 | 1 | 0 | Off Peak | 1 | 0 | 0 | On Peak
2020 | 2 | 11 | 2020-02-11 | 22 | 0 | 0 | 0 | [6 empty] | 0 | 0 | 1 | 0 | Off Peak | 0 | 1 | 0 | Semi-Peak | 0 | 1 | Off Peak | 0 | 1 | Off Peak | 0 | 0 | 1 | Super Off Peak | 0 | 1 | 0 | Off Peak | 1 | 0 | 0 | On Peak
2020 | 2 | 11 | 2020-02-11 | 23 | 0 | 0 | 0 | [6 empty] | 0 | 0 | 1 | 0 | Off Peak | 0 | 0 | 1 | Off Peak | 0 | 1 | Off Peak | 0 | 1 | Off Peak | 0 | 0 | 1 | Super Off Peak | 0 | 1 | 0 | Off Peak | 1 | 0 | 0 | On Peak
2020 | 2 | 11 | 2020-02-11 | 24 | 0 | 0 | 0 | [6 empty] | 0 | 0 | 1 | 0 | Off Peak | 0 | 0 | 1 | Off Peak | 0 | 1 | Off Peak | 0 | 1 | Off Peak | 0 | 0 | 1 | Super Off Peak | 0 | 1 | 0 | Off Peak | 1 | 0 | 0 | On Peak
2020 | 2 | 12 | 2020-02-12 | 1 | 0 | 0 | 0 | [6 empty] | 0 | 0 | 0 | 1 | Super Off Peak | 0 | 0 | 1 | Off Peak | 0 | 1 | Off Peak | 0 | 1 | Off Peak | 0 | 0 | 1 | Super Off Peak | 0 | 0 | 1 | Super Off Peak | 0 | 0 | 1 | Super Off Peak
2020 | 2 | 12 | 2020-02-12 | 2 | 0 | 0 | 0 | [6 empty] | 0 | 0 | 0 | 1 | Super Off Peak | 0 | 0 | 1 | Off Peak | 0 | 1 | Off Peak | 0 | 1 | Off Peak | 0 | 0 | 1 | Super Off Peak | 0 | 0 | 1 | Super Off Peak | 0 | 0 | 1 | Super Off Peak
2020 | 2 | 12 | 2020-02-12 | 3 | 0 | 0 | 0 | [6 empty] | 0 | 0 | 0 | 1 | Super Off Peak | 0 | 0 | 1 | Off Peak | 0 | 1 | Off Peak | 0 | 1 | Off Peak | 0 | 0 | 1 | Super Off Peak | 0 | 0 | 1 | Super Off Peak | 0 | 0 | 1 | Super Off Peak
2020 | 2 | 12 | 2020-02-12 | 4 | 0 | 0 | 0 | [6 empty] | 0 | 0 | 0 | 1 | Super Off Peak | 0 | 0 | 1 | Off Peak | 0 | 1 | Off Peak | 0 | 1 | Off Peak | 0 | 0 | 1 | Super Off Peak | 0 | 0 | 1 | Super Off Peak | 0 | 0 | 1 | Super Off Peak
2020 | 2 | 12 | 2020-02-12 | 5 | 0 | 0 | 0 | [6 empty] | 0 | 0 | 0 | 1 | Super Off Peak | 0 | 0 | 1 | Off Peak | 0 | 1 | Off Peak | 0 | 1 | Off Peak | 0 | 0 | 1 | Super Off Peak | 0 | 0 | 1 | Super Off Peak | 0 | 0 | 1 | Super Off Peak
2020 | 2 | 12 | 2020-02-12 | 6 | 0 | 0 | 0 | [6 empty] | 0 | 0 | 0 | 1 | Super Off Peak | 0 | 0 | 1 | Off Peak | 0 | 1 | Off Peak | 0 | 1 | Off Peak | 0 | 0 | 1 | Super Off Peak | 0 | 1 | 0 | Off Peak | 0 | 1 | 0 | Off Peak
2020 | 2 | 12 | 2020-02-12 | 7 | 0 | 0 | 0 | [6 empty] | 0 | 0 | 1 | 0 | Off Peak | 0 | 1 | 0 | Semi-Peak | 0 | 1 | Off Peak | 0 | 1 | Off Peak | 0 | 1 | 0 | Off Peak | 0 | 1 | 0 | Off Peak | 0 | 1 | 0 | Off Peak
2020 | 2 | 12 | 2020-02-12 | 8 | 0 | 0 | 0 | [6 empty] | 0 | 0 | 1 | 0 | Off Peak | 0 | 1 | 0 | Semi-Peak | 0 | 1 | Off Peak | 0 | 1 | Off Peak | 0 | 1 | 0 | Off Peak | 0 | 1 | 0 | Off Peak | 0 | 1 | 0 | Off Peak
2020 | 2 | 12 | 2020-02-12 | 9 | 0 | 0 | 0 | [6 empty] | 0 | 0 | 1 | 0 | Off Peak | 0 | 1 | 0 | Semi-Peak | 0 | 1 | Off Peak | 0 | 1 | Off Peak | 0 | 1 | 0 | Off Peak | 0 | 1 | 0 | Off Peak | 0 | 1 | 0 | Off Peak
2020 | 2 | 12 | 2020-02-12 | 10 | 0 | 0 | 0 | [6 empty] | 0 | 0 | 1 | 0 | Off Peak | 0 | 1 | 0 | Semi-Peak | 0 | 1 | Off Peak | 0 | 1 | Off Peak | 0 | 1 | 0 | Off Peak | 0 | 1 | 0 | Off Peak | 0 | 1 | 0 | Off Peak
2020 | 2 | 12 | 2020-02-12 | 11 | 0 | 0 | 0 | [6 empty] | 0 | 0 | 1 | 0 | Off Peak | 0 | 1 | 0 | Semi-Peak | 0 | 1 | Off Peak | 0 | 1 | Off Peak | 0 | 1 | 0 | Off Peak | 0 | 1 | 0 | Off Peak | 0 | 1 | 0 | Off Peak
2020 | 2 | 12 | 2020-02-12 | 12 | 0 | 0 | 0 | [6 empty] | 0 | 0 | 1 | 0 | Off Peak | 0 | 1 | 0 | Semi-Peak | 0 | 1 | Off Peak | 0 | 1 | Off Peak | 0 | 1 | 0 | Off Peak | 0 | 1 | 0 | Off Peak | 0 | 1 | 0 | Off Peak
2020 | 2 | 12 | 2020-02-12 | 13 | 0 | 0 | 0 | [6 empty] | 0 | 0 | 1 | 0 | Off Peak | 0 | 1 | 0 | Semi-Peak | 0 | 1 | Off Peak | 1 | 0 | On Peak | 0 | 1 | 0 | Off Peak | 1 | 0 | 0 | On Peak | 0 | 1 | 0 | Off Peak
2020 | 2 | 12 | 2020-02-12 | 14 | 0 | 0 | 0 | [6 empty] | 0 | 0 | 1 | 0 | Off Peak | 0 | 1 | 0 | Semi-Peak | 0 | 1 | Off Peak | 1 | 0 | On Peak | 0 | 1 | 0 | Off Peak | 1 | 0 | 0 | On Peak | 0 | 1 | 0 | Off Peak
2020 | 2 | 12 | 2020-02-12 | 15 | 0 | 0 | 0 | [6 empty] | 0 | 0 | 1 | 0 | Off Peak | 0 | 1 | 0 | Semi-Peak | 0 | 1 | Off Peak | 1 | 0 | On Peak | 0 | 1 | 0 | Off Peak | 1 | 0 | 0 | On Peak | 0 | 1 | 0 | Off Peak
2020 | 2 | 12 | 2020-02-12 | 16 | 0 | 0 | 0 | [6 empty] | 0 | 0 | 1 | 0 | Off Peak | 0 | 1 | 0 | Semi-Peak | 0 | 1 | Off Peak | 1 | 0 | On Peak | 0 | 1 | 0 | Off Peak | 1 | 0 | 0 | On Peak | 0 | 1 | 0 | Off Peak
2020 | 2 | 12 | 2020-02-12 | 17 | 0 | 0 | 0 | [6 empty] | 0 | 1 | 0 | 0 | On Peak | 0 | 1 | 0 | Semi-Peak | 1 | 0 | On Peak | 1 | 0 | On Peak | 0 | 1 | 0 | Off Peak | 1 | 0 | 0 | On Peak | 0 | 1 | 0 | Off Peak
2020 | 2 | 12 | 2020-02-12 | 18 | 0 | 0 | 0 | [6 empty] | 0 | 1 | 0 | 0 | On Peak | 1 | 0 | 0 | On Peak | 1 | 0 | On Peak | 1 | 0 | On Peak | 0 | 1 | 0 | Off Peak | 1 | 0 | 0 | On Peak | 0 | 1 | 0 | Off Peak
2020 | 2 | 12 | 2020-02-12 | 19 | 0 | 0 | 0 | [6 empty] | 0 | 1 | 0 | 0 | On Peak | 1 | 0 | 0 | On Peak | 1 | 0 | On Peak | 0 | 1 | Off Peak | 0 | 0 | 1 | Super Off Peak | 1 | 0 | 0 | On Peak | 0 | 1 | 0 | Off Peak
2020 | 2 | 12 | 2020-02-12 | 20 | 0 | 0 | 0 | [6 empty] | 0 | 1 | 0 | 0 | On Peak | 1 | 0 | 0 | On Peak | 1 | 0 | On Peak | 0 | 1 | Off Peak | 0 | 0 | 1 | Super Off Peak | 1 | 0 | 0 | On Peak | 1 | 0 | 0 | On Peak
2020 | 2 | 12 | 2020-02-12 | 21 | 0 | 0 | 0 | [6 empty] | 0 | 1 | 0 | 0 | On Peak | 0 | 1 | 0 | Semi-Peak | 1 | 0 | On Peak | 0 | 1 | Off Peak | 0 | 0 | 1 | Super Off Peak | 0 | 1 | 0 | Off Peak | 1 | 0 | 0 | On Peak
2020 | 2 | 12 | 2020-02-12 | 22 | 0 | 0 | 0 | [6 empty] | 0 | 0 | 1 | 0 | Off Peak | 0 | 1 | 0 | Semi-Peak | 0 | 1 | Off Peak | 0 | 1 | Off Peak | 0 | 0 | 1 | Super Off Peak | 0 | 1 | 0 | Off Peak | 1 | 0 | 0 | On Peak
2020 | 2 | 12 | 2020-02-12 | 23 | 0 | 0 | 0 | [6 empty] | 0 | 0 | 1 | 0 | Off Peak | 0 | 0 | 1 | Off Peak | 0 | 1 | Off Peak | 0 | 1 | Off Peak | 0 | 0 | 1 | Super Off Peak | 0 | 1 | 0 | Off Peak | 1 | 0 | 0 | On Peak
2020 | 2 | 12 | 2020-02-12 | 24 | 0 | 0 | 0 | [6 empty] | 0 | 0 | 1 | 0 | Off Peak | 0 | 0 | 1 | Off Peak | 0 | 1 | Off Peak | 0 | 1 | Off Peak | 0 | 0 | 1 | Super Off Peak | 0 | 1 | 0 | Off Peak | 1 | 0 | 0 | On Peak
2020 | 2 | 13 | 2020-02-13 | 1 | 0 | 0 | 0 | [6 empty] | 0 | 0 | 0 | 1 | Super Off Peak | 0 | 0 | 1 | Off Peak | 0 | 1 | Off Peak | 0 | 1 | Off Peak | 0 | 0 | 1 | Super Off Peak | 0 | 0 | 1 | Super Off Peak | 0 | 0 | 1 | Super Off Peak
2020 | 2 | 13 | 2020-02-13 | 2 | 0 | 0 | 0 | [6 empty] | 0 | 0 | 0 | 1 | Super Off Peak | 0 | 0 | 1 | Off Peak | 0 | 1 | Off Peak | 0 | 1 | Off Peak | 0 | 0 | 1 | Super Off Peak | 0 | 0 | 1 | Super Off Peak | 0 | 0 | 1 | Super Off Peak
2020 | 2 | 13 | 2020-02-13 | 3 | 0 | 0 | 0 | [6 empty] | 0 | 0 | 0 | 1 | Super Off Peak | 0 | 0 | 1 | Off Peak | 0 | 1 | Off Peak | 0 | 1 | Off Peak | 0 | 0 | 1 | Super Off Peak | 0 | 0 | 1 | Super Off Peak | 0 | 0 | 1 | Super Off Peak
2020 | 2 | 13 | 2020-02-13 | 4 | 0 | 0 | 0 | [6 empty] | 0 | 0 | 0 | 1 | Super Off Peak | 0 | 0 | 1 | Off Peak | 0 | 1 | Off Peak | 0 | 1 | Off Peak | 0 | 0 | 1 | Super Off Peak | 0 | 0 | 1 | Super Off Peak | 0 | 0 | 1 | Super Off Peak
2020 | 2 | 13 | 2020-02-13 | 5 | 0 | 0 | 0 | [6 empty] | 0 | 0 | 0 | 1 | Super Off Peak | 0 | 0 | 1 | Off Peak | 0 | 1 | Off Peak | 0 | 1 | Off Peak | 0 | 0 | 1 | Super Off Peak | 0 | 0 | 1 | Super Off Peak | 0 | 0 | 1 | Super Off Peak
2020 | 2 | 13 | 2020-02-13 | 6 | 0 | 0 | 0 | [6 empty] | 0 | 0 | 0 | 1 | Super Off Peak | 0 | 0 | 1 | Off Peak | 0 | 1 | Off Peak | 0 | 1 | Off Peak | 0 | 0 | 1 | Super Off Peak | 0 | 1 | 0 | Off Peak | 0 | 1 | 0 | Off Peak
2020 | 2 | 13 | 2020-02-13 | 7 | 0 | 0 | 0 | [6 empty] | 0 | 0 | 1 | 0 | Off Peak | 0 | 1 | 0 | Semi-Peak | 0 | 1 | Off Peak | 0 | 1 | Off Peak | 0 | 1 | 0 | Off Peak | 0 | 1 | 0 | Off Peak | 0 | 1 | 0 | Off Peak
2020 | 2 | 13 | 2020-02-13 | 8 | 0 | 0 | 0 | [6 empty] | 0 | 0 | 1 | 0 | Off Peak | 0 | 1 | 0 | Semi-Peak | 0 | 1 | Off Peak | 0 | 1 | Off Peak | 0 | 1 | 0 | Off Peak | 0 | 1 | 0 | Off Peak | 0 | 1 | 0 | Off Peak
2020 | 2 | 13 | 2020-02-13 | 9 | 0 | 0 | 0 | [6 empty] | 0 | 0 | 1 | 0 | Off Peak | 0 | 1 | 0 | Semi-Peak | 0 | 1 | Off Peak | 0 | 1 | Off Peak | 0 | 1 | 0 | Off Peak | 0 | 1 | 0 | Off Peak | 0 | 1 | 0 | Off Peak
2020 | 2 | 13 | 2020-02-13 | 10 | 0 | 0 | 0 | [6 empty] | 0 | 0 | 1 | 0 | Off Peak | 0 | 1 | 0 | Semi-Peak | 0 | 1 | Off Peak | 0 | 1 | Off Peak | 0 | 1 | 0 | Off Peak | 0 | 1 | 0 | Off Peak | 0 | 1 | 0 | Off Peak
2020 | 2 | 13 | 2020-02-13 | 11 | 0 | 0 | 0 | [6 empty] | 0 | 0 | 1 | 0 | Off Peak | 0 | 1 | 0 | Semi-Peak | 0 | 1 | Off Peak | 0 | 1 | Off Peak | 0 | 1 | 0 | Off Peak | 0 | 1 | 0 | Off Peak | 0 | 1 | 0 | Off Peak
2020 | 2 | 13 | 2020-02-13 | 12 | 0 | 0 | 0 | [6 empty] | 0 | 0 | 1 | 0 | Off Peak | 0 | 1 | 0 | Semi-Peak | 0 | 1 | Off Peak | 0 | 1 | Off Peak | 0 | 1 | 0 | Off Peak | 0 | 1 | 0 | Off Peak | 0 | 1 | 0 | Off Peak
2020 | 2 | 13 | 2020-02-13 | 13 | 0 | 0 | 0 | [6 empty] | 0 | 0 | 1 | 0 | Off Peak | 0 | 1 | 0 | Semi-Peak | 0 | 1 | Off Peak | 1 | 0 | On Peak | 0 | 1 | 0 | Off Peak | 1 | 0 | 0 | On Peak | 0 | 1 | 0 | Off Peak
2020 | 2 | 13 | 2020-02-13 | 14 | 0 | 0 | 0 | [6 empty] | 0 | 0 | 1 | 0 | Off Peak | 0 | 1 | 0 | Semi-Peak | 0 | 1 | Off Peak | 1 | 0 | On Peak | 0 | 1 | 0 | Off Peak | 1 | 0 | 0 | On Peak | 0 | 1 | 0 | Off Peak
2020 | 2 | 13 | 2020-02-13 | 15 | 0 | 0 | 0 | [6 empty] | 0 | 0 | 1 | 0 | Off Peak | 0 | 1 | 0 | Semi-Peak | 0 | 1 | Off Peak | 1 | 0 | On Peak | 0 | 1 | 0 | Off Peak | 1 | 0 | 0 | On Peak | 0 | 1 | 0 | Off Peak
2020 | 2 | 13 | 2020-02-13 | 16 | 0 | 0 | 0 | [6 empty] | 0 | 0 | 1 | 0 | Off Peak | 0 | 1 | 0 | Semi-Peak | 0 | 1 | Off Peak | 1 | 0 | On Peak | 0 | 1 | 0 | Off Peak | 1 | 0 | 0 | On Peak | 0 | 1 | 0 | Off Peak
2020 | 2 | 13 | 2020-02-13 | 17 | 0 | 0 | 0 | [6 empty] | 0 | 1 | 0 | 0 | On Peak | 0 | 1 | 0 | Semi-Peak | 1 | 0 | On Peak | 1 | 0 | On Peak | 0 | 1 | 0 | Off Peak | 1 | 0 | 0 | On Peak | 0 | 1 | 0 | Off Peak
2020 | 2 | 13 | 2020-02-13 | 18 | 0 | 0 | 0 | [6 empty] | 0 | 1 | 0 | 0 | On Peak | 1 | 0 | 0 | On Peak | 1 | 0 | On Peak | 1 | 0 | On Peak | 0 | 1 | 0 | Off Peak | 1 | 0 | 0 | On Peak | 0 | 1 | 0 | Off Peak
2020 | 2 | 13 | 2020-02-13 | 19 | 0 | 0 | 0 | [6 empty] | 0 | 1 | 0 | 0 | On Peak | 1 | 0 | 0 | On Peak | 1 | 0 | On Peak | 0 | 1 | Off Peak | 0 | 0 | 1 | Super Off Peak | 1 | 0 | 0 | On Peak | 0 | 1 | 0 | Off Peak
2020 | 2 | 13 | 2020-02-13 | 20 | 0 | 0 | 0 | [6 empty] | 0 | 1 | 0 | 0 | On Peak | 1 | 0 | 0 | On Peak | 1 | 0 | On Peak | 0 | 1 | Off Peak | 0 | 0 | 1 | Super Off Peak | 1 | 0 | 0 | On Peak | 1 | 0 | 0 | On Peak
2020 | 2 | 13 | 2020-02-13 | 21 | 0 | 0 | 0 | [6 empty] | 0 | 1 | 0 | 0 | On Peak | 0 | 1 | 0 | Semi-Peak | 1 | 0 | On Peak | 0 | 1 | Off Peak | 0 | 0 | 1 | Super Off Peak | 0 | 1 | 0 | Off Peak | 1 | 0 | 0 | On Peak
2020 | 2 | 13 | 2020-02-13 | 22 | 0 | 0 | 0 | [6 empty] | 0 | 0 | 1 | 0 | Off Peak | 0 | 1 | 0 | Semi-Peak | 0 | 1 | Off Peak | 0 | 1 | Off Peak | 0 | 0 | 1 | Super Off Peak | 0 | 1 | 0 | Off Peak | 1 | 0 | 0 | On Peak
2020 | 2 | 13 | 2020-02-13 | 23 | 0 | 0 | 0 | [6 empty] | 0 | 0 | 1 | 0 | Off Peak | 0 | 0 | 1 | Off Peak | 0 | 1 | Off Peak | 0 | 1 | Off Peak | 0 | 0 | 1 | Super Off Peak | 0 | 1 | 0 | Off Peak | 1 | 0 | 0 | On Peak
2020 | 2 | 13 | 2020-02-13 | 24 | 0 | 0 | 0 | [6 empty] | 0 | 0 | 1 | 0 | Off Peak | 0 | 0 | 1 | Off Peak | 0 | 1 | Off Peak | 0 | 1 | Off Peak | 0 | 0 | 1 | Super Off Peak | 0 | 1 | 0 | Off Peak | 1 | 0 | 0 | On Peak
2020 | 2 | 14 | 2020-02-14 | 1 | 0 | 0 | 0 | [6 empty] | 0 | 0 | 0 | 1 | Super Off Peak | 0 | 0 | 1 | Off Peak | 0 | 1 | Off Peak | 0 | 1 | Off Peak | 0 | 0 | 1 | Super Off Peak | 0 | 0 | 1 | Super Off Peak | 0 | 0 | 1 | Super Off Peak
2020 | 2 | 14 | 2020-02-14 | 2 | 0 | 0 | 0 | [6 empty] | 0 | 0 | 0 | 1 | Super Off Peak | 0 | 0 | 1 | Off Peak | 0 | 1 | Off Peak | 0 | 1 | Off Peak | 0 | 0 | 1 | Super Off Peak | 0 | 0 | 1 | Super Off Peak | 0 | 0 | 1 | Super Off Peak
2020 | 2 | 14 | 2020-02-14 | 3 | 0 | 0 | 0 | [6 empty] | 0 | 0 | 0 | 1 | Super Off Peak | 0 | 0 | 1 | Off Peak | 0 | 1 | Off Peak | 0 | 1 | Off Peak | 0 | 0 | 1 | Super Off Peak | 0 | 0 | 1 | Super Off Peak | 0 | 0 | 1 | Super Off Peak
2020 | 2 | 14 | 2020-02-14 | 4 | 0 | 0 | 0 | [6 empty] | 0 | 0 | 0 | 1 | Super Off Peak | 0 | 0 | 1 | Off Peak | 0 | 1 | Off Peak | 0 | 1 | Off Peak | 0 | 0 | 1 | Super Off Peak | 0 | 0 | 1 | Super Off Peak | 0 | 0 | 1 | Super Off Peak
2020 | 2 | 14 | 2020-02-14 | 5 | 0 | 0 | 0 | [6 empty] | 0 | 0 | 0 | 1 | Super Off Peak | 0 | 0 | 1 | Off Peak | 0 | 1 | Off Peak | 0 | 1 | Off Peak | 0 | 0 | 1 | Super Off Peak | 0 | 0 | 1 | Super Off Peak | 0 | 0 | 1 | Super Off Peak
2020 | 2 | 14 | 2020-02-14 | 6 | 0 | 0 | 0 | [6 empty] | 0 | 0 | 0 | 1 | Super Off Peak | 0 | 0 | 1 | Off Peak | 0 | 1 | Off Peak | 0 | 1 | Off Peak | 0 | 0 | 1 | Super Off Peak | 0 | 1 | 0 | Off Peak | 0 | 1 | 0 | Off Peak
2020 | 2 | 14 | 2020-02-14 | 7 | 0 | 0 | 0 | [6 empty] | 0 | 0 | 1 | 0 | Off Peak | 0 | 1 | 0 | Semi-Peak | 0 | 1 | Off Peak | 0 | 1 | Off Peak | 0 | 1 | 0 | Off Peak | 0 | 1 | 0 | Off Peak | 0 | 1 | 0 | Off Peak
2020 | 2 | 14 | 2020-02-14 | 8 | 0 | 0 | 0 | [6 empty] | 0 | 0 | 1 | 0 | Off Peak | 0 | 1 | 0 | Semi-Peak | 0 | 1 | Off Peak | 0 | 1 | Off Peak | 0 | 1 | 0 | Off Peak | 0 | 1 | 0 | Off Peak | 0 | 1 | 0 | Off Peak
2020 | 2 | 14 | 2020-02-14 | 9 | 0 | 0 | 0 | [6 empty] | 0 | 0 | 1 | 0 | Off Peak | 0 | 1 | 0 | Semi-Peak | 0 | 1 | Off Peak | 0 | 1 | Off Peak | 0 | 1 | 0 | Off Peak | 0 | 1 | 0 | Off Peak | 0 | 1 | 0 | Off Peak
2020 | 2 | 14 | 2020-02-14 | 10 | 0 | 0 | 0 | [6 empty] | 0 | 0 | 1 | 0 | Off Peak | 0 | 1 | 0 | Semi-Peak | 0 | 1 | Off Peak | 0 | 1 | Off Peak | 0 | 1 | 0 | Off Peak | 0 | 1 | 0 | Off Peak | 0 | 1 | 0 | Off Peak
2020 | 2 | 14 | 2020-02-14 | 11 | 0 | 0 | 0 | [6 empty] | 0 | 0 | 1 | 0 | Off Peak | 0 | 1 | 0 | Semi-Peak | 0 | 1 | Off Peak | 0 | 1 | Off Peak | 0 | 1 | 0 | Off Peak | 0 | 1 | 0 | Off Peak | 0 | 1 | 0 | Off Peak
2020 | 2 | 14 | 2020-02-14 | 12 | 0 | 0 | 0 | [6 empty] | 0 | 0 | 1 | 0 | Off Peak | 0 | 1 | 0 | Semi-Peak | 0 | 1 | Off Peak | 0 | 1 | Off Peak | 0 | 1 | 0 | Off Peak | 0 | 1 | 0 | Off Peak | 0 | 1 | 0 | Off Peak
2020 | 2 | 14 | 2020-02-14 | 13 | 0 | 0 | 0 | [6 empty] | 0 | 0 | 1 | 0 | Off Peak | 0 | 1 | 0 | Semi-Peak | 0 | 1 | Off Peak | 1 | 0 | On Peak | 0 | 1 | 0 | Off Peak | 1 | 0 | 0 | On Peak | 0 | 1 | 0 | Off Peak
2020 | 2 | 14 | 2020-02-14 | 14 | 0 | 0 | 0 | [6 empty] | 0 | 0 | 1 | 0 | Off Peak | 0 | 1 | 0 | Semi-Peak | 0 | 1 | Off Peak | 1 | 0 | On Peak | 0 | 1 | 0 | Off Peak | 1 | 0 | 0 | On Peak | 0 | 1 | 0 | Off Peak
2020 | 2 | 14 | 2020-02-14 | 15 | 0 | 0 | 0 | [6 empty] | 0 | 0 | 1 | 0 | Off Peak | 0 | 1 | 0 | Semi-Peak | 0 | 1 | Off Peak | 1 | 0 | On Peak | 0 | 1 | 0 | Off Peak | 1 | 0 | 0 | On Peak | 0 | 1 | 0 | Off Peak
2020 | 2 | 14 | 2020-02-14 | 16 | 0 | 0 | 0 | [6 empty] | 0 | 0 | 1 | 0 | Off Peak | 0 | 1 | 0 | Semi-Peak | 0 | 1 | Off Peak | 1 | 0 | On Peak | 0 | 1 | 0 | Off Peak | 1 | 0 | 0 | On Peak | 0 | 1 | 0 | Off Peak
2020 | 2 | 14 | 2020-02-14 | 17 | 0 | 0 | 0 | [6 empty] | 0 | 1 | 0 | 0 | On Peak | 0 | 1 | 0 | Semi-Peak | 1 | 0 | On Peak | 1 | 0 | On Peak | 0 | 1 | 0 | Off Peak | 1 | 0 | 0 | On Peak | 0 | 1 | 0 | Off Peak
2020 | 2 | 14 | 2020-02-14 | 18 | 0 | 0 | 0 | [6 empty] | 0 | 1 | 0 | 0 | On Peak | 1 | 0 | 0 | On Peak | 1 | 0 | On Peak | 1 | 0 | On Peak | 0 | 1 | 0 | Off Peak | 1 | 0 | 0 | On Peak | 0 | 1 | 0 | Off Peak
2020 | 2 | 14 | 2020-02-14 | 19 | 0 | 0 | 0 | [6 empty] | 0 | 1 | 0 | 0 | On Peak | 1 | 0 | 0 | On Peak | 1 | 0 | On Peak | 0 | 1 | Off Peak | 0 | 0 | 1 | Super Off Peak | 1 | 0 | 0 | On Peak | 0 | 1 | 0 | Off Peak
2020 | 2 | 14 | 2020-02-14 | 20 | 0 | 0 | 0 | [6 empty] | 0 | 1 | 0 | 0 | On Peak | 1 | 0 | 0 | On Peak | 1 | 0 | On Peak | 0 | 1 | Off Peak | 0 | 0 | 1 | Super Off Peak | 1 | 0 | 0 | On Peak | 1 | 0 | 0 | On Peak
2020 | 2 | 14 | 2020-02-14 | 21 | 0 | 0 | 0 | [6 empty] | 0 | 1 | 0 | 0 | On Peak | 0 | 1 | 0 | Semi-Peak | 1 | 0 | On Peak | 0 | 1 | Off Peak | 0 | 0 | 1 | Super Off Peak | 0 | 1 | 0 | Off Peak | 1 | 0 | 0 | On Peak
2020 | 2 | 14 | 2020-02-14 | 22 | 0 | 0 | 0 | [6 empty] | 0 | 0 | 1 | 0 | Off Peak | 0 | 1 | 0 | Semi-Peak | 0 | 1 | Off Peak | 0 | 1 | Off Peak | 0 | 0 | 1 | Super Off Peak | 0 | 1 | 0 | Off Peak | 1 | 0 | 0 | On Peak
2020 | 2 | 14 | 2020-02-14 | 23 | 0 | 0 | 0 | [6 empty] | 0 | 0 | 1 | 0 | Off Peak | 0 | 0 | 1 | Off Peak | 0 | 1 | Off Peak | 0 | 1 | Off Peak | 0 | 0 | 1 | Super Off Peak | 0 | 1 | 0 | Off Peak | 1 | 0 | 0 | On Peak
2020 | 2 | 14 | 2020-02-14 | 24 | 0 | 0 | 0 | [6 empty] | 0 | 0 | 1 | 0 | Off Peak | 0 | 0 | 1 | Off Peak | 0 | 1 | Off Peak | 0 | 1 | Off Peak | 0 | 0 | 1 | Super Off Peak | 0 | 1 | 0 | Off Peak | 1 | 0 | 0 | On Peak
2020 | 2 | 15 | 2020-02-15 | 1 | 0 | 1 | 0 | [6 empty] | 0 | 0 | 0 | 1 | Super Off Peak | 0 | 0 | 1 | Off Peak | 0 | 1 | Off Peak | 0 | 1 | Off Peak | 0 | 0 | 1 | Super Off Peak | 0 | 0 | 1 | Super Off Peak | 0 | 0 | 1 | Super Off Peak
2020 | 2 | 15 | 2020-02-15 | 2 | 0 | 1 | 0 | [6 empty] | 0 | 0 | 0 | 1 | Super Off Peak | 0 | 0 | 1 | Off Peak | 0 | 1 | Off Peak | 0 | 1 | Off Peak | 0 | 0 | 1 | Super Off Peak | 0 | 0 | 1 | Super Off Peak | 0 | 0 | 1 | Super Off Peak
2020 | 2 | 15 | 2020-02-15 | 3 | 0 | 1 | 0 | [6 empty] | 0 | 0 | 0 | 1 | Super Off Peak | 0 | 0 | 1 | Off Peak | 0 | 1 | Off Peak | 0 | 1 | Off Peak | 0 | 0 | 1 | Super Off Peak | 0 | 0 | 1 | Super Off Peak | 0 | 0 | 1 | Super Off Peak
2020 | 2 | 15 | 2020-02-15 | 4 | 0 | 1 | 0 | [6 empty] | 0 | 0 | 0 | 1 | Super Off Peak | 0 | 0 | 1 | Off Peak | 0 | 1 | Off Peak | 0 | 1 | Off Peak | 0 | 0 | 1 | Super Off Peak | 0 | 0 | 1 | Super Off Peak | 0 | 0 | 1 | Super Off Peak
2020 | 2 | 15 | 2020-02-15 | 5 | 0 | 1 | 0 | [6 empty] | 0 | 0 | 0 | 1 | Super Off Peak | 0 | 0 | 1 | Off Peak | 0 | 1 | Off Peak | 0 | 1 | Off Peak | 0 | 0 | 1 | Super Off Peak | 0 | 0 | 1 | Super Off Peak | 0 | 0 | 1 | Super Off Peak
2020 | 2 | 15 | 2020-02-15 | 6 | 0 | 1 | 0 | [6 empty] | 0 | 0 | 0 | 1 | Super Off Peak | 0 | 0 | 1 | Off Peak | 0 | 1 | Off Peak | 0 | 1 | Off Peak | 0 | 0 | 1 | Super Off Peak | 0 | 1 | 0 | Off Peak | 0 | 1 | 0 | Off Peak
2020 | 2 | 15 | 2020-02-15 | 7 | 0 | 1 | 0 | [6 empty] | 0 | 0 | 0 | 1 | Super Off Peak | 0 | 0 | 1 | Off Peak | 0 | 1 | Off Peak | 0 | 1 | Off Peak | 0 | 0 | 1 | Super Off Peak | 0 | 1 | 0 | Off Peak | 0 | 1 | 0 | Off Peak
2020 | 2 | 15 | 2020-02-15 | 8 | 0 | 1 | 0 | [6 empty] | 0 | 0 | 0 | 1 | Super Off Peak | 0 | 0 | 1 | Off Peak | 0 | 1 | Off Peak | 0 | 1 | Off Peak | 0 | 0 | 1 | Super Off Peak | 0 | 1 | 0 | Off Peak | 0 | 1 | 0 | Off Peak
2020 | 2 | 15 | 2020-02-15 | 9 | 0 | 1 | 0 | [6 empty] | 0 | 0 | 0 | 1 | Super Off Peak | 0 | 0 | 1 | Off Peak | 0 | 1 | Off Peak | 0 | 1 | Off Peak | 0 | 0 | 1 | Super Off Peak | 0 | 1 | 0 | Off Peak | 0 | 1 | 0 | Off Peak
2020 | 2 | 15 | 2020-02-15 | 10 | 0 | 1 | 0 | [6 empty] | 0 | 0 | 0 | 1 | Super Off Peak | 0 | 0 | 1 | Off Peak | 0 | 1 | Off Peak | 0 | 1 | Off Peak | 0 | 0 | 1 | Super Off Peak | 0 | 1 | 0 | Off Peak | 0 | 1 | 0 | Off Peak
2020 | 2 | 15 | 2020-02-15 | 11 | 0 | 1 | 0 | [6 empty] | 0 | 0 | 0 | 1 | Super Off Peak | 0 | 0 | 1 | Off Peak | 0 | 1 | Off Peak | 0 | 1 | Off Peak | 0 | 0 | 1 | Super Off Peak | 0 | 1 | 0 | Off Peak | 0 | 1 | 0 | Off Peak
2020 | 2 | 15 | 2020-02-15 | 12 | 0 | 1 | 0 | [6 empty] | 0 | 0 | 0 | 1 | Super Off Peak | 0 | 0 | 1 | Off Peak | 0 | 1 | Off Peak | 0 | 1 | Off Peak | 0 | 0 | 1 | Super Off Peak | 0 | 1 | 0 | Off Peak | 0 | 1 | 0 | Off Peak
2020 | 2 | 15 | 2020-02-15 | 13 | 0 | 1 | 0 | [6 empty] | 0 | 0 | 0 | 1 | Super Off Peak | 0 | 0 | 1 | Off Peak | 0 | 1 | Off Peak | 0 | 1 | Off Peak | 0 | 0 | 1 | Super Off Peak | 1 | 0 | 0 | On Peak | 0 | 1 | 0 | Off Peak
2020 | 2 | 15 | 2020-02-15 | 14 | 0 | 1 | 0 | [6 empty] | 0 | 0 | 0 | 1 | Super Off Peak | 0 | 0 | 1 | Off Peak | 0 | 1 | Off Peak | 0 | 1 | Off Peak | 0 | 0 | 1 | Super Off Peak | 1 | 0 | 0 | On Peak | 0 | 1 | 0 | Off Peak
2020 | 2 | 15 | 2020-02-15 | 15 | 0 | 1 | 0 | [6 empty] | 0 | 0 | 1 | 0 | Off Peak | 0 | 0 | 1 | Off Peak | 0 | 1 | Off Peak | 0 | 1 | Off Peak | 0 | 0 | 1 | Super Off Peak | 1 | 0 | 0 | On Peak | 0 | 1 | 0 | Off Peak
2020 | 2 | 15 | 2020-02-15 | 16 | 0 | 1 | 0 | [6 empty] | 0 | 0 | 1 | 0 | Off Peak | 0 | 0 | 1 | Off Peak | 0 | 1 | Off Peak | 0 | 1 | Off Peak | 0 | 0 | 1 | Super Off Peak | 1 | 0 | 0 | On Peak | 0 | 1 | 0 | Off Peak
2020 | 2 | 15 | 2020-02-15 | 17 | 0 | 1 | 0 | [6 empty] | 0 | 1 | 0 | 0 | On Peak | 0 | 0 | 1 | Off Peak | 0 | 1 | Off Peak | 0 | 1 | Off Peak | 0 | 0 | 1 | Super Off Peak | 1 | 0 | 0 | On Peak | 0 | 1 | 0 | Off Peak
2020 | 2 | 15 | 2020-02-15 | 18 | 0 | 1 | 0 | [6 empty] | 0 | 1 | 0 | 0 | On Peak | 0 | 0 | 1 | Off Peak | 0 | 1 | Off Peak | 0 | 1 | Off Peak | 0 | 0 | 1 | Super Off Peak | 1 | 0 | 0 | On Peak | 0 | 1 | 0 | Off Peak
2020 | 2 | 15 | 2020-02-15 | 19 | 0 | 1 | 0 | [6 empty] | 0 | 1 | 0 | 0 | On Peak | 0 | 0 | 1 | Off Peak | 0 | 1 | Off Peak | 0 | 1 | Off Peak | 0 | 0 | 1 | Super Off Peak | 1 | 0 | 0 | On Peak | 0 | 1 | 0 | Off Peak
2020 | 2 | 15 | 2020-02-15 | 20 | 0 | 1 | 0 | [6 empty] | 0 | 1 | 0 | 0 | On Peak | 0 | 0 | 1 | Off Peak | 0 | 1 | Off Peak | 0 | 1 | Off Peak | 0 | 0 | 1 | Super Off Peak | 1 | 0 | 0 | On Peak | 1 | 0 | 0 | On Peak
2020 | 2 | 15 | 2020-02-15 | 21 | 0 | 1 | 0 | [6 empty] | 0 | 1 | 0 | 0 | On Peak | 0 | 0 | 1 | Off Peak | 0 | 1 | Off Peak | 0 | 1 | Off Peak | 0 | 0 | 1 | Super Off Peak | 0 | 1 | 0 | Off Peak | 1 | 0 | 0 | On Peak
2020 | 2 | 15 | 2020-02-15 | 22 | 0 | 1 | 0 | [6 empty] | 0 | 0 | 1 | 0 | Off Peak | 0 | 0 | 1 | Off Peak | 0 | 1 | Off Peak | 0 | 1 | Off Peak | 0 | 0 | 1 | Super Off Peak | 0 | 1 | 0 | Off Peak | 1 | 0 | 0 | On Peak
2020 | 2 | 15 | 2020-02-15 | 23 | 0 | 1 | 0 | [6 empty] | 0 | 0 | 1 | 0 | Off Peak | 0 | 0 | 1 | Off Peak | 0 | 1 | Off Peak | 0 | 1 | Off Peak | 0 | 0 | 1 | Super Off Peak | 0 | 1 | 0 | Off Peak | 1 | 0 | 0 | On Peak
2020 | 2 | 15 | 2020-02-15 | 24 | 0 | 1 | 0 | [6 empty] | 0 | 0 | 1 | 0 | Off Peak | 0 | 0 | 1 | Off Peak | 0 | 1 | Off Peak | 0 | 1 | Off Peak | 0 | 0 | 1 | Super Off Peak | 0 | 1 | 0 | Off Peak | 1 | 0 | 0 | On Peak
2020 | 2 | 16 | 2020-02-16 | 1 | 0 | 1 | 0 | [6 empty] | 0 | 0 | 0 | 1 | Super Off Peak | 0 | 0 | 1 | Off Peak | 0 | 1 | Off Peak | 0 | 1 | Off Peak | 0 | 0 | 1 | Super Off Peak | 0 | 0 | 1 | Super Off Peak | 0 | 0 | 1 | Super Off Peak
2020 | 2 | 16 | 2020-02-16 | 2 | 0 | 1 | 0 | [6 empty] | 0 | 0 | 0 | 1 | Super Off Peak | 0 | 0 | 1 | Off Peak | 0 | 1 | Off Peak | 0 | 1 | Off Peak | 0 | 0 | 1 | Super Off Peak | 0 | 0 | 1 | Super Off Peak | 0 | 0 | 1 | Super Off Peak
2020 | 2 | 16 | 2020-02-16 | 3 | 0 | 1 | 0 | [6 empty] | 0 | 0 | 0 | 1 | Super Off Peak | 0 | 0 | 1 | Off Peak | 0 | 1 | Off Peak | 0 | 1 | Off Peak | 0 | 0 | 1 | Super Off Peak | 0 | 0 | 1 | Super Off Peak | 0 | 0 | 1 | Super Off Peak
2020 | 2 | 16 | 2020-02-16 | 4 | 0 | 1 | 0 | [6 empty] | 0 | 0 | 0 | 1 | Super Off Peak | 0 | 0 | 1 | Off Peak | 0 | 1 | Off Peak | 0 | 1 | Off Peak | 0 | 0 | 1 | Super Off Peak | 0 | 0 | 1 | Super Off Peak | 0 | 0 | 1 | Super Off Peak
2020 | 2 | 16 | 2020-02-16 | 5 | 0 | 1 | 0 | [6 empty] | 0 | 0 | 0 | 1 | Super Off Peak | 0 | 0 | 1 | Off Peak | 0 | 1 | Off Peak | 0 | 1 | Off Peak | 0 | 0 | 1 | Super Off Peak | 0 | 0 | 1 | Super Off Peak | 0 | 0 | 1 | Super Off Peak
2020 | 2 | 16 | 2020-02-16 | 6 | 0 | 1 | 0 | [6 empty] | 0 | 0 | 0 | 1 | Super Off Peak | 0 | 0 | 1 | Off Peak | 0 | 1 | Off Peak | 0 | 1 | Off Peak | 0 | 0 | 1 | Super Off Peak | 0 | 1 | 0 | Off Peak | 0 | 1 | 0 | Off Peak
2020 | 2 | 16 | 2020-02-16 | 7 | 0 | 1 | 0 | [6 empty] | 0 | 0 | 0 | 1 | Super Off Peak | 0 | 0 | 1 | Off Peak | 0 | 1 | Off Peak | 0 | 1 | Off Peak | 0 | 0 | 1 | Super Off Peak | 0 | 1 | 0 | Off Peak | 0 | 1 | 0 | Off Peak
2020 | 2 | 16 | 2020-02-16 | 8 | 0 | 1 | 0 | [6 empty] | 0 | 0 | 0 | 1 | Super Off Peak | 0 | 0 | 1 | Off Peak | 0 | 1 | Off Peak | 0 | 1 | Off Peak | 0 | 0 | 1 | Super Off Peak | 0 | 1 | 0 | Off Peak | 0 | 1 | 0 | Off Peak
2020 | 2 | 16 | 2020-02-16 | 9 | 0 | 1 | 0 | [6 empty] | 0 | 0 | 0 | 1 | Super Off Peak | 0 | 0 | 1 | Off Peak | 0 | 1 | Off Peak | 0 | 1 | Off Peak | 0 | 0 | 1 | Super Off Peak | 0 | 1 | 0 | Off Peak | 0 | 1 | 0 | Off Peak
2020 | 2 | 16 | 2020-02-16 | 10 | 0 | 1 | 0 | [6 empty] | 0 | 0 | 0 | 1 | Super Off Peak | 0 | 0 | 1 | Off Peak | 0 | 1 | Off Peak | 0 | 1 | Off Peak | 0 | 0 | 1 | Super Off Peak | 0 | 1 | 0 | Off Peak | 0 | 1 | 0 | Off Peak
2020 | 2 | 16 | 2020-02-16 | 11 | 0 | 1 | 0 | [6 empty] | 0 | 0 | 0 | 1 | Super Off Peak | 0 | 0 | 1 | Off Peak | 0 | 1 | Off Peak | 0 | 1 | Off Peak | 0 | 0 | 1 | Super Off Peak | 0 | 1 | 0 | Off Peak | 0 | 1 | 0 | Off Peak
2020 | 2 | 16 | 2020-02-16 | 12 | 0 | 1 | 0 | [6 empty] | 0 | 0 | 0 | 1 | Super Off Peak | 0 | 0 | 1 | Off Peak | 0 | 1 | Off Peak | 0 | 1 | Off Peak | 0 | 0 | 1 | Super Off Peak | 0 | 1 | 0 | Off Peak | 0 | 1 | 0 | Off Peak
2020 | 2 | 16 | 2020-02-16 | 13 | 0 | 1 | 0 | [6 empty] | 0 | 0 | 0 | 1 | Super Off Peak | 0 | 0 | 1 | Off Peak | 0 | 1 | Off Peak | 0 | 1 | Off Peak | 0 | 0 | 1 | Super Off Peak | 1 | 0 | 0 | On Peak | 0 | 1 | 0 | Off Peak
2020 | 2 | 16 | 2020-02-16 | 14 | 0 | 1 | 0 | [6 empty] | 0 | 0 | 0 | 1 | Super Off Peak | 0 | 0 | 1 | Off Peak | 0 | 1 | Off Peak | 0 | 1 | Off Peak | 0 | 0 | 1 | Super Off Peak | 1 | 0 | 0 | On Peak | 0 | 1 | 0 | Off Peak
2020 | 2 | 16 | 2020-02-16 | 15 | 0 | 1 | 0 | [6 empty] | 0 | 0 | 1 | 0 | Off Peak | 0 | 0 | 1 | Off Peak | 0 | 1 | Off Peak | 0 | 1 | Off Peak | 0 | 0 | 1 | Super Off Peak | 1 | 0 | 0 | On Peak | 0 | 1 | 0 | Off Peak
2020 | 2 | 16 | 2020-02-16 | 16 | 0 | 1 | 0 | [6 empty] | 0 | 0 | 1 | 0 | Off Peak | 0 | 0 | 1 | Off Peak | 0 | 1 | Off Peak | 0 | 1 | Off Peak | 0 | 0 | 1 | Super Off Peak | 1 | 0 | 0 | On Peak | 0 | 1 | 0 | Off Peak
2020 | 2 | 16 | 2020-02-16 | 17 | 0 | 1 | 0 | [6 empty] | 0 | 1 | 0 | 0 | On Peak | 0 | 0 | 1 | Off Peak | 0 | 1 | Off Peak | 0 | 1 | Off Peak | 0 | 0 | 1 | Super Off Peak | 1 | 0 | 0 | On Peak | 0 | 1 | 0 | Off Peak
2020 | 2 | 16 | 2020-02-16 | 18 | 0 | 1 | 0 | [6 empty] | 0 | 1 | 0 | 0 | On Peak | 0 | 0 | 1 | Off Peak | 0 | 1 | Off Peak | 0 | 1 | Off Peak | 0 | 0 | 1 | Super Off Peak | 1 | 0 | 0 | On Peak | 0 | 1 | 0 | Off Peak
2020 | 2 | 16 | 2020-02-16 | 19 | 0 | 1 | 0 | [6 empty] | 0 | 1 | 0 | 0 | On Peak | 0 | 0 | 1 | Off Peak | 0 | 1 | Off Peak | 0 | 1 | Off Peak | 0 | 0 | 1 | Super Off Peak | 1 | 0 | 0 | On Peak | 0 | 1 | 0 | Off Peak
2020 | 2 | 16 | 2020-02-16 | 20 | 0 | 1 | 0 | [6 empty] | 0 | 1 | 0 | 0 | On Peak | 0 | 0 | 1 | Off Peak | 0 | 1 | Off Peak | 0 | 1 | Off Peak | 0 | 0 | 1 | Super Off Peak | 1 | 0 | 0 | On Peak | 1 | 0 | 0 | On Peak
2020 | 2 | 16 | 2020-02-16 | 21 | 0 | 1 | 0 | [6 empty] | 0 | 1 | 0 | 0 | On Peak | 0 | 0 | 1 | Off Peak | 0 | 1 | Off Peak | 0 | 1 | Off Peak | 0 | 0 | 1 | Super Off Peak | 0 | 1 | 0 | Off Peak | 1 | 0 | 0 | On Peak
2020 | 2 | 16 | 2020-02-16 | 22 | 0 | 1 | 0 | [6 empty] | 0 | 0 | 1 | 0 | Off Peak | 0 | 0 | 1 | Off Peak | 0 | 1 | Off Peak | 0 | 1 | Off Peak | 0 | 0 | 1 | Super Off Peak | 0 | 1 | 0 | Off Peak | 1 | 0 | 0 | On Peak
2020 | 2 | 16 | 2020-02-16 | 23 | 0 | 1 | 0 | [6 empty] | 0 | 0 | 1 | 0 | Off Peak | 0 | 0 | 1 | Off Peak | 0 | 1 | Off Peak | 0 | 1 | Off Peak | 0 | 0 | 1 | Super Off Peak | 0 | 1 | 0 | Off Peak | 1 | 0 | 0 | On Peak
2020 | 2 | 16 | 2020-02-16 | 24 | 0 | 1 | 0 | [6 empty] | 0 | 0 | 1 | 0 | Off Peak | 0 | 0 | 1 | Off Peak | 0 | 1 | Off Peak | 0 | 1 | Off Peak | 0 | 0 | 1 | Super Off Peak | 0 | 1 | 0 | Off Peak | 1 | 0 | 0 | On Peak
2020 | 2 | 17 | 2020-02-17 | 1 | 0 | 0 | 1 | [6 empty] | 0 | 0 | 0 | 1 | Super Off Peak | 0 | 0 | 1 | Off Peak | 0 | 1 | Off Peak | 0 | 1 | Off Peak | 0 | 0 | 1 | Super Off Peak | 0 | 0 | 1 | Super Off Peak | 0 | 0 | 1 | Super Off Peak
2020 | 2 | 17 | 2020-02-17 | 2 | 0 | 0 | 1 | [6 empty] | 0 | 0 | 0 | 1 | Super Off Peak | 0 | 0 | 1 | Off Peak | 0 | 1 | Off Peak | 0 | 1 | Off Peak | 0 | 0 | 1 | Super Off Peak | 0 | 0 | 1 | Super Off Peak | 0 | 0 | 1 | Super Off Peak
2020 | 2 | 17 | 2020-02-17 | 3 | 0 | 0 | 1 | [6 empty] | 0 | 0 | 0 | 1 | Super Off Peak | 0 | 0 | 1 | Off Peak | 0 | 1 | Off Peak | 0 | 1 | Off Peak | 0 | 0 | 1 | Super Off Peak | 0 | 0 | 1 | Super Off Peak | 0 | 0 | 1 | Super Off Peak
2020 | 2 | 17 | 2020-02-17 | 4 | 0 | 0 | 1 | [6 empty] | 0 | 0 | 0 | 1 | Super Off Peak | 0 | 0 | 1 | Off Peak | 0 | 1 | Off Peak | 0 | 1 | Off Peak | 0 | 0 | 1 | Super Off Peak | 0 | 0 | 1 | Super Off Peak | 0 | 0 | 1 | Super Off Peak
2020 | 2 | 17 | 2020-02-17 | 5 | 0 | 0 | 1 | [6 empty] | 0 | 0 | 0 | 1 | Super Off Peak | 0 | 0 | 1 | Off Peak | 0 | 1 | Off Peak | 0 | 1 | Off Peak | 0 | 0 | 1 | Super Off Peak | 0 | 0 | 1 | Super Off Peak | 0 | 0 | 1 | Super Off Peak
2020 | 2 | 17 | 2020-02-17 | 6 | 0 | 0 | 1 | [6 empty] | 0 | 0 | 0 | 1 | Super Off Peak | 0 | 0 | 1 | Off Peak | 0 | 1 | Off Peak | 0 | 1 | Off Peak | 0 | 0 | 1 | Super Off Peak | 0 | 1 | 0 | Off Peak | 0 | 1 | 0 | Off Peak
2020 | 2 | 17 | 2020-02-17 | 7 | 0 | 0 | 1 | [6 empty] | 0 | 0 | 0 | 1 | Super Off Peak | 0 | 0 | 1 | Off Peak | 0 | 1 | Off Peak | 0 | 1 | Off Peak | 0 | 0 | 1 | Super Off Peak | 0 | 1 | 0 | Off Peak | 0 | 1 | 0 | Off Peak
2020 | 2 | 17 | 2020-02-17 | 8 | 0 | 0 | 1 | [6 empty] | 0 | 0 | 0 | 1 | Super Off Peak | 0 | 0 | 1 | Off Peak | 0 | 1 | Off Peak | 0 | 1 | Off Peak | 0 | 0 | 1 | Super Off Peak | 0 | 1 | 0 | Off Peak | 0 | 1 | 0 | Off Peak
2020 | 2 | 17 | 2020-02-17 | 9 | 0 | 0 | 1 | [6 empty] | 0 | 0 | 0 | 1 | Super Off Peak | 0 | 0 | 1 | Off Peak | 0 | 1 | Off Peak | 0 | 1 | Off Peak | 0 | 0 | 1 | Super Off Peak | 0 | 1 | 0 | Off Peak | 0 | 1 | 0 | Off Peak
2020 | 2 | 17 | 2020-02-17 | 10 | 0 | 0 | 1 | [6 empty] | 0 | 0 | 0 | 1 | Super Off Peak | 0 | 0 | 1 | Off Peak | 0 | 1 | Off Peak | 0 | 1 | Off Peak | 0 | 0 | 1 | Super Off Peak | 0 | 1 | 0 | Off Peak | 0 | 1 | 0 | Off Peak
2020 | 2 | 17 | 2020-02-17 | 11 | 0 | 0 | 1 | [6 empty] | 0 | 0 | 0 | 1 | Super Off Peak | 0 | 0 | 1 | Off Peak | 0 | 1 | Off Peak | 0 | 1 | Off Peak | 0 | 0 | 1 | Super Off Peak | 0 | 1 | 0 | Off Peak | 0 | 1 | 0 | Off Peak
2020 | 2 | 17 | 2020-02-17 | 12 | 0 | 0 | 1 | [6 empty] | 0 | 0 | 0 | 1 | Super Off Peak | 0 | 0 | 1 | Off Peak | 0 | 1 | Off Peak | 0 | 1 | Off Peak | 0 | 0 | 1 | Super Off Peak | 0 | 1 | 0 | Off Peak | 0 | 1 | 0 | Off Peak
2020 | 2 | 17 | 2020-02-17 | 13 | 0 | 0 | 1 | [6 empty] | 0 | 0 | 0 | 1 | Super Off Peak | 0 | 0 | 1 | Off Peak | 0 | 1 | Off Peak | 0 | 1 | Off Peak | 0 | 0 | 1 | Super Off Peak | 1 | 0 | 0 | On Peak | 0 | 1 | 0 | Off Peak
2020 | 2 | 17 | 2020-02-17 | 14 | 0 | 0 | 1 | [6 empty] | 0 | 0 | 0 | 1 | Super Off Peak | 0 | 0 | 1 | Off Peak | 0 | 1 | Off Peak | 0 | 1 | Off Peak | 0 | 0 | 1 | Super Off Peak | 1 | 0 | 0 | On Peak | 0 | 1 | 0 | Off Peak
2020 | 2 | 17 | 2020-02-17 | 15 | 0 | 0 | 1 | [6 empty] | 0 | 0 | 1 | 0 | Off Peak | 0 | 0 | 1 | Off Peak | 0 | 1 | Off Peak | 0 | 1 | Off Peak | 0 | 0 | 1 | Super Off Peak | 1 | 0 | 0 | On Peak | 0 | 1 | 0 | Off Peak
2020 | 2 | 17 | 2020-02-17 | 16 | 0 | 0 | 1 | [6 empty] | 0 | 0 | 1 | 0 | Off Peak | 0 | 0 | 1 | Off Peak | 0 | 1 | Off Peak | 0 | 1 | Off Peak | 0 | 0 | 1 | Super Off Peak | 1 | 0 | 0 | On Peak | 0 | 1 | 0 | Off Peak
2020 | 2 | 17 | 2020-02-17 | 17 | 0 | 0 | 1 | [6 empty] | 0 | 1 | 0 | 0 | On Peak | 0 | 0 | 1 | Off Peak | 0 | 1 | Off Peak | 0 | 1 | Off Peak | 0 | 0 | 1 | Super Off Peak | 1 | 0 | 0 | On Peak | 0 | 1 | 0 | Off Peak
2020 | 2 | 17 | 2020-02-17 | 18 | 0 | 0 | 1 | [6 empty] | 0 | 1 | 0 | 0 | On Peak | 0 | 0 | 1 | Off Peak | 0 | 1 | Off Peak | 0 | 1 | Off Peak | 0 | 0 | 1 | Super Off Peak | 1 | 0 | 0 | On Peak | 0 | 1 | 0 | Off Peak
2020 | 2 | 17 | 2020-02-17 | 19 | 0 | 0 | 1 | [6 empty] | 0 | 1 | 0 | 0 | On Peak | 0 | 0 | 1 | Off Peak | 0 | 1 | Off Peak | 0 | 1 | Off Peak | 0 | 0 | 1 | Super Off Peak | 1 | 0 | 0 | On Peak | 0 | 1 | 0 | Off Peak
2020 | 2 | 17 | 2020-02-17 | 20 | 0 | 0 | 1 | [6 empty] | 0 | 1 | 0 | 0 | On Peak | 0 | 0 | 1 | Off Peak | 0 | 1 | Off Peak | 0 | 1 | Off Peak | 0 | 0 | 1 | Super Off Peak | 1 | 0 | 0 | On Peak | 0 | 1 | 0 | Off Peak
2020 | 2 | 17 | 2020-02-17 | 21 | 0 | 0 | 1 | [6 empty] | 0 | 1 | 0 | 0 | On Peak | 0 | 0 | 1 | Off Peak | 0 | 1 | Off Peak | 0 | 1 | Off Peak | 0 | 0 | 1 | Super Off Peak | 0 | 1 | 0 | Off Peak | 0 | 1 | 0 | Off Peak
2020 | 2 | 17 | 2020-02-17 | 22 | 0 | 0 | 1 | [6 empty] | 0 | 0 | 1 | 0 | Off Peak | 0 | 0 | 1 | Off Peak | 0 | 1 | Off Peak | 0 | 1 | Off Peak | 0 | 0 | 1 | Super Off Peak | 0 | 1 | 0 | Off Peak | 0 | 1 | 0 | Off Peak
2020 | 2 | 17 | 2020-02-17 | 23 | 0 | 0 | 1 | [6 empty] | 0 | 0 | 1 | 0 | Off Peak | 0 | 0 | 1 | Off Peak | 0 | 1 | Off Peak | 0 | 1 | Off Peak | 0 | 0 | 1 | Super Off Peak | 0 | 1 | 0 | Off Peak | 0 | 1 | 0 | Off Peak
2020 | 2 | 17 | 2020-02-17 | 24 | 0 | 0 | 1 | [6 empty] | 0 | 0 | 1 | 0 | Off Peak | 0 | 0 | 1 | Off Peak | 0 | 1 | Off Peak | 0 | 1 | Off Peak | 0 | 0 | 1 | Super Off Peak | 0 | 1 | 0 | Off Peak | 0 | 1 | 0 | Off Peak
2020 | 2 | 18 | 2020-02-18 | 1 | 0 | 0 | 0 | [6 empty] | 0 | 0 | 0 | 1 | Super Off Peak | 0 | 0 | 1 | Off Peak | 0 | 1 | Off Peak | 0 | 1 | Off Peak | 0 | 0 | 1 | Super Off Peak | 0 | 0 | 1 | Super Off Peak | 0 | 0 | 1 | Super Off Peak
2020 | 2 | 18 | 2020-02-18 | 2 | 0 | 0 | 0 | [6 empty] | 0 | 0 | 0 | 1 | Super Off Peak | 0 | 0 | 1 | Off Peak | 0 | 1 | Off Peak | 0 | 1 | Off Peak | 0 | 0 | 1 | Super Off Peak | 0 | 0 | 1 | Super Off Peak | 0 | 0 | 1 | Super Off Peak
2020 | 2 | 18 | 2020-02-18 | 3 | 0 | 0 | 0 | [6 empty] | 0 | 0 | 0 | 1 | Super Off Peak | 0 | 0 | 1 | Off Peak | 0 | 1 | Off Peak | 0 | 1 | Off Peak | 0 | 0 | 1 | Super Off Peak | 0 | 0 | 1 | Super Off Peak | 0 | 0 | 1 | Super Off Peak
2020 | 2 | 18 | 2020-02-18 | 4 | 0 | 0 | 0 | [6 empty] | 0 | 0 | 0 | 1 | Super Off Peak | 0 | 0 | 1 | Off Peak | 0 | 1 | Off Peak | 0 | 1 | Off Peak | 0 | 0 | 1 | Super Off Peak | 0 | 0 | 1 | Super Off Peak | 0 | 0 | 1 | Super Off Peak
2020 | 2 | 18 | 2020-02-18 | 5 | 0 | 0 | 0 | [6 empty] | 0 | 0 | 0 | 1 | Super Off Peak | 0 | 0 | 1 | Off Peak | 0 | 1 | Off Peak | 0 | 1 | Off Peak | 0 | 0 | 1 | Super Off Peak | 0 | 0 | 1 | Super Off Peak | 0 | 0 | 1 | Super Off Peak
2020 | 2 | 18 | 2020-02-18 | 6 | 0 | 0 | 0 | [6 empty] | 0 | 0 | 0 | 1 | Super Off Peak | 0 | 0 | 1 | Off Peak | 0 | 1 | Off Peak | 0 | 1 | Off Peak | 0 | 0 | 1 | Super Off Peak | 0 | 1 | 0 | Off Peak | 0 | 1 | 0 | Off Peak
2020 | 2 | 18 | 2020-02-18 | 7 | 0 | 0 | 0 | [6 empty] | 0 | 0 | 1 | 0 | Off Peak | 0 | 1 | 0 | Semi-Peak | 0 | 1 | Off Peak | 0 | 1 | Off Peak | 0 | 1 | 0 | Off Peak | 0 | 1 | 0 | Off Peak | 0 | 1 | 0 | Off Peak
2020 | 2 | 18 | 2020-02-18 | 8 | 0 | 0 | 0 | [6 empty] | 0 | 0 | 1 | 0 | Off Peak | 0 | 1 | 0 | Semi-Peak | 0 | 1 | Off Peak | 0 | 1 | Off Peak | 0 | 1 | 0 | Off Peak | 0 | 1 | 0 | Off Peak | 0 | 1 | 0 | Off Peak
2020 | 2 | 18 | 2020-02-18 | 9 | 0 | 0 | 0 | [6 empty] | 0 | 0 | 1 | 0 | Off Peak | 0 | 1 | 0 | Semi-Peak | 0 | 1 | Off Peak | 0 | 1 | Off Peak | 0 | 1 | 0 | Off Peak | 0 | 1 | 0 | Off Peak | 0 | 1 | 0 | Off Peak
2020 | 2 | 18 | 2020-02-18 | 10 | 0 | 0 | 0 | [6 empty] | 0 | 0 | 1 | 0 | Off Peak | 0 | 1 | 0 | Semi-Peak | 0 | 1 | Off Peak | 0 | 1 | Off Peak | 0 | 1 | 0 | Off Peak | 0 | 1 | 0 | Off Peak | 0 | 1 | 0 | Off Peak
2020 | 2 | 18 | 2020-02-18 | 11 | 0 | 0 | 0 | [6 empty] | 0 | 0 | 1 | 0 | Off Peak | 0 | 1 | 0 | Semi-Peak | 0 | 1 | Off Peak | 0 | 1 | Off Peak | 0 | 1 | 0 | Off Peak | 0 | 1 | 0 | Off Peak | 0 | 1 | 0 | Off Peak
2020 | 2 | 18 | 2020-02-18 | 12 | 0 | 0 | 0 | [6 empty] | 0 | 0 | 1 | 0 | Off Peak | 0 | 1 | 0 | Semi-Peak | 0 | 1 | Off Peak | 0 | 1 | Off Peak | 0 | 1 | 0 | Off Peak | 0 | 1 | 0 | Off Peak | 0 | 1 | 0 | Off Peak
2020 | 2 | 18 | 2020-02-18 | 13 | 0 | 0 | 0 | [6 empty] | 0 | 0 | 1 | 0 | Off Peak | 0 | 1 | 0 | Semi-Peak | 0 | 1 | Off Peak | 1 | 0 | On Peak | 0 | 1 | 0 | Off Peak | 1 | 0 | 0 | On Peak | 0 | 1 | 0 | Off Peak
2020 | 2 | 18 | 2020-02-18 | 14 | 0 | 0 | 0 | [6 empty] | 0 | 0 | 1 | 0 | Off Peak | 0 | 1 | 0 | Semi-Peak | 0 | 1 | Off Peak | 1 | 0 | On Peak | 0 | 1 | 0 | Off Peak | 1 | 0 | 0 | On Peak | 0 | 1 | 0 | Off Peak
2020 | 2 | 18 | 2020-02-18 | 15 | 0 | 0 | 0 | [6 empty] | 0 | 0 | 1 | 0 | Off Peak | 0 | 1 | 0 | Semi-Peak | 0 | 1 | Off Peak | 1 | 0 | On Peak | 0 | 1 | 0 | Off Peak | 1 | 0 | 0 | On Peak | 0 | 1 | 0 | Off Peak
2020 | 2 | 18 | 2020-02-18 | 16 | 0 | 0 | 0 | [6 empty] | 0 | 0 | 1 | 0 | Off Peak | 0 | 1 | 0 | Semi-Peak | 0 | 1 | Off Peak | 1 | 0 | On Peak | 0 | 1 | 0 | Off Peak | 1 | 0 | 0 | On Peak | 0 | 1 | 0 | Off Peak
2020 | 2 | 18 | 2020-02-18 | 17 | 0 | 0 | 0 | [6 empty] | 0 | 1 | 0 | 0 | On Peak | 0 | 1 | 0 | Semi-Peak | 1 | 0 | On Peak | 1 | 0 | On Peak | 0 | 1 | 0 | Off Peak | 1 | 0 | 0 | On Peak | 0 | 1 | 0 | Off Peak
2020 | 2 | 18 | 2020-02-18 | 18 | 0 | 0 | 0 | [6 empty] | 0 | 1 | 0 | 0 | On Peak | 1 | 0 | 0 | On Peak | 1 | 0 | On Peak | 1 | 0 | On Peak | 0 | 1 | 0 | Off Peak | 1 | 0 | 0 | On Peak | 0 | 1 | 0 | Off Peak
2020 | 2 | 18 | 2020-02-18 | 19 | 0 | 0 | 0 | [6 empty] | 0 | 1 | 0 | 0 | On Peak | 1 | 0 | 0 | On Peak | 1 | 0 | On Peak | 0 | 1 | Off Peak | 0 | 0 | 1 | Super Off Peak | 1 | 0 | 0 | On Peak | 0 | 1 | 0 | Off Peak
2020 | 2 | 18 | 2020-02-18 | 20 | 0 | 0 | 0 | [6 empty] | 0 | 1 | 0 | 0 | On Peak | 1 | 0 | 0 | On Peak | 1 | 0 | On Peak | 0 | 1 | Off Peak | 0 | 0 | 1 | Super Off Peak | 1 | 0 | 0 | On Peak | 1 | 0 | 0 | On Peak
2020 | 2 | 18 | 2020-02-18 | 21 | 0 | 0 | 0 | [6 empty] | 0 | 1 | 0 | 0 | On Peak | 0 | 1 | 0 | Semi-Peak | 1 | 0 | On Peak | 0 | 1 | Off Peak | 0 | 0 | 1 | Super Off Peak | 0 | 1 | 0 | Off Peak | 1 | 0 | 0 | On Peak
2020 | 2 | 18 | 2020-02-18 | 22 | 0 | 0 | 0 | [6 empty] | 0 | 0 | 1 | 0 | Off Peak | 0 | 1 | 0 | Semi-Peak | 0 | 1 | Off Peak | 0 | 1 | Off Peak | 0 | 0 | 1 | Super Off Peak | 0 | 1 | 0 | Off Peak | 1 | 0 | 0 | On Peak
2020 | 2 | 18 | 2020-02-18 | 23 | 0 | 0 | 0 | [6 empty] | 0 | 0 | 1 | 0 | Off Peak | 0 | 0 | 1 | Off Peak | 0 | 1 | Off Peak | 0 | 1 | Off Peak | 0 | 0 | 1 | Super Off Peak | 0 | 1 | 0 | Off Peak | 1 | 0 | 0 | On Peak
2020 | 2 | 18 | 2020-02-18 | 24 | 0 | 0 | 0 | [6 empty] | 0 | 0 | 1 | 0 | Off Peak | 0 | 0 | 1 | Off Peak | 0 | 1 | Off Peak | 0 | 1 | Off Peak | 0 | 0 | 1 | Super Off Peak | 0 | 1 | 0 | Off Peak | 1 | 0 | 0 | On Peak
2020 | 2 | 19 | 2020-02-19 | 1 | 0 | 0 | 0 | [6 empty] | 0 | 0 | 0 | 1 | Super Off Peak | 0 | 0 | 1 | Off Peak | 0 | 1 | Off Peak | 0 | 1 | Off Peak | 0 | 0 | 1 | Super Off Peak | 0 | 0 | 1 | Super Off Peak | 0 | 0 | 1 | Super Off Peak
2020 | 2 | 19 | 2020-02-19 | 2 | 0 | 0 | 0 | [6 empty] | 0 | 0 | 0 | 1 | Super Off Peak | 0 | 0 | 1 | Off Peak | 0 | 1 | Off Peak | 0 | 1 | Off Peak | 0 | 0 | 1 | Super Off Peak | 0 | 0 | 1 | Super Off Peak | 0 | 0 | 1 | Super Off Peak
2020 | 2 | 19 | 2020-02-19 | 3 | 0 | 0 | 0 | [6 empty] | 0 | 0 | 0 | 1 | Super Off Peak | 0 | 0 | 1 | Off Peak | 0 | 1 | Off Peak | 0 | 1 | Off Peak | 0 | 0 | 1 | Super Off Peak | 0 | 0 | 1 | Super Off Peak | 0 | 0 | 1 | Super Off Peak
2020 | 2 | 19 | 2020-02-19 | 4 | 0 | 0 | 0 | [6 empty] | 0 | 0 | 0 | 1 | Super Off Peak | 0 | 0 | 1 | Off Peak | 0 | 1 | Off Peak | 0 | 1 | Off Peak | 0 | 0 | 1 | Super Off Peak | 0 | 0 | 1 | Super Off Peak | 0 | 0 | 1 | Super Off Peak
2020 | 2 | 19 | 2020-02-19 | 5 | 0 | 0 | 0 | [6 empty] | 0 | 0 | 0 | 1 | Super Off Peak | 0 | 0 | 1 | Off Peak | 0 | 1 | Off Peak | 0 | 1 | Off Peak | 0 | 0 | 1 | Super Off Peak | 0 | 0 | 1 | Super Off Peak | 0 | 0 | 1 | Super Off Peak
2020 | 2 | 19 | 2020-02-19 | 6 | 0 | 0 | 0 | [6 empty] | 0 | 0 | 0 | 1 | Super Off Peak | 0 | 0 | 1 | Off Peak | 0 | 1 | Off Peak | 0 | 1 | Off Peak | 0 | 0 | 1 | Super Off Peak | 0 | 1 | 0 | Off Peak | 0 | 1 | 0 | Off Peak
2020 | 2 | 19 | 2020-02-19 | 7 | 0 | 0 | 0 | [6 empty] | 0 | 0 | 1 | 0 | Off Peak | 0 | 1 | 0 | Semi-Peak | 0 | 1 | Off Peak | 0 | 1 | Off Peak | 0 | 1 | 0 | Off Peak | 0 | 1 | 0 | Off Peak | 0 | 1 | 0 | Off Peak
2020 | 2 | 19 | 2020-02-19 | 8 | 0 | 0 | 0 | [6 empty] | 0 | 0 | 1 | 0 | Off Peak | 0 | 1 | 0 | Semi-Peak | 0 | 1 | Off Peak | 0 | 1 | Off Peak | 0 | 1 | 0 | Off Peak | 0 | 1 | 0 | Off Peak | 0 | 1 | 0 | Off Peak
2020 | 2 | 19 | 2020-02-19 | 9 | 0 | 0 | 0 | [6 empty] | 0 | 0 | 1 | 0 | Off Peak | 0 | 1 | 0 | Semi-Peak | 0 | 1 | Off Peak | 0 | 1 | Off Peak | 0 | 1 | 0 | Off Peak | 0 | 1 | 0 | Off Peak | 0 | 1 | 0 | Off Peak
2020 | 2 | 19 | 2020-02-19 | 10 | 0 | 0 | 0 | [6 empty] | 0 | 0 | 1 | 0 | Off Peak | 0 | 1 | 0 | Semi-Peak | 0 | 1 | Off Peak | 0 | 1 | Off Peak | 0 | 1 | 0 | Off Peak | 0 | 1 | 0 | Off Peak | 0 | 1 | 0 | Off Peak
2020 | 2 | 19 | 2020-02-19 | 11 | 0 | 0 | 0 | [6 empty] | 0 | 0 | 1 | 0 | Off Peak | 0 | 1 | 0 | Semi-Peak | 0 | 1 | Off Peak | 0 | 1 | Off Peak | 0 | 1 | 0 | Off Peak | 0 | 1 | 0 | Off Peak | 0 | 1 | 0 | Off Peak
2020 | 2 | 19 | 2020-02-19 | 12 | 0 | 0 | 0 | [6 empty] | 0 | 0 | 1 | 0 | Off Peak | 0 | 1 | 0 | Semi-Peak | 0 | 1 | Off Peak | 0 | 1 | Off Peak | 0 | 1 | 0 | Off Peak | 0 | 1 | 0 | Off Peak | 0 | 1 | 0 | Off Peak
2020 | 2 | 19 | 2020-02-19 | 13 | 0 | 0 | 0 | [6 empty] | 0 | 0 | 1 | 0 | Off Peak | 0 | 1 | 0 | Semi-Peak | 0 | 1 | Off Peak | 1 | 0 | On Peak | 0 | 1 | 0 | Off Peak | 1 | 0 | 0 | On Peak | 0 | 1 | 0 | Off Peak
2020 | 2 | 19 | 2020-02-19 | 14 | 0 | 0 | 0 | [6 empty] | 0 | 0 | 1 | 0 | Off Peak | 0 | 1 | 0 | Semi-Peak | 0 | 1 | Off Peak | 1 | 0 | On Peak | 0 | 1 | 0 | Off Peak | 1 | 0 | 0 | On Peak | 0 | 1 | 0 | Off Peak
2020 | 2 | 19 | 2020-02-19 | 15 | 0 | 0 | 0 | [6 empty] | 0 | 0 | 1 | 0 | Off Peak | 0 | 1 | 0 | Semi-Peak | 0 | 1 | Off Peak | 1 | 0 | On Peak | 0 | 1 | 0 | Off Peak | 1 | 0 | 0 | On Peak | 0 | 1 | 0 | Off Peak
2020 | 2 | 19 | 2020-02-19 | 16 | 0 | 0 | 0 | [6 empty] | 0 | 0 | 1 | 0 | Off Peak | 0 | 1 | 0 | Semi-Peak | 0 | 1 | Off Peak | 1 | 0 | On Peak | 0 | 1 | 0 | Off Peak | 1 | 0 | 0 | On Peak | 0 | 1 | 0 | Off Peak
2020 | 2 | 19 | 2020-02-19 | 17 | 0 | 0 | 0 | [6 empty] | 0 | 1 | 0 | 0 | On Peak | 0 | 1 | 0 | Semi-Peak | 1 | 0 | On Peak | 1 | 0 | On Peak | 0 | 1 | 0 | Off Peak | 1 | 0 | 0 | On Peak | 0 | 1 | 0 | Off Peak
2020 | 2 | 19 | 2020-02-19 | 18 | 0 | 0 | 0 | [6 empty] | 0 | 1 | 0 | 0 | On Peak | 1 | 0 | 0 | On Peak | 1 | 0 | On Peak | 1 | 0 | On Peak | 0 | 1 | 0 | Off Peak | 1 | 0 | 0 | On Peak | 0 | 1 | 0 | Off Peak
2020 | 2 | 19 | 2020-02-19 | 19 | 0 | 0 | 0 | [6 empty] | 0 | 1 | 0 | 0 | On Peak | 1 | 0 | 0 | On Peak | 1 | 0 | On Peak | 0 | 1 | Off Peak | 0 | 0 | 1 | Super Off Peak | 1 | 0 | 0 | On Peak | 0 | 1 | 0 | Off Peak
2020 | 2 | 19 | 2020-02-19 | 20 | 0 | 0 | 0 | [6 empty] | 0 | 1 | 0 | 0 | On Peak | 1 | 0 | 0 | On Peak | 1 | 0 | On Peak | 0 | 1 | Off Peak | 0 | 0 | 1 | Super Off Peak | 1 | 0 | 0 | On Peak | 1 | 0 | 0 | On Peak
2020 | 2 | 19 | 2020-02-19 | 21 | 0 | 0 | 0 | [6 empty] | 0 | 1 | 0 | 0 | On Peak | 0 | 1 | 0 | Semi-Peak | 1 | 0 | On Peak | 0 | 1 | Off Peak | 0 | 0 | 1 | Super Off Peak | 0 | 1 | 0 | Off Peak | 1 | 0 | 0 | On Peak
2020 | 2 | 19 | 2020-02-19 | 22 | 0 | 0 | 0 | [6 empty] | 0 | 0 | 1 | 0 | Off Peak | 0 | 1 | 0 | Semi-Peak | 0 | 1 | Off Peak | 0 | 1 | Off Peak | 0 | 0 | 1 | Super Off Peak | 0 | 1 | 0 | Off Peak | 1 | 0 | 0 | On Peak
2020 | 2 | 19 | 2020-02-19 | 23 | 0 | 0 | 0 | [6 empty] | 0 | 0 | 1 | 0 | Off Peak | 0 | 0 | 1 | Off Peak | 0 | 1 | Off Peak | 0 | 1 | Off Peak | 0 | 0 | 1 | Super Off Peak | 0 | 1 | 0 | Off Peak | 1 | 0 | 0 | On Peak
2020 | 2 | 19 | 2020-02-19 | 24 | 0 | 0 | 0 | [6 empty] | 0 | 0 | 1 | 0 | Off Peak | 0 | 0 | 1 | Off Peak | 0 | 1 | Off Peak | 0 | 1 | Off Peak | 0 | 0 | 1 | Super Off Peak | 0 | 1 | 0 | Off Peak | 1 | 0 | 0 | On Peak
2020 | 2 | 20 | 2020-02-20 | 1 | 0 | 0 | 0 | [6 empty] | 0 | 0 | 0 | 1 | Super Off Peak | 0 | 0 | 1 | Off Peak | 0 | 1 | Off Peak | 0 | 1 | Off Peak | 0 | 0 | 1 | Super Off Peak | 0 | 0 | 1 | Super Off Peak | 0 | 0 | 1 | Super Off Peak
2020 | 2 | 20 | 2020-02-20 | 2 | 0 | 0 | 0 | [6 empty] | 0 | 0 | 0 | 1 | Super Off Peak | 0 | 0 | 1 | Off Peak | 0 | 1 | Off Peak | 0 | 1 | Off Peak | 0 | 0 | 1 | Super Off Peak | 0 | 0 | 1 | Super Off Peak | 0 | 0 | 1 | Super Off Peak
2020 | 2 | 20 | 2020-02-20 | 3 | 0 | 0 | 0 | [6 empty] | 0 | 0 | 0 | 1 | Super Off Peak | 0 | 0 | 1 | Off Peak | 0 | 1 | Off Peak | 0 | 1 | Off Peak | 0 | 0 | 1 | Super Off Peak | 0 | 0 | 1 | Super Off Peak | 0 | 0 | 1 | Super Off Peak
2020 | 2 | 20 | 2020-02-20 | 4 | 0 | 0 | 0 | [6 empty] | 0 | 0 | 0 | 1 | Super Off Peak | 0 | 0 | 1 | Off Peak | 0 | 1 | Off Peak | 0 | 1 | Off Peak | 0 | 0 | 1 | Super Off Peak | 0 | 0 | 1 | Super Off Peak | 0 | 0 | 1 | Super Off Peak
2020 | 2 | 20 | 2020-02-20 | 5 | 0 | 0 | 0 | [6 empty] | 0 | 0 | 0 | 1 | Super Off Peak | 0 | 0 | 1 | Off Peak | 0 | 1 | Off Peak | 0 | 1 | Off Peak | 0 | 0 | 1 | Super Off Peak | 0 | 0 | 1 | Super Off Peak | 0 | 0 | 1 | Super Off Peak
2020 | 2 | 20 | 2020-02-20 | 6 | 0 | 0 | 0 | [6 empty] | 0 | 0 | 0 | 1 | Super Off Peak | 0 | 0 | 1 | Off Peak | 0 | 1 | Off Peak | 0 | 1 | Off Peak | 0 | 0 | 1 | Super Off Peak | 0 | 1 | 0 | Off Peak | 0 | 1 | 0 | Off Peak
2020 | 2 | 20 | 2020-02-20 | 7 | 0 | 0 | 0 | [6 empty] | 0 | 0 | 1 | 0 | Off Peak | 0 | 1 | 0 | Semi-Peak | 0 | 1 | Off Peak | 0 | 1 | Off Peak | 0 | 1 | 0 | Off Peak | 0 | 1 | 0 | Off Peak | 0 | 1 | 0 | Off Peak
2020 | 2 | 20 | 2020-02-20 | 8 | 0 | 0 | 0 | [6 empty] | 0 | 0 | 1 | 0 | Off Peak | 0 | 1 | 0 | Semi-Peak | 0 | 1 | Off Peak | 0 | 1 | Off Peak | 0 | 1 | 0 | Off Peak | 0 | 1 | 0 | Off Peak | 0 | 1 | 0 | Off Peak
2020 | 2 | 20 | 2020-02-20 | 9 | 0 | 0 | 0 | [6 empty] | 0 | 0 | 1 | 0 | Off Peak | 0 | 1 | 0 | Semi-Peak | 0 | 1 | Off Peak | 0 | 1 | Off Peak | 0 | 1 | 0 | Off Peak | 0 | 1 | 0 | Off Peak | 0 | 1 | 0 | Off Peak
2020 | 2 | 20 | 2020-02-20 | 10 | 0 | 0 | 0 | [6 empty] | 0 | 0 | 1 | 0 | Off Peak | 0 | 1 | 0 | Semi-Peak | 0 | 1 | Off Peak | 0 | 1 | Off Peak | 0 | 1 | 0 | Off Peak | 0 | 1 | 0 | Off Peak | 0 | 1 | 0 | Off Peak
2020 | 2 | 20 | 2020-02-20 | 11 | 0 | 0 | 0 | [6 empty] | 0 | 0 | 1 | 0 | Off Peak | 0 | 1 | 0 | Semi-Peak | 0 | 1 | Off Peak | 0 | 1 | Off Peak | 0 | 1 | 0 | Off Peak | 0 | 1 | 0 | Off Peak | 0 | 1 | 0 | Off Peak
2020 | 2 | 20 | 2020-02-20 | 12 | 0 | 0 | 0 | [6 empty] | 0 | 0 | 1 | 0 | Off Peak | 0 | 1 | 0 | Semi-Peak | 0 | 1 | Off Peak | 0 | 1 | Off Peak | 0 | 1 | 0 | Off Peak | 0 | 1 | 0 | Off Peak | 0 | 1 | 0 | Off Peak
2020 | 2 | 20 | 2020-02-20 | 13 | 0 | 0 | 0 | [6 empty] | 0 | 0 | 1 | 0 | Off Peak | 0 | 1 | 0 | Semi-Peak | 0 | 1 | Off Peak | 1 | 0 | On Peak | 0 | 1 | 0 | Off Peak | 1 | 0 | 0 | On Peak | 0 | 1 | 0 | Off Peak
2020 | 2 | 20 | 2020-02-20 | 14 | 0 | 0 | 0 | [6 empty] | 0 | 0 | 1 | 0 | Off Peak | 0 | 1 | 0 | Semi-Peak | 0 | 1 | Off Peak | 1 | 0 | On Peak | 0 | 1 | 0 | Off Peak | 1 | 0 | 0 | On Peak | 0 | 1 | 0 | Off Peak
2020 | 2 | 20 | 2020-02-20 | 15 | 0 | 0 | 0 | [6 empty] | 0 | 0 | 1 | 0 | Off Peak | 0 | 1 | 0 | Semi-Peak | 0 | 1 | Off Peak | 1 | 0 | On Peak | 0 | 1 | 0 | Off Peak | 1 | 0 | 0 | On Peak | 0 | 1 | 0 | Off Peak
2020 | 2 | 20 | 2020-02-20 | 16 | 0 | 0 | 0 | [6 empty] | 0 | 0 | 1 | 0 | Off Peak | 0 | 1 | 0 | Semi-Peak | 0 | 1 | Off Peak | 1 | 0 | On Peak | 0 | 1 | 0 | Off Peak | 1 | 0 | 0 | On Peak | 0 | 1 | 0 | Off Peak
2020 | 2 | 20 | 2020-02-20 | 17 | 0 | 0 | 0 | [6 empty] | 0 | 1 | 0 | 0 | On Peak | 0 | 1 | 0 | Semi-Peak | 1 | 0 | On Peak | 1 | 0 | On Peak | 0 | 1 | 0 | Off Peak | 1 | 0 | 0 | On Peak | 0 | 1 | 0 | Off Peak
2020 | 2 | 20 | 2020-02-20 | 18 | 0 | 0 | 0 | [6 empty] | 0 | 1 | 0 | 0 | On Peak | 1 | 0 | 0 | On Peak | 1 | 0 | On Peak | 1 | 0 | On Peak | 0 | 1 | 0 | Off Peak | 1 | 0 | 0 | On Peak | 0 | 1 | 0 | Off Peak
2020 | 2 | 20 | 2020-02-20 | 19 | 0 | 0 | 0 | [6 empty] | 0 | 1 | 0 | 0 | On Peak | 1 | 0 | 0 | On Peak | 1 | 0 | On Peak | 0 | 1 | Off Peak | 0 | 0 | 1 | Super Off Peak | 1 | 0 | 0 | On Peak | 0 | 1 | 0 | Off Peak
2020 | 2 | 20 | 2020-02-20 | 20 | 0 | 0 | 0 | [6 empty] | 0 | 1 | 0 | 0 | On Peak | 1 | 0 | 0 | On Peak | 1 | 0 | On Peak | 0 | 1 | Off Peak | 0 | 0 | 1 | Super Off Peak | 1 | 0 | 0 | On Peak | 1 | 0 | 0 | On Peak
2020 | 2 | 20 | 2020-02-20 | 21 | 0 | 0 | 0 | [6 empty] | 0 | 1 | 0 | 0 | On Peak | 0 | 1 | 0 | Semi-Peak | 1 | 0 | On Peak | 0 | 1 | Off Peak | 0 | 0 | 1 | Super Off Peak | 0 | 1 | 0 | Off Peak | 1 | 0 | 0 | On Peak
2020 | 2 | 20 | 2020-02-20 | 22 | 0 | 0 | 0 | [6 empty] | 0 | 0 | 1 | 0 | Off Peak | 0 | 1 | 0 | Semi-Peak | 0 | 1 | Off Peak | 0 | 1 | Off Peak | 0 | 0 | 1 | Super Off Peak | 0 | 1 | 0 | Off Peak | 1 | 0 | 0 | On Peak
2020 | 2 | 20 | 2020-02-20 | 23 | 0 | 0 | 0 | [6 empty] | 0 | 0 | 1 | 0 | Off Peak | 0 | 0 | 1 | Off Peak | 0 | 1 | Off Peak | 0 | 1 | Off Peak | 0 | 0 | 1 | Super Off Peak | 0 | 1 | 0 | Off Peak | 1 | 0 | 0 | On Peak
2020 | 2 | 20 | 2020-02-20 | 24 | 0 | 0 | 0 | [6 empty] | 0 | 0 | 1 | 0 | Off Peak | 0 | 0 | 1 | Off Peak | 0 | 1 | Off Peak | 0 | 1 | Off Peak | 0 | 0 | 1 | Super Off Peak | 0 | 1 | 0 | Off Peak | 1 | 0 | 0 | On Peak
2020 | 2 | 21 | 2020-02-21 | 1 | 0 | 0 | 0 | [6 empty] | 0 | 0 | 0 | 1 | Super Off Peak | 0 | 0 | 1 | Off Peak | 0 | 1 | Off Peak | 0 | 1 | Off Peak | 0 | 0 | 1 | Super Off Peak | 0 | 0 | 1 | Super Off Peak | 0 | 0 | 1 | Super Off Peak
2020 | 2 | 21 | 2020-02-21 | 2 | 0 | 0 | 0 | [6 empty] | 0 | 0 | 0 | 1 | Super Off Peak | 0 | 0 | 1 | Off Peak | 0 | 1 | Off Peak | 0 | 1 | Off Peak | 0 | 0 | 1 | Super Off Peak | 0 | 0 | 1 | Super Off Peak | 0 | 0 | 1 | Super Off Peak
2020 | 2 | 21 | 2020-02-21 | 3 | 0 | 0 | 0 | [6 empty] | 0 | 0 | 0 | 1 | Super Off Peak | 0 | 0 | 1 | Off Peak | 0 | 1 | Off Peak | 0 | 1 | Off Peak | 0 | 0 | 1 | Super Off Peak | 0 | 0 | 1 | Super Off Peak | 0 | 0 | 1 | Super Off Peak
2020 | 2 | 21 | 2020-02-21 | 4 | 0 | 0 | 0 | [6 empty] | 0 | 0 | 0 | 1 | Super Off Peak | 0 | 0 | 1 | Off Peak | 0 | 1 | Off Peak | 0 | 1 | Off Peak | 0 | 0 | 1 | Super Off Peak | 0 | 0 | 1 | Super Off Peak | 0 | 0 | 1 | Super Off Peak
2020 | 2 | 21 | 2020-02-21 | 5 | 0 | 0 | 0 | [6 empty] | 0 | 0 | 0 | 1 | Super Off Peak | 0 | 0 | 1 | Off Peak | 0 | 1 | Off Peak | 0 | 1 | Off Peak | 0 | 0 | 1 | Super Off Peak | 0 | 0 | 1 | Super Off Peak | 0 | 0 | 1 | Super Off Peak
2020 | 2 | 21 | 2020-02-21 | 6 | 0 | 0 | 0 | [6 empty] | 0 | 0 | 0 | 1 | Super Off Peak | 0 | 0 | 1 | Off Peak | 0 | 1 | Off Peak | 0 | 1 | Off Peak | 0 | 0 | 1 | Super Off Peak | 0 | 1 | 0 | Off Peak | 0 | 1 | 0 | Off Peak
2020 | 2 | 21 | 2020-02-21 | 7 | 0 | 0 | 0 | [6 empty] | 0 | 0 | 1 | 0 | Off Peak | 0 | 1 | 0 | Semi-Peak | 0 | 1 | Off Peak | 0 | 1 | Off Peak | 0 | 1 | 0 | Off Peak | 0 | 1 | 0 | Off Peak | 0 | 1 | 0 | Off Peak
2020 | 2 | 21 | 2020-02-21 | 8 | 0 | 0 | 0 | [6 empty] | 0 | 0 | 1 | 0 | Off Peak | 0 | 1 | 0 | Semi-Peak | 0 | 1 | Off Peak | 0 | 1 | Off Peak | 0 | 1 | 0 | Off Peak | 0 | 1 | 0 | Off Peak | 0 | 1 | 0 | Off Peak
2020 | 2 | 21 | 2020-02-21 | 9 | 0 | 0 | 0 | [6 empty] | 0 | 0 | 1 | 0 | Off Peak | 0 | 1 | 0 | Semi-Peak | 0 | 1 | Off Peak | 0 | 1 | Off Peak | 0 | 1 | 0 | Off Peak | 0 | 1 | 0 | Off Peak | 0 | 1 | 0 | Off Peak
2020 | 2 | 21 | 2020-02-21 | 10 | 0 | 0 | 0 | [6 empty] | 0 | 0 | 1 | 0 | Off Peak | 0 | 1 | 0 | Semi-Peak | 0 | 1 | Off Peak | 0 | 1 | Off Peak | 0 | 1 | 0 | Off Peak | 0 | 1 | 0 | Off Peak | 0 | 1 | 0 | Off Peak
2020 | 2 | 21 | 2020-02-21 | 11 | 0 | 0 | 0 | [6 empty] | 0 | 0 | 1 | 0 | Off Peak | 0 | 1 | 0 | Semi-Peak | 0 | 1 | Off Peak | 0 | 1 | Off Peak | 0 | 1 | 0 | Off Peak | 0 | 1 | 0 | Off Peak | 0 | 1 | 0 | Off Peak
2020 | 2 | 21 | 2020-02-21 | 12 | 0 | 0 | 0 | [6 empty] | 0 | 0 | 1 | 0 | Off Peak | 0 | 1 | 0 | Semi-Peak | 0 | 1 | Off Peak | 0 | 1 | Off Peak | 0 | 1 | 0 | Off Peak | 0 | 1 | 0 | Off Peak | 0 | 1 | 0 | Off Peak
2020 | 2 | 21 | 2020-02-21 | 13 | 0 | 0 | 0 | [6 empty] | 0 | 0 | 1 | 0 | Off Peak | 0 | 1 | 0 | Semi-Peak | 0 | 1 | Off Peak | 1 | 0 | On Peak | 0 | 1 | 0 | Off Peak | 1 | 0 | 0 | On Peak | 0 | 1 | 0 | Off Peak
2020 | 2 | 21 | 2020-02-21 | 14 | 0 | 0 | 0 | [6 empty] | 0 | 0 | 1 | 0 | Off Peak | 0 | 1 | 0 | Semi-Peak | 0 | 1 | Off Peak | 1 | 0 | On Peak | 0 | 1 | 0 | Off Peak | 1 | 0 | 0 | On Peak | 0 | 1 | 0 | Off Peak
2020 | 2 | 21 | 2020-02-21 | 15 | 0 | 0 | 0 | [6 empty] | 0 | 0 | 1 | 0 | Off Peak | 0 | 1 | 0 | Semi-Peak | 0 | 1 | Off Peak | 1 | 0 | On Peak | 0 | 1 | 0 | Off Peak | 1 | 0 | 0 | On Peak | 0 | 1 | 0 | Off Peak
2020 | 2 | 21 | 2020-02-21 | 16 | 0 | 0 | 0 | [6 empty] | 0 | 0 | 1 | 0 | Off Peak | 0 | 1 | 0 | Semi-Peak | 0 | 1 | Off Peak | 1 | 0 | On Peak | 0 | 1 | 0 | Off Peak | 1 | 0 | 0 | On Peak | 0 | 1 | 0 | Off Peak
2020 | 2 | 21 | 2020-02-21 | 17 | 0 | 0 | 0 | [6 empty] | 0 | 1 | 0 | 0 | On Peak | 0 | 1 | 0 | Semi-Peak | 1 | 0 | On Peak | 1 | 0 | On Peak | 0 | 1 | 0 | Off Peak | 1 | 0 | 0 | On Peak | 0 | 1 | 0 | Off Peak
2020 | 2 | 21 | 2020-02-21 | 18 | 0 | 0 | 0 | [6 empty] | 0 | 1 | 0 | 0 | On Peak | 1 | 0 | 0 | On Peak | 1 | 0 | On Peak | 1 | 0 | On Peak | 0 | 1 | 0 | Off Peak | 1 | 0 | 0 | On Peak | 0 | 1 | 0 | Off Peak
2020 | 2 | 21 | 2020-02-21 | 19 | 0 | 0 | 0 | [6 empty] | 0 | 1 | 0 | 0 | On Peak | 1 | 0 | 0 | On Peak | 1 | 0 | On Peak | 0 | 1 | Off Peak | 0 | 0 | 1 | Super Off Peak | 1 | 0 | 0 | On Peak | 0 | 1 | 0 | Off Peak
2020 | 2 | 21 | 2020-02-21 | 20 | 0 | 0 | 0 | [6 empty] | 0 | 1 | 0 | 0 | On Peak | 1 | 0 | 0 | On Peak | 1 | 0 | On Peak | 0 | 1 | Off Peak | 0 | 0 | 1 | Super Off Peak | 1 | 0 | 0 | On Peak | 1 | 0 | 0 | On Peak
2020 | 2 | 21 | 2020-02-21 | 21 | 0 | 0 | 0 | [6 empty] | 0 | 1 | 0 | 0 | On Peak | 0 | 1 | 0 | Semi-Peak | 1 | 0 | On Peak | 0 | 1 | Off Peak | 0 | 0 | 1 | Super Off Peak | 0 | 1 | 0 | Off Peak | 1 | 0 | 0 | On Peak
2020 | 2 | 21 | 2020-02-21 | 22 | 0 | 0 | 0 | [6 empty] | 0 | 0 | 1 | 0 | Off Peak | 0 | 1 | 0 | Semi-Peak | 0 | 1 | Off Peak | 0 | 1 | Off Peak | 0 | 0 | 1 | Super Off Peak | 0 | 1 | 0 | Off Peak | 1 | 0 | 0 | On Peak
2020 | 2 | 21 | 2020-02-21 | 23 | 0 | 0 | 0 | [6 empty] | 0 | 0 | 1 | 0 | Off Peak | 0 | 0 | 1 | Off Peak | 0 | 1 | Off Peak | 0 | 1 | Off Peak | 0 | 0 | 1 | Super Off Peak | 0 | 1 | 0 | Off Peak | 1 | 0 | 0 | On Peak
2020 | 2 | 21 | 2020-02-21 | 24 | 0 | 0 | 0 | [6 empty] | 0 | 0 | 1 | 0 | Off Peak | 0 | 0 | 1 | Off Peak | 0 | 1 | Off Peak | 0 | 1 | Off Peak | 0 | 0 | 1 | Super Off Peak | 0 | 1 | 0 | Off Peak | 1 | 0 | 0 | On Peak
2020 | 2 | 22 | 2020-02-22 | 1 | 0 | 1 | 0 | [6 empty] | 0 | 0 | 0 | 1 | Super Off Peak | 0 | 0 | 1 | Off Peak | 0 | 1 | Off Peak | 0 | 1 | Off Peak | 0 | 0 | 1 | Super Off Peak | 0 | 0 | 1 | Super Off Peak | 0 | 0 | 1 | Super Off Peak
2020 | 2 | 22 | 2020-02-22 | 2 | 0 | 1 | 0 | [6 empty] | 0 | 0 | 0 | 1 | Super Off Peak | 0 | 0 | 1 | Off Peak | 0 | 1 | Off Peak | 0 | 1 | Off Peak | 0 | 0 | 1 | Super Off Peak | 0 | 0 | 1 | Super Off Peak | 0 | 0 | 1 | Super Off Peak
2020 | 2 | 22 | 2020-02-22 | 3 | 0 | 1 | 0 | [6 empty] | 0 | 0 | 0 | 1 | Super Off Peak | 0 | 0 | 1 | Off Peak | 0 | 1 | Off Peak | 0 | 1 | Off Peak | 0 | 0 | 1 | Super Off Peak | 0 | 0 | 1 | Super Off Peak | 0 | 0 | 1 | Super Off Peak
2020 | 2 | 22 | 2020-02-22 | 4 | 0 | 1 | 0 | [6 empty] | 0 | 0 | 0 | 1 | Super Off Peak | 0 | 0 | 1 | Off Peak | 0 | 1 | Off Peak | 0 | 1 | Off Peak | 0 | 0 | 1 | Super Off Peak | 0 | 0 | 1 | Super Off Peak | 0 | 0 | 1 | Super Off Peak
2020 | 2 | 22 | 2020-02-22 | 5 | 0 | 1 | 0 | [6 empty] | 0 | 0 | 0 | 1 | Super Off Peak | 0 | 0 | 1 | Off Peak | 0 | 1 | Off Peak | 0 | 1 | Off Peak | 0 | 0 | 1 | Super Off Peak | 0 | 0 | 1 | Super Off Peak | 0 | 0 | 1 | Super Off Peak
2020 | 2 | 22 | 2020-02-22 | 6 | 0 | 1 | 0 | [6 empty] | 0 | 0 | 0 | 1 | Super Off Peak | 0 | 0 | 1 | Off Peak | 0 | 1 | Off Peak | 0 | 1 | Off Peak | 0 | 0 | 1 | Super Off Peak | 0 | 1 | 0 | Off Peak | 0 | 1 | 0 | Off Peak
2020 | 2 | 22 | 2020-02-22 | 7 | 0 | 1 | 0 | [6 empty] | 0 | 0 | 0 | 1 | Super Off Peak | 0 | 0 | 1 | Off Peak | 0 | 1 | Off Peak | 0 | 1 | Off Peak | 0 | 0 | 1 | Super Off Peak | 0 | 1 | 0 | Off Peak | 0 | 1 | 0 | Off Peak
2020 | 2 | 22 | 2020-02-22 | 8 | 0 | 1 | 0 | [6 empty] | 0 | 0 | 0 | 1 | Super Off Peak | 0 | 0 | 1 | Off Peak | 0 | 1 | Off Peak | 0 | 1 | Off Peak | 0 | 0 | 1 | Super Off Peak | 0 | 1 | 0 | Off Peak | 0 | 1 | 0 | Off Peak
2020 | 2 | 22 | 2020-02-22 | 9 | 0 | 1 | 0 | [6 empty] | 0 | 0 | 0 | 1 | Super Off Peak | 0 | 0 | 1 | Off Peak | 0 | 1 | Off Peak | 0 | 1 | Off Peak | 0 | 0 | 1 | Super Off Peak | 0 | 1 | 0 | Off Peak | 0 | 1 | 0 | Off Peak
2020 | 2 | 22 | 2020-02-22 | 10 | 0 | 1 | 0 | [6 empty] | 0 | 0 | 0 | 1 | Super Off Peak | 0 | 0 | 1 | Off Peak | 0 | 1 | Off Peak | 0 | 1 | Off Peak | 0 | 0 | 1 | Super Off Peak | 0 | 1 | 0 | Off Peak | 0 | 1 | 0 | Off Peak
2020 | 2 | 22 | 2020-02-22 | 11 | 0 | 1 | 0 | [6 empty] | 0 | 0 | 0 | 1 | Super Off Peak | 0 | 0 | 1 | Off Peak | 0 | 1 | Off Peak | 0 | 1 | Off Peak | 0 | 0 | 1 | Super Off Peak | 0 | 1 | 0 | Off Peak | 0 | 1 | 0 | Off Peak
2020 | 2 | 22 | 2020-02-22 | 12 | 0 | 1 | 0 | [6 empty] | 0 | 0 | 0 | 1 | Super Off Peak | 0 | 0 | 1 | Off Peak | 0 | 1 | Off Peak | 0 | 1 | Off Peak | 0 | 0 | 1 | Super Off Peak | 0 | 1 | 0 | Off Peak | 0 | 1 | 0 | Off Peak
2020 | 2 | 22 | 2020-02-22 | 13 | 0 | 1 | 0 | [6 empty] | 0 | 0 | 0 | 1 | Super Off Peak | 0 | 0 | 1 | Off Peak | 0 | 1 | Off Peak | 0 | 1 | Off Peak | 0 | 0 | 1 | Super Off Peak | 1 | 0 | 0 | On Peak | 0 | 1 | 0 | Off Peak
2020 | 2 | 22 | 2020-02-22 | 14 | 0 | 1 | 0 | [6 empty] | 0 | 0 | 0 | 1 | Super Off Peak | 0 | 0 | 1 | Off Peak | 0 | 1 | Off Peak | 0 | 1 | Off Peak | 0 | 0 | 1 | Super Off Peak | 1 | 0 | 0 | On Peak | 0 | 1 | 0 | Off Peak
2020 | 2 | 22 | 2020-02-22 | 15 | 0 | 1 | 0 | [6 empty] | 0 | 0 | 1 | 0 | Off Peak | 0 | 0 | 1 | Off Peak | 0 | 1 | Off Peak | 0 | 1 | Off Peak | 0 | 0 | 1 | Super Off Peak | 1 | 0 | 0 | On Peak | 0 | 1 | 0 | Off Peak
2020 | 2 | 22 | 2020-02-22 | 16 | 0 | 1 | 0 | [6 empty] | 0 | 0 | 1 | 0 | Off Peak | 0 | 0 | 1 | Off Peak | 0 | 1 | Off Peak | 0 | 1 | Off Peak | 0 | 0 | 1 | Super Off Peak | 1 | 0 | 0 | On Peak | 0 | 1 | 0 | Off Peak
2020 | 2 | 22 | 2020-02-22 | 17 | 0 | 1 | 0 | [6 empty] | 0 | 1 | 0 | 0 | On Peak | 0 | 0 | 1 | Off Peak | 0 | 1 | Off Peak | 0 | 1 | Off Peak | 0 | 0 | 1 | Super Off Peak | 1 | 0 | 0 | On Peak | 0 | 1 | 0 | Off Peak
2020 | 2 | 22 | 2020-02-22 | 18 | 0 | 1 | 0 | [6 empty] | 0 | 1 | 0 | 0 | On Peak | 0 | 0 | 1 | Off Peak | 0 | 1 | Off Peak | 0 | 1 | Off Peak | 0 | 0 | 1 | Super Off Peak | 1 | 0 | 0 | On Peak | 0 | 1 | 0 | Off Peak
2020 | 2 | 22 | 2020-02-22 | 19 | 0 | 1 | 0 | [6 empty] | 0 | 1 | 0 | 0 | On Peak | 0 | 0 | 1 | Off Peak | 0 | 1 | Off Peak | 0 | 1 | Off Peak | 0 | 0 | 1 | Super Off Peak | 1 | 0 | 0 | On Peak | 0 | 1 | 0 | Off Peak
2020 | 2 | 22 | 2020-02-22 | 20 | 0 | 1 | 0 | [6 empty] | 0 | 1 | 0 | 0 | On Peak | 0 | 0 | 1 | Off Peak | 0 | 1 | Off Peak | 0 | 1 | Off Peak | 0 | 0 | 1 | Super Off Peak | 1 | 0 | 0 | On Peak | 1 | 0 | 0 | On Peak
2020 | 2 | 22 | 2020-02-22 | 21 | 0 | 1 | 0 | [6 empty] | 0 | 1 | 0 | 0 | On Peak | 0 | 0 | 1 | Off Peak | 0 | 1 | Off Peak | 0 | 1 | Off Peak | 0 | 0 | 1 | Super Off Peak | 0 | 1 | 0 | Off Peak | 1 | 0 | 0 | On Peak
2020 | 2 | 22 | 2020-02-22 | 22 | 0 | 1 | 0 | [6 empty] | 0 | 0 | 1 | 0 | Off Peak | 0 | 0 | 1 | Off Peak | 0 | 1 | Off Peak | 0 | 1 | Off Peak | 0 | 0 | 1 | Super Off Peak | 0 | 1 | 0 | Off Peak | 1 | 0 | 0 | On Peak
2020 | 2 | 22 | 2020-02-22 | 23 | 0 | 1 | 0 | [6 empty] | 0 | 0 | 1 | 0 | Off Peak | 0 | 0 | 1 | Off Peak | 0 | 1 | Off Peak | 0 | 1 | Off Peak | 0 | 0 | 1 | Super Off Peak | 0 | 1 | 0 | Off Peak | 1 | 0 | 0 | On Peak
2020 | 2 | 22 | 2020-02-22 | 24 | 0 | 1 | 0 | [6 empty] | 0 | 0 | 1 | 0 | Off Peak | 0 | 0 | 1 | Off Peak | 0 | 1 | Off Peak | 0 | 1 | Off Peak | 0 | 0 | 1 | Super Off Peak | 0 | 1 | 0 | Off Peak | 1 | 0 | 0 | On Peak
2020 | 2 | 23 | 2020-02-23 | 1 | 0 | 1 | 0 | [6 empty] | 0 | 0 | 0 | 1 | Super Off Peak | 0 | 0 | 1 | Off Peak | 0 | 1 | Off Peak | 0 | 1 | Off Peak | 0 | 0 | 1 | Super Off Peak | 0 | 0 | 1 | Super Off Peak | 0 | 0 | 1 | Super Off Peak
2020 | 2 | 23 | 2020-02-23 | 2 | 0 | 1 | 0 | [6 empty] | 0 | 0 | 0 | 1 | Super Off Peak | 0 | 0 | 1 | Off Peak | 0 | 1 | Off Peak | 0 | 1 | Off Peak | 0 | 0 | 1 | Super Off Peak | 0 | 0 | 1 | Super Off Peak | 0 | 0 | 1 | Super Off Peak
2020 | 2 | 23 | 2020-02-23 | 3 | 0 | 1 | 0 | [6 empty] | 0 | 0 | 0 | 1 | Super Off Peak | 0 | 0 | 1 | Off Peak | 0 | 1 | Off Peak | 0 | 1 | Off Peak | 0 | 0 | 1 | Super Off Peak | 0 | 0 | 1 | Super Off Peak | 0 | 0 | 1 | Super Off Peak
2020 | 2 | 23 | 2020-02-23 | 4 | 0 | 1 | 0 | [6 empty] | 0 | 0 | 0 | 1 | Super Off Peak | 0 | 0 | 1 | Off Peak | 0 | 1 | Off Peak | 0 | 1 | Off Peak | 0 | 0 | 1 | Super Off Peak | 0 | 0 | 1 | Super Off Peak | 0 | 0 | 1 | Super Off Peak
2020 | 2 | 23 | 2020-02-23 | 5 | 0 | 1 | 0 | [6 empty] | 0 | 0 | 0 | 1 | Super Off Peak | 0 | 0 | 1 | Off Peak | 0 | 1 | Off Peak | 0 | 1 | Off Peak | 0 | 0 | 1 | Super Off Peak | 0 | 0 | 1 | Super Off Peak | 0 | 0 | 1 | Super Off Peak
2020 | 2 | 23 | 2020-02-23 | 6 | 0 | 1 | 0 | [6 empty] | 0 | 0 | 0 | 1 | Super Off Peak | 0 | 0 | 1 | Off Peak | 0 | 1 | Off Peak | 0 | 1 | Off Peak | 0 | 0 | 1 | Super Off Peak | 0 | 1 | 0 | Off Peak | 0 | 1 | 0 | Off Peak
2020 | 2 | 23 | 2020-02-23 | 7 | 0 | 1 | 0 | [6 empty] | 0 | 0 | 0 | 1 | Super Off Peak | 0 | 0 | 1 | Off Peak | 0 | 1 | Off Peak | 0 | 1 | Off Peak | 0 | 0 | 1 | Super Off Peak | 0 | 1 | 0 | Off Peak | 0 | 1 | 0 | Off Peak
2020 | 2 | 23 | 2020-02-23 | 8 | 0 | 1 | 0 | [6 empty] | 0 | 0 | 0 | 1 | Super Off Peak | 0 | 0 | 1 | Off Peak | 0 | 1 | Off Peak | 0 | 1 | Off Peak | 0 | 0 | 1 | Super Off Peak | 0 | 1 | 0 | Off Peak | 0 | 1 | 0 | Off Peak
2020 | 2 | 23 | 2020-02-23 | 9 | 0 | 1 | 0 | [6 empty] | 0 | 0 | 0 | 1 | Super Off Peak | 0 | 0 | 1 | Off Peak | 0 | 1 | Off Peak | 0 | 1 | Off Peak | 0 | 0 | 1 | Super Off Peak | 0 | 1 | 0 | Off Peak | 0 | 1 | 0 | Off Peak
2020 | 2 | 23 | 2020-02-23 | 10 | 0 | 1 | 0 | [6 empty] | 0 | 0 | 0 | 1 | Super Off Peak | 0 | 0 | 1 | Off Peak | 0 | 1 | Off Peak | 0 | 1 | Off Peak | 0 | 0 | 1 | Super Off Peak | 0 | 1 | 0 | Off Peak | 0 | 1 | 0 | Off Peak
2020 | 2 | 23 | 2020-02-23 | 11 | 0 | 1 | 0 | [6 empty] | 0 | 0 | 0 | 1 | Super Off Peak | 0 | 0 | 1 | Off Peak | 0 | 1 | Off Peak | 0 | 1 | Off Peak | 0 | 0 | 1 | Super Off Peak | 0 | 1 | 0 | Off Peak | 0 | 1 | 0 | Off Peak
2020 | 2 | 23 | 2020-02-23 | 12 | 0 | 1 | 0 | [6 empty] | 0 | 0 | 0 | 1 | Super Off Peak | 0 | 0 | 1 | Off Peak | 0 | 1 | Off Peak | 0 | 1 | Off Peak | 0 | 0 | 1 | Super Off Peak | 0 | 1 | 0 | Off Peak | 0 | 1 | 0 | Off Peak
2020 | 2 | 23 | 2020-02-23 | 13 | 0 | 1 | 0 | [6 empty] | 0 | 0 | 0 | 1 | Super Off Peak | 0 | 0 | 1 | Off Peak | 0 | 1 | Off Peak | 0 | 1 | Off Peak | 0 | 0 | 1 | Super Off Peak | 1 | 0 | 0 | On Peak | 0 | 1 | 0 | Off Peak
2020 | 2 | 23 | 2020-02-23 | 14 | 0 | 1 | 0 | [6 empty] | 0 | 0 | 0 | 1 | Super Off Peak | 0 | 0 | 1 | Off Peak | 0 | 1 | Off Peak | 0 | 1 | Off Peak | 0 | 0 | 1 | Super Off Peak | 1 | 0 | 0 | On Peak | 0 | 1 | 0 | Off Peak
2020 | 2 | 23 | 2020-02-23 | 15 | 0 | 1 | 0 | [6 empty] | 0 | 0 | 1 | 0 | Off Peak | 0 | 0 | 1 | Off Peak | 0 | 1 | Off Peak | 0 | 1 | Off Peak | 0 | 0 | 1 | Super Off Peak | 1 | 0 | 0 | On Peak | 0 | 1 | 0 | Off Peak
2020 | 2 | 23 | 2020-02-23 | 16 | 0 | 1 | 0 | [6 empty] | 0 | 0 | 1 | 0 | Off Peak | 0 | 0 | 1 | Off Peak | 0 | 1 | Off Peak | 0 | 1 | Off Peak | 0 | 0 | 1 | Super Off Peak | 1 | 0 | 0 | On Peak | 0 | 1 | 0 | Off Peak
2020 | 2 | 23 | 2020-02-23 | 17 | 0 | 1 | 0 | [6 empty] | 0 | 1 | 0 | 0 | On Peak | 0 | 0 | 1 | Off Peak | 0 | 1 | Off Peak | 0 | 1 | Off Peak | 0 | 0 | 1 | Super Off Peak | 1 | 0 | 0 | On Peak | 0 | 1 | 0 | Off Peak
2020 | 2 | 23 | 2020-02-23 | 18 | 0 | 1 | 0 | [6 empty] | 0 | 1 | 0 | 0 | On Peak | 0 | 0 | 1 | Off Peak | 0 | 1 | Off Peak | 0 | 1 | Off Peak | 0 | 0 | 1 | Super Off Peak | 1 | 0 | 0 | On Peak | 0 | 1 | 0 | Off Peak
2020 | 2 | 23 | 2020-02-23 | 19 | 0 | 1 | 0 | [6 empty] | 0 | 1 | 0 | 0 | On Peak | 0 | 0 | 1 | Off Peak | 0 | 1 | Off Peak | 0 | 1 | Off Peak | 0 | 0 | 1 | Super Off Peak | 1 | 0 | 0 | On Peak | 0 | 1 | 0 | Off Peak
2020 | 2 | 23 | 2020-02-23 | 20 | 0 | 1 | 0 | [6 empty] | 0 | 1 | 0 | 0 | On Peak | 0 | 0 | 1 | Off Peak | 0 | 1 | Off Peak | 0 | 1 | Off Peak | 0 | 0 | 1 | Super Off Peak | 1 | 0 | 0 | On Peak | 1 | 0 | 0 | On Peak
2020 | 2 | 23 | 2020-02-23 | 21 | 0 | 1 | 0 | [6 empty] | 0 | 1 | 0 | 0 | On Peak | 0 | 0 | 1 | Off Peak | 0 | 1 | Off Peak | 0 | 1 | Off Peak | 0 | 0 | 1 | Super Off Peak | 0 | 1 | 0 | Off Peak | 1 | 0 | 0 | On Peak
2020 | 2 | 23 | 2020-02-23 | 22 | 0 | 1 | 0 | [6 empty] | 0 | 0 | 1 | 0 | Off Peak | 0 | 0 | 1 | Off Peak | 0 | 1 | Off Peak | 0 | 1 | Off Peak | 0 | 0 | 1 | Super Off Peak | 0 | 1 | 0 | Off Peak | 1 | 0 | 0 | On Peak
2020 | 2 | 23 | 2020-02-23 | 23 | 0 | 1 | 0 | [6 empty] | 0 | 0 | 1 | 0 | Off Peak | 0 | 0 | 1 | Off Peak | 0 | 1 | Off Peak | 0 | 1 | Off Peak | 0 | 0 | 1 | Super Off Peak | 0 | 1 | 0 | Off Peak | 1 | 0 | 0 | On Peak
2020 | 2 | 23 | 2020-02-23 | 24 | 0 | 1 | 0 | [6 empty] | 0 | 0 | 1 | 0 | Off Peak | 0 | 0 | 1 | Off Peak | 0 | 1 | Off Peak | 0 | 1 | Off Peak | 0 | 0 | 1 | Super Off Peak | 0 | 1 | 0 | Off Peak | 1 | 0 | 0 | On Peak
2020 | 2 | 24 | 2020-02-24 | 1 | 0 | 0 | 0 | [6 empty] | 0 | 0 | 0 | 1 | Super Off Peak | 0 | 0 | 1 | Off Peak | 0 | 1 | Off Peak | 0 | 1 | Off Peak | 0 | 0 | 1 | Super Off Peak | 0 | 0 | 1 | Super Off Peak | 0 | 0 | 1 | Super Off Peak
2020 | 2 | 24 | 2020-02-24 | 2 | 0 | 0 | 0 | [6 empty] | 0 | 0 | 0 | 1 | Super Off Peak | 0 | 0 | 1 | Off Peak | 0 | 1 | Off Peak | 0 | 1 | Off Peak | 0 | 0 | 1 | Super Off Peak | 0 | 0 | 1 | Super Off Peak | 0 | 0 | 1 | Super Off Peak
2020 | 2 | 24 | 2020-02-24 | 3 | 0 | 0 | 0 | [6 empty] | 0 | 0 | 0 | 1 | Super Off Peak | 0 | 0 | 1 | Off Peak | 0 | 1 | Off Peak | 0 | 1 | Off Peak | 0 | 0 | 1 | Super Off Peak | 0 | 0 | 1 | Super Off Peak | 0 | 0 | 1 | Super Off Peak
2020 | 2 | 24 | 2020-02-24 | 4 | 0 | 0 | 0 | [6 empty] | 0 | 0 | 0 | 1 | Super Off Peak | 0 | 0 | 1 | Off Peak | 0 | 1 | Off Peak | 0 | 1 | Off Peak | 0 | 0 | 1 | Super Off Peak | 0 | 0 | 1 | Super Off Peak | 0 | 0 | 1 | Super Off Peak
2020 | 2 | 24 | 2020-02-24 | 5 | 0 | 0 | 0 | [6 empty] | 0 | 0 | 0 | 1 | Super Off Peak | 0 | 0 | 1 | Off Peak | 0 | 1 | Off Peak | 0 | 1 | Off Peak | 0 | 0 | 1 | Super Off Peak | 0 | 0 | 1 | Super Off Peak | 0 | 0 | 1 | Super Off Peak
2020 | 2 | 24 | 2020-02-24 | 6 | 0 | 0 | 0 | [6 empty] | 0 | 0 | 0 | 1 | Super Off Peak | 0 | 0 | 1 | Off Peak | 0 | 1 | Off Peak | 0 | 1 | Off Peak | 0 | 0 | 1 | Super Off Peak | 0 | 1 | 0 | Off Peak | 0 | 1 | 0 | Off Peak
2020 | 2 | 24 | 2020-02-24 | 7 | 0 | 0 | 0 | [6 empty] | 0 | 0 | 1 | 0 | Off Peak | 0 | 1 | 0 | Semi-Peak | 0 | 1 | Off Peak | 0 | 1 | Off Peak | 0 | 1 | 0 | Off Peak | 0 | 1 | 0 | Off Peak | 0 | 1 | 0 | Off Peak
2020 | 2 | 24 | 2020-02-24 | 8 | 0 | 0 | 0 | [6 empty] | 0 | 0 | 1 | 0 | Off Peak | 0 | 1 | 0 | Semi-Peak | 0 | 1 | Off Peak | 0 | 1 | Off Peak | 0 | 1 | 0 | Off Peak | 0 | 1 | 0 | Off Peak | 0 | 1 | 0 | Off Peak
2020 | 2 | 24 | 2020-02-24 | 9 | 0 | 0 | 0 | [6 empty] | 0 | 0 | 1 | 0 | Off Peak | 0 | 1 | 0 | Semi-Peak | 0 | 1 | Off Peak | 0 | 1 | Off Peak | 0 | 1 | 0 | Off Peak | 0 | 1 | 0 | Off Peak | 0 | 1 | 0 | Off Peak
2020 | 2 | 24 | 2020-02-24 | 10 | 0 | 0 | 0 | [6 empty] | 0 | 0 | 1 | 0 | Off Peak | 0 | 1 | 0 | Semi-Peak | 0 | 1 | Off Peak | 0 | 1 | Off Peak | 0 | 1 | 0 | Off Peak | 0 | 1 | 0 | Off Peak | 0 | 1 | 0 | Off Peak
2020 | 2 | 24 | 2020-02-24 | 11 | 0 | 0 | 0 | [6 empty] | 0 | 0 | 1 | 0 | Off Peak | 0 | 1 | 0 | Semi-Peak | 0 | 1 | Off Peak | 0 | 1 | Off Peak | 0 | 1 | 0 | Off Peak | 0 | 1 | 0 | Off Peak | 0 | 1 | 0 | Off Peak
2020 | 2 | 24 | 2020-02-24 | 12 | 0 | 0 | 0 | [6 empty] | 0 | 0 | 1 | 0 | Off Peak | 0 | 1 | 0 | Semi-Peak | 0 | 1 | Off Peak | 0 | 1 | Off Peak | 0 | 1 | 0 | Off Peak | 0 | 1 | 0 | Off Peak | 0 | 1 | 0 | Off Peak
2020 | 2 | 24 | 2020-02-24 | 13 | 0 | 0 | 0 | [6 empty] | 0 | 0 | 1 | 0 | Off Peak | 0 | 1 | 0 | Semi-Peak | 0 | 1 | Off Peak | 1 | 0 | On Peak | 0 | 1 | 0 | Off Peak | 1 | 0 | 0 | On Peak | 0 | 1 | 0 | Off Peak
2020 | 2 | 24 | 2020-02-24 | 14 | 0 | 0 | 0 | [6 empty] | 0 | 0 | 1 | 0 | Off Peak | 0 | 1 | 0 | Semi-Peak | 0 | 1 | Off Peak | 1 | 0 | On Peak | 0 | 1 | 0 | Off Peak | 1 | 0 | 0 | On Peak | 0 | 1 | 0 | Off Peak
2020 | 2 | 24 | 2020-02-24 | 15 | 0 | 0 | 0 | [6 empty] | 0 | 0 | 1 | 0 | Off Peak | 0 | 1 | 0 | Semi-Peak | 0 | 1 | Off Peak | 1 | 0 | On Peak | 0 | 1 | 0 | Off Peak | 1 | 0 | 0 | On Peak | 0 | 1 | 0 | Off Peak
2020 | 2 | 24 | 2020-02-24 | 16 | 0 | 0 | 0 | [6 empty] | 0 | 0 | 1 | 0 | Off Peak | 0 | 1 | 0 | Semi-Peak | 0 | 1 | Off Peak | 1 | 0 | On Peak | 0 | 1 | 0 | Off Peak | 1 | 0 | 0 | On Peak | 0 | 1 | 0 | Off Peak
2020 | 2 | 24 | 2020-02-24 | 17 | 0 | 0 | 0 | [6 empty] | 0 | 1 | 0 | 0 | On Peak | 0 | 1 | 0 | Semi-Peak | 1 | 0 | On Peak | 1 | 0 | On Peak | 0 | 1 | 0 | Off Peak | 1 | 0 | 0 | On Peak | 0 | 1 | 0 | Off Peak
2020 | 2 | 24 | 2020-02-24 | 18 | 0 | 0 | 0 | [6 empty] | 0 | 1 | 0 | 0 | On Peak | 1 | 0 | 0 | On Peak | 1 | 0 | On Peak | 1 | 0 | On Peak | 0 | 1 | 0 | Off Peak | 1 | 0 | 0 | On Peak | 0 | 1 | 0 | Off Peak
2020 | 2 | 24 | 2020-02-24 | 19 | 0 | 0 | 0 | [6 empty] | 0 | 1 | 0 | 0 | On Peak | 1 | 0 | 0 | On Peak | 1 | 0 | On Peak | 0 | 1 | Off Peak | 0 | 0 | 1 | Super Off Peak | 1 | 0 | 0 | On Peak | 0 | 1 | 0 | Off Peak
2020 | 2 | 24 | 2020-02-24 | 20 | 0 | 0 | 0 | [6 empty] | 0 | 1 | 0 | 0 | On Peak | 1 | 0 | 0 | On Peak | 1 | 0 | On Peak | 0 | 1 | Off Peak | 0 | 0 | 1 | Super Off Peak | 1 | 0 | 0 | On Peak | 1 | 0 | 0 | On Peak
2020 | 2 | 24 | 2020-02-24 | 21 | 0 | 0 | 0 | [6 empty] | 0 | 1 | 0 | 0 | On Peak | 0 | 1 | 0 | Semi-Peak | 1 | 0 | On Peak | 0 | 1 | Off Peak | 0 | 0 | 1 | Super Off Peak | 0 | 1 | 0 | Off Peak | 1 | 0 | 0 | On Peak
2020 | 2 | 24 | 2020-02-24 | 22 | 0 | 0 | 0 | [6 empty] | 0 | 0 | 1 | 0 | Off Peak | 0 | 1 | 0 | Semi-Peak | 0 | 1 | Off Peak | 0 | 1 | Off Peak | 0 | 0 | 1 | Super Off Peak | 0 | 1 | 0 | Off Peak | 1 | 0 | 0 | On Peak
2020 | 2 | 24 | 2020-02-24 | 23 | 0 | 0 | 0 | [6 empty] | 0 | 0 | 1 | 0 | Off Peak | 0 | 0 | 1 | Off Peak | 0 | 1 | Off Peak | 0 | 1 | Off Peak | 0 | 0 | 1 | Super Off Peak | 0 | 1 | 0 | Off Peak | 1 | 0 | 0 | On Peak
2020 | 2 | 24 | 2020-02-24 | 24 | 0 | 0 | 0 | [6 empty] | 0 | 0 | 1 | 0 | Off Peak | 0 | 0 | 1 | Off Peak | 0 | 1 | Off Peak | 0 | 1 | Off Peak | 0 | 0 | 1 | Super Off Peak | 0 | 1 | 0 | Off Peak | 1 | 0 | 0 | On Peak
2020 | 2 | 25 | 2020-02-25 | 1 | 0 | 0 | 0 | [6 empty] | 0 | 0 | 0 | 1 | Super Off Peak | 0 | 0 | 1 | Off Peak | 0 | 1 | Off Peak | 0 | 1 | Off Peak | 0 | 0 | 1 | Super Off Peak | 0 | 0 | 1 | Super Off Peak | 0 | 0 | 1 | Super Off Peak
2020 | 2 | 25 | 2020-02-25 | 2 | 0 | 0 | 0 | [6 empty] | 0 | 0 | 0 | 1 | Super Off Peak | 0 | 0 | 1 | Off Peak | 0 | 1 | Off Peak | 0 | 1 | Off Peak | 0 | 0 | 1 | Super Off Peak | 0 | 0 | 1 | Super Off Peak | 0 | 0 | 1 | Super Off Peak
2020 | 2 | 25 | 2020-02-25 | 3 | 0 | 0 | 0 | [6 empty] | 0 | 0 | 0 | 1 | Super Off Peak | 0 | 0 | 1 | Off Peak | 0 | 1 | Off Peak | 0 | 1 | Off Peak | 0 | 0 | 1 | Super Off Peak | 0 | 0 | 1 | Super Off Peak | 0 | 0 | 1 | Super Off Peak
2020 | 2 | 25 | 2020-02-25 | 4 | 0 | 0 | 0 | [6 empty] | 0 | 0 | 0 | 1 | Super Off Peak | 0 | 0 | 1 | Off Peak | 0 | 1 | Off Peak | 0 | 1 | Off Peak | 0 | 0 | 1 | Super Off Peak | 0 | 0 | 1 | Super Off Peak | 0 | 0 | 1 | Super Off Peak
2020 | 2 | 25 | 2020-02-25 | 5 | 0 | 0 | 0 | [6 empty] | 0 | 0 | 0 | 1 | Super Off Peak | 0 | 0 | 1 | Off Peak | 0 | 1 | Off Peak | 0 | 1 | Off Peak | 0 | 0 | 1 | Super Off Peak | 0 | 0 | 1 | Super Off Peak | 0 | 0 | 1 | Super Off Peak
2020 | 2 | 25 | 2020-02-25 | 6 | 0 | 0 | 0 | [6 empty] | 0 | 0 | 0 | 1 | Super Off Peak | 0 | 0 | 1 | Off Peak | 0 | 1 | Off Peak | 0 | 1 | Off Peak | 0 | 0 | 1 | Super Off Peak | 0 | 1 | 0 | Off Peak | 0 | 1 | 0 | Off Peak
2020 | 2 | 25 | 2020-02-25 | 7 | 0 | 0 | 0 | [6 empty] | 0 | 0 | 1 | 0 | Off Peak | 0 | 1 | 0 | Semi-Peak | 0 | 1 | Off Peak | 0 | 1 | Off Peak | 0 | 1 | 0 | Off Peak | 0 | 1 | 0 | Off Peak | 0 | 1 | 0 | Off Peak
2020 | 2 | 25 | 2020-02-25 | 8 | 0 | 0 | 0 | [6 empty] | 0 | 0 | 1 | 0 | Off Peak | 0 | 1 | 0 | Semi-Peak | 0 | 1 | Off Peak | 0 | 1 | Off Peak | 0 | 1 | 0 | Off Peak | 0 | 1 | 0 | Off Peak | 0 | 1 | 0 | Off Peak
2020 | 2 | 25 | 2020-02-25 | 9 | 0 | 0 | 0 | [6 empty] | 0 | 0 | 1 | 0 | Off Peak | 0 | 1 | 0 | Semi-Peak | 0 | 1 | Off Peak | 0 | 1 | Off Peak | 0 | 1 | 0 | Off Peak | 0 | 1 | 0 | Off Peak | 0 | 1 | 0 | Off Peak
2020 | 2 | 25 | 2020-02-25 | 10 | 0 | 0 | 0 | [6 empty] | 0 | 0 | 1 | 0 | Off Peak | 0 | 1 | 0 | Semi-Peak | 0 | 1 | Off Peak | 0 | 1 | Off Peak | 0 | 1 | 0 | Off Peak | 0 | 1 | 0 | Off Peak | 0 | 1 | 0 | Off Peak
2020 | 2 | 25 | 2020-02-25 | 11 | 0 | 0 | 0 | [6 empty] | 0 | 0 | 1 | 0 | Off Peak | 0 | 1 | 0 | Semi-Peak | 0 | 1 | Off Peak | 0 | 1 | Off Peak | 0 | 1 | 0 | Off Peak | 0 | 1 | 0 | Off Peak | 0 | 1 | 0 | Off Peak
2020 | 2 | 25 | 2020-02-25 | 12 | 0 | 0 | 0 | [6 empty] | 0 | 0 | 1 | 0 | Off Peak | 0 | 1 | 0 | Semi-Peak | 0 | 1 | Off Peak | 0 | 1 | Off Peak | 0 | 1 | 0 | Off Peak | 0 | 1 | 0 | Off Peak | 0 | 1 | 0 | Off Peak
2020 | 2 | 25 | 2020-02-25 | 13 | 0 | 0 | 0 | [6 empty] | 0 | 0 | 1 | 0 | Off Peak | 0 | 1 | 0 | Semi-Peak | 0 | 1 | Off Peak | 1 | 0 | On Peak | 0 | 1 | 0 | Off Peak | 1 | 0 | 0 | On Peak | 0 | 1 | 0 | Off Peak
2020 | 2 | 25 | 2020-02-25 | 14 | 0 | 0 | 0 | [6 empty] | 0 | 0 | 1 | 0 | Off Peak | 0 | 1 | 0 | Semi-Peak | 0 | 1 | Off Peak | 1 | 0 | On Peak | 0 | 1 | 0 | Off Peak | 1 | 0 | 0 | On Peak | 0 | 1 | 0 | Off Peak
2020 | 2 | 25 | 2020-02-25 | 15 | 0 | 0 | 0 | [6 empty] | 0 | 0 | 1 | 0 | Off Peak | 0 | 1 | 0 | Semi-Peak | 0 | 1 | Off Peak | 1 | 0 | On Peak | 0 | 1 | 0 | Off Peak | 1 | 0 | 0 | On Peak | 0 | 1 | 0 | Off Peak
2020 | 2 | 25 | 2020-02-25 | 16 | 0 | 0 | 0 | [6 empty] | 0 | 0 | 1 | 0 | Off Peak | 0 | 1 | 0 | Semi-Peak | 0 | 1 | Off Peak | 1 | 0 | On Peak | 0 | 1 | 0 | Off Peak | 1 | 0 | 0 | On Peak | 0 | 1 | 0 | Off Peak
2020 | 2 | 25 | 2020-02-25 | 17 | 0 | 0 | 0 | [6 empty] | 0 | 1 | 0 | 0 | On Peak | 0 | 1 | 0 | Semi-Peak | 1 | 0 | On Peak | 1 | 0 | On Peak | 0 | 1 | 0 | Off Peak | 1 | 0 | 0 | On Peak | 0 | 1 | 0 | Off Peak
2020 | 2 | 25 | 2020-02-25 | 18 | 0 | 0 | 0 | [6 empty] | 0 | 1 | 0 | 0 | On Peak | 1 | 0 | 0 | On Peak | 1 | 0 | On Peak | 1 | 0 | On Peak | 0 | 1 | 0 | Off Peak | 1 | 0 | 0 | On Peak | 0 | 1 | 0 | Off Peak
2020 | 2 | 25 | 2020-02-25 | 19 | 0 | 0 | 0 | [6 empty] | 0 | 1 | 0 | 0 | On Peak | 1 | 0 | 0 | On Peak | 1 | 0 | On Peak | 0 | 1 | Off Peak | 0 | 0 | 1 | Super Off Peak | 1 | 0 | 0 | On Peak | 0 | 1 | 0 | Off Peak
2020 | 2 | 25 | 2020-02-25 | 20 | 0 | 0 | 0 | [6 empty] | 0 | 1 | 0 | 0 | On Peak | 1 | 0 | 0 | On Peak | 1 | 0 | On Peak | 0 | 1 | Off Peak | 0 | 0 | 1 | Super Off Peak | 1 | 0 | 0 | On Peak | 1 | 0 | 0 | On Peak
2020 | 2 | 25 | 2020-02-25 | 21 | 0 | 0 | 0 | [6 empty] | 0 | 1 | 0 | 0 | On Peak | 0 | 1 | 0 | Semi-Peak | 1 | 0 | On Peak | 0 | 1 | Off Peak | 0 | 0 | 1 | Super Off Peak | 0 | 1 | 0 | Off Peak | 1 | 0 | 0 | On Peak
2020 | 2 | 25 | 2020-02-25 | 22 | 0 | 0 | 0 | [6 empty] | 0 | 0 | 1 | 0 | Off Peak | 0 | 1 | 0 | Semi-Peak | 0 | 1 | Off Peak | 0 | 1 | Off Peak | 0 | 0 | 1 | Super Off Peak | 0 | 1 | 0 | Off Peak | 1 | 0 | 0 | On Peak
2020 | 2 | 25 | 2020-02-25 | 23 | 0 | 0 | 0 | [6 empty] | 0 | 0 | 1 | 0 | Off Peak | 0 | 0 | 1 | Off Peak | 0 | 1 | Off Peak | 0 | 1 | Off Peak | 0 | 0 | 1 | Super Off Peak | 0 | 1 | 0 | Off Peak | 1 | 0 | 0 | On Peak
2020 | 2 | 25 | 2020-02-25 | 24 | 0 | 0 | 0 | [6 empty] | 0 | 0 | 1 | 0 | Off Peak | 0 | 0 | 1 | Off Peak | 0 | 1 | Off Peak | 0 | 1 | Off Peak | 0 | 0 | 1 | Super Off Peak | 0 | 1 | 0 | Off Peak | 1 | 0 | 0 | On Peak
2020 | 2 | 26 | 2020-02-26 | 1 | 0 | 0 | 0 | [6 empty] | 0 | 0 | 0 | 1 | Super Off Peak | 0 | 0 | 1 | Off Peak | 0 | 1 | Off Peak | 0 | 1 | Off Peak | 0 | 0 | 1 | Super Off Peak | 0 | 0 | 1 | Super Off Peak | 0 | 0 | 1 | Super Off Peak
2020 | 2 | 26 | 2020-02-26 | 2 | 0 | 0 | 0 | [6 empty] | 0 | 0 | 0 | 1 | Super Off Peak | 0 | 0 | 1 | Off Peak | 0 | 1 | Off Peak | 0 | 1 | Off Peak | 0 | 0 | 1 | Super Off Peak | 0 | 0 | 1 | Super Off Peak | 0 | 0 | 1 | Super Off Peak
2020 | 2 | 26 | 2020-02-26 | 3 | 0 | 0 | 0 | [6 empty] | 0 | 0 | 0 | 1 | Super Off Peak | 0 | 0 | 1 | Off Peak | 0 | 1 | Off Peak | 0 | 1 | Off Peak | 0 | 0 | 1 | Super Off Peak | 0 | 0 | 1 | Super Off Peak | 0 | 0 | 1 | Super Off Peak
2020 | 2 | 26 | 2020-02-26 | 4 | 0 | 0 | 0 | [6 empty] | 0 | 0 | 0 | 1 | Super Off Peak | 0 | 0 | 1 | Off Peak | 0 | 1 | Off Peak | 0 | 1 | Off Peak | 0 | 0 | 1 | Super Off Peak | 0 | 0 | 1 | Super Off Peak | 0 | 0 | 1 | Super Off Peak
2020 | 2 | 26 | 2020-02-26 | 5 | 0 | 0 | 0 | [6 empty] | 0 | 0 | 0 | 1 | Super Off Peak | 0 | 0 | 1 | Off Peak | 0 | 1 | Off Peak | 0 | 1 | Off Peak | 0 | 0 | 1 | Super Off Peak | 0 | 0 | 1 | Super Off Peak | 0 | 0 | 1 | Super Off Peak
2020 | 2 | 26 | 2020-02-26 | 6 | 0 | 0 | 0 | [6 empty] | 0 | 0 | 0 | 1 | Super Off Peak | 0 | 0 | 1 | Off Peak | 0 | 1 | Off Peak | 0 | 1 | Off Peak | 0 | 0 | 1 | Super Off Peak | 0 | 1 | 0 | Off Peak | 0 | 1 | 0 | Off Peak
2020 | 2 | 26 | 2020-02-26 | 7 | 0 | 0 | 0 | [6 empty] | 0 | 0 | 1 | 0 | Off Peak | 0 | 1 | 0 | Semi-Peak | 0 | 1 | Off Peak | 0 | 1 | Off Peak | 0 | 1 | 0 | Off Peak | 0 | 1 | 0 | Off Peak | 0 | 1 | 0 | Off Peak
2020 | 2 | 26 | 2020-02-26 | 8 | 0 | 0 | 0 | [6 empty] | 0 | 0 | 1 | 0 | Off Peak | 0 | 1 | 0 | Semi-Peak | 0 | 1 | Off Peak | 0 | 1 | Off Peak | 0 | 1 | 0 | Off Peak | 0 | 1 | 0 | Off Peak | 0 | 1 | 0 | Off Peak
2020 | 2 | 26 | 2020-02-26 | 9 | 0 | 0 | 0 | [6 empty] | 0 | 0 | 1 | 0 | Off Peak | 0 | 1 | 0 | Semi-Peak | 0 | 1 | Off Peak | 0 | 1 | Off Peak | 0 | 1 | 0 | Off Peak | 0 | 1 | 0 | Off Peak | 0 | 1 | 0 | Off Peak
2020 | 2 | 26 | 2020-02-26 | 10 | 0 | 0 | 0 | [6 empty] | 0 | 0 | 1 | 0 | Off Peak | 0 | 1 | 0 | Semi-Peak | 0 | 1 | Off Peak | 0 | 1 | Off Peak | 0 | 1 | 0 | Off Peak | 0 | 1 | 0 | Off Peak | 0 | 1 | 0 | Off Peak
2020 | 2 | 26 | 2020-02-26 | 11 | 0 | 0 | 0 | [6 empty] | 0 | 0 | 1 | 0 | Off Peak | 0 | 1 | 0 | Semi-Peak | 0 | 1 | Off Peak | 0 | 1 | Off Peak | 0 | 1 | 0 | Off Peak | 0 | 1 | 0 | Off Peak | 0 | 1 | 0 | Off Peak
2020 | 2 | 26 | 2020-02-26 | 12 | 0 | 0 | 0 | [6 empty] | 0 | 0 | 1 | 0 | Off Peak | 0 | 1 | 0 | Semi-Peak | 0 | 1 | Off Peak | 0 | 1 | Off Peak | 0 | 1 | 0 | Off Peak | 0 | 1 | 0 | Off Peak | 0 | 1 | 0 | Off Peak
2020 | 2 | 26 | 2020-02-26 | 13 | 0 | 0 | 0 | [6 empty] | 0 | 0 | 1 | 0 | Off Peak | 0 | 1 | 0 | Semi-Peak | 0 | 1 | Off Peak | 1 | 0 | On Peak | 0 | 1 | 0 | Off Peak | 1 | 0 | 0 | On Peak | 0 | 1 | 0 | Off Peak
2020 | 2 | 26 | 2020-02-26 | 14 | 0 | 0 | 0 | [6 empty] | 0 | 0 | 1 | 0 | Off Peak | 0 | 1 | 0 | Semi-Peak | 0 | 1 | Off Peak | 1 | 0 | On Peak | 0 | 1 | 0 | Off Peak | 1 | 0 | 0 | On Peak | 0 | 1 | 0 | Off Peak
2020 | 2 | 26 | 2020-02-26 | 15 | 0 | 0 | 0 | [6 empty] | 0 | 0 | 1 | 0 | Off Peak | 0 | 1 | 0 | Semi-Peak | 0 | 1 | Off Peak | 1 | 0 | On Peak | 0 | 1 | 0 | Off Peak | 1 | 0 | 0 | On Peak | 0 | 1 | 0 | Off Peak
2020 | 2 | 26 | 2020-02-26 | 16 | 0 | 0 | 0 | [6 empty] | 0 | 0 | 1 | 0 | Off Peak | 0 | 1 | 0 | Semi-Peak | 0 | 1 | Off Peak | 1 | 0 | On Peak | 0 | 1 | 0 | Off Peak | 1 | 0 | 0 | On Peak | 0 | 1 | 0 | Off Peak
2020 | 2 | 26 | 2020-02-26 | 17 | 0 | 0 | 0 | [6 empty] | 0 | 1 | 0 | 0 | On Peak | 0 | 1 | 0 | Semi-Peak | 1 | 0 | On Peak | 1 | 0 | On Peak | 0 | 1 | 0 | Off Peak | 1 | 0 | 0 | On Peak | 0 | 1 | 0 | Off Peak
2020 | 2 | 26 | 2020-02-26 | 18 | 0 | 0 | 0 | [6 empty] | 0 | 1 | 0 | 0 | On Peak | 1 | 0 | 0 | On Peak | 1 | 0 | On Peak | 1 | 0 | On Peak | 0 | 1 | 0 | Off Peak | 1 | 0 | 0 | On Peak | 0 | 1 | 0 | Off Peak
2020 | 2 | 26 | 2020-02-26 | 19 | 0 | 0 | 0 | [6 empty] | 0 | 1 | 0 | 0 | On Peak | 1 | 0 | 0 | On Peak | 1 | 0 | On Peak | 0 | 1 | Off Peak | 0 | 0 | 1 | Super Off Peak | 1 | 0 | 0 | On Peak | 0 | 1 | 0 | Off Peak
2020 | 2 | 26 | 2020-02-26 | 20 | 0 | 0 | 0 | [6 empty] | 0 | 1 | 0 | 0 | On Peak | 1 | 0 | 0 | On Peak | 1 | 0 | On Peak | 0 | 1 | Off Peak | 0 | 0 | 1 | Super Off Peak | 1 | 0 | 0 | On Peak | 1 | 0 | 0 | On Peak
2020 | 2 | 26 | 2020-02-26 | 21 | 0 | 0 | 0 | [6 empty] | 0 | 1 | 0 | 0 | On Peak | 0 | 1 | 0 | Semi-Peak | 1 | 0 | On Peak | 0 | 1 | Off Peak | 0 | 0 | 1 | Super Off Peak | 0 | 1 | 0 | Off Peak | 1 | 0 | 0 | On Peak
2020 | 2 | 26 | 2020-02-26 | 22 | 0 | 0 | 0 | [6 empty] | 0 | 0 | 1 | 0 | Off Peak | 0 | 1 | 0 | Semi-Peak | 0 | 1 | Off Peak | 0 | 1 | Off Peak | 0 | 0 | 1 | Super Off Peak | 0 | 1 | 0 | Off Peak | 1 | 0 | 0 | On Peak
2020 | 2 | 26 | 2020-02-26 | 23 | 0 | 0 | 0 | [6 empty] | 0 | 0 | 1 | 0 | Off Peak | 0 | 0 | 1 | Off Peak | 0 | 1 | Off Peak | 0 | 1 | Off Peak | 0 | 0 | 1 | Super Off Peak | 0 | 1 | 0 | Off Peak | 1 | 0 | 0 | On Peak
2020 | 2 | 26 | 2020-02-26 | 24 | 0 | 0 | 0 | [6 empty] | 0 | 0 | 1 | 0 | Off Peak | 0 | 0 | 1 | Off Peak | 0 | 1 | Off Peak | 0 | 1 | Off Peak | 0 | 0 | 1 | Super Off Peak | 0 | 1 | 0 | Off Peak | 1 | 0 | 0 | On Peak
2020 | 2 | 27 | 2020-02-27 | 1 | 0 | 0 | 0 | [6 empty] | 0 | 0 | 0 | 1 | Super Off Peak | 0 | 0 | 1 | Off Peak | 0 | 1 | Off Peak | 0 | 1 | Off Peak | 0 | 0 | 1 | Super Off Peak | 0 | 0 | 1 | Super Off Peak | 0 | 0 | 1 | Super Off Peak
2020 | 2 | 27 | 2020-02-27 | 2 | 0 | 0 | 0 | [6 empty] | 0 | 0 | 0 | 1 | Super Off Peak | 0 | 0 | 1 | Off Peak | 0 | 1 | Off Peak | 0 | 1 | Off Peak | 0 | 0 | 1 | Super Off Peak | 0 | 0 | 1 | Super Off Peak | 0 | 0 | 1 | Super Off Peak
2020 | 2 | 27 | 2020-02-27 | 3 | 0 | 0 | 0 | [6 empty] | 0 | 0 | 0 | 1 | Super Off Peak | 0 | 0 | 1 | Off Peak | 0 | 1 | Off Peak | 0 | 1 | Off Peak | 0 | 0 | 1 | Super Off Peak | 0 | 0 | 1 | Super Off Peak | 0 | 0 | 1 | Super Off Peak
2020 | 2 | 27 | 2020-02-27 | 4 | 0 | 0 | 0 | [6 empty] | 0 | 0 | 0 | 1 | Super Off Peak | 0 | 0 | 1 | Off Peak | 0 | 1 | Off Peak | 0 | 1 | Off Peak | 0 | 0 | 1 | Super Off Peak | 0 | 0 | 1 | Super Off Peak | 0 | 0 | 1 | Super Off Peak
2020 | 2 | 27 | 2020-02-27 | 5 | 0 | 0 | 0 | [6 empty] | 0 | 0 | 0 | 1 | Super Off Peak | 0 | 0 | 1 | Off Peak | 0 | 1 | Off Peak | 0 | 1 | Off Peak | 0 | 0 | 1 | Super Off Peak | 0 | 0 | 1 | Super Off Peak | 0 | 0 | 1 | Super Off Peak
2020 | 2 | 27 | 2020-02-27 | 6 | 0 | 0 | 0 | [6 empty] | 0 | 0 | 0 | 1 | Super Off Peak | 0 | 0 | 1 | Off Peak | 0 | 1 | Off Peak | 0 | 1 | Off Peak | 0 | 0 | 1 | Super Off Peak | 0 | 1 | 0 | Off Peak | 0 | 1 | 0 | Off Peak
2020 | 2 | 27 | 2020-02-27 | 7 | 0 | 0 | 0 | [6 empty] | 0 | 0 | 1 | 0 | Off Peak | 0 | 1 | 0 | Semi-Peak | 0 | 1 | Off Peak | 0 | 1 | Off Peak | 0 | 1 | 0 | Off Peak | 0 | 1 | 0 | Off Peak | 0 | 1 | 0 | Off Peak
2020 | 2 | 27 | 2020-02-27 | 8 | 0 | 0 | 0 | [6 empty] | 0 | 0 | 1 | 0 | Off Peak | 0 | 1 | 0 | Semi-Peak | 0 | 1 | Off Peak | 0 | 1 | Off Peak | 0 | 1 | 0 | Off Peak | 0 | 1 | 0 | Off Peak | 0 | 1 | 0 | Off Peak
2020 | 2 | 27 | 2020-02-27 | 9 | 0 | 0 | 0 | [6 empty] | 0 | 0 | 1 | 0 | Off Peak | 0 | 1 | 0 | Semi-Peak | 0 | 1 | Off Peak | 0 | 1 | Off Peak | 0 | 1 | 0 | Off Peak | 0 | 1 | 0 | Off Peak | 0 | 1 | 0 | Off Peak
2020 | 2 | 27 | 2020-02-27 | 10 | 0 | 0 | 0 | [6 empty] | 0 | 0 | 1 | 0 | Off Peak | 0 | 1 | 0 | Semi-Peak | 0 | 1 | Off Peak | 0 | 1 | Off Peak | 0 | 1 | 0 | Off Peak | 0 | 1 | 0 | Off Peak | 0 | 1 | 0 | Off Peak
2020 | 2 | 27 | 2020-02-27 | 11 | 0 | 0 | 0 | [6 empty] | 0 | 0 | 1 | 0 | Off Peak | 0 | 1 | 0 | Semi-Peak | 0 | 1 | Off Peak | 0 | 1 | Off Peak | 0 | 1 | 0 | Off Peak | 0 | 1 | 0 | Off Peak | 0 | 1 | 0 | Off Peak
2020 | 2 | 27 | 2020-02-27 | 12 | 0 | 0 | 0 | [6 empty] | 0 | 0 | 1 | 0 | Off Peak | 0 | 1 | 0 | Semi-Peak | 0 | 1 | Off Peak | 0 | 1 | Off Peak | 0 | 1 | 0 | Off Peak | 0 | 1 | 0 | Off Peak | 0 | 1 | 0 | Off Peak
2020 | 2 | 27 | 2020-02-27 | 13 | 0 | 0 | 0 | [6 empty] | 0 | 0 | 1 | 0 | Off Peak | 0 | 1 | 0 | Semi-Peak | 0 | 1 | Off Peak | 1 | 0 | On Peak | 0 | 1 | 0 | Off Peak | 1 | 0 | 0 | On Peak | 0 | 1 | 0 | Off Peak
2020 | 2 | 27 | 2020-02-27 | 14 | 0 | 0 | 0 | [6 empty] | 0 | 0 | 1 | 0 | Off Peak | 0 | 1 | 0 | Semi-Peak | 0 | 1 | Off Peak | 1 | 0 | On Peak | 0 | 1 | 0 | Off Peak | 1 | 0 | 0 | On Peak | 0 | 1 | 0 | Off Peak
2020 | 2 | 27 | 2020-02-27 | 15 | 0 | 0 | 0 | [6 empty] | 0 | 0 | 1 | 0 | Off Peak | 0 | 1 | 0 | Semi-Peak | 0 | 1 | Off Peak | 1 | 0 | On Peak | 0 | 1 | 0 | Off Peak | 1 | 0 | 0 | On Peak | 0 | 1 | 0 | Off Peak
2020 | 2 | 27 | 2020-02-27 | 16 | 0 | 0 | 0 | [6 empty] | 0 | 0 | 1 | 0 | Off Peak | 0 | 1 | 0 | Semi-Peak | 0 | 1 | Off Peak | 1 | 0 | On Peak | 0 | 1 | 0 | Off Peak | 1 | 0 | 0 | On Peak | 0 | 1 | 0 | Off Peak
2020 | 2 | 27 | 2020-02-27 | 17 | 0 | 0 | 0 | [6 empty] | 0 | 1 | 0 | 0 | On Peak | 0 | 1 | 0 | Semi-Peak | 1 | 0 | On Peak | 1 | 0 | On Peak | 0 | 1 | 0 | Off Peak | 1 | 0 | 0 | On Peak | 0 | 1 | 0 | Off Peak
2020 | 2 | 27 | 2020-02-27 | 18 | 0 | 0 | 0 | [6 empty] | 0 | 1 | 0 | 0 | On Peak | 1 | 0 | 0 | On Peak | 1 | 0 | On Peak | 1 | 0 | On Peak | 0 | 1 | 0 | Off Peak | 1 | 0 | 0 | On Peak | 0 | 1 | 0 | Off Peak
2020 | 2 | 27 | 2020-02-27 | 19 | 0 | 0 | 0 | [6 empty] | 0 | 1 | 0 | 0 | On Peak | 1 | 0 | 0 | On Peak | 1 | 0 | On Peak | 0 | 1 | Off Peak | 0 | 0 | 1 | Super Off Peak | 1 | 0 | 0 | On Peak | 0 | 1 | 0 | Off Peak
2020 | 2 | 27 | 2020-02-27 | 20 | 0 | 0 | 0 | [6 empty] | 0 | 1 | 0 | 0 | On Peak | 1 | 0 | 0 | On Peak | 1 | 0 | On Peak | 0 | 1 | Off Peak | 0 | 0 | 1 | Super Off Peak | 1 | 0 | 0 | On Peak | 1 | 0 | 0 | On Peak
2020 | 2 | 27 | 2020-02-27 | 21 | 0 | 0 | 0 | [6 empty] | 0 | 1 | 0 | 0 | On Peak | 0 | 1 | 0 | Semi-Peak | 1 | 0 | On Peak | 0 | 1 | Off Peak | 0 | 0 | 1 | Super Off Peak | 0 | 1 | 0 | Off Peak | 1 | 0 | 0 | On Peak
2020 | 2 | 27 | 2020-02-27 | 22 | 0 | 0 | 0 | [6 empty] | 0 | 0 | 1 | 0 | Off Peak | 0 | 1 | 0 | Semi-Peak | 0 | 1 | Off Peak | 0 | 1 | Off Peak | 0 | 0 | 1 | Super Off Peak | 0 | 1 | 0 | Off Peak | 1 | 0 | 0 | On Peak
2020 | 2 | 27 | 2020-02-27 | 23 | 0 | 0 | 0 | [6 empty] | 0 | 0 | 1 | 0 | Off Peak | 0 | 0 | 1 | Off Peak | 0 | 1 | Off Peak | 0 | 1 | Off Peak | 0 | 0 | 1 | Super Off Peak | 0 | 1 | 0 | Off Peak | 1 | 0 | 0 | On Peak
2020 | 2 | 27 | 2020-02-27 | 24 | 0 | 0 | 0 | [6 empty] | 0 | 0 | 1 | 0 | Off Peak | 0 | 0 | 1 | Off Peak | 0 | 1 | Off Peak | 0 | 1 | Off Peak | 0 | 0 | 1 | Super Off Peak | 0 | 1 | 0 | Off Peak | 1 | 0 | 0 | On Peak
2020 | 2 | 28 | 2020-02-28 | 1 | 0 | 0 | 0 | [6 empty] | 0 | 0 | 0 | 1 | Super Off Peak | 0 | 0 | 1 | Off Peak | 0 | 1 | Off Peak | 0 | 1 | Off Peak | 0 | 0 | 1 | Super Off Peak | 0 | 0 | 1 | Super Off Peak | 0 | 0 | 1 | Super Off Peak
2020 | 2 | 28 | 2020-02-28 | 2 | 0 | 0 | 0 | [6 empty] | 0 | 0 | 0 | 1 | Super Off Peak | 0 | 0 | 1 | Off Peak | 0 | 1 | Off Peak | 0 | 1 | Off Peak | 0 | 0 | 1 | Super Off Peak | 0 | 0 | 1 | Super Off Peak | 0 | 0 | 1 | Super Off Peak
2020 | 2 | 28 | 2020-02-28 | 3 | 0 | 0 | 0 | [6 empty] | 0 | 0 | 0 | 1 | Super Off Peak | 0 | 0 | 1 | Off Peak | 0 | 1 | Off Peak | 0 | 1 | Off Peak | 0 | 0 | 1 | Super Off Peak | 0 | 0 | 1 | Super Off Peak | 0 | 0 | 1 | Super Off Peak
2020 | 2 | 28 | 2020-02-28 | 4 | 0 | 0 | 0 | [6 empty] | 0 | 0 | 0 | 1 | Super Off Peak | 0 | 0 | 1 | Off Peak | 0 | 1 | Off Peak | 0 | 1 | Off Peak | 0 | 0 | 1 | Super Off Peak | 0 | 0 | 1 | Super Off Peak | 0 | 0 | 1 | Super Off Peak
2020 | 2 | 28 | 2020-02-28 | 5 | 0 | 0 | 0 | [6 empty] | 0 | 0 | 0 | 1 | Super Off Peak | 0 | 0 | 1 | Off Peak | 0 | 1 | Off Peak | 0 | 1 | Off Peak | 0 | 0 | 1 | Super Off Peak | 0 | 0 | 1 | Super Off Peak | 0 | 0 | 1 | Super Off Peak
2020 | 2 | 28 | 2020-02-28 | 6 | 0 | 0 | 0 | [6 empty] | 0 | 0 | 0 | 1 | Super Off Peak | 0 | 0 | 1 | Off Peak | 0 | 1 | Off Peak | 0 | 1 | Off Peak | 0 | 0 | 1 | Super Off Peak | 0 | 1 | 0 | Off Peak | 0 | 1 | 0 | Off Peak
2020 | 2 | 28 | 2020-02-28 | 7 | 0 | 0 | 0 | [6 empty] | 0 | 0 | 1 | 0 | Off Peak | 0 | 1 | 0 | Semi-Peak | 0 | 1 | Off Peak | 0 | 1 | Off Peak | 0 | 1 | 0 | Off Peak | 0 | 1 | 0 | Off Peak | 0 | 1 | 0 | Off Peak
2020 | 2 | 28 | 2020-02-28 | 8 | 0 | 0 | 0 | [6 empty] | 0 | 0 | 1 | 0 | Off Peak | 0 | 1 | 0 | Semi-Peak | 0 | 1 | Off Peak | 0 | 1 | Off Peak | 0 | 1 | 0 | Off Peak | 0 | 1 | 0 | Off Peak | 0 | 1 | 0 | Off Peak
2020 | 2 | 28 | 2020-02-28 | 9 | 0 | 0 | 0 | [6 empty] | 0 | 0 | 1 | 0 | Off Peak | 0 | 1 | 0 | Semi-Peak | 0 | 1 | Off Peak | 0 | 1 | Off Peak | 0 | 1 | 0 | Off Peak | 0 | 1 | 0 | Off Peak | 0 | 1 | 0 | Off Peak
2020 | 2 | 28 | 2020-02-28 | 10 | 0 | 0 | 0 | [6 empty] | 0 | 0 | 1 | 0 | Off Peak | 0 | 1 | 0 | Semi-Peak | 0 | 1 | Off Peak | 0 | 1 | Off Peak | 0 | 1 | 0 | Off Peak | 0 | 1 | 0 | Off Peak | 0 | 1 | 0 | Off Peak
2020 | 2 | 28 | 2020-02-28 | 11 | 0 | 0 | 0 | [6 empty] | 0 | 0 | 1 | 0 | Off Peak | 0 | 1 | 0 | Semi-Peak | 0 | 1 | Off Peak | 0 | 1 | Off Peak | 0 | 1 | 0 | Off Peak | 0 | 1 | 0 | Off Peak | 0 | 1 | 0 | Off Peak
2020 | 2 | 28 | 2020-02-28 | 12 | 0 | 0 | 0 | [6 empty] | 0 | 0 | 1 | 0 | Off Peak | 0 | 1 | 0 | Semi-Peak | 0 | 1 | Off Peak | 0 | 1 | Off Peak | 0 | 1 | 0 | Off Peak | 0 | 1 | 0 | Off Peak | 0 | 1 | 0 | Off Peak
2020 | 2 | 28 | 2020-02-28 | 13 | 0 | 0 | 0 | [6 empty] | 0 | 0 | 1 | 0 | Off Peak | 0 | 1 | 0 | Semi-Peak | 0 | 1 | Off Peak | 1 | 0 | On Peak | 0 | 1 | 0 | Off Peak | 1 | 0 | 0 | On Peak | 0 | 1 | 0 | Off Peak
2020 | 2 | 28 | 2020-02-28 | 14 | 0 | 0 | 0 | [6 empty] | 0 | 0 | 1 | 0 | Off Peak | 0 | 1 | 0 | Semi-Peak | 0 | 1 | Off Peak | 1 | 0 | On Peak | 0 | 1 | 0 | Off Peak | 1 | 0 | 0 | On Peak | 0 | 1 | 0 | Off Peak
2020 | 2 | 28 | 2020-02-28 | 15 | 0 | 0 | 0 | [6 empty] | 0 | 0 | 1 | 0 | Off Peak | 0 | 1 | 0 | Semi-Peak | 0 | 1 | Off Peak | 1 | 0 | On Peak | 0 | 1 | 0 | Off Peak | 1 | 0 | 0 | On Peak | 0 | 1 | 0 | Off Peak
2020 | 2 | 28 | 2020-02-28 | 16 | 0 | 0 | 0 | [6 empty] | 0 | 0 | 1 | 0 | Off Peak | 0 | 1 | 0 | Semi-Peak | 0 | 1 | Off Peak | 1 | 0 | On Peak | 0 | 1 | 0 | Off Peak | 1 | 0 | 0 | On Peak | 0 | 1 | 0 | Off Peak
2020 | 2 | 28 | 2020-02-28 | 17 | 0 | 0 | 0 | [6 empty] | 0 | 1 | 0 | 0 | On Peak | 0 | 1 | 0 | Semi-Peak | 1 | 0 | On Peak | 1 | 0 | On Peak | 0 | 1 | 0 | Off Peak | 1 | 0 | 0 | On Peak | 0 | 1 | 0 | Off Peak
2020 | 2 | 28 | 2020-02-28 | 18 | 0 | 0 | 0 | [6 empty] | 0 | 1 | 0 | 0 | On Peak | 1 | 0 | 0 | On Peak | 1 | 0 | On Peak | 1 | 0 | On Peak | 0 | 1 | 0 | Off Peak | 1 | 0 | 0 | On Peak | 0 | 1 | 0 | Off Peak
2020 | 2 | 28 | 2020-02-28 | 19 | 0 | 0 | 0 | [6 empty] | 0 | 1 | 0 | 0 | On Peak | 1 | 0 | 0 | On Peak | 1 | 0 | On Peak | 0 | 1 | Off Peak | 0 | 0 | 1 | Super Off Peak | 1 | 0 | 0 | On Peak | 0 | 1 | 0 | Off Peak
2020 | 2 | 28 | 2020-02-28 | 20 | 0 | 0 | 0 | [6 empty] | 0 | 1 | 0 | 0 | On Peak | 1 | 0 | 0 | On Peak | 1 | 0 | On Peak | 0 | 1 | Off Peak | 0 | 0 | 1 | Super Off Peak | 1 | 0 | 0 | On Peak | 1 | 0 | 0 | On Peak
2020 | 2 | 28 | 2020-02-28 | 21 | 0 | 0 | 0 | [6 empty] | 0 | 1 | 0 | 0 | On Peak | 0 | 1 | 0 | Semi-Peak | 1 | 0 | On Peak | 0 | 1 | Off Peak | 0 | 0 | 1 | Super Off Peak | 0 | 1 | 0 | Off Peak | 1 | 0 | 0 | On Peak
2020 | 2 | 28 | 2020-02-28 | 22 | 0 | 0 | 0 | [6 empty] | 0 | 0 | 1 | 0 | Off Peak | 0 | 1 | 0 | Semi-Peak | 0 | 1 | Off Peak | 0 | 1 | Off Peak | 0 | 0 | 1 | Super Off Peak | 0 | 1 | 0 | Off Peak | 1 | 0 | 0 | On Peak
2020 | 2 | 28 | 2020-02-28 | 23 | 0 | 0 | 0 | [6 empty] | 0 | 0 | 1 | 0 | Off Peak | 0 | 0 | 1 | Off Peak | 0 | 1 | Off Peak | 0 | 1 | Off Peak | 0 | 0 | 1 | Super Off Peak | 0 | 1 | 0 | Off Peak | 1 | 0 | 0 | On Peak
2020 | 2 | 28 | 2020-02-28 | 24 | 0 | 0 | 0 | [6 empty] | 0 | 0 | 1 | 0 | Off Peak | 0 | 0 | 1 | Off Peak | 0 | 1 | Off Peak | 0 | 1 | Off Peak | 0 | 0 | 1 | Super Off Peak | 0 | 1 | 0 | Off Peak | 1 | 0 | 0 | On Peak
2020 | 2 | 29 | 2020-02-29 | 1 | 0 | 1 | 0 | [6 empty] | 0 | 0 | 0 | 1 | Super Off Peak | 0 | 0 | 1 | Off Peak | 0 | 1 | Off Peak | 0 | 1 | Off Peak | 0 | 0 | 1 | Super Off Peak | 0 | 0 | 1 | Super Off Peak | 0 | 0 | 1 | Super Off Peak
2020 | 2 | 29 | 2020-02-29 | 2 | 0 | 1 | 0 | [6 empty] | 0 | 0 | 0 | 1 | Super Off Peak | 0 | 0 | 1 | Off Peak | 0 | 1 | Off Peak | 0 | 1 | Off Peak | 0 | 0 | 1 | Super Off Peak | 0 | 0 | 1 | Super Off Peak | 0 | 0 | 1 | Super Off Peak
2020 | 2 | 29 | 2020-02-29 | 3 | 0 | 1 | 0 | [6 empty] | 0 | 0 | 0 | 1 | Super Off Peak | 0 | 0 | 1 | Off Peak | 0 | 1 | Off Peak | 0 | 1 | Off Peak | 0 | 0 | 1 | Super Off Peak | 0 | 0 | 1 | Super Off Peak | 0 | 0 | 1 | Super Off Peak
2020 | 2 | 29 | 2020-02-29 | 4 | 0 | 1 | 0 | [6 empty] | 0 | 0 | 0 | 1 | Super Off Peak | 0 | 0 | 1 | Off Peak | 0 | 1 | Off Peak | 0 | 1 | Off Peak | 0 | 0 | 1 | Super Off Peak | 0 | 0 | 1 | Super Off Peak | 0 | 0 | 1 | Super Off Peak
2020 | 2 | 29 | 2020-02-29 | 5 | 0 | 1 | 0 | [6 empty] | 0 | 0 | 0 | 1 | Super Off Peak | 0 | 0 | 1 | Off Peak | 0 | 1 | Off Peak | 0 | 1 | Off Peak | 0 | 0 | 1 | Super Off Peak | 0 | 0 | 1 | Super Off Peak | 0 | 0 | 1 | Super Off Peak
2020 | 2 | 29 | 2020-02-29 | 6 | 0 | 1 | 0 | [6 empty] | 0 | 0 | 0 | 1 | Super Off Peak | 0 | 0 | 1 | Off Peak | 0 | 1 | Off Peak | 0 | 1 | Off Peak | 0 | 0 | 1 | Super Off Peak | 0 | 1 | 0 | Off Peak | 0 | 1 | 0 | Off Peak
2020 | 2 | 29 | 2020-02-29 | 7 | 0 | 1 | 0 | [6 empty] | 0 | 0 | 0 | 1 | Super Off Peak | 0 | 0 | 1 | Off Peak | 0 | 1 | Off Peak | 0 | 1 | Off Peak | 0 | 0 | 1 | Super Off Peak | 0 | 1 | 0 | Off Peak | 0 | 1 | 0 | Off Peak
2020 | 2 | 29 | 2020-02-29 | 8 | 0 | 1 | 0 | [6 empty] | 0 | 0 | 0 | 1 | Super Off Peak | 0 | 0 | 1 | Off Peak | 0 | 1 | Off Peak | 0 | 1 | Off Peak | 0 | 0 | 1 | Super Off Peak | 0 | 1 | 0 | Off Peak | 0 | 1 | 0 | Off Peak
2020 | 2 | 29 | 2020-02-29 | 9 | 0 | 1 | 0 | [6 empty] | 0 | 0 | 0 | 1 | Super Off Peak | 0 | 0 | 1 | Off Peak | 0 | 1 | Off Peak | 0 | 1 | Off Peak | 0 | 0 | 1 | Super Off Peak | 0 | 1 | 0 | Off Peak | 0 | 1 | 0 | Off Peak
2020 | 2 | 29 | 2020-02-29 | 10 | 0 | 1 | 0 | [6 empty] | 0 | 0 | 0 | 1 | Super Off Peak | 0 | 0 | 1 | Off Peak | 0 | 1 | Off Peak | 0 | 1 | Off Peak | 0 | 0 | 1 | Super Off Peak | 0 | 1 | 0 | Off Peak | 0 | 1 | 0 | Off Peak
2020 | 2 | 29 | 2020-02-29 | 11 | 0 | 1 | 0 | [6 empty] | 0 | 0 | 0 | 1 | Super Off Peak | 0 | 0 | 1 | Off Peak | 0 | 1 | Off Peak | 0 | 1 | Off Peak | 0 | 0 | 1 | Super Off Peak | 0 | 1 | 0 | Off Peak | 0 | 1 | 0 | Off Peak
2020 | 2 | 29 | 2020-02-29 | 12 | 0 | 1 | 0 | [6 empty] | 0 | 0 | 0 | 1 | Super Off Peak | 0 | 0 | 1 | Off Peak | 0 | 1 | Off Peak | 0 | 1 | Off Peak | 0 | 0 | 1 | Super Off Peak | 0 | 1 | 0 | Off Peak | 0 | 1 | 0 | Off Peak
2020 | 2 | 29 | 2020-02-29 | 13 | 0 | 1 | 0 | [6 empty] | 0 | 0 | 0 | 1 | Super Off Peak | 0 | 0 | 1 | Off Peak | 0 | 1 | Off Peak | 0 | 1 | Off Peak | 0 | 0 | 1 | Super Off Peak | 1 | 0 | 0 | On Peak | 0 | 1 | 0 | Off Peak
2020 | 2 | 29 | 2020-02-29 | 14 | 0 | 1 | 0 | [6 empty] | 0 | 0 | 0 | 1 | Super Off Peak | 0 | 0 | 1 | Off Peak | 0 | 1 | Off Peak | 0 | 1 | Off Peak | 0 | 0 | 1 | Super Off Peak | 1 | 0 | 0 | On Peak | 0 | 1 | 0 | Off Peak
2020 | 2 | 29 | 2020-02-29 | 15 | 0 | 1 | 0 | [6 empty] | 0 | 0 | 1 | 0 | Off Peak | 0 | 0 | 1 | Off Peak | 0 | 1 | Off Peak | 0 | 1 | Off Peak | 0 | 0 | 1 | Super Off Peak | 1 | 0 | 0 | On Peak | 0 | 1 | 0 | Off Peak
2020 | 2 | 29 | 2020-02-29 | 16 | 0 | 1 | 0 | [6 empty] | 0 | 0 | 1 | 0 | Off Peak | 0 | 0 | 1 | Off Peak | 0 | 1 | Off Peak | 0 | 1 | Off Peak | 0 | 0 | 1 | Super Off Peak | 1 | 0 | 0 | On Peak | 0 | 1 | 0 | Off Peak
2020 | 2 | 29 | 2020-02-29 | 17 | 0 | 1 | 0 | [6 empty] | 0 | 1 | 0 | 0 | On Peak | 0 | 0 | 1 | Off Peak | 0 | 1 | Off Peak | 0 | 1 | Off Peak | 0 | 0 | 1 | Super Off Peak | 1 | 0 | 0 | On Peak | 0 | 1 | 0 | Off Peak
2020 | 2 | 29 | 2020-02-29 | 18 | 0 | 1 | 0 | [6 empty] | 0 | 1 | 0 | 0 | On Peak | 0 | 0 | 1 | Off Peak | 0 | 1 | Off Peak | 0 | 1 | Off Peak | 0 | 0 | 1 | Super Off Peak | 1 | 0 | 0 | On Peak | 0 | 1 | 0 | Off Peak
2020 | 2 | 29 | 2020-02-29 | 19 | 0 | 1 | 0 | [6 empty] | 0 | 1 | 0 | 0 | On Peak | 0 | 0 | 1 | Off Peak | 0 | 1 | Off Peak | 0 | 1 | Off Peak | 0 | 0 | 1 | Super Off Peak | 1 | 0 | 0 | On Peak | 0 | 1 | 0 | Off Peak
2020 | 2 | 29 | 2020-02-29 | 20 | 0 | 1 | 0 | [6 empty] | 0 | 1 | 0 | 0 | On Peak | 0 | 0 | 1 | Off Peak | 0 | 1 | Off Peak | 0 | 1 | Off Peak | 0 | 0 | 1 | Super Off Peak | 1 | 0 | 0 | On Peak | 1 | 0 | 0 | On Peak
2020 | 2 | 29 | 2020-02-29 | 21 | 0 | 1 | 0 | [6 empty] | 0 | 1 | 0 | 0 | On Peak | 0 | 0 | 1 | Off Peak | 0 | 1 | Off Peak | 0 | 1 | Off Peak | 0 | 0 | 1 | Super Off Peak | 0 | 1 | 0 | Off Peak | 1 | 0 | 0 | On Peak
2020 | 2 | 29 | 2020-02-29 | 22 | 0 | 1 | 0 | [6 empty] | 0 | 0 | 1 | 0 | Off Peak | 0 | 0 | 1 | Off Peak | 0 | 1 | Off Peak | 0 | 1 | Off Peak | 0 | 0 | 1 | Super Off Peak | 0 | 1 | 0 | Off Peak | 1 | 0 | 0 | On Peak
2020 | 2 | 29 | 2020-02-29 | 23 | 0 | 1 | 0 | [6 empty] | 0 | 0 | 1 | 0 | Off Peak | 0 | 0 | 1 | Off Peak | 0 | 1 | Off Peak | 0 | 1 | Off Peak | 0 | 0 | 1 | Super Off Peak | 0 | 1 | 0 | Off Peak | 1 | 0 | 0 | On Peak
2020 | 2 | 29 | 2020-02-29 | 24 | 0 | 1 | 0 | [6 empty] | 0 | 0 | 1 | 0 | Off Peak | 0 | 0 | 1 | Off Peak | 0 | 1 | Off Peak | 0 | 1 | Off Peak | 0 | 0 | 1 | Super Off Peak | 0 | 1 | 0 | Off Peak | 1 | 0 | 0 | On Peak
2020 | 3 | 1 | 2020-03-01 | 1 | 0 | 1 | 0 | [6 empty] | 0 | 0 | 0 | 1 | Super Off Peak | 0 | 0 | 1 | Off Peak | 0 | 1 | Off Peak | 0 | 1 | Off Peak | 0 | 0 | 1 | Super Off Peak | 0 | 0 | 1 | Super Off Peak | 0 | 0 | 1 | Super Off Peak
2020 | 3 | 1 | 2020-03-01 | 2 | 0 | 1 | 0 | [6 empty] | 0 | 0 | 0 | 1 | Super Off Peak | 0 | 0 | 1 | Off Peak | 0 | 1 | Off Peak | 0 | 1 | Off Peak | 0 | 0 | 1 | Super Off Peak | 0 | 0 | 1 | Super Off Peak | 0 | 0 | 1 | Super Off Peak
2020 | 3 | 1 | 2020-03-01 | 3 | 0 | 1 | 0 | [6 empty] | 0 | 0 | 0 | 1 | Super Off Peak | 0 | 0 | 1 | Off Peak | 0 | 1 | Off Peak | 0 | 1 | Off Peak | 0 | 0 | 1 | Super Off Peak | 0 | 0 | 1 | Super Off Peak | 0 | 0 | 1 | Super Off Peak
2020 | 3 | 1 | 2020-03-01 | 4 | 0 | 1 | 0 | [6 empty] | 0 | 0 | 0 | 1 | Super Off Peak | 0 | 0 | 1 | Off Peak | 0 | 1 | Off Peak | 0 | 1 | Off Peak | 0 | 0 | 1 | Super Off Peak | 0 | 0 | 1 | Super Off Peak | 0 | 0 | 1 | Super Off Peak
2020 | 3 | 1 | 2020-03-01 | 5 | 0 | 1 | 0 | [6 empty] | 0 | 0 | 0 | 1 | Super Off Peak | 0 | 0 | 1 | Off Peak | 0 | 1 | Off Peak | 0 | 1 | Off Peak | 0 | 0 | 1 | Super Off Peak | 0 | 0 | 1 | Super Off Peak | 0 | 0 | 1 | Super Off Peak
2020 | 3 | 1 | 2020-03-01 | 6 | 0 | 1 | 0 | [6 empty] | 0 | 0 | 0 | 1 | Super Off Peak | 0 | 0 | 1 | Off Peak | 0 | 1 | Off Peak | 0 | 1 | Off Peak | 0 | 0 | 1 | Super Off Peak | 0 | 1 | 0 | Off Peak | 0 | 1 | 0 | Off Peak
2020 | 3 | 1 | 2020-03-01 | 7 | 0 | 1 | 0 | [6 empty] | 0 | 0 | 0 | 1 | Super Off Peak | 0 | 0 | 1 | Off Peak | 0 | 1 | Off Peak | 0 | 1 | Off Peak | 0 | 0 | 1 | Super Off Peak | 0 | 1 | 0 | Off Peak | 0 | 1 | 0 | Off Peak
2020 | 3 | 1 | 2020-03-01 | 8 | 0 | 1 | 0 | [6 empty] | 0 | 0 | 0 | 1 | Super Off Peak | 0 | 0 | 1 | Off Peak | 0 | 1 | Off Peak | 0 | 1 | Off Peak | 0 | 0 | 1 | Super Off Peak | 0 | 1 | 0 | Off Peak | 0 | 1 | 0 | Off Peak
2020 | 3 | 1 | 2020-03-01 | 9 | 0 | 1 | 0 | [6 empty] | 0 | 0 | 0 | 1 | Super Off Peak | 0 | 0 | 1 | Off Peak | 0 | 1 | Off Peak | 0 | 1 | Off Peak | 0 | 0 | 1 | Super Off Peak | 0 | 1 | 0 | Off Peak | 0 | 1 | 0 | Off Peak
2020 | 3 | 1 | 2020-03-01 | 10 | 0 | 1 | 0 | [6 empty] | 0 | 0 | 0 | 1 | Super Off Peak | 0 | 0 | 1 | Off Peak | 0 | 1 | Off Peak | 0 | 1 | Off Peak | 0 | 0 | 1 | Super Off Peak | 0 | 1 | 0 | Off Peak | 0 | 1 | 0 | Off Peak
2020 | 3 | 1 | 2020-03-01 | 11 | 0 | 1 | 0 | [6 empty] | 0 | 0 | 0 | 1 | Super Off Peak | 0 | 0 | 1 | Off Peak | 0 | 1 | Off Peak | 0 | 1 | Off Peak | 0 | 0 | 1 | Super Off Peak | 0 | 1 | 0 | Off Peak | 0 | 1 | 0 | Off Peak
2020 | 3 | 1 | 2020-03-01 | 12 | 0 | 1 | 0 | [6 empty] | 0 | 0 | 0 | 1 | Super Off Peak | 0 | 0 | 1 | Off Peak | 0 | 1 | Off Peak | 0 | 1 | Off Peak | 0 | 0 | 1 | Super Off Peak | 0 | 1 | 0 | Off Peak | 0 | 1 | 0 | Off Peak
2020 | 3 | 1 | 2020-03-01 | 13 | 0 | 1 | 0 | [6 empty] | 0 | 0 | 0 | 1 | Super Off Peak | 0 | 0 | 1 | Off Peak | 0 | 1 | Off Peak | 0 | 1 | Off Peak | 0 | 0 | 1 | Super Off Peak | 1 | 0 | 0 | On Peak | 0 | 1 | 0 | Off Peak
2020 | 3 | 1 | 2020-03-01 | 14 | 0 | 1 | 0 | [6 empty] | 0 | 0 | 0 | 1 | Super Off Peak | 0 | 0 | 1 | Off Peak | 0 | 1 | Off Peak | 0 | 1 | Off Peak | 0 | 0 | 1 | Super Off Peak | 1 | 0 | 0 | On Peak | 0 | 1 | 0 | Off Peak
2020 | 3 | 1 | 2020-03-01 | 15 | 0 | 1 | 0 | [6 empty] | 0 | 0 | 1 | 0 | Off Peak | 0 | 0 | 1 | Off Peak | 0 | 1 | Off Peak | 0 | 1 | Off Peak | 0 | 0 | 1 | Super Off Peak | 1 | 0 | 0 | On Peak | 0 | 1 | 0 | Off Peak
2020 | 3 | 1 | 2020-03-01 | 16 | 0 | 1 | 0 | [6 empty] | 0 | 0 | 1 | 0 | Off Peak | 0 | 0 | 1 | Off Peak | 0 | 1 | Off Peak | 0 | 1 | Off Peak | 0 | 0 | 1 | Super Off Peak | 1 | 0 | 0 | On Peak | 0 | 1 | 0 | Off Peak
2020 | 3 | 1 | 2020-03-01 | 17 | 0 | 1 | 0 | [6 empty] | 0 | 1 | 0 | 0 | On Peak | 0 | 0 | 1 | Off Peak | 0 | 1 | Off Peak | 0 | 1 | Off Peak | 0 | 0 | 1 | Super Off Peak | 1 | 0 | 0 | On Peak | 0 | 1 | 0 | Off Peak
2020 | 3 | 1 | 2020-03-01 | 18 | 0 | 1 | 0 | [6 empty] | 0 | 1 | 0 | 0 | On Peak | 0 | 0 | 1 | Off Peak | 0 | 1 | Off Peak | 0 | 1 | Off Peak | 0 | 0 | 1 | Super Off Peak | 1 | 0 | 0 | On Peak | 0 | 1 | 0 | Off Peak
2020 | 3 | 1 | 2020-03-01 | 19 | 0 | 1 | 0 | [6 empty] | 0 | 1 | 0 | 0 | On Peak | 0 | 0 | 1 | Off Peak | 0 | 1 | Off Peak | 0 | 1 | Off Peak | 0 | 0 | 1 | Super Off Peak | 1 | 0 | 0 | On Peak | 0 | 1 | 0 | Off Peak
2020 | 3 | 1 | 2020-03-01 | 20 | 0 | 1 | 0 | [6 empty] | 0 | 1 | 0 | 0 | On Peak | 0 | 0 | 1 | Off Peak | 0 | 1 | Off Peak | 0 | 1 | Off Peak | 0 | 0 | 1 | Super Off Peak | 1 | 0 | 0 | On Peak | 1 | 0 | 0 | On Peak
2020 | 3 | 1 | 2020-03-01 | 21 | 0 | 1 | 0 | [6 empty] | 0 | 1 | 0 | 0 | On Peak | 0 | 0 | 1 | Off Peak | 0 | 1 | Off Peak | 0 | 1 | Off Peak | 0 | 0 | 1 | Super Off Peak | 0 | 1 | 0 | Off Peak | 1 | 0 | 0 | On Peak
2020 | 3 | 1 | 2020-03-01 | 22 | 0 | 1 | 0 | [6 empty] | 0 | 0 | 1 | 0 | Off Peak | 0 | 0 | 1 | Off Peak | 0 | 1 | Off Peak | 0 | 1 | Off Peak | 0 | 0 | 1 | Super Off Peak | 0 | 1 | 0 | Off Peak | 1 | 0 | 0 | On Peak
2020 | 3 | 1 | 2020-03-01 | 23 | 0 | 1 | 0 | [6 empty] | 0 | 0 | 1 | 0 | Off Peak | 0 | 0 | 1 | Off Peak | 0 | 1 | Off Peak | 0 | 1 | Off Peak | 0 | 0 | 1 | Super Off Peak | 0 | 1 | 0 | Off Peak | 1 | 0 | 0 | On Peak
2020 | 3 | 1 | 2020-03-01 | 24 | 0 | 1 | 0 | [6 empty] | 0 | 0 | 1 | 0 | Off Peak | 0 | 0 | 1 | Off Peak | 0 | 1 | Off Peak | 0 | 1 | Off Peak | 0 | 0 | 1 | Super Off Peak | 0 | 1 | 0 | Off Peak | 1 | 0 | 0 | On Peak
2020 | 3 | 2 | 2020-03-02 | 1 | 0 | 0 | 0 | [6 empty] | 0 | 0 | 0 | 1 | Super Off Peak | 0 | 0 | 1 | Off Peak | 0 | 1 | Off Peak | 0 | 1 | Off Peak | 0 | 0 | 1 | Super Off Peak | 0 | 0 | 1 | Super Off Peak | 0 | 0 | 1 | Super Off Peak
2020 | 3 | 2 | 2020-03-02 | 2 | 0 | 0 | 0 | [6 empty] | 0 | 0 | 0 | 1 | Super Off Peak | 0 | 0 | 1 | Off Peak | 0 | 1 | Off Peak | 0 | 1 | Off Peak | 0 | 0 | 1 | Super Off Peak | 0 | 0 | 1 | Super Off Peak | 0 | 0 | 1 | Super Off Peak
2020 | 3 | 2 | 2020-03-02 | 3 | 0 | 0 | 0 | [6 empty] | 0 | 0 | 0 | 1 | Super Off Peak | 0 | 0 | 1 | Off Peak | 0 | 1 | Off Peak | 0 | 1 | Off Peak | 0 | 0 | 1 | Super Off Peak | 0 | 0 | 1 | Super Off Peak | 0 | 0 | 1 | Super Off Peak
2020 | 3 | 2 | 2020-03-02 | 4 | 0 | 0 | 0 | [6 empty] | 0 | 0 | 0 | 1 | Super Off Peak | 0 | 0 | 1 | Off Peak | 0 | 1 | Off Peak | 0 | 1 | Off Peak | 0 | 0 | 1 | Super Off Peak | 0 | 0 | 1 | Super Off Peak | 0 | 0 | 1 | Super Off Peak
2020 | 3 | 2 | 2020-03-02 | 5 | 0 | 0 | 0 | [6 empty] | 0 | 0 | 0 | 1 | Super Off Peak | 0 | 0 | 1 | Off Peak | 0 | 1 | Off Peak | 0 | 1 | Off Peak | 0 | 0 | 1 | Super Off Peak | 0 | 0 | 1 | Super Off Peak | 0 | 0 | 1 | Super Off Peak
2020 | 3 | 2 | 2020-03-02 | 6 | 0 | 0 | 0 | [6 empty] | 0 | 0 | 0 | 1 | Super Off Peak | 0 | 0 | 1 | Off Peak | 0 | 1 | Off Peak | 0 | 1 | Off Peak | 0 | 0 | 1 | Super Off Peak | 0 | 1 | 0 | Off Peak | 0 | 1 | 0 | Off Peak
2020 | 3 | 2 | 2020-03-02 | 7 | 0 | 0 | 0 | [6 empty] | 0 | 0 | 1 | 0 | Off Peak | 0 | 1 | 0 | Semi-Peak | 0 | 1 | Off Peak | 0 | 1 | Off Peak | 0 | 1 | 0 | Off Peak | 0 | 1 | 0 | Off Peak | 0 | 1 | 0 | Off Peak
2020 | 3 | 2 | 2020-03-02 | 8 | 0 | 0 | 0 | [6 empty] | 0 | 0 | 1 | 0 | Off Peak | 0 | 1 | 0 | Semi-Peak | 0 | 1 | Off Peak | 0 | 1 | Off Peak | 0 | 1 | 0 | Off Peak | 0 | 1 | 0 | Off Peak | 0 | 1 | 0 | Off Peak
2020 | 3 | 2 | 2020-03-02 | 9 | 0 | 0 | 0 | [6 empty] | 0 | 0 | 1 | 0 | Off Peak | 0 | 1 | 0 | Semi-Peak | 0 | 1 | Off Peak | 0 | 1 | Off Peak | 0 | 1 | 0 | Off Peak | 0 | 1 | 0 | Off Peak | 0 | 1 | 0 | Off Peak
2020 | 3 | 2 | 2020-03-02 | 10 | 0 | 0 | 0 | [6 empty] | 0 | 0 | 1 | 0 | Off Peak | 0 | 1 | 0 | Semi-Peak | 0 | 1 | Off Peak | 0 | 1 | Off Peak | 0 | 1 | 0 | Off Peak | 0 | 1 | 0 | Off Peak | 0 | 1 | 0 | Off Peak
2020 | 3 | 2 | 2020-03-02 | 11 | 0 | 0 | 0 | [6 empty] | 0 | 0 | 0 | 1 | Super Off Peak | 0 | 1 | 0 | Semi-Peak | 0 | 1 | Off Peak | 0 | 1 | Off Peak | 0 | 1 | 0 | Off Peak | 0 | 1 | 0 | Off Peak | 0 | 1 | 0 | Off Peak
2020 | 3 | 2 | 2020-03-02 | 12 | 0 | 0 | 0 | [6 empty] | 0 | 0 | 0 | 1 | Super Off Peak | 0 | 1 | 0 | Semi-Peak | 0 | 1 | Off Peak | 0 | 1 | Off Peak | 0 | 1 | 0 | Off Peak | 0 | 1 | 0 | Off Peak | 0 | 1 | 0 | Off Peak
2020 | 3 | 2 | 2020-03-02 | 13 | 0 | 0 | 0 | [6 empty] | 0 | 0 | 0 | 1 | Super Off Peak | 0 | 1 | 0 | Semi-Peak | 0 | 1 | Off Peak | 1 | 0 | On Peak | 0 | 1 | 0 | Off Peak | 1 | 0 | 0 | On Peak | 0 | 1 | 0 | Off Peak
2020 | 3 | 2 | 2020-03-02 | 14 | 0 | 0 | 0 | [6 empty] | 0 | 0 | 0 | 1 | Super Off Peak | 0 | 1 | 0 | Semi-Peak | 0 | 1 | Off Peak | 1 | 0 | On Peak | 0 | 1 | 0 | Off Peak | 1 | 0 | 0 | On Peak | 0 | 1 | 0 | Off Peak
2020 | 3 | 2 | 2020-03-02 | 15 | 0 | 0 | 0 | [6 empty] | 0 | 0 | 1 | 0 | Off Peak | 0 | 1 | 0 | Semi-Peak | 0 | 1 | Off Peak | 1 | 0 | On Peak | 0 | 1 | 0 | Off Peak | 1 | 0 | 0 | On Peak | 0 | 1 | 0 | Off Peak
2020 | 3 | 2 | 2020-03-02 | 16 | 0 | 0 | 0 | [6 empty] | 0 | 0 | 1 | 0 | Off Peak | 0 | 1 | 0 | Semi-Peak | 0 | 1 | Off Peak | 1 | 0 | On Peak | 0 | 1 | 0 | Off Peak | 1 | 0 | 0 | On Peak | 0 | 1 | 0 | Off Peak
2020 | 3 | 2 | 2020-03-02 | 17 | 0 | 0 | 0 | [6 empty] | 0 | 1 | 0 | 0 | On Peak | 0 | 1 | 0 | Semi-Peak | 1 | 0 | On Peak | 1 | 0 | On Peak | 0 | 1 | 0 | Off Peak | 1 | 0 | 0 | On Peak | 0 | 1 | 0 | Off Peak
2020 | 3 | 2 | 2020-03-02 | 18 | 0 | 0 | 0 | [6 empty] | 0 | 1 | 0 | 0 | On Peak | 1 | 0 | 0 | On Peak | 1 | 0 | On Peak | 1 | 0 | On Peak | 0 | 1 | 0 | Off Peak | 1 | 0 | 0 | On Peak | 0 | 1 | 0 | Off Peak
2020 | 3 | 2 | 2020-03-02 | 19 | 0 | 0 | 0 | [6 empty] | 0 | 1 | 0 | 0 | On Peak | 1 | 0 | 0 | On Peak | 1 | 0 | On Peak | 0 | 1 | Off Peak | 0 | 0 | 1 | Super Off Peak | 1 | 0 | 0 | On Peak | 0 | 1 | 0 | Off Peak
2020 | 3 | 2 | 2020-03-02 | 20 | 0 | 0 | 0 | [6 empty] | 0 | 1 | 0 | 0 | On Peak | 1 | 0 | 0 | On Peak | 1 | 0 | On Peak | 0 | 1 | Off Peak | 0 | 0 | 1 | Super Off Peak | 1 | 0 | 0 | On Peak | 1 | 0 | 0 | On Peak
2020 | 3 | 2 | 2020-03-02 | 21 | 0 | 0 | 0 | [6 empty] | 0 | 1 | 0 | 0 | On Peak | 0 | 1 | 0 | Semi-Peak | 1 | 0 | On Peak | 0 | 1 | Off Peak | 0 | 0 | 1 | Super Off Peak | 0 | 1 | 0 | Off Peak | 1 | 0 | 0 | On Peak
2020 | 3 | 2 | 2020-03-02 | 22 | 0 | 0 | 0 | [6 empty] | 0 | 0 | 1 | 0 | Off Peak | 0 | 1 | 0 | Semi-Peak | 0 | 1 | Off Peak | 0 | 1 | Off Peak | 0 | 0 | 1 | Super Off Peak | 0 | 1 | 0 | Off Peak | 1 | 0 | 0 | On Peak
2020 | 3 | 2 | 2020-03-02 | 23 | 0 | 0 | 0 | [6 empty] | 0 | 0 | 1 | 0 | Off Peak | 0 | 0 | 1 | Off Peak | 0 | 1 | Off Peak | 0 | 1 | Off Peak | 0 | 0 | 1 | Super Off Peak | 0 | 1 | 0 | Off Peak | 1 | 0 | 0 | On Peak
2020 | 3 | 2 | 2020-03-02 | 24 | 0 | 0 | 0 | [6 empty] | 0 | 0 | 1 | 0 | Off Peak | 0 | 0 | 1 | Off Peak | 0 | 1 | Off Peak | 0 | 1 | Off Peak | 0 | 0 | 1 | Super Off Peak | 0 | 1 | 0 | Off Peak | 1 | 0 | 0 | On Peak
2020 | 3 | 3 | 2020-03-03 | 1 | 0 | 0 | 0 | [6 empty] | 0 | 0 | 0 | 1 | Super Off Peak | 0 | 0 | 1 | Off Peak | 0 | 1 | Off Peak | 0 | 1 | Off Peak | 0 | 0 | 1 | Super Off Peak | 0 | 0 | 1 | Super Off Peak | 0 | 0 | 1 | Super Off Peak
2020 | 3 | 3 | 2020-03-03 | 2 | 0 | 0 | 0 | [6 empty] | 0 | 0 | 0 | 1 | Super Off Peak | 0 | 0 | 1 | Off Peak | 0 | 1 | Off Peak | 0 | 1 | Off Peak | 0 | 0 | 1 | Super Off Peak | 0 | 0 | 1 | Super Off Peak | 0 | 0 | 1 | Super Off Peak
2020 | 3 | 3 | 2020-03-03 | 3 | 0 | 0 | 0 | [6 empty] | 0 | 0 | 0 | 1 | Super Off Peak | 0 | 0 | 1 | Off Peak | 0 | 1 | Off Peak | 0 | 1 | Off Peak | 0 | 0 | 1 | Super Off Peak | 0 | 0 | 1 | Super Off Peak | 0 | 0 | 1 | Super Off Peak
2020 | 3 | 3 | 2020-03-03 | 4 | 0 | 0 | 0 | [6 empty] | 0 | 0 | 0 | 1 | Super Off Peak | 0 | 0 | 1 | Off Peak | 0 | 1 | Off Peak | 0 | 1 | Off Peak | 0 | 0 | 1 | Super Off Peak | 0 | 0 | 1 | Super Off Peak | 0 | 0 | 1 | Super Off Peak
2020 | 3 | 3 | 2020-03-03 | 5 | 0 | 0 | 0 | [6 empty] | 0 | 0 | 0 | 1 | Super Off Peak | 0 | 0 | 1 | Off Peak | 0 | 1 | Off Peak | 0 | 1 | Off Peak | 0 | 0 | 1 | Super Off Peak | 0 | 0 | 1 | Super Off Peak | 0 | 0 | 1 | Super Off Peak
2020 | 3 | 3 | 2020-03-03 | 6 | 0 | 0 | 0 | [6 empty] | 0 | 0 | 0 | 1 | Super Off Peak | 0 | 0 | 1 | Off Peak | 0 | 1 | Off Peak | 0 | 1 | Off Peak | 0 | 0 | 1 | Super Off Peak | 0 | 1 | 0 | Off Peak | 0 | 1 | 0 | Off Peak
2020 | 3 | 3 | 2020-03-03 | 7 | 0 | 0 | 0 | [6 empty] | 0 | 0 | 1 | 0 | Off Peak | 0 | 1 | 0 | Semi-Peak | 0 | 1 | Off Peak | 0 | 1 | Off Peak | 0 | 1 | 0 | Off Peak | 0 | 1 | 0 | Off Peak | 0 | 1 | 0 | Off Peak
2020 | 3 | 3 | 2020-03-03 | 8 | 0 | 0 | 0 | [6 empty] | 0 | 0 | 1 | 0 | Off Peak | 0 | 1 | 0 | Semi-Peak | 0 | 1 | Off Peak | 0 | 1 | Off Peak | 0 | 1 | 0 | Off Peak | 0 | 1 | 0 | Off Peak | 0 | 1 | 0 | Off Peak
2020 | 3 | 3 | 2020-03-03 | 9 | 0 | 0 | 0 | [6 empty] | 0 | 0 | 1 | 0 | Off Peak | 0 | 1 | 0 | Semi-Peak | 0 | 1 | Off Peak | 0 | 1 | Off Peak | 0 | 1 | 0 | Off Peak | 0 | 1 | 0 | Off Peak | 0 | 1 | 0 | Off Peak
2020 | 3 | 3 | 2020-03-03 | 10 | 0 | 0 | 0 | [6 empty] | 0 | 0 | 1 | 0 | Off Peak | 0 | 1 | 0 | Semi-Peak | 0 | 1 | Off Peak | 0 | 1 | Off Peak | 0 | 1 | 0 | Off Peak | 0 | 1 | 0 | Off Peak | 0 | 1 | 0 | Off Peak
2020 | 3 | 3 | 2020-03-03 | 11 | 0 | 0 | 0 | [6 empty] | 0 | 0 | 0 | 1 | Super Off Peak | 0 | 1 | 0 | Semi-Peak | 0 | 1 | Off Peak | 0 | 1 | Off Peak | 0 | 1 | 0 | Off Peak | 0 | 1 | 0 | Off Peak | 0 | 1 | 0 | Off Peak
2020 | 3 | 3 | 2020-03-03 | 12 | 0 | 0 | 0 | [6 empty] | 0 | 0 | 0 | 1 | Super Off Peak | 0 | 1 | 0 | Semi-Peak | 0 | 1 | Off Peak | 0 | 1 | Off Peak | 0 | 1 | 0 | Off Peak | 0 | 1 | 0 | Off Peak | 0 | 1 | 0 | Off Peak
2020 | 3 | 3 | 2020-03-03 | 13 | 0 | 0 | 0 | [6 empty] | 0 | 0 | 0 | 1 | Super Off Peak | 0 | 1 | 0 | Semi-Peak | 0 | 1 | Off Peak | 1 | 0 | On Peak | 0 | 1 | 0 | Off Peak | 1 | 0 | 0 | On Peak | 0 | 1 | 0 | Off Peak
2020 | 3 | 3 | 2020-03-03 | 14 | 0 | 0 | 0 | [6 empty] | 0 | 0 | 0 | 1 | Super Off Peak | 0 | 1 | 0 | Semi-Peak | 0 | 1 | Off Peak | 1 | 0 | On Peak | 0 | 1 | 0 | Off Peak | 1 | 0 | 0 | On Peak | 0 | 1 | 0 | Off Peak
2020 | 3 | 3 | 2020-03-03 | 15 | 0 | 0 | 0 | [6 empty] | 0 | 0 | 1 | 0 | Off Peak | 0 | 1 | 0 | Semi-Peak | 0 | 1 | Off Peak | 1 | 0 | On Peak | 0 | 1 | 0 | Off Peak | 1 | 0 | 0 | On Peak | 0 | 1 | 0 | Off Peak
2020 | 3 | 3 | 2020-03-03 | 16 | 0 | 0 | 0 | [6 empty] | 0 | 0 | 1 | 0 | Off Peak | 0 | 1 | 0 | Semi-Peak | 0 | 1 | Off Peak | 1 | 0 | On Peak | 0 | 1 | 0 | Off Peak | 1 | 0 | 0 | On Peak | 0 | 1 | 0 | Off Peak
2020 | 3 | 3 | 2020-03-03 | 17 | 0 | 0 | 0 | [6 empty] | 0 | 1 | 0 | 0 | On Peak | 0 | 1 | 0 | Semi-Peak | 1 | 0 | On Peak | 1 | 0 | On Peak | 0 | 1 | 0 | Off Peak | 1 | 0 | 0 | On Peak | 0 | 1 | 0 | Off Peak
2020 | 3 | 3 | 2020-03-03 | 18 | 0 | 0 | 0 | [6 empty] | 0 | 1 | 0 | 0 | On Peak | 1 | 0 | 0 | On Peak | 1 | 0 | On Peak | 1 | 0 | On Peak | 0 | 1 | 0 | Off Peak | 1 | 0 | 0 | On Peak | 0 | 1 | 0 | Off Peak
2020 | 3 | 3 | 2020-03-03 | 19 | 0 | 0 | 0 | [6 empty] | 0 | 1 | 0 | 0 | On Peak | 1 | 0 | 0 | On Peak | 1 | 0 | On Peak | 0 | 1 | Off Peak | 0 | 0 | 1 | Super Off Peak | 1 | 0 | 0 | On Peak | 0 | 1 | 0 | Off Peak
2020 | 3 | 3 | 2020-03-03 | 20 | 0 | 0 | 0 | [6 empty] | 0 | 1 | 0 | 0 | On Peak | 1 | 0 | 0 | On Peak | 1 | 0 | On Peak | 0 | 1 | Off Peak | 0 | 0 | 1 | Super Off Peak | 1 | 0 | 0 | On Peak | 1 | 0 | 0 | On Peak
2020 | 3 | 3 | 2020-03-03 | 21 | 0 | 0 | 0 | [6 empty] | 0 | 1 | 0 | 0 | On Peak | 0 | 1 | 0 | Semi-Peak | 1 | 0 | On Peak | 0 | 1 | Off Peak | 0 | 0 | 1 | Super Off Peak | 0 | 1 | 0 | Off Peak | 1 | 0 | 0 | On Peak
2020 | 3 | 3 | 2020-03-03 | 22 | 0 | 0 | 0 | [6 empty] | 0 | 0 | 1 | 0 | Off Peak | 0 | 1 | 0 | Semi-Peak | 0 | 1 | Off Peak | 0 | 1 | Off Peak | 0 | 0 | 1 | Super Off Peak | 0 | 1 | 0 | Off Peak | 1 | 0 | 0 | On Peak
2020 | 3 | 3 | 2020-03-03 | 23 | 0 | 0 | 0 | [6 empty] | 0 | 0 | 1 | 0 | Off Peak | 0 | 0 | 1 | Off Peak | 0 | 1 | Off Peak | 0 | 1 | Off Peak | 0 | 0 | 1 | Super Off Peak | 0 | 1 | 0 | Off Peak | 1 | 0 | 0 | On Peak
2020 | 3 | 3 | 2020-03-03 | 24 | 0 | 0 | 0 | [6 empty] | 0 | 0 | 1 | 0 | Off Peak | 0 | 0 | 1 | Off Peak | 0 | 1 | Off Peak | 0 | 1 | Off Peak | 0 | 0 | 1 | Super Off Peak | 0 | 1 | 0 | Off Peak | 1 | 0 | 0 | On Peak
2020 | 3 | 4 | 2020-03-04 | 1 | 0 | 0 | 0 | [6 empty] | 0 | 0 | 0 | 1 | Super Off Peak | 0 | 0 | 1 | Off Peak | 0 | 1 | Off Peak | 0 | 1 | Off Peak | 0 | 0 | 1 | Super Off Peak | 0 | 0 | 1 | Super Off Peak | 0 | 0 | 1 | Super Off Peak
2020 | 3 | 4 | 2020-03-04 | 2 | 0 | 0 | 0 | [6 empty] | 0 | 0 | 0 | 1 | Super Off Peak | 0 | 0 | 1 | Off Peak | 0 | 1 | Off Peak | 0 | 1 | Off Peak | 0 | 0 | 1 | Super Off Peak | 0 | 0 | 1 | Super Off Peak | 0 | 0 | 1 | Super Off Peak
2020 | 3 | 4 | 2020-03-04 | 3 | 0 | 0 | 0 | [6 empty] | 0 | 0 | 0 | 1 | Super Off Peak | 0 | 0 | 1 | Off Peak | 0 | 1 | Off Peak | 0 | 1 | Off Peak | 0 | 0 | 1 | Super Off Peak | 0 | 0 | 1 | Super Off Peak | 0 | 0 | 1 | Super Off Peak
2020 | 3 | 4 | 2020-03-04 | 4 | 0 | 0 | 0 | [6 empty] | 0 | 0 | 0 | 1 | Super Off Peak | 0 | 0 | 1 | Off Peak | 0 | 1 | Off Peak | 0 | 1 | Off Peak | 0 | 0 | 1 | Super Off Peak | 0 | 0 | 1 | Super Off Peak | 0 | 0 | 1 | Super Off Peak
2020 | 3 | 4 | 2020-03-04 | 5 | 0 | 0 | 0 | [6 empty] | 0 | 0 | 0 | 1 | Super Off Peak | 0 | 0 | 1 | Off Peak | 0 | 1 | Off Peak | 0 | 1 | Off Peak | 0 | 0 | 1 | Super Off Peak | 0 | 0 | 1 | Super Off Peak | 0 | 0 | 1 | Super Off Peak
2020 | 3 | 4 | 2020-03-04 | 6 | 0 | 0 | 0 | [6 empty] | 0 | 0 | 0 | 1 | Super Off Peak | 0 | 0 | 1 | Off Peak | 0 | 1 | Off Peak | 0 | 1 | Off Peak | 0 | 0 | 1 | Super Off Peak | 0 | 1 | 0 | Off Peak | 0 | 1 | 0 | Off Peak
2020 | 3 | 4 | 2020-03-04 | 7 | 0 | 0 | 0 | [6 empty] | 0 | 0 | 1 | 0 | Off Peak | 0 | 1 | 0 | Semi-Peak | 0 | 1 | Off Peak | 0 | 1 | Off Peak | 0 | 1 | 0 | Off Peak | 0 | 1 | 0 | Off Peak | 0 | 1 | 0 | Off Peak
2020 | 3 | 4 | 2020-03-04 | 8 | 0 | 0 | 0 | [6 empty] | 0 | 0 | 1 | 0 | Off Peak | 0 | 1 | 0 | Semi-Peak | 0 | 1 | Off Peak | 0 | 1 | Off Peak | 0 | 1 | 0 | Off Peak | 0 | 1 | 0 | Off Peak | 0 | 1 | 0 | Off Peak
2020 | 3 | 4 | 2020-03-04 | 9 | 0 | 0 | 0 | [6 empty] | 0 | 0 | 1 | 0 | Off Peak | 0 | 1 | 0 | Semi-Peak | 0 | 1 | Off Peak | 0 | 1 | Off Peak | 0 | 1 | 0 | Off Peak | 0 | 1 | 0 | Off Peak | 0 | 1 | 0 | Off Peak
2020 | 3 | 4 | 2020-03-04 | 10 | 0 | 0 | 0 | [6 empty] | 0 | 0 | 1 | 0 | Off Peak | 0 | 1 | 0 | Semi-Peak | 0 | 1 | Off Peak | 0 | 1 | Off Peak | 0 | 1 | 0 | Off Peak | 0 | 1 | 0 | Off Peak | 0 | 1 | 0 | Off Peak
2020 | 3 | 4 | 2020-03-04 | 11 | 0 | 0 | 0 | [6 empty] | 0 | 0 | 0 | 1 | Super Off Peak | 0 | 1 | 0 | Semi-Peak | 0 | 1 | Off Peak | 0 | 1 | Off Peak | 0 | 1 | 0 | Off Peak | 0 | 1 | 0 | Off Peak | 0 | 1 | 0 | Off Peak
2020 | 3 | 4 | 2020-03-04 | 12 | 0 | 0 | 0 | [6 empty] | 0 | 0 | 0 | 1 | Super Off Peak | 0 | 1 | 0 | Semi-Peak | 0 | 1 | Off Peak | 0 | 1 | Off Peak | 0 | 1 | 0 | Off Peak | 0 | 1 | 0 | Off Peak | 0 | 1 | 0 | Off Peak
2020 | 3 | 4 | 2020-03-04 | 13 | 0 | 0 | 0 | [6 empty] | 0 | 0 | 0 | 1 | Super Off Peak | 0 | 1 | 0 | Semi-Peak | 0 | 1 | Off Peak | 1 | 0 | On Peak | 0 | 1 | 0 | Off Peak | 1 | 0 | 0 | On Peak | 0 | 1 | 0 | Off Peak
2020 | 3 | 4 | 2020-03-04 | 14 | 0 | 0 | 0 | [6 empty] | 0 | 0 | 0 | 1 | Super Off Peak | 0 | 1 | 0 | Semi-Peak | 0 | 1 | Off Peak | 1 | 0 | On Peak | 0 | 1 | 0 | Off Peak | 1 | 0 | 0 | On Peak | 0 | 1 | 0 | Off Peak
2020 | 3 | 4 | 2020-03-04 | 15 | 0 | 0 | 0 | [6 empty] | 0 | 0 | 1 | 0 | Off Peak | 0 | 1 | 0 | Semi-Peak | 0 | 1 | Off Peak | 1 | 0 | On Peak | 0 | 1 | 0 | Off Peak | 1 | 0 | 0 | On Peak | 0 | 1 | 0 | Off Peak
2020 | 3 | 4 | 2020-03-04 | 16 | 0 | 0 | 0 | [6 empty] | 0 | 0 | 1 | 0 | Off Peak | 0 | 1 | 0 | Semi-Peak | 0 | 1 | Off Peak | 1 | 0 | On Peak | 0 | 1 | 0 | Off Peak | 1 | 0 | 0 | On Peak | 0 | 1 | 0 | Off Peak
2020 | 3 | 4 | 2020-03-04 | 17 | 0 | 0 | 0 | [6 empty] | 0 | 1 | 0 | 0 | On Peak | 0 | 1 | 0 | Semi-Peak | 1 | 0 | On Peak | 1 | 0 | On Peak | 0 | 1 | 0 | Off Peak | 1 | 0 | 0 | On Peak | 0 | 1 | 0 | Off Peak
2020 | 3 | 4 | 2020-03-04 | 18 | 0 | 0 | 0 | [6 empty] | 0 | 1 | 0 | 0 | On Peak | 1 | 0 | 0 | On Peak | 1 | 0 | On Peak | 1 | 0 | On Peak | 0 | 1 | 0 | Off Peak | 1 | 0 | 0 | On Peak | 0 | 1 | 0 | Off Peak
2020 | 3 | 4 | 2020-03-04 | 19 | 0 | 0 | 0 | [6 empty] | 0 | 1 | 0 | 0 | On Peak | 1 | 0 | 0 | On Peak | 1 | 0 | On Peak | 0 | 1 | Off Peak | 0 | 0 | 1 | Super Off Peak | 1 | 0 | 0 | On Peak | 0 | 1 | 0 | Off Peak
2020 | 3 | 4 | 2020-03-04 | 20 | 0 | 0 | 0 | [6 empty] | 0 | 1 | 0 | 0 | On Peak | 1 | 0 | 0 | On Peak | 1 | 0 | On Peak | 0 | 1 | Off Peak | 0 | 0 | 1 | Super Off Peak | 1 | 0 | 0 | On Peak | 1 | 0 | 0 | On Peak
2020 | 3 | 4 | 2020-03-04 | 21 | 0 | 0 | 0 | [6 empty] | 0 | 1 | 0 | 0 | On Peak | 0 | 1 | 0 | Semi-Peak | 1 | 0 | On Peak | 0 | 1 | Off Peak | 0 | 0 | 1 | Super Off Peak | 0 | 1 | 0 | Off Peak | 1 | 0 | 0 | On Peak
2020 | 3 | 4 | 2020-03-04 | 22 | 0 | 0 | 0 | [6 empty] | 0 | 0 | 1 | 0 | Off Peak | 0 | 1 | 0 | Semi-Peak | 0 | 1 | Off Peak | 0 | 1 | Off Peak | 0 | 0 | 1 | Super Off Peak | 0 | 1 | 0 | Off Peak | 1 | 0 | 0 | On Peak
2020 | 3 | 4 | 2020-03-04 | 23 | 0 | 0 | 0 | [6 empty] | 0 | 0 | 1 | 0 | Off Peak | 0 | 0 | 1 | Off Peak | 0 | 1 | Off Peak | 0 | 1 | Off Peak | 0 | 0 | 1 | Super Off Peak | 0 | 1 | 0 | Off Peak | 1 | 0 | 0 | On Peak
2020 | 3 | 4 | 2020-03-04 | 24 | 0 | 0 | 0 | [6 empty] | 0 | 0 | 1 | 0 | Off Peak | 0 | 0 | 1 | Off Peak | 0 | 1 | Off Peak | 0 | 1 | Off Peak | 0 | 0 | 1 | Super Off Peak | 0 | 1 | 0 | Off Peak | 1 | 0 | 0 | On Peak
2020 | 3 | 5 | 2020-03-05 | 1 | 0 | 0 | 0 | [6 empty] | 0 | 0 | 0 | 1 | Super Off Peak | 0 | 0 | 1 | Off Peak | 0 | 1 | Off Peak | 0 | 1 | Off Peak | 0 | 0 | 1 | Super Off Peak | 0 | 0 | 1 | Super Off Peak | 0 | 0 | 1 | Super Off Peak
2020 | 3 | 5 | 2020-03-05 | 2 | 0 | 0 | 0 | [6 empty] | 0 | 0 | 0 | 1 | Super Off Peak | 0 | 0 | 1 | Off Peak | 0 | 1 | Off Peak | 0 | 1 | Off Peak | 0 | 0 | 1 | Super Off Peak | 0 | 0 | 1 | Super Off Peak | 0 | 0 | 1 | Super Off Peak
2020 | 3 | 5 | 2020-03-05 | 3 | 0 | 0 | 0 | [6 empty] | 0 | 0 | 0 | 1 | Super Off Peak | 0 | 0 | 1 | Off Peak | 0 | 1 | Off Peak | 0 | 1 | Off Peak | 0 | 0 | 1 | Super Off Peak | 0 | 0 | 1 | Super Off Peak | 0 | 0 | 1 | Super Off Peak
2020 | 3 | 5 | 2020-03-05 | 4 | 0 | 0 | 0 | [6 empty] | 0 | 0 | 0 | 1 | Super Off Peak | 0 | 0 | 1 | Off Peak | 0 | 1 | Off Peak | 0 | 1 | Off Peak | 0 | 0 | 1 | Super Off Peak | 0 | 0 | 1 | Super Off Peak | 0 | 0 | 1 | Super Off Peak
2020 | 3 | 5 | 2020-03-05 | 5 | 0 | 0 | 0 | [6 empty] | 0 | 0 | 0 | 1 | Super Off Peak | 0 | 0 | 1 | Off Peak | 0 | 1 | Off Peak | 0 | 1 | Off Peak | 0 | 0 | 1 | Super Off Peak | 0 | 0 | 1 | Super Off Peak | 0 | 0 | 1 | Super Off Peak
2020 | 3 | 5 | 2020-03-05 | 6 | 0 | 0 | 0 | [6 empty] | 0 | 0 | 0 | 1 | Super Off Peak | 0 | 0 | 1 | Off Peak | 0 | 1 | Off Peak | 0 | 1 | Off Peak | 0 | 0 | 1 | Super Off Peak | 0 | 1 | 0 | Off Peak | 0 | 1 | 0 | Off Peak
2020 | 3 | 5 | 2020-03-05 | 7 | 0 | 0 | 0 | [6 empty] | 0 | 0 | 1 | 0 | Off Peak | 0 | 1 | 0 | Semi-Peak | 0 | 1 | Off Peak | 0 | 1 | Off Peak | 0 | 1 | 0 | Off Peak | 0 | 1 | 0 | Off Peak | 0 | 1 | 0 | Off Peak
2020 | 3 | 5 | 2020-03-05 | 8 | 0 | 0 | 0 | [6 empty] | 0 | 0 | 1 | 0 | Off Peak | 0 | 1 | 0 | Semi-Peak | 0 | 1 | Off Peak | 0 | 1 | Off Peak | 0 | 1 | 0 | Off Peak | 0 | 1 | 0 | Off Peak | 0 | 1 | 0 | Off Peak
2020 | 3 | 5 | 2020-03-05 | 9 | 0 | 0 | 0 | [6 empty] | 0 | 0 | 1 | 0 | Off Peak | 0 | 1 | 0 | Semi-Peak | 0 | 1 | Off Peak | 0 | 1 | Off Peak | 0 | 1 | 0 | Off Peak | 0 | 1 | 0 | Off Peak | 0 | 1 | 0 | Off Peak
2020 | 3 | 5 | 2020-03-05 | 10 | 0 | 0 | 0 | [6 empty] | 0 | 0 | 1 | 0 | Off Peak | 0 | 1 | 0 | Semi-Peak | 0 | 1 | Off Peak | 0 | 1 | Off Peak | 0 | 1 | 0 | Off Peak | 0 | 1 | 0 | Off Peak | 0 | 1 | 0 | Off Peak
2020 | 3 | 5 | 2020-03-05 | 11 | 0 | 0 | 0 | [6 empty] | 0 | 0 | 0 | 1 | Super Off Peak | 0 | 1 | 0 | Semi-Peak | 0 | 1 | Off Peak | 0 | 1 | Off Peak | 0 | 1 | 0 | Off Peak | 0 | 1 | 0 | Off Peak | 0 | 1 | 0 | Off Peak
2020 | 3 | 5 | 2020-03-05 | 12 | 0 | 0 | 0 | [6 empty] | 0 | 0 | 0 | 1 | Super Off Peak | 0 | 1 | 0 | Semi-Peak | 0 | 1 | Off Peak | 0 | 1 | Off Peak | 0 | 1 | 0 | Off Peak | 0 | 1 | 0 | Off Peak | 0 | 1 | 0 | Off Peak
2020 | 3 | 5 | 2020-03-05 | 13 | 0 | 0 | 0 | [6 empty] | 0 | 0 | 0 | 1 | Super Off Peak | 0 | 1 | 0 | Semi-Peak | 0 | 1 | Off Peak | 1 | 0 | On Peak | 0 | 1 | 0 | Off Peak | 1 | 0 | 0 | On Peak | 0 | 1 | 0 | Off Peak
2020 | 3 | 5 | 2020-03-05 | 14 | 0 | 0 | 0 | [6 empty] | 0 | 0 | 0 | 1 | Super Off Peak | 0 | 1 | 0 | Semi-Peak | 0 | 1 | Off Peak | 1 | 0 | On Peak | 0 | 1 | 0 | Off Peak | 1 | 0 | 0 | On Peak | 0 | 1 | 0 | Off Peak
2020 | 3 | 5 | 2020-03-05 | 15 | 0 | 0 | 0 | [6 empty] | 0 | 0 | 1 | 0 | Off Peak | 0 | 1 | 0 | Semi-Peak | 0 | 1 | Off Peak | 1 | 0 | On Peak | 0 | 1 | 0 | Off Peak | 1 | 0 | 0 | On Peak | 0 | 1 | 0 | Off Peak
2020 | 3 | 5 | 2020-03-05 | 16 | 0 | 0 | 0 | [6 empty] | 0 | 0 | 1 | 0 | Off Peak | 0 | 1 | 0 | Semi-Peak | 0 | 1 | Off Peak | 1 | 0 | On Peak | 0 | 1 | 0 | Off Peak | 1 | 0 | 0 | On Peak | 0 | 1 | 0 | Off Peak
2020 | 3 | 5 | 2020-03-05 | 17 | 0 | 0 | 0 | [6 empty] | 0 | 1 | 0 | 0 | On Peak | 0 | 1 | 0 | Semi-Peak | 1 | 0 | On Peak | 1 | 0 | On Peak | 0 | 1 | 0 | Off Peak | 1 | 0 | 0 | On Peak | 0 | 1 | 0 | Off Peak
2020 | 3 | 5 | 2020-03-05 | 18 | 0 | 0 | 0 | [6 empty] | 0 | 1 | 0 | 0 | On Peak | 1 | 0 | 0 | On Peak | 1 | 0 | On Peak | 1 | 0 | On Peak | 0 | 1 | 0 | Off Peak | 1 | 0 | 0 | On Peak | 0 | 1 | 0 | Off Peak
2020 | 3 | 5 | 2020-03-05 | 19 | 0 | 0 | 0 | [6 empty] | 0 | 1 | 0 | 0 | On Peak | 1 | 0 | 0 | On Peak | 1 | 0 | On Peak | 0 | 1 | Off Peak | 0 | 0 | 1 | Super Off Peak | 1 | 0 | 0 | On Peak | 0 | 1 | 0 | Off Peak
2020 | 3 | 5 | 2020-03-05 | 20 | 0 | 0 | 0 | [6 empty] | 0 | 1 | 0 | 0 | On Peak | 1 | 0 | 0 | On Peak | 1 | 0 | On Peak | 0 | 1 | Off Peak | 0 | 0 | 1 | Super Off Peak | 1 | 0 | 0 | On Peak | 1 | 0 | 0 | On Peak
2020 | 3 | 5 | 2020-03-05 | 21 | 0 | 0 | 0 | [6 empty] | 0 | 1 | 0 | 0 | On Peak | 0 | 1 | 0 | Semi-Peak | 1 | 0 | On Peak | 0 | 1 | Off Peak | 0 | 0 | 1 | Super Off Peak | 0 | 1 | 0 | Off Peak | 1 | 0 | 0 | On Peak
2020 | 3 | 5 | 2020-03-05 | 22 | 0 | 0 | 0 | [6 empty] | 0 | 0 | 1 | 0 | Off Peak | 0 | 1 | 0 | Semi-Peak | 0 | 1 | Off Peak | 0 | 1 | Off Peak | 0 | 0 | 1 | Super Off Peak | 0 | 1 | 0 | Off Peak | 1 | 0 | 0 | On Peak
2020 | 3 | 5 | 2020-03-05 | 23 | 0 | 0 | 0 | [6 empty] | 0 | 0 | 1 | 0 | Off Peak | 0 | 0 | 1 | Off Peak | 0 | 1 | Off Peak | 0 | 1 | Off Peak | 0 | 0 | 1 | Super Off Peak | 0 | 1 | 0 | Off Peak | 1 | 0 | 0 | On Peak
2020 | 3 | 5 | 2020-03-05 | 24 | 0 | 0 | 0 | [6 empty] | 0 | 0 | 1 | 0 | Off Peak | 0 | 0 | 1 | Off Peak | 0 | 1 | Off Peak | 0 | 1 | Off Peak | 0 | 0 | 1 | Super Off Peak | 0 | 1 | 0 | Off Peak | 1 | 0 | 0 | On Peak
2020 | 3 | 6 | 2020-03-06 | 1 | 0 | 0 | 0 | [6 empty] | 0 | 0 | 0 | 1 | Super Off Peak | 0 | 0 | 1 | Off Peak | 0 | 1 | Off Peak | 0 | 1 | Off Peak | 0 | 0 | 1 | Super Off Peak | 0 | 0 | 1 | Super Off Peak | 0 | 0 | 1 | Super Off Peak
2020 | 3 | 6 | 2020-03-06 | 2 | 0 | 0 | 0 | [6 empty] | 0 | 0 | 0 | 1 | Super Off Peak | 0 | 0 | 1 | Off Peak | 0 | 1 | Off Peak | 0 | 1 | Off Peak | 0 | 0 | 1 | Super Off Peak | 0 | 0 | 1 | Super Off Peak | 0 | 0 | 1 | Super Off Peak
2020 | 3 | 6 | 2020-03-06 | 3 | 0 | 0 | 0 | [6 empty] | 0 | 0 | 0 | 1 | Super Off Peak | 0 | 0 | 1 | Off Peak | 0 | 1 | Off Peak | 0 | 1 | Off Peak | 0 | 0 | 1 | Super Off Peak | 0 | 0 | 1 | Super Off Peak | 0 | 0 | 1 | Super Off Peak
2020 | 3 | 6 | 2020-03-06 | 4 | 0 | 0 | 0 | [6 empty] | 0 | 0 | 0 | 1 | Super Off Peak | 0 | 0 | 1 | Off Peak | 0 | 1 | Off Peak | 0 | 1 | Off Peak | 0 | 0 | 1 | Super Off Peak | 0 | 0 | 1 | Super Off Peak | 0 | 0 | 1 | Super Off Peak
2020 | 3 | 6 | 2020-03-06 | 5 | 0 | 0 | 0 | [6 empty] | 0 | 0 | 0 | 1 | Super Off Peak | 0 | 0 | 1 | Off Peak | 0 | 1 | Off Peak | 0 | 1 | Off Peak | 0 | 0 | 1 | Super Off Peak | 0 | 0 | 1 | Super Off Peak | 0 | 0 | 1 | Super Off Peak
2020 | 3 | 6 | 2020-03-06 | 6 | 0 | 0 | 0 | [6 empty] | 0 | 0 | 0 | 1 | Super Off Peak | 0 | 0 | 1 | Off Peak | 0 | 1 | Off Peak | 0 | 1 | Off Peak | 0 | 0 | 1 | Super Off Peak | 0 | 1 | 0 | Off Peak | 0 | 1 | 0 | Off Peak
2020 | 3 | 6 | 2020-03-06 | 7 | 0 | 0 | 0 | [6 empty] | 0 | 0 | 1 | 0 | Off Peak | 0 | 1 | 0 | Semi-Peak | 0 | 1 | Off Peak | 0 | 1 | Off Peak | 0 | 1 | 0 | Off Peak | 0 | 1 | 0 | Off Peak | 0 | 1 | 0 | Off Peak
2020 | 3 | 6 | 2020-03-06 | 8 | 0 | 0 | 0 | [6 empty] | 0 | 0 | 1 | 0 | Off Peak | 0 | 1 | 0 | Semi-Peak | 0 | 1 | Off Peak | 0 | 1 | Off Peak | 0 | 1 | 0 | Off Peak | 0 | 1 | 0 | Off Peak | 0 | 1 | 0 | Off Peak
2020 | 3 | 6 | 2020-03-06 | 9 | 0 | 0 | 0 | [6 empty] | 0 | 0 | 1 | 0 | Off Peak | 0 | 1 | 0 | Semi-Peak | 0 | 1 | Off Peak | 0 | 1 | Off Peak | 0 | 1 | 0 | Off Peak | 0 | 1 | 0 | Off Peak | 0 | 1 | 0 | Off Peak
2020 | 3 | 6 | 2020-03-06 | 10 | 0 | 0 | 0 | [6 empty] | 0 | 0 | 1 | 0 | Off Peak | 0 | 1 | 0 | Semi-Peak | 0 | 1 | Off Peak | 0 | 1 | Off Peak | 0 | 1 | 0 | Off Peak | 0 | 1 | 0 | Off Peak | 0 | 1 | 0 | Off Peak
2020 | 3 | 6 | 2020-03-06 | 11 | 0 | 0 | 0 | [6 empty] | 0 | 0 | 0 | 1 | Super Off Peak | 0 | 1 | 0 | Semi-Peak | 0 | 1 | Off Peak | 0 | 1 | Off Peak | 0 | 1 | 0 | Off Peak | 0 | 1 | 0 | Off Peak | 0 | 1 | 0 | Off Peak
2020 | 3 | 6 | 2020-03-06 | 12 | 0 | 0 | 0 | [6 empty] | 0 | 0 | 0 | 1 | Super Off Peak | 0 | 1 | 0 | Semi-Peak | 0 | 1 | Off Peak | 0 | 1 | Off Peak | 0 | 1 | 0 | Off Peak | 0 | 1 | 0 | Off Peak | 0 | 1 | 0 | Off Peak
2020 | 3 | 6 | 2020-03-06 | 13 | 0 | 0 | 0 | [6 empty] | 0 | 0 | 0 | 1 | Super Off Peak | 0 | 1 | 0 | Semi-Peak | 0 | 1 | Off Peak | 1 | 0 | On Peak | 0 | 1 | 0 | Off Peak | 1 | 0 | 0 | On Peak | 0 | 1 | 0 | Off Peak
2020 | 3 | 6 | 2020-03-06 | 14 | 0 | 0 | 0 | [6 empty] | 0 | 0 | 0 | 1 | Super Off Peak | 0 | 1 | 0 | Semi-Peak | 0 | 1 | Off Peak | 1 | 0 | On Peak | 0 | 1 | 0 | Off Peak | 1 | 0 | 0 | On Peak | 0 | 1 | 0 | Off Peak
2020 | 3 | 6 | 2020-03-06 | 15 | 0 | 0 | 0 | [6 empty] | 0 | 0 | 1 | 0 | Off Peak | 0 | 1 | 0 | Semi-Peak | 0 | 1 | Off Peak | 1 | 0 | On Peak | 0 | 1 | 0 | Off Peak | 1 | 0 | 0 | On Peak | 0 | 1 | 0 | Off Peak
2020 | 3 | 6 | 2020-03-06 | 16 | 0 | 0 | 0 | [6 empty] | 0 | 0 | 1 | 0 | Off Peak | 0 | 1 | 0 | Semi-Peak | 0 | 1 | Off Peak | 1 | 0 | On Peak | 0 | 1 | 0 | Off Peak | 1 | 0 | 0 | On Peak | 0 | 1 | 0 | Off Peak
2020 | 3 | 6 | 2020-03-06 | 17 | 0 | 0 | 0 | [6 empty] | 0 | 1 | 0 | 0 | On Peak | 0 | 1 | 0 | Semi-Peak | 1 | 0 | On Peak | 1 | 0 | On Peak | 0 | 1 | 0 | Off Peak | 1 | 0 | 0 | On Peak | 0 | 1 | 0 | Off Peak
2020 | 3 | 6 | 2020-03-06 | 18 | 0 | 0 | 0 | [6 empty] | 0 | 1 | 0 | 0 | On Peak | 1 | 0 | 0 | On Peak | 1 | 0 | On Peak | 1 | 0 | On Peak | 0 | 1 | 0 | Off Peak | 1 | 0 | 0 | On Peak | 0 | 1 | 0 | Off Peak
2020 | 3 | 6 | 2020-03-06 | 19 | 0 | 0 | 0 | [6 empty] | 0 | 1 | 0 | 0 | On Peak | 1 | 0 | 0 | On Peak | 1 | 0 | On Peak | 0 | 1 | Off Peak | 0 | 0 | 1 | Super Off Peak | 1 | 0 | 0 | On Peak | 0 | 1 | 0 | Off Peak
2020 | 3 | 6 | 2020-03-06 | 20 | 0 | 0 | 0 | [6 empty] | 0 | 1 | 0 | 0 | On Peak | 1 | 0 | 0 | On Peak | 1 | 0 | On Peak | 0 | 1 | Off Peak | 0 | 0 | 1 | Super Off Peak | 1 | 0 | 0 | On Peak | 1 | 0 | 0 | On Peak
2020 | 3 | 6 | 2020-03-06 | 21 | 0 | 0 | 0 | [6 empty] | 0 | 1 | 0 | 0 | On Peak | 0 | 1 | 0 | Semi-Peak | 1 | 0 | On Peak | 0 | 1 | Off Peak | 0 | 0 | 1 | Super Off Peak | 0 | 1 | 0 | Off Peak | 1 | 0 | 0 | On Peak
2020 | 3 | 6 | 2020-03-06 | 22 | 0 | 0 | 0 | [6 empty] | 0 | 0 | 1 | 0 | Off Peak | 0 | 1 | 0 | Semi-Peak | 0 | 1 | Off Peak | 0 | 1 | Off Peak | 0 | 0 | 1 | Super Off Peak | 0 | 1 | 0 | Off Peak | 1 | 0 | 0 | On Peak
2020 | 3 | 6 | 2020-03-06 | 23 | 0 | 0 | 0 | [6 empty] | 0 | 0 | 1 | 0 | Off Peak | 0 | 0 | 1 | Off Peak | 0 | 1 | Off Peak | 0 | 1 | Off Peak | 0 | 0 | 1 | Super Off Peak | 0 | 1 | 0 | Off Peak | 1 | 0 | 0 | On Peak
2020 | 3 | 6 | 2020-03-06 | 24 | 0 | 0 | 0 | [6 empty] | 0 | 0 | 1 | 0 | Off Peak | 0 | 0 | 1 | Off Peak | 0 | 1 | Off Peak | 0 | 1 | Off Peak | 0 | 0 | 1 | Super Off Peak | 0 | 1 | 0 | Off Peak | 1 | 0 | 0 | On Peak
2020 | 3 | 7 | 2020-03-07 | 1 | 0 | 1 | 0 | [6 empty] | 0 | 0 | 0 | 1 | Super Off Peak | 0 | 0 | 1 | Off Peak | 0 | 1 | Off Peak | 0 | 1 | Off Peak | 0 | 0 | 1 | Super Off Peak | 0 | 0 | 1 | Super Off Peak | 0 | 0 | 1 | Super Off Peak
2020 | 3 | 7 | 2020-03-07 | 2 | 0 | 1 | 0 | [6 empty] | 0 | 0 | 0 | 1 | Super Off Peak | 0 | 0 | 1 | Off Peak | 0 | 1 | Off Peak | 0 | 1 | Off Peak | 0 | 0 | 1 | Super Off Peak | 0 | 0 | 1 | Super Off Peak | 0 | 0 | 1 | Super Off Peak
2020 | 3 | 7 | 2020-03-07 | 3 | 0 | 1 | 0 | [6 empty] | 0 | 0 | 0 | 1 | Super Off Peak | 0 | 0 | 1 | Off Peak | 0 | 1 | Off Peak | 0 | 1 | Off Peak | 0 | 0 | 1 | Super Off Peak | 0 | 0 | 1 | Super Off Peak | 0 | 0 | 1 | Super Off Peak
2020 | 3 | 7 | 2020-03-07 | 4 | 0 | 1 | 0 | [6 empty] | 0 | 0 | 0 | 1 | Super Off Peak | 0 | 0 | 1 | Off Peak | 0 | 1 | Off Peak | 0 | 1 | Off Peak | 0 | 0 | 1 | Super Off Peak | 0 | 0 | 1 | Super Off Peak | 0 | 0 | 1 | Super Off Peak
2020 | 3 | 7 | 2020-03-07 | 5 | 0 | 1 | 0 | [6 empty] | 0 | 0 | 0 | 1 | Super Off Peak | 0 | 0 | 1 | Off Peak | 0 | 1 | Off Peak | 0 | 1 | Off Peak | 0 | 0 | 1 | Super Off Peak | 0 | 0 | 1 | Super Off Peak | 0 | 0 | 1 | Super Off Peak
2020 | 3 | 7 | 2020-03-07 | 6 | 0 | 1 | 0 | [6 empty] | 0 | 0 | 0 | 1 | Super Off Peak | 0 | 0 | 1 | Off Peak | 0 | 1 | Off Peak | 0 | 1 | Off Peak | 0 | 0 | 1 | Super Off Peak | 0 | 1 | 0 | Off Peak | 0 | 1 | 0 | Off Peak
2020 | 3 | 7 | 2020-03-07 | 7 | 0 | 1 | 0 | [6 empty] | 0 | 0 | 0 | 1 | Super Off Peak | 0 | 0 | 1 | Off Peak | 0 | 1 | Off Peak | 0 | 1 | Off Peak | 0 | 0 | 1 | Super Off Peak | 0 | 1 | 0 | Off Peak | 0 | 1 | 0 | Off Peak
2020 | 3 | 7 | 2020-03-07 | 8 | 0 | 1 | 0 | [6 empty] | 0 | 0 | 0 | 1 | Super Off Peak | 0 | 0 | 1 | Off Peak | 0 | 1 | Off Peak | 0 | 1 | Off Peak | 0 | 0 | 1 | Super Off Peak | 0 | 1 | 0 | Off Peak | 0 | 1 | 0 | Off Peak
2020 | 3 | 7 | 2020-03-07 | 9 | 0 | 1 | 0 | [6 empty] | 0 | 0 | 0 | 1 | Super Off Peak | 0 | 0 | 1 | Off Peak | 0 | 1 | Off Peak | 0 | 1 | Off Peak | 0 | 0 | 1 | Super Off Peak | 0 | 1 | 0 | Off Peak | 0 | 1 | 0 | Off Peak
2020 | 3 | 7 | 2020-03-07 | 10 | 0 | 1 | 0 | [6 empty] | 0 | 0 | 0 | 1 | Super Off Peak | 0 | 0 | 1 | Off Peak | 0 | 1 | Off Peak | 0 | 1 | Off Peak | 0 | 0 | 1 | Super Off Peak | 0 | 1 | 0 | Off Peak | 0 | 1 | 0 | Off Peak
2020 | 3 | 7 | 2020-03-07 | 11 | 0 | 1 | 0 | [6 empty] | 0 | 0 | 0 | 1 | Super Off Peak | 0 | 0 | 1 | Off Peak | 0 | 1 | Off Peak | 0 | 1 | Off Peak | 0 | 0 | 1 | Super Off Peak | 0 | 1 | 0 | Off Peak | 0 | 1 | 0 | Off Peak
2020 | 3 | 7 | 2020-03-07 | 12 | 0 | 1 | 0 | [6 empty] | 0 | 0 | 0 | 1 | Super Off Peak | 0 | 0 | 1 | Off Peak | 0 | 1 | Off Peak | 0 | 1 | Off Peak | 0 | 0 | 1 | Super Off Peak | 0 | 1 | 0 | Off Peak | 0 | 1 | 0 | Off Peak
2020 | 3 | 7 | 2020-03-07 | 13 | 0 | 1 | 0 | [6 empty] | 0 | 0 | 0 | 1 | Super Off Peak | 0 | 0 | 1 | Off Peak | 0 | 1 | Off Peak | 0 | 1 | Off Peak | 0 | 0 | 1 | Super Off Peak | 1 | 0 | 0 | On Peak | 0 | 1 | 0 | Off Peak
2020 | 3 | 7 | 2020-03-07 | 14 | 0 | 1 | 0 | [6 empty] | 0 | 0 | 0 | 1 | Super Off Peak | 0 | 0 | 1 | Off Peak | 0 | 1 | Off Peak | 0 | 1 | Off Peak | 0 | 0 | 1 | Super Off Peak | 1 | 0 | 0 | On Peak | 0 | 1 | 0 | Off Peak
2020 | 3 | 7 | 2020-03-07 | 15 | 0 | 1 | 0 | [6 empty] | 0 | 0 | 1 | 0 | Off Peak | 0 | 0 | 1 | Off Peak | 0 | 1 | Off Peak | 0 | 1 | Off Peak | 0 | 0 | 1 | Super Off Peak | 1 | 0 | 0 | On Peak | 0 | 1 | 0 | Off Peak
2020 | 3 | 7 | 2020-03-07 | 16 | 0 | 1 | 0 | [6 empty] | 0 | 0 | 1 | 0 | Off Peak | 0 | 0 | 1 | Off Peak | 0 | 1 | Off Peak | 0 | 1 | Off Peak | 0 | 0 | 1 | Super Off Peak | 1 | 0 | 0 | On Peak | 0 | 1 | 0 | Off Peak
2020 | 3 | 7 | 2020-03-07 | 17 | 0 | 1 | 0 | [6 empty] | 0 | 1 | 0 | 0 | On Peak | 0 | 0 | 1 | Off Peak | 0 | 1 | Off Peak | 0 | 1 | Off Peak | 0 | 0 | 1 | Super Off Peak | 1 | 0 | 0 | On Peak | 0 | 1 | 0 | Off Peak
2020 | 3 | 7 | 2020-03-07 | 18 | 0 | 1 | 0 | [6 empty] | 0 | 1 | 0 | 0 | On Peak | 0 | 0 | 1 | Off Peak | 0 | 1 | Off Peak | 0 | 1 | Off Peak | 0 | 0 | 1 | Super Off Peak | 1 | 0 | 0 | On Peak | 0 | 1 | 0 | Off Peak
2020 | 3 | 7 | 2020-03-07 | 19 | 0 | 1 | 0 | [6 empty] | 0 | 1 | 0 | 0 | On Peak | 0 | 0 | 1 | Off Peak | 0 | 1 | Off Peak | 0 | 1 | Off Peak | 0 | 0 | 1 | Super Off Peak | 1 | 0 | 0 | On Peak | 0 | 1 | 0 | Off Peak
2020 | 3 | 7 | 2020-03-07 | 20 | 0 | 1 | 0 | [6 empty] | 0 | 1 | 0 | 0 | On Peak | 0 | 0 | 1 | Off Peak | 0 | 1 | Off Peak | 0 | 1 | Off Peak | 0 | 0 | 1 | Super Off Peak | 1 | 0 | 0 | On Peak | 1 | 0 | 0 | On Peak
2020 | 3 | 7 | 2020-03-07 | 21 | 0 | 1 | 0 | [6 empty] | 0 | 1 | 0 | 0 | On Peak | 0 | 0 | 1 | Off Peak | 0 | 1 | Off Peak | 0 | 1 | Off Peak | 0 | 0 | 1 | Super Off Peak | 0 | 1 | 0 | Off Peak | 1 | 0 | 0 | On Peak
2020 | 3 | 7 | 2020-03-07 | 22 | 0 | 1 | 0 | [6 empty] | 0 | 0 | 1 | 0 | Off Peak | 0 | 0 | 1 | Off Peak | 0 | 1 | Off Peak | 0 | 1 | Off Peak | 0 | 0 | 1 | Super Off Peak | 0 | 1 | 0 | Off Peak | 1 | 0 | 0 | On Peak
2020 | 3 | 7 | 2020-03-07 | 23 | 0 | 1 | 0 | [6 empty] | 0 | 0 | 1 | 0 | Off Peak | 0 | 0 | 1 | Off Peak | 0 | 1 | Off Peak | 0 | 1 | Off Peak | 0 | 0 | 1 | Super Off Peak | 0 | 1 | 0 | Off Peak | 1 | 0 | 0 | On Peak
2020 | 3 | 7 | 2020-03-07 | 24 | 0 | 1 | 0 | [6 empty] | 0 | 0 | 1 | 0 | Off Peak | 0 | 0 | 1 | Off Peak | 0 | 1 | Off Peak | 0 | 1 | Off Peak | 0 | 0 | 1 | Super Off Peak | 0 | 1 | 0 | Off Peak | 1 | 0 | 0 | On Peak
2020 | 3 | 8 | 2020-03-08 | 1 | 0 | 1 | 0 | [6 empty] | 0 | 0 | 0 | 1 | Super Off Peak | 0 | 0 | 1 | Off Peak | 0 | 1 | Off Peak | 0 | 1 | Off Peak | 0 | 0 | 1 | Super Off Peak | 0 | 0 | 1 | Super Off Peak | 0 | 0 | 1 | Super Off Peak
2020 | 3 | 8 | 2020-03-08 | 3 | 0 | 1 | 0 | [6 empty] | 0 | 0 | 0 | 1 | Super Off Peak | 0 | 0 | 1 | Off Peak | 0 | 1 | Off Peak | 0 | 1 | Off Peak | 0 | 0 | 1 | Super Off Peak | 0 | 0 | 1 | Super Off Peak | 0 | 0 | 1 | Super Off Peak
2020 | 3 | 8 | 2020-03-08 | 4 | 0 | 1 | 0 | [6 empty] | 0 | 0 | 0 | 1 | Super Off Peak | 0 | 0 | 1 | Off Peak | 0 | 1 | Off Peak | 0 | 1 | Off Peak | 0 | 0 | 1 | Super Off Peak | 0 | 0 | 1 | Super Off Peak | 0 | 0 | 1 | Super Off Peak
2020 | 3 | 8 | 2020-03-08 | 5 | 0 | 1 | 0 | [6 empty] | 0 | 0 | 0 | 1 | Super Off Peak | 0 | 0 | 1 | Off Peak | 0 | 1 | Off Peak | 0 | 1 | Off Peak | 0 | 0 | 1 | Super Off Peak | 0 | 0 | 1 | Super Off Peak | 0 | 0 | 1 | Super Off Peak
2020 | 3 | 8 | 2020-03-08 | 6 | 0 | 1 | 0 | [6 empty] | 0 | 0 | 0 | 1 | Super Off Peak | 0 | 0 | 1 | Off Peak | 0 | 1 | Off Peak | 0 | 1 | Off Peak | 0 | 0 | 1 | Super Off Peak | 0 | 1 | 0 | Off Peak | 0 | 1 | 0 | Off Peak
2020 | 3 | 8 | 2020-03-08 | 7 | 0 | 1 | 0 | [6 empty] | 0 | 0 | 0 | 1 | Super Off Peak | 0 | 0 | 1 | Off Peak | 0 | 1 | Off Peak | 0 | 1 | Off Peak | 0 | 0 | 1 | Super Off Peak | 0 | 1 | 0 | Off Peak | 0 | 1 | 0 | Off Peak
2020 | 3 | 8 | 2020-03-08 | 8 | 0 | 1 | 0 | [6 empty] | 0 | 0 | 0 | 1 | Super Off Peak | 0 | 0 | 1 | Off Peak | 0 | 1 | Off Peak | 0 | 1 | Off Peak | 0 | 0 | 1 | Super Off Peak | 0 | 1 | 0 | Off Peak | 0 | 1 | 0 | Off Peak
2020 | 3 | 8 | 2020-03-08 | 9 | 0 | 1 | 0 | [6 empty] | 0 | 0 | 0 | 1 | Super Off Peak | 0 | 0 | 1 | Off Peak | 0 | 1 | Off Peak | 0 | 1 | Off Peak | 0 | 0 | 1 | Super Off Peak | 0 | 1 | 0 | Off Peak | 0 | 1 | 0 | Off Peak
2020 | 3 | 8 | 2020-03-08 | 10 | 0 | 1 | 0 | [6 empty] | 0 | 0 | 0 | 1 | Super Off Peak | 0 | 0 | 1 | Off Peak | 0 | 1 | Off Peak | 0 | 1 | Off Peak | 0 | 0 | 1 | Super Off Peak | 0 | 1 | 0 | Off Peak | 0 | 1 | 0 | Off Peak
2020 | 3 | 8 | 2020-03-08 | 11 | 0 | 1 | 0 | [6 empty] | 0 | 0 | 0 | 1 | Super Off Peak | 0 | 0 | 1 | Off Peak | 0 | 1 | Off Peak | 0 | 1 | Off Peak | 0 | 0 | 1 | Super Off Peak | 0 | 1 | 0 | Off Peak | 0 | 1 | 0 | Off Peak
2020 | 3 | 8 | 2020-03-08 | 12 | 0 | 1 | 0 | [6 empty] | 0 | 0 | 0 | 1 | Super Off Peak | 0 | 0 | 1 | Off Peak | 0 | 1 | Off Peak | 0 | 1 | Off Peak | 0 | 0 | 1 | Super Off Peak | 0 | 1 | 0 | Off Peak | 0 | 1 | 0 | Off Peak
2020 | 3 | 8 | 2020-03-08 | 13 | 0 | 1 | 0 | [6 empty] | 0 | 0 | 0 | 1 | Super Off Peak | 0 | 0 | 1 | Off Peak | 0 | 1 | Off Peak | 0 | 1 | Off Peak | 0 | 0 | 1 | Super Off Peak | 1 | 0 | 0 | On Peak | 0 | 1 | 0 | Off Peak
2020 | 3 | 8 | 2020-03-08 | 14 | 0 | 1 | 0 | [6 empty] | 0 | 0 | 0 | 1 | Super Off Peak | 0 | 0 | 1 | Off Peak | 0 | 1 | Off Peak | 0 | 1 | Off Peak | 0 | 0 | 1 | Super Off Peak | 1 | 0 | 0 | On Peak | 0 | 1 | 0 | Off Peak
2020 | 3 | 8 | 2020-03-08 | 15 | 0 | 1 | 0 | [6 empty] | 0 | 0 | 1 | 0 | Off Peak | 0 | 0 | 1 | Off Peak | 0 | 1 | Off Peak | 0 | 1 | Off Peak | 0 | 0 | 1 | Super Off Peak | 1 | 0 | 0 | On Peak | 0 | 1 | 0 | Off Peak
2020 | 3 | 8 | 2020-03-08 | 16 | 0 | 1 | 0 | [6 empty] | 0 | 0 | 1 | 0 | Off Peak | 0 | 0 | 1 | Off Peak | 0 | 1 | Off Peak | 0 | 1 | Off Peak | 0 | 0 | 1 | Super Off Peak | 1 | 0 | 0 | On Peak | 0 | 1 | 0 | Off Peak
2020 | 3 | 8 | 2020-03-08 | 17 | 0 | 1 | 0 | [6 empty] | 0 | 1 | 0 | 0 | On Peak | 0 | 0 | 1 | Off Peak | 0 | 1 | Off Peak | 0 | 1 | Off Peak | 0 | 0 | 1 | Super Off Peak | 1 | 0 | 0 | On Peak | 0 | 1 | 0 | Off Peak
2020 | 3 | 8 | 2020-03-08 | 18 | 0 | 1 | 0 | [6 empty] | 0 | 1 | 0 | 0 | On Peak | 0 | 0 | 1 | Off Peak | 0 | 1 | Off Peak | 0 | 1 | Off Peak | 0 | 0 | 1 | Super Off Peak | 1 | 0 | 0 | On Peak | 0 | 1 | 0 | Off Peak
2020 | 3 | 8 | 2020-03-08 | 19 | 0 | 1 | 0 | [6 empty] | 0 | 1 | 0 | 0 | On Peak | 0 | 0 | 1 | Off Peak | 0 | 1 | Off Peak | 0 | 1 | Off Peak | 0 | 0 | 1 | Super Off Peak | 1 | 0 | 0 | On Peak | 0 | 1 | 0 | Off Peak
2020 | 3 | 8 | 2020-03-08 | 20 | 0 | 1 | 0 | [6 empty] | 0 | 1 | 0 | 0 | On Peak | 0 | 0 | 1 | Off Peak | 0 | 1 | Off Peak | 0 | 1 | Off Peak | 0 | 0 | 1 | Super Off Peak | 1 | 0 | 0 | On Peak | 1 | 0 | 0 | On Peak
2020 | 3 | 8 | 2020-03-08 | 21 | 0 | 1 | 0 | [6 empty] | 0 | 1 | 0 | 0 | On Peak | 0 | 0 | 1 | Off Peak | 0 | 1 | Off Peak | 0 | 1 | Off Peak | 0 | 0 | 1 | Super Off Peak | 0 | 1 | 0 | Off Peak | 1 | 0 | 0 | On Peak
2020 | 3 | 8 | 2020-03-08 | 22 | 0 | 1 | 0 | [6 empty] | 0 | 0 | 1 | 0 | Off Peak | 0 | 0 | 1 | Off Peak | 0 | 1 | Off Peak | 0 | 1 | Off Peak | 0 | 0 | 1 | Super Off Peak | 0 | 1 | 0 | Off Peak | 1 | 0 | 0 | On Peak
2020 | 3 | 8 | 2020-03-08 | 23 | 0 | 1 | 0 | [6 empty] | 0 | 0 | 1 | 0 | Off Peak | 0 | 0 | 1 | Off Peak | 0 | 1 | Off Peak | 0 | 1 | Off Peak | 0 | 0 | 1 | Super Off Peak | 0 | 1 | 0 | Off Peak | 1 | 0 | 0 | On Peak
2020 | 3 | 8 | 2020-03-08 | 24 | 0 | 1 | 0 | [6 empty] | 0 | 0 | 1 | 0 | Off Peak | 0 | 0 | 1 | Off Peak | 0 | 1 | Off Peak | 0 | 1 | Off Peak | 0 | 0 | 1 | Super Off Peak | 0 | 1 | 0 | Off Peak | 1 | 0 | 0 | On Peak
2020 | 3 | 9 | 2020-03-09 | 1 | 0 | 0 | 0 | [6 empty] | 0 | 0 | 0 | 1 | Super Off Peak | 0 | 0 | 1 | Off Peak | 0 | 1 | Off Peak | 0 | 1 | Off Peak | 0 | 0 | 1 | Super Off Peak | 0 | 0 | 1 | Super Off Peak | 0 | 0 | 1 | Super Off Peak
2020 | 3 | 9 | 2020-03-09 | 2 | 0 | 0 | 0 | [6 empty] | 0 | 0 | 0 | 1 | Super Off Peak | 0 | 0 | 1 | Off Peak | 0 | 1 | Off Peak | 0 | 1 | Off Peak | 0 | 0 | 1 | Super Off Peak | 0 | 0 | 1 | Super Off Peak | 0 | 0 | 1 | Super Off Peak
2020 | 3 | 9 | 2020-03-09 | 3 | 0 | 0 | 0 | [6 empty] | 0 | 0 | 0 | 1 | Super Off Peak | 0 | 0 | 1 | Off Peak | 0 | 1 | Off Peak | 0 | 1 | Off Peak | 0 | 0 | 1 | Super Off Peak | 0 | 0 | 1 | Super Off Peak | 0 | 0 | 1 | Super Off Peak
2020 | 3 | 9 | 2020-03-09 | 4 | 0 | 0 | 0 | [6 empty] | 0 | 0 | 0 | 1 | Super Off Peak | 0 | 0 | 1 | Off Peak | 0 | 1 | Off Peak | 0 | 1 | Off Peak | 0 | 0 | 1 | Super Off Peak | 0 | 0 | 1 | Super Off Peak | 0 | 0 | 1 | Super Off Peak
2020 | 3 | 9 | 2020-03-09 | 5 | 0 | 0 | 0 | [6 empty] | 0 | 0 | 0 | 1 | Super Off Peak | 0 | 0 | 1 | Off Peak | 0 | 1 | Off Peak | 0 | 1 | Off Peak | 0 | 0 | 1 | Super Off Peak | 0 | 0 | 1 | Super Off Peak | 0 | 0 | 1 | Super Off Peak
2020 | 3 | 9 | 2020-03-09 | 6 | 0 | 0 | 0 | [6 empty] | 0 | 0 | 0 | 1 | Super Off Peak | 0 | 0 | 1 | Off Peak | 0 | 1 | Off Peak | 0 | 1 | Off Peak | 0 | 0 | 1 | Super Off Peak | 0 | 1 | 0 | Off Peak | 0 | 1 | 0 | Off Peak
2020 | 3 | 9 | 2020-03-09 | 7 | 0 | 0 | 0 | [6 empty] | 0 | 0 | 1 | 0 | Off Peak | 0 | 1 | 0 | Semi-Peak | 0 | 1 | Off Peak | 0 | 1 | Off Peak | 0 | 1 | 0 | Off Peak | 0 | 1 | 0 | Off Peak | 0 | 1 | 0 | Off Peak
2020 | 3 | 9 | 2020-03-09 | 8 | 0 | 0 | 0 | [6 empty] | 0 | 0 | 1 | 0 | Off Peak | 0 | 1 | 0 | Semi-Peak | 0 | 1 | Off Peak | 0 | 1 | Off Peak | 0 | 1 | 0 | Off Peak | 0 | 1 | 0 | Off Peak | 0 | 1 | 0 | Off Peak
2020 | 3 | 9 | 2020-03-09 | 9 | 0 | 0 | 0 | [6 empty] | 0 | 0 | 1 | 0 | Off Peak | 0 | 1 | 0 | Semi-Peak | 0 | 1 | Off Peak | 0 | 1 | Off Peak | 0 | 1 | 0 | Off Peak | 0 | 1 | 0 | Off Peak | 0 | 1 | 0 | Off Peak
2020 | 3 | 9 | 2020-03-09 | 10 | 0 | 0 | 0 | [6 empty] | 0 | 0 | 1 | 0 | Off Peak | 0 | 1 | 0 | Semi-Peak | 0 | 1 | Off Peak | 0 | 1 | Off Peak | 0 | 1 | 0 | Off Peak | 0 | 1 | 0 | Off Peak | 0 | 1 | 0 | Off Peak
2020 | 3 | 9 | 2020-03-09 | 11 | 0 | 0 | 0 | [6 empty] | 0 | 0 | 0 | 1 | Super Off Peak | 0 | 1 | 0 | Semi-Peak | 0 | 1 | Off Peak | 0 | 1 | Off Peak | 0 | 1 | 0 | Off Peak | 0 | 1 | 0 | Off Peak | 0 | 1 | 0 | Off Peak
2020 | 3 | 9 | 2020-03-09 | 12 | 0 | 0 | 0 | [6 empty] | 0 | 0 | 0 | 1 | Super Off Peak | 0 | 1 | 0 | Semi-Peak | 0 | 1 | Off Peak | 0 | 1 | Off Peak | 0 | 1 | 0 | Off Peak | 0 | 1 | 0 | Off Peak | 0 | 1 | 0 | Off Peak
2020 | 3 | 9 | 2020-03-09 | 13 | 0 | 0 | 0 | [6 empty] | 0 | 0 | 0 | 1 | Super Off Peak | 0 | 1 | 0 | Semi-Peak | 0 | 1 | Off Peak | 1 | 0 | On Peak | 0 | 1 | 0 | Off Peak | 1 | 0 | 0 | On Peak | 0 | 1 | 0 | Off Peak
2020 | 3 | 9 | 2020-03-09 | 14 | 0 | 0 | 0 | [6 empty] | 0 | 0 | 0 | 1 | Super Off Peak | 0 | 1 | 0 | Semi-Peak | 0 | 1 | Off Peak | 1 | 0 | On Peak | 0 | 1 | 0 | Off Peak | 1 | 0 | 0 | On Peak | 0 | 1 | 0 | Off Peak
2020 | 3 | 9 | 2020-03-09 | 15 | 0 | 0 | 0 | [6 empty] | 0 | 0 | 1 | 0 | Off Peak | 0 | 1 | 0 | Semi-Peak | 0 | 1 | Off Peak | 1 | 0 | On Peak | 0 | 1 | 0 | Off Peak | 1 | 0 | 0 | On Peak | 0 | 1 | 0 | Off Peak
2020 | 3 | 9 | 2020-03-09 | 16 | 0 | 0 | 0 | [6 empty] | 0 | 0 | 1 | 0 | Off Peak | 0 | 1 | 0 | Semi-Peak | 0 | 1 | Off Peak | 1 | 0 | On Peak | 0 | 1 | 0 | Off Peak | 1 | 0 | 0 | On Peak | 0 | 1 | 0 | Off Peak
2020 | 3 | 9 | 2020-03-09 | 17 | 0 | 0 | 0 | [6 empty] | 0 | 1 | 0 | 0 | On Peak | 0 | 1 | 0 | Semi-Peak | 1 | 0 | On Peak | 1 | 0 | On Peak | 0 | 1 | 0 | Off Peak | 1 | 0 | 0 | On Peak | 0 | 1 | 0 | Off Peak
2020 | 3 | 9 | 2020-03-09 | 18 | 0 | 0 | 0 | [6 empty] | 0 | 1 | 0 | 0 | On Peak | 1 | 0 | 0 | On Peak | 1 | 0 | On Peak | 1 | 0 | On Peak | 0 | 1 | 0 | Off Peak | 1 | 0 | 0 | On Peak | 0 | 1 | 0 | Off Peak
2020 | 3 | 9 | 2020-03-09 | 19 | 0 | 0 | 0 | [6 empty] | 0 | 1 | 0 | 0 | On Peak | 1 | 0 | 0 | On Peak | 1 | 0 | On Peak | 0 | 1 | Off Peak | 0 | 0 | 1 | Super Off Peak | 1 | 0 | 0 | On Peak | 0 | 1 | 0 | Off Peak
2020 | 3 | 9 | 2020-03-09 | 20 | 0 | 0 | 0 | [6 empty] | 0 | 1 | 0 | 0 | On Peak | 1 | 0 | 0 | On Peak | 1 | 0 | On Peak | 0 | 1 | Off Peak | 0 | 0 | 1 | Super Off Peak | 1 | 0 | 0 | On Peak | 1 | 0 | 0 | On Peak
2020 | 3 | 9 | 2020-03-09 | 21 | 0 | 0 | 0 | [6 empty] | 0 | 1 | 0 | 0 | On Peak | 0 | 1 | 0 | Semi-Peak | 1 | 0 | On Peak | 0 | 1 | Off Peak | 0 | 0 | 1 | Super Off Peak | 0 | 1 | 0 | Off Peak | 1 | 0 | 0 | On Peak
2020 | 3 | 9 | 2020-03-09 | 22 | 0 | 0 | 0 | [6 empty] | 0 | 0 | 1 | 0 | Off Peak | 0 | 1 | 0 | Semi-Peak | 0 | 1 | Off Peak | 0 | 1 | Off Peak | 0 | 0 | 1 | Super Off Peak | 0 | 1 | 0 | Off Peak | 1 | 0 | 0 | On Peak
2020 | 3 | 9 | 2020-03-09 | 23 | 0 | 0 | 0 | [6 empty] | 0 | 0 | 1 | 0 | Off Peak | 0 | 0 | 1 | Off Peak | 0 | 1 | Off Peak | 0 | 1 | Off Peak | 0 | 0 | 1 | Super Off Peak | 0 | 1 | 0 | Off Peak | 1 | 0 | 0 | On Peak
2020 | 3 | 9 | 2020-03-09 | 24 | 0 | 0 | 0 | [6 empty] | 0 | 0 | 1 | 0 | Off Peak | 0 | 0 | 1 | Off Peak | 0 | 1 | Off Peak | 0 | 1 | Off Peak | 0 | 0 | 1 | Super Off Peak | 0 | 1 | 0 | Off Peak | 1 | 0 | 0 | On Peak
2020 | 3 | 10 | 2020-03-10 | 1 | 0 | 0 | 0 | [6 empty] | 0 | 0 | 0 | 1 | Super Off Peak | 0 | 0 | 1 | Off Peak | 0 | 1 | Off Peak | 0 | 1 | Off Peak | 0 | 0 | 1 | Super Off Peak | 0 | 0 | 1 | Super Off Peak | 0 | 0 | 1 | Super Off Peak
2020 | 3 | 10 | 2020-03-10 | 2 | 0 | 0 | 0 | [6 empty] | 0 | 0 | 0 | 1 | Super Off Peak | 0 | 0 | 1 | Off Peak | 0 | 1 | Off Peak | 0 | 1 | Off Peak | 0 | 0 | 1 | Super Off Peak | 0 | 0 | 1 | Super Off Peak | 0 | 0 | 1 | Super Off Peak
2020 | 3 | 10 | 2020-03-10 | 3 | 0 | 0 | 0 | [6 empty] | 0 | 0 | 0 | 1 | Super Off Peak | 0 | 0 | 1 | Off Peak | 0 | 1 | Off Peak | 0 | 1 | Off Peak | 0 | 0 | 1 | Super Off Peak | 0 | 0 | 1 | Super Off Peak | 0 | 0 | 1 | Super Off Peak
2020 | 3 | 10 | 2020-03-10 | 4 | 0 | 0 | 0 | [6 empty] | 0 | 0 | 0 | 1 | Super Off Peak | 0 | 0 | 1 | Off Peak | 0 | 1 | Off Peak | 0 | 1 | Off Peak | 0 | 0 | 1 | Super Off Peak | 0 | 0 | 1 | Super Off Peak | 0 | 0 | 1 | Super Off Peak
2020 | 3 | 10 | 2020-03-10 | 5 | 0 | 0 | 0 | [6 empty] | 0 | 0 | 0 | 1 | Super Off Peak | 0 | 0 | 1 | Off Peak | 0 | 1 | Off Peak | 0 | 1 | Off Peak | 0 | 0 | 1 | Super Off Peak | 0 | 0 | 1 | Super Off Peak | 0 | 0 | 1 | Super Off Peak
2020 | 3 | 10 | 2020-03-10 | 6 | 0 | 0 | 0 | [6 empty] | 0 | 0 | 0 | 1 | Super Off Peak | 0 | 0 | 1 | Off Peak | 0 | 1 | Off Peak | 0 | 1 | Off Peak | 0 | 0 | 1 | Super Off Peak | 0 | 1 | 0 | Off Peak | 0 | 1 | 0 | Off Peak
2020 | 3 | 10 | 2020-03-10 | 7 | 0 | 0 | 0 | [6 empty] | 0 | 0 | 1 | 0 | Off Peak | 0 | 1 | 0 | Semi-Peak | 0 | 1 | Off Peak | 0 | 1 | Off Peak | 0 | 1 | 0 | Off Peak | 0 | 1 | 0 | Off Peak | 0 | 1 | 0 | Off Peak
2020 | 3 | 10 | 2020-03-10 | 8 | 0 | 0 | 0 | [6 empty] | 0 | 0 | 1 | 0 | Off Peak | 0 | 1 | 0 | Semi-Peak | 0 | 1 | Off Peak | 0 | 1 | Off Peak | 0 | 1 | 0 | Off Peak | 0 | 1 | 0 | Off Peak | 0 | 1 | 0 | Off Peak
2020 | 3 | 10 | 2020-03-10 | 9 | 0 | 0 | 0 | [6 empty] | 0 | 0 | 1 | 0 | Off Peak | 0 | 1 | 0 | Semi-Peak | 0 | 1 | Off Peak | 0 | 1 | Off Peak | 0 | 1 | 0 | Off Peak | 0 | 1 | 0 | Off Peak | 0 | 1 | 0 | Off Peak
2020 | 3 | 10 | 2020-03-10 | 10 | 0 | 0 | 0 | [6 empty] | 0 | 0 | 1 | 0 | Off Peak | 0 | 1 | 0 | Semi-Peak | 0 | 1 | Off Peak | 0 | 1 | Off Peak | 0 | 1 | 0 | Off Peak | 0 | 1 | 0 | Off Peak | 0 | 1 | 0 | Off Peak
2020 | 3 | 10 | 2020-03-10 | 11 | 0 | 0 | 0 | [6 empty] | 0 | 0 | 0 | 1 | Super Off Peak | 0 | 1 | 0 | Semi-Peak | 0 | 1 | Off Peak | 0 | 1 | Off Peak | 0 | 1 | 0 | Off Peak | 0 | 1 | 0 | Off Peak | 0 | 1 | 0 | Off Peak
2020 | 3 | 10 | 2020-03-10 | 12 | 0 | 0 | 0 | [6 empty] | 0 | 0 | 0 | 1 | Super Off Peak | 0 | 1 | 0 | Semi-Peak | 0 | 1 | Off Peak | 0 | 1 | Off Peak | 0 | 1 | 0 | Off Peak | 0 | 1 | 0 | Off Peak | 0 | 1 | 0 | Off Peak
2020 | 3 | 10 | 2020-03-10 | 13 | 0 | 0 | 0 | [6 empty] | 0 | 0 | 0 | 1 | Super Off Peak | 0 | 1 | 0 | Semi-Peak | 0 | 1 | Off Peak | 1 | 0 | On Peak | 0 | 1 | 0 | Off Peak | 1 | 0 | 0 | On Peak | 0 | 1 | 0 | Off Peak
2020 | 3 | 10 | 2020-03-10 | 14 | 0 | 0 | 0 | [6 empty] | 0 | 0 | 0 | 1 | Super Off Peak | 0 | 1 | 0 | Semi-Peak | 0 | 1 | Off Peak | 1 | 0 | On Peak | 0 | 1 | 0 | Off Peak | 1 | 0 | 0 | On Peak | 0 | 1 | 0 | Off Peak
2020 | 3 | 10 | 2020-03-10 | 15 | 0 | 0 | 0 | [6 empty] | 0 | 0 | 1 | 0 | Off Peak | 0 | 1 | 0 | Semi-Peak | 0 | 1 | Off Peak | 1 | 0 | On Peak | 0 | 1 | 0 | Off Peak | 1 | 0 | 0 | On Peak | 0 | 1 | 0 | Off Peak
2020 | 3 | 10 | 2020-03-10 | 16 | 0 | 0 | 0 | [6 empty] | 0 | 0 | 1 | 0 | Off Peak | 0 | 1 | 0 | Semi-Peak | 0 | 1 | Off Peak | 1 | 0 | On Peak | 0 | 1 | 0 | Off Peak | 1 | 0 | 0 | On Peak | 0 | 1 | 0 | Off Peak
2020 | 3 | 10 | 2020-03-10 | 17 | 0 | 0 | 0 | [6 empty] | 0 | 1 | 0 | 0 | On Peak | 0 | 1 | 0 | Semi-Peak | 1 | 0 | On Peak | 1 | 0 | On Peak | 0 | 1 | 0 | Off Peak | 1 | 0 | 0 | On Peak | 0 | 1 | 0 | Off Peak
2020 | 3 | 10 | 2020-03-10 | 18 | 0 | 0 | 0 | [6 empty] | 0 | 1 | 0 | 0 | On Peak | 1 | 0 | 0 | On Peak | 1 | 0 | On Peak | 1 | 0 | On Peak | 0 | 1 | 0 | Off Peak | 1 | 0 | 0 | On Peak | 0 | 1 | 0 | Off Peak
2020 | 3 | 10 | 2020-03-10 | 19 | 0 | 0 | 0 | [6 empty] | 0 | 1 | 0 | 0 | On Peak | 1 | 0 | 0 | On Peak | 1 | 0 | On Peak | 0 | 1 | Off Peak | 0 | 0 | 1 | Super Off Peak | 1 | 0 | 0 | On Peak | 0 | 1 | 0 | Off Peak
2020 | 3 | 10 | 2020-03-10 | 20 | 0 | 0 | 0 | [6 empty] | 0 | 1 | 0 | 0 | On Peak | 1 | 0 | 0 | On Peak | 1 | 0 | On Peak | 0 | 1 | Off Peak | 0 | 0 | 1 | Super Off Peak | 1 | 0 | 0 | On Peak | 1 | 0 | 0 | On Peak
2020 | 3 | 10 | 2020-03-10 | 21 | 0 | 0 | 0 | [6 empty] | 0 | 1 | 0 | 0 | On Peak | 0 | 1 | 0 | Semi-Peak | 1 | 0 | On Peak | 0 | 1 | Off Peak | 0 | 0 | 1 | Super Off Peak | 0 | 1 | 0 | Off Peak | 1 | 0 | 0 | On Peak
2020 | 3 | 10 | 2020-03-10 | 22 | 0 | 0 | 0 | [6 empty] | 0 | 0 | 1 | 0 | Off Peak | 0 | 1 | 0 | Semi-Peak | 0 | 1 | Off Peak | 0 | 1 | Off Peak | 0 | 0 | 1 | Super Off Peak | 0 | 1 | 0 | Off Peak | 1 | 0 | 0 | On Peak
2020 | 3 | 10 | 2020-03-10 | 23 | 0 | 0 | 0 | [6 empty] | 0 | 0 | 1 | 0 | Off Peak | 0 | 0 | 1 | Off Peak | 0 | 1 | Off Peak | 0 | 1 | Off Peak | 0 | 0 | 1 | Super Off Peak | 0 | 1 | 0 | Off Peak | 1 | 0 | 0 | On Peak
2020 | 3 | 10 | 2020-03-10 | 24 | 0 | 0 | 0 | [6 empty] | 0 | 0 | 1 | 0 | Off Peak | 0 | 0 | 1 | Off Peak | 0 | 1 | Off Peak | 0 | 1 | Off Peak | 0 | 0 | 1 | Super Off Peak | 0 | 1 | 0 | Off Peak | 1 | 0 | 0 | On Peak
2020 | 3 | 11 | 2020-03-11 | 1 | 0 | 0 | 0 | [6 empty] | 0 | 0 | 0 | 1 | Super Off Peak | 0 | 0 | 1 | Off Peak | 0 | 1 | Off Peak | 0 | 1 | Off Peak | 0 | 0 | 1 | Super Off Peak | 0 | 0 | 1 | Super Off Peak | 0 | 0 | 1 | Super Off Peak
2020 | 3 | 11 | 2020-03-11 | 2 | 0 | 0 | 0 | [6 empty] | 0 | 0 | 0 | 1 | Super Off Peak | 0 | 0 | 1 | Off Peak | 0 | 1 | Off Peak | 0 | 1 | Off Peak | 0 | 0 | 1 | Super Off Peak | 0 | 0 | 1 | Super Off Peak | 0 | 0 | 1 | Super Off Peak
2020 | 3 | 11 | 2020-03-11 | 3 | 0 | 0 | 0 | [6 empty] | 0 | 0 | 0 | 1 | Super Off Peak | 0 | 0 | 1 | Off Peak | 0 | 1 | Off Peak | 0 | 1 | Off Peak | 0 | 0 | 1 | Super Off Peak | 0 | 0 | 1 | Super Off Peak | 0 | 0 | 1 | Super Off Peak
2020 | 3 | 11 | 2020-03-11 | 4 | 0 | 0 | 0 | [6 empty] | 0 | 0 | 0 | 1 | Super Off Peak | 0 | 0 | 1 | Off Peak | 0 | 1 | Off Peak | 0 | 1 | Off Peak | 0 | 0 | 1 | Super Off Peak | 0 | 0 | 1 | Super Off Peak | 0 | 0 | 1 | Super Off Peak
2020 | 3 | 11 | 2020-03-11 | 5 | 0 | 0 | 0 | [6 empty] | 0 | 0 | 0 | 1 | Super Off Peak | 0 | 0 | 1 | Off Peak | 0 | 1 | Off Peak | 0 | 1 | Off Peak | 0 | 0 | 1 | Super Off Peak | 0 | 0 | 1 | Super Off Peak | 0 | 0 | 1 | Super Off Peak
2020 | 3 | 11 | 2020-03-11 | 6 | 0 | 0 | 0 | [6 empty] | 0 | 0 | 0 | 1 | Super Off Peak | 0 | 0 | 1 | Off Peak | 0 | 1 | Off Peak | 0 | 1 | Off Peak | 0 | 0 | 1 | Super Off Peak | 0 | 1 | 0 | Off Peak | 0 | 1 | 0 | Off Peak
2020 | 3 | 11 | 2020-03-11 | 7 | 0 | 0 | 0 | [6 empty] | 0 | 0 | 1 | 0 | Off Peak | 0 | 1 | 0 | Semi-Peak | 0 | 1 | Off Peak | 0 | 1 | Off Peak | 0 | 1 | 0 | Off Peak | 0 | 1 | 0 | Off Peak | 0 | 1 | 0 | Off Peak
2020 | 3 | 11 | 2020-03-11 | 8 | 0 | 0 | 0 | [6 empty] | 0 | 0 | 1 | 0 | Off Peak | 0 | 1 | 0 | Semi-Peak | 0 | 1 | Off Peak | 0 | 1 | Off Peak | 0 | 1 | 0 | Off Peak | 0 | 1 | 0 | Off Peak | 0 | 1 | 0 | Off Peak
2020 | 3 | 11 | 2020-03-11 | 9 | 0 | 0 | 0 | [6 empty] | 0 | 0 | 1 | 0 | Off Peak | 0 | 1 | 0 | Semi-Peak | 0 | 1 | Off Peak | 0 | 1 | Off Peak | 0 | 1 | 0 | Off Peak | 0 | 1 | 0 | Off Peak | 0 | 1 | 0 | Off Peak
2020 | 3 | 11 | 2020-03-11 | 10 | 0 | 0 | 0 | [6 empty] | 0 | 0 | 1 | 0 | Off Peak | 0 | 1 | 0 | Semi-Peak | 0 | 1 | Off Peak | 0 | 1 | Off Peak | 0 | 1 | 0 | Off Peak | 0 | 1 | 0 | Off Peak | 0 | 1 | 0 | Off Peak
2020 | 3 | 11 | 2020-03-11 | 11 | 0 | 0 | 0 | [6 empty] | 0 | 0 | 0 | 1 | Super Off Peak | 0 | 1 | 0 | Semi-Peak | 0 | 1 | Off Peak | 0 | 1 | Off Peak | 0 | 1 | 0 | Off Peak | 0 | 1 | 0 | Off Peak | 0 | 1 | 0 | Off Peak
2020 | 3 | 11 | 2020-03-11 | 12 | 0 | 0 | 0 | [6 empty] | 0 | 0 | 0 | 1 | Super Off Peak | 0 | 1 | 0 | Semi-Peak | 0 | 1 | Off Peak | 0 | 1 | Off Peak | 0 | 1 | 0 | Off Peak | 0 | 1 | 0 | Off Peak | 0 | 1 | 0 | Off Peak
2020 | 3 | 11 | 2020-03-11 | 13 | 0 | 0 | 0 | [6 empty] | 0 | 0 | 0 | 1 | Super Off Peak | 0 | 1 | 0 | Semi-Peak | 0 | 1 | Off Peak | 1 | 0 | On Peak | 0 | 1 | 0 | Off Peak | 1 | 0 | 0 | On Peak | 0 | 1 | 0 | Off Peak
2020 | 3 | 11 | 2020-03-11 | 14 | 0 | 0 | 0 | [6 empty] | 0 | 0 | 0 | 1 | Super Off Peak | 0 | 1 | 0 | Semi-Peak | 0 | 1 | Off Peak | 1 | 0 | On Peak | 0 | 1 | 0 | Off Peak | 1 | 0 | 0 | On Peak | 0 | 1 | 0 | Off Peak
2020 | 3 | 11 | 2020-03-11 | 15 | 0 | 0 | 0 | [6 empty] | 0 | 0 | 1 | 0 | Off Peak | 0 | 1 | 0 | Semi-Peak | 0 | 1 | Off Peak | 1 | 0 | On Peak | 0 | 1 | 0 | Off Peak | 1 | 0 | 0 | On Peak | 0 | 1 | 0 | Off Peak
2020 | 3 | 11 | 2020-03-11 | 16 | 0 | 0 | 0 | [6 empty] | 0 | 0 | 1 | 0 | Off Peak | 0 | 1 | 0 | Semi-Peak | 0 | 1 | Off Peak | 1 | 0 | On Peak | 0 | 1 | 0 | Off Peak | 1 | 0 | 0 | On Peak | 0 | 1 | 0 | Off Peak
2020 | 3 | 11 | 2020-03-11 | 17 | 0 | 0 | 0 | [6 empty] | 0 | 1 | 0 | 0 | On Peak | 0 | 1 | 0 | Semi-Peak | 1 | 0 | On Peak | 1 | 0 | On Peak | 0 | 1 | 0 | Off Peak | 1 | 0 | 0 | On Peak | 0 | 1 | 0 | Off Peak
2020 | 3 | 11 | 2020-03-11 | 18 | 0 | 0 | 0 | [6 empty] | 0 | 1 | 0 | 0 | On Peak | 1 | 0 | 0 | On Peak | 1 | 0 | On Peak | 1 | 0 | On Peak | 0 | 1 | 0 | Off Peak | 1 | 0 | 0 | On Peak | 0 | 1 | 0 | Off Peak
2020 | 3 | 11 | 2020-03-11 | 19 | 0 | 0 | 0 | [6 empty] | 0 | 1 | 0 | 0 | On Peak | 1 | 0 | 0 | On Peak | 1 | 0 | On Peak | 0 | 1 | Off Peak | 0 | 0 | 1 | Super Off Peak | 1 | 0 | 0 | On Peak | 0 | 1 | 0 | Off Peak
2020 | 3 | 11 | 2020-03-11 | 20 | 0 | 0 | 0 | [6 empty] | 0 | 1 | 0 | 0 | On Peak | 1 | 0 | 0 | On Peak | 1 | 0 | On Peak | 0 | 1 | Off Peak | 0 | 0 | 1 | Super Off Peak | 1 | 0 | 0 | On Peak | 1 | 0 | 0 | On Peak
2020 | 3 | 11 | 2020-03-11 | 21 | 0 | 0 | 0 | [6 empty] | 0 | 1 | 0 | 0 | On Peak | 0 | 1 | 0 | Semi-Peak | 1 | 0 | On Peak | 0 | 1 | Off Peak | 0 | 0 | 1 | Super Off Peak | 0 | 1 | 0 | Off Peak | 1 | 0 | 0 | On Peak
2020 | 3 | 11 | 2020-03-11 | 22 | 0 | 0 | 0 | [6 empty] | 0 | 0 | 1 | 0 | Off Peak | 0 | 1 | 0 | Semi-Peak | 0 | 1 | Off Peak | 0 | 1 | Off Peak | 0 | 0 | 1 | Super Off Peak | 0 | 1 | 0 | Off Peak | 1 | 0 | 0 | On Peak
2020 | 3 | 11 | 2020-03-11 | 23 | 0 | 0 | 0 | [6 empty] | 0 | 0 | 1 | 0 | Off Peak | 0 | 0 | 1 | Off Peak | 0 | 1 | Off Peak | 0 | 1 | Off Peak | 0 | 0 | 1 | Super Off Peak | 0 | 1 | 0 | Off Peak | 1 | 0 | 0 | On Peak
2020 | 3 | 11 | 2020-03-11 | 24 | 0 | 0 | 0 | [6 empty] | 0 | 0 | 1 | 0 | Off Peak | 0 | 0 | 1 | Off Peak | 0 | 1 | Off Peak | 0 | 1 | Off Peak | 0 | 0 | 1 | Super Off Peak | 0 | 1 | 0 | Off Peak | 1 | 0 | 0 | On Peak
2020 | 3 | 12 | 2020-03-12 | 1 | 0 | 0 | 0 | [6 empty] | 0 | 0 | 0 | 1 | Super Off Peak | 0 | 0 | 1 | Off Peak | 0 | 1 | Off Peak | 0 | 1 | Off Peak | 0 | 0 | 1 | Super Off Peak | 0 | 0 | 1 | Super Off Peak | 0 | 0 | 1 | Super Off Peak
2020 | 3 | 12 | 2020-03-12 | 2 | 0 | 0 | 0 | [6 empty] | 0 | 0 | 0 | 1 | Super Off Peak | 0 | 0 | 1 | Off Peak | 0 | 1 | Off Peak | 0 | 1 | Off Peak | 0 | 0 | 1 | Super Off Peak | 0 | 0 | 1 | Super Off Peak | 0 | 0 | 1 | Super Off Peak
2020 | 3 | 12 | 2020-03-12 | 3 | 0 | 0 | 0 | [6 empty] | 0 | 0 | 0 | 1 | Super Off Peak | 0 | 0 | 1 | Off Peak | 0 | 1 | Off Peak | 0 | 1 | Off Peak | 0 | 0 | 1 | Super Off Peak | 0 | 0 | 1 | Super Off Peak | 0 | 0 | 1 | Super Off Peak
2020 | 3 | 12 | 2020-03-12 | 4 | 0 | 0 | 0 | [6 empty] | 0 | 0 | 0 | 1 | Super Off Peak | 0 | 0 | 1 | Off Peak | 0 | 1 | Off Peak | 0 | 1 | Off Peak | 0 | 0 | 1 | Super Off Peak | 0 | 0 | 1 | Super Off Peak | 0 | 0 | 1 | Super Off Peak
2020 | 3 | 12 | 2020-03-12 | 5 | 0 | 0 | 0 | [6 empty] | 0 | 0 | 0 | 1 | Super Off Peak | 0 | 0 | 1 | Off Peak | 0 | 1 | Off Peak | 0 | 1 | Off Peak | 0 | 0 | 1 | Super Off Peak | 0 | 0 | 1 | Super Off Peak | 0 | 0 | 1 | Super Off Peak
2020 | 3 | 12 | 2020-03-12 | 6 | 0 | 0 | 0 | [6 empty] | 0 | 0 | 0 | 1 | Super Off Peak | 0 | 0 | 1 | Off Peak | 0 | 1 | Off Peak | 0 | 1 | Off Peak | 0 | 0 | 1 | Super Off Peak | 0 | 1 | 0 | Off Peak | 0 | 1 | 0 | Off Peak
2020 | 3 | 12 | 2020-03-12 | 7 | 0 | 0 | 0 | [6 empty] | 0 | 0 | 1 | 0 | Off Peak | 0 | 1 | 0 | Semi-Peak | 0 | 1 | Off Peak | 0 | 1 | Off Peak | 0 | 1 | 0 | Off Peak | 0 | 1 | 0 | Off Peak | 0 | 1 | 0 | Off Peak
2020 | 3 | 12 | 2020-03-12 | 8 | 0 | 0 | 0 | [6 empty] | 0 | 0 | 1 | 0 | Off Peak | 0 | 1 | 0 | Semi-Peak | 0 | 1 | Off Peak | 0 | 1 | Off Peak | 0 | 1 | 0 | Off Peak | 0 | 1 | 0 | Off Peak | 0 | 1 | 0 | Off Peak
2020 | 3 | 12 | 2020-03-12 | 9 | 0 | 0 | 0 | [6 empty] | 0 | 0 | 1 | 0 | Off Peak | 0 | 1 | 0 | Semi-Peak | 0 | 1 | Off Peak | 0 | 1 | Off Peak | 0 | 1 | 0 | Off Peak | 0 | 1 | 0 | Off Peak | 0 | 1 | 0 | Off Peak
2020 | 3 | 12 | 2020-03-12 | 10 | 0 | 0 | 0 | [6 empty] | 0 | 0 | 1 | 0 | Off Peak | 0 | 1 | 0 | Semi-Peak | 0 | 1 | Off Peak | 0 | 1 | Off Peak | 0 | 1 | 0 | Off Peak | 0 | 1 | 0 | Off Peak | 0 | 1 | 0 | Off Peak
2020 | 3 | 12 | 2020-03-12 | 11 | 0 | 0 | 0 | [6 empty] | 0 | 0 | 0 | 1 | Super Off Peak | 0 | 1 | 0 | Semi-Peak | 0 | 1 | Off Peak | 0 | 1 | Off Peak | 0 | 1 | 0 | Off Peak | 0 | 1 | 0 | Off Peak | 0 | 1 | 0 | Off Peak
2020 | 3 | 12 | 2020-03-12 | 12 | 0 | 0 | 0 | [6 empty] | 0 | 0 | 0 | 1 | Super Off Peak | 0 | 1 | 0 | Semi-Peak | 0 | 1 | Off Peak | 0 | 1 | Off Peak | 0 | 1 | 0 | Off Peak | 0 | 1 | 0 | Off Peak | 0 | 1 | 0 | Off Peak
2020 | 3 | 12 | 2020-03-12 | 13 | 0 | 0 | 0 | [6 empty] | 0 | 0 | 0 | 1 | Super Off Peak | 0 | 1 | 0 | Semi-Peak | 0 | 1 | Off Peak | 1 | 0 | On Peak | 0 | 1 | 0 | Off Peak | 1 | 0 | 0 | On Peak | 0 | 1 | 0 | Off Peak
2020 | 3 | 12 | 2020-03-12 | 14 | 0 | 0 | 0 | [6 empty] | 0 | 0 | 0 | 1 | Super Off Peak | 0 | 1 | 0 | Semi-Peak | 0 | 1 | Off Peak | 1 | 0 | On Peak | 0 | 1 | 0 | Off Peak | 1 | 0 | 0 | On Peak | 0 | 1 | 0 | Off Peak
2020 | 3 | 12 | 2020-03-12 | 15 | 0 | 0 | 0 | [6 empty] | 0 | 0 | 1 | 0 | Off Peak | 0 | 1 | 0 | Semi-Peak | 0 | 1 | Off Peak | 1 | 0 | On Peak | 0 | 1 | 0 | Off Peak | 1 | 0 | 0 | On Peak | 0 | 1 | 0 | Off Peak
2020 | 3 | 12 | 2020-03-12 | 16 | 0 | 0 | 0 | [6 empty] | 0 | 0 | 1 | 0 | Off Peak | 0 | 1 | 0 | Semi-Peak | 0 | 1 | Off Peak | 1 | 0 | On Peak | 0 | 1 | 0 | Off Peak | 1 | 0 | 0 | On Peak | 0 | 1 | 0 | Off Peak
2020 | 3 | 12 | 2020-03-12 | 17 | 0 | 0 | 0 | [6 empty] | 0 | 1 | 0 | 0 | On Peak | 0 | 1 | 0 | Semi-Peak | 1 | 0 | On Peak | 1 | 0 | On Peak | 0 | 1 | 0 | Off Peak | 1 | 0 | 0 | On Peak | 0 | 1 | 0 | Off Peak
2020 | 3 | 12 | 2020-03-12 | 18 | 0 | 0 | 0 | [6 empty] | 0 | 1 | 0 | 0 | On Peak | 1 | 0 | 0 | On Peak | 1 | 0 | On Peak | 1 | 0 | On Peak | 0 | 1 | 0 | Off Peak | 1 | 0 | 0 | On Peak | 0 | 1 | 0 | Off Peak
2020 | 3 | 12 | 2020-03-12 | 19 | 0 | 0 | 0 | [6 empty] | 0 | 1 | 0 | 0 | On Peak | 1 | 0 | 0 | On Peak | 1 | 0 | On Peak | 0 | 1 | Off Peak | 0 | 0 | 1 | Super Off Peak | 1 | 0 | 0 | On Peak | 0 | 1 | 0 | Off Peak
2020 | 3 | 12 | 2020-03-12 | 20 | 0 | 0 | 0 | [6 empty] | 0 | 1 | 0 | 0 | On Peak | 1 | 0 | 0 | On Peak | 1 | 0 | On Peak | 0 | 1 | Off Peak | 0 | 0 | 1 | Super Off Peak | 1 | 0 | 0 | On Peak | 1 | 0 | 0 | On Peak
2020 | 3 | 12 | 2020-03-12 | 21 | 0 | 0 | 0 | [6 empty] | 0 | 1 | 0 | 0 | On Peak | 0 | 1 | 0 | Semi-Peak | 1 | 0 | On Peak | 0 | 1 | Off Peak | 0 | 0 | 1 | Super Off Peak | 0 | 1 | 0 | Off Peak | 1 | 0 | 0 | On Peak
2020 | 3 | 12 | 2020-03-12 | 22 | 0 | 0 | 0 | [6 empty] | 0 | 0 | 1 | 0 | Off Peak | 0 | 1 | 0 | Semi-Peak | 0 | 1 | Off Peak | 0 | 1 | Off Peak | 0 | 0 | 1 | Super Off Peak | 0 | 1 | 0 | Off Peak | 1 | 0 | 0 | On Peak
2020 | 3 | 12 | 2020-03-12 | 23 | 0 | 0 | 0 | [6 empty] | 0 | 0 | 1 | 0 | Off Peak | 0 | 0 | 1 | Off Peak | 0 | 1 | Off Peak | 0 | 1 | Off Peak | 0 | 0 | 1 | Super Off Peak | 0 | 1 | 0 | Off Peak | 1 | 0 | 0 | On Peak
2020 | 3 | 12 | 2020-03-12 | 24 | 0 | 0 | 0 | [6 empty] | 0 | 0 | 1 | 0 | Off Peak | 0 | 0 | 1 | Off Peak | 0 | 1 | Off Peak | 0 | 1 | Off Peak | 0 | 0 | 1 | Super Off Peak | 0 | 1 | 0 | Off Peak | 1 | 0 | 0 | On Peak
2020 | 3 | 13 | 2020-03-13 | 1 | 0 | 0 | 0 | [6 empty] | 0 | 0 | 0 | 1 | Super Off Peak | 0 | 0 | 1 | Off Peak | 0 | 1 | Off Peak | 0 | 1 | Off Peak | 0 | 0 | 1 | Super Off Peak | 0 | 0 | 1 | Super Off Peak | 0 | 0 | 1 | Super Off Peak
2020 | 3 | 13 | 2020-03-13 | 2 | 0 | 0 | 0 | [6 empty] | 0 | 0 | 0 | 1 | Super Off Peak | 0 | 0 | 1 | Off Peak | 0 | 1 | Off Peak | 0 | 1 | Off Peak | 0 | 0 | 1 | Super Off Peak | 0 | 0 | 1 | Super Off Peak | 0 | 0 | 1 | Super Off Peak
2020 | 3 | 13 | 2020-03-13 | 3 | 0 | 0 | 0 | [6 empty] | 0 | 0 | 0 | 1 | Super Off Peak | 0 | 0 | 1 | Off Peak | 0 | 1 | Off Peak | 0 | 1 | Off Peak | 0 | 0 | 1 | Super Off Peak | 0 | 0 | 1 | Super Off Peak | 0 | 0 | 1 | Super Off Peak
2020 | 3 | 13 | 2020-03-13 | 4 | 0 | 0 | 0 | [6 empty] | 0 | 0 | 0 | 1 | Super Off Peak | 0 | 0 | 1 | Off Peak | 0 | 1 | Off Peak | 0 | 1 | Off Peak | 0 | 0 | 1 | Super Off Peak | 0 | 0 | 1 | Super Off Peak | 0 | 0 | 1 | Super Off Peak
2020 | 3 | 13 | 2020-03-13 | 5 | 0 | 0 | 0 | [6 empty] | 0 | 0 | 0 | 1 | Super Off Peak | 0 | 0 | 1 | Off Peak | 0 | 1 | Off Peak | 0 | 1 | Off Peak | 0 | 0 | 1 | Super Off Peak | 0 | 0 | 1 | Super Off Peak | 0 | 0 | 1 | Super Off Peak
2020 | 3 | 13 | 2020-03-13 | 6 | 0 | 0 | 0 | [6 empty] | 0 | 0 | 0 | 1 | Super Off Peak | 0 | 0 | 1 | Off Peak | 0 | 1 | Off Peak | 0 | 1 | Off Peak | 0 | 0 | 1 | Super Off Peak | 0 | 1 | 0 | Off Peak | 0 | 1 | 0 | Off Peak
2020 | 3 | 13 | 2020-03-13 | 7 | 0 | 0 | 0 | [6 empty] | 0 | 0 | 1 | 0 | Off Peak | 0 | 1 | 0 | Semi-Peak | 0 | 1 | Off Peak | 0 | 1 | Off Peak | 0 | 1 | 0 | Off Peak | 0 | 1 | 0 | Off Peak | 0 | 1 | 0 | Off Peak
2020 | 3 | 13 | 2020-03-13 | 8 | 0 | 0 | 0 | [6 empty] | 0 | 0 | 1 | 0 | Off Peak | 0 | 1 | 0 | Semi-Peak | 0 | 1 | Off Peak | 0 | 1 | Off Peak | 0 | 1 | 0 | Off Peak | 0 | 1 | 0 | Off Peak | 0 | 1 | 0 | Off Peak
2020 | 3 | 13 | 2020-03-13 | 9 | 0 | 0 | 0 | [6 empty] | 0 | 0 | 1 | 0 | Off Peak | 0 | 1 | 0 | Semi-Peak | 0 | 1 | Off Peak | 0 | 1 | Off Peak | 0 | 1 | 0 | Off Peak | 0 | 1 | 0 | Off Peak | 0 | 1 | 0 | Off Peak
2020 | 3 | 13 | 2020-03-13 | 10 | 0 | 0 | 0 | [6 empty] | 0 | 0 | 1 | 0 | Off Peak | 0 | 1 | 0 | Semi-Peak | 0 | 1 | Off Peak | 0 | 1 | Off Peak | 0 | 1 | 0 | Off Peak | 0 | 1 | 0 | Off Peak | 0 | 1 | 0 | Off Peak
2020 | 3 | 13 | 2020-03-13 | 11 | 0 | 0 | 0 | [6 empty] | 0 | 0 | 0 | 1 | Super Off Peak | 0 | 1 | 0 | Semi-Peak | 0 | 1 | Off Peak | 0 | 1 | Off Peak | 0 | 1 | 0 | Off Peak | 0 | 1 | 0 | Off Peak | 0 | 1 | 0 | Off Peak
2020 | 3 | 13 | 2020-03-13 | 12 | 0 | 0 | 0 | [6 empty] | 0 | 0 | 0 | 1 | Super Off Peak | 0 | 1 | 0 | Semi-Peak | 0 | 1 | Off Peak | 0 | 1 | Off Peak | 0 | 1 | 0 | Off Peak | 0 | 1 | 0 | Off Peak | 0 | 1 | 0 | Off Peak
2020 | 3 | 13 | 2020-03-13 | 13 | 0 | 0 | 0 | [6 empty] | 0 | 0 | 0 | 1 | Super Off Peak | 0 | 1 | 0 | Semi-Peak | 0 | 1 | Off Peak | 1 | 0 | On Peak | 0 | 1 | 0 | Off Peak | 1 | 0 | 0 | On Peak | 0 | 1 | 0 | Off Peak
2020 | 3 | 13 | 2020-03-13 | 14 | 0 | 0 | 0 | [6 empty] | 0 | 0 | 0 | 1 | Super Off Peak | 0 | 1 | 0 | Semi-Peak | 0 | 1 | Off Peak | 1 | 0 | On Peak | 0 | 1 | 0 | Off Peak | 1 | 0 | 0 | On Peak | 0 | 1 | 0 | Off Peak
2020 | 3 | 13 | 2020-03-13 | 15 | 0 | 0 | 0 | [6 empty] | 0 | 0 | 1 | 0 | Off Peak | 0 | 1 | 0 | Semi-Peak | 0 | 1 | Off Peak | 1 | 0 | On Peak | 0 | 1 | 0 | Off Peak | 1 | 0 | 0 | On Peak | 0 | 1 | 0 | Off Peak
2020 | 3 | 13 | 2020-03-13 | 16 | 0 | 0 | 0 | [6 empty] | 0 | 0 | 1 | 0 | Off Peak | 0 | 1 | 0 | Semi-Peak | 0 | 1 | Off Peak | 1 | 0 | On Peak | 0 | 1 | 0 | Off Peak | 1 | 0 | 0 | On Peak | 0 | 1 | 0 | Off Peak
2020 | 3 | 13 | 2020-03-13 | 17 | 0 | 0 | 0 | [6 empty] | 0 | 1 | 0 | 0 | On Peak | 0 | 1 | 0 | Semi-Peak | 1 | 0 | On Peak | 1 | 0 | On Peak | 0 | 1 | 0 | Off Peak | 1 | 0 | 0 | On Peak | 0 | 1 | 0 | Off Peak
2020 | 3 | 13 | 2020-03-13 | 18 | 0 | 0 | 0 | [6 empty] | 0 | 1 | 0 | 0 | On Peak | 1 | 0 | 0 | On Peak | 1 | 0 | On Peak | 1 | 0 | On Peak | 0 | 1 | 0 | Off Peak | 1 | 0 | 0 | On Peak | 0 | 1 | 0 | Off Peak
2020 | 3 | 13 | 2020-03-13 | 19 | 0 | 0 | 0 | [6 empty] | 0 | 1 | 0 | 0 | On Peak | 1 | 0 | 0 | On Peak | 1 | 0 | On Peak | 0 | 1 | Off Peak | 0 | 0 | 1 | Super Off Peak | 1 | 0 | 0 | On Peak | 0 | 1 | 0 | Off Peak
2020 | 3 | 13 | 2020-03-13 | 20 | 0 | 0 | 0 | [6 empty] | 0 | 1 | 0 | 0 | On Peak | 1 | 0 | 0 | On Peak | 1 | 0 | On Peak | 0 | 1 | Off Peak | 0 | 0 | 1 | Super Off Peak | 1 | 0 | 0 | On Peak | 1 | 0 | 0 | On Peak
2020 | 3 | 13 | 2020-03-13 | 21 | 0 | 0 | 0 | [6 empty] | 0 | 1 | 0 | 0 | On Peak | 0 | 1 | 0 | Semi-Peak | 1 | 0 | On Peak | 0 | 1 | Off Peak | 0 | 0 | 1 | Super Off Peak | 0 | 1 | 0 | Off Peak | 1 | 0 | 0 | On Peak
2020 | 3 | 13 | 2020-03-13 | 22 | 0 | 0 | 0 | [6 empty] | 0 | 0 | 1 | 0 | Off Peak | 0 | 1 | 0 | Semi-Peak | 0 | 1 | Off Peak | 0 | 1 | Off Peak | 0 | 0 | 1 | Super Off Peak | 0 | 1 | 0 | Off Peak | 1 | 0 | 0 | On Peak
2020 | 3 | 13 | 2020-03-13 | 23 | 0 | 0 | 0 | [6 empty] | 0 | 0 | 1 | 0 | Off Peak | 0 | 0 | 1 | Off Peak | 0 | 1 | Off Peak | 0 | 1 | Off Peak | 0 | 0 | 1 | Super Off Peak | 0 | 1 | 0 | Off Peak | 1 | 0 | 0 | On Peak
2020 | 3 | 13 | 2020-03-13 | 24 | 0 | 0 | 0 | [6 empty] | 0 | 0 | 1 | 0 | Off Peak | 0 | 0 | 1 | Off Peak | 0 | 1 | Off Peak | 0 | 1 | Off Peak | 0 | 0 | 1 | Super Off Peak | 0 | 1 | 0 | Off Peak | 1 | 0 | 0 | On Peak
2020 | 3 | 14 | 2020-03-14 | 1 | 0 | 1 | 0 | [6 empty] | 0 | 0 | 0 | 1 | Super Off Peak | 0 | 0 | 1 | Off Peak | 0 | 1 | Off Peak | 0 | 1 | Off Peak | 0 | 0 | 1 | Super Off Peak | 0 | 0 | 1 | Super Off Peak | 0 | 0 | 1 | Super Off Peak
2020 | 3 | 14 | 2020-03-14 | 2 | 0 | 1 | 0 | [6 empty] | 0 | 0 | 0 | 1 | Super Off Peak | 0 | 0 | 1 | Off Peak | 0 | 1 | Off Peak | 0 | 1 | Off Peak | 0 | 0 | 1 | Super Off Peak | 0 | 0 | 1 | Super Off Peak | 0 | 0 | 1 | Super Off Peak
2020 | 3 | 14 | 2020-03-14 | 3 | 0 | 1 | 0 | [6 empty] | 0 | 0 | 0 | 1 | Super Off Peak | 0 | 0 | 1 | Off Peak | 0 | 1 | Off Peak | 0 | 1 | Off Peak | 0 | 0 | 1 | Super Off Peak | 0 | 0 | 1 | Super Off Peak | 0 | 0 | 1 | Super Off Peak
2020 | 3 | 14 | 2020-03-14 | 4 | 0 | 1 | 0 | [6 empty] | 0 | 0 | 0 | 1 | Super Off Peak | 0 | 0 | 1 | Off Peak | 0 | 1 | Off Peak | 0 | 1 | Off Peak | 0 | 0 | 1 | Super Off Peak | 0 | 0 | 1 | Super Off Peak | 0 | 0 | 1 | Super Off Peak
2020 | 3 | 14 | 2020-03-14 | 5 | 0 | 1 | 0 | [6 empty] | 0 | 0 | 0 | 1 | Super Off Peak | 0 | 0 | 1 | Off Peak | 0 | 1 | Off Peak | 0 | 1 | Off Peak | 0 | 0 | 1 | Super Off Peak | 0 | 0 | 1 | Super Off Peak | 0 | 0 | 1 | Super Off Peak
2020 | 3 | 14 | 2020-03-14 | 6 | 0 | 1 | 0 | [6 empty] | 0 | 0 | 0 | 1 | Super Off Peak | 0 | 0 | 1 | Off Peak | 0 | 1 | Off Peak | 0 | 1 | Off Peak | 0 | 0 | 1 | Super Off Peak | 0 | 1 | 0 | Off Peak | 0 | 1 | 0 | Off Peak
2020 | 3 | 14 | 2020-03-14 | 7 | 0 | 1 | 0 | [6 empty] | 0 | 0 | 0 | 1 | Super Off Peak | 0 | 0 | 1 | Off Peak | 0 | 1 | Off Peak | 0 | 1 | Off Peak | 0 | 0 | 1 | Super Off Peak | 0 | 1 | 0 | Off Peak | 0 | 1 | 0 | Off Peak
2020 | 3 | 14 | 2020-03-14 | 8 | 0 | 1 | 0 | [6 empty] | 0 | 0 | 0 | 1 | Super Off Peak | 0 | 0 | 1 | Off Peak | 0 | 1 | Off Peak | 0 | 1 | Off Peak | 0 | 0 | 1 | Super Off Peak | 0 | 1 | 0 | Off Peak | 0 | 1 | 0 | Off Peak
2020 | 3 | 14 | 2020-03-14 | 9 | 0 | 1 | 0 | [6 empty] | 0 | 0 | 0 | 1 | Super Off Peak | 0 | 0 | 1 | Off Peak | 0 | 1 | Off Peak | 0 | 1 | Off Peak | 0 | 0 | 1 | Super Off Peak | 0 | 1 | 0 | Off Peak | 0 | 1 | 0 | Off Peak
2020 | 3 | 14 | 2020-03-14 | 10 | 0 | 1 | 0 | [6 empty] | 0 | 0 | 0 | 1 | Super Off Peak | 0 | 0 | 1 | Off Peak | 0 | 1 | Off Peak | 0 | 1 | Off Peak | 0 | 0 | 1 | Super Off Peak | 0 | 1 | 0 | Off Peak | 0 | 1 | 0 | Off Peak
2020 | 3 | 14 | 2020-03-14 | 11 | 0 | 1 | 0 | [6 empty] | 0 | 0 | 0 | 1 | Super Off Peak | 0 | 0 | 1 | Off Peak | 0 | 1 | Off Peak | 0 | 1 | Off Peak | 0 | 0 | 1 | Super Off Peak | 0 | 1 | 0 | Off Peak | 0 | 1 | 0 | Off Peak
2020 | 3 | 14 | 2020-03-14 | 12 | 0 | 1 | 0 | [6 empty] | 0 | 0 | 0 | 1 | Super Off Peak | 0 | 0 | 1 | Off Peak | 0 | 1 | Off Peak | 0 | 1 | Off Peak | 0 | 0 | 1 | Super Off Peak | 0 | 1 | 0 | Off Peak | 0 | 1 | 0 | Off Peak
2020 | 3 | 14 | 2020-03-14 | 13 | 0 | 1 | 0 | [6 empty] | 0 | 0 | 0 | 1 | Super Off Peak | 0 | 0 | 1 | Off Peak | 0 | 1 | Off Peak | 0 | 1 | Off Peak | 0 | 0 | 1 | Super Off Peak | 1 | 0 | 0 | On Peak | 0 | 1 | 0 | Off Peak
2020 | 3 | 14 | 2020-03-14 | 14 | 0 | 1 | 0 | [6 empty] | 0 | 0 | 0 | 1 | Super Off Peak | 0 | 0 | 1 | Off Peak | 0 | 1 | Off Peak | 0 | 1 | Off Peak | 0 | 0 | 1 | Super Off Peak | 1 | 0 | 0 | On Peak | 0 | 1 | 0 | Off Peak
2020 | 3 | 14 | 2020-03-14 | 15 | 0 | 1 | 0 | [6 empty] | 0 | 0 | 1 | 0 | Off Peak | 0 | 0 | 1 | Off Peak | 0 | 1 | Off Peak | 0 | 1 | Off Peak | 0 | 0 | 1 | Super Off Peak | 1 | 0 | 0 | On Peak | 0 | 1 | 0 | Off Peak
2020 | 3 | 14 | 2020-03-14 | 16 | 0 | 1 | 0 | [6 empty] | 0 | 0 | 1 | 0 | Off Peak | 0 | 0 | 1 | Off Peak | 0 | 1 | Off Peak | 0 | 1 | Off Peak | 0 | 0 | 1 | Super Off Peak | 1 | 0 | 0 | On Peak | 0 | 1 | 0 | Off Peak
2020 | 3 | 14 | 2020-03-14 | 17 | 0 | 1 | 0 | [6 empty] | 0 | 1 | 0 | 0 | On Peak | 0 | 0 | 1 | Off Peak | 0 | 1 | Off Peak | 0 | 1 | Off Peak | 0 | 0 | 1 | Super Off Peak | 1 | 0 | 0 | On Peak | 0 | 1 | 0 | Off Peak
2020 | 3 | 14 | 2020-03-14 | 18 | 0 | 1 | 0 | [6 empty] | 0 | 1 | 0 | 0 | On Peak | 0 | 0 | 1 | Off Peak | 0 | 1 | Off Peak | 0 | 1 | Off Peak | 0 | 0 | 1 | Super Off Peak | 1 | 0 | 0 | On Peak | 0 | 1 | 0 | Off Peak
2020 | 3 | 14 | 2020-03-14 | 19 | 0 | 1 | 0 | [6 empty] | 0 | 1 | 0 | 0 | On Peak | 0 | 0 | 1 | Off Peak | 0 | 1 | Off Peak | 0 | 1 | Off Peak | 0 | 0 | 1 | Super Off Peak | 1 | 0 | 0 | On Peak | 0 | 1 | 0 | Off Peak
2020 | 3 | 14 | 2020-03-14 | 20 | 0 | 1 | 0 | [6 empty] | 0 | 1 | 0 | 0 | On Peak | 0 | 0 | 1 | Off Peak | 0 | 1 | Off Peak | 0 | 1 | Off Peak | 0 | 0 | 1 | Super Off Peak | 1 | 0 | 0 | On Peak | 1 | 0 | 0 | On Peak
2020 | 3 | 14 | 2020-03-14 | 21 | 0 | 1 | 0 | [6 empty] | 0 | 1 | 0 | 0 | On Peak | 0 | 0 | 1 | Off Peak | 0 | 1 | Off Peak | 0 | 1 | Off Peak | 0 | 0 | 1 | Super Off Peak | 0 | 1 | 0 | Off Peak | 1 | 0 | 0 | On Peak
2020 | 3 | 14 | 2020-03-14 | 22 | 0 | 1 | 0 | [6 empty] | 0 | 0 | 1 | 0 | Off Peak | 0 | 0 | 1 | Off Peak | 0 | 1 | Off Peak | 0 | 1 | Off Peak | 0 | 0 | 1 | Super Off Peak | 0 | 1 | 0 | Off Peak | 1 | 0 | 0 | On Peak
2020 | 3 | 14 | 2020-03-14 | 23 | 0 | 1 | 0 | [6 empty] | 0 | 0 | 1 | 0 | Off Peak | 0 | 0 | 1 | Off Peak | 0 | 1 | Off Peak | 0 | 1 | Off Peak | 0 | 0 | 1 | Super Off Peak | 0 | 1 | 0 | Off Peak | 1 | 0 | 0 | On Peak
2020 | 3 | 14 | 2020-03-14 | 24 | 0 | 1 | 0 | [6 empty] | 0 | 0 | 1 | 0 | Off Peak | 0 | 0 | 1 | Off Peak | 0 | 1 | Off Peak | 0 | 1 | Off Peak | 0 | 0 | 1 | Super Off Peak | 0 | 1 | 0 | Off Peak | 1 | 0 | 0 | On Peak
2020 | 3 | 15 | 2020-03-15 | 1 | 0 | 1 | 0 | [6 empty] | 0 | 0 | 0 | 1 | Super Off Peak | 0 | 0 | 1 | Off Peak | 0 | 1 | Off Peak | 0 | 1 | Off Peak | 0 | 0 | 1 | Super Off Peak | 0 | 0 | 1 | Super Off Peak | 0 | 0 | 1 | Super Off Peak
2020 | 3 | 15 | 2020-03-15 | 2 | 0 | 1 | 0 | [6 empty] | 0 | 0 | 0 | 1 | Super Off Peak | 0 | 0 | 1 | Off Peak | 0 | 1 | Off Peak | 0 | 1 | Off Peak | 0 | 0 | 1 | Super Off Peak | 0 | 0 | 1 | Super Off Peak | 0 | 0 | 1 | Super Off Peak
2020 | 3 | 15 | 2020-03-15 | 3 | 0 | 1 | 0 | [6 empty] | 0 | 0 | 0 | 1 | Super Off Peak | 0 | 0 | 1 | Off Peak | 0 | 1 | Off Peak | 0 | 1 | Off Peak | 0 | 0 | 1 | Super Off Peak | 0 | 0 | 1 | Super Off Peak | 0 | 0 | 1 | Super Off Peak
2020 | 3 | 15 | 2020-03-15 | 4 | 0 | 1 | 0 | [6 empty] | 0 | 0 | 0 | 1 | Super Off Peak | 0 | 0 | 1 | Off Peak | 0 | 1 | Off Peak | 0 | 1 | Off Peak | 0 | 0 | 1 | Super Off Peak | 0 | 0 | 1 | Super Off Peak | 0 | 0 | 1 | Super Off Peak
2020 | 3 | 15 | 2020-03-15 | 5 | 0 | 1 | 0 | [6 empty] | 0 | 0 | 0 | 1 | Super Off Peak | 0 | 0 | 1 | Off Peak | 0 | 1 | Off Peak | 0 | 1 | Off Peak | 0 | 0 | 1 | Super Off Peak | 0 | 0 | 1 | Super Off Peak | 0 | 0 | 1 | Super Off Peak
2020 | 3 | 15 | 2020-03-15 | 6 | 0 | 1 | 0 | [6 empty] | 0 | 0 | 0 | 1 | Super Off Peak | 0 | 0 | 1 | Off Peak | 0 | 1 | Off Peak | 0 | 1 | Off Peak | 0 | 0 | 1 | Super Off Peak | 0 | 1 | 0 | Off Peak | 0 | 1 | 0 | Off Peak
2020 | 3 | 15 | 2020-03-15 | 7 | 0 | 1 | 0 | [6 empty] | 0 | 0 | 0 | 1 | Super Off Peak | 0 | 0 | 1 | Off Peak | 0 | 1 | Off Peak | 0 | 1 | Off Peak | 0 | 0 | 1 | Super Off Peak | 0 | 1 | 0 | Off Peak | 0 | 1 | 0 | Off Peak
2020 | 3 | 15 | 2020-03-15 | 8 | 0 | 1 | 0 | [6 empty] | 0 | 0 | 0 | 1 | Super Off Peak | 0 | 0 | 1 | Off Peak | 0 | 1 | Off Peak | 0 | 1 | Off Peak | 0 | 0 | 1 | Super Off Peak | 0 | 1 | 0 | Off Peak | 0 | 1 | 0 | Off Peak
2020 | 3 | 15 | 2020-03-15 | 9 | 0 | 1 | 0 | [6 empty] | 0 | 0 | 0 | 1 | Super Off Peak | 0 | 0 | 1 | Off Peak | 0 | 1 | Off Peak | 0 | 1 | Off Peak | 0 | 0 | 1 | Super Off Peak | 0 | 1 | 0 | Off Peak | 0 | 1 | 0 | Off Peak
2020 | 3 | 15 | 2020-03-15 | 10 | 0 | 1 | 0 | [6 empty] | 0 | 0 | 0 | 1 | Super Off Peak | 0 | 0 | 1 | Off Peak | 0 | 1 | Off Peak | 0 | 1 | Off Peak | 0 | 0 | 1 | Super Off Peak | 0 | 1 | 0 | Off Peak | 0 | 1 | 0 | Off Peak
2020 | 3 | 15 | 2020-03-15 | 11 | 0 | 1 | 0 | [6 empty] | 0 | 0 | 0 | 1 | Super Off Peak | 0 | 0 | 1 | Off Peak | 0 | 1 | Off Peak | 0 | 1 | Off Peak | 0 | 0 | 1 | Super Off Peak | 0 | 1 | 0 | Off Peak | 0 | 1 | 0 | Off Peak
2020 | 3 | 15 | 2020-03-15 | 12 | 0 | 1 | 0 | [6 empty] | 0 | 0 | 0 | 1 | Super Off Peak | 0 | 0 | 1 | Off Peak | 0 | 1 | Off Peak | 0 | 1 | Off Peak | 0 | 0 | 1 | Super Off Peak | 0 | 1 | 0 | Off Peak | 0 | 1 | 0 | Off Peak
2020 | 3 | 15 | 2020-03-15 | 13 | 0 | 1 | 0 | [6 empty] | 0 | 0 | 0 | 1 | Super Off Peak | 0 | 0 | 1 | Off Peak | 0 | 1 | Off Peak | 0 | 1 | Off Peak | 0 | 0 | 1 | Super Off Peak | 1 | 0 | 0 | On Peak | 0 | 1 | 0 | Off Peak
2020 | 3 | 15 | 2020-03-15 | 14 | 0 | 1 | 0 | [6 empty] | 0 | 0 | 0 | 1 | Super Off Peak | 0 | 0 | 1 | Off Peak | 0 | 1 | Off Peak | 0 | 1 | Off Peak | 0 | 0 | 1 | Super Off Peak | 1 | 0 | 0 | On Peak | 0 | 1 | 0 | Off Peak
2020 | 3 | 15 | 2020-03-15 | 15 | 0 | 1 | 0 | [6 empty] | 0 | 0 | 1 | 0 | Off Peak | 0 | 0 | 1 | Off Peak | 0 | 1 | Off Peak | 0 | 1 | Off Peak | 0 | 0 | 1 | Super Off Peak | 1 | 0 | 0 | On Peak | 0 | 1 | 0 | Off Peak
2020 | 3 | 15 | 2020-03-15 | 16 | 0 | 1 | 0 | [6 empty] | 0 | 0 | 1 | 0 | Off Peak | 0 | 0 | 1 | Off Peak | 0 | 1 | Off Peak | 0 | 1 | Off Peak | 0 | 0 | 1 | Super Off Peak | 1 | 0 | 0 | On Peak | 0 | 1 | 0 | Off Peak
2020 | 3 | 15 | 2020-03-15 | 17 | 0 | 1 | 0 | [6 empty] | 0 | 1 | 0 | 0 | On Peak | 0 | 0 | 1 | Off Peak | 0 | 1 | Off Peak | 0 | 1 | Off Peak | 0 | 0 | 1 | Super Off Peak | 1 | 0 | 0 | On Peak | 0 | 1 | 0 | Off Peak
2020 | 3 | 15 | 2020-03-15 | 18 | 0 | 1 | 0 | [6 empty] | 0 | 1 | 0 | 0 | On Peak | 0 | 0 | 1 | Off Peak | 0 | 1 | Off Peak | 0 | 1 | Off Peak | 0 | 0 | 1 | Super Off Peak | 1 | 0 | 0 | On Peak | 0 | 1 | 0 | Off Peak
2020 | 3 | 15 | 2020-03-15 | 19 | 0 | 1 | 0 | [6 empty] | 0 | 1 | 0 | 0 | On Peak | 0 | 0 | 1 | Off Peak | 0 | 1 | Off Peak | 0 | 1 | Off Peak | 0 | 0 | 1 | Super Off Peak | 1 | 0 | 0 | On Peak | 0 | 1 | 0 | Off Peak
2020 | 3 | 15 | 2020-03-15 | 20 | 0 | 1 | 0 | [6 empty] | 0 | 1 | 0 | 0 | On Peak | 0 | 0 | 1 | Off Peak | 0 | 1 | Off Peak | 0 | 1 | Off Peak | 0 | 0 | 1 | Super Off Peak | 1 | 0 | 0 | On Peak | 1 | 0 | 0 | On Peak
2020 | 3 | 15 | 2020-03-15 | 21 | 0 | 1 | 0 | [6 empty] | 0 | 1 | 0 | 0 | On Peak | 0 | 0 | 1 | Off Peak | 0 | 1 | Off Peak | 0 | 1 | Off Peak | 0 | 0 | 1 | Super Off Peak | 0 | 1 | 0 | Off Peak | 1 | 0 | 0 | On Peak
2020 | 3 | 15 | 2020-03-15 | 22 | 0 | 1 | 0 | [6 empty] | 0 | 0 | 1 | 0 | Off Peak | 0 | 0 | 1 | Off Peak | 0 | 1 | Off Peak | 0 | 1 | Off Peak | 0 | 0 | 1 | Super Off Peak | 0 | 1 | 0 | Off Peak | 1 | 0 | 0 | On Peak
2020 | 3 | 15 | 2020-03-15 | 23 | 0 | 1 | 0 | [6 empty] | 0 | 0 | 1 | 0 | Off Peak | 0 | 0 | 1 | Off Peak | 0 | 1 | Off Peak | 0 | 1 | Off Peak | 0 | 0 | 1 | Super Off Peak | 0 | 1 | 0 | Off Peak | 1 | 0 | 0 | On Peak
2020 | 3 | 15 | 2020-03-15 | 24 | 0 | 1 | 0 | [6 empty] | 0 | 0 | 1 | 0 | Off Peak | 0 | 0 | 1 | Off Peak | 0 | 1 | Off Peak | 0 | 1 | Off Peak | 0 | 0 | 1 | Super Off Peak | 0 | 1 | 0 | Off Peak | 1 | 0 | 0 | On Peak
2020 | 3 | 16 | 2020-03-16 | 1 | 0 | 0 | 0 | [6 empty] | 0 | 0 | 0 | 1 | Super Off Peak | 0 | 0 | 1 | Off Peak | 0 | 1 | Off Peak | 0 | 1 | Off Peak | 0 | 0 | 1 | Super Off Peak | 0 | 0 | 1 | Super Off Peak | 0 | 0 | 1 | Super Off Peak
2020 | 3 | 16 | 2020-03-16 | 2 | 0 | 0 | 0 | [6 empty] | 0 | 0 | 0 | 1 | Super Off Peak | 0 | 0 | 1 | Off Peak | 0 | 1 | Off Peak | 0 | 1 | Off Peak | 0 | 0 | 1 | Super Off Peak | 0 | 0 | 1 | Super Off Peak | 0 | 0 | 1 | Super Off Peak
2020 | 3 | 16 | 2020-03-16 | 3 | 0 | 0 | 0 | [6 empty] | 0 | 0 | 0 | 1 | Super Off Peak | 0 | 0 | 1 | Off Peak | 0 | 1 | Off Peak | 0 | 1 | Off Peak | 0 | 0 | 1 | Super Off Peak | 0 | 0 | 1 | Super Off Peak | 0 | 0 | 1 | Super Off Peak
2020 | 3 | 16 | 2020-03-16 | 4 | 0 | 0 | 0 | [6 empty] | 0 | 0 | 0 | 1 | Super Off Peak | 0 | 0 | 1 | Off Peak | 0 | 1 | Off Peak | 0 | 1 | Off Peak | 0 | 0 | 1 | Super Off Peak | 0 | 0 | 1 | Super Off Peak | 0 | 0 | 1 | Super Off Peak
2020 | 3 | 16 | 2020-03-16 | 5 | 0 | 0 | 0 | [6 empty] | 0 | 0 | 0 | 1 | Super Off Peak | 0 | 0 | 1 | Off Peak | 0 | 1 | Off Peak | 0 | 1 | Off Peak | 0 | 0 | 1 | Super Off Peak | 0 | 0 | 1 | Super Off Peak | 0 | 0 | 1 | Super Off Peak
2020 | 3 | 16 | 2020-03-16 | 6 | 0 | 0 | 0 | [6 empty] | 0 | 0 | 0 | 1 | Super Off Peak | 0 | 0 | 1 | Off Peak | 0 | 1 | Off Peak | 0 | 1 | Off Peak | 0 | 0 | 1 | Super Off Peak | 0 | 1 | 0 | Off Peak | 0 | 1 | 0 | Off Peak
2020 | 3 | 16 | 2020-03-16 | 7 | 0 | 0 | 0 | [6 empty] | 0 | 0 | 1 | 0 | Off Peak | 0 | 1 | 0 | Semi-Peak | 0 | 1 | Off Peak | 0 | 1 | Off Peak | 0 | 1 | 0 | Off Peak | 0 | 1 | 0 | Off Peak | 0 | 1 | 0 | Off Peak
2020 | 3 | 16 | 2020-03-16 | 8 | 0 | 0 | 0 | [6 empty] | 0 | 0 | 1 | 0 | Off Peak | 0 | 1 | 0 | Semi-Peak | 0 | 1 | Off Peak | 0 | 1 | Off Peak | 0 | 1 | 0 | Off Peak | 0 | 1 | 0 | Off Peak | 0 | 1 | 0 | Off Peak
2020 | 3 | 16 | 2020-03-16 | 9 | 0 | 0 | 0 | [6 empty] | 0 | 0 | 1 | 0 | Off Peak | 0 | 1 | 0 | Semi-Peak | 0 | 1 | Off Peak | 0 | 1 | Off Peak | 0 | 1 | 0 | Off Peak | 0 | 1 | 0 | Off Peak | 0 | 1 | 0 | Off Peak
2020 | 3 | 16 | 2020-03-16 | 10 | 0 | 0 | 0 | [6 empty] | 0 | 0 | 1 | 0 | Off Peak | 0 | 1 | 0 | Semi-Peak | 0 | 1 | Off Peak | 0 | 1 | Off Peak | 0 | 1 | 0 | Off Peak | 0 | 1 | 0 | Off Peak | 0 | 1 | 0 | Off Peak
2020 | 3 | 16 | 2020-03-16 | 11 | 0 | 0 | 0 | [6 empty] | 0 | 0 | 0 | 1 | Super Off Peak | 0 | 1 | 0 | Semi-Peak | 0 | 1 | Off Peak | 0 | 1 | Off Peak | 0 | 1 | 0 | Off Peak | 0 | 1 | 0 | Off Peak | 0 | 1 | 0 | Off Peak
2020 | 3 | 16 | 2020-03-16 | 12 | 0 | 0 | 0 | [6 empty] | 0 | 0 | 0 | 1 | Super Off Peak | 0 | 1 | 0 | Semi-Peak | 0 | 1 | Off Peak | 0 | 1 | Off Peak | 0 | 1 | 0 | Off Peak | 0 | 1 | 0 | Off Peak | 0 | 1 | 0 | Off Peak
2020 | 3 | 16 | 2020-03-16 | 13 | 0 | 0 | 0 | [6 empty] | 0 | 0 | 0 | 1 | Super Off Peak | 0 | 1 | 0 | Semi-Peak | 0 | 1 | Off Peak | 1 | 0 | On Peak | 0 | 1 | 0 | Off Peak | 1 | 0 | 0 | On Peak | 0 | 1 | 0 | Off Peak
2020 | 3 | 16 | 2020-03-16 | 14 | 0 | 0 | 0 | [6 empty] | 0 | 0 | 0 | 1 | Super Off Peak | 0 | 1 | 0 | Semi-Peak | 0 | 1 | Off Peak | 1 | 0 | On Peak | 0 | 1 | 0 | Off Peak | 1 | 0 | 0 | On Peak | 0 | 1 | 0 | Off Peak
2020 | 3 | 16 | 2020-03-16 | 15 | 0 | 0 | 0 | [6 empty] | 0 | 0 | 1 | 0 | Off Peak | 0 | 1 | 0 | Semi-Peak | 0 | 1 | Off Peak | 1 | 0 | On Peak | 0 | 1 | 0 | Off Peak | 1 | 0 | 0 | On Peak | 0 | 1 | 0 | Off Peak
2020 | 3 | 16 | 2020-03-16 | 16 | 0 | 0 | 0 | [6 empty] | 0 | 0 | 1 | 0 | Off Peak | 0 | 1 | 0 | Semi-Peak | 0 | 1 | Off Peak | 1 | 0 | On Peak | 0 | 1 | 0 | Off Peak | 1 | 0 | 0 | On Peak | 0 | 1 | 0 | Off Peak
2020 | 3 | 16 | 2020-03-16 | 17 | 0 | 0 | 0 | [6 empty] | 0 | 1 | 0 | 0 | On Peak | 0 | 1 | 0 | Semi-Peak | 1 | 0 | On Peak | 1 | 0 | On Peak | 0 | 1 | 0 | Off Peak | 1 | 0 | 0 | On Peak | 0 | 1 | 0 | Off Peak
2020 | 3 | 16 | 2020-03-16 | 18 | 0 | 0 | 0 | [6 empty] | 0 | 1 | 0 | 0 | On Peak | 1 | 0 | 0 | On Peak | 1 | 0 | On Peak | 1 | 0 | On Peak | 0 | 1 | 0 | Off Peak | 1 | 0 | 0 | On Peak | 0 | 1 | 0 | Off Peak
2020 | 3 | 16 | 2020-03-16 | 19 | 0 | 0 | 0 | [6 empty] | 0 | 1 | 0 | 0 | On Peak | 1 | 0 | 0 | On Peak | 1 | 0 | On Peak | 0 | 1 | Off Peak | 0 | 0 | 1 | Super Off Peak | 1 | 0 | 0 | On Peak | 0 | 1 | 0 | Off Peak
2020 | 3 | 16 | 2020-03-16 | 20 | 0 | 0 | 0 | [6 empty] | 0 | 1 | 0 | 0 | On Peak | 1 | 0 | 0 | On Peak | 1 | 0 | On Peak | 0 | 1 | Off Peak | 0 | 0 | 1 | Super Off Peak | 1 | 0 | 0 | On Peak | 1 | 0 | 0 | On Peak
2020 | 3 | 16 | 2020-03-16 | 21 | 0 | 0 | 0 | [6 empty] | 0 | 1 | 0 | 0 | On Peak | 0 | 1 | 0 | Semi-Peak | 1 | 0 | On Peak | 0 | 1 | Off Peak | 0 | 0 | 1 | Super Off Peak | 0 | 1 | 0 | Off Peak | 1 | 0 | 0 | On Peak
2020 | 3 | 16 | 2020-03-16 | 22 | 0 | 0 | 0 | [6 empty] | 0 | 0 | 1 | 0 | Off Peak | 0 | 1 | 0 | Semi-Peak | 0 | 1 | Off Peak | 0 | 1 | Off Peak | 0 | 0 | 1 | Super Off Peak | 0 | 1 | 0 | Off Peak | 1 | 0 | 0 | On Peak
2020 | 3 | 16 | 2020-03-16 | 23 | 0 | 0 | 0 | [6 empty] | 0 | 0 | 1 | 0 | Off Peak | 0 | 0 | 1 | Off Peak | 0 | 1 | Off Peak | 0 | 1 | Off Peak | 0 | 0 | 1 | Super Off Peak | 0 | 1 | 0 | Off Peak | 1 | 0 | 0 | On Peak
2020 | 3 | 16 | 2020-03-16 | 24 | 0 | 0 | 0 | [6 empty] | 0 | 0 | 1 | 0 | Off Peak | 0 | 0 | 1 | Off Peak | 0 | 1 | Off Peak | 0 | 1 | Off Peak | 0 | 0 | 1 | Super Off Peak | 0 | 1 | 0 | Off Peak | 1 | 0 | 0 | On Peak
2020 | 3 | 17 | 2020-03-17 | 1 | 0 | 0 | 0 | [6 empty] | 0 | 0 | 0 | 1 | Super Off Peak | 0 | 0 | 1 | Off Peak | 0 | 1 | Off Peak | 0 | 1 | Off Peak | 0 | 0 | 1 | Super Off Peak | 0 | 0 | 1 | Super Off Peak | 0 | 0 | 1 | Super Off Peak
2020 | 3 | 17 | 2020-03-17 | 2 | 0 | 0 | 0 | [6 empty] | 0 | 0 | 0 | 1 | Super Off Peak | 0 | 0 | 1 | Off Peak | 0 | 1 | Off Peak | 0 | 1 | Off Peak | 0 | 0 | 1 | Super Off Peak | 0 | 0 | 1 | Super Off Peak | 0 | 0 | 1 | Super Off Peak
2020 | 3 | 17 | 2020-03-17 | 3 | 0 | 0 | 0 | [6 empty] | 0 | 0 | 0 | 1 | Super Off Peak | 0 | 0 | 1 | Off Peak | 0 | 1 | Off Peak | 0 | 1 | Off Peak | 0 | 0 | 1 | Super Off Peak | 0 | 0 | 1 | Super Off Peak | 0 | 0 | 1 | Super Off Peak
2020 | 3 | 17 | 2020-03-17 | 4 | 0 | 0 | 0 | [6 empty] | 0 | 0 | 0 | 1 | Super Off Peak | 0 | 0 | 1 | Off Peak | 0 | 1 | Off Peak | 0 | 1 | Off Peak | 0 | 0 | 1 | Super Off Peak | 0 | 0 | 1 | Super Off Peak | 0 | 0 | 1 | Super Off Peak
2020 | 3 | 17 | 2020-03-17 | 5 | 0 | 0 | 0 | [6 empty] | 0 | 0 | 0 | 1 | Super Off Peak | 0 | 0 | 1 | Off Peak | 0 | 1 | Off Peak | 0 | 1 | Off Peak | 0 | 0 | 1 | Super Off Peak | 0 | 0 | 1 | Super Off Peak | 0 | 0 | 1 | Super Off Peak
2020 | 3 | 17 | 2020-03-17 | 6 | 0 | 0 | 0 | [6 empty] | 0 | 0 | 0 | 1 | Super Off Peak | 0 | 0 | 1 | Off Peak | 0 | 1 | Off Peak | 0 | 1 | Off Peak | 0 | 0 | 1 | Super Off Peak | 0 | 1 | 0 | Off Peak | 0 | 1 | 0 | Off Peak
2020 | 3 | 17 | 2020-03-17 | 7 | 0 | 0 | 0 | [6 empty] | 0 | 0 | 1 | 0 | Off Peak | 0 | 1 | 0 | Semi-Peak | 0 | 1 | Off Peak | 0 | 1 | Off Peak | 0 | 1 | 0 | Off Peak | 0 | 1 | 0 | Off Peak | 0 | 1 | 0 | Off Peak
2020 | 3 | 17 | 2020-03-17 | 8 | 0 | 0 | 0 | [6 empty] | 0 | 0 | 1 | 0 | Off Peak | 0 | 1 | 0 | Semi-Peak | 0 | 1 | Off Peak | 0 | 1 | Off Peak | 0 | 1 | 0 | Off Peak | 0 | 1 | 0 | Off Peak | 0 | 1 | 0 | Off Peak
2020 | 3 | 17 | 2020-03-17 | 9 | 0 | 0 | 0 | [6 empty] | 0 | 0 | 1 | 0 | Off Peak | 0 | 1 | 0 | Semi-Peak | 0 | 1 | Off Peak | 0 | 1 | Off Peak | 0 | 1 | 0 | Off Peak | 0 | 1 | 0 | Off Peak | 0 | 1 | 0 | Off Peak
2020 | 3 | 17 | 2020-03-17 | 10 | 0 | 0 | 0 | [6 empty] | 0 | 0 | 1 | 0 | Off Peak | 0 | 1 | 0 | Semi-Peak | 0 | 1 | Off Peak | 0 | 1 | Off Peak | 0 | 1 | 0 | Off Peak | 0 | 1 | 0 | Off Peak | 0 | 1 | 0 | Off Peak
2020 | 3 | 17 | 2020-03-17 | 11 | 0 | 0 | 0 | [6 empty] | 0 | 0 | 0 | 1 | Super Off Peak | 0 | 1 | 0 | Semi-Peak | 0 | 1 | Off Peak | 0 | 1 | Off Peak | 0 | 1 | 0 | Off Peak | 0 | 1 | 0 | Off Peak | 0 | 1 | 0 | Off Peak
2020 | 3 | 17 | 2020-03-17 | 12 | 0 | 0 | 0 | [6 empty] | 0 | 0 | 0 | 1 | Super Off Peak | 0 | 1 | 0 | Semi-Peak | 0 | 1 | Off Peak | 0 | 1 | Off Peak | 0 | 1 | 0 | Off Peak | 0 | 1 | 0 | Off Peak | 0 | 1 | 0 | Off Peak
2020 | 3 | 17 | 2020-03-17 | 13 | 0 | 0 | 0 | [6 empty] | 0 | 0 | 0 | 1 | Super Off Peak | 0 | 1 | 0 | Semi-Peak | 0 | 1 | Off Peak | 1 | 0 | On Peak | 0 | 1 | 0 | Off Peak | 1 | 0 | 0 | On Peak | 0 | 1 | 0 | Off Peak
2020 | 3 | 17 | 2020-03-17 | 14 | 0 | 0 | 0 | [6 empty] | 0 | 0 | 0 | 1 | Super Off Peak | 0 | 1 | 0 | Semi-Peak | 0 | 1 | Off Peak | 1 | 0 | On Peak | 0 | 1 | 0 | Off Peak | 1 | 0 | 0 | On Peak | 0 | 1 | 0 | Off Peak
2020 | 3 | 17 | 2020-03-17 | 15 | 0 | 0 | 0 | [6 empty] | 0 | 0 | 1 | 0 | Off Peak | 0 | 1 | 0 | Semi-Peak | 0 | 1 | Off Peak | 1 | 0 | On Peak | 0 | 1 | 0 | Off Peak | 1 | 0 | 0 | On Peak | 0 | 1 | 0 | Off Peak
2020 | 3 | 17 | 2020-03-17 | 16 | 0 | 0 | 0 | [6 empty] | 0 | 0 | 1 | 0 | Off Peak | 0 | 1 | 0 | Semi-Peak | 0 | 1 | Off Peak | 1 | 0 | On Peak | 0 | 1 | 0 | Off Peak | 1 | 0 | 0 | On Peak | 0 | 1 | 0 | Off Peak
2020 | 3 | 17 | 2020-03-17 | 17 | 0 | 0 | 0 | [6 empty] | 0 | 1 | 0 | 0 | On Peak | 0 | 1 | 0 | Semi-Peak | 1 | 0 | On Peak | 1 | 0 | On Peak | 0 | 1 | 0 | Off Peak | 1 | 0 | 0 | On Peak | 0 | 1 | 0 | Off Peak
2020 | 3 | 17 | 2020-03-17 | 18 | 0 | 0 | 0 | [6 empty] | 0 | 1 | 0 | 0 | On Peak | 1 | 0 | 0 | On Peak | 1 | 0 | On Peak | 1 | 0 | On Peak | 0 | 1 | 0 | Off Peak | 1 | 0 | 0 | On Peak | 0 | 1 | 0 | Off Peak
2020 | 3 | 17 | 2020-03-17 | 19 | 0 | 0 | 0 | [6 empty] | 0 | 1 | 0 | 0 | On Peak | 1 | 0 | 0 | On Peak | 1 | 0 | On Peak | 0 | 1 | Off Peak | 0 | 0 | 1 | Super Off Peak | 1 | 0 | 0 | On Peak | 0 | 1 | 0 | Off Peak
2020 | 3 | 17 | 2020-03-17 | 20 | 0 | 0 | 0 | [6 empty] | 0 | 1 | 0 | 0 | On Peak | 1 | 0 | 0 | On Peak | 1 | 0 | On Peak | 0 | 1 | Off Peak | 0 | 0 | 1 | Super Off Peak | 1 | 0 | 0 | On Peak | 1 | 0 | 0 | On Peak
2020 | 3 | 17 | 2020-03-17 | 21 | 0 | 0 | 0 | [6 empty] | 0 | 1 | 0 | 0 | On Peak | 0 | 1 | 0 | Semi-Peak | 1 | 0 | On Peak | 0 | 1 | Off Peak | 0 | 0 | 1 | Super Off Peak | 0 | 1 | 0 | Off Peak | 1 | 0 | 0 | On Peak
2020 | 3 | 17 | 2020-03-17 | 22 | 0 | 0 | 0 | [6 empty] | 0 | 0 | 1 | 0 | Off Peak | 0 | 1 | 0 | Semi-Peak | 0 | 1 | Off Peak | 0 | 1 | Off Peak | 0 | 0 | 1 | Super Off Peak | 0 | 1 | 0 | Off Peak | 1 | 0 | 0 | On Peak
2020 | 3 | 17 | 2020-03-17 | 23 | 0 | 0 | 0 | [6 empty] | 0 | 0 | 1 | 0 | Off Peak | 0 | 0 | 1 | Off Peak | 0 | 1 | Off Peak | 0 | 1 | Off Peak | 0 | 0 | 1 | Super Off Peak | 0 | 1 | 0 | Off Peak | 1 | 0 | 0 | On Peak
2020 | 3 | 17 | 2020-03-17 | 24 | 0 | 0 | 0 | [6 empty] | 0 | 0 | 1 | 0 | Off Peak | 0 | 0 | 1 | Off Peak | 0 | 1 | Off Peak | 0 | 1 | Off Peak | 0 | 0 | 1 | Super Off Peak | 0 | 1 | 0 | Off Peak | 1 | 0 | 0 | On Peak
2020 | 3 | 18 | 2020-03-18 | 1 | 0 | 0 | 0 | [6 empty] | 0 | 0 | 0 | 1 | Super Off Peak | 0 | 0 | 1 | Off Peak | 0 | 1 | Off Peak | 0 | 1 | Off Peak | 0 | 0 | 1 | Super Off Peak | 0 | 0 | 1 | Super Off Peak | 0 | 0 | 1 | Super Off Peak
2020 | 3 | 18 | 2020-03-18 | 2 | 0 | 0 | 0 | [6 empty] | 0 | 0 | 0 | 1 | Super Off Peak | 0 | 0 | 1 | Off Peak | 0 | 1 | Off Peak | 0 | 1 | Off Peak | 0 | 0 | 1 | Super Off Peak | 0 | 0 | 1 | Super Off Peak | 0 | 0 | 1 | Super Off Peak
2020 | 3 | 18 | 2020-03-18 | 3 | 0 | 0 | 0 | [6 empty] | 0 | 0 | 0 | 1 | Super Off Peak | 0 | 0 | 1 | Off Peak | 0 | 1 | Off Peak | 0 | 1 | Off Peak | 0 | 0 | 1 | Super Off Peak | 0 | 0 | 1 | Super Off Peak | 0 | 0 | 1 | Super Off Peak
2020 | 3 | 18 | 2020-03-18 | 4 | 0 | 0 | 0 | [6 empty] | 0 | 0 | 0 | 1 | Super Off Peak | 0 | 0 | 1 | Off Peak | 0 | 1 | Off Peak | 0 | 1 | Off Peak | 0 | 0 | 1 | Super Off Peak | 0 | 0 | 1 | Super Off Peak | 0 | 0 | 1 | Super Off Peak
2020 | 3 | 18 | 2020-03-18 | 5 | 0 | 0 | 0 | [6 empty] | 0 | 0 | 0 | 1 | Super Off Peak | 0 | 0 | 1 | Off Peak | 0 | 1 | Off Peak | 0 | 1 | Off Peak | 0 | 0 | 1 | Super Off Peak | 0 | 0 | 1 | Super Off Peak | 0 | 0 | 1 | Super Off Peak
2020 | 3 | 18 | 2020-03-18 | 6 | 0 | 0 | 0 | [6 empty] | 0 | 0 | 0 | 1 | Super Off Peak | 0 | 0 | 1 | Off Peak | 0 | 1 | Off Peak | 0 | 1 | Off Peak | 0 | 0 | 1 | Super Off Peak | 0 | 1 | 0 | Off Peak | 0 | 1 | 0 | Off Peak
2020 | 3 | 18 | 2020-03-18 | 7 | 0 | 0 | 0 | [6 empty] | 0 | 0 | 1 | 0 | Off Peak | 0 | 1 | 0 | Semi-Peak | 0 | 1 | Off Peak | 0 | 1 | Off Peak | 0 | 1 | 0 | Off Peak | 0 | 1 | 0 | Off Peak | 0 | 1 | 0 | Off Peak
2020 | 3 | 18 | 2020-03-18 | 8 | 0 | 0 | 0 | [6 empty] | 0 | 0 | 1 | 0 | Off Peak | 0 | 1 | 0 | Semi-Peak | 0 | 1 | Off Peak | 0 | 1 | Off Peak | 0 | 1 | 0 | Off Peak | 0 | 1 | 0 | Off Peak | 0 | 1 | 0 | Off Peak
2020 | 3 | 18 | 2020-03-18 | 9 | 0 | 0 | 0 | [6 empty] | 0 | 0 | 1 | 0 | Off Peak | 0 | 1 | 0 | Semi-Peak | 0 | 1 | Off Peak | 0 | 1 | Off Peak | 0 | 1 | 0 | Off Peak | 0 | 1 | 0 | Off Peak | 0 | 1 | 0 | Off Peak
2020 | 3 | 18 | 2020-03-18 | 10 | 0 | 0 | 0 | [6 empty] | 0 | 0 | 1 | 0 | Off Peak | 0 | 1 | 0 | Semi-Peak | 0 | 1 | Off Peak | 0 | 1 | Off Peak | 0 | 1 | 0 | Off Peak | 0 | 1 | 0 | Off Peak | 0 | 1 | 0 | Off Peak
2020 | 3 | 18 | 2020-03-18 | 11 | 0 | 0 | 0 | [6 empty] | 0 | 0 | 0 | 1 | Super Off Peak | 0 | 1 | 0 | Semi-Peak | 0 | 1 | Off Peak | 0 | 1 | Off Peak | 0 | 1 | 0 | Off Peak | 0 | 1 | 0 | Off Peak | 0 | 1 | 0 | Off Peak
2020 | 3 | 18 | 2020-03-18 | 12 | 0 | 0 | 0 | [6 empty] | 0 | 0 | 0 | 1 | Super Off Peak | 0 | 1 | 0 | Semi-Peak | 0 | 1 | Off Peak | 0 | 1 | Off Peak | 0 | 1 | 0 | Off Peak | 0 | 1 | 0 | Off Peak | 0 | 1 | 0 | Off Peak
2020 | 3 | 18 | 2020-03-18 | 13 | 0 | 0 | 0 | [6 empty] | 0 | 0 | 0 | 1 | Super Off Peak | 0 | 1 | 0 | Semi-Peak | 0 | 1 | Off Peak | 1 | 0 | On Peak | 0 | 1 | 0 | Off Peak | 1 | 0 | 0 | On Peak | 0 | 1 | 0 | Off Peak
2020 | 3 | 18 | 2020-03-18 | 14 | 0 | 0 | 0 | [6 empty] | 0 | 0 | 0 | 1 | Super Off Peak | 0 | 1 | 0 | Semi-Peak | 0 | 1 | Off Peak | 1 | 0 | On Peak | 0 | 1 | 0 | Off Peak | 1 | 0 | 0 | On Peak | 0 | 1 | 0 | Off Peak
2020 | 3 | 18 | 2020-03-18 | 15 | 0 | 0 | 0 | [6 empty] | 0 | 0 | 1 | 0 | Off Peak | 0 | 1 | 0 | Semi-Peak | 0 | 1 | Off Peak | 1 | 0 | On Peak | 0 | 1 | 0 | Off Peak | 1 | 0 | 0 | On Peak | 0 | 1 | 0 | Off Peak
2020 | 3 | 18 | 2020-03-18 | 16 | 0 | 0 | 0 | [6 empty] | 0 | 0 | 1 | 0 | Off Peak | 0 | 1 | 0 | Semi-Peak | 0 | 1 | Off Peak | 1 | 0 | On Peak | 0 | 1 | 0 | Off Peak | 1 | 0 | 0 | On Peak | 0 | 1 | 0 | Off Peak
2020 | 3 | 18 | 2020-03-18 | 17 | 0 | 0 | 0 | [6 empty] | 0 | 1 | 0 | 0 | On Peak | 0 | 1 | 0 | Semi-Peak | 1 | 0 | On Peak | 1 | 0 | On Peak | 0 | 1 | 0 | Off Peak | 1 | 0 | 0 | On Peak | 0 | 1 | 0 | Off Peak
2020 | 3 | 18 | 2020-03-18 | 18 | 0 | 0 | 0 | [6 empty] | 0 | 1 | 0 | 0 | On Peak | 1 | 0 | 0 | On Peak | 1 | 0 | On Peak | 1 | 0 | On Peak | 0 | 1 | 0 | Off Peak | 1 | 0 | 0 | On Peak | 0 | 1 | 0 | Off Peak
2020 | 3 | 18 | 2020-03-18 | 19 | 0 | 0 | 0 | [6 empty] | 0 | 1 | 0 | 0 | On Peak | 1 | 0 | 0 | On Peak | 1 | 0 | On Peak | 0 | 1 | Off Peak | 0 | 0 | 1 | Super Off Peak | 1 | 0 | 0 | On Peak | 0 | 1 | 0 | Off Peak
2020 | 3 | 18 | 2020-03-18 | 20 | 0 | 0 | 0 | [6 empty] | 0 | 1 | 0 | 0 | On Peak | 1 | 0 | 0 | On Peak | 1 | 0 | On Peak | 0 | 1 | Off Peak | 0 | 0 | 1 | Super Off Peak | 1 | 0 | 0 | On Peak | 1 | 0 | 0 | On Peak
2020 | 3 | 18 | 2020-03-18 | 21 | 0 | 0 | 0 | [6 empty] | 0 | 1 | 0 | 0 | On Peak | 0 | 1 | 0 | Semi-Peak | 1 | 0 | On Peak | 0 | 1 | Off Peak | 0 | 0 | 1 | Super Off Peak | 0 | 1 | 0 | Off Peak | 1 | 0 | 0 | On Peak
2020 | 3 | 18 | 2020-03-18 | 22 | 0 | 0 | 0 | [6 empty] | 0 | 0 | 1 | 0 | Off Peak | 0 | 1 | 0 | Semi-Peak | 0 | 1 | Off Peak | 0 | 1 | Off Peak | 0 | 0 | 1 | Super Off Peak | 0 | 1 | 0 | Off Peak | 1 | 0 | 0 | On Peak
2020 | 3 | 18 | 2020-03-18 | 23 | 0 | 0 | 0 | [6 empty] | 0 | 0 | 1 | 0 | Off Peak | 0 | 0 | 1 | Off Peak | 0 | 1 | Off Peak | 0 | 1 | Off Peak | 0 | 0 | 1 | Super Off Peak | 0 | 1 | 0 | Off Peak | 1 | 0 | 0 | On Peak
2020 | 3 | 18 | 2020-03-18 | 24 | 0 | 0 | 0 | [6 empty] | 0 | 0 | 1 | 0 | Off Peak | 0 | 0 | 1 | Off Peak | 0 | 1 | Off Peak | 0 | 1 | Off Peak | 0 | 0 | 1 | Super Off Peak | 0 | 1 | 0 | Off Peak | 1 | 0 | 0 | On Peak
2020 | 3 | 19 | 2020-03-19 | 1 | 0 | 0 | 0 | [6 empty] | 0 | 0 | 0 | 1 | Super Off Peak | 0 | 0 | 1 | Off Peak | 0 | 1 | Off Peak | 0 | 1 | Off Peak | 0 | 0 | 1 | Super Off Peak | 0 | 0 | 1 | Super Off Peak | 0 | 0 | 1 | Super Off Peak
2020 | 3 | 19 | 2020-03-19 | 2 | 0 | 0 | 0 | [6 empty] | 0 | 0 | 0 | 1 | Super Off Peak | 0 | 0 | 1 | Off Peak | 0 | 1 | Off Peak | 0 | 1 | Off Peak | 0 | 0 | 1 | Super Off Peak | 0 | 0 | 1 | Super Off Peak | 0 | 0 | 1 | Super Off Peak
2020 | 3 | 19 | 2020-03-19 | 3 | 0 | 0 | 0 | [6 empty] | 0 | 0 | 0 | 1 | Super Off Peak | 0 | 0 | 1 | Off Peak | 0 | 1 | Off Peak | 0 | 1 | Off Peak | 0 | 0 | 1 | Super Off Peak | 0 | 0 | 1 | Super Off Peak | 0 | 0 | 1 | Super Off Peak
2020 | 3 | 19 | 2020-03-19 | 4 | 0 | 0 | 0 | [6 empty] | 0 | 0 | 0 | 1 | Super Off Peak | 0 | 0 | 1 | Off Peak | 0 | 1 | Off Peak | 0 | 1 | Off Peak | 0 | 0 | 1 | Super Off Peak | 0 | 0 | 1 | Super Off Peak | 0 | 0 | 1 | Super Off Peak
2020 | 3 | 19 | 2020-03-19 | 5 | 0 | 0 | 0 | [6 empty] | 0 | 0 | 0 | 1 | Super Off Peak | 0 | 0 | 1 | Off Peak | 0 | 1 | Off Peak | 0 | 1 | Off Peak | 0 | 0 | 1 | Super Off Peak | 0 | 0 | 1 | Super Off Peak | 0 | 0 | 1 | Super Off Peak
2020 | 3 | 19 | 2020-03-19 | 6 | 0 | 0 | 0 | [6 empty] | 0 | 0 | 0 | 1 | Super Off Peak | 0 | 0 | 1 | Off Peak | 0 | 1 | Off Peak | 0 | 1 | Off Peak | 0 | 0 | 1 | Super Off Peak | 0 | 1 | 0 | Off Peak | 0 | 1 | 0 | Off Peak
2020 | 3 | 19 | 2020-03-19 | 7 | 0 | 0 | 0 | [6 empty] | 0 | 0 | 1 | 0 | Off Peak | 0 | 1 | 0 | Semi-Peak | 0 | 1 | Off Peak | 0 | 1 | Off Peak | 0 | 1 | 0 | Off Peak | 0 | 1 | 0 | Off Peak | 0 | 1 | 0 | Off Peak
2020 | 3 | 19 | 2020-03-19 | 8 | 0 | 0 | 0 | [6 empty] | 0 | 0 | 1 | 0 | Off Peak | 0 | 1 | 0 | Semi-Peak | 0 | 1 | Off Peak | 0 | 1 | Off Peak | 0 | 1 | 0 | Off Peak | 0 | 1 | 0 | Off Peak | 0 | 1 | 0 | Off Peak
2020 | 3 | 19 | 2020-03-19 | 9 | 0 | 0 | 0 | [6 empty] | 0 | 0 | 1 | 0 | Off Peak | 0 | 1 | 0 | Semi-Peak | 0 | 1 | Off Peak | 0 | 1 | Off Peak | 0 | 1 | 0 | Off Peak | 0 | 1 | 0 | Off Peak | 0 | 1 | 0 | Off Peak
2020 | 3 | 19 | 2020-03-19 | 10 | 0 | 0 | 0 | [6 empty] | 0 | 0 | 1 | 0 | Off Peak | 0 | 1 | 0 | Semi-Peak | 0 | 1 | Off Peak | 0 | 1 | Off Peak | 0 | 1 | 0 | Off Peak | 0 | 1 | 0 | Off Peak | 0 | 1 | 0 | Off Peak
2020 | 3 | 19 | 2020-03-19 | 11 | 0 | 0 | 0 | [6 empty] | 0 | 0 | 0 | 1 | Super Off Peak | 0 | 1 | 0 | Semi-Peak | 0 | 1 | Off Peak | 0 | 1 | Off Peak | 0 | 1 | 0 | Off Peak | 0 | 1 | 0 | Off Peak | 0 | 1 | 0 | Off Peak
2020 | 3 | 19 | 2020-03-19 | 12 | 0 | 0 | 0 | [6 empty] | 0 | 0 | 0 | 1 | Super Off Peak | 0 | 1 | 0 | Semi-Peak | 0 | 1 | Off Peak | 0 | 1 | Off Peak | 0 | 1 | 0 | Off Peak | 0 | 1 | 0 | Off Peak | 0 | 1 | 0 | Off Peak
2020 | 3 | 19 | 2020-03-19 | 13 | 0 | 0 | 0 | [6 empty] | 0 | 0 | 0 | 1 | Super Off Peak | 0 | 1 | 0 | Semi-Peak | 0 | 1 | Off Peak | 1 | 0 | On Peak | 0 | 1 | 0 | Off Peak | 1 | 0 | 0 | On Peak | 0 | 1 | 0 | Off Peak
2020 | 3 | 19 | 2020-03-19 | 14 | 0 | 0 | 0 | [6 empty] | 0 | 0 | 0 | 1 | Super Off Peak | 0 | 1 | 0 | Semi-Peak | 0 | 1 | Off Peak | 1 | 0 | On Peak | 0 | 1 | 0 | Off Peak | 1 | 0 | 0 | On Peak | 0 | 1 | 0 | Off Peak
2020 | 3 | 19 | 2020-03-19 | 15 | 0 | 0 | 0 | [6 empty] | 0 | 0 | 1 | 0 | Off Peak | 0 | 1 | 0 | Semi-Peak | 0 | 1 | Off Peak | 1 | 0 | On Peak | 0 | 1 | 0 | Off Peak | 1 | 0 | 0 | On Peak | 0 | 1 | 0 | Off Peak
2020 | 3 | 19 | 2020-03-19 | 16 | 0 | 0 | 0 | [6 empty] | 0 | 0 | 1 | 0 | Off Peak | 0 | 1 | 0 | Semi-Peak | 0 | 1 | Off Peak | 1 | 0 | On Peak | 0 | 1 | 0 | Off Peak | 1 | 0 | 0 | On Peak | 0 | 1 | 0 | Off Peak
2020 | 3 | 19 | 2020-03-19 | 17 | 0 | 0 | 0 | [6 empty] | 0 | 1 | 0 | 0 | On Peak | 0 | 1 | 0 | Semi-Peak | 1 | 0 | On Peak | 1 | 0 | On Peak | 0 | 1 | 0 | Off Peak | 1 | 0 | 0 | On Peak | 0 | 1 | 0 | Off Peak
2020 | 3 | 19 | 2020-03-19 | 18 | 0 | 0 | 0 | [6 empty] | 0 | 1 | 0 | 0 | On Peak | 1 | 0 | 0 | On Peak | 1 | 0 | On Peak | 1 | 0 | On Peak | 0 | 1 | 0 | Off Peak | 1 | 0 | 0 | On Peak | 0 | 1 | 0 | Off Peak
2020 | 3 | 19 | 2020-03-19 | 19 | 0 | 0 | 0 | [6 empty] | 0 | 1 | 0 | 0 | On Peak | 1 | 0 | 0 | On Peak | 1 | 0 | On Peak | 0 | 1 | Off Peak | 0 | 0 | 1 | Super Off Peak | 1 | 0 | 0 | On Peak | 0 | 1 | 0 | Off Peak
2020 | 3 | 19 | 2020-03-19 | 20 | 0 | 0 | 0 | [6 empty] | 0 | 1 | 0 | 0 | On Peak | 1 | 0 | 0 | On Peak | 1 | 0 | On Peak | 0 | 1 | Off Peak | 0 | 0 | 1 | Super Off Peak | 1 | 0 | 0 | On Peak | 1 | 0 | 0 | On Peak
2020 | 3 | 19 | 2020-03-19 | 21 | 0 | 0 | 0 | [6 empty] | 0 | 1 | 0 | 0 | On Peak | 0 | 1 | 0 | Semi-Peak | 1 | 0 | On Peak | 0 | 1 | Off Peak | 0 | 0 | 1 | Super Off Peak | 0 | 1 | 0 | Off Peak | 1 | 0 | 0 | On Peak
2020 | 3 | 19 | 2020-03-19 | 22 | 0 | 0 | 0 | [6 empty] | 0 | 0 | 1 | 0 | Off Peak | 0 | 1 | 0 | Semi-Peak | 0 | 1 | Off Peak | 0 | 1 | Off Peak | 0 | 0 | 1 | Super Off Peak | 0 | 1 | 0 | Off Peak | 1 | 0 | 0 | On Peak
2020 | 3 | 19 | 2020-03-19 | 23 | 0 | 0 | 0 | [6 empty] | 0 | 0 | 1 | 0 | Off Peak | 0 | 0 | 1 | Off Peak | 0 | 1 | Off Peak | 0 | 1 | Off Peak | 0 | 0 | 1 | Super Off Peak | 0 | 1 | 0 | Off Peak | 1 | 0 | 0 | On Peak
2020 | 3 | 19 | 2020-03-19 | 24 | 0 | 0 | 0 | [6 empty] | 0 | 0 | 1 | 0 | Off Peak | 0 | 0 | 1 | Off Peak | 0 | 1 | Off Peak | 0 | 1 | Off Peak | 0 | 0 | 1 | Super Off Peak | 0 | 1 | 0 | Off Peak | 1 | 0 | 0 | On Peak
2020 | 3 | 20 | 2020-03-20 | 1 | 0 | 0 | 0 | [6 empty] | 0 | 0 | 0 | 1 | Super Off Peak | 0 | 0 | 1 | Off Peak | 0 | 1 | Off Peak | 0 | 1 | Off Peak | 0 | 0 | 1 | Super Off Peak | 0 | 0 | 1 | Super Off Peak | 0 | 0 | 1 | Super Off Peak
2020 | 3 | 20 | 2020-03-20 | 2 | 0 | 0 | 0 | [6 empty] | 0 | 0 | 0 | 1 | Super Off Peak | 0 | 0 | 1 | Off Peak | 0 | 1 | Off Peak | 0 | 1 | Off Peak | 0 | 0 | 1 | Super Off Peak | 0 | 0 | 1 | Super Off Peak | 0 | 0 | 1 | Super Off Peak
2020 | 3 | 20 | 2020-03-20 | 3 | 0 | 0 | 0 | [6 empty] | 0 | 0 | 0 | 1 | Super Off Peak | 0 | 0 | 1 | Off Peak | 0 | 1 | Off Peak | 0 | 1 | Off Peak | 0 | 0 | 1 | Super Off Peak | 0 | 0 | 1 | Super Off Peak | 0 | 0 | 1 | Super Off Peak
2020 | 3 | 20 | 2020-03-20 | 4 | 0 | 0 | 0 | [6 empty] | 0 | 0 | 0 | 1 | Super Off Peak | 0 | 0 | 1 | Off Peak | 0 | 1 | Off Peak | 0 | 1 | Off Peak | 0 | 0 | 1 | Super Off Peak | 0 | 0 | 1 | Super Off Peak | 0 | 0 | 1 | Super Off Peak
2020 | 3 | 20 | 2020-03-20 | 5 | 0 | 0 | 0 | [6 empty] | 0 | 0 | 0 | 1 | Super Off Peak | 0 | 0 | 1 | Off Peak | 0 | 1 | Off Peak | 0 | 1 | Off Peak | 0 | 0 | 1 | Super Off Peak | 0 | 0 | 1 | Super Off Peak | 0 | 0 | 1 | Super Off Peak
2020 | 3 | 20 | 2020-03-20 | 6 | 0 | 0 | 0 | [6 empty] | 0 | 0 | 0 | 1 | Super Off Peak | 0 | 0 | 1 | Off Peak | 0 | 1 | Off Peak | 0 | 1 | Off Peak | 0 | 0 | 1 | Super Off Peak | 0 | 1 | 0 | Off Peak | 0 | 1 | 0 | Off Peak
2020 | 3 | 20 | 2020-03-20 | 7 | 0 | 0 | 0 | [6 empty] | 0 | 0 | 1 | 0 | Off Peak | 0 | 1 | 0 | Semi-Peak | 0 | 1 | Off Peak | 0 | 1 | Off Peak | 0 | 1 | 0 | Off Peak | 0 | 1 | 0 | Off Peak | 0 | 1 | 0 | Off Peak
2020 | 3 | 20 | 2020-03-20 | 8 | 0 | 0 | 0 | [6 empty] | 0 | 0 | 1 | 0 | Off Peak | 0 | 1 | 0 | Semi-Peak | 0 | 1 | Off Peak | 0 | 1 | Off Peak | 0 | 1 | 0 | Off Peak | 0 | 1 | 0 | Off Peak | 0 | 1 | 0 | Off Peak
2020 | 3 | 20 | 2020-03-20 | 9 | 0 | 0 | 0 | [6 empty] | 0 | 0 | 1 | 0 | Off Peak | 0 | 1 | 0 | Semi-Peak | 0 | 1 | Off Peak | 0 | 1 | Off Peak | 0 | 1 | 0 | Off Peak | 0 | 1 | 0 | Off Peak | 0 | 1 | 0 | Off Peak
2020 | 3 | 20 | 2020-03-20 | 10 | 0 | 0 | 0 | [6 empty] | 0 | 0 | 1 | 0 | Off Peak | 0 | 1 | 0 | Semi-Peak | 0 | 1 | Off Peak | 0 | 1 | Off Peak | 0 | 1 | 0 | Off Peak | 0 | 1 | 0 | Off Peak | 0 | 1 | 0 | Off Peak
2020 | 3 | 20 | 2020-03-20 | 11 | 0 | 0 | 0 | [6 empty] | 0 | 0 | 0 | 1 | Super Off Peak | 0 | 1 | 0 | Semi-Peak | 0 | 1 | Off Peak | 0 | 1 | Off Peak | 0 | 1 | 0 | Off Peak | 0 | 1 | 0 | Off Peak | 0 | 1 | 0 | Off Peak
2020 | 3 | 20 | 2020-03-20 | 12 | 0 | 0 | 0 | [6 empty] | 0 | 0 | 0 | 1 | Super Off Peak | 0 | 1 | 0 | Semi-Peak | 0 | 1 | Off Peak | 0 | 1 | Off Peak | 0 | 1 | 0 | Off Peak | 0 | 1 | 0 | Off Peak | 0 | 1 | 0 | Off Peak
2020 | 3 | 20 | 2020-03-20 | 13 | 0 | 0 | 0 | [6 empty] | 0 | 0 | 0 | 1 | Super Off Peak | 0 | 1 | 0 | Semi-Peak | 0 | 1 | Off Peak | 1 | 0 | On Peak | 0 | 1 | 0 | Off Peak | 1 | 0 | 0 | On Peak | 0 | 1 | 0 | Off Peak
2020 | 3 | 20 | 2020-03-20 | 14 | 0 | 0 | 0 | [6 empty] | 0 | 0 | 0 | 1 | Super Off Peak | 0 | 1 | 0 | Semi-Peak | 0 | 1 | Off Peak | 1 | 0 | On Peak | 0 | 1 | 0 | Off Peak | 1 | 0 | 0 | On Peak | 0 | 1 | 0 | Off Peak
2020 | 3 | 20 | 2020-03-20 | 15 | 0 | 0 | 0 | [6 empty] | 0 | 0 | 1 | 0 | Off Peak | 0 | 1 | 0 | Semi-Peak | 0 | 1 | Off Peak | 1 | 0 | On Peak | 0 | 1 | 0 | Off Peak | 1 | 0 | 0 | On Peak | 0 | 1 | 0 | Off Peak
2020 | 3 | 20 | 2020-03-20 | 16 | 0 | 0 | 0 | [6 empty] | 0 | 0 | 1 | 0 | Off Peak | 0 | 1 | 0 | Semi-Peak | 0 | 1 | Off Peak | 1 | 0 | On Peak | 0 | 1 | 0 | Off Peak | 1 | 0 | 0 | On Peak | 0 | 1 | 0 | Off Peak
2020 | 3 | 20 | 2020-03-20 | 17 | 0 | 0 | 0 | [6 empty] | 0 | 1 | 0 | 0 | On Peak | 0 | 1 | 0 | Semi-Peak | 1 | 0 | On Peak | 1 | 0 | On Peak | 0 | 1 | 0 | Off Peak | 1 | 0 | 0 | On Peak | 0 | 1 | 0 | Off Peak
2020 | 3 | 20 | 2020-03-20 | 18 | 0 | 0 | 0 | [6 empty] | 0 | 1 | 0 | 0 | On Peak | 1 | 0 | 0 | On Peak | 1 | 0 | On Peak | 1 | 0 | On Peak | 0 | 1 | 0 | Off Peak | 1 | 0 | 0 | On Peak | 0 | 1 | 0 | Off Peak
2020 | 3 | 20 | 2020-03-20 | 19 | 0 | 0 | 0 | [6 empty] | 0 | 1 | 0 | 0 | On Peak | 1 | 0 | 0 | On Peak | 1 | 0 | On Peak | 0 | 1 | Off Peak | 0 | 0 | 1 | Super Off Peak | 1 | 0 | 0 | On Peak | 0 | 1 | 0 | Off Peak
2020 | 3 | 20 | 2020-03-20 | 20 | 0 | 0 | 0 | [6 empty] | 0 | 1 | 0 | 0 | On Peak | 1 | 0 | 0 | On Peak | 1 | 0 | On Peak | 0 | 1 | Off Peak | 0 | 0 | 1 | Super Off Peak | 1 | 0 | 0 | On Peak | 1 | 0 | 0 | On Peak
2020 | 3 | 20 | 2020-03-20 | 21 | 0 | 0 | 0 | [6 empty] | 0 | 1 | 0 | 0 | On Peak | 0 | 1 | 0 | Semi-Peak | 1 | 0 | On Peak | 0 | 1 | Off Peak | 0 | 0 | 1 | Super Off Peak | 0 | 1 | 0 | Off Peak | 1 | 0 | 0 | On Peak
2020 | 3 | 20 | 2020-03-20 | 22 | 0 | 0 | 0 | [6 empty] | 0 | 0 | 1 | 0 | Off Peak | 0 | 1 | 0 | Semi-Peak | 0 | 1 | Off Peak | 0 | 1 | Off Peak | 0 | 0 | 1 | Super Off Peak | 0 | 1 | 0 | Off Peak | 1 | 0 | 0 | On Peak
2020 | 3 | 20 | 2020-03-20 | 23 | 0 | 0 | 0 | [6 empty] | 0 | 0 | 1 | 0 | Off Peak | 0 | 0 | 1 | Off Peak | 0 | 1 | Off Peak | 0 | 1 | Off Peak | 0 | 0 | 1 | Super Off Peak | 0 | 1 | 0 | Off Peak | 1 | 0 | 0 | On Peak
2020 | 3 | 20 | 2020-03-20 | 24 | 0 | 0 | 0 | [6 empty] | 0 | 0 | 1 | 0 | Off Peak | 0 | 0 | 1 | Off Peak | 0 | 1 | Off Peak | 0 | 1 | Off Peak | 0 | 0 | 1 | Super Off Peak | 0 | 1 | 0 | Off Peak | 1 | 0 | 0 | On Peak
2020 | 3 | 21 | 2020-03-21 | 1 | 0 | 1 | 0 | [6 empty] | 0 | 0 | 0 | 1 | Super Off Peak | 0 | 0 | 1 | Off Peak | 0 | 1 | Off Peak | 0 | 1 | Off Peak | 0 | 0 | 1 | Super Off Peak | 0 | 0 | 1 | Super Off Peak | 0 | 0 | 1 | Super Off Peak
2020 | 3 | 21 | 2020-03-21 | 2 | 0 | 1 | 0 | [6 empty] | 0 | 0 | 0 | 1 | Super Off Peak | 0 | 0 | 1 | Off Peak | 0 | 1 | Off Peak | 0 | 1 | Off Peak | 0 | 0 | 1 | Super Off Peak | 0 | 0 | 1 | Super Off Peak | 0 | 0 | 1 | Super Off Peak
2020 | 3 | 21 | 2020-03-21 | 3 | 0 | 1 | 0 | [6 empty] | 0 | 0 | 0 | 1 | Super Off Peak | 0 | 0 | 1 | Off Peak | 0 | 1 | Off Peak | 0 | 1 | Off Peak | 0 | 0 | 1 | Super Off Peak | 0 | 0 | 1 | Super Off Peak | 0 | 0 | 1 | Super Off Peak
2020 | 3 | 21 | 2020-03-21 | 4 | 0 | 1 | 0 | [6 empty] | 0 | 0 | 0 | 1 | Super Off Peak | 0 | 0 | 1 | Off Peak | 0 | 1 | Off Peak | 0 | 1 | Off Peak | 0 | 0 | 1 | Super Off Peak | 0 | 0 | 1 | Super Off Peak | 0 | 0 | 1 | Super Off Peak
2020 | 3 | 21 | 2020-03-21 | 5 | 0 | 1 | 0 | [6 empty] | 0 | 0 | 0 | 1 | Super Off Peak | 0 | 0 | 1 | Off Peak | 0 | 1 | Off Peak | 0 | 1 | Off Peak | 0 | 0 | 1 | Super Off Peak | 0 | 0 | 1 | Super Off Peak | 0 | 0 | 1 | Super Off Peak
2020 | 3 | 21 | 2020-03-21 | 6 | 0 | 1 | 0 | [6 empty] | 0 | 0 | 0 | 1 | Super Off Peak | 0 | 0 | 1 | Off Peak | 0 | 1 | Off Peak | 0 | 1 | Off Peak | 0 | 0 | 1 | Super Off Peak | 0 | 1 | 0 | Off Peak | 0 | 1 | 0 | Off Peak
2020 | 3 | 21 | 2020-03-21 | 7 | 0 | 1 | 0 | [6 empty] | 0 | 0 | 0 | 1 | Super Off Peak | 0 | 0 | 1 | Off Peak | 0 | 1 | Off Peak | 0 | 1 | Off Peak | 0 | 0 | 1 | Super Off Peak | 0 | 1 | 0 | Off Peak | 0 | 1 | 0 | Off Peak
2020 | 3 | 21 | 2020-03-21 | 8 | 0 | 1 | 0 | [6 empty] | 0 | 0 | 0 | 1 | Super Off Peak | 0 | 0 | 1 | Off Peak | 0 | 1 | Off Peak | 0 | 1 | Off Peak | 0 | 0 | 1 | Super Off Peak | 0 | 1 | 0 | Off Peak | 0 | 1 | 0 | Off Peak
2020 | 3 | 21 | 2020-03-21 | 9 | 0 | 1 | 0 | [6 empty] | 0 | 0 | 0 | 1 | Super Off Peak | 0 | 0 | 1 | Off Peak | 0 | 1 | Off Peak | 0 | 1 | Off Peak | 0 | 0 | 1 | Super Off Peak | 0 | 1 | 0 | Off Peak | 0 | 1 | 0 | Off Peak
2020 | 3 | 21 | 2020-03-21 | 10 | 0 | 1 | 0 | [6 empty] | 0 | 0 | 0 | 1 | Super Off Peak | 0 | 0 | 1 | Off Peak | 0 | 1 | Off Peak | 0 | 1 | Off Peak | 0 | 0 | 1 | Super Off Peak | 0 | 1 | 0 | Off Peak | 0 | 1 | 0 | Off Peak
2020 | 3 | 21 | 2020-03-21 | 11 | 0 | 1 | 0 | [6 empty] | 0 | 0 | 0 | 1 | Super Off Peak | 0 | 0 | 1 | Off Peak | 0 | 1 | Off Peak | 0 | 1 | Off Peak | 0 | 0 | 1 | Super Off Peak | 0 | 1 | 0 | Off Peak | 0 | 1 | 0 | Off Peak
2020 | 3 | 21 | 2020-03-21 | 12 | 0 | 1 | 0 | [6 empty] | 0 | 0 | 0 | 1 | Super Off Peak | 0 | 0 | 1 | Off Peak | 0 | 1 | Off Peak | 0 | 1 | Off Peak | 0 | 0 | 1 | Super Off Peak | 0 | 1 | 0 | Off Peak | 0 | 1 | 0 | Off Peak
2020 | 3 | 21 | 2020-03-21 | 13 | 0 | 1 | 0 | [6 empty] | 0 | 0 | 0 | 1 | Super Off Peak | 0 | 0 | 1 | Off Peak | 0 | 1 | Off Peak | 0 | 1 | Off Peak | 0 | 0 | 1 | Super Off Peak | 1 | 0 | 0 | On Peak | 0 | 1 | 0 | Off Peak
2020 | 3 | 21 | 2020-03-21 | 14 | 0 | 1 | 0 | [6 empty] | 0 | 0 | 0 | 1 | Super Off Peak | 0 | 0 | 1 | Off Peak | 0 | 1 | Off Peak | 0 | 1 | Off Peak | 0 | 0 | 1 | Super Off Peak | 1 | 0 | 0 | On Peak | 0 | 1 | 0 | Off Peak
2020 | 3 | 21 | 2020-03-21 | 15 | 0 | 1 | 0 | [6 empty] | 0 | 0 | 1 | 0 | Off Peak | 0 | 0 | 1 | Off Peak | 0 | 1 | Off Peak | 0 | 1 | Off Peak | 0 | 0 | 1 | Super Off Peak | 1 | 0 | 0 | On Peak | 0 | 1 | 0 | Off Peak
2020 | 3 | 21 | 2020-03-21 | 16 | 0 | 1 | 0 | [6 empty] | 0 | 0 | 1 | 0 | Off Peak | 0 | 0 | 1 | Off Peak | 0 | 1 | Off Peak | 0 | 1 | Off Peak | 0 | 0 | 1 | Super Off Peak | 1 | 0 | 0 | On Peak | 0 | 1 | 0 | Off Peak
2020 | 3 | 21 | 2020-03-21 | 17 | 0 | 1 | 0 | [6 empty] | 0 | 1 | 0 | 0 | On Peak | 0 | 0 | 1 | Off Peak | 0 | 1 | Off Peak | 0 | 1 | Off Peak | 0 | 0 | 1 | Super Off Peak | 1 | 0 | 0 | On Peak | 0 | 1 | 0 | Off Peak
2020 | 3 | 21 | 2020-03-21 | 18 | 0 | 1 | 0 | [6 empty] | 0 | 1 | 0 | 0 | On Peak | 0 | 0 | 1 | Off Peak | 0 | 1 | Off Peak | 0 | 1 | Off Peak | 0 | 0 | 1 | Super Off Peak | 1 | 0 | 0 | On Peak | 0 | 1 | 0 | Off Peak
2020 | 3 | 21 | 2020-03-21 | 19 | 0 | 1 | 0 | [6 empty] | 0 | 1 | 0 | 0 | On Peak | 0 | 0 | 1 | Off Peak | 0 | 1 | Off Peak | 0 | 1 | Off Peak | 0 | 0 | 1 | Super Off Peak | 1 | 0 | 0 | On Peak | 0 | 1 | 0 | Off Peak
2020 | 3 | 21 | 2020-03-21 | 20 | 0 | 1 | 0 | [6 empty] | 0 | 1 | 0 | 0 | On Peak | 0 | 0 | 1 | Off Peak | 0 | 1 | Off Peak | 0 | 1 | Off Peak | 0 | 0 | 1 | Super Off Peak | 1 | 0 | 0 | On Peak | 1 | 0 | 0 | On Peak
2020 | 3 | 21 | 2020-03-21 | 21 | 0 | 1 | 0 | [6 empty] | 0 | 1 | 0 | 0 | On Peak | 0 | 0 | 1 | Off Peak | 0 | 1 | Off Peak | 0 | 1 | Off Peak | 0 | 0 | 1 | Super Off Peak | 0 | 1 | 0 | Off Peak | 1 | 0 | 0 | On Peak
2020 | 3 | 21 | 2020-03-21 | 22 | 0 | 1 | 0 | [6 empty] | 0 | 0 | 1 | 0 | Off Peak | 0 | 0 | 1 | Off Peak | 0 | 1 | Off Peak | 0 | 1 | Off Peak | 0 | 0 | 1 | Super Off Peak | 0 | 1 | 0 | Off Peak | 1 | 0 | 0 | On Peak
2020 | 3 | 21 | 2020-03-21 | 23 | 0 | 1 | 0 | [6 empty] | 0 | 0 | 1 | 0 | Off Peak | 0 | 0 | 1 | Off Peak | 0 | 1 | Off Peak | 0 | 1 | Off Peak | 0 | 0 | 1 | Super Off Peak | 0 | 1 | 0 | Off Peak | 1 | 0 | 0 | On Peak
2020 | 3 | 21 | 2020-03-21 | 24 | 0 | 1 | 0 | [6 empty] | 0 | 0 | 1 | 0 | Off Peak | 0 | 0 | 1 | Off Peak | 0 | 1 | Off Peak | 0 | 1 | Off Peak | 0 | 0 | 1 | Super Off Peak | 0 | 1 | 0 | Off Peak | 1 | 0 | 0 | On Peak
2020 | 3 | 22 | 2020-03-22 | 1 | 0 | 1 | 0 | [6 empty] | 0 | 0 | 0 | 1 | Super Off Peak | 0 | 0 | 1 | Off Peak | 0 | 1 | Off Peak | 0 | 1 | Off Peak | 0 | 0 | 1 | Super Off Peak | 0 | 0 | 1 | Super Off Peak | 0 | 0 | 1 | Super Off Peak
2020 | 3 | 22 | 2020-03-22 | 2 | 0 | 1 | 0 | [6 empty] | 0 | 0 | 0 | 1 | Super Off Peak | 0 | 0 | 1 | Off Peak | 0 | 1 | Off Peak | 0 | 1 | Off Peak | 0 | 0 | 1 | Super Off Peak | 0 | 0 | 1 | Super Off Peak | 0 | 0 | 1 | Super Off Peak
2020 | 3 | 22 | 2020-03-22 | 3 | 0 | 1 | 0 | [6 empty] | 0 | 0 | 0 | 1 | Super Off Peak | 0 | 0 | 1 | Off Peak | 0 | 1 | Off Peak | 0 | 1 | Off Peak | 0 | 0 | 1 | Super Off Peak | 0 | 0 | 1 | Super Off Peak | 0 | 0 | 1 | Super Off Peak
2020 | 3 | 22 | 2020-03-22 | 4 | 0 | 1 | 0 | [6 empty] | 0 | 0 | 0 | 1 | Super Off Peak | 0 | 0 | 1 | Off Peak | 0 | 1 | Off Peak | 0 | 1 | Off Peak | 0 | 0 | 1 | Super Off Peak | 0 | 0 | 1 | Super Off Peak | 0 | 0 | 1 | Super Off Peak
2020 | 3 | 22 | 2020-03-22 | 5 | 0 | 1 | 0 | [6 empty] | 0 | 0 | 0 | 1 | Super Off Peak | 0 | 0 | 1 | Off Peak | 0 | 1 | Off Peak | 0 | 1 | Off Peak | 0 | 0 | 1 | Super Off Peak | 0 | 0 | 1 | Super Off Peak | 0 | 0 | 1 | Super Off Peak
2020 | 3 | 22 | 2020-03-22 | 6 | 0 | 1 | 0 | [6 empty] | 0 | 0 | 0 | 1 | Super Off Peak | 0 | 0 | 1 | Off Peak | 0 | 1 | Off Peak | 0 | 1 | Off Peak | 0 | 0 | 1 | Super Off Peak | 0 | 1 | 0 | Off Peak | 0 | 1 | 0 | Off Peak
2020 | 3 | 22 | 2020-03-22 | 7 | 0 | 1 | 0 | [6 empty] | 0 | 0 | 0 | 1 | Super Off Peak | 0 | 0 | 1 | Off Peak | 0 | 1 | Off Peak | 0 | 1 | Off Peak | 0 | 0 | 1 | Super Off Peak | 0 | 1 | 0 | Off Peak | 0 | 1 | 0 | Off Peak
2020 | 3 | 22 | 2020-03-22 | 8 | 0 | 1 | 0 | [6 empty] | 0 | 0 | 0 | 1 | Super Off Peak | 0 | 0 | 1 | Off Peak | 0 | 1 | Off Peak | 0 | 1 | Off Peak | 0 | 0 | 1 | Super Off Peak | 0 | 1 | 0 | Off Peak | 0 | 1 | 0 | Off Peak
2020 | 3 | 22 | 2020-03-22 | 9 | 0 | 1 | 0 | [6 empty] | 0 | 0 | 0 | 1 | Super Off Peak | 0 | 0 | 1 | Off Peak | 0 | 1 | Off Peak | 0 | 1 | Off Peak | 0 | 0 | 1 | Super Off Peak | 0 | 1 | 0 | Off Peak | 0 | 1 | 0 | Off Peak
2020 | 3 | 22 | 2020-03-22 | 10 | 0 | 1 | 0 | [6 empty] | 0 | 0 | 0 | 1 | Super Off Peak | 0 | 0 | 1 | Off Peak | 0 | 1 | Off Peak | 0 | 1 | Off Peak | 0 | 0 | 1 | Super Off Peak | 0 | 1 | 0 | Off Peak | 0 | 1 | 0 | Off Peak
2020 | 3 | 22 | 2020-03-22 | 11 | 0 | 1 | 0 | [6 empty] | 0 | 0 | 0 | 1 | Super Off Peak | 0 | 0 | 1 | Off Peak | 0 | 1 | Off Peak | 0 | 1 | Off Peak | 0 | 0 | 1 | Super Off Peak | 0 | 1 | 0 | Off Peak | 0 | 1 | 0 | Off Peak
2020 | 3 | 22 | 2020-03-22 | 12 | 0 | 1 | 0 | [6 empty] | 0 | 0 | 0 | 1 | Super Off Peak | 0 | 0 | 1 | Off Peak | 0 | 1 | Off Peak | 0 | 1 | Off Peak | 0 | 0 | 1 | Super Off Peak | 0 | 1 | 0 | Off Peak | 0 | 1 | 0 | Off Peak
2020 | 3 | 22 | 2020-03-22 | 13 | 0 | 1 | 0 | [6 empty] | 0 | 0 | 0 | 1 | Super Off Peak | 0 | 0 | 1 | Off Peak | 0 | 1 | Off Peak | 0 | 1 | Off Peak | 0 | 0 | 1 | Super Off Peak | 1 | 0 | 0 | On Peak | 0 | 1 | 0 | Off Peak
2020 | 3 | 22 | 2020-03-22 | 14 | 0 | 1 | 0 | [6 empty] | 0 | 0 | 0 | 1 | Super Off Peak | 0 | 0 | 1 | Off Peak | 0 | 1 | Off Peak | 0 | 1 | Off Peak | 0 | 0 | 1 | Super Off Peak | 1 | 0 | 0 | On Peak | 0 | 1 | 0 | Off Peak
2020 | 3 | 22 | 2020-03-22 | 15 | 0 | 1 | 0 | [6 empty] | 0 | 0 | 1 | 0 | Off Peak | 0 | 0 | 1 | Off Peak | 0 | 1 | Off Peak | 0 | 1 | Off Peak | 0 | 0 | 1 | Super Off Peak | 1 | 0 | 0 | On Peak | 0 | 1 | 0 | Off Peak
2020 | 3 | 22 | 2020-03-22 | 16 | 0 | 1 | 0 | [6 empty] | 0 | 0 | 1 | 0 | Off Peak | 0 | 0 | 1 | Off Peak | 0 | 1 | Off Peak | 0 | 1 | Off Peak | 0 | 0 | 1 | Super Off Peak | 1 | 0 | 0 | On Peak | 0 | 1 | 0 | Off Peak
2020 | 3 | 22 | 2020-03-22 | 17 | 0 | 1 | 0 | [6 empty] | 0 | 1 | 0 | 0 | On Peak | 0 | 0 | 1 | Off Peak | 0 | 1 | Off Peak | 0 | 1 | Off Peak | 0 | 0 | 1 | Super Off Peak | 1 | 0 | 0 | On Peak | 0 | 1 | 0 | Off Peak
2020 | 3 | 22 | 2020-03-22 | 18 | 0 | 1 | 0 | [6 empty] | 0 | 1 | 0 | 0 | On Peak | 0 | 0 | 1 | Off Peak | 0 | 1 | Off Peak | 0 | 1 | Off Peak | 0 | 0 | 1 | Super Off Peak | 1 | 0 | 0 | On Peak | 0 | 1 | 0 | Off Peak
2020 | 3 | 22 | 2020-03-22 | 19 | 0 | 1 | 0 | [6 empty] | 0 | 1 | 0 | 0 | On Peak | 0 | 0 | 1 | Off Peak | 0 | 1 | Off Peak | 0 | 1 | Off Peak | 0 | 0 | 1 | Super Off Peak | 1 | 0 | 0 | On Peak | 0 | 1 | 0 | Off Peak
2020 | 3 | 22 | 2020-03-22 | 20 | 0 | 1 | 0 | [6 empty] | 0 | 1 | 0 | 0 | On Peak | 0 | 0 | 1 | Off Peak | 0 | 1 | Off Peak | 0 | 1 | Off Peak | 0 | 0 | 1 | Super Off Peak | 1 | 0 | 0 | On Peak | 1 | 0 | 0 | On Peak
2020 | 3 | 22 | 2020-03-22 | 21 | 0 | 1 | 0 | [6 empty] | 0 | 1 | 0 | 0 | On Peak | 0 | 0 | 1 | Off Peak | 0 | 1 | Off Peak | 0 | 1 | Off Peak | 0 | 0 | 1 | Super Off Peak | 0 | 1 | 0 | Off Peak | 1 | 0 | 0 | On Peak
2020 | 3 | 22 | 2020-03-22 | 22 | 0 | 1 | 0 | [6 empty] | 0 | 0 | 1 | 0 | Off Peak | 0 | 0 | 1 | Off Peak | 0 | 1 | Off Peak | 0 | 1 | Off Peak | 0 | 0 | 1 | Super Off Peak | 0 | 1 | 0 | Off Peak | 1 | 0 | 0 | On Peak
2020 | 3 | 22 | 2020-03-22 | 23 | 0 | 1 | 0 | [6 empty] | 0 | 0 | 1 | 0 | Off Peak | 0 | 0 | 1 | Off Peak | 0 | 1 | Off Peak | 0 | 1 | Off Peak | 0 | 0 | 1 | Super Off Peak | 0 | 1 | 0 | Off Peak | 1 | 0 | 0 | On Peak
2020 | 3 | 22 | 2020-03-22 | 24 | 0 | 1 | 0 | [6 empty] | 0 | 0 | 1 | 0 | Off Peak | 0 | 0 | 1 | Off Peak | 0 | 1 | Off Peak | 0 | 1 | Off Peak | 0 | 0 | 1 | Super Off Peak | 0 | 1 | 0 | Off Peak | 1 | 0 | 0 | On Peak
2020 | 3 | 23 | 2020-03-23 | 1 | 0 | 0 | 0 | [6 empty] | 0 | 0 | 0 | 1 | Super Off Peak | 0 | 0 | 1 | Off Peak | 0 | 1 | Off Peak | 0 | 1 | Off Peak | 0 | 0 | 1 | Super Off Peak | 0 | 0 | 1 | Super Off Peak | 0 | 0 | 1 | Super Off Peak
2020 | 3 | 23 | 2020-03-23 | 2 | 0 | 0 | 0 | [6 empty] | 0 | 0 | 0 | 1 | Super Off Peak | 0 | 0 | 1 | Off Peak | 0 | 1 | Off Peak | 0 | 1 | Off Peak | 0 | 0 | 1 | Super Off Peak | 0 | 0 | 1 | Super Off Peak | 0 | 0 | 1 | Super Off Peak
2020 | 3 | 23 | 2020-03-23 | 3 | 0 | 0 | 0 | [6 empty] | 0 | 0 | 0 | 1 | Super Off Peak | 0 | 0 | 1 | Off Peak | 0 | 1 | Off Peak | 0 | 1 | Off Peak | 0 | 0 | 1 | Super Off Peak | 0 | 0 | 1 | Super Off Peak | 0 | 0 | 1 | Super Off Peak
2020 | 3 | 23 | 2020-03-23 | 4 | 0 | 0 | 0 | [6 empty] | 0 | 0 | 0 | 1 | Super Off Peak | 0 | 0 | 1 | Off Peak | 0 | 1 | Off Peak | 0 | 1 | Off Peak | 0 | 0 | 1 | Super Off Peak | 0 | 0 | 1 | Super Off Peak | 0 | 0 | 1 | Super Off Peak
2020 | 3 | 23 | 2020-03-23 | 5 | 0 | 0 | 0 | [6 empty] | 0 | 0 | 0 | 1 | Super Off Peak | 0 | 0 | 1 | Off Peak | 0 | 1 | Off Peak | 0 | 1 | Off Peak | 0 | 0 | 1 | Super Off Peak | 0 | 0 | 1 | Super Off Peak | 0 | 0 | 1 | Super Off Peak
2020 | 3 | 23 | 2020-03-23 | 6 | 0 | 0 | 0 | [6 empty] | 0 | 0 | 0 | 1 | Super Off Peak | 0 | 0 | 1 | Off Peak | 0 | 1 | Off Peak | 0 | 1 | Off Peak | 0 | 0 | 1 | Super Off Peak | 0 | 1 | 0 | Off Peak | 0 | 1 | 0 | Off Peak
2020 | 3 | 23 | 2020-03-23 | 7 | 0 | 0 | 0 | [6 empty] | 0 | 0 | 1 | 0 | Off Peak | 0 | 1 | 0 | Semi-Peak | 0 | 1 | Off Peak | 0 | 1 | Off Peak | 0 | 1 | 0 | Off Peak | 0 | 1 | 0 | Off Peak | 0 | 1 | 0 | Off Peak
2020 | 3 | 23 | 2020-03-23 | 8 | 0 | 0 | 0 | [6 empty] | 0 | 0 | 1 | 0 | Off Peak | 0 | 1 | 0 | Semi-Peak | 0 | 1 | Off Peak | 0 | 1 | Off Peak | 0 | 1 | 0 | Off Peak | 0 | 1 | 0 | Off Peak | 0 | 1 | 0 | Off Peak
2020 | 3 | 23 | 2020-03-23 | 9 | 0 | 0 | 0 | [6 empty] | 0 | 0 | 1 | 0 | Off Peak | 0 | 1 | 0 | Semi-Peak | 0 | 1 | Off Peak | 0 | 1 | Off Peak | 0 | 1 | 0 | Off Peak | 0 | 1 | 0 | Off Peak | 0 | 1 | 0 | Off Peak
2020 | 3 | 23 | 2020-03-23 | 10 | 0 | 0 | 0 | [6 empty] | 0 | 0 | 1 | 0 | Off Peak | 0 | 1 | 0 | Semi-Peak | 0 | 1 | Off Peak | 0 | 1 | Off Peak | 0 | 1 | 0 | Off Peak | 0 | 1 | 0 | Off Peak | 0 | 1 | 0 | Off Peak
2020 | 3 | 23 | 2020-03-23 | 11 | 0 | 0 | 0 | [6 empty] | 0 | 0 | 0 | 1 | Super Off Peak | 0 | 1 | 0 | Semi-Peak | 0 | 1 | Off Peak | 0 | 1 | Off Peak | 0 | 1 | 0 | Off Peak | 0 | 1 | 0 | Off Peak | 0 | 1 | 0 | Off Peak
2020 | 3 | 23 | 2020-03-23 | 12 | 0 | 0 | 0 | [6 empty] | 0 | 0 | 0 | 1 | Super Off Peak | 0 | 1 | 0 | Semi-Peak | 0 | 1 | Off Peak | 0 | 1 | Off Peak | 0 | 1 | 0 | Off Peak | 0 | 1 | 0 | Off Peak | 0 | 1 | 0 | Off Peak
2020 | 3 | 23 | 2020-03-23 | 13 | 0 | 0 | 0 | [6 empty] | 0 | 0 | 0 | 1 | Super Off Peak | 0 | 1 | 0 | Semi-Peak | 0 | 1 | Off Peak | 1 | 0 | On Peak | 0 | 1 | 0 | Off Peak | 1 | 0 | 0 | On Peak | 0 | 1 | 0 | Off Peak
2020 | 3 | 23 | 2020-03-23 | 14 | 0 | 0 | 0 | [6 empty] | 0 | 0 | 0 | 1 | Super Off Peak | 0 | 1 | 0 | Semi-Peak | 0 | 1 | Off Peak | 1 | 0 | On Peak | 0 | 1 | 0 | Off Peak | 1 | 0 | 0 | On Peak | 0 | 1 | 0 | Off Peak
2020 | 3 | 23 | 2020-03-23 | 15 | 0 | 0 | 0 | [6 empty] | 0 | 0 | 1 | 0 | Off Peak | 0 | 1 | 0 | Semi-Peak | 0 | 1 | Off Peak | 1 | 0 | On Peak | 0 | 1 | 0 | Off Peak | 1 | 0 | 0 | On Peak | 0 | 1 | 0 | Off Peak
2020 | 3 | 23 | 2020-03-23 | 16 | 0 | 0 | 0 | [6 empty] | 0 | 0 | 1 | 0 | Off Peak | 0 | 1 | 0 | Semi-Peak | 0 | 1 | Off Peak | 1 | 0 | On Peak | 0 | 1 | 0 | Off Peak | 1 | 0 | 0 | On Peak | 0 | 1 | 0 | Off Peak
2020 | 3 | 23 | 2020-03-23 | 17 | 0 | 0 | 0 | [6 empty] | 0 | 1 | 0 | 0 | On Peak | 0 | 1 | 0 | Semi-Peak | 1 | 0 | On Peak | 1 | 0 | On Peak | 0 | 1 | 0 | Off Peak | 1 | 0 | 0 | On Peak | 0 | 1 | 0 | Off Peak
2020 | 3 | 23 | 2020-03-23 | 18 | 0 | 0 | 0 | [6 empty] | 0 | 1 | 0 | 0 | On Peak | 1 | 0 | 0 | On Peak | 1 | 0 | On Peak | 1 | 0 | On Peak | 0 | 1 | 0 | Off Peak | 1 | 0 | 0 | On Peak | 0 | 1 | 0 | Off Peak
2020 | 3 | 23 | 2020-03-23 | 19 | 0 | 0 | 0 | [6 empty] | 0 | 1 | 0 | 0 | On Peak | 1 | 0 | 0 | On Peak | 1 | 0 | On Peak | 0 | 1 | Off Peak | 0 | 0 | 1 | Super Off Peak | 1 | 0 | 0 | On Peak | 0 | 1 | 0 | Off Peak
2020 | 3 | 23 | 2020-03-23 | 20 | 0 | 0 | 0 | [6 empty] | 0 | 1 | 0 | 0 | On Peak | 1 | 0 | 0 | On Peak | 1 | 0 | On Peak | 0 | 1 | Off Peak | 0 | 0 | 1 | Super Off Peak | 1 | 0 | 0 | On Peak | 1 | 0 | 0 | On Peak
2020 | 3 | 23 | 2020-03-23 | 21 | 0 | 0 | 0 | [6 empty] | 0 | 1 | 0 | 0 | On Peak | 0 | 1 | 0 | Semi-Peak | 1 | 0 | On Peak | 0 | 1 | Off Peak | 0 | 0 | 1 | Super Off Peak | 0 | 1 | 0 | Off Peak | 1 | 0 | 0 | On Peak
2020 | 3 | 23 | 2020-03-23 | 22 | 0 | 0 | 0 | [6 empty] | 0 | 0 | 1 | 0 | Off Peak | 0 | 1 | 0 | Semi-Peak | 0 | 1 | Off Peak | 0 | 1 | Off Peak | 0 | 0 | 1 | Super Off Peak | 0 | 1 | 0 | Off Peak | 1 | 0 | 0 | On Peak
2020 | 3 | 23 | 2020-03-23 | 23 | 0 | 0 | 0 | [6 empty] | 0 | 0 | 1 | 0 | Off Peak | 0 | 0 | 1 | Off Peak | 0 | 1 | Off Peak | 0 | 1 | Off Peak | 0 | 0 | 1 | Super Off Peak | 0 | 1 | 0 | Off Peak | 1 | 0 | 0 | On Peak
2020 | 3 | 23 | 2020-03-23 | 24 | 0 | 0 | 0 | [6 empty] | 0 | 0 | 1 | 0 | Off Peak | 0 | 0 | 1 | Off Peak | 0 | 1 | Off Peak | 0 | 1 | Off Peak | 0 | 0 | 1 | Super Off Peak | 0 | 1 | 0 | Off Peak | 1 | 0 | 0 | On Peak
2020 | 3 | 24 | 2020-03-24 | 1 | 0 | 0 | 0 | [6 empty] | 0 | 0 | 0 | 1 | Super Off Peak | 0 | 0 | 1 | Off Peak | 0 | 1 | Off Peak | 0 | 1 | Off Peak | 0 | 0 | 1 | Super Off Peak | 0 | 0 | 1 | Super Off Peak | 0 | 0 | 1 | Super Off Peak
2020 | 3 | 24 | 2020-03-24 | 2 | 0 | 0 | 0 | [6 empty] | 0 | 0 | 0 | 1 | Super Off Peak | 0 | 0 | 1 | Off Peak | 0 | 1 | Off Peak | 0 | 1 | Off Peak | 0 | 0 | 1 | Super Off Peak | 0 | 0 | 1 | Super Off Peak | 0 | 0 | 1 | Super Off Peak
2020 | 3 | 24 | 2020-03-24 | 3 | 0 | 0 | 0 | [6 empty] | 0 | 0 | 0 | 1 | Super Off Peak | 0 | 0 | 1 | Off Peak | 0 | 1 | Off Peak | 0 | 1 | Off Peak | 0 | 0 | 1 | Super Off Peak | 0 | 0 | 1 | Super Off Peak | 0 | 0 | 1 | Super Off Peak
2020 | 3 | 24 | 2020-03-24 | 4 | 0 | 0 | 0 | [6 empty] | 0 | 0 | 0 | 1 | Super Off Peak | 0 | 0 | 1 | Off Peak | 0 | 1 | Off Peak | 0 | 1 | Off Peak | 0 | 0 | 1 | Super Off Peak | 0 | 0 | 1 | Super Off Peak | 0 | 0 | 1 | Super Off Peak
2020 | 3 | 24 | 2020-03-24 | 5 | 0 | 0 | 0 | [6 empty] | 0 | 0 | 0 | 1 | Super Off Peak | 0 | 0 | 1 | Off Peak | 0 | 1 | Off Peak | 0 | 1 | Off Peak | 0 | 0 | 1 | Super Off Peak | 0 | 0 | 1 | Super Off Peak | 0 | 0 | 1 | Super Off Peak
2020 | 3 | 24 | 2020-03-24 | 6 | 0 | 0 | 0 | [6 empty] | 0 | 0 | 0 | 1 | Super Off Peak | 0 | 0 | 1 | Off Peak | 0 | 1 | Off Peak | 0 | 1 | Off Peak | 0 | 0 | 1 | Super Off Peak | 0 | 1 | 0 | Off Peak | 0 | 1 | 0 | Off Peak
2020 | 3 | 24 | 2020-03-24 | 7 | 0 | 0 | 0 | [6 empty] | 0 | 0 | 1 | 0 | Off Peak | 0 | 1 | 0 | Semi-Peak | 0 | 1 | Off Peak | 0 | 1 | Off Peak | 0 | 1 | 0 | Off Peak | 0 | 1 | 0 | Off Peak | 0 | 1 | 0 | Off Peak
2020 | 3 | 24 | 2020-03-24 | 8 | 0 | 0 | 0 | [6 empty] | 0 | 0 | 1 | 0 | Off Peak | 0 | 1 | 0 | Semi-Peak | 0 | 1 | Off Peak | 0 | 1 | Off Peak | 0 | 1 | 0 | Off Peak | 0 | 1 | 0 | Off Peak | 0 | 1 | 0 | Off Peak
2020 | 3 | 24 | 2020-03-24 | 9 | 0 | 0 | 0 | [6 empty] | 0 | 0 | 1 | 0 | Off Peak | 0 | 1 | 0 | Semi-Peak | 0 | 1 | Off Peak | 0 | 1 | Off Peak | 0 | 1 | 0 | Off Peak | 0 | 1 | 0 | Off Peak | 0 | 1 | 0 | Off Peak
2020 | 3 | 24 | 2020-03-24 | 10 | 0 | 0 | 0 | [6 empty] | 0 | 0 | 1 | 0 | Off Peak | 0 | 1 | 0 | Semi-Peak | 0 | 1 | Off Peak | 0 | 1 | Off Peak | 0 | 1 | 0 | Off Peak | 0 | 1 | 0 | Off Peak | 0 | 1 | 0 | Off Peak
2020 | 3 | 24 | 2020-03-24 | 11 | 0 | 0 | 0 | [6 empty] | 0 | 0 | 0 | 1 | Super Off Peak | 0 | 1 | 0 | Semi-Peak | 0 | 1 | Off Peak | 0 | 1 | Off Peak | 0 | 1 | 0 | Off Peak | 0 | 1 | 0 | Off Peak | 0 | 1 | 0 | Off Peak
2020 | 3 | 24 | 2020-03-24 | 12 | 0 | 0 | 0 | [6 empty] | 0 | 0 | 0 | 1 | Super Off Peak | 0 | 1 | 0 | Semi-Peak | 0 | 1 | Off Peak | 0 | 1 | Off Peak | 0 | 1 | 0 | Off Peak | 0 | 1 | 0 | Off Peak | 0 | 1 | 0 | Off Peak
2020 | 3 | 24 | 2020-03-24 | 13 | 0 | 0 | 0 | [6 empty] | 0 | 0 | 0 | 1 | Super Off Peak | 0 | 1 | 0 | Semi-Peak | 0 | 1 | Off Peak | 1 | 0 | On Peak | 0 | 1 | 0 | Off Peak | 1 | 0 | 0 | On Peak | 0 | 1 | 0 | Off Peak
2020 | 3 | 24 | 2020-03-24 | 14 | 0 | 0 | 0 | [6 empty] | 0 | 0 | 0 | 1 | Super Off Peak | 0 | 1 | 0 | Semi-Peak | 0 | 1 | Off Peak | 1 | 0 | On Peak | 0 | 1 | 0 | Off Peak | 1 | 0 | 0 | On Peak | 0 | 1 | 0 | Off Peak
2020 | 3 | 24 | 2020-03-24 | 15 | 0 | 0 | 0 | [6 empty] | 0 | 0 | 1 | 0 | Off Peak | 0 | 1 | 0 | Semi-Peak | 0 | 1 | Off Peak | 1 | 0 | On Peak | 0 | 1 | 0 | Off Peak | 1 | 0 | 0 | On Peak | 0 | 1 | 0 | Off Peak
2020 | 3 | 24 | 2020-03-24 | 16 | 0 | 0 | 0 | [6 empty] | 0 | 0 | 1 | 0 | Off Peak | 0 | 1 | 0 | Semi-Peak | 0 | 1 | Off Peak | 1 | 0 | On Peak | 0 | 1 | 0 | Off Peak | 1 | 0 | 0 | On Peak | 0 | 1 | 0 | Off Peak
2020 | 3 | 24 | 2020-03-24 | 17 | 0 | 0 | 0 | [6 empty] | 0 | 1 | 0 | 0 | On Peak | 0 | 1 | 0 | Semi-Peak | 1 | 0 | On Peak | 1 | 0 | On Peak | 0 | 1 | 0 | Off Peak | 1 | 0 | 0 | On Peak | 0 | 1 | 0 | Off Peak
2020 | 3 | 24 | 2020-03-24 | 18 | 0 | 0 | 0 | [6 empty] | 0 | 1 | 0 | 0 | On Peak | 1 | 0 | 0 | On Peak | 1 | 0 | On Peak | 1 | 0 | On Peak | 0 | 1 | 0 | Off Peak | 1 | 0 | 0 | On Peak | 0 | 1 | 0 | Off Peak
2020 | 3 | 24 | 2020-03-24 | 19 | 0 | 0 | 0 | [6 empty] | 0 | 1 | 0 | 0 | On Peak | 1 | 0 | 0 | On Peak | 1 | 0 | On Peak | 0 | 1 | Off Peak | 0 | 0 | 1 | Super Off Peak | 1 | 0 | 0 | On Peak | 0 | 1 | 0 | Off Peak
2020 | 3 | 24 | 2020-03-24 | 20 | 0 | 0 | 0 | [6 empty] | 0 | 1 | 0 | 0 | On Peak | 1 | 0 | 0 | On Peak | 1 | 0 | On Peak | 0 | 1 | Off Peak | 0 | 0 | 1 | Super Off Peak | 1 | 0 | 0 | On Peak | 1 | 0 | 0 | On Peak
2020 | 3 | 24 | 2020-03-24 | 21 | 0 | 0 | 0 | [6 empty] | 0 | 1 | 0 | 0 | On Peak | 0 | 1 | 0 | Semi-Peak | 1 | 0 | On Peak | 0 | 1 | Off Peak | 0 | 0 | 1 | Super Off Peak | 0 | 1 | 0 | Off Peak | 1 | 0 | 0 | On Peak
2020 | 3 | 24 | 2020-03-24 | 22 | 0 | 0 | 0 | [6 empty] | 0 | 0 | 1 | 0 | Off Peak | 0 | 1 | 0 | Semi-Peak | 0 | 1 | Off Peak | 0 | 1 | Off Peak | 0 | 0 | 1 | Super Off Peak | 0 | 1 | 0 | Off Peak | 1 | 0 | 0 | On Peak
2020 | 3 | 24 | 2020-03-24 | 23 | 0 | 0 | 0 | [6 empty] | 0 | 0 | 1 | 0 | Off Peak | 0 | 0 | 1 | Off Peak | 0 | 1 | Off Peak | 0 | 1 | Off Peak | 0 | 0 | 1 | Super Off Peak | 0 | 1 | 0 | Off Peak | 1 | 0 | 0 | On Peak
2020 | 3 | 24 | 2020-03-24 | 24 | 0 | 0 | 0 | [6 empty] | 0 | 0 | 1 | 0 | Off Peak | 0 | 0 | 1 | Off Peak | 0 | 1 | Off Peak | 0 | 1 | Off Peak | 0 | 0 | 1 | Super Off Peak | 0 | 1 | 0 | Off Peak | 1 | 0 | 0 | On Peak
2020 | 3 | 25 | 2020-03-25 | 1 | 0 | 0 | 0 | [6 empty] | 0 | 0 | 0 | 1 | Super Off Peak | 0 | 0 | 1 | Off Peak | 0 | 1 | Off Peak | 0 | 1 | Off Peak | 0 | 0 | 1 | Super Off Peak | 0 | 0 | 1 | Super Off Peak | 0 | 0 | 1 | Super Off Peak
2020 | 3 | 25 | 2020-03-25 | 2 | 0 | 0 | 0 | [6 empty] | 0 | 0 | 0 | 1 | Super Off Peak | 0 | 0 | 1 | Off Peak | 0 | 1 | Off Peak | 0 | 1 | Off Peak | 0 | 0 | 1 | Super Off Peak | 0 | 0 | 1 | Super Off Peak | 0 | 0 | 1 | Super Off Peak
2020 | 3 | 25 | 2020-03-25 | 3 | 0 | 0 | 0 | [6 empty] | 0 | 0 | 0 | 1 | Super Off Peak | 0 | 0 | 1 | Off Peak | 0 | 1 | Off Peak | 0 | 1 | Off Peak | 0 | 0 | 1 | Super Off Peak | 0 | 0 | 1 | Super Off Peak | 0 | 0 | 1 | Super Off Peak
2020 | 3 | 25 | 2020-03-25 | 4 | 0 | 0 | 0 | [6 empty] | 0 | 0 | 0 | 1 | Super Off Peak | 0 | 0 | 1 | Off Peak | 0 | 1 | Off Peak | 0 | 1 | Off Peak | 0 | 0 | 1 | Super Off Peak | 0 | 0 | 1 | Super Off Peak | 0 | 0 | 1 | Super Off Peak
2020 | 3 | 25 | 2020-03-25 | 5 | 0 | 0 | 0 | [6 empty] | 0 | 0 | 0 | 1 | Super Off Peak | 0 | 0 | 1 | Off Peak | 0 | 1 | Off Peak | 0 | 1 | Off Peak | 0 | 0 | 1 | Super Off Peak | 0 | 0 | 1 | Super Off Peak | 0 | 0 | 1 | Super Off Peak
2020 | 3 | 25 | 2020-03-25 | 6 | 0 | 0 | 0 | [6 empty] | 0 | 0 | 0 | 1 | Super Off Peak | 0 | 0 | 1 | Off Peak | 0 | 1 | Off Peak | 0 | 1 | Off Peak | 0 | 0 | 1 | Super Off Peak | 0 | 1 | 0 | Off Peak | 0 | 1 | 0 | Off Peak
2020 | 3 | 25 | 2020-03-25 | 7 | 0 | 0 | 0 | [6 empty] | 0 | 0 | 1 | 0 | Off Peak | 0 | 1 | 0 | Semi-Peak | 0 | 1 | Off Peak | 0 | 1 | Off Peak | 0 | 1 | 0 | Off Peak | 0 | 1 | 0 | Off Peak | 0 | 1 | 0 | Off Peak
2020 | 3 | 25 | 2020-03-25 | 8 | 0 | 0 | 0 | [6 empty] | 0 | 0 | 1 | 0 | Off Peak | 0 | 1 | 0 | Semi-Peak | 0 | 1 | Off Peak | 0 | 1 | Off Peak | 0 | 1 | 0 | Off Peak | 0 | 1 | 0 | Off Peak | 0 | 1 | 0 | Off Peak
2020 | 3 | 25 | 2020-03-25 | 9 | 0 | 0 | 0 | [6 empty] | 0 | 0 | 1 | 0 | Off Peak | 0 | 1 | 0 | Semi-Peak | 0 | 1 | Off Peak | 0 | 1 | Off Peak | 0 | 1 | 0 | Off Peak | 0 | 1 | 0 | Off Peak | 0 | 1 | 0 | Off Peak
2020 | 3 | 25 | 2020-03-25 | 10 | 0 | 0 | 0 | [6 empty] | 0 | 0 | 1 | 0 | Off Peak | 0 | 1 | 0 | Semi-Peak | 0 | 1 | Off Peak | 0 | 1 | Off Peak | 0 | 1 | 0 | Off Peak | 0 | 1 | 0 | Off Peak | 0 | 1 | 0 | Off Peak
2020 | 3 | 25 | 2020-03-25 | 11 | 0 | 0 | 0 | [6 empty] | 0 | 0 | 0 | 1 | Super Off Peak | 0 | 1 | 0 | Semi-Peak | 0 | 1 | Off Peak | 0 | 1 | Off Peak | 0 | 1 | 0 | Off Peak | 0 | 1 | 0 | Off Peak | 0 | 1 | 0 | Off Peak
2020 | 3 | 25 | 2020-03-25 | 12 | 0 | 0 | 0 | [6 empty] | 0 | 0 | 0 | 1 | Super Off Peak | 0 | 1 | 0 | Semi-Peak | 0 | 1 | Off Peak | 0 | 1 | Off Peak | 0 | 1 | 0 | Off Peak | 0 | 1 | 0 | Off Peak | 0 | 1 | 0 | Off Peak
2020 | 3 | 25 | 2020-03-25 | 13 | 0 | 0 | 0 | [6 empty] | 0 | 0 | 0 | 1 | Super Off Peak | 0 | 1 | 0 | Semi-Peak | 0 | 1 | Off Peak | 1 | 0 | On Peak | 0 | 1 | 0 | Off Peak | 1 | 0 | 0 | On Peak | 0 | 1 | 0 | Off Peak
2020 | 3 | 25 | 2020-03-25 | 14 | 0 | 0 | 0 | [6 empty] | 0 | 0 | 0 | 1 | Super Off Peak | 0 | 1 | 0 | Semi-Peak | 0 | 1 | Off Peak | 1 | 0 | On Peak | 0 | 1 | 0 | Off Peak | 1 | 0 | 0 | On Peak | 0 | 1 | 0 | Off Peak
2020 | 3 | 25 | 2020-03-25 | 15 | 0 | 0 | 0 | [6 empty] | 0 | 0 | 1 | 0 | Off Peak | 0 | 1 | 0 | Semi-Peak | 0 | 1 | Off Peak | 1 | 0 | On Peak | 0 | 1 | 0 | Off Peak | 1 | 0 | 0 | On Peak | 0 | 1 | 0 | Off Peak
2020 | 3 | 25 | 2020-03-25 | 16 | 0 | 0 | 0 | [6 empty] | 0 | 0 | 1 | 0 | Off Peak | 0 | 1 | 0 | Semi-Peak | 0 | 1 | Off Peak | 1 | 0 | On Peak | 0 | 1 | 0 | Off Peak | 1 | 0 | 0 | On Peak | 0 | 1 | 0 | Off Peak
2020 | 3 | 25 | 2020-03-25 | 17 | 0 | 0 | 0 | [6 empty] | 0 | 1 | 0 | 0 | On Peak | 0 | 1 | 0 | Semi-Peak | 1 | 0 | On Peak | 1 | 0 | On Peak | 0 | 1 | 0 | Off Peak | 1 | 0 | 0 | On Peak | 0 | 1 | 0 | Off Peak
2020 | 3 | 25 | 2020-03-25 | 18 | 0 | 0 | 0 | [6 empty] | 0 | 1 | 0 | 0 | On Peak | 1 | 0 | 0 | On Peak | 1 | 0 | On Peak | 1 | 0 | On Peak | 0 | 1 | 0 | Off Peak | 1 | 0 | 0 | On Peak | 0 | 1 | 0 | Off Peak
2020 | 3 | 25 | 2020-03-25 | 19 | 0 | 0 | 0 | [6 empty] | 0 | 1 | 0 | 0 | On Peak | 1 | 0 | 0 | On Peak | 1 | 0 | On Peak | 0 | 1 | Off Peak | 0 | 0 | 1 | Super Off Peak | 1 | 0 | 0 | On Peak | 0 | 1 | 0 | Off Peak
2020 | 3 | 25 | 2020-03-25 | 20 | 0 | 0 | 0 | [6 empty] | 0 | 1 | 0 | 0 | On Peak | 1 | 0 | 0 | On Peak | 1 | 0 | On Peak | 0 | 1 | Off Peak | 0 | 0 | 1 | Super Off Peak | 1 | 0 | 0 | On Peak | 1 | 0 | 0 | On Peak
2020 | 3 | 25 | 2020-03-25 | 21 | 0 | 0 | 0 | [6 empty] | 0 | 1 | 0 | 0 | On Peak | 0 | 1 | 0 | Semi-Peak | 1 | 0 | On Peak | 0 | 1 | Off Peak | 0 | 0 | 1 | Super Off Peak | 0 | 1 | 0 | Off Peak | 1 | 0 | 0 | On Peak
2020 | 3 | 25 | 2020-03-25 | 22 | 0 | 0 | 0 | [6 empty] | 0 | 0 | 1 | 0 | Off Peak | 0 | 1 | 0 | Semi-Peak | 0 | 1 | Off Peak | 0 | 1 | Off Peak | 0 | 0 | 1 | Super Off Peak | 0 | 1 | 0 | Off Peak | 1 | 0 | 0 | On Peak
2020 | 3 | 25 | 2020-03-25 | 23 | 0 | 0 | 0 | [6 empty] | 0 | 0 | 1 | 0 | Off Peak | 0 | 0 | 1 | Off Peak | 0 | 1 | Off Peak | 0 | 1 | Off Peak | 0 | 0 | 1 | Super Off Peak | 0 | 1 | 0 | Off Peak | 1 | 0 | 0 | On Peak
2020 | 3 | 25 | 2020-03-25 | 24 | 0 | 0 | 0 | [6 empty] | 0 | 0 | 1 | 0 | Off Peak | 0 | 0 | 1 | Off Peak | 0 | 1 | Off Peak | 0 | 1 | Off Peak | 0 | 0 | 1 | Super Off Peak | 0 | 1 | 0 | Off Peak | 1 | 0 | 0 | On Peak
2020 | 3 | 26 | 2020-03-26 | 1 | 0 | 0 | 0 | [6 empty] | 0 | 0 | 0 | 1 | Super Off Peak | 0 | 0 | 1 | Off Peak | 0 | 1 | Off Peak | 0 | 1 | Off Peak | 0 | 0 | 1 | Super Off Peak | 0 | 0 | 1 | Super Off Peak | 0 | 0 | 1 | Super Off Peak
2020 | 3 | 26 | 2020-03-26 | 2 | 0 | 0 | 0 | [6 empty] | 0 | 0 | 0 | 1 | Super Off Peak | 0 | 0 | 1 | Off Peak | 0 | 1 | Off Peak | 0 | 1 | Off Peak | 0 | 0 | 1 | Super Off Peak | 0 | 0 | 1 | Super Off Peak | 0 | 0 | 1 | Super Off Peak
2020 | 3 | 26 | 2020-03-26 | 3 | 0 | 0 | 0 | [6 empty] | 0 | 0 | 0 | 1 | Super Off Peak | 0 | 0 | 1 | Off Peak | 0 | 1 | Off Peak | 0 | 1 | Off Peak | 0 | 0 | 1 | Super Off Peak | 0 | 0 | 1 | Super Off Peak | 0 | 0 | 1 | Super Off Peak
2020 | 3 | 26 | 2020-03-26 | 4 | 0 | 0 | 0 | [6 empty] | 0 | 0 | 0 | 1 | Super Off Peak | 0 | 0 | 1 | Off Peak | 0 | 1 | Off Peak | 0 | 1 | Off Peak | 0 | 0 | 1 | Super Off Peak | 0 | 0 | 1 | Super Off Peak | 0 | 0 | 1 | Super Off Peak
2020 | 3 | 26 | 2020-03-26 | 5 | 0 | 0 | 0 | [6 empty] | 0 | 0 | 0 | 1 | Super Off Peak | 0 | 0 | 1 | Off Peak | 0 | 1 | Off Peak | 0 | 1 | Off Peak | 0 | 0 | 1 | Super Off Peak | 0 | 0 | 1 | Super Off Peak | 0 | 0 | 1 | Super Off Peak
2020 | 3 | 26 | 2020-03-26 | 6 | 0 | 0 | 0 | [6 empty] | 0 | 0 | 0 | 1 | Super Off Peak | 0 | 0 | 1 | Off Peak | 0 | 1 | Off Peak | 0 | 1 | Off Peak | 0 | 0 | 1 | Super Off Peak | 0 | 1 | 0 | Off Peak | 0 | 1 | 0 | Off Peak
2020 | 3 | 26 | 2020-03-26 | 7 | 0 | 0 | 0 | [6 empty] | 0 | 0 | 1 | 0 | Off Peak | 0 | 1 | 0 | Semi-Peak | 0 | 1 | Off Peak | 0 | 1 | Off Peak | 0 | 1 | 0 | Off Peak | 0 | 1 | 0 | Off Peak | 0 | 1 | 0 | Off Peak
2020 | 3 | 26 | 2020-03-26 | 8 | 0 | 0 | 0 | [6 empty] | 0 | 0 | 1 | 0 | Off Peak | 0 | 1 | 0 | Semi-Peak | 0 | 1 | Off Peak | 0 | 1 | Off Peak | 0 | 1 | 0 | Off Peak | 0 | 1 | 0 | Off Peak | 0 | 1 | 0 | Off Peak
2020 | 3 | 26 | 2020-03-26 | 9 | 0 | 0 | 0 | [6 empty] | 0 | 0 | 1 | 0 | Off Peak | 0 | 1 | 0 | Semi-Peak | 0 | 1 | Off Peak | 0 | 1 | Off Peak | 0 | 1 | 0 | Off Peak | 0 | 1 | 0 | Off Peak | 0 | 1 | 0 | Off Peak
2020 | 3 | 26 | 2020-03-26 | 10 | 0 | 0 | 0 | [6 empty] | 0 | 0 | 1 | 0 | Off Peak | 0 | 1 | 0 | Semi-Peak | 0 | 1 | Off Peak | 0 | 1 | Off Peak | 0 | 1 | 0 | Off Peak | 0 | 1 | 0 | Off Peak | 0 | 1 | 0 | Off Peak
2020 | 3 | 26 | 2020-03-26 | 11 | 0 | 0 | 0 | [6 empty] | 0 | 0 | 0 | 1 | Super Off Peak | 0 | 1 | 0 | Semi-Peak | 0 | 1 | Off Peak | 0 | 1 | Off Peak | 0 | 1 | 0 | Off Peak | 0 | 1 | 0 | Off Peak | 0 | 1 | 0 | Off Peak
2020 | 3 | 26 | 2020-03-26 | 12 | 0 | 0 | 0 | [6 empty] | 0 | 0 | 0 | 1 | Super Off Peak | 0 | 1 | 0 | Semi-Peak | 0 | 1 | Off Peak | 0 | 1 | Off Peak | 0 | 1 | 0 | Off Peak | 0 | 1 | 0 | Off Peak | 0 | 1 | 0 | Off Peak
2020 | 3 | 26 | 2020-03-26 | 13 | 0 | 0 | 0 | [6 empty] | 0 | 0 | 0 | 1 | Super Off Peak | 0 | 1 | 0 | Semi-Peak | 0 | 1 | Off Peak | 1 | 0 | On Peak | 0 | 1 | 0 | Off Peak | 1 | 0 | 0 | On Peak | 0 | 1 | 0 | Off Peak
2020 | 3 | 26 | 2020-03-26 | 14 | 0 | 0 | 0 | [6 empty] | 0 | 0 | 0 | 1 | Super Off Peak | 0 | 1 | 0 | Semi-Peak | 0 | 1 | Off Peak | 1 | 0 | On Peak | 0 | 1 | 0 | Off Peak | 1 | 0 | 0 | On Peak | 0 | 1 | 0 | Off Peak
2020 | 3 | 26 | 2020-03-26 | 15 | 0 | 0 | 0 | [6 empty] | 0 | 0 | 1 | 0 | Off Peak | 0 | 1 | 0 | Semi-Peak | 0 | 1 | Off Peak | 1 | 0 | On Peak | 0 | 1 | 0 | Off Peak | 1 | 0 | 0 | On Peak | 0 | 1 | 0 | Off Peak
2020 | 3 | 26 | 2020-03-26 | 16 | 0 | 0 | 0 | [6 empty] | 0 | 0 | 1 | 0 | Off Peak | 0 | 1 | 0 | Semi-Peak | 0 | 1 | Off Peak | 1 | 0 | On Peak | 0 | 1 | 0 | Off Peak | 1 | 0 | 0 | On Peak | 0 | 1 | 0 | Off Peak
2020 | 3 | 26 | 2020-03-26 | 17 | 0 | 0 | 0 | [6 empty] | 0 | 1 | 0 | 0 | On Peak | 0 | 1 | 0 | Semi-Peak | 1 | 0 | On Peak | 1 | 0 | On Peak | 0 | 1 | 0 | Off Peak | 1 | 0 | 0 | On Peak | 0 | 1 | 0 | Off Peak
2020 | 3 | 26 | 2020-03-26 | 18 | 0 | 0 | 0 | [6 empty] | 0 | 1 | 0 | 0 | On Peak | 1 | 0 | 0 | On Peak | 1 | 0 | On Peak | 1 | 0 | On Peak | 0 | 1 | 0 | Off Peak | 1 | 0 | 0 | On Peak | 0 | 1 | 0 | Off Peak
2020 | 3 | 26 | 2020-03-26 | 19 | 0 | 0 | 0 | [6 empty] | 0 | 1 | 0 | 0 | On Peak | 1 | 0 | 0 | On Peak | 1 | 0 | On Peak | 0 | 1 | Off Peak | 0 | 0 | 1 | Super Off Peak | 1 | 0 | 0 | On Peak | 0 | 1 | 0 | Off Peak
2020 | 3 | 26 | 2020-03-26 | 20 | 0 | 0 | 0 | [6 empty] | 0 | 1 | 0 | 0 | On Peak | 1 | 0 | 0 | On Peak | 1 | 0 | On Peak | 0 | 1 | Off Peak | 0 | 0 | 1 | Super Off Peak | 1 | 0 | 0 | On Peak | 1 | 0 | 0 | On Peak
2020 | 3 | 26 | 2020-03-26 | 21 | 0 | 0 | 0 | [6 empty] | 0 | 1 | 0 | 0 | On Peak | 0 | 1 | 0 | Semi-Peak | 1 | 0 | On Peak | 0 | 1 | Off Peak | 0 | 0 | 1 | Super Off Peak | 0 | 1 | 0 | Off Peak | 1 | 0 | 0 | On Peak
2020 | 3 | 26 | 2020-03-26 | 22 | 0 | 0 | 0 | [6 empty] | 0 | 0 | 1 | 0 | Off Peak | 0 | 1 | 0 | Semi-Peak | 0 | 1 | Off Peak | 0 | 1 | Off Peak | 0 | 0 | 1 | Super Off Peak | 0 | 1 | 0 | Off Peak | 1 | 0 | 0 | On Peak
2020 | 3 | 26 | 2020-03-26 | 23 | 0 | 0 | 0 | [6 empty] | 0 | 0 | 1 | 0 | Off Peak | 0 | 0 | 1 | Off Peak | 0 | 1 | Off Peak | 0 | 1 | Off Peak | 0 | 0 | 1 | Super Off Peak | 0 | 1 | 0 | Off Peak | 1 | 0 | 0 | On Peak
2020 | 3 | 26 | 2020-03-26 | 24 | 0 | 0 | 0 | [6 empty] | 0 | 0 | 1 | 0 | Off Peak | 0 | 0 | 1 | Off Peak | 0 | 1 | Off Peak | 0 | 1 | Off Peak | 0 | 0 | 1 | Super Off Peak | 0 | 1 | 0 | Off Peak | 1 | 0 | 0 | On Peak
2020 | 3 | 27 | 2020-03-27 | 1 | 0 | 0 | 0 | [6 empty] | 0 | 0 | 0 | 1 | Super Off Peak | 0 | 0 | 1 | Off Peak | 0 | 1 | Off Peak | 0 | 1 | Off Peak | 0 | 0 | 1 | Super Off Peak | 0 | 0 | 1 | Super Off Peak | 0 | 0 | 1 | Super Off Peak
2020 | 3 | 27 | 2020-03-27 | 2 | 0 | 0 | 0 | [6 empty] | 0 | 0 | 0 | 1 | Super Off Peak | 0 | 0 | 1 | Off Peak | 0 | 1 | Off Peak | 0 | 1 | Off Peak | 0 | 0 | 1 | Super Off Peak | 0 | 0 | 1 | Super Off Peak | 0 | 0 | 1 | Super Off Peak
2020 | 3 | 27 | 2020-03-27 | 3 | 0 | 0 | 0 | [6 empty] | 0 | 0 | 0 | 1 | Super Off Peak | 0 | 0 | 1 | Off Peak | 0 | 1 | Off Peak | 0 | 1 | Off Peak | 0 | 0 | 1 | Super Off Peak | 0 | 0 | 1 | Super Off Peak | 0 | 0 | 1 | Super Off Peak
2020 | 3 | 27 | 2020-03-27 | 4 | 0 | 0 | 0 | [6 empty] | 0 | 0 | 0 | 1 | Super Off Peak | 0 | 0 | 1 | Off Peak | 0 | 1 | Off Peak | 0 | 1 | Off Peak | 0 | 0 | 1 | Super Off Peak | 0 | 0 | 1 | Super Off Peak | 0 | 0 | 1 | Super Off Peak
2020 | 3 | 27 | 2020-03-27 | 5 | 0 | 0 | 0 | [6 empty] | 0 | 0 | 0 | 1 | Super Off Peak | 0 | 0 | 1 | Off Peak | 0 | 1 | Off Peak | 0 | 1 | Off Peak | 0 | 0 | 1 | Super Off Peak | 0 | 0 | 1 | Super Off Peak | 0 | 0 | 1 | Super Off Peak
2020 | 3 | 27 | 2020-03-27 | 6 | 0 | 0 | 0 | [6 empty] | 0 | 0 | 0 | 1 | Super Off Peak | 0 | 0 | 1 | Off Peak | 0 | 1 | Off Peak | 0 | 1 | Off Peak | 0 | 0 | 1 | Super Off Peak | 0 | 1 | 0 | Off Peak | 0 | 1 | 0 | Off Peak
2020 | 3 | 27 | 2020-03-27 | 7 | 0 | 0 | 0 | [6 empty] | 0 | 0 | 1 | 0 | Off Peak | 0 | 1 | 0 | Semi-Peak | 0 | 1 | Off Peak | 0 | 1 | Off Peak | 0 | 1 | 0 | Off Peak | 0 | 1 | 0 | Off Peak | 0 | 1 | 0 | Off Peak
2020 | 3 | 27 | 2020-03-27 | 8 | 0 | 0 | 0 | [6 empty] | 0 | 0 | 1 | 0 | Off Peak | 0 | 1 | 0 | Semi-Peak | 0 | 1 | Off Peak | 0 | 1 | Off Peak | 0 | 1 | 0 | Off Peak | 0 | 1 | 0 | Off Peak | 0 | 1 | 0 | Off Peak
2020 | 3 | 27 | 2020-03-27 | 9 | 0 | 0 | 0 | [6 empty] | 0 | 0 | 1 | 0 | Off Peak | 0 | 1 | 0 | Semi-Peak | 0 | 1 | Off Peak | 0 | 1 | Off Peak | 0 | 1 | 0 | Off Peak | 0 | 1 | 0 | Off Peak | 0 | 1 | 0 | Off Peak
2020 | 3 | 27 | 2020-03-27 | 10 | 0 | 0 | 0 | [6 empty] | 0 | 0 | 1 | 0 | Off Peak | 0 | 1 | 0 | Semi-Peak | 0 | 1 | Off Peak | 0 | 1 | Off Peak | 0 | 1 | 0 | Off Peak | 0 | 1 | 0 | Off Peak | 0 | 1 | 0 | Off Peak
2020 | 3 | 27 | 2020-03-27 | 11 | 0 | 0 | 0 | [6 empty] | 0 | 0 | 0 | 1 | Super Off Peak | 0 | 1 | 0 | Semi-Peak | 0 | 1 | Off Peak | 0 | 1 | Off Peak | 0 | 1 | 0 | Off Peak | 0 | 1 | 0 | Off Peak | 0 | 1 | 0 | Off Peak
2020 | 3 | 27 | 2020-03-27 | 12 | 0 | 0 | 0 | [6 empty] | 0 | 0 | 0 | 1 | Super Off Peak | 0 | 1 | 0 | Semi-Peak | 0 | 1 | Off Peak | 0 | 1 | Off Peak | 0 | 1 | 0 | Off Peak | 0 | 1 | 0 | Off Peak | 0 | 1 | 0 | Off Peak
2020 | 3 | 27 | 2020-03-27 | 13 | 0 | 0 | 0 | [6 empty] | 0 | 0 | 0 | 1 | Super Off Peak | 0 | 1 | 0 | Semi-Peak | 0 | 1 | Off Peak | 1 | 0 | On Peak | 0 | 1 | 0 | Off Peak | 1 | 0 | 0 | On Peak | 0 | 1 | 0 | Off Peak
2020 | 3 | 27 | 2020-03-27 | 14 | 0 | 0 | 0 | [6 empty] | 0 | 0 | 0 | 1 | Super Off Peak | 0 | 1 | 0 | Semi-Peak | 0 | 1 | Off Peak | 1 | 0 | On Peak | 0 | 1 | 0 | Off Peak | 1 | 0 | 0 | On Peak | 0 | 1 | 0 | Off Peak
2020 | 3 | 27 | 2020-03-27 | 15 | 0 | 0 | 0 | [6 empty] | 0 | 0 | 1 | 0 | Off Peak | 0 | 1 | 0 | Semi-Peak | 0 | 1 | Off Peak | 1 | 0 | On Peak | 0 | 1 | 0 | Off Peak | 1 | 0 | 0 | On Peak | 0 | 1 | 0 | Off Peak
2020 | 3 | 27 | 2020-03-27 | 16 | 0 | 0 | 0 | [6 empty] | 0 | 0 | 1 | 0 | Off Peak | 0 | 1 | 0 | Semi-Peak | 0 | 1 | Off Peak | 1 | 0 | On Peak | 0 | 1 | 0 | Off Peak | 1 | 0 | 0 | On Peak | 0 | 1 | 0 | Off Peak
2020 | 3 | 27 | 2020-03-27 | 17 | 0 | 0 | 0 | [6 empty] | 0 | 1 | 0 | 0 | On Peak | 0 | 1 | 0 | Semi-Peak | 1 | 0 | On Peak | 1 | 0 | On Peak | 0 | 1 | 0 | Off Peak | 1 | 0 | 0 | On Peak | 0 | 1 | 0 | Off Peak
2020 | 3 | 27 | 2020-03-27 | 18 | 0 | 0 | 0 | [6 empty] | 0 | 1 | 0 | 0 | On Peak | 1 | 0 | 0 | On Peak | 1 | 0 | On Peak | 1 | 0 | On Peak | 0 | 1 | 0 | Off Peak | 1 | 0 | 0 | On Peak | 0 | 1 | 0 | Off Peak
2020 | 3 | 27 | 2020-03-27 | 19 | 0 | 0 | 0 | [6 empty] | 0 | 1 | 0 | 0 | On Peak | 1 | 0 | 0 | On Peak | 1 | 0 | On Peak | 0 | 1 | Off Peak | 0 | 0 | 1 | Super Off Peak | 1 | 0 | 0 | On Peak | 0 | 1 | 0 | Off Peak
2020 | 3 | 27 | 2020-03-27 | 20 | 0 | 0 | 0 | [6 empty] | 0 | 1 | 0 | 0 | On Peak | 1 | 0 | 0 | On Peak | 1 | 0 | On Peak | 0 | 1 | Off Peak | 0 | 0 | 1 | Super Off Peak | 1 | 0 | 0 | On Peak | 1 | 0 | 0 | On Peak
2020 | 3 | 27 | 2020-03-27 | 21 | 0 | 0 | 0 | [6 empty] | 0 | 1 | 0 | 0 | On Peak | 0 | 1 | 0 | Semi-Peak | 1 | 0 | On Peak | 0 | 1 | Off Peak | 0 | 0 | 1 | Super Off Peak | 0 | 1 | 0 | Off Peak | 1 | 0 | 0 | On Peak
2020 | 3 | 27 | 2020-03-27 | 22 | 0 | 0 | 0 | [6 empty] | 0 | 0 | 1 | 0 | Off Peak | 0 | 1 | 0 | Semi-Peak | 0 | 1 | Off Peak | 0 | 1 | Off Peak | 0 | 0 | 1 | Super Off Peak | 0 | 1 | 0 | Off Peak | 1 | 0 | 0 | On Peak
2020 | 3 | 27 | 2020-03-27 | 23 | 0 | 0 | 0 | [6 empty] | 0 | 0 | 1 | 0 | Off Peak | 0 | 0 | 1 | Off Peak | 0 | 1 | Off Peak | 0 | 1 | Off Peak | 0 | 0 | 1 | Super Off Peak | 0 | 1 | 0 | Off Peak | 1 | 0 | 0 | On Peak
2020 | 3 | 27 | 2020-03-27 | 24 | 0 | 0 | 0 | [6 empty] | 0 | 0 | 1 | 0 | Off Peak | 0 | 0 | 1 | Off Peak | 0 | 1 | Off Peak | 0 | 1 | Off Peak | 0 | 0 | 1 | Super Off Peak | 0 | 1 | 0 | Off Peak | 1 | 0 | 0 | On Peak
2020 | 3 | 28 | 2020-03-28 | 1 | 0 | 1 | 0 | [6 empty] | 0 | 0 | 0 | 1 | Super Off Peak | 0 | 0 | 1 | Off Peak | 0 | 1 | Off Peak | 0 | 1 | Off Peak | 0 | 0 | 1 | Super Off Peak | 0 | 0 | 1 | Super Off Peak | 0 | 0 | 1 | Super Off Peak
2020 | 3 | 28 | 2020-03-28 | 2 | 0 | 1 | 0 | [6 empty] | 0 | 0 | 0 | 1 | Super Off Peak | 0 | 0 | 1 | Off Peak | 0 | 1 | Off Peak | 0 | 1 | Off Peak | 0 | 0 | 1 | Super Off Peak | 0 | 0 | 1 | Super Off Peak | 0 | 0 | 1 | Super Off Peak
2020 | 3 | 28 | 2020-03-28 | 3 | 0 | 1 | 0 | [6 empty] | 0 | 0 | 0 | 1 | Super Off Peak | 0 | 0 | 1 | Off Peak | 0 | 1 | Off Peak | 0 | 1 | Off Peak | 0 | 0 | 1 | Super Off Peak | 0 | 0 | 1 | Super Off Peak | 0 | 0 | 1 | Super Off Peak
2020 | 3 | 28 | 2020-03-28 | 4 | 0 | 1 | 0 | [6 empty] | 0 | 0 | 0 | 1 | Super Off Peak | 0 | 0 | 1 | Off Peak | 0 | 1 | Off Peak | 0 | 1 | Off Peak | 0 | 0 | 1 | Super Off Peak | 0 | 0 | 1 | Super Off Peak | 0 | 0 | 1 | Super Off Peak
2020 | 3 | 28 | 2020-03-28 | 5 | 0 | 1 | 0 | [6 empty] | 0 | 0 | 0 | 1 | Super Off Peak | 0 | 0 | 1 | Off Peak | 0 | 1 | Off Peak | 0 | 1 | Off Peak | 0 | 0 | 1 | Super Off Peak | 0 | 0 | 1 | Super Off Peak | 0 | 0 | 1 | Super Off Peak
2020 | 3 | 28 | 2020-03-28 | 6 | 0 | 1 | 0 | [6 empty] | 0 | 0 | 0 | 1 | Super Off Peak | 0 | 0 | 1 | Off Peak | 0 | 1 | Off Peak | 0 | 1 | Off Peak | 0 | 0 | 1 | Super Off Peak | 0 | 1 | 0 | Off Peak | 0 | 1 | 0 | Off Peak
2020 | 3 | 28 | 2020-03-28 | 7 | 0 | 1 | 0 | [6 empty] | 0 | 0 | 0 | 1 | Super Off Peak | 0 | 0 | 1 | Off Peak | 0 | 1 | Off Peak | 0 | 1 | Off Peak | 0 | 0 | 1 | Super Off Peak | 0 | 1 | 0 | Off Peak | 0 | 1 | 0 | Off Peak
2020 | 3 | 28 | 2020-03-28 | 8 | 0 | 1 | 0 | [6 empty] | 0 | 0 | 0 | 1 | Super Off Peak | 0 | 0 | 1 | Off Peak | 0 | 1 | Off Peak | 0 | 1 | Off Peak | 0 | 0 | 1 | Super Off Peak | 0 | 1 | 0 | Off Peak | 0 | 1 | 0 | Off Peak
2020 | 3 | 28 | 2020-03-28 | 9 | 0 | 1 | 0 | [6 empty] | 0 | 0 | 0 | 1 | Super Off Peak | 0 | 0 | 1 | Off Peak | 0 | 1 | Off Peak | 0 | 1 | Off Peak | 0 | 0 | 1 | Super Off Peak | 0 | 1 | 0 | Off Peak | 0 | 1 | 0 | Off Peak
2020 | 3 | 28 | 2020-03-28 | 10 | 0 | 1 | 0 | [6 empty] | 0 | 0 | 0 | 1 | Super Off Peak | 0 | 0 | 1 | Off Peak | 0 | 1 | Off Peak | 0 | 1 | Off Peak | 0 | 0 | 1 | Super Off Peak | 0 | 1 | 0 | Off Peak | 0 | 1 | 0 | Off Peak
2020 | 3 | 28 | 2020-03-28 | 11 | 0 | 1 | 0 | [6 empty] | 0 | 0 | 0 | 1 | Super Off Peak | 0 | 0 | 1 | Off Peak | 0 | 1 | Off Peak | 0 | 1 | Off Peak | 0 | 0 | 1 | Super Off Peak | 0 | 1 | 0 | Off Peak | 0 | 1 | 0 | Off Peak
2020 | 3 | 28 | 2020-03-28 | 12 | 0 | 1 | 0 | [6 empty] | 0 | 0 | 0 | 1 | Super Off Peak | 0 | 0 | 1 | Off Peak | 0 | 1 | Off Peak | 0 | 1 | Off Peak | 0 | 0 | 1 | Super Off Peak | 0 | 1 | 0 | Off Peak | 0 | 1 | 0 | Off Peak
2020 | 3 | 28 | 2020-03-28 | 13 | 0 | 1 | 0 | [6 empty] | 0 | 0 | 0 | 1 | Super Off Peak | 0 | 0 | 1 | Off Peak | 0 | 1 | Off Peak | 0 | 1 | Off Peak | 0 | 0 | 1 | Super Off Peak | 1 | 0 | 0 | On Peak | 0 | 1 | 0 | Off Peak
2020 | 3 | 28 | 2020-03-28 | 14 | 0 | 1 | 0 | [6 empty] | 0 | 0 | 0 | 1 | Super Off Peak | 0 | 0 | 1 | Off Peak | 0 | 1 | Off Peak | 0 | 1 | Off Peak | 0 | 0 | 1 | Super Off Peak | 1 | 0 | 0 | On Peak | 0 | 1 | 0 | Off Peak
2020 | 3 | 28 | 2020-03-28 | 15 | 0 | 1 | 0 | [6 empty] | 0 | 0 | 1 | 0 | Off Peak | 0 | 0 | 1 | Off Peak | 0 | 1 | Off Peak | 0 | 1 | Off Peak | 0 | 0 | 1 | Super Off Peak | 1 | 0 | 0 | On Peak | 0 | 1 | 0 | Off Peak
2020 | 3 | 28 | 2020-03-28 | 16 | 0 | 1 | 0 | [6 empty] | 0 | 0 | 1 | 0 | Off Peak | 0 | 0 | 1 | Off Peak | 0 | 1 | Off Peak | 0 | 1 | Off Peak | 0 | 0 | 1 | Super Off Peak | 1 | 0 | 0 | On Peak | 0 | 1 | 0 | Off Peak
2020 | 3 | 28 | 2020-03-28 | 17 | 0 | 1 | 0 | [6 empty] | 0 | 1 | 0 | 0 | On Peak | 0 | 0 | 1 | Off Peak | 0 | 1 | Off Peak | 0 | 1 | Off Peak | 0 | 0 | 1 | Super Off Peak | 1 | 0 | 0 | On Peak | 0 | 1 | 0 | Off Peak
2020 | 3 | 28 | 2020-03-28 | 18 | 0 | 1 | 0 | [6 empty] | 0 | 1 | 0 | 0 | On Peak | 0 | 0 | 1 | Off Peak | 0 | 1 | Off Peak | 0 | 1 | Off Peak | 0 | 0 | 1 | Super Off Peak | 1 | 0 | 0 | On Peak | 0 | 1 | 0 | Off Peak
2020 | 3 | 28 | 2020-03-28 | 19 | 0 | 1 | 0 | [6 empty] | 0 | 1 | 0 | 0 | On Peak | 0 | 0 | 1 | Off Peak | 0 | 1 | Off Peak | 0 | 1 | Off Peak | 0 | 0 | 1 | Super Off Peak | 1 | 0 | 0 | On Peak | 0 | 1 | 0 | Off Peak
2020 | 3 | 28 | 2020-03-28 | 20 | 0 | 1 | 0 | [6 empty] | 0 | 1 | 0 | 0 | On Peak | 0 | 0 | 1 | Off Peak | 0 | 1 | Off Peak | 0 | 1 | Off Peak | 0 | 0 | 1 | Super Off Peak | 1 | 0 | 0 | On Peak | 1 | 0 | 0 | On Peak
2020 | 3 | 28 | 2020-03-28 | 21 | 0 | 1 | 0 | [6 empty] | 0 | 1 | 0 | 0 | On Peak | 0 | 0 | 1 | Off Peak | 0 | 1 | Off Peak | 0 | 1 | Off Peak | 0 | 0 | 1 | Super Off Peak | 0 | 1 | 0 | Off Peak | 1 | 0 | 0 | On Peak
2020 | 3 | 28 | 2020-03-28 | 22 | 0 | 1 | 0 | [6 empty] | 0 | 0 | 1 | 0 | Off Peak | 0 | 0 | 1 | Off Peak | 0 | 1 | Off Peak | 0 | 1 | Off Peak | 0 | 0 | 1 | Super Off Peak | 0 | 1 | 0 | Off Peak | 1 | 0 | 0 | On Peak
2020 | 3 | 28 | 2020-03-28 | 23 | 0 | 1 | 0 | [6 empty] | 0 | 0 | 1 | 0 | Off Peak | 0 | 0 | 1 | Off Peak | 0 | 1 | Off Peak | 0 | 1 | Off Peak | 0 | 0 | 1 | Super Off Peak | 0 | 1 | 0 | Off Peak | 1 | 0 | 0 | On Peak
2020 | 3 | 28 | 2020-03-28 | 24 | 0 | 1 | 0 | [6 empty] | 0 | 0 | 1 | 0 | Off Peak | 0 | 0 | 1 | Off Peak | 0 | 1 | Off Peak | 0 | 1 | Off Peak | 0 | 0 | 1 | Super Off Peak | 0 | 1 | 0 | Off Peak | 1 | 0 | 0 | On Peak
2020 | 3 | 29 | 2020-03-29 | 1 | 0 | 1 | 0 | [6 empty] | 0 | 0 | 0 | 1 | Super Off Peak | 0 | 0 | 1 | Off Peak | 0 | 1 | Off Peak | 0 | 1 | Off Peak | 0 | 0 | 1 | Super Off Peak | 0 | 0 | 1 | Super Off Peak | 0 | 0 | 1 | Super Off Peak
2020 | 3 | 29 | 2020-03-29 | 2 | 0 | 1 | 0 | [6 empty] | 0 | 0 | 0 | 1 | Super Off Peak | 0 | 0 | 1 | Off Peak | 0 | 1 | Off Peak | 0 | 1 | Off Peak | 0 | 0 | 1 | Super Off Peak | 0 | 0 | 1 | Super Off Peak | 0 | 0 | 1 | Super Off Peak
2020 | 3 | 29 | 2020-03-29 | 3 | 0 | 1 | 0 | [6 empty] | 0 | 0 | 0 | 1 | Super Off Peak | 0 | 0 | 1 | Off Peak | 0 | 1 | Off Peak | 0 | 1 | Off Peak | 0 | 0 | 1 | Super Off Peak | 0 | 0 | 1 | Super Off Peak | 0 | 0 | 1 | Super Off Peak
2020 | 3 | 29 | 2020-03-29 | 4 | 0 | 1 | 0 | [6 empty] | 0 | 0 | 0 | 1 | Super Off Peak | 0 | 0 | 1 | Off Peak | 0 | 1 | Off Peak | 0 | 1 | Off Peak | 0 | 0 | 1 | Super Off Peak | 0 | 0 | 1 | Super Off Peak | 0 | 0 | 1 | Super Off Peak
2020 | 3 | 29 | 2020-03-29 | 5 | 0 | 1 | 0 | [6 empty] | 0 | 0 | 0 | 1 | Super Off Peak | 0 | 0 | 1 | Off Peak | 0 | 1 | Off Peak | 0 | 1 | Off Peak | 0 | 0 | 1 | Super Off Peak | 0 | 0 | 1 | Super Off Peak | 0 | 0 | 1 | Super Off Peak
2020 | 3 | 29 | 2020-03-29 | 6 | 0 | 1 | 0 | [6 empty] | 0 | 0 | 0 | 1 | Super Off Peak | 0 | 0 | 1 | Off Peak | 0 | 1 | Off Peak | 0 | 1 | Off Peak | 0 | 0 | 1 | Super Off Peak | 0 | 1 | 0 | Off Peak | 0 | 1 | 0 | Off Peak
2020 | 3 | 29 | 2020-03-29 | 7 | 0 | 1 | 0 | [6 empty] | 0 | 0 | 0 | 1 | Super Off Peak | 0 | 0 | 1 | Off Peak | 0 | 1 | Off Peak | 0 | 1 | Off Peak | 0 | 0 | 1 | Super Off Peak | 0 | 1 | 0 | Off Peak | 0 | 1 | 0 | Off Peak
2020 | 3 | 29 | 2020-03-29 | 8 | 0 | 1 | 0 | [6 empty] | 0 | 0 | 0 | 1 | Super Off Peak | 0 | 0 | 1 | Off Peak | 0 | 1 | Off Peak | 0 | 1 | Off Peak | 0 | 0 | 1 | Super Off Peak | 0 | 1 | 0 | Off Peak | 0 | 1 | 0 | Off Peak
2020 | 3 | 29 | 2020-03-29 | 9 | 0 | 1 | 0 | [6 empty] | 0 | 0 | 0 | 1 | Super Off Peak | 0 | 0 | 1 | Off Peak | 0 | 1 | Off Peak | 0 | 1 | Off Peak | 0 | 0 | 1 | Super Off Peak | 0 | 1 | 0 | Off Peak | 0 | 1 | 0 | Off Peak
2020 | 3 | 29 | 2020-03-29 | 10 | 0 | 1 | 0 | [6 empty] | 0 | 0 | 0 | 1 | Super Off Peak | 0 | 0 | 1 | Off Peak | 0 | 1 | Off Peak | 0 | 1 | Off Peak | 0 | 0 | 1 | Super Off Peak | 0 | 1 | 0 | Off Peak | 0 | 1 | 0 | Off Peak
2020 | 3 | 29 | 2020-03-29 | 11 | 0 | 1 | 0 | [6 empty] | 0 | 0 | 0 | 1 | Super Off Peak | 0 | 0 | 1 | Off Peak | 0 | 1 | Off Peak | 0 | 1 | Off Peak | 0 | 0 | 1 | Super Off Peak | 0 | 1 | 0 | Off Peak | 0 | 1 | 0 | Off Peak
2020 | 3 | 29 | 2020-03-29 | 12 | 0 | 1 | 0 | [6 empty] | 0 | 0 | 0 | 1 | Super Off Peak | 0 | 0 | 1 | Off Peak | 0 | 1 | Off Peak | 0 | 1 | Off Peak | 0 | 0 | 1 | Super Off Peak | 0 | 1 | 0 | Off Peak | 0 | 1 | 0 | Off Peak
2020 | 3 | 29 | 2020-03-29 | 13 | 0 | 1 | 0 | [6 empty] | 0 | 0 | 0 | 1 | Super Off Peak | 0 | 0 | 1 | Off Peak | 0 | 1 | Off Peak | 0 | 1 | Off Peak | 0 | 0 | 1 | Super Off Peak | 1 | 0 | 0 | On Peak | 0 | 1 | 0 | Off Peak
2020 | 3 | 29 | 2020-03-29 | 14 | 0 | 1 | 0 | [6 empty] | 0 | 0 | 0 | 1 | Super Off Peak | 0 | 0 | 1 | Off Peak | 0 | 1 | Off Peak | 0 | 1 | Off Peak | 0 | 0 | 1 | Super Off Peak | 1 | 0 | 0 | On Peak | 0 | 1 | 0 | Off Peak
2020 | 3 | 29 | 2020-03-29 | 15 | 0 | 1 | 0 | [6 empty] | 0 | 0 | 1 | 0 | Off Peak | 0 | 0 | 1 | Off Peak | 0 | 1 | Off Peak | 0 | 1 | Off Peak | 0 | 0 | 1 | Super Off Peak | 1 | 0 | 0 | On Peak | 0 | 1 | 0 | Off Peak
2020 | 3 | 29 | 2020-03-29 | 16 | 0 | 1 | 0 | [6 empty] | 0 | 0 | 1 | 0 | Off Peak | 0 | 0 | 1 | Off Peak | 0 | 1 | Off Peak | 0 | 1 | Off Peak | 0 | 0 | 1 | Super Off Peak | 1 | 0 | 0 | On Peak | 0 | 1 | 0 | Off Peak
2020 | 3 | 29 | 2020-03-29 | 17 | 0 | 1 | 0 | [6 empty] | 0 | 1 | 0 | 0 | On Peak | 0 | 0 | 1 | Off Peak | 0 | 1 | Off Peak | 0 | 1 | Off Peak | 0 | 0 | 1 | Super Off Peak | 1 | 0 | 0 | On Peak | 0 | 1 | 0 | Off Peak
2020 | 3 | 29 | 2020-03-29 | 18 | 0 | 1 | 0 | [6 empty] | 0 | 1 | 0 | 0 | On Peak | 0 | 0 | 1 | Off Peak | 0 | 1 | Off Peak | 0 | 1 | Off Peak | 0 | 0 | 1 | Super Off Peak | 1 | 0 | 0 | On Peak | 0 | 1 | 0 | Off Peak
2020 | 3 | 29 | 2020-03-29 | 19 | 0 | 1 | 0 | [6 empty] | 0 | 1 | 0 | 0 | On Peak | 0 | 0 | 1 | Off Peak | 0 | 1 | Off Peak | 0 | 1 | Off Peak | 0 | 0 | 1 | Super Off Peak | 1 | 0 | 0 | On Peak | 0 | 1 | 0 | Off Peak
2020 | 3 | 29 | 2020-03-29 | 20 | 0 | 1 | 0 | [6 empty] | 0 | 1 | 0 | 0 | On Peak | 0 | 0 | 1 | Off Peak | 0 | 1 | Off Peak | 0 | 1 | Off Peak | 0 | 0 | 1 | Super Off Peak | 1 | 0 | 0 | On Peak | 1 | 0 | 0 | On Peak
2020 | 3 | 29 | 2020-03-29 | 21 | 0 | 1 | 0 | [6 empty] | 0 | 1 | 0 | 0 | On Peak | 0 | 0 | 1 | Off Peak | 0 | 1 | Off Peak | 0 | 1 | Off Peak | 0 | 0 | 1 | Super Off Peak | 0 | 1 | 0 | Off Peak | 1 | 0 | 0 | On Peak
2020 | 3 | 29 | 2020-03-29 | 22 | 0 | 1 | 0 | [6 empty] | 0 | 0 | 1 | 0 | Off Peak | 0 | 0 | 1 | Off Peak | 0 | 1 | Off Peak | 0 | 1 | Off Peak | 0 | 0 | 1 | Super Off Peak | 0 | 1 | 0 | Off Peak | 1 | 0 | 0 | On Peak
2020 | 3 | 29 | 2020-03-29 | 23 | 0 | 1 | 0 | [6 empty] | 0 | 0 | 1 | 0 | Off Peak | 0 | 0 | 1 | Off Peak | 0 | 1 | Off Peak | 0 | 1 | Off Peak | 0 | 0 | 1 | Super Off Peak | 0 | 1 | 0 | Off Peak | 1 | 0 | 0 | On Peak
2020 | 3 | 29 | 2020-03-29 | 24 | 0 | 1 | 0 | [6 empty] | 0 | 0 | 1 | 0 | Off Peak | 0 | 0 | 1 | Off Peak | 0 | 1 | Off Peak | 0 | 1 | Off Peak | 0 | 0 | 1 | Super Off Peak | 0 | 1 | 0 | Off Peak | 1 | 0 | 0 | On Peak
2020 | 3 | 30 | 2020-03-30 | 1 | 0 | 0 | 0 | [6 empty] | 0 | 0 | 0 | 1 | Super Off Peak | 0 | 0 | 1 | Off Peak | 0 | 1 | Off Peak | 0 | 1 | Off Peak | 0 | 0 | 1 | Super Off Peak | 0 | 0 | 1 | Super Off Peak | 0 | 0 | 1 | Super Off Peak
2020 | 3 | 30 | 2020-03-30 | 2 | 0 | 0 | 0 | [6 empty] | 0 | 0 | 0 | 1 | Super Off Peak | 0 | 0 | 1 | Off Peak | 0 | 1 | Off Peak | 0 | 1 | Off Peak | 0 | 0 | 1 | Super Off Peak | 0 | 0 | 1 | Super Off Peak | 0 | 0 | 1 | Super Off Peak
2020 | 3 | 30 | 2020-03-30 | 3 | 0 | 0 | 0 | [6 empty] | 0 | 0 | 0 | 1 | Super Off Peak | 0 | 0 | 1 | Off Peak | 0 | 1 | Off Peak | 0 | 1 | Off Peak | 0 | 0 | 1 | Super Off Peak | 0 | 0 | 1 | Super Off Peak | 0 | 0 | 1 | Super Off Peak
2020 | 3 | 30 | 2020-03-30 | 4 | 0 | 0 | 0 | [6 empty] | 0 | 0 | 0 | 1 | Super Off Peak | 0 | 0 | 1 | Off Peak | 0 | 1 | Off Peak | 0 | 1 | Off Peak | 0 | 0 | 1 | Super Off Peak | 0 | 0 | 1 | Super Off Peak | 0 | 0 | 1 | Super Off Peak
2020 | 3 | 30 | 2020-03-30 | 5 | 0 | 0 | 0 | [6 empty] | 0 | 0 | 0 | 1 | Super Off Peak | 0 | 0 | 1 | Off Peak | 0 | 1 | Off Peak | 0 | 1 | Off Peak | 0 | 0 | 1 | Super Off Peak | 0 | 0 | 1 | Super Off Peak | 0 | 0 | 1 | Super Off Peak
2020 | 3 | 30 | 2020-03-30 | 6 | 0 | 0 | 0 | [6 empty] | 0 | 0 | 0 | 1 | Super Off Peak | 0 | 0 | 1 | Off Peak | 0 | 1 | Off Peak | 0 | 1 | Off Peak | 0 | 0 | 1 | Super Off Peak | 0 | 1 | 0 | Off Peak | 0 | 1 | 0 | Off Peak
2020 | 3 | 30 | 2020-03-30 | 7 | 0 | 0 | 0 | [6 empty] | 0 | 0 | 1 | 0 | Off Peak | 0 | 1 | 0 | Semi-Peak | 0 | 1 | Off Peak | 0 | 1 | Off Peak | 0 | 1 | 0 | Off Peak | 0 | 1 | 0 | Off Peak | 0 | 1 | 0 | Off Peak
2020 | 3 | 30 | 2020-03-30 | 8 | 0 | 0 | 0 | [6 empty] | 0 | 0 | 1 | 0 | Off Peak | 0 | 1 | 0 | Semi-Peak | 0 | 1 | Off Peak | 0 | 1 | Off Peak | 0 | 1 | 0 | Off Peak | 0 | 1 | 0 | Off Peak | 0 | 1 | 0 | Off Peak
2020 | 3 | 30 | 2020-03-30 | 9 | 0 | 0 | 0 | [6 empty] | 0 | 0 | 1 | 0 | Off Peak | 0 | 1 | 0 | Semi-Peak | 0 | 1 | Off Peak | 0 | 1 | Off Peak | 0 | 1 | 0 | Off Peak | 0 | 1 | 0 | Off Peak | 0 | 1 | 0 | Off Peak
2020 | 3 | 30 | 2020-03-30 | 10 | 0 | 0 | 0 | [6 empty] | 0 | 0 | 1 | 0 | Off Peak | 0 | 1 | 0 | Semi-Peak | 0 | 1 | Off Peak | 0 | 1 | Off Peak | 0 | 1 | 0 | Off Peak | 0 | 1 | 0 | Off Peak | 0 | 1 | 0 | Off Peak
2020 | 3 | 30 | 2020-03-30 | 11 | 0 | 0 | 0 | [6 empty] | 0 | 0 | 0 | 1 | Super Off Peak | 0 | 1 | 0 | Semi-Peak | 0 | 1 | Off Peak | 0 | 1 | Off Peak | 0 | 1 | 0 | Off Peak | 0 | 1 | 0 | Off Peak | 0 | 1 | 0 | Off Peak
2020 | 3 | 30 | 2020-03-30 | 12 | 0 | 0 | 0 | [6 empty] | 0 | 0 | 0 | 1 | Super Off Peak | 0 | 1 | 0 | Semi-Peak | 0 | 1 | Off Peak | 0 | 1 | Off Peak | 0 | 1 | 0 | Off Peak | 0 | 1 | 0 | Off Peak | 0 | 1 | 0 | Off Peak
2020 | 3 | 30 | 2020-03-30 | 13 | 0 | 0 | 0 | [6 empty] | 0 | 0 | 0 | 1 | Super Off Peak | 0 | 1 | 0 | Semi-Peak | 0 | 1 | Off Peak | 1 | 0 | On Peak | 0 | 1 | 0 | Off Peak | 1 | 0 | 0 | On Peak | 0 | 1 | 0 | Off Peak
2020 | 3 | 30 | 2020-03-30 | 14 | 0 | 0 | 0 | [6 empty] | 0 | 0 | 0 | 1 | Super Off Peak | 0 | 1 | 0 | Semi-Peak | 0 | 1 | Off Peak | 1 | 0 | On Peak | 0 | 1 | 0 | Off Peak | 1 | 0 | 0 | On Peak | 0 | 1 | 0 | Off Peak
2020 | 3 | 30 | 2020-03-30 | 15 | 0 | 0 | 0 | [6 empty] | 0 | 0 | 1 | 0 | Off Peak | 0 | 1 | 0 | Semi-Peak | 0 | 1 | Off Peak | 1 | 0 | On Peak | 0 | 1 | 0 | Off Peak | 1 | 0 | 0 | On Peak | 0 | 1 | 0 | Off Peak
2020 | 3 | 30 | 2020-03-30 | 16 | 0 | 0 | 0 | [6 empty] | 0 | 0 | 1 | 0 | Off Peak | 0 | 1 | 0 | Semi-Peak | 0 | 1 | Off Peak | 1 | 0 | On Peak | 0 | 1 | 0 | Off Peak | 1 | 0 | 0 | On Peak | 0 | 1 | 0 | Off Peak
2020 | 3 | 30 | 2020-03-30 | 17 | 0 | 0 | 0 | [6 empty] | 0 | 1 | 0 | 0 | On Peak | 0 | 1 | 0 | Semi-Peak | 1 | 0 | On Peak | 1 | 0 | On Peak | 0 | 1 | 0 | Off Peak | 1 | 0 | 0 | On Peak | 0 | 1 | 0 | Off Peak
2020 | 3 | 30 | 2020-03-30 | 18 | 0 | 0 | 0 | [6 empty] | 0 | 1 | 0 | 0 | On Peak | 1 | 0 | 0 | On Peak | 1 | 0 | On Peak | 1 | 0 | On Peak | 0 | 1 | 0 | Off Peak | 1 | 0 | 0 | On Peak | 0 | 1 | 0 | Off Peak
2020 | 3 | 30 | 2020-03-30 | 19 | 0 | 0 | 0 | [6 empty] | 0 | 1 | 0 | 0 | On Peak | 1 | 0 | 0 | On Peak | 1 | 0 | On Peak | 0 | 1 | Off Peak | 0 | 0 | 1 | Super Off Peak | 1 | 0 | 0 | On Peak | 0 | 1 | 0 | Off Peak
2020 | 3 | 30 | 2020-03-30 | 20 | 0 | 0 | 0 | [6 empty] | 0 | 1 | 0 | 0 | On Peak | 1 | 0 | 0 | On Peak | 1 | 0 | On Peak | 0 | 1 | Off Peak | 0 | 0 | 1 | Super Off Peak | 1 | 0 | 0 | On Peak | 1 | 0 | 0 | On Peak
2020 | 3 | 30 | 2020-03-30 | 21 | 0 | 0 | 0 | [6 empty] | 0 | 1 | 0 | 0 | On Peak | 0 | 1 | 0 | Semi-Peak | 1 | 0 | On Peak | 0 | 1 | Off Peak | 0 | 0 | 1 | Super Off Peak | 0 | 1 | 0 | Off Peak | 1 | 0 | 0 | On Peak
2020 | 3 | 30 | 2020-03-30 | 22 | 0 | 0 | 0 | [6 empty] | 0 | 0 | 1 | 0 | Off Peak | 0 | 1 | 0 | Semi-Peak | 0 | 1 | Off Peak | 0 | 1 | Off Peak | 0 | 0 | 1 | Super Off Peak | 0 | 1 | 0 | Off Peak | 1 | 0 | 0 | On Peak
2020 | 3 | 30 | 2020-03-30 | 23 | 0 | 0 | 0 | [6 empty] | 0 | 0 | 1 | 0 | Off Peak | 0 | 0 | 1 | Off Peak | 0 | 1 | Off Peak | 0 | 1 | Off Peak | 0 | 0 | 1 | Super Off Peak | 0 | 1 | 0 | Off Peak | 1 | 0 | 0 | On Peak
2020 | 3 | 30 | 2020-03-30 | 24 | 0 | 0 | 0 | [6 empty] | 0 | 0 | 1 | 0 | Off Peak | 0 | 0 | 1 | Off Peak | 0 | 1 | Off Peak | 0 | 1 | Off Peak | 0 | 0 | 1 | Super Off Peak | 0 | 1 | 0 | Off Peak | 1 | 0 | 0 | On Peak
2020 | 3 | 31 | 2020-03-31 | 1 | 0 | 0 | 0 | [6 empty] | 0 | 0 | 0 | 1 | Super Off Peak | 0 | 0 | 1 | Off Peak | 0 | 1 | Off Peak | 0 | 1 | Off Peak | 0 | 0 | 1 | Super Off Peak | 0 | 0 | 1 | Super Off Peak | 0 | 0 | 1 | Super Off Peak
2020 | 3 | 31 | 2020-03-31 | 2 | 0 | 0 | 0 | [6 empty] | 0 | 0 | 0 | 1 | Super Off Peak | 0 | 0 | 1 | Off Peak | 0 | 1 | Off Peak | 0 | 1 | Off Peak | 0 | 0 | 1 | Super Off Peak | 0 | 0 | 1 | Super Off Peak | 0 | 0 | 1 | Super Off Peak
2020 | 3 | 31 | 2020-03-31 | 3 | 0 | 0 | 0 | [6 empty] | 0 | 0 | 0 | 1 | Super Off Peak | 0 | 0 | 1 | Off Peak | 0 | 1 | Off Peak | 0 | 1 | Off Peak | 0 | 0 | 1 | Super Off Peak | 0 | 0 | 1 | Super Off Peak | 0 | 0 | 1 | Super Off Peak
2020 | 3 | 31 | 2020-03-31 | 4 | 0 | 0 | 0 | [6 empty] | 0 | 0 | 0 | 1 | Super Off Peak | 0 | 0 | 1 | Off Peak | 0 | 1 | Off Peak | 0 | 1 | Off Peak | 0 | 0 | 1 | Super Off Peak | 0 | 0 | 1 | Super Off Peak | 0 | 0 | 1 | Super Off Peak
2020 | 3 | 31 | 2020-03-31 | 5 | 0 | 0 | 0 | [6 empty] | 0 | 0 | 0 | 1 | Super Off Peak | 0 | 0 | 1 | Off Peak | 0 | 1 | Off Peak | 0 | 1 | Off Peak | 0 | 0 | 1 | Super Off Peak | 0 | 0 | 1 | Super Off Peak | 0 | 0 | 1 | Super Off Peak
2020 | 3 | 31 | 2020-03-31 | 6 | 0 | 0 | 0 | [6 empty] | 0 | 0 | 0 | 1 | Super Off Peak | 0 | 0 | 1 | Off Peak | 0 | 1 | Off Peak | 0 | 1 | Off Peak | 0 | 0 | 1 | Super Off Peak | 0 | 1 | 0 | Off Peak | 0 | 1 | 0 | Off Peak
2020 | 3 | 31 | 2020-03-31 | 7 | 0 | 0 | 0 | [6 empty] | 0 | 0 | 1 | 0 | Off Peak | 0 | 1 | 0 | Semi-Peak | 0 | 1 | Off Peak | 0 | 1 | Off Peak | 0 | 1 | 0 | Off Peak | 0 | 1 | 0 | Off Peak | 0 | 1 | 0 | Off Peak
2020 | 3 | 31 | 2020-03-31 | 8 | 0 | 0 | 0 | [6 empty] | 0 | 0 | 1 | 0 | Off Peak | 0 | 1 | 0 | Semi-Peak | 0 | 1 | Off Peak | 0 | 1 | Off Peak | 0 | 1 | 0 | Off Peak | 0 | 1 | 0 | Off Peak | 0 | 1 | 0 | Off Peak
2020 | 3 | 31 | 2020-03-31 | 9 | 0 | 0 | 0 | [6 empty] | 0 | 0 | 1 | 0 | Off Peak | 0 | 1 | 0 | Semi-Peak | 0 | 1 | Off Peak | 0 | 1 | Off Peak | 0 | 1 | 0 | Off Peak | 0 | 1 | 0 | Off Peak | 0 | 1 | 0 | Off Peak
2020 | 3 | 31 | 2020-03-31 | 10 | 0 | 0 | 0 | [6 empty] | 0 | 0 | 1 | 0 | Off Peak | 0 | 1 | 0 | Semi-Peak | 0 | 1 | Off Peak | 0 | 1 | Off Peak | 0 | 1 | 0 | Off Peak | 0 | 1 | 0 | Off Peak | 0 | 1 | 0 | Off Peak
2020 | 3 | 31 | 2020-03-31 | 11 | 0 | 0 | 0 | [6 empty] | 0 | 0 | 0 | 1 | Super Off Peak | 0 | 1 | 0 | Semi-Peak | 0 | 1 | Off Peak | 0 | 1 | Off Peak | 0 | 1 | 0 | Off Peak | 0 | 1 | 0 | Off Peak | 0 | 1 | 0 | Off Peak
2020 | 3 | 31 | 2020-03-31 | 12 | 0 | 0 | 0 | [6 empty] | 0 | 0 | 0 | 1 | Super Off Peak | 0 | 1 | 0 | Semi-Peak | 0 | 1 | Off Peak | 0 | 1 | Off Peak | 0 | 1 | 0 | Off Peak | 0 | 1 | 0 | Off Peak | 0 | 1 | 0 | Off Peak
2020 | 3 | 31 | 2020-03-31 | 13 | 0 | 0 | 0 | [6 empty] | 0 | 0 | 0 | 1 | Super Off Peak | 0 | 1 | 0 | Semi-Peak | 0 | 1 | Off Peak | 1 | 0 | On Peak | 0 | 1 | 0 | Off Peak | 1 | 0 | 0 | On Peak | 0 | 1 | 0 | Off Peak
2020 | 3 | 31 | 2020-03-31 | 14 | 0 | 0 | 0 | [6 empty] | 0 | 0 | 0 | 1 | Super Off Peak | 0 | 1 | 0 | Semi-Peak | 0 | 1 | Off Peak | 1 | 0 | On Peak | 0 | 1 | 0 | Off Peak | 1 | 0 | 0 | On Peak | 0 | 1 | 0 | Off Peak
2020 | 3 | 31 | 2020-03-31 | 15 | 0 | 0 | 0 | [6 empty] | 0 | 0 | 1 | 0 | Off Peak | 0 | 1 | 0 | Semi-Peak | 0 | 1 | Off Peak | 1 | 0 | On Peak | 0 | 1 | 0 | Off Peak | 1 | 0 | 0 | On Peak | 0 | 1 | 0 | Off Peak
2020 | 3 | 31 | 2020-03-31 | 16 | 0 | 0 | 0 | [6 empty] | 0 | 0 | 1 | 0 | Off Peak | 0 | 1 | 0 | Semi-Peak | 0 | 1 | Off Peak | 1 | 0 | On Peak | 0 | 1 | 0 | Off Peak | 1 | 0 | 0 | On Peak | 0 | 1 | 0 | Off Peak
2020 | 3 | 31 | 2020-03-31 | 17 | 0 | 0 | 0 | [6 empty] | 0 | 1 | 0 | 0 | On Peak | 0 | 1 | 0 | Semi-Peak | 1 | 0 | On Peak | 1 | 0 | On Peak | 0 | 1 | 0 | Off Peak | 1 | 0 | 0 | On Peak | 0 | 1 | 0 | Off Peak
2020 | 3 | 31 | 2020-03-31 | 18 | 0 | 0 | 0 | [6 empty] | 0 | 1 | 0 | 0 | On Peak | 1 | 0 | 0 | On Peak | 1 | 0 | On Peak | 1 | 0 | On Peak | 0 | 1 | 0 | Off Peak | 1 | 0 | 0 | On Peak | 0 | 1 | 0 | Off Peak
2020 | 3 | 31 | 2020-03-31 | 19 | 0 | 0 | 0 | [6 empty] | 0 | 1 | 0 | 0 | On Peak | 1 | 0 | 0 | On Peak | 1 | 0 | On Peak | 0 | 1 | Off Peak | 0 | 0 | 1 | Super Off Peak | 1 | 0 | 0 | On Peak | 0 | 1 | 0 | Off Peak
2020 | 3 | 31 | 2020-03-31 | 20 | 0 | 0 | 0 | [6 empty] | 0 | 1 | 0 | 0 | On Peak | 1 | 0 | 0 | On Peak | 1 | 0 | On Peak | 0 | 1 | Off Peak | 0 | 0 | 1 | Super Off Peak | 1 | 0 | 0 | On Peak | 1 | 0 | 0 | On Peak
2020 | 3 | 31 | 2020-03-31 | 21 | 0 | 0 | 0 | [6 empty] | 0 | 1 | 0 | 0 | On Peak | 0 | 1 | 0 | Semi-Peak | 1 | 0 | On Peak | 0 | 1 | Off Peak | 0 | 0 | 1 | Super Off Peak | 0 | 1 | 0 | Off Peak | 1 | 0 | 0 | On Peak
2020 | 3 | 31 | 2020-03-31 | 22 | 0 | 0 | 0 | [6 empty] | 0 | 0 | 1 | 0 | Off Peak | 0 | 1 | 0 | Semi-Peak | 0 | 1 | Off Peak | 0 | 1 | Off Peak | 0 | 0 | 1 | Super Off Peak | 0 | 1 | 0 | Off Peak | 1 | 0 | 0 | On Peak
2020 | 3 | 31 | 2020-03-31 | 23 | 0 | 0 | 0 | [6 empty] | 0 | 0 | 1 | 0 | Off Peak | 0 | 0 | 1 | Off Peak | 0 | 1 | Off Peak | 0 | 1 | Off Peak | 0 | 0 | 1 | Super Off Peak | 0 | 1 | 0 | Off Peak | 1 | 0 | 0 | On Peak
2020 | 3 | 31 | 2020-03-31 | 24 | 0 | 0 | 0 | [6 empty] | 0 | 0 | 1 | 0 | Off Peak | 0 | 0 | 1 | Off Peak | 0 | 1 | Off Peak | 0 | 1 | Off Peak | 0 | 0 | 1 | Super Off Peak | 0 | 1 | 0 | Off Peak | 1 | 0 | 0 | On Peak
2020 | 4 | 1 | 2020-04-01 | 1 | 0 | 0 | 0 | [6 empty] | 0 | 0 | 0 | 1 | Super Off Peak | 0 | 0 | 1 | Off Peak | 0 | 1 | Off Peak | 0 | 1 | Off Peak | 0 | 0 | 1 | Super Off Peak | 0 | 0 | 1 | Super Off Peak | 0 | 0 | 1 | Super Off Peak
2020 | 4 | 1 | 2020-04-01 | 2 | 0 | 0 | 0 | [6 empty] | 0 | 0 | 0 | 1 | Super Off Peak | 0 | 0 | 1 | Off Peak | 0 | 1 | Off Peak | 0 | 1 | Off Peak | 0 | 0 | 1 | Super Off Peak | 0 | 0 | 1 | Super Off Peak | 0 | 0 | 1 | Super Off Peak
2020 | 4 | 1 | 2020-04-01 | 3 | 0 | 0 | 0 | [6 empty] | 0 | 0 | 0 | 1 | Super Off Peak | 0 | 0 | 1 | Off Peak | 0 | 1 | Off Peak | 0 | 1 | Off Peak | 0 | 0 | 1 | Super Off Peak | 0 | 0 | 1 | Super Off Peak | 0 | 0 | 1 | Super Off Peak
2020 | 4 | 1 | 2020-04-01 | 4 | 0 | 0 | 0 | [6 empty] | 0 | 0 | 0 | 1 | Super Off Peak | 0 | 0 | 1 | Off Peak | 0 | 1 | Off Peak | 0 | 1 | Off Peak | 0 | 0 | 1 | Super Off Peak | 0 | 0 | 1 | Super Off Peak | 0 | 0 | 1 | Super Off Peak
2020 | 4 | 1 | 2020-04-01 | 5 | 0 | 0 | 0 | [6 empty] | 0 | 0 | 0 | 1 | Super Off Peak | 0 | 0 | 1 | Off Peak | 0 | 1 | Off Peak | 0 | 1 | Off Peak | 0 | 0 | 1 | Super Off Peak | 0 | 0 | 1 | Super Off Peak | 0 | 0 | 1 | Super Off Peak
2020 | 4 | 1 | 2020-04-01 | 6 | 0 | 0 | 0 | [6 empty] | 0 | 0 | 0 | 1 | Super Off Peak | 0 | 0 | 1 | Off Peak | 0 | 1 | Off Peak | 0 | 1 | Off Peak | 0 | 0 | 1 | Super Off Peak | 0 | 1 | 0 | Off Peak | 0 | 1 | 0 | Off Peak
2020 | 4 | 1 | 2020-04-01 | 7 | 0 | 0 | 0 | [6 empty] | 0 | 0 | 1 | 0 | Off Peak | 0 | 1 | 0 | Semi-Peak | 0 | 1 | Off Peak | 0 | 1 | Off Peak | 0 | 1 | 0 | Off Peak | 0 | 1 | 0 | Off Peak | 0 | 1 | 0 | Off Peak
2020 | 4 | 1 | 2020-04-01 | 8 | 0 | 0 | 0 | [6 empty] | 0 | 0 | 1 | 0 | Off Peak | 0 | 1 | 0 | Semi-Peak | 0 | 1 | Off Peak | 0 | 1 | Off Peak | 0 | 1 | 0 | Off Peak | 0 | 1 | 0 | Off Peak | 0 | 1 | 0 | Off Peak
2020 | 4 | 1 | 2020-04-01 | 9 | 0 | 0 | 0 | [6 empty] | 0 | 0 | 1 | 0 | Off Peak | 0 | 1 | 0 | Semi-Peak | 0 | 1 | Off Peak | 0 | 1 | Off Peak | 0 | 1 | 0 | Off Peak | 0 | 1 | 0 | Off Peak | 0 | 1 | 0 | Off Peak
2020 | 4 | 1 | 2020-04-01 | 10 | 0 | 0 | 0 | [6 empty] | 0 | 0 | 1 | 0 | Off Peak | 0 | 1 | 0 | Semi-Peak | 0 | 1 | Off Peak | 0 | 1 | Off Peak | 0 | 1 | 0 | Off Peak | 0 | 1 | 0 | Off Peak | 0 | 1 | 0 | Off Peak
2020 | 4 | 1 | 2020-04-01 | 11 | 0 | 0 | 0 | [6 empty] | 0 | 0 | 0 | 1 | Super Off Peak | 0 | 1 | 0 | Semi-Peak | 0 | 1 | Off Peak | 0 | 1 | Off Peak | 0 | 1 | 0 | Off Peak | 0 | 1 | 0 | Off Peak | 0 | 1 | 0 | Off Peak
2020 | 4 | 1 | 2020-04-01 | 12 | 0 | 0 | 0 | [6 empty] | 0 | 0 | 0 | 1 | Super Off Peak | 0 | 1 | 0 | Semi-Peak | 0 | 1 | Off Peak | 0 | 1 | Off Peak | 0 | 1 | 0 | Off Peak | 0 | 1 | 0 | Off Peak | 0 | 1 | 0 | Off Peak
2020 | 4 | 1 | 2020-04-01 | 13 | 0 | 0 | 0 | [6 empty] | 0 | 0 | 0 | 1 | Super Off Peak | 0 | 1 | 0 | Semi-Peak | 0 | 1 | Off Peak | 1 | 0 | On Peak | 0 | 1 | 0 | Off Peak | 1 | 0 | 0 | On Peak | 0 | 1 | 0 | Off Peak
2020 | 4 | 1 | 2020-04-01 | 14 | 0 | 0 | 0 | [6 empty] | 0 | 0 | 0 | 1 | Super Off Peak | 0 | 1 | 0 | Semi-Peak | 0 | 1 | Off Peak | 1 | 0 | On Peak | 0 | 1 | 0 | Off Peak | 1 | 0 | 0 | On Peak | 0 | 1 | 0 | Off Peak
2020 | 4 | 1 | 2020-04-01 | 15 | 0 | 0 | 0 | [6 empty] | 0 | 0 | 1 | 0 | Off Peak | 0 | 1 | 0 | Semi-Peak | 0 | 1 | Off Peak | 1 | 0 | On Peak | 0 | 1 | 0 | Off Peak | 1 | 0 | 0 | On Peak | 0 | 1 | 0 | Off Peak
2020 | 4 | 1 | 2020-04-01 | 16 | 0 | 0 | 0 | [6 empty] | 0 | 0 | 1 | 0 | Off Peak | 0 | 1 | 0 | Semi-Peak | 0 | 1 | Off Peak | 1 | 0 | On Peak | 0 | 1 | 0 | Off Peak | 1 | 0 | 0 | On Peak | 0 | 1 | 0 | Off Peak
2020 | 4 | 1 | 2020-04-01 | 17 | 0 | 0 | 0 | [6 empty] | 0 | 1 | 0 | 0 | On Peak | 0 | 1 | 0 | Semi-Peak | 1 | 0 | On Peak | 1 | 0 | On Peak | 0 | 1 | 0 | Off Peak | 1 | 0 | 0 | On Peak | 0 | 1 | 0 | Off Peak
2020 | 4 | 1 | 2020-04-01 | 18 | 0 | 0 | 0 | [6 empty] | 0 | 1 | 0 | 0 | On Peak | 1 | 0 | 0 | On Peak | 1 | 0 | On Peak | 1 | 0 | On Peak | 0 | 1 | 0 | Off Peak | 1 | 0 | 0 | On Peak | 0 | 1 | 0 | Off Peak
2020 | 4 | 1 | 2020-04-01 | 19 | 0 | 0 | 0 | [6 empty] | 0 | 1 | 0 | 0 | On Peak | 1 | 0 | 0 | On Peak | 1 | 0 | On Peak | 0 | 1 | Off Peak | 0 | 0 | 1 | Super Off Peak | 1 | 0 | 0 | On Peak | 0 | 1 | 0 | Off Peak
2020 | 4 | 1 | 2020-04-01 | 20 | 0 | 0 | 0 | [6 empty] | 0 | 1 | 0 | 0 | On Peak | 1 | 0 | 0 | On Peak | 1 | 0 | On Peak | 0 | 1 | Off Peak | 0 | 0 | 1 | Super Off Peak | 1 | 0 | 0 | On Peak | 1 | 0 | 0 | On Peak
2020 | 4 | 1 | 2020-04-01 | 21 | 0 | 0 | 0 | [6 empty] | 0 | 1 | 0 | 0 | On Peak | 0 | 1 | 0 | Semi-Peak | 1 | 0 | On Peak | 0 | 1 | Off Peak | 0 | 0 | 1 | Super Off Peak | 0 | 1 | 0 | Off Peak | 1 | 0 | 0 | On Peak
2020 | 4 | 1 | 2020-04-01 | 22 | 0 | 0 | 0 | [6 empty] | 0 | 0 | 1 | 0 | Off Peak | 0 | 1 | 0 | Semi-Peak | 0 | 1 | Off Peak | 0 | 1 | Off Peak | 0 | 0 | 1 | Super Off Peak | 0 | 1 | 0 | Off Peak | 1 | 0 | 0 | On Peak
2020 | 4 | 1 | 2020-04-01 | 23 | 0 | 0 | 0 | [6 empty] | 0 | 0 | 1 | 0 | Off Peak | 0 | 0 | 1 | Off Peak | 0 | 1 | Off Peak | 0 | 1 | Off Peak | 0 | 0 | 1 | Super Off Peak | 0 | 1 | 0 | Off Peak | 1 | 0 | 0 | On Peak
2020 | 4 | 1 | 2020-04-01 | 24 | 0 | 0 | 0 | [6 empty] | 0 | 0 | 1 | 0 | Off Peak | 0 | 0 | 1 | Off Peak | 0 | 1 | Off Peak | 0 | 1 | Off Peak | 0 | 0 | 1 | Super Off Peak | 0 | 1 | 0 | Off Peak | 1 | 0 | 0 | On Peak
2020 | 4 | 2 | 2020-04-02 | 1 | 0 | 0 | 0 | [6 empty] | 0 | 0 | 0 | 1 | Super Off Peak | 0 | 0 | 1 | Off Peak | 0 | 1 | Off Peak | 0 | 1 | Off Peak | 0 | 0 | 1 | Super Off Peak | 0 | 0 | 1 | Super Off Peak | 0 | 0 | 1 | Super Off Peak
2020 | 4 | 2 | 2020-04-02 | 2 | 0 | 0 | 0 | [6 empty] | 0 | 0 | 0 | 1 | Super Off Peak | 0 | 0 | 1 | Off Peak | 0 | 1 | Off Peak | 0 | 1 | Off Peak | 0 | 0 | 1 | Super Off Peak | 0 | 0 | 1 | Super Off Peak | 0 | 0 | 1 | Super Off Peak
2020 | 4 | 2 | 2020-04-02 | 3 | 0 | 0 | 0 | [6 empty] | 0 | 0 | 0 | 1 | Super Off Peak | 0 | 0 | 1 | Off Peak | 0 | 1 | Off Peak | 0 | 1 | Off Peak | 0 | 0 | 1 | Super Off Peak | 0 | 0 | 1 | Super Off Peak | 0 | 0 | 1 | Super Off Peak
2020 | 4 | 2 | 2020-04-02 | 4 | 0 | 0 | 0 | [6 empty] | 0 | 0 | 0 | 1 | Super Off Peak | 0 | 0 | 1 | Off Peak | 0 | 1 | Off Peak | 0 | 1 | Off Peak | 0 | 0 | 1 | Super Off Peak | 0 | 0 | 1 | Super Off Peak | 0 | 0 | 1 | Super Off Peak
2020 | 4 | 2 | 2020-04-02 | 5 | 0 | 0 | 0 | [6 empty] | 0 | 0 | 0 | 1 | Super Off Peak | 0 | 0 | 1 | Off Peak | 0 | 1 | Off Peak | 0 | 1 | Off Peak | 0 | 0 | 1 | Super Off Peak | 0 | 0 | 1 | Super Off Peak | 0 | 0 | 1 | Super Off Peak
2020 | 4 | 2 | 2020-04-02 | 6 | 0 | 0 | 0 | [6 empty] | 0 | 0 | 0 | 1 | Super Off Peak | 0 | 0 | 1 | Off Peak | 0 | 1 | Off Peak | 0 | 1 | Off Peak | 0 | 0 | 1 | Super Off Peak | 0 | 1 | 0 | Off Peak | 0 | 1 | 0 | Off Peak
2020 | 4 | 2 | 2020-04-02 | 7 | 0 | 0 | 0 | [6 empty] | 0 | 0 | 1 | 0 | Off Peak | 0 | 1 | 0 | Semi-Peak | 0 | 1 | Off Peak | 0 | 1 | Off Peak | 0 | 1 | 0 | Off Peak | 0 | 1 | 0 | Off Peak | 0 | 1 | 0 | Off Peak
2020 | 4 | 2 | 2020-04-02 | 8 | 0 | 0 | 0 | [6 empty] | 0 | 0 | 1 | 0 | Off Peak | 0 | 1 | 0 | Semi-Peak | 0 | 1 | Off Peak | 0 | 1 | Off Peak | 0 | 1 | 0 | Off Peak | 0 | 1 | 0 | Off Peak | 0 | 1 | 0 | Off Peak
2020 | 4 | 2 | 2020-04-02 | 9 | 0 | 0 | 0 | [6 empty] | 0 | 0 | 1 | 0 | Off Peak | 0 | 1 | 0 | Semi-Peak | 0 | 1 | Off Peak | 0 | 1 | Off Peak | 0 | 1 | 0 | Off Peak | 0 | 1 | 0 | Off Peak | 0 | 1 | 0 | Off Peak
2020 | 4 | 2 | 2020-04-02 | 10 | 0 | 0 | 0 | [6 empty] | 0 | 0 | 1 | 0 | Off Peak | 0 | 1 | 0 | Semi-Peak | 0 | 1 | Off Peak | 0 | 1 | Off Peak | 0 | 1 | 0 | Off Peak | 0 | 1 | 0 | Off Peak | 0 | 1 | 0 | Off Peak
2020 | 4 | 2 | 2020-04-02 | 11 | 0 | 0 | 0 | [6 empty] | 0 | 0 | 0 | 1 | Super Off Peak | 0 | 1 | 0 | Semi-Peak | 0 | 1 | Off Peak | 0 | 1 | Off Peak | 0 | 1 | 0 | Off Peak | 0 | 1 | 0 | Off Peak | 0 | 1 | 0 | Off Peak
2020 | 4 | 2 | 2020-04-02 | 12 | 0 | 0 | 0 | [6 empty] | 0 | 0 | 0 | 1 | Super Off Peak | 0 | 1 | 0 | Semi-Peak | 0 | 1 | Off Peak | 0 | 1 | Off Peak | 0 | 1 | 0 | Off Peak | 0 | 1 | 0 | Off Peak | 0 | 1 | 0 | Off Peak
2020 | 4 | 2 | 2020-04-02 | 13 | 0 | 0 | 0 | [6 empty] | 0 | 0 | 0 | 1 | Super Off Peak | 0 | 1 | 0 | Semi-Peak | 0 | 1 | Off Peak | 1 | 0 | On Peak | 0 | 1 | 0 | Off Peak | 1 | 0 | 0 | On Peak | 0 | 1 | 0 | Off Peak
2020 | 4 | 2 | 2020-04-02 | 14 | 0 | 0 | 0 | [6 empty] | 0 | 0 | 0 | 1 | Super Off Peak | 0 | 1 | 0 | Semi-Peak | 0 | 1 | Off Peak | 1 | 0 | On Peak | 0 | 1 | 0 | Off Peak | 1 | 0 | 0 | On Peak | 0 | 1 | 0 | Off Peak
2020 | 4 | 2 | 2020-04-02 | 15 | 0 | 0 | 0 | [6 empty] | 0 | 0 | 1 | 0 | Off Peak | 0 | 1 | 0 | Semi-Peak | 0 | 1 | Off Peak | 1 | 0 | On Peak | 0 | 1 | 0 | Off Peak | 1 | 0 | 0 | On Peak | 0 | 1 | 0 | Off Peak
2020 | 4 | 2 | 2020-04-02 | 16 | 0 | 0 | 0 | [6 empty] | 0 | 0 | 1 | 0 | Off Peak | 0 | 1 | 0 | Semi-Peak | 0 | 1 | Off Peak | 1 | 0 | On Peak | 0 | 1 | 0 | Off Peak | 1 | 0 | 0 | On Peak | 0 | 1 | 0 | Off Peak
2020 | 4 | 2 | 2020-04-02 | 17 | 0 | 0 | 0 | [6 empty] | 0 | 1 | 0 | 0 | On Peak | 0 | 1 | 0 | Semi-Peak | 1 | 0 | On Peak | 1 | 0 | On Peak | 0 | 1 | 0 | Off Peak | 1 | 0 | 0 | On Peak | 0 | 1 | 0 | Off Peak
2020 | 4 | 2 | 2020-04-02 | 18 | 0 | 0 | 0 | [6 empty] | 0 | 1 | 0 | 0 | On Peak | 1 | 0 | 0 | On Peak | 1 | 0 | On Peak | 1 | 0 | On Peak | 0 | 1 | 0 | Off Peak | 1 | 0 | 0 | On Peak | 0 | 1 | 0 | Off Peak
2020 | 4 | 2 | 2020-04-02 | 19 | 0 | 0 | 0 | [6 empty] | 0 | 1 | 0 | 0 | On Peak | 1 | 0 | 0 | On Peak | 1 | 0 | On Peak | 0 | 1 | Off Peak | 0 | 0 | 1 | Super Off Peak | 1 | 0 | 0 | On Peak | 0 | 1 | 0 | Off Peak
2020 | 4 | 2 | 2020-04-02 | 20 | 0 | 0 | 0 | [6 empty] | 0 | 1 | 0 | 0 | On Peak | 1 | 0 | 0 | On Peak | 1 | 0 | On Peak | 0 | 1 | Off Peak | 0 | 0 | 1 | Super Off Peak | 1 | 0 | 0 | On Peak | 1 | 0 | 0 | On Peak
2020 | 4 | 2 | 2020-04-02 | 21 | 0 | 0 | 0 | [6 empty] | 0 | 1 | 0 | 0 | On Peak | 0 | 1 | 0 | Semi-Peak | 1 | 0 | On Peak | 0 | 1 | Off Peak | 0 | 0 | 1 | Super Off Peak | 0 | 1 | 0 | Off Peak | 1 | 0 | 0 | On Peak
2020 | 4 | 2 | 2020-04-02 | 22 | 0 | 0 | 0 | [6 empty] | 0 | 0 | 1 | 0 | Off Peak | 0 | 1 | 0 | Semi-Peak | 0 | 1 | Off Peak | 0 | 1 | Off Peak | 0 | 0 | 1 | Super Off Peak | 0 | 1 | 0 | Off Peak | 1 | 0 | 0 | On Peak
2020 | 4 | 2 | 2020-04-02 | 23 | 0 | 0 | 0 | [6 empty] | 0 | 0 | 1 | 0 | Off Peak | 0 | 0 | 1 | Off Peak | 0 | 1 | Off Peak | 0 | 1 | Off Peak | 0 | 0 | 1 | Super Off Peak | 0 | 1 | 0 | Off Peak | 1 | 0 | 0 | On Peak
2020 | 4 | 2 | 2020-04-02 | 24 | 0 | 0 | 0 | [6 empty] | 0 | 0 | 1 | 0 | Off Peak | 0 | 0 | 1 | Off Peak | 0 | 1 | Off Peak | 0 | 1 | Off Peak | 0 | 0 | 1 | Super Off Peak | 0 | 1 | 0 | Off Peak | 1 | 0 | 0 | On Peak
2020 | 4 | 3 | 2020-04-03 | 1 | 0 | 0 | 0 | [6 empty] | 0 | 0 | 0 | 1 | Super Off Peak | 0 | 0 | 1 | Off Peak | 0 | 1 | Off Peak | 0 | 1 | Off Peak | 0 | 0 | 1 | Super Off Peak | 0 | 0 | 1 | Super Off Peak | 0 | 0 | 1 | Super Off Peak
2020 | 4 | 3 | 2020-04-03 | 2 | 0 | 0 | 0 | [6 empty] | 0 | 0 | 0 | 1 | Super Off Peak | 0 | 0 | 1 | Off Peak | 0 | 1 | Off Peak | 0 | 1 | Off Peak | 0 | 0 | 1 | Super Off Peak | 0 | 0 | 1 | Super Off Peak | 0 | 0 | 1 | Super Off Peak
2020 | 4 | 3 | 2020-04-03 | 3 | 0 | 0 | 0 | [6 empty] | 0 | 0 | 0 | 1 | Super Off Peak | 0 | 0 | 1 | Off Peak | 0 | 1 | Off Peak | 0 | 1 | Off Peak | 0 | 0 | 1 | Super Off Peak | 0 | 0 | 1 | Super Off Peak | 0 | 0 | 1 | Super Off Peak
2020 | 4 | 3 | 2020-04-03 | 4 | 0 | 0 | 0 | [6 empty] | 0 | 0 | 0 | 1 | Super Off Peak | 0 | 0 | 1 | Off Peak | 0 | 1 | Off Peak | 0 | 1 | Off Peak | 0 | 0 | 1 | Super Off Peak | 0 | 0 | 1 | Super Off Peak | 0 | 0 | 1 | Super Off Peak
2020 | 4 | 3 | 2020-04-03 | 5 | 0 | 0 | 0 | [6 empty] | 0 | 0 | 0 | 1 | Super Off Peak | 0 | 0 | 1 | Off Peak | 0 | 1 | Off Peak | 0 | 1 | Off Peak | 0 | 0 | 1 | Super Off Peak | 0 | 0 | 1 | Super Off Peak | 0 | 0 | 1 | Super Off Peak
2020 | 4 | 3 | 2020-04-03 | 6 | 0 | 0 | 0 | [6 empty] | 0 | 0 | 0 | 1 | Super Off Peak | 0 | 0 | 1 | Off Peak | 0 | 1 | Off Peak | 0 | 1 | Off Peak | 0 | 0 | 1 | Super Off Peak | 0 | 1 | 0 | Off Peak | 0 | 1 | 0 | Off Peak
2020 | 4 | 3 | 2020-04-03 | 7 | 0 | 0 | 0 | [6 empty] | 0 | 0 | 1 | 0 | Off Peak | 0 | 1 | 0 | Semi-Peak | 0 | 1 | Off Peak | 0 | 1 | Off Peak | 0 | 1 | 0 | Off Peak | 0 | 1 | 0 | Off Peak | 0 | 1 | 0 | Off Peak
2020 | 4 | 3 | 2020-04-03 | 8 | 0 | 0 | 0 | [6 empty] | 0 | 0 | 1 | 0 | Off Peak | 0 | 1 | 0 | Semi-Peak | 0 | 1 | Off Peak | 0 | 1 | Off Peak | 0 | 1 | 0 | Off Peak | 0 | 1 | 0 | Off Peak | 0 | 1 | 0 | Off Peak
2020 | 4 | 3 | 2020-04-03 | 9 | 0 | 0 | 0 | [6 empty] | 0 | 0 | 1 | 0 | Off Peak | 0 | 1 | 0 | Semi-Peak | 0 | 1 | Off Peak | 0 | 1 | Off Peak | 0 | 1 | 0 | Off Peak | 0 | 1 | 0 | Off Peak | 0 | 1 | 0 | Off Peak
2020 | 4 | 3 | 2020-04-03 | 10 | 0 | 0 | 0 | [6 empty] | 0 | 0 | 1 | 0 | Off Peak | 0 | 1 | 0 | Semi-Peak | 0 | 1 | Off Peak | 0 | 1 | Off Peak | 0 | 1 | 0 | Off Peak | 0 | 1 | 0 | Off Peak | 0 | 1 | 0 | Off Peak
2020 | 4 | 3 | 2020-04-03 | 11 | 0 | 0 | 0 | [6 empty] | 0 | 0 | 0 | 1 | Super Off Peak | 0 | 1 | 0 | Semi-Peak | 0 | 1 | Off Peak | 0 | 1 | Off Peak | 0 | 1 | 0 | Off Peak | 0 | 1 | 0 | Off Peak | 0 | 1 | 0 | Off Peak
2020 | 4 | 3 | 2020-04-03 | 12 | 0 | 0 | 0 | [6 empty] | 0 | 0 | 0 | 1 | Super Off Peak | 0 | 1 | 0 | Semi-Peak | 0 | 1 | Off Peak | 0 | 1 | Off Peak | 0 | 1 | 0 | Off Peak | 0 | 1 | 0 | Off Peak | 0 | 1 | 0 | Off Peak
2020 | 4 | 3 | 2020-04-03 | 13 | 0 | 0 | 0 | [6 empty] | 0 | 0 | 0 | 1 | Super Off Peak | 0 | 1 | 0 | Semi-Peak | 0 | 1 | Off Peak | 1 | 0 | On Peak | 0 | 1 | 0 | Off Peak | 1 | 0 | 0 | On Peak | 0 | 1 | 0 | Off Peak
2020 | 4 | 3 | 2020-04-03 | 14 | 0 | 0 | 0 | [6 empty] | 0 | 0 | 0 | 1 | Super Off Peak | 0 | 1 | 0 | Semi-Peak | 0 | 1 | Off Peak | 1 | 0 | On Peak | 0 | 1 | 0 | Off Peak | 1 | 0 | 0 | On Peak | 0 | 1 | 0 | Off Peak
2020 | 4 | 3 | 2020-04-03 | 15 | 0 | 0 | 0 | [6 empty] | 0 | 0 | 1 | 0 | Off Peak | 0 | 1 | 0 | Semi-Peak | 0 | 1 | Off Peak | 1 | 0 | On Peak | 0 | 1 | 0 | Off Peak | 1 | 0 | 0 | On Peak | 0 | 1 | 0 | Off Peak
2020 | 4 | 3 | 2020-04-03 | 16 | 0 | 0 | 0 | [6 empty] | 0 | 0 | 1 | 0 | Off Peak | 0 | 1 | 0 | Semi-Peak | 0 | 1 | Off Peak | 1 | 0 | On Peak | 0 | 1 | 0 | Off Peak | 1 | 0 | 0 | On Peak | 0 | 1 | 0 | Off Peak
2020 | 4 | 3 | 2020-04-03 | 17 | 0 | 0 | 0 | [6 empty] | 0 | 1 | 0 | 0 | On Peak | 0 | 1 | 0 | Semi-Peak | 1 | 0 | On Peak | 1 | 0 | On Peak | 0 | 1 | 0 | Off Peak | 1 | 0 | 0 | On Peak | 0 | 1 | 0 | Off Peak
2020 | 4 | 3 | 2020-04-03 | 18 | 0 | 0 | 0 | [6 empty] | 0 | 1 | 0 | 0 | On Peak | 1 | 0 | 0 | On Peak | 1 | 0 | On Peak | 1 | 0 | On Peak | 0 | 1 | 0 | Off Peak | 1 | 0 | 0 | On Peak | 0 | 1 | 0 | Off Peak
2020 | 4 | 3 | 2020-04-03 | 19 | 0 | 0 | 0 | [6 empty] | 0 | 1 | 0 | 0 | On Peak | 1 | 0 | 0 | On Peak | 1 | 0 | On Peak | 0 | 1 | Off Peak | 0 | 0 | 1 | Super Off Peak | 1 | 0 | 0 | On Peak | 0 | 1 | 0 | Off Peak
2020 | 4 | 3 | 2020-04-03 | 20 | 0 | 0 | 0 | [6 empty] | 0 | 1 | 0 | 0 | On Peak | 1 | 0 | 0 | On Peak | 1 | 0 | On Peak | 0 | 1 | Off Peak | 0 | 0 | 1 | Super Off Peak | 1 | 0 | 0 | On Peak | 1 | 0 | 0 | On Peak
2020 | 4 | 3 | 2020-04-03 | 21 | 0 | 0 | 0 | [6 empty] | 0 | 1 | 0 | 0 | On Peak | 0 | 1 | 0 | Semi-Peak | 1 | 0 | On Peak | 0 | 1 | Off Peak | 0 | 0 | 1 | Super Off Peak | 0 | 1 | 0 | Off Peak | 1 | 0 | 0 | On Peak
2020 | 4 | 3 | 2020-04-03 | 22 | 0 | 0 | 0 | [6 empty] | 0 | 0 | 1 | 0 | Off Peak | 0 | 1 | 0 | Semi-Peak | 0 | 1 | Off Peak | 0 | 1 | Off Peak | 0 | 0 | 1 | Super Off Peak | 0 | 1 | 0 | Off Peak | 1 | 0 | 0 | On Peak
2020 | 4 | 3 | 2020-04-03 | 23 | 0 | 0 | 0 | [6 empty] | 0 | 0 | 1 | 0 | Off Peak | 0 | 0 | 1 | Off Peak | 0 | 1 | Off Peak | 0 | 1 | Off Peak | 0 | 0 | 1 | Super Off Peak | 0 | 1 | 0 | Off Peak | 1 | 0 | 0 | On Peak
2020 | 4 | 3 | 2020-04-03 | 24 | 0 | 0 | 0 | [6 empty] | 0 | 0 | 1 | 0 | Off Peak | 0 | 0 | 1 | Off Peak | 0 | 1 | Off Peak | 0 | 1 | Off Peak | 0 | 0 | 1 | Super Off Peak | 0 | 1 | 0 | Off Peak | 1 | 0 | 0 | On Peak
2020 | 4 | 4 | 2020-04-04 | 1 | 0 | 1 | 0 | [6 empty] | 0 | 0 | 0 | 1 | Super Off Peak | 0 | 0 | 1 | Off Peak | 0 | 1 | Off Peak | 0 | 1 | Off Peak | 0 | 0 | 1 | Super Off Peak | 0 | 0 | 1 | Super Off Peak | 0 | 0 | 1 | Super Off Peak
2020 | 4 | 4 | 2020-04-04 | 2 | 0 | 1 | 0 | [6 empty] | 0 | 0 | 0 | 1 | Super Off Peak | 0 | 0 | 1 | Off Peak | 0 | 1 | Off Peak | 0 | 1 | Off Peak | 0 | 0 | 1 | Super Off Peak | 0 | 0 | 1 | Super Off Peak | 0 | 0 | 1 | Super Off Peak
2020 | 4 | 4 | 2020-04-04 | 3 | 0 | 1 | 0 | [6 empty] | 0 | 0 | 0 | 1 | Super Off Peak | 0 | 0 | 1 | Off Peak | 0 | 1 | Off Peak | 0 | 1 | Off Peak | 0 | 0 | 1 | Super Off Peak | 0 | 0 | 1 | Super Off Peak | 0 | 0 | 1 | Super Off Peak
2020 | 4 | 4 | 2020-04-04 | 4 | 0 | 1 | 0 | [6 empty] | 0 | 0 | 0 | 1 | Super Off Peak | 0 | 0 | 1 | Off Peak | 0 | 1 | Off Peak | 0 | 1 | Off Peak | 0 | 0 | 1 | Super Off Peak | 0 | 0 | 1 | Super Off Peak | 0 | 0 | 1 | Super Off Peak
2020 | 4 | 4 | 2020-04-04 | 5 | 0 | 1 | 0 | [6 empty] | 0 | 0 | 0 | 1 | Super Off Peak | 0 | 0 | 1 | Off Peak | 0 | 1 | Off Peak | 0 | 1 | Off Peak | 0 | 0 | 1 | Super Off Peak | 0 | 0 | 1 | Super Off Peak | 0 | 0 | 1 | Super Off Peak
2020 | 4 | 4 | 2020-04-04 | 6 | 0 | 1 | 0 | [6 empty] | 0 | 0 | 0 | 1 | Super Off Peak | 0 | 0 | 1 | Off Peak | 0 | 1 | Off Peak | 0 | 1 | Off Peak | 0 | 0 | 1 | Super Off Peak | 0 | 1 | 0 | Off Peak | 0 | 1 | 0 | Off Peak
2020 | 4 | 4 | 2020-04-04 | 7 | 0 | 1 | 0 | [6 empty] | 0 | 0 | 0 | 1 | Super Off Peak | 0 | 0 | 1 | Off Peak | 0 | 1 | Off Peak | 0 | 1 | Off Peak | 0 | 0 | 1 | Super Off Peak | 0 | 1 | 0 | Off Peak | 0 | 1 | 0 | Off Peak
2020 | 4 | 4 | 2020-04-04 | 8 | 0 | 1 | 0 | [6 empty] | 0 | 0 | 0 | 1 | Super Off Peak | 0 | 0 | 1 | Off Peak | 0 | 1 | Off Peak | 0 | 1 | Off Peak | 0 | 0 | 1 | Super Off Peak | 0 | 1 | 0 | Off Peak | 0 | 1 | 0 | Off Peak
2020 | 4 | 4 | 2020-04-04 | 9 | 0 | 1 | 0 | [6 empty] | 0 | 0 | 0 | 1 | Super Off Peak | 0 | 0 | 1 | Off Peak | 0 | 1 | Off Peak | 0 | 1 | Off Peak | 0 | 0 | 1 | Super Off Peak | 0 | 1 | 0 | Off Peak | 0 | 1 | 0 | Off Peak
2020 | 4 | 4 | 2020-04-04 | 10 | 0 | 1 | 0 | [6 empty] | 0 | 0 | 0 | 1 | Super Off Peak | 0 | 0 | 1 | Off Peak | 0 | 1 | Off Peak | 0 | 1 | Off Peak | 0 | 0 | 1 | Super Off Peak | 0 | 1 | 0 | Off Peak | 0 | 1 | 0 | Off Peak
2020 | 4 | 4 | 2020-04-04 | 11 | 0 | 1 | 0 | [6 empty] | 0 | 0 | 0 | 1 | Super Off Peak | 0 | 0 | 1 | Off Peak | 0 | 1 | Off Peak | 0 | 1 | Off Peak | 0 | 0 | 1 | Super Off Peak | 0 | 1 | 0 | Off Peak | 0 | 1 | 0 | Off Peak
2020 | 4 | 4 | 2020-04-04 | 12 | 0 | 1 | 0 | [6 empty] | 0 | 0 | 0 | 1 | Super Off Peak | 0 | 0 | 1 | Off Peak | 0 | 1 | Off Peak | 0 | 1 | Off Peak | 0 | 0 | 1 | Super Off Peak | 0 | 1 | 0 | Off Peak | 0 | 1 | 0 | Off Peak
2020 | 4 | 4 | 2020-04-04 | 13 | 0 | 1 | 0 | [6 empty] | 0 | 0 | 0 | 1 | Super Off Peak | 0 | 0 | 1 | Off Peak | 0 | 1 | Off Peak | 0 | 1 | Off Peak | 0 | 0 | 1 | Super Off Peak | 1 | 0 | 0 | On Peak | 0 | 1 | 0 | Off Peak
2020 | 4 | 4 | 2020-04-04 | 14 | 0 | 1 | 0 | [6 empty] | 0 | 0 | 0 | 1 | Super Off Peak | 0 | 0 | 1 | Off Peak | 0 | 1 | Off Peak | 0 | 1 | Off Peak | 0 | 0 | 1 | Super Off Peak | 1 | 0 | 0 | On Peak | 0 | 1 | 0 | Off Peak
2020 | 4 | 4 | 2020-04-04 | 15 | 0 | 1 | 0 | [6 empty] | 0 | 0 | 1 | 0 | Off Peak | 0 | 0 | 1 | Off Peak | 0 | 1 | Off Peak | 0 | 1 | Off Peak | 0 | 0 | 1 | Super Off Peak | 1 | 0 | 0 | On Peak | 0 | 1 | 0 | Off Peak
2020 | 4 | 4 | 2020-04-04 | 16 | 0 | 1 | 0 | [6 empty] | 0 | 0 | 1 | 0 | Off Peak | 0 | 0 | 1 | Off Peak | 0 | 1 | Off Peak | 0 | 1 | Off Peak | 0 | 0 | 1 | Super Off Peak | 1 | 0 | 0 | On Peak | 0 | 1 | 0 | Off Peak
2020 | 4 | 4 | 2020-04-04 | 17 | 0 | 1 | 0 | [6 empty] | 0 | 1 | 0 | 0 | On Peak | 0 | 0 | 1 | Off Peak | 0 | 1 | Off Peak | 0 | 1 | Off Peak | 0 | 0 | 1 | Super Off Peak | 1 | 0 | 0 | On Peak | 0 | 1 | 0 | Off Peak
2020 | 4 | 4 | 2020-04-04 | 18 | 0 | 1 | 0 | [6 empty] | 0 | 1 | 0 | 0 | On Peak | 0 | 0 | 1 | Off Peak | 0 | 1 | Off Peak | 0 | 1 | Off Peak | 0 | 0 | 1 | Super Off Peak | 1 | 0 | 0 | On Peak | 0 | 1 | 0 | Off Peak
2020 | 4 | 4 | 2020-04-04 | 19 | 0 | 1 | 0 | [6 empty] | 0 | 1 | 0 | 0 | On Peak | 0 | 0 | 1 | Off Peak | 0 | 1 | Off Peak | 0 | 1 | Off Peak | 0 | 0 | 1 | Super Off Peak | 1 | 0 | 0 | On Peak | 0 | 1 | 0 | Off Peak
2020 | 4 | 4 | 2020-04-04 | 20 | 0 | 1 | 0 | [6 empty] | 0 | 1 | 0 | 0 | On Peak | 0 | 0 | 1 | Off Peak | 0 | 1 | Off Peak | 0 | 1 | Off Peak | 0 | 0 | 1 | Super Off Peak | 1 | 0 | 0 | On Peak | 1 | 0 | 0 | On Peak
2020 | 4 | 4 | 2020-04-04 | 21 | 0 | 1 | 0 | [6 empty] | 0 | 1 | 0 | 0 | On Peak | 0 | 0 | 1 | Off Peak | 0 | 1 | Off Peak | 0 | 1 | Off Peak | 0 | 0 | 1 | Super Off Peak | 0 | 1 | 0 | Off Peak | 1 | 0 | 0 | On Peak
2020 | 4 | 4 | 2020-04-04 | 22 | 0 | 1 | 0 | [6 empty] | 0 | 0 | 1 | 0 | Off Peak | 0 | 0 | 1 | Off Peak | 0 | 1 | Off Peak | 0 | 1 | Off Peak | 0 | 0 | 1 | Super Off Peak | 0 | 1 | 0 | Off Peak | 1 | 0 | 0 | On Peak
2020 | 4 | 4 | 2020-04-04 | 23 | 0 | 1 | 0 | [6 empty] | 0 | 0 | 1 | 0 | Off Peak | 0 | 0 | 1 | Off Peak | 0 | 1 | Off Peak | 0 | 1 | Off Peak | 0 | 0 | 1 | Super Off Peak | 0 | 1 | 0 | Off Peak | 1 | 0 | 0 | On Peak
2020 | 4 | 4 | 2020-04-04 | 24 | 0 | 1 | 0 | [6 empty] | 0 | 0 | 1 | 0 | Off Peak | 0 | 0 | 1 | Off Peak | 0 | 1 | Off Peak | 0 | 1 | Off Peak | 0 | 0 | 1 | Super Off Peak | 0 | 1 | 0 | Off Peak | 1 | 0 | 0 | On Peak
2020 | 4 | 5 | 2020-04-05 | 1 | 0 | 1 | 0 | [6 empty] | 0 | 0 | 0 | 1 | Super Off Peak | 0 | 0 | 1 | Off Peak | 0 | 1 | Off Peak | 0 | 1 | Off Peak | 0 | 0 | 1 | Super Off Peak | 0 | 0 | 1 | Super Off Peak | 0 | 0 | 1 | Super Off Peak
2020 | 4 | 5 | 2020-04-05 | 2 | 0 | 1 | 0 | [6 empty] | 0 | 0 | 0 | 1 | Super Off Peak | 0 | 0 | 1 | Off Peak | 0 | 1 | Off Peak | 0 | 1 | Off Peak | 0 | 0 | 1 | Super Off Peak | 0 | 0 | 1 | Super Off Peak | 0 | 0 | 1 | Super Off Peak
2020 | 4 | 5 | 2020-04-05 | 3 | 0 | 1 | 0 | [6 empty] | 0 | 0 | 0 | 1 | Super Off Peak | 0 | 0 | 1 | Off Peak | 0 | 1 | Off Peak | 0 | 1 | Off Peak | 0 | 0 | 1 | Super Off Peak | 0 | 0 | 1 | Super Off Peak | 0 | 0 | 1 | Super Off Peak
2020 | 4 | 5 | 2020-04-05 | 4 | 0 | 1 | 0 | [6 empty] | 0 | 0 | 0 | 1 | Super Off Peak | 0 | 0 | 1 | Off Peak | 0 | 1 | Off Peak | 0 | 1 | Off Peak | 0 | 0 | 1 | Super Off Peak | 0 | 0 | 1 | Super Off Peak | 0 | 0 | 1 | Super Off Peak
2020 | 4 | 5 | 2020-04-05 | 5 | 0 | 1 | 0 | [6 empty] | 0 | 0 | 0 | 1 | Super Off Peak | 0 | 0 | 1 | Off Peak | 0 | 1 | Off Peak | 0 | 1 | Off Peak | 0 | 0 | 1 | Super Off Peak | 0 | 0 | 1 | Super Off Peak | 0 | 0 | 1 | Super Off Peak
2020 | 4 | 5 | 2020-04-05 | 6 | 0 | 1 | 0 | [6 empty] | 0 | 0 | 0 | 1 | Super Off Peak | 0 | 0 | 1 | Off Peak | 0 | 1 | Off Peak | 0 | 1 | Off Peak | 0 | 0 | 1 | Super Off Peak | 0 | 1 | 0 | Off Peak | 0 | 1 | 0 | Off Peak
2020 | 4 | 5 | 2020-04-05 | 7 | 0 | 1 | 0 | [6 empty] | 0 | 0 | 0 | 1 | Super Off Peak | 0 | 0 | 1 | Off Peak | 0 | 1 | Off Peak | 0 | 1 | Off Peak | 0 | 0 | 1 | Super Off Peak | 0 | 1 | 0 | Off Peak | 0 | 1 | 0 | Off Peak
2020 | 4 | 5 | 2020-04-05 | 8 | 0 | 1 | 0 | [6 empty] | 0 | 0 | 0 | 1 | Super Off Peak | 0 | 0 | 1 | Off Peak | 0 | 1 | Off Peak | 0 | 1 | Off Peak | 0 | 0 | 1 | Super Off Peak | 0 | 1 | 0 | Off Peak | 0 | 1 | 0 | Off Peak
2020 | 4 | 5 | 2020-04-05 | 9 | 0 | 1 | 0 | [6 empty] | 0 | 0 | 0 | 1 | Super Off Peak | 0 | 0 | 1 | Off Peak | 0 | 1 | Off Peak | 0 | 1 | Off Peak | 0 | 0 | 1 | Super Off Peak | 0 | 1 | 0 | Off Peak | 0 | 1 | 0 | Off Peak
2020 | 4 | 5 | 2020-04-05 | 10 | 0 | 1 | 0 | [6 empty] | 0 | 0 | 0 | 1 | Super Off Peak | 0 | 0 | 1 | Off Peak | 0 | 1 | Off Peak | 0 | 1 | Off Peak | 0 | 0 | 1 | Super Off Peak | 0 | 1 | 0 | Off Peak | 0 | 1 | 0 | Off Peak
2020 | 4 | 5 | 2020-04-05 | 11 | 0 | 1 | 0 | [6 empty] | 0 | 0 | 0 | 1 | Super Off Peak | 0 | 0 | 1 | Off Peak | 0 | 1 | Off Peak | 0 | 1 | Off Peak | 0 | 0 | 1 | Super Off Peak | 0 | 1 | 0 | Off Peak | 0 | 1 | 0 | Off Peak
2020 | 4 | 5 | 2020-04-05 | 12 | 0 | 1 | 0 | [6 empty] | 0 | 0 | 0 | 1 | Super Off Peak | 0 | 0 | 1 | Off Peak | 0 | 1 | Off Peak | 0 | 1 | Off Peak | 0 | 0 | 1 | Super Off Peak | 0 | 1 | 0 | Off Peak | 0 | 1 | 0 | Off Peak
2020 | 4 | 5 | 2020-04-05 | 13 | 0 | 1 | 0 | [6 empty] | 0 | 0 | 0 | 1 | Super Off Peak | 0 | 0 | 1 | Off Peak | 0 | 1 | Off Peak | 0 | 1 | Off Peak | 0 | 0 | 1 | Super Off Peak | 1 | 0 | 0 | On Peak | 0 | 1 | 0 | Off Peak
2020 | 4 | 5 | 2020-04-05 | 14 | 0 | 1 | 0 | [6 empty] | 0 | 0 | 0 | 1 | Super Off Peak | 0 | 0 | 1 | Off Peak | 0 | 1 | Off Peak | 0 | 1 | Off Peak | 0 | 0 | 1 | Super Off Peak | 1 | 0 | 0 | On Peak | 0 | 1 | 0 | Off Peak
2020 | 4 | 5 | 2020-04-05 | 15 | 0 | 1 | 0 | [6 empty] | 0 | 0 | 1 | 0 | Off Peak | 0 | 0 | 1 | Off Peak | 0 | 1 | Off Peak | 0 | 1 | Off Peak | 0 | 0 | 1 | Super Off Peak | 1 | 0 | 0 | On Peak | 0 | 1 | 0 | Off Peak
2020 | 4 | 5 | 2020-04-05 | 16 | 0 | 1 | 0 | [6 empty] | 0 | 0 | 1 | 0 | Off Peak | 0 | 0 | 1 | Off Peak | 0 | 1 | Off Peak | 0 | 1 | Off Peak | 0 | 0 | 1 | Super Off Peak | 1 | 0 | 0 | On Peak | 0 | 1 | 0 | Off Peak
2020 | 4 | 5 | 2020-04-05 | 17 | 0 | 1 | 0 | [6 empty] | 0 | 1 | 0 | 0 | On Peak | 0 | 0 | 1 | Off Peak | 0 | 1 | Off Peak | 0 | 1 | Off Peak | 0 | 0 | 1 | Super Off Peak | 1 | 0 | 0 | On Peak | 0 | 1 | 0 | Off Peak
2020 | 4 | 5 | 2020-04-05 | 18 | 0 | 1 | 0 | [6 empty] | 0 | 1 | 0 | 0 | On Peak | 0 | 0 | 1 | Off Peak | 0 | 1 | Off Peak | 0 | 1 | Off Peak | 0 | 0 | 1 | Super Off Peak | 1 | 0 | 0 | On Peak | 0 | 1 | 0 | Off Peak
2020 | 4 | 5 | 2020-04-05 | 19 | 0 | 1 | 0 | [6 empty] | 0 | 1 | 0 | 0 | On Peak | 0 | 0 | 1 | Off Peak | 0 | 1 | Off Peak | 0 | 1 | Off Peak | 0 | 0 | 1 | Super Off Peak | 1 | 0 | 0 | On Peak | 0 | 1 | 0 | Off Peak
2020 | 4 | 5 | 2020-04-05 | 20 | 0 | 1 | 0 | [6 empty] | 0 | 1 | 0 | 0 | On Peak | 0 | 0 | 1 | Off Peak | 0 | 1 | Off Peak | 0 | 1 | Off Peak | 0 | 0 | 1 | Super Off Peak | 1 | 0 | 0 | On Peak | 1 | 0 | 0 | On Peak
2020 | 4 | 5 | 2020-04-05 | 21 | 0 | 1 | 0 | [6 empty] | 0 | 1 | 0 | 0 | On Peak | 0 | 0 | 1 | Off Peak | 0 | 1 | Off Peak | 0 | 1 | Off Peak | 0 | 0 | 1 | Super Off Peak | 0 | 1 | 0 | Off Peak | 1 | 0 | 0 | On Peak
2020 | 4 | 5 | 2020-04-05 | 22 | 0 | 1 | 0 | [6 empty] | 0 | 0 | 1 | 0 | Off Peak | 0 | 0 | 1 | Off Peak | 0 | 1 | Off Peak | 0 | 1 | Off Peak | 0 | 0 | 1 | Super Off Peak | 0 | 1 | 0 | Off Peak | 1 | 0 | 0 | On Peak
2020 | 4 | 5 | 2020-04-05 | 23 | 0 | 1 | 0 | [6 empty] | 0 | 0 | 1 | 0 | Off Peak | 0 | 0 | 1 | Off Peak | 0 | 1 | Off Peak | 0 | 1 | Off Peak | 0 | 0 | 1 | Super Off Peak | 0 | 1 | 0 | Off Peak | 1 | 0 | 0 | On Peak
2020 | 4 | 5 | 2020-04-05 | 24 | 0 | 1 | 0 | [6 empty] | 0 | 0 | 1 | 0 | Off Peak | 0 | 0 | 1 | Off Peak | 0 | 1 | Off Peak | 0 | 1 | Off Peak | 0 | 0 | 1 | Super Off Peak | 0 | 1 | 0 | Off Peak | 1 | 0 | 0 | On Peak
2020 | 4 | 6 | 2020-04-06 | 1 | 0 | 0 | 0 | [6 empty] | 0 | 0 | 0 | 1 | Super Off Peak | 0 | 0 | 1 | Off Peak | 0 | 1 | Off Peak | 0 | 1 | Off Peak | 0 | 0 | 1 | Super Off Peak | 0 | 0 | 1 | Super Off Peak | 0 | 0 | 1 | Super Off Peak
2020 | 4 | 6 | 2020-04-06 | 2 | 0 | 0 | 0 | [6 empty] | 0 | 0 | 0 | 1 | Super Off Peak | 0 | 0 | 1 | Off Peak | 0 | 1 | Off Peak | 0 | 1 | Off Peak | 0 | 0 | 1 | Super Off Peak | 0 | 0 | 1 | Super Off Peak | 0 | 0 | 1 | Super Off Peak
2020 | 4 | 6 | 2020-04-06 | 3 | 0 | 0 | 0 | [6 empty] | 0 | 0 | 0 | 1 | Super Off Peak | 0 | 0 | 1 | Off Peak | 0 | 1 | Off Peak | 0 | 1 | Off Peak | 0 | 0 | 1 | Super Off Peak | 0 | 0 | 1 | Super Off Peak | 0 | 0 | 1 | Super Off Peak
2020 | 4 | 6 | 2020-04-06 | 4 | 0 | 0 | 0 | [6 empty] | 0 | 0 | 0 | 1 | Super Off Peak | 0 | 0 | 1 | Off Peak | 0 | 1 | Off Peak | 0 | 1 | Off Peak | 0 | 0 | 1 | Super Off Peak | 0 | 0 | 1 | Super Off Peak | 0 | 0 | 1 | Super Off Peak
2020 | 4 | 6 | 2020-04-06 | 5 | 0 | 0 | 0 | [6 empty] | 0 | 0 | 0 | 1 | Super Off Peak | 0 | 0 | 1 | Off Peak | 0 | 1 | Off Peak | 0 | 1 | Off Peak | 0 | 0 | 1 | Super Off Peak | 0 | 0 | 1 | Super Off Peak | 0 | 0 | 1 | Super Off Peak
2020 | 4 | 6 | 2020-04-06 | 6 | 0 | 0 | 0 | [6 empty] | 0 | 0 | 0 | 1 | Super Off Peak | 0 | 0 | 1 | Off Peak | 0 | 1 | Off Peak | 0 | 1 | Off Peak | 0 | 0 | 1 | Super Off Peak | 0 | 1 | 0 | Off Peak | 0 | 1 | 0 | Off Peak
2020 | 4 | 6 | 2020-04-06 | 7 | 0 | 0 | 0 | [6 empty] | 0 | 0 | 1 | 0 | Off Peak | 0 | 1 | 0 | Semi-Peak | 0 | 1 | Off Peak | 0 | 1 | Off Peak | 0 | 1 | 0 | Off Peak | 0 | 1 | 0 | Off Peak | 0 | 1 | 0 | Off Peak
2020 | 4 | 6 | 2020-04-06 | 8 | 0 | 0 | 0 | [6 empty] | 0 | 0 | 1 | 0 | Off Peak | 0 | 1 | 0 | Semi-Peak | 0 | 1 | Off Peak | 0 | 1 | Off Peak | 0 | 1 | 0 | Off Peak | 0 | 1 | 0 | Off Peak | 0 | 1 | 0 | Off Peak
2020 | 4 | 6 | 2020-04-06 | 9 | 0 | 0 | 0 | [6 empty] | 0 | 0 | 1 | 0 | Off Peak | 0 | 1 | 0 | Semi-Peak | 0 | 1 | Off Peak | 0 | 1 | Off Peak | 0 | 1 | 0 | Off Peak | 0 | 1 | 0 | Off Peak | 0 | 1 | 0 | Off Peak
2020 | 4 | 6 | 2020-04-06 | 10 | 0 | 0 | 0 | [6 empty] | 0 | 0 | 1 | 0 | Off Peak | 0 | 1 | 0 | Semi-Peak | 0 | 1 | Off Peak | 0 | 1 | Off Peak | 0 | 1 | 0 | Off Peak | 0 | 1 | 0 | Off Peak | 0 | 1 | 0 | Off Peak
2020 | 4 | 6 | 2020-04-06 | 11 | 0 | 0 | 0 | [6 empty] | 0 | 0 | 0 | 1 | Super Off Peak | 0 | 1 | 0 | Semi-Peak | 0 | 1 | Off Peak | 0 | 1 | Off Peak | 0 | 1 | 0 | Off Peak | 0 | 1 | 0 | Off Peak | 0 | 1 | 0 | Off Peak
2020 | 4 | 6 | 2020-04-06 | 12 | 0 | 0 | 0 | [6 empty] | 0 | 0 | 0 | 1 | Super Off Peak | 0 | 1 | 0 | Semi-Peak | 0 | 1 | Off Peak | 0 | 1 | Off Peak | 0 | 1 | 0 | Off Peak | 0 | 1 | 0 | Off Peak | 0 | 1 | 0 | Off Peak
2020 | 4 | 6 | 2020-04-06 | 13 | 0 | 0 | 0 | [6 empty] | 0 | 0 | 0 | 1 | Super Off Peak | 0 | 1 | 0 | Semi-Peak | 0 | 1 | Off Peak | 1 | 0 | On Peak | 0 | 1 | 0 | Off Peak | 1 | 0 | 0 | On Peak | 0 | 1 | 0 | Off Peak
2020 | 4 | 6 | 2020-04-06 | 14 | 0 | 0 | 0 | [6 empty] | 0 | 0 | 0 | 1 | Super Off Peak | 0 | 1 | 0 | Semi-Peak | 0 | 1 | Off Peak | 1 | 0 | On Peak | 0 | 1 | 0 | Off Peak | 1 | 0 | 0 | On Peak | 0 | 1 | 0 | Off Peak
2020 | 4 | 6 | 2020-04-06 | 15 | 0 | 0 | 0 | [6 empty] | 0 | 0 | 1 | 0 | Off Peak | 0 | 1 | 0 | Semi-Peak | 0 | 1 | Off Peak | 1 | 0 | On Peak | 0 | 1 | 0 | Off Peak | 1 | 0 | 0 | On Peak | 0 | 1 | 0 | Off Peak
2020 | 4 | 6 | 2020-04-06 | 16 | 0 | 0 | 0 | [6 empty] | 0 | 0 | 1 | 0 | Off Peak | 0 | 1 | 0 | Semi-Peak | 0 | 1 | Off Peak | 1 | 0 | On Peak | 0 | 1 | 0 | Off Peak | 1 | 0 | 0 | On Peak | 0 | 1 | 0 | Off Peak
2020 | 4 | 6 | 2020-04-06 | 17 | 0 | 0 | 0 | [6 empty] | 0 | 1 | 0 | 0 | On Peak | 0 | 1 | 0 | Semi-Peak | 1 | 0 | On Peak | 1 | 0 | On Peak | 0 | 1 | 0 | Off Peak | 1 | 0 | 0 | On Peak | 0 | 1 | 0 | Off Peak
2020 | 4 | 6 | 2020-04-06 | 18 | 0 | 0 | 0 | [6 empty] | 0 | 1 | 0 | 0 | On Peak | 1 | 0 | 0 | On Peak | 1 | 0 | On Peak | 1 | 0 | On Peak | 0 | 1 | 0 | Off Peak | 1 | 0 | 0 | On Peak | 0 | 1 | 0 | Off Peak
2020 | 4 | 6 | 2020-04-06 | 19 | 0 | 0 | 0 | [6 empty] | 0 | 1 | 0 | 0 | On Peak | 1 | 0 | 0 | On Peak | 1 | 0 | On Peak | 0 | 1 | Off Peak | 0 | 0 | 1 | Super Off Peak | 1 | 0 | 0 | On Peak | 0 | 1 | 0 | Off Peak
2020 | 4 | 6 | 2020-04-06 | 20 | 0 | 0 | 0 | [6 empty] | 0 | 1 | 0 | 0 | On Peak | 1 | 0 | 0 | On Peak | 1 | 0 | On Peak | 0 | 1 | Off Peak | 0 | 0 | 1 | Super Off Peak | 1 | 0 | 0 | On Peak | 1 | 0 | 0 | On Peak
2020 | 4 | 6 | 2020-04-06 | 21 | 0 | 0 | 0 | [6 empty] | 0 | 1 | 0 | 0 | On Peak | 0 | 1 | 0 | Semi-Peak | 1 | 0 | On Peak | 0 | 1 | Off Peak | 0 | 0 | 1 | Super Off Peak | 0 | 1 | 0 | Off Peak | 1 | 0 | 0 | On Peak
2020 | 4 | 6 | 2020-04-06 | 22 | 0 | 0 | 0 | [6 empty] | 0 | 0 | 1 | 0 | Off Peak | 0 | 1 | 0 | Semi-Peak | 0 | 1 | Off Peak | 0 | 1 | Off Peak | 0 | 0 | 1 | Super Off Peak | 0 | 1 | 0 | Off Peak | 1 | 0 | 0 | On Peak
2020 | 4 | 6 | 2020-04-06 | 23 | 0 | 0 | 0 | [6 empty] | 0 | 0 | 1 | 0 | Off Peak | 0 | 0 | 1 | Off Peak | 0 | 1 | Off Peak | 0 | 1 | Off Peak | 0 | 0 | 1 | Super Off Peak | 0 | 1 | 0 | Off Peak | 1 | 0 | 0 | On Peak
2020 | 4 | 6 | 2020-04-06 | 24 | 0 | 0 | 0 | [6 empty] | 0 | 0 | 1 | 0 | Off Peak | 0 | 0 | 1 | Off Peak | 0 | 1 | Off Peak | 0 | 1 | Off Peak | 0 | 0 | 1 | Super Off Peak | 0 | 1 | 0 | Off Peak | 1 | 0 | 0 | On Peak
2020 | 4 | 7 | 2020-04-07 | 1 | 0 | 0 | 0 | [6 empty] | 0 | 0 | 0 | 1 | Super Off Peak | 0 | 0 | 1 | Off Peak | 0 | 1 | Off Peak | 0 | 1 | Off Peak | 0 | 0 | 1 | Super Off Peak | 0 | 0 | 1 | Super Off Peak | 0 | 0 | 1 | Super Off Peak
2020 | 4 | 7 | 2020-04-07 | 2 | 0 | 0 | 0 | [6 empty] | 0 | 0 | 0 | 1 | Super Off Peak | 0 | 0 | 1 | Off Peak | 0 | 1 | Off Peak | 0 | 1 | Off Peak | 0 | 0 | 1 | Super Off Peak | 0 | 0 | 1 | Super Off Peak | 0 | 0 | 1 | Super Off Peak
2020 | 4 | 7 | 2020-04-07 | 3 | 0 | 0 | 0 | [6 empty] | 0 | 0 | 0 | 1 | Super Off Peak | 0 | 0 | 1 | Off Peak | 0 | 1 | Off Peak | 0 | 1 | Off Peak | 0 | 0 | 1 | Super Off Peak | 0 | 0 | 1 | Super Off Peak | 0 | 0 | 1 | Super Off Peak
2020 | 4 | 7 | 2020-04-07 | 4 | 0 | 0 | 0 | [6 empty] | 0 | 0 | 0 | 1 | Super Off Peak | 0 | 0 | 1 | Off Peak | 0 | 1 | Off Peak | 0 | 1 | Off Peak | 0 | 0 | 1 | Super Off Peak | 0 | 0 | 1 | Super Off Peak | 0 | 0 | 1 | Super Off Peak
2020 | 4 | 7 | 2020-04-07 | 5 | 0 | 0 | 0 | [6 empty] | 0 | 0 | 0 | 1 | Super Off Peak | 0 | 0 | 1 | Off Peak | 0 | 1 | Off Peak | 0 | 1 | Off Peak | 0 | 0 | 1 | Super Off Peak | 0 | 0 | 1 | Super Off Peak | 0 | 0 | 1 | Super Off Peak
2020 | 4 | 7 | 2020-04-07 | 6 | 0 | 0 | 0 | [6 empty] | 0 | 0 | 0 | 1 | Super Off Peak | 0 | 0 | 1 | Off Peak | 0 | 1 | Off Peak | 0 | 1 | Off Peak | 0 | 0 | 1 | Super Off Peak | 0 | 1 | 0 | Off Peak | 0 | 1 | 0 | Off Peak
2020 | 4 | 7 | 2020-04-07 | 7 | 0 | 0 | 0 | [6 empty] | 0 | 0 | 1 | 0 | Off Peak | 0 | 1 | 0 | Semi-Peak | 0 | 1 | Off Peak | 0 | 1 | Off Peak | 0 | 1 | 0 | Off Peak | 0 | 1 | 0 | Off Peak | 0 | 1 | 0 | Off Peak
2020 | 4 | 7 | 2020-04-07 | 8 | 0 | 0 | 0 | [6 empty] | 0 | 0 | 1 | 0 | Off Peak | 0 | 1 | 0 | Semi-Peak | 0 | 1 | Off Peak | 0 | 1 | Off Peak | 0 | 1 | 0 | Off Peak | 0 | 1 | 0 | Off Peak | 0 | 1 | 0 | Off Peak
2020 | 4 | 7 | 2020-04-07 | 9 | 0 | 0 | 0 | [6 empty] | 0 | 0 | 1 | 0 | Off Peak | 0 | 1 | 0 | Semi-Peak | 0 | 1 | Off Peak | 0 | 1 | Off Peak | 0 | 1 | 0 | Off Peak | 0 | 1 | 0 | Off Peak | 0 | 1 | 0 | Off Peak
2020 | 4 | 7 | 2020-04-07 | 10 | 0 | 0 | 0 | [6 empty] | 0 | 0 | 1 | 0 | Off Peak | 0 | 1 | 0 | Semi-Peak | 0 | 1 | Off Peak | 0 | 1 | Off Peak | 0 | 1 | 0 | Off Peak | 0 | 1 | 0 | Off Peak | 0 | 1 | 0 | Off Peak
2020 | 4 | 7 | 2020-04-07 | 11 | 0 | 0 | 0 | [6 empty] | 0 | 0 | 0 | 1 | Super Off Peak | 0 | 1 | 0 | Semi-Peak | 0 | 1 | Off Peak | 0 | 1 | Off Peak | 0 | 1 | 0 | Off Peak | 0 | 1 | 0 | Off Peak | 0 | 1 | 0 | Off Peak
2020 | 4 | 7 | 2020-04-07 | 12 | 0 | 0 | 0 | [6 empty] | 0 | 0 | 0 | 1 | Super Off Peak | 0 | 1 | 0 | Semi-Peak | 0 | 1 | Off Peak | 0 | 1 | Off Peak | 0 | 1 | 0 | Off Peak | 0 | 1 | 0 | Off Peak | 0 | 1 | 0 | Off Peak
2020 | 4 | 7 | 2020-04-07 | 13 | 0 | 0 | 0 | [6 empty] | 0 | 0 | 0 | 1 | Super Off Peak | 0 | 1 | 0 | Semi-Peak | 0 | 1 | Off Peak | 1 | 0 | On Peak | 0 | 1 | 0 | Off Peak | 1 | 0 | 0 | On Peak | 0 | 1 | 0 | Off Peak
2020 | 4 | 7 | 2020-04-07 | 14 | 0 | 0 | 0 | [6 empty] | 0 | 0 | 0 | 1 | Super Off Peak | 0 | 1 | 0 | Semi-Peak | 0 | 1 | Off Peak | 1 | 0 | On Peak | 0 | 1 | 0 | Off Peak | 1 | 0 | 0 | On Peak | 0 | 1 | 0 | Off Peak
2020 | 4 | 7 | 2020-04-07 | 15 | 0 | 0 | 0 | [6 empty] | 0 | 0 | 1 | 0 | Off Peak | 0 | 1 | 0 | Semi-Peak | 0 | 1 | Off Peak | 1 | 0 | On Peak | 0 | 1 | 0 | Off Peak | 1 | 0 | 0 | On Peak | 0 | 1 | 0 | Off Peak
2020 | 4 | 7 | 2020-04-07 | 16 | 0 | 0 | 0 | [6 empty] | 0 | 0 | 1 | 0 | Off Peak | 0 | 1 | 0 | Semi-Peak | 0 | 1 | Off Peak | 1 | 0 | On Peak | 0 | 1 | 0 | Off Peak | 1 | 0 | 0 | On Peak | 0 | 1 | 0 | Off Peak
2020 | 4 | 7 | 2020-04-07 | 17 | 0 | 0 | 0 | [6 empty] | 0 | 1 | 0 | 0 | On Peak | 0 | 1 | 0 | Semi-Peak | 1 | 0 | On Peak | 1 | 0 | On Peak | 0 | 1 | 0 | Off Peak | 1 | 0 | 0 | On Peak | 0 | 1 | 0 | Off Peak
2020 | 4 | 7 | 2020-04-07 | 18 | 0 | 0 | 0 | [6 empty] | 0 | 1 | 0 | 0 | On Peak | 1 | 0 | 0 | On Peak | 1 | 0 | On Peak | 1 | 0 | On Peak | 0 | 1 | 0 | Off Peak | 1 | 0 | 0 | On Peak | 0 | 1 | 0 | Off Peak
2020 | 4 | 7 | 2020-04-07 | 19 | 0 | 0 | 0 | [6 empty] | 0 | 1 | 0 | 0 | On Peak | 1 | 0 | 0 | On Peak | 1 | 0 | On Peak | 0 | 1 | Off Peak | 0 | 0 | 1 | Super Off Peak | 1 | 0 | 0 | On Peak | 0 | 1 | 0 | Off Peak
2020 | 4 | 7 | 2020-04-07 | 20 | 0 | 0 | 0 | [6 empty] | 0 | 1 | 0 | 0 | On Peak | 1 | 0 | 0 | On Peak | 1 | 0 | On Peak | 0 | 1 | Off Peak | 0 | 0 | 1 | Super Off Peak | 1 | 0 | 0 | On Peak | 1 | 0 | 0 | On Peak
2020 | 4 | 7 | 2020-04-07 | 21 | 0 | 0 | 0 | [6 empty] | 0 | 1 | 0 | 0 | On Peak | 0 | 1 | 0 | Semi-Peak | 1 | 0 | On Peak | 0 | 1 | Off Peak | 0 | 0 | 1 | Super Off Peak | 0 | 1 | 0 | Off Peak | 1 | 0 | 0 | On Peak
2020 | 4 | 7 | 2020-04-07 | 22 | 0 | 0 | 0 | [6 empty] | 0 | 0 | 1 | 0 | Off Peak | 0 | 1 | 0 | Semi-Peak | 0 | 1 | Off Peak | 0 | 1 | Off Peak | 0 | 0 | 1 | Super Off Peak | 0 | 1 | 0 | Off Peak | 1 | 0 | 0 | On Peak
2020 | 4 | 7 | 2020-04-07 | 23 | 0 | 0 | 0 | [6 empty] | 0 | 0 | 1 | 0 | Off Peak | 0 | 0 | 1 | Off Peak | 0 | 1 | Off Peak | 0 | 1 | Off Peak | 0 | 0 | 1 | Super Off Peak | 0 | 1 | 0 | Off Peak | 1 | 0 | 0 | On Peak
2020 | 4 | 7 | 2020-04-07 | 24 | 0 | 0 | 0 | [6 empty] | 0 | 0 | 1 | 0 | Off Peak | 0 | 0 | 1 | Off Peak | 0 | 1 | Off Peak | 0 | 1 | Off Peak | 0 | 0 | 1 | Super Off Peak | 0 | 1 | 0 | Off Peak | 1 | 0 | 0 | On Peak
2020 | 4 | 8 | 2020-04-08 | 1 | 0 | 0 | 0 | [6 empty] | 0 | 0 | 0 | 1 | Super Off Peak | 0 | 0 | 1 | Off Peak | 0 | 1 | Off Peak | 0 | 1 | Off Peak | 0 | 0 | 1 | Super Off Peak | 0 | 0 | 1 | Super Off Peak | 0 | 0 | 1 | Super Off Peak
2020 | 4 | 8 | 2020-04-08 | 2 | 0 | 0 | 0 | [6 empty] | 0 | 0 | 0 | 1 | Super Off Peak | 0 | 0 | 1 | Off Peak | 0 | 1 | Off Peak | 0 | 1 | Off Peak | 0 | 0 | 1 | Super Off Peak | 0 | 0 | 1 | Super Off Peak | 0 | 0 | 1 | Super Off Peak
2020 | 4 | 8 | 2020-04-08 | 3 | 0 | 0 | 0 | [6 empty] | 0 | 0 | 0 | 1 | Super Off Peak | 0 | 0 | 1 | Off Peak | 0 | 1 | Off Peak | 0 | 1 | Off Peak | 0 | 0 | 1 | Super Off Peak | 0 | 0 | 1 | Super Off Peak | 0 | 0 | 1 | Super Off Peak
2020 | 4 | 8 | 2020-04-08 | 4 | 0 | 0 | 0 | [6 empty] | 0 | 0 | 0 | 1 | Super Off Peak | 0 | 0 | 1 | Off Peak | 0 | 1 | Off Peak | 0 | 1 | Off Peak | 0 | 0 | 1 | Super Off Peak | 0 | 0 | 1 | Super Off Peak | 0 | 0 | 1 | Super Off Peak
2020 | 4 | 8 | 2020-04-08 | 5 | 0 | 0 | 0 | [6 empty] | 0 | 0 | 0 | 1 | Super Off Peak | 0 | 0 | 1 | Off Peak | 0 | 1 | Off Peak | 0 | 1 | Off Peak | 0 | 0 | 1 | Super Off Peak | 0 | 0 | 1 | Super Off Peak | 0 | 0 | 1 | Super Off Peak
2020 | 4 | 8 | 2020-04-08 | 6 | 0 | 0 | 0 | [6 empty] | 0 | 0 | 0 | 1 | Super Off Peak | 0 | 0 | 1 | Off Peak | 0 | 1 | Off Peak | 0 | 1 | Off Peak | 0 | 0 | 1 | Super Off Peak | 0 | 1 | 0 | Off Peak | 0 | 1 | 0 | Off Peak
2020 | 4 | 8 | 2020-04-08 | 7 | 0 | 0 | 0 | [6 empty] | 0 | 0 | 1 | 0 | Off Peak | 0 | 1 | 0 | Semi-Peak | 0 | 1 | Off Peak | 0 | 1 | Off Peak | 0 | 1 | 0 | Off Peak | 0 | 1 | 0 | Off Peak | 0 | 1 | 0 | Off Peak
2020 | 4 | 8 | 2020-04-08 | 8 | 0 | 0 | 0 | [6 empty] | 0 | 0 | 1 | 0 | Off Peak | 0 | 1 | 0 | Semi-Peak | 0 | 1 | Off Peak | 0 | 1 | Off Peak | 0 | 1 | 0 | Off Peak | 0 | 1 | 0 | Off Peak | 0 | 1 | 0 | Off Peak
2020 | 4 | 8 | 2020-04-08 | 9 | 0 | 0 | 0 | [6 empty] | 0 | 0 | 1 | 0 | Off Peak | 0 | 1 | 0 | Semi-Peak | 0 | 1 | Off Peak | 0 | 1 | Off Peak | 0 | 1 | 0 | Off Peak | 0 | 1 | 0 | Off Peak | 0 | 1 | 0 | Off Peak
2020 | 4 | 8 | 2020-04-08 | 10 | 0 | 0 | 0 | [6 empty] | 0 | 0 | 1 | 0 | Off Peak | 0 | 1 | 0 | Semi-Peak | 0 | 1 | Off Peak | 0 | 1 | Off Peak | 0 | 1 | 0 | Off Peak | 0 | 1 | 0 | Off Peak | 0 | 1 | 0 | Off Peak
2020 | 4 | 8 | 2020-04-08 | 11 | 0 | 0 | 0 | [6 empty] | 0 | 0 | 0 | 1 | Super Off Peak | 0 | 1 | 0 | Semi-Peak | 0 | 1 | Off Peak | 0 | 1 | Off Peak | 0 | 1 | 0 | Off Peak | 0 | 1 | 0 | Off Peak | 0 | 1 | 0 | Off Peak
2020 | 4 | 8 | 2020-04-08 | 12 | 0 | 0 | 0 | [6 empty] | 0 | 0 | 0 | 1 | Super Off Peak | 0 | 1 | 0 | Semi-Peak | 0 | 1 | Off Peak | 0 | 1 | Off Peak | 0 | 1 | 0 | Off Peak | 0 | 1 | 0 | Off Peak | 0 | 1 | 0 | Off Peak
2020 | 4 | 8 | 2020-04-08 | 13 | 0 | 0 | 0 | [6 empty] | 0 | 0 | 0 | 1 | Super Off Peak | 0 | 1 | 0 | Semi-Peak | 0 | 1 | Off Peak | 1 | 0 | On Peak | 0 | 1 | 0 | Off Peak | 1 | 0 | 0 | On Peak | 0 | 1 | 0 | Off Peak
2020 | 4 | 8 | 2020-04-08 | 14 | 0 | 0 | 0 | [6 empty] | 0 | 0 | 0 | 1 | Super Off Peak | 0 | 1 | 0 | Semi-Peak | 0 | 1 | Off Peak | 1 | 0 | On Peak | 0 | 1 | 0 | Off Peak | 1 | 0 | 0 | On Peak | 0 | 1 | 0 | Off Peak
2020 | 4 | 8 | 2020-04-08 | 15 | 0 | 0 | 0 | [6 empty] | 0 | 0 | 1 | 0 | Off Peak | 0 | 1 | 0 | Semi-Peak | 0 | 1 | Off Peak | 1 | 0 | On Peak | 0 | 1 | 0 | Off Peak | 1 | 0 | 0 | On Peak | 0 | 1 | 0 | Off Peak
2020 | 4 | 8 | 2020-04-08 | 16 | 0 | 0 | 0 | [6 empty] | 0 | 0 | 1 | 0 | Off Peak | 0 | 1 | 0 | Semi-Peak | 0 | 1 | Off Peak | 1 | 0 | On Peak | 0 | 1 | 0 | Off Peak | 1 | 0 | 0 | On Peak | 0 | 1 | 0 | Off Peak
2020 | 4 | 8 | 2020-04-08 | 17 | 0 | 0 | 0 | [6 empty] | 0 | 1 | 0 | 0 | On Peak | 0 | 1 | 0 | Semi-Peak | 1 | 0 | On Peak | 1 | 0 | On Peak | 0 | 1 | 0 | Off Peak | 1 | 0 | 0 | On Peak | 0 | 1 | 0 | Off Peak
2020 | 4 | 8 | 2020-04-08 | 18 | 0 | 0 | 0 | [6 empty] | 0 | 1 | 0 | 0 | On Peak | 1 | 0 | 0 | On Peak | 1 | 0 | On Peak | 1 | 0 | On Peak | 0 | 1 | 0 | Off Peak | 1 | 0 | 0 | On Peak | 0 | 1 | 0 | Off Peak
2020 | 4 | 8 | 2020-04-08 | 19 | 0 | 0 | 0 | [6 empty] | 0 | 1 | 0 | 0 | On Peak | 1 | 0 | 0 | On Peak | 1 | 0 | On Peak | 0 | 1 | Off Peak | 0 | 0 | 1 | Super Off Peak | 1 | 0 | 0 | On Peak | 0 | 1 | 0 | Off Peak
2020 | 4 | 8 | 2020-04-08 | 20 | 0 | 0 | 0 | [6 empty] | 0 | 1 | 0 | 0 | On Peak | 1 | 0 | 0 | On Peak | 1 | 0 | On Peak | 0 | 1 | Off Peak | 0 | 0 | 1 | Super Off Peak | 1 | 0 | 0 | On Peak | 1 | 0 | 0 | On Peak
2020 | 4 | 8 | 2020-04-08 | 21 | 0 | 0 | 0 | [6 empty] | 0 | 1 | 0 | 0 | On Peak | 0 | 1 | 0 | Semi-Peak | 1 | 0 | On Peak | 0 | 1 | Off Peak | 0 | 0 | 1 | Super Off Peak | 0 | 1 | 0 | Off Peak | 1 | 0 | 0 | On Peak
2020 | 4 | 8 | 2020-04-08 | 22 | 0 | 0 | 0 | [6 empty] | 0 | 0 | 1 | 0 | Off Peak | 0 | 1 | 0 | Semi-Peak | 0 | 1 | Off Peak | 0 | 1 | Off Peak | 0 | 0 | 1 | Super Off Peak | 0 | 1 | 0 | Off Peak | 1 | 0 | 0 | On Peak
2020 | 4 | 8 | 2020-04-08 | 23 | 0 | 0 | 0 | [6 empty] | 0 | 0 | 1 | 0 | Off Peak | 0 | 0 | 1 | Off Peak | 0 | 1 | Off Peak | 0 | 1 | Off Peak | 0 | 0 | 1 | Super Off Peak | 0 | 1 | 0 | Off Peak | 1 | 0 | 0 | On Peak
2020 | 4 | 8 | 2020-04-08 | 24 | 0 | 0 | 0 | [6 empty] | 0 | 0 | 1 | 0 | Off Peak | 0 | 0 | 1 | Off Peak | 0 | 1 | Off Peak | 0 | 1 | Off Peak | 0 | 0 | 1 | Super Off Peak | 0 | 1 | 0 | Off Peak | 1 | 0 | 0 | On Peak
2020 | 4 | 9 | 2020-04-09 | 1 | 0 | 0 | 0 | [6 empty] | 0 | 0 | 0 | 1 | Super Off Peak | 0 | 0 | 1 | Off Peak | 0 | 1 | Off Peak | 0 | 1 | Off Peak | 0 | 0 | 1 | Super Off Peak | 0 | 0 | 1 | Super Off Peak | 0 | 0 | 1 | Super Off Peak
2020 | 4 | 9 | 2020-04-09 | 2 | 0 | 0 | 0 | [6 empty] | 0 | 0 | 0 | 1 | Super Off Peak | 0 | 0 | 1 | Off Peak | 0 | 1 | Off Peak | 0 | 1 | Off Peak | 0 | 0 | 1 | Super Off Peak | 0 | 0 | 1 | Super Off Peak | 0 | 0 | 1 | Super Off Peak
2020 | 4 | 9 | 2020-04-09 | 3 | 0 | 0 | 0 | [6 empty] | 0 | 0 | 0 | 1 | Super Off Peak | 0 | 0 | 1 | Off Peak | 0 | 1 | Off Peak | 0 | 1 | Off Peak | 0 | 0 | 1 | Super Off Peak | 0 | 0 | 1 | Super Off Peak | 0 | 0 | 1 | Super Off Peak
2020 | 4 | 9 | 2020-04-09 | 4 | 0 | 0 | 0 | [6 empty] | 0 | 0 | 0 | 1 | Super Off Peak | 0 | 0 | 1 | Off Peak | 0 | 1 | Off Peak | 0 | 1 | Off Peak | 0 | 0 | 1 | Super Off Peak | 0 | 0 | 1 | Super Off Peak | 0 | 0 | 1 | Super Off Peak
2020 | 4 | 9 | 2020-04-09 | 5 | 0 | 0 | 0 | [6 empty] | 0 | 0 | 0 | 1 | Super Off Peak | 0 | 0 | 1 | Off Peak | 0 | 1 | Off Peak | 0 | 1 | Off Peak | 0 | 0 | 1 | Super Off Peak | 0 | 0 | 1 | Super Off Peak | 0 | 0 | 1 | Super Off Peak
2020 | 4 | 9 | 2020-04-09 | 6 | 0 | 0 | 0 | [6 empty] | 0 | 0 | 0 | 1 | Super Off Peak | 0 | 0 | 1 | Off Peak | 0 | 1 | Off Peak | 0 | 1 | Off Peak | 0 | 0 | 1 | Super Off Peak | 0 | 1 | 0 | Off Peak | 0 | 1 | 0 | Off Peak
2020 | 4 | 9 | 2020-04-09 | 7 | 0 | 0 | 0 | [6 empty] | 0 | 0 | 1 | 0 | Off Peak | 0 | 1 | 0 | Semi-Peak | 0 | 1 | Off Peak | 0 | 1 | Off Peak | 0 | 1 | 0 | Off Peak | 0 | 1 | 0 | Off Peak | 0 | 1 | 0 | Off Peak
2020 | 4 | 9 | 2020-04-09 | 8 | 0 | 0 | 0 | [6 empty] | 0 | 0 | 1 | 0 | Off Peak | 0 | 1 | 0 | Semi-Peak | 0 | 1 | Off Peak | 0 | 1 | Off Peak | 0 | 1 | 0 | Off Peak | 0 | 1 | 0 | Off Peak | 0 | 1 | 0 | Off Peak
2020 | 4 | 9 | 2020-04-09 | 9 | 0 | 0 | 0 | [6 empty] | 0 | 0 | 1 | 0 | Off Peak | 0 | 1 | 0 | Semi-Peak | 0 | 1 | Off Peak | 0 | 1 | Off Peak | 0 | 1 | 0 | Off Peak | 0 | 1 | 0 | Off Peak | 0 | 1 | 0 | Off Peak
2020 | 4 | 9 | 2020-04-09 | 10 | 0 | 0 | 0 | [6 empty] | 0 | 0 | 1 | 0 | Off Peak | 0 | 1 | 0 | Semi-Peak | 0 | 1 | Off Peak | 0 | 1 | Off Peak | 0 | 1 | 0 | Off Peak | 0 | 1 | 0 | Off Peak | 0 | 1 | 0 | Off Peak
2020 | 4 | 9 | 2020-04-09 | 11 | 0 | 0 | 0 | [6 empty] | 0 | 0 | 0 | 1 | Super Off Peak | 0 | 1 | 0 | Semi-Peak | 0 | 1 | Off Peak | 0 | 1 | Off Peak | 0 | 1 | 0 | Off Peak | 0 | 1 | 0 | Off Peak | 0 | 1 | 0 | Off Peak
2020 | 4 | 9 | 2020-04-09 | 12 | 0 | 0 | 0 | [6 empty] | 0 | 0 | 0 | 1 | Super Off Peak | 0 | 1 | 0 | Semi-Peak | 0 | 1 | Off Peak | 0 | 1 | Off Peak | 0 | 1 | 0 | Off Peak | 0 | 1 | 0 | Off Peak | 0 | 1 | 0 | Off Peak
2020 | 4 | 9 | 2020-04-09 | 13 | 0 | 0 | 0 | [6 empty] | 0 | 0 | 0 | 1 | Super Off Peak | 0 | 1 | 0 | Semi-Peak | 0 | 1 | Off Peak | 1 | 0 | On Peak | 0 | 1 | 0 | Off Peak | 1 | 0 | 0 | On Peak | 0 | 1 | 0 | Off Peak
2020 | 4 | 9 | 2020-04-09 | 14 | 0 | 0 | 0 | [6 empty] | 0 | 0 | 0 | 1 | Super Off Peak | 0 | 1 | 0 | Semi-Peak | 0 | 1 | Off Peak | 1 | 0 | On Peak | 0 | 1 | 0 | Off Peak | 1 | 0 | 0 | On Peak | 0 | 1 | 0 | Off Peak
2020 | 4 | 9 | 2020-04-09 | 15 | 0 | 0 | 0 | [6 empty] | 0 | 0 | 1 | 0 | Off Peak | 0 | 1 | 0 | Semi-Peak | 0 | 1 | Off Peak | 1 | 0 | On Peak | 0 | 1 | 0 | Off Peak | 1 | 0 | 0 | On Peak | 0 | 1 | 0 | Off Peak
2020 | 4 | 9 | 2020-04-09 | 16 | 0 | 0 | 0 | [6 empty] | 0 | 0 | 1 | 0 | Off Peak | 0 | 1 | 0 | Semi-Peak | 0 | 1 | Off Peak | 1 | 0 | On Peak | 0 | 1 | 0 | Off Peak | 1 | 0 | 0 | On Peak | 0 | 1 | 0 | Off Peak
2020 | 4 | 9 | 2020-04-09 | 17 | 0 | 0 | 0 | [6 empty] | 0 | 1 | 0 | 0 | On Peak | 0 | 1 | 0 | Semi-Peak | 1 | 0 | On Peak | 1 | 0 | On Peak | 0 | 1 | 0 | Off Peak | 1 | 0 | 0 | On Peak | 0 | 1 | 0 | Off Peak
2020 | 4 | 9 | 2020-04-09 | 18 | 0 | 0 | 0 | [6 empty] | 0 | 1 | 0 | 0 | On Peak | 1 | 0 | 0 | On Peak | 1 | 0 | On Peak | 1 | 0 | On Peak | 0 | 1 | 0 | Off Peak | 1 | 0 | 0 | On Peak | 0 | 1 | 0 | Off Peak
2020 | 4 | 9 | 2020-04-09 | 19 | 0 | 0 | 0 | [6 empty] | 0 | 1 | 0 | 0 | On Peak | 1 | 0 | 0 | On Peak | 1 | 0 | On Peak | 0 | 1 | Off Peak | 0 | 0 | 1 | Super Off Peak | 1 | 0 | 0 | On Peak | 0 | 1 | 0 | Off Peak
2020 | 4 | 9 | 2020-04-09 | 20 | 0 | 0 | 0 | [6 empty] | 0 | 1 | 0 | 0 | On Peak | 1 | 0 | 0 | On Peak | 1 | 0 | On Peak | 0 | 1 | Off Peak | 0 | 0 | 1 | Super Off Peak | 1 | 0 | 0 | On Peak | 1 | 0 | 0 | On Peak
2020 | 4 | 9 | 2020-04-09 | 21 | 0 | 0 | 0 | [6 empty] | 0 | 1 | 0 | 0 | On Peak | 0 | 1 | 0 | Semi-Peak | 1 | 0 | On Peak | 0 | 1 | Off Peak | 0 | 0 | 1 | Super Off Peak | 0 | 1 | 0 | Off Peak | 1 | 0 | 0 | On Peak
2020 | 4 | 9 | 2020-04-09 | 22 | 0 | 0 | 0 | [6 empty] | 0 | 0 | 1 | 0 | Off Peak | 0 | 1 | 0 | Semi-Peak | 0 | 1 | Off Peak | 0 | 1 | Off Peak | 0 | 0 | 1 | Super Off Peak | 0 | 1 | 0 | Off Peak | 1 | 0 | 0 | On Peak
2020 | 4 | 9 | 2020-04-09 | 23 | 0 | 0 | 0 | [6 empty] | 0 | 0 | 1 | 0 | Off Peak | 0 | 0 | 1 | Off Peak | 0 | 1 | Off Peak | 0 | 1 | Off Peak | 0 | 0 | 1 | Super Off Peak | 0 | 1 | 0 | Off Peak | 1 | 0 | 0 | On Peak
2020 | 4 | 9 | 2020-04-09 | 24 | 0 | 0 | 0 | [6 empty] | 0 | 0 | 1 | 0 | Off Peak | 0 | 0 | 1 | Off Peak | 0 | 1 | Off Peak | 0 | 1 | Off Peak | 0 | 0 | 1 | Super Off Peak | 0 | 1 | 0 | Off Peak | 1 | 0 | 0 | On Peak
2020 | 4 | 10 | 2020-04-10 | 1 | 0 | 0 | 0 | [6 empty] | 0 | 0 | 0 | 1 | Super Off Peak | 0 | 0 | 1 | Off Peak | 0 | 1 | Off Peak | 0 | 1 | Off Peak | 0 | 0 | 1 | Super Off Peak | 0 | 0 | 1 | Super Off Peak | 0 | 0 | 1 | Super Off Peak
2020 | 4 | 10 | 2020-04-10 | 2 | 0 | 0 | 0 | [6 empty] | 0 | 0 | 0 | 1 | Super Off Peak | 0 | 0 | 1 | Off Peak | 0 | 1 | Off Peak | 0 | 1 | Off Peak | 0 | 0 | 1 | Super Off Peak | 0 | 0 | 1 | Super Off Peak | 0 | 0 | 1 | Super Off Peak
2020 | 4 | 10 | 2020-04-10 | 3 | 0 | 0 | 0 | [6 empty] | 0 | 0 | 0 | 1 | Super Off Peak | 0 | 0 | 1 | Off Peak | 0 | 1 | Off Peak | 0 | 1 | Off Peak | 0 | 0 | 1 | Super Off Peak | 0 | 0 | 1 | Super Off Peak | 0 | 0 | 1 | Super Off Peak
2020 | 4 | 10 | 2020-04-10 | 4 | 0 | 0 | 0 | [6 empty] | 0 | 0 | 0 | 1 | Super Off Peak | 0 | 0 | 1 | Off Peak | 0 | 1 | Off Peak | 0 | 1 | Off Peak | 0 | 0 | 1 | Super Off Peak | 0 | 0 | 1 | Super Off Peak | 0 | 0 | 1 | Super Off Peak
2020 | 4 | 10 | 2020-04-10 | 5 | 0 | 0 | 0 | [6 empty] | 0 | 0 | 0 | 1 | Super Off Peak | 0 | 0 | 1 | Off Peak | 0 | 1 | Off Peak | 0 | 1 | Off Peak | 0 | 0 | 1 | Super Off Peak | 0 | 0 | 1 | Super Off Peak | 0 | 0 | 1 | Super Off Peak
2020 | 4 | 10 | 2020-04-10 | 6 | 0 | 0 | 0 | [6 empty] | 0 | 0 | 0 | 1 | Super Off Peak | 0 | 0 | 1 | Off Peak | 0 | 1 | Off Peak | 0 | 1 | Off Peak | 0 | 0 | 1 | Super Off Peak | 0 | 1 | 0 | Off Peak | 0 | 1 | 0 | Off Peak
2020 | 4 | 10 | 2020-04-10 | 7 | 0 | 0 | 0 | [6 empty] | 0 | 0 | 1 | 0 | Off Peak | 0 | 1 | 0 | Semi-Peak | 0 | 1 | Off Peak | 0 | 1 | Off Peak | 0 | 1 | 0 | Off Peak | 0 | 1 | 0 | Off Peak | 0 | 1 | 0 | Off Peak
2020 | 4 | 10 | 2020-04-10 | 8 | 0 | 0 | 0 | [6 empty] | 0 | 0 | 1 | 0 | Off Peak | 0 | 1 | 0 | Semi-Peak | 0 | 1 | Off Peak | 0 | 1 | Off Peak | 0 | 1 | 0 | Off Peak | 0 | 1 | 0 | Off Peak | 0 | 1 | 0 | Off Peak
2020 | 4 | 10 | 2020-04-10 | 9 | 0 | 0 | 0 | [6 empty] | 0 | 0 | 1 | 0 | Off Peak | 0 | 1 | 0 | Semi-Peak | 0 | 1 | Off Peak | 0 | 1 | Off Peak | 0 | 1 | 0 | Off Peak | 0 | 1 | 0 | Off Peak | 0 | 1 | 0 | Off Peak
2020 | 4 | 10 | 2020-04-10 | 10 | 0 | 0 | 0 | [6 empty] | 0 | 0 | 1 | 0 | Off Peak | 0 | 1 | 0 | Semi-Peak | 0 | 1 | Off Peak | 0 | 1 | Off Peak | 0 | 1 | 0 | Off Peak | 0 | 1 | 0 | Off Peak | 0 | 1 | 0 | Off Peak
2020 | 4 | 10 | 2020-04-10 | 11 | 0 | 0 | 0 | [6 empty] | 0 | 0 | 0 | 1 | Super Off Peak | 0 | 1 | 0 | Semi-Peak | 0 | 1 | Off Peak | 0 | 1 | Off Peak | 0 | 1 | 0 | Off Peak | 0 | 1 | 0 | Off Peak | 0 | 1 | 0 | Off Peak
2020 | 4 | 10 | 2020-04-10 | 12 | 0 | 0 | 0 | [6 empty] | 0 | 0 | 0 | 1 | Super Off Peak | 0 | 1 | 0 | Semi-Peak | 0 | 1 | Off Peak | 0 | 1 | Off Peak | 0 | 1 | 0 | Off Peak | 0 | 1 | 0 | Off Peak | 0 | 1 | 0 | Off Peak
2020 | 4 | 10 | 2020-04-10 | 13 | 0 | 0 | 0 | [6 empty] | 0 | 0 | 0 | 1 | Super Off Peak | 0 | 1 | 0 | Semi-Peak | 0 | 1 | Off Peak | 1 | 0 | On Peak | 0 | 1 | 0 | Off Peak | 1 | 0 | 0 | On Peak | 0 | 1 | 0 | Off Peak
2020 | 4 | 10 | 2020-04-10 | 14 | 0 | 0 | 0 | [6 empty] | 0 | 0 | 0 | 1 | Super Off Peak | 0 | 1 | 0 | Semi-Peak | 0 | 1 | Off Peak | 1 | 0 | On Peak | 0 | 1 | 0 | Off Peak | 1 | 0 | 0 | On Peak | 0 | 1 | 0 | Off Peak
2020 | 4 | 10 | 2020-04-10 | 15 | 0 | 0 | 0 | [6 empty] | 0 | 0 | 1 | 0 | Off Peak | 0 | 1 | 0 | Semi-Peak | 0 | 1 | Off Peak | 1 | 0 | On Peak | 0 | 1 | 0 | Off Peak | 1 | 0 | 0 | On Peak | 0 | 1 | 0 | Off Peak
2020 | 4 | 10 | 2020-04-10 | 16 | 0 | 0 | 0 | [6 empty] | 0 | 0 | 1 | 0 | Off Peak | 0 | 1 | 0 | Semi-Peak | 0 | 1 | Off Peak | 1 | 0 | On Peak | 0 | 1 | 0 | Off Peak | 1 | 0 | 0 | On Peak | 0 | 1 | 0 | Off Peak
2020 | 4 | 10 | 2020-04-10 | 17 | 0 | 0 | 0 | [6 empty] | 0 | 1 | 0 | 0 | On Peak | 0 | 1 | 0 | Semi-Peak | 1 | 0 | On Peak | 1 | 0 | On Peak | 0 | 1 | 0 | Off Peak | 1 | 0 | 0 | On Peak | 0 | 1 | 0 | Off Peak
2020 | 4 | 10 | 2020-04-10 | 18 | 0 | 0 | 0 | [6 empty] | 0 | 1 | 0 | 0 | On Peak | 1 | 0 | 0 | On Peak | 1 | 0 | On Peak | 1 | 0 | On Peak | 0 | 1 | 0 | Off Peak | 1 | 0 | 0 | On Peak | 0 | 1 | 0 | Off Peak
2020 | 4 | 10 | 2020-04-10 | 19 | 0 | 0 | 0 | [6 empty] | 0 | 1 | 0 | 0 | On Peak | 1 | 0 | 0 | On Peak | 1 | 0 | On Peak | 0 | 1 | Off Peak | 0 | 0 | 1 | Super Off Peak | 1 | 0 | 0 | On Peak | 0 | 1 | 0 | Off Peak
2020 | 4 | 10 | 2020-04-10 | 20 | 0 | 0 | 0 | [6 empty] | 0 | 1 | 0 | 0 | On Peak | 1 | 0 | 0 | On Peak | 1 | 0 | On Peak | 0 | 1 | Off Peak | 0 | 0 | 1 | Super Off Peak | 1 | 0 | 0 | On Peak | 1 | 0 | 0 | On Peak
2020 | 4 | 10 | 2020-04-10 | 21 | 0 | 0 | 0 | [6 empty] | 0 | 1 | 0 | 0 | On Peak | 0 | 1 | 0 | Semi-Peak | 1 | 0 | On Peak | 0 | 1 | Off Peak | 0 | 0 | 1 | Super Off Peak | 0 | 1 | 0 | Off Peak | 1 | 0 | 0 | On Peak
2020 | 4 | 10 | 2020-04-10 | 22 | 0 | 0 | 0 | [6 empty] | 0 | 0 | 1 | 0 | Off Peak | 0 | 1 | 0 | Semi-Peak | 0 | 1 | Off Peak | 0 | 1 | Off Peak | 0 | 0 | 1 | Super Off Peak | 0 | 1 | 0 | Off Peak | 1 | 0 | 0 | On Peak
2020 | 4 | 10 | 2020-04-10 | 23 | 0 | 0 | 0 | [6 empty] | 0 | 0 | 1 | 0 | Off Peak | 0 | 0 | 1 | Off Peak | 0 | 1 | Off Peak | 0 | 1 | Off Peak | 0 | 0 | 1 | Super Off Peak | 0 | 1 | 0 | Off Peak | 1 | 0 | 0 | On Peak
2020 | 4 | 10 | 2020-04-10 | 24 | 0 | 0 | 0 | [6 empty] | 0 | 0 | 1 | 0 | Off Peak | 0 | 0 | 1 | Off Peak | 0 | 1 | Off Peak | 0 | 1 | Off Peak | 0 | 0 | 1 | Super Off Peak | 0 | 1 | 0 | Off Peak | 1 | 0 | 0 | On Peak
2020 | 4 | 11 | 2020-04-11 | 1 | 0 | 1 | 0 | [6 empty] | 0 | 0 | 0 | 1 | Super Off Peak | 0 | 0 | 1 | Off Peak | 0 | 1 | Off Peak | 0 | 1 | Off Peak | 0 | 0 | 1 | Super Off Peak | 0 | 0 | 1 | Super Off Peak | 0 | 0 | 1 | Super Off Peak
2020 | 4 | 11 | 2020-04-11 | 2 | 0 | 1 | 0 | [6 empty] | 0 | 0 | 0 | 1 | Super Off Peak | 0 | 0 | 1 | Off Peak | 0 | 1 | Off Peak | 0 | 1 | Off Peak | 0 | 0 | 1 | Super Off Peak | 0 | 0 | 1 | Super Off Peak | 0 | 0 | 1 | Super Off Peak
2020 | 4 | 11 | 2020-04-11 | 3 | 0 | 1 | 0 | [6 empty] | 0 | 0 | 0 | 1 | Super Off Peak | 0 | 0 | 1 | Off Peak | 0 | 1 | Off Peak | 0 | 1 | Off Peak | 0 | 0 | 1 | Super Off Peak | 0 | 0 | 1 | Super Off Peak | 0 | 0 | 1 | Super Off Peak
2020 | 4 | 11 | 2020-04-11 | 4 | 0 | 1 | 0 | [6 empty] | 0 | 0 | 0 | 1 | Super Off Peak | 0 | 0 | 1 | Off Peak | 0 | 1 | Off Peak | 0 | 1 | Off Peak | 0 | 0 | 1 | Super Off Peak | 0 | 0 | 1 | Super Off Peak | 0 | 0 | 1 | Super Off Peak
2020 | 4 | 11 | 2020-04-11 | 5 | 0 | 1 | 0 | [6 empty] | 0 | 0 | 0 | 1 | Super Off Peak | 0 | 0 | 1 | Off Peak | 0 | 1 | Off Peak | 0 | 1 | Off Peak | 0 | 0 | 1 | Super Off Peak | 0 | 0 | 1 | Super Off Peak | 0 | 0 | 1 | Super Off Peak
2020 | 4 | 11 | 2020-04-11 | 6 | 0 | 1 | 0 | [6 empty] | 0 | 0 | 0 | 1 | Super Off Peak | 0 | 0 | 1 | Off Peak | 0 | 1 | Off Peak | 0 | 1 | Off Peak | 0 | 0 | 1 | Super Off Peak | 0 | 1 | 0 | Off Peak | 0 | 1 | 0 | Off Peak
2020 | 4 | 11 | 2020-04-11 | 7 | 0 | 1 | 0 | [6 empty] | 0 | 0 | 0 | 1 | Super Off Peak | 0 | 0 | 1 | Off Peak | 0 | 1 | Off Peak | 0 | 1 | Off Peak | 0 | 0 | 1 | Super Off Peak | 0 | 1 | 0 | Off Peak | 0 | 1 | 0 | Off Peak
2020 | 4 | 11 | 2020-04-11 | 8 | 0 | 1 | 0 | [6 empty] | 0 | 0 | 0 | 1 | Super Off Peak | 0 | 0 | 1 | Off Peak | 0 | 1 | Off Peak | 0 | 1 | Off Peak | 0 | 0 | 1 | Super Off Peak | 0 | 1 | 0 | Off Peak | 0 | 1 | 0 | Off Peak
2020 | 4 | 11 | 2020-04-11 | 9 | 0 | 1 | 0 | [6 empty] | 0 | 0 | 0 | 1 | Super Off Peak | 0 | 0 | 1 | Off Peak | 0 | 1 | Off Peak | 0 | 1 | Off Peak | 0 | 0 | 1 | Super Off Peak | 0 | 1 | 0 | Off Peak | 0 | 1 | 0 | Off Peak
2020 | 4 | 11 | 2020-04-11 | 10 | 0 | 1 | 0 | [6 empty] | 0 | 0 | 0 | 1 | Super Off Peak | 0 | 0 | 1 | Off Peak | 0 | 1 | Off Peak | 0 | 1 | Off Peak | 0 | 0 | 1 | Super Off Peak | 0 | 1 | 0 | Off Peak | 0 | 1 | 0 | Off Peak
2020 | 4 | 11 | 2020-04-11 | 11 | 0 | 1 | 0 | [6 empty] | 0 | 0 | 0 | 1 | Super Off Peak | 0 | 0 | 1 | Off Peak | 0 | 1 | Off Peak | 0 | 1 | Off Peak | 0 | 0 | 1 | Super Off Peak | 0 | 1 | 0 | Off Peak | 0 | 1 | 0 | Off Peak
2020 | 4 | 11 | 2020-04-11 | 12 | 0 | 1 | 0 | [6 empty] | 0 | 0 | 0 | 1 | Super Off Peak | 0 | 0 | 1 | Off Peak | 0 | 1 | Off Peak | 0 | 1 | Off Peak | 0 | 0 | 1 | Super Off Peak | 0 | 1 | 0 | Off Peak | 0 | 1 | 0 | Off Peak
2020 | 4 | 11 | 2020-04-11 | 13 | 0 | 1 | 0 | [6 empty] | 0 | 0 | 0 | 1 | Super Off Peak | 0 | 0 | 1 | Off Peak | 0 | 1 | Off Peak | 0 | 1 | Off Peak | 0 | 0 | 1 | Super Off Peak | 1 | 0 | 0 | On Peak | 0 | 1 | 0 | Off Peak
2020 | 4 | 11 | 2020-04-11 | 14 | 0 | 1 | 0 | [6 empty] | 0 | 0 | 0 | 1 | Super Off Peak | 0 | 0 | 1 | Off Peak | 0 | 1 | Off Peak | 0 | 1 | Off Peak | 0 | 0 | 1 | Super Off Peak | 1 | 0 | 0 | On Peak | 0 | 1 | 0 | Off Peak
2020 | 4 | 11 | 2020-04-11 | 15 | 0 | 1 | 0 | [6 empty] | 0 | 0 | 1 | 0 | Off Peak | 0 | 0 | 1 | Off Peak | 0 | 1 | Off Peak | 0 | 1 | Off Peak | 0 | 0 | 1 | Super Off Peak | 1 | 0 | 0 | On Peak | 0 | 1 | 0 | Off Peak
2020 | 4 | 11 | 2020-04-11 | 16 | 0 | 1 | 0 | [6 empty] | 0 | 0 | 1 | 0 | Off Peak | 0 | 0 | 1 | Off Peak | 0 | 1 | Off Peak | 0 | 1 | Off Peak | 0 | 0 | 1 | Super Off Peak | 1 | 0 | 0 | On Peak | 0 | 1 | 0 | Off Peak
2020 | 4 | 11 | 2020-04-11 | 17 | 0 | 1 | 0 | [6 empty] | 0 | 1 | 0 | 0 | On Peak | 0 | 0 | 1 | Off Peak | 0 | 1 | Off Peak | 0 | 1 | Off Peak | 0 | 0 | 1 | Super Off Peak | 1 | 0 | 0 | On Peak | 0 | 1 | 0 | Off Peak
2020 | 4 | 11 | 2020-04-11 | 18 | 0 | 1 | 0 | [6 empty] | 0 | 1 | 0 | 0 | On Peak | 0 | 0 | 1 | Off Peak | 0 | 1 | Off Peak | 0 | 1 | Off Peak | 0 | 0 | 1 | Super Off Peak | 1 | 0 | 0 | On Peak | 0 | 1 | 0 | Off Peak
2020 | 4 | 11 | 2020-04-11 | 19 | 0 | 1 | 0 | [6 empty] | 0 | 1 | 0 | 0 | On Peak | 0 | 0 | 1 | Off Peak | 0 | 1 | Off Peak | 0 | 1 | Off Peak | 0 | 0 | 1 | Super Off Peak | 1 | 0 | 0 | On Peak | 0 | 1 | 0 | Off Peak
2020 | 4 | 11 | 2020-04-11 | 20 | 0 | 1 | 0 | [6 empty] | 0 | 1 | 0 | 0 | On Peak | 0 | 0 | 1 | Off Peak | 0 | 1 | Off Peak | 0 | 1 | Off Peak | 0 | 0 | 1 | Super Off Peak | 1 | 0 | 0 | On Peak | 1 | 0 | 0 | On Peak
2020 | 4 | 11 | 2020-04-11 | 21 | 0 | 1 | 0 | [6 empty] | 0 | 1 | 0 | 0 | On Peak | 0 | 0 | 1 | Off Peak | 0 | 1 | Off Peak | 0 | 1 | Off Peak | 0 | 0 | 1 | Super Off Peak | 0 | 1 | 0 | Off Peak | 1 | 0 | 0 | On Peak
2020 | 4 | 11 | 2020-04-11 | 22 | 0 | 1 | 0 | [6 empty] | 0 | 0 | 1 | 0 | Off Peak | 0 | 0 | 1 | Off Peak | 0 | 1 | Off Peak | 0 | 1 | Off Peak | 0 | 0 | 1 | Super Off Peak | 0 | 1 | 0 | Off Peak | 1 | 0 | 0 | On Peak
2020 | 4 | 11 | 2020-04-11 | 23 | 0 | 1 | 0 | [6 empty] | 0 | 0 | 1 | 0 | Off Peak | 0 | 0 | 1 | Off Peak | 0 | 1 | Off Peak | 0 | 1 | Off Peak | 0 | 0 | 1 | Super Off Peak | 0 | 1 | 0 | Off Peak | 1 | 0 | 0 | On Peak
2020 | 4 | 11 | 2020-04-11 | 24 | 0 | 1 | 0 | [6 empty] | 0 | 0 | 1 | 0 | Off Peak | 0 | 0 | 1 | Off Peak | 0 | 1 | Off Peak | 0 | 1 | Off Peak | 0 | 0 | 1 | Super Off Peak | 0 | 1 | 0 | Off Peak | 1 | 0 | 0 | On Peak
2020 | 4 | 12 | 2020-04-12 | 1 | 0 | 1 | 0 | [6 empty] | 0 | 0 | 0 | 1 | Super Off Peak | 0 | 0 | 1 | Off Peak | 0 | 1 | Off Peak | 0 | 1 | Off Peak | 0 | 0 | 1 | Super Off Peak | 0 | 0 | 1 | Super Off Peak | 0 | 0 | 1 | Super Off Peak
2020 | 4 | 12 | 2020-04-12 | 2 | 0 | 1 | 0 | [6 empty] | 0 | 0 | 0 | 1 | Super Off Peak | 0 | 0 | 1 | Off Peak | 0 | 1 | Off Peak | 0 | 1 | Off Peak | 0 | 0 | 1 | Super Off Peak | 0 | 0 | 1 | Super Off Peak | 0 | 0 | 1 | Super Off Peak
2020 | 4 | 12 | 2020-04-12 | 3 | 0 | 1 | 0 | [6 empty] | 0 | 0 | 0 | 1 | Super Off Peak | 0 | 0 | 1 | Off Peak | 0 | 1 | Off Peak | 0 | 1 | Off Peak | 0 | 0 | 1 | Super Off Peak | 0 | 0 | 1 | Super Off Peak | 0 | 0 | 1 | Super Off Peak
2020 | 4 | 12 | 2020-04-12 | 4 | 0 | 1 | 0 | [6 empty] | 0 | 0 | 0 | 1 | Super Off Peak | 0 | 0 | 1 | Off Peak | 0 | 1 | Off Peak | 0 | 1 | Off Peak | 0 | 0 | 1 | Super Off Peak | 0 | 0 | 1 | Super Off Peak | 0 | 0 | 1 | Super Off Peak
2020 | 4 | 12 | 2020-04-12 | 5 | 0 | 1 | 0 | [6 empty] | 0 | 0 | 0 | 1 | Super Off Peak | 0 | 0 | 1 | Off Peak | 0 | 1 | Off Peak | 0 | 1 | Off Peak | 0 | 0 | 1 | Super Off Peak | 0 | 0 | 1 | Super Off Peak | 0 | 0 | 1 | Super Off Peak
2020 | 4 | 12 | 2020-04-12 | 6 | 0 | 1 | 0 | [6 empty] | 0 | 0 | 0 | 1 | Super Off Peak | 0 | 0 | 1 | Off Peak | 0 | 1 | Off Peak | 0 | 1 | Off Peak | 0 | 0 | 1 | Super Off Peak | 0 | 1 | 0 | Off Peak | 0 | 1 | 0 | Off Peak
2020 | 4 | 12 | 2020-04-12 | 7 | 0 | 1 | 0 | [6 empty] | 0 | 0 | 0 | 1 | Super Off Peak | 0 | 0 | 1 | Off Peak | 0 | 1 | Off Peak | 0 | 1 | Off Peak | 0 | 0 | 1 | Super Off Peak | 0 | 1 | 0 | Off Peak | 0 | 1 | 0 | Off Peak
2020 | 4 | 12 | 2020-04-12 | 8 | 0 | 1 | 0 | [6 empty] | 0 | 0 | 0 | 1 | Super Off Peak | 0 | 0 | 1 | Off Peak | 0 | 1 | Off Peak | 0 | 1 | Off Peak | 0 | 0 | 1 | Super Off Peak | 0 | 1 | 0 | Off Peak | 0 | 1 | 0 | Off Peak
2020 | 4 | 12 | 2020-04-12 | 9 | 0 | 1 | 0 | [6 empty] | 0 | 0 | 0 | 1 | Super Off Peak | 0 | 0 | 1 | Off Peak | 0 | 1 | Off Peak | 0 | 1 | Off Peak | 0 | 0 | 1 | Super Off Peak | 0 | 1 | 0 | Off Peak | 0 | 1 | 0 | Off Peak
2020 | 4 | 12 | 2020-04-12 | 10 | 0 | 1 | 0 | [6 empty] | 0 | 0 | 0 | 1 | Super Off Peak | 0 | 0 | 1 | Off Peak | 0 | 1 | Off Peak | 0 | 1 | Off Peak | 0 | 0 | 1 | Super Off Peak | 0 | 1 | 0 | Off Peak | 0 | 1 | 0 | Off Peak
2020 | 4 | 12 | 2020-04-12 | 11 | 0 | 1 | 0 | [6 empty] | 0 | 0 | 0 | 1 | Super Off Peak | 0 | 0 | 1 | Off Peak | 0 | 1 | Off Peak | 0 | 1 | Off Peak | 0 | 0 | 1 | Super Off Peak | 0 | 1 | 0 | Off Peak | 0 | 1 | 0 | Off Peak
2020 | 4 | 12 | 2020-04-12 | 12 | 0 | 1 | 0 | [6 empty] | 0 | 0 | 0 | 1 | Super Off Peak | 0 | 0 | 1 | Off Peak | 0 | 1 | Off Peak | 0 | 1 | Off Peak | 0 | 0 | 1 | Super Off Peak | 0 | 1 | 0 | Off Peak | 0 | 1 | 0 | Off Peak
2020 | 4 | 12 | 2020-04-12 | 13 | 0 | 1 | 0 | [6 empty] | 0 | 0 | 0 | 1 | Super Off Peak | 0 | 0 | 1 | Off Peak | 0 | 1 | Off Peak | 0 | 1 | Off Peak | 0 | 0 | 1 | Super Off Peak | 1 | 0 | 0 | On Peak | 0 | 1 | 0 | Off Peak
2020 | 4 | 12 | 2020-04-12 | 14 | 0 | 1 | 0 | [6 empty] | 0 | 0 | 0 | 1 | Super Off Peak | 0 | 0 | 1 | Off Peak | 0 | 1 | Off Peak | 0 | 1 | Off Peak | 0 | 0 | 1 | Super Off Peak | 1 | 0 | 0 | On Peak | 0 | 1 | 0 | Off Peak
2020 | 4 | 12 | 2020-04-12 | 15 | 0 | 1 | 0 | [6 empty] | 0 | 0 | 1 | 0 | Off Peak | 0 | 0 | 1 | Off Peak | 0 | 1 | Off Peak | 0 | 1 | Off Peak | 0 | 0 | 1 | Super Off Peak | 1 | 0 | 0 | On Peak | 0 | 1 | 0 | Off Peak
2020 | 4 | 12 | 2020-04-12 | 16 | 0 | 1 | 0 | [6 empty] | 0 | 0 | 1 | 0 | Off Peak | 0 | 0 | 1 | Off Peak | 0 | 1 | Off Peak | 0 | 1 | Off Peak | 0 | 0 | 1 | Super Off Peak | 1 | 0 | 0 | On Peak | 0 | 1 | 0 | Off Peak
2020 | 4 | 12 | 2020-04-12 | 17 | 0 | 1 | 0 | [6 empty] | 0 | 1 | 0 | 0 | On Peak | 0 | 0 | 1 | Off Peak | 0 | 1 | Off Peak | 0 | 1 | Off Peak | 0 | 0 | 1 | Super Off Peak | 1 | 0 | 0 | On Peak | 0 | 1 | 0 | Off Peak
2020 | 4 | 12 | 2020-04-12 | 18 | 0 | 1 | 0 | [6 empty] | 0 | 1 | 0 | 0 | On Peak | 0 | 0 | 1 | Off Peak | 0 | 1 | Off Peak | 0 | 1 | Off Peak | 0 | 0 | 1 | Super Off Peak | 1 | 0 | 0 | On Peak | 0 | 1 | 0 | Off Peak
2020 | 4 | 12 | 2020-04-12 | 19 | 0 | 1 | 0 | [6 empty] | 0 | 1 | 0 | 0 | On Peak | 0 | 0 | 1 | Off Peak | 0 | 1 | Off Peak | 0 | 1 | Off Peak | 0 | 0 | 1 | Super Off Peak | 1 | 0 | 0 | On Peak | 0 | 1 | 0 | Off Peak
2020 | 4 | 12 | 2020-04-12 | 20 | 0 | 1 | 0 | [6 empty] | 0 | 1 | 0 | 0 | On Peak | 0 | 0 | 1 | Off Peak | 0 | 1 | Off Peak | 0 | 1 | Off Peak | 0 | 0 | 1 | Super Off Peak | 1 | 0 | 0 | On Peak | 1 | 0 | 0 | On Peak
2020 | 4 | 12 | 2020-04-12 | 21 | 0 | 1 | 0 | [6 empty] | 0 | 1 | 0 | 0 | On Peak | 0 | 0 | 1 | Off Peak | 0 | 1 | Off Peak | 0 | 1 | Off Peak | 0 | 0 | 1 | Super Off Peak | 0 | 1 | 0 | Off Peak | 1 | 0 | 0 | On Peak
2020 | 4 | 12 | 2020-04-12 | 22 | 0 | 1 | 0 | [6 empty] | 0 | 0 | 1 | 0 | Off Peak | 0 | 0 | 1 | Off Peak | 0 | 1 | Off Peak | 0 | 1 | Off Peak | 0 | 0 | 1 | Super Off Peak | 0 | 1 | 0 | Off Peak | 1 | 0 | 0 | On Peak
2020 | 4 | 12 | 2020-04-12 | 23 | 0 | 1 | 0 | [6 empty] | 0 | 0 | 1 | 0 | Off Peak | 0 | 0 | 1 | Off Peak | 0 | 1 | Off Peak | 0 | 1 | Off Peak | 0 | 0 | 1 | Super Off Peak | 0 | 1 | 0 | Off Peak | 1 | 0 | 0 | On Peak
2020 | 4 | 12 | 2020-04-12 | 24 | 0 | 1 | 0 | [6 empty] | 0 | 0 | 1 | 0 | Off Peak | 0 | 0 | 1 | Off Peak | 0 | 1 | Off Peak | 0 | 1 | Off Peak | 0 | 0 | 1 | Super Off Peak | 0 | 1 | 0 | Off Peak | 1 | 0 | 0 | On Peak
2020 | 4 | 13 | 2020-04-13 | 1 | 0 | 0 | 0 | [6 empty] | 0 | 0 | 0 | 1 | Super Off Peak | 0 | 0 | 1 | Off Peak | 0 | 1 | Off Peak | 0 | 1 | Off Peak | 0 | 0 | 1 | Super Off Peak | 0 | 0 | 1 | Super Off Peak | 0 | 0 | 1 | Super Off Peak
2020 | 4 | 13 | 2020-04-13 | 2 | 0 | 0 | 0 | [6 empty] | 0 | 0 | 0 | 1 | Super Off Peak | 0 | 0 | 1 | Off Peak | 0 | 1 | Off Peak | 0 | 1 | Off Peak | 0 | 0 | 1 | Super Off Peak | 0 | 0 | 1 | Super Off Peak | 0 | 0 | 1 | Super Off Peak
2020 | 4 | 13 | 2020-04-13 | 3 | 0 | 0 | 0 | [6 empty] | 0 | 0 | 0 | 1 | Super Off Peak | 0 | 0 | 1 | Off Peak | 0 | 1 | Off Peak | 0 | 1 | Off Peak | 0 | 0 | 1 | Super Off Peak | 0 | 0 | 1 | Super Off Peak | 0 | 0 | 1 | Super Off Peak
2020 | 4 | 13 | 2020-04-13 | 4 | 0 | 0 | 0 | [6 empty] | 0 | 0 | 0 | 1 | Super Off Peak | 0 | 0 | 1 | Off Peak | 0 | 1 | Off Peak | 0 | 1 | Off Peak | 0 | 0 | 1 | Super Off Peak | 0 | 0 | 1 | Super Off Peak | 0 | 0 | 1 | Super Off Peak
2020 | 4 | 13 | 2020-04-13 | 5 | 0 | 0 | 0 | [6 empty] | 0 | 0 | 0 | 1 | Super Off Peak | 0 | 0 | 1 | Off Peak | 0 | 1 | Off Peak | 0 | 1 | Off Peak | 0 | 0 | 1 | Super Off Peak | 0 | 0 | 1 | Super Off Peak | 0 | 0 | 1 | Super Off Peak
2020 | 4 | 13 | 2020-04-13 | 6 | 0 | 0 | 0 | [6 empty] | 0 | 0 | 0 | 1 | Super Off Peak | 0 | 0 | 1 | Off Peak | 0 | 1 | Off Peak | 0 | 1 | Off Peak | 0 | 0 | 1 | Super Off Peak | 0 | 1 | 0 | Off Peak | 0 | 1 | 0 | Off Peak
2020 | 4 | 13 | 2020-04-13 | 7 | 0 | 0 | 0 | [6 empty] | 0 | 0 | 1 | 0 | Off Peak | 0 | 1 | 0 | Semi-Peak | 0 | 1 | Off Peak | 0 | 1 | Off Peak | 0 | 1 | 0 | Off Peak | 0 | 1 | 0 | Off Peak | 0 | 1 | 0 | Off Peak
2020 | 4 | 13 | 2020-04-13 | 8 | 0 | 0 | 0 | [6 empty] | 0 | 0 | 1 | 0 | Off Peak | 0 | 1 | 0 | Semi-Peak | 0 | 1 | Off Peak | 0 | 1 | Off Peak | 0 | 1 | 0 | Off Peak | 0 | 1 | 0 | Off Peak | 0 | 1 | 0 | Off Peak
2020 | 4 | 13 | 2020-04-13 | 9 | 0 | 0 | 0 | [6 empty] | 0 | 0 | 1 | 0 | Off Peak | 0 | 1 | 0 | Semi-Peak | 0 | 1 | Off Peak | 0 | 1 | Off Peak | 0 | 1 | 0 | Off Peak | 0 | 1 | 0 | Off Peak | 0 | 1 | 0 | Off Peak
2020 | 4 | 13 | 2020-04-13 | 10 | 0 | 0 | 0 | [6 empty] | 0 | 0 | 1 | 0 | Off Peak | 0 | 1 | 0 | Semi-Peak | 0 | 1 | Off Peak | 0 | 1 | Off Peak | 0 | 1 | 0 | Off Peak | 0 | 1 | 0 | Off Peak | 0 | 1 | 0 | Off Peak
2020 | 4 | 13 | 2020-04-13 | 11 | 0 | 0 | 0 | [6 empty] | 0 | 0 | 0 | 1 | Super Off Peak | 0 | 1 | 0 | Semi-Peak | 0 | 1 | Off Peak | 0 | 1 | Off Peak | 0 | 1 | 0 | Off Peak | 0 | 1 | 0 | Off Peak | 0 | 1 | 0 | Off Peak
2020 | 4 | 13 | 2020-04-13 | 12 | 0 | 0 | 0 | [6 empty] | 0 | 0 | 0 | 1 | Super Off Peak | 0 | 1 | 0 | Semi-Peak | 0 | 1 | Off Peak | 0 | 1 | Off Peak | 0 | 1 | 0 | Off Peak | 0 | 1 | 0 | Off Peak | 0 | 1 | 0 | Off Peak
2020 | 4 | 13 | 2020-04-13 | 13 | 0 | 0 | 0 | [6 empty] | 0 | 0 | 0 | 1 | Super Off Peak | 0 | 1 | 0 | Semi-Peak | 0 | 1 | Off Peak | 1 | 0 | On Peak | 0 | 1 | 0 | Off Peak | 1 | 0 | 0 | On Peak | 0 | 1 | 0 | Off Peak
2020 | 4 | 13 | 2020-04-13 | 14 | 0 | 0 | 0 | [6 empty] | 0 | 0 | 0 | 1 | Super Off Peak | 0 | 1 | 0 | Semi-Peak | 0 | 1 | Off Peak | 1 | 0 | On Peak | 0 | 1 | 0 | Off Peak | 1 | 0 | 0 | On Peak | 0 | 1 | 0 | Off Peak
2020 | 4 | 13 | 2020-04-13 | 15 | 0 | 0 | 0 | [6 empty] | 0 | 0 | 1 | 0 | Off Peak | 0 | 1 | 0 | Semi-Peak | 0 | 1 | Off Peak | 1 | 0 | On Peak | 0 | 1 | 0 | Off Peak | 1 | 0 | 0 | On Peak | 0 | 1 | 0 | Off Peak
2020 | 4 | 13 | 2020-04-13 | 16 | 0 | 0 | 0 | [6 empty] | 0 | 0 | 1 | 0 | Off Peak | 0 | 1 | 0 | Semi-Peak | 0 | 1 | Off Peak | 1 | 0 | On Peak | 0 | 1 | 0 | Off Peak | 1 | 0 | 0 | On Peak | 0 | 1 | 0 | Off Peak
2020 | 4 | 13 | 2020-04-13 | 17 | 0 | 0 | 0 | [6 empty] | 0 | 1 | 0 | 0 | On Peak | 0 | 1 | 0 | Semi-Peak | 1 | 0 | On Peak | 1 | 0 | On Peak | 0 | 1 | 0 | Off Peak | 1 | 0 | 0 | On Peak | 0 | 1 | 0 | Off Peak
2020 | 4 | 13 | 2020-04-13 | 18 | 0 | 0 | 0 | [6 empty] | 0 | 1 | 0 | 0 | On Peak | 1 | 0 | 0 | On Peak | 1 | 0 | On Peak | 1 | 0 | On Peak | 0 | 1 | 0 | Off Peak | 1 | 0 | 0 | On Peak | 0 | 1 | 0 | Off Peak
2020 | 4 | 13 | 2020-04-13 | 19 | 0 | 0 | 0 | [6 empty] | 0 | 1 | 0 | 0 | On Peak | 1 | 0 | 0 | On Peak | 1 | 0 | On Peak | 0 | 1 | Off Peak | 0 | 0 | 1 | Super Off Peak | 1 | 0 | 0 | On Peak | 0 | 1 | 0 | Off Peak
2020 | 4 | 13 | 2020-04-13 | 20 | 0 | 0 | 0 | [6 empty] | 0 | 1 | 0 | 0 | On Peak | 1 | 0 | 0 | On Peak | 1 | 0 | On Peak | 0 | 1 | Off Peak | 0 | 0 | 1 | Super Off Peak | 1 | 0 | 0 | On Peak | 1 | 0 | 0 | On Peak
2020 | 4 | 13 | 2020-04-13 | 21 | 0 | 0 | 0 | [6 empty] | 0 | 1 | 0 | 0 | On Peak | 0 | 1 | 0 | Semi-Peak | 1 | 0 | On Peak | 0 | 1 | Off Peak | 0 | 0 | 1 | Super Off Peak | 0 | 1 | 0 | Off Peak | 1 | 0 | 0 | On Peak
2020 | 4 | 13 | 2020-04-13 | 22 | 0 | 0 | 0 | [6 empty] | 0 | 0 | 1 | 0 | Off Peak | 0 | 1 | 0 | Semi-Peak | 0 | 1 | Off Peak | 0 | 1 | Off Peak | 0 | 0 | 1 | Super Off Peak | 0 | 1 | 0 | Off Peak | 1 | 0 | 0 | On Peak
2020 | 4 | 13 | 2020-04-13 | 23 | 0 | 0 | 0 | [6 empty] | 0 | 0 | 1 | 0 | Off Peak | 0 | 0 | 1 | Off Peak | 0 | 1 | Off Peak | 0 | 1 | Off Peak | 0 | 0 | 1 | Super Off Peak | 0 | 1 | 0 | Off Peak | 1 | 0 | 0 | On Peak
2020 | 4 | 13 | 2020-04-13 | 24 | 0 | 0 | 0 | [6 empty] | 0 | 0 | 1 | 0 | Off Peak | 0 | 0 | 1 | Off Peak | 0 | 1 | Off Peak | 0 | 1 | Off Peak | 0 | 0 | 1 | Super Off Peak | 0 | 1 | 0 | Off Peak | 1 | 0 | 0 | On Peak
2020 | 4 | 14 | 2020-04-14 | 1 | 0 | 0 | 0 | [6 empty] | 0 | 0 | 0 | 1 | Super Off Peak | 0 | 0 | 1 | Off Peak | 0 | 1 | Off Peak | 0 | 1 | Off Peak | 0 | 0 | 1 | Super Off Peak | 0 | 0 | 1 | Super Off Peak | 0 | 0 | 1 | Super Off Peak
2020 | 4 | 14 | 2020-04-14 | 2 | 0 | 0 | 0 | [6 empty] | 0 | 0 | 0 | 1 | Super Off Peak | 0 | 0 | 1 | Off Peak | 0 | 1 | Off Peak | 0 | 1 | Off Peak | 0 | 0 | 1 | Super Off Peak | 0 | 0 | 1 | Super Off Peak | 0 | 0 | 1 | Super Off Peak
2020 | 4 | 14 | 2020-04-14 | 3 | 0 | 0 | 0 | [6 empty] | 0 | 0 | 0 | 1 | Super Off Peak | 0 | 0 | 1 | Off Peak | 0 | 1 | Off Peak | 0 | 1 | Off Peak | 0 | 0 | 1 | Super Off Peak | 0 | 0 | 1 | Super Off Peak | 0 | 0 | 1 | Super Off Peak
2020 | 4 | 14 | 2020-04-14 | 4 | 0 | 0 | 0 | [6 empty] | 0 | 0 | 0 | 1 | Super Off Peak | 0 | 0 | 1 | Off Peak | 0 | 1 | Off Peak | 0 | 1 | Off Peak | 0 | 0 | 1 | Super Off Peak | 0 | 0 | 1 | Super Off Peak | 0 | 0 | 1 | Super Off Peak
2020 | 4 | 14 | 2020-04-14 | 5 | 0 | 0 | 0 | [6 empty] | 0 | 0 | 0 | 1 | Super Off Peak | 0 | 0 | 1 | Off Peak | 0 | 1 | Off Peak | 0 | 1 | Off Peak | 0 | 0 | 1 | Super Off Peak | 0 | 0 | 1 | Super Off Peak | 0 | 0 | 1 | Super Off Peak
2020 | 4 | 14 | 2020-04-14 | 6 | 0 | 0 | 0 | [6 empty] | 0 | 0 | 0 | 1 | Super Off Peak | 0 | 0 | 1 | Off Peak | 0 | 1 | Off Peak | 0 | 1 | Off Peak | 0 | 0 | 1 | Super Off Peak | 0 | 1 | 0 | Off Peak | 0 | 1 | 0 | Off Peak
2020 | 4 | 14 | 2020-04-14 | 7 | 0 | 0 | 0 | [6 empty] | 0 | 0 | 1 | 0 | Off Peak | 0 | 1 | 0 | Semi-Peak | 0 | 1 | Off Peak | 0 | 1 | Off Peak | 0 | 1 | 0 | Off Peak | 0 | 1 | 0 | Off Peak | 0 | 1 | 0 | Off Peak
2020 | 4 | 14 | 2020-04-14 | 8 | 0 | 0 | 0 | [6 empty] | 0 | 0 | 1 | 0 | Off Peak | 0 | 1 | 0 | Semi-Peak | 0 | 1 | Off Peak | 0 | 1 | Off Peak | 0 | 1 | 0 | Off Peak | 0 | 1 | 0 | Off Peak | 0 | 1 | 0 | Off Peak
2020 | 4 | 14 | 2020-04-14 | 9 | 0 | 0 | 0 | [6 empty] | 0 | 0 | 1 | 0 | Off Peak | 0 | 1 | 0 | Semi-Peak | 0 | 1 | Off Peak | 0 | 1 | Off Peak | 0 | 1 | 0 | Off Peak | 0 | 1 | 0 | Off Peak | 0 | 1 | 0 | Off Peak
2020 | 4 | 14 | 2020-04-14 | 10 | 0 | 0 | 0 | [6 empty] | 0 | 0 | 1 | 0 | Off Peak | 0 | 1 | 0 | Semi-Peak | 0 | 1 | Off Peak | 0 | 1 | Off Peak | 0 | 1 | 0 | Off Peak | 0 | 1 | 0 | Off Peak | 0 | 1 | 0 | Off Peak
2020 | 4 | 14 | 2020-04-14 | 11 | 0 | 0 | 0 | [6 empty] | 0 | 0 | 0 | 1 | Super Off Peak | 0 | 1 | 0 | Semi-Peak | 0 | 1 | Off Peak | 0 | 1 | Off Peak | 0 | 1 | 0 | Off Peak | 0 | 1 | 0 | Off Peak | 0 | 1 | 0 | Off Peak
2020 | 4 | 14 | 2020-04-14 | 12 | 0 | 0 | 0 | [6 empty] | 0 | 0 | 0 | 1 | Super Off Peak | 0 | 1 | 0 | Semi-Peak | 0 | 1 | Off Peak | 0 | 1 | Off Peak | 0 | 1 | 0 | Off Peak | 0 | 1 | 0 | Off Peak | 0 | 1 | 0 | Off Peak
2020 | 4 | 14 | 2020-04-14 | 13 | 0 | 0 | 0 | [6 empty] | 0 | 0 | 0 | 1 | Super Off Peak | 0 | 1 | 0 | Semi-Peak | 0 | 1 | Off Peak | 1 | 0 | On Peak | 0 | 1 | 0 | Off Peak | 1 | 0 | 0 | On Peak | 0 | 1 | 0 | Off Peak
2020 | 4 | 14 | 2020-04-14 | 14 | 0 | 0 | 0 | [6 empty] | 0 | 0 | 0 | 1 | Super Off Peak | 0 | 1 | 0 | Semi-Peak | 0 | 1 | Off Peak | 1 | 0 | On Peak | 0 | 1 | 0 | Off Peak | 1 | 0 | 0 | On Peak | 0 | 1 | 0 | Off Peak
2020 | 4 | 14 | 2020-04-14 | 15 | 0 | 0 | 0 | [6 empty] | 0 | 0 | 1 | 0 | Off Peak | 0 | 1 | 0 | Semi-Peak | 0 | 1 | Off Peak | 1 | 0 | On Peak | 0 | 1 | 0 | Off Peak | 1 | 0 | 0 | On Peak | 0 | 1 | 0 | Off Peak
2020 | 4 | 14 | 2020-04-14 | 16 | 0 | 0 | 0 | [6 empty] | 0 | 0 | 1 | 0 | Off Peak | 0 | 1 | 0 | Semi-Peak | 0 | 1 | Off Peak | 1 | 0 | On Peak | 0 | 1 | 0 | Off Peak | 1 | 0 | 0 | On Peak | 0 | 1 | 0 | Off Peak
2020 | 4 | 14 | 2020-04-14 | 17 | 0 | 0 | 0 | [6 empty] | 0 | 1 | 0 | 0 | On Peak | 0 | 1 | 0 | Semi-Peak | 1 | 0 | On Peak | 1 | 0 | On Peak | 0 | 1 | 0 | Off Peak | 1 | 0 | 0 | On Peak | 0 | 1 | 0 | Off Peak
2020 | 4 | 14 | 2020-04-14 | 18 | 0 | 0 | 0 | [6 empty] | 0 | 1 | 0 | 0 | On Peak | 1 | 0 | 0 | On Peak | 1 | 0 | On Peak | 1 | 0 | On Peak | 0 | 1 | 0 | Off Peak | 1 | 0 | 0 | On Peak | 0 | 1 | 0 | Off Peak
2020 | 4 | 14 | 2020-04-14 | 19 | 0 | 0 | 0 | [6 empty] | 0 | 1 | 0 | 0 | On Peak | 1 | 0 | 0 | On Peak | 1 | 0 | On Peak | 0 | 1 | Off Peak | 0 | 0 | 1 | Super Off Peak | 1 | 0 | 0 | On Peak | 0 | 1 | 0 | Off Peak
2020 | 4 | 14 | 2020-04-14 | 20 | 0 | 0 | 0 | [6 empty] | 0 | 1 | 0 | 0 | On Peak | 1 | 0 | 0 | On Peak | 1 | 0 | On Peak | 0 | 1 | Off Peak | 0 | 0 | 1 | Super Off Peak | 1 | 0 | 0 | On Peak | 1 | 0 | 0 | On Peak
2020 | 4 | 14 | 2020-04-14 | 21 | 0 | 0 | 0 | [6 empty] | 0 | 1 | 0 | 0 | On Peak | 0 | 1 | 0 | Semi-Peak | 1 | 0 | On Peak | 0 | 1 | Off Peak | 0 | 0 | 1 | Super Off Peak | 0 | 1 | 0 | Off Peak | 1 | 0 | 0 | On Peak
2020 | 4 | 14 | 2020-04-14 | 22 | 0 | 0 | 0 | [6 empty] | 0 | 0 | 1 | 0 | Off Peak | 0 | 1 | 0 | Semi-Peak | 0 | 1 | Off Peak | 0 | 1 | Off Peak | 0 | 0 | 1 | Super Off Peak | 0 | 1 | 0 | Off Peak | 1 | 0 | 0 | On Peak
2020 | 4 | 14 | 2020-04-14 | 23 | 0 | 0 | 0 | [6 empty] | 0 | 0 | 1 | 0 | Off Peak | 0 | 0 | 1 | Off Peak | 0 | 1 | Off Peak | 0 | 1 | Off Peak | 0 | 0 | 1 | Super Off Peak | 0 | 1 | 0 | Off Peak | 1 | 0 | 0 | On Peak
2020 | 4 | 14 | 2020-04-14 | 24 | 0 | 0 | 0 | [6 empty] | 0 | 0 | 1 | 0 | Off Peak | 0 | 0 | 1 | Off Peak | 0 | 1 | Off Peak | 0 | 1 | Off Peak | 0 | 0 | 1 | Super Off Peak | 0 | 1 | 0 | Off Peak | 1 | 0 | 0 | On Peak
2020 | 4 | 15 | 2020-04-15 | 1 | 0 | 0 | 0 | [6 empty] | 0 | 0 | 0 | 1 | Super Off Peak | 0 | 0 | 1 | Off Peak | 0 | 1 | Off Peak | 0 | 1 | Off Peak | 0 | 0 | 1 | Super Off Peak | 0 | 0 | 1 | Super Off Peak | 0 | 0 | 1 | Super Off Peak
2020 | 4 | 15 | 2020-04-15 | 2 | 0 | 0 | 0 | [6 empty] | 0 | 0 | 0 | 1 | Super Off Peak | 0 | 0 | 1 | Off Peak | 0 | 1 | Off Peak | 0 | 1 | Off Peak | 0 | 0 | 1 | Super Off Peak | 0 | 0 | 1 | Super Off Peak | 0 | 0 | 1 | Super Off Peak
2020 | 4 | 15 | 2020-04-15 | 3 | 0 | 0 | 0 | [6 empty] | 0 | 0 | 0 | 1 | Super Off Peak | 0 | 0 | 1 | Off Peak | 0 | 1 | Off Peak | 0 | 1 | Off Peak | 0 | 0 | 1 | Super Off Peak | 0 | 0 | 1 | Super Off Peak | 0 | 0 | 1 | Super Off Peak
2020 | 4 | 15 | 2020-04-15 | 4 | 0 | 0 | 0 | [6 empty] | 0 | 0 | 0 | 1 | Super Off Peak | 0 | 0 | 1 | Off Peak | 0 | 1 | Off Peak | 0 | 1 | Off Peak | 0 | 0 | 1 | Super Off Peak | 0 | 0 | 1 | Super Off Peak | 0 | 0 | 1 | Super Off Peak
2020 | 4 | 15 | 2020-04-15 | 5 | 0 | 0 | 0 | [6 empty] | 0 | 0 | 0 | 1 | Super Off Peak | 0 | 0 | 1 | Off Peak | 0 | 1 | Off Peak | 0 | 1 | Off Peak | 0 | 0 | 1 | Super Off Peak | 0 | 0 | 1 | Super Off Peak | 0 | 0 | 1 | Super Off Peak
2020 | 4 | 15 | 2020-04-15 | 6 | 0 | 0 | 0 | [6 empty] | 0 | 0 | 0 | 1 | Super Off Peak | 0 | 0 | 1 | Off Peak | 0 | 1 | Off Peak | 0 | 1 | Off Peak | 0 | 0 | 1 | Super Off Peak | 0 | 1 | 0 | Off Peak | 0 | 1 | 0 | Off Peak
2020 | 4 | 15 | 2020-04-15 | 7 | 0 | 0 | 0 | [6 empty] | 0 | 0 | 1 | 0 | Off Peak | 0 | 1 | 0 | Semi-Peak | 0 | 1 | Off Peak | 0 | 1 | Off Peak | 0 | 1 | 0 | Off Peak | 0 | 1 | 0 | Off Peak | 0 | 1 | 0 | Off Peak
2020 | 4 | 15 | 2020-04-15 | 8 | 0 | 0 | 0 | [6 empty] | 0 | 0 | 1 | 0 | Off Peak | 0 | 1 | 0 | Semi-Peak | 0 | 1 | Off Peak | 0 | 1 | Off Peak | 0 | 1 | 0 | Off Peak | 0 | 1 | 0 | Off Peak | 0 | 1 | 0 | Off Peak
2020 | 4 | 15 | 2020-04-15 | 9 | 0 | 0 | 0 | [6 empty] | 0 | 0 | 1 | 0 | Off Peak | 0 | 1 | 0 | Semi-Peak | 0 | 1 | Off Peak | 0 | 1 | Off Peak | 0 | 1 | 0 | Off Peak | 0 | 1 | 0 | Off Peak | 0 | 1 | 0 | Off Peak
2020 | 4 | 15 | 2020-04-15 | 10 | 0 | 0 | 0 | [6 empty] | 0 | 0 | 1 | 0 | Off Peak | 0 | 1 | 0 | Semi-Peak | 0 | 1 | Off Peak | 0 | 1 | Off Peak | 0 | 1 | 0 | Off Peak | 0 | 1 | 0 | Off Peak | 0 | 1 | 0 | Off Peak
2020 | 4 | 15 | 2020-04-15 | 11 | 0 | 0 | 0 | [6 empty] | 0 | 0 | 0 | 1 | Super Off Peak | 0 | 1 | 0 | Semi-Peak | 0 | 1 | Off Peak | 0 | 1 | Off Peak | 0 | 1 | 0 | Off Peak | 0 | 1 | 0 | Off Peak | 0 | 1 | 0 | Off Peak
2020 | 4 | 15 | 2020-04-15 | 12 | 0 | 0 | 0 | [6 empty] | 0 | 0 | 0 | 1 | Super Off Peak | 0 | 1 | 0 | Semi-Peak | 0 | 1 | Off Peak | 0 | 1 | Off Peak | 0 | 1 | 0 | Off Peak | 0 | 1 | 0 | Off Peak | 0 | 1 | 0 | Off Peak
2020 | 4 | 15 | 2020-04-15 | 13 | 0 | 0 | 0 | [6 empty] | 0 | 0 | 0 | 1 | Super Off Peak | 0 | 1 | 0 | Semi-Peak | 0 | 1 | Off Peak | 1 | 0 | On Peak | 0 | 1 | 0 | Off Peak | 1 | 0 | 0 | On Peak | 0 | 1 | 0 | Off Peak
2020 | 4 | 15 | 2020-04-15 | 14 | 0 | 0 | 0 | [6 empty] | 0 | 0 | 0 | 1 | Super Off Peak | 0 | 1 | 0 | Semi-Peak | 0 | 1 | Off Peak | 1 | 0 | On Peak | 0 | 1 | 0 | Off Peak | 1 | 0 | 0 | On Peak | 0 | 1 | 0 | Off Peak
2020 | 4 | 15 | 2020-04-15 | 15 | 0 | 0 | 0 | [6 empty] | 0 | 0 | 1 | 0 | Off Peak | 0 | 1 | 0 | Semi-Peak | 0 | 1 | Off Peak | 1 | 0 | On Peak | 0 | 1 | 0 | Off Peak | 1 | 0 | 0 | On Peak | 0 | 1 | 0 | Off Peak
2020 | 4 | 15 | 2020-04-15 | 16 | 0 | 0 | 0 | [6 empty] | 0 | 0 | 1 | 0 | Off Peak | 0 | 1 | 0 | Semi-Peak | 0 | 1 | Off Peak | 1 | 0 | On Peak | 0 | 1 | 0 | Off Peak | 1 | 0 | 0 | On Peak | 0 | 1 | 0 | Off Peak
2020 | 4 | 15 | 2020-04-15 | 17 | 0 | 0 | 0 | [6 empty] | 0 | 1 | 0 | 0 | On Peak | 0 | 1 | 0 | Semi-Peak | 1 | 0 | On Peak | 1 | 0 | On Peak | 0 | 1 | 0 | Off Peak | 1 | 0 | 0 | On Peak | 0 | 1 | 0 | Off Peak
2020 | 4 | 15 | 2020-04-15 | 18 | 0 | 0 | 0 | [6 empty] | 0 | 1 | 0 | 0 | On Peak | 1 | 0 | 0 | On Peak | 1 | 0 | On Peak | 1 | 0 | On Peak | 0 | 1 | 0 | Off Peak | 1 | 0 | 0 | On Peak | 0 | 1 | 0 | Off Peak
2020 | 4 | 15 | 2020-04-15 | 19 | 0 | 0 | 0 | [6 empty] | 0 | 1 | 0 | 0 | On Peak | 1 | 0 | 0 | On Peak | 1 | 0 | On Peak | 0 | 1 | Off Peak | 0 | 0 | 1 | Super Off Peak | 1 | 0 | 0 | On Peak | 0 | 1 | 0 | Off Peak
2020 | 4 | 15 | 2020-04-15 | 20 | 0 | 0 | 0 | [6 empty] | 0 | 1 | 0 | 0 | On Peak | 1 | 0 | 0 | On Peak | 1 | 0 | On Peak | 0 | 1 | Off Peak | 0 | 0 | 1 | Super Off Peak | 1 | 0 | 0 | On Peak | 1 | 0 | 0 | On Peak
2020 | 4 | 15 | 2020-04-15 | 21 | 0 | 0 | 0 | [6 empty] | 0 | 1 | 0 | 0 | On Peak | 0 | 1 | 0 | Semi-Peak | 1 | 0 | On Peak | 0 | 1 | Off Peak | 0 | 0 | 1 | Super Off Peak | 0 | 1 | 0 | Off Peak | 1 | 0 | 0 | On Peak
2020 | 4 | 15 | 2020-04-15 | 22 | 0 | 0 | 0 | [6 empty] | 0 | 0 | 1 | 0 | Off Peak | 0 | 1 | 0 | Semi-Peak | 0 | 1 | Off Peak | 0 | 1 | Off Peak | 0 | 0 | 1 | Super Off Peak | 0 | 1 | 0 | Off Peak | 1 | 0 | 0 | On Peak
2020 | 4 | 15 | 2020-04-15 | 23 | 0 | 0 | 0 | [6 empty] | 0 | 0 | 1 | 0 | Off Peak | 0 | 0 | 1 | Off Peak | 0 | 1 | Off Peak | 0 | 1 | Off Peak | 0 | 0 | 1 | Super Off Peak | 0 | 1 | 0 | Off Peak | 1 | 0 | 0 | On Peak
2020 | 4 | 15 | 2020-04-15 | 24 | 0 | 0 | 0 | [6 empty] | 0 | 0 | 1 | 0 | Off Peak | 0 | 0 | 1 | Off Peak | 0 | 1 | Off Peak | 0 | 1 | Off Peak | 0 | 0 | 1 | Super Off Peak | 0 | 1 | 0 | Off Peak | 1 | 0 | 0 | On Peak
2020 | 4 | 16 | 2020-04-16 | 1 | 0 | 0 | 0 | [6 empty] | 0 | 0 | 0 | 1 | Super Off Peak | 0 | 0 | 1 | Off Peak | 0 | 1 | Off Peak | 0 | 1 | Off Peak | 0 | 0 | 1 | Super Off Peak | 0 | 0 | 1 | Super Off Peak | 0 | 0 | 1 | Super Off Peak
2020 | 4 | 16 | 2020-04-16 | 2 | 0 | 0 | 0 | [6 empty] | 0 | 0 | 0 | 1 | Super Off Peak | 0 | 0 | 1 | Off Peak | 0 | 1 | Off Peak | 0 | 1 | Off Peak | 0 | 0 | 1 | Super Off Peak | 0 | 0 | 1 | Super Off Peak | 0 | 0 | 1 | Super Off Peak
2020 | 4 | 16 | 2020-04-16 | 3 | 0 | 0 | 0 | [6 empty] | 0 | 0 | 0 | 1 | Super Off Peak | 0 | 0 | 1 | Off Peak | 0 | 1 | Off Peak | 0 | 1 | Off Peak | 0 | 0 | 1 | Super Off Peak | 0 | 0 | 1 | Super Off Peak | 0 | 0 | 1 | Super Off Peak
2020 | 4 | 16 | 2020-04-16 | 4 | 0 | 0 | 0 | [6 empty] | 0 | 0 | 0 | 1 | Super Off Peak | 0 | 0 | 1 | Off Peak | 0 | 1 | Off Peak | 0 | 1 | Off Peak | 0 | 0 | 1 | Super Off Peak | 0 | 0 | 1 | Super Off Peak | 0 | 0 | 1 | Super Off Peak
2020 | 4 | 16 | 2020-04-16 | 5 | 0 | 0 | 0 | [6 empty] | 0 | 0 | 0 | 1 | Super Off Peak | 0 | 0 | 1 | Off Peak | 0 | 1 | Off Peak | 0 | 1 | Off Peak | 0 | 0 | 1 | Super Off Peak | 0 | 0 | 1 | Super Off Peak | 0 | 0 | 1 | Super Off Peak
2020 | 4 | 16 | 2020-04-16 | 6 | 0 | 0 | 0 | [6 empty] | 0 | 0 | 0 | 1 | Super Off Peak | 0 | 0 | 1 | Off Peak | 0 | 1 | Off Peak | 0 | 1 | Off Peak | 0 | 0 | 1 | Super Off Peak | 0 | 1 | 0 | Off Peak | 0 | 1 | 0 | Off Peak
2020 | 4 | 16 | 2020-04-16 | 7 | 0 | 0 | 0 | [6 empty] | 0 | 0 | 1 | 0 | Off Peak | 0 | 1 | 0 | Semi-Peak | 0 | 1 | Off Peak | 0 | 1 | Off Peak | 0 | 1 | 0 | Off Peak | 0 | 1 | 0 | Off Peak | 0 | 1 | 0 | Off Peak
2020 | 4 | 16 | 2020-04-16 | 8 | 0 | 0 | 0 | [6 empty] | 0 | 0 | 1 | 0 | Off Peak | 0 | 1 | 0 | Semi-Peak | 0 | 1 | Off Peak | 0 | 1 | Off Peak | 0 | 1 | 0 | Off Peak | 0 | 1 | 0 | Off Peak | 0 | 1 | 0 | Off Peak
2020 | 4 | 16 | 2020-04-16 | 9 | 0 | 0 | 0 | [6 empty] | 0 | 0 | 1 | 0 | Off Peak | 0 | 1 | 0 | Semi-Peak | 0 | 1 | Off Peak | 0 | 1 | Off Peak | 0 | 1 | 0 | Off Peak | 0 | 1 | 0 | Off Peak | 0 | 1 | 0 | Off Peak
2020 | 4 | 16 | 2020-04-16 | 10 | 0 | 0 | 0 | [6 empty] | 0 | 0 | 1 | 0 | Off Peak | 0 | 1 | 0 | Semi-Peak | 0 | 1 | Off Peak | 0 | 1 | Off Peak | 0 | 1 | 0 | Off Peak | 0 | 1 | 0 | Off Peak | 0 | 1 | 0 | Off Peak
2020 | 4 | 16 | 2020-04-16 | 11 | 0 | 0 | 0 | [6 empty] | 0 | 0 | 0 | 1 | Super Off Peak | 0 | 1 | 0 | Semi-Peak | 0 | 1 | Off Peak | 0 | 1 | Off Peak | 0 | 1 | 0 | Off Peak | 0 | 1 | 0 | Off Peak | 0 | 1 | 0 | Off Peak
2020 | 4 | 16 | 2020-04-16 | 12 | 0 | 0 | 0 | [6 empty] | 0 | 0 | 0 | 1 | Super Off Peak | 0 | 1 | 0 | Semi-Peak | 0 | 1 | Off Peak | 0 | 1 | Off Peak | 0 | 1 | 0 | Off Peak | 0 | 1 | 0 | Off Peak | 0 | 1 | 0 | Off Peak
2020 | 4 | 16 | 2020-04-16 | 13 | 0 | 0 | 0 | [6 empty] | 0 | 0 | 0 | 1 | Super Off Peak | 0 | 1 | 0 | Semi-Peak | 0 | 1 | Off Peak | 1 | 0 | On Peak | 0 | 1 | 0 | Off Peak | 1 | 0 | 0 | On Peak | 0 | 1 | 0 | Off Peak
2020 | 4 | 16 | 2020-04-16 | 14 | 0 | 0 | 0 | [6 empty] | 0 | 0 | 0 | 1 | Super Off Peak | 0 | 1 | 0 | Semi-Peak | 0 | 1 | Off Peak | 1 | 0 | On Peak | 0 | 1 | 0 | Off Peak | 1 | 0 | 0 | On Peak | 0 | 1 | 0 | Off Peak
2020 | 4 | 16 | 2020-04-16 | 15 | 0 | 0 | 0 | [6 empty] | 0 | 0 | 1 | 0 | Off Peak | 0 | 1 | 0 | Semi-Peak | 0 | 1 | Off Peak | 1 | 0 | On Peak | 0 | 1 | 0 | Off Peak | 1 | 0 | 0 | On Peak | 0 | 1 | 0 | Off Peak
2020 | 4 | 16 | 2020-04-16 | 16 | 0 | 0 | 0 | [6 empty] | 0 | 0 | 1 | 0 | Off Peak | 0 | 1 | 0 | Semi-Peak | 0 | 1 | Off Peak | 1 | 0 | On Peak | 0 | 1 | 0 | Off Peak | 1 | 0 | 0 | On Peak | 0 | 1 | 0 | Off Peak
2020 | 4 | 16 | 2020-04-16 | 17 | 0 | 0 | 0 | [6 empty] | 0 | 1 | 0 | 0 | On Peak | 0 | 1 | 0 | Semi-Peak | 1 | 0 | On Peak | 1 | 0 | On Peak | 0 | 1 | 0 | Off Peak | 1 | 0 | 0 | On Peak | 0 | 1 | 0 | Off Peak
2020 | 4 | 16 | 2020-04-16 | 18 | 0 | 0 | 0 | [6 empty] | 0 | 1 | 0 | 0 | On Peak | 1 | 0 | 0 | On Peak | 1 | 0 | On Peak | 1 | 0 | On Peak | 0 | 1 | 0 | Off Peak | 1 | 0 | 0 | On Peak | 0 | 1 | 0 | Off Peak
2020 | 4 | 16 | 2020-04-16 | 19 | 0 | 0 | 0 | [6 empty] | 0 | 1 | 0 | 0 | On Peak | 1 | 0 | 0 | On Peak | 1 | 0 | On Peak | 0 | 1 | Off Peak | 0 | 0 | 1 | Super Off Peak | 1 | 0 | 0 | On Peak | 0 | 1 | 0 | Off Peak
2020 | 4 | 16 | 2020-04-16 | 20 | 0 | 0 | 0 | [6 empty] | 0 | 1 | 0 | 0 | On Peak | 1 | 0 | 0 | On Peak | 1 | 0 | On Peak | 0 | 1 | Off Peak | 0 | 0 | 1 | Super Off Peak | 1 | 0 | 0 | On Peak | 1 | 0 | 0 | On Peak
2020 | 4 | 16 | 2020-04-16 | 21 | 0 | 0 | 0 | [6 empty] | 0 | 1 | 0 | 0 | On Peak | 0 | 1 | 0 | Semi-Peak | 1 | 0 | On Peak | 0 | 1 | Off Peak | 0 | 0 | 1 | Super Off Peak | 0 | 1 | 0 | Off Peak | 1 | 0 | 0 | On Peak
2020 | 4 | 16 | 2020-04-16 | 22 | 0 | 0 | 0 | [6 empty] | 0 | 0 | 1 | 0 | Off Peak | 0 | 1 | 0 | Semi-Peak | 0 | 1 | Off Peak | 0 | 1 | Off Peak | 0 | 0 | 1 | Super Off Peak | 0 | 1 | 0 | Off Peak | 1 | 0 | 0 | On Peak
2020 | 4 | 16 | 2020-04-16 | 23 | 0 | 0 | 0 | [6 empty] | 0 | 0 | 1 | 0 | Off Peak | 0 | 0 | 1 | Off Peak | 0 | 1 | Off Peak | 0 | 1 | Off Peak | 0 | 0 | 1 | Super Off Peak | 0 | 1 | 0 | Off Peak | 1 | 0 | 0 | On Peak
2020 | 4 | 16 | 2020-04-16 | 24 | 0 | 0 | 0 | [6 empty] | 0 | 0 | 1 | 0 | Off Peak | 0 | 0 | 1 | Off Peak | 0 | 1 | Off Peak | 0 | 1 | Off Peak | 0 | 0 | 1 | Super Off Peak | 0 | 1 | 0 | Off Peak | 1 | 0 | 0 | On Peak
2020 | 4 | 17 | 2020-04-17 | 1 | 0 | 0 | 0 | [6 empty] | 0 | 0 | 0 | 1 | Super Off Peak | 0 | 0 | 1 | Off Peak | 0 | 1 | Off Peak | 0 | 1 | Off Peak | 0 | 0 | 1 | Super Off Peak | 0 | 0 | 1 | Super Off Peak | 0 | 0 | 1 | Super Off Peak
2020 | 4 | 17 | 2020-04-17 | 2 | 0 | 0 | 0 | [6 empty] | 0 | 0 | 0 | 1 | Super Off Peak | 0 | 0 | 1 | Off Peak | 0 | 1 | Off Peak | 0 | 1 | Off Peak | 0 | 0 | 1 | Super Off Peak | 0 | 0 | 1 | Super Off Peak | 0 | 0 | 1 | Super Off Peak
2020 | 4 | 17 | 2020-04-17 | 3 | 0 | 0 | 0 | [6 empty] | 0 | 0 | 0 | 1 | Super Off Peak | 0 | 0 | 1 | Off Peak | 0 | 1 | Off Peak | 0 | 1 | Off Peak | 0 | 0 | 1 | Super Off Peak | 0 | 0 | 1 | Super Off Peak | 0 | 0 | 1 | Super Off Peak
2020 | 4 | 17 | 2020-04-17 | 4 | 0 | 0 | 0 | [6 empty] | 0 | 0 | 0 | 1 | Super Off Peak | 0 | 0 | 1 | Off Peak | 0 | 1 | Off Peak | 0 | 1 | Off Peak | 0 | 0 | 1 | Super Off Peak | 0 | 0 | 1 | Super Off Peak | 0 | 0 | 1 | Super Off Peak
2020 | 4 | 17 | 2020-04-17 | 5 | 0 | 0 | 0 | [6 empty] | 0 | 0 | 0 | 1 | Super Off Peak | 0 | 0 | 1 | Off Peak | 0 | 1 | Off Peak | 0 | 1 | Off Peak | 0 | 0 | 1 | Super Off Peak | 0 | 0 | 1 | Super Off Peak | 0 | 0 | 1 | Super Off Peak
2020 | 4 | 17 | 2020-04-17 | 6 | 0 | 0 | 0 | [6 empty] | 0 | 0 | 0 | 1 | Super Off Peak | 0 | 0 | 1 | Off Peak | 0 | 1 | Off Peak | 0 | 1 | Off Peak | 0 | 0 | 1 | Super Off Peak | 0 | 1 | 0 | Off Peak | 0 | 1 | 0 | Off Peak
2020 | 4 | 17 | 2020-04-17 | 7 | 0 | 0 | 0 | [6 empty] | 0 | 0 | 1 | 0 | Off Peak | 0 | 1 | 0 | Semi-Peak | 0 | 1 | Off Peak | 0 | 1 | Off Peak | 0 | 1 | 0 | Off Peak | 0 | 1 | 0 | Off Peak | 0 | 1 | 0 | Off Peak
2020 | 4 | 17 | 2020-04-17 | 8 | 0 | 0 | 0 | [6 empty] | 0 | 0 | 1 | 0 | Off Peak | 0 | 1 | 0 | Semi-Peak | 0 | 1 | Off Peak | 0 | 1 | Off Peak | 0 | 1 | 0 | Off Peak | 0 | 1 | 0 | Off Peak | 0 | 1 | 0 | Off Peak
2020 | 4 | 17 | 2020-04-17 | 9 | 0 | 0 | 0 | [6 empty] | 0 | 0 | 1 | 0 | Off Peak | 0 | 1 | 0 | Semi-Peak | 0 | 1 | Off Peak | 0 | 1 | Off Peak | 0 | 1 | 0 | Off Peak | 0 | 1 | 0 | Off Peak | 0 | 1 | 0 | Off Peak
2020 | 4 | 17 | 2020-04-17 | 10 | 0 | 0 | 0 | [6 empty] | 0 | 0 | 1 | 0 | Off Peak | 0 | 1 | 0 | Semi-Peak | 0 | 1 | Off Peak | 0 | 1 | Off Peak | 0 | 1 | 0 | Off Peak | 0 | 1 | 0 | Off Peak | 0 | 1 | 0 | Off Peak
2020 | 4 | 17 | 2020-04-17 | 11 | 0 | 0 | 0 | [6 empty] | 0 | 0 | 0 | 1 | Super Off Peak | 0 | 1 | 0 | Semi-Peak | 0 | 1 | Off Peak | 0 | 1 | Off Peak | 0 | 1 | 0 | Off Peak | 0 | 1 | 0 | Off Peak | 0 | 1 | 0 | Off Peak
2020 | 4 | 17 | 2020-04-17 | 12 | 0 | 0 | 0 | [6 empty] | 0 | 0 | 0 | 1 | Super Off Peak | 0 | 1 | 0 | Semi-Peak | 0 | 1 | Off Peak | 0 | 1 | Off Peak | 0 | 1 | 0 | Off Peak | 0 | 1 | 0 | Off Peak | 0 | 1 | 0 | Off Peak
2020 | 4 | 17 | 2020-04-17 | 13 | 0 | 0 | 0 | [6 empty] | 0 | 0 | 0 | 1 | Super Off Peak | 0 | 1 | 0 | Semi-Peak | 0 | 1 | Off Peak | 1 | 0 | On Peak | 0 | 1 | 0 | Off Peak | 1 | 0 | 0 | On Peak | 0 | 1 | 0 | Off Peak
2020 | 4 | 17 | 2020-04-17 | 14 | 0 | 0 | 0 | [6 empty] | 0 | 0 | 0 | 1 | Super Off Peak | 0 | 1 | 0 | Semi-Peak | 0 | 1 | Off Peak | 1 | 0 | On Peak | 0 | 1 | 0 | Off Peak | 1 | 0 | 0 | On Peak | 0 | 1 | 0 | Off Peak
2020 | 4 | 17 | 2020-04-17 | 15 | 0 | 0 | 0 | [6 empty] | 0 | 0 | 1 | 0 | Off Peak | 0 | 1 | 0 | Semi-Peak | 0 | 1 | Off Peak | 1 | 0 | On Peak | 0 | 1 | 0 | Off Peak | 1 | 0 | 0 | On Peak | 0 | 1 | 0 | Off Peak
2020 | 4 | 17 | 2020-04-17 | 16 | 0 | 0 | 0 | [6 empty] | 0 | 0 | 1 | 0 | Off Peak | 0 | 1 | 0 | Semi-Peak | 0 | 1 | Off Peak | 1 | 0 | On Peak | 0 | 1 | 0 | Off Peak | 1 | 0 | 0 | On Peak | 0 | 1 | 0 | Off Peak
2020 | 4 | 17 | 2020-04-17 | 17 | 0 | 0 | 0 | [6 empty] | 0 | 1 | 0 | 0 | On Peak | 0 | 1 | 0 | Semi-Peak | 1 | 0 | On Peak | 1 | 0 | On Peak | 0 | 1 | 0 | Off Peak | 1 | 0 | 0 | On Peak | 0 | 1 | 0 | Off Peak
2020 | 4 | 17 | 2020-04-17 | 18 | 0 | 0 | 0 | [6 empty] | 0 | 1 | 0 | 0 | On Peak | 1 | 0 | 0 | On Peak | 1 | 0 | On Peak | 1 | 0 | On Peak | 0 | 1 | 0 | Off Peak | 1 | 0 | 0 | On Peak | 0 | 1 | 0 | Off Peak
2020 | 4 | 17 | 2020-04-17 | 19 | 0 | 0 | 0 | [6 empty] | 0 | 1 | 0 | 0 | On Peak | 1 | 0 | 0 | On Peak | 1 | 0 | On Peak | 0 | 1 | Off Peak | 0 | 0 | 1 | Super Off Peak | 1 | 0 | 0 | On Peak | 0 | 1 | 0 | Off Peak
2020 | 4 | 17 | 2020-04-17 | 20 | 0 | 0 | 0 | [6 empty] | 0 | 1 | 0 | 0 | On Peak | 1 | 0 | 0 | On Peak | 1 | 0 | On Peak | 0 | 1 | Off Peak | 0 | 0 | 1 | Super Off Peak | 1 | 0 | 0 | On Peak | 1 | 0 | 0 | On Peak
2020 | 4 | 17 | 2020-04-17 | 21 | 0 | 0 | 0 | [6 empty] | 0 | 1 | 0 | 0 | On Peak | 0 | 1 | 0 | Semi-Peak | 1 | 0 | On Peak | 0 | 1 | Off Peak | 0 | 0 | 1 | Super Off Peak | 0 | 1 | 0 | Off Peak | 1 | 0 | 0 | On Peak
2020 | 4 | 17 | 2020-04-17 | 22 | 0 | 0 | 0 | [6 empty] | 0 | 0 | 1 | 0 | Off Peak | 0 | 1 | 0 | Semi-Peak | 0 | 1 | Off Peak | 0 | 1 | Off Peak | 0 | 0 | 1 | Super Off Peak | 0 | 1 | 0 | Off Peak | 1 | 0 | 0 | On Peak
2020 | 4 | 17 | 2020-04-17 | 23 | 0 | 0 | 0 | [6 empty] | 0 | 0 | 1 | 0 | Off Peak | 0 | 0 | 1 | Off Peak | 0 | 1 | Off Peak | 0 | 1 | Off Peak | 0 | 0 | 1 | Super Off Peak | 0 | 1 | 0 | Off Peak | 1 | 0 | 0 | On Peak
2020 | 4 | 17 | 2020-04-17 | 24 | 0 | 0 | 0 | [6 empty] | 0 | 0 | 1 | 0 | Off Peak | 0 | 0 | 1 | Off Peak | 0 | 1 | Off Peak | 0 | 1 | Off Peak | 0 | 0 | 1 | Super Off Peak | 0 | 1 | 0 | Off Peak | 1 | 0 | 0 | On Peak
2020 | 4 | 18 | 2020-04-18 | 1 | 0 | 1 | 0 | [6 empty] | 0 | 0 | 0 | 1 | Super Off Peak | 0 | 0 | 1 | Off Peak | 0 | 1 | Off Peak | 0 | 1 | Off Peak | 0 | 0 | 1 | Super Off Peak | 0 | 0 | 1 | Super Off Peak | 0 | 0 | 1 | Super Off Peak
2020 | 4 | 18 | 2020-04-18 | 2 | 0 | 1 | 0 | [6 empty] | 0 | 0 | 0 | 1 | Super Off Peak | 0 | 0 | 1 | Off Peak | 0 | 1 | Off Peak | 0 | 1 | Off Peak | 0 | 0 | 1 | Super Off Peak | 0 | 0 | 1 | Super Off Peak | 0 | 0 | 1 | Super Off Peak
2020 | 4 | 18 | 2020-04-18 | 3 | 0 | 1 | 0 | [6 empty] | 0 | 0 | 0 | 1 | Super Off Peak | 0 | 0 | 1 | Off Peak | 0 | 1 | Off Peak | 0 | 1 | Off Peak | 0 | 0 | 1 | Super Off Peak | 0 | 0 | 1 | Super Off Peak | 0 | 0 | 1 | Super Off Peak
2020 | 4 | 18 | 2020-04-18 | 4 | 0 | 1 | 0 | [6 empty] | 0 | 0 | 0 | 1 | Super Off Peak | 0 | 0 | 1 | Off Peak | 0 | 1 | Off Peak | 0 | 1 | Off Peak | 0 | 0 | 1 | Super Off Peak | 0 | 0 | 1 | Super Off Peak | 0 | 0 | 1 | Super Off Peak
2020 | 4 | 18 | 2020-04-18 | 5 | 0 | 1 | 0 | [6 empty] | 0 | 0 | 0 | 1 | Super Off Peak | 0 | 0 | 1 | Off Peak | 0 | 1 | Off Peak | 0 | 1 | Off Peak | 0 | 0 | 1 | Super Off Peak | 0 | 0 | 1 | Super Off Peak | 0 | 0 | 1 | Super Off Peak
2020 | 4 | 18 | 2020-04-18 | 6 | 0 | 1 | 0 | [6 empty] | 0 | 0 | 0 | 1 | Super Off Peak | 0 | 0 | 1 | Off Peak | 0 | 1 | Off Peak | 0 | 1 | Off Peak | 0 | 0 | 1 | Super Off Peak | 0 | 1 | 0 | Off Peak | 0 | 1 | 0 | Off Peak
2020 | 4 | 18 | 2020-04-18 | 7 | 0 | 1 | 0 | [6 empty] | 0 | 0 | 0 | 1 | Super Off Peak | 0 | 0 | 1 | Off Peak | 0 | 1 | Off Peak | 0 | 1 | Off Peak | 0 | 0 | 1 | Super Off Peak | 0 | 1 | 0 | Off Peak | 0 | 1 | 0 | Off Peak
2020 | 4 | 18 | 2020-04-18 | 8 | 0 | 1 | 0 | [6 empty] | 0 | 0 | 0 | 1 | Super Off Peak | 0 | 0 | 1 | Off Peak | 0 | 1 | Off Peak | 0 | 1 | Off Peak | 0 | 0 | 1 | Super Off Peak | 0 | 1 | 0 | Off Peak | 0 | 1 | 0 | Off Peak
2020 | 4 | 18 | 2020-04-18 | 9 | 0 | 1 | 0 | [6 empty] | 0 | 0 | 0 | 1 | Super Off Peak | 0 | 0 | 1 | Off Peak | 0 | 1 | Off Peak | 0 | 1 | Off Peak | 0 | 0 | 1 | Super Off Peak | 0 | 1 | 0 | Off Peak | 0 | 1 | 0 | Off Peak
2020 | 4 | 18 | 2020-04-18 | 10 | 0 | 1 | 0 | [6 empty] | 0 | 0 | 0 | 1 | Super Off Peak | 0 | 0 | 1 | Off Peak | 0 | 1 | Off Peak | 0 | 1 | Off Peak | 0 | 0 | 1 | Super Off Peak | 0 | 1 | 0 | Off Peak | 0 | 1 | 0 | Off Peak
2020 | 4 | 18 | 2020-04-18 | 11 | 0 | 1 | 0 | [6 empty] | 0 | 0 | 0 | 1 | Super Off Peak | 0 | 0 | 1 | Off Peak | 0 | 1 | Off Peak | 0 | 1 | Off Peak | 0 | 0 | 1 | Super Off Peak | 0 | 1 | 0 | Off Peak | 0 | 1 | 0 | Off Peak
2020 | 4 | 18 | 2020-04-18 | 12 | 0 | 1 | 0 | [6 empty] | 0 | 0 | 0 | 1 | Super Off Peak | 0 | 0 | 1 | Off Peak | 0 | 1 | Off Peak | 0 | 1 | Off Peak | 0 | 0 | 1 | Super Off Peak | 0 | 1 | 0 | Off Peak | 0 | 1 | 0 | Off Peak
2020 | 4 | 18 | 2020-04-18 | 13 | 0 | 1 | 0 | [6 empty] | 0 | 0 | 0 | 1 | Super Off Peak | 0 | 0 | 1 | Off Peak | 0 | 1 | Off Peak | 0 | 1 | Off Peak | 0 | 0 | 1 | Super Off Peak | 1 | 0 | 0 | On Peak | 0 | 1 | 0 | Off Peak
2020 | 4 | 18 | 2020-04-18 | 14 | 0 | 1 | 0 | [6 empty] | 0 | 0 | 0 | 1 | Super Off Peak | 0 | 0 | 1 | Off Peak | 0 | 1 | Off Peak | 0 | 1 | Off Peak | 0 | 0 | 1 | Super Off Peak | 1 | 0 | 0 | On Peak | 0 | 1 | 0 | Off Peak
2020 | 4 | 18 | 2020-04-18 | 15 | 0 | 1 | 0 | [6 empty] | 0 | 0 | 1 | 0 | Off Peak | 0 | 0 | 1 | Off Peak | 0 | 1 | Off Peak | 0 | 1 | Off Peak | 0 | 0 | 1 | Super Off Peak | 1 | 0 | 0 | On Peak | 0 | 1 | 0 | Off Peak
2020 | 4 | 18 | 2020-04-18 | 16 | 0 | 1 | 0 | [6 empty] | 0 | 0 | 1 | 0 | Off Peak | 0 | 0 | 1 | Off Peak | 0 | 1 | Off Peak | 0 | 1 | Off Peak | 0 | 0 | 1 | Super Off Peak | 1 | 0 | 0 | On Peak | 0 | 1 | 0 | Off Peak
2020 | 4 | 18 | 2020-04-18 | 17 | 0 | 1 | 0 | [6 empty] | 0 | 1 | 0 | 0 | On Peak | 0 | 0 | 1 | Off Peak | 0 | 1 | Off Peak | 0 | 1 | Off Peak | 0 | 0 | 1 | Super Off Peak | 1 | 0 | 0 | On Peak | 0 | 1 | 0 | Off Peak
2020 | 4 | 18 | 2020-04-18 | 18 | 0 | 1 | 0 | [6 empty] | 0 | 1 | 0 | 0 | On Peak | 0 | 0 | 1 | Off Peak | 0 | 1 | Off Peak | 0 | 1 | Off Peak | 0 | 0 | 1 | Super Off Peak | 1 | 0 | 0 | On Peak | 0 | 1 | 0 | Off Peak
2020 | 4 | 18 | 2020-04-18 | 19 | 0 | 1 | 0 | [6 empty] | 0 | 1 | 0 | 0 | On Peak | 0 | 0 | 1 | Off Peak | 0 | 1 | Off Peak | 0 | 1 | Off Peak | 0 | 0 | 1 | Super Off Peak | 1 | 0 | 0 | On Peak | 0 | 1 | 0 | Off Peak
2020 | 4 | 18 | 2020-04-18 | 20 | 0 | 1 | 0 | [6 empty] | 0 | 1 | 0 | 0 | On Peak | 0 | 0 | 1 | Off Peak | 0 | 1 | Off Peak | 0 | 1 | Off Peak | 0 | 0 | 1 | Super Off Peak | 1 | 0 | 0 | On Peak | 1 | 0 | 0 | On Peak
2020 | 4 | 18 | 2020-04-18 | 21 | 0 | 1 | 0 | [6 empty] | 0 | 1 | 0 | 0 | On Peak | 0 | 0 | 1 | Off Peak | 0 | 1 | Off Peak | 0 | 1 | Off Peak | 0 | 0 | 1 | Super Off Peak | 0 | 1 | 0 | Off Peak | 1 | 0 | 0 | On Peak
2020 | 4 | 18 | 2020-04-18 | 22 | 0 | 1 | 0 | [6 empty] | 0 | 0 | 1 | 0 | Off Peak | 0 | 0 | 1 | Off Peak | 0 | 1 | Off Peak | 0 | 1 | Off Peak | 0 | 0 | 1 | Super Off Peak | 0 | 1 | 0 | Off Peak | 1 | 0 | 0 | On Peak
2020 | 4 | 18 | 2020-04-18 | 23 | 0 | 1 | 0 | [6 empty] | 0 | 0 | 1 | 0 | Off Peak | 0 | 0 | 1 | Off Peak | 0 | 1 | Off Peak | 0 | 1 | Off Peak | 0 | 0 | 1 | Super Off Peak | 0 | 1 | 0 | Off Peak | 1 | 0 | 0 | On Peak
2020 | 4 | 18 | 2020-04-18 | 24 | 0 | 1 | 0 | [6 empty] | 0 | 0 | 1 | 0 | Off Peak | 0 | 0 | 1 | Off Peak | 0 | 1 | Off Peak | 0 | 1 | Off Peak | 0 | 0 | 1 | Super Off Peak | 0 | 1 | 0 | Off Peak | 1 | 0 | 0 | On Peak
2020 | 4 | 19 | 2020-04-19 | 1 | 0 | 1 | 0 | [6 empty] | 0 | 0 | 0 | 1 | Super Off Peak | 0 | 0 | 1 | Off Peak | 0 | 1 | Off Peak | 0 | 1 | Off Peak | 0 | 0 | 1 | Super Off Peak | 0 | 0 | 1 | Super Off Peak | 0 | 0 | 1 | Super Off Peak
2020 | 4 | 19 | 2020-04-19 | 2 | 0 | 1 | 0 | [6 empty] | 0 | 0 | 0 | 1 | Super Off Peak | 0 | 0 | 1 | Off Peak | 0 | 1 | Off Peak | 0 | 1 | Off Peak | 0 | 0 | 1 | Super Off Peak | 0 | 0 | 1 | Super Off Peak | 0 | 0 | 1 | Super Off Peak
2020 | 4 | 19 | 2020-04-19 | 3 | 0 | 1 | 0 | [6 empty] | 0 | 0 | 0 | 1 | Super Off Peak | 0 | 0 | 1 | Off Peak | 0 | 1 | Off Peak | 0 | 1 | Off Peak | 0 | 0 | 1 | Super Off Peak | 0 | 0 | 1 | Super Off Peak | 0 | 0 | 1 | Super Off Peak
2020 | 4 | 19 | 2020-04-19 | 4 | 0 | 1 | 0 | [6 empty] | 0 | 0 | 0 | 1 | Super Off Peak | 0 | 0 | 1 | Off Peak | 0 | 1 | Off Peak | 0 | 1 | Off Peak | 0 | 0 | 1 | Super Off Peak | 0 | 0 | 1 | Super Off Peak | 0 | 0 | 1 | Super Off Peak
2020 | 4 | 19 | 2020-04-19 | 5 | 0 | 1 | 0 | [6 empty] | 0 | 0 | 0 | 1 | Super Off Peak | 0 | 0 | 1 | Off Peak | 0 | 1 | Off Peak | 0 | 1 | Off Peak | 0 | 0 | 1 | Super Off Peak | 0 | 0 | 1 | Super Off Peak | 0 | 0 | 1 | Super Off Peak
2020 | 4 | 19 | 2020-04-19 | 6 | 0 | 1 | 0 | [6 empty] | 0 | 0 | 0 | 1 | Super Off Peak | 0 | 0 | 1 | Off Peak | 0 | 1 | Off Peak | 0 | 1 | Off Peak | 0 | 0 | 1 | Super Off Peak | 0 | 1 | 0 | Off Peak | 0 | 1 | 0 | Off Peak
2020 | 4 | 19 | 2020-04-19 | 7 | 0 | 1 | 0 | [6 empty] | 0 | 0 | 0 | 1 | Super Off Peak | 0 | 0 | 1 | Off Peak | 0 | 1 | Off Peak | 0 | 1 | Off Peak | 0 | 0 | 1 | Super Off Peak | 0 | 1 | 0 | Off Peak | 0 | 1 | 0 | Off Peak
2020 | 4 | 19 | 2020-04-19 | 8 | 0 | 1 | 0 | [6 empty] | 0 | 0 | 0 | 1 | Super Off Peak | 0 | 0 | 1 | Off Peak | 0 | 1 | Off Peak | 0 | 1 | Off Peak | 0 | 0 | 1 | Super Off Peak | 0 | 1 | 0 | Off Peak | 0 | 1 | 0 | Off Peak
2020 | 4 | 19 | 2020-04-19 | 9 | 0 | 1 | 0 | [6 empty] | 0 | 0 | 0 | 1 | Super Off Peak | 0 | 0 | 1 | Off Peak | 0 | 1 | Off Peak | 0 | 1 | Off Peak | 0 | 0 | 1 | Super Off Peak | 0 | 1 | 0 | Off Peak | 0 | 1 | 0 | Off Peak
2020 | 4 | 19 | 2020-04-19 | 10 | 0 | 1 | 0 | [6 empty] | 0 | 0 | 0 | 1 | Super Off Peak | 0 | 0 | 1 | Off Peak | 0 | 1 | Off Peak | 0 | 1 | Off Peak | 0 | 0 | 1 | Super Off Peak | 0 | 1 | 0 | Off Peak | 0 | 1 | 0 | Off Peak
2020 | 4 | 19 | 2020-04-19 | 11 | 0 | 1 | 0 | [6 empty] | 0 | 0 | 0 | 1 | Super Off Peak | 0 | 0 | 1 | Off Peak | 0 | 1 | Off Peak | 0 | 1 | Off Peak | 0 | 0 | 1 | Super Off Peak | 0 | 1 | 0 | Off Peak | 0 | 1 | 0 | Off Peak
2020 | 4 | 19 | 2020-04-19 | 12 | 0 | 1 | 0 | [6 empty] | 0 | 0 | 0 | 1 | Super Off Peak | 0 | 0 | 1 | Off Peak | 0 | 1 | Off Peak | 0 | 1 | Off Peak | 0 | 0 | 1 | Super Off Peak | 0 | 1 | 0 | Off Peak | 0 | 1 | 0 | Off Peak
2020 | 4 | 19 | 2020-04-19 | 13 | 0 | 1 | 0 | [6 empty] | 0 | 0 | 0 | 1 | Super Off Peak | 0 | 0 | 1 | Off Peak | 0 | 1 | Off Peak | 0 | 1 | Off Peak | 0 | 0 | 1 | Super Off Peak | 1 | 0 | 0 | On Peak | 0 | 1 | 0 | Off Peak
2020 | 4 | 19 | 2020-04-19 | 14 | 0 | 1 | 0 | [6 empty] | 0 | 0 | 0 | 1 | Super Off Peak | 0 | 0 | 1 | Off Peak | 0 | 1 | Off Peak | 0 | 1 | Off Peak | 0 | 0 | 1 | Super Off Peak | 1 | 0 | 0 | On Peak | 0 | 1 | 0 | Off Peak
2020 | 4 | 19 | 2020-04-19 | 15 | 0 | 1 | 0 | [6 empty] | 0 | 0 | 1 | 0 | Off Peak | 0 | 0 | 1 | Off Peak | 0 | 1 | Off Peak | 0 | 1 | Off Peak | 0 | 0 | 1 | Super Off Peak | 1 | 0 | 0 | On Peak | 0 | 1 | 0 | Off Peak
2020 | 4 | 19 | 2020-04-19 | 16 | 0 | 1 | 0 | [6 empty] | 0 | 0 | 1 | 0 | Off Peak | 0 | 0 | 1 | Off Peak | 0 | 1 | Off Peak | 0 | 1 | Off Peak | 0 | 0 | 1 | Super Off Peak | 1 | 0 | 0 | On Peak | 0 | 1 | 0 | Off Peak
2020 | 4 | 19 | 2020-04-19 | 17 | 0 | 1 | 0 | [6 empty] | 0 | 1 | 0 | 0 | On Peak | 0 | 0 | 1 | Off Peak | 0 | 1 | Off Peak | 0 | 1 | Off Peak | 0 | 0 | 1 | Super Off Peak | 1 | 0 | 0 | On Peak | 0 | 1 | 0 | Off Peak
2020 | 4 | 19 | 2020-04-19 | 18 | 0 | 1 | 0 | [6 empty] | 0 | 1 | 0 | 0 | On Peak | 0 | 0 | 1 | Off Peak | 0 | 1 | Off Peak | 0 | 1 | Off Peak | 0 | 0 | 1 | Super Off Peak | 1 | 0 | 0 | On Peak | 0 | 1 | 0 | Off Peak
2020 | 4 | 19 | 2020-04-19 | 19 | 0 | 1 | 0 | [6 empty] | 0 | 1 | 0 | 0 | On Peak | 0 | 0 | 1 | Off Peak | 0 | 1 | Off Peak | 0 | 1 | Off Peak | 0 | 0 | 1 | Super Off Peak | 1 | 0 | 0 | On Peak | 0 | 1 | 0 | Off Peak
2020 | 4 | 19 | 2020-04-19 | 20 | 0 | 1 | 0 | [6 empty] | 0 | 1 | 0 | 0 | On Peak | 0 | 0 | 1 | Off Peak | 0 | 1 | Off Peak | 0 | 1 | Off Peak | 0 | 0 | 1 | Super Off Peak | 1 | 0 | 0 | On Peak | 1 | 0 | 0 | On Peak
2020 | 4 | 19 | 2020-04-19 | 21 | 0 | 1 | 0 | [6 empty] | 0 | 1 | 0 | 0 | On Peak | 0 | 0 | 1 | Off Peak | 0 | 1 | Off Peak | 0 | 1 | Off Peak | 0 | 0 | 1 | Super Off Peak | 0 | 1 | 0 | Off Peak | 1 | 0 | 0 | On Peak
2020 | 4 | 19 | 2020-04-19 | 22 | 0 | 1 | 0 | [6 empty] | 0 | 0 | 1 | 0 | Off Peak | 0 | 0 | 1 | Off Peak | 0 | 1 | Off Peak | 0 | 1 | Off Peak | 0 | 0 | 1 | Super Off Peak | 0 | 1 | 0 | Off Peak | 1 | 0 | 0 | On Peak
2020 | 4 | 19 | 2020-04-19 | 23 | 0 | 1 | 0 | [6 empty] | 0 | 0 | 1 | 0 | Off Peak | 0 | 0 | 1 | Off Peak | 0 | 1 | Off Peak | 0 | 1 | Off Peak | 0 | 0 | 1 | Super Off Peak | 0 | 1 | 0 | Off Peak | 1 | 0 | 0 | On Peak
2020 | 4 | 19 | 2020-04-19 | 24 | 0 | 1 | 0 | [6 empty] | 0 | 0 | 1 | 0 | Off Peak | 0 | 0 | 1 | Off Peak | 0 | 1 | Off Peak | 0 | 1 | Off Peak | 0 | 0 | 1 | Super Off Peak | 0 | 1 | 0 | Off Peak | 1 | 0 | 0 | On Peak
2020 | 4 | 20 | 2020-04-20 | 1 | 0 | 0 | 0 | [6 empty] | 0 | 0 | 0 | 1 | Super Off Peak | 0 | 0 | 1 | Off Peak | 0 | 1 | Off Peak | 0 | 1 | Off Peak | 0 | 0 | 1 | Super Off Peak | 0 | 0 | 1 | Super Off Peak | 0 | 0 | 1 | Super Off Peak
2020 | 4 | 20 | 2020-04-20 | 2 | 0 | 0 | 0 | [6 empty] | 0 | 0 | 0 | 1 | Super Off Peak | 0 | 0 | 1 | Off Peak | 0 | 1 | Off Peak | 0 | 1 | Off Peak | 0 | 0 | 1 | Super Off Peak | 0 | 0 | 1 | Super Off Peak | 0 | 0 | 1 | Super Off Peak
2020 | 4 | 20 | 2020-04-20 | 3 | 0 | 0 | 0 | [6 empty] | 0 | 0 | 0 | 1 | Super Off Peak | 0 | 0 | 1 | Off Peak | 0 | 1 | Off Peak | 0 | 1 | Off Peak | 0 | 0 | 1 | Super Off Peak | 0 | 0 | 1 | Super Off Peak | 0 | 0 | 1 | Super Off Peak
2020 | 4 | 20 | 2020-04-20 | 4 | 0 | 0 | 0 | [6 empty] | 0 | 0 | 0 | 1 | Super Off Peak | 0 | 0 | 1 | Off Peak | 0 | 1 | Off Peak | 0 | 1 | Off Peak | 0 | 0 | 1 | Super Off Peak | 0 | 0 | 1 | Super Off Peak | 0 | 0 | 1 | Super Off Peak
2020 | 4 | 20 | 2020-04-20 | 5 | 0 | 0 | 0 | [6 empty] | 0 | 0 | 0 | 1 | Super Off Peak | 0 | 0 | 1 | Off Peak | 0 | 1 | Off Peak | 0 | 1 | Off Peak | 0 | 0 | 1 | Super Off Peak | 0 | 0 | 1 | Super Off Peak | 0 | 0 | 1 | Super Off Peak
2020 | 4 | 20 | 2020-04-20 | 6 | 0 | 0 | 0 | [6 empty] | 0 | 0 | 0 | 1 | Super Off Peak | 0 | 0 | 1 | Off Peak | 0 | 1 | Off Peak | 0 | 1 | Off Peak | 0 | 0 | 1 | Super Off Peak | 0 | 1 | 0 | Off Peak | 0 | 1 | 0 | Off Peak
2020 | 4 | 20 | 2020-04-20 | 7 | 0 | 0 | 0 | [6 empty] | 0 | 0 | 1 | 0 | Off Peak | 0 | 1 | 0 | Semi-Peak | 0 | 1 | Off Peak | 0 | 1 | Off Peak | 0 | 1 | 0 | Off Peak | 0 | 1 | 0 | Off Peak | 0 | 1 | 0 | Off Peak
2020 | 4 | 20 | 2020-04-20 | 8 | 0 | 0 | 0 | [6 empty] | 0 | 0 | 1 | 0 | Off Peak | 0 | 1 | 0 | Semi-Peak | 0 | 1 | Off Peak | 0 | 1 | Off Peak | 0 | 1 | 0 | Off Peak | 0 | 1 | 0 | Off Peak | 0 | 1 | 0 | Off Peak
2020 | 4 | 20 | 2020-04-20 | 9 | 0 | 0 | 0 | [6 empty] | 0 | 0 | 1 | 0 | Off Peak | 0 | 1 | 0 | Semi-Peak | 0 | 1 | Off Peak | 0 | 1 | Off Peak | 0 | 1 | 0 | Off Peak | 0 | 1 | 0 | Off Peak | 0 | 1 | 0 | Off Peak
2020 | 4 | 20 | 2020-04-20 | 10 | 0 | 0 | 0 | [6 empty] | 0 | 0 | 1 | 0 | Off Peak | 0 | 1 | 0 | Semi-Peak | 0 | 1 | Off Peak | 0 | 1 | Off Peak | 0 | 1 | 0 | Off Peak | 0 | 1 | 0 | Off Peak | 0 | 1 | 0 | Off Peak
2020 | 4 | 20 | 2020-04-20 | 11 | 0 | 0 | 0 | [6 empty] | 0 | 0 | 0 | 1 | Super Off Peak | 0 | 1 | 0 | Semi-Peak | 0 | 1 | Off Peak | 0 | 1 | Off Peak | 0 | 1 | 0 | Off Peak | 0 | 1 | 0 | Off Peak | 0 | 1 | 0 | Off Peak
2020 | 4 | 20 | 2020-04-20 | 12 | 0 | 0 | 0 | [6 empty] | 0 | 0 | 0 | 1 | Super Off Peak | 0 | 1 | 0 | Semi-Peak | 0 | 1 | Off Peak | 0 | 1 | Off Peak | 0 | 1 | 0 | Off Peak | 0 | 1 | 0 | Off Peak | 0 | 1 | 0 | Off Peak
2020 | 4 | 20 | 2020-04-20 | 13 | 0 | 0 | 0 | [6 empty] | 0 | 0 | 0 | 1 | Super Off Peak | 0 | 1 | 0 | Semi-Peak | 0 | 1 | Off Peak | 1 | 0 | On Peak | 0 | 1 | 0 | Off Peak | 1 | 0 | 0 | On Peak | 0 | 1 | 0 | Off Peak
2020 | 4 | 20 | 2020-04-20 | 14 | 0 | 0 | 0 | [6 empty] | 0 | 0 | 0 | 1 | Super Off Peak | 0 | 1 | 0 | Semi-Peak | 0 | 1 | Off Peak | 1 | 0 | On Peak | 0 | 1 | 0 | Off Peak | 1 | 0 | 0 | On Peak | 0 | 1 | 0 | Off Peak
2020 | 4 | 20 | 2020-04-20 | 15 | 0 | 0 | 0 | [6 empty] | 0 | 0 | 1 | 0 | Off Peak | 0 | 1 | 0 | Semi-Peak | 0 | 1 | Off Peak | 1 | 0 | On Peak | 0 | 1 | 0 | Off Peak | 1 | 0 | 0 | On Peak | 0 | 1 | 0 | Off Peak
2020 | 4 | 20 | 2020-04-20 | 16 | 0 | 0 | 0 | [6 empty] | 0 | 0 | 1 | 0 | Off Peak | 0 | 1 | 0 | Semi-Peak | 0 | 1 | Off Peak | 1 | 0 | On Peak | 0 | 1 | 0 | Off Peak | 1 | 0 | 0 | On Peak | 0 | 1 | 0 | Off Peak
2020 | 4 | 20 | 2020-04-20 | 17 | 0 | 0 | 0 | [6 empty] | 0 | 1 | 0 | 0 | On Peak | 0 | 1 | 0 | Semi-Peak | 1 | 0 | On Peak | 1 | 0 | On Peak | 0 | 1 | 0 | Off Peak | 1 | 0 | 0 | On Peak | 0 | 1 | 0 | Off Peak
2020 | 4 | 20 | 2020-04-20 | 18 | 0 | 0 | 0 | [6 empty] | 0 | 1 | 0 | 0 | On Peak | 1 | 0 | 0 | On Peak | 1 | 0 | On Peak | 1 | 0 | On Peak | 0 | 1 | 0 | Off Peak | 1 | 0 | 0 | On Peak | 0 | 1 | 0 | Off Peak
2020 | 4 | 20 | 2020-04-20 | 19 | 0 | 0 | 0 | [6 empty] | 0 | 1 | 0 | 0 | On Peak | 1 | 0 | 0 | On Peak | 1 | 0 | On Peak | 0 | 1 | Off Peak | 0 | 0 | 1 | Super Off Peak | 1 | 0 | 0 | On Peak | 0 | 1 | 0 | Off Peak
2020 | 4 | 20 | 2020-04-20 | 20 | 0 | 0 | 0 | [6 empty] | 0 | 1 | 0 | 0 | On Peak | 1 | 0 | 0 | On Peak | 1 | 0 | On Peak | 0 | 1 | Off Peak | 0 | 0 | 1 | Super Off Peak | 1 | 0 | 0 | On Peak | 1 | 0 | 0 | On Peak
2020 | 4 | 20 | 2020-04-20 | 21 | 0 | 0 | 0 | [6 empty] | 0 | 1 | 0 | 0 | On Peak | 0 | 1 | 0 | Semi-Peak | 1 | 0 | On Peak | 0 | 1 | Off Peak | 0 | 0 | 1 | Super Off Peak | 0 | 1 | 0 | Off Peak | 1 | 0 | 0 | On Peak
2020 | 4 | 20 | 2020-04-20 | 22 | 0 | 0 | 0 | [6 empty] | 0 | 0 | 1 | 0 | Off Peak | 0 | 1 | 0 | Semi-Peak | 0 | 1 | Off Peak | 0 | 1 | Off Peak | 0 | 0 | 1 | Super Off Peak | 0 | 1 | 0 | Off Peak | 1 | 0 | 0 | On Peak
2020 | 4 | 20 | 2020-04-20 | 23 | 0 | 0 | 0 | [6 empty] | 0 | 0 | 1 | 0 | Off Peak | 0 | 0 | 1 | Off Peak | 0 | 1 | Off Peak | 0 | 1 | Off Peak | 0 | 0 | 1 | Super Off Peak | 0 | 1 | 0 | Off Peak | 1 | 0 | 0 | On Peak
2020 | 4 | 20 | 2020-04-20 | 24 | 0 | 0 | 0 | [6 empty] | 0 | 0 | 1 | 0 | Off Peak | 0 | 0 | 1 | Off Peak | 0 | 1 | Off Peak | 0 | 1 | Off Peak | 0 | 0 | 1 | Super Off Peak | 0 | 1 | 0 | Off Peak | 1 | 0 | 0 | On Peak
2020 | 4 | 21 | 2020-04-21 | 1 | 0 | 0 | 0 | [6 empty] | 0 | 0 | 0 | 1 | Super Off Peak | 0 | 0 | 1 | Off Peak | 0 | 1 | Off Peak | 0 | 1 | Off Peak | 0 | 0 | 1 | Super Off Peak | 0 | 0 | 1 | Super Off Peak | 0 | 0 | 1 | Super Off Peak
2020 | 4 | 21 | 2020-04-21 | 2 | 0 | 0 | 0 | [6 empty] | 0 | 0 | 0 | 1 | Super Off Peak | 0 | 0 | 1 | Off Peak | 0 | 1 | Off Peak | 0 | 1 | Off Peak | 0 | 0 | 1 | Super Off Peak | 0 | 0 | 1 | Super Off Peak | 0 | 0 | 1 | Super Off Peak
2020 | 4 | 21 | 2020-04-21 | 3 | 0 | 0 | 0 | [6 empty] | 0 | 0 | 0 | 1 | Super Off Peak | 0 | 0 | 1 | Off Peak | 0 | 1 | Off Peak | 0 | 1 | Off Peak | 0 | 0 | 1 | Super Off Peak | 0 | 0 | 1 | Super Off Peak | 0 | 0 | 1 | Super Off Peak
2020 | 4 | 21 | 2020-04-21 | 4 | 0 | 0 | 0 | [6 empty] | 0 | 0 | 0 | 1 | Super Off Peak | 0 | 0 | 1 | Off Peak | 0 | 1 | Off Peak | 0 | 1 | Off Peak | 0 | 0 | 1 | Super Off Peak | 0 | 0 | 1 | Super Off Peak | 0 | 0 | 1 | Super Off Peak
2020 | 4 | 21 | 2020-04-21 | 5 | 0 | 0 | 0 | [6 empty] | 0 | 0 | 0 | 1 | Super Off Peak | 0 | 0 | 1 | Off Peak | 0 | 1 | Off Peak | 0 | 1 | Off Peak | 0 | 0 | 1 | Super Off Peak | 0 | 0 | 1 | Super Off Peak | 0 | 0 | 1 | Super Off Peak
2020 | 4 | 21 | 2020-04-21 | 6 | 0 | 0 | 0 | [6 empty] | 0 | 0 | 0 | 1 | Super Off Peak | 0 | 0 | 1 | Off Peak | 0 | 1 | Off Peak | 0 | 1 | Off Peak | 0 | 0 | 1 | Super Off Peak | 0 | 1 | 0 | Off Peak | 0 | 1 | 0 | Off Peak
2020 | 4 | 21 | 2020-04-21 | 7 | 0 | 0 | 0 | [6 empty] | 0 | 0 | 1 | 0 | Off Peak | 0 | 1 | 0 | Semi-Peak | 0 | 1 | Off Peak | 0 | 1 | Off Peak | 0 | 1 | 0 | Off Peak | 0 | 1 | 0 | Off Peak | 0 | 1 | 0 | Off Peak
2020 | 4 | 21 | 2020-04-21 | 8 | 0 | 0 | 0 | [6 empty] | 0 | 0 | 1 | 0 | Off Peak | 0 | 1 | 0 | Semi-Peak | 0 | 1 | Off Peak | 0 | 1 | Off Peak | 0 | 1 | 0 | Off Peak | 0 | 1 | 0 | Off Peak | 0 | 1 | 0 | Off Peak
2020 | 4 | 21 | 2020-04-21 | 9 | 0 | 0 | 0 | [6 empty] | 0 | 0 | 1 | 0 | Off Peak | 0 | 1 | 0 | Semi-Peak | 0 | 1 | Off Peak | 0 | 1 | Off Peak | 0 | 1 | 0 | Off Peak | 0 | 1 | 0 | Off Peak | 0 | 1 | 0 | Off Peak
2020 | 4 | 21 | 2020-04-21 | 10 | 0 | 0 | 0 | [6 empty] | 0 | 0 | 1 | 0 | Off Peak | 0 | 1 | 0 | Semi-Peak | 0 | 1 | Off Peak | 0 | 1 | Off Peak | 0 | 1 | 0 | Off Peak | 0 | 1 | 0 | Off Peak | 0 | 1 | 0 | Off Peak
2020 | 4 | 21 | 2020-04-21 | 11 | 0 | 0 | 0 | [6 empty] | 0 | 0 | 0 | 1 | Super Off Peak | 0 | 1 | 0 | Semi-Peak | 0 | 1 | Off Peak | 0 | 1 | Off Peak | 0 | 1 | 0 | Off Peak | 0 | 1 | 0 | Off Peak | 0 | 1 | 0 | Off Peak
2020 | 4 | 21 | 2020-04-21 | 12 | 0 | 0 | 0 | [6 empty] | 0 | 0 | 0 | 1 | Super Off Peak | 0 | 1 | 0 | Semi-Peak | 0 | 1 | Off Peak | 0 | 1 | Off Peak | 0 | 1 | 0 | Off Peak | 0 | 1 | 0 | Off Peak | 0 | 1 | 0 | Off Peak
2020 | 4 | 21 | 2020-04-21 | 13 | 0 | 0 | 0 | [6 empty] | 0 | 0 | 0 | 1 | Super Off Peak | 0 | 1 | 0 | Semi-Peak | 0 | 1 | Off Peak | 1 | 0 | On Peak | 0 | 1 | 0 | Off Peak | 1 | 0 | 0 | On Peak | 0 | 1 | 0 | Off Peak
2020 | 4 | 21 | 2020-04-21 | 14 | 0 | 0 | 0 | [6 empty] | 0 | 0 | 0 | 1 | Super Off Peak | 0 | 1 | 0 | Semi-Peak | 0 | 1 | Off Peak | 1 | 0 | On Peak | 0 | 1 | 0 | Off Peak | 1 | 0 | 0 | On Peak | 0 | 1 | 0 | Off Peak
2020 | 4 | 21 | 2020-04-21 | 15 | 0 | 0 | 0 | [6 empty] | 0 | 0 | 1 | 0 | Off Peak | 0 | 1 | 0 | Semi-Peak | 0 | 1 | Off Peak | 1 | 0 | On Peak | 0 | 1 | 0 | Off Peak | 1 | 0 | 0 | On Peak | 0 | 1 | 0 | Off Peak
2020 | 4 | 21 | 2020-04-21 | 16 | 0 | 0 | 0 | [6 empty] | 0 | 0 | 1 | 0 | Off Peak | 0 | 1 | 0 | Semi-Peak | 0 | 1 | Off Peak | 1 | 0 | On Peak | 0 | 1 | 0 | Off Peak | 1 | 0 | 0 | On Peak | 0 | 1 | 0 | Off Peak
2020 | 4 | 21 | 2020-04-21 | 17 | 0 | 0 | 0 | [6 empty] | 0 | 1 | 0 | 0 | On Peak | 0 | 1 | 0 | Semi-Peak | 1 | 0 | On Peak | 1 | 0 | On Peak | 0 | 1 | 0 | Off Peak | 1 | 0 | 0 | On Peak | 0 | 1 | 0 | Off Peak
2020 | 4 | 21 | 2020-04-21 | 18 | 0 | 0 | 0 | [6 empty] | 0 | 1 | 0 | 0 | On Peak | 1 | 0 | 0 | On Peak | 1 | 0 | On Peak | 1 | 0 | On Peak | 0 | 1 | 0 | Off Peak | 1 | 0 | 0 | On Peak | 0 | 1 | 0 | Off Peak
2020 | 4 | 21 | 2020-04-21 | 19 | 0 | 0 | 0 | [6 empty] | 0 | 1 | 0 | 0 | On Peak | 1 | 0 | 0 | On Peak | 1 | 0 | On Peak | 0 | 1 | Off Peak | 0 | 0 | 1 | Super Off Peak | 1 | 0 | 0 | On Peak | 0 | 1 | 0 | Off Peak
2020 | 4 | 21 | 2020-04-21 | 20 | 0 | 0 | 0 | [6 empty] | 0 | 1 | 0 | 0 | On Peak | 1 | 0 | 0 | On Peak | 1 | 0 | On Peak | 0 | 1 | Off Peak | 0 | 0 | 1 | Super Off Peak | 1 | 0 | 0 | On Peak | 1 | 0 | 0 | On Peak
2020 | 4 | 21 | 2020-04-21 | 21 | 0 | 0 | 0 | [6 empty] | 0 | 1 | 0 | 0 | On Peak | 0 | 1 | 0 | Semi-Peak | 1 | 0 | On Peak | 0 | 1 | Off Peak | 0 | 0 | 1 | Super Off Peak | 0 | 1 | 0 | Off Peak | 1 | 0 | 0 | On Peak
2020 | 4 | 21 | 2020-04-21 | 22 | 0 | 0 | 0 | [6 empty] | 0 | 0 | 1 | 0 | Off Peak | 0 | 1 | 0 | Semi-Peak | 0 | 1 | Off Peak | 0 | 1 | Off Peak | 0 | 0 | 1 | Super Off Peak | 0 | 1 | 0 | Off Peak | 1 | 0 | 0 | On Peak
2020 | 4 | 21 | 2020-04-21 | 23 | 0 | 0 | 0 | [6 empty] | 0 | 0 | 1 | 0 | Off Peak | 0 | 0 | 1 | Off Peak | 0 | 1 | Off Peak | 0 | 1 | Off Peak | 0 | 0 | 1 | Super Off Peak | 0 | 1 | 0 | Off Peak | 1 | 0 | 0 | On Peak
2020 | 4 | 21 | 2020-04-21 | 24 | 0 | 0 | 0 | [6 empty] | 0 | 0 | 1 | 0 | Off Peak | 0 | 0 | 1 | Off Peak | 0 | 1 | Off Peak | 0 | 1 | Off Peak | 0 | 0 | 1 | Super Off Peak | 0 | 1 | 0 | Off Peak | 1 | 0 | 0 | On Peak
2020 | 4 | 22 | 2020-04-22 | 1 | 0 | 0 | 0 | [6 empty] | 0 | 0 | 0 | 1 | Super Off Peak | 0 | 0 | 1 | Off Peak | 0 | 1 | Off Peak | 0 | 1 | Off Peak | 0 | 0 | 1 | Super Off Peak | 0 | 0 | 1 | Super Off Peak | 0 | 0 | 1 | Super Off Peak
2020 | 4 | 22 | 2020-04-22 | 2 | 0 | 0 | 0 | [6 empty] | 0 | 0 | 0 | 1 | Super Off Peak | 0 | 0 | 1 | Off Peak | 0 | 1 | Off Peak | 0 | 1 | Off Peak | 0 | 0 | 1 | Super Off Peak | 0 | 0 | 1 | Super Off Peak | 0 | 0 | 1 | Super Off Peak
2020 | 4 | 22 | 2020-04-22 | 3 | 0 | 0 | 0 | [6 empty] | 0 | 0 | 0 | 1 | Super Off Peak | 0 | 0 | 1 | Off Peak | 0 | 1 | Off Peak | 0 | 1 | Off Peak | 0 | 0 | 1 | Super Off Peak | 0 | 0 | 1 | Super Off Peak | 0 | 0 | 1 | Super Off Peak
2020 | 4 | 22 | 2020-04-22 | 4 | 0 | 0 | 0 | [6 empty] | 0 | 0 | 0 | 1 | Super Off Peak | 0 | 0 | 1 | Off Peak | 0 | 1 | Off Peak | 0 | 1 | Off Peak | 0 | 0 | 1 | Super Off Peak | 0 | 0 | 1 | Super Off Peak | 0 | 0 | 1 | Super Off Peak
2020 | 4 | 22 | 2020-04-22 | 5 | 0 | 0 | 0 | [6 empty] | 0 | 0 | 0 | 1 | Super Off Peak | 0 | 0 | 1 | Off Peak | 0 | 1 | Off Peak | 0 | 1 | Off Peak | 0 | 0 | 1 | Super Off Peak | 0 | 0 | 1 | Super Off Peak | 0 | 0 | 1 | Super Off Peak
2020 | 4 | 22 | 2020-04-22 | 6 | 0 | 0 | 0 | [6 empty] | 0 | 0 | 0 | 1 | Super Off Peak | 0 | 0 | 1 | Off Peak | 0 | 1 | Off Peak | 0 | 1 | Off Peak | 0 | 0 | 1 | Super Off Peak | 0 | 1 | 0 | Off Peak | 0 | 1 | 0 | Off Peak
2020 | 4 | 22 | 2020-04-22 | 7 | 0 | 0 | 0 | [6 empty] | 0 | 0 | 1 | 0 | Off Peak | 0 | 1 | 0 | Semi-Peak | 0 | 1 | Off Peak | 0 | 1 | Off Peak | 0 | 1 | 0 | Off Peak | 0 | 1 | 0 | Off Peak | 0 | 1 | 0 | Off Peak
2020 | 4 | 22 | 2020-04-22 | 8 | 0 | 0 | 0 | [6 empty] | 0 | 0 | 1 | 0 | Off Peak | 0 | 1 | 0 | Semi-Peak | 0 | 1 | Off Peak | 0 | 1 | Off Peak | 0 | 1 | 0 | Off Peak | 0 | 1 | 0 | Off Peak | 0 | 1 | 0 | Off Peak
2020 | 4 | 22 | 2020-04-22 | 9 | 0 | 0 | 0 | [6 empty] | 0 | 0 | 1 | 0 | Off Peak | 0 | 1 | 0 | Semi-Peak | 0 | 1 | Off Peak | 0 | 1 | Off Peak | 0 | 1 | 0 | Off Peak | 0 | 1 | 0 | Off Peak | 0 | 1 | 0 | Off Peak
2020 | 4 | 22 | 2020-04-22 | 10 | 0 | 0 | 0 | [6 empty] | 0 | 0 | 1 | 0 | Off Peak | 0 | 1 | 0 | Semi-Peak | 0 | 1 | Off Peak | 0 | 1 | Off Peak | 0 | 1 | 0 | Off Peak | 0 | 1 | 0 | Off Peak | 0 | 1 | 0 | Off Peak
2020 | 4 | 22 | 2020-04-22 | 11 | 0 | 0 | 0 | [6 empty] | 0 | 0 | 0 | 1 | Super Off Peak | 0 | 1 | 0 | Semi-Peak | 0 | 1 | Off Peak | 0 | 1 | Off Peak | 0 | 1 | 0 | Off Peak | 0 | 1 | 0 | Off Peak | 0 | 1 | 0 | Off Peak
2020 | 4 | 22 | 2020-04-22 | 12 | 0 | 0 | 0 | [6 empty] | 0 | 0 | 0 | 1 | Super Off Peak | 0 | 1 | 0 | Semi-Peak | 0 | 1 | Off Peak | 0 | 1 | Off Peak | 0 | 1 | 0 | Off Peak | 0 | 1 | 0 | Off Peak | 0 | 1 | 0 | Off Peak
2020 | 4 | 22 | 2020-04-22 | 13 | 0 | 0 | 0 | [6 empty] | 0 | 0 | 0 | 1 | Super Off Peak | 0 | 1 | 0 | Semi-Peak | 0 | 1 | Off Peak | 1 | 0 | On Peak | 0 | 1 | 0 | Off Peak | 1 | 0 | 0 | On Peak | 0 | 1 | 0 | Off Peak
2020 | 4 | 22 | 2020-04-22 | 14 | 0 | 0 | 0 | [6 empty] | 0 | 0 | 0 | 1 | Super Off Peak | 0 | 1 | 0 | Semi-Peak | 0 | 1 | Off Peak | 1 | 0 | On Peak | 0 | 1 | 0 | Off Peak | 1 | 0 | 0 | On Peak | 0 | 1 | 0 | Off Peak
2020 | 4 | 22 | 2020-04-22 | 15 | 0 | 0 | 0 | [6 empty] | 0 | 0 | 1 | 0 | Off Peak | 0 | 1 | 0 | Semi-Peak | 0 | 1 | Off Peak | 1 | 0 | On Peak | 0 | 1 | 0 | Off Peak | 1 | 0 | 0 | On Peak | 0 | 1 | 0 | Off Peak
2020 | 4 | 22 | 2020-04-22 | 16 | 0 | 0 | 0 | [6 empty] | 0 | 0 | 1 | 0 | Off Peak | 0 | 1 | 0 | Semi-Peak | 0 | 1 | Off Peak | 1 | 0 | On Peak | 0 | 1 | 0 | Off Peak | 1 | 0 | 0 | On Peak | 0 | 1 | 0 | Off Peak
2020 | 4 | 22 | 2020-04-22 | 17 | 0 | 0 | 0 | [6 empty] | 0 | 1 | 0 | 0 | On Peak | 0 | 1 | 0 | Semi-Peak | 1 | 0 | On Peak | 1 | 0 | On Peak | 0 | 1 | 0 | Off Peak | 1 | 0 | 0 | On Peak | 0 | 1 | 0 | Off Peak
2020 | 4 | 22 | 2020-04-22 | 18 | 0 | 0 | 0 | [6 empty] | 0 | 1 | 0 | 0 | On Peak | 1 | 0 | 0 | On Peak | 1 | 0 | On Peak | 1 | 0 | On Peak | 0 | 1 | 0 | Off Peak | 1 | 0 | 0 | On Peak | 0 | 1 | 0 | Off Peak
2020 | 4 | 22 | 2020-04-22 | 19 | 0 | 0 | 0 | [6 empty] | 0 | 1 | 0 | 0 | On Peak | 1 | 0 | 0 | On Peak | 1 | 0 | On Peak | 0 | 1 | Off Peak | 0 | 0 | 1 | Super Off Peak | 1 | 0 | 0 | On Peak | 0 | 1 | 0 | Off Peak
2020 | 4 | 22 | 2020-04-22 | 20 | 0 | 0 | 0 | [6 empty] | 0 | 1 | 0 | 0 | On Peak | 1 | 0 | 0 | On Peak | 1 | 0 | On Peak | 0 | 1 | Off Peak | 0 | 0 | 1 | Super Off Peak | 1 | 0 | 0 | On Peak | 1 | 0 | 0 | On Peak
2020 | 4 | 22 | 2020-04-22 | 21 | 0 | 0 | 0 | [6 empty] | 0 | 1 | 0 | 0 | On Peak | 0 | 1 | 0 | Semi-Peak | 1 | 0 | On Peak | 0 | 1 | Off Peak | 0 | 0 | 1 | Super Off Peak | 0 | 1 | 0 | Off Peak | 1 | 0 | 0 | On Peak
2020 | 4 | 22 | 2020-04-22 | 22 | 0 | 0 | 0 | [6 empty] | 0 | 0 | 1 | 0 | Off Peak | 0 | 1 | 0 | Semi-Peak | 0 | 1 | Off Peak | 0 | 1 | Off Peak | 0 | 0 | 1 | Super Off Peak | 0 | 1 | 0 | Off Peak | 1 | 0 | 0 | On Peak
2020 | 4 | 22 | 2020-04-22 | 23 | 0 | 0 | 0 | [6 empty] | 0 | 0 | 1 | 0 | Off Peak | 0 | 0 | 1 | Off Peak | 0 | 1 | Off Peak | 0 | 1 | Off Peak | 0 | 0 | 1 | Super Off Peak | 0 | 1 | 0 | Off Peak | 1 | 0 | 0 | On Peak
2020 | 4 | 22 | 2020-04-22 | 24 | 0 | 0 | 0 | [6 empty] | 0 | 0 | 1 | 0 | Off Peak | 0 | 0 | 1 | Off Peak | 0 | 1 | Off Peak | 0 | 1 | Off Peak | 0 | 0 | 1 | Super Off Peak | 0 | 1 | 0 | Off Peak | 1 | 0 | 0 | On Peak
2020 | 4 | 23 | 2020-04-23 | 1 | 0 | 0 | 0 | [6 empty] | 0 | 0 | 0 | 1 | Super Off Peak | 0 | 0 | 1 | Off Peak | 0 | 1 | Off Peak | 0 | 1 | Off Peak | 0 | 0 | 1 | Super Off Peak | 0 | 0 | 1 | Super Off Peak | 0 | 0 | 1 | Super Off Peak
2020 | 4 | 23 | 2020-04-23 | 2 | 0 | 0 | 0 | [6 empty] | 0 | 0 | 0 | 1 | Super Off Peak | 0 | 0 | 1 | Off Peak | 0 | 1 | Off Peak | 0 | 1 | Off Peak | 0 | 0 | 1 | Super Off Peak | 0 | 0 | 1 | Super Off Peak | 0 | 0 | 1 | Super Off Peak
2020 | 4 | 23 | 2020-04-23 | 3 | 0 | 0 | 0 | [6 empty] | 0 | 0 | 0 | 1 | Super Off Peak | 0 | 0 | 1 | Off Peak | 0 | 1 | Off Peak | 0 | 1 | Off Peak | 0 | 0 | 1 | Super Off Peak | 0 | 0 | 1 | Super Off Peak | 0 | 0 | 1 | Super Off Peak
2020 | 4 | 23 | 2020-04-23 | 4 | 0 | 0 | 0 | [6 empty] | 0 | 0 | 0 | 1 | Super Off Peak | 0 | 0 | 1 | Off Peak | 0 | 1 | Off Peak | 0 | 1 | Off Peak | 0 | 0 | 1 | Super Off Peak | 0 | 0 | 1 | Super Off Peak | 0 | 0 | 1 | Super Off Peak
2020 | 4 | 23 | 2020-04-23 | 5 | 0 | 0 | 0 | [6 empty] | 0 | 0 | 0 | 1 | Super Off Peak | 0 | 0 | 1 | Off Peak | 0 | 1 | Off Peak | 0 | 1 | Off Peak | 0 | 0 | 1 | Super Off Peak | 0 | 0 | 1 | Super Off Peak | 0 | 0 | 1 | Super Off Peak
2020 | 4 | 23 | 2020-04-23 | 6 | 0 | 0 | 0 | [6 empty] | 0 | 0 | 0 | 1 | Super Off Peak | 0 | 0 | 1 | Off Peak | 0 | 1 | Off Peak | 0 | 1 | Off Peak | 0 | 0 | 1 | Super Off Peak | 0 | 1 | 0 | Off Peak | 0 | 1 | 0 | Off Peak
2020 | 4 | 23 | 2020-04-23 | 7 | 0 | 0 | 0 | [6 empty] | 0 | 0 | 1 | 0 | Off Peak | 0 | 1 | 0 | Semi-Peak | 0 | 1 | Off Peak | 0 | 1 | Off Peak | 0 | 1 | 0 | Off Peak | 0 | 1 | 0 | Off Peak | 0 | 1 | 0 | Off Peak
2020 | 4 | 23 | 2020-04-23 | 8 | 0 | 0 | 0 | [6 empty] | 0 | 0 | 1 | 0 | Off Peak | 0 | 1 | 0 | Semi-Peak | 0 | 1 | Off Peak | 0 | 1 | Off Peak | 0 | 1 | 0 | Off Peak | 0 | 1 | 0 | Off Peak | 0 | 1 | 0 | Off Peak
2020 | 4 | 23 | 2020-04-23 | 9 | 0 | 0 | 0 | [6 empty] | 0 | 0 | 1 | 0 | Off Peak | 0 | 1 | 0 | Semi-Peak | 0 | 1 | Off Peak | 0 | 1 | Off Peak | 0 | 1 | 0 | Off Peak | 0 | 1 | 0 | Off Peak | 0 | 1 | 0 | Off Peak
2020 | 4 | 23 | 2020-04-23 | 10 | 0 | 0 | 0 | [6 empty] | 0 | 0 | 1 | 0 | Off Peak | 0 | 1 | 0 | Semi-Peak | 0 | 1 | Off Peak | 0 | 1 | Off Peak | 0 | 1 | 0 | Off Peak | 0 | 1 | 0 | Off Peak | 0 | 1 | 0 | Off Peak
2020 | 4 | 23 | 2020-04-23 | 11 | 0 | 0 | 0 | [6 empty] | 0 | 0 | 0 | 1 | Super Off Peak | 0 | 1 | 0 | Semi-Peak | 0 | 1 | Off Peak | 0 | 1 | Off Peak | 0 | 1 | 0 | Off Peak | 0 | 1 | 0 | Off Peak | 0 | 1 | 0 | Off Peak
2020 | 4 | 23 | 2020-04-23 | 12 | 0 | 0 | 0 | [6 empty] | 0 | 0 | 0 | 1 | Super Off Peak | 0 | 1 | 0 | Semi-Peak | 0 | 1 | Off Peak | 0 | 1 | Off Peak | 0 | 1 | 0 | Off Peak | 0 | 1 | 0 | Off Peak | 0 | 1 | 0 | Off Peak
2020 | 4 | 23 | 2020-04-23 | 13 | 0 | 0 | 0 | [6 empty] | 0 | 0 | 0 | 1 | Super Off Peak | 0 | 1 | 0 | Semi-Peak | 0 | 1 | Off Peak | 1 | 0 | On Peak | 0 | 1 | 0 | Off Peak | 1 | 0 | 0 | On Peak | 0 | 1 | 0 | Off Peak
2020 | 4 | 23 | 2020-04-23 | 14 | 0 | 0 | 0 | [6 empty] | 0 | 0 | 0 | 1 | Super Off Peak | 0 | 1 | 0 | Semi-Peak | 0 | 1 | Off Peak | 1 | 0 | On Peak | 0 | 1 | 0 | Off Peak | 1 | 0 | 0 | On Peak | 0 | 1 | 0 | Off Peak
2020 | 4 | 23 | 2020-04-23 | 15 | 0 | 0 | 0 | [6 empty] | 0 | 0 | 1 | 0 | Off Peak | 0 | 1 | 0 | Semi-Peak | 0 | 1 | Off Peak | 1 | 0 | On Peak | 0 | 1 | 0 | Off Peak | 1 | 0 | 0 | On Peak | 0 | 1 | 0 | Off Peak
2020 | 4 | 23 | 2020-04-23 | 16 | 0 | 0 | 0 | [6 empty] | 0 | 0 | 1 | 0 | Off Peak | 0 | 1 | 0 | Semi-Peak | 0 | 1 | Off Peak | 1 | 0 | On Peak | 0 | 1 | 0 | Off Peak | 1 | 0 | 0 | On Peak | 0 | 1 | 0 | Off Peak
2020 | 4 | 23 | 2020-04-23 | 17 | 0 | 0 | 0 | [6 empty] | 0 | 1 | 0 | 0 | On Peak | 0 | 1 | 0 | Semi-Peak | 1 | 0 | On Peak | 1 | 0 | On Peak | 0 | 1 | 0 | Off Peak | 1 | 0 | 0 | On Peak | 0 | 1 | 0 | Off Peak
2020 | 4 | 23 | 2020-04-23 | 18 | 0 | 0 | 0 | [6 empty] | 0 | 1 | 0 | 0 | On Peak | 1 | 0 | 0 | On Peak | 1 | 0 | On Peak | 1 | 0 | On Peak | 0 | 1 | 0 | Off Peak | 1 | 0 | 0 | On Peak | 0 | 1 | 0 | Off Peak
2020 | 4 | 23 | 2020-04-23 | 19 | 0 | 0 | 0 | [6 empty] | 0 | 1 | 0 | 0 | On Peak | 1 | 0 | 0 | On Peak | 1 | 0 | On Peak | 0 | 1 | Off Peak | 0 | 0 | 1 | Super Off Peak | 1 | 0 | 0 | On Peak | 0 | 1 | 0 | Off Peak
2020 | 4 | 23 | 2020-04-23 | 20 | 0 | 0 | 0 | [6 empty] | 0 | 1 | 0 | 0 | On Peak | 1 | 0 | 0 | On Peak | 1 | 0 | On Peak | 0 | 1 | Off Peak | 0 | 0 | 1 | Super Off Peak | 1 | 0 | 0 | On Peak | 1 | 0 | 0 | On Peak
2020 | 4 | 23 | 2020-04-23 | 21 | 0 | 0 | 0 | [6 empty] | 0 | 1 | 0 | 0 | On Peak | 0 | 1 | 0 | Semi-Peak | 1 | 0 | On Peak | 0 | 1 | Off Peak | 0 | 0 | 1 | Super Off Peak | 0 | 1 | 0 | Off Peak | 1 | 0 | 0 | On Peak
2020 | 4 | 23 | 2020-04-23 | 22 | 0 | 0 | 0 | [6 empty] | 0 | 0 | 1 | 0 | Off Peak | 0 | 1 | 0 | Semi-Peak | 0 | 1 | Off Peak | 0 | 1 | Off Peak | 0 | 0 | 1 | Super Off Peak | 0 | 1 | 0 | Off Peak | 1 | 0 | 0 | On Peak
2020 | 4 | 23 | 2020-04-23 | 23 | 0 | 0 | 0 | [6 empty] | 0 | 0 | 1 | 0 | Off Peak | 0 | 0 | 1 | Off Peak | 0 | 1 | Off Peak | 0 | 1 | Off Peak | 0 | 0 | 1 | Super Off Peak | 0 | 1 | 0 | Off Peak | 1 | 0 | 0 | On Peak
2020 | 4 | 23 | 2020-04-23 | 24 | 0 | 0 | 0 | [6 empty] | 0 | 0 | 1 | 0 | Off Peak | 0 | 0 | 1 | Off Peak | 0 | 1 | Off Peak | 0 | 1 | Off Peak | 0 | 0 | 1 | Super Off Peak | 0 | 1 | 0 | Off Peak | 1 | 0 | 0 | On Peak
2020 | 4 | 24 | 2020-04-24 | 1 | 0 | 0 | 0 | [6 empty] | 0 | 0 | 0 | 1 | Super Off Peak | 0 | 0 | 1 | Off Peak | 0 | 1 | Off Peak | 0 | 1 | Off Peak | 0 | 0 | 1 | Super Off Peak | 0 | 0 | 1 | Super Off Peak | 0 | 0 | 1 | Super Off Peak
2020 | 4 | 24 | 2020-04-24 | 2 | 0 | 0 | 0 | [6 empty] | 0 | 0 | 0 | 1 | Super Off Peak | 0 | 0 | 1 | Off Peak | 0 | 1 | Off Peak | 0 | 1 | Off Peak | 0 | 0 | 1 | Super Off Peak | 0 | 0 | 1 | Super Off Peak | 0 | 0 | 1 | Super Off Peak
2020 | 4 | 24 | 2020-04-24 | 3 | 0 | 0 | 0 | [6 empty] | 0 | 0 | 0 | 1 | Super Off Peak | 0 | 0 | 1 | Off Peak | 0 | 1 | Off Peak | 0 | 1 | Off Peak | 0 | 0 | 1 | Super Off Peak | 0 | 0 | 1 | Super Off Peak | 0 | 0 | 1 | Super Off Peak
2020 | 4 | 24 | 2020-04-24 | 4 | 0 | 0 | 0 | [6 empty] | 0 | 0 | 0 | 1 | Super Off Peak | 0 | 0 | 1 | Off Peak | 0 | 1 | Off Peak | 0 | 1 | Off Peak | 0 | 0 | 1 | Super Off Peak | 0 | 0 | 1 | Super Off Peak | 0 | 0 | 1 | Super Off Peak
2020 | 4 | 24 | 2020-04-24 | 5 | 0 | 0 | 0 | [6 empty] | 0 | 0 | 0 | 1 | Super Off Peak | 0 | 0 | 1 | Off Peak | 0 | 1 | Off Peak | 0 | 1 | Off Peak | 0 | 0 | 1 | Super Off Peak | 0 | 0 | 1 | Super Off Peak | 0 | 0 | 1 | Super Off Peak
2020 | 4 | 24 | 2020-04-24 | 6 | 0 | 0 | 0 | [6 empty] | 0 | 0 | 0 | 1 | Super Off Peak | 0 | 0 | 1 | Off Peak | 0 | 1 | Off Peak | 0 | 1 | Off Peak | 0 | 0 | 1 | Super Off Peak | 0 | 1 | 0 | Off Peak | 0 | 1 | 0 | Off Peak
2020 | 4 | 24 | 2020-04-24 | 7 | 0 | 0 | 0 | [6 empty] | 0 | 0 | 1 | 0 | Off Peak | 0 | 1 | 0 | Semi-Peak | 0 | 1 | Off Peak | 0 | 1 | Off Peak | 0 | 1 | 0 | Off Peak | 0 | 1 | 0 | Off Peak | 0 | 1 | 0 | Off Peak
2020 | 4 | 24 | 2020-04-24 | 8 | 0 | 0 | 0 | [6 empty] | 0 | 0 | 1 | 0 | Off Peak | 0 | 1 | 0 | Semi-Peak | 0 | 1 | Off Peak | 0 | 1 | Off Peak | 0 | 1 | 0 | Off Peak | 0 | 1 | 0 | Off Peak | 0 | 1 | 0 | Off Peak
2020 | 4 | 24 | 2020-04-24 | 9 | 0 | 0 | 0 | [6 empty] | 0 | 0 | 1 | 0 | Off Peak | 0 | 1 | 0 | Semi-Peak | 0 | 1 | Off Peak | 0 | 1 | Off Peak | 0 | 1 | 0 | Off Peak | 0 | 1 | 0 | Off Peak | 0 | 1 | 0 | Off Peak
2020 | 4 | 24 | 2020-04-24 | 10 | 0 | 0 | 0 | [6 empty] | 0 | 0 | 1 | 0 | Off Peak | 0 | 1 | 0 | Semi-Peak | 0 | 1 | Off Peak | 0 | 1 | Off Peak | 0 | 1 | 0 | Off Peak | 0 | 1 | 0 | Off Peak | 0 | 1 | 0 | Off Peak
2020 | 4 | 24 | 2020-04-24 | 11 | 0 | 0 | 0 | [6 empty] | 0 | 0 | 0 | 1 | Super Off Peak | 0 | 1 | 0 | Semi-Peak | 0 | 1 | Off Peak | 0 | 1 | Off Peak | 0 | 1 | 0 | Off Peak | 0 | 1 | 0 | Off Peak | 0 | 1 | 0 | Off Peak
2020 | 4 | 24 | 2020-04-24 | 12 | 0 | 0 | 0 | [6 empty] | 0 | 0 | 0 | 1 | Super Off Peak | 0 | 1 | 0 | Semi-Peak | 0 | 1 | Off Peak | 0 | 1 | Off Peak | 0 | 1 | 0 | Off Peak | 0 | 1 | 0 | Off Peak | 0 | 1 | 0 | Off Peak
2020 | 4 | 24 | 2020-04-24 | 13 | 0 | 0 | 0 | [6 empty] | 0 | 0 | 0 | 1 | Super Off Peak | 0 | 1 | 0 | Semi-Peak | 0 | 1 | Off Peak | 1 | 0 | On Peak | 0 | 1 | 0 | Off Peak | 1 | 0 | 0 | On Peak | 0 | 1 | 0 | Off Peak
2020 | 4 | 24 | 2020-04-24 | 14 | 0 | 0 | 0 | [6 empty] | 0 | 0 | 0 | 1 | Super Off Peak | 0 | 1 | 0 | Semi-Peak | 0 | 1 | Off Peak | 1 | 0 | On Peak | 0 | 1 | 0 | Off Peak | 1 | 0 | 0 | On Peak | 0 | 1 | 0 | Off Peak
2020 | 4 | 24 | 2020-04-24 | 15 | 0 | 0 | 0 | [6 empty] | 0 | 0 | 1 | 0 | Off Peak | 0 | 1 | 0 | Semi-Peak | 0 | 1 | Off Peak | 1 | 0 | On Peak | 0 | 1 | 0 | Off Peak | 1 | 0 | 0 | On Peak | 0 | 1 | 0 | Off Peak
2020 | 4 | 24 | 2020-04-24 | 16 | 0 | 0 | 0 | [6 empty] | 0 | 0 | 1 | 0 | Off Peak | 0 | 1 | 0 | Semi-Peak | 0 | 1 | Off Peak | 1 | 0 | On Peak | 0 | 1 | 0 | Off Peak | 1 | 0 | 0 | On Peak | 0 | 1 | 0 | Off Peak
2020 | 4 | 24 | 2020-04-24 | 17 | 0 | 0 | 0 | [6 empty] | 0 | 1 | 0 | 0 | On Peak | 0 | 1 | 0 | Semi-Peak | 1 | 0 | On Peak | 1 | 0 | On Peak | 0 | 1 | 0 | Off Peak | 1 | 0 | 0 | On Peak | 0 | 1 | 0 | Off Peak
2020 | 4 | 24 | 2020-04-24 | 18 | 0 | 0 | 0 | [6 empty] | 0 | 1 | 0 | 0 | On Peak | 1 | 0 | 0 | On Peak | 1 | 0 | On Peak | 1 | 0 | On Peak | 0 | 1 | 0 | Off Peak | 1 | 0 | 0 | On Peak | 0 | 1 | 0 | Off Peak
2020 | 4 | 24 | 2020-04-24 | 19 | 0 | 0 | 0 | [6 empty] | 0 | 1 | 0 | 0 | On Peak | 1 | 0 | 0 | On Peak | 1 | 0 | On Peak | 0 | 1 | Off Peak | 0 | 0 | 1 | Super Off Peak | 1 | 0 | 0 | On Peak | 0 | 1 | 0 | Off Peak
2020 | 4 | 24 | 2020-04-24 | 20 | 0 | 0 | 0 | [6 empty] | 0 | 1 | 0 | 0 | On Peak | 1 | 0 | 0 | On Peak | 1 | 0 | On Peak | 0 | 1 | Off Peak | 0 | 0 | 1 | Super Off Peak | 1 | 0 | 0 | On Peak | 1 | 0 | 0 | On Peak
2020 | 4 | 24 | 2020-04-24 | 21 | 0 | 0 | 0 | [6 empty] | 0 | 1 | 0 | 0 | On Peak | 0 | 1 | 0 | Semi-Peak | 1 | 0 | On Peak | 0 | 1 | Off Peak | 0 | 0 | 1 | Super Off Peak | 0 | 1 | 0 | Off Peak | 1 | 0 | 0 | On Peak
2020 | 4 | 24 | 2020-04-24 | 22 | 0 | 0 | 0 | [6 empty] | 0 | 0 | 1 | 0 | Off Peak | 0 | 1 | 0 | Semi-Peak | 0 | 1 | Off Peak | 0 | 1 | Off Peak | 0 | 0 | 1 | Super Off Peak | 0 | 1 | 0 | Off Peak | 1 | 0 | 0 | On Peak
2020 | 4 | 24 | 2020-04-24 | 23 | 0 | 0 | 0 | [6 empty] | 0 | 0 | 1 | 0 | Off Peak | 0 | 0 | 1 | Off Peak | 0 | 1 | Off Peak | 0 | 1 | Off Peak | 0 | 0 | 1 | Super Off Peak | 0 | 1 | 0 | Off Peak | 1 | 0 | 0 | On Peak
2020 | 4 | 24 | 2020-04-24 | 24 | 0 | 0 | 0 | [6 empty] | 0 | 0 | 1 | 0 | Off Peak | 0 | 0 | 1 | Off Peak | 0 | 1 | Off Peak | 0 | 1 | Off Peak | 0 | 0 | 1 | Super Off Peak | 0 | 1 | 0 | Off Peak | 1 | 0 | 0 | On Peak
2020 | 4 | 25 | 2020-04-25 | 1 | 0 | 1 | 0 | [6 empty] | 0 | 0 | 0 | 1 | Super Off Peak | 0 | 0 | 1 | Off Peak | 0 | 1 | Off Peak | 0 | 1 | Off Peak | 0 | 0 | 1 | Super Off Peak | 0 | 0 | 1 | Super Off Peak | 0 | 0 | 1 | Super Off Peak
2020 | 4 | 25 | 2020-04-25 | 2 | 0 | 1 | 0 | [6 empty] | 0 | 0 | 0 | 1 | Super Off Peak | 0 | 0 | 1 | Off Peak | 0 | 1 | Off Peak | 0 | 1 | Off Peak | 0 | 0 | 1 | Super Off Peak | 0 | 0 | 1 | Super Off Peak | 0 | 0 | 1 | Super Off Peak
2020 | 4 | 25 | 2020-04-25 | 3 | 0 | 1 | 0 | [6 empty] | 0 | 0 | 0 | 1 | Super Off Peak | 0 | 0 | 1 | Off Peak | 0 | 1 | Off Peak | 0 | 1 | Off Peak | 0 | 0 | 1 | Super Off Peak | 0 | 0 | 1 | Super Off Peak | 0 | 0 | 1 | Super Off Peak
2020 | 4 | 25 | 2020-04-25 | 4 | 0 | 1 | 0 | [6 empty] | 0 | 0 | 0 | 1 | Super Off Peak | 0 | 0 | 1 | Off Peak | 0 | 1 | Off Peak | 0 | 1 | Off Peak | 0 | 0 | 1 | Super Off Peak | 0 | 0 | 1 | Super Off Peak | 0 | 0 | 1 | Super Off Peak
2020 | 4 | 25 | 2020-04-25 | 5 | 0 | 1 | 0 | [6 empty] | 0 | 0 | 0 | 1 | Super Off Peak | 0 | 0 | 1 | Off Peak | 0 | 1 | Off Peak | 0 | 1 | Off Peak | 0 | 0 | 1 | Super Off Peak | 0 | 0 | 1 | Super Off Peak | 0 | 0 | 1 | Super Off Peak
2020 | 4 | 25 | 2020-04-25 | 6 | 0 | 1 | 0 | [6 empty] | 0 | 0 | 0 | 1 | Super Off Peak | 0 | 0 | 1 | Off Peak | 0 | 1 | Off Peak | 0 | 1 | Off Peak | 0 | 0 | 1 | Super Off Peak | 0 | 1 | 0 | Off Peak | 0 | 1 | 0 | Off Peak
2020 | 4 | 25 | 2020-04-25 | 7 | 0 | 1 | 0 | [6 empty] | 0 | 0 | 0 | 1 | Super Off Peak | 0 | 0 | 1 | Off Peak | 0 | 1 | Off Peak | 0 | 1 | Off Peak | 0 | 0 | 1 | Super Off Peak | 0 | 1 | 0 | Off Peak | 0 | 1 | 0 | Off Peak
2020 | 4 | 25 | 2020-04-25 | 8 | 0 | 1 | 0 | [6 empty] | 0 | 0 | 0 | 1 | Super Off Peak | 0 | 0 | 1 | Off Peak | 0 | 1 | Off Peak | 0 | 1 | Off Peak | 0 | 0 | 1 | Super Off Peak | 0 | 1 | 0 | Off Peak | 0 | 1 | 0 | Off Peak
2020 | 4 | 25 | 2020-04-25 | 9 | 0 | 1 | 0 | [6 empty] | 0 | 0 | 0 | 1 | Super Off Peak | 0 | 0 | 1 | Off Peak | 0 | 1 | Off Peak | 0 | 1 | Off Peak | 0 | 0 | 1 | Super Off Peak | 0 | 1 | 0 | Off Peak | 0 | 1 | 0 | Off Peak
2020 | 4 | 25 | 2020-04-25 | 10 | 0 | 1 | 0 | [6 empty] | 0 | 0 | 0 | 1 | Super Off Peak | 0 | 0 | 1 | Off Peak | 0 | 1 | Off Peak | 0 | 1 | Off Peak | 0 | 0 | 1 | Super Off Peak | 0 | 1 | 0 | Off Peak | 0 | 1 | 0 | Off Peak
2020 | 4 | 25 | 2020-04-25 | 11 | 0 | 1 | 0 | [6 empty] | 0 | 0 | 0 | 1 | Super Off Peak | 0 | 0 | 1 | Off Peak | 0 | 1 | Off Peak | 0 | 1 | Off Peak | 0 | 0 | 1 | Super Off Peak | 0 | 1 | 0 | Off Peak | 0 | 1 | 0 | Off Peak
2020 | 4 | 25 | 2020-04-25 | 12 | 0 | 1 | 0 | [6 empty] | 0 | 0 | 0 | 1 | Super Off Peak | 0 | 0 | 1 | Off Peak | 0 | 1 | Off Peak | 0 | 1 | Off Peak | 0 | 0 | 1 | Super Off Peak | 0 | 1 | 0 | Off Peak | 0 | 1 | 0 | Off Peak
2020 | 4 | 25 | 2020-04-25 | 13 | 0 | 1 | 0 | [6 empty] | 0 | 0 | 0 | 1 | Super Off Peak | 0 | 0 | 1 | Off Peak | 0 | 1 | Off Peak | 0 | 1 | Off Peak | 0 | 0 | 1 | Super Off Peak | 1 | 0 | 0 | On Peak | 0 | 1 | 0 | Off Peak
2020 | 4 | 25 | 2020-04-25 | 14 | 0 | 1 | 0 | [6 empty] | 0 | 0 | 0 | 1 | Super Off Peak | 0 | 0 | 1 | Off Peak | 0 | 1 | Off Peak | 0 | 1 | Off Peak | 0 | 0 | 1 | Super Off Peak | 1 | 0 | 0 | On Peak | 0 | 1 | 0 | Off Peak
2020 | 4 | 25 | 2020-04-25 | 15 | 0 | 1 | 0 | [6 empty] | 0 | 0 | 1 | 0 | Off Peak | 0 | 0 | 1 | Off Peak | 0 | 1 | Off Peak | 0 | 1 | Off Peak | 0 | 0 | 1 | Super Off Peak | 1 | 0 | 0 | On Peak | 0 | 1 | 0 | Off Peak
2020 | 4 | 25 | 2020-04-25 | 16 | 0 | 1 | 0 | [6 empty] | 0 | 0 | 1 | 0 | Off Peak | 0 | 0 | 1 | Off Peak | 0 | 1 | Off Peak | 0 | 1 | Off Peak | 0 | 0 | 1 | Super Off Peak | 1 | 0 | 0 | On Peak | 0 | 1 | 0 | Off Peak
2020 | 4 | 25 | 2020-04-25 | 17 | 0 | 1 | 0 | [6 empty] | 0 | 1 | 0 | 0 | On Peak | 0 | 0 | 1 | Off Peak | 0 | 1 | Off Peak | 0 | 1 | Off Peak | 0 | 0 | 1 | Super Off Peak | 1 | 0 | 0 | On Peak | 0 | 1 | 0 | Off Peak
2020 | 4 | 25 | 2020-04-25 | 18 | 0 | 1 | 0 | [6 empty] | 0 | 1 | 0 | 0 | On Peak | 0 | 0 | 1 | Off Peak | 0 | 1 | Off Peak | 0 | 1 | Off Peak | 0 | 0 | 1 | Super Off Peak | 1 | 0 | 0 | On Peak | 0 | 1 | 0 | Off Peak
2020 | 4 | 25 | 2020-04-25 | 19 | 0 | 1 | 0 | [6 empty] | 0 | 1 | 0 | 0 | On Peak | 0 | 0 | 1 | Off Peak | 0 | 1 | Off Peak | 0 | 1 | Off Peak | 0 | 0 | 1 | Super Off Peak | 1 | 0 | 0 | On Peak | 0 | 1 | 0 | Off Peak
2020 | 4 | 25 | 2020-04-25 | 20 | 0 | 1 | 0 | [6 empty] | 0 | 1 | 0 | 0 | On Peak | 0 | 0 | 1 | Off Peak | 0 | 1 | Off Peak | 0 | 1 | Off Peak | 0 | 0 | 1 | Super Off Peak | 1 | 0 | 0 | On Peak | 1 | 0 | 0 | On Peak
2020 | 4 | 25 | 2020-04-25 | 21 | 0 | 1 | 0 | [6 empty] | 0 | 1 | 0 | 0 | On Peak | 0 | 0 | 1 | Off Peak | 0 | 1 | Off Peak | 0 | 1 | Off Peak | 0 | 0 | 1 | Super Off Peak | 0 | 1 | 0 | Off Peak | 1 | 0 | 0 | On Peak
2020 | 4 | 25 | 2020-04-25 | 22 | 0 | 1 | 0 | [6 empty] | 0 | 0 | 1 | 0 | Off Peak | 0 | 0 | 1 | Off Peak | 0 | 1 | Off Peak | 0 | 1 | Off Peak | 0 | 0 | 1 | Super Off Peak | 0 | 1 | 0 | Off Peak | 1 | 0 | 0 | On Peak
2020 | 4 | 25 | 2020-04-25 | 23 | 0 | 1 | 0 | [6 empty] | 0 | 0 | 1 | 0 | Off Peak | 0 | 0 | 1 | Off Peak | 0 | 1 | Off Peak | 0 | 1 | Off Peak | 0 | 0 | 1 | Super Off Peak | 0 | 1 | 0 | Off Peak | 1 | 0 | 0 | On Peak
2020 | 4 | 25 | 2020-04-25 | 24 | 0 | 1 | 0 | [6 empty] | 0 | 0 | 1 | 0 | Off Peak | 0 | 0 | 1 | Off Peak | 0 | 1 | Off Peak | 0 | 1 | Off Peak | 0 | 0 | 1 | Super Off Peak | 0 | 1 | 0 | Off Peak | 1 | 0 | 0 | On Peak
2020 | 4 | 26 | 2020-04-26 | 1 | 0 | 1 | 0 | [6 empty] | 0 | 0 | 0 | 1 | Super Off Peak | 0 | 0 | 1 | Off Peak | 0 | 1 | Off Peak | 0 | 1 | Off Peak | 0 | 0 | 1 | Super Off Peak | 0 | 0 | 1 | Super Off Peak | 0 | 0 | 1 | Super Off Peak
2020 | 4 | 26 | 2020-04-26 | 2 | 0 | 1 | 0 | [6 empty] | 0 | 0 | 0 | 1 | Super Off Peak | 0 | 0 | 1 | Off Peak | 0 | 1 | Off Peak | 0 | 1 | Off Peak | 0 | 0 | 1 | Super Off Peak | 0 | 0 | 1 | Super Off Peak | 0 | 0 | 1 | Super Off Peak
2020 | 4 | 26 | 2020-04-26 | 3 | 0 | 1 | 0 | [6 empty] | 0 | 0 | 0 | 1 | Super Off Peak | 0 | 0 | 1 | Off Peak | 0 | 1 | Off Peak | 0 | 1 | Off Peak | 0 | 0 | 1 | Super Off Peak | 0 | 0 | 1 | Super Off Peak | 0 | 0 | 1 | Super Off Peak
2020 | 4 | 26 | 2020-04-26 | 4 | 0 | 1 | 0 | [6 empty] | 0 | 0 | 0 | 1 | Super Off Peak | 0 | 0 | 1 | Off Peak | 0 | 1 | Off Peak | 0 | 1 | Off Peak | 0 | 0 | 1 | Super Off Peak | 0 | 0 | 1 | Super Off Peak | 0 | 0 | 1 | Super Off Peak
2020 | 4 | 26 | 2020-04-26 | 5 | 0 | 1 | 0 | [6 empty] | 0 | 0 | 0 | 1 | Super Off Peak | 0 | 0 | 1 | Off Peak | 0 | 1 | Off Peak | 0 | 1 | Off Peak | 0 | 0 | 1 | Super Off Peak | 0 | 0 | 1 | Super Off Peak | 0 | 0 | 1 | Super Off Peak
2020 | 4 | 26 | 2020-04-26 | 6 | 0 | 1 | 0 | [6 empty] | 0 | 0 | 0 | 1 | Super Off Peak | 0 | 0 | 1 | Off Peak | 0 | 1 | Off Peak | 0 | 1 | Off Peak | 0 | 0 | 1 | Super Off Peak | 0 | 1 | 0 | Off Peak | 0 | 1 | 0 | Off Peak
2020 | 4 | 26 | 2020-04-26 | 7 | 0 | 1 | 0 | [6 empty] | 0 | 0 | 0 | 1 | Super Off Peak | 0 | 0 | 1 | Off Peak | 0 | 1 | Off Peak | 0 | 1 | Off Peak | 0 | 0 | 1 | Super Off Peak | 0 | 1 | 0 | Off Peak | 0 | 1 | 0 | Off Peak
2020 | 4 | 26 | 2020-04-26 | 8 | 0 | 1 | 0 | [6 empty] | 0 | 0 | 0 | 1 | Super Off Peak | 0 | 0 | 1 | Off Peak | 0 | 1 | Off Peak | 0 | 1 | Off Peak | 0 | 0 | 1 | Super Off Peak | 0 | 1 | 0 | Off Peak | 0 | 1 | 0 | Off Peak
2020 | 4 | 26 | 2020-04-26 | 9 | 0 | 1 | 0 | [6 empty] | 0 | 0 | 0 | 1 | Super Off Peak | 0 | 0 | 1 | Off Peak | 0 | 1 | Off Peak | 0 | 1 | Off Peak | 0 | 0 | 1 | Super Off Peak | 0 | 1 | 0 | Off Peak | 0 | 1 | 0 | Off Peak
2020 | 4 | 26 | 2020-04-26 | 10 | 0 | 1 | 0 | [6 empty] | 0 | 0 | 0 | 1 | Super Off Peak | 0 | 0 | 1 | Off Peak | 0 | 1 | Off Peak | 0 | 1 | Off Peak | 0 | 0 | 1 | Super Off Peak | 0 | 1 | 0 | Off Peak | 0 | 1 | 0 | Off Peak
2020 | 4 | 26 | 2020-04-26 | 11 | 0 | 1 | 0 | [6 empty] | 0 | 0 | 0 | 1 | Super Off Peak | 0 | 0 | 1 | Off Peak | 0 | 1 | Off Peak | 0 | 1 | Off Peak | 0 | 0 | 1 | Super Off Peak | 0 | 1 | 0 | Off Peak | 0 | 1 | 0 | Off Peak
2020 | 4 | 26 | 2020-04-26 | 12 | 0 | 1 | 0 | [6 empty] | 0 | 0 | 0 | 1 | Super Off Peak | 0 | 0 | 1 | Off Peak | 0 | 1 | Off Peak | 0 | 1 | Off Peak | 0 | 0 | 1 | Super Off Peak | 0 | 1 | 0 | Off Peak | 0 | 1 | 0 | Off Peak
2020 | 4 | 26 | 2020-04-26 | 13 | 0 | 1 | 0 | [6 empty] | 0 | 0 | 0 | 1 | Super Off Peak | 0 | 0 | 1 | Off Peak | 0 | 1 | Off Peak | 0 | 1 | Off Peak | 0 | 0 | 1 | Super Off Peak | 1 | 0 | 0 | On Peak | 0 | 1 | 0 | Off Peak
2020 | 4 | 26 | 2020-04-26 | 14 | 0 | 1 | 0 | [6 empty] | 0 | 0 | 0 | 1 | Super Off Peak | 0 | 0 | 1 | Off Peak | 0 | 1 | Off Peak | 0 | 1 | Off Peak | 0 | 0 | 1 | Super Off Peak | 1 | 0 | 0 | On Peak | 0 | 1 | 0 | Off Peak
2020 | 4 | 26 | 2020-04-26 | 15 | 0 | 1 | 0 | [6 empty] | 0 | 0 | 1 | 0 | Off Peak | 0 | 0 | 1 | Off Peak | 0 | 1 | Off Peak | 0 | 1 | Off Peak | 0 | 0 | 1 | Super Off Peak | 1 | 0 | 0 | On Peak | 0 | 1 | 0 | Off Peak
2020 | 4 | 26 | 2020-04-26 | 16 | 0 | 1 | 0 | [6 empty] | 0 | 0 | 1 | 0 | Off Peak | 0 | 0 | 1 | Off Peak | 0 | 1 | Off Peak | 0 | 1 | Off Peak | 0 | 0 | 1 | Super Off Peak | 1 | 0 | 0 | On Peak | 0 | 1 | 0 | Off Peak
2020 | 4 | 26 | 2020-04-26 | 17 | 0 | 1 | 0 | [6 empty] | 0 | 1 | 0 | 0 | On Peak | 0 | 0 | 1 | Off Peak | 0 | 1 | Off Peak | 0 | 1 | Off Peak | 0 | 0 | 1 | Super Off Peak | 1 | 0 | 0 | On Peak | 0 | 1 | 0 | Off Peak
2020 | 4 | 26 | 2020-04-26 | 18 | 0 | 1 | 0 | [6 empty] | 0 | 1 | 0 | 0 | On Peak | 0 | 0 | 1 | Off Peak | 0 | 1 | Off Peak | 0 | 1 | Off Peak | 0 | 0 | 1 | Super Off Peak | 1 | 0 | 0 | On Peak | 0 | 1 | 0 | Off Peak
2020 | 4 | 26 | 2020-04-26 | 19 | 0 | 1 | 0 | [6 empty] | 0 | 1 | 0 | 0 | On Peak | 0 | 0 | 1 | Off Peak | 0 | 1 | Off Peak | 0 | 1 | Off Peak | 0 | 0 | 1 | Super Off Peak | 1 | 0 | 0 | On Peak | 0 | 1 | 0 | Off Peak
2020 | 4 | 26 | 2020-04-26 | 20 | 0 | 1 | 0 | [6 empty] | 0 | 1 | 0 | 0 | On Peak | 0 | 0 | 1 | Off Peak | 0 | 1 | Off Peak | 0 | 1 | Off Peak | 0 | 0 | 1 | Super Off Peak | 1 | 0 | 0 | On Peak | 1 | 0 | 0 | On Peak
2020 | 4 | 26 | 2020-04-26 | 21 | 0 | 1 | 0 | [6 empty] | 0 | 1 | 0 | 0 | On Peak | 0 | 0 | 1 | Off Peak | 0 | 1 | Off Peak | 0 | 1 | Off Peak | 0 | 0 | 1 | Super Off Peak | 0 | 1 | 0 | Off Peak | 1 | 0 | 0 | On Peak
2020 | 4 | 26 | 2020-04-26 | 22 | 0 | 1 | 0 | [6 empty] | 0 | 0 | 1 | 0 | Off Peak | 0 | 0 | 1 | Off Peak | 0 | 1 | Off Peak | 0 | 1 | Off Peak | 0 | 0 | 1 | Super Off Peak | 0 | 1 | 0 | Off Peak | 1 | 0 | 0 | On Peak
2020 | 4 | 26 | 2020-04-26 | 23 | 0 | 1 | 0 | [6 empty] | 0 | 0 | 1 | 0 | Off Peak | 0 | 0 | 1 | Off Peak | 0 | 1 | Off Peak | 0 | 1 | Off Peak | 0 | 0 | 1 | Super Off Peak | 0 | 1 | 0 | Off Peak | 1 | 0 | 0 | On Peak
2020 | 4 | 26 | 2020-04-26 | 24 | 0 | 1 | 0 | [6 empty] | 0 | 0 | 1 | 0 | Off Peak | 0 | 0 | 1 | Off Peak | 0 | 1 | Off Peak | 0 | 1 | Off Peak | 0 | 0 | 1 | Super Off Peak | 0 | 1 | 0 | Off Peak | 1 | 0 | 0 | On Peak
2020 | 4 | 27 | 2020-04-27 | 1 | 0 | 0 | 0 | [6 empty] | 0 | 0 | 0 | 1 | Super Off Peak | 0 | 0 | 1 | Off Peak | 0 | 1 | Off Peak | 0 | 1 | Off Peak | 0 | 0 | 1 | Super Off Peak | 0 | 0 | 1 | Super Off Peak | 0 | 0 | 1 | Super Off Peak
2020 | 4 | 27 | 2020-04-27 | 2 | 0 | 0 | 0 | [6 empty] | 0 | 0 | 0 | 1 | Super Off Peak | 0 | 0 | 1 | Off Peak | 0 | 1 | Off Peak | 0 | 1 | Off Peak | 0 | 0 | 1 | Super Off Peak | 0 | 0 | 1 | Super Off Peak | 0 | 0 | 1 | Super Off Peak
2020 | 4 | 27 | 2020-04-27 | 3 | 0 | 0 | 0 | [6 empty] | 0 | 0 | 0 | 1 | Super Off Peak | 0 | 0 | 1 | Off Peak | 0 | 1 | Off Peak | 0 | 1 | Off Peak | 0 | 0 | 1 | Super Off Peak | 0 | 0 | 1 | Super Off Peak | 0 | 0 | 1 | Super Off Peak
2020 | 4 | 27 | 2020-04-27 | 4 | 0 | 0 | 0 | [6 empty] | 0 | 0 | 0 | 1 | Super Off Peak | 0 | 0 | 1 | Off Peak | 0 | 1 | Off Peak | 0 | 1 | Off Peak | 0 | 0 | 1 | Super Off Peak | 0 | 0 | 1 | Super Off Peak | 0 | 0 | 1 | Super Off Peak
2020 | 4 | 27 | 2020-04-27 | 5 | 0 | 0 | 0 | [6 empty] | 0 | 0 | 0 | 1 | Super Off Peak | 0 | 0 | 1 | Off Peak | 0 | 1 | Off Peak | 0 | 1 | Off Peak | 0 | 0 | 1 | Super Off Peak | 0 | 0 | 1 | Super Off Peak | 0 | 0 | 1 | Super Off Peak
2020 | 4 | 27 | 2020-04-27 | 6 | 0 | 0 | 0 | [6 empty] | 0 | 0 | 0 | 1 | Super Off Peak | 0 | 0 | 1 | Off Peak | 0 | 1 | Off Peak | 0 | 1 | Off Peak | 0 | 0 | 1 | Super Off Peak | 0 | 1 | 0 | Off Peak | 0 | 1 | 0 | Off Peak
2020 | 4 | 27 | 2020-04-27 | 7 | 0 | 0 | 0 | [6 empty] | 0 | 0 | 1 | 0 | Off Peak | 0 | 1 | 0 | Semi-Peak | 0 | 1 | Off Peak | 0 | 1 | Off Peak | 0 | 1 | 0 | Off Peak | 0 | 1 | 0 | Off Peak | 0 | 1 | 0 | Off Peak
2020 | 4 | 27 | 2020-04-27 | 8 | 0 | 0 | 0 | [6 empty] | 0 | 0 | 1 | 0 | Off Peak | 0 | 1 | 0 | Semi-Peak | 0 | 1 | Off Peak | 0 | 1 | Off Peak | 0 | 1 | 0 | Off Peak | 0 | 1 | 0 | Off Peak | 0 | 1 | 0 | Off Peak
2020 | 4 | 27 | 2020-04-27 | 9 | 0 | 0 | 0 | [6 empty] | 0 | 0 | 1 | 0 | Off Peak | 0 | 1 | 0 | Semi-Peak | 0 | 1 | Off Peak | 0 | 1 | Off Peak | 0 | 1 | 0 | Off Peak | 0 | 1 | 0 | Off Peak | 0 | 1 | 0 | Off Peak
2020 | 4 | 27 | 2020-04-27 | 10 | 0 | 0 | 0 | [6 empty] | 0 | 0 | 1 | 0 | Off Peak | 0 | 1 | 0 | Semi-Peak | 0 | 1 | Off Peak | 0 | 1 | Off Peak | 0 | 1 | 0 | Off Peak | 0 | 1 | 0 | Off Peak | 0 | 1 | 0 | Off Peak
2020 | 4 | 27 | 2020-04-27 | 11 | 0 | 0 | 0 | [6 empty] | 0 | 0 | 0 | 1 | Super Off Peak | 0 | 1 | 0 | Semi-Peak | 0 | 1 | Off Peak | 0 | 1 | Off Peak | 0 | 1 | 0 | Off Peak | 0 | 1 | 0 | Off Peak | 0 | 1 | 0 | Off Peak
2020 | 4 | 27 | 2020-04-27 | 12 | 0 | 0 | 0 | [6 empty] | 0 | 0 | 0 | 1 | Super Off Peak | 0 | 1 | 0 | Semi-Peak | 0 | 1 | Off Peak | 0 | 1 | Off Peak | 0 | 1 | 0 | Off Peak | 0 | 1 | 0 | Off Peak | 0 | 1 | 0 | Off Peak
2020 | 4 | 27 | 2020-04-27 | 13 | 0 | 0 | 0 | [6 empty] | 0 | 0 | 0 | 1 | Super Off Peak | 0 | 1 | 0 | Semi-Peak | 0 | 1 | Off Peak | 1 | 0 | On Peak | 0 | 1 | 0 | Off Peak | 1 | 0 | 0 | On Peak | 0 | 1 | 0 | Off Peak
2020 | 4 | 27 | 2020-04-27 | 14 | 0 | 0 | 0 | [6 empty] | 0 | 0 | 0 | 1 | Super Off Peak | 0 | 1 | 0 | Semi-Peak | 0 | 1 | Off Peak | 1 | 0 | On Peak | 0 | 1 | 0 | Off Peak | 1 | 0 | 0 | On Peak | 0 | 1 | 0 | Off Peak
2020 | 4 | 27 | 2020-04-27 | 15 | 0 | 0 | 0 | [6 empty] | 0 | 0 | 1 | 0 | Off Peak | 0 | 1 | 0 | Semi-Peak | 0 | 1 | Off Peak | 1 | 0 | On Peak | 0 | 1 | 0 | Off Peak | 1 | 0 | 0 | On Peak | 0 | 1 | 0 | Off Peak
2020 | 4 | 27 | 2020-04-27 | 16 | 0 | 0 | 0 | [6 empty] | 0 | 0 | 1 | 0 | Off Peak | 0 | 1 | 0 | Semi-Peak | 0 | 1 | Off Peak | 1 | 0 | On Peak | 0 | 1 | 0 | Off Peak | 1 | 0 | 0 | On Peak | 0 | 1 | 0 | Off Peak
2020 | 4 | 27 | 2020-04-27 | 17 | 0 | 0 | 0 | [6 empty] | 0 | 1 | 0 | 0 | On Peak | 0 | 1 | 0 | Semi-Peak | 1 | 0 | On Peak | 1 | 0 | On Peak | 0 | 1 | 0 | Off Peak | 1 | 0 | 0 | On Peak | 0 | 1 | 0 | Off Peak
2020 | 4 | 27 | 2020-04-27 | 18 | 0 | 0 | 0 | [6 empty] | 0 | 1 | 0 | 0 | On Peak | 1 | 0 | 0 | On Peak | 1 | 0 | On Peak | 1 | 0 | On Peak | 0 | 1 | 0 | Off Peak | 1 | 0 | 0 | On Peak | 0 | 1 | 0 | Off Peak
2020 | 4 | 27 | 2020-04-27 | 19 | 0 | 0 | 0 | [6 empty] | 0 | 1 | 0 | 0 | On Peak | 1 | 0 | 0 | On Peak | 1 | 0 | On Peak | 0 | 1 | Off Peak | 0 | 0 | 1 | Super Off Peak | 1 | 0 | 0 | On Peak | 0 | 1 | 0 | Off Peak
2020 | 4 | 27 | 2020-04-27 | 20 | 0 | 0 | 0 | [6 empty] | 0 | 1 | 0 | 0 | On Peak | 1 | 0 | 0 | On Peak | 1 | 0 | On Peak | 0 | 1 | Off Peak | 0 | 0 | 1 | Super Off Peak | 1 | 0 | 0 | On Peak | 1 | 0 | 0 | On Peak
2020 | 4 | 27 | 2020-04-27 | 21 | 0 | 0 | 0 | [6 empty] | 0 | 1 | 0 | 0 | On Peak | 0 | 1 | 0 | Semi-Peak | 1 | 0 | On Peak | 0 | 1 | Off Peak | 0 | 0 | 1 | Super Off Peak | 0 | 1 | 0 | Off Peak | 1 | 0 | 0 | On Peak
2020 | 4 | 27 | 2020-04-27 | 22 | 0 | 0 | 0 | [6 empty] | 0 | 0 | 1 | 0 | Off Peak | 0 | 1 | 0 | Semi-Peak | 0 | 1 | Off Peak | 0 | 1 | Off Peak | 0 | 0 | 1 | Super Off Peak | 0 | 1 | 0 | Off Peak | 1 | 0 | 0 | On Peak
2020 | 4 | 27 | 2020-04-27 | 23 | 0 | 0 | 0 | [6 empty] | 0 | 0 | 1 | 0 | Off Peak | 0 | 0 | 1 | Off Peak | 0 | 1 | Off Peak | 0 | 1 | Off Peak | 0 | 0 | 1 | Super Off Peak | 0 | 1 | 0 | Off Peak | 1 | 0 | 0 | On Peak
2020 | 4 | 27 | 2020-04-27 | 24 | 0 | 0 | 0 | [6 empty] | 0 | 0 | 1 | 0 | Off Peak | 0 | 0 | 1 | Off Peak | 0 | 1 | Off Peak | 0 | 1 | Off Peak | 0 | 0 | 1 | Super Off Peak | 0 | 1 | 0 | Off Peak | 1 | 0 | 0 | On Peak
2020 | 4 | 28 | 2020-04-28 | 1 | 0 | 0 | 0 | [6 empty] | 0 | 0 | 0 | 1 | Super Off Peak | 0 | 0 | 1 | Off Peak | 0 | 1 | Off Peak | 0 | 1 | Off Peak | 0 | 0 | 1 | Super Off Peak | 0 | 0 | 1 | Super Off Peak | 0 | 0 | 1 | Super Off Peak
2020 | 4 | 28 | 2020-04-28 | 2 | 0 | 0 | 0 | [6 empty] | 0 | 0 | 0 | 1 | Super Off Peak | 0 | 0 | 1 | Off Peak | 0 | 1 | Off Peak | 0 | 1 | Off Peak | 0 | 0 | 1 | Super Off Peak | 0 | 0 | 1 | Super Off Peak | 0 | 0 | 1 | Super Off Peak
2020 | 4 | 28 | 2020-04-28 | 3 | 0 | 0 | 0 | [6 empty] | 0 | 0 | 0 | 1 | Super Off Peak | 0 | 0 | 1 | Off Peak | 0 | 1 | Off Peak | 0 | 1 | Off Peak | 0 | 0 | 1 | Super Off Peak | 0 | 0 | 1 | Super Off Peak | 0 | 0 | 1 | Super Off Peak
2020 | 4 | 28 | 2020-04-28 | 4 | 0 | 0 | 0 | [6 empty] | 0 | 0 | 0 | 1 | Super Off Peak | 0 | 0 | 1 | Off Peak | 0 | 1 | Off Peak | 0 | 1 | Off Peak | 0 | 0 | 1 | Super Off Peak | 0 | 0 | 1 | Super Off Peak | 0 | 0 | 1 | Super Off Peak
2020 | 4 | 28 | 2020-04-28 | 5 | 0 | 0 | 0 | [6 empty] | 0 | 0 | 0 | 1 | Super Off Peak | 0 | 0 | 1 | Off Peak | 0 | 1 | Off Peak | 0 | 1 | Off Peak | 0 | 0 | 1 | Super Off Peak | 0 | 0 | 1 | Super Off Peak | 0 | 0 | 1 | Super Off Peak
2020 | 4 | 28 | 2020-04-28 | 6 | 0 | 0 | 0 | [6 empty] | 0 | 0 | 0 | 1 | Super Off Peak | 0 | 0 | 1 | Off Peak | 0 | 1 | Off Peak | 0 | 1 | Off Peak | 0 | 0 | 1 | Super Off Peak | 0 | 1 | 0 | Off Peak | 0 | 1 | 0 | Off Peak
2020 | 4 | 28 | 2020-04-28 | 7 | 0 | 0 | 0 | [6 empty] | 0 | 0 | 1 | 0 | Off Peak | 0 | 1 | 0 | Semi-Peak | 0 | 1 | Off Peak | 0 | 1 | Off Peak | 0 | 1 | 0 | Off Peak | 0 | 1 | 0 | Off Peak | 0 | 1 | 0 | Off Peak
2020 | 4 | 28 | 2020-04-28 | 8 | 0 | 0 | 0 | [6 empty] | 0 | 0 | 1 | 0 | Off Peak | 0 | 1 | 0 | Semi-Peak | 0 | 1 | Off Peak | 0 | 1 | Off Peak | 0 | 1 | 0 | Off Peak | 0 | 1 | 0 | Off Peak | 0 | 1 | 0 | Off Peak
2020 | 4 | 28 | 2020-04-28 | 9 | 0 | 0 | 0 | [6 empty] | 0 | 0 | 1 | 0 | Off Peak | 0 | 1 | 0 | Semi-Peak | 0 | 1 | Off Peak | 0 | 1 | Off Peak | 0 | 1 | 0 | Off Peak | 0 | 1 | 0 | Off Peak | 0 | 1 | 0 | Off Peak
2020 | 4 | 28 | 2020-04-28 | 10 | 0 | 0 | 0 | [6 empty] | 0 | 0 | 1 | 0 | Off Peak | 0 | 1 | 0 | Semi-Peak | 0 | 1 | Off Peak | 0 | 1 | Off Peak | 0 | 1 | 0 | Off Peak | 0 | 1 | 0 | Off Peak | 0 | 1 | 0 | Off Peak
2020 | 4 | 28 | 2020-04-28 | 11 | 0 | 0 | 0 | [6 empty] | 0 | 0 | 0 | 1 | Super Off Peak | 0 | 1 | 0 | Semi-Peak | 0 | 1 | Off Peak | 0 | 1 | Off Peak | 0 | 1 | 0 | Off Peak | 0 | 1 | 0 | Off Peak | 0 | 1 | 0 | Off Peak
2020 | 4 | 28 | 2020-04-28 | 12 | 0 | 0 | 0 | [6 empty] | 0 | 0 | 0 | 1 | Super Off Peak | 0 | 1 | 0 | Semi-Peak | 0 | 1 | Off Peak | 0 | 1 | Off Peak | 0 | 1 | 0 | Off Peak | 0 | 1 | 0 | Off Peak | 0 | 1 | 0 | Off Peak
2020 | 4 | 28 | 2020-04-28 | 13 | 0 | 0 | 0 | [6 empty] | 0 | 0 | 0 | 1 | Super Off Peak | 0 | 1 | 0 | Semi-Peak | 0 | 1 | Off Peak | 1 | 0 | On Peak | 0 | 1 | 0 | Off Peak | 1 | 0 | 0 | On Peak | 0 | 1 | 0 | Off Peak
2020 | 4 | 28 | 2020-04-28 | 14 | 0 | 0 | 0 | [6 empty] | 0 | 0 | 0 | 1 | Super Off Peak | 0 | 1 | 0 | Semi-Peak | 0 | 1 | Off Peak | 1 | 0 | On Peak | 0 | 1 | 0 | Off Peak | 1 | 0 | 0 | On Peak | 0 | 1 | 0 | Off Peak
2020 | 4 | 28 | 2020-04-28 | 15 | 0 | 0 | 0 | [6 empty] | 0 | 0 | 1 | 0 | Off Peak | 0 | 1 | 0 | Semi-Peak | 0 | 1 | Off Peak | 1 | 0 | On Peak | 0 | 1 | 0 | Off Peak | 1 | 0 | 0 | On Peak | 0 | 1 | 0 | Off Peak
2020 | 4 | 28 | 2020-04-28 | 16 | 0 | 0 | 0 | [6 empty] | 0 | 0 | 1 | 0 | Off Peak | 0 | 1 | 0 | Semi-Peak | 0 | 1 | Off Peak | 1 | 0 | On Peak | 0 | 1 | 0 | Off Peak | 1 | 0 | 0 | On Peak | 0 | 1 | 0 | Off Peak
2020 | 4 | 28 | 2020-04-28 | 17 | 0 | 0 | 0 | [6 empty] | 0 | 1 | 0 | 0 | On Peak | 0 | 1 | 0 | Semi-Peak | 1 | 0 | On Peak | 1 | 0 | On Peak | 0 | 1 | 0 | Off Peak | 1 | 0 | 0 | On Peak | 0 | 1 | 0 | Off Peak
2020 | 4 | 28 | 2020-04-28 | 18 | 0 | 0 | 0 | [6 empty] | 0 | 1 | 0 | 0 | On Peak | 1 | 0 | 0 | On Peak | 1 | 0 | On Peak | 1 | 0 | On Peak | 0 | 1 | 0 | Off Peak | 1 | 0 | 0 | On Peak | 0 | 1 | 0 | Off Peak
2020 | 4 | 28 | 2020-04-28 | 19 | 0 | 0 | 0 | [6 empty] | 0 | 1 | 0 | 0 | On Peak | 1 | 0 | 0 | On Peak | 1 | 0 | On Peak | 0 | 1 | Off Peak | 0 | 0 | 1 | Super Off Peak | 1 | 0 | 0 | On Peak | 0 | 1 | 0 | Off Peak
2020 | 4 | 28 | 2020-04-28 | 20 | 0 | 0 | 0 | [6 empty] | 0 | 1 | 0 | 0 | On Peak | 1 | 0 | 0 | On Peak | 1 | 0 | On Peak | 0 | 1 | Off Peak | 0 | 0 | 1 | Super Off Peak | 1 | 0 | 0 | On Peak | 1 | 0 | 0 | On Peak
2020 | 4 | 28 | 2020-04-28 | 21 | 0 | 0 | 0 | [6 empty] | 0 | 1 | 0 | 0 | On Peak | 0 | 1 | 0 | Semi-Peak | 1 | 0 | On Peak | 0 | 1 | Off Peak | 0 | 0 | 1 | Super Off Peak | 0 | 1 | 0 | Off Peak | 1 | 0 | 0 | On Peak
2020 | 4 | 28 | 2020-04-28 | 22 | 0 | 0 | 0 | [6 empty] | 0 | 0 | 1 | 0 | Off Peak | 0 | 1 | 0 | Semi-Peak | 0 | 1 | Off Peak | 0 | 1 | Off Peak | 0 | 0 | 1 | Super Off Peak | 0 | 1 | 0 | Off Peak | 1 | 0 | 0 | On Peak
2020 | 4 | 28 | 2020-04-28 | 23 | 0 | 0 | 0 | [6 empty] | 0 | 0 | 1 | 0 | Off Peak | 0 | 0 | 1 | Off Peak | 0 | 1 | Off Peak | 0 | 1 | Off Peak | 0 | 0 | 1 | Super Off Peak | 0 | 1 | 0 | Off Peak | 1 | 0 | 0 | On Peak
2020 | 4 | 28 | 2020-04-28 | 24 | 0 | 0 | 0 | [6 empty] | 0 | 0 | 1 | 0 | Off Peak | 0 | 0 | 1 | Off Peak | 0 | 1 | Off Peak | 0 | 1 | Off Peak | 0 | 0 | 1 | Super Off Peak | 0 | 1 | 0 | Off Peak | 1 | 0 | 0 | On Peak
2020 | 4 | 29 | 2020-04-29 | 1 | 0 | 0 | 0 | [6 empty] | 0 | 0 | 0 | 1 | Super Off Peak | 0 | 0 | 1 | Off Peak | 0 | 1 | Off Peak | 0 | 1 | Off Peak | 0 | 0 | 1 | Super Off Peak | 0 | 0 | 1 | Super Off Peak | 0 | 0 | 1 | Super Off Peak
2020 | 4 | 29 | 2020-04-29 | 2 | 0 | 0 | 0 | [6 empty] | 0 | 0 | 0 | 1 | Super Off Peak | 0 | 0 | 1 | Off Peak | 0 | 1 | Off Peak | 0 | 1 | Off Peak | 0 | 0 | 1 | Super Off Peak | 0 | 0 | 1 | Super Off Peak | 0 | 0 | 1 | Super Off Peak
2020 | 4 | 29 | 2020-04-29 | 3 | 0 | 0 | 0 | [6 empty] | 0 | 0 | 0 | 1 | Super Off Peak | 0 | 0 | 1 | Off Peak | 0 | 1 | Off Peak | 0 | 1 | Off Peak | 0 | 0 | 1 | Super Off Peak | 0 | 0 | 1 | Super Off Peak | 0 | 0 | 1 | Super Off Peak
2020 | 4 | 29 | 2020-04-29 | 4 | 0 | 0 | 0 | [6 empty] | 0 | 0 | 0 | 1 | Super Off Peak | 0 | 0 | 1 | Off Peak | 0 | 1 | Off Peak | 0 | 1 | Off Peak | 0 | 0 | 1 | Super Off Peak | 0 | 0 | 1 | Super Off Peak | 0 | 0 | 1 | Super Off Peak
2020 | 4 | 29 | 2020-04-29 | 5 | 0 | 0 | 0 | [6 empty] | 0 | 0 | 0 | 1 | Super Off Peak | 0 | 0 | 1 | Off Peak | 0 | 1 | Off Peak | 0 | 1 | Off Peak | 0 | 0 | 1 | Super Off Peak | 0 | 0 | 1 | Super Off Peak | 0 | 0 | 1 | Super Off Peak
2020 | 4 | 29 | 2020-04-29 | 6 | 0 | 0 | 0 | [6 empty] | 0 | 0 | 0 | 1 | Super Off Peak | 0 | 0 | 1 | Off Peak | 0 | 1 | Off Peak | 0 | 1 | Off Peak | 0 | 0 | 1 | Super Off Peak | 0 | 1 | 0 | Off Peak | 0 | 1 | 0 | Off Peak
2020 | 4 | 29 | 2020-04-29 | 7 | 0 | 0 | 0 | [6 empty] | 0 | 0 | 1 | 0 | Off Peak | 0 | 1 | 0 | Semi-Peak | 0 | 1 | Off Peak | 0 | 1 | Off Peak | 0 | 1 | 0 | Off Peak | 0 | 1 | 0 | Off Peak | 0 | 1 | 0 | Off Peak
2020 | 4 | 29 | 2020-04-29 | 8 | 0 | 0 | 0 | [6 empty] | 0 | 0 | 1 | 0 | Off Peak | 0 | 1 | 0 | Semi-Peak | 0 | 1 | Off Peak | 0 | 1 | Off Peak | 0 | 1 | 0 | Off Peak | 0 | 1 | 0 | Off Peak | 0 | 1 | 0 | Off Peak
2020 | 4 | 29 | 2020-04-29 | 9 | 0 | 0 | 0 | [6 empty] | 0 | 0 | 1 | 0 | Off Peak | 0 | 1 | 0 | Semi-Peak | 0 | 1 | Off Peak | 0 | 1 | Off Peak | 0 | 1 | 0 | Off Peak | 0 | 1 | 0 | Off Peak | 0 | 1 | 0 | Off Peak
2020 | 4 | 29 | 2020-04-29 | 10 | 0 | 0 | 0 | [6 empty] | 0 | 0 | 1 | 0 | Off Peak | 0 | 1 | 0 | Semi-Peak | 0 | 1 | Off Peak | 0 | 1 | Off Peak | 0 | 1 | 0 | Off Peak | 0 | 1 | 0 | Off Peak | 0 | 1 | 0 | Off Peak
2020 | 4 | 29 | 2020-04-29 | 11 | 0 | 0 | 0 | [6 empty] | 0 | 0 | 0 | 1 | Super Off Peak | 0 | 1 | 0 | Semi-Peak | 0 | 1 | Off Peak | 0 | 1 | Off Peak | 0 | 1 | 0 | Off Peak | 0 | 1 | 0 | Off Peak | 0 | 1 | 0 | Off Peak
2020 | 4 | 29 | 2020-04-29 | 12 | 0 | 0 | 0 | [6 empty] | 0 | 0 | 0 | 1 | Super Off Peak | 0 | 1 | 0 | Semi-Peak | 0 | 1 | Off Peak | 0 | 1 | Off Peak | 0 | 1 | 0 | Off Peak | 0 | 1 | 0 | Off Peak | 0 | 1 | 0 | Off Peak
2020 | 4 | 29 | 2020-04-29 | 13 | 0 | 0 | 0 | [6 empty] | 0 | 0 | 0 | 1 | Super Off Peak | 0 | 1 | 0 | Semi-Peak | 0 | 1 | Off Peak | 1 | 0 | On Peak | 0 | 1 | 0 | Off Peak | 1 | 0 | 0 | On Peak | 0 | 1 | 0 | Off Peak
2020 | 4 | 29 | 2020-04-29 | 14 | 0 | 0 | 0 | [6 empty] | 0 | 0 | 0 | 1 | Super Off Peak | 0 | 1 | 0 | Semi-Peak | 0 | 1 | Off Peak | 1 | 0 | On Peak | 0 | 1 | 0 | Off Peak | 1 | 0 | 0 | On Peak | 0 | 1 | 0 | Off Peak
2020 | 4 | 29 | 2020-04-29 | 15 | 0 | 0 | 0 | [6 empty] | 0 | 0 | 1 | 0 | Off Peak | 0 | 1 | 0 | Semi-Peak | 0 | 1 | Off Peak | 1 | 0 | On Peak | 0 | 1 | 0 | Off Peak | 1 | 0 | 0 | On Peak | 0 | 1 | 0 | Off Peak
2020 | 4 | 29 | 2020-04-29 | 16 | 0 | 0 | 0 | [6 empty] | 0 | 0 | 1 | 0 | Off Peak | 0 | 1 | 0 | Semi-Peak | 0 | 1 | Off Peak | 1 | 0 | On Peak | 0 | 1 | 0 | Off Peak | 1 | 0 | 0 | On Peak | 0 | 1 | 0 | Off Peak
2020 | 4 | 29 | 2020-04-29 | 17 | 0 | 0 | 0 | [6 empty] | 0 | 1 | 0 | 0 | On Peak | 0 | 1 | 0 | Semi-Peak | 1 | 0 | On Peak | 1 | 0 | On Peak | 0 | 1 | 0 | Off Peak | 1 | 0 | 0 | On Peak | 0 | 1 | 0 | Off Peak
2020 | 4 | 29 | 2020-04-29 | 18 | 0 | 0 | 0 | [6 empty] | 0 | 1 | 0 | 0 | On Peak | 1 | 0 | 0 | On Peak | 1 | 0 | On Peak | 1 | 0 | On Peak | 0 | 1 | 0 | Off Peak | 1 | 0 | 0 | On Peak | 0 | 1 | 0 | Off Peak
2020 | 4 | 29 | 2020-04-29 | 19 | 0 | 0 | 0 | [6 empty] | 0 | 1 | 0 | 0 | On Peak | 1 | 0 | 0 | On Peak | 1 | 0 | On Peak | 0 | 1 | Off Peak | 0 | 0 | 1 | Super Off Peak | 1 | 0 | 0 | On Peak | 0 | 1 | 0 | Off Peak
2020 | 4 | 29 | 2020-04-29 | 20 | 0 | 0 | 0 | [6 empty] | 0 | 1 | 0 | 0 | On Peak | 1 | 0 | 0 | On Peak | 1 | 0 | On Peak | 0 | 1 | Off Peak | 0 | 0 | 1 | Super Off Peak | 1 | 0 | 0 | On Peak | 1 | 0 | 0 | On Peak
2020 | 4 | 29 | 2020-04-29 | 21 | 0 | 0 | 0 | [6 empty] | 0 | 1 | 0 | 0 | On Peak | 0 | 1 | 0 | Semi-Peak | 1 | 0 | On Peak | 0 | 1 | Off Peak | 0 | 0 | 1 | Super Off Peak | 0 | 1 | 0 | Off Peak | 1 | 0 | 0 | On Peak
2020 | 4 | 29 | 2020-04-29 | 22 | 0 | 0 | 0 | [6 empty] | 0 | 0 | 1 | 0 | Off Peak | 0 | 1 | 0 | Semi-Peak | 0 | 1 | Off Peak | 0 | 1 | Off Peak | 0 | 0 | 1 | Super Off Peak | 0 | 1 | 0 | Off Peak | 1 | 0 | 0 | On Peak
2020 | 4 | 29 | 2020-04-29 | 23 | 0 | 0 | 0 | [6 empty] | 0 | 0 | 1 | 0 | Off Peak | 0 | 0 | 1 | Off Peak | 0 | 1 | Off Peak | 0 | 1 | Off Peak | 0 | 0 | 1 | Super Off Peak | 0 | 1 | 0 | Off Peak | 1 | 0 | 0 | On Peak
2020 | 4 | 29 | 2020-04-29 | 24 | 0 | 0 | 0 | [6 empty] | 0 | 0 | 1 | 0 | Off Peak | 0 | 0 | 1 | Off Peak | 0 | 1 | Off Peak | 0 | 1 | Off Peak | 0 | 0 | 1 | Super Off Peak | 0 | 1 | 0 | Off Peak | 1 | 0 | 0 | On Peak
2020 | 4 | 30 | 2020-04-30 | 1 | 0 | 0 | 0 | [6 empty] | 0 | 0 | 0 | 1 | Super Off Peak | 0 | 0 | 1 | Off Peak | 0 | 1 | Off Peak | 0 | 1 | Off Peak | 0 | 0 | 1 | Super Off Peak | 0 | 0 | 1 | Super Off Peak | 0 | 0 | 1 | Super Off Peak
2020 | 4 | 30 | 2020-04-30 | 2 | 0 | 0 | 0 | [6 empty] | 0 | 0 | 0 | 1 | Super Off Peak | 0 | 0 | 1 | Off Peak | 0 | 1 | Off Peak | 0 | 1 | Off Peak | 0 | 0 | 1 | Super Off Peak | 0 | 0 | 1 | Super Off Peak | 0 | 0 | 1 | Super Off Peak
2020 | 4 | 30 | 2020-04-30 | 3 | 0 | 0 | 0 | [6 empty] | 0 | 0 | 0 | 1 | Super Off Peak | 0 | 0 | 1 | Off Peak | 0 | 1 | Off Peak | 0 | 1 | Off Peak | 0 | 0 | 1 | Super Off Peak | 0 | 0 | 1 | Super Off Peak | 0 | 0 | 1 | Super Off Peak
2020 | 4 | 30 | 2020-04-30 | 4 | 0 | 0 | 0 | [6 empty] | 0 | 0 | 0 | 1 | Super Off Peak | 0 | 0 | 1 | Off Peak | 0 | 1 | Off Peak | 0 | 1 | Off Peak | 0 | 0 | 1 | Super Off Peak | 0 | 0 | 1 | Super Off Peak | 0 | 0 | 1 | Super Off Peak
2020 | 4 | 30 | 2020-04-30 | 5 | 0 | 0 | 0 | [6 empty] | 0 | 0 | 0 | 1 | Super Off Peak | 0 | 0 | 1 | Off Peak | 0 | 1 | Off Peak | 0 | 1 | Off Peak | 0 | 0 | 1 | Super Off Peak | 0 | 0 | 1 | Super Off Peak | 0 | 0 | 1 | Super Off Peak
2020 | 4 | 30 | 2020-04-30 | 6 | 0 | 0 | 0 | [6 empty] | 0 | 0 | 0 | 1 | Super Off Peak | 0 | 0 | 1 | Off Peak | 0 | 1 | Off Peak | 0 | 1 | Off Peak | 0 | 0 | 1 | Super Off Peak | 0 | 1 | 0 | Off Peak | 0 | 1 | 0 | Off Peak
2020 | 4 | 30 | 2020-04-30 | 7 | 0 | 0 | 0 | [6 empty] | 0 | 0 | 1 | 0 | Off Peak | 0 | 1 | 0 | Semi-Peak | 0 | 1 | Off Peak | 0 | 1 | Off Peak | 0 | 1 | 0 | Off Peak | 0 | 1 | 0 | Off Peak | 0 | 1 | 0 | Off Peak
2020 | 4 | 30 | 2020-04-30 | 8 | 0 | 0 | 0 | [6 empty] | 0 | 0 | 1 | 0 | Off Peak | 0 | 1 | 0 | Semi-Peak | 0 | 1 | Off Peak | 0 | 1 | Off Peak | 0 | 1 | 0 | Off Peak | 0 | 1 | 0 | Off Peak | 0 | 1 | 0 | Off Peak
2020 | 4 | 30 | 2020-04-30 | 9 | 0 | 0 | 0 | [6 empty] | 0 | 0 | 1 | 0 | Off Peak | 0 | 1 | 0 | Semi-Peak | 0 | 1 | Off Peak | 0 | 1 | Off Peak | 0 | 1 | 0 | Off Peak | 0 | 1 | 0 | Off Peak | 0 | 1 | 0 | Off Peak
2020 | 4 | 30 | 2020-04-30 | 10 | 0 | 0 | 0 | [6 empty] | 0 | 0 | 1 | 0 | Off Peak | 0 | 1 | 0 | Semi-Peak | 0 | 1 | Off Peak | 0 | 1 | Off Peak | 0 | 1 | 0 | Off Peak | 0 | 1 | 0 | Off Peak | 0 | 1 | 0 | Off Peak
2020 | 4 | 30 | 2020-04-30 | 11 | 0 | 0 | 0 | [6 empty] | 0 | 0 | 0 | 1 | Super Off Peak | 0 | 1 | 0 | Semi-Peak | 0 | 1 | Off Peak | 0 | 1 | Off Peak | 0 | 1 | 0 | Off Peak | 0 | 1 | 0 | Off Peak | 0 | 1 | 0 | Off Peak
2020 | 4 | 30 | 2020-04-30 | 12 | 0 | 0 | 0 | [6 empty] | 0 | 0 | 0 | 1 | Super Off Peak | 0 | 1 | 0 | Semi-Peak | 0 | 1 | Off Peak | 0 | 1 | Off Peak | 0 | 1 | 0 | Off Peak | 0 | 1 | 0 | Off Peak | 0 | 1 | 0 | Off Peak
2020 | 4 | 30 | 2020-04-30 | 13 | 0 | 0 | 0 | [6 empty] | 0 | 0 | 0 | 1 | Super Off Peak | 0 | 1 | 0 | Semi-Peak | 0 | 1 | Off Peak | 1 | 0 | On Peak | 0 | 1 | 0 | Off Peak | 1 | 0 | 0 | On Peak | 0 | 1 | 0 | Off Peak
2020 | 4 | 30 | 2020-04-30 | 14 | 0 | 0 | 0 | [6 empty] | 0 | 0 | 0 | 1 | Super Off Peak | 0 | 1 | 0 | Semi-Peak | 0 | 1 | Off Peak | 1 | 0 | On Peak | 0 | 1 | 0 | Off Peak | 1 | 0 | 0 | On Peak | 0 | 1 | 0 | Off Peak
2020 | 4 | 30 | 2020-04-30 | 15 | 0 | 0 | 0 | [6 empty] | 0 | 0 | 1 | 0 | Off Peak | 0 | 1 | 0 | Semi-Peak | 0 | 1 | Off Peak | 1 | 0 | On Peak | 0 | 1 | 0 | Off Peak | 1 | 0 | 0 | On Peak | 0 | 1 | 0 | Off Peak
2020 | 4 | 30 | 2020-04-30 | 16 | 0 | 0 | 0 | [6 empty] | 0 | 0 | 1 | 0 | Off Peak | 0 | 1 | 0 | Semi-Peak | 0 | 1 | Off Peak | 1 | 0 | On Peak | 0 | 1 | 0 | Off Peak | 1 | 0 | 0 | On Peak | 0 | 1 | 0 | Off Peak
2020 | 4 | 30 | 2020-04-30 | 17 | 0 | 0 | 0 | [6 empty] | 0 | 1 | 0 | 0 | On Peak | 0 | 1 | 0 | Semi-Peak | 1 | 0 | On Peak | 1 | 0 | On Peak | 0 | 1 | 0 | Off Peak | 1 | 0 | 0 | On Peak | 0 | 1 | 0 | Off Peak
2020 | 4 | 30 | 2020-04-30 | 18 | 0 | 0 | 0 | [6 empty] | 0 | 1 | 0 | 0 | On Peak | 1 | 0 | 0 | On Peak | 1 | 0 | On Peak | 1 | 0 | On Peak | 0 | 1 | 0 | Off Peak | 1 | 0 | 0 | On Peak | 0 | 1 | 0 | Off Peak
2020 | 4 | 30 | 2020-04-30 | 19 | 0 | 0 | 0 | [6 empty] | 0 | 1 | 0 | 0 | On Peak | 1 | 0 | 0 | On Peak | 1 | 0 | On Peak | 0 | 1 | Off Peak | 0 | 0 | 1 | Super Off Peak | 1 | 0 | 0 | On Peak | 0 | 1 | 0 | Off Peak
2020 | 4 | 30 | 2020-04-30 | 20 | 0 | 0 | 0 | [6 empty] | 0 | 1 | 0 | 0 | On Peak | 1 | 0 | 0 | On Peak | 1 | 0 | On Peak | 0 | 1 | Off Peak | 0 | 0 | 1 | Super Off Peak | 1 | 0 | 0 | On Peak | 1 | 0 | 0 | On Peak
2020 | 4 | 30 | 2020-04-30 | 21 | 0 | 0 | 0 | [6 empty] | 0 | 1 | 0 | 0 | On Peak | 0 | 1 | 0 | Semi-Peak | 1 | 0 | On Peak | 0 | 1 | Off Peak | 0 | 0 | 1 | Super Off Peak | 0 | 1 | 0 | Off Peak | 1 | 0 | 0 | On Peak
2020 | 4 | 30 | 2020-04-30 | 22 | 0 | 0 | 0 | [6 empty] | 0 | 0 | 1 | 0 | Off Peak | 0 | 1 | 0 | Semi-Peak | 0 | 1 | Off Peak | 0 | 1 | Off Peak | 0 | 0 | 1 | Super Off Peak | 0 | 1 | 0 | Off Peak | 1 | 0 | 0 | On Peak
2020 | 4 | 30 | 2020-04-30 | 23 | 0 | 0 | 0 | [6 empty] | 0 | 0 | 1 | 0 | Off Peak | 0 | 0 | 1 | Off Peak | 0 | 1 | Off Peak | 0 | 1 | Off Peak | 0 | 0 | 1 | Super Off Peak | 0 | 1 | 0 | Off Peak | 1 | 0 | 0 | On Peak
2020 | 4 | 30 | 2020-04-30 | 24 | 0 | 0 | 0 | [6 empty] | 0 | 0 | 1 | 0 | Off Peak | 0 | 0 | 1 | Off Peak | 0 | 1 | Off Peak | 0 | 1 | Off Peak | 0 | 0 | 1 | Super Off Peak | 0 | 1 | 0 | Off Peak | 1 | 0 | 0 | On Peak
2020 | 5 | 1 | 2020-05-01 | 1 | 0 | 0 | 0 | [6 empty] | 0 | 0 | 0 | 1 | Super Off Peak | 0 | 0 | 1 | Off Peak | 0 | 1 | Off Peak | 0 | 1 | Off Peak | 0 | 0 | 1 | Super Off Peak | 0 | 0 | 1 | Super Off Peak | 0 | 0 | 1 | Super Off Peak
2020 | 5 | 1 | 2020-05-01 | 2 | 0 | 0 | 0 | [6 empty] | 0 | 0 | 0 | 1 | Super Off Peak | 0 | 0 | 1 | Off Peak | 0 | 1 | Off Peak | 0 | 1 | Off Peak | 0 | 0 | 1 | Super Off Peak | 0 | 0 | 1 | Super Off Peak | 0 | 0 | 1 | Super Off Peak
2020 | 5 | 1 | 2020-05-01 | 3 | 0 | 0 | 0 | [6 empty] | 0 | 0 | 0 | 1 | Super Off Peak | 0 | 0 | 1 | Off Peak | 0 | 1 | Off Peak | 0 | 1 | Off Peak | 0 | 0 | 1 | Super Off Peak | 0 | 0 | 1 | Super Off Peak | 0 | 0 | 1 | Super Off Peak
2020 | 5 | 1 | 2020-05-01 | 4 | 0 | 0 | 0 | [6 empty] | 0 | 0 | 0 | 1 | Super Off Peak | 0 | 0 | 1 | Off Peak | 0 | 1 | Off Peak | 0 | 1 | Off Peak | 0 | 0 | 1 | Super Off Peak | 0 | 0 | 1 | Super Off Peak | 0 | 0 | 1 | Super Off Peak
2020 | 5 | 1 | 2020-05-01 | 5 | 0 | 0 | 0 | [6 empty] | 0 | 0 | 0 | 1 | Super Off Peak | 0 | 0 | 1 | Off Peak | 0 | 1 | Off Peak | 0 | 1 | Off Peak | 0 | 0 | 1 | Super Off Peak | 0 | 0 | 1 | Super Off Peak | 0 | 0 | 1 | Super Off Peak
2020 | 5 | 1 | 2020-05-01 | 6 | 0 | 0 | 0 | [6 empty] | 0 | 0 | 0 | 1 | Super Off Peak | 0 | 0 | 1 | Off Peak | 0 | 1 | Off Peak | 0 | 1 | Off Peak | 0 | 0 | 1 | Super Off Peak | 0 | 1 | 0 | Off Peak | 0 | 1 | 0 | Off Peak
2020 | 5 | 1 | 2020-05-01 | 7 | 0 | 0 | 0 | [6 empty] | 0 | 0 | 1 | 0 | Off Peak | 0 | 1 | 0 | Semi-Peak | 0 | 1 | Off Peak | 0 | 1 | Off Peak | 0 | 1 | 0 | Off Peak | 0 | 1 | 0 | Off Peak | 0 | 1 | 0 | Off Peak
2020 | 5 | 1 | 2020-05-01 | 8 | 0 | 0 | 0 | [6 empty] | 0 | 0 | 1 | 0 | Off Peak | 0 | 1 | 0 | Semi-Peak | 0 | 1 | Off Peak | 0 | 1 | Off Peak | 0 | 1 | 0 | Off Peak | 0 | 1 | 0 | Off Peak | 0 | 1 | 0 | Off Peak
2020 | 5 | 1 | 2020-05-01 | 9 | 0 | 0 | 0 | [6 empty] | 0 | 0 | 1 | 0 | Off Peak | 0 | 1 | 0 | Semi-Peak | 0 | 1 | Off Peak | 0 | 1 | Off Peak | 0 | 1 | 0 | Off Peak | 0 | 1 | 0 | Off Peak | 0 | 1 | 0 | Off Peak
2020 | 5 | 1 | 2020-05-01 | 10 | 0 | 0 | 0 | [6 empty] | 0 | 0 | 1 | 0 | Off Peak | 0 | 1 | 0 | Semi-Peak | 0 | 1 | Off Peak | 0 | 1 | Off Peak | 0 | 1 | 0 | Off Peak | 0 | 1 | 0 | Off Peak | 0 | 1 | 0 | Off Peak
2020 | 5 | 1 | 2020-05-01 | 11 | 0 | 0 | 0 | [6 empty] | 0 | 0 | 1 | 0 | Off Peak | 0 | 1 | 0 | Semi-Peak | 0 | 1 | Off Peak | 0 | 1 | Off Peak | 0 | 1 | 0 | Off Peak | 0 | 1 | 0 | Off Peak | 0 | 1 | 0 | Off Peak
2020 | 5 | 1 | 2020-05-01 | 12 | 0 | 0 | 0 | [6 empty] | 0 | 0 | 1 | 0 | Off Peak | 0 | 1 | 0 | Semi-Peak | 0 | 1 | Off Peak | 0 | 1 | Off Peak | 0 | 1 | 0 | Off Peak | 0 | 1 | 0 | Off Peak | 0 | 1 | 0 | Off Peak
2020 | 5 | 1 | 2020-05-01 | 13 | 0 | 0 | 0 | [6 empty] | 0 | 0 | 1 | 0 | Off Peak | 0 | 1 | 0 | Semi-Peak | 0 | 1 | Off Peak | 1 | 0 | On Peak | 0 | 1 | 0 | Off Peak | 1 | 0 | 0 | On Peak | 0 | 1 | 0 | Off Peak
2020 | 5 | 1 | 2020-05-01 | 14 | 0 | 0 | 0 | [6 empty] | 0 | 0 | 1 | 0 | Off Peak | 0 | 1 | 0 | Semi-Peak | 0 | 1 | Off Peak | 1 | 0 | On Peak | 0 | 1 | 0 | Off Peak | 1 | 0 | 0 | On Peak | 0 | 1 | 0 | Off Peak
2020 | 5 | 1 | 2020-05-01 | 15 | 0 | 0 | 0 | [6 empty] | 0 | 0 | 1 | 0 | Off Peak | 0 | 1 | 0 | Semi-Peak | 0 | 1 | Off Peak | 1 | 0 | On Peak | 0 | 1 | 0 | Off Peak | 1 | 0 | 0 | On Peak | 0 | 1 | 0 | Off Peak
2020 | 5 | 1 | 2020-05-01 | 16 | 0 | 0 | 0 | [6 empty] | 0 | 0 | 1 | 0 | Off Peak | 0 | 1 | 0 | Semi-Peak | 0 | 1 | Off Peak | 1 | 0 | On Peak | 0 | 1 | 0 | Off Peak | 1 | 0 | 0 | On Peak | 0 | 1 | 0 | Off Peak
2020 | 5 | 1 | 2020-05-01 | 17 | 0 | 0 | 0 | [6 empty] | 0 | 1 | 0 | 0 | On Peak | 0 | 1 | 0 | Semi-Peak | 1 | 0 | On Peak | 1 | 0 | On Peak | 0 | 1 | 0 | Off Peak | 1 | 0 | 0 | On Peak | 0 | 1 | 0 | Off Peak
2020 | 5 | 1 | 2020-05-01 | 18 | 0 | 0 | 0 | [6 empty] | 0 | 1 | 0 | 0 | On Peak | 1 | 0 | 0 | On Peak | 1 | 0 | On Peak | 1 | 0 | On Peak | 0 | 1 | 0 | Off Peak | 1 | 0 | 0 | On Peak | 0 | 1 | 0 | Off Peak
2020 | 5 | 1 | 2020-05-01 | 19 | 0 | 0 | 0 | [6 empty] | 0 | 1 | 0 | 0 | On Peak | 1 | 0 | 0 | On Peak | 1 | 0 | On Peak | 0 | 1 | Off Peak | 0 | 0 | 1 | Super Off Peak | 1 | 0 | 0 | On Peak | 0 | 1 | 0 | Off Peak
2020 | 5 | 1 | 2020-05-01 | 20 | 0 | 0 | 0 | [6 empty] | 0 | 1 | 0 | 0 | On Peak | 1 | 0 | 0 | On Peak | 1 | 0 | On Peak | 0 | 1 | Off Peak | 0 | 0 | 1 | Super Off Peak | 1 | 0 | 0 | On Peak | 1 | 0 | 0 | On Peak
2020 | 5 | 1 | 2020-05-01 | 21 | 0 | 0 | 0 | [6 empty] | 0 | 1 | 0 | 0 | On Peak | 0 | 1 | 0 | Semi-Peak | 1 | 0 | On Peak | 0 | 1 | Off Peak | 0 | 0 | 1 | Super Off Peak | 0 | 1 | 0 | Off Peak | 1 | 0 | 0 | On Peak
2020 | 5 | 1 | 2020-05-01 | 22 | 0 | 0 | 0 | [6 empty] | 0 | 0 | 1 | 0 | Off Peak | 0 | 1 | 0 | Semi-Peak | 0 | 1 | Off Peak | 0 | 1 | Off Peak | 0 | 0 | 1 | Super Off Peak | 0 | 1 | 0 | Off Peak | 1 | 0 | 0 | On Peak
2020 | 5 | 1 | 2020-05-01 | 23 | 0 | 0 | 0 | [6 empty] | 0 | 0 | 1 | 0 | Off Peak | 0 | 0 | 1 | Off Peak | 0 | 1 | Off Peak | 0 | 1 | Off Peak | 0 | 0 | 1 | Super Off Peak | 0 | 1 | 0 | Off Peak | 1 | 0 | 0 | On Peak
2020 | 5 | 1 | 2020-05-01 | 24 | 0 | 0 | 0 | [6 empty] | 0 | 0 | 1 | 0 | Off Peak | 0 | 0 | 1 | Off Peak | 0 | 1 | Off Peak | 0 | 1 | Off Peak | 0 | 0 | 1 | Super Off Peak | 0 | 1 | 0 | Off Peak | 1 | 0 | 0 | On Peak
2020 | 5 | 2 | 2020-05-02 | 1 | 0 | 1 | 0 | [6 empty] | 0 | 0 | 0 | 1 | Super Off Peak | 0 | 0 | 1 | Off Peak | 0 | 1 | Off Peak | 0 | 1 | Off Peak | 0 | 0 | 1 | Super Off Peak | 0 | 0 | 1 | Super Off Peak | 0 | 0 | 1 | Super Off Peak
2020 | 5 | 2 | 2020-05-02 | 2 | 0 | 1 | 0 | [6 empty] | 0 | 0 | 0 | 1 | Super Off Peak | 0 | 0 | 1 | Off Peak | 0 | 1 | Off Peak | 0 | 1 | Off Peak | 0 | 0 | 1 | Super Off Peak | 0 | 0 | 1 | Super Off Peak | 0 | 0 | 1 | Super Off Peak
2020 | 5 | 2 | 2020-05-02 | 3 | 0 | 1 | 0 | [6 empty] | 0 | 0 | 0 | 1 | Super Off Peak | 0 | 0 | 1 | Off Peak | 0 | 1 | Off Peak | 0 | 1 | Off Peak | 0 | 0 | 1 | Super Off Peak | 0 | 0 | 1 | Super Off Peak | 0 | 0 | 1 | Super Off Peak
2020 | 5 | 2 | 2020-05-02 | 4 | 0 | 1 | 0 | [6 empty] | 0 | 0 | 0 | 1 | Super Off Peak | 0 | 0 | 1 | Off Peak | 0 | 1 | Off Peak | 0 | 1 | Off Peak | 0 | 0 | 1 | Super Off Peak | 0 | 0 | 1 | Super Off Peak | 0 | 0 | 1 | Super Off Peak
2020 | 5 | 2 | 2020-05-02 | 5 | 0 | 1 | 0 | [6 empty] | 0 | 0 | 0 | 1 | Super Off Peak | 0 | 0 | 1 | Off Peak | 0 | 1 | Off Peak | 0 | 1 | Off Peak | 0 | 0 | 1 | Super Off Peak | 0 | 0 | 1 | Super Off Peak | 0 | 0 | 1 | Super Off Peak
2020 | 5 | 2 | 2020-05-02 | 6 | 0 | 1 | 0 | [6 empty] | 0 | 0 | 0 | 1 | Super Off Peak | 0 | 0 | 1 | Off Peak | 0 | 1 | Off Peak | 0 | 1 | Off Peak | 0 | 0 | 1 | Super Off Peak | 0 | 1 | 0 | Off Peak | 0 | 1 | 0 | Off Peak
2020 | 5 | 2 | 2020-05-02 | 7 | 0 | 1 | 0 | [6 empty] | 0 | 0 | 0 | 1 | Super Off Peak | 0 | 0 | 1 | Off Peak | 0 | 1 | Off Peak | 0 | 1 | Off Peak | 0 | 0 | 1 | Super Off Peak | 0 | 1 | 0 | Off Peak | 0 | 1 | 0 | Off Peak
2020 | 5 | 2 | 2020-05-02 | 8 | 0 | 1 | 0 | [6 empty] | 0 | 0 | 0 | 1 | Super Off Peak | 0 | 0 | 1 | Off Peak | 0 | 1 | Off Peak | 0 | 1 | Off Peak | 0 | 0 | 1 | Super Off Peak | 0 | 1 | 0 | Off Peak | 0 | 1 | 0 | Off Peak
2020 | 5 | 2 | 2020-05-02 | 9 | 0 | 1 | 0 | [6 empty] | 0 | 0 | 0 | 1 | Super Off Peak | 0 | 0 | 1 | Off Peak | 0 | 1 | Off Peak | 0 | 1 | Off Peak | 0 | 0 | 1 | Super Off Peak | 0 | 1 | 0 | Off Peak | 0 | 1 | 0 | Off Peak
2020 | 5 | 2 | 2020-05-02 | 10 | 0 | 1 | 0 | [6 empty] | 0 | 0 | 0 | 1 | Super Off Peak | 0 | 0 | 1 | Off Peak | 0 | 1 | Off Peak | 0 | 1 | Off Peak | 0 | 0 | 1 | Super Off Peak | 0 | 1 | 0 | Off Peak | 0 | 1 | 0 | Off Peak
2020 | 5 | 2 | 2020-05-02 | 11 | 0 | 1 | 0 | [6 empty] | 0 | 0 | 0 | 1 | Super Off Peak | 0 | 0 | 1 | Off Peak | 0 | 1 | Off Peak | 0 | 1 | Off Peak | 0 | 0 | 1 | Super Off Peak | 0 | 1 | 0 | Off Peak | 0 | 1 | 0 | Off Peak
2020 | 5 | 2 | 2020-05-02 | 12 | 0 | 1 | 0 | [6 empty] | 0 | 0 | 0 | 1 | Super Off Peak | 0 | 0 | 1 | Off Peak | 0 | 1 | Off Peak | 0 | 1 | Off Peak | 0 | 0 | 1 | Super Off Peak | 0 | 1 | 0 | Off Peak | 0 | 1 | 0 | Off Peak
2020 | 5 | 2 | 2020-05-02 | 13 | 0 | 1 | 0 | [6 empty] | 0 | 0 | 0 | 1 | Super Off Peak | 0 | 0 | 1 | Off Peak | 0 | 1 | Off Peak | 0 | 1 | Off Peak | 0 | 0 | 1 | Super Off Peak | 1 | 0 | 0 | On Peak | 0 | 1 | 0 | Off Peak
2020 | 5 | 2 | 2020-05-02 | 14 | 0 | 1 | 0 | [6 empty] | 0 | 0 | 0 | 1 | Super Off Peak | 0 | 0 | 1 | Off Peak | 0 | 1 | Off Peak | 0 | 1 | Off Peak | 0 | 0 | 1 | Super Off Peak | 1 | 0 | 0 | On Peak | 0 | 1 | 0 | Off Peak
2020 | 5 | 2 | 2020-05-02 | 15 | 0 | 1 | 0 | [6 empty] | 0 | 0 | 1 | 0 | Off Peak | 0 | 0 | 1 | Off Peak | 0 | 1 | Off Peak | 0 | 1 | Off Peak | 0 | 0 | 1 | Super Off Peak | 1 | 0 | 0 | On Peak | 0 | 1 | 0 | Off Peak
2020 | 5 | 2 | 2020-05-02 | 16 | 0 | 1 | 0 | [6 empty] | 0 | 0 | 1 | 0 | Off Peak | 0 | 0 | 1 | Off Peak | 0 | 1 | Off Peak | 0 | 1 | Off Peak | 0 | 0 | 1 | Super Off Peak | 1 | 0 | 0 | On Peak | 0 | 1 | 0 | Off Peak
2020 | 5 | 2 | 2020-05-02 | 17 | 0 | 1 | 0 | [6 empty] | 0 | 1 | 0 | 0 | On Peak | 0 | 0 | 1 | Off Peak | 0 | 1 | Off Peak | 0 | 1 | Off Peak | 0 | 0 | 1 | Super Off Peak | 1 | 0 | 0 | On Peak | 0 | 1 | 0 | Off Peak
2020 | 5 | 2 | 2020-05-02 | 18 | 0 | 1 | 0 | [6 empty] | 0 | 1 | 0 | 0 | On Peak | 0 | 0 | 1 | Off Peak | 0 | 1 | Off Peak | 0 | 1 | Off Peak | 0 | 0 | 1 | Super Off Peak | 1 | 0 | 0 | On Peak | 0 | 1 | 0 | Off Peak
2020 | 5 | 2 | 2020-05-02 | 19 | 0 | 1 | 0 | [6 empty] | 0 | 1 | 0 | 0 | On Peak | 0 | 0 | 1 | Off Peak | 0 | 1 | Off Peak | 0 | 1 | Off Peak | 0 | 0 | 1 | Super Off Peak | 1 | 0 | 0 | On Peak | 0 | 1 | 0 | Off Peak
2020 | 5 | 2 | 2020-05-02 | 20 | 0 | 1 | 0 | [6 empty] | 0 | 1 | 0 | 0 | On Peak | 0 | 0 | 1 | Off Peak | 0 | 1 | Off Peak | 0 | 1 | Off Peak | 0 | 0 | 1 | Super Off Peak | 1 | 0 | 0 | On Peak | 1 | 0 | 0 | On Peak
2020 | 5 | 2 | 2020-05-02 | 21 | 0 | 1 | 0 | [6 empty] | 0 | 1 | 0 | 0 | On Peak | 0 | 0 | 1 | Off Peak | 0 | 1 | Off Peak | 0 | 1 | Off Peak | 0 | 0 | 1 | Super Off Peak | 0 | 1 | 0 | Off Peak | 1 | 0 | 0 | On Peak
2020 | 5 | 2 | 2020-05-02 | 22 | 0 | 1 | 0 | [6 empty] | 0 | 0 | 1 | 0 | Off Peak | 0 | 0 | 1 | Off Peak | 0 | 1 | Off Peak | 0 | 1 | Off Peak | 0 | 0 | 1 | Super Off Peak | 0 | 1 | 0 | Off Peak | 1 | 0 | 0 | On Peak
2020 | 5 | 2 | 2020-05-02 | 23 | 0 | 1 | 0 | [6 empty] | 0 | 0 | 1 | 0 | Off Peak | 0 | 0 | 1 | Off Peak | 0 | 1 | Off Peak | 0 | 1 | Off Peak | 0 | 0 | 1 | Super Off Peak | 0 | 1 | 0 | Off Peak | 1 | 0 | 0 | On Peak
2020 | 5 | 2 | 2020-05-02 | 24 | 0 | 1 | 0 | [6 empty] | 0 | 0 | 1 | 0 | Off Peak | 0 | 0 | 1 | Off Peak | 0 | 1 | Off Peak | 0 | 1 | Off Peak | 0 | 0 | 1 | Super Off Peak | 0 | 1 | 0 | Off Peak | 1 | 0 | 0 | On Peak
2020 | 5 | 3 | 2020-05-03 | 1 | 0 | 1 | 0 | [6 empty] | 0 | 0 | 0 | 1 | Super Off Peak | 0 | 0 | 1 | Off Peak | 0 | 1 | Off Peak | 0 | 1 | Off Peak | 0 | 0 | 1 | Super Off Peak | 0 | 0 | 1 | Super Off Peak | 0 | 0 | 1 | Super Off Peak
2020 | 5 | 3 | 2020-05-03 | 2 | 0 | 1 | 0 | [6 empty] | 0 | 0 | 0 | 1 | Super Off Peak | 0 | 0 | 1 | Off Peak | 0 | 1 | Off Peak | 0 | 1 | Off Peak | 0 | 0 | 1 | Super Off Peak | 0 | 0 | 1 | Super Off Peak | 0 | 0 | 1 | Super Off Peak
2020 | 5 | 3 | 2020-05-03 | 3 | 0 | 1 | 0 | [6 empty] | 0 | 0 | 0 | 1 | Super Off Peak | 0 | 0 | 1 | Off Peak | 0 | 1 | Off Peak | 0 | 1 | Off Peak | 0 | 0 | 1 | Super Off Peak | 0 | 0 | 1 | Super Off Peak | 0 | 0 | 1 | Super Off Peak
2020 | 5 | 3 | 2020-05-03 | 4 | 0 | 1 | 0 | [6 empty] | 0 | 0 | 0 | 1 | Super Off Peak | 0 | 0 | 1 | Off Peak | 0 | 1 | Off Peak | 0 | 1 | Off Peak | 0 | 0 | 1 | Super Off Peak | 0 | 0 | 1 | Super Off Peak | 0 | 0 | 1 | Super Off Peak
2020 | 5 | 3 | 2020-05-03 | 5 | 0 | 1 | 0 | [6 empty] | 0 | 0 | 0 | 1 | Super Off Peak | 0 | 0 | 1 | Off Peak | 0 | 1 | Off Peak | 0 | 1 | Off Peak | 0 | 0 | 1 | Super Off Peak | 0 | 0 | 1 | Super Off Peak | 0 | 0 | 1 | Super Off Peak
2020 | 5 | 3 | 2020-05-03 | 6 | 0 | 1 | 0 | [6 empty] | 0 | 0 | 0 | 1 | Super Off Peak | 0 | 0 | 1 | Off Peak | 0 | 1 | Off Peak | 0 | 1 | Off Peak | 0 | 0 | 1 | Super Off Peak | 0 | 1 | 0 | Off Peak | 0 | 1 | 0 | Off Peak
2020 | 5 | 3 | 2020-05-03 | 7 | 0 | 1 | 0 | [6 empty] | 0 | 0 | 0 | 1 | Super Off Peak | 0 | 0 | 1 | Off Peak | 0 | 1 | Off Peak | 0 | 1 | Off Peak | 0 | 0 | 1 | Super Off Peak | 0 | 1 | 0 | Off Peak | 0 | 1 | 0 | Off Peak
2020 | 5 | 3 | 2020-05-03 | 8 | 0 | 1 | 0 | [6 empty] | 0 | 0 | 0 | 1 | Super Off Peak | 0 | 0 | 1 | Off Peak | 0 | 1 | Off Peak | 0 | 1 | Off Peak | 0 | 0 | 1 | Super Off Peak | 0 | 1 | 0 | Off Peak | 0 | 1 | 0 | Off Peak
2020 | 5 | 3 | 2020-05-03 | 9 | 0 | 1 | 0 | [6 empty] | 0 | 0 | 0 | 1 | Super Off Peak | 0 | 0 | 1 | Off Peak | 0 | 1 | Off Peak | 0 | 1 | Off Peak | 0 | 0 | 1 | Super Off Peak | 0 | 1 | 0 | Off Peak | 0 | 1 | 0 | Off Peak
2020 | 5 | 3 | 2020-05-03 | 10 | 0 | 1 | 0 | [6 empty] | 0 | 0 | 0 | 1 | Super Off Peak | 0 | 0 | 1 | Off Peak | 0 | 1 | Off Peak | 0 | 1 | Off Peak | 0 | 0 | 1 | Super Off Peak | 0 | 1 | 0 | Off Peak | 0 | 1 | 0 | Off Peak
2020 | 5 | 3 | 2020-05-03 | 11 | 0 | 1 | 0 | [6 empty] | 0 | 0 | 0 | 1 | Super Off Peak | 0 | 0 | 1 | Off Peak | 0 | 1 | Off Peak | 0 | 1 | Off Peak | 0 | 0 | 1 | Super Off Peak | 0 | 1 | 0 | Off Peak | 0 | 1 | 0 | Off Peak
2020 | 5 | 3 | 2020-05-03 | 12 | 0 | 1 | 0 | [6 empty] | 0 | 0 | 0 | 1 | Super Off Peak | 0 | 0 | 1 | Off Peak | 0 | 1 | Off Peak | 0 | 1 | Off Peak | 0 | 0 | 1 | Super Off Peak | 0 | 1 | 0 | Off Peak | 0 | 1 | 0 | Off Peak
2020 | 5 | 3 | 2020-05-03 | 13 | 0 | 1 | 0 | [6 empty] | 0 | 0 | 0 | 1 | Super Off Peak | 0 | 0 | 1 | Off Peak | 0 | 1 | Off Peak | 0 | 1 | Off Peak | 0 | 0 | 1 | Super Off Peak | 1 | 0 | 0 | On Peak | 0 | 1 | 0 | Off Peak
2020 | 5 | 3 | 2020-05-03 | 14 | 0 | 1 | 0 | [6 empty] | 0 | 0 | 0 | 1 | Super Off Peak | 0 | 0 | 1 | Off Peak | 0 | 1 | Off Peak | 0 | 1 | Off Peak | 0 | 0 | 1 | Super Off Peak | 1 | 0 | 0 | On Peak | 0 | 1 | 0 | Off Peak
2020 | 5 | 3 | 2020-05-03 | 15 | 0 | 1 | 0 | [6 empty] | 0 | 0 | 1 | 0 | Off Peak | 0 | 0 | 1 | Off Peak | 0 | 1 | Off Peak | 0 | 1 | Off Peak | 0 | 0 | 1 | Super Off Peak | 1 | 0 | 0 | On Peak | 0 | 1 | 0 | Off Peak
2020 | 5 | 3 | 2020-05-03 | 16 | 0 | 1 | 0 | [6 empty] | 0 | 0 | 1 | 0 | Off Peak | 0 | 0 | 1 | Off Peak | 0 | 1 | Off Peak | 0 | 1 | Off Peak | 0 | 0 | 1 | Super Off Peak | 1 | 0 | 0 | On Peak | 0 | 1 | 0 | Off Peak
2020 | 5 | 3 | 2020-05-03 | 17 | 0 | 1 | 0 | [6 empty] | 0 | 1 | 0 | 0 | On Peak | 0 | 0 | 1 | Off Peak | 0 | 1 | Off Peak | 0 | 1 | Off Peak | 0 | 0 | 1 | Super Off Peak | 1 | 0 | 0 | On Peak | 0 | 1 | 0 | Off Peak
2020 | 5 | 3 | 2020-05-03 | 18 | 0 | 1 | 0 | [6 empty] | 0 | 1 | 0 | 0 | On Peak | 0 | 0 | 1 | Off Peak | 0 | 1 | Off Peak | 0 | 1 | Off Peak | 0 | 0 | 1 | Super Off Peak | 1 | 0 | 0 | On Peak | 0 | 1 | 0 | Off Peak
2020 | 5 | 3 | 2020-05-03 | 19 | 0 | 1 | 0 | [6 empty] | 0 | 1 | 0 | 0 | On Peak | 0 | 0 | 1 | Off Peak | 0 | 1 | Off Peak | 0 | 1 | Off Peak | 0 | 0 | 1 | Super Off Peak | 1 | 0 | 0 | On Peak | 0 | 1 | 0 | Off Peak
2020 | 5 | 3 | 2020-05-03 | 20 | 0 | 1 | 0 | [6 empty] | 0 | 1 | 0 | 0 | On Peak | 0 | 0 | 1 | Off Peak | 0 | 1 | Off Peak | 0 | 1 | Off Peak | 0 | 0 | 1 | Super Off Peak | 1 | 0 | 0 | On Peak | 1 | 0 | 0 | On Peak
2020 | 5 | 3 | 2020-05-03 | 21 | 0 | 1 | 0 | [6 empty] | 0 | 1 | 0 | 0 | On Peak | 0 | 0 | 1 | Off Peak | 0 | 1 | Off Peak | 0 | 1 | Off Peak | 0 | 0 | 1 | Super Off Peak | 0 | 1 | 0 | Off Peak | 1 | 0 | 0 | On Peak
2020 | 5 | 3 | 2020-05-03 | 22 | 0 | 1 | 0 | [6 empty] | 0 | 0 | 1 | 0 | Off Peak | 0 | 0 | 1 | Off Peak | 0 | 1 | Off Peak | 0 | 1 | Off Peak | 0 | 0 | 1 | Super Off Peak | 0 | 1 | 0 | Off Peak | 1 | 0 | 0 | On Peak
2020 | 5 | 3 | 2020-05-03 | 23 | 0 | 1 | 0 | [6 empty] | 0 | 0 | 1 | 0 | Off Peak | 0 | 0 | 1 | Off Peak | 0 | 1 | Off Peak | 0 | 1 | Off Peak | 0 | 0 | 1 | Super Off Peak | 0 | 1 | 0 | Off Peak | 1 | 0 | 0 | On Peak
2020 | 5 | 3 | 2020-05-03 | 24 | 0 | 1 | 0 | [6 empty] | 0 | 0 | 1 | 0 | Off Peak | 0 | 0 | 1 | Off Peak | 0 | 1 | Off Peak | 0 | 1 | Off Peak | 0 | 0 | 1 | Super Off Peak | 0 | 1 | 0 | Off Peak | 1 | 0 | 0 | On Peak
2020 | 5 | 4 | 2020-05-04 | 1 | 0 | 0 | 0 | [6 empty] | 0 | 0 | 0 | 1 | Super Off Peak | 0 | 0 | 1 | Off Peak | 0 | 1 | Off Peak | 0 | 1 | Off Peak | 0 | 0 | 1 | Super Off Peak | 0 | 0 | 1 | Super Off Peak | 0 | 0 | 1 | Super Off Peak
2020 | 5 | 4 | 2020-05-04 | 2 | 0 | 0 | 0 | [6 empty] | 0 | 0 | 0 | 1 | Super Off Peak | 0 | 0 | 1 | Off Peak | 0 | 1 | Off Peak | 0 | 1 | Off Peak | 0 | 0 | 1 | Super Off Peak | 0 | 0 | 1 | Super Off Peak | 0 | 0 | 1 | Super Off Peak
2020 | 5 | 4 | 2020-05-04 | 3 | 0 | 0 | 0 | [6 empty] | 0 | 0 | 0 | 1 | Super Off Peak | 0 | 0 | 1 | Off Peak | 0 | 1 | Off Peak | 0 | 1 | Off Peak | 0 | 0 | 1 | Super Off Peak | 0 | 0 | 1 | Super Off Peak | 0 | 0 | 1 | Super Off Peak
2020 | 5 | 4 | 2020-05-04 | 4 | 0 | 0 | 0 | [6 empty] | 0 | 0 | 0 | 1 | Super Off Peak | 0 | 0 | 1 | Off Peak | 0 | 1 | Off Peak | 0 | 1 | Off Peak | 0 | 0 | 1 | Super Off Peak | 0 | 0 | 1 | Super Off Peak | 0 | 0 | 1 | Super Off Peak
2020 | 5 | 4 | 2020-05-04 | 5 | 0 | 0 | 0 | [6 empty] | 0 | 0 | 0 | 1 | Super Off Peak | 0 | 0 | 1 | Off Peak | 0 | 1 | Off Peak | 0 | 1 | Off Peak | 0 | 0 | 1 | Super Off Peak | 0 | 0 | 1 | Super Off Peak | 0 | 0 | 1 | Super Off Peak
2020 | 5 | 4 | 2020-05-04 | 6 | 0 | 0 | 0 | [6 empty] | 0 | 0 | 0 | 1 | Super Off Peak | 0 | 0 | 1 | Off Peak | 0 | 1 | Off Peak | 0 | 1 | Off Peak | 0 | 0 | 1 | Super Off Peak | 0 | 1 | 0 | Off Peak | 0 | 1 | 0 | Off Peak
2020 | 5 | 4 | 2020-05-04 | 7 | 0 | 0 | 0 | [6 empty] | 0 | 0 | 1 | 0 | Off Peak | 0 | 1 | 0 | Semi-Peak | 0 | 1 | Off Peak | 0 | 1 | Off Peak | 0 | 1 | 0 | Off Peak | 0 | 1 | 0 | Off Peak | 0 | 1 | 0 | Off Peak
2020 | 5 | 4 | 2020-05-04 | 8 | 0 | 0 | 0 | [6 empty] | 0 | 0 | 1 | 0 | Off Peak | 0 | 1 | 0 | Semi-Peak | 0 | 1 | Off Peak | 0 | 1 | Off Peak | 0 | 1 | 0 | Off Peak | 0 | 1 | 0 | Off Peak | 0 | 1 | 0 | Off Peak
2020 | 5 | 4 | 2020-05-04 | 9 | 0 | 0 | 0 | [6 empty] | 0 | 0 | 1 | 0 | Off Peak | 0 | 1 | 0 | Semi-Peak | 0 | 1 | Off Peak | 0 | 1 | Off Peak | 0 | 1 | 0 | Off Peak | 0 | 1 | 0 | Off Peak | 0 | 1 | 0 | Off Peak
2020 | 5 | 4 | 2020-05-04 | 10 | 0 | 0 | 0 | [6 empty] | 0 | 0 | 1 | 0 | Off Peak | 0 | 1 | 0 | Semi-Peak | 0 | 1 | Off Peak | 0 | 1 | Off Peak | 0 | 1 | 0 | Off Peak | 0 | 1 | 0 | Off Peak | 0 | 1 | 0 | Off Peak
2020 | 5 | 4 | 2020-05-04 | 11 | 0 | 0 | 0 | [6 empty] | 0 | 0 | 1 | 0 | Off Peak | 0 | 1 | 0 | Semi-Peak | 0 | 1 | Off Peak | 0 | 1 | Off Peak | 0 | 1 | 0 | Off Peak | 0 | 1 | 0 | Off Peak | 0 | 1 | 0 | Off Peak
2020 | 5 | 4 | 2020-05-04 | 12 | 0 | 0 | 0 | [6 empty] | 0 | 0 | 1 | 0 | Off Peak | 0 | 1 | 0 | Semi-Peak | 0 | 1 | Off Peak | 0 | 1 | Off Peak | 0 | 1 | 0 | Off Peak | 0 | 1 | 0 | Off Peak | 0 | 1 | 0 | Off Peak
2020 | 5 | 4 | 2020-05-04 | 13 | 0 | 0 | 0 | [6 empty] | 0 | 0 | 1 | 0 | Off Peak | 0 | 1 | 0 | Semi-Peak | 0 | 1 | Off Peak | 1 | 0 | On Peak | 0 | 1 | 0 | Off Peak | 1 | 0 | 0 | On Peak | 0 | 1 | 0 | Off Peak
2020 | 5 | 4 | 2020-05-04 | 14 | 0 | 0 | 0 | [6 empty] | 0 | 0 | 1 | 0 | Off Peak | 0 | 1 | 0 | Semi-Peak | 0 | 1 | Off Peak | 1 | 0 | On Peak | 0 | 1 | 0 | Off Peak | 1 | 0 | 0 | On Peak | 0 | 1 | 0 | Off Peak
2020 | 5 | 4 | 2020-05-04 | 15 | 0 | 0 | 0 | [6 empty] | 0 | 0 | 1 | 0 | Off Peak | 0 | 1 | 0 | Semi-Peak | 0 | 1 | Off Peak | 1 | 0 | On Peak | 0 | 1 | 0 | Off Peak | 1 | 0 | 0 | On Peak | 0 | 1 | 0 | Off Peak
2020 | 5 | 4 | 2020-05-04 | 16 | 0 | 0 | 0 | [6 empty] | 0 | 0 | 1 | 0 | Off Peak | 0 | 1 | 0 | Semi-Peak | 0 | 1 | Off Peak | 1 | 0 | On Peak | 0 | 1 | 0 | Off Peak | 1 | 0 | 0 | On Peak | 0 | 1 | 0 | Off Peak
2020 | 5 | 4 | 2020-05-04 | 17 | 0 | 0 | 0 | [6 empty] | 0 | 1 | 0 | 0 | On Peak | 0 | 1 | 0 | Semi-Peak | 1 | 0 | On Peak | 1 | 0 | On Peak | 0 | 1 | 0 | Off Peak | 1 | 0 | 0 | On Peak | 0 | 1 | 0 | Off Peak
2020 | 5 | 4 | 2020-05-04 | 18 | 0 | 0 | 0 | [6 empty] | 0 | 1 | 0 | 0 | On Peak | 1 | 0 | 0 | On Peak | 1 | 0 | On Peak | 1 | 0 | On Peak | 0 | 1 | 0 | Off Peak | 1 | 0 | 0 | On Peak | 0 | 1 | 0 | Off Peak
2020 | 5 | 4 | 2020-05-04 | 19 | 0 | 0 | 0 | [6 empty] | 0 | 1 | 0 | 0 | On Peak | 1 | 0 | 0 | On Peak | 1 | 0 | On Peak | 0 | 1 | Off Peak | 0 | 0 | 1 | Super Off Peak | 1 | 0 | 0 | On Peak | 0 | 1 | 0 | Off Peak
2020 | 5 | 4 | 2020-05-04 | 20 | 0 | 0 | 0 | [6 empty] | 0 | 1 | 0 | 0 | On Peak | 1 | 0 | 0 | On Peak | 1 | 0 | On Peak | 0 | 1 | Off Peak | 0 | 0 | 1 | Super Off Peak | 1 | 0 | 0 | On Peak | 1 | 0 | 0 | On Peak
2020 | 5 | 4 | 2020-05-04 | 21 | 0 | 0 | 0 | [6 empty] | 0 | 1 | 0 | 0 | On Peak | 0 | 1 | 0 | Semi-Peak | 1 | 0 | On Peak | 0 | 1 | Off Peak | 0 | 0 | 1 | Super Off Peak | 0 | 1 | 0 | Off Peak | 1 | 0 | 0 | On Peak
2020 | 5 | 4 | 2020-05-04 | 22 | 0 | 0 | 0 | [6 empty] | 0 | 0 | 1 | 0 | Off Peak | 0 | 1 | 0 | Semi-Peak | 0 | 1 | Off Peak | 0 | 1 | Off Peak | 0 | 0 | 1 | Super Off Peak | 0 | 1 | 0 | Off Peak | 1 | 0 | 0 | On Peak
2020 | 5 | 4 | 2020-05-04 | 23 | 0 | 0 | 0 | [6 empty] | 0 | 0 | 1 | 0 | Off Peak | 0 | 0 | 1 | Off Peak | 0 | 1 | Off Peak | 0 | 1 | Off Peak | 0 | 0 | 1 | Super Off Peak | 0 | 1 | 0 | Off Peak | 1 | 0 | 0 | On Peak
2020 | 5 | 4 | 2020-05-04 | 24 | 0 | 0 | 0 | [6 empty] | 0 | 0 | 1 | 0 | Off Peak | 0 | 0 | 1 | Off Peak | 0 | 1 | Off Peak | 0 | 1 | Off Peak | 0 | 0 | 1 | Super Off Peak | 0 | 1 | 0 | Off Peak | 1 | 0 | 0 | On Peak
2020 | 5 | 5 | 2020-05-05 | 1 | 0 | 0 | 0 | [6 empty] | 0 | 0 | 0 | 1 | Super Off Peak | 0 | 0 | 1 | Off Peak | 0 | 1 | Off Peak | 0 | 1 | Off Peak | 0 | 0 | 1 | Super Off Peak | 0 | 0 | 1 | Super Off Peak | 0 | 0 | 1 | Super Off Peak
2020 | 5 | 5 | 2020-05-05 | 2 | 0 | 0 | 0 | [6 empty] | 0 | 0 | 0 | 1 | Super Off Peak | 0 | 0 | 1 | Off Peak | 0 | 1 | Off Peak | 0 | 1 | Off Peak | 0 | 0 | 1 | Super Off Peak | 0 | 0 | 1 | Super Off Peak | 0 | 0 | 1 | Super Off Peak
2020 | 5 | 5 | 2020-05-05 | 3 | 0 | 0 | 0 | [6 empty] | 0 | 0 | 0 | 1 | Super Off Peak | 0 | 0 | 1 | Off Peak | 0 | 1 | Off Peak | 0 | 1 | Off Peak | 0 | 0 | 1 | Super Off Peak | 0 | 0 | 1 | Super Off Peak | 0 | 0 | 1 | Super Off Peak
2020 | 5 | 5 | 2020-05-05 | 4 | 0 | 0 | 0 | [6 empty] | 0 | 0 | 0 | 1 | Super Off Peak | 0 | 0 | 1 | Off Peak | 0 | 1 | Off Peak | 0 | 1 | Off Peak | 0 | 0 | 1 | Super Off Peak | 0 | 0 | 1 | Super Off Peak | 0 | 0 | 1 | Super Off Peak
2020 | 5 | 5 | 2020-05-05 | 5 | 0 | 0 | 0 | [6 empty] | 0 | 0 | 0 | 1 | Super Off Peak | 0 | 0 | 1 | Off Peak | 0 | 1 | Off Peak | 0 | 1 | Off Peak | 0 | 0 | 1 | Super Off Peak | 0 | 0 | 1 | Super Off Peak | 0 | 0 | 1 | Super Off Peak
2020 | 5 | 5 | 2020-05-05 | 6 | 0 | 0 | 0 | [6 empty] | 0 | 0 | 0 | 1 | Super Off Peak | 0 | 0 | 1 | Off Peak | 0 | 1 | Off Peak | 0 | 1 | Off Peak | 0 | 0 | 1 | Super Off Peak | 0 | 1 | 0 | Off Peak | 0 | 1 | 0 | Off Peak
2020 | 5 | 5 | 2020-05-05 | 7 | 0 | 0 | 0 | [6 empty] | 0 | 0 | 1 | 0 | Off Peak | 0 | 1 | 0 | Semi-Peak | 0 | 1 | Off Peak | 0 | 1 | Off Peak | 0 | 1 | 0 | Off Peak | 0 | 1 | 0 | Off Peak | 0 | 1 | 0 | Off Peak
2020 | 5 | 5 | 2020-05-05 | 8 | 0 | 0 | 0 | [6 empty] | 0 | 0 | 1 | 0 | Off Peak | 0 | 1 | 0 | Semi-Peak | 0 | 1 | Off Peak | 0 | 1 | Off Peak | 0 | 1 | 0 | Off Peak | 0 | 1 | 0 | Off Peak | 0 | 1 | 0 | Off Peak
2020 | 5 | 5 | 2020-05-05 | 9 | 0 | 0 | 0 | [6 empty] | 0 | 0 | 1 | 0 | Off Peak | 0 | 1 | 0 | Semi-Peak | 0 | 1 | Off Peak | 0 | 1 | Off Peak | 0 | 1 | 0 | Off Peak | 0 | 1 | 0 | Off Peak | 0 | 1 | 0 | Off Peak
2020 | 5 | 5 | 2020-05-05 | 10 | 0 | 0 | 0 | [6 empty] | 0 | 0 | 1 | 0 | Off Peak | 0 | 1 | 0 | Semi-Peak | 0 | 1 | Off Peak | 0 | 1 | Off Peak | 0 | 1 | 0 | Off Peak | 0 | 1 | 0 | Off Peak | 0 | 1 | 0 | Off Peak
2020 | 5 | 5 | 2020-05-05 | 11 | 0 | 0 | 0 | [6 empty] | 0 | 0 | 1 | 0 | Off Peak | 0 | 1 | 0 | Semi-Peak | 0 | 1 | Off Peak | 0 | 1 | Off Peak | 0 | 1 | 0 | Off Peak | 0 | 1 | 0 | Off Peak | 0 | 1 | 0 | Off Peak
2020 | 5 | 5 | 2020-05-05 | 12 | 0 | 0 | 0 | [6 empty] | 0 | 0 | 1 | 0 | Off Peak | 0 | 1 | 0 | Semi-Peak | 0 | 1 | Off Peak | 0 | 1 | Off Peak | 0 | 1 | 0 | Off Peak | 0 | 1 | 0 | Off Peak | 0 | 1 | 0 | Off Peak
2020 | 5 | 5 | 2020-05-05 | 13 | 0 | 0 | 0 | [6 empty] | 0 | 0 | 1 | 0 | Off Peak | 0 | 1 | 0 | Semi-Peak | 0 | 1 | Off Peak | 1 | 0 | On Peak | 0 | 1 | 0 | Off Peak | 1 | 0 | 0 | On Peak | 0 | 1 | 0 | Off Peak
2020 | 5 | 5 | 2020-05-05 | 14 | 0 | 0 | 0 | [6 empty] | 0 | 0 | 1 | 0 | Off Peak | 0 | 1 | 0 | Semi-Peak | 0 | 1 | Off Peak | 1 | 0 | On Peak | 0 | 1 | 0 | Off Peak | 1 | 0 | 0 | On Peak | 0 | 1 | 0 | Off Peak
2020 | 5 | 5 | 2020-05-05 | 15 | 0 | 0 | 0 | [6 empty] | 0 | 0 | 1 | 0 | Off Peak | 0 | 1 | 0 | Semi-Peak | 0 | 1 | Off Peak | 1 | 0 | On Peak | 0 | 1 | 0 | Off Peak | 1 | 0 | 0 | On Peak | 0 | 1 | 0 | Off Peak
2020 | 5 | 5 | 2020-05-05 | 16 | 0 | 0 | 0 | [6 empty] | 0 | 0 | 1 | 0 | Off Peak | 0 | 1 | 0 | Semi-Peak | 0 | 1 | Off Peak | 1 | 0 | On Peak | 0 | 1 | 0 | Off Peak | 1 | 0 | 0 | On Peak | 0 | 1 | 0 | Off Peak
2020 | 5 | 5 | 2020-05-05 | 17 | 0 | 0 | 0 | [6 empty] | 0 | 1 | 0 | 0 | On Peak | 0 | 1 | 0 | Semi-Peak | 1 | 0 | On Peak | 1 | 0 | On Peak | 0 | 1 | 0 | Off Peak | 1 | 0 | 0 | On Peak | 0 | 1 | 0 | Off Peak
2020 | 5 | 5 | 2020-05-05 | 18 | 0 | 0 | 0 | [6 empty] | 0 | 1 | 0 | 0 | On Peak | 1 | 0 | 0 | On Peak | 1 | 0 | On Peak | 1 | 0 | On Peak | 0 | 1 | 0 | Off Peak | 1 | 0 | 0 | On Peak | 0 | 1 | 0 | Off Peak
2020 | 5 | 5 | 2020-05-05 | 19 | 0 | 0 | 0 | [6 empty] | 0 | 1 | 0 | 0 | On Peak | 1 | 0 | 0 | On Peak | 1 | 0 | On Peak | 0 | 1 | Off Peak | 0 | 0 | 1 | Super Off Peak | 1 | 0 | 0 | On Peak | 0 | 1 | 0 | Off Peak
2020 | 5 | 5 | 2020-05-05 | 20 | 0 | 0 | 0 | [6 empty] | 0 | 1 | 0 | 0 | On Peak | 1 | 0 | 0 | On Peak | 1 | 0 | On Peak | 0 | 1 | Off Peak | 0 | 0 | 1 | Super Off Peak | 1 | 0 | 0 | On Peak | 1 | 0 | 0 | On Peak
2020 | 5 | 5 | 2020-05-05 | 21 | 0 | 0 | 0 | [6 empty] | 0 | 1 | 0 | 0 | On Peak | 0 | 1 | 0 | Semi-Peak | 1 | 0 | On Peak | 0 | 1 | Off Peak | 0 | 0 | 1 | Super Off Peak | 0 | 1 | 0 | Off Peak | 1 | 0 | 0 | On Peak
2020 | 5 | 5 | 2020-05-05 | 22 | 0 | 0 | 0 | [6 empty] | 0 | 0 | 1 | 0 | Off Peak | 0 | 1 | 0 | Semi-Peak | 0 | 1 | Off Peak | 0 | 1 | Off Peak | 0 | 0 | 1 | Super Off Peak | 0 | 1 | 0 | Off Peak | 1 | 0 | 0 | On Peak
2020 | 5 | 5 | 2020-05-05 | 23 | 0 | 0 | 0 | [6 empty] | 0 | 0 | 1 | 0 | Off Peak | 0 | 0 | 1 | Off Peak | 0 | 1 | Off Peak | 0 | 1 | Off Peak | 0 | 0 | 1 | Super Off Peak | 0 | 1 | 0 | Off Peak | 1 | 0 | 0 | On Peak
2020 | 5 | 5 | 2020-05-05 | 24 | 0 | 0 | 0 | [6 empty] | 0 | 0 | 1 | 0 | Off Peak | 0 | 0 | 1 | Off Peak | 0 | 1 | Off Peak | 0 | 1 | Off Peak | 0 | 0 | 1 | Super Off Peak | 0 | 1 | 0 | Off Peak | 1 | 0 | 0 | On Peak
2020 | 5 | 6 | 2020-05-06 | 1 | 0 | 0 | 0 | [6 empty] | 0 | 0 | 0 | 1 | Super Off Peak | 0 | 0 | 1 | Off Peak | 0 | 1 | Off Peak | 0 | 1 | Off Peak | 0 | 0 | 1 | Super Off Peak | 0 | 0 | 1 | Super Off Peak | 0 | 0 | 1 | Super Off Peak
2020 | 5 | 6 | 2020-05-06 | 2 | 0 | 0 | 0 | [6 empty] | 0 | 0 | 0 | 1 | Super Off Peak | 0 | 0 | 1 | Off Peak | 0 | 1 | Off Peak | 0 | 1 | Off Peak | 0 | 0 | 1 | Super Off Peak | 0 | 0 | 1 | Super Off Peak | 0 | 0 | 1 | Super Off Peak
2020 | 5 | 6 | 2020-05-06 | 3 | 0 | 0 | 0 | [6 empty] | 0 | 0 | 0 | 1 | Super Off Peak | 0 | 0 | 1 | Off Peak | 0 | 1 | Off Peak | 0 | 1 | Off Peak | 0 | 0 | 1 | Super Off Peak | 0 | 0 | 1 | Super Off Peak | 0 | 0 | 1 | Super Off Peak
2020 | 5 | 6 | 2020-05-06 | 4 | 0 | 0 | 0 | [6 empty] | 0 | 0 | 0 | 1 | Super Off Peak | 0 | 0 | 1 | Off Peak | 0 | 1 | Off Peak | 0 | 1 | Off Peak | 0 | 0 | 1 | Super Off Peak | 0 | 0 | 1 | Super Off Peak | 0 | 0 | 1 | Super Off Peak
2020 | 5 | 6 | 2020-05-06 | 5 | 0 | 0 | 0 | [6 empty] | 0 | 0 | 0 | 1 | Super Off Peak | 0 | 0 | 1 | Off Peak | 0 | 1 | Off Peak | 0 | 1 | Off Peak | 0 | 0 | 1 | Super Off Peak | 0 | 0 | 1 | Super Off Peak | 0 | 0 | 1 | Super Off Peak
2020 | 5 | 6 | 2020-05-06 | 6 | 0 | 0 | 0 | [6 empty] | 0 | 0 | 0 | 1 | Super Off Peak | 0 | 0 | 1 | Off Peak | 0 | 1 | Off Peak | 0 | 1 | Off Peak | 0 | 0 | 1 | Super Off Peak | 0 | 1 | 0 | Off Peak | 0 | 1 | 0 | Off Peak
2020 | 5 | 6 | 2020-05-06 | 7 | 0 | 0 | 0 | [6 empty] | 0 | 0 | 1 | 0 | Off Peak | 0 | 1 | 0 | Semi-Peak | 0 | 1 | Off Peak | 0 | 1 | Off Peak | 0 | 1 | 0 | Off Peak | 0 | 1 | 0 | Off Peak | 0 | 1 | 0 | Off Peak
2020 | 5 | 6 | 2020-05-06 | 8 | 0 | 0 | 0 | [6 empty] | 0 | 0 | 1 | 0 | Off Peak | 0 | 1 | 0 | Semi-Peak | 0 | 1 | Off Peak | 0 | 1 | Off Peak | 0 | 1 | 0 | Off Peak | 0 | 1 | 0 | Off Peak | 0 | 1 | 0 | Off Peak
2020 | 5 | 6 | 2020-05-06 | 9 | 0 | 0 | 0 | [6 empty] | 0 | 0 | 1 | 0 | Off Peak | 0 | 1 | 0 | Semi-Peak | 0 | 1 | Off Peak | 0 | 1 | Off Peak | 0 | 1 | 0 | Off Peak | 0 | 1 | 0 | Off Peak | 0 | 1 | 0 | Off Peak
2020 | 5 | 6 | 2020-05-06 | 10 | 0 | 0 | 0 | [6 empty] | 0 | 0 | 1 | 0 | Off Peak | 0 | 1 | 0 | Semi-Peak | 0 | 1 | Off Peak | 0 | 1 | Off Peak | 0 | 1 | 0 | Off Peak | 0 | 1 | 0 | Off Peak | 0 | 1 | 0 | Off Peak
2020 | 5 | 6 | 2020-05-06 | 11 | 0 | 0 | 0 | [6 empty] | 0 | 0 | 1 | 0 | Off Peak | 0 | 1 | 0 | Semi-Peak | 0 | 1 | Off Peak | 0 | 1 | Off Peak | 0 | 1 | 0 | Off Peak | 0 | 1 | 0 | Off Peak | 0 | 1 | 0 | Off Peak
2020 | 5 | 6 | 2020-05-06 | 12 | 0 | 0 | 0 | [6 empty] | 0 | 0 | 1 | 0 | Off Peak | 0 | 1 | 0 | Semi-Peak | 0 | 1 | Off Peak | 0 | 1 | Off Peak | 0 | 1 | 0 | Off Peak | 0 | 1 | 0 | Off Peak | 0 | 1 | 0 | Off Peak
2020 | 5 | 6 | 2020-05-06 | 13 | 0 | 0 | 0 | [6 empty] | 0 | 0 | 1 | 0 | Off Peak | 0 | 1 | 0 | Semi-Peak | 0 | 1 | Off Peak | 1 | 0 | On Peak | 0 | 1 | 0 | Off Peak | 1 | 0 | 0 | On Peak | 0 | 1 | 0 | Off Peak
2020 | 5 | 6 | 2020-05-06 | 14 | 0 | 0 | 0 | [6 empty] | 0 | 0 | 1 | 0 | Off Peak | 0 | 1 | 0 | Semi-Peak | 0 | 1 | Off Peak | 1 | 0 | On Peak | 0 | 1 | 0 | Off Peak | 1 | 0 | 0 | On Peak | 0 | 1 | 0 | Off Peak
2020 | 5 | 6 | 2020-05-06 | 15 | 0 | 0 | 0 | [6 empty] | 0 | 0 | 1 | 0 | Off Peak | 0 | 1 | 0 | Semi-Peak | 0 | 1 | Off Peak | 1 | 0 | On Peak | 0 | 1 | 0 | Off Peak | 1 | 0 | 0 | On Peak | 0 | 1 | 0 | Off Peak
2020 | 5 | 6 | 2020-05-06 | 16 | 0 | 0 | 0 | [6 empty] | 0 | 0 | 1 | 0 | Off Peak | 0 | 1 | 0 | Semi-Peak | 0 | 1 | Off Peak | 1 | 0 | On Peak | 0 | 1 | 0 | Off Peak | 1 | 0 | 0 | On Peak | 0 | 1 | 0 | Off Peak
2020 | 5 | 6 | 2020-05-06 | 17 | 0 | 0 | 0 | [6 empty] | 0 | 1 | 0 | 0 | On Peak | 0 | 1 | 0 | Semi-Peak | 1 | 0 | On Peak | 1 | 0 | On Peak | 0 | 1 | 0 | Off Peak | 1 | 0 | 0 | On Peak | 0 | 1 | 0 | Off Peak
2020 | 5 | 6 | 2020-05-06 | 18 | 0 | 0 | 0 | [6 empty] | 0 | 1 | 0 | 0 | On Peak | 1 | 0 | 0 | On Peak | 1 | 0 | On Peak | 1 | 0 | On Peak | 0 | 1 | 0 | Off Peak | 1 | 0 | 0 | On Peak | 0 | 1 | 0 | Off Peak
2020 | 5 | 6 | 2020-05-06 | 19 | 0 | 0 | 0 | [6 empty] | 0 | 1 | 0 | 0 | On Peak | 1 | 0 | 0 | On Peak | 1 | 0 | On Peak | 0 | 1 | Off Peak | 0 | 0 | 1 | Super Off Peak | 1 | 0 | 0 | On Peak | 0 | 1 | 0 | Off Peak
2020 | 5 | 6 | 2020-05-06 | 20 | 0 | 0 | 0 | [6 empty] | 0 | 1 | 0 | 0 | On Peak | 1 | 0 | 0 | On Peak | 1 | 0 | On Peak | 0 | 1 | Off Peak | 0 | 0 | 1 | Super Off Peak | 1 | 0 | 0 | On Peak | 1 | 0 | 0 | On Peak
2020 | 5 | 6 | 2020-05-06 | 21 | 0 | 0 | 0 | [6 empty] | 0 | 1 | 0 | 0 | On Peak | 0 | 1 | 0 | Semi-Peak | 1 | 0 | On Peak | 0 | 1 | Off Peak | 0 | 0 | 1 | Super Off Peak | 0 | 1 | 0 | Off Peak | 1 | 0 | 0 | On Peak
2020 | 5 | 6 | 2020-05-06 | 22 | 0 | 0 | 0 | [6 empty] | 0 | 0 | 1 | 0 | Off Peak | 0 | 1 | 0 | Semi-Peak | 0 | 1 | Off Peak | 0 | 1 | Off Peak | 0 | 0 | 1 | Super Off Peak | 0 | 1 | 0 | Off Peak | 1 | 0 | 0 | On Peak
2020 | 5 | 6 | 2020-05-06 | 23 | 0 | 0 | 0 | [6 empty] | 0 | 0 | 1 | 0 | Off Peak | 0 | 0 | 1 | Off Peak | 0 | 1 | Off Peak | 0 | 1 | Off Peak | 0 | 0 | 1 | Super Off Peak | 0 | 1 | 0 | Off Peak | 1 | 0 | 0 | On Peak
2020 | 5 | 6 | 2020-05-06 | 24 | 0 | 0 | 0 | [6 empty] | 0 | 0 | 1 | 0 | Off Peak | 0 | 0 | 1 | Off Peak | 0 | 1 | Off Peak | 0 | 1 | Off Peak | 0 | 0 | 1 | Super Off Peak | 0 | 1 | 0 | Off Peak | 1 | 0 | 0 | On Peak
2020 | 5 | 7 | 2020-05-07 | 1 | 0 | 0 | 0 | [6 empty] | 0 | 0 | 0 | 1 | Super Off Peak | 0 | 0 | 1 | Off Peak | 0 | 1 | Off Peak | 0 | 1 | Off Peak | 0 | 0 | 1 | Super Off Peak | 0 | 0 | 1 | Super Off Peak | 0 | 0 | 1 | Super Off Peak
2020 | 5 | 7 | 2020-05-07 | 2 | 0 | 0 | 0 | [6 empty] | 0 | 0 | 0 | 1 | Super Off Peak | 0 | 0 | 1 | Off Peak | 0 | 1 | Off Peak | 0 | 1 | Off Peak | 0 | 0 | 1 | Super Off Peak | 0 | 0 | 1 | Super Off Peak | 0 | 0 | 1 | Super Off Peak
2020 | 5 | 7 | 2020-05-07 | 3 | 0 | 0 | 0 | [6 empty] | 0 | 0 | 0 | 1 | Super Off Peak | 0 | 0 | 1 | Off Peak | 0 | 1 | Off Peak | 0 | 1 | Off Peak | 0 | 0 | 1 | Super Off Peak | 0 | 0 | 1 | Super Off Peak | 0 | 0 | 1 | Super Off Peak
2020 | 5 | 7 | 2020-05-07 | 4 | 0 | 0 | 0 | [6 empty] | 0 | 0 | 0 | 1 | Super Off Peak | 0 | 0 | 1 | Off Peak | 0 | 1 | Off Peak | 0 | 1 | Off Peak | 0 | 0 | 1 | Super Off Peak | 0 | 0 | 1 | Super Off Peak | 0 | 0 | 1 | Super Off Peak
2020 | 5 | 7 | 2020-05-07 | 5 | 0 | 0 | 0 | [6 empty] | 0 | 0 | 0 | 1 | Super Off Peak | 0 | 0 | 1 | Off Peak | 0 | 1 | Off Peak | 0 | 1 | Off Peak | 0 | 0 | 1 | Super Off Peak | 0 | 0 | 1 | Super Off Peak | 0 | 0 | 1 | Super Off Peak
2020 | 5 | 7 | 2020-05-07 | 6 | 0 | 0 | 0 | [6 empty] | 0 | 0 | 0 | 1 | Super Off Peak | 0 | 0 | 1 | Off Peak | 0 | 1 | Off Peak | 0 | 1 | Off Peak | 0 | 0 | 1 | Super Off Peak | 0 | 1 | 0 | Off Peak | 0 | 1 | 0 | Off Peak
2020 | 5 | 7 | 2020-05-07 | 7 | 0 | 0 | 0 | [6 empty] | 0 | 0 | 1 | 0 | Off Peak | 0 | 1 | 0 | Semi-Peak | 0 | 1 | Off Peak | 0 | 1 | Off Peak | 0 | 1 | 0 | Off Peak | 0 | 1 | 0 | Off Peak | 0 | 1 | 0 | Off Peak
2020 | 5 | 7 | 2020-05-07 | 8 | 0 | 0 | 0 | [6 empty] | 0 | 0 | 1 | 0 | Off Peak | 0 | 1 | 0 | Semi-Peak | 0 | 1 | Off Peak | 0 | 1 | Off Peak | 0 | 1 | 0 | Off Peak | 0 | 1 | 0 | Off Peak | 0 | 1 | 0 | Off Peak
2020 | 5 | 7 | 2020-05-07 | 9 | 0 | 0 | 0 | [6 empty] | 0 | 0 | 1 | 0 | Off Peak | 0 | 1 | 0 | Semi-Peak | 0 | 1 | Off Peak | 0 | 1 | Off Peak | 0 | 1 | 0 | Off Peak | 0 | 1 | 0 | Off Peak | 0 | 1 | 0 | Off Peak
2020 | 5 | 7 | 2020-05-07 | 10 | 0 | 0 | 0 | [6 empty] | 0 | 0 | 1 | 0 | Off Peak | 0 | 1 | 0 | Semi-Peak | 0 | 1 | Off Peak | 0 | 1 | Off Peak | 0 | 1 | 0 | Off Peak | 0 | 1 | 0 | Off Peak | 0 | 1 | 0 | Off Peak
2020 | 5 | 7 | 2020-05-07 | 11 | 0 | 0 | 0 | [6 empty] | 0 | 0 | 1 | 0 | Off Peak | 0 | 1 | 0 | Semi-Peak | 0 | 1 | Off Peak | 0 | 1 | Off Peak | 0 | 1 | 0 | Off Peak | 0 | 1 | 0 | Off Peak | 0 | 1 | 0 | Off Peak
2020 | 5 | 7 | 2020-05-07 | 12 | 0 | 0 | 0 | [6 empty] | 0 | 0 | 1 | 0 | Off Peak | 0 | 1 | 0 | Semi-Peak | 0 | 1 | Off Peak | 0 | 1 | Off Peak | 0 | 1 | 0 | Off Peak | 0 | 1 | 0 | Off Peak | 0 | 1 | 0 | Off Peak
2020 | 5 | 7 | 2020-05-07 | 13 | 0 | 0 | 0 | [6 empty] | 0 | 0 | 1 | 0 | Off Peak | 0 | 1 | 0 | Semi-Peak | 0 | 1 | Off Peak | 1 | 0 | On Peak | 0 | 1 | 0 | Off Peak | 1 | 0 | 0 | On Peak | 0 | 1 | 0 | Off Peak
2020 | 5 | 7 | 2020-05-07 | 14 | 0 | 0 | 0 | [6 empty] | 0 | 0 | 1 | 0 | Off Peak | 0 | 1 | 0 | Semi-Peak | 0 | 1 | Off Peak | 1 | 0 | On Peak | 0 | 1 | 0 | Off Peak | 1 | 0 | 0 | On Peak | 0 | 1 | 0 | Off Peak
2020 | 5 | 7 | 2020-05-07 | 15 | 0 | 0 | 0 | [6 empty] | 0 | 0 | 1 | 0 | Off Peak | 0 | 1 | 0 | Semi-Peak | 0 | 1 | Off Peak | 1 | 0 | On Peak | 0 | 1 | 0 | Off Peak | 1 | 0 | 0 | On Peak | 0 | 1 | 0 | Off Peak
2020 | 5 | 7 | 2020-05-07 | 16 | 0 | 0 | 0 | [6 empty] | 0 | 0 | 1 | 0 | Off Peak | 0 | 1 | 0 | Semi-Peak | 0 | 1 | Off Peak | 1 | 0 | On Peak | 0 | 1 | 0 | Off Peak | 1 | 0 | 0 | On Peak | 0 | 1 | 0 | Off Peak
2020 | 5 | 7 | 2020-05-07 | 17 | 0 | 0 | 0 | [6 empty] | 0 | 1 | 0 | 0 | On Peak | 0 | 1 | 0 | Semi-Peak | 1 | 0 | On Peak | 1 | 0 | On Peak | 0 | 1 | 0 | Off Peak | 1 | 0 | 0 | On Peak | 0 | 1 | 0 | Off Peak
2020 | 5 | 7 | 2020-05-07 | 18 | 0 | 0 | 0 | [6 empty] | 0 | 1 | 0 | 0 | On Peak | 1 | 0 | 0 | On Peak | 1 | 0 | On Peak | 1 | 0 | On Peak | 0 | 1 | 0 | Off Peak | 1 | 0 | 0 | On Peak | 0 | 1 | 0 | Off Peak
2020 | 5 | 7 | 2020-05-07 | 19 | 0 | 0 | 0 | [6 empty] | 0 | 1 | 0 | 0 | On Peak | 1 | 0 | 0 | On Peak | 1 | 0 | On Peak | 0 | 1 | Off Peak | 0 | 0 | 1 | Super Off Peak | 1 | 0 | 0 | On Peak | 0 | 1 | 0 | Off Peak
2020 | 5 | 7 | 2020-05-07 | 20 | 0 | 0 | 0 | [6 empty] | 0 | 1 | 0 | 0 | On Peak | 1 | 0 | 0 | On Peak | 1 | 0 | On Peak | 0 | 1 | Off Peak | 0 | 0 | 1 | Super Off Peak | 1 | 0 | 0 | On Peak | 1 | 0 | 0 | On Peak
2020 | 5 | 7 | 2020-05-07 | 21 | 0 | 0 | 0 | [6 empty] | 0 | 1 | 0 | 0 | On Peak | 0 | 1 | 0 | Semi-Peak | 1 | 0 | On Peak | 0 | 1 | Off Peak | 0 | 0 | 1 | Super Off Peak | 0 | 1 | 0 | Off Peak | 1 | 0 | 0 | On Peak
2020 | 5 | 7 | 2020-05-07 | 22 | 0 | 0 | 0 | [6 empty] | 0 | 0 | 1 | 0 | Off Peak | 0 | 1 | 0 | Semi-Peak | 0 | 1 | Off Peak | 0 | 1 | Off Peak | 0 | 0 | 1 | Super Off Peak | 0 | 1 | 0 | Off Peak | 1 | 0 | 0 | On Peak
2020 | 5 | 7 | 2020-05-07 | 23 | 0 | 0 | 0 | [6 empty] | 0 | 0 | 1 | 0 | Off Peak | 0 | 0 | 1 | Off Peak | 0 | 1 | Off Peak | 0 | 1 | Off Peak | 0 | 0 | 1 | Super Off Peak | 0 | 1 | 0 | Off Peak | 1 | 0 | 0 | On Peak
2020 | 5 | 7 | 2020-05-07 | 24 | 0 | 0 | 0 | [6 empty] | 0 | 0 | 1 | 0 | Off Peak | 0 | 0 | 1 | Off Peak | 0 | 1 | Off Peak | 0 | 1 | Off Peak | 0 | 0 | 1 | Super Off Peak | 0 | 1 | 0 | Off Peak | 1 | 0 | 0 | On Peak
2020 | 5 | 8 | 2020-05-08 | 1 | 0 | 0 | 0 | [6 empty] | 0 | 0 | 0 | 1 | Super Off Peak | 0 | 0 | 1 | Off Peak | 0 | 1 | Off Peak | 0 | 1 | Off Peak | 0 | 0 | 1 | Super Off Peak | 0 | 0 | 1 | Super Off Peak | 0 | 0 | 1 | Super Off Peak
2020 | 5 | 8 | 2020-05-08 | 2 | 0 | 0 | 0 | [6 empty] | 0 | 0 | 0 | 1 | Super Off Peak | 0 | 0 | 1 | Off Peak | 0 | 1 | Off Peak | 0 | 1 | Off Peak | 0 | 0 | 1 | Super Off Peak | 0 | 0 | 1 | Super Off Peak | 0 | 0 | 1 | Super Off Peak
2020 | 5 | 8 | 2020-05-08 | 3 | 0 | 0 | 0 | [6 empty] | 0 | 0 | 0 | 1 | Super Off Peak | 0 | 0 | 1 | Off Peak | 0 | 1 | Off Peak | 0 | 1 | Off Peak | 0 | 0 | 1 | Super Off Peak | 0 | 0 | 1 | Super Off Peak | 0 | 0 | 1 | Super Off Peak
2020 | 5 | 8 | 2020-05-08 | 4 | 0 | 0 | 0 | [6 empty] | 0 | 0 | 0 | 1 | Super Off Peak | 0 | 0 | 1 | Off Peak | 0 | 1 | Off Peak | 0 | 1 | Off Peak | 0 | 0 | 1 | Super Off Peak | 0 | 0 | 1 | Super Off Peak | 0 | 0 | 1 | Super Off Peak
2020 | 5 | 8 | 2020-05-08 | 5 | 0 | 0 | 0 | [6 empty] | 0 | 0 | 0 | 1 | Super Off Peak | 0 | 0 | 1 | Off Peak | 0 | 1 | Off Peak | 0 | 1 | Off Peak | 0 | 0 | 1 | Super Off Peak | 0 | 0 | 1 | Super Off Peak | 0 | 0 | 1 | Super Off Peak
2020 | 5 | 8 | 2020-05-08 | 6 | 0 | 0 | 0 | [6 empty] | 0 | 0 | 0 | 1 | Super Off Peak | 0 | 0 | 1 | Off Peak | 0 | 1 | Off Peak | 0 | 1 | Off Peak | 0 | 0 | 1 | Super Off Peak | 0 | 1 | 0 | Off Peak | 0 | 1 | 0 | Off Peak
2020 | 5 | 8 | 2020-05-08 | 7 | 0 | 0 | 0 | [6 empty] | 0 | 0 | 1 | 0 | Off Peak | 0 | 1 | 0 | Semi-Peak | 0 | 1 | Off Peak | 0 | 1 | Off Peak | 0 | 1 | 0 | Off Peak | 0 | 1 | 0 | Off Peak | 0 | 1 | 0 | Off Peak
2020 | 5 | 8 | 2020-05-08 | 8 | 0 | 0 | 0 | [6 empty] | 0 | 0 | 1 | 0 | Off Peak | 0 | 1 | 0 | Semi-Peak | 0 | 1 | Off Peak | 0 | 1 | Off Peak | 0 | 1 | 0 | Off Peak | 0 | 1 | 0 | Off Peak | 0 | 1 | 0 | Off Peak
2020 | 5 | 8 | 2020-05-08 | 9 | 0 | 0 | 0 | [6 empty] | 0 | 0 | 1 | 0 | Off Peak | 0 | 1 | 0 | Semi-Peak | 0 | 1 | Off Peak | 0 | 1 | Off Peak | 0 | 1 | 0 | Off Peak | 0 | 1 | 0 | Off Peak | 0 | 1 | 0 | Off Peak
2020 | 5 | 8 | 2020-05-08 | 10 | 0 | 0 | 0 | [6 empty] | 0 | 0 | 1 | 0 | Off Peak | 0 | 1 | 0 | Semi-Peak | 0 | 1 | Off Peak | 0 | 1 | Off Peak | 0 | 1 | 0 | Off Peak | 0 | 1 | 0 | Off Peak | 0 | 1 | 0 | Off Peak
2020 | 5 | 8 | 2020-05-08 | 11 | 0 | 0 | 0 | [6 empty] | 0 | 0 | 1 | 0 | Off Peak | 0 | 1 | 0 | Semi-Peak | 0 | 1 | Off Peak | 0 | 1 | Off Peak | 0 | 1 | 0 | Off Peak | 0 | 1 | 0 | Off Peak | 0 | 1 | 0 | Off Peak
2020 | 5 | 8 | 2020-05-08 | 12 | 0 | 0 | 0 | [6 empty] | 0 | 0 | 1 | 0 | Off Peak | 0 | 1 | 0 | Semi-Peak | 0 | 1 | Off Peak | 0 | 1 | Off Peak | 0 | 1 | 0 | Off Peak | 0 | 1 | 0 | Off Peak | 0 | 1 | 0 | Off Peak
2020 | 5 | 8 | 2020-05-08 | 13 | 0 | 0 | 0 | [6 empty] | 0 | 0 | 1 | 0 | Off Peak | 0 | 1 | 0 | Semi-Peak | 0 | 1 | Off Peak | 1 | 0 | On Peak | 0 | 1 | 0 | Off Peak | 1 | 0 | 0 | On Peak | 0 | 1 | 0 | Off Peak
2020 | 5 | 8 | 2020-05-08 | 14 | 0 | 0 | 0 | [6 empty] | 0 | 0 | 1 | 0 | Off Peak | 0 | 1 | 0 | Semi-Peak | 0 | 1 | Off Peak | 1 | 0 | On Peak | 0 | 1 | 0 | Off Peak | 1 | 0 | 0 | On Peak | 0 | 1 | 0 | Off Peak
2020 | 5 | 8 | 2020-05-08 | 15 | 0 | 0 | 0 | [6 empty] | 0 | 0 | 1 | 0 | Off Peak | 0 | 1 | 0 | Semi-Peak | 0 | 1 | Off Peak | 1 | 0 | On Peak | 0 | 1 | 0 | Off Peak | 1 | 0 | 0 | On Peak | 0 | 1 | 0 | Off Peak
2020 | 5 | 8 | 2020-05-08 | 16 | 0 | 0 | 0 | [6 empty] | 0 | 0 | 1 | 0 | Off Peak | 0 | 1 | 0 | Semi-Peak | 0 | 1 | Off Peak | 1 | 0 | On Peak | 0 | 1 | 0 | Off Peak | 1 | 0 | 0 | On Peak | 0 | 1 | 0 | Off Peak
2020 | 5 | 8 | 2020-05-08 | 17 | 0 | 0 | 0 | [6 empty] | 0 | 1 | 0 | 0 | On Peak | 0 | 1 | 0 | Semi-Peak | 1 | 0 | On Peak | 1 | 0 | On Peak | 0 | 1 | 0 | Off Peak | 1 | 0 | 0 | On Peak | 0 | 1 | 0 | Off Peak
2020 | 5 | 8 | 2020-05-08 | 18 | 0 | 0 | 0 | [6 empty] | 0 | 1 | 0 | 0 | On Peak | 1 | 0 | 0 | On Peak | 1 | 0 | On Peak | 1 | 0 | On Peak | 0 | 1 | 0 | Off Peak | 1 | 0 | 0 | On Peak | 0 | 1 | 0 | Off Peak
2020 | 5 | 8 | 2020-05-08 | 19 | 0 | 0 | 0 | [6 empty] | 0 | 1 | 0 | 0 | On Peak | 1 | 0 | 0 | On Peak | 1 | 0 | On Peak | 0 | 1 | Off Peak | 0 | 0 | 1 | Super Off Peak | 1 | 0 | 0 | On Peak | 0 | 1 | 0 | Off Peak
2020 | 5 | 8 | 2020-05-08 | 20 | 0 | 0 | 0 | [6 empty] | 0 | 1 | 0 | 0 | On Peak | 1 | 0 | 0 | On Peak | 1 | 0 | On Peak | 0 | 1 | Off Peak | 0 | 0 | 1 | Super Off Peak | 1 | 0 | 0 | On Peak | 1 | 0 | 0 | On Peak
2020 | 5 | 8 | 2020-05-08 | 21 | 0 | 0 | 0 | [6 empty] | 0 | 1 | 0 | 0 | On Peak | 0 | 1 | 0 | Semi-Peak | 1 | 0 | On Peak | 0 | 1 | Off Peak | 0 | 0 | 1 | Super Off Peak | 0 | 1 | 0 | Off Peak | 1 | 0 | 0 | On Peak
2020 | 5 | 8 | 2020-05-08 | 22 | 0 | 0 | 0 | [6 empty] | 0 | 0 | 1 | 0 | Off Peak | 0 | 1 | 0 | Semi-Peak | 0 | 1 | Off Peak | 0 | 1 | Off Peak | 0 | 0 | 1 | Super Off Peak | 0 | 1 | 0 | Off Peak | 1 | 0 | 0 | On Peak
2020 | 5 | 8 | 2020-05-08 | 23 | 0 | 0 | 0 | [6 empty] | 0 | 0 | 1 | 0 | Off Peak | 0 | 0 | 1 | Off Peak | 0 | 1 | Off Peak | 0 | 1 | Off Peak | 0 | 0 | 1 | Super Off Peak | 0 | 1 | 0 | Off Peak | 1 | 0 | 0 | On Peak
2020 | 5 | 8 | 2020-05-08 | 24 | 0 | 0 | 0 | [6 empty] | 0 | 0 | 1 | 0 | Off Peak | 0 | 0 | 1 | Off Peak | 0 | 1 | Off Peak | 0 | 1 | Off Peak | 0 | 0 | 1 | Super Off Peak | 0 | 1 | 0 | Off Peak | 1 | 0 | 0 | On Peak
2020 | 5 | 9 | 2020-05-09 | 1 | 0 | 1 | 0 | [6 empty] | 0 | 0 | 0 | 1 | Super Off Peak | 0 | 0 | 1 | Off Peak | 0 | 1 | Off Peak | 0 | 1 | Off Peak | 0 | 0 | 1 | Super Off Peak | 0 | 0 | 1 | Super Off Peak | 0 | 0 | 1 | Super Off Peak
2020 | 5 | 9 | 2020-05-09 | 2 | 0 | 1 | 0 | [6 empty] | 0 | 0 | 0 | 1 | Super Off Peak | 0 | 0 | 1 | Off Peak | 0 | 1 | Off Peak | 0 | 1 | Off Peak | 0 | 0 | 1 | Super Off Peak | 0 | 0 | 1 | Super Off Peak | 0 | 0 | 1 | Super Off Peak
2020 | 5 | 9 | 2020-05-09 | 3 | 0 | 1 | 0 | [6 empty] | 0 | 0 | 0 | 1 | Super Off Peak | 0 | 0 | 1 | Off Peak | 0 | 1 | Off Peak | 0 | 1 | Off Peak | 0 | 0 | 1 | Super Off Peak | 0 | 0 | 1 | Super Off Peak | 0 | 0 | 1 | Super Off Peak
2020 | 5 | 9 | 2020-05-09 | 4 | 0 | 1 | 0 | [6 empty] | 0 | 0 | 0 | 1 | Super Off Peak | 0 | 0 | 1 | Off Peak | 0 | 1 | Off Peak | 0 | 1 | Off Peak | 0 | 0 | 1 | Super Off Peak | 0 | 0 | 1 | Super Off Peak | 0 | 0 | 1 | Super Off Peak
2020 | 5 | 9 | 2020-05-09 | 5 | 0 | 1 | 0 | [6 empty] | 0 | 0 | 0 | 1 | Super Off Peak | 0 | 0 | 1 | Off Peak | 0 | 1 | Off Peak | 0 | 1 | Off Peak | 0 | 0 | 1 | Super Off Peak | 0 | 0 | 1 | Super Off Peak | 0 | 0 | 1 | Super Off Peak
2020 | 5 | 9 | 2020-05-09 | 6 | 0 | 1 | 0 | [6 empty] | 0 | 0 | 0 | 1 | Super Off Peak | 0 | 0 | 1 | Off Peak | 0 | 1 | Off Peak | 0 | 1 | Off Peak | 0 | 0 | 1 | Super Off Peak | 0 | 1 | 0 | Off Peak | 0 | 1 | 0 | Off Peak
2020 | 5 | 9 | 2020-05-09 | 7 | 0 | 1 | 0 | [6 empty] | 0 | 0 | 0 | 1 | Super Off Peak | 0 | 0 | 1 | Off Peak | 0 | 1 | Off Peak | 0 | 1 | Off Peak | 0 | 0 | 1 | Super Off Peak | 0 | 1 | 0 | Off Peak | 0 | 1 | 0 | Off Peak
2020 | 5 | 9 | 2020-05-09 | 8 | 0 | 1 | 0 | [6 empty] | 0 | 0 | 0 | 1 | Super Off Peak | 0 | 0 | 1 | Off Peak | 0 | 1 | Off Peak | 0 | 1 | Off Peak | 0 | 0 | 1 | Super Off Peak | 0 | 1 | 0 | Off Peak | 0 | 1 | 0 | Off Peak
2020 | 5 | 9 | 2020-05-09 | 9 | 0 | 1 | 0 | [6 empty] | 0 | 0 | 0 | 1 | Super Off Peak | 0 | 0 | 1 | Off Peak | 0 | 1 | Off Peak | 0 | 1 | Off Peak | 0 | 0 | 1 | Super Off Peak | 0 | 1 | 0 | Off Peak | 0 | 1 | 0 | Off Peak
2020 | 5 | 9 | 2020-05-09 | 10 | 0 | 1 | 0 | [6 empty] | 0 | 0 | 0 | 1 | Super Off Peak | 0 | 0 | 1 | Off Peak | 0 | 1 | Off Peak | 0 | 1 | Off Peak | 0 | 0 | 1 | Super Off Peak | 0 | 1 | 0 | Off Peak | 0 | 1 | 0 | Off Peak
2020 | 5 | 9 | 2020-05-09 | 11 | 0 | 1 | 0 | [6 empty] | 0 | 0 | 0 | 1 | Super Off Peak | 0 | 0 | 1 | Off Peak | 0 | 1 | Off Peak | 0 | 1 | Off Peak | 0 | 0 | 1 | Super Off Peak | 0 | 1 | 0 | Off Peak | 0 | 1 | 0 | Off Peak
2020 | 5 | 9 | 2020-05-09 | 12 | 0 | 1 | 0 | [6 empty] | 0 | 0 | 0 | 1 | Super Off Peak | 0 | 0 | 1 | Off Peak | 0 | 1 | Off Peak | 0 | 1 | Off Peak | 0 | 0 | 1 | Super Off Peak | 0 | 1 | 0 | Off Peak | 0 | 1 | 0 | Off Peak
2020 | 5 | 9 | 2020-05-09 | 13 | 0 | 1 | 0 | [6 empty] | 0 | 0 | 0 | 1 | Super Off Peak | 0 | 0 | 1 | Off Peak | 0 | 1 | Off Peak | 0 | 1 | Off Peak | 0 | 0 | 1 | Super Off Peak | 1 | 0 | 0 | On Peak | 0 | 1 | 0 | Off Peak
2020 | 5 | 9 | 2020-05-09 | 14 | 0 | 1 | 0 | [6 empty] | 0 | 0 | 0 | 1 | Super Off Peak | 0 | 0 | 1 | Off Peak | 0 | 1 | Off Peak | 0 | 1 | Off Peak | 0 | 0 | 1 | Super Off Peak | 1 | 0 | 0 | On Peak | 0 | 1 | 0 | Off Peak
2020 | 5 | 9 | 2020-05-09 | 15 | 0 | 1 | 0 | [6 empty] | 0 | 0 | 1 | 0 | Off Peak | 0 | 0 | 1 | Off Peak | 0 | 1 | Off Peak | 0 | 1 | Off Peak | 0 | 0 | 1 | Super Off Peak | 1 | 0 | 0 | On Peak | 0 | 1 | 0 | Off Peak
2020 | 5 | 9 | 2020-05-09 | 16 | 0 | 1 | 0 | [6 empty] | 0 | 0 | 1 | 0 | Off Peak | 0 | 0 | 1 | Off Peak | 0 | 1 | Off Peak | 0 | 1 | Off Peak | 0 | 0 | 1 | Super Off Peak | 1 | 0 | 0 | On Peak | 0 | 1 | 0 | Off Peak
2020 | 5 | 9 | 2020-05-09 | 17 | 0 | 1 | 0 | [6 empty] | 0 | 1 | 0 | 0 | On Peak | 0 | 0 | 1 | Off Peak | 0 | 1 | Off Peak | 0 | 1 | Off Peak | 0 | 0 | 1 | Super Off Peak | 1 | 0 | 0 | On Peak | 0 | 1 | 0 | Off Peak
2020 | 5 | 9 | 2020-05-09 | 18 | 0 | 1 | 0 | [6 empty] | 0 | 1 | 0 | 0 | On Peak | 0 | 0 | 1 | Off Peak | 0 | 1 | Off Peak | 0 | 1 | Off Peak | 0 | 0 | 1 | Super Off Peak | 1 | 0 | 0 | On Peak | 0 | 1 | 0 | Off Peak
2020 | 5 | 9 | 2020-05-09 | 19 | 0 | 1 | 0 | [6 empty] | 0 | 1 | 0 | 0 | On Peak | 0 | 0 | 1 | Off Peak | 0 | 1 | Off Peak | 0 | 1 | Off Peak | 0 | 0 | 1 | Super Off Peak | 1 | 0 | 0 | On Peak | 0 | 1 | 0 | Off Peak
2020 | 5 | 9 | 2020-05-09 | 20 | 0 | 1 | 0 | [6 empty] | 0 | 1 | 0 | 0 | On Peak | 0 | 0 | 1 | Off Peak | 0 | 1 | Off Peak | 0 | 1 | Off Peak | 0 | 0 | 1 | Super Off Peak | 1 | 0 | 0 | On Peak | 1 | 0 | 0 | On Peak
2020 | 5 | 9 | 2020-05-09 | 21 | 0 | 1 | 0 | [6 empty] | 0 | 1 | 0 | 0 | On Peak | 0 | 0 | 1 | Off Peak | 0 | 1 | Off Peak | 0 | 1 | Off Peak | 0 | 0 | 1 | Super Off Peak | 0 | 1 | 0 | Off Peak | 1 | 0 | 0 | On Peak
2020 | 5 | 9 | 2020-05-09 | 22 | 0 | 1 | 0 | [6 empty] | 0 | 0 | 1 | 0 | Off Peak | 0 | 0 | 1 | Off Peak | 0 | 1 | Off Peak | 0 | 1 | Off Peak | 0 | 0 | 1 | Super Off Peak | 0 | 1 | 0 | Off Peak | 1 | 0 | 0 | On Peak
2020 | 5 | 9 | 2020-05-09 | 23 | 0 | 1 | 0 | [6 empty] | 0 | 0 | 1 | 0 | Off Peak | 0 | 0 | 1 | Off Peak | 0 | 1 | Off Peak | 0 | 1 | Off Peak | 0 | 0 | 1 | Super Off Peak | 0 | 1 | 0 | Off Peak | 1 | 0 | 0 | On Peak
2020 | 5 | 9 | 2020-05-09 | 24 | 0 | 1 | 0 | [6 empty] | 0 | 0 | 1 | 0 | Off Peak | 0 | 0 | 1 | Off Peak | 0 | 1 | Off Peak | 0 | 1 | Off Peak | 0 | 0 | 1 | Super Off Peak | 0 | 1 | 0 | Off Peak | 1 | 0 | 0 | On Peak
2020 | 5 | 10 | 2020-05-10 | 1 | 0 | 1 | 0 | [6 empty] | 0 | 0 | 0 | 1 | Super Off Peak | 0 | 0 | 1 | Off Peak | 0 | 1 | Off Peak | 0 | 1 | Off Peak | 0 | 0 | 1 | Super Off Peak | 0 | 0 | 1 | Super Off Peak | 0 | 0 | 1 | Super Off Peak
2020 | 5 | 10 | 2020-05-10 | 2 | 0 | 1 | 0 | [6 empty] | 0 | 0 | 0 | 1 | Super Off Peak | 0 | 0 | 1 | Off Peak | 0 | 1 | Off Peak | 0 | 1 | Off Peak | 0 | 0 | 1 | Super Off Peak | 0 | 0 | 1 | Super Off Peak | 0 | 0 | 1 | Super Off Peak
2020 | 5 | 10 | 2020-05-10 | 3 | 0 | 1 | 0 | [6 empty] | 0 | 0 | 0 | 1 | Super Off Peak | 0 | 0 | 1 | Off Peak | 0 | 1 | Off Peak | 0 | 1 | Off Peak | 0 | 0 | 1 | Super Off Peak | 0 | 0 | 1 | Super Off Peak | 0 | 0 | 1 | Super Off Peak
2020 | 5 | 10 | 2020-05-10 | 4 | 0 | 1 | 0 | [6 empty] | 0 | 0 | 0 | 1 | Super Off Peak | 0 | 0 | 1 | Off Peak | 0 | 1 | Off Peak | 0 | 1 | Off Peak | 0 | 0 | 1 | Super Off Peak | 0 | 0 | 1 | Super Off Peak | 0 | 0 | 1 | Super Off Peak
2020 | 5 | 10 | 2020-05-10 | 5 | 0 | 1 | 0 | [6 empty] | 0 | 0 | 0 | 1 | Super Off Peak | 0 | 0 | 1 | Off Peak | 0 | 1 | Off Peak | 0 | 1 | Off Peak | 0 | 0 | 1 | Super Off Peak | 0 | 0 | 1 | Super Off Peak | 0 | 0 | 1 | Super Off Peak
2020 | 5 | 10 | 2020-05-10 | 6 | 0 | 1 | 0 | [6 empty] | 0 | 0 | 0 | 1 | Super Off Peak | 0 | 0 | 1 | Off Peak | 0 | 1 | Off Peak | 0 | 1 | Off Peak | 0 | 0 | 1 | Super Off Peak | 0 | 1 | 0 | Off Peak | 0 | 1 | 0 | Off Peak
2020 | 5 | 10 | 2020-05-10 | 7 | 0 | 1 | 0 | [6 empty] | 0 | 0 | 0 | 1 | Super Off Peak | 0 | 0 | 1 | Off Peak | 0 | 1 | Off Peak | 0 | 1 | Off Peak | 0 | 0 | 1 | Super Off Peak | 0 | 1 | 0 | Off Peak | 0 | 1 | 0 | Off Peak
2020 | 5 | 10 | 2020-05-10 | 8 | 0 | 1 | 0 | [6 empty] | 0 | 0 | 0 | 1 | Super Off Peak | 0 | 0 | 1 | Off Peak | 0 | 1 | Off Peak | 0 | 1 | Off Peak | 0 | 0 | 1 | Super Off Peak | 0 | 1 | 0 | Off Peak | 0 | 1 | 0 | Off Peak
2020 | 5 | 10 | 2020-05-10 | 9 | 0 | 1 | 0 | [6 empty] | 0 | 0 | 0 | 1 | Super Off Peak | 0 | 0 | 1 | Off Peak | 0 | 1 | Off Peak | 0 | 1 | Off Peak | 0 | 0 | 1 | Super Off Peak | 0 | 1 | 0 | Off Peak | 0 | 1 | 0 | Off Peak
2020 | 5 | 10 | 2020-05-10 | 10 | 0 | 1 | 0 | [6 empty] | 0 | 0 | 0 | 1 | Super Off Peak | 0 | 0 | 1 | Off Peak | 0 | 1 | Off Peak | 0 | 1 | Off Peak | 0 | 0 | 1 | Super Off Peak | 0 | 1 | 0 | Off Peak | 0 | 1 | 0 | Off Peak
2020 | 5 | 10 | 2020-05-10 | 11 | 0 | 1 | 0 | [6 empty] | 0 | 0 | 0 | 1 | Super Off Peak | 0 | 0 | 1 | Off Peak | 0 | 1 | Off Peak | 0 | 1 | Off Peak | 0 | 0 | 1 | Super Off Peak | 0 | 1 | 0 | Off Peak | 0 | 1 | 0 | Off Peak
2020 | 5 | 10 | 2020-05-10 | 12 | 0 | 1 | 0 | [6 empty] | 0 | 0 | 0 | 1 | Super Off Peak | 0 | 0 | 1 | Off Peak | 0 | 1 | Off Peak | 0 | 1 | Off Peak | 0 | 0 | 1 | Super Off Peak | 0 | 1 | 0 | Off Peak | 0 | 1 | 0 | Off Peak
2020 | 5 | 10 | 2020-05-10 | 13 | 0 | 1 | 0 | [6 empty] | 0 | 0 | 0 | 1 | Super Off Peak | 0 | 0 | 1 | Off Peak | 0 | 1 | Off Peak | 0 | 1 | Off Peak | 0 | 0 | 1 | Super Off Peak | 1 | 0 | 0 | On Peak | 0 | 1 | 0 | Off Peak
2020 | 5 | 10 | 2020-05-10 | 14 | 0 | 1 | 0 | [6 empty] | 0 | 0 | 0 | 1 | Super Off Peak | 0 | 0 | 1 | Off Peak | 0 | 1 | Off Peak | 0 | 1 | Off Peak | 0 | 0 | 1 | Super Off Peak | 1 | 0 | 0 | On Peak | 0 | 1 | 0 | Off Peak
2020 | 5 | 10 | 2020-05-10 | 15 | 0 | 1 | 0 | [6 empty] | 0 | 0 | 1 | 0 | Off Peak | 0 | 0 | 1 | Off Peak | 0 | 1 | Off Peak | 0 | 1 | Off Peak | 0 | 0 | 1 | Super Off Peak | 1 | 0 | 0 | On Peak | 0 | 1 | 0 | Off Peak
2020 | 5 | 10 | 2020-05-10 | 16 | 0 | 1 | 0 | [6 empty] | 0 | 0 | 1 | 0 | Off Peak | 0 | 0 | 1 | Off Peak | 0 | 1 | Off Peak | 0 | 1 | Off Peak | 0 | 0 | 1 | Super Off Peak | 1 | 0 | 0 | On Peak | 0 | 1 | 0 | Off Peak
2020 | 5 | 10 | 2020-05-10 | 17 | 0 | 1 | 0 | [6 empty] | 0 | 1 | 0 | 0 | On Peak | 0 | 0 | 1 | Off Peak | 0 | 1 | Off Peak | 0 | 1 | Off Peak | 0 | 0 | 1 | Super Off Peak | 1 | 0 | 0 | On Peak | 0 | 1 | 0 | Off Peak
2020 | 5 | 10 | 2020-05-10 | 18 | 0 | 1 | 0 | [6 empty] | 0 | 1 | 0 | 0 | On Peak | 0 | 0 | 1 | Off Peak | 0 | 1 | Off Peak | 0 | 1 | Off Peak | 0 | 0 | 1 | Super Off Peak | 1 | 0 | 0 | On Peak | 0 | 1 | 0 | Off Peak
2020 | 5 | 10 | 2020-05-10 | 19 | 0 | 1 | 0 | [6 empty] | 0 | 1 | 0 | 0 | On Peak | 0 | 0 | 1 | Off Peak | 0 | 1 | Off Peak | 0 | 1 | Off Peak | 0 | 0 | 1 | Super Off Peak | 1 | 0 | 0 | On Peak | 0 | 1 | 0 | Off Peak
2020 | 5 | 10 | 2020-05-10 | 20 | 0 | 1 | 0 | [6 empty] | 0 | 1 | 0 | 0 | On Peak | 0 | 0 | 1 | Off Peak | 0 | 1 | Off Peak | 0 | 1 | Off Peak | 0 | 0 | 1 | Super Off Peak | 1 | 0 | 0 | On Peak | 1 | 0 | 0 | On Peak
2020 | 5 | 10 | 2020-05-10 | 21 | 0 | 1 | 0 | [6 empty] | 0 | 1 | 0 | 0 | On Peak | 0 | 0 | 1 | Off Peak | 0 | 1 | Off Peak | 0 | 1 | Off Peak | 0 | 0 | 1 | Super Off Peak | 0 | 1 | 0 | Off Peak | 1 | 0 | 0 | On Peak
2020 | 5 | 10 | 2020-05-10 | 22 | 0 | 1 | 0 | [6 empty] | 0 | 0 | 1 | 0 | Off Peak | 0 | 0 | 1 | Off Peak | 0 | 1 | Off Peak | 0 | 1 | Off Peak | 0 | 0 | 1 | Super Off Peak | 0 | 1 | 0 | Off Peak | 1 | 0 | 0 | On Peak
2020 | 5 | 10 | 2020-05-10 | 23 | 0 | 1 | 0 | [6 empty] | 0 | 0 | 1 | 0 | Off Peak | 0 | 0 | 1 | Off Peak | 0 | 1 | Off Peak | 0 | 1 | Off Peak | 0 | 0 | 1 | Super Off Peak | 0 | 1 | 0 | Off Peak | 1 | 0 | 0 | On Peak
2020 | 5 | 10 | 2020-05-10 | 24 | 0 | 1 | 0 | [6 empty] | 0 | 0 | 1 | 0 | Off Peak | 0 | 0 | 1 | Off Peak | 0 | 1 | Off Peak | 0 | 1 | Off Peak | 0 | 0 | 1 | Super Off Peak | 0 | 1 | 0 | Off Peak | 1 | 0 | 0 | On Peak
2020 | 5 | 11 | 2020-05-11 | 1 | 0 | 0 | 0 | [6 empty] | 0 | 0 | 0 | 1 | Super Off Peak | 0 | 0 | 1 | Off Peak | 0 | 1 | Off Peak | 0 | 1 | Off Peak | 0 | 0 | 1 | Super Off Peak | 0 | 0 | 1 | Super Off Peak | 0 | 0 | 1 | Super Off Peak
2020 | 5 | 11 | 2020-05-11 | 2 | 0 | 0 | 0 | [6 empty] | 0 | 0 | 0 | 1 | Super Off Peak | 0 | 0 | 1 | Off Peak | 0 | 1 | Off Peak | 0 | 1 | Off Peak | 0 | 0 | 1 | Super Off Peak | 0 | 0 | 1 | Super Off Peak | 0 | 0 | 1 | Super Off Peak
2020 | 5 | 11 | 2020-05-11 | 3 | 0 | 0 | 0 | [6 empty] | 0 | 0 | 0 | 1 | Super Off Peak | 0 | 0 | 1 | Off Peak | 0 | 1 | Off Peak | 0 | 1 | Off Peak | 0 | 0 | 1 | Super Off Peak | 0 | 0 | 1 | Super Off Peak | 0 | 0 | 1 | Super Off Peak
2020 | 5 | 11 | 2020-05-11 | 4 | 0 | 0 | 0 | [6 empty] | 0 | 0 | 0 | 1 | Super Off Peak | 0 | 0 | 1 | Off Peak | 0 | 1 | Off Peak | 0 | 1 | Off Peak | 0 | 0 | 1 | Super Off Peak | 0 | 0 | 1 | Super Off Peak | 0 | 0 | 1 | Super Off Peak
2020 | 5 | 11 | 2020-05-11 | 5 | 0 | 0 | 0 | [6 empty] | 0 | 0 | 0 | 1 | Super Off Peak | 0 | 0 | 1 | Off Peak | 0 | 1 | Off Peak | 0 | 1 | Off Peak | 0 | 0 | 1 | Super Off Peak | 0 | 0 | 1 | Super Off Peak | 0 | 0 | 1 | Super Off Peak
2020 | 5 | 11 | 2020-05-11 | 6 | 0 | 0 | 0 | [6 empty] | 0 | 0 | 0 | 1 | Super Off Peak | 0 | 0 | 1 | Off Peak | 0 | 1 | Off Peak | 0 | 1 | Off Peak | 0 | 0 | 1 | Super Off Peak | 0 | 1 | 0 | Off Peak | 0 | 1 | 0 | Off Peak
2020 | 5 | 11 | 2020-05-11 | 7 | 0 | 0 | 0 | [6 empty] | 0 | 0 | 1 | 0 | Off Peak | 0 | 1 | 0 | Semi-Peak | 0 | 1 | Off Peak | 0 | 1 | Off Peak | 0 | 1 | 0 | Off Peak | 0 | 1 | 0 | Off Peak | 0 | 1 | 0 | Off Peak
2020 | 5 | 11 | 2020-05-11 | 8 | 0 | 0 | 0 | [6 empty] | 0 | 0 | 1 | 0 | Off Peak | 0 | 1 | 0 | Semi-Peak | 0 | 1 | Off Peak | 0 | 1 | Off Peak | 0 | 1 | 0 | Off Peak | 0 | 1 | 0 | Off Peak | 0 | 1 | 0 | Off Peak
2020 | 5 | 11 | 2020-05-11 | 9 | 0 | 0 | 0 | [6 empty] | 0 | 0 | 1 | 0 | Off Peak | 0 | 1 | 0 | Semi-Peak | 0 | 1 | Off Peak | 0 | 1 | Off Peak | 0 | 1 | 0 | Off Peak | 0 | 1 | 0 | Off Peak | 0 | 1 | 0 | Off Peak
2020 | 5 | 11 | 2020-05-11 | 10 | 0 | 0 | 0 | [6 empty] | 0 | 0 | 1 | 0 | Off Peak | 0 | 1 | 0 | Semi-Peak | 0 | 1 | Off Peak | 0 | 1 | Off Peak | 0 | 1 | 0 | Off Peak | 0 | 1 | 0 | Off Peak | 0 | 1 | 0 | Off Peak
2020 | 5 | 11 | 2020-05-11 | 11 | 0 | 0 | 0 | [6 empty] | 0 | 0 | 1 | 0 | Off Peak | 0 | 1 | 0 | Semi-Peak | 0 | 1 | Off Peak | 0 | 1 | Off Peak | 0 | 1 | 0 | Off Peak | 0 | 1 | 0 | Off Peak | 0 | 1 | 0 | Off Peak
2020 | 5 | 11 | 2020-05-11 | 12 | 0 | 0 | 0 | [6 empty] | 0 | 0 | 1 | 0 | Off Peak | 0 | 1 | 0 | Semi-Peak | 0 | 1 | Off Peak | 0 | 1 | Off Peak | 0 | 1 | 0 | Off Peak | 0 | 1 | 0 | Off Peak | 0 | 1 | 0 | Off Peak
2020 | 5 | 11 | 2020-05-11 | 13 | 0 | 0 | 0 | [6 empty] | 0 | 0 | 1 | 0 | Off Peak | 0 | 1 | 0 | Semi-Peak | 0 | 1 | Off Peak | 1 | 0 | On Peak | 0 | 1 | 0 | Off Peak | 1 | 0 | 0 | On Peak | 0 | 1 | 0 | Off Peak
2020 | 5 | 11 | 2020-05-11 | 14 | 0 | 0 | 0 | [6 empty] | 0 | 0 | 1 | 0 | Off Peak | 0 | 1 | 0 | Semi-Peak | 0 | 1 | Off Peak | 1 | 0 | On Peak | 0 | 1 | 0 | Off Peak | 1 | 0 | 0 | On Peak | 0 | 1 | 0 | Off Peak
2020 | 5 | 11 | 2020-05-11 | 15 | 0 | 0 | 0 | [6 empty] | 0 | 0 | 1 | 0 | Off Peak | 0 | 1 | 0 | Semi-Peak | 0 | 1 | Off Peak | 1 | 0 | On Peak | 0 | 1 | 0 | Off Peak | 1 | 0 | 0 | On Peak | 0 | 1 | 0 | Off Peak
2020 | 5 | 11 | 2020-05-11 | 16 | 0 | 0 | 0 | [6 empty] | 0 | 0 | 1 | 0 | Off Peak | 0 | 1 | 0 | Semi-Peak | 0 | 1 | Off Peak | 1 | 0 | On Peak | 0 | 1 | 0 | Off Peak | 1 | 0 | 0 | On Peak | 0 | 1 | 0 | Off Peak
2020 | 5 | 11 | 2020-05-11 | 17 | 0 | 0 | 0 | [6 empty] | 0 | 1 | 0 | 0 | On Peak | 0 | 1 | 0 | Semi-Peak | 1 | 0 | On Peak | 1 | 0 | On Peak | 0 | 1 | 0 | Off Peak | 1 | 0 | 0 | On Peak | 0 | 1 | 0 | Off Peak
2020 | 5 | 11 | 2020-05-11 | 18 | 0 | 0 | 0 | [6 empty] | 0 | 1 | 0 | 0 | On Peak | 1 | 0 | 0 | On Peak | 1 | 0 | On Peak | 1 | 0 | On Peak | 0 | 1 | 0 | Off Peak | 1 | 0 | 0 | On Peak | 0 | 1 | 0 | Off Peak
2020 | 5 | 11 | 2020-05-11 | 19 | 0 | 0 | 0 | [6 empty] | 0 | 1 | 0 | 0 | On Peak | 1 | 0 | 0 | On Peak | 1 | 0 | On Peak | 0 | 1 | Off Peak | 0 | 0 | 1 | Super Off Peak | 1 | 0 | 0 | On Peak | 0 | 1 | 0 | Off Peak
2020 | 5 | 11 | 2020-05-11 | 20 | 0 | 0 | 0 | [6 empty] | 0 | 1 | 0 | 0 | On Peak | 1 | 0 | 0 | On Peak | 1 | 0 | On Peak | 0 | 1 | Off Peak | 0 | 0 | 1 | Super Off Peak | 1 | 0 | 0 | On Peak | 1 | 0 | 0 | On Peak
2020 | 5 | 11 | 2020-05-11 | 21 | 0 | 0 | 0 | [6 empty] | 0 | 1 | 0 | 0 | On Peak | 0 | 1 | 0 | Semi-Peak | 1 | 0 | On Peak | 0 | 1 | Off Peak | 0 | 0 | 1 | Super Off Peak | 0 | 1 | 0 | Off Peak | 1 | 0 | 0 | On Peak
2020 | 5 | 11 | 2020-05-11 | 22 | 0 | 0 | 0 | [6 empty] | 0 | 0 | 1 | 0 | Off Peak | 0 | 1 | 0 | Semi-Peak | 0 | 1 | Off Peak | 0 | 1 | Off Peak | 0 | 0 | 1 | Super Off Peak | 0 | 1 | 0 | Off Peak | 1 | 0 | 0 | On Peak
2020 | 5 | 11 | 2020-05-11 | 23 | 0 | 0 | 0 | [6 empty] | 0 | 0 | 1 | 0 | Off Peak | 0 | 0 | 1 | Off Peak | 0 | 1 | Off Peak | 0 | 1 | Off Peak | 0 | 0 | 1 | Super Off Peak | 0 | 1 | 0 | Off Peak | 1 | 0 | 0 | On Peak
2020 | 5 | 11 | 2020-05-11 | 24 | 0 | 0 | 0 | [6 empty] | 0 | 0 | 1 | 0 | Off Peak | 0 | 0 | 1 | Off Peak | 0 | 1 | Off Peak | 0 | 1 | Off Peak | 0 | 0 | 1 | Super Off Peak | 0 | 1 | 0 | Off Peak | 1 | 0 | 0 | On Peak
2020 | 5 | 12 | 2020-05-12 | 1 | 0 | 0 | 0 | [6 empty] | 0 | 0 | 0 | 1 | Super Off Peak | 0 | 0 | 1 | Off Peak | 0 | 1 | Off Peak | 0 | 1 | Off Peak | 0 | 0 | 1 | Super Off Peak | 0 | 0 | 1 | Super Off Peak | 0 | 0 | 1 | Super Off Peak
2020 | 5 | 12 | 2020-05-12 | 2 | 0 | 0 | 0 | [6 empty] | 0 | 0 | 0 | 1 | Super Off Peak | 0 | 0 | 1 | Off Peak | 0 | 1 | Off Peak | 0 | 1 | Off Peak | 0 | 0 | 1 | Super Off Peak | 0 | 0 | 1 | Super Off Peak | 0 | 0 | 1 | Super Off Peak
2020 | 5 | 12 | 2020-05-12 | 3 | 0 | 0 | 0 | [6 empty] | 0 | 0 | 0 | 1 | Super Off Peak | 0 | 0 | 1 | Off Peak | 0 | 1 | Off Peak | 0 | 1 | Off Peak | 0 | 0 | 1 | Super Off Peak | 0 | 0 | 1 | Super Off Peak | 0 | 0 | 1 | Super Off Peak
2020 | 5 | 12 | 2020-05-12 | 4 | 0 | 0 | 0 | [6 empty] | 0 | 0 | 0 | 1 | Super Off Peak | 0 | 0 | 1 | Off Peak | 0 | 1 | Off Peak | 0 | 1 | Off Peak | 0 | 0 | 1 | Super Off Peak | 0 | 0 | 1 | Super Off Peak | 0 | 0 | 1 | Super Off Peak
2020 | 5 | 12 | 2020-05-12 | 5 | 0 | 0 | 0 | [6 empty] | 0 | 0 | 0 | 1 | Super Off Peak | 0 | 0 | 1 | Off Peak | 0 | 1 | Off Peak | 0 | 1 | Off Peak | 0 | 0 | 1 | Super Off Peak | 0 | 0 | 1 | Super Off Peak | 0 | 0 | 1 | Super Off Peak
2020 | 5 | 12 | 2020-05-12 | 6 | 0 | 0 | 0 | [6 empty] | 0 | 0 | 0 | 1 | Super Off Peak | 0 | 0 | 1 | Off Peak | 0 | 1 | Off Peak | 0 | 1 | Off Peak | 0 | 0 | 1 | Super Off Peak | 0 | 1 | 0 | Off Peak | 0 | 1 | 0 | Off Peak
2020 | 5 | 12 | 2020-05-12 | 7 | 0 | 0 | 0 | [6 empty] | 0 | 0 | 1 | 0 | Off Peak | 0 | 1 | 0 | Semi-Peak | 0 | 1 | Off Peak | 0 | 1 | Off Peak | 0 | 1 | 0 | Off Peak | 0 | 1 | 0 | Off Peak | 0 | 1 | 0 | Off Peak
2020 | 5 | 12 | 2020-05-12 | 8 | 0 | 0 | 0 | [6 empty] | 0 | 0 | 1 | 0 | Off Peak | 0 | 1 | 0 | Semi-Peak | 0 | 1 | Off Peak | 0 | 1 | Off Peak | 0 | 1 | 0 | Off Peak | 0 | 1 | 0 | Off Peak | 0 | 1 | 0 | Off Peak
2020 | 5 | 12 | 2020-05-12 | 9 | 0 | 0 | 0 | [6 empty] | 0 | 0 | 1 | 0 | Off Peak | 0 | 1 | 0 | Semi-Peak | 0 | 1 | Off Peak | 0 | 1 | Off Peak | 0 | 1 | 0 | Off Peak | 0 | 1 | 0 | Off Peak | 0 | 1 | 0 | Off Peak
2020 | 5 | 12 | 2020-05-12 | 10 | 0 | 0 | 0 | [6 empty] | 0 | 0 | 1 | 0 | Off Peak | 0 | 1 | 0 | Semi-Peak | 0 | 1 | Off Peak | 0 | 1 | Off Peak | 0 | 1 | 0 | Off Peak | 0 | 1 | 0 | Off Peak | 0 | 1 | 0 | Off Peak
2020 | 5 | 12 | 2020-05-12 | 11 | 0 | 0 | 0 | [6 empty] | 0 | 0 | 1 | 0 | Off Peak | 0 | 1 | 0 | Semi-Peak | 0 | 1 | Off Peak | 0 | 1 | Off Peak | 0 | 1 | 0 | Off Peak | 0 | 1 | 0 | Off Peak | 0 | 1 | 0 | Off Peak
2020 | 5 | 12 | 2020-05-12 | 12 | 0 | 0 | 0 | [6 empty] | 0 | 0 | 1 | 0 | Off Peak | 0 | 1 | 0 | Semi-Peak | 0 | 1 | Off Peak | 0 | 1 | Off Peak | 0 | 1 | 0 | Off Peak | 0 | 1 | 0 | Off Peak | 0 | 1 | 0 | Off Peak
2020 | 5 | 12 | 2020-05-12 | 13 | 0 | 0 | 0 | [6 empty] | 0 | 0 | 1 | 0 | Off Peak | 0 | 1 | 0 | Semi-Peak | 0 | 1 | Off Peak | 1 | 0 | On Peak | 0 | 1 | 0 | Off Peak | 1 | 0 | 0 | On Peak | 0 | 1 | 0 | Off Peak
2020 | 5 | 12 | 2020-05-12 | 14 | 0 | 0 | 0 | [6 empty] | 0 | 0 | 1 | 0 | Off Peak | 0 | 1 | 0 | Semi-Peak | 0 | 1 | Off Peak | 1 | 0 | On Peak | 0 | 1 | 0 | Off Peak | 1 | 0 | 0 | On Peak | 0 | 1 | 0 | Off Peak
2020 | 5 | 12 | 2020-05-12 | 15 | 0 | 0 | 0 | [6 empty] | 0 | 0 | 1 | 0 | Off Peak | 0 | 1 | 0 | Semi-Peak | 0 | 1 | Off Peak | 1 | 0 | On Peak | 0 | 1 | 0 | Off Peak | 1 | 0 | 0 | On Peak | 0 | 1 | 0 | Off Peak
2020 | 5 | 12 | 2020-05-12 | 16 | 0 | 0 | 0 | [6 empty] | 0 | 0 | 1 | 0 | Off Peak | 0 | 1 | 0 | Semi-Peak | 0 | 1 | Off Peak | 1 | 0 | On Peak | 0 | 1 | 0 | Off Peak | 1 | 0 | 0 | On Peak | 0 | 1 | 0 | Off Peak
2020 | 5 | 12 | 2020-05-12 | 17 | 0 | 0 | 0 | [6 empty] | 0 | 1 | 0 | 0 | On Peak | 0 | 1 | 0 | Semi-Peak | 1 | 0 | On Peak | 1 | 0 | On Peak | 0 | 1 | 0 | Off Peak | 1 | 0 | 0 | On Peak | 0 | 1 | 0 | Off Peak
2020 | 5 | 12 | 2020-05-12 | 18 | 0 | 0 | 0 | [6 empty] | 0 | 1 | 0 | 0 | On Peak | 1 | 0 | 0 | On Peak | 1 | 0 | On Peak | 1 | 0 | On Peak | 0 | 1 | 0 | Off Peak | 1 | 0 | 0 | On Peak | 0 | 1 | 0 | Off Peak
2020 | 5 | 12 | 2020-05-12 | 19 | 0 | 0 | 0 | [6 empty] | 0 | 1 | 0 | 0 | On Peak | 1 | 0 | 0 | On Peak | 1 | 0 | On Peak | 0 | 1 | Off Peak | 0 | 0 | 1 | Super Off Peak | 1 | 0 | 0 | On Peak | 0 | 1 | 0 | Off Peak
2020 | 5 | 12 | 2020-05-12 | 20 | 0 | 0 | 0 | [6 empty] | 0 | 1 | 0 | 0 | On Peak | 1 | 0 | 0 | On Peak | 1 | 0 | On Peak | 0 | 1 | Off Peak | 0 | 0 | 1 | Super Off Peak | 1 | 0 | 0 | On Peak | 1 | 0 | 0 | On Peak
2020 | 5 | 12 | 2020-05-12 | 21 | 0 | 0 | 0 | [6 empty] | 0 | 1 | 0 | 0 | On Peak | 0 | 1 | 0 | Semi-Peak | 1 | 0 | On Peak | 0 | 1 | Off Peak | 0 | 0 | 1 | Super Off Peak | 0 | 1 | 0 | Off Peak | 1 | 0 | 0 | On Peak
2020 | 5 | 12 | 2020-05-12 | 22 | 0 | 0 | 0 | [6 empty] | 0 | 0 | 1 | 0 | Off Peak | 0 | 1 | 0 | Semi-Peak | 0 | 1 | Off Peak | 0 | 1 | Off Peak | 0 | 0 | 1 | Super Off Peak | 0 | 1 | 0 | Off Peak | 1 | 0 | 0 | On Peak
2020 | 5 | 12 | 2020-05-12 | 23 | 0 | 0 | 0 | [6 empty] | 0 | 0 | 1 | 0 | Off Peak | 0 | 0 | 1 | Off Peak | 0 | 1 | Off Peak | 0 | 1 | Off Peak | 0 | 0 | 1 | Super Off Peak | 0 | 1 | 0 | Off Peak | 1 | 0 | 0 | On Peak
2020 | 5 | 12 | 2020-05-12 | 24 | 0 | 0 | 0 | [6 empty] | 0 | 0 | 1 | 0 | Off Peak | 0 | 0 | 1 | Off Peak | 0 | 1 | Off Peak | 0 | 1 | Off Peak | 0 | 0 | 1 | Super Off Peak | 0 | 1 | 0 | Off Peak | 1 | 0 | 0 | On Peak
2020 | 5 | 13 | 2020-05-13 | 1 | 0 | 0 | 0 | [6 empty] | 0 | 0 | 0 | 1 | Super Off Peak | 0 | 0 | 1 | Off Peak | 0 | 1 | Off Peak | 0 | 1 | Off Peak | 0 | 0 | 1 | Super Off Peak | 0 | 0 | 1 | Super Off Peak | 0 | 0 | 1 | Super Off Peak
2020 | 5 | 13 | 2020-05-13 | 2 | 0 | 0 | 0 | [6 empty] | 0 | 0 | 0 | 1 | Super Off Peak | 0 | 0 | 1 | Off Peak | 0 | 1 | Off Peak | 0 | 1 | Off Peak | 0 | 0 | 1 | Super Off Peak | 0 | 0 | 1 | Super Off Peak | 0 | 0 | 1 | Super Off Peak
2020 | 5 | 13 | 2020-05-13 | 3 | 0 | 0 | 0 | [6 empty] | 0 | 0 | 0 | 1 | Super Off Peak | 0 | 0 | 1 | Off Peak | 0 | 1 | Off Peak | 0 | 1 | Off Peak | 0 | 0 | 1 | Super Off Peak | 0 | 0 | 1 | Super Off Peak | 0 | 0 | 1 | Super Off Peak
2020 | 5 | 13 | 2020-05-13 | 4 | 0 | 0 | 0 | [6 empty] | 0 | 0 | 0 | 1 | Super Off Peak | 0 | 0 | 1 | Off Peak | 0 | 1 | Off Peak | 0 | 1 | Off Peak | 0 | 0 | 1 | Super Off Peak | 0 | 0 | 1 | Super Off Peak | 0 | 0 | 1 | Super Off Peak
2020 | 5 | 13 | 2020-05-13 | 5 | 0 | 0 | 0 | [6 empty] | 0 | 0 | 0 | 1 | Super Off Peak | 0 | 0 | 1 | Off Peak | 0 | 1 | Off Peak | 0 | 1 | Off Peak | 0 | 0 | 1 | Super Off Peak | 0 | 0 | 1 | Super Off Peak | 0 | 0 | 1 | Super Off Peak
2020 | 5 | 13 | 2020-05-13 | 6 | 0 | 0 | 0 | [6 empty] | 0 | 0 | 0 | 1 | Super Off Peak | 0 | 0 | 1 | Off Peak | 0 | 1 | Off Peak | 0 | 1 | Off Peak | 0 | 0 | 1 | Super Off Peak | 0 | 1 | 0 | Off Peak | 0 | 1 | 0 | Off Peak
2020 | 5 | 13 | 2020-05-13 | 7 | 0 | 0 | 0 | [6 empty] | 0 | 0 | 1 | 0 | Off Peak | 0 | 1 | 0 | Semi-Peak | 0 | 1 | Off Peak | 0 | 1 | Off Peak | 0 | 1 | 0 | Off Peak | 0 | 1 | 0 | Off Peak | 0 | 1 | 0 | Off Peak
2020 | 5 | 13 | 2020-05-13 | 8 | 0 | 0 | 0 | [6 empty] | 0 | 0 | 1 | 0 | Off Peak | 0 | 1 | 0 | Semi-Peak | 0 | 1 | Off Peak | 0 | 1 | Off Peak | 0 | 1 | 0 | Off Peak | 0 | 1 | 0 | Off Peak | 0 | 1 | 0 | Off Peak
2020 | 5 | 13 | 2020-05-13 | 9 | 0 | 0 | 0 | [6 empty] | 0 | 0 | 1 | 0 | Off Peak | 0 | 1 | 0 | Semi-Peak | 0 | 1 | Off Peak | 0 | 1 | Off Peak | 0 | 1 | 0 | Off Peak | 0 | 1 | 0 | Off Peak | 0 | 1 | 0 | Off Peak
2020 | 5 | 13 | 2020-05-13 | 10 | 0 | 0 | 0 | [6 empty] | 0 | 0 | 1 | 0 | Off Peak | 0 | 1 | 0 | Semi-Peak | 0 | 1 | Off Peak | 0 | 1 | Off Peak | 0 | 1 | 0 | Off Peak | 0 | 1 | 0 | Off Peak | 0 | 1 | 0 | Off Peak
2020 | 5 | 13 | 2020-05-13 | 11 | 0 | 0 | 0 | [6 empty] | 0 | 0 | 1 | 0 | Off Peak | 0 | 1 | 0 | Semi-Peak | 0 | 1 | Off Peak | 0 | 1 | Off Peak | 0 | 1 | 0 | Off Peak | 0 | 1 | 0 | Off Peak | 0 | 1 | 0 | Off Peak
2020 | 5 | 13 | 2020-05-13 | 12 | 0 | 0 | 0 | [6 empty] | 0 | 0 | 1 | 0 | Off Peak | 0 | 1 | 0 | Semi-Peak | 0 | 1 | Off Peak | 0 | 1 | Off Peak | 0 | 1 | 0 | Off Peak | 0 | 1 | 0 | Off Peak | 0 | 1 | 0 | Off Peak
2020 | 5 | 13 | 2020-05-13 | 13 | 0 | 0 | 0 | [6 empty] | 0 | 0 | 1 | 0 | Off Peak | 0 | 1 | 0 | Semi-Peak | 0 | 1 | Off Peak | 1 | 0 | On Peak | 0 | 1 | 0 | Off Peak | 1 | 0 | 0 | On Peak | 0 | 1 | 0 | Off Peak
2020 | 5 | 13 | 2020-05-13 | 14 | 0 | 0 | 0 | [6 empty] | 0 | 0 | 1 | 0 | Off Peak | 0 | 1 | 0 | Semi-Peak | 0 | 1 | Off Peak | 1 | 0 | On Peak | 0 | 1 | 0 | Off Peak | 1 | 0 | 0 | On Peak | 0 | 1 | 0 | Off Peak
2020 | 5 | 13 | 2020-05-13 | 15 | 0 | 0 | 0 | [6 empty] | 0 | 0 | 1 | 0 | Off Peak | 0 | 1 | 0 | Semi-Peak | 0 | 1 | Off Peak | 1 | 0 | On Peak | 0 | 1 | 0 | Off Peak | 1 | 0 | 0 | On Peak | 0 | 1 | 0 | Off Peak
2020 | 5 | 13 | 2020-05-13 | 16 | 0 | 0 | 0 | [6 empty] | 0 | 0 | 1 | 0 | Off Peak | 0 | 1 | 0 | Semi-Peak | 0 | 1 | Off Peak | 1 | 0 | On Peak | 0 | 1 | 0 | Off Peak | 1 | 0 | 0 | On Peak | 0 | 1 | 0 | Off Peak
2020 | 5 | 13 | 2020-05-13 | 17 | 0 | 0 | 0 | [6 empty] | 0 | 1 | 0 | 0 | On Peak | 0 | 1 | 0 | Semi-Peak | 1 | 0 | On Peak | 1 | 0 | On Peak | 0 | 1 | 0 | Off Peak | 1 | 0 | 0 | On Peak | 0 | 1 | 0 | Off Peak
2020 | 5 | 13 | 2020-05-13 | 18 | 0 | 0 | 0 | [6 empty] | 0 | 1 | 0 | 0 | On Peak | 1 | 0 | 0 | On Peak | 1 | 0 | On Peak | 1 | 0 | On Peak | 0 | 1 | 0 | Off Peak | 1 | 0 | 0 | On Peak | 0 | 1 | 0 | Off Peak
2020 | 5 | 13 | 2020-05-13 | 19 | 0 | 0 | 0 | [6 empty] | 0 | 1 | 0 | 0 | On Peak | 1 | 0 | 0 | On Peak | 1 | 0 | On Peak | 0 | 1 | Off Peak | 0 | 0 | 1 | Super Off Peak | 1 | 0 | 0 | On Peak | 0 | 1 | 0 | Off Peak
2020 | 5 | 13 | 2020-05-13 | 20 | 0 | 0 | 0 | [6 empty] | 0 | 1 | 0 | 0 | On Peak | 1 | 0 | 0 | On Peak | 1 | 0 | On Peak | 0 | 1 | Off Peak | 0 | 0 | 1 | Super Off Peak | 1 | 0 | 0 | On Peak | 1 | 0 | 0 | On Peak
2020 | 5 | 13 | 2020-05-13 | 21 | 0 | 0 | 0 | [6 empty] | 0 | 1 | 0 | 0 | On Peak | 0 | 1 | 0 | Semi-Peak | 1 | 0 | On Peak | 0 | 1 | Off Peak | 0 | 0 | 1 | Super Off Peak | 0 | 1 | 0 | Off Peak | 1 | 0 | 0 | On Peak
2020 | 5 | 13 | 2020-05-13 | 22 | 0 | 0 | 0 | [6 empty] | 0 | 0 | 1 | 0 | Off Peak | 0 | 1 | 0 | Semi-Peak | 0 | 1 | Off Peak | 0 | 1 | Off Peak | 0 | 0 | 1 | Super Off Peak | 0 | 1 | 0 | Off Peak | 1 | 0 | 0 | On Peak
2020 | 5 | 13 | 2020-05-13 | 23 | 0 | 0 | 0 | [6 empty] | 0 | 0 | 1 | 0 | Off Peak | 0 | 0 | 1 | Off Peak | 0 | 1 | Off Peak | 0 | 1 | Off Peak | 0 | 0 | 1 | Super Off Peak | 0 | 1 | 0 | Off Peak | 1 | 0 | 0 | On Peak
2020 | 5 | 13 | 2020-05-13 | 24 | 0 | 0 | 0 | [6 empty] | 0 | 0 | 1 | 0 | Off Peak | 0 | 0 | 1 | Off Peak | 0 | 1 | Off Peak | 0 | 1 | Off Peak | 0 | 0 | 1 | Super Off Peak | 0 | 1 | 0 | Off Peak | 1 | 0 | 0 | On Peak
2020 | 5 | 14 | 2020-05-14 | 1 | 0 | 0 | 0 | [6 empty] | 0 | 0 | 0 | 1 | Super Off Peak | 0 | 0 | 1 | Off Peak | 0 | 1 | Off Peak | 0 | 1 | Off Peak | 0 | 0 | 1 | Super Off Peak | 0 | 0 | 1 | Super Off Peak | 0 | 0 | 1 | Super Off Peak
2020 | 5 | 14 | 2020-05-14 | 2 | 0 | 0 | 0 | [6 empty] | 0 | 0 | 0 | 1 | Super Off Peak | 0 | 0 | 1 | Off Peak | 0 | 1 | Off Peak | 0 | 1 | Off Peak | 0 | 0 | 1 | Super Off Peak | 0 | 0 | 1 | Super Off Peak | 0 | 0 | 1 | Super Off Peak
2020 | 5 | 14 | 2020-05-14 | 3 | 0 | 0 | 0 | [6 empty] | 0 | 0 | 0 | 1 | Super Off Peak | 0 | 0 | 1 | Off Peak | 0 | 1 | Off Peak | 0 | 1 | Off Peak | 0 | 0 | 1 | Super Off Peak | 0 | 0 | 1 | Super Off Peak | 0 | 0 | 1 | Super Off Peak
2020 | 5 | 14 | 2020-05-14 | 4 | 0 | 0 | 0 | [6 empty] | 0 | 0 | 0 | 1 | Super Off Peak | 0 | 0 | 1 | Off Peak | 0 | 1 | Off Peak | 0 | 1 | Off Peak | 0 | 0 | 1 | Super Off Peak | 0 | 0 | 1 | Super Off Peak | 0 | 0 | 1 | Super Off Peak
2020 | 5 | 14 | 2020-05-14 | 5 | 0 | 0 | 0 | [6 empty] | 0 | 0 | 0 | 1 | Super Off Peak | 0 | 0 | 1 | Off Peak | 0 | 1 | Off Peak | 0 | 1 | Off Peak | 0 | 0 | 1 | Super Off Peak | 0 | 0 | 1 | Super Off Peak | 0 | 0 | 1 | Super Off Peak
2020 | 5 | 14 | 2020-05-14 | 6 | 0 | 0 | 0 | [6 empty] | 0 | 0 | 0 | 1 | Super Off Peak | 0 | 0 | 1 | Off Peak | 0 | 1 | Off Peak | 0 | 1 | Off Peak | 0 | 0 | 1 | Super Off Peak | 0 | 1 | 0 | Off Peak | 0 | 1 | 0 | Off Peak
2020 | 5 | 14 | 2020-05-14 | 7 | 0 | 0 | 0 | [6 empty] | 0 | 0 | 1 | 0 | Off Peak | 0 | 1 | 0 | Semi-Peak | 0 | 1 | Off Peak | 0 | 1 | Off Peak | 0 | 1 | 0 | Off Peak | 0 | 1 | 0 | Off Peak | 0 | 1 | 0 | Off Peak
2020 | 5 | 14 | 2020-05-14 | 8 | 0 | 0 | 0 | [6 empty] | 0 | 0 | 1 | 0 | Off Peak | 0 | 1 | 0 | Semi-Peak | 0 | 1 | Off Peak | 0 | 1 | Off Peak | 0 | 1 | 0 | Off Peak | 0 | 1 | 0 | Off Peak | 0 | 1 | 0 | Off Peak
2020 | 5 | 14 | 2020-05-14 | 9 | 0 | 0 | 0 | [6 empty] | 0 | 0 | 1 | 0 | Off Peak | 0 | 1 | 0 | Semi-Peak | 0 | 1 | Off Peak | 0 | 1 | Off Peak | 0 | 1 | 0 | Off Peak | 0 | 1 | 0 | Off Peak | 0 | 1 | 0 | Off Peak
2020 | 5 | 14 | 2020-05-14 | 10 | 0 | 0 | 0 | [6 empty] | 0 | 0 | 1 | 0 | Off Peak | 0 | 1 | 0 | Semi-Peak | 0 | 1 | Off Peak | 0 | 1 | Off Peak | 0 | 1 | 0 | Off Peak | 0 | 1 | 0 | Off Peak | 0 | 1 | 0 | Off Peak
2020 | 5 | 14 | 2020-05-14 | 11 | 0 | 0 | 0 | [6 empty] | 0 | 0 | 1 | 0 | Off Peak | 0 | 1 | 0 | Semi-Peak | 0 | 1 | Off Peak | 0 | 1 | Off Peak | 0 | 1 | 0 | Off Peak | 0 | 1 | 0 | Off Peak | 0 | 1 | 0 | Off Peak
2020 | 5 | 14 | 2020-05-14 | 12 | 0 | 0 | 0 | [6 empty] | 0 | 0 | 1 | 0 | Off Peak | 0 | 1 | 0 | Semi-Peak | 0 | 1 | Off Peak | 0 | 1 | Off Peak | 0 | 1 | 0 | Off Peak | 0 | 1 | 0 | Off Peak | 0 | 1 | 0 | Off Peak
2020 | 5 | 14 | 2020-05-14 | 13 | 0 | 0 | 0 | [6 empty] | 0 | 0 | 1 | 0 | Off Peak | 0 | 1 | 0 | Semi-Peak | 0 | 1 | Off Peak | 1 | 0 | On Peak | 0 | 1 | 0 | Off Peak | 1 | 0 | 0 | On Peak | 0 | 1 | 0 | Off Peak
2020 | 5 | 14 | 2020-05-14 | 14 | 0 | 0 | 0 | [6 empty] | 0 | 0 | 1 | 0 | Off Peak | 0 | 1 | 0 | Semi-Peak | 0 | 1 | Off Peak | 1 | 0 | On Peak | 0 | 1 | 0 | Off Peak | 1 | 0 | 0 | On Peak | 0 | 1 | 0 | Off Peak
2020 | 5 | 14 | 2020-05-14 | 15 | 0 | 0 | 0 | [6 empty] | 0 | 0 | 1 | 0 | Off Peak | 0 | 1 | 0 | Semi-Peak | 0 | 1 | Off Peak | 1 | 0 | On Peak | 0 | 1 | 0 | Off Peak | 1 | 0 | 0 | On Peak | 0 | 1 | 0 | Off Peak
2020 | 5 | 14 | 2020-05-14 | 16 | 0 | 0 | 0 | [6 empty] | 0 | 0 | 1 | 0 | Off Peak | 0 | 1 | 0 | Semi-Peak | 0 | 1 | Off Peak | 1 | 0 | On Peak | 0 | 1 | 0 | Off Peak | 1 | 0 | 0 | On Peak | 0 | 1 | 0 | Off Peak
2020 | 5 | 14 | 2020-05-14 | 17 | 0 | 0 | 0 | [6 empty] | 0 | 1 | 0 | 0 | On Peak | 0 | 1 | 0 | Semi-Peak | 1 | 0 | On Peak | 1 | 0 | On Peak | 0 | 1 | 0 | Off Peak | 1 | 0 | 0 | On Peak | 0 | 1 | 0 | Off Peak
2020 | 5 | 14 | 2020-05-14 | 18 | 0 | 0 | 0 | [6 empty] | 0 | 1 | 0 | 0 | On Peak | 1 | 0 | 0 | On Peak | 1 | 0 | On Peak | 1 | 0 | On Peak | 0 | 1 | 0 | Off Peak | 1 | 0 | 0 | On Peak | 0 | 1 | 0 | Off Peak
2020 | 5 | 14 | 2020-05-14 | 19 | 0 | 0 | 0 | [6 empty] | 0 | 1 | 0 | 0 | On Peak | 1 | 0 | 0 | On Peak | 1 | 0 | On Peak | 0 | 1 | Off Peak | 0 | 0 | 1 | Super Off Peak | 1 | 0 | 0 | On Peak | 0 | 1 | 0 | Off Peak
2020 | 5 | 14 | 2020-05-14 | 20 | 0 | 0 | 0 | [6 empty] | 0 | 1 | 0 | 0 | On Peak | 1 | 0 | 0 | On Peak | 1 | 0 | On Peak | 0 | 1 | Off Peak | 0 | 0 | 1 | Super Off Peak | 1 | 0 | 0 | On Peak | 1 | 0 | 0 | On Peak
2020 | 5 | 14 | 2020-05-14 | 21 | 0 | 0 | 0 | [6 empty] | 0 | 1 | 0 | 0 | On Peak | 0 | 1 | 0 | Semi-Peak | 1 | 0 | On Peak | 0 | 1 | Off Peak | 0 | 0 | 1 | Super Off Peak | 0 | 1 | 0 | Off Peak | 1 | 0 | 0 | On Peak
2020 | 5 | 14 | 2020-05-14 | 22 | 0 | 0 | 0 | [6 empty] | 0 | 0 | 1 | 0 | Off Peak | 0 | 1 | 0 | Semi-Peak | 0 | 1 | Off Peak | 0 | 1 | Off Peak | 0 | 0 | 1 | Super Off Peak | 0 | 1 | 0 | Off Peak | 1 | 0 | 0 | On Peak
2020 | 5 | 14 | 2020-05-14 | 23 | 0 | 0 | 0 | [6 empty] | 0 | 0 | 1 | 0 | Off Peak | 0 | 0 | 1 | Off Peak | 0 | 1 | Off Peak | 0 | 1 | Off Peak | 0 | 0 | 1 | Super Off Peak | 0 | 1 | 0 | Off Peak | 1 | 0 | 0 | On Peak
2020 | 5 | 14 | 2020-05-14 | 24 | 0 | 0 | 0 | [6 empty] | 0 | 0 | 1 | 0 | Off Peak | 0 | 0 | 1 | Off Peak | 0 | 1 | Off Peak | 0 | 1 | Off Peak | 0 | 0 | 1 | Super Off Peak | 0 | 1 | 0 | Off Peak | 1 | 0 | 0 | On Peak
2020 | 5 | 15 | 2020-05-15 | 1 | 0 | 0 | 0 | [6 empty] | 0 | 0 | 0 | 1 | Super Off Peak | 0 | 0 | 1 | Off Peak | 0 | 1 | Off Peak | 0 | 1 | Off Peak | 0 | 0 | 1 | Super Off Peak | 0 | 0 | 1 | Super Off Peak | 0 | 0 | 1 | Super Off Peak
2020 | 5 | 15 | 2020-05-15 | 2 | 0 | 0 | 0 | [6 empty] | 0 | 0 | 0 | 1 | Super Off Peak | 0 | 0 | 1 | Off Peak | 0 | 1 | Off Peak | 0 | 1 | Off Peak | 0 | 0 | 1 | Super Off Peak | 0 | 0 | 1 | Super Off Peak | 0 | 0 | 1 | Super Off Peak
2020 | 5 | 15 | 2020-05-15 | 3 | 0 | 0 | 0 | [6 empty] | 0 | 0 | 0 | 1 | Super Off Peak | 0 | 0 | 1 | Off Peak | 0 | 1 | Off Peak | 0 | 1 | Off Peak | 0 | 0 | 1 | Super Off Peak | 0 | 0 | 1 | Super Off Peak | 0 | 0 | 1 | Super Off Peak
2020 | 5 | 15 | 2020-05-15 | 4 | 0 | 0 | 0 | [6 empty] | 0 | 0 | 0 | 1 | Super Off Peak | 0 | 0 | 1 | Off Peak | 0 | 1 | Off Peak | 0 | 1 | Off Peak | 0 | 0 | 1 | Super Off Peak | 0 | 0 | 1 | Super Off Peak | 0 | 0 | 1 | Super Off Peak
2020 | 5 | 15 | 2020-05-15 | 5 | 0 | 0 | 0 | [6 empty] | 0 | 0 | 0 | 1 | Super Off Peak | 0 | 0 | 1 | Off Peak | 0 | 1 | Off Peak | 0 | 1 | Off Peak | 0 | 0 | 1 | Super Off Peak | 0 | 0 | 1 | Super Off Peak | 0 | 0 | 1 | Super Off Peak
2020 | 5 | 15 | 2020-05-15 | 6 | 0 | 0 | 0 | [6 empty] | 0 | 0 | 0 | 1 | Super Off Peak | 0 | 0 | 1 | Off Peak | 0 | 1 | Off Peak | 0 | 1 | Off Peak | 0 | 0 | 1 | Super Off Peak | 0 | 1 | 0 | Off Peak | 0 | 1 | 0 | Off Peak
2020 | 5 | 15 | 2020-05-15 | 7 | 0 | 0 | 0 | [6 empty] | 0 | 0 | 1 | 0 | Off Peak | 0 | 1 | 0 | Semi-Peak | 0 | 1 | Off Peak | 0 | 1 | Off Peak | 0 | 1 | 0 | Off Peak | 0 | 1 | 0 | Off Peak | 0 | 1 | 0 | Off Peak
2020 | 5 | 15 | 2020-05-15 | 8 | 0 | 0 | 0 | [6 empty] | 0 | 0 | 1 | 0 | Off Peak | 0 | 1 | 0 | Semi-Peak | 0 | 1 | Off Peak | 0 | 1 | Off Peak | 0 | 1 | 0 | Off Peak | 0 | 1 | 0 | Off Peak | 0 | 1 | 0 | Off Peak
2020 | 5 | 15 | 2020-05-15 | 9 | 0 | 0 | 0 | [6 empty] | 0 | 0 | 1 | 0 | Off Peak | 0 | 1 | 0 | Semi-Peak | 0 | 1 | Off Peak | 0 | 1 | Off Peak | 0 | 1 | 0 | Off Peak | 0 | 1 | 0 | Off Peak | 0 | 1 | 0 | Off Peak
2020 | 5 | 15 | 2020-05-15 | 10 | 0 | 0 | 0 | [6 empty] | 0 | 0 | 1 | 0 | Off Peak | 0 | 1 | 0 | Semi-Peak | 0 | 1 | Off Peak | 0 | 1 | Off Peak | 0 | 1 | 0 | Off Peak | 0 | 1 | 0 | Off Peak | 0 | 1 | 0 | Off Peak
2020 | 5 | 15 | 2020-05-15 | 11 | 0 | 0 | 0 | [6 empty] | 0 | 0 | 1 | 0 | Off Peak | 0 | 1 | 0 | Semi-Peak | 0 | 1 | Off Peak | 0 | 1 | Off Peak | 0 | 1 | 0 | Off Peak | 0 | 1 | 0 | Off Peak | 0 | 1 | 0 | Off Peak
2020 | 5 | 15 | 2020-05-15 | 12 | 0 | 0 | 0 | [6 empty] | 0 | 0 | 1 | 0 | Off Peak | 0 | 1 | 0 | Semi-Peak | 0 | 1 | Off Peak | 0 | 1 | Off Peak | 0 | 1 | 0 | Off Peak | 0 | 1 | 0 | Off Peak | 0 | 1 | 0 | Off Peak
2020 | 5 | 15 | 2020-05-15 | 13 | 0 | 0 | 0 | [6 empty] | 0 | 0 | 1 | 0 | Off Peak | 0 | 1 | 0 | Semi-Peak | 0 | 1 | Off Peak | 1 | 0 | On Peak | 0 | 1 | 0 | Off Peak | 1 | 0 | 0 | On Peak | 0 | 1 | 0 | Off Peak
2020 | 5 | 15 | 2020-05-15 | 14 | 0 | 0 | 0 | [6 empty] | 0 | 0 | 1 | 0 | Off Peak | 0 | 1 | 0 | Semi-Peak | 0 | 1 | Off Peak | 1 | 0 | On Peak | 0 | 1 | 0 | Off Peak | 1 | 0 | 0 | On Peak | 0 | 1 | 0 | Off Peak
2020 | 5 | 15 | 2020-05-15 | 15 | 0 | 0 | 0 | [6 empty] | 0 | 0 | 1 | 0 | Off Peak | 0 | 1 | 0 | Semi-Peak | 0 | 1 | Off Peak | 1 | 0 | On Peak | 0 | 1 | 0 | Off Peak | 1 | 0 | 0 | On Peak | 0 | 1 | 0 | Off Peak
2020 | 5 | 15 | 2020-05-15 | 16 | 0 | 0 | 0 | [6 empty] | 0 | 0 | 1 | 0 | Off Peak | 0 | 1 | 0 | Semi-Peak | 0 | 1 | Off Peak | 1 | 0 | On Peak | 0 | 1 | 0 | Off Peak | 1 | 0 | 0 | On Peak | 0 | 1 | 0 | Off Peak
2020 | 5 | 15 | 2020-05-15 | 17 | 0 | 0 | 0 | [6 empty] | 0 | 1 | 0 | 0 | On Peak | 0 | 1 | 0 | Semi-Peak | 1 | 0 | On Peak | 1 | 0 | On Peak | 0 | 1 | 0 | Off Peak | 1 | 0 | 0 | On Peak | 0 | 1 | 0 | Off Peak
2020 | 5 | 15 | 2020-05-15 | 18 | 0 | 0 | 0 | [6 empty] | 0 | 1 | 0 | 0 | On Peak | 1 | 0 | 0 | On Peak | 1 | 0 | On Peak | 1 | 0 | On Peak | 0 | 1 | 0 | Off Peak | 1 | 0 | 0 | On Peak | 0 | 1 | 0 | Off Peak
2020 | 5 | 15 | 2020-05-15 | 19 | 0 | 0 | 0 | [6 empty] | 0 | 1 | 0 | 0 | On Peak | 1 | 0 | 0 | On Peak | 1 | 0 | On Peak | 0 | 1 | Off Peak | 0 | 0 | 1 | Super Off Peak | 1 | 0 | 0 | On Peak | 0 | 1 | 0 | Off Peak
2020 | 5 | 15 | 2020-05-15 | 20 | 0 | 0 | 0 | [6 empty] | 0 | 1 | 0 | 0 | On Peak | 1 | 0 | 0 | On Peak | 1 | 0 | On Peak | 0 | 1 | Off Peak | 0 | 0 | 1 | Super Off Peak | 1 | 0 | 0 | On Peak | 1 | 0 | 0 | On Peak
2020 | 5 | 15 | 2020-05-15 | 21 | 0 | 0 | 0 | [6 empty] | 0 | 1 | 0 | 0 | On Peak | 0 | 1 | 0 | Semi-Peak | 1 | 0 | On Peak | 0 | 1 | Off Peak | 0 | 0 | 1 | Super Off Peak | 0 | 1 | 0 | Off Peak | 1 | 0 | 0 | On Peak
2020 | 5 | 15 | 2020-05-15 | 22 | 0 | 0 | 0 | [6 empty] | 0 | 0 | 1 | 0 | Off Peak | 0 | 1 | 0 | Semi-Peak | 0 | 1 | Off Peak | 0 | 1 | Off Peak | 0 | 0 | 1 | Super Off Peak | 0 | 1 | 0 | Off Peak | 1 | 0 | 0 | On Peak
2020 | 5 | 15 | 2020-05-15 | 23 | 0 | 0 | 0 | [6 empty] | 0 | 0 | 1 | 0 | Off Peak | 0 | 0 | 1 | Off Peak | 0 | 1 | Off Peak | 0 | 1 | Off Peak | 0 | 0 | 1 | Super Off Peak | 0 | 1 | 0 | Off Peak | 1 | 0 | 0 | On Peak
2020 | 5 | 15 | 2020-05-15 | 24 | 0 | 0 | 0 | [6 empty] | 0 | 0 | 1 | 0 | Off Peak | 0 | 0 | 1 | Off Peak | 0 | 1 | Off Peak | 0 | 1 | Off Peak | 0 | 0 | 1 | Super Off Peak | 0 | 1 | 0 | Off Peak | 1 | 0 | 0 | On Peak
2020 | 5 | 16 | 2020-05-16 | 1 | 0 | 1 | 0 | [6 empty] | 0 | 0 | 0 | 1 | Super Off Peak | 0 | 0 | 1 | Off Peak | 0 | 1 | Off Peak | 0 | 1 | Off Peak | 0 | 0 | 1 | Super Off Peak | 0 | 0 | 1 | Super Off Peak | 0 | 0 | 1 | Super Off Peak
2020 | 5 | 16 | 2020-05-16 | 2 | 0 | 1 | 0 | [6 empty] | 0 | 0 | 0 | 1 | Super Off Peak | 0 | 0 | 1 | Off Peak | 0 | 1 | Off Peak | 0 | 1 | Off Peak | 0 | 0 | 1 | Super Off Peak | 0 | 0 | 1 | Super Off Peak | 0 | 0 | 1 | Super Off Peak
2020 | 5 | 16 | 2020-05-16 | 3 | 0 | 1 | 0 | [6 empty] | 0 | 0 | 0 | 1 | Super Off Peak | 0 | 0 | 1 | Off Peak | 0 | 1 | Off Peak | 0 | 1 | Off Peak | 0 | 0 | 1 | Super Off Peak | 0 | 0 | 1 | Super Off Peak | 0 | 0 | 1 | Super Off Peak
2020 | 5 | 16 | 2020-05-16 | 4 | 0 | 1 | 0 | [6 empty] | 0 | 0 | 0 | 1 | Super Off Peak | 0 | 0 | 1 | Off Peak | 0 | 1 | Off Peak | 0 | 1 | Off Peak | 0 | 0 | 1 | Super Off Peak | 0 | 0 | 1 | Super Off Peak | 0 | 0 | 1 | Super Off Peak
2020 | 5 | 16 | 2020-05-16 | 5 | 0 | 1 | 0 | [6 empty] | 0 | 0 | 0 | 1 | Super Off Peak | 0 | 0 | 1 | Off Peak | 0 | 1 | Off Peak | 0 | 1 | Off Peak | 0 | 0 | 1 | Super Off Peak | 0 | 0 | 1 | Super Off Peak | 0 | 0 | 1 | Super Off Peak
2020 | 5 | 16 | 2020-05-16 | 6 | 0 | 1 | 0 | [6 empty] | 0 | 0 | 0 | 1 | Super Off Peak | 0 | 0 | 1 | Off Peak | 0 | 1 | Off Peak | 0 | 1 | Off Peak | 0 | 0 | 1 | Super Off Peak | 0 | 1 | 0 | Off Peak | 0 | 1 | 0 | Off Peak
2020 | 5 | 16 | 2020-05-16 | 7 | 0 | 1 | 0 | [6 empty] | 0 | 0 | 0 | 1 | Super Off Peak | 0 | 0 | 1 | Off Peak | 0 | 1 | Off Peak | 0 | 1 | Off Peak | 0 | 0 | 1 | Super Off Peak | 0 | 1 | 0 | Off Peak | 0 | 1 | 0 | Off Peak
2020 | 5 | 16 | 2020-05-16 | 8 | 0 | 1 | 0 | [6 empty] | 0 | 0 | 0 | 1 | Super Off Peak | 0 | 0 | 1 | Off Peak | 0 | 1 | Off Peak | 0 | 1 | Off Peak | 0 | 0 | 1 | Super Off Peak | 0 | 1 | 0 | Off Peak | 0 | 1 | 0 | Off Peak
2020 | 5 | 16 | 2020-05-16 | 9 | 0 | 1 | 0 | [6 empty] | 0 | 0 | 0 | 1 | Super Off Peak | 0 | 0 | 1 | Off Peak | 0 | 1 | Off Peak | 0 | 1 | Off Peak | 0 | 0 | 1 | Super Off Peak | 0 | 1 | 0 | Off Peak | 0 | 1 | 0 | Off Peak
2020 | 5 | 16 | 2020-05-16 | 10 | 0 | 1 | 0 | [6 empty] | 0 | 0 | 0 | 1 | Super Off Peak | 0 | 0 | 1 | Off Peak | 0 | 1 | Off Peak | 0 | 1 | Off Peak | 0 | 0 | 1 | Super Off Peak | 0 | 1 | 0 | Off Peak | 0 | 1 | 0 | Off Peak
2020 | 5 | 16 | 2020-05-16 | 11 | 0 | 1 | 0 | [6 empty] | 0 | 0 | 0 | 1 | Super Off Peak | 0 | 0 | 1 | Off Peak | 0 | 1 | Off Peak | 0 | 1 | Off Peak | 0 | 0 | 1 | Super Off Peak | 0 | 1 | 0 | Off Peak | 0 | 1 | 0 | Off Peak
2020 | 5 | 16 | 2020-05-16 | 12 | 0 | 1 | 0 | [6 empty] | 0 | 0 | 0 | 1 | Super Off Peak | 0 | 0 | 1 | Off Peak | 0 | 1 | Off Peak | 0 | 1 | Off Peak | 0 | 0 | 1 | Super Off Peak | 0 | 1 | 0 | Off Peak | 0 | 1 | 0 | Off Peak
2020 | 5 | 16 | 2020-05-16 | 13 | 0 | 1 | 0 | [6 empty] | 0 | 0 | 0 | 1 | Super Off Peak | 0 | 0 | 1 | Off Peak | 0 | 1 | Off Peak | 0 | 1 | Off Peak | 0 | 0 | 1 | Super Off Peak | 1 | 0 | 0 | On Peak | 0 | 1 | 0 | Off Peak
2020 | 5 | 16 | 2020-05-16 | 14 | 0 | 1 | 0 | [6 empty] | 0 | 0 | 0 | 1 | Super Off Peak | 0 | 0 | 1 | Off Peak | 0 | 1 | Off Peak | 0 | 1 | Off Peak | 0 | 0 | 1 | Super Off Peak | 1 | 0 | 0 | On Peak | 0 | 1 | 0 | Off Peak
2020 | 5 | 16 | 2020-05-16 | 15 | 0 | 1 | 0 | [6 empty] | 0 | 0 | 1 | 0 | Off Peak | 0 | 0 | 1 | Off Peak | 0 | 1 | Off Peak | 0 | 1 | Off Peak | 0 | 0 | 1 | Super Off Peak | 1 | 0 | 0 | On Peak | 0 | 1 | 0 | Off Peak
2020 | 5 | 16 | 2020-05-16 | 16 | 0 | 1 | 0 | [6 empty] | 0 | 0 | 1 | 0 | Off Peak | 0 | 0 | 1 | Off Peak | 0 | 1 | Off Peak | 0 | 1 | Off Peak | 0 | 0 | 1 | Super Off Peak | 1 | 0 | 0 | On Peak | 0 | 1 | 0 | Off Peak
2020 | 5 | 16 | 2020-05-16 | 17 | 0 | 1 | 0 | [6 empty] | 0 | 1 | 0 | 0 | On Peak | 0 | 0 | 1 | Off Peak | 0 | 1 | Off Peak | 0 | 1 | Off Peak | 0 | 0 | 1 | Super Off Peak | 1 | 0 | 0 | On Peak | 0 | 1 | 0 | Off Peak
2020 | 5 | 16 | 2020-05-16 | 18 | 0 | 1 | 0 | [6 empty] | 0 | 1 | 0 | 0 | On Peak | 0 | 0 | 1 | Off Peak | 0 | 1 | Off Peak | 0 | 1 | Off Peak | 0 | 0 | 1 | Super Off Peak | 1 | 0 | 0 | On Peak | 0 | 1 | 0 | Off Peak
2020 | 5 | 16 | 2020-05-16 | 19 | 0 | 1 | 0 | [6 empty] | 0 | 1 | 0 | 0 | On Peak | 0 | 0 | 1 | Off Peak | 0 | 1 | Off Peak | 0 | 1 | Off Peak | 0 | 0 | 1 | Super Off Peak | 1 | 0 | 0 | On Peak | 0 | 1 | 0 | Off Peak
2020 | 5 | 16 | 2020-05-16 | 20 | 0 | 1 | 0 | [6 empty] | 0 | 1 | 0 | 0 | On Peak | 0 | 0 | 1 | Off Peak | 0 | 1 | Off Peak | 0 | 1 | Off Peak | 0 | 0 | 1 | Super Off Peak | 1 | 0 | 0 | On Peak | 1 | 0 | 0 | On Peak
2020 | 5 | 16 | 2020-05-16 | 21 | 0 | 1 | 0 | [6 empty] | 0 | 1 | 0 | 0 | On Peak | 0 | 0 | 1 | Off Peak | 0 | 1 | Off Peak | 0 | 1 | Off Peak | 0 | 0 | 1 | Super Off Peak | 0 | 1 | 0 | Off Peak | 1 | 0 | 0 | On Peak
2020 | 5 | 16 | 2020-05-16 | 22 | 0 | 1 | 0 | [6 empty] | 0 | 0 | 1 | 0 | Off Peak | 0 | 0 | 1 | Off Peak | 0 | 1 | Off Peak | 0 | 1 | Off Peak | 0 | 0 | 1 | Super Off Peak | 0 | 1 | 0 | Off Peak | 1 | 0 | 0 | On Peak
2020 | 5 | 16 | 2020-05-16 | 23 | 0 | 1 | 0 | [6 empty] | 0 | 0 | 1 | 0 | Off Peak | 0 | 0 | 1 | Off Peak | 0 | 1 | Off Peak | 0 | 1 | Off Peak | 0 | 0 | 1 | Super Off Peak | 0 | 1 | 0 | Off Peak | 1 | 0 | 0 | On Peak
2020 | 5 | 16 | 2020-05-16 | 24 | 0 | 1 | 0 | [6 empty] | 0 | 0 | 1 | 0 | Off Peak | 0 | 0 | 1 | Off Peak | 0 | 1 | Off Peak | 0 | 1 | Off Peak | 0 | 0 | 1 | Super Off Peak | 0 | 1 | 0 | Off Peak | 1 | 0 | 0 | On Peak
2020 | 5 | 17 | 2020-05-17 | 1 | 0 | 1 | 0 | [6 empty] | 0 | 0 | 0 | 1 | Super Off Peak | 0 | 0 | 1 | Off Peak | 0 | 1 | Off Peak | 0 | 1 | Off Peak | 0 | 0 | 1 | Super Off Peak | 0 | 0 | 1 | Super Off Peak | 0 | 0 | 1 | Super Off Peak
2020 | 5 | 17 | 2020-05-17 | 2 | 0 | 1 | 0 | [6 empty] | 0 | 0 | 0 | 1 | Super Off Peak | 0 | 0 | 1 | Off Peak | 0 | 1 | Off Peak | 0 | 1 | Off Peak | 0 | 0 | 1 | Super Off Peak | 0 | 0 | 1 | Super Off Peak | 0 | 0 | 1 | Super Off Peak
2020 | 5 | 17 | 2020-05-17 | 3 | 0 | 1 | 0 | [6 empty] | 0 | 0 | 0 | 1 | Super Off Peak | 0 | 0 | 1 | Off Peak | 0 | 1 | Off Peak | 0 | 1 | Off Peak | 0 | 0 | 1 | Super Off Peak | 0 | 0 | 1 | Super Off Peak | 0 | 0 | 1 | Super Off Peak
2020 | 5 | 17 | 2020-05-17 | 4 | 0 | 1 | 0 | [6 empty] | 0 | 0 | 0 | 1 | Super Off Peak | 0 | 0 | 1 | Off Peak | 0 | 1 | Off Peak | 0 | 1 | Off Peak | 0 | 0 | 1 | Super Off Peak | 0 | 0 | 1 | Super Off Peak | 0 | 0 | 1 | Super Off Peak
2020 | 5 | 17 | 2020-05-17 | 5 | 0 | 1 | 0 | [6 empty] | 0 | 0 | 0 | 1 | Super Off Peak | 0 | 0 | 1 | Off Peak | 0 | 1 | Off Peak | 0 | 1 | Off Peak | 0 | 0 | 1 | Super Off Peak | 0 | 0 | 1 | Super Off Peak | 0 | 0 | 1 | Super Off Peak
2020 | 5 | 17 | 2020-05-17 | 6 | 0 | 1 | 0 | [6 empty] | 0 | 0 | 0 | 1 | Super Off Peak | 0 | 0 | 1 | Off Peak | 0 | 1 | Off Peak | 0 | 1 | Off Peak | 0 | 0 | 1 | Super Off Peak | 0 | 1 | 0 | Off Peak | 0 | 1 | 0 | Off Peak
2020 | 5 | 17 | 2020-05-17 | 7 | 0 | 1 | 0 | [6 empty] | 0 | 0 | 0 | 1 | Super Off Peak | 0 | 0 | 1 | Off Peak | 0 | 1 | Off Peak | 0 | 1 | Off Peak | 0 | 0 | 1 | Super Off Peak | 0 | 1 | 0 | Off Peak | 0 | 1 | 0 | Off Peak
2020 | 5 | 17 | 2020-05-17 | 8 | 0 | 1 | 0 | [6 empty] | 0 | 0 | 0 | 1 | Super Off Peak | 0 | 0 | 1 | Off Peak | 0 | 1 | Off Peak | 0 | 1 | Off Peak | 0 | 0 | 1 | Super Off Peak | 0 | 1 | 0 | Off Peak | 0 | 1 | 0 | Off Peak
2020 | 5 | 17 | 2020-05-17 | 9 | 0 | 1 | 0 | [6 empty] | 0 | 0 | 0 | 1 | Super Off Peak | 0 | 0 | 1 | Off Peak | 0 | 1 | Off Peak | 0 | 1 | Off Peak | 0 | 0 | 1 | Super Off Peak | 0 | 1 | 0 | Off Peak | 0 | 1 | 0 | Off Peak
2020 | 5 | 17 | 2020-05-17 | 10 | 0 | 1 | 0 | [6 empty] | 0 | 0 | 0 | 1 | Super Off Peak | 0 | 0 | 1 | Off Peak | 0 | 1 | Off Peak | 0 | 1 | Off Peak | 0 | 0 | 1 | Super Off Peak | 0 | 1 | 0 | Off Peak | 0 | 1 | 0 | Off Peak
2020 | 5 | 17 | 2020-05-17 | 11 | 0 | 1 | 0 | [6 empty] | 0 | 0 | 0 | 1 | Super Off Peak | 0 | 0 | 1 | Off Peak | 0 | 1 | Off Peak | 0 | 1 | Off Peak | 0 | 0 | 1 | Super Off Peak | 0 | 1 | 0 | Off Peak | 0 | 1 | 0 | Off Peak
2020 | 5 | 17 | 2020-05-17 | 12 | 0 | 1 | 0 | [6 empty] | 0 | 0 | 0 | 1 | Super Off Peak | 0 | 0 | 1 | Off Peak | 0 | 1 | Off Peak | 0 | 1 | Off Peak | 0 | 0 | 1 | Super Off Peak | 0 | 1 | 0 | Off Peak | 0 | 1 | 0 | Off Peak
2020 | 5 | 17 | 2020-05-17 | 13 | 0 | 1 | 0 | [6 empty] | 0 | 0 | 0 | 1 | Super Off Peak | 0 | 0 | 1 | Off Peak | 0 | 1 | Off Peak | 0 | 1 | Off Peak | 0 | 0 | 1 | Super Off Peak | 1 | 0 | 0 | On Peak | 0 | 1 | 0 | Off Peak
2020 | 5 | 17 | 2020-05-17 | 14 | 0 | 1 | 0 | [6 empty] | 0 | 0 | 0 | 1 | Super Off Peak | 0 | 0 | 1 | Off Peak | 0 | 1 | Off Peak | 0 | 1 | Off Peak | 0 | 0 | 1 | Super Off Peak | 1 | 0 | 0 | On Peak | 0 | 1 | 0 | Off Peak
2020 | 5 | 17 | 2020-05-17 | 15 | 0 | 1 | 0 | [6 empty] | 0 | 0 | 1 | 0 | Off Peak | 0 | 0 | 1 | Off Peak | 0 | 1 | Off Peak | 0 | 1 | Off Peak | 0 | 0 | 1 | Super Off Peak | 1 | 0 | 0 | On Peak | 0 | 1 | 0 | Off Peak
2020 | 5 | 17 | 2020-05-17 | 16 | 0 | 1 | 0 | [6 empty] | 0 | 0 | 1 | 0 | Off Peak | 0 | 0 | 1 | Off Peak | 0 | 1 | Off Peak | 0 | 1 | Off Peak | 0 | 0 | 1 | Super Off Peak | 1 | 0 | 0 | On Peak | 0 | 1 | 0 | Off Peak
2020 | 5 | 17 | 2020-05-17 | 17 | 0 | 1 | 0 | [6 empty] | 0 | 1 | 0 | 0 | On Peak | 0 | 0 | 1 | Off Peak | 0 | 1 | Off Peak | 0 | 1 | Off Peak | 0 | 0 | 1 | Super Off Peak | 1 | 0 | 0 | On Peak | 0 | 1 | 0 | Off Peak
2020 | 5 | 17 | 2020-05-17 | 18 | 0 | 1 | 0 | [6 empty] | 0 | 1 | 0 | 0 | On Peak | 0 | 0 | 1 | Off Peak | 0 | 1 | Off Peak | 0 | 1 | Off Peak | 0 | 0 | 1 | Super Off Peak | 1 | 0 | 0 | On Peak | 0 | 1 | 0 | Off Peak
2020 | 5 | 17 | 2020-05-17 | 19 | 0 | 1 | 0 | [6 empty] | 0 | 1 | 0 | 0 | On Peak | 0 | 0 | 1 | Off Peak | 0 | 1 | Off Peak | 0 | 1 | Off Peak | 0 | 0 | 1 | Super Off Peak | 1 | 0 | 0 | On Peak | 0 | 1 | 0 | Off Peak
2020 | 5 | 17 | 2020-05-17 | 20 | 0 | 1 | 0 | [6 empty] | 0 | 1 | 0 | 0 | On Peak | 0 | 0 | 1 | Off Peak | 0 | 1 | Off Peak | 0 | 1 | Off Peak | 0 | 0 | 1 | Super Off Peak | 1 | 0 | 0 | On Peak | 1 | 0 | 0 | On Peak
2020 | 5 | 17 | 2020-05-17 | 21 | 0 | 1 | 0 | [6 empty] | 0 | 1 | 0 | 0 | On Peak | 0 | 0 | 1 | Off Peak | 0 | 1 | Off Peak | 0 | 1 | Off Peak | 0 | 0 | 1 | Super Off Peak | 0 | 1 | 0 | Off Peak | 1 | 0 | 0 | On Peak
2020 | 5 | 17 | 2020-05-17 | 22 | 0 | 1 | 0 | [6 empty] | 0 | 0 | 1 | 0 | Off Peak | 0 | 0 | 1 | Off Peak | 0 | 1 | Off Peak | 0 | 1 | Off Peak | 0 | 0 | 1 | Super Off Peak | 0 | 1 | 0 | Off Peak | 1 | 0 | 0 | On Peak
2020 | 5 | 17 | 2020-05-17 | 23 | 0 | 1 | 0 | [6 empty] | 0 | 0 | 1 | 0 | Off Peak | 0 | 0 | 1 | Off Peak | 0 | 1 | Off Peak | 0 | 1 | Off Peak | 0 | 0 | 1 | Super Off Peak | 0 | 1 | 0 | Off Peak | 1 | 0 | 0 | On Peak
2020 | 5 | 17 | 2020-05-17 | 24 | 0 | 1 | 0 | [6 empty] | 0 | 0 | 1 | 0 | Off Peak | 0 | 0 | 1 | Off Peak | 0 | 1 | Off Peak | 0 | 1 | Off Peak | 0 | 0 | 1 | Super Off Peak | 0 | 1 | 0 | Off Peak | 1 | 0 | 0 | On Peak
2020 | 5 | 18 | 2020-05-18 | 1 | 0 | 0 | 0 | [6 empty] | 0 | 0 | 0 | 1 | Super Off Peak | 0 | 0 | 1 | Off Peak | 0 | 1 | Off Peak | 0 | 1 | Off Peak | 0 | 0 | 1 | Super Off Peak | 0 | 0 | 1 | Super Off Peak | 0 | 0 | 1 | Super Off Peak
2020 | 5 | 18 | 2020-05-18 | 2 | 0 | 0 | 0 | [6 empty] | 0 | 0 | 0 | 1 | Super Off Peak | 0 | 0 | 1 | Off Peak | 0 | 1 | Off Peak | 0 | 1 | Off Peak | 0 | 0 | 1 | Super Off Peak | 0 | 0 | 1 | Super Off Peak | 0 | 0 | 1 | Super Off Peak
2020 | 5 | 18 | 2020-05-18 | 3 | 0 | 0 | 0 | [6 empty] | 0 | 0 | 0 | 1 | Super Off Peak | 0 | 0 | 1 | Off Peak | 0 | 1 | Off Peak | 0 | 1 | Off Peak | 0 | 0 | 1 | Super Off Peak | 0 | 0 | 1 | Super Off Peak | 0 | 0 | 1 | Super Off Peak
2020 | 5 | 18 | 2020-05-18 | 4 | 0 | 0 | 0 | [6 empty] | 0 | 0 | 0 | 1 | Super Off Peak | 0 | 0 | 1 | Off Peak | 0 | 1 | Off Peak | 0 | 1 | Off Peak | 0 | 0 | 1 | Super Off Peak | 0 | 0 | 1 | Super Off Peak | 0 | 0 | 1 | Super Off Peak
2020 | 5 | 18 | 2020-05-18 | 5 | 0 | 0 | 0 | [6 empty] | 0 | 0 | 0 | 1 | Super Off Peak | 0 | 0 | 1 | Off Peak | 0 | 1 | Off Peak | 0 | 1 | Off Peak | 0 | 0 | 1 | Super Off Peak | 0 | 0 | 1 | Super Off Peak | 0 | 0 | 1 | Super Off Peak
2020 | 5 | 18 | 2020-05-18 | 6 | 0 | 0 | 0 | [6 empty] | 0 | 0 | 0 | 1 | Super Off Peak | 0 | 0 | 1 | Off Peak | 0 | 1 | Off Peak | 0 | 1 | Off Peak | 0 | 0 | 1 | Super Off Peak | 0 | 1 | 0 | Off Peak | 0 | 1 | 0 | Off Peak
2020 | 5 | 18 | 2020-05-18 | 7 | 0 | 0 | 0 | [6 empty] | 0 | 0 | 1 | 0 | Off Peak | 0 | 1 | 0 | Semi-Peak | 0 | 1 | Off Peak | 0 | 1 | Off Peak | 0 | 1 | 0 | Off Peak | 0 | 1 | 0 | Off Peak | 0 | 1 | 0 | Off Peak
2020 | 5 | 18 | 2020-05-18 | 8 | 0 | 0 | 0 | [6 empty] | 0 | 0 | 1 | 0 | Off Peak | 0 | 1 | 0 | Semi-Peak | 0 | 1 | Off Peak | 0 | 1 | Off Peak | 0 | 1 | 0 | Off Peak | 0 | 1 | 0 | Off Peak | 0 | 1 | 0 | Off Peak
2020 | 5 | 18 | 2020-05-18 | 9 | 0 | 0 | 0 | [6 empty] | 0 | 0 | 1 | 0 | Off Peak | 0 | 1 | 0 | Semi-Peak | 0 | 1 | Off Peak | 0 | 1 | Off Peak | 0 | 1 | 0 | Off Peak | 0 | 1 | 0 | Off Peak | 0 | 1 | 0 | Off Peak
2020 | 5 | 18 | 2020-05-18 | 10 | 0 | 0 | 0 | [6 empty] | 0 | 0 | 1 | 0 | Off Peak | 0 | 1 | 0 | Semi-Peak | 0 | 1 | Off Peak | 0 | 1 | Off Peak | 0 | 1 | 0 | Off Peak | 0 | 1 | 0 | Off Peak | 0 | 1 | 0 | Off Peak
2020 | 5 | 18 | 2020-05-18 | 11 | 0 | 0 | 0 | [6 empty] | 0 | 0 | 1 | 0 | Off Peak | 0 | 1 | 0 | Semi-Peak | 0 | 1 | Off Peak | 0 | 1 | Off Peak | 0 | 1 | 0 | Off Peak | 0 | 1 | 0 | Off Peak | 0 | 1 | 0 | Off Peak
2020 | 5 | 18 | 2020-05-18 | 12 | 0 | 0 | 0 | [6 empty] | 0 | 0 | 1 | 0 | Off Peak | 0 | 1 | 0 | Semi-Peak | 0 | 1 | Off Peak | 0 | 1 | Off Peak | 0 | 1 | 0 | Off Peak | 0 | 1 | 0 | Off Peak | 0 | 1 | 0 | Off Peak
2020 | 5 | 18 | 2020-05-18 | 13 | 0 | 0 | 0 | [6 empty] | 0 | 0 | 1 | 0 | Off Peak | 0 | 1 | 0 | Semi-Peak | 0 | 1 | Off Peak | 1 | 0 | On Peak | 0 | 1 | 0 | Off Peak | 1 | 0 | 0 | On Peak | 0 | 1 | 0 | Off Peak
2020 | 5 | 18 | 2020-05-18 | 14 | 0 | 0 | 0 | [6 empty] | 0 | 0 | 1 | 0 | Off Peak | 0 | 1 | 0 | Semi-Peak | 0 | 1 | Off Peak | 1 | 0 | On Peak | 0 | 1 | 0 | Off Peak | 1 | 0 | 0 | On Peak | 0 | 1 | 0 | Off Peak
2020 | 5 | 18 | 2020-05-18 | 15 | 0 | 0 | 0 | [6 empty] | 0 | 0 | 1 | 0 | Off Peak | 0 | 1 | 0 | Semi-Peak | 0 | 1 | Off Peak | 1 | 0 | On Peak | 0 | 1 | 0 | Off Peak | 1 | 0 | 0 | On Peak | 0 | 1 | 0 | Off Peak
2020 | 5 | 18 | 2020-05-18 | 16 | 0 | 0 | 0 | [6 empty] | 0 | 0 | 1 | 0 | Off Peak | 0 | 1 | 0 | Semi-Peak | 0 | 1 | Off Peak | 1 | 0 | On Peak | 0 | 1 | 0 | Off Peak | 1 | 0 | 0 | On Peak | 0 | 1 | 0 | Off Peak
2020 | 5 | 18 | 2020-05-18 | 17 | 0 | 0 | 0 | [6 empty] | 0 | 1 | 0 | 0 | On Peak | 0 | 1 | 0 | Semi-Peak | 1 | 0 | On Peak | 1 | 0 | On Peak | 0 | 1 | 0 | Off Peak | 1 | 0 | 0 | On Peak | 0 | 1 | 0 | Off Peak
2020 | 5 | 18 | 2020-05-18 | 18 | 0 | 0 | 0 | [6 empty] | 0 | 1 | 0 | 0 | On Peak | 1 | 0 | 0 | On Peak | 1 | 0 | On Peak | 1 | 0 | On Peak | 0 | 1 | 0 | Off Peak | 1 | 0 | 0 | On Peak | 0 | 1 | 0 | Off Peak
2020 | 5 | 18 | 2020-05-18 | 19 | 0 | 0 | 0 | [6 empty] | 0 | 1 | 0 | 0 | On Peak | 1 | 0 | 0 | On Peak | 1 | 0 | On Peak | 0 | 1 | Off Peak | 0 | 0 | 1 | Super Off Peak | 1 | 0 | 0 | On Peak | 0 | 1 | 0 | Off Peak
2020 | 5 | 18 | 2020-05-18 | 20 | 0 | 0 | 0 | [6 empty] | 0 | 1 | 0 | 0 | On Peak | 1 | 0 | 0 | On Peak | 1 | 0 | On Peak | 0 | 1 | Off Peak | 0 | 0 | 1 | Super Off Peak | 1 | 0 | 0 | On Peak | 1 | 0 | 0 | On Peak
2020 | 5 | 18 | 2020-05-18 | 21 | 0 | 0 | 0 | [6 empty] | 0 | 1 | 0 | 0 | On Peak | 0 | 1 | 0 | Semi-Peak | 1 | 0 | On Peak | 0 | 1 | Off Peak | 0 | 0 | 1 | Super Off Peak | 0 | 1 | 0 | Off Peak | 1 | 0 | 0 | On Peak
2020 | 5 | 18 | 2020-05-18 | 22 | 0 | 0 | 0 | [6 empty] | 0 | 0 | 1 | 0 | Off Peak | 0 | 1 | 0 | Semi-Peak | 0 | 1 | Off Peak | 0 | 1 | Off Peak | 0 | 0 | 1 | Super Off Peak | 0 | 1 | 0 | Off Peak | 1 | 0 | 0 | On Peak
2020 | 5 | 18 | 2020-05-18 | 23 | 0 | 0 | 0 | [6 empty] | 0 | 0 | 1 | 0 | Off Peak | 0 | 0 | 1 | Off Peak | 0 | 1 | Off Peak | 0 | 1 | Off Peak | 0 | 0 | 1 | Super Off Peak | 0 | 1 | 0 | Off Peak | 1 | 0 | 0 | On Peak
2020 | 5 | 18 | 2020-05-18 | 24 | 0 | 0 | 0 | [6 empty] | 0 | 0 | 1 | 0 | Off Peak | 0 | 0 | 1 | Off Peak | 0 | 1 | Off Peak | 0 | 1 | Off Peak | 0 | 0 | 1 | Super Off Peak | 0 | 1 | 0 | Off Peak | 1 | 0 | 0 | On Peak
2020 | 5 | 19 | 2020-05-19 | 1 | 0 | 0 | 0 | [6 empty] | 0 | 0 | 0 | 1 | Super Off Peak | 0 | 0 | 1 | Off Peak | 0 | 1 | Off Peak | 0 | 1 | Off Peak | 0 | 0 | 1 | Super Off Peak | 0 | 0 | 1 | Super Off Peak | 0 | 0 | 1 | Super Off Peak
2020 | 5 | 19 | 2020-05-19 | 2 | 0 | 0 | 0 | [6 empty] | 0 | 0 | 0 | 1 | Super Off Peak | 0 | 0 | 1 | Off Peak | 0 | 1 | Off Peak | 0 | 1 | Off Peak | 0 | 0 | 1 | Super Off Peak | 0 | 0 | 1 | Super Off Peak | 0 | 0 | 1 | Super Off Peak
2020 | 5 | 19 | 2020-05-19 | 3 | 0 | 0 | 0 | [6 empty] | 0 | 0 | 0 | 1 | Super Off Peak | 0 | 0 | 1 | Off Peak | 0 | 1 | Off Peak | 0 | 1 | Off Peak | 0 | 0 | 1 | Super Off Peak | 0 | 0 | 1 | Super Off Peak | 0 | 0 | 1 | Super Off Peak
2020 | 5 | 19 | 2020-05-19 | 4 | 0 | 0 | 0 | [6 empty] | 0 | 0 | 0 | 1 | Super Off Peak | 0 | 0 | 1 | Off Peak | 0 | 1 | Off Peak | 0 | 1 | Off Peak | 0 | 0 | 1 | Super Off Peak | 0 | 0 | 1 | Super Off Peak | 0 | 0 | 1 | Super Off Peak
2020 | 5 | 19 | 2020-05-19 | 5 | 0 | 0 | 0 | [6 empty] | 0 | 0 | 0 | 1 | Super Off Peak | 0 | 0 | 1 | Off Peak | 0 | 1 | Off Peak | 0 | 1 | Off Peak | 0 | 0 | 1 | Super Off Peak | 0 | 0 | 1 | Super Off Peak | 0 | 0 | 1 | Super Off Peak
2020 | 5 | 19 | 2020-05-19 | 6 | 0 | 0 | 0 | [6 empty] | 0 | 0 | 0 | 1 | Super Off Peak | 0 | 0 | 1 | Off Peak | 0 | 1 | Off Peak | 0 | 1 | Off Peak | 0 | 0 | 1 | Super Off Peak | 0 | 1 | 0 | Off Peak | 0 | 1 | 0 | Off Peak
2020 | 5 | 19 | 2020-05-19 | 7 | 0 | 0 | 0 | [6 empty] | 0 | 0 | 1 | 0 | Off Peak | 0 | 1 | 0 | Semi-Peak | 0 | 1 | Off Peak | 0 | 1 | Off Peak | 0 | 1 | 0 | Off Peak | 0 | 1 | 0 | Off Peak | 0 | 1 | 0 | Off Peak
2020 | 5 | 19 | 2020-05-19 | 8 | 0 | 0 | 0 | [6 empty] | 0 | 0 | 1 | 0 | Off Peak | 0 | 1 | 0 | Semi-Peak | 0 | 1 | Off Peak | 0 | 1 | Off Peak | 0 | 1 | 0 | Off Peak | 0 | 1 | 0 | Off Peak | 0 | 1 | 0 | Off Peak
2020 | 5 | 19 | 2020-05-19 | 9 | 0 | 0 | 0 | [6 empty] | 0 | 0 | 1 | 0 | Off Peak | 0 | 1 | 0 | Semi-Peak | 0 | 1 | Off Peak | 0 | 1 | Off Peak | 0 | 1 | 0 | Off Peak | 0 | 1 | 0 | Off Peak | 0 | 1 | 0 | Off Peak
2020 | 5 | 19 | 2020-05-19 | 10 | 0 | 0 | 0 | [6 empty] | 0 | 0 | 1 | 0 | Off Peak | 0 | 1 | 0 | Semi-Peak | 0 | 1 | Off Peak | 0 | 1 | Off Peak | 0 | 1 | 0 | Off Peak | 0 | 1 | 0 | Off Peak | 0 | 1 | 0 | Off Peak
2020 | 5 | 19 | 2020-05-19 | 11 | 0 | 0 | 0 | [6 empty] | 0 | 0 | 1 | 0 | Off Peak | 0 | 1 | 0 | Semi-Peak | 0 | 1 | Off Peak | 0 | 1 | Off Peak | 0 | 1 | 0 | Off Peak | 0 | 1 | 0 | Off Peak | 0 | 1 | 0 | Off Peak
2020 | 5 | 19 | 2020-05-19 | 12 | 0 | 0 | 0 | [6 empty] | 0 | 0 | 1 | 0 | Off Peak | 0 | 1 | 0 | Semi-Peak | 0 | 1 | Off Peak | 0 | 1 | Off Peak | 0 | 1 | 0 | Off Peak | 0 | 1 | 0 | Off Peak | 0 | 1 | 0 | Off Peak
2020 | 5 | 19 | 2020-05-19 | 13 | 0 | 0 | 0 | [6 empty] | 0 | 0 | 1 | 0 | Off Peak | 0 | 1 | 0 | Semi-Peak | 0 | 1 | Off Peak | 1 | 0 | On Peak | 0 | 1 | 0 | Off Peak | 1 | 0 | 0 | On Peak | 0 | 1 | 0 | Off Peak
2020 | 5 | 19 | 2020-05-19 | 14 | 0 | 0 | 0 | [6 empty] | 0 | 0 | 1 | 0 | Off Peak | 0 | 1 | 0 | Semi-Peak | 0 | 1 | Off Peak | 1 | 0 | On Peak | 0 | 1 | 0 | Off Peak | 1 | 0 | 0 | On Peak | 0 | 1 | 0 | Off Peak
2020 | 5 | 19 | 2020-05-19 | 15 | 0 | 0 | 0 | [6 empty] | 0 | 0 | 1 | 0 | Off Peak | 0 | 1 | 0 | Semi-Peak | 0 | 1 | Off Peak | 1 | 0 | On Peak | 0 | 1 | 0 | Off Peak | 1 | 0 | 0 | On Peak | 0 | 1 | 0 | Off Peak
2020 | 5 | 19 | 2020-05-19 | 16 | 0 | 0 | 0 | [6 empty] | 0 | 0 | 1 | 0 | Off Peak | 0 | 1 | 0 | Semi-Peak | 0 | 1 | Off Peak | 1 | 0 | On Peak | 0 | 1 | 0 | Off Peak | 1 | 0 | 0 | On Peak | 0 | 1 | 0 | Off Peak
2020 | 5 | 19 | 2020-05-19 | 17 | 0 | 0 | 0 | [6 empty] | 0 | 1 | 0 | 0 | On Peak | 0 | 1 | 0 | Semi-Peak | 1 | 0 | On Peak | 1 | 0 | On Peak | 0 | 1 | 0 | Off Peak | 1 | 0 | 0 | On Peak | 0 | 1 | 0 | Off Peak
2020 | 5 | 19 | 2020-05-19 | 18 | 0 | 0 | 0 | [6 empty] | 0 | 1 | 0 | 0 | On Peak | 1 | 0 | 0 | On Peak | 1 | 0 | On Peak | 1 | 0 | On Peak | 0 | 1 | 0 | Off Peak | 1 | 0 | 0 | On Peak | 0 | 1 | 0 | Off Peak
2020 | 5 | 19 | 2020-05-19 | 19 | 0 | 0 | 0 | [6 empty] | 0 | 1 | 0 | 0 | On Peak | 1 | 0 | 0 | On Peak | 1 | 0 | On Peak | 0 | 1 | Off Peak | 0 | 0 | 1 | Super Off Peak | 1 | 0 | 0 | On Peak | 0 | 1 | 0 | Off Peak
2020 | 5 | 19 | 2020-05-19 | 20 | 0 | 0 | 0 | [6 empty] | 0 | 1 | 0 | 0 | On Peak | 1 | 0 | 0 | On Peak | 1 | 0 | On Peak | 0 | 1 | Off Peak | 0 | 0 | 1 | Super Off Peak | 1 | 0 | 0 | On Peak | 1 | 0 | 0 | On Peak
2020 | 5 | 19 | 2020-05-19 | 21 | 0 | 0 | 0 | [6 empty] | 0 | 1 | 0 | 0 | On Peak | 0 | 1 | 0 | Semi-Peak | 1 | 0 | On Peak | 0 | 1 | Off Peak | 0 | 0 | 1 | Super Off Peak | 0 | 1 | 0 | Off Peak | 1 | 0 | 0 | On Peak
2020 | 5 | 19 | 2020-05-19 | 22 | 0 | 0 | 0 | [6 empty] | 0 | 0 | 1 | 0 | Off Peak | 0 | 1 | 0 | Semi-Peak | 0 | 1 | Off Peak | 0 | 1 | Off Peak | 0 | 0 | 1 | Super Off Peak | 0 | 1 | 0 | Off Peak | 1 | 0 | 0 | On Peak
2020 | 5 | 19 | 2020-05-19 | 23 | 0 | 0 | 0 | [6 empty] | 0 | 0 | 1 | 0 | Off Peak | 0 | 0 | 1 | Off Peak | 0 | 1 | Off Peak | 0 | 1 | Off Peak | 0 | 0 | 1 | Super Off Peak | 0 | 1 | 0 | Off Peak | 1 | 0 | 0 | On Peak
2020 | 5 | 19 | 2020-05-19 | 24 | 0 | 0 | 0 | [6 empty] | 0 | 0 | 1 | 0 | Off Peak | 0 | 0 | 1 | Off Peak | 0 | 1 | Off Peak | 0 | 1 | Off Peak | 0 | 0 | 1 | Super Off Peak | 0 | 1 | 0 | Off Peak | 1 | 0 | 0 | On Peak
2020 | 5 | 20 | 2020-05-20 | 1 | 0 | 0 | 0 | [6 empty] | 0 | 0 | 0 | 1 | Super Off Peak | 0 | 0 | 1 | Off Peak | 0 | 1 | Off Peak | 0 | 1 | Off Peak | 0 | 0 | 1 | Super Off Peak | 0 | 0 | 1 | Super Off Peak | 0 | 0 | 1 | Super Off Peak
2020 | 5 | 20 | 2020-05-20 | 2 | 0 | 0 | 0 | [6 empty] | 0 | 0 | 0 | 1 | Super Off Peak | 0 | 0 | 1 | Off Peak | 0 | 1 | Off Peak | 0 | 1 | Off Peak | 0 | 0 | 1 | Super Off Peak | 0 | 0 | 1 | Super Off Peak | 0 | 0 | 1 | Super Off Peak
2020 | 5 | 20 | 2020-05-20 | 3 | 0 | 0 | 0 | [6 empty] | 0 | 0 | 0 | 1 | Super Off Peak | 0 | 0 | 1 | Off Peak | 0 | 1 | Off Peak | 0 | 1 | Off Peak | 0 | 0 | 1 | Super Off Peak | 0 | 0 | 1 | Super Off Peak | 0 | 0 | 1 | Super Off Peak
2020 | 5 | 20 | 2020-05-20 | 4 | 0 | 0 | 0 | [6 empty] | 0 | 0 | 0 | 1 | Super Off Peak | 0 | 0 | 1 | Off Peak | 0 | 1 | Off Peak | 0 | 1 | Off Peak | 0 | 0 | 1 | Super Off Peak | 0 | 0 | 1 | Super Off Peak | 0 | 0 | 1 | Super Off Peak
2020 | 5 | 20 | 2020-05-20 | 5 | 0 | 0 | 0 | [6 empty] | 0 | 0 | 0 | 1 | Super Off Peak | 0 | 0 | 1 | Off Peak | 0 | 1 | Off Peak | 0 | 1 | Off Peak | 0 | 0 | 1 | Super Off Peak | 0 | 0 | 1 | Super Off Peak | 0 | 0 | 1 | Super Off Peak
2020 | 5 | 20 | 2020-05-20 | 6 | 0 | 0 | 0 | [6 empty] | 0 | 0 | 0 | 1 | Super Off Peak | 0 | 0 | 1 | Off Peak | 0 | 1 | Off Peak | 0 | 1 | Off Peak | 0 | 0 | 1 | Super Off Peak | 0 | 1 | 0 | Off Peak | 0 | 1 | 0 | Off Peak
2020 | 5 | 20 | 2020-05-20 | 7 | 0 | 0 | 0 | [6 empty] | 0 | 0 | 1 | 0 | Off Peak | 0 | 1 | 0 | Semi-Peak | 0 | 1 | Off Peak | 0 | 1 | Off Peak | 0 | 1 | 0 | Off Peak | 0 | 1 | 0 | Off Peak | 0 | 1 | 0 | Off Peak
2020 | 5 | 20 | 2020-05-20 | 8 | 0 | 0 | 0 | [6 empty] | 0 | 0 | 1 | 0 | Off Peak | 0 | 1 | 0 | Semi-Peak | 0 | 1 | Off Peak | 0 | 1 | Off Peak | 0 | 1 | 0 | Off Peak | 0 | 1 | 0 | Off Peak | 0 | 1 | 0 | Off Peak
2020 | 5 | 20 | 2020-05-20 | 9 | 0 | 0 | 0 | [6 empty] | 0 | 0 | 1 | 0 | Off Peak | 0 | 1 | 0 | Semi-Peak | 0 | 1 | Off Peak | 0 | 1 | Off Peak | 0 | 1 | 0 | Off Peak | 0 | 1 | 0 | Off Peak | 0 | 1 | 0 | Off Peak
2020 | 5 | 20 | 2020-05-20 | 10 | 0 | 0 | 0 | [6 empty] | 0 | 0 | 1 | 0 | Off Peak | 0 | 1 | 0 | Semi-Peak | 0 | 1 | Off Peak | 0 | 1 | Off Peak | 0 | 1 | 0 | Off Peak | 0 | 1 | 0 | Off Peak | 0 | 1 | 0 | Off Peak
2020 | 5 | 20 | 2020-05-20 | 11 | 0 | 0 | 0 | [6 empty] | 0 | 0 | 1 | 0 | Off Peak | 0 | 1 | 0 | Semi-Peak | 0 | 1 | Off Peak | 0 | 1 | Off Peak | 0 | 1 | 0 | Off Peak | 0 | 1 | 0 | Off Peak | 0 | 1 | 0 | Off Peak
2020 | 5 | 20 | 2020-05-20 | 12 | 0 | 0 | 0 | [6 empty] | 0 | 0 | 1 | 0 | Off Peak | 0 | 1 | 0 | Semi-Peak | 0 | 1 | Off Peak | 0 | 1 | Off Peak | 0 | 1 | 0 | Off Peak | 0 | 1 | 0 | Off Peak | 0 | 1 | 0 | Off Peak
2020 | 5 | 20 | 2020-05-20 | 13 | 0 | 0 | 0 | [6 empty] | 0 | 0 | 1 | 0 | Off Peak | 0 | 1 | 0 | Semi-Peak | 0 | 1 | Off Peak | 1 | 0 | On Peak | 0 | 1 | 0 | Off Peak | 1 | 0 | 0 | On Peak | 0 | 1 | 0 | Off Peak
2020 | 5 | 20 | 2020-05-20 | 14 | 0 | 0 | 0 | [6 empty] | 0 | 0 | 1 | 0 | Off Peak | 0 | 1 | 0 | Semi-Peak | 0 | 1 | Off Peak | 1 | 0 | On Peak | 0 | 1 | 0 | Off Peak | 1 | 0 | 0 | On Peak | 0 | 1 | 0 | Off Peak
2020 | 5 | 20 | 2020-05-20 | 15 | 0 | 0 | 0 | [6 empty] | 0 | 0 | 1 | 0 | Off Peak | 0 | 1 | 0 | Semi-Peak | 0 | 1 | Off Peak | 1 | 0 | On Peak | 0 | 1 | 0 | Off Peak | 1 | 0 | 0 | On Peak | 0 | 1 | 0 | Off Peak
2020 | 5 | 20 | 2020-05-20 | 16 | 0 | 0 | 0 | [6 empty] | 0 | 0 | 1 | 0 | Off Peak | 0 | 1 | 0 | Semi-Peak | 0 | 1 | Off Peak | 1 | 0 | On Peak | 0 | 1 | 0 | Off Peak | 1 | 0 | 0 | On Peak | 0 | 1 | 0 | Off Peak
2020 | 5 | 20 | 2020-05-20 | 17 | 0 | 0 | 0 | [6 empty] | 0 | 1 | 0 | 0 | On Peak | 0 | 1 | 0 | Semi-Peak | 1 | 0 | On Peak | 1 | 0 | On Peak | 0 | 1 | 0 | Off Peak | 1 | 0 | 0 | On Peak | 0 | 1 | 0 | Off Peak
2020 | 5 | 20 | 2020-05-20 | 18 | 0 | 0 | 0 | [6 empty] | 0 | 1 | 0 | 0 | On Peak | 1 | 0 | 0 | On Peak | 1 | 0 | On Peak | 1 | 0 | On Peak | 0 | 1 | 0 | Off Peak | 1 | 0 | 0 | On Peak | 0 | 1 | 0 | Off Peak
2020 | 5 | 20 | 2020-05-20 | 19 | 0 | 0 | 0 | [6 empty] | 0 | 1 | 0 | 0 | On Peak | 1 | 0 | 0 | On Peak | 1 | 0 | On Peak | 0 | 1 | Off Peak | 0 | 0 | 1 | Super Off Peak | 1 | 0 | 0 | On Peak | 0 | 1 | 0 | Off Peak
2020 | 5 | 20 | 2020-05-20 | 20 | 0 | 0 | 0 | [6 empty] | 0 | 1 | 0 | 0 | On Peak | 1 | 0 | 0 | On Peak | 1 | 0 | On Peak | 0 | 1 | Off Peak | 0 | 0 | 1 | Super Off Peak | 1 | 0 | 0 | On Peak | 1 | 0 | 0 | On Peak
2020 | 5 | 20 | 2020-05-20 | 21 | 0 | 0 | 0 | [6 empty] | 0 | 1 | 0 | 0 | On Peak | 0 | 1 | 0 | Semi-Peak | 1 | 0 | On Peak | 0 | 1 | Off Peak | 0 | 0 | 1 | Super Off Peak | 0 | 1 | 0 | Off Peak | 1 | 0 | 0 | On Peak
2020 | 5 | 20 | 2020-05-20 | 22 | 0 | 0 | 0 | [6 empty] | 0 | 0 | 1 | 0 | Off Peak | 0 | 1 | 0 | Semi-Peak | 0 | 1 | Off Peak | 0 | 1 | Off Peak | 0 | 0 | 1 | Super Off Peak | 0 | 1 | 0 | Off Peak | 1 | 0 | 0 | On Peak
2020 | 5 | 20 | 2020-05-20 | 23 | 0 | 0 | 0 | [6 empty] | 0 | 0 | 1 | 0 | Off Peak | 0 | 0 | 1 | Off Peak | 0 | 1 | Off Peak | 0 | 1 | Off Peak | 0 | 0 | 1 | Super Off Peak | 0 | 1 | 0 | Off Peak | 1 | 0 | 0 | On Peak
2020 | 5 | 20 | 2020-05-20 | 24 | 0 | 0 | 0 | [6 empty] | 0 | 0 | 1 | 0 | Off Peak | 0 | 0 | 1 | Off Peak | 0 | 1 | Off Peak | 0 | 1 | Off Peak | 0 | 0 | 1 | Super Off Peak | 0 | 1 | 0 | Off Peak | 1 | 0 | 0 | On Peak
2020 | 5 | 21 | 2020-05-21 | 1 | 0 | 0 | 0 | [6 empty] | 0 | 0 | 0 | 1 | Super Off Peak | 0 | 0 | 1 | Off Peak | 0 | 1 | Off Peak | 0 | 1 | Off Peak | 0 | 0 | 1 | Super Off Peak | 0 | 0 | 1 | Super Off Peak | 0 | 0 | 1 | Super Off Peak
2020 | 5 | 21 | 2020-05-21 | 2 | 0 | 0 | 0 | [6 empty] | 0 | 0 | 0 | 1 | Super Off Peak | 0 | 0 | 1 | Off Peak | 0 | 1 | Off Peak | 0 | 1 | Off Peak | 0 | 0 | 1 | Super Off Peak | 0 | 0 | 1 | Super Off Peak | 0 | 0 | 1 | Super Off Peak
2020 | 5 | 21 | 2020-05-21 | 3 | 0 | 0 | 0 | [6 empty] | 0 | 0 | 0 | 1 | Super Off Peak | 0 | 0 | 1 | Off Peak | 0 | 1 | Off Peak | 0 | 1 | Off Peak | 0 | 0 | 1 | Super Off Peak | 0 | 0 | 1 | Super Off Peak | 0 | 0 | 1 | Super Off Peak
2020 | 5 | 21 | 2020-05-21 | 4 | 0 | 0 | 0 | [6 empty] | 0 | 0 | 0 | 1 | Super Off Peak | 0 | 0 | 1 | Off Peak | 0 | 1 | Off Peak | 0 | 1 | Off Peak | 0 | 0 | 1 | Super Off Peak | 0 | 0 | 1 | Super Off Peak | 0 | 0 | 1 | Super Off Peak
2020 | 5 | 21 | 2020-05-21 | 5 | 0 | 0 | 0 | [6 empty] | 0 | 0 | 0 | 1 | Super Off Peak | 0 | 0 | 1 | Off Peak | 0 | 1 | Off Peak | 0 | 1 | Off Peak | 0 | 0 | 1 | Super Off Peak | 0 | 0 | 1 | Super Off Peak | 0 | 0 | 1 | Super Off Peak
2020 | 5 | 21 | 2020-05-21 | 6 | 0 | 0 | 0 | [6 empty] | 0 | 0 | 0 | 1 | Super Off Peak | 0 | 0 | 1 | Off Peak | 0 | 1 | Off Peak | 0 | 1 | Off Peak | 0 | 0 | 1 | Super Off Peak | 0 | 1 | 0 | Off Peak | 0 | 1 | 0 | Off Peak
2020 | 5 | 21 | 2020-05-21 | 7 | 0 | 0 | 0 | [6 empty] | 0 | 0 | 1 | 0 | Off Peak | 0 | 1 | 0 | Semi-Peak | 0 | 1 | Off Peak | 0 | 1 | Off Peak | 0 | 1 | 0 | Off Peak | 0 | 1 | 0 | Off Peak | 0 | 1 | 0 | Off Peak
2020 | 5 | 21 | 2020-05-21 | 8 | 0 | 0 | 0 | [6 empty] | 0 | 0 | 1 | 0 | Off Peak | 0 | 1 | 0 | Semi-Peak | 0 | 1 | Off Peak | 0 | 1 | Off Peak | 0 | 1 | 0 | Off Peak | 0 | 1 | 0 | Off Peak | 0 | 1 | 0 | Off Peak
2020 | 5 | 21 | 2020-05-21 | 9 | 0 | 0 | 0 | [6 empty] | 0 | 0 | 1 | 0 | Off Peak | 0 | 1 | 0 | Semi-Peak | 0 | 1 | Off Peak | 0 | 1 | Off Peak | 0 | 1 | 0 | Off Peak | 0 | 1 | 0 | Off Peak | 0 | 1 | 0 | Off Peak
2020 | 5 | 21 | 2020-05-21 | 10 | 0 | 0 | 0 | [6 empty] | 0 | 0 | 1 | 0 | Off Peak | 0 | 1 | 0 | Semi-Peak | 0 | 1 | Off Peak | 0 | 1 | Off Peak | 0 | 1 | 0 | Off Peak | 0 | 1 | 0 | Off Peak | 0 | 1 | 0 | Off Peak
2020 | 5 | 21 | 2020-05-21 | 11 | 0 | 0 | 0 | [6 empty] | 0 | 0 | 1 | 0 | Off Peak | 0 | 1 | 0 | Semi-Peak | 0 | 1 | Off Peak | 0 | 1 | Off Peak | 0 | 1 | 0 | Off Peak | 0 | 1 | 0 | Off Peak | 0 | 1 | 0 | Off Peak
2020 | 5 | 21 | 2020-05-21 | 12 | 0 | 0 | 0 | [6 empty] | 0 | 0 | 1 | 0 | Off Peak | 0 | 1 | 0 | Semi-Peak | 0 | 1 | Off Peak | 0 | 1 | Off Peak | 0 | 1 | 0 | Off Peak | 0 | 1 | 0 | Off Peak | 0 | 1 | 0 | Off Peak
2020 | 5 | 21 | 2020-05-21 | 13 | 0 | 0 | 0 | [6 empty] | 0 | 0 | 1 | 0 | Off Peak | 0 | 1 | 0 | Semi-Peak | 0 | 1 | Off Peak | 1 | 0 | On Peak | 0 | 1 | 0 | Off Peak | 1 | 0 | 0 | On Peak | 0 | 1 | 0 | Off Peak
2020 | 5 | 21 | 2020-05-21 | 14 | 0 | 0 | 0 | [6 empty] | 0 | 0 | 1 | 0 | Off Peak | 0 | 1 | 0 | Semi-Peak | 0 | 1 | Off Peak | 1 | 0 | On Peak | 0 | 1 | 0 | Off Peak | 1 | 0 | 0 | On Peak | 0 | 1 | 0 | Off Peak
2020 | 5 | 21 | 2020-05-21 | 15 | 0 | 0 | 0 | [6 empty] | 0 | 0 | 1 | 0 | Off Peak | 0 | 1 | 0 | Semi-Peak | 0 | 1 | Off Peak | 1 | 0 | On Peak | 0 | 1 | 0 | Off Peak | 1 | 0 | 0 | On Peak | 0 | 1 | 0 | Off Peak
2020 | 5 | 21 | 2020-05-21 | 16 | 0 | 0 | 0 | [6 empty] | 0 | 0 | 1 | 0 | Off Peak | 0 | 1 | 0 | Semi-Peak | 0 | 1 | Off Peak | 1 | 0 | On Peak | 0 | 1 | 0 | Off Peak | 1 | 0 | 0 | On Peak | 0 | 1 | 0 | Off Peak
2020 | 5 | 21 | 2020-05-21 | 17 | 0 | 0 | 0 | [6 empty] | 0 | 1 | 0 | 0 | On Peak | 0 | 1 | 0 | Semi-Peak | 1 | 0 | On Peak | 1 | 0 | On Peak | 0 | 1 | 0 | Off Peak | 1 | 0 | 0 | On Peak | 0 | 1 | 0 | Off Peak
2020 | 5 | 21 | 2020-05-21 | 18 | 0 | 0 | 0 | [6 empty] | 0 | 1 | 0 | 0 | On Peak | 1 | 0 | 0 | On Peak | 1 | 0 | On Peak | 1 | 0 | On Peak | 0 | 1 | 0 | Off Peak | 1 | 0 | 0 | On Peak | 0 | 1 | 0 | Off Peak
2020 | 5 | 21 | 2020-05-21 | 19 | 0 | 0 | 0 | [6 empty] | 0 | 1 | 0 | 0 | On Peak | 1 | 0 | 0 | On Peak | 1 | 0 | On Peak | 0 | 1 | Off Peak | 0 | 0 | 1 | Super Off Peak | 1 | 0 | 0 | On Peak | 0 | 1 | 0 | Off Peak
2020 | 5 | 21 | 2020-05-21 | 20 | 0 | 0 | 0 | [6 empty] | 0 | 1 | 0 | 0 | On Peak | 1 | 0 | 0 | On Peak | 1 | 0 | On Peak | 0 | 1 | Off Peak | 0 | 0 | 1 | Super Off Peak | 1 | 0 | 0 | On Peak | 1 | 0 | 0 | On Peak
2020 | 5 | 21 | 2020-05-21 | 21 | 0 | 0 | 0 | [6 empty] | 0 | 1 | 0 | 0 | On Peak | 0 | 1 | 0 | Semi-Peak | 1 | 0 | On Peak | 0 | 1 | Off Peak | 0 | 0 | 1 | Super Off Peak | 0 | 1 | 0 | Off Peak | 1 | 0 | 0 | On Peak
2020 | 5 | 21 | 2020-05-21 | 22 | 0 | 0 | 0 | [6 empty] | 0 | 0 | 1 | 0 | Off Peak | 0 | 1 | 0 | Semi-Peak | 0 | 1 | Off Peak | 0 | 1 | Off Peak | 0 | 0 | 1 | Super Off Peak | 0 | 1 | 0 | Off Peak | 1 | 0 | 0 | On Peak
2020 | 5 | 21 | 2020-05-21 | 23 | 0 | 0 | 0 | [6 empty] | 0 | 0 | 1 | 0 | Off Peak | 0 | 0 | 1 | Off Peak | 0 | 1 | Off Peak | 0 | 1 | Off Peak | 0 | 0 | 1 | Super Off Peak | 0 | 1 | 0 | Off Peak | 1 | 0 | 0 | On Peak
2020 | 5 | 21 | 2020-05-21 | 24 | 0 | 0 | 0 | [6 empty] | 0 | 0 | 1 | 0 | Off Peak | 0 | 0 | 1 | Off Peak | 0 | 1 | Off Peak | 0 | 1 | Off Peak | 0 | 0 | 1 | Super Off Peak | 0 | 1 | 0 | Off Peak | 1 | 0 | 0 | On Peak
2020 | 5 | 22 | 2020-05-22 | 1 | 0 | 0 | 0 | [6 empty] | 0 | 0 | 0 | 1 | Super Off Peak | 0 | 0 | 1 | Off Peak | 0 | 1 | Off Peak | 0 | 1 | Off Peak | 0 | 0 | 1 | Super Off Peak | 0 | 0 | 1 | Super Off Peak | 0 | 0 | 1 | Super Off Peak
2020 | 5 | 22 | 2020-05-22 | 2 | 0 | 0 | 0 | [6 empty] | 0 | 0 | 0 | 1 | Super Off Peak | 0 | 0 | 1 | Off Peak | 0 | 1 | Off Peak | 0 | 1 | Off Peak | 0 | 0 | 1 | Super Off Peak | 0 | 0 | 1 | Super Off Peak | 0 | 0 | 1 | Super Off Peak
2020 | 5 | 22 | 2020-05-22 | 3 | 0 | 0 | 0 | [6 empty] | 0 | 0 | 0 | 1 | Super Off Peak | 0 | 0 | 1 | Off Peak | 0 | 1 | Off Peak | 0 | 1 | Off Peak | 0 | 0 | 1 | Super Off Peak | 0 | 0 | 1 | Super Off Peak | 0 | 0 | 1 | Super Off Peak
2020 | 5 | 22 | 2020-05-22 | 4 | 0 | 0 | 0 | [6 empty] | 0 | 0 | 0 | 1 | Super Off Peak | 0 | 0 | 1 | Off Peak | 0 | 1 | Off Peak | 0 | 1 | Off Peak | 0 | 0 | 1 | Super Off Peak | 0 | 0 | 1 | Super Off Peak | 0 | 0 | 1 | Super Off Peak
2020 | 5 | 22 | 2020-05-22 | 5 | 0 | 0 | 0 | [6 empty] | 0 | 0 | 0 | 1 | Super Off Peak | 0 | 0 | 1 | Off Peak | 0 | 1 | Off Peak | 0 | 1 | Off Peak | 0 | 0 | 1 | Super Off Peak | 0 | 0 | 1 | Super Off Peak | 0 | 0 | 1 | Super Off Peak
2020 | 5 | 22 | 2020-05-22 | 6 | 0 | 0 | 0 | [6 empty] | 0 | 0 | 0 | 1 | Super Off Peak | 0 | 0 | 1 | Off Peak | 0 | 1 | Off Peak | 0 | 1 | Off Peak | 0 | 0 | 1 | Super Off Peak | 0 | 1 | 0 | Off Peak | 0 | 1 | 0 | Off Peak
2020 | 5 | 22 | 2020-05-22 | 7 | 0 | 0 | 0 | [6 empty] | 0 | 0 | 1 | 0 | Off Peak | 0 | 1 | 0 | Semi-Peak | 0 | 1 | Off Peak | 0 | 1 | Off Peak | 0 | 1 | 0 | Off Peak | 0 | 1 | 0 | Off Peak | 0 | 1 | 0 | Off Peak
2020 | 5 | 22 | 2020-05-22 | 8 | 0 | 0 | 0 | [6 empty] | 0 | 0 | 1 | 0 | Off Peak | 0 | 1 | 0 | Semi-Peak | 0 | 1 | Off Peak | 0 | 1 | Off Peak | 0 | 1 | 0 | Off Peak | 0 | 1 | 0 | Off Peak | 0 | 1 | 0 | Off Peak
2020 | 5 | 22 | 2020-05-22 | 9 | 0 | 0 | 0 | [6 empty] | 0 | 0 | 1 | 0 | Off Peak | 0 | 1 | 0 | Semi-Peak | 0 | 1 | Off Peak | 0 | 1 | Off Peak | 0 | 1 | 0 | Off Peak | 0 | 1 | 0 | Off Peak | 0 | 1 | 0 | Off Peak
2020 | 5 | 22 | 2020-05-22 | 10 | 0 | 0 | 0 | [6 empty] | 0 | 0 | 1 | 0 | Off Peak | 0 | 1 | 0 | Semi-Peak | 0 | 1 | Off Peak | 0 | 1 | Off Peak | 0 | 1 | 0 | Off Peak | 0 | 1 | 0 | Off Peak | 0 | 1 | 0 | Off Peak
2020 | 5 | 22 | 2020-05-22 | 11 | 0 | 0 | 0 | [6 empty] | 0 | 0 | 1 | 0 | Off Peak | 0 | 1 | 0 | Semi-Peak | 0 | 1 | Off Peak | 0 | 1 | Off Peak | 0 | 1 | 0 | Off Peak | 0 | 1 | 0 | Off Peak | 0 | 1 | 0 | Off Peak
2020 | 5 | 22 | 2020-05-22 | 12 | 0 | 0 | 0 | [6 empty] | 0 | 0 | 1 | 0 | Off Peak | 0 | 1 | 0 | Semi-Peak | 0 | 1 | Off Peak | 0 | 1 | Off Peak | 0 | 1 | 0 | Off Peak | 0 | 1 | 0 | Off Peak | 0 | 1 | 0 | Off Peak
2020 | 5 | 22 | 2020-05-22 | 13 | 0 | 0 | 0 | [6 empty] | 0 | 0 | 1 | 0 | Off Peak | 0 | 1 | 0 | Semi-Peak | 0 | 1 | Off Peak | 1 | 0 | On Peak | 0 | 1 | 0 | Off Peak | 1 | 0 | 0 | On Peak | 0 | 1 | 0 | Off Peak
2020 | 5 | 22 | 2020-05-22 | 14 | 0 | 0 | 0 | [6 empty] | 0 | 0 | 1 | 0 | Off Peak | 0 | 1 | 0 | Semi-Peak | 0 | 1 | Off Peak | 1 | 0 | On Peak | 0 | 1 | 0 | Off Peak | 1 | 0 | 0 | On Peak | 0 | 1 | 0 | Off Peak
2020 | 5 | 22 | 2020-05-22 | 15 | 0 | 0 | 0 | [6 empty] | 0 | 0 | 1 | 0 | Off Peak | 0 | 1 | 0 | Semi-Peak | 0 | 1 | Off Peak | 1 | 0 | On Peak | 0 | 1 | 0 | Off Peak | 1 | 0 | 0 | On Peak | 0 | 1 | 0 | Off Peak
2020 | 5 | 22 | 2020-05-22 | 16 | 0 | 0 | 0 | [6 empty] | 0 | 0 | 1 | 0 | Off Peak | 0 | 1 | 0 | Semi-Peak | 0 | 1 | Off Peak | 1 | 0 | On Peak | 0 | 1 | 0 | Off Peak | 1 | 0 | 0 | On Peak | 0 | 1 | 0 | Off Peak
2020 | 5 | 22 | 2020-05-22 | 17 | 0 | 0 | 0 | [6 empty] | 0 | 1 | 0 | 0 | On Peak | 0 | 1 | 0 | Semi-Peak | 1 | 0 | On Peak | 1 | 0 | On Peak | 0 | 1 | 0 | Off Peak | 1 | 0 | 0 | On Peak | 0 | 1 | 0 | Off Peak
2020 | 5 | 22 | 2020-05-22 | 18 | 0 | 0 | 0 | [6 empty] | 0 | 1 | 0 | 0 | On Peak | 1 | 0 | 0 | On Peak | 1 | 0 | On Peak | 1 | 0 | On Peak | 0 | 1 | 0 | Off Peak | 1 | 0 | 0 | On Peak | 0 | 1 | 0 | Off Peak
2020 | 5 | 22 | 2020-05-22 | 19 | 0 | 0 | 0 | [6 empty] | 0 | 1 | 0 | 0 | On Peak | 1 | 0 | 0 | On Peak | 1 | 0 | On Peak | 0 | 1 | Off Peak | 0 | 0 | 1 | Super Off Peak | 1 | 0 | 0 | On Peak | 0 | 1 | 0 | Off Peak
2020 | 5 | 22 | 2020-05-22 | 20 | 0 | 0 | 0 | [6 empty] | 0 | 1 | 0 | 0 | On Peak | 1 | 0 | 0 | On Peak | 1 | 0 | On Peak | 0 | 1 | Off Peak | 0 | 0 | 1 | Super Off Peak | 1 | 0 | 0 | On Peak | 1 | 0 | 0 | On Peak
2020 | 5 | 22 | 2020-05-22 | 21 | 0 | 0 | 0 | [6 empty] | 0 | 1 | 0 | 0 | On Peak | 0 | 1 | 0 | Semi-Peak | 1 | 0 | On Peak | 0 | 1 | Off Peak | 0 | 0 | 1 | Super Off Peak | 0 | 1 | 0 | Off Peak | 1 | 0 | 0 | On Peak
2020 | 5 | 22 | 2020-05-22 | 22 | 0 | 0 | 0 | [6 empty] | 0 | 0 | 1 | 0 | Off Peak | 0 | 1 | 0 | Semi-Peak | 0 | 1 | Off Peak | 0 | 1 | Off Peak | 0 | 0 | 1 | Super Off Peak | 0 | 1 | 0 | Off Peak | 1 | 0 | 0 | On Peak
2020 | 5 | 22 | 2020-05-22 | 23 | 0 | 0 | 0 | [6 empty] | 0 | 0 | 1 | 0 | Off Peak | 0 | 0 | 1 | Off Peak | 0 | 1 | Off Peak | 0 | 1 | Off Peak | 0 | 0 | 1 | Super Off Peak | 0 | 1 | 0 | Off Peak | 1 | 0 | 0 | On Peak
2020 | 5 | 22 | 2020-05-22 | 24 | 0 | 0 | 0 | [6 empty] | 0 | 0 | 1 | 0 | Off Peak | 0 | 0 | 1 | Off Peak | 0 | 1 | Off Peak | 0 | 1 | Off Peak | 0 | 0 | 1 | Super Off Peak | 0 | 1 | 0 | Off Peak | 1 | 0 | 0 | On Peak
2020 | 5 | 23 | 2020-05-23 | 1 | 0 | 1 | 0 | [6 empty] | 0 | 0 | 0 | 1 | Super Off Peak | 0 | 0 | 1 | Off Peak | 0 | 1 | Off Peak | 0 | 1 | Off Peak | 0 | 0 | 1 | Super Off Peak | 0 | 0 | 1 | Super Off Peak | 0 | 0 | 1 | Super Off Peak
2020 | 5 | 23 | 2020-05-23 | 2 | 0 | 1 | 0 | [6 empty] | 0 | 0 | 0 | 1 | Super Off Peak | 0 | 0 | 1 | Off Peak | 0 | 1 | Off Peak | 0 | 1 | Off Peak | 0 | 0 | 1 | Super Off Peak | 0 | 0 | 1 | Super Off Peak | 0 | 0 | 1 | Super Off Peak
2020 | 5 | 23 | 2020-05-23 | 3 | 0 | 1 | 0 | [6 empty] | 0 | 0 | 0 | 1 | Super Off Peak | 0 | 0 | 1 | Off Peak | 0 | 1 | Off Peak | 0 | 1 | Off Peak | 0 | 0 | 1 | Super Off Peak | 0 | 0 | 1 | Super Off Peak | 0 | 0 | 1 | Super Off Peak
2020 | 5 | 23 | 2020-05-23 | 4 | 0 | 1 | 0 | [6 empty] | 0 | 0 | 0 | 1 | Super Off Peak | 0 | 0 | 1 | Off Peak | 0 | 1 | Off Peak | 0 | 1 | Off Peak | 0 | 0 | 1 | Super Off Peak | 0 | 0 | 1 | Super Off Peak | 0 | 0 | 1 | Super Off Peak
2020 | 5 | 23 | 2020-05-23 | 5 | 0 | 1 | 0 | [6 empty] | 0 | 0 | 0 | 1 | Super Off Peak | 0 | 0 | 1 | Off Peak | 0 | 1 | Off Peak | 0 | 1 | Off Peak | 0 | 0 | 1 | Super Off Peak | 0 | 0 | 1 | Super Off Peak | 0 | 0 | 1 | Super Off Peak
2020 | 5 | 23 | 2020-05-23 | 6 | 0 | 1 | 0 | [6 empty] | 0 | 0 | 0 | 1 | Super Off Peak | 0 | 0 | 1 | Off Peak | 0 | 1 | Off Peak | 0 | 1 | Off Peak | 0 | 0 | 1 | Super Off Peak | 0 | 1 | 0 | Off Peak | 0 | 1 | 0 | Off Peak
2020 | 5 | 23 | 2020-05-23 | 7 | 0 | 1 | 0 | [6 empty] | 0 | 0 | 0 | 1 | Super Off Peak | 0 | 0 | 1 | Off Peak | 0 | 1 | Off Peak | 0 | 1 | Off Peak | 0 | 0 | 1 | Super Off Peak | 0 | 1 | 0 | Off Peak | 0 | 1 | 0 | Off Peak
2020 | 5 | 23 | 2020-05-23 | 8 | 0 | 1 | 0 | [6 empty] | 0 | 0 | 0 | 1 | Super Off Peak | 0 | 0 | 1 | Off Peak | 0 | 1 | Off Peak | 0 | 1 | Off Peak | 0 | 0 | 1 | Super Off Peak | 0 | 1 | 0 | Off Peak | 0 | 1 | 0 | Off Peak
2020 | 5 | 23 | 2020-05-23 | 9 | 0 | 1 | 0 | [6 empty] | 0 | 0 | 0 | 1 | Super Off Peak | 0 | 0 | 1 | Off Peak | 0 | 1 | Off Peak | 0 | 1 | Off Peak | 0 | 0 | 1 | Super Off Peak | 0 | 1 | 0 | Off Peak | 0 | 1 | 0 | Off Peak
2020 | 5 | 23 | 2020-05-23 | 10 | 0 | 1 | 0 | [6 empty] | 0 | 0 | 0 | 1 | Super Off Peak | 0 | 0 | 1 | Off Peak | 0 | 1 | Off Peak | 0 | 1 | Off Peak | 0 | 0 | 1 | Super Off Peak | 0 | 1 | 0 | Off Peak | 0 | 1 | 0 | Off Peak
2020 | 5 | 23 | 2020-05-23 | 11 | 0 | 1 | 0 | [6 empty] | 0 | 0 | 0 | 1 | Super Off Peak | 0 | 0 | 1 | Off Peak | 0 | 1 | Off Peak | 0 | 1 | Off Peak | 0 | 0 | 1 | Super Off Peak | 0 | 1 | 0 | Off Peak | 0 | 1 | 0 | Off Peak
2020 | 5 | 23 | 2020-05-23 | 12 | 0 | 1 | 0 | [6 empty] | 0 | 0 | 0 | 1 | Super Off Peak | 0 | 0 | 1 | Off Peak | 0 | 1 | Off Peak | 0 | 1 | Off Peak | 0 | 0 | 1 | Super Off Peak | 0 | 1 | 0 | Off Peak | 0 | 1 | 0 | Off Peak
2020 | 5 | 23 | 2020-05-23 | 13 | 0 | 1 | 0 | [6 empty] | 0 | 0 | 0 | 1 | Super Off Peak | 0 | 0 | 1 | Off Peak | 0 | 1 | Off Peak | 0 | 1 | Off Peak | 0 | 0 | 1 | Super Off Peak | 1 | 0 | 0 | On Peak | 0 | 1 | 0 | Off Peak
2020 | 5 | 23 | 2020-05-23 | 14 | 0 | 1 | 0 | [6 empty] | 0 | 0 | 0 | 1 | Super Off Peak | 0 | 0 | 1 | Off Peak | 0 | 1 | Off Peak | 0 | 1 | Off Peak | 0 | 0 | 1 | Super Off Peak | 1 | 0 | 0 | On Peak | 0 | 1 | 0 | Off Peak
2020 | 5 | 23 | 2020-05-23 | 15 | 0 | 1 | 0 | [6 empty] | 0 | 0 | 1 | 0 | Off Peak | 0 | 0 | 1 | Off Peak | 0 | 1 | Off Peak | 0 | 1 | Off Peak | 0 | 0 | 1 | Super Off Peak | 1 | 0 | 0 | On Peak | 0 | 1 | 0 | Off Peak
2020 | 5 | 23 | 2020-05-23 | 16 | 0 | 1 | 0 | [6 empty] | 0 | 0 | 1 | 0 | Off Peak | 0 | 0 | 1 | Off Peak | 0 | 1 | Off Peak | 0 | 1 | Off Peak | 0 | 0 | 1 | Super Off Peak | 1 | 0 | 0 | On Peak | 0 | 1 | 0 | Off Peak
2020 | 5 | 23 | 2020-05-23 | 17 | 0 | 1 | 0 | [6 empty] | 0 | 1 | 0 | 0 | On Peak | 0 | 0 | 1 | Off Peak | 0 | 1 | Off Peak | 0 | 1 | Off Peak | 0 | 0 | 1 | Super Off Peak | 1 | 0 | 0 | On Peak | 0 | 1 | 0 | Off Peak
2020 | 5 | 23 | 2020-05-23 | 18 | 0 | 1 | 0 | [6 empty] | 0 | 1 | 0 | 0 | On Peak | 0 | 0 | 1 | Off Peak | 0 | 1 | Off Peak | 0 | 1 | Off Peak | 0 | 0 | 1 | Super Off Peak | 1 | 0 | 0 | On Peak | 0 | 1 | 0 | Off Peak
2020 | 5 | 23 | 2020-05-23 | 19 | 0 | 1 | 0 | [6 empty] | 0 | 1 | 0 | 0 | On Peak | 0 | 0 | 1 | Off Peak | 0 | 1 | Off Peak | 0 | 1 | Off Peak | 0 | 0 | 1 | Super Off Peak | 1 | 0 | 0 | On Peak | 0 | 1 | 0 | Off Peak
2020 | 5 | 23 | 2020-05-23 | 20 | 0 | 1 | 0 | [6 empty] | 0 | 1 | 0 | 0 | On Peak | 0 | 0 | 1 | Off Peak | 0 | 1 | Off Peak | 0 | 1 | Off Peak | 0 | 0 | 1 | Super Off Peak | 1 | 0 | 0 | On Peak | 1 | 0 | 0 | On Peak
2020 | 5 | 23 | 2020-05-23 | 21 | 0 | 1 | 0 | [6 empty] | 0 | 1 | 0 | 0 | On Peak | 0 | 0 | 1 | Off Peak | 0 | 1 | Off Peak | 0 | 1 | Off Peak | 0 | 0 | 1 | Super Off Peak | 0 | 1 | 0 | Off Peak | 1 | 0 | 0 | On Peak
2020 | 5 | 23 | 2020-05-23 | 22 | 0 | 1 | 0 | [6 empty] | 0 | 0 | 1 | 0 | Off Peak | 0 | 0 | 1 | Off Peak | 0 | 1 | Off Peak | 0 | 1 | Off Peak | 0 | 0 | 1 | Super Off Peak | 0 | 1 | 0 | Off Peak | 1 | 0 | 0 | On Peak
2020 | 5 | 23 | 2020-05-23 | 23 | 0 | 1 | 0 | [6 empty] | 0 | 0 | 1 | 0 | Off Peak | 0 | 0 | 1 | Off Peak | 0 | 1 | Off Peak | 0 | 1 | Off Peak | 0 | 0 | 1 | Super Off Peak | 0 | 1 | 0 | Off Peak | 1 | 0 | 0 | On Peak
2020 | 5 | 23 | 2020-05-23 | 24 | 0 | 1 | 0 | [6 empty] | 0 | 0 | 1 | 0 | Off Peak | 0 | 0 | 1 | Off Peak | 0 | 1 | Off Peak | 0 | 1 | Off Peak | 0 | 0 | 1 | Super Off Peak | 0 | 1 | 0 | Off Peak | 1 | 0 | 0 | On Peak
2020 | 5 | 24 | 2020-05-24 | 1 | 0 | 1 | 0 | [6 empty] | 0 | 0 | 0 | 1 | Super Off Peak | 0 | 0 | 1 | Off Peak | 0 | 1 | Off Peak | 0 | 1 | Off Peak | 0 | 0 | 1 | Super Off Peak | 0 | 0 | 1 | Super Off Peak | 0 | 0 | 1 | Super Off Peak
2020 | 5 | 24 | 2020-05-24 | 2 | 0 | 1 | 0 | [6 empty] | 0 | 0 | 0 | 1 | Super Off Peak | 0 | 0 | 1 | Off Peak | 0 | 1 | Off Peak | 0 | 1 | Off Peak | 0 | 0 | 1 | Super Off Peak | 0 | 0 | 1 | Super Off Peak | 0 | 0 | 1 | Super Off Peak
2020 | 5 | 24 | 2020-05-24 | 3 | 0 | 1 | 0 | [6 empty] | 0 | 0 | 0 | 1 | Super Off Peak | 0 | 0 | 1 | Off Peak | 0 | 1 | Off Peak | 0 | 1 | Off Peak | 0 | 0 | 1 | Super Off Peak | 0 | 0 | 1 | Super Off Peak | 0 | 0 | 1 | Super Off Peak
2020 | 5 | 24 | 2020-05-24 | 4 | 0 | 1 | 0 | [6 empty] | 0 | 0 | 0 | 1 | Super Off Peak | 0 | 0 | 1 | Off Peak | 0 | 1 | Off Peak | 0 | 1 | Off Peak | 0 | 0 | 1 | Super Off Peak | 0 | 0 | 1 | Super Off Peak | 0 | 0 | 1 | Super Off Peak
2020 | 5 | 24 | 2020-05-24 | 5 | 0 | 1 | 0 | [6 empty] | 0 | 0 | 0 | 1 | Super Off Peak | 0 | 0 | 1 | Off Peak | 0 | 1 | Off Peak | 0 | 1 | Off Peak | 0 | 0 | 1 | Super Off Peak | 0 | 0 | 1 | Super Off Peak | 0 | 0 | 1 | Super Off Peak
2020 | 5 | 24 | 2020-05-24 | 6 | 0 | 1 | 0 | [6 empty] | 0 | 0 | 0 | 1 | Super Off Peak | 0 | 0 | 1 | Off Peak | 0 | 1 | Off Peak | 0 | 1 | Off Peak | 0 | 0 | 1 | Super Off Peak | 0 | 1 | 0 | Off Peak | 0 | 1 | 0 | Off Peak
2020 | 5 | 24 | 2020-05-24 | 7 | 0 | 1 | 0 | [6 empty] | 0 | 0 | 0 | 1 | Super Off Peak | 0 | 0 | 1 | Off Peak | 0 | 1 | Off Peak | 0 | 1 | Off Peak | 0 | 0 | 1 | Super Off Peak | 0 | 1 | 0 | Off Peak | 0 | 1 | 0 | Off Peak
2020 | 5 | 24 | 2020-05-24 | 8 | 0 | 1 | 0 | [6 empty] | 0 | 0 | 0 | 1 | Super Off Peak | 0 | 0 | 1 | Off Peak | 0 | 1 | Off Peak | 0 | 1 | Off Peak | 0 | 0 | 1 | Super Off Peak | 0 | 1 | 0 | Off Peak | 0 | 1 | 0 | Off Peak
2020 | 5 | 24 | 2020-05-24 | 9 | 0 | 1 | 0 | [6 empty] | 0 | 0 | 0 | 1 | Super Off Peak | 0 | 0 | 1 | Off Peak | 0 | 1 | Off Peak | 0 | 1 | Off Peak | 0 | 0 | 1 | Super Off Peak | 0 | 1 | 0 | Off Peak | 0 | 1 | 0 | Off Peak
2020 | 5 | 24 | 2020-05-24 | 10 | 0 | 1 | 0 | [6 empty] | 0 | 0 | 0 | 1 | Super Off Peak | 0 | 0 | 1 | Off Peak | 0 | 1 | Off Peak | 0 | 1 | Off Peak | 0 | 0 | 1 | Super Off Peak | 0 | 1 | 0 | Off Peak | 0 | 1 | 0 | Off Peak
2020 | 5 | 24 | 2020-05-24 | 11 | 0 | 1 | 0 | [6 empty] | 0 | 0 | 0 | 1 | Super Off Peak | 0 | 0 | 1 | Off Peak | 0 | 1 | Off Peak | 0 | 1 | Off Peak | 0 | 0 | 1 | Super Off Peak | 0 | 1 | 0 | Off Peak | 0 | 1 | 0 | Off Peak
2020 | 5 | 24 | 2020-05-24 | 12 | 0 | 1 | 0 | [6 empty] | 0 | 0 | 0 | 1 | Super Off Peak | 0 | 0 | 1 | Off Peak | 0 | 1 | Off Peak | 0 | 1 | Off Peak | 0 | 0 | 1 | Super Off Peak | 0 | 1 | 0 | Off Peak | 0 | 1 | 0 | Off Peak
2020 | 5 | 24 | 2020-05-24 | 13 | 0 | 1 | 0 | [6 empty] | 0 | 0 | 0 | 1 | Super Off Peak | 0 | 0 | 1 | Off Peak | 0 | 1 | Off Peak | 0 | 1 | Off Peak | 0 | 0 | 1 | Super Off Peak | 1 | 0 | 0 | On Peak | 0 | 1 | 0 | Off Peak
2020 | 5 | 24 | 2020-05-24 | 14 | 0 | 1 | 0 | [6 empty] | 0 | 0 | 0 | 1 | Super Off Peak | 0 | 0 | 1 | Off Peak | 0 | 1 | Off Peak | 0 | 1 | Off Peak | 0 | 0 | 1 | Super Off Peak | 1 | 0 | 0 | On Peak | 0 | 1 | 0 | Off Peak
2020 | 5 | 24 | 2020-05-24 | 15 | 0 | 1 | 0 | [6 empty] | 0 | 0 | 1 | 0 | Off Peak | 0 | 0 | 1 | Off Peak | 0 | 1 | Off Peak | 0 | 1 | Off Peak | 0 | 0 | 1 | Super Off Peak | 1 | 0 | 0 | On Peak | 0 | 1 | 0 | Off Peak
2020 | 5 | 24 | 2020-05-24 | 16 | 0 | 1 | 0 | [6 empty] | 0 | 0 | 1 | 0 | Off Peak | 0 | 0 | 1 | Off Peak | 0 | 1 | Off Peak | 0 | 1 | Off Peak | 0 | 0 | 1 | Super Off Peak | 1 | 0 | 0 | On Peak | 0 | 1 | 0 | Off Peak
2020 | 5 | 24 | 2020-05-24 | 17 | 0 | 1 | 0 | [6 empty] | 0 | 1 | 0 | 0 | On Peak | 0 | 0 | 1 | Off Peak | 0 | 1 | Off Peak | 0 | 1 | Off Peak | 0 | 0 | 1 | Super Off Peak | 1 | 0 | 0 | On Peak | 0 | 1 | 0 | Off Peak
2020 | 5 | 24 | 2020-05-24 | 18 | 0 | 1 | 0 | [6 empty] | 0 | 1 | 0 | 0 | On Peak | 0 | 0 | 1 | Off Peak | 0 | 1 | Off Peak | 0 | 1 | Off Peak | 0 | 0 | 1 | Super Off Peak | 1 | 0 | 0 | On Peak | 0 | 1 | 0 | Off Peak
2020 | 5 | 24 | 2020-05-24 | 19 | 0 | 1 | 0 | [6 empty] | 0 | 1 | 0 | 0 | On Peak | 0 | 0 | 1 | Off Peak | 0 | 1 | Off Peak | 0 | 1 | Off Peak | 0 | 0 | 1 | Super Off Peak | 1 | 0 | 0 | On Peak | 0 | 1 | 0 | Off Peak
2020 | 5 | 24 | 2020-05-24 | 20 | 0 | 1 | 0 | [6 empty] | 0 | 1 | 0 | 0 | On Peak | 0 | 0 | 1 | Off Peak | 0 | 1 | Off Peak | 0 | 1 | Off Peak | 0 | 0 | 1 | Super Off Peak | 1 | 0 | 0 | On Peak | 1 | 0 | 0 | On Peak
2020 | 5 | 24 | 2020-05-24 | 21 | 0 | 1 | 0 | [6 empty] | 0 | 1 | 0 | 0 | On Peak | 0 | 0 | 1 | Off Peak | 0 | 1 | Off Peak | 0 | 1 | Off Peak | 0 | 0 | 1 | Super Off Peak | 0 | 1 | 0 | Off Peak | 1 | 0 | 0 | On Peak
2020 | 5 | 24 | 2020-05-24 | 22 | 0 | 1 | 0 | [6 empty] | 0 | 0 | 1 | 0 | Off Peak | 0 | 0 | 1 | Off Peak | 0 | 1 | Off Peak | 0 | 1 | Off Peak | 0 | 0 | 1 | Super Off Peak | 0 | 1 | 0 | Off Peak | 1 | 0 | 0 | On Peak
2020 | 5 | 24 | 2020-05-24 | 23 | 0 | 1 | 0 | [6 empty] | 0 | 0 | 1 | 0 | Off Peak | 0 | 0 | 1 | Off Peak | 0 | 1 | Off Peak | 0 | 1 | Off Peak | 0 | 0 | 1 | Super Off Peak | 0 | 1 | 0 | Off Peak | 1 | 0 | 0 | On Peak
2020 | 5 | 24 | 2020-05-24 | 24 | 0 | 1 | 0 | [6 empty] | 0 | 0 | 1 | 0 | Off Peak | 0 | 0 | 1 | Off Peak | 0 | 1 | Off Peak | 0 | 1 | Off Peak | 0 | 0 | 1 | Super Off Peak | 0 | 1 | 0 | Off Peak | 1 | 0 | 0 | On Peak
2020 | 5 | 25 | 2020-05-25 | 1 | 0 | 0 | 1 | [6 empty] | 0 | 0 | 0 | 1 | Super Off Peak | 0 | 0 | 1 | Off Peak | 0 | 1 | Off Peak | 0 | 1 | Off Peak | 0 | 0 | 1 | Super Off Peak | 0 | 0 | 1 | Super Off Peak | 0 | 0 | 1 | Super Off Peak
2020 | 5 | 25 | 2020-05-25 | 2 | 0 | 0 | 1 | [6 empty] | 0 | 0 | 0 | 1 | Super Off Peak | 0 | 0 | 1 | Off Peak | 0 | 1 | Off Peak | 0 | 1 | Off Peak | 0 | 0 | 1 | Super Off Peak | 0 | 0 | 1 | Super Off Peak | 0 | 0 | 1 | Super Off Peak
2020 | 5 | 25 | 2020-05-25 | 3 | 0 | 0 | 1 | [6 empty] | 0 | 0 | 0 | 1 | Super Off Peak | 0 | 0 | 1 | Off Peak | 0 | 1 | Off Peak | 0 | 1 | Off Peak | 0 | 0 | 1 | Super Off Peak | 0 | 0 | 1 | Super Off Peak | 0 | 0 | 1 | Super Off Peak
2020 | 5 | 25 | 2020-05-25 | 4 | 0 | 0 | 1 | [6 empty] | 0 | 0 | 0 | 1 | Super Off Peak | 0 | 0 | 1 | Off Peak | 0 | 1 | Off Peak | 0 | 1 | Off Peak | 0 | 0 | 1 | Super Off Peak | 0 | 0 | 1 | Super Off Peak | 0 | 0 | 1 | Super Off Peak
2020 | 5 | 25 | 2020-05-25 | 5 | 0 | 0 | 1 | [6 empty] | 0 | 0 | 0 | 1 | Super Off Peak | 0 | 0 | 1 | Off Peak | 0 | 1 | Off Peak | 0 | 1 | Off Peak | 0 | 0 | 1 | Super Off Peak | 0 | 0 | 1 | Super Off Peak | 0 | 0 | 1 | Super Off Peak
2020 | 5 | 25 | 2020-05-25 | 6 | 0 | 0 | 1 | [6 empty] | 0 | 0 | 0 | 1 | Super Off Peak | 0 | 0 | 1 | Off Peak | 0 | 1 | Off Peak | 0 | 1 | Off Peak | 0 | 0 | 1 | Super Off Peak | 0 | 1 | 0 | Off Peak | 0 | 1 | 0 | Off Peak
2020 | 5 | 25 | 2020-05-25 | 7 | 0 | 0 | 1 | [6 empty] | 0 | 0 | 0 | 1 | Super Off Peak | 0 | 0 | 1 | Off Peak | 0 | 1 | Off Peak | 0 | 1 | Off Peak | 0 | 0 | 1 | Super Off Peak | 0 | 1 | 0 | Off Peak | 0 | 1 | 0 | Off Peak
2020 | 5 | 25 | 2020-05-25 | 8 | 0 | 0 | 1 | [6 empty] | 0 | 0 | 0 | 1 | Super Off Peak | 0 | 0 | 1 | Off Peak | 0 | 1 | Off Peak | 0 | 1 | Off Peak | 0 | 0 | 1 | Super Off Peak | 0 | 1 | 0 | Off Peak | 0 | 1 | 0 | Off Peak
2020 | 5 | 25 | 2020-05-25 | 9 | 0 | 0 | 1 | [6 empty] | 0 | 0 | 0 | 1 | Super Off Peak | 0 | 0 | 1 | Off Peak | 0 | 1 | Off Peak | 0 | 1 | Off Peak | 0 | 0 | 1 | Super Off Peak | 0 | 1 | 0 | Off Peak | 0 | 1 | 0 | Off Peak
2020 | 5 | 25 | 2020-05-25 | 10 | 0 | 0 | 1 | [6 empty] | 0 | 0 | 0 | 1 | Super Off Peak | 0 | 0 | 1 | Off Peak | 0 | 1 | Off Peak | 0 | 1 | Off Peak | 0 | 0 | 1 | Super Off Peak | 0 | 1 | 0 | Off Peak | 0 | 1 | 0 | Off Peak
2020 | 5 | 25 | 2020-05-25 | 11 | 0 | 0 | 1 | [6 empty] | 0 | 0 | 0 | 1 | Super Off Peak | 0 | 0 | 1 | Off Peak | 0 | 1 | Off Peak | 0 | 1 | Off Peak | 0 | 0 | 1 | Super Off Peak | 0 | 1 | 0 | Off Peak | 0 | 1 | 0 | Off Peak
2020 | 5 | 25 | 2020-05-25 | 12 | 0 | 0 | 1 | [6 empty] | 0 | 0 | 0 | 1 | Super Off Peak | 0 | 0 | 1 | Off Peak | 0 | 1 | Off Peak | 0 | 1 | Off Peak | 0 | 0 | 1 | Super Off Peak | 0 | 1 | 0 | Off Peak | 0 | 1 | 0 | Off Peak
2020 | 5 | 25 | 2020-05-25 | 13 | 0 | 0 | 1 | [6 empty] | 0 | 0 | 0 | 1 | Super Off Peak | 0 | 0 | 1 | Off Peak | 0 | 1 | Off Peak | 0 | 1 | Off Peak | 0 | 0 | 1 | Super Off Peak | 1 | 0 | 0 | On Peak | 0 | 1 | 0 | Off Peak
2020 | 5 | 25 | 2020-05-25 | 14 | 0 | 0 | 1 | [6 empty] | 0 | 0 | 0 | 1 | Super Off Peak | 0 | 0 | 1 | Off Peak | 0 | 1 | Off Peak | 0 | 1 | Off Peak | 0 | 0 | 1 | Super Off Peak | 1 | 0 | 0 | On Peak | 0 | 1 | 0 | Off Peak
2020 | 5 | 25 | 2020-05-25 | 15 | 0 | 0 | 1 | [6 empty] | 0 | 0 | 1 | 0 | Off Peak | 0 | 0 | 1 | Off Peak | 0 | 1 | Off Peak | 0 | 1 | Off Peak | 0 | 0 | 1 | Super Off Peak | 1 | 0 | 0 | On Peak | 0 | 1 | 0 | Off Peak
2020 | 5 | 25 | 2020-05-25 | 16 | 0 | 0 | 1 | [6 empty] | 0 | 0 | 1 | 0 | Off Peak | 0 | 0 | 1 | Off Peak | 0 | 1 | Off Peak | 0 | 1 | Off Peak | 0 | 0 | 1 | Super Off Peak | 1 | 0 | 0 | On Peak | 0 | 1 | 0 | Off Peak
2020 | 5 | 25 | 2020-05-25 | 17 | 0 | 0 | 1 | [6 empty] | 0 | 1 | 0 | 0 | On Peak | 0 | 0 | 1 | Off Peak | 0 | 1 | Off Peak | 0 | 1 | Off Peak | 0 | 0 | 1 | Super Off Peak | 1 | 0 | 0 | On Peak | 0 | 1 | 0 | Off Peak
2020 | 5 | 25 | 2020-05-25 | 18 | 0 | 0 | 1 | [6 empty] | 0 | 1 | 0 | 0 | On Peak | 0 | 0 | 1 | Off Peak | 0 | 1 | Off Peak | 0 | 1 | Off Peak | 0 | 0 | 1 | Super Off Peak | 1 | 0 | 0 | On Peak | 0 | 1 | 0 | Off Peak
2020 | 5 | 25 | 2020-05-25 | 19 | 0 | 0 | 1 | [6 empty] | 0 | 1 | 0 | 0 | On Peak | 0 | 0 | 1 | Off Peak | 0 | 1 | Off Peak | 0 | 1 | Off Peak | 0 | 0 | 1 | Super Off Peak | 1 | 0 | 0 | On Peak | 0 | 1 | 0 | Off Peak
2020 | 5 | 25 | 2020-05-25 | 20 | 0 | 0 | 1 | [6 empty] | 0 | 1 | 0 | 0 | On Peak | 0 | 0 | 1 | Off Peak | 0 | 1 | Off Peak | 0 | 1 | Off Peak | 0 | 0 | 1 | Super Off Peak | 1 | 0 | 0 | On Peak | 0 | 1 | 0 | Off Peak
2020 | 5 | 25 | 2020-05-25 | 21 | 0 | 0 | 1 | [6 empty] | 0 | 1 | 0 | 0 | On Peak | 0 | 0 | 1 | Off Peak | 0 | 1 | Off Peak | 0 | 1 | Off Peak | 0 | 0 | 1 | Super Off Peak | 0 | 1 | 0 | Off Peak | 0 | 1 | 0 | Off Peak
2020 | 5 | 25 | 2020-05-25 | 22 | 0 | 0 | 1 | [6 empty] | 0 | 0 | 1 | 0 | Off Peak | 0 | 0 | 1 | Off Peak | 0 | 1 | Off Peak | 0 | 1 | Off Peak | 0 | 0 | 1 | Super Off Peak | 0 | 1 | 0 | Off Peak | 0 | 1 | 0 | Off Peak
2020 | 5 | 25 | 2020-05-25 | 23 | 0 | 0 | 1 | [6 empty] | 0 | 0 | 1 | 0 | Off Peak | 0 | 0 | 1 | Off Peak | 0 | 1 | Off Peak | 0 | 1 | Off Peak | 0 | 0 | 1 | Super Off Peak | 0 | 1 | 0 | Off Peak | 0 | 1 | 0 | Off Peak
2020 | 5 | 25 | 2020-05-25 | 24 | 0 | 0 | 1 | [6 empty] | 0 | 0 | 1 | 0 | Off Peak | 0 | 0 | 1 | Off Peak | 0 | 1 | Off Peak | 0 | 1 | Off Peak | 0 | 0 | 1 | Super Off Peak | 0 | 1 | 0 | Off Peak | 0 | 1 | 0 | Off Peak
2020 | 5 | 26 | 2020-05-26 | 1 | 0 | 0 | 0 | [6 empty] | 0 | 0 | 0 | 1 | Super Off Peak | 0 | 0 | 1 | Off Peak | 0 | 1 | Off Peak | 0 | 1 | Off Peak | 0 | 0 | 1 | Super Off Peak | 0 | 0 | 1 | Super Off Peak | 0 | 0 | 1 | Super Off Peak
2020 | 5 | 26 | 2020-05-26 | 2 | 0 | 0 | 0 | [6 empty] | 0 | 0 | 0 | 1 | Super Off Peak | 0 | 0 | 1 | Off Peak | 0 | 1 | Off Peak | 0 | 1 | Off Peak | 0 | 0 | 1 | Super Off Peak | 0 | 0 | 1 | Super Off Peak | 0 | 0 | 1 | Super Off Peak
2020 | 5 | 26 | 2020-05-26 | 3 | 0 | 0 | 0 | [6 empty] | 0 | 0 | 0 | 1 | Super Off Peak | 0 | 0 | 1 | Off Peak | 0 | 1 | Off Peak | 0 | 1 | Off Peak | 0 | 0 | 1 | Super Off Peak | 0 | 0 | 1 | Super Off Peak | 0 | 0 | 1 | Super Off Peak
2020 | 5 | 26 | 2020-05-26 | 4 | 0 | 0 | 0 | [6 empty] | 0 | 0 | 0 | 1 | Super Off Peak | 0 | 0 | 1 | Off Peak | 0 | 1 | Off Peak | 0 | 1 | Off Peak | 0 | 0 | 1 | Super Off Peak | 0 | 0 | 1 | Super Off Peak | 0 | 0 | 1 | Super Off Peak
2020 | 5 | 26 | 2020-05-26 | 5 | 0 | 0 | 0 | [6 empty] | 0 | 0 | 0 | 1 | Super Off Peak | 0 | 0 | 1 | Off Peak | 0 | 1 | Off Peak | 0 | 1 | Off Peak | 0 | 0 | 1 | Super Off Peak | 0 | 0 | 1 | Super Off Peak | 0 | 0 | 1 | Super Off Peak
2020 | 5 | 26 | 2020-05-26 | 6 | 0 | 0 | 0 | [6 empty] | 0 | 0 | 0 | 1 | Super Off Peak | 0 | 0 | 1 | Off Peak | 0 | 1 | Off Peak | 0 | 1 | Off Peak | 0 | 0 | 1 | Super Off Peak | 0 | 1 | 0 | Off Peak | 0 | 1 | 0 | Off Peak
2020 | 5 | 26 | 2020-05-26 | 7 | 0 | 0 | 0 | [6 empty] | 0 | 0 | 1 | 0 | Off Peak | 0 | 1 | 0 | Semi-Peak | 0 | 1 | Off Peak | 0 | 1 | Off Peak | 0 | 1 | 0 | Off Peak | 0 | 1 | 0 | Off Peak | 0 | 1 | 0 | Off Peak
2020 | 5 | 26 | 2020-05-26 | 8 | 0 | 0 | 0 | [6 empty] | 0 | 0 | 1 | 0 | Off Peak | 0 | 1 | 0 | Semi-Peak | 0 | 1 | Off Peak | 0 | 1 | Off Peak | 0 | 1 | 0 | Off Peak | 0 | 1 | 0 | Off Peak | 0 | 1 | 0 | Off Peak
2020 | 5 | 26 | 2020-05-26 | 9 | 0 | 0 | 0 | [6 empty] | 0 | 0 | 1 | 0 | Off Peak | 0 | 1 | 0 | Semi-Peak | 0 | 1 | Off Peak | 0 | 1 | Off Peak | 0 | 1 | 0 | Off Peak | 0 | 1 | 0 | Off Peak | 0 | 1 | 0 | Off Peak
2020 | 5 | 26 | 2020-05-26 | 10 | 0 | 0 | 0 | [6 empty] | 0 | 0 | 1 | 0 | Off Peak | 0 | 1 | 0 | Semi-Peak | 0 | 1 | Off Peak | 0 | 1 | Off Peak | 0 | 1 | 0 | Off Peak | 0 | 1 | 0 | Off Peak | 0 | 1 | 0 | Off Peak
2020 | 5 | 26 | 2020-05-26 | 11 | 0 | 0 | 0 | [6 empty] | 0 | 0 | 1 | 0 | Off Peak | 0 | 1 | 0 | Semi-Peak | 0 | 1 | Off Peak | 0 | 1 | Off Peak | 0 | 1 | 0 | Off Peak | 0 | 1 | 0 | Off Peak | 0 | 1 | 0 | Off Peak
2020 | 5 | 26 | 2020-05-26 | 12 | 0 | 0 | 0 | [6 empty] | 0 | 0 | 1 | 0 | Off Peak | 0 | 1 | 0 | Semi-Peak | 0 | 1 | Off Peak | 0 | 1 | Off Peak | 0 | 1 | 0 | Off Peak | 0 | 1 | 0 | Off Peak | 0 | 1 | 0 | Off Peak
2020 | 5 | 26 | 2020-05-26 | 13 | 0 | 0 | 0 | [6 empty] | 0 | 0 | 1 | 0 | Off Peak | 0 | 1 | 0 | Semi-Peak | 0 | 1 | Off Peak | 1 | 0 | On Peak | 0 | 1 | 0 | Off Peak | 1 | 0 | 0 | On Peak | 0 | 1 | 0 | Off Peak
2020 | 5 | 26 | 2020-05-26 | 14 | 0 | 0 | 0 | [6 empty] | 0 | 0 | 1 | 0 | Off Peak | 0 | 1 | 0 | Semi-Peak | 0 | 1 | Off Peak | 1 | 0 | On Peak | 0 | 1 | 0 | Off Peak | 1 | 0 | 0 | On Peak | 0 | 1 | 0 | Off Peak
2020 | 5 | 26 | 2020-05-26 | 15 | 0 | 0 | 0 | [6 empty] | 0 | 0 | 1 | 0 | Off Peak | 0 | 1 | 0 | Semi-Peak | 0 | 1 | Off Peak | 1 | 0 | On Peak | 0 | 1 | 0 | Off Peak | 1 | 0 | 0 | On Peak | 0 | 1 | 0 | Off Peak
2020 | 5 | 26 | 2020-05-26 | 16 | 0 | 0 | 0 | [6 empty] | 0 | 0 | 1 | 0 | Off Peak | 0 | 1 | 0 | Semi-Peak | 0 | 1 | Off Peak | 1 | 0 | On Peak | 0 | 1 | 0 | Off Peak | 1 | 0 | 0 | On Peak | 0 | 1 | 0 | Off Peak
2020 | 5 | 26 | 2020-05-26 | 17 | 0 | 0 | 0 | [6 empty] | 0 | 1 | 0 | 0 | On Peak | 0 | 1 | 0 | Semi-Peak | 1 | 0 | On Peak | 1 | 0 | On Peak | 0 | 1 | 0 | Off Peak | 1 | 0 | 0 | On Peak | 0 | 1 | 0 | Off Peak
2020 | 5 | 26 | 2020-05-26 | 18 | 0 | 0 | 0 | [6 empty] | 0 | 1 | 0 | 0 | On Peak | 1 | 0 | 0 | On Peak | 1 | 0 | On Peak | 1 | 0 | On Peak | 0 | 1 | 0 | Off Peak | 1 | 0 | 0 | On Peak | 0 | 1 | 0 | Off Peak
2020 | 5 | 26 | 2020-05-26 | 19 | 0 | 0 | 0 | [6 empty] | 0 | 1 | 0 | 0 | On Peak | 1 | 0 | 0 | On Peak | 1 | 0 | On Peak | 0 | 1 | Off Peak | 0 | 0 | 1 | Super Off Peak | 1 | 0 | 0 | On Peak | 0 | 1 | 0 | Off Peak
2020 | 5 | 26 | 2020-05-26 | 20 | 0 | 0 | 0 | [6 empty] | 0 | 1 | 0 | 0 | On Peak | 1 | 0 | 0 | On Peak | 1 | 0 | On Peak | 0 | 1 | Off Peak | 0 | 0 | 1 | Super Off Peak | 1 | 0 | 0 | On Peak | 1 | 0 | 0 | On Peak
2020 | 5 | 26 | 2020-05-26 | 21 | 0 | 0 | 0 | [6 empty] | 0 | 1 | 0 | 0 | On Peak | 0 | 1 | 0 | Semi-Peak | 1 | 0 | On Peak | 0 | 1 | Off Peak | 0 | 0 | 1 | Super Off Peak | 0 | 1 | 0 | Off Peak | 1 | 0 | 0 | On Peak
2020 | 5 | 26 | 2020-05-26 | 22 | 0 | 0 | 0 | [6 empty] | 0 | 0 | 1 | 0 | Off Peak | 0 | 1 | 0 | Semi-Peak | 0 | 1 | Off Peak | 0 | 1 | Off Peak | 0 | 0 | 1 | Super Off Peak | 0 | 1 | 0 | Off Peak | 1 | 0 | 0 | On Peak
2020 | 5 | 26 | 2020-05-26 | 23 | 0 | 0 | 0 | [6 empty] | 0 | 0 | 1 | 0 | Off Peak | 0 | 0 | 1 | Off Peak | 0 | 1 | Off Peak | 0 | 1 | Off Peak | 0 | 0 | 1 | Super Off Peak | 0 | 1 | 0 | Off Peak | 1 | 0 | 0 | On Peak
2020 | 5 | 26 | 2020-05-26 | 24 | 0 | 0 | 0 | [6 empty] | 0 | 0 | 1 | 0 | Off Peak | 0 | 0 | 1 | Off Peak | 0 | 1 | Off Peak | 0 | 1 | Off Peak | 0 | 0 | 1 | Super Off Peak | 0 | 1 | 0 | Off Peak | 1 | 0 | 0 | On Peak
2020 | 5 | 27 | 2020-05-27 | 1 | 0 | 0 | 0 | [6 empty] | 0 | 0 | 0 | 1 | Super Off Peak | 0 | 0 | 1 | Off Peak | 0 | 1 | Off Peak | 0 | 1 | Off Peak | 0 | 0 | 1 | Super Off Peak | 0 | 0 | 1 | Super Off Peak | 0 | 0 | 1 | Super Off Peak
2020 | 5 | 27 | 2020-05-27 | 2 | 0 | 0 | 0 | [6 empty] | 0 | 0 | 0 | 1 | Super Off Peak | 0 | 0 | 1 | Off Peak | 0 | 1 | Off Peak | 0 | 1 | Off Peak | 0 | 0 | 1 | Super Off Peak | 0 | 0 | 1 | Super Off Peak | 0 | 0 | 1 | Super Off Peak
2020 | 5 | 27 | 2020-05-27 | 3 | 0 | 0 | 0 | [6 empty] | 0 | 0 | 0 | 1 | Super Off Peak | 0 | 0 | 1 | Off Peak | 0 | 1 | Off Peak | 0 | 1 | Off Peak | 0 | 0 | 1 | Super Off Peak | 0 | 0 | 1 | Super Off Peak | 0 | 0 | 1 | Super Off Peak
2020 | 5 | 27 | 2020-05-27 | 4 | 0 | 0 | 0 | [6 empty] | 0 | 0 | 0 | 1 | Super Off Peak | 0 | 0 | 1 | Off Peak | 0 | 1 | Off Peak | 0 | 1 | Off Peak | 0 | 0 | 1 | Super Off Peak | 0 | 0 | 1 | Super Off Peak | 0 | 0 | 1 | Super Off Peak
2020 | 5 | 27 | 2020-05-27 | 5 | 0 | 0 | 0 | [6 empty] | 0 | 0 | 0 | 1 | Super Off Peak | 0 | 0 | 1 | Off Peak | 0 | 1 | Off Peak | 0 | 1 | Off Peak | 0 | 0 | 1 | Super Off Peak | 0 | 0 | 1 | Super Off Peak | 0 | 0 | 1 | Super Off Peak
2020 | 5 | 27 | 2020-05-27 | 6 | 0 | 0 | 0 | [6 empty] | 0 | 0 | 0 | 1 | Super Off Peak | 0 | 0 | 1 | Off Peak | 0 | 1 | Off Peak | 0 | 1 | Off Peak | 0 | 0 | 1 | Super Off Peak | 0 | 1 | 0 | Off Peak | 0 | 1 | 0 | Off Peak
2020 | 5 | 27 | 2020-05-27 | 7 | 0 | 0 | 0 | [6 empty] | 0 | 0 | 1 | 0 | Off Peak | 0 | 1 | 0 | Semi-Peak | 0 | 1 | Off Peak | 0 | 1 | Off Peak | 0 | 1 | 0 | Off Peak | 0 | 1 | 0 | Off Peak | 0 | 1 | 0 | Off Peak
2020 | 5 | 27 | 2020-05-27 | 8 | 0 | 0 | 0 | [6 empty] | 0 | 0 | 1 | 0 | Off Peak | 0 | 1 | 0 | Semi-Peak | 0 | 1 | Off Peak | 0 | 1 | Off Peak | 0 | 1 | 0 | Off Peak | 0 | 1 | 0 | Off Peak | 0 | 1 | 0 | Off Peak
2020 | 5 | 27 | 2020-05-27 | 9 | 0 | 0 | 0 | [6 empty] | 0 | 0 | 1 | 0 | Off Peak | 0 | 1 | 0 | Semi-Peak | 0 | 1 | Off Peak | 0 | 1 | Off Peak | 0 | 1 | 0 | Off Peak | 0 | 1 | 0 | Off Peak | 0 | 1 | 0 | Off Peak
2020 | 5 | 27 | 2020-05-27 | 10 | 0 | 0 | 0 | [6 empty] | 0 | 0 | 1 | 0 | Off Peak | 0 | 1 | 0 | Semi-Peak | 0 | 1 | Off Peak | 0 | 1 | Off Peak | 0 | 1 | 0 | Off Peak | 0 | 1 | 0 | Off Peak | 0 | 1 | 0 | Off Peak
2020 | 5 | 27 | 2020-05-27 | 11 | 0 | 0 | 0 | [6 empty] | 0 | 0 | 1 | 0 | Off Peak | 0 | 1 | 0 | Semi-Peak | 0 | 1 | Off Peak | 0 | 1 | Off Peak | 0 | 1 | 0 | Off Peak | 0 | 1 | 0 | Off Peak | 0 | 1 | 0 | Off Peak
2020 | 5 | 27 | 2020-05-27 | 12 | 0 | 0 | 0 | [6 empty] | 0 | 0 | 1 | 0 | Off Peak | 0 | 1 | 0 | Semi-Peak | 0 | 1 | Off Peak | 0 | 1 | Off Peak | 0 | 1 | 0 | Off Peak | 0 | 1 | 0 | Off Peak | 0 | 1 | 0 | Off Peak
2020 | 5 | 27 | 2020-05-27 | 13 | 0 | 0 | 0 | [6 empty] | 0 | 0 | 1 | 0 | Off Peak | 0 | 1 | 0 | Semi-Peak | 0 | 1 | Off Peak | 1 | 0 | On Peak | 0 | 1 | 0 | Off Peak | 1 | 0 | 0 | On Peak | 0 | 1 | 0 | Off Peak
2020 | 5 | 27 | 2020-05-27 | 14 | 0 | 0 | 0 | [6 empty] | 0 | 0 | 1 | 0 | Off Peak | 0 | 1 | 0 | Semi-Peak | 0 | 1 | Off Peak | 1 | 0 | On Peak | 0 | 1 | 0 | Off Peak | 1 | 0 | 0 | On Peak | 0 | 1 | 0 | Off Peak
2020 | 5 | 27 | 2020-05-27 | 15 | 0 | 0 | 0 | [6 empty] | 0 | 0 | 1 | 0 | Off Peak | 0 | 1 | 0 | Semi-Peak | 0 | 1 | Off Peak | 1 | 0 | On Peak | 0 | 1 | 0 | Off Peak | 1 | 0 | 0 | On Peak | 0 | 1 | 0 | Off Peak
2020 | 5 | 27 | 2020-05-27 | 16 | 0 | 0 | 0 | [6 empty] | 0 | 0 | 1 | 0 | Off Peak | 0 | 1 | 0 | Semi-Peak | 0 | 1 | Off Peak | 1 | 0 | On Peak | 0 | 1 | 0 | Off Peak | 1 | 0 | 0 | On Peak | 0 | 1 | 0 | Off Peak
2020 | 5 | 27 | 2020-05-27 | 17 | 0 | 0 | 0 | [6 empty] | 0 | 1 | 0 | 0 | On Peak | 0 | 1 | 0 | Semi-Peak | 1 | 0 | On Peak | 1 | 0 | On Peak | 0 | 1 | 0 | Off Peak | 1 | 0 | 0 | On Peak | 0 | 1 | 0 | Off Peak
2020 | 5 | 27 | 2020-05-27 | 18 | 0 | 0 | 0 | [6 empty] | 0 | 1 | 0 | 0 | On Peak | 1 | 0 | 0 | On Peak | 1 | 0 | On Peak | 1 | 0 | On Peak | 0 | 1 | 0 | Off Peak | 1 | 0 | 0 | On Peak | 0 | 1 | 0 | Off Peak
2020 | 5 | 27 | 2020-05-27 | 19 | 0 | 0 | 0 | [6 empty] | 0 | 1 | 0 | 0 | On Peak | 1 | 0 | 0 | On Peak | 1 | 0 | On Peak | 0 | 1 | Off Peak | 0 | 0 | 1 | Super Off Peak | 1 | 0 | 0 | On Peak | 0 | 1 | 0 | Off Peak
2020 | 5 | 27 | 2020-05-27 | 20 | 0 | 0 | 0 | [6 empty] | 0 | 1 | 0 | 0 | On Peak | 1 | 0 | 0 | On Peak | 1 | 0 | On Peak | 0 | 1 | Off Peak | 0 | 0 | 1 | Super Off Peak | 1 | 0 | 0 | On Peak | 1 | 0 | 0 | On Peak
2020 | 5 | 27 | 2020-05-27 | 21 | 0 | 0 | 0 | [6 empty] | 0 | 1 | 0 | 0 | On Peak | 0 | 1 | 0 | Semi-Peak | 1 | 0 | On Peak | 0 | 1 | Off Peak | 0 | 0 | 1 | Super Off Peak | 0 | 1 | 0 | Off Peak | 1 | 0 | 0 | On Peak
2020 | 5 | 27 | 2020-05-27 | 22 | 0 | 0 | 0 | [6 empty] | 0 | 0 | 1 | 0 | Off Peak | 0 | 1 | 0 | Semi-Peak | 0 | 1 | Off Peak | 0 | 1 | Off Peak | 0 | 0 | 1 | Super Off Peak | 0 | 1 | 0 | Off Peak | 1 | 0 | 0 | On Peak
2020 | 5 | 27 | 2020-05-27 | 23 | 0 | 0 | 0 | [6 empty] | 0 | 0 | 1 | 0 | Off Peak | 0 | 0 | 1 | Off Peak | 0 | 1 | Off Peak | 0 | 1 | Off Peak | 0 | 0 | 1 | Super Off Peak | 0 | 1 | 0 | Off Peak | 1 | 0 | 0 | On Peak
2020 | 5 | 27 | 2020-05-27 | 24 | 0 | 0 | 0 | [6 empty] | 0 | 0 | 1 | 0 | Off Peak | 0 | 0 | 1 | Off Peak | 0 | 1 | Off Peak | 0 | 1 | Off Peak | 0 | 0 | 1 | Super Off Peak | 0 | 1 | 0 | Off Peak | 1 | 0 | 0 | On Peak
2020 | 5 | 28 | 2020-05-28 | 1 | 0 | 0 | 0 | [6 empty] | 0 | 0 | 0 | 1 | Super Off Peak | 0 | 0 | 1 | Off Peak | 0 | 1 | Off Peak | 0 | 1 | Off Peak | 0 | 0 | 1 | Super Off Peak | 0 | 0 | 1 | Super Off Peak | 0 | 0 | 1 | Super Off Peak
2020 | 5 | 28 | 2020-05-28 | 2 | 0 | 0 | 0 | [6 empty] | 0 | 0 | 0 | 1 | Super Off Peak | 0 | 0 | 1 | Off Peak | 0 | 1 | Off Peak | 0 | 1 | Off Peak | 0 | 0 | 1 | Super Off Peak | 0 | 0 | 1 | Super Off Peak | 0 | 0 | 1 | Super Off Peak
2020 | 5 | 28 | 2020-05-28 | 3 | 0 | 0 | 0 | [6 empty] | 0 | 0 | 0 | 1 | Super Off Peak | 0 | 0 | 1 | Off Peak | 0 | 1 | Off Peak | 0 | 1 | Off Peak | 0 | 0 | 1 | Super Off Peak | 0 | 0 | 1 | Super Off Peak | 0 | 0 | 1 | Super Off Peak
2020 | 5 | 28 | 2020-05-28 | 4 | 0 | 0 | 0 | [6 empty] | 0 | 0 | 0 | 1 | Super Off Peak | 0 | 0 | 1 | Off Peak | 0 | 1 | Off Peak | 0 | 1 | Off Peak | 0 | 0 | 1 | Super Off Peak | 0 | 0 | 1 | Super Off Peak | 0 | 0 | 1 | Super Off Peak
2020 | 5 | 28 | 2020-05-28 | 5 | 0 | 0 | 0 | [6 empty] | 0 | 0 | 0 | 1 | Super Off Peak | 0 | 0 | 1 | Off Peak | 0 | 1 | Off Peak | 0 | 1 | Off Peak | 0 | 0 | 1 | Super Off Peak | 0 | 0 | 1 | Super Off Peak | 0 | 0 | 1 | Super Off Peak
2020 | 5 | 28 | 2020-05-28 | 6 | 0 | 0 | 0 | [6 empty] | 0 | 0 | 0 | 1 | Super Off Peak | 0 | 0 | 1 | Off Peak | 0 | 1 | Off Peak | 0 | 1 | Off Peak | 0 | 0 | 1 | Super Off Peak | 0 | 1 | 0 | Off Peak | 0 | 1 | 0 | Off Peak
2020 | 5 | 28 | 2020-05-28 | 7 | 0 | 0 | 0 | [6 empty] | 0 | 0 | 1 | 0 | Off Peak | 0 | 1 | 0 | Semi-Peak | 0 | 1 | Off Peak | 0 | 1 | Off Peak | 0 | 1 | 0 | Off Peak | 0 | 1 | 0 | Off Peak | 0 | 1 | 0 | Off Peak
2020 | 5 | 28 | 2020-05-28 | 8 | 0 | 0 | 0 | [6 empty] | 0 | 0 | 1 | 0 | Off Peak | 0 | 1 | 0 | Semi-Peak | 0 | 1 | Off Peak | 0 | 1 | Off Peak | 0 | 1 | 0 | Off Peak | 0 | 1 | 0 | Off Peak | 0 | 1 | 0 | Off Peak
2020 | 5 | 28 | 2020-05-28 | 9 | 0 | 0 | 0 | [6 empty] | 0 | 0 | 1 | 0 | Off Peak | 0 | 1 | 0 | Semi-Peak | 0 | 1 | Off Peak | 0 | 1 | Off Peak | 0 | 1 | 0 | Off Peak | 0 | 1 | 0 | Off Peak | 0 | 1 | 0 | Off Peak
2020 | 5 | 28 | 2020-05-28 | 10 | 0 | 0 | 0 | [6 empty] | 0 | 0 | 1 | 0 | Off Peak | 0 | 1 | 0 | Semi-Peak | 0 | 1 | Off Peak | 0 | 1 | Off Peak | 0 | 1 | 0 | Off Peak | 0 | 1 | 0 | Off Peak | 0 | 1 | 0 | Off Peak
2020 | 5 | 28 | 2020-05-28 | 11 | 0 | 0 | 0 | [6 empty] | 0 | 0 | 1 | 0 | Off Peak | 0 | 1 | 0 | Semi-Peak | 0 | 1 | Off Peak | 0 | 1 | Off Peak | 0 | 1 | 0 | Off Peak | 0 | 1 | 0 | Off Peak | 0 | 1 | 0 | Off Peak
2020 | 5 | 28 | 2020-05-28 | 12 | 0 | 0 | 0 | [6 empty] | 0 | 0 | 1 | 0 | Off Peak | 0 | 1 | 0 | Semi-Peak | 0 | 1 | Off Peak | 0 | 1 | Off Peak | 0 | 1 | 0 | Off Peak | 0 | 1 | 0 | Off Peak | 0 | 1 | 0 | Off Peak
2020 | 5 | 28 | 2020-05-28 | 13 | 0 | 0 | 0 | [6 empty] | 0 | 0 | 1 | 0 | Off Peak | 0 | 1 | 0 | Semi-Peak | 0 | 1 | Off Peak | 1 | 0 | On Peak | 0 | 1 | 0 | Off Peak | 1 | 0 | 0 | On Peak | 0 | 1 | 0 | Off Peak
2020 | 5 | 28 | 2020-05-28 | 14 | 0 | 0 | 0 | [6 empty] | 0 | 0 | 1 | 0 | Off Peak | 0 | 1 | 0 | Semi-Peak | 0 | 1 | Off Peak | 1 | 0 | On Peak | 0 | 1 | 0 | Off Peak | 1 | 0 | 0 | On Peak | 0 | 1 | 0 | Off Peak
2020 | 5 | 28 | 2020-05-28 | 15 | 0 | 0 | 0 | [6 empty] | 0 | 0 | 1 | 0 | Off Peak | 0 | 1 | 0 | Semi-Peak | 0 | 1 | Off Peak | 1 | 0 | On Peak | 0 | 1 | 0 | Off Peak | 1 | 0 | 0 | On Peak | 0 | 1 | 0 | Off Peak
2020 | 5 | 28 | 2020-05-28 | 16 | 0 | 0 | 0 | [6 empty] | 0 | 0 | 1 | 0 | Off Peak | 0 | 1 | 0 | Semi-Peak | 0 | 1 | Off Peak | 1 | 0 | On Peak | 0 | 1 | 0 | Off Peak | 1 | 0 | 0 | On Peak | 0 | 1 | 0 | Off Peak
2020 | 5 | 28 | 2020-05-28 | 17 | 0 | 0 | 0 | [6 empty] | 0 | 1 | 0 | 0 | On Peak | 0 | 1 | 0 | Semi-Peak | 1 | 0 | On Peak | 1 | 0 | On Peak | 0 | 1 | 0 | Off Peak | 1 | 0 | 0 | On Peak | 0 | 1 | 0 | Off Peak
2020 | 5 | 28 | 2020-05-28 | 18 | 0 | 0 | 0 | [6 empty] | 0 | 1 | 0 | 0 | On Peak | 1 | 0 | 0 | On Peak | 1 | 0 | On Peak | 1 | 0 | On Peak | 0 | 1 | 0 | Off Peak | 1 | 0 | 0 | On Peak | 0 | 1 | 0 | Off Peak
2020 | 5 | 28 | 2020-05-28 | 19 | 0 | 0 | 0 | [6 empty] | 0 | 1 | 0 | 0 | On Peak | 1 | 0 | 0 | On Peak | 1 | 0 | On Peak | 0 | 1 | Off Peak | 0 | 0 | 1 | Super Off Peak | 1 | 0 | 0 | On Peak | 0 | 1 | 0 | Off Peak
2020 | 5 | 28 | 2020-05-28 | 20 | 0 | 0 | 0 | [6 empty] | 0 | 1 | 0 | 0 | On Peak | 1 | 0 | 0 | On Peak | 1 | 0 | On Peak | 0 | 1 | Off Peak | 0 | 0 | 1 | Super Off Peak | 1 | 0 | 0 | On Peak | 1 | 0 | 0 | On Peak
2020 | 5 | 28 | 2020-05-28 | 21 | 0 | 0 | 0 | [6 empty] | 0 | 1 | 0 | 0 | On Peak | 0 | 1 | 0 | Semi-Peak | 1 | 0 | On Peak | 0 | 1 | Off Peak | 0 | 0 | 1 | Super Off Peak | 0 | 1 | 0 | Off Peak | 1 | 0 | 0 | On Peak
2020 | 5 | 28 | 2020-05-28 | 22 | 0 | 0 | 0 | [6 empty] | 0 | 0 | 1 | 0 | Off Peak | 0 | 1 | 0 | Semi-Peak | 0 | 1 | Off Peak | 0 | 1 | Off Peak | 0 | 0 | 1 | Super Off Peak | 0 | 1 | 0 | Off Peak | 1 | 0 | 0 | On Peak
2020 | 5 | 28 | 2020-05-28 | 23 | 0 | 0 | 0 | [6 empty] | 0 | 0 | 1 | 0 | Off Peak | 0 | 0 | 1 | Off Peak | 0 | 1 | Off Peak | 0 | 1 | Off Peak | 0 | 0 | 1 | Super Off Peak | 0 | 1 | 0 | Off Peak | 1 | 0 | 0 | On Peak
2020 | 5 | 28 | 2020-05-28 | 24 | 0 | 0 | 0 | [6 empty] | 0 | 0 | 1 | 0 | Off Peak | 0 | 0 | 1 | Off Peak | 0 | 1 | Off Peak | 0 | 1 | Off Peak | 0 | 0 | 1 | Super Off Peak | 0 | 1 | 0 | Off Peak | 1 | 0 | 0 | On Peak
2020 | 5 | 29 | 2020-05-29 | 1 | 0 | 0 | 0 | [6 empty] | 0 | 0 | 0 | 1 | Super Off Peak | 0 | 0 | 1 | Off Peak | 0 | 1 | Off Peak | 0 | 1 | Off Peak | 0 | 0 | 1 | Super Off Peak | 0 | 0 | 1 | Super Off Peak | 0 | 0 | 1 | Super Off Peak
2020 | 5 | 29 | 2020-05-29 | 2 | 0 | 0 | 0 | [6 empty] | 0 | 0 | 0 | 1 | Super Off Peak | 0 | 0 | 1 | Off Peak | 0 | 1 | Off Peak | 0 | 1 | Off Peak | 0 | 0 | 1 | Super Off Peak | 0 | 0 | 1 | Super Off Peak | 0 | 0 | 1 | Super Off Peak
2020 | 5 | 29 | 2020-05-29 | 3 | 0 | 0 | 0 | [6 empty] | 0 | 0 | 0 | 1 | Super Off Peak | 0 | 0 | 1 | Off Peak | 0 | 1 | Off Peak | 0 | 1 | Off Peak | 0 | 0 | 1 | Super Off Peak | 0 | 0 | 1 | Super Off Peak | 0 | 0 | 1 | Super Off Peak
2020 | 5 | 29 | 2020-05-29 | 4 | 0 | 0 | 0 | [6 empty] | 0 | 0 | 0 | 1 | Super Off Peak | 0 | 0 | 1 | Off Peak | 0 | 1 | Off Peak | 0 | 1 | Off Peak | 0 | 0 | 1 | Super Off Peak | 0 | 0 | 1 | Super Off Peak | 0 | 0 | 1 | Super Off Peak
2020 | 5 | 29 | 2020-05-29 | 5 | 0 | 0 | 0 | [6 empty] | 0 | 0 | 0 | 1 | Super Off Peak | 0 | 0 | 1 | Off Peak | 0 | 1 | Off Peak | 0 | 1 | Off Peak | 0 | 0 | 1 | Super Off Peak | 0 | 0 | 1 | Super Off Peak | 0 | 0 | 1 | Super Off Peak
2020 | 5 | 29 | 2020-05-29 | 6 | 0 | 0 | 0 | [6 empty] | 0 | 0 | 0 | 1 | Super Off Peak | 0 | 0 | 1 | Off Peak | 0 | 1 | Off Peak | 0 | 1 | Off Peak | 0 | 0 | 1 | Super Off Peak | 0 | 1 | 0 | Off Peak | 0 | 1 | 0 | Off Peak
2020 | 5 | 29 | 2020-05-29 | 7 | 0 | 0 | 0 | [6 empty] | 0 | 0 | 1 | 0 | Off Peak | 0 | 1 | 0 | Semi-Peak | 0 | 1 | Off Peak | 0 | 1 | Off Peak | 0 | 1 | 0 | Off Peak | 0 | 1 | 0 | Off Peak | 0 | 1 | 0 | Off Peak
2020 | 5 | 29 | 2020-05-29 | 8 | 0 | 0 | 0 | [6 empty] | 0 | 0 | 1 | 0 | Off Peak | 0 | 1 | 0 | Semi-Peak | 0 | 1 | Off Peak | 0 | 1 | Off Peak | 0 | 1 | 0 | Off Peak | 0 | 1 | 0 | Off Peak | 0 | 1 | 0 | Off Peak
2020 | 5 | 29 | 2020-05-29 | 9 | 0 | 0 | 0 | [6 empty] | 0 | 0 | 1 | 0 | Off Peak | 0 | 1 | 0 | Semi-Peak | 0 | 1 | Off Peak | 0 | 1 | Off Peak | 0 | 1 | 0 | Off Peak | 0 | 1 | 0 | Off Peak | 0 | 1 | 0 | Off Peak
2020 | 5 | 29 | 2020-05-29 | 10 | 0 | 0 | 0 | [6 empty] | 0 | 0 | 1 | 0 | Off Peak | 0 | 1 | 0 | Semi-Peak | 0 | 1 | Off Peak | 0 | 1 | Off Peak | 0 | 1 | 0 | Off Peak | 0 | 1 | 0 | Off Peak | 0 | 1 | 0 | Off Peak
2020 | 5 | 29 | 2020-05-29 | 11 | 0 | 0 | 0 | [6 empty] | 0 | 0 | 1 | 0 | Off Peak | 0 | 1 | 0 | Semi-Peak | 0 | 1 | Off Peak | 0 | 1 | Off Peak | 0 | 1 | 0 | Off Peak | 0 | 1 | 0 | Off Peak | 0 | 1 | 0 | Off Peak
2020 | 5 | 29 | 2020-05-29 | 12 | 0 | 0 | 0 | [6 empty] | 0 | 0 | 1 | 0 | Off Peak | 0 | 1 | 0 | Semi-Peak | 0 | 1 | Off Peak | 0 | 1 | Off Peak | 0 | 1 | 0 | Off Peak | 0 | 1 | 0 | Off Peak | 0 | 1 | 0 | Off Peak
2020 | 5 | 29 | 2020-05-29 | 13 | 0 | 0 | 0 | [6 empty] | 0 | 0 | 1 | 0 | Off Peak | 0 | 1 | 0 | Semi-Peak | 0 | 1 | Off Peak | 1 | 0 | On Peak | 0 | 1 | 0 | Off Peak | 1 | 0 | 0 | On Peak | 0 | 1 | 0 | Off Peak
2020 | 5 | 29 | 2020-05-29 | 14 | 0 | 0 | 0 | [6 empty] | 0 | 0 | 1 | 0 | Off Peak | 0 | 1 | 0 | Semi-Peak | 0 | 1 | Off Peak | 1 | 0 | On Peak | 0 | 1 | 0 | Off Peak | 1 | 0 | 0 | On Peak | 0 | 1 | 0 | Off Peak
2020 | 5 | 29 | 2020-05-29 | 15 | 0 | 0 | 0 | [6 empty] | 0 | 0 | 1 | 0 | Off Peak | 0 | 1 | 0 | Semi-Peak | 0 | 1 | Off Peak | 1 | 0 | On Peak | 0 | 1 | 0 | Off Peak | 1 | 0 | 0 | On Peak | 0 | 1 | 0 | Off Peak
2020 | 5 | 29 | 2020-05-29 | 16 | 0 | 0 | 0 | [6 empty] | 0 | 0 | 1 | 0 | Off Peak | 0 | 1 | 0 | Semi-Peak | 0 | 1 | Off Peak | 1 | 0 | On Peak | 0 | 1 | 0 | Off Peak | 1 | 0 | 0 | On Peak | 0 | 1 | 0 | Off Peak
2020 | 5 | 29 | 2020-05-29 | 17 | 0 | 0 | 0 | [6 empty] | 0 | 1 | 0 | 0 | On Peak | 0 | 1 | 0 | Semi-Peak | 1 | 0 | On Peak | 1 | 0 | On Peak | 0 | 1 | 0 | Off Peak | 1 | 0 | 0 | On Peak | 0 | 1 | 0 | Off Peak
2020 | 5 | 29 | 2020-05-29 | 18 | 0 | 0 | 0 | [6 empty] | 0 | 1 | 0 | 0 | On Peak | 1 | 0 | 0 | On Peak | 1 | 0 | On Peak | 1 | 0 | On Peak | 0 | 1 | 0 | Off Peak | 1 | 0 | 0 | On Peak | 0 | 1 | 0 | Off Peak
2020 | 5 | 29 | 2020-05-29 | 19 | 0 | 0 | 0 | [6 empty] | 0 | 1 | 0 | 0 | On Peak | 1 | 0 | 0 | On Peak | 1 | 0 | On Peak | 0 | 1 | Off Peak | 0 | 0 | 1 | Super Off Peak | 1 | 0 | 0 | On Peak | 0 | 1 | 0 | Off Peak
2020 | 5 | 29 | 2020-05-29 | 20 | 0 | 0 | 0 | [6 empty] | 0 | 1 | 0 | 0 | On Peak | 1 | 0 | 0 | On Peak | 1 | 0 | On Peak | 0 | 1 | Off Peak | 0 | 0 | 1 | Super Off Peak | 1 | 0 | 0 | On Peak | 1 | 0 | 0 | On Peak
2020 | 5 | 29 | 2020-05-29 | 21 | 0 | 0 | 0 | [6 empty] | 0 | 1 | 0 | 0 | On Peak | 0 | 1 | 0 | Semi-Peak | 1 | 0 | On Peak | 0 | 1 | Off Peak | 0 | 0 | 1 | Super Off Peak | 0 | 1 | 0 | Off Peak | 1 | 0 | 0 | On Peak
2020 | 5 | 29 | 2020-05-29 | 22 | 0 | 0 | 0 | [6 empty] | 0 | 0 | 1 | 0 | Off Peak | 0 | 1 | 0 | Semi-Peak | 0 | 1 | Off Peak | 0 | 1 | Off Peak | 0 | 0 | 1 | Super Off Peak | 0 | 1 | 0 | Off Peak | 1 | 0 | 0 | On Peak
2020 | 5 | 29 | 2020-05-29 | 23 | 0 | 0 | 0 | [6 empty] | 0 | 0 | 1 | 0 | Off Peak | 0 | 0 | 1 | Off Peak | 0 | 1 | Off Peak | 0 | 1 | Off Peak | 0 | 0 | 1 | Super Off Peak | 0 | 1 | 0 | Off Peak | 1 | 0 | 0 | On Peak
2020 | 5 | 29 | 2020-05-29 | 24 | 0 | 0 | 0 | [6 empty] | 0 | 0 | 1 | 0 | Off Peak | 0 | 0 | 1 | Off Peak | 0 | 1 | Off Peak | 0 | 1 | Off Peak | 0 | 0 | 1 | Super Off Peak | 0 | 1 | 0 | Off Peak | 1 | 0 | 0 | On Peak
2020 | 5 | 30 | 2020-05-30 | 1 | 0 | 1 | 0 | [6 empty] | 0 | 0 | 0 | 1 | Super Off Peak | 0 | 0 | 1 | Off Peak | 0 | 1 | Off Peak | 0 | 1 | Off Peak | 0 | 0 | 1 | Super Off Peak | 0 | 0 | 1 | Super Off Peak | 0 | 0 | 1 | Super Off Peak
2020 | 5 | 30 | 2020-05-30 | 2 | 0 | 1 | 0 | [6 empty] | 0 | 0 | 0 | 1 | Super Off Peak | 0 | 0 | 1 | Off Peak | 0 | 1 | Off Peak | 0 | 1 | Off Peak | 0 | 0 | 1 | Super Off Peak | 0 | 0 | 1 | Super Off Peak | 0 | 0 | 1 | Super Off Peak
2020 | 5 | 30 | 2020-05-30 | 3 | 0 | 1 | 0 | [6 empty] | 0 | 0 | 0 | 1 | Super Off Peak | 0 | 0 | 1 | Off Peak | 0 | 1 | Off Peak | 0 | 1 | Off Peak | 0 | 0 | 1 | Super Off Peak | 0 | 0 | 1 | Super Off Peak | 0 | 0 | 1 | Super Off Peak
2020 | 5 | 30 | 2020-05-30 | 4 | 0 | 1 | 0 | [6 empty] | 0 | 0 | 0 | 1 | Super Off Peak | 0 | 0 | 1 | Off Peak | 0 | 1 | Off Peak | 0 | 1 | Off Peak | 0 | 0 | 1 | Super Off Peak | 0 | 0 | 1 | Super Off Peak | 0 | 0 | 1 | Super Off Peak
2020 | 5 | 30 | 2020-05-30 | 5 | 0 | 1 | 0 | [6 empty] | 0 | 0 | 0 | 1 | Super Off Peak | 0 | 0 | 1 | Off Peak | 0 | 1 | Off Peak | 0 | 1 | Off Peak | 0 | 0 | 1 | Super Off Peak | 0 | 0 | 1 | Super Off Peak | 0 | 0 | 1 | Super Off Peak
2020 | 5 | 30 | 2020-05-30 | 6 | 0 | 1 | 0 | [6 empty] | 0 | 0 | 0 | 1 | Super Off Peak | 0 | 0 | 1 | Off Peak | 0 | 1 | Off Peak | 0 | 1 | Off Peak | 0 | 0 | 1 | Super Off Peak | 0 | 1 | 0 | Off Peak | 0 | 1 | 0 | Off Peak
2020 | 5 | 30 | 2020-05-30 | 7 | 0 | 1 | 0 | [6 empty] | 0 | 0 | 0 | 1 | Super Off Peak | 0 | 0 | 1 | Off Peak | 0 | 1 | Off Peak | 0 | 1 | Off Peak | 0 | 0 | 1 | Super Off Peak | 0 | 1 | 0 | Off Peak | 0 | 1 | 0 | Off Peak
2020 | 5 | 30 | 2020-05-30 | 8 | 0 | 1 | 0 | [6 empty] | 0 | 0 | 0 | 1 | Super Off Peak | 0 | 0 | 1 | Off Peak | 0 | 1 | Off Peak | 0 | 1 | Off Peak | 0 | 0 | 1 | Super Off Peak | 0 | 1 | 0 | Off Peak | 0 | 1 | 0 | Off Peak
2020 | 5 | 30 | 2020-05-30 | 9 | 0 | 1 | 0 | [6 empty] | 0 | 0 | 0 | 1 | Super Off Peak | 0 | 0 | 1 | Off Peak | 0 | 1 | Off Peak | 0 | 1 | Off Peak | 0 | 0 | 1 | Super Off Peak | 0 | 1 | 0 | Off Peak | 0 | 1 | 0 | Off Peak
2020 | 5 | 30 | 2020-05-30 | 10 | 0 | 1 | 0 | [6 empty] | 0 | 0 | 0 | 1 | Super Off Peak | 0 | 0 | 1 | Off Peak | 0 | 1 | Off Peak | 0 | 1 | Off Peak | 0 | 0 | 1 | Super Off Peak | 0 | 1 | 0 | Off Peak | 0 | 1 | 0 | Off Peak
2020 | 5 | 30 | 2020-05-30 | 11 | 0 | 1 | 0 | [6 empty] | 0 | 0 | 0 | 1 | Super Off Peak | 0 | 0 | 1 | Off Peak | 0 | 1 | Off Peak | 0 | 1 | Off Peak | 0 | 0 | 1 | Super Off Peak | 0 | 1 | 0 | Off Peak | 0 | 1 | 0 | Off Peak
2020 | 5 | 30 | 2020-05-30 | 12 | 0 | 1 | 0 | [6 empty] | 0 | 0 | 0 | 1 | Super Off Peak | 0 | 0 | 1 | Off Peak | 0 | 1 | Off Peak | 0 | 1 | Off Peak | 0 | 0 | 1 | Super Off Peak | 0 | 1 | 0 | Off Peak | 0 | 1 | 0 | Off Peak
2020 | 5 | 30 | 2020-05-30 | 13 | 0 | 1 | 0 | [6 empty] | 0 | 0 | 0 | 1 | Super Off Peak | 0 | 0 | 1 | Off Peak | 0 | 1 | Off Peak | 0 | 1 | Off Peak | 0 | 0 | 1 | Super Off Peak | 1 | 0 | 0 | On Peak | 0 | 1 | 0 | Off Peak
2020 | 5 | 30 | 2020-05-30 | 14 | 0 | 1 | 0 | [6 empty] | 0 | 0 | 0 | 1 | Super Off Peak | 0 | 0 | 1 | Off Peak | 0 | 1 | Off Peak | 0 | 1 | Off Peak | 0 | 0 | 1 | Super Off Peak | 1 | 0 | 0 | On Peak | 0 | 1 | 0 | Off Peak
2020 | 5 | 30 | 2020-05-30 | 15 | 0 | 1 | 0 | [6 empty] | 0 | 0 | 1 | 0 | Off Peak | 0 | 0 | 1 | Off Peak | 0 | 1 | Off Peak | 0 | 1 | Off Peak | 0 | 0 | 1 | Super Off Peak | 1 | 0 | 0 | On Peak | 0 | 1 | 0 | Off Peak
2020 | 5 | 30 | 2020-05-30 | 16 | 0 | 1 | 0 | [6 empty] | 0 | 0 | 1 | 0 | Off Peak | 0 | 0 | 1 | Off Peak | 0 | 1 | Off Peak | 0 | 1 | Off Peak | 0 | 0 | 1 | Super Off Peak | 1 | 0 | 0 | On Peak | 0 | 1 | 0 | Off Peak
2020 | 5 | 30 | 2020-05-30 | 17 | 0 | 1 | 0 | [6 empty] | 0 | 1 | 0 | 0 | On Peak | 0 | 0 | 1 | Off Peak | 0 | 1 | Off Peak | 0 | 1 | Off Peak | 0 | 0 | 1 | Super Off Peak | 1 | 0 | 0 | On Peak | 0 | 1 | 0 | Off Peak
2020 | 5 | 30 | 2020-05-30 | 18 | 0 | 1 | 0 | [6 empty] | 0 | 1 | 0 | 0 | On Peak | 0 | 0 | 1 | Off Peak | 0 | 1 | Off Peak | 0 | 1 | Off Peak | 0 | 0 | 1 | Super Off Peak | 1 | 0 | 0 | On Peak | 0 | 1 | 0 | Off Peak
2020 | 5 | 30 | 2020-05-30 | 19 | 0 | 1 | 0 | [6 empty] | 0 | 1 | 0 | 0 | On Peak | 0 | 0 | 1 | Off Peak | 0 | 1 | Off Peak | 0 | 1 | Off Peak | 0 | 0 | 1 | Super Off Peak | 1 | 0 | 0 | On Peak | 0 | 1 | 0 | Off Peak
2020 | 5 | 30 | 2020-05-30 | 20 | 0 | 1 | 0 | [6 empty] | 0 | 1 | 0 | 0 | On Peak | 0 | 0 | 1 | Off Peak | 0 | 1 | Off Peak | 0 | 1 | Off Peak | 0 | 0 | 1 | Super Off Peak | 1 | 0 | 0 | On Peak | 1 | 0 | 0 | On Peak
2020 | 5 | 30 | 2020-05-30 | 21 | 0 | 1 | 0 | [6 empty] | 0 | 1 | 0 | 0 | On Peak | 0 | 0 | 1 | Off Peak | 0 | 1 | Off Peak | 0 | 1 | Off Peak | 0 | 0 | 1 | Super Off Peak | 0 | 1 | 0 | Off Peak | 1 | 0 | 0 | On Peak
2020 | 5 | 30 | 2020-05-30 | 22 | 0 | 1 | 0 | [6 empty] | 0 | 0 | 1 | 0 | Off Peak | 0 | 0 | 1 | Off Peak | 0 | 1 | Off Peak | 0 | 1 | Off Peak | 0 | 0 | 1 | Super Off Peak | 0 | 1 | 0 | Off Peak | 1 | 0 | 0 | On Peak
2020 | 5 | 30 | 2020-05-30 | 23 | 0 | 1 | 0 | [6 empty] | 0 | 0 | 1 | 0 | Off Peak | 0 | 0 | 1 | Off Peak | 0 | 1 | Off Peak | 0 | 1 | Off Peak | 0 | 0 | 1 | Super Off Peak | 0 | 1 | 0 | Off Peak | 1 | 0 | 0 | On Peak
2020 | 5 | 30 | 2020-05-30 | 24 | 0 | 1 | 0 | [6 empty] | 0 | 0 | 1 | 0 | Off Peak | 0 | 0 | 1 | Off Peak | 0 | 1 | Off Peak | 0 | 1 | Off Peak | 0 | 0 | 1 | Super Off Peak | 0 | 1 | 0 | Off Peak | 1 | 0 | 0 | On Peak
2020 | 5 | 31 | 2020-05-31 | 1 | 0 | 1 | 0 | [6 empty] | 0 | 0 | 0 | 1 | Super Off Peak | 0 | 0 | 1 | Off Peak | 0 | 1 | Off Peak | 0 | 1 | Off Peak | 0 | 0 | 1 | Super Off Peak | 0 | 0 | 1 | Super Off Peak | 0 | 0 | 1 | Super Off Peak
2020 | 5 | 31 | 2020-05-31 | 2 | 0 | 1 | 0 | [6 empty] | 0 | 0 | 0 | 1 | Super Off Peak | 0 | 0 | 1 | Off Peak | 0 | 1 | Off Peak | 0 | 1 | Off Peak | 0 | 0 | 1 | Super Off Peak | 0 | 0 | 1 | Super Off Peak | 0 | 0 | 1 | Super Off Peak
2020 | 5 | 31 | 2020-05-31 | 3 | 0 | 1 | 0 | [6 empty] | 0 | 0 | 0 | 1 | Super Off Peak | 0 | 0 | 1 | Off Peak | 0 | 1 | Off Peak | 0 | 1 | Off Peak | 0 | 0 | 1 | Super Off Peak | 0 | 0 | 1 | Super Off Peak | 0 | 0 | 1 | Super Off Peak
2020 | 5 | 31 | 2020-05-31 | 4 | 0 | 1 | 0 | [6 empty] | 0 | 0 | 0 | 1 | Super Off Peak | 0 | 0 | 1 | Off Peak | 0 | 1 | Off Peak | 0 | 1 | Off Peak | 0 | 0 | 1 | Super Off Peak | 0 | 0 | 1 | Super Off Peak | 0 | 0 | 1 | Super Off Peak
2020 | 5 | 31 | 2020-05-31 | 5 | 0 | 1 | 0 | [6 empty] | 0 | 0 | 0 | 1 | Super Off Peak | 0 | 0 | 1 | Off Peak | 0 | 1 | Off Peak | 0 | 1 | Off Peak | 0 | 0 | 1 | Super Off Peak | 0 | 0 | 1 | Super Off Peak | 0 | 0 | 1 | Super Off Peak
2020 | 5 | 31 | 2020-05-31 | 6 | 0 | 1 | 0 | [6 empty] | 0 | 0 | 0 | 1 | Super Off Peak | 0 | 0 | 1 | Off Peak | 0 | 1 | Off Peak | 0 | 1 | Off Peak | 0 | 0 | 1 | Super Off Peak | 0 | 1 | 0 | Off Peak | 0 | 1 | 0 | Off Peak
2020 | 5 | 31 | 2020-05-31 | 7 | 0 | 1 | 0 | [6 empty] | 0 | 0 | 0 | 1 | Super Off Peak | 0 | 0 | 1 | Off Peak | 0 | 1 | Off Peak | 0 | 1 | Off Peak | 0 | 0 | 1 | Super Off Peak | 0 | 1 | 0 | Off Peak | 0 | 1 | 0 | Off Peak
2020 | 5 | 31 | 2020-05-31 | 8 | 0 | 1 | 0 | [6 empty] | 0 | 0 | 0 | 1 | Super Off Peak | 0 | 0 | 1 | Off Peak | 0 | 1 | Off Peak | 0 | 1 | Off Peak | 0 | 0 | 1 | Super Off Peak | 0 | 1 | 0 | Off Peak | 0 | 1 | 0 | Off Peak
2020 | 5 | 31 | 2020-05-31 | 9 | 0 | 1 | 0 | [6 empty] | 0 | 0 | 0 | 1 | Super Off Peak | 0 | 0 | 1 | Off Peak | 0 | 1 | Off Peak | 0 | 1 | Off Peak | 0 | 0 | 1 | Super Off Peak | 0 | 1 | 0 | Off Peak | 0 | 1 | 0 | Off Peak
2020 | 5 | 31 | 2020-05-31 | 10 | 0 | 1 | 0 | [6 empty] | 0 | 0 | 0 | 1 | Super Off Peak | 0 | 0 | 1 | Off Peak | 0 | 1 | Off Peak | 0 | 1 | Off Peak | 0 | 0 | 1 | Super Off Peak | 0 | 1 | 0 | Off Peak | 0 | 1 | 0 | Off Peak
2020 | 5 | 31 | 2020-05-31 | 11 | 0 | 1 | 0 | [6 empty] | 0 | 0 | 0 | 1 | Super Off Peak | 0 | 0 | 1 | Off Peak | 0 | 1 | Off Peak | 0 | 1 | Off Peak | 0 | 0 | 1 | Super Off Peak | 0 | 1 | 0 | Off Peak | 0 | 1 | 0 | Off Peak
2020 | 5 | 31 | 2020-05-31 | 12 | 0 | 1 | 0 | [6 empty] | 0 | 0 | 0 | 1 | Super Off Peak | 0 | 0 | 1 | Off Peak | 0 | 1 | Off Peak | 0 | 1 | Off Peak | 0 | 0 | 1 | Super Off Peak | 0 | 1 | 0 | Off Peak | 0 | 1 | 0 | Off Peak
2020 | 5 | 31 | 2020-05-31 | 13 | 0 | 1 | 0 | [6 empty] | 0 | 0 | 0 | 1 | Super Off Peak | 0 | 0 | 1 | Off Peak | 0 | 1 | Off Peak | 0 | 1 | Off Peak | 0 | 0 | 1 | Super Off Peak | 1 | 0 | 0 | On Peak | 0 | 1 | 0 | Off Peak
2020 | 5 | 31 | 2020-05-31 | 14 | 0 | 1 | 0 | [6 empty] | 0 | 0 | 0 | 1 | Super Off Peak | 0 | 0 | 1 | Off Peak | 0 | 1 | Off Peak | 0 | 1 | Off Peak | 0 | 0 | 1 | Super Off Peak | 1 | 0 | 0 | On Peak | 0 | 1 | 0 | Off Peak
2020 | 5 | 31 | 2020-05-31 | 15 | 0 | 1 | 0 | [6 empty] | 0 | 0 | 1 | 0 | Off Peak | 0 | 0 | 1 | Off Peak | 0 | 1 | Off Peak | 0 | 1 | Off Peak | 0 | 0 | 1 | Super Off Peak | 1 | 0 | 0 | On Peak | 0 | 1 | 0 | Off Peak
2020 | 5 | 31 | 2020-05-31 | 16 | 0 | 1 | 0 | [6 empty] | 0 | 0 | 1 | 0 | Off Peak | 0 | 0 | 1 | Off Peak | 0 | 1 | Off Peak | 0 | 1 | Off Peak | 0 | 0 | 1 | Super Off Peak | 1 | 0 | 0 | On Peak | 0 | 1 | 0 | Off Peak
2020 | 5 | 31 | 2020-05-31 | 17 | 0 | 1 | 0 | [6 empty] | 0 | 1 | 0 | 0 | On Peak | 0 | 0 | 1 | Off Peak | 0 | 1 | Off Peak | 0 | 1 | Off Peak | 0 | 0 | 1 | Super Off Peak | 1 | 0 | 0 | On Peak | 0 | 1 | 0 | Off Peak
2020 | 5 | 31 | 2020-05-31 | 18 | 0 | 1 | 0 | [6 empty] | 0 | 1 | 0 | 0 | On Peak | 0 | 0 | 1 | Off Peak | 0 | 1 | Off Peak | 0 | 1 | Off Peak | 0 | 0 | 1 | Super Off Peak | 1 | 0 | 0 | On Peak | 0 | 1 | 0 | Off Peak
2020 | 5 | 31 | 2020-05-31 | 19 | 0 | 1 | 0 | [6 empty] | 0 | 1 | 0 | 0 | On Peak | 0 | 0 | 1 | Off Peak | 0 | 1 | Off Peak | 0 | 1 | Off Peak | 0 | 0 | 1 | Super Off Peak | 1 | 0 | 0 | On Peak | 0 | 1 | 0 | Off Peak
2020 | 5 | 31 | 2020-05-31 | 20 | 0 | 1 | 0 | [6 empty] | 0 | 1 | 0 | 0 | On Peak | 0 | 0 | 1 | Off Peak | 0 | 1 | Off Peak | 0 | 1 | Off Peak | 0 | 0 | 1 | Super Off Peak | 1 | 0 | 0 | On Peak | 1 | 0 | 0 | On Peak
2020 | 5 | 31 | 2020-05-31 | 21 | 0 | 1 | 0 | [6 empty] | 0 | 1 | 0 | 0 | On Peak | 0 | 0 | 1 | Off Peak | 0 | 1 | Off Peak | 0 | 1 | Off Peak | 0 | 0 | 1 | Super Off Peak | 0 | 1 | 0 | Off Peak | 1 | 0 | 0 | On Peak
2020 | 5 | 31 | 2020-05-31 | 22 | 0 | 1 | 0 | [6 empty] | 0 | 0 | 1 | 0 | Off Peak | 0 | 0 | 1 | Off Peak | 0 | 1 | Off Peak | 0 | 1 | Off Peak | 0 | 0 | 1 | Super Off Peak | 0 | 1 | 0 | Off Peak | 1 | 0 | 0 | On Peak
2020 | 5 | 31 | 2020-05-31 | 23 | 0 | 1 | 0 | [6 empty] | 0 | 0 | 1 | 0 | Off Peak | 0 | 0 | 1 | Off Peak | 0 | 1 | Off Peak | 0 | 1 | Off Peak | 0 | 0 | 1 | Super Off Peak | 0 | 1 | 0 | Off Peak | 1 | 0 | 0 | On Peak
2020 | 5 | 31 | 2020-05-31 | 24 | 0 | 1 | 0 | [6 empty] | 0 | 0 | 1 | 0 | Off Peak | 0 | 0 | 1 | Off Peak | 0 | 1 | Off Peak | 0 | 1 | Off Peak | 0 | 0 | 1 | Super Off Peak | 0 | 1 | 0 | Off Peak | 1 | 0 | 0 | On Peak
2020 | 6 | 1 | 2020-06-01 | 1 | 1 | 0 | 0 | [6 empty] | 0 | 0 | 0 | 1 | Super Off Peak | 0 | 0 | 1 | Off Peak | 0 | 1 | Off Peak | 0 | 1 | Off Peak | 0 | 0 | 1 | Super Off Peak | 0 | 0 | 1 | Super Off Peak | 0 | 0 | 1 | Super Off Peak
2020 | 6 | 1 | 2020-06-01 | 2 | 1 | 0 | 0 | [6 empty] | 0 | 0 | 0 | 1 | Super Off Peak | 0 | 0 | 1 | Off Peak | 0 | 1 | Off Peak | 0 | 1 | Off Peak | 0 | 0 | 1 | Super Off Peak | 0 | 0 | 1 | Super Off Peak | 0 | 0 | 1 | Super Off Peak
2020 | 6 | 1 | 2020-06-01 | 3 | 1 | 0 | 0 | [6 empty] | 0 | 0 | 0 | 1 | Super Off Peak | 0 | 0 | 1 | Off Peak | 0 | 1 | Off Peak | 0 | 1 | Off Peak | 0 | 0 | 1 | Super Off Peak | 0 | 0 | 1 | Super Off Peak | 0 | 0 | 1 | Super Off Peak
2020 | 6 | 1 | 2020-06-01 | 4 | 1 | 0 | 0 | [6 empty] | 0 | 0 | 0 | 1 | Super Off Peak | 0 | 0 | 1 | Off Peak | 0 | 1 | Off Peak | 0 | 1 | Off Peak | 0 | 0 | 1 | Super Off Peak | 0 | 0 | 1 | Super Off Peak | 0 | 0 | 1 | Super Off Peak
2020 | 6 | 1 | 2020-06-01 | 5 | 1 | 0 | 0 | [6 empty] | 0 | 0 | 0 | 1 | Super Off Peak | 0 | 0 | 1 | Off Peak | 0 | 1 | Off Peak | 0 | 1 | Off Peak | 0 | 0 | 1 | Super Off Peak | 0 | 0 | 1 | Super Off Peak | 0 | 0 | 1 | Super Off Peak
2020 | 6 | 1 | 2020-06-01 | 6 | 1 | 0 | 0 | [6 empty] | 0 | 0 | 0 | 1 | Super Off Peak | 0 | 0 | 1 | Off Peak | 0 | 1 | Off Peak | 0 | 1 | Off Peak | 0 | 0 | 1 | Super Off Peak | 0 | 1 | 0 | Off Peak | 0 | 1 | 0 | Off Peak
2020 | 6 | 1 | 2020-06-01 | 7 | 1 | 0 | 0 | [6 empty] | 0 | 0 | 1 | 0 | Off Peak | 0 | 1 | 0 | Semi-Peak | 0 | 1 | Off Peak | 0 | 1 | Off Peak | 0 | 1 | 0 | Off Peak | 0 | 1 | 0 | Off Peak | 0 | 1 | 0 | Off Peak
2020 | 6 | 1 | 2020-06-01 | 8 | 1 | 0 | 0 | [6 empty] | 0 | 0 | 1 | 0 | Off Peak | 0 | 1 | 0 | Semi-Peak | 0 | 1 | Off Peak | 0 | 1 | Off Peak | 0 | 1 | 0 | Off Peak | 0 | 1 | 0 | Off Peak | 0 | 1 | 0 | Off Peak
2020 | 6 | 1 | 2020-06-01 | 9 | 1 | 0 | 0 | [6 empty] | 0 | 0 | 1 | 0 | Off Peak | 0 | 1 | 0 | Semi-Peak | 0 | 1 | Off Peak | 0 | 1 | Off Peak | 0 | 1 | 0 | Off Peak | 0 | 1 | 0 | Off Peak | 0 | 1 | 0 | Off Peak
2020 | 6 | 1 | 2020-06-01 | 10 | 1 | 0 | 0 | [6 empty] | 0 | 0 | 1 | 0 | Off Peak | 0 | 1 | 0 | Semi-Peak | 0 | 1 | Off Peak | 0 | 1 | Off Peak | 0 | 1 | 0 | Off Peak | 0 | 1 | 0 | Off Peak | 0 | 1 | 0 | Off Peak
2020 | 6 | 1 | 2020-06-01 | 11 | 1 | 0 | 0 | [6 empty] | 0 | 0 | 1 | 0 | Off Peak | 0 | 1 | 0 | Semi-Peak | 0 | 1 | Off Peak | 0 | 1 | Off Peak | 0 | 1 | 0 | Off Peak | 0 | 1 | 0 | Off Peak | 0 | 1 | 0 | Off Peak
2020 | 6 | 1 | 2020-06-01 | 12 | 1 | 0 | 0 | [6 empty] | 0 | 0 | 1 | 0 | Off Peak | 1 | 0 | 0 | On Peak | 0 | 1 | Off Peak | 0 | 1 | Off Peak | 1 | 0 | 0 | On Peak | 0 | 1 | 0 | Off Peak | 0 | 1 | 0 | Off Peak
2020 | 6 | 1 | 2020-06-01 | 13 | 1 | 0 | 0 | [6 empty] | 0 | 0 | 1 | 0 | Off Peak | 1 | 0 | 0 | On Peak | 0 | 1 | Off Peak | 1 | 0 | On Peak | 1 | 0 | 0 | On Peak | 1 | 0 | 0 | On Peak | 1 | 0 | 0 | On Peak
2020 | 6 | 1 | 2020-06-01 | 14 | 1 | 0 | 0 | [6 empty] | 0 | 0 | 1 | 0 | Off Peak | 1 | 0 | 0 | On Peak | 0 | 1 | Off Peak | 1 | 0 | On Peak | 1 | 0 | 0 | On Peak | 1 | 0 | 0 | On Peak | 1 | 0 | 0 | On Peak
2020 | 6 | 1 | 2020-06-01 | 15 | 1 | 0 | 0 | [6 empty] | 0 | 0 | 1 | 0 | Off Peak | 1 | 0 | 0 | On Peak | 0 | 1 | Off Peak | 1 | 0 | On Peak | 1 | 0 | 0 | On Peak | 1 | 0 | 0 | On Peak | 1 | 0 | 0 | On Peak
2020 | 6 | 1 | 2020-06-01 | 16 | 1 | 0 | 0 | [6 empty] | 0 | 0 | 1 | 0 | Off Peak | 1 | 0 | 0 | On Peak | 0 | 1 | Off Peak | 1 | 0 | On Peak | 1 | 0 | 0 | On Peak | 1 | 0 | 0 | On Peak | 1 | 0 | 0 | On Peak
2020 | 6 | 1 | 2020-06-01 | 17 | 1 | 0 | 0 | [6 empty] | 0 | 1 | 0 | 0 | On Peak | 1 | 0 | 0 | On Peak | 1 | 0 | On Peak | 1 | 0 | On Peak | 1 | 0 | 0 | On Peak | 1 | 0 | 0 | On Peak | 1 | 0 | 0 | On Peak
2020 | 6 | 1 | 2020-06-01 | 18 | 1 | 0 | 0 | [6 empty] | 0 | 1 | 0 | 0 | On Peak | 1 | 0 | 0 | On Peak | 1 | 0 | On Peak | 1 | 0 | On Peak | 1 | 0 | 0 | On Peak | 1 | 0 | 0 | On Peak | 1 | 0 | 0 | On Peak
2020 | 6 | 1 | 2020-06-01 | 19 | 1 | 0 | 0 | [6 empty] | 0 | 1 | 0 | 0 | On Peak | 0 | 1 | 0 | Semi-Peak | 1 | 0 | On Peak | 0 | 1 | Off Peak | 0 | 1 | 0 | Off Peak | 1 | 0 | 0 | On Peak | 0 | 1 | 0 | Off Peak
2020 | 6 | 1 | 2020-06-01 | 20 | 1 | 0 | 0 | [6 empty] | 0 | 1 | 0 | 0 | On Peak | 0 | 1 | 0 | Semi-Peak | 1 | 0 | On Peak | 0 | 1 | Off Peak | 0 | 1 | 0 | Off Peak | 1 | 0 | 0 | On Peak | 0 | 1 | 0 | Off Peak
2020 | 6 | 1 | 2020-06-01 | 21 | 1 | 0 | 0 | [6 empty] | 0 | 1 | 0 | 0 | On Peak | 0 | 1 | 0 | Semi-Peak | 1 | 0 | On Peak | 0 | 1 | Off Peak | 0 | 1 | 0 | Off Peak | 0 | 1 | 0 | Off Peak | 0 | 1 | 0 | Off Peak
2020 | 6 | 1 | 2020-06-01 | 22 | 1 | 0 | 0 | [6 empty] | 0 | 0 | 1 | 0 | Off Peak | 0 | 1 | 0 | Semi-Peak | 0 | 1 | Off Peak | 0 | 1 | Off Peak | 0 | 1 | 0 | Off Peak | 0 | 1 | 0 | Off Peak | 0 | 1 | 0 | Off Peak
2020 | 6 | 1 | 2020-06-01 | 23 | 1 | 0 | 0 | [6 empty] | 0 | 0 | 1 | 0 | Off Peak | 0 | 0 | 1 | Off Peak | 0 | 1 | Off Peak | 0 | 1 | Off Peak | 0 | 0 | 1 | Super Off Peak | 0 | 1 | 0 | Off Peak | 0 | 1 | 0 | Off Peak
2020 | 6 | 1 | 2020-06-01 | 24 | 1 | 0 | 0 | [6 empty] | 0 | 0 | 1 | 0 | Off Peak | 0 | 0 | 1 | Off Peak | 0 | 1 | Off Peak | 0 | 1 | Off Peak | 0 | 0 | 1 | Super Off Peak | 0 | 1 | 0 | Off Peak | 0 | 1 | 0 | Off Peak
2020 | 6 | 2 | 2020-06-02 | 1 | 1 | 0 | 0 | [6 empty] | 0 | 0 | 0 | 1 | Super Off Peak | 0 | 0 | 1 | Off Peak | 0 | 1 | Off Peak | 0 | 1 | Off Peak | 0 | 0 | 1 | Super Off Peak | 0 | 0 | 1 | Super Off Peak | 0 | 0 | 1 | Super Off Peak
2020 | 6 | 2 | 2020-06-02 | 2 | 1 | 0 | 0 | [6 empty] | 0 | 0 | 0 | 1 | Super Off Peak | 0 | 0 | 1 | Off Peak | 0 | 1 | Off Peak | 0 | 1 | Off Peak | 0 | 0 | 1 | Super Off Peak | 0 | 0 | 1 | Super Off Peak | 0 | 0 | 1 | Super Off Peak
2020 | 6 | 2 | 2020-06-02 | 3 | 1 | 0 | 0 | [6 empty] | 0 | 0 | 0 | 1 | Super Off Peak | 0 | 0 | 1 | Off Peak | 0 | 1 | Off Peak | 0 | 1 | Off Peak | 0 | 0 | 1 | Super Off Peak | 0 | 0 | 1 | Super Off Peak | 0 | 0 | 1 | Super Off Peak
2020 | 6 | 2 | 2020-06-02 | 4 | 1 | 0 | 0 | [6 empty] | 0 | 0 | 0 | 1 | Super Off Peak | 0 | 0 | 1 | Off Peak | 0 | 1 | Off Peak | 0 | 1 | Off Peak | 0 | 0 | 1 | Super Off Peak | 0 | 0 | 1 | Super Off Peak | 0 | 0 | 1 | Super Off Peak
2020 | 6 | 2 | 2020-06-02 | 5 | 1 | 0 | 0 | [6 empty] | 0 | 0 | 0 | 1 | Super Off Peak | 0 | 0 | 1 | Off Peak | 0 | 1 | Off Peak | 0 | 1 | Off Peak | 0 | 0 | 1 | Super Off Peak | 0 | 0 | 1 | Super Off Peak | 0 | 0 | 1 | Super Off Peak
2020 | 6 | 2 | 2020-06-02 | 6 | 1 | 0 | 0 | [6 empty] | 0 | 0 | 0 | 1 | Super Off Peak | 0 | 0 | 1 | Off Peak | 0 | 1 | Off Peak | 0 | 1 | Off Peak | 0 | 0 | 1 | Super Off Peak | 0 | 1 | 0 | Off Peak | 0 | 1 | 0 | Off Peak
2020 | 6 | 2 | 2020-06-02 | 7 | 1 | 0 | 0 | [6 empty] | 0 | 0 | 1 | 0 | Off Peak | 0 | 1 | 0 | Semi-Peak | 0 | 1 | Off Peak | 0 | 1 | Off Peak | 0 | 1 | 0 | Off Peak | 0 | 1 | 0 | Off Peak | 0 | 1 | 0 | Off Peak
2020 | 6 | 2 | 2020-06-02 | 8 | 1 | 0 | 0 | [6 empty] | 0 | 0 | 1 | 0 | Off Peak | 0 | 1 | 0 | Semi-Peak | 0 | 1 | Off Peak | 0 | 1 | Off Peak | 0 | 1 | 0 | Off Peak | 0 | 1 | 0 | Off Peak | 0 | 1 | 0 | Off Peak
2020 | 6 | 2 | 2020-06-02 | 9 | 1 | 0 | 0 | [6 empty] | 0 | 0 | 1 | 0 | Off Peak | 0 | 1 | 0 | Semi-Peak | 0 | 1 | Off Peak | 0 | 1 | Off Peak | 0 | 1 | 0 | Off Peak | 0 | 1 | 0 | Off Peak | 0 | 1 | 0 | Off Peak
2020 | 6 | 2 | 2020-06-02 | 10 | 1 | 0 | 0 | [6 empty] | 0 | 0 | 1 | 0 | Off Peak | 0 | 1 | 0 | Semi-Peak | 0 | 1 | Off Peak | 0 | 1 | Off Peak | 0 | 1 | 0 | Off Peak | 0 | 1 | 0 | Off Peak | 0 | 1 | 0 | Off Peak
2020 | 6 | 2 | 2020-06-02 | 11 | 1 | 0 | 0 | [6 empty] | 0 | 0 | 1 | 0 | Off Peak | 0 | 1 | 0 | Semi-Peak | 0 | 1 | Off Peak | 0 | 1 | Off Peak | 0 | 1 | 0 | Off Peak | 0 | 1 | 0 | Off Peak | 0 | 1 | 0 | Off Peak
2020 | 6 | 2 | 2020-06-02 | 12 | 1 | 0 | 0 | [6 empty] | 0 | 0 | 1 | 0 | Off Peak | 1 | 0 | 0 | On Peak | 0 | 1 | Off Peak | 0 | 1 | Off Peak | 1 | 0 | 0 | On Peak | 0 | 1 | 0 | Off Peak | 0 | 1 | 0 | Off Peak
2020 | 6 | 2 | 2020-06-02 | 13 | 1 | 0 | 0 | [6 empty] | 0 | 0 | 1 | 0 | Off Peak | 1 | 0 | 0 | On Peak | 0 | 1 | Off Peak | 1 | 0 | On Peak | 1 | 0 | 0 | On Peak | 1 | 0 | 0 | On Peak | 1 | 0 | 0 | On Peak
2020 | 6 | 2 | 2020-06-02 | 14 | 1 | 0 | 0 | [6 empty] | 0 | 0 | 1 | 0 | Off Peak | 1 | 0 | 0 | On Peak | 0 | 1 | Off Peak | 1 | 0 | On Peak | 1 | 0 | 0 | On Peak | 1 | 0 | 0 | On Peak | 1 | 0 | 0 | On Peak
2020 | 6 | 2 | 2020-06-02 | 15 | 1 | 0 | 0 | [6 empty] | 0 | 0 | 1 | 0 | Off Peak | 1 | 0 | 0 | On Peak | 0 | 1 | Off Peak | 1 | 0 | On Peak | 1 | 0 | 0 | On Peak | 1 | 0 | 0 | On Peak | 1 | 0 | 0 | On Peak
2020 | 6 | 2 | 2020-06-02 | 16 | 1 | 0 | 0 | [6 empty] | 0 | 0 | 1 | 0 | Off Peak | 1 | 0 | 0 | On Peak | 0 | 1 | Off Peak | 1 | 0 | On Peak | 1 | 0 | 0 | On Peak | 1 | 0 | 0 | On Peak | 1 | 0 | 0 | On Peak
2020 | 6 | 2 | 2020-06-02 | 17 | 1 | 0 | 0 | [6 empty] | 0 | 1 | 0 | 0 | On Peak | 1 | 0 | 0 | On Peak | 1 | 0 | On Peak | 1 | 0 | On Peak | 1 | 0 | 0 | On Peak | 1 | 0 | 0 | On Peak | 1 | 0 | 0 | On Peak
2020 | 6 | 2 | 2020-06-02 | 18 | 1 | 0 | 0 | [6 empty] | 0 | 1 | 0 | 0 | On Peak | 1 | 0 | 0 | On Peak | 1 | 0 | On Peak | 1 | 0 | On Peak | 1 | 0 | 0 | On Peak | 1 | 0 | 0 | On Peak | 1 | 0 | 0 | On Peak
2020 | 6 | 2 | 2020-06-02 | 19 | 1 | 0 | 0 | [6 empty] | 0 | 1 | 0 | 0 | On Peak | 0 | 1 | 0 | Semi-Peak | 1 | 0 | On Peak | 0 | 1 | Off Peak | 0 | 1 | 0 | Off Peak | 1 | 0 | 0 | On Peak | 0 | 1 | 0 | Off Peak
2020 | 6 | 2 | 2020-06-02 | 20 | 1 | 0 | 0 | [6 empty] | 0 | 1 | 0 | 0 | On Peak | 0 | 1 | 0 | Semi-Peak | 1 | 0 | On Peak | 0 | 1 | Off Peak | 0 | 1 | 0 | Off Peak | 1 | 0 | 0 | On Peak | 0 | 1 | 0 | Off Peak
2020 | 6 | 2 | 2020-06-02 | 21 | 1 | 0 | 0 | [6 empty] | 0 | 1 | 0 | 0 | On Peak | 0 | 1 | 0 | Semi-Peak | 1 | 0 | On Peak | 0 | 1 | Off Peak | 0 | 1 | 0 | Off Peak | 0 | 1 | 0 | Off Peak | 0 | 1 | 0 | Off Peak
2020 | 6 | 2 | 2020-06-02 | 22 | 1 | 0 | 0 | [6 empty] | 0 | 0 | 1 | 0 | Off Peak | 0 | 1 | 0 | Semi-Peak | 0 | 1 | Off Peak | 0 | 1 | Off Peak | 0 | 1 | 0 | Off Peak | 0 | 1 | 0 | Off Peak | 0 | 1 | 0 | Off Peak
2020 | 6 | 2 | 2020-06-02 | 23 | 1 | 0 | 0 | [6 empty] | 0 | 0 | 1 | 0 | Off Peak | 0 | 0 | 1 | Off Peak | 0 | 1 | Off Peak | 0 | 1 | Off Peak | 0 | 0 | 1 | Super Off Peak | 0 | 1 | 0 | Off Peak | 0 | 1 | 0 | Off Peak
2020 | 6 | 2 | 2020-06-02 | 24 | 1 | 0 | 0 | [6 empty] | 0 | 0 | 1 | 0 | Off Peak | 0 | 0 | 1 | Off Peak | 0 | 1 | Off Peak | 0 | 1 | Off Peak | 0 | 0 | 1 | Super Off Peak | 0 | 1 | 0 | Off Peak | 0 | 1 | 0 | Off Peak
2020 | 6 | 3 | 2020-06-03 | 1 | 1 | 0 | 0 | [6 empty] | 0 | 0 | 0 | 1 | Super Off Peak | 0 | 0 | 1 | Off Peak | 0 | 1 | Off Peak | 0 | 1 | Off Peak | 0 | 0 | 1 | Super Off Peak | 0 | 0 | 1 | Super Off Peak | 0 | 0 | 1 | Super Off Peak
2020 | 6 | 3 | 2020-06-03 | 2 | 1 | 0 | 0 | [6 empty] | 0 | 0 | 0 | 1 | Super Off Peak | 0 | 0 | 1 | Off Peak | 0 | 1 | Off Peak | 0 | 1 | Off Peak | 0 | 0 | 1 | Super Off Peak | 0 | 0 | 1 | Super Off Peak | 0 | 0 | 1 | Super Off Peak
2020 | 6 | 3 | 2020-06-03 | 3 | 1 | 0 | 0 | [6 empty] | 0 | 0 | 0 | 1 | Super Off Peak | 0 | 0 | 1 | Off Peak | 0 | 1 | Off Peak | 0 | 1 | Off Peak | 0 | 0 | 1 | Super Off Peak | 0 | 0 | 1 | Super Off Peak | 0 | 0 | 1 | Super Off Peak
2020 | 6 | 3 | 2020-06-03 | 4 | 1 | 0 | 0 | [6 empty] | 0 | 0 | 0 | 1 | Super Off Peak | 0 | 0 | 1 | Off Peak | 0 | 1 | Off Peak | 0 | 1 | Off Peak | 0 | 0 | 1 | Super Off Peak | 0 | 0 | 1 | Super Off Peak | 0 | 0 | 1 | Super Off Peak
2020 | 6 | 3 | 2020-06-03 | 5 | 1 | 0 | 0 | [6 empty] | 0 | 0 | 0 | 1 | Super Off Peak | 0 | 0 | 1 | Off Peak | 0 | 1 | Off Peak | 0 | 1 | Off Peak | 0 | 0 | 1 | Super Off Peak | 0 | 0 | 1 | Super Off Peak | 0 | 0 | 1 | Super Off Peak
2020 | 6 | 3 | 2020-06-03 | 6 | 1 | 0 | 0 | [6 empty] | 0 | 0 | 0 | 1 | Super Off Peak | 0 | 0 | 1 | Off Peak | 0 | 1 | Off Peak | 0 | 1 | Off Peak | 0 | 0 | 1 | Super Off Peak | 0 | 1 | 0 | Off Peak | 0 | 1 | 0 | Off Peak
2020 | 6 | 3 | 2020-06-03 | 7 | 1 | 0 | 0 | [6 empty] | 0 | 0 | 1 | 0 | Off Peak | 0 | 1 | 0 | Semi-Peak | 0 | 1 | Off Peak | 0 | 1 | Off Peak | 0 | 1 | 0 | Off Peak | 0 | 1 | 0 | Off Peak | 0 | 1 | 0 | Off Peak
2020 | 6 | 3 | 2020-06-03 | 8 | 1 | 0 | 0 | [6 empty] | 0 | 0 | 1 | 0 | Off Peak | 0 | 1 | 0 | Semi-Peak | 0 | 1 | Off Peak | 0 | 1 | Off Peak | 0 | 1 | 0 | Off Peak | 0 | 1 | 0 | Off Peak | 0 | 1 | 0 | Off Peak
2020 | 6 | 3 | 2020-06-03 | 9 | 1 | 0 | 0 | [6 empty] | 0 | 0 | 1 | 0 | Off Peak | 0 | 1 | 0 | Semi-Peak | 0 | 1 | Off Peak | 0 | 1 | Off Peak | 0 | 1 | 0 | Off Peak | 0 | 1 | 0 | Off Peak | 0 | 1 | 0 | Off Peak
2020 | 6 | 3 | 2020-06-03 | 10 | 1 | 0 | 0 | [6 empty] | 0 | 0 | 1 | 0 | Off Peak | 0 | 1 | 0 | Semi-Peak | 0 | 1 | Off Peak | 0 | 1 | Off Peak | 0 | 1 | 0 | Off Peak | 0 | 1 | 0 | Off Peak | 0 | 1 | 0 | Off Peak
2020 | 6 | 3 | 2020-06-03 | 11 | 1 | 0 | 0 | [6 empty] | 0 | 0 | 1 | 0 | Off Peak | 0 | 1 | 0 | Semi-Peak | 0 | 1 | Off Peak | 0 | 1 | Off Peak | 0 | 1 | 0 | Off Peak | 0 | 1 | 0 | Off Peak | 0 | 1 | 0 | Off Peak
2020 | 6 | 3 | 2020-06-03 | 12 | 1 | 0 | 0 | [6 empty] | 0 | 0 | 1 | 0 | Off Peak | 1 | 0 | 0 | On Peak | 0 | 1 | Off Peak | 0 | 1 | Off Peak | 1 | 0 | 0 | On Peak | 0 | 1 | 0 | Off Peak | 0 | 1 | 0 | Off Peak
2020 | 6 | 3 | 2020-06-03 | 13 | 1 | 0 | 0 | [6 empty] | 0 | 0 | 1 | 0 | Off Peak | 1 | 0 | 0 | On Peak | 0 | 1 | Off Peak | 1 | 0 | On Peak | 1 | 0 | 0 | On Peak | 1 | 0 | 0 | On Peak | 1 | 0 | 0 | On Peak
2020 | 6 | 3 | 2020-06-03 | 14 | 1 | 0 | 0 | [6 empty] | 0 | 0 | 1 | 0 | Off Peak | 1 | 0 | 0 | On Peak | 0 | 1 | Off Peak | 1 | 0 | On Peak | 1 | 0 | 0 | On Peak | 1 | 0 | 0 | On Peak | 1 | 0 | 0 | On Peak
2020 | 6 | 3 | 2020-06-03 | 15 | 1 | 0 | 0 | [6 empty] | 0 | 0 | 1 | 0 | Off Peak | 1 | 0 | 0 | On Peak | 0 | 1 | Off Peak | 1 | 0 | On Peak | 1 | 0 | 0 | On Peak | 1 | 0 | 0 | On Peak | 1 | 0 | 0 | On Peak
2020 | 6 | 3 | 2020-06-03 | 16 | 1 | 0 | 0 | [6 empty] | 0 | 0 | 1 | 0 | Off Peak | 1 | 0 | 0 | On Peak | 0 | 1 | Off Peak | 1 | 0 | On Peak | 1 | 0 | 0 | On Peak | 1 | 0 | 0 | On Peak | 1 | 0 | 0 | On Peak
2020 | 6 | 3 | 2020-06-03 | 17 | 1 | 0 | 0 | [6 empty] | 0 | 1 | 0 | 0 | On Peak | 1 | 0 | 0 | On Peak | 1 | 0 | On Peak | 1 | 0 | On Peak | 1 | 0 | 0 | On Peak | 1 | 0 | 0 | On Peak | 1 | 0 | 0 | On Peak
2020 | 6 | 3 | 2020-06-03 | 18 | 1 | 0 | 0 | [6 empty] | 0 | 1 | 0 | 0 | On Peak | 1 | 0 | 0 | On Peak | 1 | 0 | On Peak | 1 | 0 | On Peak | 1 | 0 | 0 | On Peak | 1 | 0 | 0 | On Peak | 1 | 0 | 0 | On Peak
2020 | 6 | 3 | 2020-06-03 | 19 | 1 | 0 | 0 | [6 empty] | 0 | 1 | 0 | 0 | On Peak | 0 | 1 | 0 | Semi-Peak | 1 | 0 | On Peak | 0 | 1 | Off Peak | 0 | 1 | 0 | Off Peak | 1 | 0 | 0 | On Peak | 0 | 1 | 0 | Off Peak
2020 | 6 | 3 | 2020-06-03 | 20 | 1 | 0 | 0 | [6 empty] | 0 | 1 | 0 | 0 | On Peak | 0 | 1 | 0 | Semi-Peak | 1 | 0 | On Peak | 0 | 1 | Off Peak | 0 | 1 | 0 | Off Peak | 1 | 0 | 0 | On Peak | 0 | 1 | 0 | Off Peak
2020 | 6 | 3 | 2020-06-03 | 21 | 1 | 0 | 0 | [6 empty] | 0 | 1 | 0 | 0 | On Peak | 0 | 1 | 0 | Semi-Peak | 1 | 0 | On Peak | 0 | 1 | Off Peak | 0 | 1 | 0 | Off Peak | 0 | 1 | 0 | Off Peak | 0 | 1 | 0 | Off Peak
2020 | 6 | 3 | 2020-06-03 | 22 | 1 | 0 | 0 | [6 empty] | 0 | 0 | 1 | 0 | Off Peak | 0 | 1 | 0 | Semi-Peak | 0 | 1 | Off Peak | 0 | 1 | Off Peak | 0 | 1 | 0 | Off Peak | 0 | 1 | 0 | Off Peak | 0 | 1 | 0 | Off Peak
2020 | 6 | 3 | 2020-06-03 | 23 | 1 | 0 | 0 | [6 empty] | 0 | 0 | 1 | 0 | Off Peak | 0 | 0 | 1 | Off Peak | 0 | 1 | Off Peak | 0 | 1 | Off Peak | 0 | 0 | 1 | Super Off Peak | 0 | 1 | 0 | Off Peak | 0 | 1 | 0 | Off Peak
2020 | 6 | 3 | 2020-06-03 | 24 | 1 | 0 | 0 | [6 empty] | 0 | 0 | 1 | 0 | Off Peak | 0 | 0 | 1 | Off Peak | 0 | 1 | Off Peak | 0 | 1 | Off Peak | 0 | 0 | 1 | Super Off Peak | 0 | 1 | 0 | Off Peak | 0 | 1 | 0 | Off Peak
2020 | 6 | 4 | 2020-06-04 | 1 | 1 | 0 | 0 | [6 empty] | 0 | 0 | 0 | 1 | Super Off Peak | 0 | 0 | 1 | Off Peak | 0 | 1 | Off Peak | 0 | 1 | Off Peak | 0 | 0 | 1 | Super Off Peak | 0 | 0 | 1 | Super Off Peak | 0 | 0 | 1 | Super Off Peak
2020 | 6 | 4 | 2020-06-04 | 2 | 1 | 0 | 0 | [6 empty] | 0 | 0 | 0 | 1 | Super Off Peak | 0 | 0 | 1 | Off Peak | 0 | 1 | Off Peak | 0 | 1 | Off Peak | 0 | 0 | 1 | Super Off Peak | 0 | 0 | 1 | Super Off Peak | 0 | 0 | 1 | Super Off Peak
2020 | 6 | 4 | 2020-06-04 | 3 | 1 | 0 | 0 | [6 empty] | 0 | 0 | 0 | 1 | Super Off Peak | 0 | 0 | 1 | Off Peak | 0 | 1 | Off Peak | 0 | 1 | Off Peak | 0 | 0 | 1 | Super Off Peak | 0 | 0 | 1 | Super Off Peak | 0 | 0 | 1 | Super Off Peak
2020 | 6 | 4 | 2020-06-04 | 4 | 1 | 0 | 0 | [6 empty] | 0 | 0 | 0 | 1 | Super Off Peak | 0 | 0 | 1 | Off Peak | 0 | 1 | Off Peak | 0 | 1 | Off Peak | 0 | 0 | 1 | Super Off Peak | 0 | 0 | 1 | Super Off Peak | 0 | 0 | 1 | Super Off Peak
2020 | 6 | 4 | 2020-06-04 | 5 | 1 | 0 | 0 | [6 empty] | 0 | 0 | 0 | 1 | Super Off Peak | 0 | 0 | 1 | Off Peak | 0 | 1 | Off Peak | 0 | 1 | Off Peak | 0 | 0 | 1 | Super Off Peak | 0 | 0 | 1 | Super Off Peak | 0 | 0 | 1 | Super Off Peak
2020 | 6 | 4 | 2020-06-04 | 6 | 1 | 0 | 0 | [6 empty] | 0 | 0 | 0 | 1 | Super Off Peak | 0 | 0 | 1 | Off Peak | 0 | 1 | Off Peak | 0 | 1 | Off Peak | 0 | 0 | 1 | Super Off Peak | 0 | 1 | 0 | Off Peak | 0 | 1 | 0 | Off Peak
2020 | 6 | 4 | 2020-06-04 | 7 | 1 | 0 | 0 | [6 empty] | 0 | 0 | 1 | 0 | Off Peak | 0 | 1 | 0 | Semi-Peak | 0 | 1 | Off Peak | 0 | 1 | Off Peak | 0 | 1 | 0 | Off Peak | 0 | 1 | 0 | Off Peak | 0 | 1 | 0 | Off Peak
2020 | 6 | 4 | 2020-06-04 | 8 | 1 | 0 | 0 | [6 empty] | 0 | 0 | 1 | 0 | Off Peak | 0 | 1 | 0 | Semi-Peak | 0 | 1 | Off Peak | 0 | 1 | Off Peak | 0 | 1 | 0 | Off Peak | 0 | 1 | 0 | Off Peak | 0 | 1 | 0 | Off Peak
2020 | 6 | 4 | 2020-06-04 | 9 | 1 | 0 | 0 | [6 empty] | 0 | 0 | 1 | 0 | Off Peak | 0 | 1 | 0 | Semi-Peak | 0 | 1 | Off Peak | 0 | 1 | Off Peak | 0 | 1 | 0 | Off Peak | 0 | 1 | 0 | Off Peak | 0 | 1 | 0 | Off Peak
2020 | 6 | 4 | 2020-06-04 | 10 | 1 | 0 | 0 | [6 empty] | 0 | 0 | 1 | 0 | Off Peak | 0 | 1 | 0 | Semi-Peak | 0 | 1 | Off Peak | 0 | 1 | Off Peak | 0 | 1 | 0 | Off Peak | 0 | 1 | 0 | Off Peak | 0 | 1 | 0 | Off Peak
2020 | 6 | 4 | 2020-06-04 | 11 | 1 | 0 | 0 | [6 empty] | 0 | 0 | 1 | 0 | Off Peak | 0 | 1 | 0 | Semi-Peak | 0 | 1 | Off Peak | 0 | 1 | Off Peak | 0 | 1 | 0 | Off Peak | 0 | 1 | 0 | Off Peak | 0 | 1 | 0 | Off Peak
2020 | 6 | 4 | 2020-06-04 | 12 | 1 | 0 | 0 | [6 empty] | 0 | 0 | 1 | 0 | Off Peak | 1 | 0 | 0 | On Peak | 0 | 1 | Off Peak | 0 | 1 | Off Peak | 1 | 0 | 0 | On Peak | 0 | 1 | 0 | Off Peak | 0 | 1 | 0 | Off Peak
2020 | 6 | 4 | 2020-06-04 | 13 | 1 | 0 | 0 | [6 empty] | 0 | 0 | 1 | 0 | Off Peak | 1 | 0 | 0 | On Peak | 0 | 1 | Off Peak | 1 | 0 | On Peak | 1 | 0 | 0 | On Peak | 1 | 0 | 0 | On Peak | 1 | 0 | 0 | On Peak
2020 | 6 | 4 | 2020-06-04 | 14 | 1 | 0 | 0 | [6 empty] | 0 | 0 | 1 | 0 | Off Peak | 1 | 0 | 0 | On Peak | 0 | 1 | Off Peak | 1 | 0 | On Peak | 1 | 0 | 0 | On Peak | 1 | 0 | 0 | On Peak | 1 | 0 | 0 | On Peak
2020 | 6 | 4 | 2020-06-04 | 15 | 1 | 0 | 0 | [6 empty] | 0 | 0 | 1 | 0 | Off Peak | 1 | 0 | 0 | On Peak | 0 | 1 | Off Peak | 1 | 0 | On Peak | 1 | 0 | 0 | On Peak | 1 | 0 | 0 | On Peak | 1 | 0 | 0 | On Peak
2020 | 6 | 4 | 2020-06-04 | 16 | 1 | 0 | 0 | [6 empty] | 0 | 0 | 1 | 0 | Off Peak | 1 | 0 | 0 | On Peak | 0 | 1 | Off Peak | 1 | 0 | On Peak | 1 | 0 | 0 | On Peak | 1 | 0 | 0 | On Peak | 1 | 0 | 0 | On Peak
2020 | 6 | 4 | 2020-06-04 | 17 | 1 | 0 | 0 | [6 empty] | 0 | 1 | 0 | 0 | On Peak | 1 | 0 | 0 | On Peak | 1 | 0 | On Peak | 1 | 0 | On Peak | 1 | 0 | 0 | On Peak | 1 | 0 | 0 | On Peak | 1 | 0 | 0 | On Peak
2020 | 6 | 4 | 2020-06-04 | 18 | 1 | 0 | 0 | [6 empty] | 0 | 1 | 0 | 0 | On Peak | 1 | 0 | 0 | On Peak | 1 | 0 | On Peak | 1 | 0 | On Peak | 1 | 0 | 0 | On Peak | 1 | 0 | 0 | On Peak | 1 | 0 | 0 | On Peak
2020 | 6 | 4 | 2020-06-04 | 19 | 1 | 0 | 0 | [6 empty] | 0 | 1 | 0 | 0 | On Peak | 0 | 1 | 0 | Semi-Peak | 1 | 0 | On Peak | 0 | 1 | Off Peak | 0 | 1 | 0 | Off Peak | 1 | 0 | 0 | On Peak | 0 | 1 | 0 | Off Peak
2020 | 6 | 4 | 2020-06-04 | 20 | 1 | 0 | 0 | [6 empty] | 0 | 1 | 0 | 0 | On Peak | 0 | 1 | 0 | Semi-Peak | 1 | 0 | On Peak | 0 | 1 | Off Peak | 0 | 1 | 0 | Off Peak | 1 | 0 | 0 | On Peak | 0 | 1 | 0 | Off Peak
2020 | 6 | 4 | 2020-06-04 | 21 | 1 | 0 | 0 | [6 empty] | 0 | 1 | 0 | 0 | On Peak | 0 | 1 | 0 | Semi-Peak | 1 | 0 | On Peak | 0 | 1 | Off Peak | 0 | 1 | 0 | Off Peak | 0 | 1 | 0 | Off Peak | 0 | 1 | 0 | Off Peak
2020 | 6 | 4 | 2020-06-04 | 22 | 1 | 0 | 0 | [6 empty] | 0 | 0 | 1 | 0 | Off Peak | 0 | 1 | 0 | Semi-Peak | 0 | 1 | Off Peak | 0 | 1 | Off Peak | 0 | 1 | 0 | Off Peak | 0 | 1 | 0 | Off Peak | 0 | 1 | 0 | Off Peak
2020 | 6 | 4 | 2020-06-04 | 23 | 1 | 0 | 0 | [6 empty] | 0 | 0 | 1 | 0 | Off Peak | 0 | 0 | 1 | Off Peak | 0 | 1 | Off Peak | 0 | 1 | Off Peak | 0 | 0 | 1 | Super Off Peak | 0 | 1 | 0 | Off Peak | 0 | 1 | 0 | Off Peak
2020 | 6 | 4 | 2020-06-04 | 24 | 1 | 0 | 0 | [6 empty] | 0 | 0 | 1 | 0 | Off Peak | 0 | 0 | 1 | Off Peak | 0 | 1 | Off Peak | 0 | 1 | Off Peak | 0 | 0 | 1 | Super Off Peak | 0 | 1 | 0 | Off Peak | 0 | 1 | 0 | Off Peak
2020 | 6 | 5 | 2020-06-05 | 1 | 1 | 0 | 0 | [6 empty] | 0 | 0 | 0 | 1 | Super Off Peak | 0 | 0 | 1 | Off Peak | 0 | 1 | Off Peak | 0 | 1 | Off Peak | 0 | 0 | 1 | Super Off Peak | 0 | 0 | 1 | Super Off Peak | 0 | 0 | 1 | Super Off Peak
2020 | 6 | 5 | 2020-06-05 | 2 | 1 | 0 | 0 | [6 empty] | 0 | 0 | 0 | 1 | Super Off Peak | 0 | 0 | 1 | Off Peak | 0 | 1 | Off Peak | 0 | 1 | Off Peak | 0 | 0 | 1 | Super Off Peak | 0 | 0 | 1 | Super Off Peak | 0 | 0 | 1 | Super Off Peak
2020 | 6 | 5 | 2020-06-05 | 3 | 1 | 0 | 0 | [6 empty] | 0 | 0 | 0 | 1 | Super Off Peak | 0 | 0 | 1 | Off Peak | 0 | 1 | Off Peak | 0 | 1 | Off Peak | 0 | 0 | 1 | Super Off Peak | 0 | 0 | 1 | Super Off Peak | 0 | 0 | 1 | Super Off Peak
2020 | 6 | 5 | 2020-06-05 | 4 | 1 | 0 | 0 | [6 empty] | 0 | 0 | 0 | 1 | Super Off Peak | 0 | 0 | 1 | Off Peak | 0 | 1 | Off Peak | 0 | 1 | Off Peak | 0 | 0 | 1 | Super Off Peak | 0 | 0 | 1 | Super Off Peak | 0 | 0 | 1 | Super Off Peak
2020 | 6 | 5 | 2020-06-05 | 5 | 1 | 0 | 0 | [6 empty] | 0 | 0 | 0 | 1 | Super Off Peak | 0 | 0 | 1 | Off Peak | 0 | 1 | Off Peak | 0 | 1 | Off Peak | 0 | 0 | 1 | Super Off Peak | 0 | 0 | 1 | Super Off Peak | 0 | 0 | 1 | Super Off Peak
2020 | 6 | 5 | 2020-06-05 | 6 | 1 | 0 | 0 | [6 empty] | 0 | 0 | 0 | 1 | Super Off Peak | 0 | 0 | 1 | Off Peak | 0 | 1 | Off Peak | 0 | 1 | Off Peak | 0 | 0 | 1 | Super Off Peak | 0 | 1 | 0 | Off Peak | 0 | 1 | 0 | Off Peak
2020 | 6 | 5 | 2020-06-05 | 7 | 1 | 0 | 0 | [6 empty] | 0 | 0 | 1 | 0 | Off Peak | 0 | 1 | 0 | Semi-Peak | 0 | 1 | Off Peak | 0 | 1 | Off Peak | 0 | 1 | 0 | Off Peak | 0 | 1 | 0 | Off Peak | 0 | 1 | 0 | Off Peak
2020 | 6 | 5 | 2020-06-05 | 8 | 1 | 0 | 0 | [6 empty] | 0 | 0 | 1 | 0 | Off Peak | 0 | 1 | 0 | Semi-Peak | 0 | 1 | Off Peak | 0 | 1 | Off Peak | 0 | 1 | 0 | Off Peak | 0 | 1 | 0 | Off Peak | 0 | 1 | 0 | Off Peak
2020 | 6 | 5 | 2020-06-05 | 9 | 1 | 0 | 0 | [6 empty] | 0 | 0 | 1 | 0 | Off Peak | 0 | 1 | 0 | Semi-Peak | 0 | 1 | Off Peak | 0 | 1 | Off Peak | 0 | 1 | 0 | Off Peak | 0 | 1 | 0 | Off Peak | 0 | 1 | 0 | Off Peak
2020 | 6 | 5 | 2020-06-05 | 10 | 1 | 0 | 0 | [6 empty] | 0 | 0 | 1 | 0 | Off Peak | 0 | 1 | 0 | Semi-Peak | 0 | 1 | Off Peak | 0 | 1 | Off Peak | 0 | 1 | 0 | Off Peak | 0 | 1 | 0 | Off Peak | 0 | 1 | 0 | Off Peak
2020 | 6 | 5 | 2020-06-05 | 11 | 1 | 0 | 0 | [6 empty] | 0 | 0 | 1 | 0 | Off Peak | 0 | 1 | 0 | Semi-Peak | 0 | 1 | Off Peak | 0 | 1 | Off Peak | 0 | 1 | 0 | Off Peak | 0 | 1 | 0 | Off Peak | 0 | 1 | 0 | Off Peak
2020 | 6 | 5 | 2020-06-05 | 12 | 1 | 0 | 0 | [6 empty] | 0 | 0 | 1 | 0 | Off Peak | 1 | 0 | 0 | On Peak | 0 | 1 | Off Peak | 0 | 1 | Off Peak | 1 | 0 | 0 | On Peak | 0 | 1 | 0 | Off Peak | 0 | 1 | 0 | Off Peak
2020 | 6 | 5 | 2020-06-05 | 13 | 1 | 0 | 0 | [6 empty] | 0 | 0 | 1 | 0 | Off Peak | 1 | 0 | 0 | On Peak | 0 | 1 | Off Peak | 1 | 0 | On Peak | 1 | 0 | 0 | On Peak | 1 | 0 | 0 | On Peak | 1 | 0 | 0 | On Peak
2020 | 6 | 5 | 2020-06-05 | 14 | 1 | 0 | 0 | [6 empty] | 0 | 0 | 1 | 0 | Off Peak | 1 | 0 | 0 | On Peak | 0 | 1 | Off Peak | 1 | 0 | On Peak | 1 | 0 | 0 | On Peak | 1 | 0 | 0 | On Peak | 1 | 0 | 0 | On Peak
2020 | 6 | 5 | 2020-06-05 | 15 | 1 | 0 | 0 | [6 empty] | 0 | 0 | 1 | 0 | Off Peak | 1 | 0 | 0 | On Peak | 0 | 1 | Off Peak | 1 | 0 | On Peak | 1 | 0 | 0 | On Peak | 1 | 0 | 0 | On Peak | 1 | 0 | 0 | On Peak
2020 | 6 | 5 | 2020-06-05 | 16 | 1 | 0 | 0 | [6 empty] | 0 | 0 | 1 | 0 | Off Peak | 1 | 0 | 0 | On Peak | 0 | 1 | Off Peak | 1 | 0 | On Peak | 1 | 0 | 0 | On Peak | 1 | 0 | 0 | On Peak | 1 | 0 | 0 | On Peak
2020 | 6 | 5 | 2020-06-05 | 17 | 1 | 0 | 0 | [6 empty] | 0 | 1 | 0 | 0 | On Peak | 1 | 0 | 0 | On Peak | 1 | 0 | On Peak | 1 | 0 | On Peak | 1 | 0 | 0 | On Peak | 1 | 0 | 0 | On Peak | 1 | 0 | 0 | On Peak
2020 | 6 | 5 | 2020-06-05 | 18 | 1 | 0 | 0 | [6 empty] | 0 | 1 | 0 | 0 | On Peak | 1 | 0 | 0 | On Peak | 1 | 0 | On Peak | 1 | 0 | On Peak | 1 | 0 | 0 | On Peak | 1 | 0 | 0 | On Peak | 1 | 0 | 0 | On Peak
2020 | 6 | 5 | 2020-06-05 | 19 | 1 | 0 | 0 | [6 empty] | 0 | 1 | 0 | 0 | On Peak | 0 | 1 | 0 | Semi-Peak | 1 | 0 | On Peak | 0 | 1 | Off Peak | 0 | 1 | 0 | Off Peak | 1 | 0 | 0 | On Peak | 0 | 1 | 0 | Off Peak
2020 | 6 | 5 | 2020-06-05 | 20 | 1 | 0 | 0 | [6 empty] | 0 | 1 | 0 | 0 | On Peak | 0 | 1 | 0 | Semi-Peak | 1 | 0 | On Peak | 0 | 1 | Off Peak | 0 | 1 | 0 | Off Peak | 1 | 0 | 0 | On Peak | 0 | 1 | 0 | Off Peak
2020 | 6 | 5 | 2020-06-05 | 21 | 1 | 0 | 0 | [6 empty] | 0 | 1 | 0 | 0 | On Peak | 0 | 1 | 0 | Semi-Peak | 1 | 0 | On Peak | 0 | 1 | Off Peak | 0 | 1 | 0 | Off Peak | 0 | 1 | 0 | Off Peak | 0 | 1 | 0 | Off Peak
2020 | 6 | 5 | 2020-06-05 | 22 | 1 | 0 | 0 | [6 empty] | 0 | 0 | 1 | 0 | Off Peak | 0 | 1 | 0 | Semi-Peak | 0 | 1 | Off Peak | 0 | 1 | Off Peak | 0 | 1 | 0 | Off Peak | 0 | 1 | 0 | Off Peak | 0 | 1 | 0 | Off Peak
2020 | 6 | 5 | 2020-06-05 | 23 | 1 | 0 | 0 | [6 empty] | 0 | 0 | 1 | 0 | Off Peak | 0 | 0 | 1 | Off Peak | 0 | 1 | Off Peak | 0 | 1 | Off Peak | 0 | 0 | 1 | Super Off Peak | 0 | 1 | 0 | Off Peak | 0 | 1 | 0 | Off Peak
2020 | 6 | 5 | 2020-06-05 | 24 | 1 | 0 | 0 | [6 empty] | 0 | 0 | 1 | 0 | Off Peak | 0 | 0 | 1 | Off Peak | 0 | 1 | Off Peak | 0 | 1 | Off Peak | 0 | 0 | 1 | Super Off Peak | 0 | 1 | 0 | Off Peak | 0 | 1 | 0 | Off Peak
2020 | 6 | 6 | 2020-06-06 | 1 | 1 | 1 | 0 | [6 empty] | 0 | 0 | 0 | 1 | Super Off Peak | 0 | 0 | 1 | Off Peak | 0 | 1 | Off Peak | 0 | 1 | Off Peak | 0 | 0 | 1 | Super Off Peak | 0 | 0 | 1 | Super Off Peak | 0 | 0 | 1 | Super Off Peak
2020 | 6 | 6 | 2020-06-06 | 2 | 1 | 1 | 0 | [6 empty] | 0 | 0 | 0 | 1 | Super Off Peak | 0 | 0 | 1 | Off Peak | 0 | 1 | Off Peak | 0 | 1 | Off Peak | 0 | 0 | 1 | Super Off Peak | 0 | 0 | 1 | Super Off Peak | 0 | 0 | 1 | Super Off Peak
2020 | 6 | 6 | 2020-06-06 | 3 | 1 | 1 | 0 | [6 empty] | 0 | 0 | 0 | 1 | Super Off Peak | 0 | 0 | 1 | Off Peak | 0 | 1 | Off Peak | 0 | 1 | Off Peak | 0 | 0 | 1 | Super Off Peak | 0 | 0 | 1 | Super Off Peak | 0 | 0 | 1 | Super Off Peak
2020 | 6 | 6 | 2020-06-06 | 4 | 1 | 1 | 0 | [6 empty] | 0 | 0 | 0 | 1 | Super Off Peak | 0 | 0 | 1 | Off Peak | 0 | 1 | Off Peak | 0 | 1 | Off Peak | 0 | 0 | 1 | Super Off Peak | 0 | 0 | 1 | Super Off Peak | 0 | 0 | 1 | Super Off Peak
2020 | 6 | 6 | 2020-06-06 | 5 | 1 | 1 | 0 | [6 empty] | 0 | 0 | 0 | 1 | Super Off Peak | 0 | 0 | 1 | Off Peak | 0 | 1 | Off Peak | 0 | 1 | Off Peak | 0 | 0 | 1 | Super Off Peak | 0 | 0 | 1 | Super Off Peak | 0 | 0 | 1 | Super Off Peak
2020 | 6 | 6 | 2020-06-06 | 6 | 1 | 1 | 0 | [6 empty] | 0 | 0 | 0 | 1 | Super Off Peak | 0 | 0 | 1 | Off Peak | 0 | 1 | Off Peak | 0 | 1 | Off Peak | 0 | 0 | 1 | Super Off Peak | 0 | 1 | 0 | Off Peak | 0 | 1 | 0 | Off Peak
2020 | 6 | 6 | 2020-06-06 | 7 | 1 | 1 | 0 | [6 empty] | 0 | 0 | 0 | 1 | Super Off Peak | 0 | 0 | 1 | Off Peak | 0 | 1 | Off Peak | 0 | 1 | Off Peak | 0 | 0 | 1 | Super Off Peak | 0 | 1 | 0 | Off Peak | 0 | 1 | 0 | Off Peak
2020 | 6 | 6 | 2020-06-06 | 8 | 1 | 1 | 0 | [6 empty] | 0 | 0 | 0 | 1 | Super Off Peak | 0 | 0 | 1 | Off Peak | 0 | 1 | Off Peak | 0 | 1 | Off Peak | 0 | 0 | 1 | Super Off Peak | 0 | 1 | 0 | Off Peak | 0 | 1 | 0 | Off Peak
2020 | 6 | 6 | 2020-06-06 | 9 | 1 | 1 | 0 | [6 empty] | 0 | 0 | 0 | 1 | Super Off Peak | 0 | 0 | 1 | Off Peak | 0 | 1 | Off Peak | 0 | 1 | Off Peak | 0 | 0 | 1 | Super Off Peak | 0 | 1 | 0 | Off Peak | 0 | 1 | 0 | Off Peak
2020 | 6 | 6 | 2020-06-06 | 10 | 1 | 1 | 0 | [6 empty] | 0 | 0 | 0 | 1 | Super Off Peak | 0 | 0 | 1 | Off Peak | 0 | 1 | Off Peak | 0 | 1 | Off Peak | 0 | 0 | 1 | Super Off Peak | 0 | 1 | 0 | Off Peak | 0 | 1 | 0 | Off Peak
2020 | 6 | 6 | 2020-06-06 | 11 | 1 | 1 | 0 | [6 empty] | 0 | 0 | 0 | 1 | Super Off Peak | 0 | 0 | 1 | Off Peak | 0 | 1 | Off Peak | 0 | 1 | Off Peak | 0 | 0 | 1 | Super Off Peak | 0 | 1 | 0 | Off Peak | 0 | 1 | 0 | Off Peak
2020 | 6 | 6 | 2020-06-06 | 12 | 1 | 1 | 0 | [6 empty] | 0 | 0 | 0 | 1 | Super Off Peak | 0 | 0 | 1 | Off Peak | 0 | 1 | Off Peak | 0 | 1 | Off Peak | 0 | 0 | 1 | Super Off Peak | 0 | 1 | 0 | Off Peak | 0 | 1 | 0 | Off Peak
2020 | 6 | 6 | 2020-06-06 | 13 | 1 | 1 | 0 | [6 empty] | 0 | 0 | 0 | 1 | Super Off Peak | 0 | 0 | 1 | Off Peak | 0 | 1 | Off Peak | 0 | 1 | Off Peak | 0 | 0 | 1 | Super Off Peak | 1 | 0 | 0 | On Peak | 1 | 0 | 0 | On Peak
2020 | 6 | 6 | 2020-06-06 | 14 | 1 | 1 | 0 | [6 empty] | 0 | 0 | 0 | 1 | Super Off Peak | 0 | 0 | 1 | Off Peak | 0 | 1 | Off Peak | 0 | 1 | Off Peak | 0 | 0 | 1 | Super Off Peak | 1 | 0 | 0 | On Peak | 1 | 0 | 0 | On Peak
2020 | 6 | 6 | 2020-06-06 | 15 | 1 | 1 | 0 | [6 empty] | 0 | 0 | 1 | 0 | Off Peak | 0 | 0 | 1 | Off Peak | 0 | 1 | Off Peak | 0 | 1 | Off Peak | 0 | 0 | 1 | Super Off Peak | 1 | 0 | 0 | On Peak | 1 | 0 | 0 | On Peak
2020 | 6 | 6 | 2020-06-06 | 16 | 1 | 1 | 0 | [6 empty] | 0 | 0 | 1 | 0 | Off Peak | 0 | 0 | 1 | Off Peak | 0 | 1 | Off Peak | 0 | 1 | Off Peak | 0 | 0 | 1 | Super Off Peak | 1 | 0 | 0 | On Peak | 1 | 0 | 0 | On Peak
2020 | 6 | 6 | 2020-06-06 | 17 | 1 | 1 | 0 | [6 empty] | 0 | 1 | 0 | 0 | On Peak | 0 | 0 | 1 | Off Peak | 0 | 1 | Off Peak | 0 | 1 | Off Peak | 0 | 0 | 1 | Super Off Peak | 1 | 0 | 0 | On Peak | 1 | 0 | 0 | On Peak
2020 | 6 | 6 | 2020-06-06 | 18 | 1 | 1 | 0 | [6 empty] | 0 | 1 | 0 | 0 | On Peak | 0 | 0 | 1 | Off Peak | 0 | 1 | Off Peak | 0 | 1 | Off Peak | 0 | 0 | 1 | Super Off Peak | 1 | 0 | 0 | On Peak | 1 | 0 | 0 | On Peak
2020 | 6 | 6 | 2020-06-06 | 19 | 1 | 1 | 0 | [6 empty] | 0 | 1 | 0 | 0 | On Peak | 0 | 0 | 1 | Off Peak | 0 | 1 | Off Peak | 0 | 1 | Off Peak | 0 | 0 | 1 | Super Off Peak | 1 | 0 | 0 | On Peak | 0 | 1 | 0 | Off Peak
2020 | 6 | 6 | 2020-06-06 | 20 | 1 | 1 | 0 | [6 empty] | 0 | 1 | 0 | 0 | On Peak | 0 | 0 | 1 | Off Peak | 0 | 1 | Off Peak | 0 | 1 | Off Peak | 0 | 0 | 1 | Super Off Peak | 1 | 0 | 0 | On Peak | 0 | 1 | 0 | Off Peak
2020 | 6 | 6 | 2020-06-06 | 21 | 1 | 1 | 0 | [6 empty] | 0 | 1 | 0 | 0 | On Peak | 0 | 0 | 1 | Off Peak | 0 | 1 | Off Peak | 0 | 1 | Off Peak | 0 | 0 | 1 | Super Off Peak | 0 | 1 | 0 | Off Peak | 0 | 1 | 0 | Off Peak
2020 | 6 | 6 | 2020-06-06 | 22 | 1 | 1 | 0 | [6 empty] | 0 | 0 | 1 | 0 | Off Peak | 0 | 0 | 1 | Off Peak | 0 | 1 | Off Peak | 0 | 1 | Off Peak | 0 | 0 | 1 | Super Off Peak | 0 | 1 | 0 | Off Peak | 0 | 1 | 0 | Off Peak
2020 | 6 | 6 | 2020-06-06 | 23 | 1 | 1 | 0 | [6 empty] | 0 | 0 | 1 | 0 | Off Peak | 0 | 0 | 1 | Off Peak | 0 | 1 | Off Peak | 0 | 1 | Off Peak | 0 | 0 | 1 | Super Off Peak | 0 | 1 | 0 | Off Peak | 0 | 1 | 0 | Off Peak
2020 | 6 | 6 | 2020-06-06 | 24 | 1 | 1 | 0 | [6 empty] | 0 | 0 | 1 | 0 | Off Peak | 0 | 0 | 1 | Off Peak | 0 | 1 | Off Peak | 0 | 1 | Off Peak | 0 | 0 | 1 | Super Off Peak | 0 | 1 | 0 | Off Peak | 0 | 1 | 0 | Off Peak
2020 | 6 | 7 | 2020-06-07 | 1 | 1 | 1 | 0 | [6 empty] | 0 | 0 | 0 | 1 | Super Off Peak | 0 | 0 | 1 | Off Peak | 0 | 1 | Off Peak | 0 | 1 | Off Peak | 0 | 0 | 1 | Super Off Peak | 0 | 0 | 1 | Super Off Peak | 0 | 0 | 1 | Super Off Peak
2020 | 6 | 7 | 2020-06-07 | 2 | 1 | 1 | 0 | [6 empty] | 0 | 0 | 0 | 1 | Super Off Peak | 0 | 0 | 1 | Off Peak | 0 | 1 | Off Peak | 0 | 1 | Off Peak | 0 | 0 | 1 | Super Off Peak | 0 | 0 | 1 | Super Off Peak | 0 | 0 | 1 | Super Off Peak
2020 | 6 | 7 | 2020-06-07 | 3 | 1 | 1 | 0 | [6 empty] | 0 | 0 | 0 | 1 | Super Off Peak | 0 | 0 | 1 | Off Peak | 0 | 1 | Off Peak | 0 | 1 | Off Peak | 0 | 0 | 1 | Super Off Peak | 0 | 0 | 1 | Super Off Peak | 0 | 0 | 1 | Super Off Peak
2020 | 6 | 7 | 2020-06-07 | 4 | 1 | 1 | 0 | [6 empty] | 0 | 0 | 0 | 1 | Super Off Peak | 0 | 0 | 1 | Off Peak | 0 | 1 | Off Peak | 0 | 1 | Off Peak | 0 | 0 | 1 | Super Off Peak | 0 | 0 | 1 | Super Off Peak | 0 | 0 | 1 | Super Off Peak
2020 | 6 | 7 | 2020-06-07 | 5 | 1 | 1 | 0 | [6 empty] | 0 | 0 | 0 | 1 | Super Off Peak | 0 | 0 | 1 | Off Peak | 0 | 1 | Off Peak | 0 | 1 | Off Peak | 0 | 0 | 1 | Super Off Peak | 0 | 0 | 1 | Super Off Peak | 0 | 0 | 1 | Super Off Peak
2020 | 6 | 7 | 2020-06-07 | 6 | 1 | 1 | 0 | [6 empty] | 0 | 0 | 0 | 1 | Super Off Peak | 0 | 0 | 1 | Off Peak | 0 | 1 | Off Peak | 0 | 1 | Off Peak | 0 | 0 | 1 | Super Off Peak | 0 | 1 | 0 | Off Peak | 0 | 1 | 0 | Off Peak
2020 | 6 | 7 | 2020-06-07 | 7 | 1 | 1 | 0 | [6 empty] | 0 | 0 | 0 | 1 | Super Off Peak | 0 | 0 | 1 | Off Peak | 0 | 1 | Off Peak | 0 | 1 | Off Peak | 0 | 0 | 1 | Super Off Peak | 0 | 1 | 0 | Off Peak | 0 | 1 | 0 | Off Peak
2020 | 6 | 7 | 2020-06-07 | 8 | 1 | 1 | 0 | [6 empty] | 0 | 0 | 0 | 1 | Super Off Peak | 0 | 0 | 1 | Off Peak | 0 | 1 | Off Peak | 0 | 1 | Off Peak | 0 | 0 | 1 | Super Off Peak | 0 | 1 | 0 | Off Peak | 0 | 1 | 0 | Off Peak
2020 | 6 | 7 | 2020-06-07 | 9 | 1 | 1 | 0 | [6 empty] | 0 | 0 | 0 | 1 | Super Off Peak | 0 | 0 | 1 | Off Peak | 0 | 1 | Off Peak | 0 | 1 | Off Peak | 0 | 0 | 1 | Super Off Peak | 0 | 1 | 0 | Off Peak | 0 | 1 | 0 | Off Peak
2020 | 6 | 7 | 2020-06-07 | 10 | 1 | 1 | 0 | [6 empty] | 0 | 0 | 0 | 1 | Super Off Peak | 0 | 0 | 1 | Off Peak | 0 | 1 | Off Peak | 0 | 1 | Off Peak | 0 | 0 | 1 | Super Off Peak | 0 | 1 | 0 | Off Peak | 0 | 1 | 0 | Off Peak
2020 | 6 | 7 | 2020-06-07 | 11 | 1 | 1 | 0 | [6 empty] | 0 | 0 | 0 | 1 | Super Off Peak | 0 | 0 | 1 | Off Peak | 0 | 1 | Off Peak | 0 | 1 | Off Peak | 0 | 0 | 1 | Super Off Peak | 0 | 1 | 0 | Off Peak | 0 | 1 | 0 | Off Peak
2020 | 6 | 7 | 2020-06-07 | 12 | 1 | 1 | 0 | [6 empty] | 0 | 0 | 0 | 1 | Super Off Peak | 0 | 0 | 1 | Off Peak | 0 | 1 | Off Peak | 0 | 1 | Off Peak | 0 | 0 | 1 | Super Off Peak | 0 | 1 | 0 | Off Peak | 0 | 1 | 0 | Off Peak
2020 | 6 | 7 | 2020-06-07 | 13 | 1 | 1 | 0 | [6 empty] | 0 | 0 | 0 | 1 | Super Off Peak | 0 | 0 | 1 | Off Peak | 0 | 1 | Off Peak | 0 | 1 | Off Peak | 0 | 0 | 1 | Super Off Peak | 1 | 0 | 0 | On Peak | 1 | 0 | 0 | On Peak
2020 | 6 | 7 | 2020-06-07 | 14 | 1 | 1 | 0 | [6 empty] | 0 | 0 | 0 | 1 | Super Off Peak | 0 | 0 | 1 | Off Peak | 0 | 1 | Off Peak | 0 | 1 | Off Peak | 0 | 0 | 1 | Super Off Peak | 1 | 0 | 0 | On Peak | 1 | 0 | 0 | On Peak
2020 | 6 | 7 | 2020-06-07 | 15 | 1 | 1 | 0 | [6 empty] | 0 | 0 | 1 | 0 | Off Peak | 0 | 0 | 1 | Off Peak | 0 | 1 | Off Peak | 0 | 1 | Off Peak | 0 | 0 | 1 | Super Off Peak | 1 | 0 | 0 | On Peak | 1 | 0 | 0 | On Peak
2020 | 6 | 7 | 2020-06-07 | 16 | 1 | 1 | 0 | [6 empty] | 0 | 0 | 1 | 0 | Off Peak | 0 | 0 | 1 | Off Peak | 0 | 1 | Off Peak | 0 | 1 | Off Peak | 0 | 0 | 1 | Super Off Peak | 1 | 0 | 0 | On Peak | 1 | 0 | 0 | On Peak
2020 | 6 | 7 | 2020-06-07 | 17 | 1 | 1 | 0 | [6 empty] | 0 | 1 | 0 | 0 | On Peak | 0 | 0 | 1 | Off Peak | 0 | 1 | Off Peak | 0 | 1 | Off Peak | 0 | 0 | 1 | Super Off Peak | 1 | 0 | 0 | On Peak | 1 | 0 | 0 | On Peak
2020 | 6 | 7 | 2020-06-07 | 18 | 1 | 1 | 0 | [6 empty] | 0 | 1 | 0 | 0 | On Peak | 0 | 0 | 1 | Off Peak | 0 | 1 | Off Peak | 0 | 1 | Off Peak | 0 | 0 | 1 | Super Off Peak | 1 | 0 | 0 | On Peak | 1 | 0 | 0 | On Peak
2020 | 6 | 7 | 2020-06-07 | 19 | 1 | 1 | 0 | [6 empty] | 0 | 1 | 0 | 0 | On Peak | 0 | 0 | 1 | Off Peak | 0 | 1 | Off Peak | 0 | 1 | Off Peak | 0 | 0 | 1 | Super Off Peak | 1 | 0 | 0 | On Peak | 0 | 1 | 0 | Off Peak
2020 | 6 | 7 | 2020-06-07 | 20 | 1 | 1 | 0 | [6 empty] | 0 | 1 | 0 | 0 | On Peak | 0 | 0 | 1 | Off Peak | 0 | 1 | Off Peak | 0 | 1 | Off Peak | 0 | 0 | 1 | Super Off Peak | 1 | 0 | 0 | On Peak | 0 | 1 | 0 | Off Peak
2020 | 6 | 7 | 2020-06-07 | 21 | 1 | 1 | 0 | [6 empty] | 0 | 1 | 0 | 0 | On Peak | 0 | 0 | 1 | Off Peak | 0 | 1 | Off Peak | 0 | 1 | Off Peak | 0 | 0 | 1 | Super Off Peak | 0 | 1 | 0 | Off Peak | 0 | 1 | 0 | Off Peak
2020 | 6 | 7 | 2020-06-07 | 22 | 1 | 1 | 0 | [6 empty] | 0 | 0 | 1 | 0 | Off Peak | 0 | 0 | 1 | Off Peak | 0 | 1 | Off Peak | 0 | 1 | Off Peak | 0 | 0 | 1 | Super Off Peak | 0 | 1 | 0 | Off Peak | 0 | 1 | 0 | Off Peak
2020 | 6 | 7 | 2020-06-07 | 23 | 1 | 1 | 0 | [6 empty] | 0 | 0 | 1 | 0 | Off Peak | 0 | 0 | 1 | Off Peak | 0 | 1 | Off Peak | 0 | 1 | Off Peak | 0 | 0 | 1 | Super Off Peak | 0 | 1 | 0 | Off Peak | 0 | 1 | 0 | Off Peak
2020 | 6 | 7 | 2020-06-07 | 24 | 1 | 1 | 0 | [6 empty] | 0 | 0 | 1 | 0 | Off Peak | 0 | 0 | 1 | Off Peak | 0 | 1 | Off Peak | 0 | 1 | Off Peak | 0 | 0 | 1 | Super Off Peak | 0 | 1 | 0 | Off Peak | 0 | 1 | 0 | Off Peak
2020 | 6 | 8 | 2020-06-08 | 1 | 1 | 0 | 0 | [6 empty] | 0 | 0 | 0 | 1 | Super Off Peak | 0 | 0 | 1 | Off Peak | 0 | 1 | Off Peak | 0 | 1 | Off Peak | 0 | 0 | 1 | Super Off Peak | 0 | 0 | 1 | Super Off Peak | 0 | 0 | 1 | Super Off Peak
2020 | 6 | 8 | 2020-06-08 | 2 | 1 | 0 | 0 | [6 empty] | 0 | 0 | 0 | 1 | Super Off Peak | 0 | 0 | 1 | Off Peak | 0 | 1 | Off Peak | 0 | 1 | Off Peak | 0 | 0 | 1 | Super Off Peak | 0 | 0 | 1 | Super Off Peak | 0 | 0 | 1 | Super Off Peak
2020 | 6 | 8 | 2020-06-08 | 3 | 1 | 0 | 0 | [6 empty] | 0 | 0 | 0 | 1 | Super Off Peak | 0 | 0 | 1 | Off Peak | 0 | 1 | Off Peak | 0 | 1 | Off Peak | 0 | 0 | 1 | Super Off Peak | 0 | 0 | 1 | Super Off Peak | 0 | 0 | 1 | Super Off Peak
2020 | 6 | 8 | 2020-06-08 | 4 | 1 | 0 | 0 | [6 empty] | 0 | 0 | 0 | 1 | Super Off Peak | 0 | 0 | 1 | Off Peak | 0 | 1 | Off Peak | 0 | 1 | Off Peak | 0 | 0 | 1 | Super Off Peak | 0 | 0 | 1 | Super Off Peak | 0 | 0 | 1 | Super Off Peak
2020 | 6 | 8 | 2020-06-08 | 5 | 1 | 0 | 0 | [6 empty] | 0 | 0 | 0 | 1 | Super Off Peak | 0 | 0 | 1 | Off Peak | 0 | 1 | Off Peak | 0 | 1 | Off Peak | 0 | 0 | 1 | Super Off Peak | 0 | 0 | 1 | Super Off Peak | 0 | 0 | 1 | Super Off Peak
2020 | 6 | 8 | 2020-06-08 | 6 | 1 | 0 | 0 | [6 empty] | 0 | 0 | 0 | 1 | Super Off Peak | 0 | 0 | 1 | Off Peak | 0 | 1 | Off Peak | 0 | 1 | Off Peak | 0 | 0 | 1 | Super Off Peak | 0 | 1 | 0 | Off Peak | 0 | 1 | 0 | Off Peak
2020 | 6 | 8 | 2020-06-08 | 7 | 1 | 0 | 0 | [6 empty] | 0 | 0 | 1 | 0 | Off Peak | 0 | 1 | 0 | Semi-Peak | 0 | 1 | Off Peak | 0 | 1 | Off Peak | 0 | 1 | 0 | Off Peak | 0 | 1 | 0 | Off Peak | 0 | 1 | 0 | Off Peak
2020 | 6 | 8 | 2020-06-08 | 8 | 1 | 0 | 0 | [6 empty] | 0 | 0 | 1 | 0 | Off Peak | 0 | 1 | 0 | Semi-Peak | 0 | 1 | Off Peak | 0 | 1 | Off Peak | 0 | 1 | 0 | Off Peak | 0 | 1 | 0 | Off Peak | 0 | 1 | 0 | Off Peak
2020 | 6 | 8 | 2020-06-08 | 9 | 1 | 0 | 0 | [6 empty] | 0 | 0 | 1 | 0 | Off Peak | 0 | 1 | 0 | Semi-Peak | 0 | 1 | Off Peak | 0 | 1 | Off Peak | 0 | 1 | 0 | Off Peak | 0 | 1 | 0 | Off Peak | 0 | 1 | 0 | Off Peak
2020 | 6 | 8 | 2020-06-08 | 10 | 1 | 0 | 0 | [6 empty] | 0 | 0 | 1 | 0 | Off Peak | 0 | 1 | 0 | Semi-Peak | 0 | 1 | Off Peak | 0 | 1 | Off Peak | 0 | 1 | 0 | Off Peak | 0 | 1 | 0 | Off Peak | 0 | 1 | 0 | Off Peak
2020 | 6 | 8 | 2020-06-08 | 11 | 1 | 0 | 0 | [6 empty] | 0 | 0 | 1 | 0 | Off Peak | 0 | 1 | 0 | Semi-Peak | 0 | 1 | Off Peak | 0 | 1 | Off Peak | 0 | 1 | 0 | Off Peak | 0 | 1 | 0 | Off Peak | 0 | 1 | 0 | Off Peak
2020 | 6 | 8 | 2020-06-08 | 12 | 1 | 0 | 0 | [6 empty] | 0 | 0 | 1 | 0 | Off Peak | 1 | 0 | 0 | On Peak | 0 | 1 | Off Peak | 0 | 1 | Off Peak | 1 | 0 | 0 | On Peak | 0 | 1 | 0 | Off Peak | 0 | 1 | 0 | Off Peak
2020 | 6 | 8 | 2020-06-08 | 13 | 1 | 0 | 0 | [6 empty] | 0 | 0 | 1 | 0 | Off Peak | 1 | 0 | 0 | On Peak | 0 | 1 | Off Peak | 1 | 0 | On Peak | 1 | 0 | 0 | On Peak | 1 | 0 | 0 | On Peak | 1 | 0 | 0 | On Peak
2020 | 6 | 8 | 2020-06-08 | 14 | 1 | 0 | 0 | [6 empty] | 0 | 0 | 1 | 0 | Off Peak | 1 | 0 | 0 | On Peak | 0 | 1 | Off Peak | 1 | 0 | On Peak | 1 | 0 | 0 | On Peak | 1 | 0 | 0 | On Peak | 1 | 0 | 0 | On Peak
2020 | 6 | 8 | 2020-06-08 | 15 | 1 | 0 | 0 | [6 empty] | 0 | 0 | 1 | 0 | Off Peak | 1 | 0 | 0 | On Peak | 0 | 1 | Off Peak | 1 | 0 | On Peak | 1 | 0 | 0 | On Peak | 1 | 0 | 0 | On Peak | 1 | 0 | 0 | On Peak
2020 | 6 | 8 | 2020-06-08 | 16 | 1 | 0 | 0 | [6 empty] | 0 | 0 | 1 | 0 | Off Peak | 1 | 0 | 0 | On Peak | 0 | 1 | Off Peak | 1 | 0 | On Peak | 1 | 0 | 0 | On Peak | 1 | 0 | 0 | On Peak | 1 | 0 | 0 | On Peak
2020 | 6 | 8 | 2020-06-08 | 17 | 1 | 0 | 0 | [6 empty] | 0 | 1 | 0 | 0 | On Peak | 1 | 0 | 0 | On Peak | 1 | 0 | On Peak | 1 | 0 | On Peak | 1 | 0 | 0 | On Peak | 1 | 0 | 0 | On Peak | 1 | 0 | 0 | On Peak
2020 | 6 | 8 | 2020-06-08 | 18 | 1 | 0 | 0 | [6 empty] | 0 | 1 | 0 | 0 | On Peak | 1 | 0 | 0 | On Peak | 1 | 0 | On Peak | 1 | 0 | On Peak | 1 | 0 | 0 | On Peak | 1 | 0 | 0 | On Peak | 1 | 0 | 0 | On Peak
2020 | 6 | 8 | 2020-06-08 | 19 | 1 | 0 | 0 | [6 empty] | 0 | 1 | 0 | 0 | On Peak | 0 | 1 | 0 | Semi-Peak | 1 | 0 | On Peak | 0 | 1 | Off Peak | 0 | 1 | 0 | Off Peak | 1 | 0 | 0 | On Peak | 0 | 1 | 0 | Off Peak
2020 | 6 | 8 | 2020-06-08 | 20 | 1 | 0 | 0 | [6 empty] | 0 | 1 | 0 | 0 | On Peak | 0 | 1 | 0 | Semi-Peak | 1 | 0 | On Peak | 0 | 1 | Off Peak | 0 | 1 | 0 | Off Peak | 1 | 0 | 0 | On Peak | 0 | 1 | 0 | Off Peak
2020 | 6 | 8 | 2020-06-08 | 21 | 1 | 0 | 0 | [6 empty] | 0 | 1 | 0 | 0 | On Peak | 0 | 1 | 0 | Semi-Peak | 1 | 0 | On Peak | 0 | 1 | Off Peak | 0 | 1 | 0 | Off Peak | 0 | 1 | 0 | Off Peak | 0 | 1 | 0 | Off Peak
2020 | 6 | 8 | 2020-06-08 | 22 | 1 | 0 | 0 | [6 empty] | 0 | 0 | 1 | 0 | Off Peak | 0 | 1 | 0 | Semi-Peak | 0 | 1 | Off Peak | 0 | 1 | Off Peak | 0 | 1 | 0 | Off Peak | 0 | 1 | 0 | Off Peak | 0 | 1 | 0 | Off Peak
2020 | 6 | 8 | 2020-06-08 | 23 | 1 | 0 | 0 | [6 empty] | 0 | 0 | 1 | 0 | Off Peak | 0 | 0 | 1 | Off Peak | 0 | 1 | Off Peak | 0 | 1 | Off Peak | 0 | 0 | 1 | Super Off Peak | 0 | 1 | 0 | Off Peak | 0 | 1 | 0 | Off Peak
2020 | 6 | 8 | 2020-06-08 | 24 | 1 | 0 | 0 | [6 empty] | 0 | 0 | 1 | 0 | Off Peak | 0 | 0 | 1 | Off Peak | 0 | 1 | Off Peak | 0 | 1 | Off Peak | 0 | 0 | 1 | Super Off Peak | 0 | 1 | 0 | Off Peak | 0 | 1 | 0 | Off Peak
2020 | 6 | 9 | 2020-06-09 | 1 | 1 | 0 | 0 | [6 empty] | 0 | 0 | 0 | 1 | Super Off Peak | 0 | 0 | 1 | Off Peak | 0 | 1 | Off Peak | 0 | 1 | Off Peak | 0 | 0 | 1 | Super Off Peak | 0 | 0 | 1 | Super Off Peak | 0 | 0 | 1 | Super Off Peak
2020 | 6 | 9 | 2020-06-09 | 2 | 1 | 0 | 0 | [6 empty] | 0 | 0 | 0 | 1 | Super Off Peak | 0 | 0 | 1 | Off Peak | 0 | 1 | Off Peak | 0 | 1 | Off Peak | 0 | 0 | 1 | Super Off Peak | 0 | 0 | 1 | Super Off Peak | 0 | 0 | 1 | Super Off Peak
2020 | 6 | 9 | 2020-06-09 | 3 | 1 | 0 | 0 | [6 empty] | 0 | 0 | 0 | 1 | Super Off Peak | 0 | 0 | 1 | Off Peak | 0 | 1 | Off Peak | 0 | 1 | Off Peak | 0 | 0 | 1 | Super Off Peak | 0 | 0 | 1 | Super Off Peak | 0 | 0 | 1 | Super Off Peak
2020 | 6 | 9 | 2020-06-09 | 4 | 1 | 0 | 0 | [6 empty] | 0 | 0 | 0 | 1 | Super Off Peak | 0 | 0 | 1 | Off Peak | 0 | 1 | Off Peak | 0 | 1 | Off Peak | 0 | 0 | 1 | Super Off Peak | 0 | 0 | 1 | Super Off Peak | 0 | 0 | 1 | Super Off Peak
2020 | 6 | 9 | 2020-06-09 | 5 | 1 | 0 | 0 | [6 empty] | 0 | 0 | 0 | 1 | Super Off Peak | 0 | 0 | 1 | Off Peak | 0 | 1 | Off Peak | 0 | 1 | Off Peak | 0 | 0 | 1 | Super Off Peak | 0 | 0 | 1 | Super Off Peak | 0 | 0 | 1 | Super Off Peak
2020 | 6 | 9 | 2020-06-09 | 6 | 1 | 0 | 0 | [6 empty] | 0 | 0 | 0 | 1 | Super Off Peak | 0 | 0 | 1 | Off Peak | 0 | 1 | Off Peak | 0 | 1 | Off Peak | 0 | 0 | 1 | Super Off Peak | 0 | 1 | 0 | Off Peak | 0 | 1 | 0 | Off Peak
2020 | 6 | 9 | 2020-06-09 | 7 | 1 | 0 | 0 | [6 empty] | 0 | 0 | 1 | 0 | Off Peak | 0 | 1 | 0 | Semi-Peak | 0 | 1 | Off Peak | 0 | 1 | Off Peak | 0 | 1 | 0 | Off Peak | 0 | 1 | 0 | Off Peak | 0 | 1 | 0 | Off Peak
2020 | 6 | 9 | 2020-06-09 | 8 | 1 | 0 | 0 | [6 empty] | 0 | 0 | 1 | 0 | Off Peak | 0 | 1 | 0 | Semi-Peak | 0 | 1 | Off Peak | 0 | 1 | Off Peak | 0 | 1 | 0 | Off Peak | 0 | 1 | 0 | Off Peak | 0 | 1 | 0 | Off Peak
2020 | 6 | 9 | 2020-06-09 | 9 | 1 | 0 | 0 | [6 empty] | 0 | 0 | 1 | 0 | Off Peak | 0 | 1 | 0 | Semi-Peak | 0 | 1 | Off Peak | 0 | 1 | Off Peak | 0 | 1 | 0 | Off Peak | 0 | 1 | 0 | Off Peak | 0 | 1 | 0 | Off Peak
2020 | 6 | 9 | 2020-06-09 | 10 | 1 | 0 | 0 | [6 empty] | 0 | 0 | 1 | 0 | Off Peak | 0 | 1 | 0 | Semi-Peak | 0 | 1 | Off Peak | 0 | 1 | Off Peak | 0 | 1 | 0 | Off Peak | 0 | 1 | 0 | Off Peak | 0 | 1 | 0 | Off Peak
2020 | 6 | 9 | 2020-06-09 | 11 | 1 | 0 | 0 | [6 empty] | 0 | 0 | 1 | 0 | Off Peak | 0 | 1 | 0 | Semi-Peak | 0 | 1 | Off Peak | 0 | 1 | Off Peak | 0 | 1 | 0 | Off Peak | 0 | 1 | 0 | Off Peak | 0 | 1 | 0 | Off Peak
2020 | 6 | 9 | 2020-06-09 | 12 | 1 | 0 | 0 | [6 empty] | 0 | 0 | 1 | 0 | Off Peak | 1 | 0 | 0 | On Peak | 0 | 1 | Off Peak | 0 | 1 | Off Peak | 1 | 0 | 0 | On Peak | 0 | 1 | 0 | Off Peak | 0 | 1 | 0 | Off Peak
2020 | 6 | 9 | 2020-06-09 | 13 | 1 | 0 | 0 | [6 empty] | 0 | 0 | 1 | 0 | Off Peak | 1 | 0 | 0 | On Peak | 0 | 1 | Off Peak | 1 | 0 | On Peak | 1 | 0 | 0 | On Peak | 1 | 0 | 0 | On Peak | 1 | 0 | 0 | On Peak
2020 | 6 | 9 | 2020-06-09 | 14 | 1 | 0 | 0 | [6 empty] | 0 | 0 | 1 | 0 | Off Peak | 1 | 0 | 0 | On Peak | 0 | 1 | Off Peak | 1 | 0 | On Peak | 1 | 0 | 0 | On Peak | 1 | 0 | 0 | On Peak | 1 | 0 | 0 | On Peak
2020 | 6 | 9 | 2020-06-09 | 15 | 1 | 0 | 0 | [6 empty] | 0 | 0 | 1 | 0 | Off Peak | 1 | 0 | 0 | On Peak | 0 | 1 | Off Peak | 1 | 0 | On Peak | 1 | 0 | 0 | On Peak | 1 | 0 | 0 | On Peak | 1 | 0 | 0 | On Peak
2020 | 6 | 9 | 2020-06-09 | 16 | 1 | 0 | 0 | [6 empty] | 0 | 0 | 1 | 0 | Off Peak | 1 | 0 | 0 | On Peak | 0 | 1 | Off Peak | 1 | 0 | On Peak | 1 | 0 | 0 | On Peak | 1 | 0 | 0 | On Peak | 1 | 0 | 0 | On Peak
2020 | 6 | 9 | 2020-06-09 | 17 | 1 | 0 | 0 | [6 empty] | 0 | 1 | 0 | 0 | On Peak | 1 | 0 | 0 | On Peak | 1 | 0 | On Peak | 1 | 0 | On Peak | 1 | 0 | 0 | On Peak | 1 | 0 | 0 | On Peak | 1 | 0 | 0 | On Peak
2020 | 6 | 9 | 2020-06-09 | 18 | 1 | 0 | 0 | [6 empty] | 0 | 1 | 0 | 0 | On Peak | 1 | 0 | 0 | On Peak | 1 | 0 | On Peak | 1 | 0 | On Peak | 1 | 0 | 0 | On Peak | 1 | 0 | 0 | On Peak | 1 | 0 | 0 | On Peak
2020 | 6 | 9 | 2020-06-09 | 19 | 1 | 0 | 0 | [6 empty] | 0 | 1 | 0 | 0 | On Peak | 0 | 1 | 0 | Semi-Peak | 1 | 0 | On Peak | 0 | 1 | Off Peak | 0 | 1 | 0 | Off Peak | 1 | 0 | 0 | On Peak | 0 | 1 | 0 | Off Peak
2020 | 6 | 9 | 2020-06-09 | 20 | 1 | 0 | 0 | [6 empty] | 0 | 1 | 0 | 0 | On Peak | 0 | 1 | 0 | Semi-Peak | 1 | 0 | On Peak | 0 | 1 | Off Peak | 0 | 1 | 0 | Off Peak | 1 | 0 | 0 | On Peak | 0 | 1 | 0 | Off Peak
2020 | 6 | 9 | 2020-06-09 | 21 | 1 | 0 | 0 | [6 empty] | 0 | 1 | 0 | 0 | On Peak | 0 | 1 | 0 | Semi-Peak | 1 | 0 | On Peak | 0 | 1 | Off Peak | 0 | 1 | 0 | Off Peak | 0 | 1 | 0 | Off Peak | 0 | 1 | 0 | Off Peak
2020 | 6 | 9 | 2020-06-09 | 22 | 1 | 0 | 0 | [6 empty] | 0 | 0 | 1 | 0 | Off Peak | 0 | 1 | 0 | Semi-Peak | 0 | 1 | Off Peak | 0 | 1 | Off Peak | 0 | 1 | 0 | Off Peak | 0 | 1 | 0 | Off Peak | 0 | 1 | 0 | Off Peak
2020 | 6 | 9 | 2020-06-09 | 23 | 1 | 0 | 0 | [6 empty] | 0 | 0 | 1 | 0 | Off Peak | 0 | 0 | 1 | Off Peak | 0 | 1 | Off Peak | 0 | 1 | Off Peak | 0 | 0 | 1 | Super Off Peak | 0 | 1 | 0 | Off Peak | 0 | 1 | 0 | Off Peak
2020 | 6 | 9 | 2020-06-09 | 24 | 1 | 0 | 0 | [6 empty] | 0 | 0 | 1 | 0 | Off Peak | 0 | 0 | 1 | Off Peak | 0 | 1 | Off Peak | 0 | 1 | Off Peak | 0 | 0 | 1 | Super Off Peak | 0 | 1 | 0 | Off Peak | 0 | 1 | 0 | Off Peak
2020 | 6 | 10 | 2020-06-10 | 1 | 1 | 0 | 0 | [6 empty] | 0 | 0 | 0 | 1 | Super Off Peak | 0 | 0 | 1 | Off Peak | 0 | 1 | Off Peak | 0 | 1 | Off Peak | 0 | 0 | 1 | Super Off Peak | 0 | 0 | 1 | Super Off Peak | 0 | 0 | 1 | Super Off Peak
2020 | 6 | 10 | 2020-06-10 | 2 | 1 | 0 | 0 | [6 empty] | 0 | 0 | 0 | 1 | Super Off Peak | 0 | 0 | 1 | Off Peak | 0 | 1 | Off Peak | 0 | 1 | Off Peak | 0 | 0 | 1 | Super Off Peak | 0 | 0 | 1 | Super Off Peak | 0 | 0 | 1 | Super Off Peak
2020 | 6 | 10 | 2020-06-10 | 3 | 1 | 0 | 0 | [6 empty] | 0 | 0 | 0 | 1 | Super Off Peak | 0 | 0 | 1 | Off Peak | 0 | 1 | Off Peak | 0 | 1 | Off Peak | 0 | 0 | 1 | Super Off Peak | 0 | 0 | 1 | Super Off Peak | 0 | 0 | 1 | Super Off Peak
2020 | 6 | 10 | 2020-06-10 | 4 | 1 | 0 | 0 | [6 empty] | 0 | 0 | 0 | 1 | Super Off Peak | 0 | 0 | 1 | Off Peak | 0 | 1 | Off Peak | 0 | 1 | Off Peak | 0 | 0 | 1 | Super Off Peak | 0 | 0 | 1 | Super Off Peak | 0 | 0 | 1 | Super Off Peak
2020 | 6 | 10 | 2020-06-10 | 5 | 1 | 0 | 0 | [6 empty] | 0 | 0 | 0 | 1 | Super Off Peak | 0 | 0 | 1 | Off Peak | 0 | 1 | Off Peak | 0 | 1 | Off Peak | 0 | 0 | 1 | Super Off Peak | 0 | 0 | 1 | Super Off Peak | 0 | 0 | 1 | Super Off Peak
2020 | 6 | 10 | 2020-06-10 | 6 | 1 | 0 | 0 | [6 empty] | 0 | 0 | 0 | 1 | Super Off Peak | 0 | 0 | 1 | Off Peak | 0 | 1 | Off Peak | 0 | 1 | Off Peak | 0 | 0 | 1 | Super Off Peak | 0 | 1 | 0 | Off Peak | 0 | 1 | 0 | Off Peak
2020 | 6 | 10 | 2020-06-10 | 7 | 1 | 0 | 0 | [6 empty] | 0 | 0 | 1 | 0 | Off Peak | 0 | 1 | 0 | Semi-Peak | 0 | 1 | Off Peak | 0 | 1 | Off Peak | 0 | 1 | 0 | Off Peak | 0 | 1 | 0 | Off Peak | 0 | 1 | 0 | Off Peak
2020 | 6 | 10 | 2020-06-10 | 8 | 1 | 0 | 0 | [6 empty] | 0 | 0 | 1 | 0 | Off Peak | 0 | 1 | 0 | Semi-Peak | 0 | 1 | Off Peak | 0 | 1 | Off Peak | 0 | 1 | 0 | Off Peak | 0 | 1 | 0 | Off Peak | 0 | 1 | 0 | Off Peak
2020 | 6 | 10 | 2020-06-10 | 9 | 1 | 0 | 0 | [6 empty] | 0 | 0 | 1 | 0 | Off Peak | 0 | 1 | 0 | Semi-Peak | 0 | 1 | Off Peak | 0 | 1 | Off Peak | 0 | 1 | 0 | Off Peak | 0 | 1 | 0 | Off Peak | 0 | 1 | 0 | Off Peak
2020 | 6 | 10 | 2020-06-10 | 10 | 1 | 0 | 0 | [6 empty] | 0 | 0 | 1 | 0 | Off Peak | 0 | 1 | 0 | Semi-Peak | 0 | 1 | Off Peak | 0 | 1 | Off Peak | 0 | 1 | 0 | Off Peak | 0 | 1 | 0 | Off Peak | 0 | 1 | 0 | Off Peak
2020 | 6 | 10 | 2020-06-10 | 11 | 1 | 0 | 0 | [6 empty] | 0 | 0 | 1 | 0 | Off Peak | 0 | 1 | 0 | Semi-Peak | 0 | 1 | Off Peak | 0 | 1 | Off Peak | 0 | 1 | 0 | Off Peak | 0 | 1 | 0 | Off Peak | 0 | 1 | 0 | Off Peak
2020 | 6 | 10 | 2020-06-10 | 12 | 1 | 0 | 0 | [6 empty] | 0 | 0 | 1 | 0 | Off Peak | 1 | 0 | 0 | On Peak | 0 | 1 | Off Peak | 0 | 1 | Off Peak | 1 | 0 | 0 | On Peak | 0 | 1 | 0 | Off Peak | 0 | 1 | 0 | Off Peak
2020 | 6 | 10 | 2020-06-10 | 13 | 1 | 0 | 0 | [6 empty] | 0 | 0 | 1 | 0 | Off Peak | 1 | 0 | 0 | On Peak | 0 | 1 | Off Peak | 1 | 0 | On Peak | 1 | 0 | 0 | On Peak | 1 | 0 | 0 | On Peak | 1 | 0 | 0 | On Peak
2020 | 6 | 10 | 2020-06-10 | 14 | 1 | 0 | 0 | [6 empty] | 0 | 0 | 1 | 0 | Off Peak | 1 | 0 | 0 | On Peak | 0 | 1 | Off Peak | 1 | 0 | On Peak | 1 | 0 | 0 | On Peak | 1 | 0 | 0 | On Peak | 1 | 0 | 0 | On Peak
2020 | 6 | 10 | 2020-06-10 | 15 | 1 | 0 | 0 | [6 empty] | 0 | 0 | 1 | 0 | Off Peak | 1 | 0 | 0 | On Peak | 0 | 1 | Off Peak | 1 | 0 | On Peak | 1 | 0 | 0 | On Peak | 1 | 0 | 0 | On Peak | 1 | 0 | 0 | On Peak
2020 | 6 | 10 | 2020-06-10 | 16 | 1 | 0 | 0 | [6 empty] | 0 | 0 | 1 | 0 | Off Peak | 1 | 0 | 0 | On Peak | 0 | 1 | Off Peak | 1 | 0 | On Peak | 1 | 0 | 0 | On Peak | 1 | 0 | 0 | On Peak | 1 | 0 | 0 | On Peak
2020 | 6 | 10 | 2020-06-10 | 17 | 1 | 0 | 0 | [6 empty] | 0 | 1 | 0 | 0 | On Peak | 1 | 0 | 0 | On Peak | 1 | 0 | On Peak | 1 | 0 | On Peak | 1 | 0 | 0 | On Peak | 1 | 0 | 0 | On Peak | 1 | 0 | 0 | On Peak
2020 | 6 | 10 | 2020-06-10 | 18 | 1 | 0 | 0 | [6 empty] | 0 | 1 | 0 | 0 | On Peak | 1 | 0 | 0 | On Peak | 1 | 0 | On Peak | 1 | 0 | On Peak | 1 | 0 | 0 | On Peak | 1 | 0 | 0 | On Peak | 1 | 0 | 0 | On Peak
2020 | 6 | 10 | 2020-06-10 | 19 | 1 | 0 | 0 | [6 empty] | 0 | 1 | 0 | 0 | On Peak | 0 | 1 | 0 | Semi-Peak | 1 | 0 | On Peak | 0 | 1 | Off Peak | 0 | 1 | 0 | Off Peak | 1 | 0 | 0 | On Peak | 0 | 1 | 0 | Off Peak
2020 | 6 | 10 | 2020-06-10 | 20 | 1 | 0 | 0 | [6 empty] | 0 | 1 | 0 | 0 | On Peak | 0 | 1 | 0 | Semi-Peak | 1 | 0 | On Peak | 0 | 1 | Off Peak | 0 | 1 | 0 | Off Peak | 1 | 0 | 0 | On Peak | 0 | 1 | 0 | Off Peak
2020 | 6 | 10 | 2020-06-10 | 21 | 1 | 0 | 0 | [6 empty] | 0 | 1 | 0 | 0 | On Peak | 0 | 1 | 0 | Semi-Peak | 1 | 0 | On Peak | 0 | 1 | Off Peak | 0 | 1 | 0 | Off Peak | 0 | 1 | 0 | Off Peak | 0 | 1 | 0 | Off Peak
2020 | 6 | 10 | 2020-06-10 | 22 | 1 | 0 | 0 | [6 empty] | 0 | 0 | 1 | 0 | Off Peak | 0 | 1 | 0 | Semi-Peak | 0 | 1 | Off Peak | 0 | 1 | Off Peak | 0 | 1 | 0 | Off Peak | 0 | 1 | 0 | Off Peak | 0 | 1 | 0 | Off Peak
2020 | 6 | 10 | 2020-06-10 | 23 | 1 | 0 | 0 | [6 empty] | 0 | 0 | 1 | 0 | Off Peak | 0 | 0 | 1 | Off Peak | 0 | 1 | Off Peak | 0 | 1 | Off Peak | 0 | 0 | 1 | Super Off Peak | 0 | 1 | 0 | Off Peak | 0 | 1 | 0 | Off Peak
2020 | 6 | 10 | 2020-06-10 | 24 | 1 | 0 | 0 | [6 empty] | 0 | 0 | 1 | 0 | Off Peak | 0 | 0 | 1 | Off Peak | 0 | 1 | Off Peak | 0 | 1 | Off Peak | 0 | 0 | 1 | Super Off Peak | 0 | 1 | 0 | Off Peak | 0 | 1 | 0 | Off Peak
2020 | 6 | 11 | 2020-06-11 | 1 | 1 | 0 | 0 | [6 empty] | 0 | 0 | 0 | 1 | Super Off Peak | 0 | 0 | 1 | Off Peak | 0 | 1 | Off Peak | 0 | 1 | Off Peak | 0 | 0 | 1 | Super Off Peak | 0 | 0 | 1 | Super Off Peak | 0 | 0 | 1 | Super Off Peak
2020 | 6 | 11 | 2020-06-11 | 2 | 1 | 0 | 0 | [6 empty] | 0 | 0 | 0 | 1 | Super Off Peak | 0 | 0 | 1 | Off Peak | 0 | 1 | Off Peak | 0 | 1 | Off Peak | 0 | 0 | 1 | Super Off Peak | 0 | 0 | 1 | Super Off Peak | 0 | 0 | 1 | Super Off Peak
2020 | 6 | 11 | 2020-06-11 | 3 | 1 | 0 | 0 | [6 empty] | 0 | 0 | 0 | 1 | Super Off Peak | 0 | 0 | 1 | Off Peak | 0 | 1 | Off Peak | 0 | 1 | Off Peak | 0 | 0 | 1 | Super Off Peak | 0 | 0 | 1 | Super Off Peak | 0 | 0 | 1 | Super Off Peak
2020 | 6 | 11 | 2020-06-11 | 4 | 1 | 0 | 0 | [6 empty] | 0 | 0 | 0 | 1 | Super Off Peak | 0 | 0 | 1 | Off Peak | 0 | 1 | Off Peak | 0 | 1 | Off Peak | 0 | 0 | 1 | Super Off Peak | 0 | 0 | 1 | Super Off Peak | 0 | 0 | 1 | Super Off Peak
2020 | 6 | 11 | 2020-06-11 | 5 | 1 | 0 | 0 | [6 empty] | 0 | 0 | 0 | 1 | Super Off Peak | 0 | 0 | 1 | Off Peak | 0 | 1 | Off Peak | 0 | 1 | Off Peak | 0 | 0 | 1 | Super Off Peak | 0 | 0 | 1 | Super Off Peak | 0 | 0 | 1 | Super Off Peak
2020 | 6 | 11 | 2020-06-11 | 6 | 1 | 0 | 0 | [6 empty] | 0 | 0 | 0 | 1 | Super Off Peak | 0 | 0 | 1 | Off Peak | 0 | 1 | Off Peak | 0 | 1 | Off Peak | 0 | 0 | 1 | Super Off Peak | 0 | 1 | 0 | Off Peak | 0 | 1 | 0 | Off Peak
2020 | 6 | 11 | 2020-06-11 | 7 | 1 | 0 | 0 | [6 empty] | 0 | 0 | 1 | 0 | Off Peak | 0 | 1 | 0 | Semi-Peak | 0 | 1 | Off Peak | 0 | 1 | Off Peak | 0 | 1 | 0 | Off Peak | 0 | 1 | 0 | Off Peak | 0 | 1 | 0 | Off Peak
2020 | 6 | 11 | 2020-06-11 | 8 | 1 | 0 | 0 | [6 empty] | 0 | 0 | 1 | 0 | Off Peak | 0 | 1 | 0 | Semi-Peak | 0 | 1 | Off Peak | 0 | 1 | Off Peak | 0 | 1 | 0 | Off Peak | 0 | 1 | 0 | Off Peak | 0 | 1 | 0 | Off Peak
2020 | 6 | 11 | 2020-06-11 | 9 | 1 | 0 | 0 | [6 empty] | 0 | 0 | 1 | 0 | Off Peak | 0 | 1 | 0 | Semi-Peak | 0 | 1 | Off Peak | 0 | 1 | Off Peak | 0 | 1 | 0 | Off Peak | 0 | 1 | 0 | Off Peak | 0 | 1 | 0 | Off Peak
2020 | 6 | 11 | 2020-06-11 | 10 | 1 | 0 | 0 | [6 empty] | 0 | 0 | 1 | 0 | Off Peak | 0 | 1 | 0 | Semi-Peak | 0 | 1 | Off Peak | 0 | 1 | Off Peak | 0 | 1 | 0 | Off Peak | 0 | 1 | 0 | Off Peak | 0 | 1 | 0 | Off Peak
2020 | 6 | 11 | 2020-06-11 | 11 | 1 | 0 | 0 | [6 empty] | 0 | 0 | 1 | 0 | Off Peak | 0 | 1 | 0 | Semi-Peak | 0 | 1 | Off Peak | 0 | 1 | Off Peak | 0 | 1 | 0 | Off Peak | 0 | 1 | 0 | Off Peak | 0 | 1 | 0 | Off Peak
2020 | 6 | 11 | 2020-06-11 | 12 | 1 | 0 | 0 | [6 empty] | 0 | 0 | 1 | 0 | Off Peak | 1 | 0 | 0 | On Peak | 0 | 1 | Off Peak | 0 | 1 | Off Peak | 1 | 0 | 0 | On Peak | 0 | 1 | 0 | Off Peak | 0 | 1 | 0 | Off Peak
2020 | 6 | 11 | 2020-06-11 | 13 | 1 | 0 | 0 | [6 empty] | 0 | 0 | 1 | 0 | Off Peak | 1 | 0 | 0 | On Peak | 0 | 1 | Off Peak | 1 | 0 | On Peak | 1 | 0 | 0 | On Peak | 1 | 0 | 0 | On Peak | 1 | 0 | 0 | On Peak
2020 | 6 | 11 | 2020-06-11 | 14 | 1 | 0 | 0 | [6 empty] | 0 | 0 | 1 | 0 | Off Peak | 1 | 0 | 0 | On Peak | 0 | 1 | Off Peak | 1 | 0 | On Peak | 1 | 0 | 0 | On Peak | 1 | 0 | 0 | On Peak | 1 | 0 | 0 | On Peak
2020 | 6 | 11 | 2020-06-11 | 15 | 1 | 0 | 0 | [6 empty] | 0 | 0 | 1 | 0 | Off Peak | 1 | 0 | 0 | On Peak | 0 | 1 | Off Peak | 1 | 0 | On Peak | 1 | 0 | 0 | On Peak | 1 | 0 | 0 | On Peak | 1 | 0 | 0 | On Peak
2020 | 6 | 11 | 2020-06-11 | 16 | 1 | 0 | 0 | [6 empty] | 0 | 0 | 1 | 0 | Off Peak | 1 | 0 | 0 | On Peak | 0 | 1 | Off Peak | 1 | 0 | On Peak | 1 | 0 | 0 | On Peak | 1 | 0 | 0 | On Peak | 1 | 0 | 0 | On Peak
2020 | 6 | 11 | 2020-06-11 | 17 | 1 | 0 | 0 | [6 empty] | 0 | 1 | 0 | 0 | On Peak | 1 | 0 | 0 | On Peak | 1 | 0 | On Peak | 1 | 0 | On Peak | 1 | 0 | 0 | On Peak | 1 | 0 | 0 | On Peak | 1 | 0 | 0 | On Peak
2020 | 6 | 11 | 2020-06-11 | 18 | 1 | 0 | 0 | [6 empty] | 0 | 1 | 0 | 0 | On Peak | 1 | 0 | 0 | On Peak | 1 | 0 | On Peak | 1 | 0 | On Peak | 1 | 0 | 0 | On Peak | 1 | 0 | 0 | On Peak | 1 | 0 | 0 | On Peak
2020 | 6 | 11 | 2020-06-11 | 19 | 1 | 0 | 0 | [6 empty] | 0 | 1 | 0 | 0 | On Peak | 0 | 1 | 0 | Semi-Peak | 1 | 0 | On Peak | 0 | 1 | Off Peak | 0 | 1 | 0 | Off Peak | 1 | 0 | 0 | On Peak | 0 | 1 | 0 | Off Peak
2020 | 6 | 11 | 2020-06-11 | 20 | 1 | 0 | 0 | [6 empty] | 0 | 1 | 0 | 0 | On Peak | 0 | 1 | 0 | Semi-Peak | 1 | 0 | On Peak | 0 | 1 | Off Peak | 0 | 1 | 0 | Off Peak | 1 | 0 | 0 | On Peak | 0 | 1 | 0 | Off Peak
2020 | 6 | 11 | 2020-06-11 | 21 | 1 | 0 | 0 | [6 empty] | 0 | 1 | 0 | 0 | On Peak | 0 | 1 | 0 | Semi-Peak | 1 | 0 | On Peak | 0 | 1 | Off Peak | 0 | 1 | 0 | Off Peak | 0 | 1 | 0 | Off Peak | 0 | 1 | 0 | Off Peak
2020 | 6 | 11 | 2020-06-11 | 22 | 1 | 0 | 0 | [6 empty] | 0 | 0 | 1 | 0 | Off Peak | 0 | 1 | 0 | Semi-Peak | 0 | 1 | Off Peak | 0 | 1 | Off Peak | 0 | 1 | 0 | Off Peak | 0 | 1 | 0 | Off Peak | 0 | 1 | 0 | Off Peak
2020 | 6 | 11 | 2020-06-11 | 23 | 1 | 0 | 0 | [6 empty] | 0 | 0 | 1 | 0 | Off Peak | 0 | 0 | 1 | Off Peak | 0 | 1 | Off Peak | 0 | 1 | Off Peak | 0 | 0 | 1 | Super Off Peak | 0 | 1 | 0 | Off Peak | 0 | 1 | 0 | Off Peak
2020 | 6 | 11 | 2020-06-11 | 24 | 1 | 0 | 0 | [6 empty] | 0 | 0 | 1 | 0 | Off Peak | 0 | 0 | 1 | Off Peak | 0 | 1 | Off Peak | 0 | 1 | Off Peak | 0 | 0 | 1 | Super Off Peak | 0 | 1 | 0 | Off Peak | 0 | 1 | 0 | Off Peak
2020 | 6 | 12 | 2020-06-12 | 1 | 1 | 0 | 0 | [6 empty] | 0 | 0 | 0 | 1 | Super Off Peak | 0 | 0 | 1 | Off Peak | 0 | 1 | Off Peak | 0 | 1 | Off Peak | 0 | 0 | 1 | Super Off Peak | 0 | 0 | 1 | Super Off Peak | 0 | 0 | 1 | Super Off Peak
2020 | 6 | 12 | 2020-06-12 | 2 | 1 | 0 | 0 | [6 empty] | 0 | 0 | 0 | 1 | Super Off Peak | 0 | 0 | 1 | Off Peak | 0 | 1 | Off Peak | 0 | 1 | Off Peak | 0 | 0 | 1 | Super Off Peak | 0 | 0 | 1 | Super Off Peak | 0 | 0 | 1 | Super Off Peak
2020 | 6 | 12 | 2020-06-12 | 3 | 1 | 0 | 0 | [6 empty] | 0 | 0 | 0 | 1 | Super Off Peak | 0 | 0 | 1 | Off Peak | 0 | 1 | Off Peak | 0 | 1 | Off Peak | 0 | 0 | 1 | Super Off Peak | 0 | 0 | 1 | Super Off Peak | 0 | 0 | 1 | Super Off Peak
2020 | 6 | 12 | 2020-06-12 | 4 | 1 | 0 | 0 | [6 empty] | 0 | 0 | 0 | 1 | Super Off Peak | 0 | 0 | 1 | Off Peak | 0 | 1 | Off Peak | 0 | 1 | Off Peak | 0 | 0 | 1 | Super Off Peak | 0 | 0 | 1 | Super Off Peak | 0 | 0 | 1 | Super Off Peak
2020 | 6 | 12 | 2020-06-12 | 5 | 1 | 0 | 0 | [6 empty] | 0 | 0 | 0 | 1 | Super Off Peak | 0 | 0 | 1 | Off Peak | 0 | 1 | Off Peak | 0 | 1 | Off Peak | 0 | 0 | 1 | Super Off Peak | 0 | 0 | 1 | Super Off Peak | 0 | 0 | 1 | Super Off Peak
2020 | 6 | 12 | 2020-06-12 | 6 | 1 | 0 | 0 | [6 empty] | 0 | 0 | 0 | 1 | Super Off Peak | 0 | 0 | 1 | Off Peak | 0 | 1 | Off Peak | 0 | 1 | Off Peak | 0 | 0 | 1 | Super Off Peak | 0 | 1 | 0 | Off Peak | 0 | 1 | 0 | Off Peak
2020 | 6 | 12 | 2020-06-12 | 7 | 1 | 0 | 0 | [6 empty] | 0 | 0 | 1 | 0 | Off Peak | 0 | 1 | 0 | Semi-Peak | 0 | 1 | Off Peak | 0 | 1 | Off Peak | 0 | 1 | 0 | Off Peak | 0 | 1 | 0 | Off Peak | 0 | 1 | 0 | Off Peak
2020 | 6 | 12 | 2020-06-12 | 8 | 1 | 0 | 0 | [6 empty] | 0 | 0 | 1 | 0 | Off Peak | 0 | 1 | 0 | Semi-Peak | 0 | 1 | Off Peak | 0 | 1 | Off Peak | 0 | 1 | 0 | Off Peak | 0 | 1 | 0 | Off Peak | 0 | 1 | 0 | Off Peak
2020 | 6 | 12 | 2020-06-12 | 9 | 1 | 0 | 0 | [6 empty] | 0 | 0 | 1 | 0 | Off Peak | 0 | 1 | 0 | Semi-Peak | 0 | 1 | Off Peak | 0 | 1 | Off Peak | 0 | 1 | 0 | Off Peak | 0 | 1 | 0 | Off Peak | 0 | 1 | 0 | Off Peak
2020 | 6 | 12 | 2020-06-12 | 10 | 1 | 0 | 0 | [6 empty] | 0 | 0 | 1 | 0 | Off Peak | 0 | 1 | 0 | Semi-Peak | 0 | 1 | Off Peak | 0 | 1 | Off Peak | 0 | 1 | 0 | Off Peak | 0 | 1 | 0 | Off Peak | 0 | 1 | 0 | Off Peak
2020 | 6 | 12 | 2020-06-12 | 11 | 1 | 0 | 0 | [6 empty] | 0 | 0 | 1 | 0 | Off Peak | 0 | 1 | 0 | Semi-Peak | 0 | 1 | Off Peak | 0 | 1 | Off Peak | 0 | 1 | 0 | Off Peak | 0 | 1 | 0 | Off Peak | 0 | 1 | 0 | Off Peak
2020 | 6 | 12 | 2020-06-12 | 12 | 1 | 0 | 0 | [6 empty] | 0 | 0 | 1 | 0 | Off Peak | 1 | 0 | 0 | On Peak | 0 | 1 | Off Peak | 0 | 1 | Off Peak | 1 | 0 | 0 | On Peak | 0 | 1 | 0 | Off Peak | 0 | 1 | 0 | Off Peak
2020 | 6 | 12 | 2020-06-12 | 13 | 1 | 0 | 0 | [6 empty] | 0 | 0 | 1 | 0 | Off Peak | 1 | 0 | 0 | On Peak | 0 | 1 | Off Peak | 1 | 0 | On Peak | 1 | 0 | 0 | On Peak | 1 | 0 | 0 | On Peak | 1 | 0 | 0 | On Peak
2020 | 6 | 12 | 2020-06-12 | 14 | 1 | 0 | 0 | [6 empty] | 0 | 0 | 1 | 0 | Off Peak | 1 | 0 | 0 | On Peak | 0 | 1 | Off Peak | 1 | 0 | On Peak | 1 | 0 | 0 | On Peak | 1 | 0 | 0 | On Peak | 1 | 0 | 0 | On Peak
2020 | 6 | 12 | 2020-06-12 | 15 | 1 | 0 | 0 | [6 empty] | 0 | 0 | 1 | 0 | Off Peak | 1 | 0 | 0 | On Peak | 0 | 1 | Off Peak | 1 | 0 | On Peak | 1 | 0 | 0 | On Peak | 1 | 0 | 0 | On Peak | 1 | 0 | 0 | On Peak
2020 | 6 | 12 | 2020-06-12 | 16 | 1 | 0 | 0 | [6 empty] | 0 | 0 | 1 | 0 | Off Peak | 1 | 0 | 0 | On Peak | 0 | 1 | Off Peak | 1 | 0 | On Peak | 1 | 0 | 0 | On Peak | 1 | 0 | 0 | On Peak | 1 | 0 | 0 | On Peak
2020 | 6 | 12 | 2020-06-12 | 17 | 1 | 0 | 0 | [6 empty] | 0 | 1 | 0 | 0 | On Peak | 1 | 0 | 0 | On Peak | 1 | 0 | On Peak | 1 | 0 | On Peak | 1 | 0 | 0 | On Peak | 1 | 0 | 0 | On Peak | 1 | 0 | 0 | On Peak
2020 | 6 | 12 | 2020-06-12 | 18 | 1 | 0 | 0 | [6 empty] | 0 | 1 | 0 | 0 | On Peak | 1 | 0 | 0 | On Peak | 1 | 0 | On Peak | 1 | 0 | On Peak | 1 | 0 | 0 | On Peak | 1 | 0 | 0 | On Peak | 1 | 0 | 0 | On Peak
2020 | 6 | 12 | 2020-06-12 | 19 | 1 | 0 | 0 | [6 empty] | 0 | 1 | 0 | 0 | On Peak | 0 | 1 | 0 | Semi-Peak | 1 | 0 | On Peak | 0 | 1 | Off Peak | 0 | 1 | 0 | Off Peak | 1 | 0 | 0 | On Peak | 0 | 1 | 0 | Off Peak
2020 | 6 | 12 | 2020-06-12 | 20 | 1 | 0 | 0 | [6 empty] | 0 | 1 | 0 | 0 | On Peak | 0 | 1 | 0 | Semi-Peak | 1 | 0 | On Peak | 0 | 1 | Off Peak | 0 | 1 | 0 | Off Peak | 1 | 0 | 0 | On Peak | 0 | 1 | 0 | Off Peak
2020 | 6 | 12 | 2020-06-12 | 21 | 1 | 0 | 0 | [6 empty] | 0 | 1 | 0 | 0 | On Peak | 0 | 1 | 0 | Semi-Peak | 1 | 0 | On Peak | 0 | 1 | Off Peak | 0 | 1 | 0 | Off Peak | 0 | 1 | 0 | Off Peak | 0 | 1 | 0 | Off Peak
2020 | 6 | 12 | 2020-06-12 | 22 | 1 | 0 | 0 | [6 empty] | 0 | 0 | 1 | 0 | Off Peak | 0 | 1 | 0 | Semi-Peak | 0 | 1 | Off Peak | 0 | 1 | Off Peak | 0 | 1 | 0 | Off Peak | 0 | 1 | 0 | Off Peak | 0 | 1 | 0 | Off Peak
2020 | 6 | 12 | 2020-06-12 | 23 | 1 | 0 | 0 | [6 empty] | 0 | 0 | 1 | 0 | Off Peak | 0 | 0 | 1 | Off Peak | 0 | 1 | Off Peak | 0 | 1 | Off Peak | 0 | 0 | 1 | Super Off Peak | 0 | 1 | 0 | Off Peak | 0 | 1 | 0 | Off Peak
2020 | 6 | 12 | 2020-06-12 | 24 | 1 | 0 | 0 | [6 empty] | 0 | 0 | 1 | 0 | Off Peak | 0 | 0 | 1 | Off Peak | 0 | 1 | Off Peak | 0 | 1 | Off Peak | 0 | 0 | 1 | Super Off Peak | 0 | 1 | 0 | Off Peak | 0 | 1 | 0 | Off Peak
2020 | 6 | 13 | 2020-06-13 | 1 | 1 | 1 | 0 | [6 empty] | 0 | 0 | 0 | 1 | Super Off Peak | 0 | 0 | 1 | Off Peak | 0 | 1 | Off Peak | 0 | 1 | Off Peak | 0 | 0 | 1 | Super Off Peak | 0 | 0 | 1 | Super Off Peak | 0 | 0 | 1 | Super Off Peak
2020 | 6 | 13 | 2020-06-13 | 2 | 1 | 1 | 0 | [6 empty] | 0 | 0 | 0 | 1 | Super Off Peak | 0 | 0 | 1 | Off Peak | 0 | 1 | Off Peak | 0 | 1 | Off Peak | 0 | 0 | 1 | Super Off Peak | 0 | 0 | 1 | Super Off Peak | 0 | 0 | 1 | Super Off Peak
2020 | 6 | 13 | 2020-06-13 | 3 | 1 | 1 | 0 | [6 empty] | 0 | 0 | 0 | 1 | Super Off Peak | 0 | 0 | 1 | Off Peak | 0 | 1 | Off Peak | 0 | 1 | Off Peak | 0 | 0 | 1 | Super Off Peak | 0 | 0 | 1 | Super Off Peak | 0 | 0 | 1 | Super Off Peak
2020 | 6 | 13 | 2020-06-13 | 4 | 1 | 1 | 0 | [6 empty] | 0 | 0 | 0 | 1 | Super Off Peak | 0 | 0 | 1 | Off Peak | 0 | 1 | Off Peak | 0 | 1 | Off Peak | 0 | 0 | 1 | Super Off Peak | 0 | 0 | 1 | Super Off Peak | 0 | 0 | 1 | Super Off Peak
2020 | 6 | 13 | 2020-06-13 | 5 | 1 | 1 | 0 | [6 empty] | 0 | 0 | 0 | 1 | Super Off Peak | 0 | 0 | 1 | Off Peak | 0 | 1 | Off Peak | 0 | 1 | Off Peak | 0 | 0 | 1 | Super Off Peak | 0 | 0 | 1 | Super Off Peak | 0 | 0 | 1 | Super Off Peak
2020 | 6 | 13 | 2020-06-13 | 6 | 1 | 1 | 0 | [6 empty] | 0 | 0 | 0 | 1 | Super Off Peak | 0 | 0 | 1 | Off Peak | 0 | 1 | Off Peak | 0 | 1 | Off Peak | 0 | 0 | 1 | Super Off Peak | 0 | 1 | 0 | Off Peak | 0 | 1 | 0 | Off Peak
2020 | 6 | 13 | 2020-06-13 | 7 | 1 | 1 | 0 | [6 empty] | 0 | 0 | 0 | 1 | Super Off Peak | 0 | 0 | 1 | Off Peak | 0 | 1 | Off Peak | 0 | 1 | Off Peak | 0 | 0 | 1 | Super Off Peak | 0 | 1 | 0 | Off Peak | 0 | 1 | 0 | Off Peak
2020 | 6 | 13 | 2020-06-13 | 8 | 1 | 1 | 0 | [6 empty] | 0 | 0 | 0 | 1 | Super Off Peak | 0 | 0 | 1 | Off Peak | 0 | 1 | Off Peak | 0 | 1 | Off Peak | 0 | 0 | 1 | Super Off Peak | 0 | 1 | 0 | Off Peak | 0 | 1 | 0 | Off Peak
2020 | 6 | 13 | 2020-06-13 | 9 | 1 | 1 | 0 | [6 empty] | 0 | 0 | 0 | 1 | Super Off Peak | 0 | 0 | 1 | Off Peak | 0 | 1 | Off Peak | 0 | 1 | Off Peak | 0 | 0 | 1 | Super Off Peak | 0 | 1 | 0 | Off Peak | 0 | 1 | 0 | Off Peak
2020 | 6 | 13 | 2020-06-13 | 10 | 1 | 1 | 0 | [6 empty] | 0 | 0 | 0 | 1 | Super Off Peak | 0 | 0 | 1 | Off Peak | 0 | 1 | Off Peak | 0 | 1 | Off Peak | 0 | 0 | 1 | Super Off Peak | 0 | 1 | 0 | Off Peak | 0 | 1 | 0 | Off Peak
2020 | 6 | 13 | 2020-06-13 | 11 | 1 | 1 | 0 | [6 empty] | 0 | 0 | 0 | 1 | Super Off Peak | 0 | 0 | 1 | Off Peak | 0 | 1 | Off Peak | 0 | 1 | Off Peak | 0 | 0 | 1 | Super Off Peak | 0 | 1 | 0 | Off Peak | 0 | 1 | 0 | Off Peak
2020 | 6 | 13 | 2020-06-13 | 12 | 1 | 1 | 0 | [6 empty] | 0 | 0 | 0 | 1 | Super Off Peak | 0 | 0 | 1 | Off Peak | 0 | 1 | Off Peak | 0 | 1 | Off Peak | 0 | 0 | 1 | Super Off Peak | 0 | 1 | 0 | Off Peak | 0 | 1 | 0 | Off Peak
2020 | 6 | 13 | 2020-06-13 | 13 | 1 | 1 | 0 | [6 empty] | 0 | 0 | 0 | 1 | Super Off Peak | 0 | 0 | 1 | Off Peak | 0 | 1 | Off Peak | 0 | 1 | Off Peak | 0 | 0 | 1 | Super Off Peak | 1 | 0 | 0 | On Peak | 1 | 0 | 0 | On Peak
2020 | 6 | 13 | 2020-06-13 | 14 | 1 | 1 | 0 | [6 empty] | 0 | 0 | 0 | 1 | Super Off Peak | 0 | 0 | 1 | Off Peak | 0 | 1 | Off Peak | 0 | 1 | Off Peak | 0 | 0 | 1 | Super Off Peak | 1 | 0 | 0 | On Peak | 1 | 0 | 0 | On Peak
2020 | 6 | 13 | 2020-06-13 | 15 | 1 | 1 | 0 | [6 empty] | 0 | 0 | 1 | 0 | Off Peak | 0 | 0 | 1 | Off Peak | 0 | 1 | Off Peak | 0 | 1 | Off Peak | 0 | 0 | 1 | Super Off Peak | 1 | 0 | 0 | On Peak | 1 | 0 | 0 | On Peak
2020 | 6 | 13 | 2020-06-13 | 16 | 1 | 1 | 0 | [6 empty] | 0 | 0 | 1 | 0 | Off Peak | 0 | 0 | 1 | Off Peak | 0 | 1 | Off Peak | 0 | 1 | Off Peak | 0 | 0 | 1 | Super Off Peak | 1 | 0 | 0 | On Peak | 1 | 0 | 0 | On Peak
2020 | 6 | 13 | 2020-06-13 | 17 | 1 | 1 | 0 | [6 empty] | 0 | 1 | 0 | 0 | On Peak | 0 | 0 | 1 | Off Peak | 0 | 1 | Off Peak | 0 | 1 | Off Peak | 0 | 0 | 1 | Super Off Peak | 1 | 0 | 0 | On Peak | 1 | 0 | 0 | On Peak
2020 | 6 | 13 | 2020-06-13 | 18 | 1 | 1 | 0 | [6 empty] | 0 | 1 | 0 | 0 | On Peak | 0 | 0 | 1 | Off Peak | 0 | 1 | Off Peak | 0 | 1 | Off Peak | 0 | 0 | 1 | Super Off Peak | 1 | 0 | 0 | On Peak | 1 | 0 | 0 | On Peak
2020 | 6 | 13 | 2020-06-13 | 19 | 1 | 1 | 0 | [6 empty] | 0 | 1 | 0 | 0 | On Peak | 0 | 0 | 1 | Off Peak | 0 | 1 | Off Peak | 0 | 1 | Off Peak | 0 | 0 | 1 | Super Off Peak | 1 | 0 | 0 | On Peak | 0 | 1 | 0 | Off Peak
2020 | 6 | 13 | 2020-06-13 | 20 | 1 | 1 | 0 | [6 empty] | 0 | 1 | 0 | 0 | On Peak | 0 | 0 | 1 | Off Peak | 0 | 1 | Off Peak | 0 | 1 | Off Peak | 0 | 0 | 1 | Super Off Peak | 1 | 0 | 0 | On Peak | 0 | 1 | 0 | Off Peak
2020 | 6 | 13 | 2020-06-13 | 21 | 1 | 1 | 0 | [6 empty] | 0 | 1 | 0 | 0 | On Peak | 0 | 0 | 1 | Off Peak | 0 | 1 | Off Peak | 0 | 1 | Off Peak | 0 | 0 | 1 | Super Off Peak | 0 | 1 | 0 | Off Peak | 0 | 1 | 0 | Off Peak
2020 | 6 | 13 | 2020-06-13 | 22 | 1 | 1 | 0 | [6 empty] | 0 | 0 | 1 | 0 | Off Peak | 0 | 0 | 1 | Off Peak | 0 | 1 | Off Peak | 0 | 1 | Off Peak | 0 | 0 | 1 | Super Off Peak | 0 | 1 | 0 | Off Peak | 0 | 1 | 0 | Off Peak
2020 | 6 | 13 | 2020-06-13 | 23 | 1 | 1 | 0 | [6 empty] | 0 | 0 | 1 | 0 | Off Peak | 0 | 0 | 1 | Off Peak | 0 | 1 | Off Peak | 0 | 1 | Off Peak | 0 | 0 | 1 | Super Off Peak | 0 | 1 | 0 | Off Peak | 0 | 1 | 0 | Off Peak
2020 | 6 | 13 | 2020-06-13 | 24 | 1 | 1 | 0 | [6 empty] | 0 | 0 | 1 | 0 | Off Peak | 0 | 0 | 1 | Off Peak | 0 | 1 | Off Peak | 0 | 1 | Off Peak | 0 | 0 | 1 | Super Off Peak | 0 | 1 | 0 | Off Peak | 0 | 1 | 0 | Off Peak
2020 | 6 | 14 | 2020-06-14 | 1 | 1 | 1 | 0 | [6 empty] | 0 | 0 | 0 | 1 | Super Off Peak | 0 | 0 | 1 | Off Peak | 0 | 1 | Off Peak | 0 | 1 | Off Peak | 0 | 0 | 1 | Super Off Peak | 0 | 0 | 1 | Super Off Peak | 0 | 0 | 1 | Super Off Peak
2020 | 6 | 14 | 2020-06-14 | 2 | 1 | 1 | 0 | [6 empty] | 0 | 0 | 0 | 1 | Super Off Peak | 0 | 0 | 1 | Off Peak | 0 | 1 | Off Peak | 0 | 1 | Off Peak | 0 | 0 | 1 | Super Off Peak | 0 | 0 | 1 | Super Off Peak | 0 | 0 | 1 | Super Off Peak
2020 | 6 | 14 | 2020-06-14 | 3 | 1 | 1 | 0 | [6 empty] | 0 | 0 | 0 | 1 | Super Off Peak | 0 | 0 | 1 | Off Peak | 0 | 1 | Off Peak | 0 | 1 | Off Peak | 0 | 0 | 1 | Super Off Peak | 0 | 0 | 1 | Super Off Peak | 0 | 0 | 1 | Super Off Peak
2020 | 6 | 14 | 2020-06-14 | 4 | 1 | 1 | 0 | [6 empty] | 0 | 0 | 0 | 1 | Super Off Peak | 0 | 0 | 1 | Off Peak | 0 | 1 | Off Peak | 0 | 1 | Off Peak | 0 | 0 | 1 | Super Off Peak | 0 | 0 | 1 | Super Off Peak | 0 | 0 | 1 | Super Off Peak
2020 | 6 | 14 | 2020-06-14 | 5 | 1 | 1 | 0 | [6 empty] | 0 | 0 | 0 | 1 | Super Off Peak | 0 | 0 | 1 | Off Peak | 0 | 1 | Off Peak | 0 | 1 | Off Peak | 0 | 0 | 1 | Super Off Peak | 0 | 0 | 1 | Super Off Peak | 0 | 0 | 1 | Super Off Peak
2020 | 6 | 14 | 2020-06-14 | 6 | 1 | 1 | 0 | [6 empty] | 0 | 0 | 0 | 1 | Super Off Peak | 0 | 0 | 1 | Off Peak | 0 | 1 | Off Peak | 0 | 1 | Off Peak | 0 | 0 | 1 | Super Off Peak | 0 | 1 | 0 | Off Peak | 0 | 1 | 0 | Off Peak
2020 | 6 | 14 | 2020-06-14 | 7 | 1 | 1 | 0 | [6 empty] | 0 | 0 | 0 | 1 | Super Off Peak | 0 | 0 | 1 | Off Peak | 0 | 1 | Off Peak | 0 | 1 | Off Peak | 0 | 0 | 1 | Super Off Peak | 0 | 1 | 0 | Off Peak | 0 | 1 | 0 | Off Peak
2020 | 6 | 14 | 2020-06-14 | 8 | 1 | 1 | 0 | [6 empty] | 0 | 0 | 0 | 1 | Super Off Peak | 0 | 0 | 1 | Off Peak | 0 | 1 | Off Peak | 0 | 1 | Off Peak | 0 | 0 | 1 | Super Off Peak | 0 | 1 | 0 | Off Peak | 0 | 1 | 0 | Off Peak
2020 | 6 | 14 | 2020-06-14 | 9 | 1 | 1 | 0 | [6 empty] | 0 | 0 | 0 | 1 | Super Off Peak | 0 | 0 | 1 | Off Peak | 0 | 1 | Off Peak | 0 | 1 | Off Peak | 0 | 0 | 1 | Super Off Peak | 0 | 1 | 0 | Off Peak | 0 | 1 | 0 | Off Peak
2020 | 6 | 14 | 2020-06-14 | 10 | 1 | 1 | 0 | [6 empty] | 0 | 0 | 0 | 1 | Super Off Peak | 0 | 0 | 1 | Off Peak | 0 | 1 | Off Peak | 0 | 1 | Off Peak | 0 | 0 | 1 | Super Off Peak | 0 | 1 | 0 | Off Peak | 0 | 1 | 0 | Off Peak
2020 | 6 | 14 | 2020-06-14 | 11 | 1 | 1 | 0 | [6 empty] | 0 | 0 | 0 | 1 | Super Off Peak | 0 | 0 | 1 | Off Peak | 0 | 1 | Off Peak | 0 | 1 | Off Peak | 0 | 0 | 1 | Super Off Peak | 0 | 1 | 0 | Off Peak | 0 | 1 | 0 | Off Peak
2020 | 6 | 14 | 2020-06-14 | 12 | 1 | 1 | 0 | [6 empty] | 0 | 0 | 0 | 1 | Super Off Peak | 0 | 0 | 1 | Off Peak | 0 | 1 | Off Peak | 0 | 1 | Off Peak | 0 | 0 | 1 | Super Off Peak | 0 | 1 | 0 | Off Peak | 0 | 1 | 0 | Off Peak
2020 | 6 | 14 | 2020-06-14 | 13 | 1 | 1 | 0 | [6 empty] | 0 | 0 | 0 | 1 | Super Off Peak | 0 | 0 | 1 | Off Peak | 0 | 1 | Off Peak | 0 | 1 | Off Peak | 0 | 0 | 1 | Super Off Peak | 1 | 0 | 0 | On Peak | 1 | 0 | 0 | On Peak
2020 | 6 | 14 | 2020-06-14 | 14 | 1 | 1 | 0 | [6 empty] | 0 | 0 | 0 | 1 | Super Off Peak | 0 | 0 | 1 | Off Peak | 0 | 1 | Off Peak | 0 | 1 | Off Peak | 0 | 0 | 1 | Super Off Peak | 1 | 0 | 0 | On Peak | 1 | 0 | 0 | On Peak
2020 | 6 | 14 | 2020-06-14 | 15 | 1 | 1 | 0 | [6 empty] | 0 | 0 | 1 | 0 | Off Peak | 0 | 0 | 1 | Off Peak | 0 | 1 | Off Peak | 0 | 1 | Off Peak | 0 | 0 | 1 | Super Off Peak | 1 | 0 | 0 | On Peak | 1 | 0 | 0 | On Peak
2020 | 6 | 14 | 2020-06-14 | 16 | 1 | 1 | 0 | [6 empty] | 0 | 0 | 1 | 0 | Off Peak | 0 | 0 | 1 | Off Peak | 0 | 1 | Off Peak | 0 | 1 | Off Peak | 0 | 0 | 1 | Super Off Peak | 1 | 0 | 0 | On Peak | 1 | 0 | 0 | On Peak
2020 | 6 | 14 | 2020-06-14 | 17 | 1 | 1 | 0 | [6 empty] | 0 | 1 | 0 | 0 | On Peak | 0 | 0 | 1 | Off Peak | 0 | 1 | Off Peak | 0 | 1 | Off Peak | 0 | 0 | 1 | Super Off Peak | 1 | 0 | 0 | On Peak | 1 | 0 | 0 | On Peak
2020 | 6 | 14 | 2020-06-14 | 18 | 1 | 1 | 0 | [6 empty] | 0 | 1 | 0 | 0 | On Peak | 0 | 0 | 1 | Off Peak | 0 | 1 | Off Peak | 0 | 1 | Off Peak | 0 | 0 | 1 | Super Off Peak | 1 | 0 | 0 | On Peak | 1 | 0 | 0 | On Peak
2020 | 6 | 14 | 2020-06-14 | 19 | 1 | 1 | 0 | [6 empty] | 0 | 1 | 0 | 0 | On Peak | 0 | 0 | 1 | Off Peak | 0 | 1 | Off Peak | 0 | 1 | Off Peak | 0 | 0 | 1 | Super Off Peak | 1 | 0 | 0 | On Peak | 0 | 1 | 0 | Off Peak
2020 | 6 | 14 | 2020-06-14 | 20 | 1 | 1 | 0 | [6 empty] | 0 | 1 | 0 | 0 | On Peak | 0 | 0 | 1 | Off Peak | 0 | 1 | Off Peak | 0 | 1 | Off Peak | 0 | 0 | 1 | Super Off Peak | 1 | 0 | 0 | On Peak | 0 | 1 | 0 | Off Peak
2020 | 6 | 14 | 2020-06-14 | 21 | 1 | 1 | 0 | [6 empty] | 0 | 1 | 0 | 0 | On Peak | 0 | 0 | 1 | Off Peak | 0 | 1 | Off Peak | 0 | 1 | Off Peak | 0 | 0 | 1 | Super Off Peak | 0 | 1 | 0 | Off Peak | 0 | 1 | 0 | Off Peak
2020 | 6 | 14 | 2020-06-14 | 22 | 1 | 1 | 0 | [6 empty] | 0 | 0 | 1 | 0 | Off Peak | 0 | 0 | 1 | Off Peak | 0 | 1 | Off Peak | 0 | 1 | Off Peak | 0 | 0 | 1 | Super Off Peak | 0 | 1 | 0 | Off Peak | 0 | 1 | 0 | Off Peak
2020 | 6 | 14 | 2020-06-14 | 23 | 1 | 1 | 0 | [6 empty] | 0 | 0 | 1 | 0 | Off Peak | 0 | 0 | 1 | Off Peak | 0 | 1 | Off Peak | 0 | 1 | Off Peak | 0 | 0 | 1 | Super Off Peak | 0 | 1 | 0 | Off Peak | 0 | 1 | 0 | Off Peak
2020 | 6 | 14 | 2020-06-14 | 24 | 1 | 1 | 0 | [6 empty] | 0 | 0 | 1 | 0 | Off Peak | 0 | 0 | 1 | Off Peak | 0 | 1 | Off Peak | 0 | 1 | Off Peak | 0 | 0 | 1 | Super Off Peak | 0 | 1 | 0 | Off Peak | 0 | 1 | 0 | Off Peak
2020 | 6 | 15 | 2020-06-15 | 1 | 1 | 0 | 0 | [6 empty] | 0 | 0 | 0 | 1 | Super Off Peak | 0 | 0 | 1 | Off Peak | 0 | 1 | Off Peak | 0 | 1 | Off Peak | 0 | 0 | 1 | Super Off Peak | 0 | 0 | 1 | Super Off Peak | 0 | 0 | 1 | Super Off Peak
2020 | 6 | 15 | 2020-06-15 | 2 | 1 | 0 | 0 | [6 empty] | 0 | 0 | 0 | 1 | Super Off Peak | 0 | 0 | 1 | Off Peak | 0 | 1 | Off Peak | 0 | 1 | Off Peak | 0 | 0 | 1 | Super Off Peak | 0 | 0 | 1 | Super Off Peak | 0 | 0 | 1 | Super Off Peak
2020 | 6 | 15 | 2020-06-15 | 3 | 1 | 0 | 0 | [6 empty] | 0 | 0 | 0 | 1 | Super Off Peak | 0 | 0 | 1 | Off Peak | 0 | 1 | Off Peak | 0 | 1 | Off Peak | 0 | 0 | 1 | Super Off Peak | 0 | 0 | 1 | Super Off Peak | 0 | 0 | 1 | Super Off Peak
2020 | 6 | 15 | 2020-06-15 | 4 | 1 | 0 | 0 | [6 empty] | 0 | 0 | 0 | 1 | Super Off Peak | 0 | 0 | 1 | Off Peak | 0 | 1 | Off Peak | 0 | 1 | Off Peak | 0 | 0 | 1 | Super Off Peak | 0 | 0 | 1 | Super Off Peak | 0 | 0 | 1 | Super Off Peak
2020 | 6 | 15 | 2020-06-15 | 5 | 1 | 0 | 0 | [6 empty] | 0 | 0 | 0 | 1 | Super Off Peak | 0 | 0 | 1 | Off Peak | 0 | 1 | Off Peak | 0 | 1 | Off Peak | 0 | 0 | 1 | Super Off Peak | 0 | 0 | 1 | Super Off Peak | 0 | 0 | 1 | Super Off Peak
2020 | 6 | 15 | 2020-06-15 | 6 | 1 | 0 | 0 | [6 empty] | 0 | 0 | 0 | 1 | Super Off Peak | 0 | 0 | 1 | Off Peak | 0 | 1 | Off Peak | 0 | 1 | Off Peak | 0 | 0 | 1 | Super Off Peak | 0 | 1 | 0 | Off Peak | 0 | 1 | 0 | Off Peak
2020 | 6 | 15 | 2020-06-15 | 7 | 1 | 0 | 0 | [6 empty] | 0 | 0 | 1 | 0 | Off Peak | 0 | 1 | 0 | Semi-Peak | 0 | 1 | Off Peak | 0 | 1 | Off Peak | 0 | 1 | 0 | Off Peak | 0 | 1 | 0 | Off Peak | 0 | 1 | 0 | Off Peak
2020 | 6 | 15 | 2020-06-15 | 8 | 1 | 0 | 0 | [6 empty] | 0 | 0 | 1 | 0 | Off Peak | 0 | 1 | 0 | Semi-Peak | 0 | 1 | Off Peak | 0 | 1 | Off Peak | 0 | 1 | 0 | Off Peak | 0 | 1 | 0 | Off Peak | 0 | 1 | 0 | Off Peak
2020 | 6 | 15 | 2020-06-15 | 9 | 1 | 0 | 0 | [6 empty] | 0 | 0 | 1 | 0 | Off Peak | 0 | 1 | 0 | Semi-Peak | 0 | 1 | Off Peak | 0 | 1 | Off Peak | 0 | 1 | 0 | Off Peak | 0 | 1 | 0 | Off Peak | 0 | 1 | 0 | Off Peak
2020 | 6 | 15 | 2020-06-15 | 10 | 1 | 0 | 0 | [6 empty] | 0 | 0 | 1 | 0 | Off Peak | 0 | 1 | 0 | Semi-Peak | 0 | 1 | Off Peak | 0 | 1 | Off Peak | 0 | 1 | 0 | Off Peak | 0 | 1 | 0 | Off Peak | 0 | 1 | 0 | Off Peak
2020 | 6 | 15 | 2020-06-15 | 11 | 1 | 0 | 0 | [6 empty] | 0 | 0 | 1 | 0 | Off Peak | 0 | 1 | 0 | Semi-Peak | 0 | 1 | Off Peak | 0 | 1 | Off Peak | 0 | 1 | 0 | Off Peak | 0 | 1 | 0 | Off Peak | 0 | 1 | 0 | Off Peak
2020 | 6 | 15 | 2020-06-15 | 12 | 1 | 0 | 0 | [6 empty] | 0 | 0 | 1 | 0 | Off Peak | 1 | 0 | 0 | On Peak | 0 | 1 | Off Peak | 0 | 1 | Off Peak | 1 | 0 | 0 | On Peak | 0 | 1 | 0 | Off Peak | 0 | 1 | 0 | Off Peak
2020 | 6 | 15 | 2020-06-15 | 13 | 1 | 0 | 0 | [6 empty] | 0 | 0 | 1 | 0 | Off Peak | 1 | 0 | 0 | On Peak | 0 | 1 | Off Peak | 1 | 0 | On Peak | 1 | 0 | 0 | On Peak | 1 | 0 | 0 | On Peak | 1 | 0 | 0 | On Peak
2020 | 6 | 15 | 2020-06-15 | 14 | 1 | 0 | 0 | [6 empty] | 0 | 0 | 1 | 0 | Off Peak | 1 | 0 | 0 | On Peak | 0 | 1 | Off Peak | 1 | 0 | On Peak | 1 | 0 | 0 | On Peak | 1 | 0 | 0 | On Peak | 1 | 0 | 0 | On Peak
2020 | 6 | 15 | 2020-06-15 | 15 | 1 | 0 | 0 | [6 empty] | 0 | 0 | 1 | 0 | Off Peak | 1 | 0 | 0 | On Peak | 0 | 1 | Off Peak | 1 | 0 | On Peak | 1 | 0 | 0 | On Peak | 1 | 0 | 0 | On Peak | 1 | 0 | 0 | On Peak
2020 | 6 | 15 | 2020-06-15 | 16 | 1 | 0 | 0 | [6 empty] | 0 | 0 | 1 | 0 | Off Peak | 1 | 0 | 0 | On Peak | 0 | 1 | Off Peak | 1 | 0 | On Peak | 1 | 0 | 0 | On Peak | 1 | 0 | 0 | On Peak | 1 | 0 | 0 | On Peak
2020 | 6 | 15 | 2020-06-15 | 17 | 1 | 0 | 0 | [6 empty] | 0 | 1 | 0 | 0 | On Peak | 1 | 0 | 0 | On Peak | 1 | 0 | On Peak | 1 | 0 | On Peak | 1 | 0 | 0 | On Peak | 1 | 0 | 0 | On Peak | 1 | 0 | 0 | On Peak
2020 | 6 | 15 | 2020-06-15 | 18 | 1 | 0 | 0 | [6 empty] | 0 | 1 | 0 | 0 | On Peak | 1 | 0 | 0 | On Peak | 1 | 0 | On Peak | 1 | 0 | On Peak | 1 | 0 | 0 | On Peak | 1 | 0 | 0 | On Peak | 1 | 0 | 0 | On Peak
2020 | 6 | 15 | 2020-06-15 | 19 | 1 | 0 | 0 | [6 empty] | 0 | 1 | 0 | 0 | On Peak | 0 | 1 | 0 | Semi-Peak | 1 | 0 | On Peak | 0 | 1 | Off Peak | 0 | 1 | 0 | Off Peak | 1 | 0 | 0 | On Peak | 0 | 1 | 0 | Off Peak
2020 | 6 | 15 | 2020-06-15 | 20 | 1 | 0 | 0 | [6 empty] | 0 | 1 | 0 | 0 | On Peak | 0 | 1 | 0 | Semi-Peak | 1 | 0 | On Peak | 0 | 1 | Off Peak | 0 | 1 | 0 | Off Peak | 1 | 0 | 0 | On Peak | 0 | 1 | 0 | Off Peak
2020 | 6 | 15 | 2020-06-15 | 21 | 1 | 0 | 0 | [6 empty] | 0 | 1 | 0 | 0 | On Peak | 0 | 1 | 0 | Semi-Peak | 1 | 0 | On Peak | 0 | 1 | Off Peak | 0 | 1 | 0 | Off Peak | 0 | 1 | 0 | Off Peak | 0 | 1 | 0 | Off Peak
2020 | 6 | 15 | 2020-06-15 | 22 | 1 | 0 | 0 | [6 empty] | 0 | 0 | 1 | 0 | Off Peak | 0 | 1 | 0 | Semi-Peak | 0 | 1 | Off Peak | 0 | 1 | Off Peak | 0 | 1 | 0 | Off Peak | 0 | 1 | 0 | Off Peak | 0 | 1 | 0 | Off Peak
2020 | 6 | 15 | 2020-06-15 | 23 | 1 | 0 | 0 | [6 empty] | 0 | 0 | 1 | 0 | Off Peak | 0 | 0 | 1 | Off Peak | 0 | 1 | Off Peak | 0 | 1 | Off Peak | 0 | 0 | 1 | Super Off Peak | 0 | 1 | 0 | Off Peak | 0 | 1 | 0 | Off Peak
2020 | 6 | 15 | 2020-06-15 | 24 | 1 | 0 | 0 | [6 empty] | 0 | 0 | 1 | 0 | Off Peak | 0 | 0 | 1 | Off Peak | 0 | 1 | Off Peak | 0 | 1 | Off Peak | 0 | 0 | 1 | Super Off Peak | 0 | 1 | 0 | Off Peak | 0 | 1 | 0 | Off Peak
2020 | 6 | 16 | 2020-06-16 | 1 | 1 | 0 | 0 | [6 empty] | 0 | 0 | 0 | 1 | Super Off Peak | 0 | 0 | 1 | Off Peak | 0 | 1 | Off Peak | 0 | 1 | Off Peak | 0 | 0 | 1 | Super Off Peak | 0 | 0 | 1 | Super Off Peak | 0 | 0 | 1 | Super Off Peak
2020 | 6 | 16 | 2020-06-16 | 2 | 1 | 0 | 0 | [6 empty] | 0 | 0 | 0 | 1 | Super Off Peak | 0 | 0 | 1 | Off Peak | 0 | 1 | Off Peak | 0 | 1 | Off Peak | 0 | 0 | 1 | Super Off Peak | 0 | 0 | 1 | Super Off Peak | 0 | 0 | 1 | Super Off Peak
2020 | 6 | 16 | 2020-06-16 | 3 | 1 | 0 | 0 | [6 empty] | 0 | 0 | 0 | 1 | Super Off Peak | 0 | 0 | 1 | Off Peak | 0 | 1 | Off Peak | 0 | 1 | Off Peak | 0 | 0 | 1 | Super Off Peak | 0 | 0 | 1 | Super Off Peak | 0 | 0 | 1 | Super Off Peak
2020 | 6 | 16 | 2020-06-16 | 4 | 1 | 0 | 0 | [6 empty] | 0 | 0 | 0 | 1 | Super Off Peak | 0 | 0 | 1 | Off Peak | 0 | 1 | Off Peak | 0 | 1 | Off Peak | 0 | 0 | 1 | Super Off Peak | 0 | 0 | 1 | Super Off Peak | 0 | 0 | 1 | Super Off Peak
2020 | 6 | 16 | 2020-06-16 | 5 | 1 | 0 | 0 | [6 empty] | 0 | 0 | 0 | 1 | Super Off Peak | 0 | 0 | 1 | Off Peak | 0 | 1 | Off Peak | 0 | 1 | Off Peak | 0 | 0 | 1 | Super Off Peak | 0 | 0 | 1 | Super Off Peak | 0 | 0 | 1 | Super Off Peak
2020 | 6 | 16 | 2020-06-16 | 6 | 1 | 0 | 0 | [6 empty] | 0 | 0 | 0 | 1 | Super Off Peak | 0 | 0 | 1 | Off Peak | 0 | 1 | Off Peak | 0 | 1 | Off Peak | 0 | 0 | 1 | Super Off Peak | 0 | 1 | 0 | Off Peak | 0 | 1 | 0 | Off Peak
2020 | 6 | 16 | 2020-06-16 | 7 | 1 | 0 | 0 | [6 empty] | 0 | 0 | 1 | 0 | Off Peak | 0 | 1 | 0 | Semi-Peak | 0 | 1 | Off Peak | 0 | 1 | Off Peak | 0 | 1 | 0 | Off Peak | 0 | 1 | 0 | Off Peak | 0 | 1 | 0 | Off Peak
2020 | 6 | 16 | 2020-06-16 | 8 | 1 | 0 | 0 | [6 empty] | 0 | 0 | 1 | 0 | Off Peak | 0 | 1 | 0 | Semi-Peak | 0 | 1 | Off Peak | 0 | 1 | Off Peak | 0 | 1 | 0 | Off Peak | 0 | 1 | 0 | Off Peak | 0 | 1 | 0 | Off Peak
2020 | 6 | 16 | 2020-06-16 | 9 | 1 | 0 | 0 | [6 empty] | 0 | 0 | 1 | 0 | Off Peak | 0 | 1 | 0 | Semi-Peak | 0 | 1 | Off Peak | 0 | 1 | Off Peak | 0 | 1 | 0 | Off Peak | 0 | 1 | 0 | Off Peak | 0 | 1 | 0 | Off Peak
2020 | 6 | 16 | 2020-06-16 | 10 | 1 | 0 | 0 | [6 empty] | 0 | 0 | 1 | 0 | Off Peak | 0 | 1 | 0 | Semi-Peak | 0 | 1 | Off Peak | 0 | 1 | Off Peak | 0 | 1 | 0 | Off Peak | 0 | 1 | 0 | Off Peak | 0 | 1 | 0 | Off Peak
2020 | 6 | 16 | 2020-06-16 | 11 | 1 | 0 | 0 | [6 empty] | 0 | 0 | 1 | 0 | Off Peak | 0 | 1 | 0 | Semi-Peak | 0 | 1 | Off Peak | 0 | 1 | Off Peak | 0 | 1 | 0 | Off Peak | 0 | 1 | 0 | Off Peak | 0 | 1 | 0 | Off Peak
2020 | 6 | 16 | 2020-06-16 | 12 | 1 | 0 | 0 | [6 empty] | 0 | 0 | 1 | 0 | Off Peak | 1 | 0 | 0 | On Peak | 0 | 1 | Off Peak | 0 | 1 | Off Peak | 1 | 0 | 0 | On Peak | 0 | 1 | 0 | Off Peak | 0 | 1 | 0 | Off Peak
2020 | 6 | 16 | 2020-06-16 | 13 | 1 | 0 | 0 | [6 empty] | 0 | 0 | 1 | 0 | Off Peak | 1 | 0 | 0 | On Peak | 0 | 1 | Off Peak | 1 | 0 | On Peak | 1 | 0 | 0 | On Peak | 1 | 0 | 0 | On Peak | 1 | 0 | 0 | On Peak
2020 | 6 | 16 | 2020-06-16 | 14 | 1 | 0 | 0 | [6 empty] | 0 | 0 | 1 | 0 | Off Peak | 1 | 0 | 0 | On Peak | 0 | 1 | Off Peak | 1 | 0 | On Peak | 1 | 0 | 0 | On Peak | 1 | 0 | 0 | On Peak | 1 | 0 | 0 | On Peak
2020 | 6 | 16 | 2020-06-16 | 15 | 1 | 0 | 0 | [6 empty] | 0 | 0 | 1 | 0 | Off Peak | 1 | 0 | 0 | On Peak | 0 | 1 | Off Peak | 1 | 0 | On Peak | 1 | 0 | 0 | On Peak | 1 | 0 | 0 | On Peak | 1 | 0 | 0 | On Peak
2020 | 6 | 16 | 2020-06-16 | 16 | 1 | 0 | 0 | [6 empty] | 0 | 0 | 1 | 0 | Off Peak | 1 | 0 | 0 | On Peak | 0 | 1 | Off Peak | 1 | 0 | On Peak | 1 | 0 | 0 | On Peak | 1 | 0 | 0 | On Peak | 1 | 0 | 0 | On Peak
2020 | 6 | 16 | 2020-06-16 | 17 | 1 | 0 | 0 | [6 empty] | 0 | 1 | 0 | 0 | On Peak | 1 | 0 | 0 | On Peak | 1 | 0 | On Peak | 1 | 0 | On Peak | 1 | 0 | 0 | On Peak | 1 | 0 | 0 | On Peak | 1 | 0 | 0 | On Peak
2020 | 6 | 16 | 2020-06-16 | 18 | 1 | 0 | 0 | [6 empty] | 0 | 1 | 0 | 0 | On Peak | 1 | 0 | 0 | On Peak | 1 | 0 | On Peak | 1 | 0 | On Peak | 1 | 0 | 0 | On Peak | 1 | 0 | 0 | On Peak | 1 | 0 | 0 | On Peak
2020 | 6 | 16 | 2020-06-16 | 19 | 1 | 0 | 0 | [6 empty] | 0 | 1 | 0 | 0 | On Peak | 0 | 1 | 0 | Semi-Peak | 1 | 0 | On Peak | 0 | 1 | Off Peak | 0 | 1 | 0 | Off Peak | 1 | 0 | 0 | On Peak | 0 | 1 | 0 | Off Peak
2020 | 6 | 16 | 2020-06-16 | 20 | 1 | 0 | 0 | [6 empty] | 0 | 1 | 0 | 0 | On Peak | 0 | 1 | 0 | Semi-Peak | 1 | 0 | On Peak | 0 | 1 | Off Peak | 0 | 1 | 0 | Off Peak | 1 | 0 | 0 | On Peak | 0 | 1 | 0 | Off Peak
2020 | 6 | 16 | 2020-06-16 | 21 | 1 | 0 | 0 | [6 empty] | 0 | 1 | 0 | 0 | On Peak | 0 | 1 | 0 | Semi-Peak | 1 | 0 | On Peak | 0 | 1 | Off Peak | 0 | 1 | 0 | Off Peak | 0 | 1 | 0 | Off Peak | 0 | 1 | 0 | Off Peak
2020 | 6 | 16 | 2020-06-16 | 22 | 1 | 0 | 0 | [6 empty] | 0 | 0 | 1 | 0 | Off Peak | 0 | 1 | 0 | Semi-Peak | 0 | 1 | Off Peak | 0 | 1 | Off Peak | 0 | 1 | 0 | Off Peak | 0 | 1 | 0 | Off Peak | 0 | 1 | 0 | Off Peak
2020 | 6 | 16 | 2020-06-16 | 23 | 1 | 0 | 0 | [6 empty] | 0 | 0 | 1 | 0 | Off Peak | 0 | 0 | 1 | Off Peak | 0 | 1 | Off Peak | 0 | 1 | Off Peak | 0 | 0 | 1 | Super Off Peak | 0 | 1 | 0 | Off Peak | 0 | 1 | 0 | Off Peak
2020 | 6 | 16 | 2020-06-16 | 24 | 1 | 0 | 0 | [6 empty] | 0 | 0 | 1 | 0 | Off Peak | 0 | 0 | 1 | Off Peak | 0 | 1 | Off Peak | 0 | 1 | Off Peak | 0 | 0 | 1 | Super Off Peak | 0 | 1 | 0 | Off Peak | 0 | 1 | 0 | Off Peak
2020 | 6 | 17 | 2020-06-17 | 1 | 1 | 0 | 0 | [6 empty] | 0 | 0 | 0 | 1 | Super Off Peak | 0 | 0 | 1 | Off Peak | 0 | 1 | Off Peak | 0 | 1 | Off Peak | 0 | 0 | 1 | Super Off Peak | 0 | 0 | 1 | Super Off Peak | 0 | 0 | 1 | Super Off Peak
2020 | 6 | 17 | 2020-06-17 | 2 | 1 | 0 | 0 | [6 empty] | 0 | 0 | 0 | 1 | Super Off Peak | 0 | 0 | 1 | Off Peak | 0 | 1 | Off Peak | 0 | 1 | Off Peak | 0 | 0 | 1 | Super Off Peak | 0 | 0 | 1 | Super Off Peak | 0 | 0 | 1 | Super Off Peak
2020 | 6 | 17 | 2020-06-17 | 3 | 1 | 0 | 0 | [6 empty] | 0 | 0 | 0 | 1 | Super Off Peak | 0 | 0 | 1 | Off Peak | 0 | 1 | Off Peak | 0 | 1 | Off Peak | 0 | 0 | 1 | Super Off Peak | 0 | 0 | 1 | Super Off Peak | 0 | 0 | 1 | Super Off Peak
2020 | 6 | 17 | 2020-06-17 | 4 | 1 | 0 | 0 | [6 empty] | 0 | 0 | 0 | 1 | Super Off Peak | 0 | 0 | 1 | Off Peak | 0 | 1 | Off Peak | 0 | 1 | Off Peak | 0 | 0 | 1 | Super Off Peak | 0 | 0 | 1 | Super Off Peak | 0 | 0 | 1 | Super Off Peak
2020 | 6 | 17 | 2020-06-17 | 5 | 1 | 0 | 0 | [6 empty] | 0 | 0 | 0 | 1 | Super Off Peak | 0 | 0 | 1 | Off Peak | 0 | 1 | Off Peak | 0 | 1 | Off Peak | 0 | 0 | 1 | Super Off Peak | 0 | 0 | 1 | Super Off Peak | 0 | 0 | 1 | Super Off Peak
2020 | 6 | 17 | 2020-06-17 | 6 | 1 | 0 | 0 | [6 empty] | 0 | 0 | 0 | 1 | Super Off Peak | 0 | 0 | 1 | Off Peak | 0 | 1 | Off Peak | 0 | 1 | Off Peak | 0 | 0 | 1 | Super Off Peak | 0 | 1 | 0 | Off Peak | 0 | 1 | 0 | Off Peak
2020 | 6 | 17 | 2020-06-17 | 7 | 1 | 0 | 0 | [6 empty] | 0 | 0 | 1 | 0 | Off Peak | 0 | 1 | 0 | Semi-Peak | 0 | 1 | Off Peak | 0 | 1 | Off Peak | 0 | 1 | 0 | Off Peak | 0 | 1 | 0 | Off Peak | 0 | 1 | 0 | Off Peak
2020 | 6 | 17 | 2020-06-17 | 8 | 1 | 0 | 0 | [6 empty] | 0 | 0 | 1 | 0 | Off Peak | 0 | 1 | 0 | Semi-Peak | 0 | 1 | Off Peak | 0 | 1 | Off Peak | 0 | 1 | 0 | Off Peak | 0 | 1 | 0 | Off Peak | 0 | 1 | 0 | Off Peak
2020 | 6 | 17 | 2020-06-17 | 9 | 1 | 0 | 0 | [6 empty] | 0 | 0 | 1 | 0 | Off Peak | 0 | 1 | 0 | Semi-Peak | 0 | 1 | Off Peak | 0 | 1 | Off Peak | 0 | 1 | 0 | Off Peak | 0 | 1 | 0 | Off Peak | 0 | 1 | 0 | Off Peak
2020 | 6 | 17 | 2020-06-17 | 10 | 1 | 0 | 0 | [6 empty] | 0 | 0 | 1 | 0 | Off Peak | 0 | 1 | 0 | Semi-Peak | 0 | 1 | Off Peak | 0 | 1 | Off Peak | 0 | 1 | 0 | Off Peak | 0 | 1 | 0 | Off Peak | 0 | 1 | 0 | Off Peak
2020 | 6 | 17 | 2020-06-17 | 11 | 1 | 0 | 0 | [6 empty] | 0 | 0 | 1 | 0 | Off Peak | 0 | 1 | 0 | Semi-Peak | 0 | 1 | Off Peak | 0 | 1 | Off Peak | 0 | 1 | 0 | Off Peak | 0 | 1 | 0 | Off Peak | 0 | 1 | 0 | Off Peak
2020 | 6 | 17 | 2020-06-17 | 12 | 1 | 0 | 0 | [6 empty] | 0 | 0 | 1 | 0 | Off Peak | 1 | 0 | 0 | On Peak | 0 | 1 | Off Peak | 0 | 1 | Off Peak | 1 | 0 | 0 | On Peak | 0 | 1 | 0 | Off Peak | 0 | 1 | 0 | Off Peak
2020 | 6 | 17 | 2020-06-17 | 13 | 1 | 0 | 0 | [6 empty] | 0 | 0 | 1 | 0 | Off Peak | 1 | 0 | 0 | On Peak | 0 | 1 | Off Peak | 1 | 0 | On Peak | 1 | 0 | 0 | On Peak | 1 | 0 | 0 | On Peak | 1 | 0 | 0 | On Peak
2020 | 6 | 17 | 2020-06-17 | 14 | 1 | 0 | 0 | [6 empty] | 0 | 0 | 1 | 0 | Off Peak | 1 | 0 | 0 | On Peak | 0 | 1 | Off Peak | 1 | 0 | On Peak | 1 | 0 | 0 | On Peak | 1 | 0 | 0 | On Peak | 1 | 0 | 0 | On Peak
2020 | 6 | 17 | 2020-06-17 | 15 | 1 | 0 | 0 | [6 empty] | 0 | 0 | 1 | 0 | Off Peak | 1 | 0 | 0 | On Peak | 0 | 1 | Off Peak | 1 | 0 | On Peak | 1 | 0 | 0 | On Peak | 1 | 0 | 0 | On Peak | 1 | 0 | 0 | On Peak
2020 | 6 | 17 | 2020-06-17 | 16 | 1 | 0 | 0 | [6 empty] | 0 | 0 | 1 | 0 | Off Peak | 1 | 0 | 0 | On Peak | 0 | 1 | Off Peak | 1 | 0 | On Peak | 1 | 0 | 0 | On Peak | 1 | 0 | 0 | On Peak | 1 | 0 | 0 | On Peak
2020 | 6 | 17 | 2020-06-17 | 17 | 1 | 0 | 0 | [6 empty] | 0 | 1 | 0 | 0 | On Peak | 1 | 0 | 0 | On Peak | 1 | 0 | On Peak | 1 | 0 | On Peak | 1 | 0 | 0 | On Peak | 1 | 0 | 0 | On Peak | 1 | 0 | 0 | On Peak
2020 | 6 | 17 | 2020-06-17 | 18 | 1 | 0 | 0 | [6 empty] | 0 | 1 | 0 | 0 | On Peak | 1 | 0 | 0 | On Peak | 1 | 0 | On Peak | 1 | 0 | On Peak | 1 | 0 | 0 | On Peak | 1 | 0 | 0 | On Peak | 1 | 0 | 0 | On Peak
2020 | 6 | 17 | 2020-06-17 | 19 | 1 | 0 | 0 | [6 empty] | 0 | 1 | 0 | 0 | On Peak | 0 | 1 | 0 | Semi-Peak | 1 | 0 | On Peak | 0 | 1 | Off Peak | 0 | 1 | 0 | Off Peak | 1 | 0 | 0 | On Peak | 0 | 1 | 0 | Off Peak
2020 | 6 | 17 | 2020-06-17 | 20 | 1 | 0 | 0 | [6 empty] | 0 | 1 | 0 | 0 | On Peak | 0 | 1 | 0 | Semi-Peak | 1 | 0 | On Peak | 0 | 1 | Off Peak | 0 | 1 | 0 | Off Peak | 1 | 0 | 0 | On Peak | 0 | 1 | 0 | Off Peak
2020 | 6 | 17 | 2020-06-17 | 21 | 1 | 0 | 0 | [6 empty] | 0 | 1 | 0 | 0 | On Peak | 0 | 1 | 0 | Semi-Peak | 1 | 0 | On Peak | 0 | 1 | Off Peak | 0 | 1 | 0 | Off Peak | 0 | 1 | 0 | Off Peak | 0 | 1 | 0 | Off Peak
2020 | 6 | 17 | 2020-06-17 | 22 | 1 | 0 | 0 | [6 empty] | 0 | 0 | 1 | 0 | Off Peak | 0 | 1 | 0 | Semi-Peak | 0 | 1 | Off Peak | 0 | 1 | Off Peak | 0 | 1 | 0 | Off Peak | 0 | 1 | 0 | Off Peak | 0 | 1 | 0 | Off Peak
2020 | 6 | 17 | 2020-06-17 | 23 | 1 | 0 | 0 | [6 empty] | 0 | 0 | 1 | 0 | Off Peak | 0 | 0 | 1 | Off Peak | 0 | 1 | Off Peak | 0 | 1 | Off Peak | 0 | 0 | 1 | Super Off Peak | 0 | 1 | 0 | Off Peak | 0 | 1 | 0 | Off Peak
2020 | 6 | 17 | 2020-06-17 | 24 | 1 | 0 | 0 | [6 empty] | 0 | 0 | 1 | 0 | Off Peak | 0 | 0 | 1 | Off Peak | 0 | 1 | Off Peak | 0 | 1 | Off Peak | 0 | 0 | 1 | Super Off Peak | 0 | 1 | 0 | Off Peak | 0 | 1 | 0 | Off Peak
2020 | 6 | 18 | 2020-06-18 | 1 | 1 | 0 | 0 | [6 empty] | 0 | 0 | 0 | 1 | Super Off Peak | 0 | 0 | 1 | Off Peak | 0 | 1 | Off Peak | 0 | 1 | Off Peak | 0 | 0 | 1 | Super Off Peak | 0 | 0 | 1 | Super Off Peak | 0 | 0 | 1 | Super Off Peak
2020 | 6 | 18 | 2020-06-18 | 2 | 1 | 0 | 0 | [6 empty] | 0 | 0 | 0 | 1 | Super Off Peak | 0 | 0 | 1 | Off Peak | 0 | 1 | Off Peak | 0 | 1 | Off Peak | 0 | 0 | 1 | Super Off Peak | 0 | 0 | 1 | Super Off Peak | 0 | 0 | 1 | Super Off Peak
2020 | 6 | 18 | 2020-06-18 | 3 | 1 | 0 | 0 | [6 empty] | 0 | 0 | 0 | 1 | Super Off Peak | 0 | 0 | 1 | Off Peak | 0 | 1 | Off Peak | 0 | 1 | Off Peak | 0 | 0 | 1 | Super Off Peak | 0 | 0 | 1 | Super Off Peak | 0 | 0 | 1 | Super Off Peak
2020 | 6 | 18 | 2020-06-18 | 4 | 1 | 0 | 0 | [6 empty] | 0 | 0 | 0 | 1 | Super Off Peak | 0 | 0 | 1 | Off Peak | 0 | 1 | Off Peak | 0 | 1 | Off Peak | 0 | 0 | 1 | Super Off Peak | 0 | 0 | 1 | Super Off Peak | 0 | 0 | 1 | Super Off Peak
2020 | 6 | 18 | 2020-06-18 | 5 | 1 | 0 | 0 | [6 empty] | 0 | 0 | 0 | 1 | Super Off Peak | 0 | 0 | 1 | Off Peak | 0 | 1 | Off Peak | 0 | 1 | Off Peak | 0 | 0 | 1 | Super Off Peak | 0 | 0 | 1 | Super Off Peak | 0 | 0 | 1 | Super Off Peak
2020 | 6 | 18 | 2020-06-18 | 6 | 1 | 0 | 0 | [6 empty] | 0 | 0 | 0 | 1 | Super Off Peak | 0 | 0 | 1 | Off Peak | 0 | 1 | Off Peak | 0 | 1 | Off Peak | 0 | 0 | 1 | Super Off Peak | 0 | 1 | 0 | Off Peak | 0 | 1 | 0 | Off Peak
2020 | 6 | 18 | 2020-06-18 | 7 | 1 | 0 | 0 | [6 empty] | 0 | 0 | 1 | 0 | Off Peak | 0 | 1 | 0 | Semi-Peak | 0 | 1 | Off Peak | 0 | 1 | Off Peak | 0 | 1 | 0 | Off Peak | 0 | 1 | 0 | Off Peak | 0 | 1 | 0 | Off Peak
2020 | 6 | 18 | 2020-06-18 | 8 | 1 | 0 | 0 | [6 empty] | 0 | 0 | 1 | 0 | Off Peak | 0 | 1 | 0 | Semi-Peak | 0 | 1 | Off Peak | 0 | 1 | Off Peak | 0 | 1 | 0 | Off Peak | 0 | 1 | 0 | Off Peak | 0 | 1 | 0 | Off Peak
2020 | 6 | 18 | 2020-06-18 | 9 | 1 | 0 | 0 | [6 empty] | 0 | 0 | 1 | 0 | Off Peak | 0 | 1 | 0 | Semi-Peak | 0 | 1 | Off Peak | 0 | 1 | Off Peak | 0 | 1 | 0 | Off Peak | 0 | 1 | 0 | Off Peak | 0 | 1 | 0 | Off Peak
2020 | 6 | 18 | 2020-06-18 | 10 | 1 | 0 | 0 | [6 empty] | 0 | 0 | 1 | 0 | Off Peak | 0 | 1 | 0 | Semi-Peak | 0 | 1 | Off Peak | 0 | 1 | Off Peak | 0 | 1 | 0 | Off Peak | 0 | 1 | 0 | Off Peak | 0 | 1 | 0 | Off Peak
2020 | 6 | 18 | 2020-06-18 | 11 | 1 | 0 | 0 | [6 empty] | 0 | 0 | 1 | 0 | Off Peak | 0 | 1 | 0 | Semi-Peak | 0 | 1 | Off Peak | 0 | 1 | Off Peak | 0 | 1 | 0 | Off Peak | 0 | 1 | 0 | Off Peak | 0 | 1 | 0 | Off Peak
2020 | 6 | 18 | 2020-06-18 | 12 | 1 | 0 | 0 | [6 empty] | 0 | 0 | 1 | 0 | Off Peak | 1 | 0 | 0 | On Peak | 0 | 1 | Off Peak | 0 | 1 | Off Peak | 1 | 0 | 0 | On Peak | 0 | 1 | 0 | Off Peak | 0 | 1 | 0 | Off Peak
2020 | 6 | 18 | 2020-06-18 | 13 | 1 | 0 | 0 | [6 empty] | 0 | 0 | 1 | 0 | Off Peak | 1 | 0 | 0 | On Peak | 0 | 1 | Off Peak | 1 | 0 | On Peak | 1 | 0 | 0 | On Peak | 1 | 0 | 0 | On Peak | 1 | 0 | 0 | On Peak
2020 | 6 | 18 | 2020-06-18 | 14 | 1 | 0 | 0 | [6 empty] | 0 | 0 | 1 | 0 | Off Peak | 1 | 0 | 0 | On Peak | 0 | 1 | Off Peak | 1 | 0 | On Peak | 1 | 0 | 0 | On Peak | 1 | 0 | 0 | On Peak | 1 | 0 | 0 | On Peak
2020 | 6 | 18 | 2020-06-18 | 15 | 1 | 0 | 0 | [6 empty] | 0 | 0 | 1 | 0 | Off Peak | 1 | 0 | 0 | On Peak | 0 | 1 | Off Peak | 1 | 0 | On Peak | 1 | 0 | 0 | On Peak | 1 | 0 | 0 | On Peak | 1 | 0 | 0 | On Peak
2020 | 6 | 18 | 2020-06-18 | 16 | 1 | 0 | 0 | [6 empty] | 0 | 0 | 1 | 0 | Off Peak | 1 | 0 | 0 | On Peak | 0 | 1 | Off Peak | 1 | 0 | On Peak | 1 | 0 | 0 | On Peak | 1 | 0 | 0 | On Peak | 1 | 0 | 0 | On Peak
2020 | 6 | 18 | 2020-06-18 | 17 | 1 | 0 | 0 | [6 empty] | 0 | 1 | 0 | 0 | On Peak | 1 | 0 | 0 | On Peak | 1 | 0 | On Peak | 1 | 0 | On Peak | 1 | 0 | 0 | On Peak | 1 | 0 | 0 | On Peak | 1 | 0 | 0 | On Peak
2020 | 6 | 18 | 2020-06-18 | 18 | 1 | 0 | 0 | [6 empty] | 0 | 1 | 0 | 0 | On Peak | 1 | 0 | 0 | On Peak | 1 | 0 | On Peak | 1 | 0 | On Peak | 1 | 0 | 0 | On Peak | 1 | 0 | 0 | On Peak | 1 | 0 | 0 | On Peak
2020 | 6 | 18 | 2020-06-18 | 19 | 1 | 0 | 0 | [6 empty] | 0 | 1 | 0 | 0 | On Peak | 0 | 1 | 0 | Semi-Peak | 1 | 0 | On Peak | 0 | 1 | Off Peak | 0 | 1 | 0 | Off Peak | 1 | 0 | 0 | On Peak | 0 | 1 | 0 | Off Peak
2020 | 6 | 18 | 2020-06-18 | 20 | 1 | 0 | 0 | [6 empty] | 0 | 1 | 0 | 0 | On Peak | 0 | 1 | 0 | Semi-Peak | 1 | 0 | On Peak | 0 | 1 | Off Peak | 0 | 1 | 0 | Off Peak | 1 | 0 | 0 | On Peak | 0 | 1 | 0 | Off Peak
2020 | 6 | 18 | 2020-06-18 | 21 | 1 | 0 | 0 | [6 empty] | 0 | 1 | 0 | 0 | On Peak | 0 | 1 | 0 | Semi-Peak | 1 | 0 | On Peak | 0 | 1 | Off Peak | 0 | 1 | 0 | Off Peak | 0 | 1 | 0 | Off Peak | 0 | 1 | 0 | Off Peak
2020 | 6 | 18 | 2020-06-18 | 22 | 1 | 0 | 0 | [6 empty] | 0 | 0 | 1 | 0 | Off Peak | 0 | 1 | 0 | Semi-Peak | 0 | 1 | Off Peak | 0 | 1 | Off Peak | 0 | 1 | 0 | Off Peak | 0 | 1 | 0 | Off Peak | 0 | 1 | 0 | Off Peak
2020 | 6 | 18 | 2020-06-18 | 23 | 1 | 0 | 0 | [6 empty] | 0 | 0 | 1 | 0 | Off Peak | 0 | 0 | 1 | Off Peak | 0 | 1 | Off Peak | 0 | 1 | Off Peak | 0 | 0 | 1 | Super Off Peak | 0 | 1 | 0 | Off Peak | 0 | 1 | 0 | Off Peak
2020 | 6 | 18 | 2020-06-18 | 24 | 1 | 0 | 0 | [6 empty] | 0 | 0 | 1 | 0 | Off Peak | 0 | 0 | 1 | Off Peak | 0 | 1 | Off Peak | 0 | 1 | Off Peak | 0 | 0 | 1 | Super Off Peak | 0 | 1 | 0 | Off Peak | 0 | 1 | 0 | Off Peak
2020 | 6 | 19 | 2020-06-19 | 1 | 1 | 0 | 0 | [6 empty] | 0 | 0 | 0 | 1 | Super Off Peak | 0 | 0 | 1 | Off Peak | 0 | 1 | Off Peak | 0 | 1 | Off Peak | 0 | 0 | 1 | Super Off Peak | 0 | 0 | 1 | Super Off Peak | 0 | 0 | 1 | Super Off Peak
2020 | 6 | 19 | 2020-06-19 | 2 | 1 | 0 | 0 | [6 empty] | 0 | 0 | 0 | 1 | Super Off Peak | 0 | 0 | 1 | Off Peak | 0 | 1 | Off Peak | 0 | 1 | Off Peak | 0 | 0 | 1 | Super Off Peak | 0 | 0 | 1 | Super Off Peak | 0 | 0 | 1 | Super Off Peak
2020 | 6 | 19 | 2020-06-19 | 3 | 1 | 0 | 0 | [6 empty] | 0 | 0 | 0 | 1 | Super Off Peak | 0 | 0 | 1 | Off Peak | 0 | 1 | Off Peak | 0 | 1 | Off Peak | 0 | 0 | 1 | Super Off Peak | 0 | 0 | 1 | Super Off Peak | 0 | 0 | 1 | Super Off Peak
2020 | 6 | 19 | 2020-06-19 | 4 | 1 | 0 | 0 | [6 empty] | 0 | 0 | 0 | 1 | Super Off Peak | 0 | 0 | 1 | Off Peak | 0 | 1 | Off Peak | 0 | 1 | Off Peak | 0 | 0 | 1 | Super Off Peak | 0 | 0 | 1 | Super Off Peak | 0 | 0 | 1 | Super Off Peak
2020 | 6 | 19 | 2020-06-19 | 5 | 1 | 0 | 0 | [6 empty] | 0 | 0 | 0 | 1 | Super Off Peak | 0 | 0 | 1 | Off Peak | 0 | 1 | Off Peak | 0 | 1 | Off Peak | 0 | 0 | 1 | Super Off Peak | 0 | 0 | 1 | Super Off Peak | 0 | 0 | 1 | Super Off Peak
2020 | 6 | 19 | 2020-06-19 | 6 | 1 | 0 | 0 | [6 empty] | 0 | 0 | 0 | 1 | Super Off Peak | 0 | 0 | 1 | Off Peak | 0 | 1 | Off Peak | 0 | 1 | Off Peak | 0 | 0 | 1 | Super Off Peak | 0 | 1 | 0 | Off Peak | 0 | 1 | 0 | Off Peak
2020 | 6 | 19 | 2020-06-19 | 7 | 1 | 0 | 0 | [6 empty] | 0 | 0 | 1 | 0 | Off Peak | 0 | 1 | 0 | Semi-Peak | 0 | 1 | Off Peak | 0 | 1 | Off Peak | 0 | 1 | 0 | Off Peak | 0 | 1 | 0 | Off Peak | 0 | 1 | 0 | Off Peak
2020 | 6 | 19 | 2020-06-19 | 8 | 1 | 0 | 0 | [6 empty] | 0 | 0 | 1 | 0 | Off Peak | 0 | 1 | 0 | Semi-Peak | 0 | 1 | Off Peak | 0 | 1 | Off Peak | 0 | 1 | 0 | Off Peak | 0 | 1 | 0 | Off Peak | 0 | 1 | 0 | Off Peak
2020 | 6 | 19 | 2020-06-19 | 9 | 1 | 0 | 0 | [6 empty] | 0 | 0 | 1 | 0 | Off Peak | 0 | 1 | 0 | Semi-Peak | 0 | 1 | Off Peak | 0 | 1 | Off Peak | 0 | 1 | 0 | Off Peak | 0 | 1 | 0 | Off Peak | 0 | 1 | 0 | Off Peak
2020 | 6 | 19 | 2020-06-19 | 10 | 1 | 0 | 0 | [6 empty] | 0 | 0 | 1 | 0 | Off Peak | 0 | 1 | 0 | Semi-Peak | 0 | 1 | Off Peak | 0 | 1 | Off Peak | 0 | 1 | 0 | Off Peak | 0 | 1 | 0 | Off Peak | 0 | 1 | 0 | Off Peak
2020 | 6 | 19 | 2020-06-19 | 11 | 1 | 0 | 0 | [6 empty] | 0 | 0 | 1 | 0 | Off Peak | 0 | 1 | 0 | Semi-Peak | 0 | 1 | Off Peak | 0 | 1 | Off Peak | 0 | 1 | 0 | Off Peak | 0 | 1 | 0 | Off Peak | 0 | 1 | 0 | Off Peak
2020 | 6 | 19 | 2020-06-19 | 12 | 1 | 0 | 0 | [6 empty] | 0 | 0 | 1 | 0 | Off Peak | 1 | 0 | 0 | On Peak | 0 | 1 | Off Peak | 0 | 1 | Off Peak | 1 | 0 | 0 | On Peak | 0 | 1 | 0 | Off Peak | 0 | 1 | 0 | Off Peak
2020 | 6 | 19 | 2020-06-19 | 13 | 1 | 0 | 0 | [6 empty] | 0 | 0 | 1 | 0 | Off Peak | 1 | 0 | 0 | On Peak | 0 | 1 | Off Peak | 1 | 0 | On Peak | 1 | 0 | 0 | On Peak | 1 | 0 | 0 | On Peak | 1 | 0 | 0 | On Peak
2020 | 6 | 19 | 2020-06-19 | 14 | 1 | 0 | 0 | [6 empty] | 0 | 0 | 1 | 0 | Off Peak | 1 | 0 | 0 | On Peak | 0 | 1 | Off Peak | 1 | 0 | On Peak | 1 | 0 | 0 | On Peak | 1 | 0 | 0 | On Peak | 1 | 0 | 0 | On Peak
2020 | 6 | 19 | 2020-06-19 | 15 | 1 | 0 | 0 | [6 empty] | 0 | 0 | 1 | 0 | Off Peak | 1 | 0 | 0 | On Peak | 0 | 1 | Off Peak | 1 | 0 | On Peak | 1 | 0 | 0 | On Peak | 1 | 0 | 0 | On Peak | 1 | 0 | 0 | On Peak
2020 | 6 | 19 | 2020-06-19 | 16 | 1 | 0 | 0 | [6 empty] | 0 | 0 | 1 | 0 | Off Peak | 1 | 0 | 0 | On Peak | 0 | 1 | Off Peak | 1 | 0 | On Peak | 1 | 0 | 0 | On Peak | 1 | 0 | 0 | On Peak | 1 | 0 | 0 | On Peak
2020 | 6 | 19 | 2020-06-19 | 17 | 1 | 0 | 0 | [6 empty] | 0 | 1 | 0 | 0 | On Peak | 1 | 0 | 0 | On Peak | 1 | 0 | On Peak | 1 | 0 | On Peak | 1 | 0 | 0 | On Peak | 1 | 0 | 0 | On Peak | 1 | 0 | 0 | On Peak
2020 | 6 | 19 | 2020-06-19 | 18 | 1 | 0 | 0 | [6 empty] | 0 | 1 | 0 | 0 | On Peak | 1 | 0 | 0 | On Peak | 1 | 0 | On Peak | 1 | 0 | On Peak | 1 | 0 | 0 | On Peak | 1 | 0 | 0 | On Peak | 1 | 0 | 0 | On Peak
2020 | 6 | 19 | 2020-06-19 | 19 | 1 | 0 | 0 | [6 empty] | 0 | 1 | 0 | 0 | On Peak | 0 | 1 | 0 | Semi-Peak | 1 | 0 | On Peak | 0 | 1 | Off Peak | 0 | 1 | 0 | Off Peak | 1 | 0 | 0 | On Peak | 0 | 1 | 0 | Off Peak
2020 | 6 | 19 | 2020-06-19 | 20 | 1 | 0 | 0 | [6 empty] | 0 | 1 | 0 | 0 | On Peak | 0 | 1 | 0 | Semi-Peak | 1 | 0 | On Peak | 0 | 1 | Off Peak | 0 | 1 | 0 | Off Peak | 1 | 0 | 0 | On Peak | 0 | 1 | 0 | Off Peak
2020 | 6 | 19 | 2020-06-19 | 21 | 1 | 0 | 0 | [6 empty] | 0 | 1 | 0 | 0 | On Peak | 0 | 1 | 0 | Semi-Peak | 1 | 0 | On Peak | 0 | 1 | Off Peak | 0 | 1 | 0 | Off Peak | 0 | 1 | 0 | Off Peak | 0 | 1 | 0 | Off Peak
2020 | 6 | 19 | 2020-06-19 | 22 | 1 | 0 | 0 | [6 empty] | 0 | 0 | 1 | 0 | Off Peak | 0 | 1 | 0 | Semi-Peak | 0 | 1 | Off Peak | 0 | 1 | Off Peak | 0 | 1 | 0 | Off Peak | 0 | 1 | 0 | Off Peak | 0 | 1 | 0 | Off Peak
2020 | 6 | 19 | 2020-06-19 | 23 | 1 | 0 | 0 | [6 empty] | 0 | 0 | 1 | 0 | Off Peak | 0 | 0 | 1 | Off Peak | 0 | 1 | Off Peak | 0 | 1 | Off Peak | 0 | 0 | 1 | Super Off Peak | 0 | 1 | 0 | Off Peak | 0 | 1 | 0 | Off Peak
2020 | 6 | 19 | 2020-06-19 | 24 | 1 | 0 | 0 | [6 empty] | 0 | 0 | 1 | 0 | Off Peak | 0 | 0 | 1 | Off Peak | 0 | 1 | Off Peak | 0 | 1 | Off Peak | 0 | 0 | 1 | Super Off Peak | 0 | 1 | 0 | Off Peak | 0 | 1 | 0 | Off Peak
2020 | 6 | 20 | 2020-06-20 | 1 | 1 | 1 | 0 | [6 empty] | 0 | 0 | 0 | 1 | Super Off Peak | 0 | 0 | 1 | Off Peak | 0 | 1 | Off Peak | 0 | 1 | Off Peak | 0 | 0 | 1 | Super Off Peak | 0 | 0 | 1 | Super Off Peak | 0 | 0 | 1 | Super Off Peak
2020 | 6 | 20 | 2020-06-20 | 2 | 1 | 1 | 0 | [6 empty] | 0 | 0 | 0 | 1 | Super Off Peak | 0 | 0 | 1 | Off Peak | 0 | 1 | Off Peak | 0 | 1 | Off Peak | 0 | 0 | 1 | Super Off Peak | 0 | 0 | 1 | Super Off Peak | 0 | 0 | 1 | Super Off Peak
2020 | 6 | 20 | 2020-06-20 | 3 | 1 | 1 | 0 | [6 empty] | 0 | 0 | 0 | 1 | Super Off Peak | 0 | 0 | 1 | Off Peak | 0 | 1 | Off Peak | 0 | 1 | Off Peak | 0 | 0 | 1 | Super Off Peak | 0 | 0 | 1 | Super Off Peak | 0 | 0 | 1 | Super Off Peak
2020 | 6 | 20 | 2020-06-20 | 4 | 1 | 1 | 0 | [6 empty] | 0 | 0 | 0 | 1 | Super Off Peak | 0 | 0 | 1 | Off Peak | 0 | 1 | Off Peak | 0 | 1 | Off Peak | 0 | 0 | 1 | Super Off Peak | 0 | 0 | 1 | Super Off Peak | 0 | 0 | 1 | Super Off Peak
2020 | 6 | 20 | 2020-06-20 | 5 | 1 | 1 | 0 | [6 empty] | 0 | 0 | 0 | 1 | Super Off Peak | 0 | 0 | 1 | Off Peak | 0 | 1 | Off Peak | 0 | 1 | Off Peak | 0 | 0 | 1 | Super Off Peak | 0 | 0 | 1 | Super Off Peak | 0 | 0 | 1 | Super Off Peak
2020 | 6 | 20 | 2020-06-20 | 6 | 1 | 1 | 0 | [6 empty] | 0 | 0 | 0 | 1 | Super Off Peak | 0 | 0 | 1 | Off Peak | 0 | 1 | Off Peak | 0 | 1 | Off Peak | 0 | 0 | 1 | Super Off Peak | 0 | 1 | 0 | Off Peak | 0 | 1 | 0 | Off Peak
2020 | 6 | 20 | 2020-06-20 | 7 | 1 | 1 | 0 | [6 empty] | 0 | 0 | 0 | 1 | Super Off Peak | 0 | 0 | 1 | Off Peak | 0 | 1 | Off Peak | 0 | 1 | Off Peak | 0 | 0 | 1 | Super Off Peak | 0 | 1 | 0 | Off Peak | 0 | 1 | 0 | Off Peak
2020 | 6 | 20 | 2020-06-20 | 8 | 1 | 1 | 0 | [6 empty] | 0 | 0 | 0 | 1 | Super Off Peak | 0 | 0 | 1 | Off Peak | 0 | 1 | Off Peak | 0 | 1 | Off Peak | 0 | 0 | 1 | Super Off Peak | 0 | 1 | 0 | Off Peak | 0 | 1 | 0 | Off Peak
2020 | 6 | 20 | 2020-06-20 | 9 | 1 | 1 | 0 | [6 empty] | 0 | 0 | 0 | 1 | Super Off Peak | 0 | 0 | 1 | Off Peak | 0 | 1 | Off Peak | 0 | 1 | Off Peak | 0 | 0 | 1 | Super Off Peak | 0 | 1 | 0 | Off Peak | 0 | 1 | 0 | Off Peak
2020 | 6 | 20 | 2020-06-20 | 10 | 1 | 1 | 0 | [6 empty] | 0 | 0 | 0 | 1 | Super Off Peak | 0 | 0 | 1 | Off Peak | 0 | 1 | Off Peak | 0 | 1 | Off Peak | 0 | 0 | 1 | Super Off Peak | 0 | 1 | 0 | Off Peak | 0 | 1 | 0 | Off Peak
2020 | 6 | 20 | 2020-06-20 | 11 | 1 | 1 | 0 | [6 empty] | 0 | 0 | 0 | 1 | Super Off Peak | 0 | 0 | 1 | Off Peak | 0 | 1 | Off Peak | 0 | 1 | Off Peak | 0 | 0 | 1 | Super Off Peak | 0 | 1 | 0 | Off Peak | 0 | 1 | 0 | Off Peak
2020 | 6 | 20 | 2020-06-20 | 12 | 1 | 1 | 0 | [6 empty] | 0 | 0 | 0 | 1 | Super Off Peak | 0 | 0 | 1 | Off Peak | 0 | 1 | Off Peak | 0 | 1 | Off Peak | 0 | 0 | 1 | Super Off Peak | 0 | 1 | 0 | Off Peak | 0 | 1 | 0 | Off Peak
2020 | 6 | 20 | 2020-06-20 | 13 | 1 | 1 | 0 | [6 empty] | 0 | 0 | 0 | 1 | Super Off Peak | 0 | 0 | 1 | Off Peak | 0 | 1 | Off Peak | 0 | 1 | Off Peak | 0 | 0 | 1 | Super Off Peak | 1 | 0 | 0 | On Peak | 1 | 0 | 0 | On Peak
2020 | 6 | 20 | 2020-06-20 | 14 | 1 | 1 | 0 | [6 empty] | 0 | 0 | 0 | 1 | Super Off Peak | 0 | 0 | 1 | Off Peak | 0 | 1 | Off Peak | 0 | 1 | Off Peak | 0 | 0 | 1 | Super Off Peak | 1 | 0 | 0 | On Peak | 1 | 0 | 0 | On Peak
2020 | 6 | 20 | 2020-06-20 | 15 | 1 | 1 | 0 | [6 empty] | 0 | 0 | 1 | 0 | Off Peak | 0 | 0 | 1 | Off Peak | 0 | 1 | Off Peak | 0 | 1 | Off Peak | 0 | 0 | 1 | Super Off Peak | 1 | 0 | 0 | On Peak | 1 | 0 | 0 | On Peak
2020 | 6 | 20 | 2020-06-20 | 16 | 1 | 1 | 0 | [6 empty] | 0 | 0 | 1 | 0 | Off Peak | 0 | 0 | 1 | Off Peak | 0 | 1 | Off Peak | 0 | 1 | Off Peak | 0 | 0 | 1 | Super Off Peak | 1 | 0 | 0 | On Peak | 1 | 0 | 0 | On Peak
2020 | 6 | 20 | 2020-06-20 | 17 | 1 | 1 | 0 | [6 empty] | 0 | 1 | 0 | 0 | On Peak | 0 | 0 | 1 | Off Peak | 0 | 1 | Off Peak | 0 | 1 | Off Peak | 0 | 0 | 1 | Super Off Peak | 1 | 0 | 0 | On Peak | 1 | 0 | 0 | On Peak
2020 | 6 | 20 | 2020-06-20 | 18 | 1 | 1 | 0 | [6 empty] | 0 | 1 | 0 | 0 | On Peak | 0 | 0 | 1 | Off Peak | 0 | 1 | Off Peak | 0 | 1 | Off Peak | 0 | 0 | 1 | Super Off Peak | 1 | 0 | 0 | On Peak | 1 | 0 | 0 | On Peak
2020 | 6 | 20 | 2020-06-20 | 19 | 1 | 1 | 0 | [6 empty] | 0 | 1 | 0 | 0 | On Peak | 0 | 0 | 1 | Off Peak | 0 | 1 | Off Peak | 0 | 1 | Off Peak | 0 | 0 | 1 | Super Off Peak | 1 | 0 | 0 | On Peak | 0 | 1 | 0 | Off Peak
2020 | 6 | 20 | 2020-06-20 | 20 | 1 | 1 | 0 | [6 empty] | 0 | 1 | 0 | 0 | On Peak | 0 | 0 | 1 | Off Peak | 0 | 1 | Off Peak | 0 | 1 | Off Peak | 0 | 0 | 1 | Super Off Peak | 1 | 0 | 0 | On Peak | 0 | 1 | 0 | Off Peak
2020 | 6 | 20 | 2020-06-20 | 21 | 1 | 1 | 0 | [6 empty] | 0 | 1 | 0 | 0 | On Peak | 0 | 0 | 1 | Off Peak | 0 | 1 | Off Peak | 0 | 1 | Off Peak | 0 | 0 | 1 | Super Off Peak | 0 | 1 | 0 | Off Peak | 0 | 1 | 0 | Off Peak
2020 | 6 | 20 | 2020-06-20 | 22 | 1 | 1 | 0 | [6 empty] | 0 | 0 | 1 | 0 | Off Peak | 0 | 0 | 1 | Off Peak | 0 | 1 | Off Peak | 0 | 1 | Off Peak | 0 | 0 | 1 | Super Off Peak | 0 | 1 | 0 | Off Peak | 0 | 1 | 0 | Off Peak
2020 | 6 | 20 | 2020-06-20 | 23 | 1 | 1 | 0 | [6 empty] | 0 | 0 | 1 | 0 | Off Peak | 0 | 0 | 1 | Off Peak | 0 | 1 | Off Peak | 0 | 1 | Off Peak | 0 | 0 | 1 | Super Off Peak | 0 | 1 | 0 | Off Peak | 0 | 1 | 0 | Off Peak
2020 | 6 | 20 | 2020-06-20 | 24 | 1 | 1 | 0 | [6 empty] | 0 | 0 | 1 | 0 | Off Peak | 0 | 0 | 1 | Off Peak | 0 | 1 | Off Peak | 0 | 1 | Off Peak | 0 | 0 | 1 | Super Off Peak | 0 | 1 | 0 | Off Peak | 0 | 1 | 0 | Off Peak
2020 | 6 | 21 | 2020-06-21 | 1 | 1 | 1 | 0 | [6 empty] | 0 | 0 | 0 | 1 | Super Off Peak | 0 | 0 | 1 | Off Peak | 0 | 1 | Off Peak | 0 | 1 | Off Peak | 0 | 0 | 1 | Super Off Peak | 0 | 0 | 1 | Super Off Peak | 0 | 0 | 1 | Super Off Peak
2020 | 6 | 21 | 2020-06-21 | 2 | 1 | 1 | 0 | [6 empty] | 0 | 0 | 0 | 1 | Super Off Peak | 0 | 0 | 1 | Off Peak | 0 | 1 | Off Peak | 0 | 1 | Off Peak | 0 | 0 | 1 | Super Off Peak | 0 | 0 | 1 | Super Off Peak | 0 | 0 | 1 | Super Off Peak
2020 | 6 | 21 | 2020-06-21 | 3 | 1 | 1 | 0 | [6 empty] | 0 | 0 | 0 | 1 | Super Off Peak | 0 | 0 | 1 | Off Peak | 0 | 1 | Off Peak | 0 | 1 | Off Peak | 0 | 0 | 1 | Super Off Peak | 0 | 0 | 1 | Super Off Peak | 0 | 0 | 1 | Super Off Peak
2020 | 6 | 21 | 2020-06-21 | 4 | 1 | 1 | 0 | [6 empty] | 0 | 0 | 0 | 1 | Super Off Peak | 0 | 0 | 1 | Off Peak | 0 | 1 | Off Peak | 0 | 1 | Off Peak | 0 | 0 | 1 | Super Off Peak | 0 | 0 | 1 | Super Off Peak | 0 | 0 | 1 | Super Off Peak
2020 | 6 | 21 | 2020-06-21 | 5 | 1 | 1 | 0 | [6 empty] | 0 | 0 | 0 | 1 | Super Off Peak | 0 | 0 | 1 | Off Peak | 0 | 1 | Off Peak | 0 | 1 | Off Peak | 0 | 0 | 1 | Super Off Peak | 0 | 0 | 1 | Super Off Peak | 0 | 0 | 1 | Super Off Peak
2020 | 6 | 21 | 2020-06-21 | 6 | 1 | 1 | 0 | [6 empty] | 0 | 0 | 0 | 1 | Super Off Peak | 0 | 0 | 1 | Off Peak | 0 | 1 | Off Peak | 0 | 1 | Off Peak | 0 | 0 | 1 | Super Off Peak | 0 | 1 | 0 | Off Peak | 0 | 1 | 0 | Off Peak
2020 | 6 | 21 | 2020-06-21 | 7 | 1 | 1 | 0 | [6 empty] | 0 | 0 | 0 | 1 | Super Off Peak | 0 | 0 | 1 | Off Peak | 0 | 1 | Off Peak | 0 | 1 | Off Peak | 0 | 0 | 1 | Super Off Peak | 0 | 1 | 0 | Off Peak | 0 | 1 | 0 | Off Peak
2020 | 6 | 21 | 2020-06-21 | 8 | 1 | 1 | 0 | [6 empty] | 0 | 0 | 0 | 1 | Super Off Peak | 0 | 0 | 1 | Off Peak | 0 | 1 | Off Peak | 0 | 1 | Off Peak | 0 | 0 | 1 | Super Off Peak | 0 | 1 | 0 | Off Peak | 0 | 1 | 0 | Off Peak
2020 | 6 | 21 | 2020-06-21 | 9 | 1 | 1 | 0 | [6 empty] | 0 | 0 | 0 | 1 | Super Off Peak | 0 | 0 | 1 | Off Peak | 0 | 1 | Off Peak | 0 | 1 | Off Peak | 0 | 0 | 1 | Super Off Peak | 0 | 1 | 0 | Off Peak | 0 | 1 | 0 | Off Peak
2020 | 6 | 21 | 2020-06-21 | 10 | 1 | 1 | 0 | [6 empty] | 0 | 0 | 0 | 1 | Super Off Peak | 0 | 0 | 1 | Off Peak | 0 | 1 | Off Peak | 0 | 1 | Off Peak | 0 | 0 | 1 | Super Off Peak | 0 | 1 | 0 | Off Peak | 0 | 1 | 0 | Off Peak
2020 | 6 | 21 | 2020-06-21 | 11 | 1 | 1 | 0 | [6 empty] | 0 | 0 | 0 | 1 | Super Off Peak | 0 | 0 | 1 | Off Peak | 0 | 1 | Off Peak | 0 | 1 | Off Peak | 0 | 0 | 1 | Super Off Peak | 0 | 1 | 0 | Off Peak | 0 | 1 | 0 | Off Peak
2020 | 6 | 21 | 2020-06-21 | 12 | 1 | 1 | 0 | [6 empty] | 0 | 0 | 0 | 1 | Super Off Peak | 0 | 0 | 1 | Off Peak | 0 | 1 | Off Peak | 0 | 1 | Off Peak | 0 | 0 | 1 | Super Off Peak | 0 | 1 | 0 | Off Peak | 0 | 1 | 0 | Off Peak
2020 | 6 | 21 | 2020-06-21 | 13 | 1 | 1 | 0 | [6 empty] | 0 | 0 | 0 | 1 | Super Off Peak | 0 | 0 | 1 | Off Peak | 0 | 1 | Off Peak | 0 | 1 | Off Peak | 0 | 0 | 1 | Super Off Peak | 1 | 0 | 0 | On Peak | 1 | 0 | 0 | On Peak
2020 | 6 | 21 | 2020-06-21 | 14 | 1 | 1 | 0 | [6 empty] | 0 | 0 | 0 | 1 | Super Off Peak | 0 | 0 | 1 | Off Peak | 0 | 1 | Off Peak | 0 | 1 | Off Peak | 0 | 0 | 1 | Super Off Peak | 1 | 0 | 0 | On Peak | 1 | 0 | 0 | On Peak
2020 | 6 | 21 | 2020-06-21 | 15 | 1 | 1 | 0 | [6 empty] | 0 | 0 | 1 | 0 | Off Peak | 0 | 0 | 1 | Off Peak | 0 | 1 | Off Peak | 0 | 1 | Off Peak | 0 | 0 | 1 | Super Off Peak | 1 | 0 | 0 | On Peak | 1 | 0 | 0 | On Peak
2020 | 6 | 21 | 2020-06-21 | 16 | 1 | 1 | 0 | [6 empty] | 0 | 0 | 1 | 0 | Off Peak | 0 | 0 | 1 | Off Peak | 0 | 1 | Off Peak | 0 | 1 | Off Peak | 0 | 0 | 1 | Super Off Peak | 1 | 0 | 0 | On Peak | 1 | 0 | 0 | On Peak
2020 | 6 | 21 | 2020-06-21 | 17 | 1 | 1 | 0 | [6 empty] | 0 | 1 | 0 | 0 | On Peak | 0 | 0 | 1 | Off Peak | 0 | 1 | Off Peak | 0 | 1 | Off Peak | 0 | 0 | 1 | Super Off Peak | 1 | 0 | 0 | On Peak | 1 | 0 | 0 | On Peak
2020 | 6 | 21 | 2020-06-21 | 18 | 1 | 1 | 0 | [6 empty] | 0 | 1 | 0 | 0 | On Peak | 0 | 0 | 1 | Off Peak | 0 | 1 | Off Peak | 0 | 1 | Off Peak | 0 | 0 | 1 | Super Off Peak | 1 | 0 | 0 | On Peak | 1 | 0 | 0 | On Peak
2020 | 6 | 21 | 2020-06-21 | 19 | 1 | 1 | 0 | [6 empty] | 0 | 1 | 0 | 0 | On Peak | 0 | 0 | 1 | Off Peak | 0 | 1 | Off Peak | 0 | 1 | Off Peak | 0 | 0 | 1 | Super Off Peak | 1 | 0 | 0 | On Peak | 0 | 1 | 0 | Off Peak
2020 | 6 | 21 | 2020-06-21 | 20 | 1 | 1 | 0 | [6 empty] | 0 | 1 | 0 | 0 | On Peak | 0 | 0 | 1 | Off Peak | 0 | 1 | Off Peak | 0 | 1 | Off Peak | 0 | 0 | 1 | Super Off Peak | 1 | 0 | 0 | On Peak | 0 | 1 | 0 | Off Peak
2020 | 6 | 21 | 2020-06-21 | 21 | 1 | 1 | 0 | [6 empty] | 0 | 1 | 0 | 0 | On Peak | 0 | 0 | 1 | Off Peak | 0 | 1 | Off Peak | 0 | 1 | Off Peak | 0 | 0 | 1 | Super Off Peak | 0 | 1 | 0 | Off Peak | 0 | 1 | 0 | Off Peak
2020 | 6 | 21 | 2020-06-21 | 22 | 1 | 1 | 0 | [6 empty] | 0 | 0 | 1 | 0 | Off Peak | 0 | 0 | 1 | Off Peak | 0 | 1 | Off Peak | 0 | 1 | Off Peak | 0 | 0 | 1 | Super Off Peak | 0 | 1 | 0 | Off Peak | 0 | 1 | 0 | Off Peak
2020 | 6 | 21 | 2020-06-21 | 23 | 1 | 1 | 0 | [6 empty] | 0 | 0 | 1 | 0 | Off Peak | 0 | 0 | 1 | Off Peak | 0 | 1 | Off Peak | 0 | 1 | Off Peak | 0 | 0 | 1 | Super Off Peak | 0 | 1 | 0 | Off Peak | 0 | 1 | 0 | Off Peak
2020 | 6 | 21 | 2020-06-21 | 24 | 1 | 1 | 0 | [6 empty] | 0 | 0 | 1 | 0 | Off Peak | 0 | 0 | 1 | Off Peak | 0 | 1 | Off Peak | 0 | 1 | Off Peak | 0 | 0 | 1 | Super Off Peak | 0 | 1 | 0 | Off Peak | 0 | 1 | 0 | Off Peak
2020 | 6 | 22 | 2020-06-22 | 1 | 1 | 0 | 0 | [6 empty] | 0 | 0 | 0 | 1 | Super Off Peak | 0 | 0 | 1 | Off Peak | 0 | 1 | Off Peak | 0 | 1 | Off Peak | 0 | 0 | 1 | Super Off Peak | 0 | 0 | 1 | Super Off Peak | 0 | 0 | 1 | Super Off Peak
2020 | 6 | 22 | 2020-06-22 | 2 | 1 | 0 | 0 | [6 empty] | 0 | 0 | 0 | 1 | Super Off Peak | 0 | 0 | 1 | Off Peak | 0 | 1 | Off Peak | 0 | 1 | Off Peak | 0 | 0 | 1 | Super Off Peak | 0 | 0 | 1 | Super Off Peak | 0 | 0 | 1 | Super Off Peak
2020 | 6 | 22 | 2020-06-22 | 3 | 1 | 0 | 0 | [6 empty] | 0 | 0 | 0 | 1 | Super Off Peak | 0 | 0 | 1 | Off Peak | 0 | 1 | Off Peak | 0 | 1 | Off Peak | 0 | 0 | 1 | Super Off Peak | 0 | 0 | 1 | Super Off Peak | 0 | 0 | 1 | Super Off Peak
2020 | 6 | 22 | 2020-06-22 | 4 | 1 | 0 | 0 | [6 empty] | 0 | 0 | 0 | 1 | Super Off Peak | 0 | 0 | 1 | Off Peak | 0 | 1 | Off Peak | 0 | 1 | Off Peak | 0 | 0 | 1 | Super Off Peak | 0 | 0 | 1 | Super Off Peak | 0 | 0 | 1 | Super Off Peak
2020 | 6 | 22 | 2020-06-22 | 5 | 1 | 0 | 0 | [6 empty] | 0 | 0 | 0 | 1 | Super Off Peak | 0 | 0 | 1 | Off Peak | 0 | 1 | Off Peak | 0 | 1 | Off Peak | 0 | 0 | 1 | Super Off Peak | 0 | 0 | 1 | Super Off Peak | 0 | 0 | 1 | Super Off Peak
2020 | 6 | 22 | 2020-06-22 | 6 | 1 | 0 | 0 | [6 empty] | 0 | 0 | 0 | 1 | Super Off Peak | 0 | 0 | 1 | Off Peak | 0 | 1 | Off Peak | 0 | 1 | Off Peak | 0 | 0 | 1 | Super Off Peak | 0 | 1 | 0 | Off Peak | 0 | 1 | 0 | Off Peak
2020 | 6 | 22 | 2020-06-22 | 7 | 1 | 0 | 0 | [6 empty] | 0 | 0 | 1 | 0 | Off Peak | 0 | 1 | 0 | Semi-Peak | 0 | 1 | Off Peak | 0 | 1 | Off Peak | 0 | 1 | 0 | Off Peak | 0 | 1 | 0 | Off Peak | 0 | 1 | 0 | Off Peak
2020 | 6 | 22 | 2020-06-22 | 8 | 1 | 0 | 0 | [6 empty] | 0 | 0 | 1 | 0 | Off Peak | 0 | 1 | 0 | Semi-Peak | 0 | 1 | Off Peak | 0 | 1 | Off Peak | 0 | 1 | 0 | Off Peak | 0 | 1 | 0 | Off Peak | 0 | 1 | 0 | Off Peak
2020 | 6 | 22 | 2020-06-22 | 9 | 1 | 0 | 0 | [6 empty] | 0 | 0 | 1 | 0 | Off Peak | 0 | 1 | 0 | Semi-Peak | 0 | 1 | Off Peak | 0 | 1 | Off Peak | 0 | 1 | 0 | Off Peak | 0 | 1 | 0 | Off Peak | 0 | 1 | 0 | Off Peak
2020 | 6 | 22 | 2020-06-22 | 10 | 1 | 0 | 0 | [6 empty] | 0 | 0 | 1 | 0 | Off Peak | 0 | 1 | 0 | Semi-Peak | 0 | 1 | Off Peak | 0 | 1 | Off Peak | 0 | 1 | 0 | Off Peak | 0 | 1 | 0 | Off Peak | 0 | 1 | 0 | Off Peak
2020 | 6 | 22 | 2020-06-22 | 11 | 1 | 0 | 0 | [6 empty] | 0 | 0 | 1 | 0 | Off Peak | 0 | 1 | 0 | Semi-Peak | 0 | 1 | Off Peak | 0 | 1 | Off Peak | 0 | 1 | 0 | Off Peak | 0 | 1 | 0 | Off Peak | 0 | 1 | 0 | Off Peak
2020 | 6 | 22 | 2020-06-22 | 12 | 1 | 0 | 0 | [6 empty] | 0 | 0 | 1 | 0 | Off Peak | 1 | 0 | 0 | On Peak | 0 | 1 | Off Peak | 0 | 1 | Off Peak | 1 | 0 | 0 | On Peak | 0 | 1 | 0 | Off Peak | 0 | 1 | 0 | Off Peak
2020 | 6 | 22 | 2020-06-22 | 13 | 1 | 0 | 0 | [6 empty] | 0 | 0 | 1 | 0 | Off Peak | 1 | 0 | 0 | On Peak | 0 | 1 | Off Peak | 1 | 0 | On Peak | 1 | 0 | 0 | On Peak | 1 | 0 | 0 | On Peak | 1 | 0 | 0 | On Peak
2020 | 6 | 22 | 2020-06-22 | 14 | 1 | 0 | 0 | [6 empty] | 0 | 0 | 1 | 0 | Off Peak | 1 | 0 | 0 | On Peak | 0 | 1 | Off Peak | 1 | 0 | On Peak | 1 | 0 | 0 | On Peak | 1 | 0 | 0 | On Peak | 1 | 0 | 0 | On Peak
2020 | 6 | 22 | 2020-06-22 | 15 | 1 | 0 | 0 | [6 empty] | 0 | 0 | 1 | 0 | Off Peak | 1 | 0 | 0 | On Peak | 0 | 1 | Off Peak | 1 | 0 | On Peak | 1 | 0 | 0 | On Peak | 1 | 0 | 0 | On Peak | 1 | 0 | 0 | On Peak
2020 | 6 | 22 | 2020-06-22 | 16 | 1 | 0 | 0 | [6 empty] | 0 | 0 | 1 | 0 | Off Peak | 1 | 0 | 0 | On Peak | 0 | 1 | Off Peak | 1 | 0 | On Peak | 1 | 0 | 0 | On Peak | 1 | 0 | 0 | On Peak | 1 | 0 | 0 | On Peak
2020 | 6 | 22 | 2020-06-22 | 17 | 1 | 0 | 0 | [6 empty] | 0 | 1 | 0 | 0 | On Peak | 1 | 0 | 0 | On Peak | 1 | 0 | On Peak | 1 | 0 | On Peak | 1 | 0 | 0 | On Peak | 1 | 0 | 0 | On Peak | 1 | 0 | 0 | On Peak
2020 | 6 | 22 | 2020-06-22 | 18 | 1 | 0 | 0 | [6 empty] | 0 | 1 | 0 | 0 | On Peak | 1 | 0 | 0 | On Peak | 1 | 0 | On Peak | 1 | 0 | On Peak | 1 | 0 | 0 | On Peak | 1 | 0 | 0 | On Peak | 1 | 0 | 0 | On Peak
2020 | 6 | 22 | 2020-06-22 | 19 | 1 | 0 | 0 | [6 empty] | 0 | 1 | 0 | 0 | On Peak | 0 | 1 | 0 | Semi-Peak | 1 | 0 | On Peak | 0 | 1 | Off Peak | 0 | 1 | 0 | Off Peak | 1 | 0 | 0 | On Peak | 0 | 1 | 0 | Off Peak
2020 | 6 | 22 | 2020-06-22 | 20 | 1 | 0 | 0 | [6 empty] | 0 | 1 | 0 | 0 | On Peak | 0 | 1 | 0 | Semi-Peak | 1 | 0 | On Peak | 0 | 1 | Off Peak | 0 | 1 | 0 | Off Peak | 1 | 0 | 0 | On Peak | 0 | 1 | 0 | Off Peak
2020 | 6 | 22 | 2020-06-22 | 21 | 1 | 0 | 0 | [6 empty] | 0 | 1 | 0 | 0 | On Peak | 0 | 1 | 0 | Semi-Peak | 1 | 0 | On Peak | 0 | 1 | Off Peak | 0 | 1 | 0 | Off Peak | 0 | 1 | 0 | Off Peak | 0 | 1 | 0 | Off Peak
2020 | 6 | 22 | 2020-06-22 | 22 | 1 | 0 | 0 | [6 empty] | 0 | 0 | 1 | 0 | Off Peak | 0 | 1 | 0 | Semi-Peak | 0 | 1 | Off Peak | 0 | 1 | Off Peak | 0 | 1 | 0 | Off Peak | 0 | 1 | 0 | Off Peak | 0 | 1 | 0 | Off Peak
2020 | 6 | 22 | 2020-06-22 | 23 | 1 | 0 | 0 | [6 empty] | 0 | 0 | 1 | 0 | Off Peak | 0 | 0 | 1 | Off Peak | 0 | 1 | Off Peak | 0 | 1 | Off Peak | 0 | 0 | 1 | Super Off Peak | 0 | 1 | 0 | Off Peak | 0 | 1 | 0 | Off Peak
2020 | 6 | 22 | 2020-06-22 | 24 | 1 | 0 | 0 | [6 empty] | 0 | 0 | 1 | 0 | Off Peak | 0 | 0 | 1 | Off Peak | 0 | 1 | Off Peak | 0 | 1 | Off Peak | 0 | 0 | 1 | Super Off Peak | 0 | 1 | 0 | Off Peak | 0 | 1 | 0 | Off Peak
2020 | 6 | 23 | 2020-06-23 | 1 | 1 | 0 | 0 | [6 empty] | 0 | 0 | 0 | 1 | Super Off Peak | 0 | 0 | 1 | Off Peak | 0 | 1 | Off Peak | 0 | 1 | Off Peak | 0 | 0 | 1 | Super Off Peak | 0 | 0 | 1 | Super Off Peak | 0 | 0 | 1 | Super Off Peak
2020 | 6 | 23 | 2020-06-23 | 2 | 1 | 0 | 0 | [6 empty] | 0 | 0 | 0 | 1 | Super Off Peak | 0 | 0 | 1 | Off Peak | 0 | 1 | Off Peak | 0 | 1 | Off Peak | 0 | 0 | 1 | Super Off Peak | 0 | 0 | 1 | Super Off Peak | 0 | 0 | 1 | Super Off Peak
2020 | 6 | 23 | 2020-06-23 | 3 | 1 | 0 | 0 | [6 empty] | 0 | 0 | 0 | 1 | Super Off Peak | 0 | 0 | 1 | Off Peak | 0 | 1 | Off Peak | 0 | 1 | Off Peak | 0 | 0 | 1 | Super Off Peak | 0 | 0 | 1 | Super Off Peak | 0 | 0 | 1 | Super Off Peak
2020 | 6 | 23 | 2020-06-23 | 4 | 1 | 0 | 0 | [6 empty] | 0 | 0 | 0 | 1 | Super Off Peak | 0 | 0 | 1 | Off Peak | 0 | 1 | Off Peak | 0 | 1 | Off Peak | 0 | 0 | 1 | Super Off Peak | 0 | 0 | 1 | Super Off Peak | 0 | 0 | 1 | Super Off Peak
2020 | 6 | 23 | 2020-06-23 | 5 | 1 | 0 | 0 | [6 empty] | 0 | 0 | 0 | 1 | Super Off Peak | 0 | 0 | 1 | Off Peak | 0 | 1 | Off Peak | 0 | 1 | Off Peak | 0 | 0 | 1 | Super Off Peak | 0 | 0 | 1 | Super Off Peak | 0 | 0 | 1 | Super Off Peak
2020 | 6 | 23 | 2020-06-23 | 6 | 1 | 0 | 0 | [6 empty] | 0 | 0 | 0 | 1 | Super Off Peak | 0 | 0 | 1 | Off Peak | 0 | 1 | Off Peak | 0 | 1 | Off Peak | 0 | 0 | 1 | Super Off Peak | 0 | 1 | 0 | Off Peak | 0 | 1 | 0 | Off Peak
2020 | 6 | 23 | 2020-06-23 | 7 | 1 | 0 | 0 | [6 empty] | 0 | 0 | 1 | 0 | Off Peak | 0 | 1 | 0 | Semi-Peak | 0 | 1 | Off Peak | 0 | 1 | Off Peak | 0 | 1 | 0 | Off Peak | 0 | 1 | 0 | Off Peak | 0 | 1 | 0 | Off Peak
2020 | 6 | 23 | 2020-06-23 | 8 | 1 | 0 | 0 | [6 empty] | 0 | 0 | 1 | 0 | Off Peak | 0 | 1 | 0 | Semi-Peak | 0 | 1 | Off Peak | 0 | 1 | Off Peak | 0 | 1 | 0 | Off Peak | 0 | 1 | 0 | Off Peak | 0 | 1 | 0 | Off Peak
2020 | 6 | 23 | 2020-06-23 | 9 | 1 | 0 | 0 | [6 empty] | 0 | 0 | 1 | 0 | Off Peak | 0 | 1 | 0 | Semi-Peak | 0 | 1 | Off Peak | 0 | 1 | Off Peak | 0 | 1 | 0 | Off Peak | 0 | 1 | 0 | Off Peak | 0 | 1 | 0 | Off Peak
2020 | 6 | 23 | 2020-06-23 | 10 | 1 | 0 | 0 | [6 empty] | 0 | 0 | 1 | 0 | Off Peak | 0 | 1 | 0 | Semi-Peak | 0 | 1 | Off Peak | 0 | 1 | Off Peak | 0 | 1 | 0 | Off Peak | 0 | 1 | 0 | Off Peak | 0 | 1 | 0 | Off Peak
2020 | 6 | 23 | 2020-06-23 | 11 | 1 | 0 | 0 | [6 empty] | 0 | 0 | 1 | 0 | Off Peak | 0 | 1 | 0 | Semi-Peak | 0 | 1 | Off Peak | 0 | 1 | Off Peak | 0 | 1 | 0 | Off Peak | 0 | 1 | 0 | Off Peak | 0 | 1 | 0 | Off Peak
2020 | 6 | 23 | 2020-06-23 | 12 | 1 | 0 | 0 | [6 empty] | 0 | 0 | 1 | 0 | Off Peak | 1 | 0 | 0 | On Peak | 0 | 1 | Off Peak | 0 | 1 | Off Peak | 1 | 0 | 0 | On Peak | 0 | 1 | 0 | Off Peak | 0 | 1 | 0 | Off Peak
2020 | 6 | 23 | 2020-06-23 | 13 | 1 | 0 | 0 | [6 empty] | 0 | 0 | 1 | 0 | Off Peak | 1 | 0 | 0 | On Peak | 0 | 1 | Off Peak | 1 | 0 | On Peak | 1 | 0 | 0 | On Peak | 1 | 0 | 0 | On Peak | 1 | 0 | 0 | On Peak
2020 | 6 | 23 | 2020-06-23 | 14 | 1 | 0 | 0 | [6 empty] | 0 | 0 | 1 | 0 | Off Peak | 1 | 0 | 0 | On Peak | 0 | 1 | Off Peak | 1 | 0 | On Peak | 1 | 0 | 0 | On Peak | 1 | 0 | 0 | On Peak | 1 | 0 | 0 | On Peak
2020 | 6 | 23 | 2020-06-23 | 15 | 1 | 0 | 0 | [6 empty] | 0 | 0 | 1 | 0 | Off Peak | 1 | 0 | 0 | On Peak | 0 | 1 | Off Peak | 1 | 0 | On Peak | 1 | 0 | 0 | On Peak | 1 | 0 | 0 | On Peak | 1 | 0 | 0 | On Peak
2020 | 6 | 23 | 2020-06-23 | 16 | 1 | 0 | 0 | [6 empty] | 0 | 0 | 1 | 0 | Off Peak | 1 | 0 | 0 | On Peak | 0 | 1 | Off Peak | 1 | 0 | On Peak | 1 | 0 | 0 | On Peak | 1 | 0 | 0 | On Peak | 1 | 0 | 0 | On Peak
2020 | 6 | 23 | 2020-06-23 | 17 | 1 | 0 | 0 | [6 empty] | 0 | 1 | 0 | 0 | On Peak | 1 | 0 | 0 | On Peak | 1 | 0 | On Peak | 1 | 0 | On Peak | 1 | 0 | 0 | On Peak | 1 | 0 | 0 | On Peak | 1 | 0 | 0 | On Peak
2020 | 6 | 23 | 2020-06-23 | 18 | 1 | 0 | 0 | [6 empty] | 0 | 1 | 0 | 0 | On Peak | 1 | 0 | 0 | On Peak | 1 | 0 | On Peak | 1 | 0 | On Peak | 1 | 0 | 0 | On Peak | 1 | 0 | 0 | On Peak | 1 | 0 | 0 | On Peak
2020 | 6 | 23 | 2020-06-23 | 19 | 1 | 0 | 0 | [6 empty] | 0 | 1 | 0 | 0 | On Peak | 0 | 1 | 0 | Semi-Peak | 1 | 0 | On Peak | 0 | 1 | Off Peak | 0 | 1 | 0 | Off Peak | 1 | 0 | 0 | On Peak | 0 | 1 | 0 | Off Peak
2020 | 6 | 23 | 2020-06-23 | 20 | 1 | 0 | 0 | [6 empty] | 0 | 1 | 0 | 0 | On Peak | 0 | 1 | 0 | Semi-Peak | 1 | 0 | On Peak | 0 | 1 | Off Peak | 0 | 1 | 0 | Off Peak | 1 | 0 | 0 | On Peak | 0 | 1 | 0 | Off Peak
2020 | 6 | 23 | 2020-06-23 | 21 | 1 | 0 | 0 | [6 empty] | 0 | 1 | 0 | 0 | On Peak | 0 | 1 | 0 | Semi-Peak | 1 | 0 | On Peak | 0 | 1 | Off Peak | 0 | 1 | 0 | Off Peak | 0 | 1 | 0 | Off Peak | 0 | 1 | 0 | Off Peak
2020 | 6 | 23 | 2020-06-23 | 22 | 1 | 0 | 0 | [6 empty] | 0 | 0 | 1 | 0 | Off Peak | 0 | 1 | 0 | Semi-Peak | 0 | 1 | Off Peak | 0 | 1 | Off Peak | 0 | 1 | 0 | Off Peak | 0 | 1 | 0 | Off Peak | 0 | 1 | 0 | Off Peak
2020 | 6 | 23 | 2020-06-23 | 23 | 1 | 0 | 0 | [6 empty] | 0 | 0 | 1 | 0 | Off Peak | 0 | 0 | 1 | Off Peak | 0 | 1 | Off Peak | 0 | 1 | Off Peak | 0 | 0 | 1 | Super Off Peak | 0 | 1 | 0 | Off Peak | 0 | 1 | 0 | Off Peak
2020 | 6 | 23 | 2020-06-23 | 24 | 1 | 0 | 0 | [6 empty] | 0 | 0 | 1 | 0 | Off Peak | 0 | 0 | 1 | Off Peak | 0 | 1 | Off Peak | 0 | 1 | Off Peak | 0 | 0 | 1 | Super Off Peak | 0 | 1 | 0 | Off Peak | 0 | 1 | 0 | Off Peak
2020 | 6 | 24 | 2020-06-24 | 1 | 1 | 0 | 0 | [6 empty] | 0 | 0 | 0 | 1 | Super Off Peak | 0 | 0 | 1 | Off Peak | 0 | 1 | Off Peak | 0 | 1 | Off Peak | 0 | 0 | 1 | Super Off Peak | 0 | 0 | 1 | Super Off Peak | 0 | 0 | 1 | Super Off Peak
2020 | 6 | 24 | 2020-06-24 | 2 | 1 | 0 | 0 | [6 empty] | 0 | 0 | 0 | 1 | Super Off Peak | 0 | 0 | 1 | Off Peak | 0 | 1 | Off Peak | 0 | 1 | Off Peak | 0 | 0 | 1 | Super Off Peak | 0 | 0 | 1 | Super Off Peak | 0 | 0 | 1 | Super Off Peak
2020 | 6 | 24 | 2020-06-24 | 3 | 1 | 0 | 0 | [6 empty] | 0 | 0 | 0 | 1 | Super Off Peak | 0 | 0 | 1 | Off Peak | 0 | 1 | Off Peak | 0 | 1 | Off Peak | 0 | 0 | 1 | Super Off Peak | 0 | 0 | 1 | Super Off Peak | 0 | 0 | 1 | Super Off Peak
2020 | 6 | 24 | 2020-06-24 | 4 | 1 | 0 | 0 | [6 empty] | 0 | 0 | 0 | 1 | Super Off Peak | 0 | 0 | 1 | Off Peak | 0 | 1 | Off Peak | 0 | 1 | Off Peak | 0 | 0 | 1 | Super Off Peak | 0 | 0 | 1 | Super Off Peak | 0 | 0 | 1 | Super Off Peak
2020 | 6 | 24 | 2020-06-24 | 5 | 1 | 0 | 0 | [6 empty] | 0 | 0 | 0 | 1 | Super Off Peak | 0 | 0 | 1 | Off Peak | 0 | 1 | Off Peak | 0 | 1 | Off Peak | 0 | 0 | 1 | Super Off Peak | 0 | 0 | 1 | Super Off Peak | 0 | 0 | 1 | Super Off Peak
2020 | 6 | 24 | 2020-06-24 | 6 | 1 | 0 | 0 | [6 empty] | 0 | 0 | 0 | 1 | Super Off Peak | 0 | 0 | 1 | Off Peak | 0 | 1 | Off Peak | 0 | 1 | Off Peak | 0 | 0 | 1 | Super Off Peak | 0 | 1 | 0 | Off Peak | 0 | 1 | 0 | Off Peak
2020 | 6 | 24 | 2020-06-24 | 7 | 1 | 0 | 0 | [6 empty] | 0 | 0 | 1 | 0 | Off Peak | 0 | 1 | 0 | Semi-Peak | 0 | 1 | Off Peak | 0 | 1 | Off Peak | 0 | 1 | 0 | Off Peak | 0 | 1 | 0 | Off Peak | 0 | 1 | 0 | Off Peak
2020 | 6 | 24 | 2020-06-24 | 8 | 1 | 0 | 0 | [6 empty] | 0 | 0 | 1 | 0 | Off Peak | 0 | 1 | 0 | Semi-Peak | 0 | 1 | Off Peak | 0 | 1 | Off Peak | 0 | 1 | 0 | Off Peak | 0 | 1 | 0 | Off Peak | 0 | 1 | 0 | Off Peak
2020 | 6 | 24 | 2020-06-24 | 9 | 1 | 0 | 0 | [6 empty] | 0 | 0 | 1 | 0 | Off Peak | 0 | 1 | 0 | Semi-Peak | 0 | 1 | Off Peak | 0 | 1 | Off Peak | 0 | 1 | 0 | Off Peak | 0 | 1 | 0 | Off Peak | 0 | 1 | 0 | Off Peak
2020 | 6 | 24 | 2020-06-24 | 10 | 1 | 0 | 0 | [6 empty] | 0 | 0 | 1 | 0 | Off Peak | 0 | 1 | 0 | Semi-Peak | 0 | 1 | Off Peak | 0 | 1 | Off Peak | 0 | 1 | 0 | Off Peak | 0 | 1 | 0 | Off Peak | 0 | 1 | 0 | Off Peak
2020 | 6 | 24 | 2020-06-24 | 11 | 1 | 0 | 0 | [6 empty] | 0 | 0 | 1 | 0 | Off Peak | 0 | 1 | 0 | Semi-Peak | 0 | 1 | Off Peak | 0 | 1 | Off Peak | 0 | 1 | 0 | Off Peak | 0 | 1 | 0 | Off Peak | 0 | 1 | 0 | Off Peak
2020 | 6 | 24 | 2020-06-24 | 12 | 1 | 0 | 0 | [6 empty] | 0 | 0 | 1 | 0 | Off Peak | 1 | 0 | 0 | On Peak | 0 | 1 | Off Peak | 0 | 1 | Off Peak | 1 | 0 | 0 | On Peak | 0 | 1 | 0 | Off Peak | 0 | 1 | 0 | Off Peak
2020 | 6 | 24 | 2020-06-24 | 13 | 1 | 0 | 0 | [6 empty] | 0 | 0 | 1 | 0 | Off Peak | 1 | 0 | 0 | On Peak | 0 | 1 | Off Peak | 1 | 0 | On Peak | 1 | 0 | 0 | On Peak | 1 | 0 | 0 | On Peak | 1 | 0 | 0 | On Peak
2020 | 6 | 24 | 2020-06-24 | 14 | 1 | 0 | 0 | [6 empty] | 0 | 0 | 1 | 0 | Off Peak | 1 | 0 | 0 | On Peak | 0 | 1 | Off Peak | 1 | 0 | On Peak | 1 | 0 | 0 | On Peak | 1 | 0 | 0 | On Peak | 1 | 0 | 0 | On Peak
2020 | 6 | 24 | 2020-06-24 | 15 | 1 | 0 | 0 | [6 empty] | 0 | 0 | 1 | 0 | Off Peak | 1 | 0 | 0 | On Peak | 0 | 1 | Off Peak | 1 | 0 | On Peak | 1 | 0 | 0 | On Peak | 1 | 0 | 0 | On Peak | 1 | 0 | 0 | On Peak
2020 | 6 | 24 | 2020-06-24 | 16 | 1 | 0 | 0 | [6 empty] | 0 | 0 | 1 | 0 | Off Peak | 1 | 0 | 0 | On Peak | 0 | 1 | Off Peak | 1 | 0 | On Peak | 1 | 0 | 0 | On Peak | 1 | 0 | 0 | On Peak | 1 | 0 | 0 | On Peak
2020 | 6 | 24 | 2020-06-24 | 17 | 1 | 0 | 0 | [6 empty] | 0 | 1 | 0 | 0 | On Peak | 1 | 0 | 0 | On Peak | 1 | 0 | On Peak | 1 | 0 | On Peak | 1 | 0 | 0 | On Peak | 1 | 0 | 0 | On Peak | 1 | 0 | 0 | On Peak
2020 | 6 | 24 | 2020-06-24 | 18 | 1 | 0 | 0 | [6 empty] | 0 | 1 | 0 | 0 | On Peak | 1 | 0 | 0 | On Peak | 1 | 0 | On Peak | 1 | 0 | On Peak | 1 | 0 | 0 | On Peak | 1 | 0 | 0 | On Peak | 1 | 0 | 0 | On Peak
2020 | 6 | 24 | 2020-06-24 | 19 | 1 | 0 | 0 | [6 empty] | 0 | 1 | 0 | 0 | On Peak | 0 | 1 | 0 | Semi-Peak | 1 | 0 | On Peak | 0 | 1 | Off Peak | 0 | 1 | 0 | Off Peak | 1 | 0 | 0 | On Peak | 0 | 1 | 0 | Off Peak
2020 | 6 | 24 | 2020-06-24 | 20 | 1 | 0 | 0 | [6 empty] | 0 | 1 | 0 | 0 | On Peak | 0 | 1 | 0 | Semi-Peak | 1 | 0 | On Peak | 0 | 1 | Off Peak | 0 | 1 | 0 | Off Peak | 1 | 0 | 0 | On Peak | 0 | 1 | 0 | Off Peak
2020 | 6 | 24 | 2020-06-24 | 21 | 1 | 0 | 0 | [6 empty] | 0 | 1 | 0 | 0 | On Peak | 0 | 1 | 0 | Semi-Peak | 1 | 0 | On Peak | 0 | 1 | Off Peak | 0 | 1 | 0 | Off Peak | 0 | 1 | 0 | Off Peak | 0 | 1 | 0 | Off Peak
2020 | 6 | 24 | 2020-06-24 | 22 | 1 | 0 | 0 | [6 empty] | 0 | 0 | 1 | 0 | Off Peak | 0 | 1 | 0 | Semi-Peak | 0 | 1 | Off Peak | 0 | 1 | Off Peak | 0 | 1 | 0 | Off Peak | 0 | 1 | 0 | Off Peak | 0 | 1 | 0 | Off Peak
2020 | 6 | 24 | 2020-06-24 | 23 | 1 | 0 | 0 | [6 empty] | 0 | 0 | 1 | 0 | Off Peak | 0 | 0 | 1 | Off Peak | 0 | 1 | Off Peak | 0 | 1 | Off Peak | 0 | 0 | 1 | Super Off Peak | 0 | 1 | 0 | Off Peak | 0 | 1 | 0 | Off Peak
2020 | 6 | 24 | 2020-06-24 | 24 | 1 | 0 | 0 | [6 empty] | 0 | 0 | 1 | 0 | Off Peak | 0 | 0 | 1 | Off Peak | 0 | 1 | Off Peak | 0 | 1 | Off Peak | 0 | 0 | 1 | Super Off Peak | 0 | 1 | 0 | Off Peak | 0 | 1 | 0 | Off Peak
2020 | 6 | 25 | 2020-06-25 | 1 | 1 | 0 | 0 | [6 empty] | 0 | 0 | 0 | 1 | Super Off Peak | 0 | 0 | 1 | Off Peak | 0 | 1 | Off Peak | 0 | 1 | Off Peak | 0 | 0 | 1 | Super Off Peak | 0 | 0 | 1 | Super Off Peak | 0 | 0 | 1 | Super Off Peak
2020 | 6 | 25 | 2020-06-25 | 2 | 1 | 0 | 0 | [6 empty] | 0 | 0 | 0 | 1 | Super Off Peak | 0 | 0 | 1 | Off Peak | 0 | 1 | Off Peak | 0 | 1 | Off Peak | 0 | 0 | 1 | Super Off Peak | 0 | 0 | 1 | Super Off Peak | 0 | 0 | 1 | Super Off Peak
2020 | 6 | 25 | 2020-06-25 | 3 | 1 | 0 | 0 | [6 empty] | 0 | 0 | 0 | 1 | Super Off Peak | 0 | 0 | 1 | Off Peak | 0 | 1 | Off Peak | 0 | 1 | Off Peak | 0 | 0 | 1 | Super Off Peak | 0 | 0 | 1 | Super Off Peak | 0 | 0 | 1 | Super Off Peak
2020 | 6 | 25 | 2020-06-25 | 4 | 1 | 0 | 0 | [6 empty] | 0 | 0 | 0 | 1 | Super Off Peak | 0 | 0 | 1 | Off Peak | 0 | 1 | Off Peak | 0 | 1 | Off Peak | 0 | 0 | 1 | Super Off Peak | 0 | 0 | 1 | Super Off Peak | 0 | 0 | 1 | Super Off Peak
2020 | 6 | 25 | 2020-06-25 | 5 | 1 | 0 | 0 | [6 empty] | 0 | 0 | 0 | 1 | Super Off Peak | 0 | 0 | 1 | Off Peak | 0 | 1 | Off Peak | 0 | 1 | Off Peak | 0 | 0 | 1 | Super Off Peak | 0 | 0 | 1 | Super Off Peak | 0 | 0 | 1 | Super Off Peak
2020 | 6 | 25 | 2020-06-25 | 6 | 1 | 0 | 0 | [6 empty] | 0 | 0 | 0 | 1 | Super Off Peak | 0 | 0 | 1 | Off Peak | 0 | 1 | Off Peak | 0 | 1 | Off Peak | 0 | 0 | 1 | Super Off Peak | 0 | 1 | 0 | Off Peak | 0 | 1 | 0 | Off Peak
2020 | 6 | 25 | 2020-06-25 | 7 | 1 | 0 | 0 | [6 empty] | 0 | 0 | 1 | 0 | Off Peak | 0 | 1 | 0 | Semi-Peak | 0 | 1 | Off Peak | 0 | 1 | Off Peak | 0 | 1 | 0 | Off Peak | 0 | 1 | 0 | Off Peak | 0 | 1 | 0 | Off Peak
2020 | 6 | 25 | 2020-06-25 | 8 | 1 | 0 | 0 | [6 empty] | 0 | 0 | 1 | 0 | Off Peak | 0 | 1 | 0 | Semi-Peak | 0 | 1 | Off Peak | 0 | 1 | Off Peak | 0 | 1 | 0 | Off Peak | 0 | 1 | 0 | Off Peak | 0 | 1 | 0 | Off Peak
2020 | 6 | 25 | 2020-06-25 | 9 | 1 | 0 | 0 | [6 empty] | 0 | 0 | 1 | 0 | Off Peak | 0 | 1 | 0 | Semi-Peak | 0 | 1 | Off Peak | 0 | 1 | Off Peak | 0 | 1 | 0 | Off Peak | 0 | 1 | 0 | Off Peak | 0 | 1 | 0 | Off Peak
2020 | 6 | 25 | 2020-06-25 | 10 | 1 | 0 | 0 | [6 empty] | 0 | 0 | 1 | 0 | Off Peak | 0 | 1 | 0 | Semi-Peak | 0 | 1 | Off Peak | 0 | 1 | Off Peak | 0 | 1 | 0 | Off Peak | 0 | 1 | 0 | Off Peak | 0 | 1 | 0 | Off Peak
2020 | 6 | 25 | 2020-06-25 | 11 | 1 | 0 | 0 | [6 empty] | 0 | 0 | 1 | 0 | Off Peak | 0 | 1 | 0 | Semi-Peak | 0 | 1 | Off Peak | 0 | 1 | Off Peak | 0 | 1 | 0 | Off Peak | 0 | 1 | 0 | Off Peak | 0 | 1 | 0 | Off Peak
2020 | 6 | 25 | 2020-06-25 | 12 | 1 | 0 | 0 | [6 empty] | 0 | 0 | 1 | 0 | Off Peak | 1 | 0 | 0 | On Peak | 0 | 1 | Off Peak | 0 | 1 | Off Peak | 1 | 0 | 0 | On Peak | 0 | 1 | 0 | Off Peak | 0 | 1 | 0 | Off Peak
2020 | 6 | 25 | 2020-06-25 | 13 | 1 | 0 | 0 | [6 empty] | 0 | 0 | 1 | 0 | Off Peak | 1 | 0 | 0 | On Peak | 0 | 1 | Off Peak | 1 | 0 | On Peak | 1 | 0 | 0 | On Peak | 1 | 0 | 0 | On Peak | 1 | 0 | 0 | On Peak
2020 | 6 | 25 | 2020-06-25 | 14 | 1 | 0 | 0 | [6 empty] | 0 | 0 | 1 | 0 | Off Peak | 1 | 0 | 0 | On Peak | 0 | 1 | Off Peak | 1 | 0 | On Peak | 1 | 0 | 0 | On Peak | 1 | 0 | 0 | On Peak | 1 | 0 | 0 | On Peak
2020 | 6 | 25 | 2020-06-25 | 15 | 1 | 0 | 0 | [6 empty] | 0 | 0 | 1 | 0 | Off Peak | 1 | 0 | 0 | On Peak | 0 | 1 | Off Peak | 1 | 0 | On Peak | 1 | 0 | 0 | On Peak | 1 | 0 | 0 | On Peak | 1 | 0 | 0 | On Peak
2020 | 6 | 25 | 2020-06-25 | 16 | 1 | 0 | 0 | [6 empty] | 0 | 0 | 1 | 0 | Off Peak | 1 | 0 | 0 | On Peak | 0 | 1 | Off Peak | 1 | 0 | On Peak | 1 | 0 | 0 | On Peak | 1 | 0 | 0 | On Peak | 1 | 0 | 0 | On Peak
2020 | 6 | 25 | 2020-06-25 | 17 | 1 | 0 | 0 | [6 empty] | 0 | 1 | 0 | 0 | On Peak | 1 | 0 | 0 | On Peak | 1 | 0 | On Peak | 1 | 0 | On Peak | 1 | 0 | 0 | On Peak | 1 | 0 | 0 | On Peak | 1 | 0 | 0 | On Peak
2020 | 6 | 25 | 2020-06-25 | 18 | 1 | 0 | 0 | [6 empty] | 0 | 1 | 0 | 0 | On Peak | 1 | 0 | 0 | On Peak | 1 | 0 | On Peak | 1 | 0 | On Peak | 1 | 0 | 0 | On Peak | 1 | 0 | 0 | On Peak | 1 | 0 | 0 | On Peak
2020 | 6 | 25 | 2020-06-25 | 19 | 1 | 0 | 0 | [6 empty] | 0 | 1 | 0 | 0 | On Peak | 0 | 1 | 0 | Semi-Peak | 1 | 0 | On Peak | 0 | 1 | Off Peak | 0 | 1 | 0 | Off Peak | 1 | 0 | 0 | On Peak | 0 | 1 | 0 | Off Peak
2020 | 6 | 25 | 2020-06-25 | 20 | 1 | 0 | 0 | [6 empty] | 0 | 1 | 0 | 0 | On Peak | 0 | 1 | 0 | Semi-Peak | 1 | 0 | On Peak | 0 | 1 | Off Peak | 0 | 1 | 0 | Off Peak | 1 | 0 | 0 | On Peak | 0 | 1 | 0 | Off Peak
2020 | 6 | 25 | 2020-06-25 | 21 | 1 | 0 | 0 | [6 empty] | 0 | 1 | 0 | 0 | On Peak | 0 | 1 | 0 | Semi-Peak | 1 | 0 | On Peak | 0 | 1 | Off Peak | 0 | 1 | 0 | Off Peak | 0 | 1 | 0 | Off Peak | 0 | 1 | 0 | Off Peak
2020 | 6 | 25 | 2020-06-25 | 22 | 1 | 0 | 0 | [6 empty] | 0 | 0 | 1 | 0 | Off Peak | 0 | 1 | 0 | Semi-Peak | 0 | 1 | Off Peak | 0 | 1 | Off Peak | 0 | 1 | 0 | Off Peak | 0 | 1 | 0 | Off Peak | 0 | 1 | 0 | Off Peak
2020 | 6 | 25 | 2020-06-25 | 23 | 1 | 0 | 0 | [6 empty] | 0 | 0 | 1 | 0 | Off Peak | 0 | 0 | 1 | Off Peak | 0 | 1 | Off Peak | 0 | 1 | Off Peak | 0 | 0 | 1 | Super Off Peak | 0 | 1 | 0 | Off Peak | 0 | 1 | 0 | Off Peak
2020 | 6 | 25 | 2020-06-25 | 24 | 1 | 0 | 0 | [6 empty] | 0 | 0 | 1 | 0 | Off Peak | 0 | 0 | 1 | Off Peak | 0 | 1 | Off Peak | 0 | 1 | Off Peak | 0 | 0 | 1 | Super Off Peak | 0 | 1 | 0 | Off Peak | 0 | 1 | 0 | Off Peak
2020 | 6 | 26 | 2020-06-26 | 1 | 1 | 0 | 0 | [6 empty] | 0 | 0 | 0 | 1 | Super Off Peak | 0 | 0 | 1 | Off Peak | 0 | 1 | Off Peak | 0 | 1 | Off Peak | 0 | 0 | 1 | Super Off Peak | 0 | 0 | 1 | Super Off Peak | 0 | 0 | 1 | Super Off Peak
2020 | 6 | 26 | 2020-06-26 | 2 | 1 | 0 | 0 | [6 empty] | 0 | 0 | 0 | 1 | Super Off Peak | 0 | 0 | 1 | Off Peak | 0 | 1 | Off Peak | 0 | 1 | Off Peak | 0 | 0 | 1 | Super Off Peak | 0 | 0 | 1 | Super Off Peak | 0 | 0 | 1 | Super Off Peak
2020 | 6 | 26 | 2020-06-26 | 3 | 1 | 0 | 0 | [6 empty] | 0 | 0 | 0 | 1 | Super Off Peak | 0 | 0 | 1 | Off Peak | 0 | 1 | Off Peak | 0 | 1 | Off Peak | 0 | 0 | 1 | Super Off Peak | 0 | 0 | 1 | Super Off Peak | 0 | 0 | 1 | Super Off Peak
2020 | 6 | 26 | 2020-06-26 | 4 | 1 | 0 | 0 | [6 empty] | 0 | 0 | 0 | 1 | Super Off Peak | 0 | 0 | 1 | Off Peak | 0 | 1 | Off Peak | 0 | 1 | Off Peak | 0 | 0 | 1 | Super Off Peak | 0 | 0 | 1 | Super Off Peak | 0 | 0 | 1 | Super Off Peak
2020 | 6 | 26 | 2020-06-26 | 5 | 1 | 0 | 0 | [6 empty] | 0 | 0 | 0 | 1 | Super Off Peak | 0 | 0 | 1 | Off Peak | 0 | 1 | Off Peak | 0 | 1 | Off Peak | 0 | 0 | 1 | Super Off Peak | 0 | 0 | 1 | Super Off Peak | 0 | 0 | 1 | Super Off Peak
2020 | 6 | 26 | 2020-06-26 | 6 | 1 | 0 | 0 | [6 empty] | 0 | 0 | 0 | 1 | Super Off Peak | 0 | 0 | 1 | Off Peak | 0 | 1 | Off Peak | 0 | 1 | Off Peak | 0 | 0 | 1 | Super Off Peak | 0 | 1 | 0 | Off Peak | 0 | 1 | 0 | Off Peak
2020 | 6 | 26 | 2020-06-26 | 7 | 1 | 0 | 0 | [6 empty] | 0 | 0 | 1 | 0 | Off Peak | 0 | 1 | 0 | Semi-Peak | 0 | 1 | Off Peak | 0 | 1 | Off Peak | 0 | 1 | 0 | Off Peak | 0 | 1 | 0 | Off Peak | 0 | 1 | 0 | Off Peak
2020 | 6 | 26 | 2020-06-26 | 8 | 1 | 0 | 0 | [6 empty] | 0 | 0 | 1 | 0 | Off Peak | 0 | 1 | 0 | Semi-Peak | 0 | 1 | Off Peak | 0 | 1 | Off Peak | 0 | 1 | 0 | Off Peak | 0 | 1 | 0 | Off Peak | 0 | 1 | 0 | Off Peak
2020 | 6 | 26 | 2020-06-26 | 9 | 1 | 0 | 0 | [6 empty] | 0 | 0 | 1 | 0 | Off Peak | 0 | 1 | 0 | Semi-Peak | 0 | 1 | Off Peak | 0 | 1 | Off Peak | 0 | 1 | 0 | Off Peak | 0 | 1 | 0 | Off Peak | 0 | 1 | 0 | Off Peak
2020 | 6 | 26 | 2020-06-26 | 10 | 1 | 0 | 0 | [6 empty] | 0 | 0 | 1 | 0 | Off Peak | 0 | 1 | 0 | Semi-Peak | 0 | 1 | Off Peak | 0 | 1 | Off Peak | 0 | 1 | 0 | Off Peak | 0 | 1 | 0 | Off Peak | 0 | 1 | 0 | Off Peak
2020 | 6 | 26 | 2020-06-26 | 11 | 1 | 0 | 0 | [6 empty] | 0 | 0 | 1 | 0 | Off Peak | 0 | 1 | 0 | Semi-Peak | 0 | 1 | Off Peak | 0 | 1 | Off Peak | 0 | 1 | 0 | Off Peak | 0 | 1 | 0 | Off Peak | 0 | 1 | 0 | Off Peak
2020 | 6 | 26 | 2020-06-26 | 12 | 1 | 0 | 0 | [6 empty] | 0 | 0 | 1 | 0 | Off Peak | 1 | 0 | 0 | On Peak | 0 | 1 | Off Peak | 0 | 1 | Off Peak | 1 | 0 | 0 | On Peak | 0 | 1 | 0 | Off Peak | 0 | 1 | 0 | Off Peak
2020 | 6 | 26 | 2020-06-26 | 13 | 1 | 0 | 0 | [6 empty] | 0 | 0 | 1 | 0 | Off Peak | 1 | 0 | 0 | On Peak | 0 | 1 | Off Peak | 1 | 0 | On Peak | 1 | 0 | 0 | On Peak | 1 | 0 | 0 | On Peak | 1 | 0 | 0 | On Peak
2020 | 6 | 26 | 2020-06-26 | 14 | 1 | 0 | 0 | [6 empty] | 0 | 0 | 1 | 0 | Off Peak | 1 | 0 | 0 | On Peak | 0 | 1 | Off Peak | 1 | 0 | On Peak | 1 | 0 | 0 | On Peak | 1 | 0 | 0 | On Peak | 1 | 0 | 0 | On Peak
2020 | 6 | 26 | 2020-06-26 | 15 | 1 | 0 | 0 | [6 empty] | 0 | 0 | 1 | 0 | Off Peak | 1 | 0 | 0 | On Peak | 0 | 1 | Off Peak | 1 | 0 | On Peak | 1 | 0 | 0 | On Peak | 1 | 0 | 0 | On Peak | 1 | 0 | 0 | On Peak
2020 | 6 | 26 | 2020-06-26 | 16 | 1 | 0 | 0 | [6 empty] | 0 | 0 | 1 | 0 | Off Peak | 1 | 0 | 0 | On Peak | 0 | 1 | Off Peak | 1 | 0 | On Peak | 1 | 0 | 0 | On Peak | 1 | 0 | 0 | On Peak | 1 | 0 | 0 | On Peak
2020 | 6 | 26 | 2020-06-26 | 17 | 1 | 0 | 0 | [6 empty] | 0 | 1 | 0 | 0 | On Peak | 1 | 0 | 0 | On Peak | 1 | 0 | On Peak | 1 | 0 | On Peak | 1 | 0 | 0 | On Peak | 1 | 0 | 0 | On Peak | 1 | 0 | 0 | On Peak
2020 | 6 | 26 | 2020-06-26 | 18 | 1 | 0 | 0 | [6 empty] | 0 | 1 | 0 | 0 | On Peak | 1 | 0 | 0 | On Peak | 1 | 0 | On Peak | 1 | 0 | On Peak | 1 | 0 | 0 | On Peak | 1 | 0 | 0 | On Peak | 1 | 0 | 0 | On Peak
2020 | 6 | 26 | 2020-06-26 | 19 | 1 | 0 | 0 | [6 empty] | 0 | 1 | 0 | 0 | On Peak | 0 | 1 | 0 | Semi-Peak | 1 | 0 | On Peak | 0 | 1 | Off Peak | 0 | 1 | 0 | Off Peak | 1 | 0 | 0 | On Peak | 0 | 1 | 0 | Off Peak
2020 | 6 | 26 | 2020-06-26 | 20 | 1 | 0 | 0 | [6 empty] | 0 | 1 | 0 | 0 | On Peak | 0 | 1 | 0 | Semi-Peak | 1 | 0 | On Peak | 0 | 1 | Off Peak | 0 | 1 | 0 | Off Peak | 1 | 0 | 0 | On Peak | 0 | 1 | 0 | Off Peak
2020 | 6 | 26 | 2020-06-26 | 21 | 1 | 0 | 0 | [6 empty] | 0 | 1 | 0 | 0 | On Peak | 0 | 1 | 0 | Semi-Peak | 1 | 0 | On Peak | 0 | 1 | Off Peak | 0 | 1 | 0 | Off Peak | 0 | 1 | 0 | Off Peak | 0 | 1 | 0 | Off Peak
2020 | 6 | 26 | 2020-06-26 | 22 | 1 | 0 | 0 | [6 empty] | 0 | 0 | 1 | 0 | Off Peak | 0 | 1 | 0 | Semi-Peak | 0 | 1 | Off Peak | 0 | 1 | Off Peak | 0 | 1 | 0 | Off Peak | 0 | 1 | 0 | Off Peak | 0 | 1 | 0 | Off Peak
2020 | 6 | 26 | 2020-06-26 | 23 | 1 | 0 | 0 | [6 empty] | 0 | 0 | 1 | 0 | Off Peak | 0 | 0 | 1 | Off Peak | 0 | 1 | Off Peak | 0 | 1 | Off Peak | 0 | 0 | 1 | Super Off Peak | 0 | 1 | 0 | Off Peak | 0 | 1 | 0 | Off Peak
2020 | 6 | 26 | 2020-06-26 | 24 | 1 | 0 | 0 | [6 empty] | 0 | 0 | 1 | 0 | Off Peak | 0 | 0 | 1 | Off Peak | 0 | 1 | Off Peak | 0 | 1 | Off Peak | 0 | 0 | 1 | Super Off Peak | 0 | 1 | 0 | Off Peak | 0 | 1 | 0 | Off Peak
2020 | 6 | 27 | 2020-06-27 | 1 | 1 | 1 | 0 | [6 empty] | 0 | 0 | 0 | 1 | Super Off Peak | 0 | 0 | 1 | Off Peak | 0 | 1 | Off Peak | 0 | 1 | Off Peak | 0 | 0 | 1 | Super Off Peak | 0 | 0 | 1 | Super Off Peak | 0 | 0 | 1 | Super Off Peak
2020 | 6 | 27 | 2020-06-27 | 2 | 1 | 1 | 0 | [6 empty] | 0 | 0 | 0 | 1 | Super Off Peak | 0 | 0 | 1 | Off Peak | 0 | 1 | Off Peak | 0 | 1 | Off Peak | 0 | 0 | 1 | Super Off Peak | 0 | 0 | 1 | Super Off Peak | 0 | 0 | 1 | Super Off Peak
2020 | 6 | 27 | 2020-06-27 | 3 | 1 | 1 | 0 | [6 empty] | 0 | 0 | 0 | 1 | Super Off Peak | 0 | 0 | 1 | Off Peak | 0 | 1 | Off Peak | 0 | 1 | Off Peak | 0 | 0 | 1 | Super Off Peak | 0 | 0 | 1 | Super Off Peak | 0 | 0 | 1 | Super Off Peak
2020 | 6 | 27 | 2020-06-27 | 4 | 1 | 1 | 0 | [6 empty] | 0 | 0 | 0 | 1 | Super Off Peak | 0 | 0 | 1 | Off Peak | 0 | 1 | Off Peak | 0 | 1 | Off Peak | 0 | 0 | 1 | Super Off Peak | 0 | 0 | 1 | Super Off Peak | 0 | 0 | 1 | Super Off Peak
2020 | 6 | 27 | 2020-06-27 | 5 | 1 | 1 | 0 | [6 empty] | 0 | 0 | 0 | 1 | Super Off Peak | 0 | 0 | 1 | Off Peak | 0 | 1 | Off Peak | 0 | 1 | Off Peak | 0 | 0 | 1 | Super Off Peak | 0 | 0 | 1 | Super Off Peak | 0 | 0 | 1 | Super Off Peak
2020 | 6 | 27 | 2020-06-27 | 6 | 1 | 1 | 0 | [6 empty] | 0 | 0 | 0 | 1 | Super Off Peak | 0 | 0 | 1 | Off Peak | 0 | 1 | Off Peak | 0 | 1 | Off Peak | 0 | 0 | 1 | Super Off Peak | 0 | 1 | 0 | Off Peak | 0 | 1 | 0 | Off Peak
2020 | 6 | 27 | 2020-06-27 | 7 | 1 | 1 | 0 | [6 empty] | 0 | 0 | 0 | 1 | Super Off Peak | 0 | 0 | 1 | Off Peak | 0 | 1 | Off Peak | 0 | 1 | Off Peak | 0 | 0 | 1 | Super Off Peak | 0 | 1 | 0 | Off Peak | 0 | 1 | 0 | Off Peak
2020 | 6 | 27 | 2020-06-27 | 8 | 1 | 1 | 0 | [6 empty] | 0 | 0 | 0 | 1 | Super Off Peak | 0 | 0 | 1 | Off Peak | 0 | 1 | Off Peak | 0 | 1 | Off Peak | 0 | 0 | 1 | Super Off Peak | 0 | 1 | 0 | Off Peak | 0 | 1 | 0 | Off Peak
2020 | 6 | 27 | 2020-06-27 | 9 | 1 | 1 | 0 | [6 empty] | 0 | 0 | 0 | 1 | Super Off Peak | 0 | 0 | 1 | Off Peak | 0 | 1 | Off Peak | 0 | 1 | Off Peak | 0 | 0 | 1 | Super Off Peak | 0 | 1 | 0 | Off Peak | 0 | 1 | 0 | Off Peak
2020 | 6 | 27 | 2020-06-27 | 10 | 1 | 1 | 0 | [6 empty] | 0 | 0 | 0 | 1 | Super Off Peak | 0 | 0 | 1 | Off Peak | 0 | 1 | Off Peak | 0 | 1 | Off Peak | 0 | 0 | 1 | Super Off Peak | 0 | 1 | 0 | Off Peak | 0 | 1 | 0 | Off Peak
2020 | 6 | 27 | 2020-06-27 | 11 | 1 | 1 | 0 | [6 empty] | 0 | 0 | 0 | 1 | Super Off Peak | 0 | 0 | 1 | Off Peak | 0 | 1 | Off Peak | 0 | 1 | Off Peak | 0 | 0 | 1 | Super Off Peak | 0 | 1 | 0 | Off Peak | 0 | 1 | 0 | Off Peak
2020 | 6 | 27 | 2020-06-27 | 12 | 1 | 1 | 0 | [6 empty] | 0 | 0 | 0 | 1 | Super Off Peak | 0 | 0 | 1 | Off Peak | 0 | 1 | Off Peak | 0 | 1 | Off Peak | 0 | 0 | 1 | Super Off Peak | 0 | 1 | 0 | Off Peak | 0 | 1 | 0 | Off Peak
2020 | 6 | 27 | 2020-06-27 | 13 | 1 | 1 | 0 | [6 empty] | 0 | 0 | 0 | 1 | Super Off Peak | 0 | 0 | 1 | Off Peak | 0 | 1 | Off Peak | 0 | 1 | Off Peak | 0 | 0 | 1 | Super Off Peak | 1 | 0 | 0 | On Peak | 1 | 0 | 0 | On Peak
2020 | 6 | 27 | 2020-06-27 | 14 | 1 | 1 | 0 | [6 empty] | 0 | 0 | 0 | 1 | Super Off Peak | 0 | 0 | 1 | Off Peak | 0 | 1 | Off Peak | 0 | 1 | Off Peak | 0 | 0 | 1 | Super Off Peak | 1 | 0 | 0 | On Peak | 1 | 0 | 0 | On Peak
2020 | 6 | 27 | 2020-06-27 | 15 | 1 | 1 | 0 | [6 empty] | 0 | 0 | 1 | 0 | Off Peak | 0 | 0 | 1 | Off Peak | 0 | 1 | Off Peak | 0 | 1 | Off Peak | 0 | 0 | 1 | Super Off Peak | 1 | 0 | 0 | On Peak | 1 | 0 | 0 | On Peak
2020 | 6 | 27 | 2020-06-27 | 16 | 1 | 1 | 0 | [6 empty] | 0 | 0 | 1 | 0 | Off Peak | 0 | 0 | 1 | Off Peak | 0 | 1 | Off Peak | 0 | 1 | Off Peak | 0 | 0 | 1 | Super Off Peak | 1 | 0 | 0 | On Peak | 1 | 0 | 0 | On Peak
2020 | 6 | 27 | 2020-06-27 | 17 | 1 | 1 | 0 | [6 empty] | 0 | 1 | 0 | 0 | On Peak | 0 | 0 | 1 | Off Peak | 0 | 1 | Off Peak | 0 | 1 | Off Peak | 0 | 0 | 1 | Super Off Peak | 1 | 0 | 0 | On Peak | 1 | 0 | 0 | On Peak
2020 | 6 | 27 | 2020-06-27 | 18 | 1 | 1 | 0 | [6 empty] | 0 | 1 | 0 | 0 | On Peak | 0 | 0 | 1 | Off Peak | 0 | 1 | Off Peak | 0 | 1 | Off Peak | 0 | 0 | 1 | Super Off Peak | 1 | 0 | 0 | On Peak | 1 | 0 | 0 | On Peak
2020 | 6 | 27 | 2020-06-27 | 19 | 1 | 1 | 0 | [6 empty] | 0 | 1 | 0 | 0 | On Peak | 0 | 0 | 1 | Off Peak | 0 | 1 | Off Peak | 0 | 1 | Off Peak | 0 | 0 | 1 | Super Off Peak | 1 | 0 | 0 | On Peak | 0 | 1 | 0 | Off Peak
2020 | 6 | 27 | 2020-06-27 | 20 | 1 | 1 | 0 | [6 empty] | 0 | 1 | 0 | 0 | On Peak | 0 | 0 | 1 | Off Peak | 0 | 1 | Off Peak | 0 | 1 | Off Peak | 0 | 0 | 1 | Super Off Peak | 1 | 0 | 0 | On Peak | 0 | 1 | 0 | Off Peak
2020 | 6 | 27 | 2020-06-27 | 21 | 1 | 1 | 0 | [6 empty] | 0 | 1 | 0 | 0 | On Peak | 0 | 0 | 1 | Off Peak | 0 | 1 | Off Peak | 0 | 1 | Off Peak | 0 | 0 | 1 | Super Off Peak | 0 | 1 | 0 | Off Peak | 0 | 1 | 0 | Off Peak
2020 | 6 | 27 | 2020-06-27 | 22 | 1 | 1 | 0 | [6 empty] | 0 | 0 | 1 | 0 | Off Peak | 0 | 0 | 1 | Off Peak | 0 | 1 | Off Peak | 0 | 1 | Off Peak | 0 | 0 | 1 | Super Off Peak | 0 | 1 | 0 | Off Peak | 0 | 1 | 0 | Off Peak
2020 | 6 | 27 | 2020-06-27 | 23 | 1 | 1 | 0 | [6 empty] | 0 | 0 | 1 | 0 | Off Peak | 0 | 0 | 1 | Off Peak | 0 | 1 | Off Peak | 0 | 1 | Off Peak | 0 | 0 | 1 | Super Off Peak | 0 | 1 | 0 | Off Peak | 0 | 1 | 0 | Off Peak
2020 | 6 | 27 | 2020-06-27 | 24 | 1 | 1 | 0 | [6 empty] | 0 | 0 | 1 | 0 | Off Peak | 0 | 0 | 1 | Off Peak | 0 | 1 | Off Peak | 0 | 1 | Off Peak | 0 | 0 | 1 | Super Off Peak | 0 | 1 | 0 | Off Peak | 0 | 1 | 0 | Off Peak
2020 | 6 | 28 | 2020-06-28 | 1 | 1 | 1 | 0 | [6 empty] | 0 | 0 | 0 | 1 | Super Off Peak | 0 | 0 | 1 | Off Peak | 0 | 1 | Off Peak | 0 | 1 | Off Peak | 0 | 0 | 1 | Super Off Peak | 0 | 0 | 1 | Super Off Peak | 0 | 0 | 1 | Super Off Peak
2020 | 6 | 28 | 2020-06-28 | 2 | 1 | 1 | 0 | [6 empty] | 0 | 0 | 0 | 1 | Super Off Peak | 0 | 0 | 1 | Off Peak | 0 | 1 | Off Peak | 0 | 1 | Off Peak | 0 | 0 | 1 | Super Off Peak | 0 | 0 | 1 | Super Off Peak | 0 | 0 | 1 | Super Off Peak
2020 | 6 | 28 | 2020-06-28 | 3 | 1 | 1 | 0 | [6 empty] | 0 | 0 | 0 | 1 | Super Off Peak | 0 | 0 | 1 | Off Peak | 0 | 1 | Off Peak | 0 | 1 | Off Peak | 0 | 0 | 1 | Super Off Peak | 0 | 0 | 1 | Super Off Peak | 0 | 0 | 1 | Super Off Peak
2020 | 6 | 28 | 2020-06-28 | 4 | 1 | 1 | 0 | [6 empty] | 0 | 0 | 0 | 1 | Super Off Peak | 0 | 0 | 1 | Off Peak | 0 | 1 | Off Peak | 0 | 1 | Off Peak | 0 | 0 | 1 | Super Off Peak | 0 | 0 | 1 | Super Off Peak | 0 | 0 | 1 | Super Off Peak
2020 | 6 | 28 | 2020-06-28 | 5 | 1 | 1 | 0 | [6 empty] | 0 | 0 | 0 | 1 | Super Off Peak | 0 | 0 | 1 | Off Peak | 0 | 1 | Off Peak | 0 | 1 | Off Peak | 0 | 0 | 1 | Super Off Peak | 0 | 0 | 1 | Super Off Peak | 0 | 0 | 1 | Super Off Peak
2020 | 6 | 28 | 2020-06-28 | 6 | 1 | 1 | 0 | [6 empty] | 0 | 0 | 0 | 1 | Super Off Peak | 0 | 0 | 1 | Off Peak | 0 | 1 | Off Peak | 0 | 1 | Off Peak | 0 | 0 | 1 | Super Off Peak | 0 | 1 | 0 | Off Peak | 0 | 1 | 0 | Off Peak
2020 | 6 | 28 | 2020-06-28 | 7 | 1 | 1 | 0 | [6 empty] | 0 | 0 | 0 | 1 | Super Off Peak | 0 | 0 | 1 | Off Peak | 0 | 1 | Off Peak | 0 | 1 | Off Peak | 0 | 0 | 1 | Super Off Peak | 0 | 1 | 0 | Off Peak | 0 | 1 | 0 | Off Peak
2020 | 6 | 28 | 2020-06-28 | 8 | 1 | 1 | 0 | [6 empty] | 0 | 0 | 0 | 1 | Super Off Peak | 0 | 0 | 1 | Off Peak | 0 | 1 | Off Peak | 0 | 1 | Off Peak | 0 | 0 | 1 | Super Off Peak | 0 | 1 | 0 | Off Peak | 0 | 1 | 0 | Off Peak
2020 | 6 | 28 | 2020-06-28 | 9 | 1 | 1 | 0 | [6 empty] | 0 | 0 | 0 | 1 | Super Off Peak | 0 | 0 | 1 | Off Peak | 0 | 1 | Off Peak | 0 | 1 | Off Peak | 0 | 0 | 1 | Super Off Peak | 0 | 1 | 0 | Off Peak | 0 | 1 | 0 | Off Peak
2020 | 6 | 28 | 2020-06-28 | 10 | 1 | 1 | 0 | [6 empty] | 0 | 0 | 0 | 1 | Super Off Peak | 0 | 0 | 1 | Off Peak | 0 | 1 | Off Peak | 0 | 1 | Off Peak | 0 | 0 | 1 | Super Off Peak | 0 | 1 | 0 | Off Peak | 0 | 1 | 0 | Off Peak
2020 | 6 | 28 | 2020-06-28 | 11 | 1 | 1 | 0 | [6 empty] | 0 | 0 | 0 | 1 | Super Off Peak | 0 | 0 | 1 | Off Peak | 0 | 1 | Off Peak | 0 | 1 | Off Peak | 0 | 0 | 1 | Super Off Peak | 0 | 1 | 0 | Off Peak | 0 | 1 | 0 | Off Peak
2020 | 6 | 28 | 2020-06-28 | 12 | 1 | 1 | 0 | [6 empty] | 0 | 0 | 0 | 1 | Super Off Peak | 0 | 0 | 1 | Off Peak | 0 | 1 | Off Peak | 0 | 1 | Off Peak | 0 | 0 | 1 | Super Off Peak | 0 | 1 | 0 | Off Peak | 0 | 1 | 0 | Off Peak
2020 | 6 | 28 | 2020-06-28 | 13 | 1 | 1 | 0 | [6 empty] | 0 | 0 | 0 | 1 | Super Off Peak | 0 | 0 | 1 | Off Peak | 0 | 1 | Off Peak | 0 | 1 | Off Peak | 0 | 0 | 1 | Super Off Peak | 1 | 0 | 0 | On Peak | 1 | 0 | 0 | On Peak
2020 | 6 | 28 | 2020-06-28 | 14 | 1 | 1 | 0 | [6 empty] | 0 | 0 | 0 | 1 | Super Off Peak | 0 | 0 | 1 | Off Peak | 0 | 1 | Off Peak | 0 | 1 | Off Peak | 0 | 0 | 1 | Super Off Peak | 1 | 0 | 0 | On Peak | 1 | 0 | 0 | On Peak
2020 | 6 | 28 | 2020-06-28 | 15 | 1 | 1 | 0 | [6 empty] | 0 | 0 | 1 | 0 | Off Peak | 0 | 0 | 1 | Off Peak | 0 | 1 | Off Peak | 0 | 1 | Off Peak | 0 | 0 | 1 | Super Off Peak | 1 | 0 | 0 | On Peak | 1 | 0 | 0 | On Peak
2020 | 6 | 28 | 2020-06-28 | 16 | 1 | 1 | 0 | [6 empty] | 0 | 0 | 1 | 0 | Off Peak | 0 | 0 | 1 | Off Peak | 0 | 1 | Off Peak | 0 | 1 | Off Peak | 0 | 0 | 1 | Super Off Peak | 1 | 0 | 0 | On Peak | 1 | 0 | 0 | On Peak
2020 | 6 | 28 | 2020-06-28 | 17 | 1 | 1 | 0 | [6 empty] | 0 | 1 | 0 | 0 | On Peak | 0 | 0 | 1 | Off Peak | 0 | 1 | Off Peak | 0 | 1 | Off Peak | 0 | 0 | 1 | Super Off Peak | 1 | 0 | 0 | On Peak | 1 | 0 | 0 | On Peak
2020 | 6 | 28 | 2020-06-28 | 18 | 1 | 1 | 0 | [6 empty] | 0 | 1 | 0 | 0 | On Peak | 0 | 0 | 1 | Off Peak | 0 | 1 | Off Peak | 0 | 1 | Off Peak | 0 | 0 | 1 | Super Off Peak | 1 | 0 | 0 | On Peak | 1 | 0 | 0 | On Peak
2020 | 6 | 28 | 2020-06-28 | 19 | 1 | 1 | 0 | [6 empty] | 0 | 1 | 0 | 0 | On Peak | 0 | 0 | 1 | Off Peak | 0 | 1 | Off Peak | 0 | 1 | Off Peak | 0 | 0 | 1 | Super Off Peak | 1 | 0 | 0 | On Peak | 0 | 1 | 0 | Off Peak
2020 | 6 | 28 | 2020-06-28 | 20 | 1 | 1 | 0 | [6 empty] | 0 | 1 | 0 | 0 | On Peak | 0 | 0 | 1 | Off Peak | 0 | 1 | Off Peak | 0 | 1 | Off Peak | 0 | 0 | 1 | Super Off Peak | 1 | 0 | 0 | On Peak | 0 | 1 | 0 | Off Peak
2020 | 6 | 28 | 2020-06-28 | 21 | 1 | 1 | 0 | [6 empty] | 0 | 1 | 0 | 0 | On Peak | 0 | 0 | 1 | Off Peak | 0 | 1 | Off Peak | 0 | 1 | Off Peak | 0 | 0 | 1 | Super Off Peak | 0 | 1 | 0 | Off Peak | 0 | 1 | 0 | Off Peak
2020 | 6 | 28 | 2020-06-28 | 22 | 1 | 1 | 0 | [6 empty] | 0 | 0 | 1 | 0 | Off Peak | 0 | 0 | 1 | Off Peak | 0 | 1 | Off Peak | 0 | 1 | Off Peak | 0 | 0 | 1 | Super Off Peak | 0 | 1 | 0 | Off Peak | 0 | 1 | 0 | Off Peak
2020 | 6 | 28 | 2020-06-28 | 23 | 1 | 1 | 0 | [6 empty] | 0 | 0 | 1 | 0 | Off Peak | 0 | 0 | 1 | Off Peak | 0 | 1 | Off Peak | 0 | 1 | Off Peak | 0 | 0 | 1 | Super Off Peak | 0 | 1 | 0 | Off Peak | 0 | 1 | 0 | Off Peak
2020 | 6 | 28 | 2020-06-28 | 24 | 1 | 1 | 0 | [6 empty] | 0 | 0 | 1 | 0 | Off Peak | 0 | 0 | 1 | Off Peak | 0 | 1 | Off Peak | 0 | 1 | Off Peak | 0 | 0 | 1 | Super Off Peak | 0 | 1 | 0 | Off Peak | 0 | 1 | 0 | Off Peak
2020 | 6 | 29 | 2020-06-29 | 1 | 1 | 0 | 0 | [6 empty] | 0 | 0 | 0 | 1 | Super Off Peak | 0 | 0 | 1 | Off Peak | 0 | 1 | Off Peak | 0 | 1 | Off Peak | 0 | 0 | 1 | Super Off Peak | 0 | 0 | 1 | Super Off Peak | 0 | 0 | 1 | Super Off Peak
2020 | 6 | 29 | 2020-06-29 | 2 | 1 | 0 | 0 | [6 empty] | 0 | 0 | 0 | 1 | Super Off Peak | 0 | 0 | 1 | Off Peak | 0 | 1 | Off Peak | 0 | 1 | Off Peak | 0 | 0 | 1 | Super Off Peak | 0 | 0 | 1 | Super Off Peak | 0 | 0 | 1 | Super Off Peak
2020 | 6 | 29 | 2020-06-29 | 3 | 1 | 0 | 0 | [6 empty] | 0 | 0 | 0 | 1 | Super Off Peak | 0 | 0 | 1 | Off Peak | 0 | 1 | Off Peak | 0 | 1 | Off Peak | 0 | 0 | 1 | Super Off Peak | 0 | 0 | 1 | Super Off Peak | 0 | 0 | 1 | Super Off Peak
2020 | 6 | 29 | 2020-06-29 | 4 | 1 | 0 | 0 | [6 empty] | 0 | 0 | 0 | 1 | Super Off Peak | 0 | 0 | 1 | Off Peak | 0 | 1 | Off Peak | 0 | 1 | Off Peak | 0 | 0 | 1 | Super Off Peak | 0 | 0 | 1 | Super Off Peak | 0 | 0 | 1 | Super Off Peak
2020 | 6 | 29 | 2020-06-29 | 5 | 1 | 0 | 0 | [6 empty] | 0 | 0 | 0 | 1 | Super Off Peak | 0 | 0 | 1 | Off Peak | 0 | 1 | Off Peak | 0 | 1 | Off Peak | 0 | 0 | 1 | Super Off Peak | 0 | 0 | 1 | Super Off Peak | 0 | 0 | 1 | Super Off Peak
2020 | 6 | 29 | 2020-06-29 | 6 | 1 | 0 | 0 | [6 empty] | 0 | 0 | 0 | 1 | Super Off Peak | 0 | 0 | 1 | Off Peak | 0 | 1 | Off Peak | 0 | 1 | Off Peak | 0 | 0 | 1 | Super Off Peak | 0 | 1 | 0 | Off Peak | 0 | 1 | 0 | Off Peak
2020 | 6 | 29 | 2020-06-29 | 7 | 1 | 0 | 0 | [6 empty] | 0 | 0 | 1 | 0 | Off Peak | 0 | 1 | 0 | Semi-Peak | 0 | 1 | Off Peak | 0 | 1 | Off Peak | 0 | 1 | 0 | Off Peak | 0 | 1 | 0 | Off Peak | 0 | 1 | 0 | Off Peak
2020 | 6 | 29 | 2020-06-29 | 8 | 1 | 0 | 0 | [6 empty] | 0 | 0 | 1 | 0 | Off Peak | 0 | 1 | 0 | Semi-Peak | 0 | 1 | Off Peak | 0 | 1 | Off Peak | 0 | 1 | 0 | Off Peak | 0 | 1 | 0 | Off Peak | 0 | 1 | 0 | Off Peak
2020 | 6 | 29 | 2020-06-29 | 9 | 1 | 0 | 0 | [6 empty] | 0 | 0 | 1 | 0 | Off Peak | 0 | 1 | 0 | Semi-Peak | 0 | 1 | Off Peak | 0 | 1 | Off Peak | 0 | 1 | 0 | Off Peak | 0 | 1 | 0 | Off Peak | 0 | 1 | 0 | Off Peak
2020 | 6 | 29 | 2020-06-29 | 10 | 1 | 0 | 0 | [6 empty] | 0 | 0 | 1 | 0 | Off Peak | 0 | 1 | 0 | Semi-Peak | 0 | 1 | Off Peak | 0 | 1 | Off Peak | 0 | 1 | 0 | Off Peak | 0 | 1 | 0 | Off Peak | 0 | 1 | 0 | Off Peak
2020 | 6 | 29 | 2020-06-29 | 11 | 1 | 0 | 0 | [6 empty] | 0 | 0 | 1 | 0 | Off Peak | 0 | 1 | 0 | Semi-Peak | 0 | 1 | Off Peak | 0 | 1 | Off Peak | 0 | 1 | 0 | Off Peak | 0 | 1 | 0 | Off Peak | 0 | 1 | 0 | Off Peak
2020 | 6 | 29 | 2020-06-29 | 12 | 1 | 0 | 0 | [6 empty] | 0 | 0 | 1 | 0 | Off Peak | 1 | 0 | 0 | On Peak | 0 | 1 | Off Peak | 0 | 1 | Off Peak | 1 | 0 | 0 | On Peak | 0 | 1 | 0 | Off Peak | 0 | 1 | 0 | Off Peak
2020 | 6 | 29 | 2020-06-29 | 13 | 1 | 0 | 0 | [6 empty] | 0 | 0 | 1 | 0 | Off Peak | 1 | 0 | 0 | On Peak | 0 | 1 | Off Peak | 1 | 0 | On Peak | 1 | 0 | 0 | On Peak | 1 | 0 | 0 | On Peak | 1 | 0 | 0 | On Peak
2020 | 6 | 29 | 2020-06-29 | 14 | 1 | 0 | 0 | [6 empty] | 0 | 0 | 1 | 0 | Off Peak | 1 | 0 | 0 | On Peak | 0 | 1 | Off Peak | 1 | 0 | On Peak | 1 | 0 | 0 | On Peak | 1 | 0 | 0 | On Peak | 1 | 0 | 0 | On Peak
2020 | 6 | 29 | 2020-06-29 | 15 | 1 | 0 | 0 | [6 empty] | 0 | 0 | 1 | 0 | Off Peak | 1 | 0 | 0 | On Peak | 0 | 1 | Off Peak | 1 | 0 | On Peak | 1 | 0 | 0 | On Peak | 1 | 0 | 0 | On Peak | 1 | 0 | 0 | On Peak
2020 | 6 | 29 | 2020-06-29 | 16 | 1 | 0 | 0 | [6 empty] | 0 | 0 | 1 | 0 | Off Peak | 1 | 0 | 0 | On Peak | 0 | 1 | Off Peak | 1 | 0 | On Peak | 1 | 0 | 0 | On Peak | 1 | 0 | 0 | On Peak | 1 | 0 | 0 | On Peak
2020 | 6 | 29 | 2020-06-29 | 17 | 1 | 0 | 0 | [6 empty] | 0 | 1 | 0 | 0 | On Peak | 1 | 0 | 0 | On Peak | 1 | 0 | On Peak | 1 | 0 | On Peak | 1 | 0 | 0 | On Peak | 1 | 0 | 0 | On Peak | 1 | 0 | 0 | On Peak
2020 | 6 | 29 | 2020-06-29 | 18 | 1 | 0 | 0 | [6 empty] | 0 | 1 | 0 | 0 | On Peak | 1 | 0 | 0 | On Peak | 1 | 0 | On Peak | 1 | 0 | On Peak | 1 | 0 | 0 | On Peak | 1 | 0 | 0 | On Peak | 1 | 0 | 0 | On Peak
2020 | 6 | 29 | 2020-06-29 | 19 | 1 | 0 | 0 | [6 empty] | 0 | 1 | 0 | 0 | On Peak | 0 | 1 | 0 | Semi-Peak | 1 | 0 | On Peak | 0 | 1 | Off Peak | 0 | 1 | 0 | Off Peak | 1 | 0 | 0 | On Peak | 0 | 1 | 0 | Off Peak
2020 | 6 | 29 | 2020-06-29 | 20 | 1 | 0 | 0 | [6 empty] | 0 | 1 | 0 | 0 | On Peak | 0 | 1 | 0 | Semi-Peak | 1 | 0 | On Peak | 0 | 1 | Off Peak | 0 | 1 | 0 | Off Peak | 1 | 0 | 0 | On Peak | 0 | 1 | 0 | Off Peak
2020 | 6 | 29 | 2020-06-29 | 21 | 1 | 0 | 0 | [6 empty] | 0 | 1 | 0 | 0 | On Peak | 0 | 1 | 0 | Semi-Peak | 1 | 0 | On Peak | 0 | 1 | Off Peak | 0 | 1 | 0 | Off Peak | 0 | 1 | 0 | Off Peak | 0 | 1 | 0 | Off Peak
2020 | 6 | 29 | 2020-06-29 | 22 | 1 | 0 | 0 | [6 empty] | 0 | 0 | 1 | 0 | Off Peak | 0 | 1 | 0 | Semi-Peak | 0 | 1 | Off Peak | 0 | 1 | Off Peak | 0 | 1 | 0 | Off Peak | 0 | 1 | 0 | Off Peak | 0 | 1 | 0 | Off Peak
2020 | 6 | 29 | 2020-06-29 | 23 | 1 | 0 | 0 | [6 empty] | 0 | 0 | 1 | 0 | Off Peak | 0 | 0 | 1 | Off Peak | 0 | 1 | Off Peak | 0 | 1 | Off Peak | 0 | 0 | 1 | Super Off Peak | 0 | 1 | 0 | Off Peak | 0 | 1 | 0 | Off Peak
2020 | 6 | 29 | 2020-06-29 | 24 | 1 | 0 | 0 | [6 empty] | 0 | 0 | 1 | 0 | Off Peak | 0 | 0 | 1 | Off Peak | 0 | 1 | Off Peak | 0 | 1 | Off Peak | 0 | 0 | 1 | Super Off Peak | 0 | 1 | 0 | Off Peak | 0 | 1 | 0 | Off Peak
2020 | 6 | 30 | 2020-06-30 | 1 | 1 | 0 | 0 | [6 empty] | 0 | 0 | 0 | 1 | Super Off Peak | 0 | 0 | 1 | Off Peak | 0 | 1 | Off Peak | 0 | 1 | Off Peak | 0 | 0 | 1 | Super Off Peak | 0 | 0 | 1 | Super Off Peak | 0 | 0 | 1 | Super Off Peak
2020 | 6 | 30 | 2020-06-30 | 2 | 1 | 0 | 0 | [6 empty] | 0 | 0 | 0 | 1 | Super Off Peak | 0 | 0 | 1 | Off Peak | 0 | 1 | Off Peak | 0 | 1 | Off Peak | 0 | 0 | 1 | Super Off Peak | 0 | 0 | 1 | Super Off Peak | 0 | 0 | 1 | Super Off Peak
2020 | 6 | 30 | 2020-06-30 | 3 | 1 | 0 | 0 | [6 empty] | 0 | 0 | 0 | 1 | Super Off Peak | 0 | 0 | 1 | Off Peak | 0 | 1 | Off Peak | 0 | 1 | Off Peak | 0 | 0 | 1 | Super Off Peak | 0 | 0 | 1 | Super Off Peak | 0 | 0 | 1 | Super Off Peak
2020 | 6 | 30 | 2020-06-30 | 4 | 1 | 0 | 0 | [6 empty] | 0 | 0 | 0 | 1 | Super Off Peak | 0 | 0 | 1 | Off Peak | 0 | 1 | Off Peak | 0 | 1 | Off Peak | 0 | 0 | 1 | Super Off Peak | 0 | 0 | 1 | Super Off Peak | 0 | 0 | 1 | Super Off Peak
2020 | 6 | 30 | 2020-06-30 | 5 | 1 | 0 | 0 | [6 empty] | 0 | 0 | 0 | 1 | Super Off Peak | 0 | 0 | 1 | Off Peak | 0 | 1 | Off Peak | 0 | 1 | Off Peak | 0 | 0 | 1 | Super Off Peak | 0 | 0 | 1 | Super Off Peak | 0 | 0 | 1 | Super Off Peak
2020 | 6 | 30 | 2020-06-30 | 6 | 1 | 0 | 0 | [6 empty] | 0 | 0 | 0 | 1 | Super Off Peak | 0 | 0 | 1 | Off Peak | 0 | 1 | Off Peak | 0 | 1 | Off Peak | 0 | 0 | 1 | Super Off Peak | 0 | 1 | 0 | Off Peak | 0 | 1 | 0 | Off Peak
2020 | 6 | 30 | 2020-06-30 | 7 | 1 | 0 | 0 | [6 empty] | 0 | 0 | 1 | 0 | Off Peak | 0 | 1 | 0 | Semi-Peak | 0 | 1 | Off Peak | 0 | 1 | Off Peak | 0 | 1 | 0 | Off Peak | 0 | 1 | 0 | Off Peak | 0 | 1 | 0 | Off Peak
2020 | 6 | 30 | 2020-06-30 | 8 | 1 | 0 | 0 | [6 empty] | 0 | 0 | 1 | 0 | Off Peak | 0 | 1 | 0 | Semi-Peak | 0 | 1 | Off Peak | 0 | 1 | Off Peak | 0 | 1 | 0 | Off Peak | 0 | 1 | 0 | Off Peak | 0 | 1 | 0 | Off Peak
2020 | 6 | 30 | 2020-06-30 | 9 | 1 | 0 | 0 | [6 empty] | 0 | 0 | 1 | 0 | Off Peak | 0 | 1 | 0 | Semi-Peak | 0 | 1 | Off Peak | 0 | 1 | Off Peak | 0 | 1 | 0 | Off Peak | 0 | 1 | 0 | Off Peak | 0 | 1 | 0 | Off Peak
2020 | 6 | 30 | 2020-06-30 | 10 | 1 | 0 | 0 | [6 empty] | 0 | 0 | 1 | 0 | Off Peak | 0 | 1 | 0 | Semi-Peak | 0 | 1 | Off Peak | 0 | 1 | Off Peak | 0 | 1 | 0 | Off Peak | 0 | 1 | 0 | Off Peak | 0 | 1 | 0 | Off Peak
2020 | 6 | 30 | 2020-06-30 | 11 | 1 | 0 | 0 | [6 empty] | 0 | 0 | 1 | 0 | Off Peak | 0 | 1 | 0 | Semi-Peak | 0 | 1 | Off Peak | 0 | 1 | Off Peak | 0 | 1 | 0 | Off Peak | 0 | 1 | 0 | Off Peak | 0 | 1 | 0 | Off Peak
2020 | 6 | 30 | 2020-06-30 | 12 | 1 | 0 | 0 | [6 empty] | 0 | 0 | 1 | 0 | Off Peak | 1 | 0 | 0 | On Peak | 0 | 1 | Off Peak | 0 | 1 | Off Peak | 1 | 0 | 0 | On Peak | 0 | 1 | 0 | Off Peak | 0 | 1 | 0 | Off Peak
2020 | 6 | 30 | 2020-06-30 | 13 | 1 | 0 | 0 | [6 empty] | 0 | 0 | 1 | 0 | Off Peak | 1 | 0 | 0 | On Peak | 0 | 1 | Off Peak | 1 | 0 | On Peak | 1 | 0 | 0 | On Peak | 1 | 0 | 0 | On Peak | 1 | 0 | 0 | On Peak
2020 | 6 | 30 | 2020-06-30 | 14 | 1 | 0 | 0 | [6 empty] | 0 | 0 | 1 | 0 | Off Peak | 1 | 0 | 0 | On Peak | 0 | 1 | Off Peak | 1 | 0 | On Peak | 1 | 0 | 0 | On Peak | 1 | 0 | 0 | On Peak | 1 | 0 | 0 | On Peak
2020 | 6 | 30 | 2020-06-30 | 15 | 1 | 0 | 0 | [6 empty] | 0 | 0 | 1 | 0 | Off Peak | 1 | 0 | 0 | On Peak | 0 | 1 | Off Peak | 1 | 0 | On Peak | 1 | 0 | 0 | On Peak | 1 | 0 | 0 | On Peak | 1 | 0 | 0 | On Peak
2020 | 6 | 30 | 2020-06-30 | 16 | 1 | 0 | 0 | [6 empty] | 0 | 0 | 1 | 0 | Off Peak | 1 | 0 | 0 | On Peak | 0 | 1 | Off Peak | 1 | 0 | On Peak | 1 | 0 | 0 | On Peak | 1 | 0 | 0 | On Peak | 1 | 0 | 0 | On Peak
2020 | 6 | 30 | 2020-06-30 | 17 | 1 | 0 | 0 | [6 empty] | 0 | 1 | 0 | 0 | On Peak | 1 | 0 | 0 | On Peak | 1 | 0 | On Peak | 1 | 0 | On Peak | 1 | 0 | 0 | On Peak | 1 | 0 | 0 | On Peak | 1 | 0 | 0 | On Peak
2020 | 6 | 30 | 2020-06-30 | 18 | 1 | 0 | 0 | [6 empty] | 0 | 1 | 0 | 0 | On Peak | 1 | 0 | 0 | On Peak | 1 | 0 | On Peak | 1 | 0 | On Peak | 1 | 0 | 0 | On Peak | 1 | 0 | 0 | On Peak | 1 | 0 | 0 | On Peak
2020 | 6 | 30 | 2020-06-30 | 19 | 1 | 0 | 0 | [6 empty] | 0 | 1 | 0 | 0 | On Peak | 0 | 1 | 0 | Semi-Peak | 1 | 0 | On Peak | 0 | 1 | Off Peak | 0 | 1 | 0 | Off Peak | 1 | 0 | 0 | On Peak | 0 | 1 | 0 | Off Peak
2020 | 6 | 30 | 2020-06-30 | 20 | 1 | 0 | 0 | [6 empty] | 0 | 1 | 0 | 0 | On Peak | 0 | 1 | 0 | Semi-Peak | 1 | 0 | On Peak | 0 | 1 | Off Peak | 0 | 1 | 0 | Off Peak | 1 | 0 | 0 | On Peak | 0 | 1 | 0 | Off Peak
2020 | 6 | 30 | 2020-06-30 | 21 | 1 | 0 | 0 | [6 empty] | 0 | 1 | 0 | 0 | On Peak | 0 | 1 | 0 | Semi-Peak | 1 | 0 | On Peak | 0 | 1 | Off Peak | 0 | 1 | 0 | Off Peak | 0 | 1 | 0 | Off Peak | 0 | 1 | 0 | Off Peak
2020 | 6 | 30 | 2020-06-30 | 22 | 1 | 0 | 0 | [6 empty] | 0 | 0 | 1 | 0 | Off Peak | 0 | 1 | 0 | Semi-Peak | 0 | 1 | Off Peak | 0 | 1 | Off Peak | 0 | 1 | 0 | Off Peak | 0 | 1 | 0 | Off Peak | 0 | 1 | 0 | Off Peak
2020 | 6 | 30 | 2020-06-30 | 23 | 1 | 0 | 0 | [6 empty] | 0 | 0 | 1 | 0 | Off Peak | 0 | 0 | 1 | Off Peak | 0 | 1 | Off Peak | 0 | 1 | Off Peak | 0 | 0 | 1 | Super Off Peak | 0 | 1 | 0 | Off Peak | 0 | 1 | 0 | Off Peak
2020 | 6 | 30 | 2020-06-30 | 24 | 1 | 0 | 0 | [6 empty] | 0 | 0 | 1 | 0 | Off Peak | 0 | 0 | 1 | Off Peak | 0 | 1 | Off Peak | 0 | 1 | Off Peak | 0 | 0 | 1 | Super Off Peak | 0 | 1 | 0 | Off Peak | 0 | 1 | 0 | Off Peak
2020 | 7 | 1 | 2020-07-01 | 1 | 1 | 0 | 0 | [6 empty] | 0 | 0 | 0 | 1 | Super Off Peak | 0 | 0 | 1 | Off Peak | 0 | 1 | Off Peak | 0 | 1 | Off Peak | 0 | 0 | 1 | Super Off Peak | 0 | 0 | 1 | Super Off Peak | 0 | 0 | 1 | Super Off Peak
2020 | 7 | 1 | 2020-07-01 | 2 | 1 | 0 | 0 | [6 empty] | 0 | 0 | 0 | 1 | Super Off Peak | 0 | 0 | 1 | Off Peak | 0 | 1 | Off Peak | 0 | 1 | Off Peak | 0 | 0 | 1 | Super Off Peak | 0 | 0 | 1 | Super Off Peak | 0 | 0 | 1 | Super Off Peak
2020 | 7 | 1 | 2020-07-01 | 3 | 1 | 0 | 0 | [6 empty] | 0 | 0 | 0 | 1 | Super Off Peak | 0 | 0 | 1 | Off Peak | 0 | 1 | Off Peak | 0 | 1 | Off Peak | 0 | 0 | 1 | Super Off Peak | 0 | 0 | 1 | Super Off Peak | 0 | 0 | 1 | Super Off Peak
2020 | 7 | 1 | 2020-07-01 | 4 | 1 | 0 | 0 | [6 empty] | 0 | 0 | 0 | 1 | Super Off Peak | 0 | 0 | 1 | Off Peak | 0 | 1 | Off Peak | 0 | 1 | Off Peak | 0 | 0 | 1 | Super Off Peak | 0 | 0 | 1 | Super Off Peak | 0 | 0 | 1 | Super Off Peak
2020 | 7 | 1 | 2020-07-01 | 5 | 1 | 0 | 0 | [6 empty] | 0 | 0 | 0 | 1 | Super Off Peak | 0 | 0 | 1 | Off Peak | 0 | 1 | Off Peak | 0 | 1 | Off Peak | 0 | 0 | 1 | Super Off Peak | 0 | 0 | 1 | Super Off Peak | 0 | 0 | 1 | Super Off Peak
2020 | 7 | 1 | 2020-07-01 | 6 | 1 | 0 | 0 | [6 empty] | 0 | 0 | 0 | 1 | Super Off Peak | 0 | 0 | 1 | Off Peak | 0 | 1 | Off Peak | 0 | 1 | Off Peak | 0 | 0 | 1 | Super Off Peak | 0 | 1 | 0 | Off Peak | 0 | 1 | 0 | Off Peak
2020 | 7 | 1 | 2020-07-01 | 7 | 1 | 0 | 0 | [6 empty] | 0 | 0 | 1 | 0 | Off Peak | 0 | 1 | 0 | Semi-Peak | 0 | 1 | Off Peak | 0 | 1 | Off Peak | 0 | 1 | 0 | Off Peak | 0 | 1 | 0 | Off Peak | 0 | 1 | 0 | Off Peak
2020 | 7 | 1 | 2020-07-01 | 8 | 1 | 0 | 0 | [6 empty] | 0 | 0 | 1 | 0 | Off Peak | 0 | 1 | 0 | Semi-Peak | 0 | 1 | Off Peak | 0 | 1 | Off Peak | 0 | 1 | 0 | Off Peak | 0 | 1 | 0 | Off Peak | 0 | 1 | 0 | Off Peak
2020 | 7 | 1 | 2020-07-01 | 9 | 1 | 0 | 0 | [6 empty] | 0 | 0 | 1 | 0 | Off Peak | 0 | 1 | 0 | Semi-Peak | 0 | 1 | Off Peak | 0 | 1 | Off Peak | 0 | 1 | 0 | Off Peak | 0 | 1 | 0 | Off Peak | 0 | 1 | 0 | Off Peak
2020 | 7 | 1 | 2020-07-01 | 10 | 1 | 0 | 0 | [6 empty] | 0 | 0 | 1 | 0 | Off Peak | 0 | 1 | 0 | Semi-Peak | 0 | 1 | Off Peak | 0 | 1 | Off Peak | 0 | 1 | 0 | Off Peak | 0 | 1 | 0 | Off Peak | 0 | 1 | 0 | Off Peak
2020 | 7 | 1 | 2020-07-01 | 11 | 1 | 0 | 0 | [6 empty] | 0 | 0 | 1 | 0 | Off Peak | 0 | 1 | 0 | Semi-Peak | 0 | 1 | Off Peak | 0 | 1 | Off Peak | 0 | 1 | 0 | Off Peak | 0 | 1 | 0 | Off Peak | 0 | 1 | 0 | Off Peak
2020 | 7 | 1 | 2020-07-01 | 12 | 1 | 0 | 0 | [6 empty] | 0 | 0 | 1 | 0 | Off Peak | 1 | 0 | 0 | On Peak | 0 | 1 | Off Peak | 0 | 1 | Off Peak | 1 | 0 | 0 | On Peak | 0 | 1 | 0 | Off Peak | 0 | 1 | 0 | Off Peak
2020 | 7 | 1 | 2020-07-01 | 13 | 1 | 0 | 0 | [6 empty] | 0 | 0 | 1 | 0 | Off Peak | 1 | 0 | 0 | On Peak | 0 | 1 | Off Peak | 1 | 0 | On Peak | 1 | 0 | 0 | On Peak | 1 | 0 | 0 | On Peak | 1 | 0 | 0 | On Peak
2020 | 7 | 1 | 2020-07-01 | 14 | 1 | 0 | 0 | [6 empty] | 0 | 0 | 1 | 0 | Off Peak | 1 | 0 | 0 | On Peak | 0 | 1 | Off Peak | 1 | 0 | On Peak | 1 | 0 | 0 | On Peak | 1 | 0 | 0 | On Peak | 1 | 0 | 0 | On Peak
2020 | 7 | 1 | 2020-07-01 | 15 | 1 | 0 | 0 | [6 empty] | 0 | 0 | 1 | 0 | Off Peak | 1 | 0 | 0 | On Peak | 0 | 1 | Off Peak | 1 | 0 | On Peak | 1 | 0 | 0 | On Peak | 1 | 0 | 0 | On Peak | 1 | 0 | 0 | On Peak
2020 | 7 | 1 | 2020-07-01 | 16 | 1 | 0 | 0 | [6 empty] | 0 | 0 | 1 | 0 | Off Peak | 1 | 0 | 0 | On Peak | 0 | 1 | Off Peak | 1 | 0 | On Peak | 1 | 0 | 0 | On Peak | 1 | 0 | 0 | On Peak | 1 | 0 | 0 | On Peak
2020 | 7 | 1 | 2020-07-01 | 17 | 1 | 0 | 0 | [6 empty] | 0 | 1 | 0 | 0 | On Peak | 1 | 0 | 0 | On Peak | 1 | 0 | On Peak | 1 | 0 | On Peak | 1 | 0 | 0 | On Peak | 1 | 0 | 0 | On Peak | 1 | 0 | 0 | On Peak
2020 | 7 | 1 | 2020-07-01 | 18 | 1 | 0 | 0 | [6 empty] | 0 | 1 | 0 | 0 | On Peak | 1 | 0 | 0 | On Peak | 1 | 0 | On Peak | 1 | 0 | On Peak | 1 | 0 | 0 | On Peak | 1 | 0 | 0 | On Peak | 1 | 0 | 0 | On Peak
2020 | 7 | 1 | 2020-07-01 | 19 | 1 | 0 | 0 | [6 empty] | 0 | 1 | 0 | 0 | On Peak | 0 | 1 | 0 | Semi-Peak | 1 | 0 | On Peak | 0 | 1 | Off Peak | 0 | 1 | 0 | Off Peak | 1 | 0 | 0 | On Peak | 0 | 1 | 0 | Off Peak
2020 | 7 | 1 | 2020-07-01 | 20 | 1 | 0 | 0 | [6 empty] | 0 | 1 | 0 | 0 | On Peak | 0 | 1 | 0 | Semi-Peak | 1 | 0 | On Peak | 0 | 1 | Off Peak | 0 | 1 | 0 | Off Peak | 1 | 0 | 0 | On Peak | 0 | 1 | 0 | Off Peak
2020 | 7 | 1 | 2020-07-01 | 21 | 1 | 0 | 0 | [6 empty] | 0 | 1 | 0 | 0 | On Peak | 0 | 1 | 0 | Semi-Peak | 1 | 0 | On Peak | 0 | 1 | Off Peak | 0 | 1 | 0 | Off Peak | 0 | 1 | 0 | Off Peak | 0 | 1 | 0 | Off Peak
2020 | 7 | 1 | 2020-07-01 | 22 | 1 | 0 | 0 | [6 empty] | 0 | 0 | 1 | 0 | Off Peak | 0 | 1 | 0 | Semi-Peak | 0 | 1 | Off Peak | 0 | 1 | Off Peak | 0 | 1 | 0 | Off Peak | 0 | 1 | 0 | Off Peak | 0 | 1 | 0 | Off Peak
2020 | 7 | 1 | 2020-07-01 | 23 | 1 | 0 | 0 | [6 empty] | 0 | 0 | 1 | 0 | Off Peak | 0 | 0 | 1 | Off Peak | 0 | 1 | Off Peak | 0 | 1 | Off Peak | 0 | 0 | 1 | Super Off Peak | 0 | 1 | 0 | Off Peak | 0 | 1 | 0 | Off Peak
2020 | 7 | 1 | 2020-07-01 | 24 | 1 | 0 | 0 | [6 empty] | 0 | 0 | 1 | 0 | Off Peak | 0 | 0 | 1 | Off Peak | 0 | 1 | Off Peak | 0 | 1 | Off Peak | 0 | 0 | 1 | Super Off Peak | 0 | 1 | 0 | Off Peak | 0 | 1 | 0 | Off Peak
2020 | 7 | 2 | 2020-07-02 | 1 | 1 | 0 | 0 | [6 empty] | 0 | 0 | 0 | 1 | Super Off Peak | 0 | 0 | 1 | Off Peak | 0 | 1 | Off Peak | 0 | 1 | Off Peak | 0 | 0 | 1 | Super Off Peak | 0 | 0 | 1 | Super Off Peak | 0 | 0 | 1 | Super Off Peak
2020 | 7 | 2 | 2020-07-02 | 2 | 1 | 0 | 0 | [6 empty] | 0 | 0 | 0 | 1 | Super Off Peak | 0 | 0 | 1 | Off Peak | 0 | 1 | Off Peak | 0 | 1 | Off Peak | 0 | 0 | 1 | Super Off Peak | 0 | 0 | 1 | Super Off Peak | 0 | 0 | 1 | Super Off Peak
2020 | 7 | 2 | 2020-07-02 | 3 | 1 | 0 | 0 | [6 empty] | 0 | 0 | 0 | 1 | Super Off Peak | 0 | 0 | 1 | Off Peak | 0 | 1 | Off Peak | 0 | 1 | Off Peak | 0 | 0 | 1 | Super Off Peak | 0 | 0 | 1 | Super Off Peak | 0 | 0 | 1 | Super Off Peak
2020 | 7 | 2 | 2020-07-02 | 4 | 1 | 0 | 0 | [6 empty] | 0 | 0 | 0 | 1 | Super Off Peak | 0 | 0 | 1 | Off Peak | 0 | 1 | Off Peak | 0 | 1 | Off Peak | 0 | 0 | 1 | Super Off Peak | 0 | 0 | 1 | Super Off Peak | 0 | 0 | 1 | Super Off Peak
2020 | 7 | 2 | 2020-07-02 | 5 | 1 | 0 | 0 | [6 empty] | 0 | 0 | 0 | 1 | Super Off Peak | 0 | 0 | 1 | Off Peak | 0 | 1 | Off Peak | 0 | 1 | Off Peak | 0 | 0 | 1 | Super Off Peak | 0 | 0 | 1 | Super Off Peak | 0 | 0 | 1 | Super Off Peak
2020 | 7 | 2 | 2020-07-02 | 6 | 1 | 0 | 0 | [6 empty] | 0 | 0 | 0 | 1 | Super Off Peak | 0 | 0 | 1 | Off Peak | 0 | 1 | Off Peak | 0 | 1 | Off Peak | 0 | 0 | 1 | Super Off Peak | 0 | 1 | 0 | Off Peak | 0 | 1 | 0 | Off Peak
2020 | 7 | 2 | 2020-07-02 | 7 | 1 | 0 | 0 | [6 empty] | 0 | 0 | 1 | 0 | Off Peak | 0 | 1 | 0 | Semi-Peak | 0 | 1 | Off Peak | 0 | 1 | Off Peak | 0 | 1 | 0 | Off Peak | 0 | 1 | 0 | Off Peak | 0 | 1 | 0 | Off Peak
2020 | 7 | 2 | 2020-07-02 | 8 | 1 | 0 | 0 | [6 empty] | 0 | 0 | 1 | 0 | Off Peak | 0 | 1 | 0 | Semi-Peak | 0 | 1 | Off Peak | 0 | 1 | Off Peak | 0 | 1 | 0 | Off Peak | 0 | 1 | 0 | Off Peak | 0 | 1 | 0 | Off Peak
2020 | 7 | 2 | 2020-07-02 | 9 | 1 | 0 | 0 | [6 empty] | 0 | 0 | 1 | 0 | Off Peak | 0 | 1 | 0 | Semi-Peak | 0 | 1 | Off Peak | 0 | 1 | Off Peak | 0 | 1 | 0 | Off Peak | 0 | 1 | 0 | Off Peak | 0 | 1 | 0 | Off Peak
2020 | 7 | 2 | 2020-07-02 | 10 | 1 | 0 | 0 | [6 empty] | 0 | 0 | 1 | 0 | Off Peak | 0 | 1 | 0 | Semi-Peak | 0 | 1 | Off Peak | 0 | 1 | Off Peak | 0 | 1 | 0 | Off Peak | 0 | 1 | 0 | Off Peak | 0 | 1 | 0 | Off Peak
2020 | 7 | 2 | 2020-07-02 | 11 | 1 | 0 | 0 | [6 empty] | 0 | 0 | 1 | 0 | Off Peak | 0 | 1 | 0 | Semi-Peak | 0 | 1 | Off Peak | 0 | 1 | Off Peak | 0 | 1 | 0 | Off Peak | 0 | 1 | 0 | Off Peak | 0 | 1 | 0 | Off Peak
2020 | 7 | 2 | 2020-07-02 | 12 | 1 | 0 | 0 | [6 empty] | 0 | 0 | 1 | 0 | Off Peak | 1 | 0 | 0 | On Peak | 0 | 1 | Off Peak | 0 | 1 | Off Peak | 1 | 0 | 0 | On Peak | 0 | 1 | 0 | Off Peak | 0 | 1 | 0 | Off Peak
2020 | 7 | 2 | 2020-07-02 | 13 | 1 | 0 | 0 | [6 empty] | 0 | 0 | 1 | 0 | Off Peak | 1 | 0 | 0 | On Peak | 0 | 1 | Off Peak | 1 | 0 | On Peak | 1 | 0 | 0 | On Peak | 1 | 0 | 0 | On Peak | 1 | 0 | 0 | On Peak
2020 | 7 | 2 | 2020-07-02 | 14 | 1 | 0 | 0 | [6 empty] | 0 | 0 | 1 | 0 | Off Peak | 1 | 0 | 0 | On Peak | 0 | 1 | Off Peak | 1 | 0 | On Peak | 1 | 0 | 0 | On Peak | 1 | 0 | 0 | On Peak | 1 | 0 | 0 | On Peak
2020 | 7 | 2 | 2020-07-02 | 15 | 1 | 0 | 0 | [6 empty] | 0 | 0 | 1 | 0 | Off Peak | 1 | 0 | 0 | On Peak | 0 | 1 | Off Peak | 1 | 0 | On Peak | 1 | 0 | 0 | On Peak | 1 | 0 | 0 | On Peak | 1 | 0 | 0 | On Peak
2020 | 7 | 2 | 2020-07-02 | 16 | 1 | 0 | 0 | [6 empty] | 0 | 0 | 1 | 0 | Off Peak | 1 | 0 | 0 | On Peak | 0 | 1 | Off Peak | 1 | 0 | On Peak | 1 | 0 | 0 | On Peak | 1 | 0 | 0 | On Peak | 1 | 0 | 0 | On Peak
2020 | 7 | 2 | 2020-07-02 | 17 | 1 | 0 | 0 | [6 empty] | 0 | 1 | 0 | 0 | On Peak | 1 | 0 | 0 | On Peak | 1 | 0 | On Peak | 1 | 0 | On Peak | 1 | 0 | 0 | On Peak | 1 | 0 | 0 | On Peak | 1 | 0 | 0 | On Peak
2020 | 7 | 2 | 2020-07-02 | 18 | 1 | 0 | 0 | [6 empty] | 0 | 1 | 0 | 0 | On Peak | 1 | 0 | 0 | On Peak | 1 | 0 | On Peak | 1 | 0 | On Peak | 1 | 0 | 0 | On Peak | 1 | 0 | 0 | On Peak | 1 | 0 | 0 | On Peak
2020 | 7 | 2 | 2020-07-02 | 19 | 1 | 0 | 0 | [6 empty] | 0 | 1 | 0 | 0 | On Peak | 0 | 1 | 0 | Semi-Peak | 1 | 0 | On Peak | 0 | 1 | Off Peak | 0 | 1 | 0 | Off Peak | 1 | 0 | 0 | On Peak | 0 | 1 | 0 | Off Peak
2020 | 7 | 2 | 2020-07-02 | 20 | 1 | 0 | 0 | [6 empty] | 0 | 1 | 0 | 0 | On Peak | 0 | 1 | 0 | Semi-Peak | 1 | 0 | On Peak | 0 | 1 | Off Peak | 0 | 1 | 0 | Off Peak | 1 | 0 | 0 | On Peak | 0 | 1 | 0 | Off Peak
2020 | 7 | 2 | 2020-07-02 | 21 | 1 | 0 | 0 | [6 empty] | 0 | 1 | 0 | 0 | On Peak | 0 | 1 | 0 | Semi-Peak | 1 | 0 | On Peak | 0 | 1 | Off Peak | 0 | 1 | 0 | Off Peak | 0 | 1 | 0 | Off Peak | 0 | 1 | 0 | Off Peak
2020 | 7 | 2 | 2020-07-02 | 22 | 1 | 0 | 0 | [6 empty] | 0 | 0 | 1 | 0 | Off Peak | 0 | 1 | 0 | Semi-Peak | 0 | 1 | Off Peak | 0 | 1 | Off Peak | 0 | 1 | 0 | Off Peak | 0 | 1 | 0 | Off Peak | 0 | 1 | 0 | Off Peak
2020 | 7 | 2 | 2020-07-02 | 23 | 1 | 0 | 0 | [6 empty] | 0 | 0 | 1 | 0 | Off Peak | 0 | 0 | 1 | Off Peak | 0 | 1 | Off Peak | 0 | 1 | Off Peak | 0 | 0 | 1 | Super Off Peak | 0 | 1 | 0 | Off Peak | 0 | 1 | 0 | Off Peak
2020 | 7 | 2 | 2020-07-02 | 24 | 1 | 0 | 0 | [6 empty] | 0 | 0 | 1 | 0 | Off Peak | 0 | 0 | 1 | Off Peak | 0 | 1 | Off Peak | 0 | 1 | Off Peak | 0 | 0 | 1 | Super Off Peak | 0 | 1 | 0 | Off Peak | 0 | 1 | 0 | Off Peak
2020 | 7 | 3 | 2020-07-03 | 1 | 1 | 0 | 0 | [6 empty] | 0 | 0 | 0 | 1 | Super Off Peak | 0 | 0 | 1 | Off Peak | 0 | 1 | Off Peak | 0 | 1 | Off Peak | 0 | 0 | 1 | Super Off Peak | 0 | 0 | 1 | Super Off Peak | 0 | 0 | 1 | Super Off Peak
2020 | 7 | 3 | 2020-07-03 | 2 | 1 | 0 | 0 | [6 empty] | 0 | 0 | 0 | 1 | Super Off Peak | 0 | 0 | 1 | Off Peak | 0 | 1 | Off Peak | 0 | 1 | Off Peak | 0 | 0 | 1 | Super Off Peak | 0 | 0 | 1 | Super Off Peak | 0 | 0 | 1 | Super Off Peak
2020 | 7 | 3 | 2020-07-03 | 3 | 1 | 0 | 0 | [6 empty] | 0 | 0 | 0 | 1 | Super Off Peak | 0 | 0 | 1 | Off Peak | 0 | 1 | Off Peak | 0 | 1 | Off Peak | 0 | 0 | 1 | Super Off Peak | 0 | 0 | 1 | Super Off Peak | 0 | 0 | 1 | Super Off Peak
2020 | 7 | 3 | 2020-07-03 | 4 | 1 | 0 | 0 | [6 empty] | 0 | 0 | 0 | 1 | Super Off Peak | 0 | 0 | 1 | Off Peak | 0 | 1 | Off Peak | 0 | 1 | Off Peak | 0 | 0 | 1 | Super Off Peak | 0 | 0 | 1 | Super Off Peak | 0 | 0 | 1 | Super Off Peak
2020 | 7 | 3 | 2020-07-03 | 5 | 1 | 0 | 0 | [6 empty] | 0 | 0 | 0 | 1 | Super Off Peak | 0 | 0 | 1 | Off Peak | 0 | 1 | Off Peak | 0 | 1 | Off Peak | 0 | 0 | 1 | Super Off Peak | 0 | 0 | 1 | Super Off Peak | 0 | 0 | 1 | Super Off Peak
2020 | 7 | 3 | 2020-07-03 | 6 | 1 | 0 | 0 | [6 empty] | 0 | 0 | 0 | 1 | Super Off Peak | 0 | 0 | 1 | Off Peak | 0 | 1 | Off Peak | 0 | 1 | Off Peak | 0 | 0 | 1 | Super Off Peak | 0 | 1 | 0 | Off Peak | 0 | 1 | 0 | Off Peak
2020 | 7 | 3 | 2020-07-03 | 7 | 1 | 0 | 0 | [6 empty] | 0 | 0 | 1 | 0 | Off Peak | 0 | 1 | 0 | Semi-Peak | 0 | 1 | Off Peak | 0 | 1 | Off Peak | 0 | 1 | 0 | Off Peak | 0 | 1 | 0 | Off Peak | 0 | 1 | 0 | Off Peak
2020 | 7 | 3 | 2020-07-03 | 8 | 1 | 0 | 0 | [6 empty] | 0 | 0 | 1 | 0 | Off Peak | 0 | 1 | 0 | Semi-Peak | 0 | 1 | Off Peak | 0 | 1 | Off Peak | 0 | 1 | 0 | Off Peak | 0 | 1 | 0 | Off Peak | 0 | 1 | 0 | Off Peak
2020 | 7 | 3 | 2020-07-03 | 9 | 1 | 0 | 0 | [6 empty] | 0 | 0 | 1 | 0 | Off Peak | 0 | 1 | 0 | Semi-Peak | 0 | 1 | Off Peak | 0 | 1 | Off Peak | 0 | 1 | 0 | Off Peak | 0 | 1 | 0 | Off Peak | 0 | 1 | 0 | Off Peak
2020 | 7 | 3 | 2020-07-03 | 10 | 1 | 0 | 0 | [6 empty] | 0 | 0 | 1 | 0 | Off Peak | 0 | 1 | 0 | Semi-Peak | 0 | 1 | Off Peak | 0 | 1 | Off Peak | 0 | 1 | 0 | Off Peak | 0 | 1 | 0 | Off Peak | 0 | 1 | 0 | Off Peak
2020 | 7 | 3 | 2020-07-03 | 11 | 1 | 0 | 0 | [6 empty] | 0 | 0 | 1 | 0 | Off Peak | 0 | 1 | 0 | Semi-Peak | 0 | 1 | Off Peak | 0 | 1 | Off Peak | 0 | 1 | 0 | Off Peak | 0 | 1 | 0 | Off Peak | 0 | 1 | 0 | Off Peak
2020 | 7 | 3 | 2020-07-03 | 12 | 1 | 0 | 0 | [6 empty] | 0 | 0 | 1 | 0 | Off Peak | 1 | 0 | 0 | On Peak | 0 | 1 | Off Peak | 0 | 1 | Off Peak | 1 | 0 | 0 | On Peak | 0 | 1 | 0 | Off Peak | 0 | 1 | 0 | Off Peak
2020 | 7 | 3 | 2020-07-03 | 13 | 1 | 0 | 0 | [6 empty] | 0 | 0 | 1 | 0 | Off Peak | 1 | 0 | 0 | On Peak | 0 | 1 | Off Peak | 1 | 0 | On Peak | 1 | 0 | 0 | On Peak | 1 | 0 | 0 | On Peak | 1 | 0 | 0 | On Peak
2020 | 7 | 3 | 2020-07-03 | 14 | 1 | 0 | 0 | [6 empty] | 0 | 0 | 1 | 0 | Off Peak | 1 | 0 | 0 | On Peak | 0 | 1 | Off Peak | 1 | 0 | On Peak | 1 | 0 | 0 | On Peak | 1 | 0 | 0 | On Peak | 1 | 0 | 0 | On Peak
2020 | 7 | 3 | 2020-07-03 | 15 | 1 | 0 | 0 | [6 empty] | 0 | 0 | 1 | 0 | Off Peak | 1 | 0 | 0 | On Peak | 0 | 1 | Off Peak | 1 | 0 | On Peak | 1 | 0 | 0 | On Peak | 1 | 0 | 0 | On Peak | 1 | 0 | 0 | On Peak
2020 | 7 | 3 | 2020-07-03 | 16 | 1 | 0 | 0 | [6 empty] | 0 | 0 | 1 | 0 | Off Peak | 1 | 0 | 0 | On Peak | 0 | 1 | Off Peak | 1 | 0 | On Peak | 1 | 0 | 0 | On Peak | 1 | 0 | 0 | On Peak | 1 | 0 | 0 | On Peak
2020 | 7 | 3 | 2020-07-03 | 17 | 1 | 0 | 0 | [6 empty] | 0 | 1 | 0 | 0 | On Peak | 1 | 0 | 0 | On Peak | 1 | 0 | On Peak | 1 | 0 | On Peak | 1 | 0 | 0 | On Peak | 1 | 0 | 0 | On Peak | 1 | 0 | 0 | On Peak
2020 | 7 | 3 | 2020-07-03 | 18 | 1 | 0 | 0 | [6 empty] | 0 | 1 | 0 | 0 | On Peak | 1 | 0 | 0 | On Peak | 1 | 0 | On Peak | 1 | 0 | On Peak | 1 | 0 | 0 | On Peak | 1 | 0 | 0 | On Peak | 1 | 0 | 0 | On Peak
2020 | 7 | 3 | 2020-07-03 | 19 | 1 | 0 | 0 | [6 empty] | 0 | 1 | 0 | 0 | On Peak | 0 | 1 | 0 | Semi-Peak | 1 | 0 | On Peak | 0 | 1 | Off Peak | 0 | 1 | 0 | Off Peak | 1 | 0 | 0 | On Peak | 0 | 1 | 0 | Off Peak
2020 | 7 | 3 | 2020-07-03 | 20 | 1 | 0 | 0 | [6 empty] | 0 | 1 | 0 | 0 | On Peak | 0 | 1 | 0 | Semi-Peak | 1 | 0 | On Peak | 0 | 1 | Off Peak | 0 | 1 | 0 | Off Peak | 1 | 0 | 0 | On Peak | 0 | 1 | 0 | Off Peak
2020 | 7 | 3 | 2020-07-03 | 21 | 1 | 0 | 0 | [6 empty] | 0 | 1 | 0 | 0 | On Peak | 0 | 1 | 0 | Semi-Peak | 1 | 0 | On Peak | 0 | 1 | Off Peak | 0 | 1 | 0 | Off Peak | 0 | 1 | 0 | Off Peak | 0 | 1 | 0 | Off Peak
2020 | 7 | 3 | 2020-07-03 | 22 | 1 | 0 | 0 | [6 empty] | 0 | 0 | 1 | 0 | Off Peak | 0 | 1 | 0 | Semi-Peak | 0 | 1 | Off Peak | 0 | 1 | Off Peak | 0 | 1 | 0 | Off Peak | 0 | 1 | 0 | Off Peak | 0 | 1 | 0 | Off Peak
2020 | 7 | 3 | 2020-07-03 | 23 | 1 | 0 | 0 | [6 empty] | 0 | 0 | 1 | 0 | Off Peak | 0 | 0 | 1 | Off Peak | 0 | 1 | Off Peak | 0 | 1 | Off Peak | 0 | 0 | 1 | Super Off Peak | 0 | 1 | 0 | Off Peak | 0 | 1 | 0 | Off Peak
2020 | 7 | 3 | 2020-07-03 | 24 | 1 | 0 | 0 | [6 empty] | 0 | 0 | 1 | 0 | Off Peak | 0 | 0 | 1 | Off Peak | 0 | 1 | Off Peak | 0 | 1 | Off Peak | 0 | 0 | 1 | Super Off Peak | 0 | 1 | 0 | Off Peak | 0 | 1 | 0 | Off Peak
2020 | 7 | 4 | 2020-07-04 | 1 | 1 | 1 | 1 | [6 empty] | 0 | 0 | 0 | 1 | Super Off Peak | 0 | 0 | 1 | Off Peak | 0 | 1 | Off Peak | 0 | 1 | Off Peak | 0 | 0 | 1 | Super Off Peak | 0 | 0 | 1 | Super Off Peak | 0 | 0 | 1 | Super Off Peak
2020 | 7 | 4 | 2020-07-04 | 2 | 1 | 1 | 1 | [6 empty] | 0 | 0 | 0 | 1 | Super Off Peak | 0 | 0 | 1 | Off Peak | 0 | 1 | Off Peak | 0 | 1 | Off Peak | 0 | 0 | 1 | Super Off Peak | 0 | 0 | 1 | Super Off Peak | 0 | 0 | 1 | Super Off Peak
2020 | 7 | 4 | 2020-07-04 | 3 | 1 | 1 | 1 | [6 empty] | 0 | 0 | 0 | 1 | Super Off Peak | 0 | 0 | 1 | Off Peak | 0 | 1 | Off Peak | 0 | 1 | Off Peak | 0 | 0 | 1 | Super Off Peak | 0 | 0 | 1 | Super Off Peak | 0 | 0 | 1 | Super Off Peak
2020 | 7 | 4 | 2020-07-04 | 4 | 1 | 1 | 1 | [6 empty] | 0 | 0 | 0 | 1 | Super Off Peak | 0 | 0 | 1 | Off Peak | 0 | 1 | Off Peak | 0 | 1 | Off Peak | 0 | 0 | 1 | Super Off Peak | 0 | 0 | 1 | Super Off Peak | 0 | 0 | 1 | Super Off Peak
2020 | 7 | 4 | 2020-07-04 | 5 | 1 | 1 | 1 | [6 empty] | 0 | 0 | 0 | 1 | Super Off Peak | 0 | 0 | 1 | Off Peak | 0 | 1 | Off Peak | 0 | 1 | Off Peak | 0 | 0 | 1 | Super Off Peak | 0 | 0 | 1 | Super Off Peak | 0 | 0 | 1 | Super Off Peak
2020 | 7 | 4 | 2020-07-04 | 6 | 1 | 1 | 1 | [6 empty] | 0 | 0 | 0 | 1 | Super Off Peak | 0 | 0 | 1 | Off Peak | 0 | 1 | Off Peak | 0 | 1 | Off Peak | 0 | 0 | 1 | Super Off Peak | 0 | 1 | 0 | Off Peak | 0 | 1 | 0 | Off Peak
2020 | 7 | 4 | 2020-07-04 | 7 | 1 | 1 | 1 | [6 empty] | 0 | 0 | 0 | 1 | Super Off Peak | 0 | 0 | 1 | Off Peak | 0 | 1 | Off Peak | 0 | 1 | Off Peak | 0 | 0 | 1 | Super Off Peak | 0 | 1 | 0 | Off Peak | 0 | 1 | 0 | Off Peak
2020 | 7 | 4 | 2020-07-04 | 8 | 1 | 1 | 1 | [6 empty] | 0 | 0 | 0 | 1 | Super Off Peak | 0 | 0 | 1 | Off Peak | 0 | 1 | Off Peak | 0 | 1 | Off Peak | 0 | 0 | 1 | Super Off Peak | 0 | 1 | 0 | Off Peak | 0 | 1 | 0 | Off Peak
2020 | 7 | 4 | 2020-07-04 | 9 | 1 | 1 | 1 | [6 empty] | 0 | 0 | 0 | 1 | Super Off Peak | 0 | 0 | 1 | Off Peak | 0 | 1 | Off Peak | 0 | 1 | Off Peak | 0 | 0 | 1 | Super Off Peak | 0 | 1 | 0 | Off Peak | 0 | 1 | 0 | Off Peak
2020 | 7 | 4 | 2020-07-04 | 10 | 1 | 1 | 1 | [6 empty] | 0 | 0 | 0 | 1 | Super Off Peak | 0 | 0 | 1 | Off Peak | 0 | 1 | Off Peak | 0 | 1 | Off Peak | 0 | 0 | 1 | Super Off Peak | 0 | 1 | 0 | Off Peak | 0 | 1 | 0 | Off Peak
2020 | 7 | 4 | 2020-07-04 | 11 | 1 | 1 | 1 | [6 empty] | 0 | 0 | 0 | 1 | Super Off Peak | 0 | 0 | 1 | Off Peak | 0 | 1 | Off Peak | 0 | 1 | Off Peak | 0 | 0 | 1 | Super Off Peak | 0 | 1 | 0 | Off Peak | 0 | 1 | 0 | Off Peak
2020 | 7 | 4 | 2020-07-04 | 12 | 1 | 1 | 1 | [6 empty] | 0 | 0 | 0 | 1 | Super Off Peak | 0 | 0 | 1 | Off Peak | 0 | 1 | Off Peak | 0 | 1 | Off Peak | 0 | 0 | 1 | Super Off Peak | 0 | 1 | 0 | Off Peak | 0 | 1 | 0 | Off Peak
2020 | 7 | 4 | 2020-07-04 | 13 | 1 | 1 | 1 | [6 empty] | 0 | 0 | 0 | 1 | Super Off Peak | 0 | 0 | 1 | Off Peak | 0 | 1 | Off Peak | 0 | 1 | Off Peak | 0 | 0 | 1 | Super Off Peak | 1 | 0 | 0 | On Peak | 0 | 1 | 0 | Off Peak
2020 | 7 | 4 | 2020-07-04 | 14 | 1 | 1 | 1 | [6 empty] | 0 | 0 | 0 | 1 | Super Off Peak | 0 | 0 | 1 | Off Peak | 0 | 1 | Off Peak | 0 | 1 | Off Peak | 0 | 0 | 1 | Super Off Peak | 1 | 0 | 0 | On Peak | 0 | 1 | 0 | Off Peak
2020 | 7 | 4 | 2020-07-04 | 15 | 1 | 1 | 1 | [6 empty] | 0 | 0 | 1 | 0 | Off Peak | 0 | 0 | 1 | Off Peak | 0 | 1 | Off Peak | 0 | 1 | Off Peak | 0 | 0 | 1 | Super Off Peak | 1 | 0 | 0 | On Peak | 0 | 1 | 0 | Off Peak
2020 | 7 | 4 | 2020-07-04 | 16 | 1 | 1 | 1 | [6 empty] | 0 | 0 | 1 | 0 | Off Peak | 0 | 0 | 1 | Off Peak | 0 | 1 | Off Peak | 0 | 1 | Off Peak | 0 | 0 | 1 | Super Off Peak | 1 | 0 | 0 | On Peak | 0 | 1 | 0 | Off Peak
2020 | 7 | 4 | 2020-07-04 | 17 | 1 | 1 | 1 | [6 empty] | 0 | 1 | 0 | 0 | On Peak | 0 | 0 | 1 | Off Peak | 0 | 1 | Off Peak | 0 | 1 | Off Peak | 0 | 0 | 1 | Super Off Peak | 1 | 0 | 0 | On Peak | 0 | 1 | 0 | Off Peak
2020 | 7 | 4 | 2020-07-04 | 18 | 1 | 1 | 1 | [6 empty] | 0 | 1 | 0 | 0 | On Peak | 0 | 0 | 1 | Off Peak | 0 | 1 | Off Peak | 0 | 1 | Off Peak | 0 | 0 | 1 | Super Off Peak | 1 | 0 | 0 | On Peak | 0 | 1 | 0 | Off Peak
2020 | 7 | 4 | 2020-07-04 | 19 | 1 | 1 | 1 | [6 empty] | 0 | 1 | 0 | 0 | On Peak | 0 | 0 | 1 | Off Peak | 0 | 1 | Off Peak | 0 | 1 | Off Peak | 0 | 0 | 1 | Super Off Peak | 1 | 0 | 0 | On Peak | 0 | 1 | 0 | Off Peak
2020 | 7 | 4 | 2020-07-04 | 20 | 1 | 1 | 1 | [6 empty] | 0 | 1 | 0 | 0 | On Peak | 0 | 0 | 1 | Off Peak | 0 | 1 | Off Peak | 0 | 1 | Off Peak | 0 | 0 | 1 | Super Off Peak | 1 | 0 | 0 | On Peak | 0 | 1 | 0 | Off Peak
2020 | 7 | 4 | 2020-07-04 | 21 | 1 | 1 | 1 | [6 empty] | 0 | 1 | 0 | 0 | On Peak | 0 | 0 | 1 | Off Peak | 0 | 1 | Off Peak | 0 | 1 | Off Peak | 0 | 0 | 1 | Super Off Peak | 0 | 1 | 0 | Off Peak | 0 | 1 | 0 | Off Peak
2020 | 7 | 4 | 2020-07-04 | 22 | 1 | 1 | 1 | [6 empty] | 0 | 0 | 1 | 0 | Off Peak | 0 | 0 | 1 | Off Peak | 0 | 1 | Off Peak | 0 | 1 | Off Peak | 0 | 0 | 1 | Super Off Peak | 0 | 1 | 0 | Off Peak | 0 | 1 | 0 | Off Peak
2020 | 7 | 4 | 2020-07-04 | 23 | 1 | 1 | 1 | [6 empty] | 0 | 0 | 1 | 0 | Off Peak | 0 | 0 | 1 | Off Peak | 0 | 1 | Off Peak | 0 | 1 | Off Peak | 0 | 0 | 1 | Super Off Peak | 0 | 1 | 0 | Off Peak | 0 | 1 | 0 | Off Peak
2020 | 7 | 4 | 2020-07-04 | 24 | 1 | 1 | 1 | [6 empty] | 0 | 0 | 1 | 0 | Off Peak | 0 | 0 | 1 | Off Peak | 0 | 1 | Off Peak | 0 | 1 | Off Peak | 0 | 0 | 1 | Super Off Peak | 0 | 1 | 0 | Off Peak | 0 | 1 | 0 | Off Peak
2020 | 7 | 5 | 2020-07-05 | 1 | 1 | 1 | 0 | [6 empty] | 0 | 0 | 0 | 1 | Super Off Peak | 0 | 0 | 1 | Off Peak | 0 | 1 | Off Peak | 0 | 1 | Off Peak | 0 | 0 | 1 | Super Off Peak | 0 | 0 | 1 | Super Off Peak | 0 | 0 | 1 | Super Off Peak
2020 | 7 | 5 | 2020-07-05 | 2 | 1 | 1 | 0 | [6 empty] | 0 | 0 | 0 | 1 | Super Off Peak | 0 | 0 | 1 | Off Peak | 0 | 1 | Off Peak | 0 | 1 | Off Peak | 0 | 0 | 1 | Super Off Peak | 0 | 0 | 1 | Super Off Peak | 0 | 0 | 1 | Super Off Peak
2020 | 7 | 5 | 2020-07-05 | 3 | 1 | 1 | 0 | [6 empty] | 0 | 0 | 0 | 1 | Super Off Peak | 0 | 0 | 1 | Off Peak | 0 | 1 | Off Peak | 0 | 1 | Off Peak | 0 | 0 | 1 | Super Off Peak | 0 | 0 | 1 | Super Off Peak | 0 | 0 | 1 | Super Off Peak
2020 | 7 | 5 | 2020-07-05 | 4 | 1 | 1 | 0 | [6 empty] | 0 | 0 | 0 | 1 | Super Off Peak | 0 | 0 | 1 | Off Peak | 0 | 1 | Off Peak | 0 | 1 | Off Peak | 0 | 0 | 1 | Super Off Peak | 0 | 0 | 1 | Super Off Peak | 0 | 0 | 1 | Super Off Peak
2020 | 7 | 5 | 2020-07-05 | 5 | 1 | 1 | 0 | [6 empty] | 0 | 0 | 0 | 1 | Super Off Peak | 0 | 0 | 1 | Off Peak | 0 | 1 | Off Peak | 0 | 1 | Off Peak | 0 | 0 | 1 | Super Off Peak | 0 | 0 | 1 | Super Off Peak | 0 | 0 | 1 | Super Off Peak
2020 | 7 | 5 | 2020-07-05 | 6 | 1 | 1 | 0 | [6 empty] | 0 | 0 | 0 | 1 | Super Off Peak | 0 | 0 | 1 | Off Peak | 0 | 1 | Off Peak | 0 | 1 | Off Peak | 0 | 0 | 1 | Super Off Peak | 0 | 1 | 0 | Off Peak | 0 | 1 | 0 | Off Peak
2020 | 7 | 5 | 2020-07-05 | 7 | 1 | 1 | 0 | [6 empty] | 0 | 0 | 0 | 1 | Super Off Peak | 0 | 0 | 1 | Off Peak | 0 | 1 | Off Peak | 0 | 1 | Off Peak | 0 | 0 | 1 | Super Off Peak | 0 | 1 | 0 | Off Peak | 0 | 1 | 0 | Off Peak
2020 | 7 | 5 | 2020-07-05 | 8 | 1 | 1 | 0 | [6 empty] | 0 | 0 | 0 | 1 | Super Off Peak | 0 | 0 | 1 | Off Peak | 0 | 1 | Off Peak | 0 | 1 | Off Peak | 0 | 0 | 1 | Super Off Peak | 0 | 1 | 0 | Off Peak | 0 | 1 | 0 | Off Peak
2020 | 7 | 5 | 2020-07-05 | 9 | 1 | 1 | 0 | [6 empty] | 0 | 0 | 0 | 1 | Super Off Peak | 0 | 0 | 1 | Off Peak | 0 | 1 | Off Peak | 0 | 1 | Off Peak | 0 | 0 | 1 | Super Off Peak | 0 | 1 | 0 | Off Peak | 0 | 1 | 0 | Off Peak
2020 | 7 | 5 | 2020-07-05 | 10 | 1 | 1 | 0 | [6 empty] | 0 | 0 | 0 | 1 | Super Off Peak | 0 | 0 | 1 | Off Peak | 0 | 1 | Off Peak | 0 | 1 | Off Peak | 0 | 0 | 1 | Super Off Peak | 0 | 1 | 0 | Off Peak | 0 | 1 | 0 | Off Peak
2020 | 7 | 5 | 2020-07-05 | 11 | 1 | 1 | 0 | [6 empty] | 0 | 0 | 0 | 1 | Super Off Peak | 0 | 0 | 1 | Off Peak | 0 | 1 | Off Peak | 0 | 1 | Off Peak | 0 | 0 | 1 | Super Off Peak | 0 | 1 | 0 | Off Peak | 0 | 1 | 0 | Off Peak
2020 | 7 | 5 | 2020-07-05 | 12 | 1 | 1 | 0 | [6 empty] | 0 | 0 | 0 | 1 | Super Off Peak | 0 | 0 | 1 | Off Peak | 0 | 1 | Off Peak | 0 | 1 | Off Peak | 0 | 0 | 1 | Super Off Peak | 0 | 1 | 0 | Off Peak | 0 | 1 | 0 | Off Peak
2020 | 7 | 5 | 2020-07-05 | 13 | 1 | 1 | 0 | [6 empty] | 0 | 0 | 0 | 1 | Super Off Peak | 0 | 0 | 1 | Off Peak | 0 | 1 | Off Peak | 0 | 1 | Off Peak | 0 | 0 | 1 | Super Off Peak | 1 | 0 | 0 | On Peak | 1 | 0 | 0 | On Peak
2020 | 7 | 5 | 2020-07-05 | 14 | 1 | 1 | 0 | [6 empty] | 0 | 0 | 0 | 1 | Super Off Peak | 0 | 0 | 1 | Off Peak | 0 | 1 | Off Peak | 0 | 1 | Off Peak | 0 | 0 | 1 | Super Off Peak | 1 | 0 | 0 | On Peak | 1 | 0 | 0 | On Peak
2020 | 7 | 5 | 2020-07-05 | 15 | 1 | 1 | 0 | [6 empty] | 0 | 0 | 1 | 0 | Off Peak | 0 | 0 | 1 | Off Peak | 0 | 1 | Off Peak | 0 | 1 | Off Peak | 0 | 0 | 1 | Super Off Peak | 1 | 0 | 0 | On Peak | 1 | 0 | 0 | On Peak
2020 | 7 | 5 | 2020-07-05 | 16 | 1 | 1 | 0 | [6 empty] | 0 | 0 | 1 | 0 | Off Peak | 0 | 0 | 1 | Off Peak | 0 | 1 | Off Peak | 0 | 1 | Off Peak | 0 | 0 | 1 | Super Off Peak | 1 | 0 | 0 | On Peak | 1 | 0 | 0 | On Peak
2020 | 7 | 5 | 2020-07-05 | 17 | 1 | 1 | 0 | [6 empty] | 0 | 1 | 0 | 0 | On Peak | 0 | 0 | 1 | Off Peak | 0 | 1 | Off Peak | 0 | 1 | Off Peak | 0 | 0 | 1 | Super Off Peak | 1 | 0 | 0 | On Peak | 1 | 0 | 0 | On Peak
2020 | 7 | 5 | 2020-07-05 | 18 | 1 | 1 | 0 | [6 empty] | 0 | 1 | 0 | 0 | On Peak | 0 | 0 | 1 | Off Peak | 0 | 1 | Off Peak | 0 | 1 | Off Peak | 0 | 0 | 1 | Super Off Peak | 1 | 0 | 0 | On Peak | 1 | 0 | 0 | On Peak
2020 | 7 | 5 | 2020-07-05 | 19 | 1 | 1 | 0 | [6 empty] | 0 | 1 | 0 | 0 | On Peak | 0 | 0 | 1 | Off Peak | 0 | 1 | Off Peak | 0 | 1 | Off Peak | 0 | 0 | 1 | Super Off Peak | 1 | 0 | 0 | On Peak | 0 | 1 | 0 | Off Peak
2020 | 7 | 5 | 2020-07-05 | 20 | 1 | 1 | 0 | [6 empty] | 0 | 1 | 0 | 0 | On Peak | 0 | 0 | 1 | Off Peak | 0 | 1 | Off Peak | 0 | 1 | Off Peak | 0 | 0 | 1 | Super Off Peak | 1 | 0 | 0 | On Peak | 0 | 1 | 0 | Off Peak
2020 | 7 | 5 | 2020-07-05 | 21 | 1 | 1 | 0 | [6 empty] | 0 | 1 | 0 | 0 | On Peak | 0 | 0 | 1 | Off Peak | 0 | 1 | Off Peak | 0 | 1 | Off Peak | 0 | 0 | 1 | Super Off Peak | 0 | 1 | 0 | Off Peak | 0 | 1 | 0 | Off Peak
2020 | 7 | 5 | 2020-07-05 | 22 | 1 | 1 | 0 | [6 empty] | 0 | 0 | 1 | 0 | Off Peak | 0 | 0 | 1 | Off Peak | 0 | 1 | Off Peak | 0 | 1 | Off Peak | 0 | 0 | 1 | Super Off Peak | 0 | 1 | 0 | Off Peak | 0 | 1 | 0 | Off Peak
2020 | 7 | 5 | 2020-07-05 | 23 | 1 | 1 | 0 | [6 empty] | 0 | 0 | 1 | 0 | Off Peak | 0 | 0 | 1 | Off Peak | 0 | 1 | Off Peak | 0 | 1 | Off Peak | 0 | 0 | 1 | Super Off Peak | 0 | 1 | 0 | Off Peak | 0 | 1 | 0 | Off Peak
2020 | 7 | 5 | 2020-07-05 | 24 | 1 | 1 | 0 | [6 empty] | 0 | 0 | 1 | 0 | Off Peak | 0 | 0 | 1 | Off Peak | 0 | 1 | Off Peak | 0 | 1 | Off Peak | 0 | 0 | 1 | Super Off Peak | 0 | 1 | 0 | Off Peak | 0 | 1 | 0 | Off Peak
2020 | 7 | 6 | 2020-07-06 | 1 | 1 | 0 | 0 | [6 empty] | 0 | 0 | 0 | 1 | Super Off Peak | 0 | 0 | 1 | Off Peak | 0 | 1 | Off Peak | 0 | 1 | Off Peak | 0 | 0 | 1 | Super Off Peak | 0 | 0 | 1 | Super Off Peak | 0 | 0 | 1 | Super Off Peak
2020 | 7 | 6 | 2020-07-06 | 2 | 1 | 0 | 0 | [6 empty] | 0 | 0 | 0 | 1 | Super Off Peak | 0 | 0 | 1 | Off Peak | 0 | 1 | Off Peak | 0 | 1 | Off Peak | 0 | 0 | 1 | Super Off Peak | 0 | 0 | 1 | Super Off Peak | 0 | 0 | 1 | Super Off Peak
2020 | 7 | 6 | 2020-07-06 | 3 | 1 | 0 | 0 | [6 empty] | 0 | 0 | 0 | 1 | Super Off Peak | 0 | 0 | 1 | Off Peak | 0 | 1 | Off Peak | 0 | 1 | Off Peak | 0 | 0 | 1 | Super Off Peak | 0 | 0 | 1 | Super Off Peak | 0 | 0 | 1 | Super Off Peak
2020 | 7 | 6 | 2020-07-06 | 4 | 1 | 0 | 0 | [6 empty] | 0 | 0 | 0 | 1 | Super Off Peak | 0 | 0 | 1 | Off Peak | 0 | 1 | Off Peak | 0 | 1 | Off Peak | 0 | 0 | 1 | Super Off Peak | 0 | 0 | 1 | Super Off Peak | 0 | 0 | 1 | Super Off Peak
2020 | 7 | 6 | 2020-07-06 | 5 | 1 | 0 | 0 | [6 empty] | 0 | 0 | 0 | 1 | Super Off Peak | 0 | 0 | 1 | Off Peak | 0 | 1 | Off Peak | 0 | 1 | Off Peak | 0 | 0 | 1 | Super Off Peak | 0 | 0 | 1 | Super Off Peak | 0 | 0 | 1 | Super Off Peak
2020 | 7 | 6 | 2020-07-06 | 6 | 1 | 0 | 0 | [6 empty] | 0 | 0 | 0 | 1 | Super Off Peak | 0 | 0 | 1 | Off Peak | 0 | 1 | Off Peak | 0 | 1 | Off Peak | 0 | 0 | 1 | Super Off Peak | 0 | 1 | 0 | Off Peak | 0 | 1 | 0 | Off Peak
2020 | 7 | 6 | 2020-07-06 | 7 | 1 | 0 | 0 | [6 empty] | 0 | 0 | 1 | 0 | Off Peak | 0 | 1 | 0 | Semi-Peak | 0 | 1 | Off Peak | 0 | 1 | Off Peak | 0 | 1 | 0 | Off Peak | 0 | 1 | 0 | Off Peak | 0 | 1 | 0 | Off Peak
2020 | 7 | 6 | 2020-07-06 | 8 | 1 | 0 | 0 | [6 empty] | 0 | 0 | 1 | 0 | Off Peak | 0 | 1 | 0 | Semi-Peak | 0 | 1 | Off Peak | 0 | 1 | Off Peak | 0 | 1 | 0 | Off Peak | 0 | 1 | 0 | Off Peak | 0 | 1 | 0 | Off Peak
2020 | 7 | 6 | 2020-07-06 | 9 | 1 | 0 | 0 | [6 empty] | 0 | 0 | 1 | 0 | Off Peak | 0 | 1 | 0 | Semi-Peak | 0 | 1 | Off Peak | 0 | 1 | Off Peak | 0 | 1 | 0 | Off Peak | 0 | 1 | 0 | Off Peak | 0 | 1 | 0 | Off Peak
2020 | 7 | 6 | 2020-07-06 | 10 | 1 | 0 | 0 | [6 empty] | 0 | 0 | 1 | 0 | Off Peak | 0 | 1 | 0 | Semi-Peak | 0 | 1 | Off Peak | 0 | 1 | Off Peak | 0 | 1 | 0 | Off Peak | 0 | 1 | 0 | Off Peak | 0 | 1 | 0 | Off Peak
2020 | 7 | 6 | 2020-07-06 | 11 | 1 | 0 | 0 | [6 empty] | 0 | 0 | 1 | 0 | Off Peak | 0 | 1 | 0 | Semi-Peak | 0 | 1 | Off Peak | 0 | 1 | Off Peak | 0 | 1 | 0 | Off Peak | 0 | 1 | 0 | Off Peak | 0 | 1 | 0 | Off Peak
2020 | 7 | 6 | 2020-07-06 | 12 | 1 | 0 | 0 | [6 empty] | 0 | 0 | 1 | 0 | Off Peak | 1 | 0 | 0 | On Peak | 0 | 1 | Off Peak | 0 | 1 | Off Peak | 1 | 0 | 0 | On Peak | 0 | 1 | 0 | Off Peak | 0 | 1 | 0 | Off Peak
2020 | 7 | 6 | 2020-07-06 | 13 | 1 | 0 | 0 | [6 empty] | 0 | 0 | 1 | 0 | Off Peak | 1 | 0 | 0 | On Peak | 0 | 1 | Off Peak | 1 | 0 | On Peak | 1 | 0 | 0 | On Peak | 1 | 0 | 0 | On Peak | 1 | 0 | 0 | On Peak
2020 | 7 | 6 | 2020-07-06 | 14 | 1 | 0 | 0 | [6 empty] | 0 | 0 | 1 | 0 | Off Peak | 1 | 0 | 0 | On Peak | 0 | 1 | Off Peak | 1 | 0 | On Peak | 1 | 0 | 0 | On Peak | 1 | 0 | 0 | On Peak | 1 | 0 | 0 | On Peak
2020 | 7 | 6 | 2020-07-06 | 15 | 1 | 0 | 0 | [6 empty] | 0 | 0 | 1 | 0 | Off Peak | 1 | 0 | 0 | On Peak | 0 | 1 | Off Peak | 1 | 0 | On Peak | 1 | 0 | 0 | On Peak | 1 | 0 | 0 | On Peak | 1 | 0 | 0 | On Peak
2020 | 7 | 6 | 2020-07-06 | 16 | 1 | 0 | 0 | [6 empty] | 0 | 0 | 1 | 0 | Off Peak | 1 | 0 | 0 | On Peak | 0 | 1 | Off Peak | 1 | 0 | On Peak | 1 | 0 | 0 | On Peak | 1 | 0 | 0 | On Peak | 1 | 0 | 0 | On Peak
2020 | 7 | 6 | 2020-07-06 | 17 | 1 | 0 | 0 | [6 empty] | 0 | 1 | 0 | 0 | On Peak | 1 | 0 | 0 | On Peak | 1 | 0 | On Peak | 1 | 0 | On Peak | 1 | 0 | 0 | On Peak | 1 | 0 | 0 | On Peak | 1 | 0 | 0 | On Peak
2020 | 7 | 6 | 2020-07-06 | 18 | 1 | 0 | 0 | [6 empty] | 0 | 1 | 0 | 0 | On Peak | 1 | 0 | 0 | On Peak | 1 | 0 | On Peak | 1 | 0 | On Peak | 1 | 0 | 0 | On Peak | 1 | 0 | 0 | On Peak | 1 | 0 | 0 | On Peak
2020 | 7 | 6 | 2020-07-06 | 19 | 1 | 0 | 0 | [6 empty] | 0 | 1 | 0 | 0 | On Peak | 0 | 1 | 0 | Semi-Peak | 1 | 0 | On Peak | 0 | 1 | Off Peak | 0 | 1 | 0 | Off Peak | 1 | 0 | 0 | On Peak | 0 | 1 | 0 | Off Peak
2020 | 7 | 6 | 2020-07-06 | 20 | 1 | 0 | 0 | [6 empty] | 0 | 1 | 0 | 0 | On Peak | 0 | 1 | 0 | Semi-Peak | 1 | 0 | On Peak | 0 | 1 | Off Peak | 0 | 1 | 0 | Off Peak | 1 | 0 | 0 | On Peak | 0 | 1 | 0 | Off Peak
2020 | 7 | 6 | 2020-07-06 | 21 | 1 | 0 | 0 | [6 empty] | 0 | 1 | 0 | 0 | On Peak | 0 | 1 | 0 | Semi-Peak | 1 | 0 | On Peak | 0 | 1 | Off Peak | 0 | 1 | 0 | Off Peak | 0 | 1 | 0 | Off Peak | 0 | 1 | 0 | Off Peak
2020 | 7 | 6 | 2020-07-06 | 22 | 1 | 0 | 0 | [6 empty] | 0 | 0 | 1 | 0 | Off Peak | 0 | 1 | 0 | Semi-Peak | 0 | 1 | Off Peak | 0 | 1 | Off Peak | 0 | 1 | 0 | Off Peak | 0 | 1 | 0 | Off Peak | 0 | 1 | 0 | Off Peak
2020 | 7 | 6 | 2020-07-06 | 23 | 1 | 0 | 0 | [6 empty] | 0 | 0 | 1 | 0 | Off Peak | 0 | 0 | 1 | Off Peak | 0 | 1 | Off Peak | 0 | 1 | Off Peak | 0 | 0 | 1 | Super Off Peak | 0 | 1 | 0 | Off Peak | 0 | 1 | 0 | Off Peak
2020 | 7 | 6 | 2020-07-06 | 24 | 1 | 0 | 0 | [6 empty] | 0 | 0 | 1 | 0 | Off Peak | 0 | 0 | 1 | Off Peak | 0 | 1 | Off Peak | 0 | 1 | Off Peak | 0 | 0 | 1 | Super Off Peak | 0 | 1 | 0 | Off Peak | 0 | 1 | 0 | Off Peak
2020 | 7 | 7 | 2020-07-07 | 1 | 1 | 0 | 0 | [6 empty] | 0 | 0 | 0 | 1 | Super Off Peak | 0 | 0 | 1 | Off Peak | 0 | 1 | Off Peak | 0 | 1 | Off Peak | 0 | 0 | 1 | Super Off Peak | 0 | 0 | 1 | Super Off Peak | 0 | 0 | 1 | Super Off Peak
2020 | 7 | 7 | 2020-07-07 | 2 | 1 | 0 | 0 | [6 empty] | 0 | 0 | 0 | 1 | Super Off Peak | 0 | 0 | 1 | Off Peak | 0 | 1 | Off Peak | 0 | 1 | Off Peak | 0 | 0 | 1 | Super Off Peak | 0 | 0 | 1 | Super Off Peak | 0 | 0 | 1 | Super Off Peak
2020 | 7 | 7 | 2020-07-07 | 3 | 1 | 0 | 0 | [6 empty] | 0 | 0 | 0 | 1 | Super Off Peak | 0 | 0 | 1 | Off Peak | 0 | 1 | Off Peak | 0 | 1 | Off Peak | 0 | 0 | 1 | Super Off Peak | 0 | 0 | 1 | Super Off Peak | 0 | 0 | 1 | Super Off Peak
2020 | 7 | 7 | 2020-07-07 | 4 | 1 | 0 | 0 | [6 empty] | 0 | 0 | 0 | 1 | Super Off Peak | 0 | 0 | 1 | Off Peak | 0 | 1 | Off Peak | 0 | 1 | Off Peak | 0 | 0 | 1 | Super Off Peak | 0 | 0 | 1 | Super Off Peak | 0 | 0 | 1 | Super Off Peak
2020 | 7 | 7 | 2020-07-07 | 5 | 1 | 0 | 0 | [6 empty] | 0 | 0 | 0 | 1 | Super Off Peak | 0 | 0 | 1 | Off Peak | 0 | 1 | Off Peak | 0 | 1 | Off Peak | 0 | 0 | 1 | Super Off Peak | 0 | 0 | 1 | Super Off Peak | 0 | 0 | 1 | Super Off Peak
2020 | 7 | 7 | 2020-07-07 | 6 | 1 | 0 | 0 | [6 empty] | 0 | 0 | 0 | 1 | Super Off Peak | 0 | 0 | 1 | Off Peak | 0 | 1 | Off Peak | 0 | 1 | Off Peak | 0 | 0 | 1 | Super Off Peak | 0 | 1 | 0 | Off Peak | 0 | 1 | 0 | Off Peak
2020 | 7 | 7 | 2020-07-07 | 7 | 1 | 0 | 0 | [6 empty] | 0 | 0 | 1 | 0 | Off Peak | 0 | 1 | 0 | Semi-Peak | 0 | 1 | Off Peak | 0 | 1 | Off Peak | 0 | 1 | 0 | Off Peak | 0 | 1 | 0 | Off Peak | 0 | 1 | 0 | Off Peak
2020 | 7 | 7 | 2020-07-07 | 8 | 1 | 0 | 0 | [6 empty] | 0 | 0 | 1 | 0 | Off Peak | 0 | 1 | 0 | Semi-Peak | 0 | 1 | Off Peak | 0 | 1 | Off Peak | 0 | 1 | 0 | Off Peak | 0 | 1 | 0 | Off Peak | 0 | 1 | 0 | Off Peak
2020 | 7 | 7 | 2020-07-07 | 9 | 1 | 0 | 0 | [6 empty] | 0 | 0 | 1 | 0 | Off Peak | 0 | 1 | 0 | Semi-Peak | 0 | 1 | Off Peak | 0 | 1 | Off Peak | 0 | 1 | 0 | Off Peak | 0 | 1 | 0 | Off Peak | 0 | 1 | 0 | Off Peak
2020 | 7 | 7 | 2020-07-07 | 10 | 1 | 0 | 0 | [6 empty] | 0 | 0 | 1 | 0 | Off Peak | 0 | 1 | 0 | Semi-Peak | 0 | 1 | Off Peak | 0 | 1 | Off Peak | 0 | 1 | 0 | Off Peak | 0 | 1 | 0 | Off Peak | 0 | 1 | 0 | Off Peak
2020 | 7 | 7 | 2020-07-07 | 11 | 1 | 0 | 0 | [6 empty] | 0 | 0 | 1 | 0 | Off Peak | 0 | 1 | 0 | Semi-Peak | 0 | 1 | Off Peak | 0 | 1 | Off Peak | 0 | 1 | 0 | Off Peak | 0 | 1 | 0 | Off Peak | 0 | 1 | 0 | Off Peak
2020 | 7 | 7 | 2020-07-07 | 12 | 1 | 0 | 0 | [6 empty] | 0 | 0 | 1 | 0 | Off Peak | 1 | 0 | 0 | On Peak | 0 | 1 | Off Peak | 0 | 1 | Off Peak | 1 | 0 | 0 | On Peak | 0 | 1 | 0 | Off Peak | 0 | 1 | 0 | Off Peak
2020 | 7 | 7 | 2020-07-07 | 13 | 1 | 0 | 0 | [6 empty] | 0 | 0 | 1 | 0 | Off Peak | 1 | 0 | 0 | On Peak | 0 | 1 | Off Peak | 1 | 0 | On Peak | 1 | 0 | 0 | On Peak | 1 | 0 | 0 | On Peak | 1 | 0 | 0 | On Peak
2020 | 7 | 7 | 2020-07-07 | 14 | 1 | 0 | 0 | [6 empty] | 0 | 0 | 1 | 0 | Off Peak | 1 | 0 | 0 | On Peak | 0 | 1 | Off Peak | 1 | 0 | On Peak | 1 | 0 | 0 | On Peak | 1 | 0 | 0 | On Peak | 1 | 0 | 0 | On Peak
2020 | 7 | 7 | 2020-07-07 | 15 | 1 | 0 | 0 | [6 empty] | 0 | 0 | 1 | 0 | Off Peak | 1 | 0 | 0 | On Peak | 0 | 1 | Off Peak | 1 | 0 | On Peak | 1 | 0 | 0 | On Peak | 1 | 0 | 0 | On Peak | 1 | 0 | 0 | On Peak
2020 | 7 | 7 | 2020-07-07 | 16 | 1 | 0 | 0 | [6 empty] | 0 | 0 | 1 | 0 | Off Peak | 1 | 0 | 0 | On Peak | 0 | 1 | Off Peak | 1 | 0 | On Peak | 1 | 0 | 0 | On Peak | 1 | 0 | 0 | On Peak | 1 | 0 | 0 | On Peak
2020 | 7 | 7 | 2020-07-07 | 17 | 1 | 0 | 0 | [6 empty] | 0 | 1 | 0 | 0 | On Peak | 1 | 0 | 0 | On Peak | 1 | 0 | On Peak | 1 | 0 | On Peak | 1 | 0 | 0 | On Peak | 1 | 0 | 0 | On Peak | 1 | 0 | 0 | On Peak
2020 | 7 | 7 | 2020-07-07 | 18 | 1 | 0 | 0 | [6 empty] | 0 | 1 | 0 | 0 | On Peak | 1 | 0 | 0 | On Peak | 1 | 0 | On Peak | 1 | 0 | On Peak | 1 | 0 | 0 | On Peak | 1 | 0 | 0 | On Peak | 1 | 0 | 0 | On Peak
2020 | 7 | 7 | 2020-07-07 | 19 | 1 | 0 | 0 | [6 empty] | 0 | 1 | 0 | 0 | On Peak | 0 | 1 | 0 | Semi-Peak | 1 | 0 | On Peak | 0 | 1 | Off Peak | 0 | 1 | 0 | Off Peak | 1 | 0 | 0 | On Peak | 0 | 1 | 0 | Off Peak
2020 | 7 | 7 | 2020-07-07 | 20 | 1 | 0 | 0 | [6 empty] | 0 | 1 | 0 | 0 | On Peak | 0 | 1 | 0 | Semi-Peak | 1 | 0 | On Peak | 0 | 1 | Off Peak | 0 | 1 | 0 | Off Peak | 1 | 0 | 0 | On Peak | 0 | 1 | 0 | Off Peak
2020 | 7 | 7 | 2020-07-07 | 21 | 1 | 0 | 0 | [6 empty] | 0 | 1 | 0 | 0 | On Peak | 0 | 1 | 0 | Semi-Peak | 1 | 0 | On Peak | 0 | 1 | Off Peak | 0 | 1 | 0 | Off Peak | 0 | 1 | 0 | Off Peak | 0 | 1 | 0 | Off Peak
2020 | 7 | 7 | 2020-07-07 | 22 | 1 | 0 | 0 | [6 empty] | 0 | 0 | 1 | 0 | Off Peak | 0 | 1 | 0 | Semi-Peak | 0 | 1 | Off Peak | 0 | 1 | Off Peak | 0 | 1 | 0 | Off Peak | 0 | 1 | 0 | Off Peak | 0 | 1 | 0 | Off Peak
2020 | 7 | 7 | 2020-07-07 | 23 | 1 | 0 | 0 | [6 empty] | 0 | 0 | 1 | 0 | Off Peak | 0 | 0 | 1 | Off Peak | 0 | 1 | Off Peak | 0 | 1 | Off Peak | 0 | 0 | 1 | Super Off Peak | 0 | 1 | 0 | Off Peak | 0 | 1 | 0 | Off Peak
2020 | 7 | 7 | 2020-07-07 | 24 | 1 | 0 | 0 | [6 empty] | 0 | 0 | 1 | 0 | Off Peak | 0 | 0 | 1 | Off Peak | 0 | 1 | Off Peak | 0 | 1 | Off Peak | 0 | 0 | 1 | Super Off Peak | 0 | 1 | 0 | Off Peak | 0 | 1 | 0 | Off Peak
2020 | 7 | 8 | 2020-07-08 | 1 | 1 | 0 | 0 | [6 empty] | 0 | 0 | 0 | 1 | Super Off Peak | 0 | 0 | 1 | Off Peak | 0 | 1 | Off Peak | 0 | 1 | Off Peak | 0 | 0 | 1 | Super Off Peak | 0 | 0 | 1 | Super Off Peak | 0 | 0 | 1 | Super Off Peak
2020 | 7 | 8 | 2020-07-08 | 2 | 1 | 0 | 0 | [6 empty] | 0 | 0 | 0 | 1 | Super Off Peak | 0 | 0 | 1 | Off Peak | 0 | 1 | Off Peak | 0 | 1 | Off Peak | 0 | 0 | 1 | Super Off Peak | 0 | 0 | 1 | Super Off Peak | 0 | 0 | 1 | Super Off Peak
2020 | 7 | 8 | 2020-07-08 | 3 | 1 | 0 | 0 | [6 empty] | 0 | 0 | 0 | 1 | Super Off Peak | 0 | 0 | 1 | Off Peak | 0 | 1 | Off Peak | 0 | 1 | Off Peak | 0 | 0 | 1 | Super Off Peak | 0 | 0 | 1 | Super Off Peak | 0 | 0 | 1 | Super Off Peak
2020 | 7 | 8 | 2020-07-08 | 4 | 1 | 0 | 0 | [6 empty] | 0 | 0 | 0 | 1 | Super Off Peak | 0 | 0 | 1 | Off Peak | 0 | 1 | Off Peak | 0 | 1 | Off Peak | 0 | 0 | 1 | Super Off Peak | 0 | 0 | 1 | Super Off Peak | 0 | 0 | 1 | Super Off Peak
2020 | 7 | 8 | 2020-07-08 | 5 | 1 | 0 | 0 | [6 empty] | 0 | 0 | 0 | 1 | Super Off Peak | 0 | 0 | 1 | Off Peak | 0 | 1 | Off Peak | 0 | 1 | Off Peak | 0 | 0 | 1 | Super Off Peak | 0 | 0 | 1 | Super Off Peak | 0 | 0 | 1 | Super Off Peak
2020 | 7 | 8 | 2020-07-08 | 6 | 1 | 0 | 0 | [6 empty] | 0 | 0 | 0 | 1 | Super Off Peak | 0 | 0 | 1 | Off Peak | 0 | 1 | Off Peak | 0 | 1 | Off Peak | 0 | 0 | 1 | Super Off Peak | 0 | 1 | 0 | Off Peak | 0 | 1 | 0 | Off Peak
2020 | 7 | 8 | 2020-07-08 | 7 | 1 | 0 | 0 | [6 empty] | 0 | 0 | 1 | 0 | Off Peak | 0 | 1 | 0 | Semi-Peak | 0 | 1 | Off Peak | 0 | 1 | Off Peak | 0 | 1 | 0 | Off Peak | 0 | 1 | 0 | Off Peak | 0 | 1 | 0 | Off Peak
2020 | 7 | 8 | 2020-07-08 | 8 | 1 | 0 | 0 | [6 empty] | 0 | 0 | 1 | 0 | Off Peak | 0 | 1 | 0 | Semi-Peak | 0 | 1 | Off Peak | 0 | 1 | Off Peak | 0 | 1 | 0 | Off Peak | 0 | 1 | 0 | Off Peak | 0 | 1 | 0 | Off Peak
2020 | 7 | 8 | 2020-07-08 | 9 | 1 | 0 | 0 | [6 empty] | 0 | 0 | 1 | 0 | Off Peak | 0 | 1 | 0 | Semi-Peak | 0 | 1 | Off Peak | 0 | 1 | Off Peak | 0 | 1 | 0 | Off Peak | 0 | 1 | 0 | Off Peak | 0 | 1 | 0 | Off Peak
2020 | 7 | 8 | 2020-07-08 | 10 | 1 | 0 | 0 | [6 empty] | 0 | 0 | 1 | 0 | Off Peak | 0 | 1 | 0 | Semi-Peak | 0 | 1 | Off Peak | 0 | 1 | Off Peak | 0 | 1 | 0 | Off Peak | 0 | 1 | 0 | Off Peak | 0 | 1 | 0 | Off Peak
2020 | 7 | 8 | 2020-07-08 | 11 | 1 | 0 | 0 | [6 empty] | 0 | 0 | 1 | 0 | Off Peak | 0 | 1 | 0 | Semi-Peak | 0 | 1 | Off Peak | 0 | 1 | Off Peak | 0 | 1 | 0 | Off Peak | 0 | 1 | 0 | Off Peak | 0 | 1 | 0 | Off Peak
2020 | 7 | 8 | 2020-07-08 | 12 | 1 | 0 | 0 | [6 empty] | 0 | 0 | 1 | 0 | Off Peak | 1 | 0 | 0 | On Peak | 0 | 1 | Off Peak | 0 | 1 | Off Peak | 1 | 0 | 0 | On Peak | 0 | 1 | 0 | Off Peak | 0 | 1 | 0 | Off Peak
2020 | 7 | 8 | 2020-07-08 | 13 | 1 | 0 | 0 | [6 empty] | 0 | 0 | 1 | 0 | Off Peak | 1 | 0 | 0 | On Peak | 0 | 1 | Off Peak | 1 | 0 | On Peak | 1 | 0 | 0 | On Peak | 1 | 0 | 0 | On Peak | 1 | 0 | 0 | On Peak
2020 | 7 | 8 | 2020-07-08 | 14 | 1 | 0 | 0 | [6 empty] | 0 | 0 | 1 | 0 | Off Peak | 1 | 0 | 0 | On Peak | 0 | 1 | Off Peak | 1 | 0 | On Peak | 1 | 0 | 0 | On Peak | 1 | 0 | 0 | On Peak | 1 | 0 | 0 | On Peak
2020 | 7 | 8 | 2020-07-08 | 15 | 1 | 0 | 0 | [6 empty] | 0 | 0 | 1 | 0 | Off Peak | 1 | 0 | 0 | On Peak | 0 | 1 | Off Peak | 1 | 0 | On Peak | 1 | 0 | 0 | On Peak | 1 | 0 | 0 | On Peak | 1 | 0 | 0 | On Peak
2020 | 7 | 8 | 2020-07-08 | 16 | 1 | 0 | 0 | [6 empty] | 0 | 0 | 1 | 0 | Off Peak | 1 | 0 | 0 | On Peak | 0 | 1 | Off Peak | 1 | 0 | On Peak | 1 | 0 | 0 | On Peak | 1 | 0 | 0 | On Peak | 1 | 0 | 0 | On Peak
2020 | 7 | 8 | 2020-07-08 | 17 | 1 | 0 | 0 | [6 empty] | 0 | 1 | 0 | 0 | On Peak | 1 | 0 | 0 | On Peak | 1 | 0 | On Peak | 1 | 0 | On Peak | 1 | 0 | 0 | On Peak | 1 | 0 | 0 | On Peak | 1 | 0 | 0 | On Peak
2020 | 7 | 8 | 2020-07-08 | 18 | 1 | 0 | 0 | [6 empty] | 0 | 1 | 0 | 0 | On Peak | 1 | 0 | 0 | On Peak | 1 | 0 | On Peak | 1 | 0 | On Peak | 1 | 0 | 0 | On Peak | 1 | 0 | 0 | On Peak | 1 | 0 | 0 | On Peak
2020 | 7 | 8 | 2020-07-08 | 19 | 1 | 0 | 0 | [6 empty] | 0 | 1 | 0 | 0 | On Peak | 0 | 1 | 0 | Semi-Peak | 1 | 0 | On Peak | 0 | 1 | Off Peak | 0 | 1 | 0 | Off Peak | 1 | 0 | 0 | On Peak | 0 | 1 | 0 | Off Peak
2020 | 7 | 8 | 2020-07-08 | 20 | 1 | 0 | 0 | [6 empty] | 0 | 1 | 0 | 0 | On Peak | 0 | 1 | 0 | Semi-Peak | 1 | 0 | On Peak | 0 | 1 | Off Peak | 0 | 1 | 0 | Off Peak | 1 | 0 | 0 | On Peak | 0 | 1 | 0 | Off Peak
2020 | 7 | 8 | 2020-07-08 | 21 | 1 | 0 | 0 | [6 empty] | 0 | 1 | 0 | 0 | On Peak | 0 | 1 | 0 | Semi-Peak | 1 | 0 | On Peak | 0 | 1 | Off Peak | 0 | 1 | 0 | Off Peak | 0 | 1 | 0 | Off Peak | 0 | 1 | 0 | Off Peak
2020 | 7 | 8 | 2020-07-08 | 22 | 1 | 0 | 0 | [6 empty] | 0 | 0 | 1 | 0 | Off Peak | 0 | 1 | 0 | Semi-Peak | 0 | 1 | Off Peak | 0 | 1 | Off Peak | 0 | 1 | 0 | Off Peak | 0 | 1 | 0 | Off Peak | 0 | 1 | 0 | Off Peak
2020 | 7 | 8 | 2020-07-08 | 23 | 1 | 0 | 0 | [6 empty] | 0 | 0 | 1 | 0 | Off Peak | 0 | 0 | 1 | Off Peak | 0 | 1 | Off Peak | 0 | 1 | Off Peak | 0 | 0 | 1 | Super Off Peak | 0 | 1 | 0 | Off Peak | 0 | 1 | 0 | Off Peak
2020 | 7 | 8 | 2020-07-08 | 24 | 1 | 0 | 0 | [6 empty] | 0 | 0 | 1 | 0 | Off Peak | 0 | 0 | 1 | Off Peak | 0 | 1 | Off Peak | 0 | 1 | Off Peak | 0 | 0 | 1 | Super Off Peak | 0 | 1 | 0 | Off Peak | 0 | 1 | 0 | Off Peak
2020 | 7 | 9 | 2020-07-09 | 1 | 1 | 0 | 0 | [6 empty] | 0 | 0 | 0 | 1 | Super Off Peak | 0 | 0 | 1 | Off Peak | 0 | 1 | Off Peak | 0 | 1 | Off Peak | 0 | 0 | 1 | Super Off Peak | 0 | 0 | 1 | Super Off Peak | 0 | 0 | 1 | Super Off Peak
2020 | 7 | 9 | 2020-07-09 | 2 | 1 | 0 | 0 | [6 empty] | 0 | 0 | 0 | 1 | Super Off Peak | 0 | 0 | 1 | Off Peak | 0 | 1 | Off Peak | 0 | 1 | Off Peak | 0 | 0 | 1 | Super Off Peak | 0 | 0 | 1 | Super Off Peak | 0 | 0 | 1 | Super Off Peak
2020 | 7 | 9 | 2020-07-09 | 3 | 1 | 0 | 0 | [6 empty] | 0 | 0 | 0 | 1 | Super Off Peak | 0 | 0 | 1 | Off Peak | 0 | 1 | Off Peak | 0 | 1 | Off Peak | 0 | 0 | 1 | Super Off Peak | 0 | 0 | 1 | Super Off Peak | 0 | 0 | 1 | Super Off Peak
2020 | 7 | 9 | 2020-07-09 | 4 | 1 | 0 | 0 | [6 empty] | 0 | 0 | 0 | 1 | Super Off Peak | 0 | 0 | 1 | Off Peak | 0 | 1 | Off Peak | 0 | 1 | Off Peak | 0 | 0 | 1 | Super Off Peak | 0 | 0 | 1 | Super Off Peak | 0 | 0 | 1 | Super Off Peak
2020 | 7 | 9 | 2020-07-09 | 5 | 1 | 0 | 0 | [6 empty] | 0 | 0 | 0 | 1 | Super Off Peak | 0 | 0 | 1 | Off Peak | 0 | 1 | Off Peak | 0 | 1 | Off Peak | 0 | 0 | 1 | Super Off Peak | 0 | 0 | 1 | Super Off Peak | 0 | 0 | 1 | Super Off Peak
2020 | 7 | 9 | 2020-07-09 | 6 | 1 | 0 | 0 | [6 empty] | 0 | 0 | 0 | 1 | Super Off Peak | 0 | 0 | 1 | Off Peak | 0 | 1 | Off Peak | 0 | 1 | Off Peak | 0 | 0 | 1 | Super Off Peak | 0 | 1 | 0 | Off Peak | 0 | 1 | 0 | Off Peak
2020 | 7 | 9 | 2020-07-09 | 7 | 1 | 0 | 0 | [6 empty] | 0 | 0 | 1 | 0 | Off Peak | 0 | 1 | 0 | Semi-Peak | 0 | 1 | Off Peak | 0 | 1 | Off Peak | 0 | 1 | 0 | Off Peak | 0 | 1 | 0 | Off Peak | 0 | 1 | 0 | Off Peak
2020 | 7 | 9 | 2020-07-09 | 8 | 1 | 0 | 0 | [6 empty] | 0 | 0 | 1 | 0 | Off Peak | 0 | 1 | 0 | Semi-Peak | 0 | 1 | Off Peak | 0 | 1 | Off Peak | 0 | 1 | 0 | Off Peak | 0 | 1 | 0 | Off Peak | 0 | 1 | 0 | Off Peak
2020 | 7 | 9 | 2020-07-09 | 9 | 1 | 0 | 0 | [6 empty] | 0 | 0 | 1 | 0 | Off Peak | 0 | 1 | 0 | Semi-Peak | 0 | 1 | Off Peak | 0 | 1 | Off Peak | 0 | 1 | 0 | Off Peak | 0 | 1 | 0 | Off Peak | 0 | 1 | 0 | Off Peak
2020 | 7 | 9 | 2020-07-09 | 10 | 1 | 0 | 0 | [6 empty] | 0 | 0 | 1 | 0 | Off Peak | 0 | 1 | 0 | Semi-Peak | 0 | 1 | Off Peak | 0 | 1 | Off Peak | 0 | 1 | 0 | Off Peak | 0 | 1 | 0 | Off Peak | 0 | 1 | 0 | Off Peak
2020 | 7 | 9 | 2020-07-09 | 11 | 1 | 0 | 0 | [6 empty] | 0 | 0 | 1 | 0 | Off Peak | 0 | 1 | 0 | Semi-Peak | 0 | 1 | Off Peak | 0 | 1 | Off Peak | 0 | 1 | 0 | Off Peak | 0 | 1 | 0 | Off Peak | 0 | 1 | 0 | Off Peak
2020 | 7 | 9 | 2020-07-09 | 12 | 1 | 0 | 0 | [6 empty] | 0 | 0 | 1 | 0 | Off Peak | 1 | 0 | 0 | On Peak | 0 | 1 | Off Peak | 0 | 1 | Off Peak | 1 | 0 | 0 | On Peak | 0 | 1 | 0 | Off Peak | 0 | 1 | 0 | Off Peak
2020 | 7 | 9 | 2020-07-09 | 13 | 1 | 0 | 0 | [6 empty] | 0 | 0 | 1 | 0 | Off Peak | 1 | 0 | 0 | On Peak | 0 | 1 | Off Peak | 1 | 0 | On Peak | 1 | 0 | 0 | On Peak | 1 | 0 | 0 | On Peak | 1 | 0 | 0 | On Peak
2020 | 7 | 9 | 2020-07-09 | 14 | 1 | 0 | 0 | [6 empty] | 0 | 0 | 1 | 0 | Off Peak | 1 | 0 | 0 | On Peak | 0 | 1 | Off Peak | 1 | 0 | On Peak | 1 | 0 | 0 | On Peak | 1 | 0 | 0 | On Peak | 1 | 0 | 0 | On Peak
2020 | 7 | 9 | 2020-07-09 | 15 | 1 | 0 | 0 | [6 empty] | 0 | 0 | 1 | 0 | Off Peak | 1 | 0 | 0 | On Peak | 0 | 1 | Off Peak | 1 | 0 | On Peak | 1 | 0 | 0 | On Peak | 1 | 0 | 0 | On Peak | 1 | 0 | 0 | On Peak
2020 | 7 | 9 | 2020-07-09 | 16 | 1 | 0 | 0 | [6 empty] | 0 | 0 | 1 | 0 | Off Peak | 1 | 0 | 0 | On Peak | 0 | 1 | Off Peak | 1 | 0 | On Peak | 1 | 0 | 0 | On Peak | 1 | 0 | 0 | On Peak | 1 | 0 | 0 | On Peak
2020 | 7 | 9 | 2020-07-09 | 17 | 1 | 0 | 0 | [6 empty] | 0 | 1 | 0 | 0 | On Peak | 1 | 0 | 0 | On Peak | 1 | 0 | On Peak | 1 | 0 | On Peak | 1 | 0 | 0 | On Peak | 1 | 0 | 0 | On Peak | 1 | 0 | 0 | On Peak
2020 | 7 | 9 | 2020-07-09 | 18 | 1 | 0 | 0 | [6 empty] | 0 | 1 | 0 | 0 | On Peak | 1 | 0 | 0 | On Peak | 1 | 0 | On Peak | 1 | 0 | On Peak | 1 | 0 | 0 | On Peak | 1 | 0 | 0 | On Peak | 1 | 0 | 0 | On Peak
2020 | 7 | 9 | 2020-07-09 | 19 | 1 | 0 | 0 | [6 empty] | 0 | 1 | 0 | 0 | On Peak | 0 | 1 | 0 | Semi-Peak | 1 | 0 | On Peak | 0 | 1 | Off Peak | 0 | 1 | 0 | Off Peak | 1 | 0 | 0 | On Peak | 0 | 1 | 0 | Off Peak
2020 | 7 | 9 | 2020-07-09 | 20 | 1 | 0 | 0 | [6 empty] | 0 | 1 | 0 | 0 | On Peak | 0 | 1 | 0 | Semi-Peak | 1 | 0 | On Peak | 0 | 1 | Off Peak | 0 | 1 | 0 | Off Peak | 1 | 0 | 0 | On Peak | 0 | 1 | 0 | Off Peak
2020 | 7 | 9 | 2020-07-09 | 21 | 1 | 0 | 0 | [6 empty] | 0 | 1 | 0 | 0 | On Peak | 0 | 1 | 0 | Semi-Peak | 1 | 0 | On Peak | 0 | 1 | Off Peak | 0 | 1 | 0 | Off Peak | 0 | 1 | 0 | Off Peak | 0 | 1 | 0 | Off Peak
2020 | 7 | 9 | 2020-07-09 | 22 | 1 | 0 | 0 | [6 empty] | 0 | 0 | 1 | 0 | Off Peak | 0 | 1 | 0 | Semi-Peak | 0 | 1 | Off Peak | 0 | 1 | Off Peak | 0 | 1 | 0 | Off Peak | 0 | 1 | 0 | Off Peak | 0 | 1 | 0 | Off Peak
2020 | 7 | 9 | 2020-07-09 | 23 | 1 | 0 | 0 | [6 empty] | 0 | 0 | 1 | 0 | Off Peak | 0 | 0 | 1 | Off Peak | 0 | 1 | Off Peak | 0 | 1 | Off Peak | 0 | 0 | 1 | Super Off Peak | 0 | 1 | 0 | Off Peak | 0 | 1 | 0 | Off Peak
2020 | 7 | 9 | 2020-07-09 | 24 | 1 | 0 | 0 | [6 empty] | 0 | 0 | 1 | 0 | Off Peak | 0 | 0 | 1 | Off Peak | 0 | 1 | Off Peak | 0 | 1 | Off Peak | 0 | 0 | 1 | Super Off Peak | 0 | 1 | 0 | Off Peak | 0 | 1 | 0 | Off Peak
2020 | 7 | 10 | 2020-07-10 | 1 | 1 | 0 | 0 | [6 empty] | 0 | 0 | 0 | 1 | Super Off Peak | 0 | 0 | 1 | Off Peak | 0 | 1 | Off Peak | 0 | 1 | Off Peak | 0 | 0 | 1 | Super Off Peak | 0 | 0 | 1 | Super Off Peak | 0 | 0 | 1 | Super Off Peak
2020 | 7 | 10 | 2020-07-10 | 2 | 1 | 0 | 0 | [6 empty] | 0 | 0 | 0 | 1 | Super Off Peak | 0 | 0 | 1 | Off Peak | 0 | 1 | Off Peak | 0 | 1 | Off Peak | 0 | 0 | 1 | Super Off Peak | 0 | 0 | 1 | Super Off Peak | 0 | 0 | 1 | Super Off Peak
2020 | 7 | 10 | 2020-07-10 | 3 | 1 | 0 | 0 | [6 empty] | 0 | 0 | 0 | 1 | Super Off Peak | 0 | 0 | 1 | Off Peak | 0 | 1 | Off Peak | 0 | 1 | Off Peak | 0 | 0 | 1 | Super Off Peak | 0 | 0 | 1 | Super Off Peak | 0 | 0 | 1 | Super Off Peak
2020 | 7 | 10 | 2020-07-10 | 4 | 1 | 0 | 0 | [6 empty] | 0 | 0 | 0 | 1 | Super Off Peak | 0 | 0 | 1 | Off Peak | 0 | 1 | Off Peak | 0 | 1 | Off Peak | 0 | 0 | 1 | Super Off Peak | 0 | 0 | 1 | Super Off Peak | 0 | 0 | 1 | Super Off Peak
2020 | 7 | 10 | 2020-07-10 | 5 | 1 | 0 | 0 | [6 empty] | 0 | 0 | 0 | 1 | Super Off Peak | 0 | 0 | 1 | Off Peak | 0 | 1 | Off Peak | 0 | 1 | Off Peak | 0 | 0 | 1 | Super Off Peak | 0 | 0 | 1 | Super Off Peak | 0 | 0 | 1 | Super Off Peak
2020 | 7 | 10 | 2020-07-10 | 6 | 1 | 0 | 0 | [6 empty] | 0 | 0 | 0 | 1 | Super Off Peak | 0 | 0 | 1 | Off Peak | 0 | 1 | Off Peak | 0 | 1 | Off Peak | 0 | 0 | 1 | Super Off Peak | 0 | 1 | 0 | Off Peak | 0 | 1 | 0 | Off Peak
2020 | 7 | 10 | 2020-07-10 | 7 | 1 | 0 | 0 | [6 empty] | 0 | 0 | 1 | 0 | Off Peak | 0 | 1 | 0 | Semi-Peak | 0 | 1 | Off Peak | 0 | 1 | Off Peak | 0 | 1 | 0 | Off Peak | 0 | 1 | 0 | Off Peak | 0 | 1 | 0 | Off Peak
2020 | 7 | 10 | 2020-07-10 | 8 | 1 | 0 | 0 | [6 empty] | 0 | 0 | 1 | 0 | Off Peak | 0 | 1 | 0 | Semi-Peak | 0 | 1 | Off Peak | 0 | 1 | Off Peak | 0 | 1 | 0 | Off Peak | 0 | 1 | 0 | Off Peak | 0 | 1 | 0 | Off Peak
2020 | 7 | 10 | 2020-07-10 | 9 | 1 | 0 | 0 | [6 empty] | 0 | 0 | 1 | 0 | Off Peak | 0 | 1 | 0 | Semi-Peak | 0 | 1 | Off Peak | 0 | 1 | Off Peak | 0 | 1 | 0 | Off Peak | 0 | 1 | 0 | Off Peak | 0 | 1 | 0 | Off Peak
2020 | 7 | 10 | 2020-07-10 | 10 | 1 | 0 | 0 | [6 empty] | 0 | 0 | 1 | 0 | Off Peak | 0 | 1 | 0 | Semi-Peak | 0 | 1 | Off Peak | 0 | 1 | Off Peak | 0 | 1 | 0 | Off Peak | 0 | 1 | 0 | Off Peak | 0 | 1 | 0 | Off Peak
2020 | 7 | 10 | 2020-07-10 | 11 | 1 | 0 | 0 | [6 empty] | 0 | 0 | 1 | 0 | Off Peak | 0 | 1 | 0 | Semi-Peak | 0 | 1 | Off Peak | 0 | 1 | Off Peak | 0 | 1 | 0 | Off Peak | 0 | 1 | 0 | Off Peak | 0 | 1 | 0 | Off Peak
2020 | 7 | 10 | 2020-07-10 | 12 | 1 | 0 | 0 | [6 empty] | 0 | 0 | 1 | 0 | Off Peak | 1 | 0 | 0 | On Peak | 0 | 1 | Off Peak | 0 | 1 | Off Peak | 1 | 0 | 0 | On Peak | 0 | 1 | 0 | Off Peak | 0 | 1 | 0 | Off Peak
2020 | 7 | 10 | 2020-07-10 | 13 | 1 | 0 | 0 | [6 empty] | 0 | 0 | 1 | 0 | Off Peak | 1 | 0 | 0 | On Peak | 0 | 1 | Off Peak | 1 | 0 | On Peak | 1 | 0 | 0 | On Peak | 1 | 0 | 0 | On Peak | 1 | 0 | 0 | On Peak
2020 | 7 | 10 | 2020-07-10 | 14 | 1 | 0 | 0 | [6 empty] | 0 | 0 | 1 | 0 | Off Peak | 1 | 0 | 0 | On Peak | 0 | 1 | Off Peak | 1 | 0 | On Peak | 1 | 0 | 0 | On Peak | 1 | 0 | 0 | On Peak | 1 | 0 | 0 | On Peak
2020 | 7 | 10 | 2020-07-10 | 15 | 1 | 0 | 0 | [6 empty] | 0 | 0 | 1 | 0 | Off Peak | 1 | 0 | 0 | On Peak | 0 | 1 | Off Peak | 1 | 0 | On Peak | 1 | 0 | 0 | On Peak | 1 | 0 | 0 | On Peak | 1 | 0 | 0 | On Peak
2020 | 7 | 10 | 2020-07-10 | 16 | 1 | 0 | 0 | [6 empty] | 0 | 0 | 1 | 0 | Off Peak | 1 | 0 | 0 | On Peak | 0 | 1 | Off Peak | 1 | 0 | On Peak | 1 | 0 | 0 | On Peak | 1 | 0 | 0 | On Peak | 1 | 0 | 0 | On Peak
2020 | 7 | 10 | 2020-07-10 | 17 | 1 | 0 | 0 | [6 empty] | 0 | 1 | 0 | 0 | On Peak | 1 | 0 | 0 | On Peak | 1 | 0 | On Peak | 1 | 0 | On Peak | 1 | 0 | 0 | On Peak | 1 | 0 | 0 | On Peak | 1 | 0 | 0 | On Peak
2020 | 7 | 10 | 2020-07-10 | 18 | 1 | 0 | 0 | [6 empty] | 0 | 1 | 0 | 0 | On Peak | 1 | 0 | 0 | On Peak | 1 | 0 | On Peak | 1 | 0 | On Peak | 1 | 0 | 0 | On Peak | 1 | 0 | 0 | On Peak | 1 | 0 | 0 | On Peak
2020 | 7 | 10 | 2020-07-10 | 19 | 1 | 0 | 0 | [6 empty] | 0 | 1 | 0 | 0 | On Peak | 0 | 1 | 0 | Semi-Peak | 1 | 0 | On Peak | 0 | 1 | Off Peak | 0 | 1 | 0 | Off Peak | 1 | 0 | 0 | On Peak | 0 | 1 | 0 | Off Peak
2020 | 7 | 10 | 2020-07-10 | 20 | 1 | 0 | 0 | [6 empty] | 0 | 1 | 0 | 0 | On Peak | 0 | 1 | 0 | Semi-Peak | 1 | 0 | On Peak | 0 | 1 | Off Peak | 0 | 1 | 0 | Off Peak | 1 | 0 | 0 | On Peak | 0 | 1 | 0 | Off Peak
2020 | 7 | 10 | 2020-07-10 | 21 | 1 | 0 | 0 | [6 empty] | 0 | 1 | 0 | 0 | On Peak | 0 | 1 | 0 | Semi-Peak | 1 | 0 | On Peak | 0 | 1 | Off Peak | 0 | 1 | 0 | Off Peak | 0 | 1 | 0 | Off Peak | 0 | 1 | 0 | Off Peak
2020 | 7 | 10 | 2020-07-10 | 22 | 1 | 0 | 0 | [6 empty] | 0 | 0 | 1 | 0 | Off Peak | 0 | 1 | 0 | Semi-Peak | 0 | 1 | Off Peak | 0 | 1 | Off Peak | 0 | 1 | 0 | Off Peak | 0 | 1 | 0 | Off Peak | 0 | 1 | 0 | Off Peak
2020 | 7 | 10 | 2020-07-10 | 23 | 1 | 0 | 0 | [6 empty] | 0 | 0 | 1 | 0 | Off Peak | 0 | 0 | 1 | Off Peak | 0 | 1 | Off Peak | 0 | 1 | Off Peak | 0 | 0 | 1 | Super Off Peak | 0 | 1 | 0 | Off Peak | 0 | 1 | 0 | Off Peak
2020 | 7 | 10 | 2020-07-10 | 24 | 1 | 0 | 0 | [6 empty] | 0 | 0 | 1 | 0 | Off Peak | 0 | 0 | 1 | Off Peak | 0 | 1 | Off Peak | 0 | 1 | Off Peak | 0 | 0 | 1 | Super Off Peak | 0 | 1 | 0 | Off Peak | 0 | 1 | 0 | Off Peak
2020 | 7 | 11 | 2020-07-11 | 1 | 1 | 1 | 0 | [6 empty] | 0 | 0 | 0 | 1 | Super Off Peak | 0 | 0 | 1 | Off Peak | 0 | 1 | Off Peak | 0 | 1 | Off Peak | 0 | 0 | 1 | Super Off Peak | 0 | 0 | 1 | Super Off Peak | 0 | 0 | 1 | Super Off Peak
2020 | 7 | 11 | 2020-07-11 | 2 | 1 | 1 | 0 | [6 empty] | 0 | 0 | 0 | 1 | Super Off Peak | 0 | 0 | 1 | Off Peak | 0 | 1 | Off Peak | 0 | 1 | Off Peak | 0 | 0 | 1 | Super Off Peak | 0 | 0 | 1 | Super Off Peak | 0 | 0 | 1 | Super Off Peak
2020 | 7 | 11 | 2020-07-11 | 3 | 1 | 1 | 0 | [6 empty] | 0 | 0 | 0 | 1 | Super Off Peak | 0 | 0 | 1 | Off Peak | 0 | 1 | Off Peak | 0 | 1 | Off Peak | 0 | 0 | 1 | Super Off Peak | 0 | 0 | 1 | Super Off Peak | 0 | 0 | 1 | Super Off Peak
2020 | 7 | 11 | 2020-07-11 | 4 | 1 | 1 | 0 | [6 empty] | 0 | 0 | 0 | 1 | Super Off Peak | 0 | 0 | 1 | Off Peak | 0 | 1 | Off Peak | 0 | 1 | Off Peak | 0 | 0 | 1 | Super Off Peak | 0 | 0 | 1 | Super Off Peak | 0 | 0 | 1 | Super Off Peak
2020 | 7 | 11 | 2020-07-11 | 5 | 1 | 1 | 0 | [6 empty] | 0 | 0 | 0 | 1 | Super Off Peak | 0 | 0 | 1 | Off Peak | 0 | 1 | Off Peak | 0 | 1 | Off Peak | 0 | 0 | 1 | Super Off Peak | 0 | 0 | 1 | Super Off Peak | 0 | 0 | 1 | Super Off Peak
2020 | 7 | 11 | 2020-07-11 | 6 | 1 | 1 | 0 | [6 empty] | 0 | 0 | 0 | 1 | Super Off Peak | 0 | 0 | 1 | Off Peak | 0 | 1 | Off Peak | 0 | 1 | Off Peak | 0 | 0 | 1 | Super Off Peak | 0 | 1 | 0 | Off Peak | 0 | 1 | 0 | Off Peak
2020 | 7 | 11 | 2020-07-11 | 7 | 1 | 1 | 0 | [6 empty] | 0 | 0 | 0 | 1 | Super Off Peak | 0 | 0 | 1 | Off Peak | 0 | 1 | Off Peak | 0 | 1 | Off Peak | 0 | 0 | 1 | Super Off Peak | 0 | 1 | 0 | Off Peak | 0 | 1 | 0 | Off Peak
2020 | 7 | 11 | 2020-07-11 | 8 | 1 | 1 | 0 | [6 empty] | 0 | 0 | 0 | 1 | Super Off Peak | 0 | 0 | 1 | Off Peak | 0 | 1 | Off Peak | 0 | 1 | Off Peak | 0 | 0 | 1 | Super Off Peak | 0 | 1 | 0 | Off Peak | 0 | 1 | 0 | Off Peak
2020 | 7 | 11 | 2020-07-11 | 9 | 1 | 1 | 0 | [6 empty] | 0 | 0 | 0 | 1 | Super Off Peak | 0 | 0 | 1 | Off Peak | 0 | 1 | Off Peak | 0 | 1 | Off Peak | 0 | 0 | 1 | Super Off Peak | 0 | 1 | 0 | Off Peak | 0 | 1 | 0 | Off Peak
2020 | 7 | 11 | 2020-07-11 | 10 | 1 | 1 | 0 | [6 empty] | 0 | 0 | 0 | 1 | Super Off Peak | 0 | 0 | 1 | Off Peak | 0 | 1 | Off Peak | 0 | 1 | Off Peak | 0 | 0 | 1 | Super Off Peak | 0 | 1 | 0 | Off Peak | 0 | 1 | 0 | Off Peak
2020 | 7 | 11 | 2020-07-11 | 11 | 1 | 1 | 0 | [6 empty] | 0 | 0 | 0 | 1 | Super Off Peak | 0 | 0 | 1 | Off Peak | 0 | 1 | Off Peak | 0 | 1 | Off Peak | 0 | 0 | 1 | Super Off Peak | 0 | 1 | 0 | Off Peak | 0 | 1 | 0 | Off Peak
2020 | 7 | 11 | 2020-07-11 | 12 | 1 | 1 | 0 | [6 empty] | 0 | 0 | 0 | 1 | Super Off Peak | 0 | 0 | 1 | Off Peak | 0 | 1 | Off Peak | 0 | 1 | Off Peak | 0 | 0 | 1 | Super Off Peak | 0 | 1 | 0 | Off Peak | 0 | 1 | 0 | Off Peak
2020 | 7 | 11 | 2020-07-11 | 13 | 1 | 1 | 0 | [6 empty] | 0 | 0 | 0 | 1 | Super Off Peak | 0 | 0 | 1 | Off Peak | 0 | 1 | Off Peak | 0 | 1 | Off Peak | 0 | 0 | 1 | Super Off Peak | 1 | 0 | 0 | On Peak | 1 | 0 | 0 | On Peak
2020 | 7 | 11 | 2020-07-11 | 14 | 1 | 1 | 0 | [6 empty] | 0 | 0 | 0 | 1 | Super Off Peak | 0 | 0 | 1 | Off Peak | 0 | 1 | Off Peak | 0 | 1 | Off Peak | 0 | 0 | 1 | Super Off Peak | 1 | 0 | 0 | On Peak | 1 | 0 | 0 | On Peak
2020 | 7 | 11 | 2020-07-11 | 15 | 1 | 1 | 0 | [6 empty] | 0 | 0 | 1 | 0 | Off Peak | 0 | 0 | 1 | Off Peak | 0 | 1 | Off Peak | 0 | 1 | Off Peak | 0 | 0 | 1 | Super Off Peak | 1 | 0 | 0 | On Peak | 1 | 0 | 0 | On Peak
2020 | 7 | 11 | 2020-07-11 | 16 | 1 | 1 | 0 | [6 empty] | 0 | 0 | 1 | 0 | Off Peak | 0 | 0 | 1 | Off Peak | 0 | 1 | Off Peak | 0 | 1 | Off Peak | 0 | 0 | 1 | Super Off Peak | 1 | 0 | 0 | On Peak | 1 | 0 | 0 | On Peak
2020 | 7 | 11 | 2020-07-11 | 17 | 1 | 1 | 0 | [6 empty] | 0 | 1 | 0 | 0 | On Peak | 0 | 0 | 1 | Off Peak | 0 | 1 | Off Peak | 0 | 1 | Off Peak | 0 | 0 | 1 | Super Off Peak | 1 | 0 | 0 | On Peak | 1 | 0 | 0 | On Peak
2020 | 7 | 11 | 2020-07-11 | 18 | 1 | 1 | 0 | [6 empty] | 0 | 1 | 0 | 0 | On Peak | 0 | 0 | 1 | Off Peak | 0 | 1 | Off Peak | 0 | 1 | Off Peak | 0 | 0 | 1 | Super Off Peak | 1 | 0 | 0 | On Peak | 1 | 0 | 0 | On Peak
2020 | 7 | 11 | 2020-07-11 | 19 | 1 | 1 | 0 | [6 empty] | 0 | 1 | 0 | 0 | On Peak | 0 | 0 | 1 | Off Peak | 0 | 1 | Off Peak | 0 | 1 | Off Peak | 0 | 0 | 1 | Super Off Peak | 1 | 0 | 0 | On Peak | 0 | 1 | 0 | Off Peak
2020 | 7 | 11 | 2020-07-11 | 20 | 1 | 1 | 0 | [6 empty] | 0 | 1 | 0 | 0 | On Peak | 0 | 0 | 1 | Off Peak | 0 | 1 | Off Peak | 0 | 1 | Off Peak | 0 | 0 | 1 | Super Off Peak | 1 | 0 | 0 | On Peak | 0 | 1 | 0 | Off Peak
2020 | 7 | 11 | 2020-07-11 | 21 | 1 | 1 | 0 | [6 empty] | 0 | 1 | 0 | 0 | On Peak | 0 | 0 | 1 | Off Peak | 0 | 1 | Off Peak | 0 | 1 | Off Peak | 0 | 0 | 1 | Super Off Peak | 0 | 1 | 0 | Off Peak | 0 | 1 | 0 | Off Peak
2020 | 7 | 11 | 2020-07-11 | 22 | 1 | 1 | 0 | [6 empty] | 0 | 0 | 1 | 0 | Off Peak | 0 | 0 | 1 | Off Peak | 0 | 1 | Off Peak | 0 | 1 | Off Peak | 0 | 0 | 1 | Super Off Peak | 0 | 1 | 0 | Off Peak | 0 | 1 | 0 | Off Peak
2020 | 7 | 11 | 2020-07-11 | 23 | 1 | 1 | 0 | [6 empty] | 0 | 0 | 1 | 0 | Off Peak | 0 | 0 | 1 | Off Peak | 0 | 1 | Off Peak | 0 | 1 | Off Peak | 0 | 0 | 1 | Super Off Peak | 0 | 1 | 0 | Off Peak | 0 | 1 | 0 | Off Peak
2020 | 7 | 11 | 2020-07-11 | 24 | 1 | 1 | 0 | [6 empty] | 0 | 0 | 1 | 0 | Off Peak | 0 | 0 | 1 | Off Peak | 0 | 1 | Off Peak | 0 | 1 | Off Peak | 0 | 0 | 1 | Super Off Peak | 0 | 1 | 0 | Off Peak | 0 | 1 | 0 | Off Peak
2020 | 7 | 12 | 2020-07-12 | 1 | 1 | 1 | 0 | [6 empty] | 0 | 0 | 0 | 1 | Super Off Peak | 0 | 0 | 1 | Off Peak | 0 | 1 | Off Peak | 0 | 1 | Off Peak | 0 | 0 | 1 | Super Off Peak | 0 | 0 | 1 | Super Off Peak | 0 | 0 | 1 | Super Off Peak
2020 | 7 | 12 | 2020-07-12 | 2 | 1 | 1 | 0 | [6 empty] | 0 | 0 | 0 | 1 | Super Off Peak | 0 | 0 | 1 | Off Peak | 0 | 1 | Off Peak | 0 | 1 | Off Peak | 0 | 0 | 1 | Super Off Peak | 0 | 0 | 1 | Super Off Peak | 0 | 0 | 1 | Super Off Peak
2020 | 7 | 12 | 2020-07-12 | 3 | 1 | 1 | 0 | [6 empty] | 0 | 0 | 0 | 1 | Super Off Peak | 0 | 0 | 1 | Off Peak | 0 | 1 | Off Peak | 0 | 1 | Off Peak | 0 | 0 | 1 | Super Off Peak | 0 | 0 | 1 | Super Off Peak | 0 | 0 | 1 | Super Off Peak
2020 | 7 | 12 | 2020-07-12 | 4 | 1 | 1 | 0 | [6 empty] | 0 | 0 | 0 | 1 | Super Off Peak | 0 | 0 | 1 | Off Peak | 0 | 1 | Off Peak | 0 | 1 | Off Peak | 0 | 0 | 1 | Super Off Peak | 0 | 0 | 1 | Super Off Peak | 0 | 0 | 1 | Super Off Peak
2020 | 7 | 12 | 2020-07-12 | 5 | 1 | 1 | 0 | [6 empty] | 0 | 0 | 0 | 1 | Super Off Peak | 0 | 0 | 1 | Off Peak | 0 | 1 | Off Peak | 0 | 1 | Off Peak | 0 | 0 | 1 | Super Off Peak | 0 | 0 | 1 | Super Off Peak | 0 | 0 | 1 | Super Off Peak
2020 | 7 | 12 | 2020-07-12 | 6 | 1 | 1 | 0 | [6 empty] | 0 | 0 | 0 | 1 | Super Off Peak | 0 | 0 | 1 | Off Peak | 0 | 1 | Off Peak | 0 | 1 | Off Peak | 0 | 0 | 1 | Super Off Peak | 0 | 1 | 0 | Off Peak | 0 | 1 | 0 | Off Peak
2020 | 7 | 12 | 2020-07-12 | 7 | 1 | 1 | 0 | [6 empty] | 0 | 0 | 0 | 1 | Super Off Peak | 0 | 0 | 1 | Off Peak | 0 | 1 | Off Peak | 0 | 1 | Off Peak | 0 | 0 | 1 | Super Off Peak | 0 | 1 | 0 | Off Peak | 0 | 1 | 0 | Off Peak
2020 | 7 | 12 | 2020-07-12 | 8 | 1 | 1 | 0 | [6 empty] | 0 | 0 | 0 | 1 | Super Off Peak | 0 | 0 | 1 | Off Peak | 0 | 1 | Off Peak | 0 | 1 | Off Peak | 0 | 0 | 1 | Super Off Peak | 0 | 1 | 0 | Off Peak | 0 | 1 | 0 | Off Peak
2020 | 7 | 12 | 2020-07-12 | 9 | 1 | 1 | 0 | [6 empty] | 0 | 0 | 0 | 1 | Super Off Peak | 0 | 0 | 1 | Off Peak | 0 | 1 | Off Peak | 0 | 1 | Off Peak | 0 | 0 | 1 | Super Off Peak | 0 | 1 | 0 | Off Peak | 0 | 1 | 0 | Off Peak
2020 | 7 | 12 | 2020-07-12 | 10 | 1 | 1 | 0 | [6 empty] | 0 | 0 | 0 | 1 | Super Off Peak | 0 | 0 | 1 | Off Peak | 0 | 1 | Off Peak | 0 | 1 | Off Peak | 0 | 0 | 1 | Super Off Peak | 0 | 1 | 0 | Off Peak | 0 | 1 | 0 | Off Peak
2020 | 7 | 12 | 2020-07-12 | 11 | 1 | 1 | 0 | [6 empty] | 0 | 0 | 0 | 1 | Super Off Peak | 0 | 0 | 1 | Off Peak | 0 | 1 | Off Peak | 0 | 1 | Off Peak | 0 | 0 | 1 | Super Off Peak | 0 | 1 | 0 | Off Peak | 0 | 1 | 0 | Off Peak
2020 | 7 | 12 | 2020-07-12 | 12 | 1 | 1 | 0 | [6 empty] | 0 | 0 | 0 | 1 | Super Off Peak | 0 | 0 | 1 | Off Peak | 0 | 1 | Off Peak | 0 | 1 | Off Peak | 0 | 0 | 1 | Super Off Peak | 0 | 1 | 0 | Off Peak | 0 | 1 | 0 | Off Peak
2020 | 7 | 12 | 2020-07-12 | 13 | 1 | 1 | 0 | [6 empty] | 0 | 0 | 0 | 1 | Super Off Peak | 0 | 0 | 1 | Off Peak | 0 | 1 | Off Peak | 0 | 1 | Off Peak | 0 | 0 | 1 | Super Off Peak | 1 | 0 | 0 | On Peak | 1 | 0 | 0 | On Peak
2020 | 7 | 12 | 2020-07-12 | 14 | 1 | 1 | 0 | [6 empty] | 0 | 0 | 0 | 1 | Super Off Peak | 0 | 0 | 1 | Off Peak | 0 | 1 | Off Peak | 0 | 1 | Off Peak | 0 | 0 | 1 | Super Off Peak | 1 | 0 | 0 | On Peak | 1 | 0 | 0 | On Peak
2020 | 7 | 12 | 2020-07-12 | 15 | 1 | 1 | 0 | [6 empty] | 0 | 0 | 1 | 0 | Off Peak | 0 | 0 | 1 | Off Peak | 0 | 1 | Off Peak | 0 | 1 | Off Peak | 0 | 0 | 1 | Super Off Peak | 1 | 0 | 0 | On Peak | 1 | 0 | 0 | On Peak
2020 | 7 | 12 | 2020-07-12 | 16 | 1 | 1 | 0 | [6 empty] | 0 | 0 | 1 | 0 | Off Peak | 0 | 0 | 1 | Off Peak | 0 | 1 | Off Peak | 0 | 1 | Off Peak | 0 | 0 | 1 | Super Off Peak | 1 | 0 | 0 | On Peak | 1 | 0 | 0 | On Peak
2020 | 7 | 12 | 2020-07-12 | 17 | 1 | 1 | 0 | [6 empty] | 0 | 1 | 0 | 0 | On Peak | 0 | 0 | 1 | Off Peak | 0 | 1 | Off Peak | 0 | 1 | Off Peak | 0 | 0 | 1 | Super Off Peak | 1 | 0 | 0 | On Peak | 1 | 0 | 0 | On Peak
2020 | 7 | 12 | 2020-07-12 | 18 | 1 | 1 | 0 | [6 empty] | 0 | 1 | 0 | 0 | On Peak | 0 | 0 | 1 | Off Peak | 0 | 1 | Off Peak | 0 | 1 | Off Peak | 0 | 0 | 1 | Super Off Peak | 1 | 0 | 0 | On Peak | 1 | 0 | 0 | On Peak
2020 | 7 | 12 | 2020-07-12 | 19 | 1 | 1 | 0 | [6 empty] | 0 | 1 | 0 | 0 | On Peak | 0 | 0 | 1 | Off Peak | 0 | 1 | Off Peak | 0 | 1 | Off Peak | 0 | 0 | 1 | Super Off Peak | 1 | 0 | 0 | On Peak | 0 | 1 | 0 | Off Peak
2020 | 7 | 12 | 2020-07-12 | 20 | 1 | 1 | 0 | [6 empty] | 0 | 1 | 0 | 0 | On Peak | 0 | 0 | 1 | Off Peak | 0 | 1 | Off Peak | 0 | 1 | Off Peak | 0 | 0 | 1 | Super Off Peak | 1 | 0 | 0 | On Peak | 0 | 1 | 0 | Off Peak
2020 | 7 | 12 | 2020-07-12 | 21 | 1 | 1 | 0 | [6 empty] | 0 | 1 | 0 | 0 | On Peak | 0 | 0 | 1 | Off Peak | 0 | 1 | Off Peak | 0 | 1 | Off Peak | 0 | 0 | 1 | Super Off Peak | 0 | 1 | 0 | Off Peak | 0 | 1 | 0 | Off Peak
2020 | 7 | 12 | 2020-07-12 | 22 | 1 | 1 | 0 | [6 empty] | 0 | 0 | 1 | 0 | Off Peak | 0 | 0 | 1 | Off Peak | 0 | 1 | Off Peak | 0 | 1 | Off Peak | 0 | 0 | 1 | Super Off Peak | 0 | 1 | 0 | Off Peak | 0 | 1 | 0 | Off Peak
2020 | 7 | 12 | 2020-07-12 | 23 | 1 | 1 | 0 | [6 empty] | 0 | 0 | 1 | 0 | Off Peak | 0 | 0 | 1 | Off Peak | 0 | 1 | Off Peak | 0 | 1 | Off Peak | 0 | 0 | 1 | Super Off Peak | 0 | 1 | 0 | Off Peak | 0 | 1 | 0 | Off Peak
2020 | 7 | 12 | 2020-07-12 | 24 | 1 | 1 | 0 | [6 empty] | 0 | 0 | 1 | 0 | Off Peak | 0 | 0 | 1 | Off Peak | 0 | 1 | Off Peak | 0 | 1 | Off Peak | 0 | 0 | 1 | Super Off Peak | 0 | 1 | 0 | Off Peak | 0 | 1 | 0 | Off Peak
2020 | 7 | 13 | 2020-07-13 | 1 | 1 | 0 | 0 | [6 empty] | 0 | 0 | 0 | 1 | Super Off Peak | 0 | 0 | 1 | Off Peak | 0 | 1 | Off Peak | 0 | 1 | Off Peak | 0 | 0 | 1 | Super Off Peak | 0 | 0 | 1 | Super Off Peak | 0 | 0 | 1 | Super Off Peak
2020 | 7 | 13 | 2020-07-13 | 2 | 1 | 0 | 0 | [6 empty] | 0 | 0 | 0 | 1 | Super Off Peak | 0 | 0 | 1 | Off Peak | 0 | 1 | Off Peak | 0 | 1 | Off Peak | 0 | 0 | 1 | Super Off Peak | 0 | 0 | 1 | Super Off Peak | 0 | 0 | 1 | Super Off Peak
2020 | 7 | 13 | 2020-07-13 | 3 | 1 | 0 | 0 | [6 empty] | 0 | 0 | 0 | 1 | Super Off Peak | 0 | 0 | 1 | Off Peak | 0 | 1 | Off Peak | 0 | 1 | Off Peak | 0 | 0 | 1 | Super Off Peak | 0 | 0 | 1 | Super Off Peak | 0 | 0 | 1 | Super Off Peak
2020 | 7 | 13 | 2020-07-13 | 4 | 1 | 0 | 0 | [6 empty] | 0 | 0 | 0 | 1 | Super Off Peak | 0 | 0 | 1 | Off Peak | 0 | 1 | Off Peak | 0 | 1 | Off Peak | 0 | 0 | 1 | Super Off Peak | 0 | 0 | 1 | Super Off Peak | 0 | 0 | 1 | Super Off Peak
2020 | 7 | 13 | 2020-07-13 | 5 | 1 | 0 | 0 | [6 empty] | 0 | 0 | 0 | 1 | Super Off Peak | 0 | 0 | 1 | Off Peak | 0 | 1 | Off Peak | 0 | 1 | Off Peak | 0 | 0 | 1 | Super Off Peak | 0 | 0 | 1 | Super Off Peak | 0 | 0 | 1 | Super Off Peak
2020 | 7 | 13 | 2020-07-13 | 6 | 1 | 0 | 0 | [6 empty] | 0 | 0 | 0 | 1 | Super Off Peak | 0 | 0 | 1 | Off Peak | 0 | 1 | Off Peak | 0 | 1 | Off Peak | 0 | 0 | 1 | Super Off Peak | 0 | 1 | 0 | Off Peak | 0 | 1 | 0 | Off Peak
2020 | 7 | 13 | 2020-07-13 | 7 | 1 | 0 | 0 | [6 empty] | 0 | 0 | 1 | 0 | Off Peak | 0 | 1 | 0 | Semi-Peak | 0 | 1 | Off Peak | 0 | 1 | Off Peak | 0 | 1 | 0 | Off Peak | 0 | 1 | 0 | Off Peak | 0 | 1 | 0 | Off Peak
2020 | 7 | 13 | 2020-07-13 | 8 | 1 | 0 | 0 | [6 empty] | 0 | 0 | 1 | 0 | Off Peak | 0 | 1 | 0 | Semi-Peak | 0 | 1 | Off Peak | 0 | 1 | Off Peak | 0 | 1 | 0 | Off Peak | 0 | 1 | 0 | Off Peak | 0 | 1 | 0 | Off Peak
2020 | 7 | 13 | 2020-07-13 | 9 | 1 | 0 | 0 | [6 empty] | 0 | 0 | 1 | 0 | Off Peak | 0 | 1 | 0 | Semi-Peak | 0 | 1 | Off Peak | 0 | 1 | Off Peak | 0 | 1 | 0 | Off Peak | 0 | 1 | 0 | Off Peak | 0 | 1 | 0 | Off Peak
2020 | 7 | 13 | 2020-07-13 | 10 | 1 | 0 | 0 | [6 empty] | 0 | 0 | 1 | 0 | Off Peak | 0 | 1 | 0 | Semi-Peak | 0 | 1 | Off Peak | 0 | 1 | Off Peak | 0 | 1 | 0 | Off Peak | 0 | 1 | 0 | Off Peak | 0 | 1 | 0 | Off Peak
2020 | 7 | 13 | 2020-07-13 | 11 | 1 | 0 | 0 | [6 empty] | 0 | 0 | 1 | 0 | Off Peak | 0 | 1 | 0 | Semi-Peak | 0 | 1 | Off Peak | 0 | 1 | Off Peak | 0 | 1 | 0 | Off Peak | 0 | 1 | 0 | Off Peak | 0 | 1 | 0 | Off Peak
2020 | 7 | 13 | 2020-07-13 | 12 | 1 | 0 | 0 | [6 empty] | 0 | 0 | 1 | 0 | Off Peak | 1 | 0 | 0 | On Peak | 0 | 1 | Off Peak | 0 | 1 | Off Peak | 1 | 0 | 0 | On Peak | 0 | 1 | 0 | Off Peak | 0 | 1 | 0 | Off Peak
2020 | 7 | 13 | 2020-07-13 | 13 | 1 | 0 | 0 | [6 empty] | 0 | 0 | 1 | 0 | Off Peak | 1 | 0 | 0 | On Peak | 0 | 1 | Off Peak | 1 | 0 | On Peak | 1 | 0 | 0 | On Peak | 1 | 0 | 0 | On Peak | 1 | 0 | 0 | On Peak
2020 | 7 | 13 | 2020-07-13 | 14 | 1 | 0 | 0 | [6 empty] | 0 | 0 | 1 | 0 | Off Peak | 1 | 0 | 0 | On Peak | 0 | 1 | Off Peak | 1 | 0 | On Peak | 1 | 0 | 0 | On Peak | 1 | 0 | 0 | On Peak | 1 | 0 | 0 | On Peak
2020 | 7 | 13 | 2020-07-13 | 15 | 1 | 0 | 0 | [6 empty] | 0 | 0 | 1 | 0 | Off Peak | 1 | 0 | 0 | On Peak | 0 | 1 | Off Peak | 1 | 0 | On Peak | 1 | 0 | 0 | On Peak | 1 | 0 | 0 | On Peak | 1 | 0 | 0 | On Peak
2020 | 7 | 13 | 2020-07-13 | 16 | 1 | 0 | 0 | [6 empty] | 0 | 0 | 1 | 0 | Off Peak | 1 | 0 | 0 | On Peak | 0 | 1 | Off Peak | 1 | 0 | On Peak | 1 | 0 | 0 | On Peak | 1 | 0 | 0 | On Peak | 1 | 0 | 0 | On Peak
2020 | 7 | 13 | 2020-07-13 | 17 | 1 | 0 | 0 | [6 empty] | 0 | 1 | 0 | 0 | On Peak | 1 | 0 | 0 | On Peak | 1 | 0 | On Peak | 1 | 0 | On Peak | 1 | 0 | 0 | On Peak | 1 | 0 | 0 | On Peak | 1 | 0 | 0 | On Peak
2020 | 7 | 13 | 2020-07-13 | 18 | 1 | 0 | 0 | [6 empty] | 0 | 1 | 0 | 0 | On Peak | 1 | 0 | 0 | On Peak | 1 | 0 | On Peak | 1 | 0 | On Peak | 1 | 0 | 0 | On Peak | 1 | 0 | 0 | On Peak | 1 | 0 | 0 | On Peak
2020 | 7 | 13 | 2020-07-13 | 19 | 1 | 0 | 0 | [6 empty] | 0 | 1 | 0 | 0 | On Peak | 0 | 1 | 0 | Semi-Peak | 1 | 0 | On Peak | 0 | 1 | Off Peak | 0 | 1 | 0 | Off Peak | 1 | 0 | 0 | On Peak | 0 | 1 | 0 | Off Peak
2020 | 7 | 13 | 2020-07-13 | 20 | 1 | 0 | 0 | [6 empty] | 0 | 1 | 0 | 0 | On Peak | 0 | 1 | 0 | Semi-Peak | 1 | 0 | On Peak | 0 | 1 | Off Peak | 0 | 1 | 0 | Off Peak | 1 | 0 | 0 | On Peak | 0 | 1 | 0 | Off Peak
2020 | 7 | 13 | 2020-07-13 | 21 | 1 | 0 | 0 | [6 empty] | 0 | 1 | 0 | 0 | On Peak | 0 | 1 | 0 | Semi-Peak | 1 | 0 | On Peak | 0 | 1 | Off Peak | 0 | 1 | 0 | Off Peak | 0 | 1 | 0 | Off Peak | 0 | 1 | 0 | Off Peak
2020 | 7 | 13 | 2020-07-13 | 22 | 1 | 0 | 0 | [6 empty] | 0 | 0 | 1 | 0 | Off Peak | 0 | 1 | 0 | Semi-Peak | 0 | 1 | Off Peak | 0 | 1 | Off Peak | 0 | 1 | 0 | Off Peak | 0 | 1 | 0 | Off Peak | 0 | 1 | 0 | Off Peak
2020 | 7 | 13 | 2020-07-13 | 23 | 1 | 0 | 0 | [6 empty] | 0 | 0 | 1 | 0 | Off Peak | 0 | 0 | 1 | Off Peak | 0 | 1 | Off Peak | 0 | 1 | Off Peak | 0 | 0 | 1 | Super Off Peak | 0 | 1 | 0 | Off Peak | 0 | 1 | 0 | Off Peak
2020 | 7 | 13 | 2020-07-13 | 24 | 1 | 0 | 0 | [6 empty] | 0 | 0 | 1 | 0 | Off Peak | 0 | 0 | 1 | Off Peak | 0 | 1 | Off Peak | 0 | 1 | Off Peak | 0 | 0 | 1 | Super Off Peak | 0 | 1 | 0 | Off Peak | 0 | 1 | 0 | Off Peak
2020 | 7 | 14 | 2020-07-14 | 1 | 1 | 0 | 0 | [6 empty] | 0 | 0 | 0 | 1 | Super Off Peak | 0 | 0 | 1 | Off Peak | 0 | 1 | Off Peak | 0 | 1 | Off Peak | 0 | 0 | 1 | Super Off Peak | 0 | 0 | 1 | Super Off Peak | 0 | 0 | 1 | Super Off Peak
2020 | 7 | 14 | 2020-07-14 | 2 | 1 | 0 | 0 | [6 empty] | 0 | 0 | 0 | 1 | Super Off Peak | 0 | 0 | 1 | Off Peak | 0 | 1 | Off Peak | 0 | 1 | Off Peak | 0 | 0 | 1 | Super Off Peak | 0 | 0 | 1 | Super Off Peak | 0 | 0 | 1 | Super Off Peak
2020 | 7 | 14 | 2020-07-14 | 3 | 1 | 0 | 0 | [6 empty] | 0 | 0 | 0 | 1 | Super Off Peak | 0 | 0 | 1 | Off Peak | 0 | 1 | Off Peak | 0 | 1 | Off Peak | 0 | 0 | 1 | Super Off Peak | 0 | 0 | 1 | Super Off Peak | 0 | 0 | 1 | Super Off Peak
2020 | 7 | 14 | 2020-07-14 | 4 | 1 | 0 | 0 | [6 empty] | 0 | 0 | 0 | 1 | Super Off Peak | 0 | 0 | 1 | Off Peak | 0 | 1 | Off Peak | 0 | 1 | Off Peak | 0 | 0 | 1 | Super Off Peak | 0 | 0 | 1 | Super Off Peak | 0 | 0 | 1 | Super Off Peak
2020 | 7 | 14 | 2020-07-14 | 5 | 1 | 0 | 0 | [6 empty] | 0 | 0 | 0 | 1 | Super Off Peak | 0 | 0 | 1 | Off Peak | 0 | 1 | Off Peak | 0 | 1 | Off Peak | 0 | 0 | 1 | Super Off Peak | 0 | 0 | 1 | Super Off Peak | 0 | 0 | 1 | Super Off Peak
2020 | 7 | 14 | 2020-07-14 | 6 | 1 | 0 | 0 | [6 empty] | 0 | 0 | 0 | 1 | Super Off Peak | 0 | 0 | 1 | Off Peak | 0 | 1 | Off Peak | 0 | 1 | Off Peak | 0 | 0 | 1 | Super Off Peak | 0 | 1 | 0 | Off Peak | 0 | 1 | 0 | Off Peak
2020 | 7 | 14 | 2020-07-14 | 7 | 1 | 0 | 0 | [6 empty] | 0 | 0 | 1 | 0 | Off Peak | 0 | 1 | 0 | Semi-Peak | 0 | 1 | Off Peak | 0 | 1 | Off Peak | 0 | 1 | 0 | Off Peak | 0 | 1 | 0 | Off Peak | 0 | 1 | 0 | Off Peak
2020 | 7 | 14 | 2020-07-14 | 8 | 1 | 0 | 0 | [6 empty] | 0 | 0 | 1 | 0 | Off Peak | 0 | 1 | 0 | Semi-Peak | 0 | 1 | Off Peak | 0 | 1 | Off Peak | 0 | 1 | 0 | Off Peak | 0 | 1 | 0 | Off Peak | 0 | 1 | 0 | Off Peak
2020 | 7 | 14 | 2020-07-14 | 9 | 1 | 0 | 0 | [6 empty] | 0 | 0 | 1 | 0 | Off Peak | 0 | 1 | 0 | Semi-Peak | 0 | 1 | Off Peak | 0 | 1 | Off Peak | 0 | 1 | 0 | Off Peak | 0 | 1 | 0 | Off Peak | 0 | 1 | 0 | Off Peak
2020 | 7 | 14 | 2020-07-14 | 10 | 1 | 0 | 0 | [6 empty] | 0 | 0 | 1 | 0 | Off Peak | 0 | 1 | 0 | Semi-Peak | 0 | 1 | Off Peak | 0 | 1 | Off Peak | 0 | 1 | 0 | Off Peak | 0 | 1 | 0 | Off Peak | 0 | 1 | 0 | Off Peak
2020 | 7 | 14 | 2020-07-14 | 11 | 1 | 0 | 0 | [6 empty] | 0 | 0 | 1 | 0 | Off Peak | 0 | 1 | 0 | Semi-Peak | 0 | 1 | Off Peak | 0 | 1 | Off Peak | 0 | 1 | 0 | Off Peak | 0 | 1 | 0 | Off Peak | 0 | 1 | 0 | Off Peak
2020 | 7 | 14 | 2020-07-14 | 12 | 1 | 0 | 0 | [6 empty] | 0 | 0 | 1 | 0 | Off Peak | 1 | 0 | 0 | On Peak | 0 | 1 | Off Peak | 0 | 1 | Off Peak | 1 | 0 | 0 | On Peak | 0 | 1 | 0 | Off Peak | 0 | 1 | 0 | Off Peak
2020 | 7 | 14 | 2020-07-14 | 13 | 1 | 0 | 0 | [6 empty] | 0 | 0 | 1 | 0 | Off Peak | 1 | 0 | 0 | On Peak | 0 | 1 | Off Peak | 1 | 0 | On Peak | 1 | 0 | 0 | On Peak | 1 | 0 | 0 | On Peak | 1 | 0 | 0 | On Peak
2020 | 7 | 14 | 2020-07-14 | 14 | 1 | 0 | 0 | [6 empty] | 0 | 0 | 1 | 0 | Off Peak | 1 | 0 | 0 | On Peak | 0 | 1 | Off Peak | 1 | 0 | On Peak | 1 | 0 | 0 | On Peak | 1 | 0 | 0 | On Peak | 1 | 0 | 0 | On Peak
2020 | 7 | 14 | 2020-07-14 | 15 | 1 | 0 | 0 | [6 empty] | 0 | 0 | 1 | 0 | Off Peak | 1 | 0 | 0 | On Peak | 0 | 1 | Off Peak | 1 | 0 | On Peak | 1 | 0 | 0 | On Peak | 1 | 0 | 0 | On Peak | 1 | 0 | 0 | On Peak
2020 | 7 | 14 | 2020-07-14 | 16 | 1 | 0 | 0 | [6 empty] | 0 | 0 | 1 | 0 | Off Peak | 1 | 0 | 0 | On Peak | 0 | 1 | Off Peak | 1 | 0 | On Peak | 1 | 0 | 0 | On Peak | 1 | 0 | 0 | On Peak | 1 | 0 | 0 | On Peak
2020 | 7 | 14 | 2020-07-14 | 17 | 1 | 0 | 0 | [6 empty] | 0 | 1 | 0 | 0 | On Peak | 1 | 0 | 0 | On Peak | 1 | 0 | On Peak | 1 | 0 | On Peak | 1 | 0 | 0 | On Peak | 1 | 0 | 0 | On Peak | 1 | 0 | 0 | On Peak
2020 | 7 | 14 | 2020-07-14 | 18 | 1 | 0 | 0 | [6 empty] | 0 | 1 | 0 | 0 | On Peak | 1 | 0 | 0 | On Peak | 1 | 0 | On Peak | 1 | 0 | On Peak | 1 | 0 | 0 | On Peak | 1 | 0 | 0 | On Peak | 1 | 0 | 0 | On Peak
2020 | 7 | 14 | 2020-07-14 | 19 | 1 | 0 | 0 | [6 empty] | 0 | 1 | 0 | 0 | On Peak | 0 | 1 | 0 | Semi-Peak | 1 | 0 | On Peak | 0 | 1 | Off Peak | 0 | 1 | 0 | Off Peak | 1 | 0 | 0 | On Peak | 0 | 1 | 0 | Off Peak
2020 | 7 | 14 | 2020-07-14 | 20 | 1 | 0 | 0 | [6 empty] | 0 | 1 | 0 | 0 | On Peak | 0 | 1 | 0 | Semi-Peak | 1 | 0 | On Peak | 0 | 1 | Off Peak | 0 | 1 | 0 | Off Peak | 1 | 0 | 0 | On Peak | 0 | 1 | 0 | Off Peak
2020 | 7 | 14 | 2020-07-14 | 21 | 1 | 0 | 0 | [6 empty] | 0 | 1 | 0 | 0 | On Peak | 0 | 1 | 0 | Semi-Peak | 1 | 0 | On Peak | 0 | 1 | Off Peak | 0 | 1 | 0 | Off Peak | 0 | 1 | 0 | Off Peak | 0 | 1 | 0 | Off Peak
2020 | 7 | 14 | 2020-07-14 | 22 | 1 | 0 | 0 | [6 empty] | 0 | 0 | 1 | 0 | Off Peak | 0 | 1 | 0 | Semi-Peak | 0 | 1 | Off Peak | 0 | 1 | Off Peak | 0 | 1 | 0 | Off Peak | 0 | 1 | 0 | Off Peak | 0 | 1 | 0 | Off Peak
2020 | 7 | 14 | 2020-07-14 | 23 | 1 | 0 | 0 | [6 empty] | 0 | 0 | 1 | 0 | Off Peak | 0 | 0 | 1 | Off Peak | 0 | 1 | Off Peak | 0 | 1 | Off Peak | 0 | 0 | 1 | Super Off Peak | 0 | 1 | 0 | Off Peak | 0 | 1 | 0 | Off Peak
2020 | 7 | 14 | 2020-07-14 | 24 | 1 | 0 | 0 | [6 empty] | 0 | 0 | 1 | 0 | Off Peak | 0 | 0 | 1 | Off Peak | 0 | 1 | Off Peak | 0 | 1 | Off Peak | 0 | 0 | 1 | Super Off Peak | 0 | 1 | 0 | Off Peak | 0 | 1 | 0 | Off Peak
2020 | 7 | 15 | 2020-07-15 | 1 | 1 | 0 | 0 | [6 empty] | 0 | 0 | 0 | 1 | Super Off Peak | 0 | 0 | 1 | Off Peak | 0 | 1 | Off Peak | 0 | 1 | Off Peak | 0 | 0 | 1 | Super Off Peak | 0 | 0 | 1 | Super Off Peak | 0 | 0 | 1 | Super Off Peak
2020 | 7 | 15 | 2020-07-15 | 2 | 1 | 0 | 0 | [6 empty] | 0 | 0 | 0 | 1 | Super Off Peak | 0 | 0 | 1 | Off Peak | 0 | 1 | Off Peak | 0 | 1 | Off Peak | 0 | 0 | 1 | Super Off Peak | 0 | 0 | 1 | Super Off Peak | 0 | 0 | 1 | Super Off Peak
2020 | 7 | 15 | 2020-07-15 | 3 | 1 | 0 | 0 | [6 empty] | 0 | 0 | 0 | 1 | Super Off Peak | 0 | 0 | 1 | Off Peak | 0 | 1 | Off Peak | 0 | 1 | Off Peak | 0 | 0 | 1 | Super Off Peak | 0 | 0 | 1 | Super Off Peak | 0 | 0 | 1 | Super Off Peak
2020 | 7 | 15 | 2020-07-15 | 4 | 1 | 0 | 0 | [6 empty] | 0 | 0 | 0 | 1 | Super Off Peak | 0 | 0 | 1 | Off Peak | 0 | 1 | Off Peak | 0 | 1 | Off Peak | 0 | 0 | 1 | Super Off Peak | 0 | 0 | 1 | Super Off Peak | 0 | 0 | 1 | Super Off Peak
2020 | 7 | 15 | 2020-07-15 | 5 | 1 | 0 | 0 | [6 empty] | 0 | 0 | 0 | 1 | Super Off Peak | 0 | 0 | 1 | Off Peak | 0 | 1 | Off Peak | 0 | 1 | Off Peak | 0 | 0 | 1 | Super Off Peak | 0 | 0 | 1 | Super Off Peak | 0 | 0 | 1 | Super Off Peak
2020 | 7 | 15 | 2020-07-15 | 6 | 1 | 0 | 0 | [6 empty] | 0 | 0 | 0 | 1 | Super Off Peak | 0 | 0 | 1 | Off Peak | 0 | 1 | Off Peak | 0 | 1 | Off Peak | 0 | 0 | 1 | Super Off Peak | 0 | 1 | 0 | Off Peak | 0 | 1 | 0 | Off Peak
2020 | 7 | 15 | 2020-07-15 | 7 | 1 | 0 | 0 | [6 empty] | 0 | 0 | 1 | 0 | Off Peak | 0 | 1 | 0 | Semi-Peak | 0 | 1 | Off Peak | 0 | 1 | Off Peak | 0 | 1 | 0 | Off Peak | 0 | 1 | 0 | Off Peak | 0 | 1 | 0 | Off Peak
2020 | 7 | 15 | 2020-07-15 | 8 | 1 | 0 | 0 | [6 empty] | 0 | 0 | 1 | 0 | Off Peak | 0 | 1 | 0 | Semi-Peak | 0 | 1 | Off Peak | 0 | 1 | Off Peak | 0 | 1 | 0 | Off Peak | 0 | 1 | 0 | Off Peak | 0 | 1 | 0 | Off Peak
2020 | 7 | 15 | 2020-07-15 | 9 | 1 | 0 | 0 | [6 empty] | 0 | 0 | 1 | 0 | Off Peak | 0 | 1 | 0 | Semi-Peak | 0 | 1 | Off Peak | 0 | 1 | Off Peak | 0 | 1 | 0 | Off Peak | 0 | 1 | 0 | Off Peak | 0 | 1 | 0 | Off Peak
2020 | 7 | 15 | 2020-07-15 | 10 | 1 | 0 | 0 | [6 empty] | 0 | 0 | 1 | 0 | Off Peak | 0 | 1 | 0 | Semi-Peak | 0 | 1 | Off Peak | 0 | 1 | Off Peak | 0 | 1 | 0 | Off Peak | 0 | 1 | 0 | Off Peak | 0 | 1 | 0 | Off Peak
2020 | 7 | 15 | 2020-07-15 | 11 | 1 | 0 | 0 | [6 empty] | 0 | 0 | 1 | 0 | Off Peak | 0 | 1 | 0 | Semi-Peak | 0 | 1 | Off Peak | 0 | 1 | Off Peak | 0 | 1 | 0 | Off Peak | 0 | 1 | 0 | Off Peak | 0 | 1 | 0 | Off Peak
2020 | 7 | 15 | 2020-07-15 | 12 | 1 | 0 | 0 | [6 empty] | 0 | 0 | 1 | 0 | Off Peak | 1 | 0 | 0 | On Peak | 0 | 1 | Off Peak | 0 | 1 | Off Peak | 1 | 0 | 0 | On Peak | 0 | 1 | 0 | Off Peak | 0 | 1 | 0 | Off Peak
2020 | 7 | 15 | 2020-07-15 | 13 | 1 | 0 | 0 | [6 empty] | 0 | 0 | 1 | 0 | Off Peak | 1 | 0 | 0 | On Peak | 0 | 1 | Off Peak | 1 | 0 | On Peak | 1 | 0 | 0 | On Peak | 1 | 0 | 0 | On Peak | 1 | 0 | 0 | On Peak
2020 | 7 | 15 | 2020-07-15 | 14 | 1 | 0 | 0 | [6 empty] | 0 | 0 | 1 | 0 | Off Peak | 1 | 0 | 0 | On Peak | 0 | 1 | Off Peak | 1 | 0 | On Peak | 1 | 0 | 0 | On Peak | 1 | 0 | 0 | On Peak | 1 | 0 | 0 | On Peak
2020 | 7 | 15 | 2020-07-15 | 15 | 1 | 0 | 0 | [6 empty] | 0 | 0 | 1 | 0 | Off Peak | 1 | 0 | 0 | On Peak | 0 | 1 | Off Peak | 1 | 0 | On Peak | 1 | 0 | 0 | On Peak | 1 | 0 | 0 | On Peak | 1 | 0 | 0 | On Peak
2020 | 7 | 15 | 2020-07-15 | 16 | 1 | 0 | 0 | [6 empty] | 0 | 0 | 1 | 0 | Off Peak | 1 | 0 | 0 | On Peak | 0 | 1 | Off Peak | 1 | 0 | On Peak | 1 | 0 | 0 | On Peak | 1 | 0 | 0 | On Peak | 1 | 0 | 0 | On Peak
2020 | 7 | 15 | 2020-07-15 | 17 | 1 | 0 | 0 | [6 empty] | 0 | 1 | 0 | 0 | On Peak | 1 | 0 | 0 | On Peak | 1 | 0 | On Peak | 1 | 0 | On Peak | 1 | 0 | 0 | On Peak | 1 | 0 | 0 | On Peak | 1 | 0 | 0 | On Peak
2020 | 7 | 15 | 2020-07-15 | 18 | 1 | 0 | 0 | [6 empty] | 0 | 1 | 0 | 0 | On Peak | 1 | 0 | 0 | On Peak | 1 | 0 | On Peak | 1 | 0 | On Peak | 1 | 0 | 0 | On Peak | 1 | 0 | 0 | On Peak | 1 | 0 | 0 | On Peak
2020 | 7 | 15 | 2020-07-15 | 19 | 1 | 0 | 0 | [6 empty] | 0 | 1 | 0 | 0 | On Peak | 0 | 1 | 0 | Semi-Peak | 1 | 0 | On Peak | 0 | 1 | Off Peak | 0 | 1 | 0 | Off Peak | 1 | 0 | 0 | On Peak | 0 | 1 | 0 | Off Peak
2020 | 7 | 15 | 2020-07-15 | 20 | 1 | 0 | 0 | [6 empty] | 0 | 1 | 0 | 0 | On Peak | 0 | 1 | 0 | Semi-Peak | 1 | 0 | On Peak | 0 | 1 | Off Peak | 0 | 1 | 0 | Off Peak | 1 | 0 | 0 | On Peak | 0 | 1 | 0 | Off Peak
2020 | 7 | 15 | 2020-07-15 | 21 | 1 | 0 | 0 | [6 empty] | 0 | 1 | 0 | 0 | On Peak | 0 | 1 | 0 | Semi-Peak | 1 | 0 | On Peak | 0 | 1 | Off Peak | 0 | 1 | 0 | Off Peak | 0 | 1 | 0 | Off Peak | 0 | 1 | 0 | Off Peak
2020 | 7 | 15 | 2020-07-15 | 22 | 1 | 0 | 0 | [6 empty] | 0 | 0 | 1 | 0 | Off Peak | 0 | 1 | 0 | Semi-Peak | 0 | 1 | Off Peak | 0 | 1 | Off Peak | 0 | 1 | 0 | Off Peak | 0 | 1 | 0 | Off Peak | 0 | 1 | 0 | Off Peak
2020 | 7 | 15 | 2020-07-15 | 23 | 1 | 0 | 0 | [6 empty] | 0 | 0 | 1 | 0 | Off Peak | 0 | 0 | 1 | Off Peak | 0 | 1 | Off Peak | 0 | 1 | Off Peak | 0 | 0 | 1 | Super Off Peak | 0 | 1 | 0 | Off Peak | 0 | 1 | 0 | Off Peak
2020 | 7 | 15 | 2020-07-15 | 24 | 1 | 0 | 0 | [6 empty] | 0 | 0 | 1 | 0 | Off Peak | 0 | 0 | 1 | Off Peak | 0 | 1 | Off Peak | 0 | 1 | Off Peak | 0 | 0 | 1 | Super Off Peak | 0 | 1 | 0 | Off Peak | 0 | 1 | 0 | Off Peak
2020 | 7 | 16 | 2020-07-16 | 1 | 1 | 0 | 0 | [6 empty] | 0 | 0 | 0 | 1 | Super Off Peak | 0 | 0 | 1 | Off Peak | 0 | 1 | Off Peak | 0 | 1 | Off Peak | 0 | 0 | 1 | Super Off Peak | 0 | 0 | 1 | Super Off Peak | 0 | 0 | 1 | Super Off Peak
2020 | 7 | 16 | 2020-07-16 | 2 | 1 | 0 | 0 | [6 empty] | 0 | 0 | 0 | 1 | Super Off Peak | 0 | 0 | 1 | Off Peak | 0 | 1 | Off Peak | 0 | 1 | Off Peak | 0 | 0 | 1 | Super Off Peak | 0 | 0 | 1 | Super Off Peak | 0 | 0 | 1 | Super Off Peak
2020 | 7 | 16 | 2020-07-16 | 3 | 1 | 0 | 0 | [6 empty] | 0 | 0 | 0 | 1 | Super Off Peak | 0 | 0 | 1 | Off Peak | 0 | 1 | Off Peak | 0 | 1 | Off Peak | 0 | 0 | 1 | Super Off Peak | 0 | 0 | 1 | Super Off Peak | 0 | 0 | 1 | Super Off Peak
2020 | 7 | 16 | 2020-07-16 | 4 | 1 | 0 | 0 | [6 empty] | 0 | 0 | 0 | 1 | Super Off Peak | 0 | 0 | 1 | Off Peak | 0 | 1 | Off Peak | 0 | 1 | Off Peak | 0 | 0 | 1 | Super Off Peak | 0 | 0 | 1 | Super Off Peak | 0 | 0 | 1 | Super Off Peak
2020 | 7 | 16 | 2020-07-16 | 5 | 1 | 0 | 0 | [6 empty] | 0 | 0 | 0 | 1 | Super Off Peak | 0 | 0 | 1 | Off Peak | 0 | 1 | Off Peak | 0 | 1 | Off Peak | 0 | 0 | 1 | Super Off Peak | 0 | 0 | 1 | Super Off Peak | 0 | 0 | 1 | Super Off Peak
2020 | 7 | 16 | 2020-07-16 | 6 | 1 | 0 | 0 | [6 empty] | 0 | 0 | 0 | 1 | Super Off Peak | 0 | 0 | 1 | Off Peak | 0 | 1 | Off Peak | 0 | 1 | Off Peak | 0 | 0 | 1 | Super Off Peak | 0 | 1 | 0 | Off Peak | 0 | 1 | 0 | Off Peak
2020 | 7 | 16 | 2020-07-16 | 7 | 1 | 0 | 0 | [6 empty] | 0 | 0 | 1 | 0 | Off Peak | 0 | 1 | 0 | Semi-Peak | 0 | 1 | Off Peak | 0 | 1 | Off Peak | 0 | 1 | 0 | Off Peak | 0 | 1 | 0 | Off Peak | 0 | 1 | 0 | Off Peak
2020 | 7 | 16 | 2020-07-16 | 8 | 1 | 0 | 0 | [6 empty] | 0 | 0 | 1 | 0 | Off Peak | 0 | 1 | 0 | Semi-Peak | 0 | 1 | Off Peak | 0 | 1 | Off Peak | 0 | 1 | 0 | Off Peak | 0 | 1 | 0 | Off Peak | 0 | 1 | 0 | Off Peak
2020 | 7 | 16 | 2020-07-16 | 9 | 1 | 0 | 0 | [6 empty] | 0 | 0 | 1 | 0 | Off Peak | 0 | 1 | 0 | Semi-Peak | 0 | 1 | Off Peak | 0 | 1 | Off Peak | 0 | 1 | 0 | Off Peak | 0 | 1 | 0 | Off Peak | 0 | 1 | 0 | Off Peak
2020 | 7 | 16 | 2020-07-16 | 10 | 1 | 0 | 0 | [6 empty] | 0 | 0 | 1 | 0 | Off Peak | 0 | 1 | 0 | Semi-Peak | 0 | 1 | Off Peak | 0 | 1 | Off Peak | 0 | 1 | 0 | Off Peak | 0 | 1 | 0 | Off Peak | 0 | 1 | 0 | Off Peak
2020 | 7 | 16 | 2020-07-16 | 11 | 1 | 0 | 0 | [6 empty] | 0 | 0 | 1 | 0 | Off Peak | 0 | 1 | 0 | Semi-Peak | 0 | 1 | Off Peak | 0 | 1 | Off Peak | 0 | 1 | 0 | Off Peak | 0 | 1 | 0 | Off Peak | 0 | 1 | 0 | Off Peak
2020 | 7 | 16 | 2020-07-16 | 12 | 1 | 0 | 0 | [6 empty] | 0 | 0 | 1 | 0 | Off Peak | 1 | 0 | 0 | On Peak | 0 | 1 | Off Peak | 0 | 1 | Off Peak | 1 | 0 | 0 | On Peak | 0 | 1 | 0 | Off Peak | 0 | 1 | 0 | Off Peak
2020 | 7 | 16 | 2020-07-16 | 13 | 1 | 0 | 0 | [6 empty] | 0 | 0 | 1 | 0 | Off Peak | 1 | 0 | 0 | On Peak | 0 | 1 | Off Peak | 1 | 0 | On Peak | 1 | 0 | 0 | On Peak | 1 | 0 | 0 | On Peak | 1 | 0 | 0 | On Peak
2020 | 7 | 16 | 2020-07-16 | 14 | 1 | 0 | 0 | [6 empty] | 0 | 0 | 1 | 0 | Off Peak | 1 | 0 | 0 | On Peak | 0 | 1 | Off Peak | 1 | 0 | On Peak | 1 | 0 | 0 | On Peak | 1 | 0 | 0 | On Peak | 1 | 0 | 0 | On Peak
2020 | 7 | 16 | 2020-07-16 | 15 | 1 | 0 | 0 | [6 empty] | 0 | 0 | 1 | 0 | Off Peak | 1 | 0 | 0 | On Peak | 0 | 1 | Off Peak | 1 | 0 | On Peak | 1 | 0 | 0 | On Peak | 1 | 0 | 0 | On Peak | 1 | 0 | 0 | On Peak
2020 | 7 | 16 | 2020-07-16 | 16 | 1 | 0 | 0 | [6 empty] | 0 | 0 | 1 | 0 | Off Peak | 1 | 0 | 0 | On Peak | 0 | 1 | Off Peak | 1 | 0 | On Peak | 1 | 0 | 0 | On Peak | 1 | 0 | 0 | On Peak | 1 | 0 | 0 | On Peak
2020 | 7 | 16 | 2020-07-16 | 17 | 1 | 0 | 0 | [6 empty] | 0 | 1 | 0 | 0 | On Peak | 1 | 0 | 0 | On Peak | 1 | 0 | On Peak | 1 | 0 | On Peak | 1 | 0 | 0 | On Peak | 1 | 0 | 0 | On Peak | 1 | 0 | 0 | On Peak
2020 | 7 | 16 | 2020-07-16 | 18 | 1 | 0 | 0 | [6 empty] | 0 | 1 | 0 | 0 | On Peak | 1 | 0 | 0 | On Peak | 1 | 0 | On Peak | 1 | 0 | On Peak | 1 | 0 | 0 | On Peak | 1 | 0 | 0 | On Peak | 1 | 0 | 0 | On Peak
2020 | 7 | 16 | 2020-07-16 | 19 | 1 | 0 | 0 | [6 empty] | 0 | 1 | 0 | 0 | On Peak | 0 | 1 | 0 | Semi-Peak | 1 | 0 | On Peak | 0 | 1 | Off Peak | 0 | 1 | 0 | Off Peak | 1 | 0 | 0 | On Peak | 0 | 1 | 0 | Off Peak
2020 | 7 | 16 | 2020-07-16 | 20 | 1 | 0 | 0 | [6 empty] | 0 | 1 | 0 | 0 | On Peak | 0 | 1 | 0 | Semi-Peak | 1 | 0 | On Peak | 0 | 1 | Off Peak | 0 | 1 | 0 | Off Peak | 1 | 0 | 0 | On Peak | 0 | 1 | 0 | Off Peak
2020 | 7 | 16 | 2020-07-16 | 21 | 1 | 0 | 0 | [6 empty] | 0 | 1 | 0 | 0 | On Peak | 0 | 1 | 0 | Semi-Peak | 1 | 0 | On Peak | 0 | 1 | Off Peak | 0 | 1 | 0 | Off Peak | 0 | 1 | 0 | Off Peak | 0 | 1 | 0 | Off Peak
2020 | 7 | 16 | 2020-07-16 | 22 | 1 | 0 | 0 | [6 empty] | 0 | 0 | 1 | 0 | Off Peak | 0 | 1 | 0 | Semi-Peak | 0 | 1 | Off Peak | 0 | 1 | Off Peak | 0 | 1 | 0 | Off Peak | 0 | 1 | 0 | Off Peak | 0 | 1 | 0 | Off Peak
2020 | 7 | 16 | 2020-07-16 | 23 | 1 | 0 | 0 | [6 empty] | 0 | 0 | 1 | 0 | Off Peak | 0 | 0 | 1 | Off Peak | 0 | 1 | Off Peak | 0 | 1 | Off Peak | 0 | 0 | 1 | Super Off Peak | 0 | 1 | 0 | Off Peak | 0 | 1 | 0 | Off Peak
2020 | 7 | 16 | 2020-07-16 | 24 | 1 | 0 | 0 | [6 empty] | 0 | 0 | 1 | 0 | Off Peak | 0 | 0 | 1 | Off Peak | 0 | 1 | Off Peak | 0 | 1 | Off Peak | 0 | 0 | 1 | Super Off Peak | 0 | 1 | 0 | Off Peak | 0 | 1 | 0 | Off Peak
2020 | 7 | 17 | 2020-07-17 | 1 | 1 | 0 | 0 | [6 empty] | 0 | 0 | 0 | 1 | Super Off Peak | 0 | 0 | 1 | Off Peak | 0 | 1 | Off Peak | 0 | 1 | Off Peak | 0 | 0 | 1 | Super Off Peak | 0 | 0 | 1 | Super Off Peak | 0 | 0 | 1 | Super Off Peak
2020 | 7 | 17 | 2020-07-17 | 2 | 1 | 0 | 0 | [6 empty] | 0 | 0 | 0 | 1 | Super Off Peak | 0 | 0 | 1 | Off Peak | 0 | 1 | Off Peak | 0 | 1 | Off Peak | 0 | 0 | 1 | Super Off Peak | 0 | 0 | 1 | Super Off Peak | 0 | 0 | 1 | Super Off Peak
2020 | 7 | 17 | 2020-07-17 | 3 | 1 | 0 | 0 | [6 empty] | 0 | 0 | 0 | 1 | Super Off Peak | 0 | 0 | 1 | Off Peak | 0 | 1 | Off Peak | 0 | 1 | Off Peak | 0 | 0 | 1 | Super Off Peak | 0 | 0 | 1 | Super Off Peak | 0 | 0 | 1 | Super Off Peak
2020 | 7 | 17 | 2020-07-17 | 4 | 1 | 0 | 0 | [6 empty] | 0 | 0 | 0 | 1 | Super Off Peak | 0 | 0 | 1 | Off Peak | 0 | 1 | Off Peak | 0 | 1 | Off Peak | 0 | 0 | 1 | Super Off Peak | 0 | 0 | 1 | Super Off Peak | 0 | 0 | 1 | Super Off Peak
2020 | 7 | 17 | 2020-07-17 | 5 | 1 | 0 | 0 | [6 empty] | 0 | 0 | 0 | 1 | Super Off Peak | 0 | 0 | 1 | Off Peak | 0 | 1 | Off Peak | 0 | 1 | Off Peak | 0 | 0 | 1 | Super Off Peak | 0 | 0 | 1 | Super Off Peak | 0 | 0 | 1 | Super Off Peak
2020 | 7 | 17 | 2020-07-17 | 6 | 1 | 0 | 0 | [6 empty] | 0 | 0 | 0 | 1 | Super Off Peak | 0 | 0 | 1 | Off Peak | 0 | 1 | Off Peak | 0 | 1 | Off Peak | 0 | 0 | 1 | Super Off Peak | 0 | 1 | 0 | Off Peak | 0 | 1 | 0 | Off Peak
2020 | 7 | 17 | 2020-07-17 | 7 | 1 | 0 | 0 | [6 empty] | 0 | 0 | 1 | 0 | Off Peak | 0 | 1 | 0 | Semi-Peak | 0 | 1 | Off Peak | 0 | 1 | Off Peak | 0 | 1 | 0 | Off Peak | 0 | 1 | 0 | Off Peak | 0 | 1 | 0 | Off Peak
2020 | 7 | 17 | 2020-07-17 | 8 | 1 | 0 | 0 | [6 empty] | 0 | 0 | 1 | 0 | Off Peak | 0 | 1 | 0 | Semi-Peak | 0 | 1 | Off Peak | 0 | 1 | Off Peak | 0 | 1 | 0 | Off Peak | 0 | 1 | 0 | Off Peak | 0 | 1 | 0 | Off Peak
2020 | 7 | 17 | 2020-07-17 | 9 | 1 | 0 | 0 | [6 empty] | 0 | 0 | 1 | 0 | Off Peak | 0 | 1 | 0 | Semi-Peak | 0 | 1 | Off Peak | 0 | 1 | Off Peak | 0 | 1 | 0 | Off Peak | 0 | 1 | 0 | Off Peak | 0 | 1 | 0 | Off Peak
2020 | 7 | 17 | 2020-07-17 | 10 | 1 | 0 | 0 | [6 empty] | 0 | 0 | 1 | 0 | Off Peak | 0 | 1 | 0 | Semi-Peak | 0 | 1 | Off Peak | 0 | 1 | Off Peak | 0 | 1 | 0 | Off Peak | 0 | 1 | 0 | Off Peak | 0 | 1 | 0 | Off Peak
2020 | 7 | 17 | 2020-07-17 | 11 | 1 | 0 | 0 | [6 empty] | 0 | 0 | 1 | 0 | Off Peak | 0 | 1 | 0 | Semi-Peak | 0 | 1 | Off Peak | 0 | 1 | Off Peak | 0 | 1 | 0 | Off Peak | 0 | 1 | 0 | Off Peak | 0 | 1 | 0 | Off Peak
2020 | 7 | 17 | 2020-07-17 | 12 | 1 | 0 | 0 | [6 empty] | 0 | 0 | 1 | 0 | Off Peak | 1 | 0 | 0 | On Peak | 0 | 1 | Off Peak | 0 | 1 | Off Peak | 1 | 0 | 0 | On Peak | 0 | 1 | 0 | Off Peak | 0 | 1 | 0 | Off Peak
2020 | 7 | 17 | 2020-07-17 | 13 | 1 | 0 | 0 | [6 empty] | 0 | 0 | 1 | 0 | Off Peak | 1 | 0 | 0 | On Peak | 0 | 1 | Off Peak | 1 | 0 | On Peak | 1 | 0 | 0 | On Peak | 1 | 0 | 0 | On Peak | 1 | 0 | 0 | On Peak
2020 | 7 | 17 | 2020-07-17 | 14 | 1 | 0 | 0 | [6 empty] | 0 | 0 | 1 | 0 | Off Peak | 1 | 0 | 0 | On Peak | 0 | 1 | Off Peak | 1 | 0 | On Peak | 1 | 0 | 0 | On Peak | 1 | 0 | 0 | On Peak | 1 | 0 | 0 | On Peak
2020 | 7 | 17 | 2020-07-17 | 15 | 1 | 0 | 0 | [6 empty] | 0 | 0 | 1 | 0 | Off Peak | 1 | 0 | 0 | On Peak | 0 | 1 | Off Peak | 1 | 0 | On Peak | 1 | 0 | 0 | On Peak | 1 | 0 | 0 | On Peak | 1 | 0 | 0 | On Peak
2020 | 7 | 17 | 2020-07-17 | 16 | 1 | 0 | 0 | [6 empty] | 0 | 0 | 1 | 0 | Off Peak | 1 | 0 | 0 | On Peak | 0 | 1 | Off Peak | 1 | 0 | On Peak | 1 | 0 | 0 | On Peak | 1 | 0 | 0 | On Peak | 1 | 0 | 0 | On Peak
2020 | 7 | 17 | 2020-07-17 | 17 | 1 | 0 | 0 | [6 empty] | 0 | 1 | 0 | 0 | On Peak | 1 | 0 | 0 | On Peak | 1 | 0 | On Peak | 1 | 0 | On Peak | 1 | 0 | 0 | On Peak | 1 | 0 | 0 | On Peak | 1 | 0 | 0 | On Peak
2020 | 7 | 17 | 2020-07-17 | 18 | 1 | 0 | 0 | [6 empty] | 0 | 1 | 0 | 0 | On Peak | 1 | 0 | 0 | On Peak | 1 | 0 | On Peak | 1 | 0 | On Peak | 1 | 0 | 0 | On Peak | 1 | 0 | 0 | On Peak | 1 | 0 | 0 | On Peak
2020 | 7 | 17 | 2020-07-17 | 19 | 1 | 0 | 0 | [6 empty] | 0 | 1 | 0 | 0 | On Peak | 0 | 1 | 0 | Semi-Peak | 1 | 0 | On Peak | 0 | 1 | Off Peak | 0 | 1 | 0 | Off Peak | 1 | 0 | 0 | On Peak | 0 | 1 | 0 | Off Peak
2020 | 7 | 17 | 2020-07-17 | 20 | 1 | 0 | 0 | [6 empty] | 0 | 1 | 0 | 0 | On Peak | 0 | 1 | 0 | Semi-Peak | 1 | 0 | On Peak | 0 | 1 | Off Peak | 0 | 1 | 0 | Off Peak | 1 | 0 | 0 | On Peak | 0 | 1 | 0 | Off Peak
2020 | 7 | 17 | 2020-07-17 | 21 | 1 | 0 | 0 | [6 empty] | 0 | 1 | 0 | 0 | On Peak | 0 | 1 | 0 | Semi-Peak | 1 | 0 | On Peak | 0 | 1 | Off Peak | 0 | 1 | 0 | Off Peak | 0 | 1 | 0 | Off Peak | 0 | 1 | 0 | Off Peak
2020 | 7 | 17 | 2020-07-17 | 22 | 1 | 0 | 0 | [6 empty] | 0 | 0 | 1 | 0 | Off Peak | 0 | 1 | 0 | Semi-Peak | 0 | 1 | Off Peak | 0 | 1 | Off Peak | 0 | 1 | 0 | Off Peak | 0 | 1 | 0 | Off Peak | 0 | 1 | 0 | Off Peak
2020 | 7 | 17 | 2020-07-17 | 23 | 1 | 0 | 0 | [6 empty] | 0 | 0 | 1 | 0 | Off Peak | 0 | 0 | 1 | Off Peak | 0 | 1 | Off Peak | 0 | 1 | Off Peak | 0 | 0 | 1 | Super Off Peak | 0 | 1 | 0 | Off Peak | 0 | 1 | 0 | Off Peak
2020 | 7 | 17 | 2020-07-17 | 24 | 1 | 0 | 0 | [6 empty] | 0 | 0 | 1 | 0 | Off Peak | 0 | 0 | 1 | Off Peak | 0 | 1 | Off Peak | 0 | 1 | Off Peak | 0 | 0 | 1 | Super Off Peak | 0 | 1 | 0 | Off Peak | 0 | 1 | 0 | Off Peak
2020 | 7 | 18 | 2020-07-18 | 1 | 1 | 1 | 0 | [6 empty] | 0 | 0 | 0 | 1 | Super Off Peak | 0 | 0 | 1 | Off Peak | 0 | 1 | Off Peak | 0 | 1 | Off Peak | 0 | 0 | 1 | Super Off Peak | 0 | 0 | 1 | Super Off Peak | 0 | 0 | 1 | Super Off Peak
2020 | 7 | 18 | 2020-07-18 | 2 | 1 | 1 | 0 | [6 empty] | 0 | 0 | 0 | 1 | Super Off Peak | 0 | 0 | 1 | Off Peak | 0 | 1 | Off Peak | 0 | 1 | Off Peak | 0 | 0 | 1 | Super Off Peak | 0 | 0 | 1 | Super Off Peak | 0 | 0 | 1 | Super Off Peak
2020 | 7 | 18 | 2020-07-18 | 3 | 1 | 1 | 0 | [6 empty] | 0 | 0 | 0 | 1 | Super Off Peak | 0 | 0 | 1 | Off Peak | 0 | 1 | Off Peak | 0 | 1 | Off Peak | 0 | 0 | 1 | Super Off Peak | 0 | 0 | 1 | Super Off Peak | 0 | 0 | 1 | Super Off Peak
2020 | 7 | 18 | 2020-07-18 | 4 | 1 | 1 | 0 | [6 empty] | 0 | 0 | 0 | 1 | Super Off Peak | 0 | 0 | 1 | Off Peak | 0 | 1 | Off Peak | 0 | 1 | Off Peak | 0 | 0 | 1 | Super Off Peak | 0 | 0 | 1 | Super Off Peak | 0 | 0 | 1 | Super Off Peak
2020 | 7 | 18 | 2020-07-18 | 5 | 1 | 1 | 0 | [6 empty] | 0 | 0 | 0 | 1 | Super Off Peak | 0 | 0 | 1 | Off Peak | 0 | 1 | Off Peak | 0 | 1 | Off Peak | 0 | 0 | 1 | Super Off Peak | 0 | 0 | 1 | Super Off Peak | 0 | 0 | 1 | Super Off Peak
2020 | 7 | 18 | 2020-07-18 | 6 | 1 | 1 | 0 | [6 empty] | 0 | 0 | 0 | 1 | Super Off Peak | 0 | 0 | 1 | Off Peak | 0 | 1 | Off Peak | 0 | 1 | Off Peak | 0 | 0 | 1 | Super Off Peak | 0 | 1 | 0 | Off Peak | 0 | 1 | 0 | Off Peak
2020 | 7 | 18 | 2020-07-18 | 7 | 1 | 1 | 0 | [6 empty] | 0 | 0 | 0 | 1 | Super Off Peak | 0 | 0 | 1 | Off Peak | 0 | 1 | Off Peak | 0 | 1 | Off Peak | 0 | 0 | 1 | Super Off Peak | 0 | 1 | 0 | Off Peak | 0 | 1 | 0 | Off Peak
2020 | 7 | 18 | 2020-07-18 | 8 | 1 | 1 | 0 | [6 empty] | 0 | 0 | 0 | 1 | Super Off Peak | 0 | 0 | 1 | Off Peak | 0 | 1 | Off Peak | 0 | 1 | Off Peak | 0 | 0 | 1 | Super Off Peak | 0 | 1 | 0 | Off Peak | 0 | 1 | 0 | Off Peak
2020 | 7 | 18 | 2020-07-18 | 9 | 1 | 1 | 0 | [6 empty] | 0 | 0 | 0 | 1 | Super Off Peak | 0 | 0 | 1 | Off Peak | 0 | 1 | Off Peak | 0 | 1 | Off Peak | 0 | 0 | 1 | Super Off Peak | 0 | 1 | 0 | Off Peak | 0 | 1 | 0 | Off Peak
2020 | 7 | 18 | 2020-07-18 | 10 | 1 | 1 | 0 | [6 empty] | 0 | 0 | 0 | 1 | Super Off Peak | 0 | 0 | 1 | Off Peak | 0 | 1 | Off Peak | 0 | 1 | Off Peak | 0 | 0 | 1 | Super Off Peak | 0 | 1 | 0 | Off Peak | 0 | 1 | 0 | Off Peak
2020 | 7 | 18 | 2020-07-18 | 11 | 1 | 1 | 0 | [6 empty] | 0 | 0 | 0 | 1 | Super Off Peak | 0 | 0 | 1 | Off Peak | 0 | 1 | Off Peak | 0 | 1 | Off Peak | 0 | 0 | 1 | Super Off Peak | 0 | 1 | 0 | Off Peak | 0 | 1 | 0 | Off Peak
2020 | 7 | 18 | 2020-07-18 | 12 | 1 | 1 | 0 | [6 empty] | 0 | 0 | 0 | 1 | Super Off Peak | 0 | 0 | 1 | Off Peak | 0 | 1 | Off Peak | 0 | 1 | Off Peak | 0 | 0 | 1 | Super Off Peak | 0 | 1 | 0 | Off Peak | 0 | 1 | 0 | Off Peak
2020 | 7 | 18 | 2020-07-18 | 13 | 1 | 1 | 0 | [6 empty] | 0 | 0 | 0 | 1 | Super Off Peak | 0 | 0 | 1 | Off Peak | 0 | 1 | Off Peak | 0 | 1 | Off Peak | 0 | 0 | 1 | Super Off Peak | 1 | 0 | 0 | On Peak | 1 | 0 | 0 | On Peak
2020 | 7 | 18 | 2020-07-18 | 14 | 1 | 1 | 0 | [6 empty] | 0 | 0 | 0 | 1 | Super Off Peak | 0 | 0 | 1 | Off Peak | 0 | 1 | Off Peak | 0 | 1 | Off Peak | 0 | 0 | 1 | Super Off Peak | 1 | 0 | 0 | On Peak | 1 | 0 | 0 | On Peak
2020 | 7 | 18 | 2020-07-18 | 15 | 1 | 1 | 0 | [6 empty] | 0 | 0 | 1 | 0 | Off Peak | 0 | 0 | 1 | Off Peak | 0 | 1 | Off Peak | 0 | 1 | Off Peak | 0 | 0 | 1 | Super Off Peak | 1 | 0 | 0 | On Peak | 1 | 0 | 0 | On Peak
2020 | 7 | 18 | 2020-07-18 | 16 | 1 | 1 | 0 | [6 empty] | 0 | 0 | 1 | 0 | Off Peak | 0 | 0 | 1 | Off Peak | 0 | 1 | Off Peak | 0 | 1 | Off Peak | 0 | 0 | 1 | Super Off Peak | 1 | 0 | 0 | On Peak | 1 | 0 | 0 | On Peak
2020 | 7 | 18 | 2020-07-18 | 17 | 1 | 1 | 0 | [6 empty] | 0 | 1 | 0 | 0 | On Peak | 0 | 0 | 1 | Off Peak | 0 | 1 | Off Peak | 0 | 1 | Off Peak | 0 | 0 | 1 | Super Off Peak | 1 | 0 | 0 | On Peak | 1 | 0 | 0 | On Peak
2020 | 7 | 18 | 2020-07-18 | 18 | 1 | 1 | 0 | [6 empty] | 0 | 1 | 0 | 0 | On Peak | 0 | 0 | 1 | Off Peak | 0 | 1 | Off Peak | 0 | 1 | Off Peak | 0 | 0 | 1 | Super Off Peak | 1 | 0 | 0 | On Peak | 1 | 0 | 0 | On Peak
2020 | 7 | 18 | 2020-07-18 | 19 | 1 | 1 | 0 | [6 empty] | 0 | 1 | 0 | 0 | On Peak | 0 | 0 | 1 | Off Peak | 0 | 1 | Off Peak | 0 | 1 | Off Peak | 0 | 0 | 1 | Super Off Peak | 1 | 0 | 0 | On Peak | 0 | 1 | 0 | Off Peak
2020 | 7 | 18 | 2020-07-18 | 20 | 1 | 1 | 0 | [6 empty] | 0 | 1 | 0 | 0 | On Peak | 0 | 0 | 1 | Off Peak | 0 | 1 | Off Peak | 0 | 1 | Off Peak | 0 | 0 | 1 | Super Off Peak | 1 | 0 | 0 | On Peak | 0 | 1 | 0 | Off Peak
2020 | 7 | 18 | 2020-07-18 | 21 | 1 | 1 | 0 | [6 empty] | 0 | 1 | 0 | 0 | On Peak | 0 | 0 | 1 | Off Peak | 0 | 1 | Off Peak | 0 | 1 | Off Peak | 0 | 0 | 1 | Super Off Peak | 0 | 1 | 0 | Off Peak | 0 | 1 | 0 | Off Peak
2020 | 7 | 18 | 2020-07-18 | 22 | 1 | 1 | 0 | [6 empty] | 0 | 0 | 1 | 0 | Off Peak | 0 | 0 | 1 | Off Peak | 0 | 1 | Off Peak | 0 | 1 | Off Peak | 0 | 0 | 1 | Super Off Peak | 0 | 1 | 0 | Off Peak | 0 | 1 | 0 | Off Peak
2020 | 7 | 18 | 2020-07-18 | 23 | 1 | 1 | 0 | [6 empty] | 0 | 0 | 1 | 0 | Off Peak | 0 | 0 | 1 | Off Peak | 0 | 1 | Off Peak | 0 | 1 | Off Peak | 0 | 0 | 1 | Super Off Peak | 0 | 1 | 0 | Off Peak | 0 | 1 | 0 | Off Peak
2020 | 7 | 18 | 2020-07-18 | 24 | 1 | 1 | 0 | [6 empty] | 0 | 0 | 1 | 0 | Off Peak | 0 | 0 | 1 | Off Peak | 0 | 1 | Off Peak | 0 | 1 | Off Peak | 0 | 0 | 1 | Super Off Peak | 0 | 1 | 0 | Off Peak | 0 | 1 | 0 | Off Peak
2020 | 7 | 19 | 2020-07-19 | 1 | 1 | 1 | 0 | [6 empty] | 0 | 0 | 0 | 1 | Super Off Peak | 0 | 0 | 1 | Off Peak | 0 | 1 | Off Peak | 0 | 1 | Off Peak | 0 | 0 | 1 | Super Off Peak | 0 | 0 | 1 | Super Off Peak | 0 | 0 | 1 | Super Off Peak
2020 | 7 | 19 | 2020-07-19 | 2 | 1 | 1 | 0 | [6 empty] | 0 | 0 | 0 | 1 | Super Off Peak | 0 | 0 | 1 | Off Peak | 0 | 1 | Off Peak | 0 | 1 | Off Peak | 0 | 0 | 1 | Super Off Peak | 0 | 0 | 1 | Super Off Peak | 0 | 0 | 1 | Super Off Peak
2020 | 7 | 19 | 2020-07-19 | 3 | 1 | 1 | 0 | [6 empty] | 0 | 0 | 0 | 1 | Super Off Peak | 0 | 0 | 1 | Off Peak | 0 | 1 | Off Peak | 0 | 1 | Off Peak | 0 | 0 | 1 | Super Off Peak | 0 | 0 | 1 | Super Off Peak | 0 | 0 | 1 | Super Off Peak
2020 | 7 | 19 | 2020-07-19 | 4 | 1 | 1 | 0 | [6 empty] | 0 | 0 | 0 | 1 | Super Off Peak | 0 | 0 | 1 | Off Peak | 0 | 1 | Off Peak | 0 | 1 | Off Peak | 0 | 0 | 1 | Super Off Peak | 0 | 0 | 1 | Super Off Peak | 0 | 0 | 1 | Super Off Peak
2020 | 7 | 19 | 2020-07-19 | 5 | 1 | 1 | 0 | [6 empty] | 0 | 0 | 0 | 1 | Super Off Peak | 0 | 0 | 1 | Off Peak | 0 | 1 | Off Peak | 0 | 1 | Off Peak | 0 | 0 | 1 | Super Off Peak | 0 | 0 | 1 | Super Off Peak | 0 | 0 | 1 | Super Off Peak
2020 | 7 | 19 | 2020-07-19 | 6 | 1 | 1 | 0 | [6 empty] | 0 | 0 | 0 | 1 | Super Off Peak | 0 | 0 | 1 | Off Peak | 0 | 1 | Off Peak | 0 | 1 | Off Peak | 0 | 0 | 1 | Super Off Peak | 0 | 1 | 0 | Off Peak | 0 | 1 | 0 | Off Peak
2020 | 7 | 19 | 2020-07-19 | 7 | 1 | 1 | 0 | [6 empty] | 0 | 0 | 0 | 1 | Super Off Peak | 0 | 0 | 1 | Off Peak | 0 | 1 | Off Peak | 0 | 1 | Off Peak | 0 | 0 | 1 | Super Off Peak | 0 | 1 | 0 | Off Peak | 0 | 1 | 0 | Off Peak
2020 | 7 | 19 | 2020-07-19 | 8 | 1 | 1 | 0 | [6 empty] | 0 | 0 | 0 | 1 | Super Off Peak | 0 | 0 | 1 | Off Peak | 0 | 1 | Off Peak | 0 | 1 | Off Peak | 0 | 0 | 1 | Super Off Peak | 0 | 1 | 0 | Off Peak | 0 | 1 | 0 | Off Peak
2020 | 7 | 19 | 2020-07-19 | 9 | 1 | 1 | 0 | [6 empty] | 0 | 0 | 0 | 1 | Super Off Peak | 0 | 0 | 1 | Off Peak | 0 | 1 | Off Peak | 0 | 1 | Off Peak | 0 | 0 | 1 | Super Off Peak | 0 | 1 | 0 | Off Peak | 0 | 1 | 0 | Off Peak
2020 | 7 | 19 | 2020-07-19 | 10 | 1 | 1 | 0 | [6 empty] | 0 | 0 | 0 | 1 | Super Off Peak | 0 | 0 | 1 | Off Peak | 0 | 1 | Off Peak | 0 | 1 | Off Peak | 0 | 0 | 1 | Super Off Peak | 0 | 1 | 0 | Off Peak | 0 | 1 | 0 | Off Peak
2020 | 7 | 19 | 2020-07-19 | 11 | 1 | 1 | 0 | [6 empty] | 0 | 0 | 0 | 1 | Super Off Peak | 0 | 0 | 1 | Off Peak | 0 | 1 | Off Peak | 0 | 1 | Off Peak | 0 | 0 | 1 | Super Off Peak | 0 | 1 | 0 | Off Peak | 0 | 1 | 0 | Off Peak
2020 | 7 | 19 | 2020-07-19 | 12 | 1 | 1 | 0 | [6 empty] | 0 | 0 | 0 | 1 | Super Off Peak | 0 | 0 | 1 | Off Peak | 0 | 1 | Off Peak | 0 | 1 | Off Peak | 0 | 0 | 1 | Super Off Peak | 0 | 1 | 0 | Off Peak | 0 | 1 | 0 | Off Peak
2020 | 7 | 19 | 2020-07-19 | 13 | 1 | 1 | 0 | [6 empty] | 0 | 0 | 0 | 1 | Super Off Peak | 0 | 0 | 1 | Off Peak | 0 | 1 | Off Peak | 0 | 1 | Off Peak | 0 | 0 | 1 | Super Off Peak | 1 | 0 | 0 | On Peak | 1 | 0 | 0 | On Peak
2020 | 7 | 19 | 2020-07-19 | 14 | 1 | 1 | 0 | [6 empty] | 0 | 0 | 0 | 1 | Super Off Peak | 0 | 0 | 1 | Off Peak | 0 | 1 | Off Peak | 0 | 1 | Off Peak | 0 | 0 | 1 | Super Off Peak | 1 | 0 | 0 | On Peak | 1 | 0 | 0 | On Peak
2020 | 7 | 19 | 2020-07-19 | 15 | 1 | 1 | 0 | [6 empty] | 0 | 0 | 1 | 0 | Off Peak | 0 | 0 | 1 | Off Peak | 0 | 1 | Off Peak | 0 | 1 | Off Peak | 0 | 0 | 1 | Super Off Peak | 1 | 0 | 0 | On Peak | 1 | 0 | 0 | On Peak
2020 | 7 | 19 | 2020-07-19 | 16 | 1 | 1 | 0 | [6 empty] | 0 | 0 | 1 | 0 | Off Peak | 0 | 0 | 1 | Off Peak | 0 | 1 | Off Peak | 0 | 1 | Off Peak | 0 | 0 | 1 | Super Off Peak | 1 | 0 | 0 | On Peak | 1 | 0 | 0 | On Peak
2020 | 7 | 19 | 2020-07-19 | 17 | 1 | 1 | 0 | [6 empty] | 0 | 1 | 0 | 0 | On Peak | 0 | 0 | 1 | Off Peak | 0 | 1 | Off Peak | 0 | 1 | Off Peak | 0 | 0 | 1 | Super Off Peak | 1 | 0 | 0 | On Peak | 1 | 0 | 0 | On Peak
2020 | 7 | 19 | 2020-07-19 | 18 | 1 | 1 | 0 | [6 empty] | 0 | 1 | 0 | 0 | On Peak | 0 | 0 | 1 | Off Peak | 0 | 1 | Off Peak | 0 | 1 | Off Peak | 0 | 0 | 1 | Super Off Peak | 1 | 0 | 0 | On Peak | 1 | 0 | 0 | On Peak
2020 | 7 | 19 | 2020-07-19 | 19 | 1 | 1 | 0 | [6 empty] | 0 | 1 | 0 | 0 | On Peak | 0 | 0 | 1 | Off Peak | 0 | 1 | Off Peak | 0 | 1 | Off Peak | 0 | 0 | 1 | Super Off Peak | 1 | 0 | 0 | On Peak | 0 | 1 | 0 | Off Peak
2020 | 7 | 19 | 2020-07-19 | 20 | 1 | 1 | 0 | [6 empty] | 0 | 1 | 0 | 0 | On Peak | 0 | 0 | 1 | Off Peak | 0 | 1 | Off Peak | 0 | 1 | Off Peak | 0 | 0 | 1 | Super Off Peak | 1 | 0 | 0 | On Peak | 0 | 1 | 0 | Off Peak
2020 | 7 | 19 | 2020-07-19 | 21 | 1 | 1 | 0 | [6 empty] | 0 | 1 | 0 | 0 | On Peak | 0 | 0 | 1 | Off Peak | 0 | 1 | Off Peak | 0 | 1 | Off Peak | 0 | 0 | 1 | Super Off Peak | 0 | 1 | 0 | Off Peak | 0 | 1 | 0 | Off Peak
2020 | 7 | 19 | 2020-07-19 | 22 | 1 | 1 | 0 | [6 empty] | 0 | 0 | 1 | 0 | Off Peak | 0 | 0 | 1 | Off Peak | 0 | 1 | Off Peak | 0 | 1 | Off Peak | 0 | 0 | 1 | Super Off Peak | 0 | 1 | 0 | Off Peak | 0 | 1 | 0 | Off Peak
2020 | 7 | 19 | 2020-07-19 | 23 | 1 | 1 | 0 | [6 empty] | 0 | 0 | 1 | 0 | Off Peak | 0 | 0 | 1 | Off Peak | 0 | 1 | Off Peak | 0 | 1 | Off Peak | 0 | 0 | 1 | Super Off Peak | 0 | 1 | 0 | Off Peak | 0 | 1 | 0 | Off Peak
2020 | 7 | 19 | 2020-07-19 | 24 | 1 | 1 | 0 | [6 empty] | 0 | 0 | 1 | 0 | Off Peak | 0 | 0 | 1 | Off Peak | 0 | 1 | Off Peak | 0 | 1 | Off Peak | 0 | 0 | 1 | Super Off Peak | 0 | 1 | 0 | Off Peak | 0 | 1 | 0 | Off Peak
2020 | 7 | 20 | 2020-07-20 | 1 | 1 | 0 | 0 | [6 empty] | 0 | 0 | 0 | 1 | Super Off Peak | 0 | 0 | 1 | Off Peak | 0 | 1 | Off Peak | 0 | 1 | Off Peak | 0 | 0 | 1 | Super Off Peak | 0 | 0 | 1 | Super Off Peak | 0 | 0 | 1 | Super Off Peak
2020 | 7 | 20 | 2020-07-20 | 2 | 1 | 0 | 0 | [6 empty] | 0 | 0 | 0 | 1 | Super Off Peak | 0 | 0 | 1 | Off Peak | 0 | 1 | Off Peak | 0 | 1 | Off Peak | 0 | 0 | 1 | Super Off Peak | 0 | 0 | 1 | Super Off Peak | 0 | 0 | 1 | Super Off Peak
2020 | 7 | 20 | 2020-07-20 | 3 | 1 | 0 | 0 | [6 empty] | 0 | 0 | 0 | 1 | Super Off Peak | 0 | 0 | 1 | Off Peak | 0 | 1 | Off Peak | 0 | 1 | Off Peak | 0 | 0 | 1 | Super Off Peak | 0 | 0 | 1 | Super Off Peak | 0 | 0 | 1 | Super Off Peak
2020 | 7 | 20 | 2020-07-20 | 4 | 1 | 0 | 0 | [6 empty] | 0 | 0 | 0 | 1 | Super Off Peak | 0 | 0 | 1 | Off Peak | 0 | 1 | Off Peak | 0 | 1 | Off Peak | 0 | 0 | 1 | Super Off Peak | 0 | 0 | 1 | Super Off Peak | 0 | 0 | 1 | Super Off Peak
2020 | 7 | 20 | 2020-07-20 | 5 | 1 | 0 | 0 | [6 empty] | 0 | 0 | 0 | 1 | Super Off Peak | 0 | 0 | 1 | Off Peak | 0 | 1 | Off Peak | 0 | 1 | Off Peak | 0 | 0 | 1 | Super Off Peak | 0 | 0 | 1 | Super Off Peak | 0 | 0 | 1 | Super Off Peak
2020 | 7 | 20 | 2020-07-20 | 6 | 1 | 0 | 0 | [6 empty] | 0 | 0 | 0 | 1 | Super Off Peak | 0 | 0 | 1 | Off Peak | 0 | 1 | Off Peak | 0 | 1 | Off Peak | 0 | 0 | 1 | Super Off Peak | 0 | 1 | 0 | Off Peak | 0 | 1 | 0 | Off Peak
2020 | 7 | 20 | 2020-07-20 | 7 | 1 | 0 | 0 | [6 empty] | 0 | 0 | 1 | 0 | Off Peak | 0 | 1 | 0 | Semi-Peak | 0 | 1 | Off Peak | 0 | 1 | Off Peak | 0 | 1 | 0 | Off Peak | 0 | 1 | 0 | Off Peak | 0 | 1 | 0 | Off Peak
2020 | 7 | 20 | 2020-07-20 | 8 | 1 | 0 | 0 | [6 empty] | 0 | 0 | 1 | 0 | Off Peak | 0 | 1 | 0 | Semi-Peak | 0 | 1 | Off Peak | 0 | 1 | Off Peak | 0 | 1 | 0 | Off Peak | 0 | 1 | 0 | Off Peak | 0 | 1 | 0 | Off Peak
2020 | 7 | 20 | 2020-07-20 | 9 | 1 | 0 | 0 | [6 empty] | 0 | 0 | 1 | 0 | Off Peak | 0 | 1 | 0 | Semi-Peak | 0 | 1 | Off Peak | 0 | 1 | Off Peak | 0 | 1 | 0 | Off Peak | 0 | 1 | 0 | Off Peak | 0 | 1 | 0 | Off Peak
2020 | 7 | 20 | 2020-07-20 | 10 | 1 | 0 | 0 | [6 empty] | 0 | 0 | 1 | 0 | Off Peak | 0 | 1 | 0 | Semi-Peak | 0 | 1 | Off Peak | 0 | 1 | Off Peak | 0 | 1 | 0 | Off Peak | 0 | 1 | 0 | Off Peak | 0 | 1 | 0 | Off Peak
2020 | 7 | 20 | 2020-07-20 | 11 | 1 | 0 | 0 | [6 empty] | 0 | 0 | 1 | 0 | Off Peak | 0 | 1 | 0 | Semi-Peak | 0 | 1 | Off Peak | 0 | 1 | Off Peak | 0 | 1 | 0 | Off Peak | 0 | 1 | 0 | Off Peak | 0 | 1 | 0 | Off Peak
2020 | 7 | 20 | 2020-07-20 | 12 | 1 | 0 | 0 | [6 empty] | 0 | 0 | 1 | 0 | Off Peak | 1 | 0 | 0 | On Peak | 0 | 1 | Off Peak | 0 | 1 | Off Peak | 1 | 0 | 0 | On Peak | 0 | 1 | 0 | Off Peak | 0 | 1 | 0 | Off Peak
2020 | 7 | 20 | 2020-07-20 | 13 | 1 | 0 | 0 | [6 empty] | 0 | 0 | 1 | 0 | Off Peak | 1 | 0 | 0 | On Peak | 0 | 1 | Off Peak | 1 | 0 | On Peak | 1 | 0 | 0 | On Peak | 1 | 0 | 0 | On Peak | 1 | 0 | 0 | On Peak
2020 | 7 | 20 | 2020-07-20 | 14 | 1 | 0 | 0 | [6 empty] | 0 | 0 | 1 | 0 | Off Peak | 1 | 0 | 0 | On Peak | 0 | 1 | Off Peak | 1 | 0 | On Peak | 1 | 0 | 0 | On Peak | 1 | 0 | 0 | On Peak | 1 | 0 | 0 | On Peak
2020 | 7 | 20 | 2020-07-20 | 15 | 1 | 0 | 0 | [6 empty] | 0 | 0 | 1 | 0 | Off Peak | 1 | 0 | 0 | On Peak | 0 | 1 | Off Peak | 1 | 0 | On Peak | 1 | 0 | 0 | On Peak | 1 | 0 | 0 | On Peak | 1 | 0 | 0 | On Peak
2020 | 7 | 20 | 2020-07-20 | 16 | 1 | 0 | 0 | [6 empty] | 0 | 0 | 1 | 0 | Off Peak | 1 | 0 | 0 | On Peak | 0 | 1 | Off Peak | 1 | 0 | On Peak | 1 | 0 | 0 | On Peak | 1 | 0 | 0 | On Peak | 1 | 0 | 0 | On Peak
2020 | 7 | 20 | 2020-07-20 | 17 | 1 | 0 | 0 | [6 empty] | 0 | 1 | 0 | 0 | On Peak | 1 | 0 | 0 | On Peak | 1 | 0 | On Peak | 1 | 0 | On Peak | 1 | 0 | 0 | On Peak | 1 | 0 | 0 | On Peak | 1 | 0 | 0 | On Peak
2020 | 7 | 20 | 2020-07-20 | 18 | 1 | 0 | 0 | [6 empty] | 0 | 1 | 0 | 0 | On Peak | 1 | 0 | 0 | On Peak | 1 | 0 | On Peak | 1 | 0 | On Peak | 1 | 0 | 0 | On Peak | 1 | 0 | 0 | On Peak | 1 | 0 | 0 | On Peak
2020 | 7 | 20 | 2020-07-20 | 19 | 1 | 0 | 0 | [6 empty] | 0 | 1 | 0 | 0 | On Peak | 0 | 1 | 0 | Semi-Peak | 1 | 0 | On Peak | 0 | 1 | Off Peak | 0 | 1 | 0 | Off Peak | 1 | 0 | 0 | On Peak | 0 | 1 | 0 | Off Peak
2020 | 7 | 20 | 2020-07-20 | 20 | 1 | 0 | 0 | [6 empty] | 0 | 1 | 0 | 0 | On Peak | 0 | 1 | 0 | Semi-Peak | 1 | 0 | On Peak | 0 | 1 | Off Peak | 0 | 1 | 0 | Off Peak | 1 | 0 | 0 | On Peak | 0 | 1 | 0 | Off Peak
2020 | 7 | 20 | 2020-07-20 | 21 | 1 | 0 | 0 | [6 empty] | 0 | 1 | 0 | 0 | On Peak | 0 | 1 | 0 | Semi-Peak | 1 | 0 | On Peak | 0 | 1 | Off Peak | 0 | 1 | 0 | Off Peak | 0 | 1 | 0 | Off Peak | 0 | 1 | 0 | Off Peak
2020 | 7 | 20 | 2020-07-20 | 22 | 1 | 0 | 0 | [6 empty] | 0 | 0 | 1 | 0 | Off Peak | 0 | 1 | 0 | Semi-Peak | 0 | 1 | Off Peak | 0 | 1 | Off Peak | 0 | 1 | 0 | Off Peak | 0 | 1 | 0 | Off Peak | 0 | 1 | 0 | Off Peak
2020 | 7 | 20 | 2020-07-20 | 23 | 1 | 0 | 0 | [6 empty] | 0 | 0 | 1 | 0 | Off Peak | 0 | 0 | 1 | Off Peak | 0 | 1 | Off Peak | 0 | 1 | Off Peak | 0 | 0 | 1 | Super Off Peak | 0 | 1 | 0 | Off Peak | 0 | 1 | 0 | Off Peak
2020 | 7 | 20 | 2020-07-20 | 24 | 1 | 0 | 0 | [6 empty] | 0 | 0 | 1 | 0 | Off Peak | 0 | 0 | 1 | Off Peak | 0 | 1 | Off Peak | 0 | 1 | Off Peak | 0 | 0 | 1 | Super Off Peak | 0 | 1 | 0 | Off Peak | 0 | 1 | 0 | Off Peak
2020 | 7 | 21 | 2020-07-21 | 1 | 1 | 0 | 0 | [6 empty] | 0 | 0 | 0 | 1 | Super Off Peak | 0 | 0 | 1 | Off Peak | 0 | 1 | Off Peak | 0 | 1 | Off Peak | 0 | 0 | 1 | Super Off Peak | 0 | 0 | 1 | Super Off Peak | 0 | 0 | 1 | Super Off Peak
2020 | 7 | 21 | 2020-07-21 | 2 | 1 | 0 | 0 | [6 empty] | 0 | 0 | 0 | 1 | Super Off Peak | 0 | 0 | 1 | Off Peak | 0 | 1 | Off Peak | 0 | 1 | Off Peak | 0 | 0 | 1 | Super Off Peak | 0 | 0 | 1 | Super Off Peak | 0 | 0 | 1 | Super Off Peak
2020 | 7 | 21 | 2020-07-21 | 3 | 1 | 0 | 0 | [6 empty] | 0 | 0 | 0 | 1 | Super Off Peak | 0 | 0 | 1 | Off Peak | 0 | 1 | Off Peak | 0 | 1 | Off Peak | 0 | 0 | 1 | Super Off Peak | 0 | 0 | 1 | Super Off Peak | 0 | 0 | 1 | Super Off Peak
2020 | 7 | 21 | 2020-07-21 | 4 | 1 | 0 | 0 | [6 empty] | 0 | 0 | 0 | 1 | Super Off Peak | 0 | 0 | 1 | Off Peak | 0 | 1 | Off Peak | 0 | 1 | Off Peak | 0 | 0 | 1 | Super Off Peak | 0 | 0 | 1 | Super Off Peak | 0 | 0 | 1 | Super Off Peak
2020 | 7 | 21 | 2020-07-21 | 5 | 1 | 0 | 0 | [6 empty] | 0 | 0 | 0 | 1 | Super Off Peak | 0 | 0 | 1 | Off Peak | 0 | 1 | Off Peak | 0 | 1 | Off Peak | 0 | 0 | 1 | Super Off Peak | 0 | 0 | 1 | Super Off Peak | 0 | 0 | 1 | Super Off Peak
2020 | 7 | 21 | 2020-07-21 | 6 | 1 | 0 | 0 | [6 empty] | 0 | 0 | 0 | 1 | Super Off Peak | 0 | 0 | 1 | Off Peak | 0 | 1 | Off Peak | 0 | 1 | Off Peak | 0 | 0 | 1 | Super Off Peak | 0 | 1 | 0 | Off Peak | 0 | 1 | 0 | Off Peak
2020 | 7 | 21 | 2020-07-21 | 7 | 1 | 0 | 0 | [6 empty] | 0 | 0 | 1 | 0 | Off Peak | 0 | 1 | 0 | Semi-Peak | 0 | 1 | Off Peak | 0 | 1 | Off Peak | 0 | 1 | 0 | Off Peak | 0 | 1 | 0 | Off Peak | 0 | 1 | 0 | Off Peak
2020 | 7 | 21 | 2020-07-21 | 8 | 1 | 0 | 0 | [6 empty] | 0 | 0 | 1 | 0 | Off Peak | 0 | 1 | 0 | Semi-Peak | 0 | 1 | Off Peak | 0 | 1 | Off Peak | 0 | 1 | 0 | Off Peak | 0 | 1 | 0 | Off Peak | 0 | 1 | 0 | Off Peak
2020 | 7 | 21 | 2020-07-21 | 9 | 1 | 0 | 0 | [6 empty] | 0 | 0 | 1 | 0 | Off Peak | 0 | 1 | 0 | Semi-Peak | 0 | 1 | Off Peak | 0 | 1 | Off Peak | 0 | 1 | 0 | Off Peak | 0 | 1 | 0 | Off Peak | 0 | 1 | 0 | Off Peak
2020 | 7 | 21 | 2020-07-21 | 10 | 1 | 0 | 0 | [6 empty] | 0 | 0 | 1 | 0 | Off Peak | 0 | 1 | 0 | Semi-Peak | 0 | 1 | Off Peak | 0 | 1 | Off Peak | 0 | 1 | 0 | Off Peak | 0 | 1 | 0 | Off Peak | 0 | 1 | 0 | Off Peak
2020 | 7 | 21 | 2020-07-21 | 11 | 1 | 0 | 0 | [6 empty] | 0 | 0 | 1 | 0 | Off Peak | 0 | 1 | 0 | Semi-Peak | 0 | 1 | Off Peak | 0 | 1 | Off Peak | 0 | 1 | 0 | Off Peak | 0 | 1 | 0 | Off Peak | 0 | 1 | 0 | Off Peak
2020 | 7 | 21 | 2020-07-21 | 12 | 1 | 0 | 0 | [6 empty] | 0 | 0 | 1 | 0 | Off Peak | 1 | 0 | 0 | On Peak | 0 | 1 | Off Peak | 0 | 1 | Off Peak | 1 | 0 | 0 | On Peak | 0 | 1 | 0 | Off Peak | 0 | 1 | 0 | Off Peak
2020 | 7 | 21 | 2020-07-21 | 13 | 1 | 0 | 0 | [6 empty] | 0 | 0 | 1 | 0 | Off Peak | 1 | 0 | 0 | On Peak | 0 | 1 | Off Peak | 1 | 0 | On Peak | 1 | 0 | 0 | On Peak | 1 | 0 | 0 | On Peak | 1 | 0 | 0 | On Peak
2020 | 7 | 21 | 2020-07-21 | 14 | 1 | 0 | 0 | [6 empty] | 0 | 0 | 1 | 0 | Off Peak | 1 | 0 | 0 | On Peak | 0 | 1 | Off Peak | 1 | 0 | On Peak | 1 | 0 | 0 | On Peak | 1 | 0 | 0 | On Peak | 1 | 0 | 0 | On Peak
2020 | 7 | 21 | 2020-07-21 | 15 | 1 | 0 | 0 | [6 empty] | 0 | 0 | 1 | 0 | Off Peak | 1 | 0 | 0 | On Peak | 0 | 1 | Off Peak | 1 | 0 | On Peak | 1 | 0 | 0 | On Peak | 1 | 0 | 0 | On Peak | 1 | 0 | 0 | On Peak
2020 | 7 | 21 | 2020-07-21 | 16 | 1 | 0 | 0 | [6 empty] | 0 | 0 | 1 | 0 | Off Peak | 1 | 0 | 0 | On Peak | 0 | 1 | Off Peak | 1 | 0 | On Peak | 1 | 0 | 0 | On Peak | 1 | 0 | 0 | On Peak | 1 | 0 | 0 | On Peak
2020 | 7 | 21 | 2020-07-21 | 17 | 1 | 0 | 0 | [6 empty] | 0 | 1 | 0 | 0 | On Peak | 1 | 0 | 0 | On Peak | 1 | 0 | On Peak | 1 | 0 | On Peak | 1 | 0 | 0 | On Peak | 1 | 0 | 0 | On Peak | 1 | 0 | 0 | On Peak
2020 | 7 | 21 | 2020-07-21 | 18 | 1 | 0 | 0 | [6 empty] | 0 | 1 | 0 | 0 | On Peak | 1 | 0 | 0 | On Peak | 1 | 0 | On Peak | 1 | 0 | On Peak | 1 | 0 | 0 | On Peak | 1 | 0 | 0 | On Peak | 1 | 0 | 0 | On Peak
2020 | 7 | 21 | 2020-07-21 | 19 | 1 | 0 | 0 | [6 empty] | 0 | 1 | 0 | 0 | On Peak | 0 | 1 | 0 | Semi-Peak | 1 | 0 | On Peak | 0 | 1 | Off Peak | 0 | 1 | 0 | Off Peak | 1 | 0 | 0 | On Peak | 0 | 1 | 0 | Off Peak
2020 | 7 | 21 | 2020-07-21 | 20 | 1 | 0 | 0 | [6 empty] | 0 | 1 | 0 | 0 | On Peak | 0 | 1 | 0 | Semi-Peak | 1 | 0 | On Peak | 0 | 1 | Off Peak | 0 | 1 | 0 | Off Peak | 1 | 0 | 0 | On Peak | 0 | 1 | 0 | Off Peak
2020 | 7 | 21 | 2020-07-21 | 21 | 1 | 0 | 0 | [6 empty] | 0 | 1 | 0 | 0 | On Peak | 0 | 1 | 0 | Semi-Peak | 1 | 0 | On Peak | 0 | 1 | Off Peak | 0 | 1 | 0 | Off Peak | 0 | 1 | 0 | Off Peak | 0 | 1 | 0 | Off Peak
2020 | 7 | 21 | 2020-07-21 | 22 | 1 | 0 | 0 | [6 empty] | 0 | 0 | 1 | 0 | Off Peak | 0 | 1 | 0 | Semi-Peak | 0 | 1 | Off Peak | 0 | 1 | Off Peak | 0 | 1 | 0 | Off Peak | 0 | 1 | 0 | Off Peak | 0 | 1 | 0 | Off Peak
2020 | 7 | 21 | 2020-07-21 | 23 | 1 | 0 | 0 | [6 empty] | 0 | 0 | 1 | 0 | Off Peak | 0 | 0 | 1 | Off Peak | 0 | 1 | Off Peak | 0 | 1 | Off Peak | 0 | 0 | 1 | Super Off Peak | 0 | 1 | 0 | Off Peak | 0 | 1 | 0 | Off Peak
2020 | 7 | 21 | 2020-07-21 | 24 | 1 | 0 | 0 | [6 empty] | 0 | 0 | 1 | 0 | Off Peak | 0 | 0 | 1 | Off Peak | 0 | 1 | Off Peak | 0 | 1 | Off Peak | 0 | 0 | 1 | Super Off Peak | 0 | 1 | 0 | Off Peak | 0 | 1 | 0 | Off Peak
2020 | 7 | 22 | 2020-07-22 | 1 | 1 | 0 | 0 | [6 empty] | 0 | 0 | 0 | 1 | Super Off Peak | 0 | 0 | 1 | Off Peak | 0 | 1 | Off Peak | 0 | 1 | Off Peak | 0 | 0 | 1 | Super Off Peak | 0 | 0 | 1 | Super Off Peak | 0 | 0 | 1 | Super Off Peak
2020 | 7 | 22 | 2020-07-22 | 2 | 1 | 0 | 0 | [6 empty] | 0 | 0 | 0 | 1 | Super Off Peak | 0 | 0 | 1 | Off Peak | 0 | 1 | Off Peak | 0 | 1 | Off Peak | 0 | 0 | 1 | Super Off Peak | 0 | 0 | 1 | Super Off Peak | 0 | 0 | 1 | Super Off Peak
2020 | 7 | 22 | 2020-07-22 | 3 | 1 | 0 | 0 | [6 empty] | 0 | 0 | 0 | 1 | Super Off Peak | 0 | 0 | 1 | Off Peak | 0 | 1 | Off Peak | 0 | 1 | Off Peak | 0 | 0 | 1 | Super Off Peak | 0 | 0 | 1 | Super Off Peak | 0 | 0 | 1 | Super Off Peak
2020 | 7 | 22 | 2020-07-22 | 4 | 1 | 0 | 0 | [6 empty] | 0 | 0 | 0 | 1 | Super Off Peak | 0 | 0 | 1 | Off Peak | 0 | 1 | Off Peak | 0 | 1 | Off Peak | 0 | 0 | 1 | Super Off Peak | 0 | 0 | 1 | Super Off Peak | 0 | 0 | 1 | Super Off Peak
2020 | 7 | 22 | 2020-07-22 | 5 | 1 | 0 | 0 | [6 empty] | 0 | 0 | 0 | 1 | Super Off Peak | 0 | 0 | 1 | Off Peak | 0 | 1 | Off Peak | 0 | 1 | Off Peak | 0 | 0 | 1 | Super Off Peak | 0 | 0 | 1 | Super Off Peak | 0 | 0 | 1 | Super Off Peak
2020 | 7 | 22 | 2020-07-22 | 6 | 1 | 0 | 0 | [6 empty] | 0 | 0 | 0 | 1 | Super Off Peak | 0 | 0 | 1 | Off Peak | 0 | 1 | Off Peak | 0 | 1 | Off Peak | 0 | 0 | 1 | Super Off Peak | 0 | 1 | 0 | Off Peak | 0 | 1 | 0 | Off Peak
2020 | 7 | 22 | 2020-07-22 | 7 | 1 | 0 | 0 | [6 empty] | 0 | 0 | 1 | 0 | Off Peak | 0 | 1 | 0 | Semi-Peak | 0 | 1 | Off Peak | 0 | 1 | Off Peak | 0 | 1 | 0 | Off Peak | 0 | 1 | 0 | Off Peak | 0 | 1 | 0 | Off Peak
2020 | 7 | 22 | 2020-07-22 | 8 | 1 | 0 | 0 | [6 empty] | 0 | 0 | 1 | 0 | Off Peak | 0 | 1 | 0 | Semi-Peak | 0 | 1 | Off Peak | 0 | 1 | Off Peak | 0 | 1 | 0 | Off Peak | 0 | 1 | 0 | Off Peak | 0 | 1 | 0 | Off Peak
2020 | 7 | 22 | 2020-07-22 | 9 | 1 | 0 | 0 | [6 empty] | 0 | 0 | 1 | 0 | Off Peak | 0 | 1 | 0 | Semi-Peak | 0 | 1 | Off Peak | 0 | 1 | Off Peak | 0 | 1 | 0 | Off Peak | 0 | 1 | 0 | Off Peak | 0 | 1 | 0 | Off Peak
2020 | 7 | 22 | 2020-07-22 | 10 | 1 | 0 | 0 | [6 empty] | 0 | 0 | 1 | 0 | Off Peak | 0 | 1 | 0 | Semi-Peak | 0 | 1 | Off Peak | 0 | 1 | Off Peak | 0 | 1 | 0 | Off Peak | 0 | 1 | 0 | Off Peak | 0 | 1 | 0 | Off Peak
2020 | 7 | 22 | 2020-07-22 | 11 | 1 | 0 | 0 | [6 empty] | 0 | 0 | 1 | 0 | Off Peak | 0 | 1 | 0 | Semi-Peak | 0 | 1 | Off Peak | 0 | 1 | Off Peak | 0 | 1 | 0 | Off Peak | 0 | 1 | 0 | Off Peak | 0 | 1 | 0 | Off Peak
2020 | 7 | 22 | 2020-07-22 | 12 | 1 | 0 | 0 | [6 empty] | 0 | 0 | 1 | 0 | Off Peak | 1 | 0 | 0 | On Peak | 0 | 1 | Off Peak | 0 | 1 | Off Peak | 1 | 0 | 0 | On Peak | 0 | 1 | 0 | Off Peak | 0 | 1 | 0 | Off Peak
2020 | 7 | 22 | 2020-07-22 | 13 | 1 | 0 | 0 | [6 empty] | 0 | 0 | 1 | 0 | Off Peak | 1 | 0 | 0 | On Peak | 0 | 1 | Off Peak | 1 | 0 | On Peak | 1 | 0 | 0 | On Peak | 1 | 0 | 0 | On Peak | 1 | 0 | 0 | On Peak
2020 | 7 | 22 | 2020-07-22 | 14 | 1 | 0 | 0 | [6 empty] | 0 | 0 | 1 | 0 | Off Peak | 1 | 0 | 0 | On Peak | 0 | 1 | Off Peak | 1 | 0 | On Peak | 1 | 0 | 0 | On Peak | 1 | 0 | 0 | On Peak | 1 | 0 | 0 | On Peak
2020 | 7 | 22 | 2020-07-22 | 15 | 1 | 0 | 0 | [6 empty] | 0 | 0 | 1 | 0 | Off Peak | 1 | 0 | 0 | On Peak | 0 | 1 | Off Peak | 1 | 0 | On Peak | 1 | 0 | 0 | On Peak | 1 | 0 | 0 | On Peak | 1 | 0 | 0 | On Peak
2020 | 7 | 22 | 2020-07-22 | 16 | 1 | 0 | 0 | [6 empty] | 0 | 0 | 1 | 0 | Off Peak | 1 | 0 | 0 | On Peak | 0 | 1 | Off Peak | 1 | 0 | On Peak | 1 | 0 | 0 | On Peak | 1 | 0 | 0 | On Peak | 1 | 0 | 0 | On Peak
2020 | 7 | 22 | 2020-07-22 | 17 | 1 | 0 | 0 | [6 empty] | 0 | 1 | 0 | 0 | On Peak | 1 | 0 | 0 | On Peak | 1 | 0 | On Peak | 1 | 0 | On Peak | 1 | 0 | 0 | On Peak | 1 | 0 | 0 | On Peak | 1 | 0 | 0 | On Peak
2020 | 7 | 22 | 2020-07-22 | 18 | 1 | 0 | 0 | [6 empty] | 0 | 1 | 0 | 0 | On Peak | 1 | 0 | 0 | On Peak | 1 | 0 | On Peak | 1 | 0 | On Peak | 1 | 0 | 0 | On Peak | 1 | 0 | 0 | On Peak | 1 | 0 | 0 | On Peak
2020 | 7 | 22 | 2020-07-22 | 19 | 1 | 0 | 0 | [6 empty] | 0 | 1 | 0 | 0 | On Peak | 0 | 1 | 0 | Semi-Peak | 1 | 0 | On Peak | 0 | 1 | Off Peak | 0 | 1 | 0 | Off Peak | 1 | 0 | 0 | On Peak | 0 | 1 | 0 | Off Peak
2020 | 7 | 22 | 2020-07-22 | 20 | 1 | 0 | 0 | [6 empty] | 1 | 1 | 0 | 0 | On Peak | 0 | 1 | 0 | Semi-Peak | 1 | 0 | On Peak | 0 | 1 | Off Peak | 0 | 1 | 0 | Off Peak | 1 | 0 | 0 | On Peak | 0 | 1 | 0 | Off Peak | 0.8018%
2020 | 7 | 22 | 2020-07-22 | 21 | 1 | 0 | 0 | [6 empty] | 1 | 1 | 0 | 0 | On Peak | 0 | 1 | 0 | Semi-Peak | 1 | 0 | On Peak | 0 | 1 | Off Peak | 0 | 1 | 0 | Off Peak | 0 | 1 | 0 | Off Peak | 0 | 1 | 0 | Off Peak | 0.8756%
2020 | 7 | 22 | 2020-07-22 | 22 | 1 | 0 | 0 | [6 empty] | 1 | 0 | 1 | 0 | Off Peak | 0 | 1 | 0 | Semi-Peak | 0 | 1 | Off Peak | 0 | 1 | Off Peak | 0 | 1 | 0 | Off Peak | 0 | 1 | 0 | Off Peak | 0 | 1 | 0 | Off Peak | 0.8714%
2020 | 7 | 22 | 2020-07-22 | 23 | 1 | 0 | 0 | [6 empty] | 0 | 0 | 1 | 0 | Off Peak | 0 | 0 | 1 | Off Peak | 0 | 1 | Off Peak | 0 | 1 | Off Peak | 0 | 0 | 1 | Super Off Peak | 0 | 1 | 0 | Off Peak | 0 | 1 | 0 | Off Peak
2020 | 7 | 22 | 2020-07-22 | 24 | 1 | 0 | 0 | [6 empty] | 0 | 0 | 1 | 0 | Off Peak | 0 | 0 | 1 | Off Peak | 0 | 1 | Off Peak | 0 | 1 | Off Peak | 0 | 0 | 1 | Super Off Peak | 0 | 1 | 0 | Off Peak | 0 | 1 | 0 | Off Peak
2020 | 7 | 23 | 2020-07-23 | 1 | 1 | 0 | 0 | [6 empty] | 0 | 0 | 0 | 1 | Super Off Peak | 0 | 0 | 1 | Off Peak | 0 | 1 | Off Peak | 0 | 1 | Off Peak | 0 | 0 | 1 | Super Off Peak | 0 | 0 | 1 | Super Off Peak | 0 | 0 | 1 | Super Off Peak
2020 | 7 | 23 | 2020-07-23 | 2 | 1 | 0 | 0 | [6 empty] | 0 | 0 | 0 | 1 | Super Off Peak | 0 | 0 | 1 | Off Peak | 0 | 1 | Off Peak | 0 | 1 | Off Peak | 0 | 0 | 1 | Super Off Peak | 0 | 0 | 1 | Super Off Peak | 0 | 0 | 1 | Super Off Peak
2020 | 7 | 23 | 2020-07-23 | 3 | 1 | 0 | 0 | [6 empty] | 0 | 0 | 0 | 1 | Super Off Peak | 0 | 0 | 1 | Off Peak | 0 | 1 | Off Peak | 0 | 1 | Off Peak | 0 | 0 | 1 | Super Off Peak | 0 | 0 | 1 | Super Off Peak | 0 | 0 | 1 | Super Off Peak
2020 | 7 | 23 | 2020-07-23 | 4 | 1 | 0 | 0 | [6 empty] | 0 | 0 | 0 | 1 | Super Off Peak | 0 | 0 | 1 | Off Peak | 0 | 1 | Off Peak | 0 | 1 | Off Peak | 0 | 0 | 1 | Super Off Peak | 0 | 0 | 1 | Super Off Peak | 0 | 0 | 1 | Super Off Peak
2020 | 7 | 23 | 2020-07-23 | 5 | 1 | 0 | 0 | [6 empty] | 0 | 0 | 0 | 1 | Super Off Peak | 0 | 0 | 1 | Off Peak | 0 | 1 | Off Peak | 0 | 1 | Off Peak | 0 | 0 | 1 | Super Off Peak | 0 | 0 | 1 | Super Off Peak | 0 | 0 | 1 | Super Off Peak
2020 | 7 | 23 | 2020-07-23 | 6 | 1 | 0 | 0 | [6 empty] | 0 | 0 | 0 | 1 | Super Off Peak | 0 | 0 | 1 | Off Peak | 0 | 1 | Off Peak | 0 | 1 | Off Peak | 0 | 0 | 1 | Super Off Peak | 0 | 1 | 0 | Off Peak | 0 | 1 | 0 | Off Peak
2020 | 7 | 23 | 2020-07-23 | 7 | 1 | 0 | 0 | [6 empty] | 0 | 0 | 1 | 0 | Off Peak | 0 | 1 | 0 | Semi-Peak | 0 | 1 | Off Peak | 0 | 1 | Off Peak | 0 | 1 | 0 | Off Peak | 0 | 1 | 0 | Off Peak | 0 | 1 | 0 | Off Peak
2020 | 7 | 23 | 2020-07-23 | 8 | 1 | 0 | 0 | [6 empty] | 0 | 0 | 1 | 0 | Off Peak | 0 | 1 | 0 | Semi-Peak | 0 | 1 | Off Peak | 0 | 1 | Off Peak | 0 | 1 | 0 | Off Peak | 0 | 1 | 0 | Off Peak | 0 | 1 | 0 | Off Peak
2020 | 7 | 23 | 2020-07-23 | 9 | 1 | 0 | 0 | [6 empty] | 0 | 0 | 1 | 0 | Off Peak | 0 | 1 | 0 | Semi-Peak | 0 | 1 | Off Peak | 0 | 1 | Off Peak | 0 | 1 | 0 | Off Peak | 0 | 1 | 0 | Off Peak | 0 | 1 | 0 | Off Peak
2020 | 7 | 23 | 2020-07-23 | 10 | 1 | 0 | 0 | [6 empty] | 0 | 0 | 1 | 0 | Off Peak | 0 | 1 | 0 | Semi-Peak | 0 | 1 | Off Peak | 0 | 1 | Off Peak | 0 | 1 | 0 | Off Peak | 0 | 1 | 0 | Off Peak | 0 | 1 | 0 | Off Peak
2020 | 7 | 23 | 2020-07-23 | 11 | 1 | 0 | 0 | [6 empty] | 0 | 0 | 1 | 0 | Off Peak | 0 | 1 | 0 | Semi-Peak | 0 | 1 | Off Peak | 0 | 1 | Off Peak | 0 | 1 | 0 | Off Peak | 0 | 1 | 0 | Off Peak | 0 | 1 | 0 | Off Peak
2020 | 7 | 23 | 2020-07-23 | 12 | 1 | 0 | 0 | [6 empty] | 0 | 0 | 1 | 0 | Off Peak | 1 | 0 | 0 | On Peak | 0 | 1 | Off Peak | 0 | 1 | Off Peak | 1 | 0 | 0 | On Peak | 0 | 1 | 0 | Off Peak | 0 | 1 | 0 | Off Peak
2020 | 7 | 23 | 2020-07-23 | 13 | 1 | 0 | 0 | [6 empty] | 0 | 0 | 1 | 0 | Off Peak | 1 | 0 | 0 | On Peak | 0 | 1 | Off Peak | 1 | 0 | On Peak | 1 | 0 | 0 | On Peak | 1 | 0 | 0 | On Peak | 1 | 0 | 0 | On Peak
2020 | 7 | 23 | 2020-07-23 | 14 | 1 | 0 | 0 | [6 empty] | 0 | 0 | 1 | 0 | Off Peak | 1 | 0 | 0 | On Peak | 0 | 1 | Off Peak | 1 | 0 | On Peak | 1 | 0 | 0 | On Peak | 1 | 0 | 0 | On Peak | 1 | 0 | 0 | On Peak
2020 | 7 | 23 | 2020-07-23 | 15 | 1 | 0 | 0 | [6 empty] | 0 | 0 | 1 | 0 | Off Peak | 1 | 0 | 0 | On Peak | 0 | 1 | Off Peak | 1 | 0 | On Peak | 1 | 0 | 0 | On Peak | 1 | 0 | 0 | On Peak | 1 | 0 | 0 | On Peak
2020 | 7 | 23 | 2020-07-23 | 16 | 1 | 0 | 0 | [6 empty] | 0 | 0 | 1 | 0 | Off Peak | 1 | 0 | 0 | On Peak | 0 | 1 | Off Peak | 1 | 0 | On Peak | 1 | 0 | 0 | On Peak | 1 | 0 | 0 | On Peak | 1 | 0 | 0 | On Peak
2020 | 7 | 23 | 2020-07-23 | 17 | 1 | 0 | 0 | [6 empty] | 0 | 1 | 0 | 0 | On Peak | 1 | 0 | 0 | On Peak | 1 | 0 | On Peak | 1 | 0 | On Peak | 1 | 0 | 0 | On Peak | 1 | 0 | 0 | On Peak | 1 | 0 | 0 | On Peak
2020 | 7 | 23 | 2020-07-23 | 18 | 1 | 0 | 0 | [6 empty] | 0 | 1 | 0 | 0 | On Peak | 1 | 0 | 0 | On Peak | 1 | 0 | On Peak | 1 | 0 | On Peak | 1 | 0 | 0 | On Peak | 1 | 0 | 0 | On Peak | 1 | 0 | 0 | On Peak
2020 | 7 | 23 | 2020-07-23 | 19 | 1 | 0 | 0 | [6 empty] | 0 | 1 | 0 | 0 | On Peak | 0 | 1 | 0 | Semi-Peak | 1 | 0 | On Peak | 0 | 1 | Off Peak | 0 | 1 | 0 | Off Peak | 1 | 0 | 0 | On Peak | 0 | 1 | 0 | Off Peak
2020 | 7 | 23 | 2020-07-23 | 20 | 1 | 0 | 0 | [6 empty] | 1 | 1 | 0 | 0 | On Peak | 0 | 1 | 0 | Semi-Peak | 1 | 0 | On Peak | 0 | 1 | Off Peak | 0 | 1 | 0 | Off Peak | 1 | 0 | 0 | On Peak | 0 | 1 | 0 | Off Peak | 0.8146%
2020 | 7 | 23 | 2020-07-23 | 21 | 1 | 0 | 0 | [6 empty] | 1 | 1 | 0 | 0 | On Peak | 0 | 1 | 0 | Semi-Peak | 1 | 0 | On Peak | 0 | 1 | Off Peak | 0 | 1 | 0 | Off Peak | 0 | 1 | 0 | Off Peak | 0 | 1 | 0 | Off Peak | 0.8944%
2020 | 7 | 23 | 2020-07-23 | 22 | 1 | 0 | 0 | [6 empty] | 1 | 0 | 1 | 0 | Off Peak | 0 | 1 | 0 | Semi-Peak | 0 | 1 | Off Peak | 0 | 1 | Off Peak | 0 | 1 | 0 | Off Peak | 0 | 1 | 0 | Off Peak | 0 | 1 | 0 | Off Peak | 0.8918%
2020 | 7 | 23 | 2020-07-23 | 23 | 1 | 0 | 0 | [6 empty] | 1 | 0 | 1 | 0 | Off Peak | 0 | 0 | 1 | Off Peak | 0 | 1 | Off Peak | 0 | 1 | Off Peak | 0 | 0 | 1 | Super Off Peak | 0 | 1 | 0 | Off Peak | 0 | 1 | 0 | Off Peak | 0.7928%
2020 | 7 | 23 | 2020-07-23 | 24 | 1 | 0 | 0 | [6 empty] | 0 | 0 | 1 | 0 | Off Peak | 0 | 0 | 1 | Off Peak | 0 | 1 | Off Peak | 0 | 1 | Off Peak | 0 | 0 | 1 | Super Off Peak | 0 | 1 | 0 | Off Peak | 0 | 1 | 0 | Off Peak
2020 | 7 | 24 | 2020-07-24 | 1 | 1 | 0 | 0 | [6 empty] | 0 | 0 | 0 | 1 | Super Off Peak | 0 | 0 | 1 | Off Peak | 0 | 1 | Off Peak | 0 | 1 | Off Peak | 0 | 0 | 1 | Super Off Peak | 0 | 0 | 1 | Super Off Peak | 0 | 0 | 1 | Super Off Peak
2020 | 7 | 24 | 2020-07-24 | 2 | 1 | 0 | 0 | [6 empty] | 0 | 0 | 0 | 1 | Super Off Peak | 0 | 0 | 1 | Off Peak | 0 | 1 | Off Peak | 0 | 1 | Off Peak | 0 | 0 | 1 | Super Off Peak | 0 | 0 | 1 | Super Off Peak | 0 | 0 | 1 | Super Off Peak
2020 | 7 | 24 | 2020-07-24 | 3 | 1 | 0 | 0 | [6 empty] | 0 | 0 | 0 | 1 | Super Off Peak | 0 | 0 | 1 | Off Peak | 0 | 1 | Off Peak | 0 | 1 | Off Peak | 0 | 0 | 1 | Super Off Peak | 0 | 0 | 1 | Super Off Peak | 0 | 0 | 1 | Super Off Peak
2020 | 7 | 24 | 2020-07-24 | 4 | 1 | 0 | 0 | [6 empty] | 0 | 0 | 0 | 1 | Super Off Peak | 0 | 0 | 1 | Off Peak | 0 | 1 | Off Peak | 0 | 1 | Off Peak | 0 | 0 | 1 | Super Off Peak | 0 | 0 | 1 | Super Off Peak | 0 | 0 | 1 | Super Off Peak
2020 | 7 | 24 | 2020-07-24 | 5 | 1 | 0 | 0 | [6 empty] | 0 | 0 | 0 | 1 | Super Off Peak | 0 | 0 | 1 | Off Peak | 0 | 1 | Off Peak | 0 | 1 | Off Peak | 0 | 0 | 1 | Super Off Peak | 0 | 0 | 1 | Super Off Peak | 0 | 0 | 1 | Super Off Peak
2020 | 7 | 24 | 2020-07-24 | 6 | 1 | 0 | 0 | [6 empty] | 0 | 0 | 0 | 1 | Super Off Peak | 0 | 0 | 1 | Off Peak | 0 | 1 | Off Peak | 0 | 1 | Off Peak | 0 | 0 | 1 | Super Off Peak | 0 | 1 | 0 | Off Peak | 0 | 1 | 0 | Off Peak
2020 | 7 | 24 | 2020-07-24 | 7 | 1 | 0 | 0 | [6 empty] | 0 | 0 | 1 | 0 | Off Peak | 0 | 1 | 0 | Semi-Peak | 0 | 1 | Off Peak | 0 | 1 | Off Peak | 0 | 1 | 0 | Off Peak | 0 | 1 | 0 | Off Peak | 0 | 1 | 0 | Off Peak
2020 | 7 | 24 | 2020-07-24 | 8 | 1 | 0 | 0 | [6 empty] | 0 | 0 | 1 | 0 | Off Peak | 0 | 1 | 0 | Semi-Peak | 0 | 1 | Off Peak | 0 | 1 | Off Peak | 0 | 1 | 0 | Off Peak | 0 | 1 | 0 | Off Peak | 0 | 1 | 0 | Off Peak
2020 | 7 | 24 | 2020-07-24 | 9 | 1 | 0 | 0 | [6 empty] | 0 | 0 | 1 | 0 | Off Peak | 0 | 1 | 0 | Semi-Peak | 0 | 1 | Off Peak | 0 | 1 | Off Peak | 0 | 1 | 0 | Off Peak | 0 | 1 | 0 | Off Peak | 0 | 1 | 0 | Off Peak
2020 | 7 | 24 | 2020-07-24 | 10 | 1 | 0 | 0 | [6 empty] | 0 | 0 | 1 | 0 | Off Peak | 0 | 1 | 0 | Semi-Peak | 0 | 1 | Off Peak | 0 | 1 | Off Peak | 0 | 1 | 0 | Off Peak | 0 | 1 | 0 | Off Peak | 0 | 1 | 0 | Off Peak
2020 | 7 | 24 | 2020-07-24 | 11 | 1 | 0 | 0 | [6 empty] | 0 | 0 | 1 | 0 | Off Peak | 0 | 1 | 0 | Semi-Peak | 0 | 1 | Off Peak | 0 | 1 | Off Peak | 0 | 1 | 0 | Off Peak | 0 | 1 | 0 | Off Peak | 0 | 1 | 0 | Off Peak
2020 | 7 | 24 | 2020-07-24 | 12 | 1 | 0 | 0 | [6 empty] | 0 | 0 | 1 | 0 | Off Peak | 1 | 0 | 0 | On Peak | 0 | 1 | Off Peak | 0 | 1 | Off Peak | 1 | 0 | 0 | On Peak | 0 | 1 | 0 | Off Peak | 0 | 1 | 0 | Off Peak
2020 | 7 | 24 | 2020-07-24 | 13 | 1 | 0 | 0 | [6 empty] | 0 | 0 | 1 | 0 | Off Peak | 1 | 0 | 0 | On Peak | 0 | 1 | Off Peak | 1 | 0 | On Peak | 1 | 0 | 0 | On Peak | 1 | 0 | 0 | On Peak | 1 | 0 | 0 | On Peak
2020 | 7 | 24 | 2020-07-24 | 14 | 1 | 0 | 0 | [6 empty] | 0 | 0 | 1 | 0 | Off Peak | 1 | 0 | 0 | On Peak | 0 | 1 | Off Peak | 1 | 0 | On Peak | 1 | 0 | 0 | On Peak | 1 | 0 | 0 | On Peak | 1 | 0 | 0 | On Peak
2020 | 7 | 24 | 2020-07-24 | 15 | 1 | 0 | 0 | [6 empty] | 0 | 0 | 1 | 0 | Off Peak | 1 | 0 | 0 | On Peak | 0 | 1 | Off Peak | 1 | 0 | On Peak | 1 | 0 | 0 | On Peak | 1 | 0 | 0 | On Peak | 1 | 0 | 0 | On Peak
2020 | 7 | 24 | 2020-07-24 | 16 | 1 | 0 | 0 | [6 empty] | 0 | 0 | 1 | 0 | Off Peak | 1 | 0 | 0 | On Peak | 0 | 1 | Off Peak | 1 | 0 | On Peak | 1 | 0 | 0 | On Peak | 1 | 0 | 0 | On Peak | 1 | 0 | 0 | On Peak
2020 | 7 | 24 | 2020-07-24 | 17 | 1 | 0 | 0 | [6 empty] | 0 | 1 | 0 | 0 | On Peak | 1 | 0 | 0 | On Peak | 1 | 0 | On Peak | 1 | 0 | On Peak | 1 | 0 | 0 | On Peak | 1 | 0 | 0 | On Peak | 1 | 0 | 0 | On Peak
2020 | 7 | 24 | 2020-07-24 | 18 | 1 | 0 | 0 | [6 empty] | 0 | 1 | 0 | 0 | On Peak | 1 | 0 | 0 | On Peak | 1 | 0 | On Peak | 1 | 0 | On Peak | 1 | 0 | 0 | On Peak | 1 | 0 | 0 | On Peak | 1 | 0 | 0 | On Peak
2020 | 7 | 24 | 2020-07-24 | 19 | 1 | 0 | 0 | [6 empty] | 0 | 1 | 0 | 0 | On Peak | 0 | 1 | 0 | Semi-Peak | 1 | 0 | On Peak | 0 | 1 | Off Peak | 0 | 1 | 0 | Off Peak | 1 | 0 | 0 | On Peak | 0 | 1 | 0 | Off Peak
2020 | 7 | 24 | 2020-07-24 | 20 | 1 | 0 | 0 | [6 empty] | 1 | 1 | 0 | 0 | On Peak | 0 | 1 | 0 | Semi-Peak | 1 | 0 | On Peak | 0 | 1 | Off Peak | 0 | 1 | 0 | Off Peak | 1 | 0 | 0 | On Peak | 0 | 1 | 0 | Off Peak | 0.8957%
2020 | 7 | 24 | 2020-07-24 | 21 | 1 | 0 | 0 | [6 empty] | 1 | 1 | 0 | 0 | On Peak | 0 | 1 | 0 | Semi-Peak | 1 | 0 | On Peak | 0 | 1 | Off Peak | 0 | 1 | 0 | Off Peak | 0 | 1 | 0 | Off Peak | 0 | 1 | 0 | Off Peak | 0.9132%
2020 | 7 | 24 | 2020-07-24 | 22 | 1 | 0 | 0 | [6 empty] | 1 | 0 | 1 | 0 | Off Peak | 0 | 1 | 0 | Semi-Peak | 0 | 1 | Off Peak | 0 | 1 | Off Peak | 0 | 1 | 0 | Off Peak | 0 | 1 | 0 | Off Peak | 0 | 1 | 0 | Off Peak | 0.8935%
2020 | 7 | 24 | 2020-07-24 | 23 | 1 | 0 | 0 | [6 empty] | 1 | 0 | 1 | 0 | Off Peak | 0 | 0 | 1 | Off Peak | 0 | 1 | Off Peak | 0 | 1 | Off Peak | 0 | 0 | 1 | Super Off Peak | 0 | 1 | 0 | Off Peak | 0 | 1 | 0 | Off Peak | 0.7969%
2020 | 7 | 24 | 2020-07-24 | 24 | 1 | 0 | 0 | [6 empty] | 0 | 0 | 1 | 0 | Off Peak | 0 | 0 | 1 | Off Peak | 0 | 1 | Off Peak | 0 | 1 | Off Peak | 0 | 0 | 1 | Super Off Peak | 0 | 1 | 0 | Off Peak | 0 | 1 | 0 | Off Peak
2020 | 7 | 25 | 2020-07-25 | 1 | 1 | 1 | 0 | [6 empty] | 0 | 0 | 0 | 1 | Super Off Peak | 0 | 0 | 1 | Off Peak | 0 | 1 | Off Peak | 0 | 1 | Off Peak | 0 | 0 | 1 | Super Off Peak | 0 | 0 | 1 | Super Off Peak | 0 | 0 | 1 | Super Off Peak
2020 | 7 | 25 | 2020-07-25 | 2 | 1 | 1 | 0 | [6 empty] | 0 | 0 | 0 | 1 | Super Off Peak | 0 | 0 | 1 | Off Peak | 0 | 1 | Off Peak | 0 | 1 | Off Peak | 0 | 0 | 1 | Super Off Peak | 0 | 0 | 1 | Super Off Peak | 0 | 0 | 1 | Super Off Peak
2020 | 7 | 25 | 2020-07-25 | 3 | 1 | 1 | 0 | [6 empty] | 0 | 0 | 0 | 1 | Super Off Peak | 0 | 0 | 1 | Off Peak | 0 | 1 | Off Peak | 0 | 1 | Off Peak | 0 | 0 | 1 | Super Off Peak | 0 | 0 | 1 | Super Off Peak | 0 | 0 | 1 | Super Off Peak
2020 | 7 | 25 | 2020-07-25 | 4 | 1 | 1 | 0 | [6 empty] | 0 | 0 | 0 | 1 | Super Off Peak | 0 | 0 | 1 | Off Peak | 0 | 1 | Off Peak | 0 | 1 | Off Peak | 0 | 0 | 1 | Super Off Peak | 0 | 0 | 1 | Super Off Peak | 0 | 0 | 1 | Super Off Peak
2020 | 7 | 25 | 2020-07-25 | 5 | 1 | 1 | 0 | [6 empty] | 0 | 0 | 0 | 1 | Super Off Peak | 0 | 0 | 1 | Off Peak | 0 | 1 | Off Peak | 0 | 1 | Off Peak | 0 | 0 | 1 | Super Off Peak | 0 | 0 | 1 | Super Off Peak | 0 | 0 | 1 | Super Off Peak
2020 | 7 | 25 | 2020-07-25 | 6 | 1 | 1 | 0 | [6 empty] | 0 | 0 | 0 | 1 | Super Off Peak | 0 | 0 | 1 | Off Peak | 0 | 1 | Off Peak | 0 | 1 | Off Peak | 0 | 0 | 1 | Super Off Peak | 0 | 1 | 0 | Off Peak | 0 | 1 | 0 | Off Peak
2020 | 7 | 25 | 2020-07-25 | 7 | 1 | 1 | 0 | [6 empty] | 0 | 0 | 0 | 1 | Super Off Peak | 0 | 0 | 1 | Off Peak | 0 | 1 | Off Peak | 0 | 1 | Off Peak | 0 | 0 | 1 | Super Off Peak | 0 | 1 | 0 | Off Peak | 0 | 1 | 0 | Off Peak
2020 | 7 | 25 | 2020-07-25 | 8 | 1 | 1 | 0 | [6 empty] | 0 | 0 | 0 | 1 | Super Off Peak | 0 | 0 | 1 | Off Peak | 0 | 1 | Off Peak | 0 | 1 | Off Peak | 0 | 0 | 1 | Super Off Peak | 0 | 1 | 0 | Off Peak | 0 | 1 | 0 | Off Peak
2020 | 7 | 25 | 2020-07-25 | 9 | 1 | 1 | 0 | [6 empty] | 0 | 0 | 0 | 1 | Super Off Peak | 0 | 0 | 1 | Off Peak | 0 | 1 | Off Peak | 0 | 1 | Off Peak | 0 | 0 | 1 | Super Off Peak | 0 | 1 | 0 | Off Peak | 0 | 1 | 0 | Off Peak
2020 | 7 | 25 | 2020-07-25 | 10 | 1 | 1 | 0 | [6 empty] | 0 | 0 | 0 | 1 | Super Off Peak | 0 | 0 | 1 | Off Peak | 0 | 1 | Off Peak | 0 | 1 | Off Peak | 0 | 0 | 1 | Super Off Peak | 0 | 1 | 0 | Off Peak | 0 | 1 | 0 | Off Peak
2020 | 7 | 25 | 2020-07-25 | 11 | 1 | 1 | 0 | [6 empty] | 0 | 0 | 0 | 1 | Super Off Peak | 0 | 0 | 1 | Off Peak | 0 | 1 | Off Peak | 0 | 1 | Off Peak | 0 | 0 | 1 | Super Off Peak | 0 | 1 | 0 | Off Peak | 0 | 1 | 0 | Off Peak
2020 | 7 | 25 | 2020-07-25 | 12 | 1 | 1 | 0 | [6 empty] | 0 | 0 | 0 | 1 | Super Off Peak | 0 | 0 | 1 | Off Peak | 0 | 1 | Off Peak | 0 | 1 | Off Peak | 0 | 0 | 1 | Super Off Peak | 0 | 1 | 0 | Off Peak | 0 | 1 | 0 | Off Peak
2020 | 7 | 25 | 2020-07-25 | 13 | 1 | 1 | 0 | [6 empty] | 0 | 0 | 0 | 1 | Super Off Peak | 0 | 0 | 1 | Off Peak | 0 | 1 | Off Peak | 0 | 1 | Off Peak | 0 | 0 | 1 | Super Off Peak | 1 | 0 | 0 | On Peak | 1 | 0 | 0 | On Peak
2020 | 7 | 25 | 2020-07-25 | 14 | 1 | 1 | 0 | [6 empty] | 0 | 0 | 0 | 1 | Super Off Peak | 0 | 0 | 1 | Off Peak | 0 | 1 | Off Peak | 0 | 1 | Off Peak | 0 | 0 | 1 | Super Off Peak | 1 | 0 | 0 | On Peak | 1 | 0 | 0 | On Peak
2020 | 7 | 25 | 2020-07-25 | 15 | 1 | 1 | 0 | [6 empty] | 0 | 0 | 1 | 0 | Off Peak | 0 | 0 | 1 | Off Peak | 0 | 1 | Off Peak | 0 | 1 | Off Peak | 0 | 0 | 1 | Super Off Peak | 1 | 0 | 0 | On Peak | 1 | 0 | 0 | On Peak
2020 | 7 | 25 | 2020-07-25 | 16 | 1 | 1 | 0 | [6 empty] | 0 | 0 | 1 | 0 | Off Peak | 0 | 0 | 1 | Off Peak | 0 | 1 | Off Peak | 0 | 1 | Off Peak | 0 | 0 | 1 | Super Off Peak | 1 | 0 | 0 | On Peak | 1 | 0 | 0 | On Peak
2020 | 7 | 25 | 2020-07-25 | 17 | 1 | 1 | 0 | [6 empty] | 0 | 1 | 0 | 0 | On Peak | 0 | 0 | 1 | Off Peak | 0 | 1 | Off Peak | 0 | 1 | Off Peak | 0 | 0 | 1 | Super Off Peak | 1 | 0 | 0 | On Peak | 1 | 0 | 0 | On Peak
2020 | 7 | 25 | 2020-07-25 | 18 | 1 | 1 | 0 | [6 empty] | 0 | 1 | 0 | 0 | On Peak | 0 | 0 | 1 | Off Peak | 0 | 1 | Off Peak | 0 | 1 | Off Peak | 0 | 0 | 1 | Super Off Peak | 1 | 0 | 0 | On Peak | 1 | 0 | 0 | On Peak
2020 | 7 | 25 | 2020-07-25 | 19 | 1 | 1 | 0 | [6 empty] | 0 | 1 | 0 | 0 | On Peak | 0 | 0 | 1 | Off Peak | 0 | 1 | Off Peak | 0 | 1 | Off Peak | 0 | 0 | 1 | Super Off Peak | 1 | 0 | 0 | On Peak | 0 | 1 | 0 | Off Peak
2020 | 7 | 25 | 2020-07-25 | 20 | 1 | 1 | 0 | [6 empty] | 0 | 1 | 0 | 0 | On Peak | 0 | 0 | 1 | Off Peak | 0 | 1 | Off Peak | 0 | 1 | Off Peak | 0 | 0 | 1 | Super Off Peak | 1 | 0 | 0 | On Peak | 0 | 1 | 0 | Off Peak
2020 | 7 | 25 | 2020-07-25 | 21 | 1 | 1 | 0 | [6 empty] | 0 | 1 | 0 | 0 | On Peak | 0 | 0 | 1 | Off Peak | 0 | 1 | Off Peak | 0 | 1 | Off Peak | 0 | 0 | 1 | Super Off Peak | 0 | 1 | 0 | Off Peak | 0 | 1 | 0 | Off Peak
2020 | 7 | 25 | 2020-07-25 | 22 | 1 | 1 | 0 | [6 empty] | 0 | 0 | 1 | 0 | Off Peak | 0 | 0 | 1 | Off Peak | 0 | 1 | Off Peak | 0 | 1 | Off Peak | 0 | 0 | 1 | Super Off Peak | 0 | 1 | 0 | Off Peak | 0 | 1 | 0 | Off Peak
2020 | 7 | 25 | 2020-07-25 | 23 | 1 | 1 | 0 | [6 empty] | 0 | 0 | 1 | 0 | Off Peak | 0 | 0 | 1 | Off Peak | 0 | 1 | Off Peak | 0 | 1 | Off Peak | 0 | 0 | 1 | Super Off Peak | 0 | 1 | 0 | Off Peak | 0 | 1 | 0 | Off Peak
2020 | 7 | 25 | 2020-07-25 | 24 | 1 | 1 | 0 | [6 empty] | 0 | 0 | 1 | 0 | Off Peak | 0 | 0 | 1 | Off Peak | 0 | 1 | Off Peak | 0 | 1 | Off Peak | 0 | 0 | 1 | Super Off Peak | 0 | 1 | 0 | Off Peak | 0 | 1 | 0 | Off Peak
2020 | 7 | 26 | 2020-07-26 | 1 | 1 | 1 | 0 | [6 empty] | 0 | 0 | 0 | 1 | Super Off Peak | 0 | 0 | 1 | Off Peak | 0 | 1 | Off Peak | 0 | 1 | Off Peak | 0 | 0 | 1 | Super Off Peak | 0 | 0 | 1 | Super Off Peak | 0 | 0 | 1 | Super Off Peak
2020 | 7 | 26 | 2020-07-26 | 2 | 1 | 1 | 0 | [6 empty] | 0 | 0 | 0 | 1 | Super Off Peak | 0 | 0 | 1 | Off Peak | 0 | 1 | Off Peak | 0 | 1 | Off Peak | 0 | 0 | 1 | Super Off Peak | 0 | 0 | 1 | Super Off Peak | 0 | 0 | 1 | Super Off Peak
2020 | 7 | 26 | 2020-07-26 | 3 | 1 | 1 | 0 | [6 empty] | 0 | 0 | 0 | 1 | Super Off Peak | 0 | 0 | 1 | Off Peak | 0 | 1 | Off Peak | 0 | 1 | Off Peak | 0 | 0 | 1 | Super Off Peak | 0 | 0 | 1 | Super Off Peak | 0 | 0 | 1 | Super Off Peak
2020 | 7 | 26 | 2020-07-26 | 4 | 1 | 1 | 0 | [6 empty] | 0 | 0 | 0 | 1 | Super Off Peak | 0 | 0 | 1 | Off Peak | 0 | 1 | Off Peak | 0 | 1 | Off Peak | 0 | 0 | 1 | Super Off Peak | 0 | 0 | 1 | Super Off Peak | 0 | 0 | 1 | Super Off Peak
2020 | 7 | 26 | 2020-07-26 | 5 | 1 | 1 | 0 | [6 empty] | 0 | 0 | 0 | 1 | Super Off Peak | 0 | 0 | 1 | Off Peak | 0 | 1 | Off Peak | 0 | 1 | Off Peak | 0 | 0 | 1 | Super Off Peak | 0 | 0 | 1 | Super Off Peak | 0 | 0 | 1 | Super Off Peak
2020 | 7 | 26 | 2020-07-26 | 6 | 1 | 1 | 0 | [6 empty] | 0 | 0 | 0 | 1 | Super Off Peak | 0 | 0 | 1 | Off Peak | 0 | 1 | Off Peak | 0 | 1 | Off Peak | 0 | 0 | 1 | Super Off Peak | 0 | 1 | 0 | Off Peak | 0 | 1 | 0 | Off Peak
2020 | 7 | 26 | 2020-07-26 | 7 | 1 | 1 | 0 | [6 empty] | 0 | 0 | 0 | 1 | Super Off Peak | 0 | 0 | 1 | Off Peak | 0 | 1 | Off Peak | 0 | 1 | Off Peak | 0 | 0 | 1 | Super Off Peak | 0 | 1 | 0 | Off Peak | 0 | 1 | 0 | Off Peak
2020 | 7 | 26 | 2020-07-26 | 8 | 1 | 1 | 0 | [6 empty] | 0 | 0 | 0 | 1 | Super Off Peak | 0 | 0 | 1 | Off Peak | 0 | 1 | Off Peak | 0 | 1 | Off Peak | 0 | 0 | 1 | Super Off Peak | 0 | 1 | 0 | Off Peak | 0 | 1 | 0 | Off Peak
2020 | 7 | 26 | 2020-07-26 | 9 | 1 | 1 | 0 | [6 empty] | 0 | 0 | 0 | 1 | Super Off Peak | 0 | 0 | 1 | Off Peak | 0 | 1 | Off Peak | 0 | 1 | Off Peak | 0 | 0 | 1 | Super Off Peak | 0 | 1 | 0 | Off Peak | 0 | 1 | 0 | Off Peak
2020 | 7 | 26 | 2020-07-26 | 10 | 1 | 1 | 0 | [6 empty] | 0 | 0 | 0 | 1 | Super Off Peak | 0 | 0 | 1 | Off Peak | 0 | 1 | Off Peak | 0 | 1 | Off Peak | 0 | 0 | 1 | Super Off Peak | 0 | 1 | 0 | Off Peak | 0 | 1 | 0 | Off Peak
2020 | 7 | 26 | 2020-07-26 | 11 | 1 | 1 | 0 | [6 empty] | 0 | 0 | 0 | 1 | Super Off Peak | 0 | 0 | 1 | Off Peak | 0 | 1 | Off Peak | 0 | 1 | Off Peak | 0 | 0 | 1 | Super Off Peak | 0 | 1 | 0 | Off Peak | 0 | 1 | 0 | Off Peak
2020 | 7 | 26 | 2020-07-26 | 12 | 1 | 1 | 0 | [6 empty] | 0 | 0 | 0 | 1 | Super Off Peak | 0 | 0 | 1 | Off Peak | 0 | 1 | Off Peak | 0 | 1 | Off Peak | 0 | 0 | 1 | Super Off Peak | 0 | 1 | 0 | Off Peak | 0 | 1 | 0 | Off Peak
2020 | 7 | 26 | 2020-07-26 | 13 | 1 | 1 | 0 | [6 empty] | 0 | 0 | 0 | 1 | Super Off Peak | 0 | 0 | 1 | Off Peak | 0 | 1 | Off Peak | 0 | 1 | Off Peak | 0 | 0 | 1 | Super Off Peak | 1 | 0 | 0 | On Peak | 1 | 0 | 0 | On Peak
2020 | 7 | 26 | 2020-07-26 | 14 | 1 | 1 | 0 | [6 empty] | 0 | 0 | 0 | 1 | Super Off Peak | 0 | 0 | 1 | Off Peak | 0 | 1 | Off Peak | 0 | 1 | Off Peak | 0 | 0 | 1 | Super Off Peak | 1 | 0 | 0 | On Peak | 1 | 0 | 0 | On Peak
2020 | 7 | 26 | 2020-07-26 | 15 | 1 | 1 | 0 | [6 empty] | 0 | 0 | 1 | 0 | Off Peak | 0 | 0 | 1 | Off Peak | 0 | 1 | Off Peak | 0 | 1 | Off Peak | 0 | 0 | 1 | Super Off Peak | 1 | 0 | 0 | On Peak | 1 | 0 | 0 | On Peak
2020 | 7 | 26 | 2020-07-26 | 16 | 1 | 1 | 0 | [6 empty] | 0 | 0 | 1 | 0 | Off Peak | 0 | 0 | 1 | Off Peak | 0 | 1 | Off Peak | 0 | 1 | Off Peak | 0 | 0 | 1 | Super Off Peak | 1 | 0 | 0 | On Peak | 1 | 0 | 0 | On Peak
2020 | 7 | 26 | 2020-07-26 | 17 | 1 | 1 | 0 | [6 empty] | 0 | 1 | 0 | 0 | On Peak | 0 | 0 | 1 | Off Peak | 0 | 1 | Off Peak | 0 | 1 | Off Peak | 0 | 0 | 1 | Super Off Peak | 1 | 0 | 0 | On Peak | 1 | 0 | 0 | On Peak
2020 | 7 | 26 | 2020-07-26 | 18 | 1 | 1 | 0 | [6 empty] | 0 | 1 | 0 | 0 | On Peak | 0 | 0 | 1 | Off Peak | 0 | 1 | Off Peak | 0 | 1 | Off Peak | 0 | 0 | 1 | Super Off Peak | 1 | 0 | 0 | On Peak | 1 | 0 | 0 | On Peak
2020 | 7 | 26 | 2020-07-26 | 19 | 1 | 1 | 0 | [6 empty] | 0 | 1 | 0 | 0 | On Peak | 0 | 0 | 1 | Off Peak | 0 | 1 | Off Peak | 0 | 1 | Off Peak | 0 | 0 | 1 | Super Off Peak | 1 | 0 | 0 | On Peak | 0 | 1 | 0 | Off Peak
2020 | 7 | 26 | 2020-07-26 | 20 | 1 | 1 | 0 | [6 empty] | 0 | 1 | 0 | 0 | On Peak | 0 | 0 | 1 | Off Peak | 0 | 1 | Off Peak | 0 | 1 | Off Peak | 0 | 0 | 1 | Super Off Peak | 1 | 0 | 0 | On Peak | 0 | 1 | 0 | Off Peak
2020 | 7 | 26 | 2020-07-26 | 21 | 1 | 1 | 0 | [6 empty] | 0 | 1 | 0 | 0 | On Peak | 0 | 0 | 1 | Off Peak | 0 | 1 | Off Peak | 0 | 1 | Off Peak | 0 | 0 | 1 | Super Off Peak | 0 | 1 | 0 | Off Peak | 0 | 1 | 0 | Off Peak
2020 | 7 | 26 | 2020-07-26 | 22 | 1 | 1 | 0 | [6 empty] | 0 | 0 | 1 | 0 | Off Peak | 0 | 0 | 1 | Off Peak | 0 | 1 | Off Peak | 0 | 1 | Off Peak | 0 | 0 | 1 | Super Off Peak | 0 | 1 | 0 | Off Peak | 0 | 1 | 0 | Off Peak
2020 | 7 | 26 | 2020-07-26 | 23 | 1 | 1 | 0 | [6 empty] | 0 | 0 | 1 | 0 | Off Peak | 0 | 0 | 1 | Off Peak | 0 | 1 | Off Peak | 0 | 1 | Off Peak | 0 | 0 | 1 | Super Off Peak | 0 | 1 | 0 | Off Peak | 0 | 1 | 0 | Off Peak
2020 | 7 | 26 | 2020-07-26 | 24 | 1 | 1 | 0 | [6 empty] | 0 | 0 | 1 | 0 | Off Peak | 0 | 0 | 1 | Off Peak | 0 | 1 | Off Peak | 0 | 1 | Off Peak | 0 | 0 | 1 | Super Off Peak | 0 | 1 | 0 | Off Peak | 0 | 1 | 0 | Off Peak
2020 | 7 | 27 | 2020-07-27 | 1 | 1 | 0 | 0 | [6 empty] | 0 | 0 | 0 | 1 | Super Off Peak | 0 | 0 | 1 | Off Peak | 0 | 1 | Off Peak | 0 | 1 | Off Peak | 0 | 0 | 1 | Super Off Peak | 0 | 0 | 1 | Super Off Peak | 0 | 0 | 1 | Super Off Peak
2020 | 7 | 27 | 2020-07-27 | 2 | 1 | 0 | 0 | [6 empty] | 0 | 0 | 0 | 1 | Super Off Peak | 0 | 0 | 1 | Off Peak | 0 | 1 | Off Peak | 0 | 1 | Off Peak | 0 | 0 | 1 | Super Off Peak | 0 | 0 | 1 | Super Off Peak | 0 | 0 | 1 | Super Off Peak
2020 | 7 | 27 | 2020-07-27 | 3 | 1 | 0 | 0 | [6 empty] | 0 | 0 | 0 | 1 | Super Off Peak | 0 | 0 | 1 | Off Peak | 0 | 1 | Off Peak | 0 | 1 | Off Peak | 0 | 0 | 1 | Super Off Peak | 0 | 0 | 1 | Super Off Peak | 0 | 0 | 1 | Super Off Peak
2020 | 7 | 27 | 2020-07-27 | 4 | 1 | 0 | 0 | [6 empty] | 0 | 0 | 0 | 1 | Super Off Peak | 0 | 0 | 1 | Off Peak | 0 | 1 | Off Peak | 0 | 1 | Off Peak | 0 | 0 | 1 | Super Off Peak | 0 | 0 | 1 | Super Off Peak | 0 | 0 | 1 | Super Off Peak
2020 | 7 | 27 | 2020-07-27 | 5 | 1 | 0 | 0 | [6 empty] | 0 | 0 | 0 | 1 | Super Off Peak | 0 | 0 | 1 | Off Peak | 0 | 1 | Off Peak | 0 | 1 | Off Peak | 0 | 0 | 1 | Super Off Peak | 0 | 0 | 1 | Super Off Peak | 0 | 0 | 1 | Super Off Peak
2020 | 7 | 27 | 2020-07-27 | 6 | 1 | 0 | 0 | [6 empty] | 0 | 0 | 0 | 1 | Super Off Peak | 0 | 0 | 1 | Off Peak | 0 | 1 | Off Peak | 0 | 1 | Off Peak | 0 | 0 | 1 | Super Off Peak | 0 | 1 | 0 | Off Peak | 0 | 1 | 0 | Off Peak
2020 | 7 | 27 | 2020-07-27 | 7 | 1 | 0 | 0 | [6 empty] | 0 | 0 | 1 | 0 | Off Peak | 0 | 1 | 0 | Semi-Peak | 0 | 1 | Off Peak | 0 | 1 | Off Peak | 0 | 1 | 0 | Off Peak | 0 | 1 | 0 | Off Peak | 0 | 1 | 0 | Off Peak
2020 | 7 | 27 | 2020-07-27 | 8 | 1 | 0 | 0 | [6 empty] | 0 | 0 | 1 | 0 | Off Peak | 0 | 1 | 0 | Semi-Peak | 0 | 1 | Off Peak | 0 | 1 | Off Peak | 0 | 1 | 0 | Off Peak | 0 | 1 | 0 | Off Peak | 0 | 1 | 0 | Off Peak
2020 | 7 | 27 | 2020-07-27 | 9 | 1 | 0 | 0 | [6 empty] | 0 | 0 | 1 | 0 | Off Peak | 0 | 1 | 0 | Semi-Peak | 0 | 1 | Off Peak | 0 | 1 | Off Peak | 0 | 1 | 0 | Off Peak | 0 | 1 | 0 | Off Peak | 0 | 1 | 0 | Off Peak
2020 | 7 | 27 | 2020-07-27 | 10 | 1 | 0 | 0 | [6 empty] | 0 | 0 | 1 | 0 | Off Peak | 0 | 1 | 0 | Semi-Peak | 0 | 1 | Off Peak | 0 | 1 | Off Peak | 0 | 1 | 0 | Off Peak | 0 | 1 | 0 | Off Peak | 0 | 1 | 0 | Off Peak
2020 | 7 | 27 | 2020-07-27 | 11 | 1 | 0 | 0 | [6 empty] | 0 | 0 | 1 | 0 | Off Peak | 0 | 1 | 0 | Semi-Peak | 0 | 1 | Off Peak | 0 | 1 | Off Peak | 0 | 1 | 0 | Off Peak | 0 | 1 | 0 | Off Peak | 0 | 1 | 0 | Off Peak
2020 | 7 | 27 | 2020-07-27 | 12 | 1 | 0 | 0 | [6 empty] | 0 | 0 | 1 | 0 | Off Peak | 1 | 0 | 0 | On Peak | 0 | 1 | Off Peak | 0 | 1 | Off Peak | 1 | 0 | 0 | On Peak | 0 | 1 | 0 | Off Peak | 0 | 1 | 0 | Off Peak
2020 | 7 | 27 | 2020-07-27 | 13 | 1 | 0 | 0 | [6 empty] | 0 | 0 | 1 | 0 | Off Peak | 1 | 0 | 0 | On Peak | 0 | 1 | Off Peak | 1 | 0 | On Peak | 1 | 0 | 0 | On Peak | 1 | 0 | 0 | On Peak | 1 | 0 | 0 | On Peak
2020 | 7 | 27 | 2020-07-27 | 14 | 1 | 0 | 0 | [6 empty] | 0 | 0 | 1 | 0 | Off Peak | 1 | 0 | 0 | On Peak | 0 | 1 | Off Peak | 1 | 0 | On Peak | 1 | 0 | 0 | On Peak | 1 | 0 | 0 | On Peak | 1 | 0 | 0 | On Peak
2020 | 7 | 27 | 2020-07-27 | 15 | 1 | 0 | 0 | [6 empty] | 0 | 0 | 1 | 0 | Off Peak | 1 | 0 | 0 | On Peak | 0 | 1 | Off Peak | 1 | 0 | On Peak | 1 | 0 | 0 | On Peak | 1 | 0 | 0 | On Peak | 1 | 0 | 0 | On Peak
2020 | 7 | 27 | 2020-07-27 | 16 | 1 | 0 | 0 | [6 empty] | 0 | 0 | 1 | 0 | Off Peak | 1 | 0 | 0 | On Peak | 0 | 1 | Off Peak | 1 | 0 | On Peak | 1 | 0 | 0 | On Peak | 1 | 0 | 0 | On Peak | 1 | 0 | 0 | On Peak
2020 | 7 | 27 | 2020-07-27 | 17 | 1 | 0 | 0 | [6 empty] | 0 | 1 | 0 | 0 | On Peak | 1 | 0 | 0 | On Peak | 1 | 0 | On Peak | 1 | 0 | On Peak | 1 | 0 | 0 | On Peak | 1 | 0 | 0 | On Peak | 1 | 0 | 0 | On Peak
2020 | 7 | 27 | 2020-07-27 | 18 | 1 | 0 | 0 | [6 empty] | 0 | 1 | 0 | 0 | On Peak | 1 | 0 | 0 | On Peak | 1 | 0 | On Peak | 1 | 0 | On Peak | 1 | 0 | 0 | On Peak | 1 | 0 | 0 | On Peak | 1 | 0 | 0 | On Peak
2020 | 7 | 27 | 2020-07-27 | 19 | 1 | 0 | 0 | [6 empty] | 0 | 1 | 0 | 0 | On Peak | 0 | 1 | 0 | Semi-Peak | 1 | 0 | On Peak | 0 | 1 | Off Peak | 0 | 1 | 0 | Off Peak | 1 | 0 | 0 | On Peak | 0 | 1 | 0 | Off Peak
2020 | 7 | 27 | 2020-07-27 | 20 | 1 | 0 | 0 | [6 empty] | 0 | 1 | 0 | 0 | On Peak | 0 | 1 | 0 | Semi-Peak | 1 | 0 | On Peak | 0 | 1 | Off Peak | 0 | 1 | 0 | Off Peak | 1 | 0 | 0 | On Peak | 0 | 1 | 0 | Off Peak
2020 | 7 | 27 | 2020-07-27 | 21 | 1 | 0 | 0 | [6 empty] | 0 | 1 | 0 | 0 | On Peak | 0 | 1 | 0 | Semi-Peak | 1 | 0 | On Peak | 0 | 1 | Off Peak | 0 | 1 | 0 | Off Peak | 0 | 1 | 0 | Off Peak | 0 | 1 | 0 | Off Peak
2020 | 7 | 27 | 2020-07-27 | 22 | 1 | 0 | 0 | [6 empty] | 0 | 0 | 1 | 0 | Off Peak | 0 | 1 | 0 | Semi-Peak | 0 | 1 | Off Peak | 0 | 1 | Off Peak | 0 | 1 | 0 | Off Peak | 0 | 1 | 0 | Off Peak | 0 | 1 | 0 | Off Peak
2020 | 7 | 27 | 2020-07-27 | 23 | 1 | 0 | 0 | [6 empty] | 0 | 0 | 1 | 0 | Off Peak | 0 | 0 | 1 | Off Peak | 0 | 1 | Off Peak | 0 | 1 | Off Peak | 0 | 0 | 1 | Super Off Peak | 0 | 1 | 0 | Off Peak | 0 | 1 | 0 | Off Peak
2020 | 7 | 27 | 2020-07-27 | 24 | 1 | 0 | 0 | [6 empty] | 0 | 0 | 1 | 0 | Off Peak | 0 | 0 | 1 | Off Peak | 0 | 1 | Off Peak | 0 | 1 | Off Peak | 0 | 0 | 1 | Super Off Peak | 0 | 1 | 0 | Off Peak | 0 | 1 | 0 | Off Peak
2020 | 7 | 28 | 2020-07-28 | 1 | 1 | 0 | 0 | [6 empty] | 0 | 0 | 0 | 1 | Super Off Peak | 0 | 0 | 1 | Off Peak | 0 | 1 | Off Peak | 0 | 1 | Off Peak | 0 | 0 | 1 | Super Off Peak | 0 | 0 | 1 | Super Off Peak | 0 | 0 | 1 | Super Off Peak
2020 | 7 | 28 | 2020-07-28 | 2 | 1 | 0 | 0 | [6 empty] | 0 | 0 | 0 | 1 | Super Off Peak | 0 | 0 | 1 | Off Peak | 0 | 1 | Off Peak | 0 | 1 | Off Peak | 0 | 0 | 1 | Super Off Peak | 0 | 0 | 1 | Super Off Peak | 0 | 0 | 1 | Super Off Peak
2020 | 7 | 28 | 2020-07-28 | 3 | 1 | 0 | 0 | [6 empty] | 0 | 0 | 0 | 1 | Super Off Peak | 0 | 0 | 1 | Off Peak | 0 | 1 | Off Peak | 0 | 1 | Off Peak | 0 | 0 | 1 | Super Off Peak | 0 | 0 | 1 | Super Off Peak | 0 | 0 | 1 | Super Off Peak
2020 | 7 | 28 | 2020-07-28 | 4 | 1 | 0 | 0 | [6 empty] | 0 | 0 | 0 | 1 | Super Off Peak | 0 | 0 | 1 | Off Peak | 0 | 1 | Off Peak | 0 | 1 | Off Peak | 0 | 0 | 1 | Super Off Peak | 0 | 0 | 1 | Super Off Peak | 0 | 0 | 1 | Super Off Peak
2020 | 7 | 28 | 2020-07-28 | 5 | 1 | 0 | 0 | [6 empty] | 0 | 0 | 0 | 1 | Super Off Peak | 0 | 0 | 1 | Off Peak | 0 | 1 | Off Peak | 0 | 1 | Off Peak | 0 | 0 | 1 | Super Off Peak | 0 | 0 | 1 | Super Off Peak | 0 | 0 | 1 | Super Off Peak
2020 | 7 | 28 | 2020-07-28 | 6 | 1 | 0 | 0 | [6 empty] | 0 | 0 | 0 | 1 | Super Off Peak | 0 | 0 | 1 | Off Peak | 0 | 1 | Off Peak | 0 | 1 | Off Peak | 0 | 0 | 1 | Super Off Peak | 0 | 1 | 0 | Off Peak | 0 | 1 | 0 | Off Peak
2020 | 7 | 28 | 2020-07-28 | 7 | 1 | 0 | 0 | [6 empty] | 0 | 0 | 1 | 0 | Off Peak | 0 | 1 | 0 | Semi-Peak | 0 | 1 | Off Peak | 0 | 1 | Off Peak | 0 | 1 | 0 | Off Peak | 0 | 1 | 0 | Off Peak | 0 | 1 | 0 | Off Peak
2020 | 7 | 28 | 2020-07-28 | 8 | 1 | 0 | 0 | [6 empty] | 0 | 0 | 1 | 0 | Off Peak | 0 | 1 | 0 | Semi-Peak | 0 | 1 | Off Peak | 0 | 1 | Off Peak | 0 | 1 | 0 | Off Peak | 0 | 1 | 0 | Off Peak | 0 | 1 | 0 | Off Peak
2020 | 7 | 28 | 2020-07-28 | 9 | 1 | 0 | 0 | [6 empty] | 0 | 0 | 1 | 0 | Off Peak | 0 | 1 | 0 | Semi-Peak | 0 | 1 | Off Peak | 0 | 1 | Off Peak | 0 | 1 | 0 | Off Peak | 0 | 1 | 0 | Off Peak | 0 | 1 | 0 | Off Peak
2020 | 7 | 28 | 2020-07-28 | 10 | 1 | 0 | 0 | [6 empty] | 0 | 0 | 1 | 0 | Off Peak | 0 | 1 | 0 | Semi-Peak | 0 | 1 | Off Peak | 0 | 1 | Off Peak | 0 | 1 | 0 | Off Peak | 0 | 1 | 0 | Off Peak | 0 | 1 | 0 | Off Peak
2020 | 7 | 28 | 2020-07-28 | 11 | 1 | 0 | 0 | [6 empty] | 0 | 0 | 1 | 0 | Off Peak | 0 | 1 | 0 | Semi-Peak | 0 | 1 | Off Peak | 0 | 1 | Off Peak | 0 | 1 | 0 | Off Peak | 0 | 1 | 0 | Off Peak | 0 | 1 | 0 | Off Peak
2020 | 7 | 28 | 2020-07-28 | 12 | 1 | 0 | 0 | [6 empty] | 0 | 0 | 1 | 0 | Off Peak | 1 | 0 | 0 | On Peak | 0 | 1 | Off Peak | 0 | 1 | Off Peak | 1 | 0 | 0 | On Peak | 0 | 1 | 0 | Off Peak | 0 | 1 | 0 | Off Peak
2020 | 7 | 28 | 2020-07-28 | 13 | 1 | 0 | 0 | [6 empty] | 0 | 0 | 1 | 0 | Off Peak | 1 | 0 | 0 | On Peak | 0 | 1 | Off Peak | 1 | 0 | On Peak | 1 | 0 | 0 | On Peak | 1 | 0 | 0 | On Peak | 1 | 0 | 0 | On Peak
2020 | 7 | 28 | 2020-07-28 | 14 | 1 | 0 | 0 | [6 empty] | 0 | 0 | 1 | 0 | Off Peak | 1 | 0 | 0 | On Peak | 0 | 1 | Off Peak | 1 | 0 | On Peak | 1 | 0 | 0 | On Peak | 1 | 0 | 0 | On Peak | 1 | 0 | 0 | On Peak
2020 | 7 | 28 | 2020-07-28 | 15 | 1 | 0 | 0 | [6 empty] | 0 | 0 | 1 | 0 | Off Peak | 1 | 0 | 0 | On Peak | 0 | 1 | Off Peak | 1 | 0 | On Peak | 1 | 0 | 0 | On Peak | 1 | 0 | 0 | On Peak | 1 | 0 | 0 | On Peak
2020 | 7 | 28 | 2020-07-28 | 16 | 1 | 0 | 0 | [6 empty] | 0 | 0 | 1 | 0 | Off Peak | 1 | 0 | 0 | On Peak | 0 | 1 | Off Peak | 1 | 0 | On Peak | 1 | 0 | 0 | On Peak | 1 | 0 | 0 | On Peak | 1 | 0 | 0 | On Peak
2020 | 7 | 28 | 2020-07-28 | 17 | 1 | 0 | 0 | [6 empty] | 0 | 1 | 0 | 0 | On Peak | 1 | 0 | 0 | On Peak | 1 | 0 | On Peak | 1 | 0 | On Peak | 1 | 0 | 0 | On Peak | 1 | 0 | 0 | On Peak | 1 | 0 | 0 | On Peak
2020 | 7 | 28 | 2020-07-28 | 18 | 1 | 0 | 0 | [6 empty] | 0 | 1 | 0 | 0 | On Peak | 1 | 0 | 0 | On Peak | 1 | 0 | On Peak | 1 | 0 | On Peak | 1 | 0 | 0 | On Peak | 1 | 0 | 0 | On Peak | 1 | 0 | 0 | On Peak
2020 | 7 | 28 | 2020-07-28 | 19 | 1 | 0 | 0 | [6 empty] | 0 | 1 | 0 | 0 | On Peak | 0 | 1 | 0 | Semi-Peak | 1 | 0 | On Peak | 0 | 1 | Off Peak | 0 | 1 | 0 | Off Peak | 1 | 0 | 0 | On Peak | 0 | 1 | 0 | Off Peak
2020 | 7 | 28 | 2020-07-28 | 20 | 1 | 0 | 0 | [6 empty] | 0 | 1 | 0 | 0 | On Peak | 0 | 1 | 0 | Semi-Peak | 1 | 0 | On Peak | 0 | 1 | Off Peak | 0 | 1 | 0 | Off Peak | 1 | 0 | 0 | On Peak | 0 | 1 | 0 | Off Peak
2020 | 7 | 28 | 2020-07-28 | 21 | 1 | 0 | 0 | [6 empty] | 0 | 1 | 0 | 0 | On Peak | 0 | 1 | 0 | Semi-Peak | 1 | 0 | On Peak | 0 | 1 | Off Peak | 0 | 1 | 0 | Off Peak | 0 | 1 | 0 | Off Peak | 0 | 1 | 0 | Off Peak
2020 | 7 | 28 | 2020-07-28 | 22 | 1 | 0 | 0 | [6 empty] | 0 | 0 | 1 | 0 | Off Peak | 0 | 1 | 0 | Semi-Peak | 0 | 1 | Off Peak | 0 | 1 | Off Peak | 0 | 1 | 0 | Off Peak | 0 | 1 | 0 | Off Peak | 0 | 1 | 0 | Off Peak
2020 | 7 | 28 | 2020-07-28 | 23 | 1 | 0 | 0 | [6 empty] | 0 | 0 | 1 | 0 | Off Peak | 0 | 0 | 1 | Off Peak | 0 | 1 | Off Peak | 0 | 1 | Off Peak | 0 | 0 | 1 | Super Off Peak | 0 | 1 | 0 | Off Peak | 0 | 1 | 0 | Off Peak
2020 | 7 | 28 | 2020-07-28 | 24 | 1 | 0 | 0 | [6 empty] | 0 | 0 | 1 | 0 | Off Peak | 0 | 0 | 1 | Off Peak | 0 | 1 | Off Peak | 0 | 1 | Off Peak | 0 | 0 | 1 | Super Off Peak | 0 | 1 | 0 | Off Peak | 0 | 1 | 0 | Off Peak
2020 | 7 | 29 | 2020-07-29 | 1 | 1 | 0 | 0 | [6 empty] | 0 | 0 | 0 | 1 | Super Off Peak | 0 | 0 | 1 | Off Peak | 0 | 1 | Off Peak | 0 | 1 | Off Peak | 0 | 0 | 1 | Super Off Peak | 0 | 0 | 1 | Super Off Peak | 0 | 0 | 1 | Super Off Peak
2020 | 7 | 29 | 2020-07-29 | 2 | 1 | 0 | 0 | [6 empty] | 0 | 0 | 0 | 1 | Super Off Peak | 0 | 0 | 1 | Off Peak | 0 | 1 | Off Peak | 0 | 1 | Off Peak | 0 | 0 | 1 | Super Off Peak | 0 | 0 | 1 | Super Off Peak | 0 | 0 | 1 | Super Off Peak
2020 | 7 | 29 | 2020-07-29 | 3 | 1 | 0 | 0 | [6 empty] | 0 | 0 | 0 | 1 | Super Off Peak | 0 | 0 | 1 | Off Peak | 0 | 1 | Off Peak | 0 | 1 | Off Peak | 0 | 0 | 1 | Super Off Peak | 0 | 0 | 1 | Super Off Peak | 0 | 0 | 1 | Super Off Peak
2020 | 7 | 29 | 2020-07-29 | 4 | 1 | 0 | 0 | [6 empty] | 0 | 0 | 0 | 1 | Super Off Peak | 0 | 0 | 1 | Off Peak | 0 | 1 | Off Peak | 0 | 1 | Off Peak | 0 | 0 | 1 | Super Off Peak | 0 | 0 | 1 | Super Off Peak | 0 | 0 | 1 | Super Off Peak
2020 | 7 | 29 | 2020-07-29 | 5 | 1 | 0 | 0 | [6 empty] | 0 | 0 | 0 | 1 | Super Off Peak | 0 | 0 | 1 | Off Peak | 0 | 1 | Off Peak | 0 | 1 | Off Peak | 0 | 0 | 1 | Super Off Peak | 0 | 0 | 1 | Super Off Peak | 0 | 0 | 1 | Super Off Peak
2020 | 7 | 29 | 2020-07-29 | 6 | 1 | 0 | 0 | [6 empty] | 0 | 0 | 0 | 1 | Super Off Peak | 0 | 0 | 1 | Off Peak | 0 | 1 | Off Peak | 0 | 1 | Off Peak | 0 | 0 | 1 | Super Off Peak | 0 | 1 | 0 | Off Peak | 0 | 1 | 0 | Off Peak
2020 | 7 | 29 | 2020-07-29 | 7 | 1 | 0 | 0 | [6 empty] | 0 | 0 | 1 | 0 | Off Peak | 0 | 1 | 0 | Semi-Peak | 0 | 1 | Off Peak | 0 | 1 | Off Peak | 0 | 1 | 0 | Off Peak | 0 | 1 | 0 | Off Peak | 0 | 1 | 0 | Off Peak
2020 | 7 | 29 | 2020-07-29 | 8 | 1 | 0 | 0 | [6 empty] | 0 | 0 | 1 | 0 | Off Peak | 0 | 1 | 0 | Semi-Peak | 0 | 1 | Off Peak | 0 | 1 | Off Peak | 0 | 1 | 0 | Off Peak | 0 | 1 | 0 | Off Peak | 0 | 1 | 0 | Off Peak
2020 | 7 | 29 | 2020-07-29 | 9 | 1 | 0 | 0 | [6 empty] | 0 | 0 | 1 | 0 | Off Peak | 0 | 1 | 0 | Semi-Peak | 0 | 1 | Off Peak | 0 | 1 | Off Peak | 0 | 1 | 0 | Off Peak | 0 | 1 | 0 | Off Peak | 0 | 1 | 0 | Off Peak
2020 | 7 | 29 | 2020-07-29 | 10 | 1 | 0 | 0 | [6 empty] | 0 | 0 | 1 | 0 | Off Peak | 0 | 1 | 0 | Semi-Peak | 0 | 1 | Off Peak | 0 | 1 | Off Peak | 0 | 1 | 0 | Off Peak | 0 | 1 | 0 | Off Peak | 0 | 1 | 0 | Off Peak
2020 | 7 | 29 | 2020-07-29 | 11 | 1 | 0 | 0 | [6 empty] | 0 | 0 | 1 | 0 | Off Peak | 0 | 1 | 0 | Semi-Peak | 0 | 1 | Off Peak | 0 | 1 | Off Peak | 0 | 1 | 0 | Off Peak | 0 | 1 | 0 | Off Peak | 0 | 1 | 0 | Off Peak
2020 | 7 | 29 | 2020-07-29 | 12 | 1 | 0 | 0 | [6 empty] | 0 | 0 | 1 | 0 | Off Peak | 1 | 0 | 0 | On Peak | 0 | 1 | Off Peak | 0 | 1 | Off Peak | 1 | 0 | 0 | On Peak | 0 | 1 | 0 | Off Peak | 0 | 1 | 0 | Off Peak
2020 | 7 | 29 | 2020-07-29 | 13 | 1 | 0 | 0 | [6 empty] | 0 | 0 | 1 | 0 | Off Peak | 1 | 0 | 0 | On Peak | 0 | 1 | Off Peak | 1 | 0 | On Peak | 1 | 0 | 0 | On Peak | 1 | 0 | 0 | On Peak | 1 | 0 | 0 | On Peak
2020 | 7 | 29 | 2020-07-29 | 14 | 1 | 0 | 0 | [6 empty] | 0 | 0 | 1 | 0 | Off Peak | 1 | 0 | 0 | On Peak | 0 | 1 | Off Peak | 1 | 0 | On Peak | 1 | 0 | 0 | On Peak | 1 | 0 | 0 | On Peak | 1 | 0 | 0 | On Peak
2020 | 7 | 29 | 2020-07-29 | 15 | 1 | 0 | 0 | [6 empty] | 0 | 0 | 1 | 0 | Off Peak | 1 | 0 | 0 | On Peak | 0 | 1 | Off Peak | 1 | 0 | On Peak | 1 | 0 | 0 | On Peak | 1 | 0 | 0 | On Peak | 1 | 0 | 0 | On Peak
2020 | 7 | 29 | 2020-07-29 | 16 | 1 | 0 | 0 | [6 empty] | 0 | 0 | 1 | 0 | Off Peak | 1 | 0 | 0 | On Peak | 0 | 1 | Off Peak | 1 | 0 | On Peak | 1 | 0 | 0 | On Peak | 1 | 0 | 0 | On Peak | 1 | 0 | 0 | On Peak
2020 | 7 | 29 | 2020-07-29 | 17 | 1 | 0 | 0 | [6 empty] | 0 | 1 | 0 | 0 | On Peak | 1 | 0 | 0 | On Peak | 1 | 0 | On Peak | 1 | 0 | On Peak | 1 | 0 | 0 | On Peak | 1 | 0 | 0 | On Peak | 1 | 0 | 0 | On Peak
2020 | 7 | 29 | 2020-07-29 | 18 | 1 | 0 | 0 | [6 empty] | 0 | 1 | 0 | 0 | On Peak | 1 | 0 | 0 | On Peak | 1 | 0 | On Peak | 1 | 0 | On Peak | 1 | 0 | 0 | On Peak | 1 | 0 | 0 | On Peak | 1 | 0 | 0 | On Peak
2020 | 7 | 29 | 2020-07-29 | 19 | 1 | 0 | 0 | [6 empty] | 0 | 1 | 0 | 0 | On Peak | 0 | 1 | 0 | Semi-Peak | 1 | 0 | On Peak | 0 | 1 | Off Peak | 0 | 1 | 0 | Off Peak | 1 | 0 | 0 | On Peak | 0 | 1 | 0 | Off Peak
2020 | 7 | 29 | 2020-07-29 | 20 | 1 | 0 | 0 | [6 empty] | 0 | 1 | 0 | 0 | On Peak | 0 | 1 | 0 | Semi-Peak | 1 | 0 | On Peak | 0 | 1 | Off Peak | 0 | 1 | 0 | Off Peak | 1 | 0 | 0 | On Peak | 0 | 1 | 0 | Off Peak
2020 | 7 | 29 | 2020-07-29 | 21 | 1 | 0 | 0 | [6 empty] | 0 | 1 | 0 | 0 | On Peak | 0 | 1 | 0 | Semi-Peak | 1 | 0 | On Peak | 0 | 1 | Off Peak | 0 | 1 | 0 | Off Peak | 0 | 1 | 0 | Off Peak | 0 | 1 | 0 | Off Peak
2020 | 7 | 29 | 2020-07-29 | 22 | 1 | 0 | 0 | [6 empty] | 0 | 0 | 1 | 0 | Off Peak | 0 | 1 | 0 | Semi-Peak | 0 | 1 | Off Peak | 0 | 1 | Off Peak | 0 | 1 | 0 | Off Peak | 0 | 1 | 0 | Off Peak | 0 | 1 | 0 | Off Peak
2020 | 7 | 29 | 2020-07-29 | 23 | 1 | 0 | 0 | [6 empty] | 0 | 0 | 1 | 0 | Off Peak | 0 | 0 | 1 | Off Peak | 0 | 1 | Off Peak | 0 | 1 | Off Peak | 0 | 0 | 1 | Super Off Peak | 0 | 1 | 0 | Off Peak | 0 | 1 | 0 | Off Peak
2020 | 7 | 29 | 2020-07-29 | 24 | 1 | 0 | 0 | [6 empty] | 0 | 0 | 1 | 0 | Off Peak | 0 | 0 | 1 | Off Peak | 0 | 1 | Off Peak | 0 | 1 | Off Peak | 0 | 0 | 1 | Super Off Peak | 0 | 1 | 0 | Off Peak | 0 | 1 | 0 | Off Peak
2020 | 7 | 30 | 2020-07-30 | 1 | 1 | 0 | 0 | [6 empty] | 0 | 0 | 0 | 1 | Super Off Peak | 0 | 0 | 1 | Off Peak | 0 | 1 | Off Peak | 0 | 1 | Off Peak | 0 | 0 | 1 | Super Off Peak | 0 | 0 | 1 | Super Off Peak | 0 | 0 | 1 | Super Off Peak
2020 | 7 | 30 | 2020-07-30 | 2 | 1 | 0 | 0 | [6 empty] | 0 | 0 | 0 | 1 | Super Off Peak | 0 | 0 | 1 | Off Peak | 0 | 1 | Off Peak | 0 | 1 | Off Peak | 0 | 0 | 1 | Super Off Peak | 0 | 0 | 1 | Super Off Peak | 0 | 0 | 1 | Super Off Peak
2020 | 7 | 30 | 2020-07-30 | 3 | 1 | 0 | 0 | [6 empty] | 0 | 0 | 0 | 1 | Super Off Peak | 0 | 0 | 1 | Off Peak | 0 | 1 | Off Peak | 0 | 1 | Off Peak | 0 | 0 | 1 | Super Off Peak | 0 | 0 | 1 | Super Off Peak | 0 | 0 | 1 | Super Off Peak
2020 | 7 | 30 | 2020-07-30 | 4 | 1 | 0 | 0 | [6 empty] | 0 | 0 | 0 | 1 | Super Off Peak | 0 | 0 | 1 | Off Peak | 0 | 1 | Off Peak | 0 | 1 | Off Peak | 0 | 0 | 1 | Super Off Peak | 0 | 0 | 1 | Super Off Peak | 0 | 0 | 1 | Super Off Peak
2020 | 7 | 30 | 2020-07-30 | 5 | 1 | 0 | 0 | [6 empty] | 0 | 0 | 0 | 1 | Super Off Peak | 0 | 0 | 1 | Off Peak | 0 | 1 | Off Peak | 0 | 1 | Off Peak | 0 | 0 | 1 | Super Off Peak | 0 | 0 | 1 | Super Off Peak | 0 | 0 | 1 | Super Off Peak
2020 | 7 | 30 | 2020-07-30 | 6 | 1 | 0 | 0 | [6 empty] | 0 | 0 | 0 | 1 | Super Off Peak | 0 | 0 | 1 | Off Peak | 0 | 1 | Off Peak | 0 | 1 | Off Peak | 0 | 0 | 1 | Super Off Peak | 0 | 1 | 0 | Off Peak | 0 | 1 | 0 | Off Peak
2020 | 7 | 30 | 2020-07-30 | 7 | 1 | 0 | 0 | [6 empty] | 0 | 0 | 1 | 0 | Off Peak | 0 | 1 | 0 | Semi-Peak | 0 | 1 | Off Peak | 0 | 1 | Off Peak | 0 | 1 | 0 | Off Peak | 0 | 1 | 0 | Off Peak | 0 | 1 | 0 | Off Peak
2020 | 7 | 30 | 2020-07-30 | 8 | 1 | 0 | 0 | [6 empty] | 0 | 0 | 1 | 0 | Off Peak | 0 | 1 | 0 | Semi-Peak | 0 | 1 | Off Peak | 0 | 1 | Off Peak | 0 | 1 | 0 | Off Peak | 0 | 1 | 0 | Off Peak | 0 | 1 | 0 | Off Peak
2020 | 7 | 30 | 2020-07-30 | 9 | 1 | 0 | 0 | [6 empty] | 0 | 0 | 1 | 0 | Off Peak | 0 | 1 | 0 | Semi-Peak | 0 | 1 | Off Peak | 0 | 1 | Off Peak | 0 | 1 | 0 | Off Peak | 0 | 1 | 0 | Off Peak | 0 | 1 | 0 | Off Peak
2020 | 7 | 30 | 2020-07-30 | 10 | 1 | 0 | 0 | [6 empty] | 0 | 0 | 1 | 0 | Off Peak | 0 | 1 | 0 | Semi-Peak | 0 | 1 | Off Peak | 0 | 1 | Off Peak | 0 | 1 | 0 | Off Peak | 0 | 1 | 0 | Off Peak | 0 | 1 | 0 | Off Peak
2020 | 7 | 30 | 2020-07-30 | 11 | 1 | 0 | 0 | [6 empty] | 0 | 0 | 1 | 0 | Off Peak | 0 | 1 | 0 | Semi-Peak | 0 | 1 | Off Peak | 0 | 1 | Off Peak | 0 | 1 | 0 | Off Peak | 0 | 1 | 0 | Off Peak | 0 | 1 | 0 | Off Peak
2020 | 7 | 30 | 2020-07-30 | 12 | 1 | 0 | 0 | [6 empty] | 0 | 0 | 1 | 0 | Off Peak | 1 | 0 | 0 | On Peak | 0 | 1 | Off Peak | 0 | 1 | Off Peak | 1 | 0 | 0 | On Peak | 0 | 1 | 0 | Off Peak | 0 | 1 | 0 | Off Peak
2020 | 7 | 30 | 2020-07-30 | 13 | 1 | 0 | 0 | [6 empty] | 0 | 0 | 1 | 0 | Off Peak | 1 | 0 | 0 | On Peak | 0 | 1 | Off Peak | 1 | 0 | On Peak | 1 | 0 | 0 | On Peak | 1 | 0 | 0 | On Peak | 1 | 0 | 0 | On Peak
2020 | 7 | 30 | 2020-07-30 | 14 | 1 | 0 | 0 | [6 empty] | 0 | 0 | 1 | 0 | Off Peak | 1 | 0 | 0 | On Peak | 0 | 1 | Off Peak | 1 | 0 | On Peak | 1 | 0 | 0 | On Peak | 1 | 0 | 0 | On Peak | 1 | 0 | 0 | On Peak
2020 | 7 | 30 | 2020-07-30 | 15 | 1 | 0 | 0 | [6 empty] | 0 | 0 | 1 | 0 | Off Peak | 1 | 0 | 0 | On Peak | 0 | 1 | Off Peak | 1 | 0 | On Peak | 1 | 0 | 0 | On Peak | 1 | 0 | 0 | On Peak | 1 | 0 | 0 | On Peak
2020 | 7 | 30 | 2020-07-30 | 16 | 1 | 0 | 0 | [6 empty] | 0 | 0 | 1 | 0 | Off Peak | 1 | 0 | 0 | On Peak | 0 | 1 | Off Peak | 1 | 0 | On Peak | 1 | 0 | 0 | On Peak | 1 | 0 | 0 | On Peak | 1 | 0 | 0 | On Peak
2020 | 7 | 30 | 2020-07-30 | 17 | 1 | 0 | 0 | [6 empty] | 0 | 1 | 0 | 0 | On Peak | 1 | 0 | 0 | On Peak | 1 | 0 | On Peak | 1 | 0 | On Peak | 1 | 0 | 0 | On Peak | 1 | 0 | 0 | On Peak | 1 | 0 | 0 | On Peak
2020 | 7 | 30 | 2020-07-30 | 18 | 1 | 0 | 0 | [6 empty] | 0 | 1 | 0 | 0 | On Peak | 1 | 0 | 0 | On Peak | 1 | 0 | On Peak | 1 | 0 | On Peak | 1 | 0 | 0 | On Peak | 1 | 0 | 0 | On Peak | 1 | 0 | 0 | On Peak
2020 | 7 | 30 | 2020-07-30 | 19 | 1 | 0 | 0 | [6 empty] | 0 | 1 | 0 | 0 | On Peak | 0 | 1 | 0 | Semi-Peak | 1 | 0 | On Peak | 0 | 1 | Off Peak | 0 | 1 | 0 | Off Peak | 1 | 0 | 0 | On Peak | 0 | 1 | 0 | Off Peak
2020 | 7 | 30 | 2020-07-30 | 20 | 1 | 0 | 0 | [6 empty] | 0 | 1 | 0 | 0 | On Peak | 0 | 1 | 0 | Semi-Peak | 1 | 0 | On Peak | 0 | 1 | Off Peak | 0 | 1 | 0 | Off Peak | 1 | 0 | 0 | On Peak | 0 | 1 | 0 | Off Peak
2020 | 7 | 30 | 2020-07-30 | 21 | 1 | 0 | 0 | [6 empty] | 0 | 1 | 0 | 0 | On Peak | 0 | 1 | 0 | Semi-Peak | 1 | 0 | On Peak | 0 | 1 | Off Peak | 0 | 1 | 0 | Off Peak | 0 | 1 | 0 | Off Peak | 0 | 1 | 0 | Off Peak
2020 | 7 | 30 | 2020-07-30 | 22 | 1 | 0 | 0 | [6 empty] | 0 | 0 | 1 | 0 | Off Peak | 0 | 1 | 0 | Semi-Peak | 0 | 1 | Off Peak | 0 | 1 | Off Peak | 0 | 1 | 0 | Off Peak | 0 | 1 | 0 | Off Peak | 0 | 1 | 0 | Off Peak
2020 | 7 | 30 | 2020-07-30 | 23 | 1 | 0 | 0 | [6 empty] | 0 | 0 | 1 | 0 | Off Peak | 0 | 0 | 1 | Off Peak | 0 | 1 | Off Peak | 0 | 1 | Off Peak | 0 | 0 | 1 | Super Off Peak | 0 | 1 | 0 | Off Peak | 0 | 1 | 0 | Off Peak
2020 | 7 | 30 | 2020-07-30 | 24 | 1 | 0 | 0 | [6 empty] | 0 | 0 | 1 | 0 | Off Peak | 0 | 0 | 1 | Off Peak | 0 | 1 | Off Peak | 0 | 1 | Off Peak | 0 | 0 | 1 | Super Off Peak | 0 | 1 | 0 | Off Peak | 0 | 1 | 0 | Off Peak
2020 | 7 | 31 | 2020-07-31 | 1 | 1 | 0 | 0 | [6 empty] | 0 | 0 | 0 | 1 | Super Off Peak | 0 | 0 | 1 | Off Peak | 0 | 1 | Off Peak | 0 | 1 | Off Peak | 0 | 0 | 1 | Super Off Peak | 0 | 0 | 1 | Super Off Peak | 0 | 0 | 1 | Super Off Peak
2020 | 7 | 31 | 2020-07-31 | 2 | 1 | 0 | 0 | [6 empty] | 0 | 0 | 0 | 1 | Super Off Peak | 0 | 0 | 1 | Off Peak | 0 | 1 | Off Peak | 0 | 1 | Off Peak | 0 | 0 | 1 | Super Off Peak | 0 | 0 | 1 | Super Off Peak | 0 | 0 | 1 | Super Off Peak
2020 | 7 | 31 | 2020-07-31 | 3 | 1 | 0 | 0 | [6 empty] | 0 | 0 | 0 | 1 | Super Off Peak | 0 | 0 | 1 | Off Peak | 0 | 1 | Off Peak | 0 | 1 | Off Peak | 0 | 0 | 1 | Super Off Peak | 0 | 0 | 1 | Super Off Peak | 0 | 0 | 1 | Super Off Peak
2020 | 7 | 31 | 2020-07-31 | 4 | 1 | 0 | 0 | [6 empty] | 0 | 0 | 0 | 1 | Super Off Peak | 0 | 0 | 1 | Off Peak | 0 | 1 | Off Peak | 0 | 1 | Off Peak | 0 | 0 | 1 | Super Off Peak | 0 | 0 | 1 | Super Off Peak | 0 | 0 | 1 | Super Off Peak
2020 | 7 | 31 | 2020-07-31 | 5 | 1 | 0 | 0 | [6 empty] | 0 | 0 | 0 | 1 | Super Off Peak | 0 | 0 | 1 | Off Peak | 0 | 1 | Off Peak | 0 | 1 | Off Peak | 0 | 0 | 1 | Super Off Peak | 0 | 0 | 1 | Super Off Peak | 0 | 0 | 1 | Super Off Peak
2020 | 7 | 31 | 2020-07-31 | 6 | 1 | 0 | 0 | [6 empty] | 0 | 0 | 0 | 1 | Super Off Peak | 0 | 0 | 1 | Off Peak | 0 | 1 | Off Peak | 0 | 1 | Off Peak | 0 | 0 | 1 | Super Off Peak | 0 | 1 | 0 | Off Peak | 0 | 1 | 0 | Off Peak
2020 | 7 | 31 | 2020-07-31 | 7 | 1 | 0 | 0 | [6 empty] | 0 | 0 | 1 | 0 | Off Peak | 0 | 1 | 0 | Semi-Peak | 0 | 1 | Off Peak | 0 | 1 | Off Peak | 0 | 1 | 0 | Off Peak | 0 | 1 | 0 | Off Peak | 0 | 1 | 0 | Off Peak
2020 | 7 | 31 | 2020-07-31 | 8 | 1 | 0 | 0 | [6 empty] | 0 | 0 | 1 | 0 | Off Peak | 0 | 1 | 0 | Semi-Peak | 0 | 1 | Off Peak | 0 | 1 | Off Peak | 0 | 1 | 0 | Off Peak | 0 | 1 | 0 | Off Peak | 0 | 1 | 0 | Off Peak
2020 | 7 | 31 | 2020-07-31 | 9 | 1 | 0 | 0 | [6 empty] | 0 | 0 | 1 | 0 | Off Peak | 0 | 1 | 0 | Semi-Peak | 0 | 1 | Off Peak | 0 | 1 | Off Peak | 0 | 1 | 0 | Off Peak | 0 | 1 | 0 | Off Peak | 0 | 1 | 0 | Off Peak
2020 | 7 | 31 | 2020-07-31 | 10 | 1 | 0 | 0 | [6 empty] | 0 | 0 | 1 | 0 | Off Peak | 0 | 1 | 0 | Semi-Peak | 0 | 1 | Off Peak | 0 | 1 | Off Peak | 0 | 1 | 0 | Off Peak | 0 | 1 | 0 | Off Peak | 0 | 1 | 0 | Off Peak
2020 | 7 | 31 | 2020-07-31 | 11 | 1 | 0 | 0 | [6 empty] | 0 | 0 | 1 | 0 | Off Peak | 0 | 1 | 0 | Semi-Peak | 0 | 1 | Off Peak | 0 | 1 | Off Peak | 0 | 1 | 0 | Off Peak | 0 | 1 | 0 | Off Peak | 0 | 1 | 0 | Off Peak
2020 | 7 | 31 | 2020-07-31 | 12 | 1 | 0 | 0 | [6 empty] | 0 | 0 | 1 | 0 | Off Peak | 1 | 0 | 0 | On Peak | 0 | 1 | Off Peak | 0 | 1 | Off Peak | 1 | 0 | 0 | On Peak | 0 | 1 | 0 | Off Peak | 0 | 1 | 0 | Off Peak
2020 | 7 | 31 | 2020-07-31 | 13 | 1 | 0 | 0 | [6 empty] | 0 | 0 | 1 | 0 | Off Peak | 1 | 0 | 0 | On Peak | 0 | 1 | Off Peak | 1 | 0 | On Peak | 1 | 0 | 0 | On Peak | 1 | 0 | 0 | On Peak | 1 | 0 | 0 | On Peak
2020 | 7 | 31 | 2020-07-31 | 14 | 1 | 0 | 0 | [6 empty] | 0 | 0 | 1 | 0 | Off Peak | 1 | 0 | 0 | On Peak | 0 | 1 | Off Peak | 1 | 0 | On Peak | 1 | 0 | 0 | On Peak | 1 | 0 | 0 | On Peak | 1 | 0 | 0 | On Peak
2020 | 7 | 31 | 2020-07-31 | 15 | 1 | 0 | 0 | [6 empty] | 0 | 0 | 1 | 0 | Off Peak | 1 | 0 | 0 | On Peak | 0 | 1 | Off Peak | 1 | 0 | On Peak | 1 | 0 | 0 | On Peak | 1 | 0 | 0 | On Peak | 1 | 0 | 0 | On Peak
2020 | 7 | 31 | 2020-07-31 | 16 | 1 | 0 | 0 | [6 empty] | 0 | 0 | 1 | 0 | Off Peak | 1 | 0 | 0 | On Peak | 0 | 1 | Off Peak | 1 | 0 | On Peak | 1 | 0 | 0 | On Peak | 1 | 0 | 0 | On Peak | 1 | 0 | 0 | On Peak
2020 | 7 | 31 | 2020-07-31 | 17 | 1 | 0 | 0 | [6 empty] | 0 | 1 | 0 | 0 | On Peak | 1 | 0 | 0 | On Peak | 1 | 0 | On Peak | 1 | 0 | On Peak | 1 | 0 | 0 | On Peak | 1 | 0 | 0 | On Peak | 1 | 0 | 0 | On Peak
2020 | 7 | 31 | 2020-07-31 | 18 | 1 | 0 | 0 | [6 empty] | 0 | 1 | 0 | 0 | On Peak | 1 | 0 | 0 | On Peak | 1 | 0 | On Peak | 1 | 0 | On Peak | 1 | 0 | 0 | On Peak | 1 | 0 | 0 | On Peak | 1 | 0 | 0 | On Peak
2020 | 7 | 31 | 2020-07-31 | 19 | 1 | 0 | 0 | [6 empty] | 0 | 1 | 0 | 0 | On Peak | 0 | 1 | 0 | Semi-Peak | 1 | 0 | On Peak | 0 | 1 | Off Peak | 0 | 1 | 0 | Off Peak | 1 | 0 | 0 | On Peak | 0 | 1 | 0 | Off Peak
2020 | 7 | 31 | 2020-07-31 | 20 | 1 | 0 | 0 | [6 empty] | 0 | 1 | 0 | 0 | On Peak | 0 | 1 | 0 | Semi-Peak | 1 | 0 | On Peak | 0 | 1 | Off Peak | 0 | 1 | 0 | Off Peak | 1 | 0 | 0 | On Peak | 0 | 1 | 0 | Off Peak
2020 | 7 | 31 | 2020-07-31 | 21 | 1 | 0 | 0 | [6 empty] | 0 | 1 | 0 | 0 | On Peak | 0 | 1 | 0 | Semi-Peak | 1 | 0 | On Peak | 0 | 1 | Off Peak | 0 | 1 | 0 | Off Peak | 0 | 1 | 0 | Off Peak | 0 | 1 | 0 | Off Peak
2020 | 7 | 31 | 2020-07-31 | 22 | 1 | 0 | 0 | [6 empty] | 1 | 0 | 1 | 0 | Off Peak | 0 | 1 | 0 | Semi-Peak | 0 | 1 | Off Peak | 0 | 1 | Off Peak | 0 | 1 | 0 | Off Peak | 0 | 1 | 0 | Off Peak | 0 | 1 | 0 | Off Peak | 0.791%
2020 | 7 | 31 | 2020-07-31 | 23 | 1 | 0 | 0 | [6 empty] | 0 | 0 | 1 | 0 | Off Peak | 0 | 0 | 1 | Off Peak | 0 | 1 | Off Peak | 0 | 1 | Off Peak | 0 | 0 | 1 | Super Off Peak | 0 | 1 | 0 | Off Peak | 0 | 1 | 0 | Off Peak
2020 | 7 | 31 | 2020-07-31 | 24 | 1 | 0 | 0 | [6 empty] | 0 | 0 | 1 | 0 | Off Peak | 0 | 0 | 1 | Off Peak | 0 | 1 | Off Peak | 0 | 1 | Off Peak | 0 | 0 | 1 | Super Off Peak | 0 | 1 | 0 | Off Peak | 0 | 1 | 0 | Off Peak
2020 | 8 | 1 | 2020-08-01 | 1 | 1 | 1 | 0 | [6 empty] | 0 | 0 | 0 | 1 | Super Off Peak | 0 | 0 | 1 | Off Peak | 0 | 1 | Off Peak | 0 | 1 | Off Peak | 0 | 0 | 1 | Super Off Peak | 0 | 0 | 1 | Super Off Peak | 0 | 0 | 1 | Super Off Peak
2020 | 8 | 1 | 2020-08-01 | 2 | 1 | 1 | 0 | [6 empty] | 0 | 0 | 0 | 1 | Super Off Peak | 0 | 0 | 1 | Off Peak | 0 | 1 | Off Peak | 0 | 1 | Off Peak | 0 | 0 | 1 | Super Off Peak | 0 | 0 | 1 | Super Off Peak | 0 | 0 | 1 | Super Off Peak
2020 | 8 | 1 | 2020-08-01 | 3 | 1 | 1 | 0 | [6 empty] | 0 | 0 | 0 | 1 | Super Off Peak | 0 | 0 | 1 | Off Peak | 0 | 1 | Off Peak | 0 | 1 | Off Peak | 0 | 0 | 1 | Super Off Peak | 0 | 0 | 1 | Super Off Peak | 0 | 0 | 1 | Super Off Peak
2020 | 8 | 1 | 2020-08-01 | 4 | 1 | 1 | 0 | [6 empty] | 0 | 0 | 0 | 1 | Super Off Peak | 0 | 0 | 1 | Off Peak | 0 | 1 | Off Peak | 0 | 1 | Off Peak | 0 | 0 | 1 | Super Off Peak | 0 | 0 | 1 | Super Off Peak | 0 | 0 | 1 | Super Off Peak
2020 | 8 | 1 | 2020-08-01 | 5 | 1 | 1 | 0 | [6 empty] | 0 | 0 | 0 | 1 | Super Off Peak | 0 | 0 | 1 | Off Peak | 0 | 1 | Off Peak | 0 | 1 | Off Peak | 0 | 0 | 1 | Super Off Peak | 0 | 0 | 1 | Super Off Peak | 0 | 0 | 1 | Super Off Peak
2020 | 8 | 1 | 2020-08-01 | 6 | 1 | 1 | 0 | [6 empty] | 0 | 0 | 0 | 1 | Super Off Peak | 0 | 0 | 1 | Off Peak | 0 | 1 | Off Peak | 0 | 1 | Off Peak | 0 | 0 | 1 | Super Off Peak | 0 | 1 | 0 | Off Peak | 0 | 1 | 0 | Off Peak
2020 | 8 | 1 | 2020-08-01 | 7 | 1 | 1 | 0 | [6 empty] | 0 | 0 | 0 | 1 | Super Off Peak | 0 | 0 | 1 | Off Peak | 0 | 1 | Off Peak | 0 | 1 | Off Peak | 0 | 0 | 1 | Super Off Peak | 0 | 1 | 0 | Off Peak | 0 | 1 | 0 | Off Peak
2020 | 8 | 1 | 2020-08-01 | 8 | 1 | 1 | 0 | [6 empty] | 0 | 0 | 0 | 1 | Super Off Peak | 0 | 0 | 1 | Off Peak | 0 | 1 | Off Peak | 0 | 1 | Off Peak | 0 | 0 | 1 | Super Off Peak | 0 | 1 | 0 | Off Peak | 0 | 1 | 0 | Off Peak
2020 | 8 | 1 | 2020-08-01 | 9 | 1 | 1 | 0 | [6 empty] | 0 | 0 | 0 | 1 | Super Off Peak | 0 | 0 | 1 | Off Peak | 0 | 1 | Off Peak | 0 | 1 | Off Peak | 0 | 0 | 1 | Super Off Peak | 0 | 1 | 0 | Off Peak | 0 | 1 | 0 | Off Peak
2020 | 8 | 1 | 2020-08-01 | 10 | 1 | 1 | 0 | [6 empty] | 0 | 0 | 0 | 1 | Super Off Peak | 0 | 0 | 1 | Off Peak | 0 | 1 | Off Peak | 0 | 1 | Off Peak | 0 | 0 | 1 | Super Off Peak | 0 | 1 | 0 | Off Peak | 0 | 1 | 0 | Off Peak
2020 | 8 | 1 | 2020-08-01 | 11 | 1 | 1 | 0 | [6 empty] | 0 | 0 | 0 | 1 | Super Off Peak | 0 | 0 | 1 | Off Peak | 0 | 1 | Off Peak | 0 | 1 | Off Peak | 0 | 0 | 1 | Super Off Peak | 0 | 1 | 0 | Off Peak | 0 | 1 | 0 | Off Peak
2020 | 8 | 1 | 2020-08-01 | 12 | 1 | 1 | 0 | [6 empty] | 0 | 0 | 0 | 1 | Super Off Peak | 0 | 0 | 1 | Off Peak | 0 | 1 | Off Peak | 0 | 1 | Off Peak | 0 | 0 | 1 | Super Off Peak | 0 | 1 | 0 | Off Peak | 0 | 1 | 0 | Off Peak
2020 | 8 | 1 | 2020-08-01 | 13 | 1 | 1 | 0 | [6 empty] | 0 | 0 | 0 | 1 | Super Off Peak | 0 | 0 | 1 | Off Peak | 0 | 1 | Off Peak | 0 | 1 | Off Peak | 0 | 0 | 1 | Super Off Peak | 1 | 0 | 0 | On Peak | 1 | 0 | 0 | On Peak
2020 | 8 | 1 | 2020-08-01 | 14 | 1 | 1 | 0 | [6 empty] | 0 | 0 | 0 | 1 | Super Off Peak | 0 | 0 | 1 | Off Peak | 0 | 1 | Off Peak | 0 | 1 | Off Peak | 0 | 0 | 1 | Super Off Peak | 1 | 0 | 0 | On Peak | 1 | 0 | 0 | On Peak
2020 | 8 | 1 | 2020-08-01 | 15 | 1 | 1 | 0 | [6 empty] | 0 | 0 | 1 | 0 | Off Peak | 0 | 0 | 1 | Off Peak | 0 | 1 | Off Peak | 0 | 1 | Off Peak | 0 | 0 | 1 | Super Off Peak | 1 | 0 | 0 | On Peak | 1 | 0 | 0 | On Peak
2020 | 8 | 1 | 2020-08-01 | 16 | 1 | 1 | 0 | [6 empty] | 0 | 0 | 1 | 0 | Off Peak | 0 | 0 | 1 | Off Peak | 0 | 1 | Off Peak | 0 | 1 | Off Peak | 0 | 0 | 1 | Super Off Peak | 1 | 0 | 0 | On Peak | 1 | 0 | 0 | On Peak
2020 | 8 | 1 | 2020-08-01 | 17 | 1 | 1 | 0 | [6 empty] | 0 | 1 | 0 | 0 | On Peak | 0 | 0 | 1 | Off Peak | 0 | 1 | Off Peak | 0 | 1 | Off Peak | 0 | 0 | 1 | Super Off Peak | 1 | 0 | 0 | On Peak | 1 | 0 | 0 | On Peak
2020 | 8 | 1 | 2020-08-01 | 18 | 1 | 1 | 0 | [6 empty] | 0 | 1 | 0 | 0 | On Peak | 0 | 0 | 1 | Off Peak | 0 | 1 | Off Peak | 0 | 1 | Off Peak | 0 | 0 | 1 | Super Off Peak | 1 | 0 | 0 | On Peak | 1 | 0 | 0 | On Peak
2020 | 8 | 1 | 2020-08-01 | 19 | 1 | 1 | 0 | [6 empty] | 0 | 1 | 0 | 0 | On Peak | 0 | 0 | 1 | Off Peak | 0 | 1 | Off Peak | 0 | 1 | Off Peak | 0 | 0 | 1 | Super Off Peak | 1 | 0 | 0 | On Peak | 0 | 1 | 0 | Off Peak
2020 | 8 | 1 | 2020-08-01 | 20 | 1 | 1 | 0 | [6 empty] | 0 | 1 | 0 | 0 | On Peak | 0 | 0 | 1 | Off Peak | 0 | 1 | Off Peak | 0 | 1 | Off Peak | 0 | 0 | 1 | Super Off Peak | 1 | 0 | 0 | On Peak | 0 | 1 | 0 | Off Peak
2020 | 8 | 1 | 2020-08-01 | 21 | 1 | 1 | 0 | [6 empty] | 0 | 1 | 0 | 0 | On Peak | 0 | 0 | 1 | Off Peak | 0 | 1 | Off Peak | 0 | 1 | Off Peak | 0 | 0 | 1 | Super Off Peak | 0 | 1 | 0 | Off Peak | 0 | 1 | 0 | Off Peak
2020 | 8 | 1 | 2020-08-01 | 22 | 1 | 1 | 0 | [6 empty] | 0 | 0 | 1 | 0 | Off Peak | 0 | 0 | 1 | Off Peak | 0 | 1 | Off Peak | 0 | 1 | Off Peak | 0 | 0 | 1 | Super Off Peak | 0 | 1 | 0 | Off Peak | 0 | 1 | 0 | Off Peak
2020 | 8 | 1 | 2020-08-01 | 23 | 1 | 1 | 0 | [6 empty] | 0 | 0 | 1 | 0 | Off Peak | 0 | 0 | 1 | Off Peak | 0 | 1 | Off Peak | 0 | 1 | Off Peak | 0 | 0 | 1 | Super Off Peak | 0 | 1 | 0 | Off Peak | 0 | 1 | 0 | Off Peak
2020 | 8 | 1 | 2020-08-01 | 24 | 1 | 1 | 0 | [6 empty] | 0 | 0 | 1 | 0 | Off Peak | 0 | 0 | 1 | Off Peak | 0 | 1 | Off Peak | 0 | 1 | Off Peak | 0 | 0 | 1 | Super Off Peak | 0 | 1 | 0 | Off Peak | 0 | 1 | 0 | Off Peak
2020 | 8 | 2 | 2020-08-02 | 1 | 1 | 1 | 0 | [6 empty] | 0 | 0 | 0 | 1 | Super Off Peak | 0 | 0 | 1 | Off Peak | 0 | 1 | Off Peak | 0 | 1 | Off Peak | 0 | 0 | 1 | Super Off Peak | 0 | 0 | 1 | Super Off Peak | 0 | 0 | 1 | Super Off Peak
2020 | 8 | 2 | 2020-08-02 | 2 | 1 | 1 | 0 | [6 empty] | 0 | 0 | 0 | 1 | Super Off Peak | 0 | 0 | 1 | Off Peak | 0 | 1 | Off Peak | 0 | 1 | Off Peak | 0 | 0 | 1 | Super Off Peak | 0 | 0 | 1 | Super Off Peak | 0 | 0 | 1 | Super Off Peak
2020 | 8 | 2 | 2020-08-02 | 3 | 1 | 1 | 0 | [6 empty] | 0 | 0 | 0 | 1 | Super Off Peak | 0 | 0 | 1 | Off Peak | 0 | 1 | Off Peak | 0 | 1 | Off Peak | 0 | 0 | 1 | Super Off Peak | 0 | 0 | 1 | Super Off Peak | 0 | 0 | 1 | Super Off Peak
2020 | 8 | 2 | 2020-08-02 | 4 | 1 | 1 | 0 | [6 empty] | 0 | 0 | 0 | 1 | Super Off Peak | 0 | 0 | 1 | Off Peak | 0 | 1 | Off Peak | 0 | 1 | Off Peak | 0 | 0 | 1 | Super Off Peak | 0 | 0 | 1 | Super Off Peak | 0 | 0 | 1 | Super Off Peak
2020 | 8 | 2 | 2020-08-02 | 5 | 1 | 1 | 0 | [6 empty] | 0 | 0 | 0 | 1 | Super Off Peak | 0 | 0 | 1 | Off Peak | 0 | 1 | Off Peak | 0 | 1 | Off Peak | 0 | 0 | 1 | Super Off Peak | 0 | 0 | 1 | Super Off Peak | 0 | 0 | 1 | Super Off Peak
2020 | 8 | 2 | 2020-08-02 | 6 | 1 | 1 | 0 | [6 empty] | 0 | 0 | 0 | 1 | Super Off Peak | 0 | 0 | 1 | Off Peak | 0 | 1 | Off Peak | 0 | 1 | Off Peak | 0 | 0 | 1 | Super Off Peak | 0 | 1 | 0 | Off Peak | 0 | 1 | 0 | Off Peak
2020 | 8 | 2 | 2020-08-02 | 7 | 1 | 1 | 0 | [6 empty] | 0 | 0 | 0 | 1 | Super Off Peak | 0 | 0 | 1 | Off Peak | 0 | 1 | Off Peak | 0 | 1 | Off Peak | 0 | 0 | 1 | Super Off Peak | 0 | 1 | 0 | Off Peak | 0 | 1 | 0 | Off Peak
2020 | 8 | 2 | 2020-08-02 | 8 | 1 | 1 | 0 | [6 empty] | 0 | 0 | 0 | 1 | Super Off Peak | 0 | 0 | 1 | Off Peak | 0 | 1 | Off Peak | 0 | 1 | Off Peak | 0 | 0 | 1 | Super Off Peak | 0 | 1 | 0 | Off Peak | 0 | 1 | 0 | Off Peak
2020 | 8 | 2 | 2020-08-02 | 9 | 1 | 1 | 0 | [6 empty] | 0 | 0 | 0 | 1 | Super Off Peak | 0 | 0 | 1 | Off Peak | 0 | 1 | Off Peak | 0 | 1 | Off Peak | 0 | 0 | 1 | Super Off Peak | 0 | 1 | 0 | Off Peak | 0 | 1 | 0 | Off Peak
2020 | 8 | 2 | 2020-08-02 | 10 | 1 | 1 | 0 | [6 empty] | 0 | 0 | 0 | 1 | Super Off Peak | 0 | 0 | 1 | Off Peak | 0 | 1 | Off Peak | 0 | 1 | Off Peak | 0 | 0 | 1 | Super Off Peak | 0 | 1 | 0 | Off Peak | 0 | 1 | 0 | Off Peak
2020 | 8 | 2 | 2020-08-02 | 11 | 1 | 1 | 0 | [6 empty] | 0 | 0 | 0 | 1 | Super Off Peak | 0 | 0 | 1 | Off Peak | 0 | 1 | Off Peak | 0 | 1 | Off Peak | 0 | 0 | 1 | Super Off Peak | 0 | 1 | 0 | Off Peak | 0 | 1 | 0 | Off Peak
2020 | 8 | 2 | 2020-08-02 | 12 | 1 | 1 | 0 | [6 empty] | 0 | 0 | 0 | 1 | Super Off Peak | 0 | 0 | 1 | Off Peak | 0 | 1 | Off Peak | 0 | 1 | Off Peak | 0 | 0 | 1 | Super Off Peak | 0 | 1 | 0 | Off Peak | 0 | 1 | 0 | Off Peak
2020 | 8 | 2 | 2020-08-02 | 13 | 1 | 1 | 0 | [6 empty] | 0 | 0 | 0 | 1 | Super Off Peak | 0 | 0 | 1 | Off Peak | 0 | 1 | Off Peak | 0 | 1 | Off Peak | 0 | 0 | 1 | Super Off Peak | 1 | 0 | 0 | On Peak | 1 | 0 | 0 | On Peak
2020 | 8 | 2 | 2020-08-02 | 14 | 1 | 1 | 0 | [6 empty] | 0 | 0 | 0 | 1 | Super Off Peak | 0 | 0 | 1 | Off Peak | 0 | 1 | Off Peak | 0 | 1 | Off Peak | 0 | 0 | 1 | Super Off Peak | 1 | 0 | 0 | On Peak | 1 | 0 | 0 | On Peak
2020 | 8 | 2 | 2020-08-02 | 15 | 1 | 1 | 0 | [6 empty] | 0 | 0 | 1 | 0 | Off Peak | 0 | 0 | 1 | Off Peak | 0 | 1 | Off Peak | 0 | 1 | Off Peak | 0 | 0 | 1 | Super Off Peak | 1 | 0 | 0 | On Peak | 1 | 0 | 0 | On Peak
2020 | 8 | 2 | 2020-08-02 | 16 | 1 | 1 | 0 | [6 empty] | 0 | 0 | 1 | 0 | Off Peak | 0 | 0 | 1 | Off Peak | 0 | 1 | Off Peak | 0 | 1 | Off Peak | 0 | 0 | 1 | Super Off Peak | 1 | 0 | 0 | On Peak | 1 | 0 | 0 | On Peak
2020 | 8 | 2 | 2020-08-02 | 17 | 1 | 1 | 0 | [6 empty] | 0 | 1 | 0 | 0 | On Peak | 0 | 0 | 1 | Off Peak | 0 | 1 | Off Peak | 0 | 1 | Off Peak | 0 | 0 | 1 | Super Off Peak | 1 | 0 | 0 | On Peak | 1 | 0 | 0 | On Peak
2020 | 8 | 2 | 2020-08-02 | 18 | 1 | 1 | 0 | [6 empty] | 0 | 1 | 0 | 0 | On Peak | 0 | 0 | 1 | Off Peak | 0 | 1 | Off Peak | 0 | 1 | Off Peak | 0 | 0 | 1 | Super Off Peak | 1 | 0 | 0 | On Peak | 1 | 0 | 0 | On Peak
2020 | 8 | 2 | 2020-08-02 | 19 | 1 | 1 | 0 | [6 empty] | 0 | 1 | 0 | 0 | On Peak | 0 | 0 | 1 | Off Peak | 0 | 1 | Off Peak | 0 | 1 | Off Peak | 0 | 0 | 1 | Super Off Peak | 1 | 0 | 0 | On Peak | 0 | 1 | 0 | Off Peak
2020 | 8 | 2 | 2020-08-02 | 20 | 1 | 1 | 0 | [6 empty] | 0 | 1 | 0 | 0 | On Peak | 0 | 0 | 1 | Off Peak | 0 | 1 | Off Peak | 0 | 1 | Off Peak | 0 | 0 | 1 | Super Off Peak | 1 | 0 | 0 | On Peak | 0 | 1 | 0 | Off Peak
2020 | 8 | 2 | 2020-08-02 | 21 | 1 | 1 | 0 | [6 empty] | 0 | 1 | 0 | 0 | On Peak | 0 | 0 | 1 | Off Peak | 0 | 1 | Off Peak | 0 | 1 | Off Peak | 0 | 0 | 1 | Super Off Peak | 0 | 1 | 0 | Off Peak | 0 | 1 | 0 | Off Peak
2020 | 8 | 2 | 2020-08-02 | 22 | 1 | 1 | 0 | [6 empty] | 0 | 0 | 1 | 0 | Off Peak | 0 | 0 | 1 | Off Peak | 0 | 1 | Off Peak | 0 | 1 | Off Peak | 0 | 0 | 1 | Super Off Peak | 0 | 1 | 0 | Off Peak | 0 | 1 | 0 | Off Peak
2020 | 8 | 2 | 2020-08-02 | 23 | 1 | 1 | 0 | [6 empty] | 0 | 0 | 1 | 0 | Off Peak | 0 | 0 | 1 | Off Peak | 0 | 1 | Off Peak | 0 | 1 | Off Peak | 0 | 0 | 1 | Super Off Peak | 0 | 1 | 0 | Off Peak | 0 | 1 | 0 | Off Peak
2020 | 8 | 2 | 2020-08-02 | 24 | 1 | 1 | 0 | [6 empty] | 0 | 0 | 1 | 0 | Off Peak | 0 | 0 | 1 | Off Peak | 0 | 1 | Off Peak | 0 | 1 | Off Peak | 0 | 0 | 1 | Super Off Peak | 0 | 1 | 0 | Off Peak | 0 | 1 | 0 | Off Peak
2020 | 8 | 3 | 2020-08-03 | 1 | 1 | 0 | 0 | [6 empty] | 0 | 0 | 0 | 1 | Super Off Peak | 0 | 0 | 1 | Off Peak | 0 | 1 | Off Peak | 0 | 1 | Off Peak | 0 | 0 | 1 | Super Off Peak | 0 | 0 | 1 | Super Off Peak | 0 | 0 | 1 | Super Off Peak
2020 | 8 | 3 | 2020-08-03 | 2 | 1 | 0 | 0 | [6 empty] | 0 | 0 | 0 | 1 | Super Off Peak | 0 | 0 | 1 | Off Peak | 0 | 1 | Off Peak | 0 | 1 | Off Peak | 0 | 0 | 1 | Super Off Peak | 0 | 0 | 1 | Super Off Peak | 0 | 0 | 1 | Super Off Peak
2020 | 8 | 3 | 2020-08-03 | 3 | 1 | 0 | 0 | [6 empty] | 0 | 0 | 0 | 1 | Super Off Peak | 0 | 0 | 1 | Off Peak | 0 | 1 | Off Peak | 0 | 1 | Off Peak | 0 | 0 | 1 | Super Off Peak | 0 | 0 | 1 | Super Off Peak | 0 | 0 | 1 | Super Off Peak
2020 | 8 | 3 | 2020-08-03 | 4 | 1 | 0 | 0 | [6 empty] | 0 | 0 | 0 | 1 | Super Off Peak | 0 | 0 | 1 | Off Peak | 0 | 1 | Off Peak | 0 | 1 | Off Peak | 0 | 0 | 1 | Super Off Peak | 0 | 0 | 1 | Super Off Peak | 0 | 0 | 1 | Super Off Peak
2020 | 8 | 3 | 2020-08-03 | 5 | 1 | 0 | 0 | [6 empty] | 0 | 0 | 0 | 1 | Super Off Peak | 0 | 0 | 1 | Off Peak | 0 | 1 | Off Peak | 0 | 1 | Off Peak | 0 | 0 | 1 | Super Off Peak | 0 | 0 | 1 | Super Off Peak | 0 | 0 | 1 | Super Off Peak
2020 | 8 | 3 | 2020-08-03 | 6 | 1 | 0 | 0 | [6 empty] | 0 | 0 | 0 | 1 | Super Off Peak | 0 | 0 | 1 | Off Peak | 0 | 1 | Off Peak | 0 | 1 | Off Peak | 0 | 0 | 1 | Super Off Peak | 0 | 1 | 0 | Off Peak | 0 | 1 | 0 | Off Peak
2020 | 8 | 3 | 2020-08-03 | 7 | 1 | 0 | 0 | [6 empty] | 0 | 0 | 1 | 0 | Off Peak | 0 | 1 | 0 | Semi-Peak | 0 | 1 | Off Peak | 0 | 1 | Off Peak | 0 | 1 | 0 | Off Peak | 0 | 1 | 0 | Off Peak | 0 | 1 | 0 | Off Peak
2020 | 8 | 3 | 2020-08-03 | 8 | 1 | 0 | 0 | [6 empty] | 0 | 0 | 1 | 0 | Off Peak | 0 | 1 | 0 | Semi-Peak | 0 | 1 | Off Peak | 0 | 1 | Off Peak | 0 | 1 | 0 | Off Peak | 0 | 1 | 0 | Off Peak | 0 | 1 | 0 | Off Peak
2020 | 8 | 3 | 2020-08-03 | 9 | 1 | 0 | 0 | [6 empty] | 0 | 0 | 1 | 0 | Off Peak | 0 | 1 | 0 | Semi-Peak | 0 | 1 | Off Peak | 0 | 1 | Off Peak | 0 | 1 | 0 | Off Peak | 0 | 1 | 0 | Off Peak | 0 | 1 | 0 | Off Peak
2020 | 8 | 3 | 2020-08-03 | 10 | 1 | 0 | 0 | [6 empty] | 0 | 0 | 1 | 0 | Off Peak | 0 | 1 | 0 | Semi-Peak | 0 | 1 | Off Peak | 0 | 1 | Off Peak | 0 | 1 | 0 | Off Peak | 0 | 1 | 0 | Off Peak | 0 | 1 | 0 | Off Peak
2020 | 8 | 3 | 2020-08-03 | 11 | 1 | 0 | 0 | [6 empty] | 0 | 0 | 1 | 0 | Off Peak | 0 | 1 | 0 | Semi-Peak | 0 | 1 | Off Peak | 0 | 1 | Off Peak | 0 | 1 | 0 | Off Peak | 0 | 1 | 0 | Off Peak | 0 | 1 | 0 | Off Peak
2020 | 8 | 3 | 2020-08-03 | 12 | 1 | 0 | 0 | [6 empty] | 0 | 0 | 1 | 0 | Off Peak | 1 | 0 | 0 | On Peak | 0 | 1 | Off Peak | 0 | 1 | Off Peak | 1 | 0 | 0 | On Peak | 0 | 1 | 0 | Off Peak | 0 | 1 | 0 | Off Peak
2020 | 8 | 3 | 2020-08-03 | 13 | 1 | 0 | 0 | [6 empty] | 0 | 0 | 1 | 0 | Off Peak | 1 | 0 | 0 | On Peak | 0 | 1 | Off Peak | 1 | 0 | On Peak | 1 | 0 | 0 | On Peak | 1 | 0 | 0 | On Peak | 1 | 0 | 0 | On Peak
2020 | 8 | 3 | 2020-08-03 | 14 | 1 | 0 | 0 | [6 empty] | 0 | 0 | 1 | 0 | Off Peak | 1 | 0 | 0 | On Peak | 0 | 1 | Off Peak | 1 | 0 | On Peak | 1 | 0 | 0 | On Peak | 1 | 0 | 0 | On Peak | 1 | 0 | 0 | On Peak
2020 | 8 | 3 | 2020-08-03 | 15 | 1 | 0 | 0 | [6 empty] | 0 | 0 | 1 | 0 | Off Peak | 1 | 0 | 0 | On Peak | 0 | 1 | Off Peak | 1 | 0 | On Peak | 1 | 0 | 0 | On Peak | 1 | 0 | 0 | On Peak | 1 | 0 | 0 | On Peak
2020 | 8 | 3 | 2020-08-03 | 16 | 1 | 0 | 0 | [6 empty] | 0 | 0 | 1 | 0 | Off Peak | 1 | 0 | 0 | On Peak | 0 | 1 | Off Peak | 1 | 0 | On Peak | 1 | 0 | 0 | On Peak | 1 | 0 | 0 | On Peak | 1 | 0 | 0 | On Peak
2020 | 8 | 3 | 2020-08-03 | 17 | 1 | 0 | 0 | [6 empty] | 0 | 1 | 0 | 0 | On Peak | 1 | 0 | 0 | On Peak | 1 | 0 | On Peak | 1 | 0 | On Peak | 1 | 0 | 0 | On Peak | 1 | 0 | 0 | On Peak | 1 | 0 | 0 | On Peak
2020 | 8 | 3 | 2020-08-03 | 18 | 1 | 0 | 0 | [6 empty] | 0 | 1 | 0 | 0 | On Peak | 1 | 0 | 0 | On Peak | 1 | 0 | On Peak | 1 | 0 | On Peak | 1 | 0 | 0 | On Peak | 1 | 0 | 0 | On Peak | 1 | 0 | 0 | On Peak
2020 | 8 | 3 | 2020-08-03 | 19 | 1 | 0 | 0 | [6 empty] | 0 | 1 | 0 | 0 | On Peak | 0 | 1 | 0 | Semi-Peak | 1 | 0 | On Peak | 0 | 1 | Off Peak | 0 | 1 | 0 | Off Peak | 1 | 0 | 0 | On Peak | 0 | 1 | 0 | Off Peak
2020 | 8 | 3 | 2020-08-03 | 20 | 1 | 0 | 0 | [6 empty] | 0 | 1 | 0 | 0 | On Peak | 0 | 1 | 0 | Semi-Peak | 1 | 0 | On Peak | 0 | 1 | Off Peak | 0 | 1 | 0 | Off Peak | 1 | 0 | 0 | On Peak | 0 | 1 | 0 | Off Peak
2020 | 8 | 3 | 2020-08-03 | 21 | 1 | 0 | 0 | [6 empty] | 1 | 1 | 0 | 0 | On Peak | 0 | 1 | 0 | Semi-Peak | 1 | 0 | On Peak | 0 | 1 | Off Peak | 0 | 1 | 0 | Off Peak | 0 | 1 | 0 | Off Peak | 0 | 1 | 0 | Off Peak | 0.7906%
2020 | 8 | 3 | 2020-08-03 | 22 | 1 | 0 | 0 | [6 empty] | 1 | 0 | 1 | 0 | Off Peak | 0 | 1 | 0 | Semi-Peak | 0 | 1 | Off Peak | 0 | 1 | Off Peak | 0 | 1 | 0 | Off Peak | 0 | 1 | 0 | Off Peak | 0 | 1 | 0 | Off Peak | 0.8082%
2020 | 8 | 3 | 2020-08-03 | 23 | 1 | 0 | 0 | [6 empty] | 0 | 0 | 1 | 0 | Off Peak | 0 | 0 | 1 | Off Peak | 0 | 1 | Off Peak | 0 | 1 | Off Peak | 0 | 0 | 1 | Super Off Peak | 0 | 1 | 0 | Off Peak | 0 | 1 | 0 | Off Peak
2020 | 8 | 3 | 2020-08-03 | 24 | 1 | 0 | 0 | [6 empty] | 0 | 0 | 1 | 0 | Off Peak | 0 | 0 | 1 | Off Peak | 0 | 1 | Off Peak | 0 | 1 | Off Peak | 0 | 0 | 1 | Super Off Peak | 0 | 1 | 0 | Off Peak | 0 | 1 | 0 | Off Peak
2020 | 8 | 4 | 2020-08-04 | 1 | 1 | 0 | 0 | [6 empty] | 0 | 0 | 0 | 1 | Super Off Peak | 0 | 0 | 1 | Off Peak | 0 | 1 | Off Peak | 0 | 1 | Off Peak | 0 | 0 | 1 | Super Off Peak | 0 | 0 | 1 | Super Off Peak | 0 | 0 | 1 | Super Off Peak
2020 | 8 | 4 | 2020-08-04 | 2 | 1 | 0 | 0 | [6 empty] | 0 | 0 | 0 | 1 | Super Off Peak | 0 | 0 | 1 | Off Peak | 0 | 1 | Off Peak | 0 | 1 | Off Peak | 0 | 0 | 1 | Super Off Peak | 0 | 0 | 1 | Super Off Peak | 0 | 0 | 1 | Super Off Peak
2020 | 8 | 4 | 2020-08-04 | 3 | 1 | 0 | 0 | [6 empty] | 0 | 0 | 0 | 1 | Super Off Peak | 0 | 0 | 1 | Off Peak | 0 | 1 | Off Peak | 0 | 1 | Off Peak | 0 | 0 | 1 | Super Off Peak | 0 | 0 | 1 | Super Off Peak | 0 | 0 | 1 | Super Off Peak
2020 | 8 | 4 | 2020-08-04 | 4 | 1 | 0 | 0 | [6 empty] | 0 | 0 | 0 | 1 | Super Off Peak | 0 | 0 | 1 | Off Peak | 0 | 1 | Off Peak | 0 | 1 | Off Peak | 0 | 0 | 1 | Super Off Peak | 0 | 0 | 1 | Super Off Peak | 0 | 0 | 1 | Super Off Peak
2020 | 8 | 4 | 2020-08-04 | 5 | 1 | 0 | 0 | [6 empty] | 0 | 0 | 0 | 1 | Super Off Peak | 0 | 0 | 1 | Off Peak | 0 | 1 | Off Peak | 0 | 1 | Off Peak | 0 | 0 | 1 | Super Off Peak | 0 | 0 | 1 | Super Off Peak | 0 | 0 | 1 | Super Off Peak
2020 | 8 | 4 | 2020-08-04 | 6 | 1 | 0 | 0 | [6 empty] | 0 | 0 | 0 | 1 | Super Off Peak | 0 | 0 | 1 | Off Peak | 0 | 1 | Off Peak | 0 | 1 | Off Peak | 0 | 0 | 1 | Super Off Peak | 0 | 1 | 0 | Off Peak | 0 | 1 | 0 | Off Peak
2020 | 8 | 4 | 2020-08-04 | 7 | 1 | 0 | 0 | [6 empty] | 0 | 0 | 1 | 0 | Off Peak | 0 | 1 | 0 | Semi-Peak | 0 | 1 | Off Peak | 0 | 1 | Off Peak | 0 | 1 | 0 | Off Peak | 0 | 1 | 0 | Off Peak | 0 | 1 | 0 | Off Peak
2020 | 8 | 4 | 2020-08-04 | 8 | 1 | 0 | 0 | [6 empty] | 0 | 0 | 1 | 0 | Off Peak | 0 | 1 | 0 | Semi-Peak | 0 | 1 | Off Peak | 0 | 1 | Off Peak | 0 | 1 | 0 | Off Peak | 0 | 1 | 0 | Off Peak | 0 | 1 | 0 | Off Peak
2020 | 8 | 4 | 2020-08-04 | 9 | 1 | 0 | 0 | [6 empty] | 0 | 0 | 1 | 0 | Off Peak | 0 | 1 | 0 | Semi-Peak | 0 | 1 | Off Peak | 0 | 1 | Off Peak | 0 | 1 | 0 | Off Peak | 0 | 1 | 0 | Off Peak | 0 | 1 | 0 | Off Peak
2020 | 8 | 4 | 2020-08-04 | 10 | 1 | 0 | 0 | [6 empty] | 0 | 0 | 1 | 0 | Off Peak | 0 | 1 | 0 | Semi-Peak | 0 | 1 | Off Peak | 0 | 1 | Off Peak | 0 | 1 | 0 | Off Peak | 0 | 1 | 0 | Off Peak | 0 | 1 | 0 | Off Peak
2020 | 8 | 4 | 2020-08-04 | 11 | 1 | 0 | 0 | [6 empty] | 0 | 0 | 1 | 0 | Off Peak | 0 | 1 | 0 | Semi-Peak | 0 | 1 | Off Peak | 0 | 1 | Off Peak | 0 | 1 | 0 | Off Peak | 0 | 1 | 0 | Off Peak | 0 | 1 | 0 | Off Peak
2020 | 8 | 4 | 2020-08-04 | 12 | 1 | 0 | 0 | [6 empty] | 0 | 0 | 1 | 0 | Off Peak | 1 | 0 | 0 | On Peak | 0 | 1 | Off Peak | 0 | 1 | Off Peak | 1 | 0 | 0 | On Peak | 0 | 1 | 0 | Off Peak | 0 | 1 | 0 | Off Peak
2020 | 8 | 4 | 2020-08-04 | 13 | 1 | 0 | 0 | [6 empty] | 0 | 0 | 1 | 0 | Off Peak | 1 | 0 | 0 | On Peak | 0 | 1 | Off Peak | 1 | 0 | On Peak | 1 | 0 | 0 | On Peak | 1 | 0 | 0 | On Peak | 1 | 0 | 0 | On Peak
2020 | 8 | 4 | 2020-08-04 | 14 | 1 | 0 | 0 | [6 empty] | 0 | 0 | 1 | 0 | Off Peak | 1 | 0 | 0 | On Peak | 0 | 1 | Off Peak | 1 | 0 | On Peak | 1 | 0 | 0 | On Peak | 1 | 0 | 0 | On Peak | 1 | 0 | 0 | On Peak
2020 | 8 | 4 | 2020-08-04 | 15 | 1 | 0 | 0 | [6 empty] | 0 | 0 | 1 | 0 | Off Peak | 1 | 0 | 0 | On Peak | 0 | 1 | Off Peak | 1 | 0 | On Peak | 1 | 0 | 0 | On Peak | 1 | 0 | 0 | On Peak | 1 | 0 | 0 | On Peak
2020 | 8 | 4 | 2020-08-04 | 16 | 1 | 0 | 0 | [6 empty] | 0 | 0 | 1 | 0 | Off Peak | 1 | 0 | 0 | On Peak | 0 | 1 | Off Peak | 1 | 0 | On Peak | 1 | 0 | 0 | On Peak | 1 | 0 | 0 | On Peak | 1 | 0 | 0 | On Peak
2020 | 8 | 4 | 2020-08-04 | 17 | 1 | 0 | 0 | [6 empty] | 0 | 1 | 0 | 0 | On Peak | 1 | 0 | 0 | On Peak | 1 | 0 | On Peak | 1 | 0 | On Peak | 1 | 0 | 0 | On Peak | 1 | 0 | 0 | On Peak | 1 | 0 | 0 | On Peak
2020 | 8 | 4 | 2020-08-04 | 18 | 1 | 0 | 0 | [6 empty] | 0 | 1 | 0 | 0 | On Peak | 1 | 0 | 0 | On Peak | 1 | 0 | On Peak | 1 | 0 | On Peak | 1 | 0 | 0 | On Peak | 1 | 0 | 0 | On Peak | 1 | 0 | 0 | On Peak
2020 | 8 | 4 | 2020-08-04 | 19 | 1 | 0 | 0 | [6 empty] | 0 | 1 | 0 | 0 | On Peak | 0 | 1 | 0 | Semi-Peak | 1 | 0 | On Peak | 0 | 1 | Off Peak | 0 | 1 | 0 | Off Peak | 1 | 0 | 0 | On Peak | 0 | 1 | 0 | Off Peak
2020 | 8 | 4 | 2020-08-04 | 20 | 1 | 0 | 0 | [6 empty] | 0 | 1 | 0 | 0 | On Peak | 0 | 1 | 0 | Semi-Peak | 1 | 0 | On Peak | 0 | 1 | Off Peak | 0 | 1 | 0 | Off Peak | 1 | 0 | 0 | On Peak | 0 | 1 | 0 | Off Peak
2020 | 8 | 4 | 2020-08-04 | 21 | 1 | 0 | 0 | [6 empty] | 1 | 1 | 0 | 0 | On Peak | 0 | 1 | 0 | Semi-Peak | 1 | 0 | On Peak | 0 | 1 | Off Peak | 0 | 1 | 0 | Off Peak | 0 | 1 | 0 | Off Peak | 0 | 1 | 0 | Off Peak | 0.8594%
2020 | 8 | 4 | 2020-08-04 | 22 | 1 | 0 | 0 | [6 empty] | 1 | 0 | 1 | 0 | Off Peak | 0 | 1 | 0 | Semi-Peak | 0 | 1 | Off Peak | 0 | 1 | Off Peak | 0 | 1 | 0 | Off Peak | 0 | 1 | 0 | Off Peak | 0 | 1 | 0 | Off Peak | 0.8334%
2020 | 8 | 4 | 2020-08-04 | 23 | 1 | 0 | 0 | [6 empty] | 0 | 0 | 1 | 0 | Off Peak | 0 | 0 | 1 | Off Peak | 0 | 1 | Off Peak | 0 | 1 | Off Peak | 0 | 0 | 1 | Super Off Peak | 0 | 1 | 0 | Off Peak | 0 | 1 | 0 | Off Peak
2020 | 8 | 4 | 2020-08-04 | 24 | 1 | 0 | 0 | [6 empty] | 0 | 0 | 1 | 0 | Off Peak | 0 | 0 | 1 | Off Peak | 0 | 1 | Off Peak | 0 | 1 | Off Peak | 0 | 0 | 1 | Super Off Peak | 0 | 1 | 0 | Off Peak | 0 | 1 | 0 | Off Peak
2020 | 8 | 5 | 2020-08-05 | 1 | 1 | 0 | 0 | [6 empty] | 0 | 0 | 0 | 1 | Super Off Peak | 0 | 0 | 1 | Off Peak | 0 | 1 | Off Peak | 0 | 1 | Off Peak | 0 | 0 | 1 | Super Off Peak | 0 | 0 | 1 | Super Off Peak | 0 | 0 | 1 | Super Off Peak
2020 | 8 | 5 | 2020-08-05 | 2 | 1 | 0 | 0 | [6 empty] | 0 | 0 | 0 | 1 | Super Off Peak | 0 | 0 | 1 | Off Peak | 0 | 1 | Off Peak | 0 | 1 | Off Peak | 0 | 0 | 1 | Super Off Peak | 0 | 0 | 1 | Super Off Peak | 0 | 0 | 1 | Super Off Peak
2020 | 8 | 5 | 2020-08-05 | 3 | 1 | 0 | 0 | [6 empty] | 0 | 0 | 0 | 1 | Super Off Peak | 0 | 0 | 1 | Off Peak | 0 | 1 | Off Peak | 0 | 1 | Off Peak | 0 | 0 | 1 | Super Off Peak | 0 | 0 | 1 | Super Off Peak | 0 | 0 | 1 | Super Off Peak
2020 | 8 | 5 | 2020-08-05 | 4 | 1 | 0 | 0 | [6 empty] | 0 | 0 | 0 | 1 | Super Off Peak | 0 | 0 | 1 | Off Peak | 0 | 1 | Off Peak | 0 | 1 | Off Peak | 0 | 0 | 1 | Super Off Peak | 0 | 0 | 1 | Super Off Peak | 0 | 0 | 1 | Super Off Peak
2020 | 8 | 5 | 2020-08-05 | 5 | 1 | 0 | 0 | [6 empty] | 0 | 0 | 0 | 1 | Super Off Peak | 0 | 0 | 1 | Off Peak | 0 | 1 | Off Peak | 0 | 1 | Off Peak | 0 | 0 | 1 | Super Off Peak | 0 | 0 | 1 | Super Off Peak | 0 | 0 | 1 | Super Off Peak
2020 | 8 | 5 | 2020-08-05 | 6 | 1 | 0 | 0 | [6 empty] | 0 | 0 | 0 | 1 | Super Off Peak | 0 | 0 | 1 | Off Peak | 0 | 1 | Off Peak | 0 | 1 | Off Peak | 0 | 0 | 1 | Super Off Peak | 0 | 1 | 0 | Off Peak | 0 | 1 | 0 | Off Peak
2020 | 8 | 5 | 2020-08-05 | 7 | 1 | 0 | 0 | [6 empty] | 0 | 0 | 1 | 0 | Off Peak | 0 | 1 | 0 | Semi-Peak | 0 | 1 | Off Peak | 0 | 1 | Off Peak | 0 | 1 | 0 | Off Peak | 0 | 1 | 0 | Off Peak | 0 | 1 | 0 | Off Peak
2020 | 8 | 5 | 2020-08-05 | 8 | 1 | 0 | 0 | [6 empty] | 0 | 0 | 1 | 0 | Off Peak | 0 | 1 | 0 | Semi-Peak | 0 | 1 | Off Peak | 0 | 1 | Off Peak | 0 | 1 | 0 | Off Peak | 0 | 1 | 0 | Off Peak | 0 | 1 | 0 | Off Peak
2020 | 8 | 5 | 2020-08-05 | 9 | 1 | 0 | 0 | [6 empty] | 0 | 0 | 1 | 0 | Off Peak | 0 | 1 | 0 | Semi-Peak | 0 | 1 | Off Peak | 0 | 1 | Off Peak | 0 | 1 | 0 | Off Peak | 0 | 1 | 0 | Off Peak | 0 | 1 | 0 | Off Peak
2020 | 8 | 5 | 2020-08-05 | 10 | 1 | 0 | 0 | [6 empty] | 0 | 0 | 1 | 0 | Off Peak | 0 | 1 | 0 | Semi-Peak | 0 | 1 | Off Peak | 0 | 1 | Off Peak | 0 | 1 | 0 | Off Peak | 0 | 1 | 0 | Off Peak | 0 | 1 | 0 | Off Peak
2020 | 8 | 5 | 2020-08-05 | 11 | 1 | 0 | 0 | [6 empty] | 0 | 0 | 1 | 0 | Off Peak | 0 | 1 | 0 | Semi-Peak | 0 | 1 | Off Peak | 0 | 1 | Off Peak | 0 | 1 | 0 | Off Peak | 0 | 1 | 0 | Off Peak | 0 | 1 | 0 | Off Peak
2020 | 8 | 5 | 2020-08-05 | 12 | 1 | 0 | 0 | [6 empty] | 0 | 0 | 1 | 0 | Off Peak | 1 | 0 | 0 | On Peak | 0 | 1 | Off Peak | 0 | 1 | Off Peak | 1 | 0 | 0 | On Peak | 0 | 1 | 0 | Off Peak | 0 | 1 | 0 | Off Peak
2020 | 8 | 5 | 2020-08-05 | 13 | 1 | 0 | 0 | [6 empty] | 0 | 0 | 1 | 0 | Off Peak | 1 | 0 | 0 | On Peak | 0 | 1 | Off Peak | 1 | 0 | On Peak | 1 | 0 | 0 | On Peak | 1 | 0 | 0 | On Peak | 1 | 0 | 0 | On Peak
2020 | 8 | 5 | 2020-08-05 | 14 | 1 | 0 | 0 | [6 empty] | 0 | 0 | 1 | 0 | Off Peak | 1 | 0 | 0 | On Peak | 0 | 1 | Off Peak | 1 | 0 | On Peak | 1 | 0 | 0 | On Peak | 1 | 0 | 0 | On Peak | 1 | 0 | 0 | On Peak
2020 | 8 | 5 | 2020-08-05 | 15 | 1 | 0 | 0 | [6 empty] | 0 | 0 | 1 | 0 | Off Peak | 1 | 0 | 0 | On Peak | 0 | 1 | Off Peak | 1 | 0 | On Peak | 1 | 0 | 0 | On Peak | 1 | 0 | 0 | On Peak | 1 | 0 | 0 | On Peak
2020 | 8 | 5 | 2020-08-05 | 16 | 1 | 0 | 0 | [6 empty] | 0 | 0 | 1 | 0 | Off Peak | 1 | 0 | 0 | On Peak | 0 | 1 | Off Peak | 1 | 0 | On Peak | 1 | 0 | 0 | On Peak | 1 | 0 | 0 | On Peak | 1 | 0 | 0 | On Peak
2020 | 8 | 5 | 2020-08-05 | 17 | 1 | 0 | 0 | [6 empty] | 0 | 1 | 0 | 0 | On Peak | 1 | 0 | 0 | On Peak | 1 | 0 | On Peak | 1 | 0 | On Peak | 1 | 0 | 0 | On Peak | 1 | 0 | 0 | On Peak | 1 | 0 | 0 | On Peak
2020 | 8 | 5 | 2020-08-05 | 18 | 1 | 0 | 0 | [6 empty] | 0 | 1 | 0 | 0 | On Peak | 1 | 0 | 0 | On Peak | 1 | 0 | On Peak | 1 | 0 | On Peak | 1 | 0 | 0 | On Peak | 1 | 0 | 0 | On Peak | 1 | 0 | 0 | On Peak
2020 | 8 | 5 | 2020-08-05 | 19 | 1 | 0 | 0 | [6 empty] | 0 | 1 | 0 | 0 | On Peak | 0 | 1 | 0 | Semi-Peak | 1 | 0 | On Peak | 0 | 1 | Off Peak | 0 | 1 | 0 | Off Peak | 1 | 0 | 0 | On Peak | 0 | 1 | 0 | Off Peak
2020 | 8 | 5 | 2020-08-05 | 20 | 1 | 0 | 0 | [6 empty] | 0 | 1 | 0 | 0 | On Peak | 0 | 1 | 0 | Semi-Peak | 1 | 0 | On Peak | 0 | 1 | Off Peak | 0 | 1 | 0 | Off Peak | 1 | 0 | 0 | On Peak | 0 | 1 | 0 | Off Peak
2020 | 8 | 5 | 2020-08-05 | 21 | 1 | 0 | 0 | [6 empty] | 0 | 1 | 0 | 0 | On Peak | 0 | 1 | 0 | Semi-Peak | 1 | 0 | On Peak | 0 | 1 | Off Peak | 0 | 1 | 0 | Off Peak | 0 | 1 | 0 | Off Peak | 0 | 1 | 0 | Off Peak
2020 | 8 | 5 | 2020-08-05 | 22 | 1 | 0 | 0 | [6 empty] | 0 | 0 | 1 | 0 | Off Peak | 0 | 1 | 0 | Semi-Peak | 0 | 1 | Off Peak | 0 | 1 | Off Peak | 0 | 1 | 0 | Off Peak | 0 | 1 | 0 | Off Peak | 0 | 1 | 0 | Off Peak
2020 | 8 | 5 | 2020-08-05 | 23 | 1 | 0 | 0 | [6 empty] | 0 | 0 | 1 | 0 | Off Peak | 0 | 0 | 1 | Off Peak | 0 | 1 | Off Peak | 0 | 1 | Off Peak | 0 | 0 | 1 | Super Off Peak | 0 | 1 | 0 | Off Peak | 0 | 1 | 0 | Off Peak
2020 | 8 | 5 | 2020-08-05 | 24 | 1 | 0 | 0 | [6 empty] | 0 | 0 | 1 | 0 | Off Peak | 0 | 0 | 1 | Off Peak | 0 | 1 | Off Peak | 0 | 1 | Off Peak | 0 | 0 | 1 | Super Off Peak | 0 | 1 | 0 | Off Peak | 0 | 1 | 0 | Off Peak
2020 | 8 | 6 | 2020-08-06 | 1 | 1 | 0 | 0 | [6 empty] | 0 | 0 | 0 | 1 | Super Off Peak | 0 | 0 | 1 | Off Peak | 0 | 1 | Off Peak | 0 | 1 | Off Peak | 0 | 0 | 1 | Super Off Peak | 0 | 0 | 1 | Super Off Peak | 0 | 0 | 1 | Super Off Peak
2020 | 8 | 6 | 2020-08-06 | 2 | 1 | 0 | 0 | [6 empty] | 0 | 0 | 0 | 1 | Super Off Peak | 0 | 0 | 1 | Off Peak | 0 | 1 | Off Peak | 0 | 1 | Off Peak | 0 | 0 | 1 | Super Off Peak | 0 | 0 | 1 | Super Off Peak | 0 | 0 | 1 | Super Off Peak
2020 | 8 | 6 | 2020-08-06 | 3 | 1 | 0 | 0 | [6 empty] | 0 | 0 | 0 | 1 | Super Off Peak | 0 | 0 | 1 | Off Peak | 0 | 1 | Off Peak | 0 | 1 | Off Peak | 0 | 0 | 1 | Super Off Peak | 0 | 0 | 1 | Super Off Peak | 0 | 0 | 1 | Super Off Peak
2020 | 8 | 6 | 2020-08-06 | 4 | 1 | 0 | 0 | [6 empty] | 0 | 0 | 0 | 1 | Super Off Peak | 0 | 0 | 1 | Off Peak | 0 | 1 | Off Peak | 0 | 1 | Off Peak | 0 | 0 | 1 | Super Off Peak | 0 | 0 | 1 | Super Off Peak | 0 | 0 | 1 | Super Off Peak
2020 | 8 | 6 | 2020-08-06 | 5 | 1 | 0 | 0 | [6 empty] | 0 | 0 | 0 | 1 | Super Off Peak | 0 | 0 | 1 | Off Peak | 0 | 1 | Off Peak | 0 | 1 | Off Peak | 0 | 0 | 1 | Super Off Peak | 0 | 0 | 1 | Super Off Peak | 0 | 0 | 1 | Super Off Peak
2020 | 8 | 6 | 2020-08-06 | 6 | 1 | 0 | 0 | [6 empty] | 0 | 0 | 0 | 1 | Super Off Peak | 0 | 0 | 1 | Off Peak | 0 | 1 | Off Peak | 0 | 1 | Off Peak | 0 | 0 | 1 | Super Off Peak | 0 | 1 | 0 | Off Peak | 0 | 1 | 0 | Off Peak
2020 | 8 | 6 | 2020-08-06 | 7 | 1 | 0 | 0 | [6 empty] | 0 | 0 | 1 | 0 | Off Peak | 0 | 1 | 0 | Semi-Peak | 0 | 1 | Off Peak | 0 | 1 | Off Peak | 0 | 1 | 0 | Off Peak | 0 | 1 | 0 | Off Peak | 0 | 1 | 0 | Off Peak
2020 | 8 | 6 | 2020-08-06 | 8 | 1 | 0 | 0 | [6 empty] | 0 | 0 | 1 | 0 | Off Peak | 0 | 1 | 0 | Semi-Peak | 0 | 1 | Off Peak | 0 | 1 | Off Peak | 0 | 1 | 0 | Off Peak | 0 | 1 | 0 | Off Peak | 0 | 1 | 0 | Off Peak
2020 | 8 | 6 | 2020-08-06 | 9 | 1 | 0 | 0 | [6 empty] | 0 | 0 | 1 | 0 | Off Peak | 0 | 1 | 0 | Semi-Peak | 0 | 1 | Off Peak | 0 | 1 | Off Peak | 0 | 1 | 0 | Off Peak | 0 | 1 | 0 | Off Peak | 0 | 1 | 0 | Off Peak
2020 | 8 | 6 | 2020-08-06 | 10 | 1 | 0 | 0 | [6 empty] | 0 | 0 | 1 | 0 | Off Peak | 0 | 1 | 0 | Semi-Peak | 0 | 1 | Off Peak | 0 | 1 | Off Peak | 0 | 1 | 0 | Off Peak | 0 | 1 | 0 | Off Peak | 0 | 1 | 0 | Off Peak
2020 | 8 | 6 | 2020-08-06 | 11 | 1 | 0 | 0 | [6 empty] | 0 | 0 | 1 | 0 | Off Peak | 0 | 1 | 0 | Semi-Peak | 0 | 1 | Off Peak | 0 | 1 | Off Peak | 0 | 1 | 0 | Off Peak | 0 | 1 | 0 | Off Peak | 0 | 1 | 0 | Off Peak
2020 | 8 | 6 | 2020-08-06 | 12 | 1 | 0 | 0 | [6 empty] | 0 | 0 | 1 | 0 | Off Peak | 1 | 0 | 0 | On Peak | 0 | 1 | Off Peak | 0 | 1 | Off Peak | 1 | 0 | 0 | On Peak | 0 | 1 | 0 | Off Peak | 0 | 1 | 0 | Off Peak
2020 | 8 | 6 | 2020-08-06 | 13 | 1 | 0 | 0 | [6 empty] | 0 | 0 | 1 | 0 | Off Peak | 1 | 0 | 0 | On Peak | 0 | 1 | Off Peak | 1 | 0 | On Peak | 1 | 0 | 0 | On Peak | 1 | 0 | 0 | On Peak | 1 | 0 | 0 | On Peak
2020 | 8 | 6 | 2020-08-06 | 14 | 1 | 0 | 0 | [6 empty] | 0 | 0 | 1 | 0 | Off Peak | 1 | 0 | 0 | On Peak | 0 | 1 | Off Peak | 1 | 0 | On Peak | 1 | 0 | 0 | On Peak | 1 | 0 | 0 | On Peak | 1 | 0 | 0 | On Peak
2020 | 8 | 6 | 2020-08-06 | 15 | 1 | 0 | 0 | [6 empty] | 0 | 0 | 1 | 0 | Off Peak | 1 | 0 | 0 | On Peak | 0 | 1 | Off Peak | 1 | 0 | On Peak | 1 | 0 | 0 | On Peak | 1 | 0 | 0 | On Peak | 1 | 0 | 0 | On Peak
2020 | 8 | 6 | 2020-08-06 | 16 | 1 | 0 | 0 | [6 empty] | 0 | 0 | 1 | 0 | Off Peak | 1 | 0 | 0 | On Peak | 0 | 1 | Off Peak | 1 | 0 | On Peak | 1 | 0 | 0 | On Peak | 1 | 0 | 0 | On Peak | 1 | 0 | 0 | On Peak
2020 | 8 | 6 | 2020-08-06 | 17 | 1 | 0 | 0 | [6 empty] | 0 | 1 | 0 | 0 | On Peak | 1 | 0 | 0 | On Peak | 1 | 0 | On Peak | 1 | 0 | On Peak | 1 | 0 | 0 | On Peak | 1 | 0 | 0 | On Peak | 1 | 0 | 0 | On Peak
2020 | 8 | 6 | 2020-08-06 | 18 | 1 | 0 | 0 | [6 empty] | 0 | 1 | 0 | 0 | On Peak | 1 | 0 | 0 | On Peak | 1 | 0 | On Peak | 1 | 0 | On Peak | 1 | 0 | 0 | On Peak | 1 | 0 | 0 | On Peak | 1 | 0 | 0 | On Peak
2020 | 8 | 6 | 2020-08-06 | 19 | 1 | 0 | 0 | [6 empty] | 0 | 1 | 0 | 0 | On Peak | 0 | 1 | 0 | Semi-Peak | 1 | 0 | On Peak | 0 | 1 | Off Peak | 0 | 1 | 0 | Off Peak | 1 | 0 | 0 | On Peak | 0 | 1 | 0 | Off Peak
2020 | 8 | 6 | 2020-08-06 | 20 | 1 | 0 | 0 | [6 empty] | 0 | 1 | 0 | 0 | On Peak | 0 | 1 | 0 | Semi-Peak | 1 | 0 | On Peak | 0 | 1 | Off Peak | 0 | 1 | 0 | Off Peak | 1 | 0 | 0 | On Peak | 0 | 1 | 0 | Off Peak
2020 | 8 | 6 | 2020-08-06 | 21 | 1 | 0 | 0 | [6 empty] | 0 | 1 | 0 | 0 | On Peak | 0 | 1 | 0 | Semi-Peak | 1 | 0 | On Peak | 0 | 1 | Off Peak | 0 | 1 | 0 | Off Peak | 0 | 1 | 0 | Off Peak | 0 | 1 | 0 | Off Peak
2020 | 8 | 6 | 2020-08-06 | 22 | 1 | 0 | 0 | [6 empty] | 0 | 0 | 1 | 0 | Off Peak | 0 | 1 | 0 | Semi-Peak | 0 | 1 | Off Peak | 0 | 1 | Off Peak | 0 | 1 | 0 | Off Peak | 0 | 1 | 0 | Off Peak | 0 | 1 | 0 | Off Peak
2020 | 8 | 6 | 2020-08-06 | 23 | 1 | 0 | 0 | [6 empty] | 0 | 0 | 1 | 0 | Off Peak | 0 | 0 | 1 | Off Peak | 0 | 1 | Off Peak | 0 | 1 | Off Peak | 0 | 0 | 1 | Super Off Peak | 0 | 1 | 0 | Off Peak | 0 | 1 | 0 | Off Peak
2020 | 8 | 6 | 2020-08-06 | 24 | 1 | 0 | 0 | [6 empty] | 0 | 0 | 1 | 0 | Off Peak | 0 | 0 | 1 | Off Peak | 0 | 1 | Off Peak | 0 | 1 | Off Peak | 0 | 0 | 1 | Super Off Peak | 0 | 1 | 0 | Off Peak | 0 | 1 | 0 | Off Peak
2020 | 8 | 7 | 2020-08-07 | 1 | 1 | 0 | 0 | [6 empty] | 0 | 0 | 0 | 1 | Super Off Peak | 0 | 0 | 1 | Off Peak | 0 | 1 | Off Peak | 0 | 1 | Off Peak | 0 | 0 | 1 | Super Off Peak | 0 | 0 | 1 | Super Off Peak | 0 | 0 | 1 | Super Off Peak
2020 | 8 | 7 | 2020-08-07 | 2 | 1 | 0 | 0 | [6 empty] | 0 | 0 | 0 | 1 | Super Off Peak | 0 | 0 | 1 | Off Peak | 0 | 1 | Off Peak | 0 | 1 | Off Peak | 0 | 0 | 1 | Super Off Peak | 0 | 0 | 1 | Super Off Peak | 0 | 0 | 1 | Super Off Peak
2020 | 8 | 7 | 2020-08-07 | 3 | 1 | 0 | 0 | [6 empty] | 0 | 0 | 0 | 1 | Super Off Peak | 0 | 0 | 1 | Off Peak | 0 | 1 | Off Peak | 0 | 1 | Off Peak | 0 | 0 | 1 | Super Off Peak | 0 | 0 | 1 | Super Off Peak | 0 | 0 | 1 | Super Off Peak
2020 | 8 | 7 | 2020-08-07 | 4 | 1 | 0 | 0 | [6 empty] | 0 | 0 | 0 | 1 | Super Off Peak | 0 | 0 | 1 | Off Peak | 0 | 1 | Off Peak | 0 | 1 | Off Peak | 0 | 0 | 1 | Super Off Peak | 0 | 0 | 1 | Super Off Peak | 0 | 0 | 1 | Super Off Peak
2020 | 8 | 7 | 2020-08-07 | 5 | 1 | 0 | 0 | [6 empty] | 0 | 0 | 0 | 1 | Super Off Peak | 0 | 0 | 1 | Off Peak | 0 | 1 | Off Peak | 0 | 1 | Off Peak | 0 | 0 | 1 | Super Off Peak | 0 | 0 | 1 | Super Off Peak | 0 | 0 | 1 | Super Off Peak
2020 | 8 | 7 | 2020-08-07 | 6 | 1 | 0 | 0 | [6 empty] | 0 | 0 | 0 | 1 | Super Off Peak | 0 | 0 | 1 | Off Peak | 0 | 1 | Off Peak | 0 | 1 | Off Peak | 0 | 0 | 1 | Super Off Peak | 0 | 1 | 0 | Off Peak | 0 | 1 | 0 | Off Peak
2020 | 8 | 7 | 2020-08-07 | 7 | 1 | 0 | 0 | [6 empty] | 0 | 0 | 1 | 0 | Off Peak | 0 | 1 | 0 | Semi-Peak | 0 | 1 | Off Peak | 0 | 1 | Off Peak | 0 | 1 | 0 | Off Peak | 0 | 1 | 0 | Off Peak | 0 | 1 | 0 | Off Peak
2020 | 8 | 7 | 2020-08-07 | 8 | 1 | 0 | 0 | [6 empty] | 0 | 0 | 1 | 0 | Off Peak | 0 | 1 | 0 | Semi-Peak | 0 | 1 | Off Peak | 0 | 1 | Off Peak | 0 | 1 | 0 | Off Peak | 0 | 1 | 0 | Off Peak | 0 | 1 | 0 | Off Peak
2020 | 8 | 7 | 2020-08-07 | 9 | 1 | 0 | 0 | [6 empty] | 0 | 0 | 1 | 0 | Off Peak | 0 | 1 | 0 | Semi-Peak | 0 | 1 | Off Peak | 0 | 1 | Off Peak | 0 | 1 | 0 | Off Peak | 0 | 1 | 0 | Off Peak | 0 | 1 | 0 | Off Peak
2020 | 8 | 7 | 2020-08-07 | 10 | 1 | 0 | 0 | [6 empty] | 0 | 0 | 1 | 0 | Off Peak | 0 | 1 | 0 | Semi-Peak | 0 | 1 | Off Peak | 0 | 1 | Off Peak | 0 | 1 | 0 | Off Peak | 0 | 1 | 0 | Off Peak | 0 | 1 | 0 | Off Peak
2020 | 8 | 7 | 2020-08-07 | 11 | 1 | 0 | 0 | [6 empty] | 0 | 0 | 1 | 0 | Off Peak | 0 | 1 | 0 | Semi-Peak | 0 | 1 | Off Peak | 0 | 1 | Off Peak | 0 | 1 | 0 | Off Peak | 0 | 1 | 0 | Off Peak | 0 | 1 | 0 | Off Peak
2020 | 8 | 7 | 2020-08-07 | 12 | 1 | 0 | 0 | [6 empty] | 0 | 0 | 1 | 0 | Off Peak | 1 | 0 | 0 | On Peak | 0 | 1 | Off Peak | 0 | 1 | Off Peak | 1 | 0 | 0 | On Peak | 0 | 1 | 0 | Off Peak | 0 | 1 | 0 | Off Peak
2020 | 8 | 7 | 2020-08-07 | 13 | 1 | 0 | 0 | [6 empty] | 0 | 0 | 1 | 0 | Off Peak | 1 | 0 | 0 | On Peak | 0 | 1 | Off Peak | 1 | 0 | On Peak | 1 | 0 | 0 | On Peak | 1 | 0 | 0 | On Peak | 1 | 0 | 0 | On Peak
2020 | 8 | 7 | 2020-08-07 | 14 | 1 | 0 | 0 | [6 empty] | 0 | 0 | 1 | 0 | Off Peak | 1 | 0 | 0 | On Peak | 0 | 1 | Off Peak | 1 | 0 | On Peak | 1 | 0 | 0 | On Peak | 1 | 0 | 0 | On Peak | 1 | 0 | 0 | On Peak
2020 | 8 | 7 | 2020-08-07 | 15 | 1 | 0 | 0 | [6 empty] | 0 | 0 | 1 | 0 | Off Peak | 1 | 0 | 0 | On Peak | 0 | 1 | Off Peak | 1 | 0 | On Peak | 1 | 0 | 0 | On Peak | 1 | 0 | 0 | On Peak | 1 | 0 | 0 | On Peak
2020 | 8 | 7 | 2020-08-07 | 16 | 1 | 0 | 0 | [6 empty] | 0 | 0 | 1 | 0 | Off Peak | 1 | 0 | 0 | On Peak | 0 | 1 | Off Peak | 1 | 0 | On Peak | 1 | 0 | 0 | On Peak | 1 | 0 | 0 | On Peak | 1 | 0 | 0 | On Peak
2020 | 8 | 7 | 2020-08-07 | 17 | 1 | 0 | 0 | [6 empty] | 0 | 1 | 0 | 0 | On Peak | 1 | 0 | 0 | On Peak | 1 | 0 | On Peak | 1 | 0 | On Peak | 1 | 0 | 0 | On Peak | 1 | 0 | 0 | On Peak | 1 | 0 | 0 | On Peak
2020 | 8 | 7 | 2020-08-07 | 18 | 1 | 0 | 0 | [6 empty] | 0 | 1 | 0 | 0 | On Peak | 1 | 0 | 0 | On Peak | 1 | 0 | On Peak | 1 | 0 | On Peak | 1 | 0 | 0 | On Peak | 1 | 0 | 0 | On Peak | 1 | 0 | 0 | On Peak
2020 | 8 | 7 | 2020-08-07 | 19 | 1 | 0 | 0 | [6 empty] | 0 | 1 | 0 | 0 | On Peak | 0 | 1 | 0 | Semi-Peak | 1 | 0 | On Peak | 0 | 1 | Off Peak | 0 | 1 | 0 | Off Peak | 1 | 0 | 0 | On Peak | 0 | 1 | 0 | Off Peak
2020 | 8 | 7 | 2020-08-07 | 20 | 1 | 0 | 0 | [6 empty] | 0 | 1 | 0 | 0 | On Peak | 0 | 1 | 0 | Semi-Peak | 1 | 0 | On Peak | 0 | 1 | Off Peak | 0 | 1 | 0 | Off Peak | 1 | 0 | 0 | On Peak | 0 | 1 | 0 | Off Peak
2020 | 8 | 7 | 2020-08-07 | 21 | 1 | 0 | 0 | [6 empty] | 0 | 1 | 0 | 0 | On Peak | 0 | 1 | 0 | Semi-Peak | 1 | 0 | On Peak | 0 | 1 | Off Peak | 0 | 1 | 0 | Off Peak | 0 | 1 | 0 | Off Peak | 0 | 1 | 0 | Off Peak
2020 | 8 | 7 | 2020-08-07 | 22 | 1 | 0 | 0 | [6 empty] | 0 | 0 | 1 | 0 | Off Peak | 0 | 1 | 0 | Semi-Peak | 0 | 1 | Off Peak | 0 | 1 | Off Peak | 0 | 1 | 0 | Off Peak | 0 | 1 | 0 | Off Peak | 0 | 1 | 0 | Off Peak
2020 | 8 | 7 | 2020-08-07 | 23 | 1 | 0 | 0 | [6 empty] | 0 | 0 | 1 | 0 | Off Peak | 0 | 0 | 1 | Off Peak | 0 | 1 | Off Peak | 0 | 1 | Off Peak | 0 | 0 | 1 | Super Off Peak | 0 | 1 | 0 | Off Peak | 0 | 1 | 0 | Off Peak
2020 | 8 | 7 | 2020-08-07 | 24 | 1 | 0 | 0 | [6 empty] | 0 | 0 | 1 | 0 | Off Peak | 0 | 0 | 1 | Off Peak | 0 | 1 | Off Peak | 0 | 1 | Off Peak | 0 | 0 | 1 | Super Off Peak | 0 | 1 | 0 | Off Peak | 0 | 1 | 0 | Off Peak
2020 | 8 | 8 | 2020-08-08 | 1 | 1 | 1 | 0 | [6 empty] | 0 | 0 | 0 | 1 | Super Off Peak | 0 | 0 | 1 | Off Peak | 0 | 1 | Off Peak | 0 | 1 | Off Peak | 0 | 0 | 1 | Super Off Peak | 0 | 0 | 1 | Super Off Peak | 0 | 0 | 1 | Super Off Peak
2020 | 8 | 8 | 2020-08-08 | 2 | 1 | 1 | 0 | [6 empty] | 0 | 0 | 0 | 1 | Super Off Peak | 0 | 0 | 1 | Off Peak | 0 | 1 | Off Peak | 0 | 1 | Off Peak | 0 | 0 | 1 | Super Off Peak | 0 | 0 | 1 | Super Off Peak | 0 | 0 | 1 | Super Off Peak
2020 | 8 | 8 | 2020-08-08 | 3 | 1 | 1 | 0 | [6 empty] | 0 | 0 | 0 | 1 | Super Off Peak | 0 | 0 | 1 | Off Peak | 0 | 1 | Off Peak | 0 | 1 | Off Peak | 0 | 0 | 1 | Super Off Peak | 0 | 0 | 1 | Super Off Peak | 0 | 0 | 1 | Super Off Peak
2020 | 8 | 8 | 2020-08-08 | 4 | 1 | 1 | 0 | [6 empty] | 0 | 0 | 0 | 1 | Super Off Peak | 0 | 0 | 1 | Off Peak | 0 | 1 | Off Peak | 0 | 1 | Off Peak | 0 | 0 | 1 | Super Off Peak | 0 | 0 | 1 | Super Off Peak | 0 | 0 | 1 | Super Off Peak
2020 | 8 | 8 | 2020-08-08 | 5 | 1 | 1 | 0 | [6 empty] | 0 | 0 | 0 | 1 | Super Off Peak | 0 | 0 | 1 | Off Peak | 0 | 1 | Off Peak | 0 | 1 | Off Peak | 0 | 0 | 1 | Super Off Peak | 0 | 0 | 1 | Super Off Peak | 0 | 0 | 1 | Super Off Peak
2020 | 8 | 8 | 2020-08-08 | 6 | 1 | 1 | 0 | [6 empty] | 0 | 0 | 0 | 1 | Super Off Peak | 0 | 0 | 1 | Off Peak | 0 | 1 | Off Peak | 0 | 1 | Off Peak | 0 | 0 | 1 | Super Off Peak | 0 | 1 | 0 | Off Peak | 0 | 1 | 0 | Off Peak
2020 | 8 | 8 | 2020-08-08 | 7 | 1 | 1 | 0 | [6 empty] | 0 | 0 | 0 | 1 | Super Off Peak | 0 | 0 | 1 | Off Peak | 0 | 1 | Off Peak | 0 | 1 | Off Peak | 0 | 0 | 1 | Super Off Peak | 0 | 1 | 0 | Off Peak | 0 | 1 | 0 | Off Peak
2020 | 8 | 8 | 2020-08-08 | 8 | 1 | 1 | 0 | [6 empty] | 0 | 0 | 0 | 1 | Super Off Peak | 0 | 0 | 1 | Off Peak | 0 | 1 | Off Peak | 0 | 1 | Off Peak | 0 | 0 | 1 | Super Off Peak | 0 | 1 | 0 | Off Peak | 0 | 1 | 0 | Off Peak
2020 | 8 | 8 | 2020-08-08 | 9 | 1 | 1 | 0 | [6 empty] | 0 | 0 | 0 | 1 | Super Off Peak | 0 | 0 | 1 | Off Peak | 0 | 1 | Off Peak | 0 | 1 | Off Peak | 0 | 0 | 1 | Super Off Peak | 0 | 1 | 0 | Off Peak | 0 | 1 | 0 | Off Peak
2020 | 8 | 8 | 2020-08-08 | 10 | 1 | 1 | 0 | [6 empty] | 0 | 0 | 0 | 1 | Super Off Peak | 0 | 0 | 1 | Off Peak | 0 | 1 | Off Peak | 0 | 1 | Off Peak | 0 | 0 | 1 | Super Off Peak | 0 | 1 | 0 | Off Peak | 0 | 1 | 0 | Off Peak
2020 | 8 | 8 | 2020-08-08 | 11 | 1 | 1 | 0 | [6 empty] | 0 | 0 | 0 | 1 | Super Off Peak | 0 | 0 | 1 | Off Peak | 0 | 1 | Off Peak | 0 | 1 | Off Peak | 0 | 0 | 1 | Super Off Peak | 0 | 1 | 0 | Off Peak | 0 | 1 | 0 | Off Peak
2020 | 8 | 8 | 2020-08-08 | 12 | 1 | 1 | 0 | [6 empty] | 0 | 0 | 0 | 1 | Super Off Peak | 0 | 0 | 1 | Off Peak | 0 | 1 | Off Peak | 0 | 1 | Off Peak | 0 | 0 | 1 | Super Off Peak | 0 | 1 | 0 | Off Peak | 0 | 1 | 0 | Off Peak
2020 | 8 | 8 | 2020-08-08 | 13 | 1 | 1 | 0 | [6 empty] | 0 | 0 | 0 | 1 | Super Off Peak | 0 | 0 | 1 | Off Peak | 0 | 1 | Off Peak | 0 | 1 | Off Peak | 0 | 0 | 1 | Super Off Peak | 1 | 0 | 0 | On Peak | 1 | 0 | 0 | On Peak
2020 | 8 | 8 | 2020-08-08 | 14 | 1 | 1 | 0 | [6 empty] | 0 | 0 | 0 | 1 | Super Off Peak | 0 | 0 | 1 | Off Peak | 0 | 1 | Off Peak | 0 | 1 | Off Peak | 0 | 0 | 1 | Super Off Peak | 1 | 0 | 0 | On Peak | 1 | 0 | 0 | On Peak
2020 | 8 | 8 | 2020-08-08 | 15 | 1 | 1 | 0 | [6 empty] | 0 | 0 | 1 | 0 | Off Peak | 0 | 0 | 1 | Off Peak | 0 | 1 | Off Peak | 0 | 1 | Off Peak | 0 | 0 | 1 | Super Off Peak | 1 | 0 | 0 | On Peak | 1 | 0 | 0 | On Peak
2020 | 8 | 8 | 2020-08-08 | 16 | 1 | 1 | 0 | [6 empty] | 0 | 0 | 1 | 0 | Off Peak | 0 | 0 | 1 | Off Peak | 0 | 1 | Off Peak | 0 | 1 | Off Peak | 0 | 0 | 1 | Super Off Peak | 1 | 0 | 0 | On Peak | 1 | 0 | 0 | On Peak
2020 | 8 | 8 | 2020-08-08 | 17 | 1 | 1 | 0 | [6 empty] | 0 | 1 | 0 | 0 | On Peak | 0 | 0 | 1 | Off Peak | 0 | 1 | Off Peak | 0 | 1 | Off Peak | 0 | 0 | 1 | Super Off Peak | 1 | 0 | 0 | On Peak | 1 | 0 | 0 | On Peak
2020 | 8 | 8 | 2020-08-08 | 18 | 1 | 1 | 0 | [6 empty] | 0 | 1 | 0 | 0 | On Peak | 0 | 0 | 1 | Off Peak | 0 | 1 | Off Peak | 0 | 1 | Off Peak | 0 | 0 | 1 | Super Off Peak | 1 | 0 | 0 | On Peak | 1 | 0 | 0 | On Peak
2020 | 8 | 8 | 2020-08-08 | 19 | 1 | 1 | 0 | [6 empty] | 0 | 1 | 0 | 0 | On Peak | 0 | 0 | 1 | Off Peak | 0 | 1 | Off Peak | 0 | 1 | Off Peak | 0 | 0 | 1 | Super Off Peak | 1 | 0 | 0 | On Peak | 0 | 1 | 0 | Off Peak
2020 | 8 | 8 | 2020-08-08 | 20 | 1 | 1 | 0 | [6 empty] | 0 | 1 | 0 | 0 | On Peak | 0 | 0 | 1 | Off Peak | 0 | 1 | Off Peak | 0 | 1 | Off Peak | 0 | 0 | 1 | Super Off Peak | 1 | 0 | 0 | On Peak | 0 | 1 | 0 | Off Peak
2020 | 8 | 8 | 2020-08-08 | 21 | 1 | 1 | 0 | [6 empty] | 0 | 1 | 0 | 0 | On Peak | 0 | 0 | 1 | Off Peak | 0 | 1 | Off Peak | 0 | 1 | Off Peak | 0 | 0 | 1 | Super Off Peak | 0 | 1 | 0 | Off Peak | 0 | 1 | 0 | Off Peak
2020 | 8 | 8 | 2020-08-08 | 22 | 1 | 1 | 0 | [6 empty] | 0 | 0 | 1 | 0 | Off Peak | 0 | 0 | 1 | Off Peak | 0 | 1 | Off Peak | 0 | 1 | Off Peak | 0 | 0 | 1 | Super Off Peak | 0 | 1 | 0 | Off Peak | 0 | 1 | 0 | Off Peak
2020 | 8 | 8 | 2020-08-08 | 23 | 1 | 1 | 0 | [6 empty] | 0 | 0 | 1 | 0 | Off Peak | 0 | 0 | 1 | Off Peak | 0 | 1 | Off Peak | 0 | 1 | Off Peak | 0 | 0 | 1 | Super Off Peak | 0 | 1 | 0 | Off Peak | 0 | 1 | 0 | Off Peak
2020 | 8 | 8 | 2020-08-08 | 24 | 1 | 1 | 0 | [6 empty] | 0 | 0 | 1 | 0 | Off Peak | 0 | 0 | 1 | Off Peak | 0 | 1 | Off Peak | 0 | 1 | Off Peak | 0 | 0 | 1 | Super Off Peak | 0 | 1 | 0 | Off Peak | 0 | 1 | 0 | Off Peak
2020 | 8 | 9 | 2020-08-09 | 1 | 1 | 1 | 0 | [6 empty] | 0 | 0 | 0 | 1 | Super Off Peak | 0 | 0 | 1 | Off Peak | 0 | 1 | Off Peak | 0 | 1 | Off Peak | 0 | 0 | 1 | Super Off Peak | 0 | 0 | 1 | Super Off Peak | 0 | 0 | 1 | Super Off Peak
2020 | 8 | 9 | 2020-08-09 | 2 | 1 | 1 | 0 | [6 empty] | 0 | 0 | 0 | 1 | Super Off Peak | 0 | 0 | 1 | Off Peak | 0 | 1 | Off Peak | 0 | 1 | Off Peak | 0 | 0 | 1 | Super Off Peak | 0 | 0 | 1 | Super Off Peak | 0 | 0 | 1 | Super Off Peak
2020 | 8 | 9 | 2020-08-09 | 3 | 1 | 1 | 0 | [6 empty] | 0 | 0 | 0 | 1 | Super Off Peak | 0 | 0 | 1 | Off Peak | 0 | 1 | Off Peak | 0 | 1 | Off Peak | 0 | 0 | 1 | Super Off Peak | 0 | 0 | 1 | Super Off Peak | 0 | 0 | 1 | Super Off Peak
2020 | 8 | 9 | 2020-08-09 | 4 | 1 | 1 | 0 | [6 empty] | 0 | 0 | 0 | 1 | Super Off Peak | 0 | 0 | 1 | Off Peak | 0 | 1 | Off Peak | 0 | 1 | Off Peak | 0 | 0 | 1 | Super Off Peak | 0 | 0 | 1 | Super Off Peak | 0 | 0 | 1 | Super Off Peak
2020 | 8 | 9 | 2020-08-09 | 5 | 1 | 1 | 0 | [6 empty] | 0 | 0 | 0 | 1 | Super Off Peak | 0 | 0 | 1 | Off Peak | 0 | 1 | Off Peak | 0 | 1 | Off Peak | 0 | 0 | 1 | Super Off Peak | 0 | 0 | 1 | Super Off Peak | 0 | 0 | 1 | Super Off Peak
2020 | 8 | 9 | 2020-08-09 | 6 | 1 | 1 | 0 | [6 empty] | 0 | 0 | 0 | 1 | Super Off Peak | 0 | 0 | 1 | Off Peak | 0 | 1 | Off Peak | 0 | 1 | Off Peak | 0 | 0 | 1 | Super Off Peak | 0 | 1 | 0 | Off Peak | 0 | 1 | 0 | Off Peak
2020 | 8 | 9 | 2020-08-09 | 7 | 1 | 1 | 0 | [6 empty] | 0 | 0 | 0 | 1 | Super Off Peak | 0 | 0 | 1 | Off Peak | 0 | 1 | Off Peak | 0 | 1 | Off Peak | 0 | 0 | 1 | Super Off Peak | 0 | 1 | 0 | Off Peak | 0 | 1 | 0 | Off Peak
2020 | 8 | 9 | 2020-08-09 | 8 | 1 | 1 | 0 | [6 empty] | 0 | 0 | 0 | 1 | Super Off Peak | 0 | 0 | 1 | Off Peak | 0 | 1 | Off Peak | 0 | 1 | Off Peak | 0 | 0 | 1 | Super Off Peak | 0 | 1 | 0 | Off Peak | 0 | 1 | 0 | Off Peak
2020 | 8 | 9 | 2020-08-09 | 9 | 1 | 1 | 0 | [6 empty] | 0 | 0 | 0 | 1 | Super Off Peak | 0 | 0 | 1 | Off Peak | 0 | 1 | Off Peak | 0 | 1 | Off Peak | 0 | 0 | 1 | Super Off Peak | 0 | 1 | 0 | Off Peak | 0 | 1 | 0 | Off Peak
2020 | 8 | 9 | 2020-08-09 | 10 | 1 | 1 | 0 | [6 empty] | 0 | 0 | 0 | 1 | Super Off Peak | 0 | 0 | 1 | Off Peak | 0 | 1 | Off Peak | 0 | 1 | Off Peak | 0 | 0 | 1 | Super Off Peak | 0 | 1 | 0 | Off Peak | 0 | 1 | 0 | Off Peak
2020 | 8 | 9 | 2020-08-09 | 11 | 1 | 1 | 0 | [6 empty] | 0 | 0 | 0 | 1 | Super Off Peak | 0 | 0 | 1 | Off Peak | 0 | 1 | Off Peak | 0 | 1 | Off Peak | 0 | 0 | 1 | Super Off Peak | 0 | 1 | 0 | Off Peak | 0 | 1 | 0 | Off Peak
2020 | 8 | 9 | 2020-08-09 | 12 | 1 | 1 | 0 | [6 empty] | 0 | 0 | 0 | 1 | Super Off Peak | 0 | 0 | 1 | Off Peak | 0 | 1 | Off Peak | 0 | 1 | Off Peak | 0 | 0 | 1 | Super Off Peak | 0 | 1 | 0 | Off Peak | 0 | 1 | 0 | Off Peak
2020 | 8 | 9 | 2020-08-09 | 13 | 1 | 1 | 0 | [6 empty] | 0 | 0 | 0 | 1 | Super Off Peak | 0 | 0 | 1 | Off Peak | 0 | 1 | Off Peak | 0 | 1 | Off Peak | 0 | 0 | 1 | Super Off Peak | 1 | 0 | 0 | On Peak | 1 | 0 | 0 | On Peak
2020 | 8 | 9 | 2020-08-09 | 14 | 1 | 1 | 0 | [6 empty] | 0 | 0 | 0 | 1 | Super Off Peak | 0 | 0 | 1 | Off Peak | 0 | 1 | Off Peak | 0 | 1 | Off Peak | 0 | 0 | 1 | Super Off Peak | 1 | 0 | 0 | On Peak | 1 | 0 | 0 | On Peak
2020 | 8 | 9 | 2020-08-09 | 15 | 1 | 1 | 0 | [6 empty] | 0 | 0 | 1 | 0 | Off Peak | 0 | 0 | 1 | Off Peak | 0 | 1 | Off Peak | 0 | 1 | Off Peak | 0 | 0 | 1 | Super Off Peak | 1 | 0 | 0 | On Peak | 1 | 0 | 0 | On Peak
2020 | 8 | 9 | 2020-08-09 | 16 | 1 | 1 | 0 | [6 empty] | 0 | 0 | 1 | 0 | Off Peak | 0 | 0 | 1 | Off Peak | 0 | 1 | Off Peak | 0 | 1 | Off Peak | 0 | 0 | 1 | Super Off Peak | 1 | 0 | 0 | On Peak | 1 | 0 | 0 | On Peak
2020 | 8 | 9 | 2020-08-09 | 17 | 1 | 1 | 0 | [6 empty] | 0 | 1 | 0 | 0 | On Peak | 0 | 0 | 1 | Off Peak | 0 | 1 | Off Peak | 0 | 1 | Off Peak | 0 | 0 | 1 | Super Off Peak | 1 | 0 | 0 | On Peak | 1 | 0 | 0 | On Peak
2020 | 8 | 9 | 2020-08-09 | 18 | 1 | 1 | 0 | [6 empty] | 0 | 1 | 0 | 0 | On Peak | 0 | 0 | 1 | Off Peak | 0 | 1 | Off Peak | 0 | 1 | Off Peak | 0 | 0 | 1 | Super Off Peak | 1 | 0 | 0 | On Peak | 1 | 0 | 0 | On Peak
2020 | 8 | 9 | 2020-08-09 | 19 | 1 | 1 | 0 | [6 empty] | 0 | 1 | 0 | 0 | On Peak | 0 | 0 | 1 | Off Peak | 0 | 1 | Off Peak | 0 | 1 | Off Peak | 0 | 0 | 1 | Super Off Peak | 1 | 0 | 0 | On Peak | 0 | 1 | 0 | Off Peak
2020 | 8 | 9 | 2020-08-09 | 20 | 1 | 1 | 0 | [6 empty] | 0 | 1 | 0 | 0 | On Peak | 0 | 0 | 1 | Off Peak | 0 | 1 | Off Peak | 0 | 1 | Off Peak | 0 | 0 | 1 | Super Off Peak | 1 | 0 | 0 | On Peak | 0 | 1 | 0 | Off Peak
2020 | 8 | 9 | 2020-08-09 | 21 | 1 | 1 | 0 | [6 empty] | 0 | 1 | 0 | 0 | On Peak | 0 | 0 | 1 | Off Peak | 0 | 1 | Off Peak | 0 | 1 | Off Peak | 0 | 0 | 1 | Super Off Peak | 0 | 1 | 0 | Off Peak | 0 | 1 | 0 | Off Peak
2020 | 8 | 9 | 2020-08-09 | 22 | 1 | 1 | 0 | [6 empty] | 0 | 0 | 1 | 0 | Off Peak | 0 | 0 | 1 | Off Peak | 0 | 1 | Off Peak | 0 | 1 | Off Peak | 0 | 0 | 1 | Super Off Peak | 0 | 1 | 0 | Off Peak | 0 | 1 | 0 | Off Peak
2020 | 8 | 9 | 2020-08-09 | 23 | 1 | 1 | 0 | [6 empty] | 0 | 0 | 1 | 0 | Off Peak | 0 | 0 | 1 | Off Peak | 0 | 1 | Off Peak | 0 | 1 | Off Peak | 0 | 0 | 1 | Super Off Peak | 0 | 1 | 0 | Off Peak | 0 | 1 | 0 | Off Peak
2020 | 8 | 9 | 2020-08-09 | 24 | 1 | 1 | 0 | [6 empty] | 0 | 0 | 1 | 0 | Off Peak | 0 | 0 | 1 | Off Peak | 0 | 1 | Off Peak | 0 | 1 | Off Peak | 0 | 0 | 1 | Super Off Peak | 0 | 1 | 0 | Off Peak | 0 | 1 | 0 | Off Peak
2020 | 8 | 10 | 2020-08-10 | 1 | 1 | 0 | 0 | [6 empty] | 0 | 0 | 0 | 1 | Super Off Peak | 0 | 0 | 1 | Off Peak | 0 | 1 | Off Peak | 0 | 1 | Off Peak | 0 | 0 | 1 | Super Off Peak | 0 | 0 | 1 | Super Off Peak | 0 | 0 | 1 | Super Off Peak
2020 | 8 | 10 | 2020-08-10 | 2 | 1 | 0 | 0 | [6 empty] | 0 | 0 | 0 | 1 | Super Off Peak | 0 | 0 | 1 | Off Peak | 0 | 1 | Off Peak | 0 | 1 | Off Peak | 0 | 0 | 1 | Super Off Peak | 0 | 0 | 1 | Super Off Peak | 0 | 0 | 1 | Super Off Peak
2020 | 8 | 10 | 2020-08-10 | 3 | 1 | 0 | 0 | [6 empty] | 0 | 0 | 0 | 1 | Super Off Peak | 0 | 0 | 1 | Off Peak | 0 | 1 | Off Peak | 0 | 1 | Off Peak | 0 | 0 | 1 | Super Off Peak | 0 | 0 | 1 | Super Off Peak | 0 | 0 | 1 | Super Off Peak
2020 | 8 | 10 | 2020-08-10 | 4 | 1 | 0 | 0 | [6 empty] | 0 | 0 | 0 | 1 | Super Off Peak | 0 | 0 | 1 | Off Peak | 0 | 1 | Off Peak | 0 | 1 | Off Peak | 0 | 0 | 1 | Super Off Peak | 0 | 0 | 1 | Super Off Peak | 0 | 0 | 1 | Super Off Peak
2020 | 8 | 10 | 2020-08-10 | 5 | 1 | 0 | 0 | [6 empty] | 0 | 0 | 0 | 1 | Super Off Peak | 0 | 0 | 1 | Off Peak | 0 | 1 | Off Peak | 0 | 1 | Off Peak | 0 | 0 | 1 | Super Off Peak | 0 | 0 | 1 | Super Off Peak | 0 | 0 | 1 | Super Off Peak
2020 | 8 | 10 | 2020-08-10 | 6 | 1 | 0 | 0 | [6 empty] | 0 | 0 | 0 | 1 | Super Off Peak | 0 | 0 | 1 | Off Peak | 0 | 1 | Off Peak | 0 | 1 | Off Peak | 0 | 0 | 1 | Super Off Peak | 0 | 1 | 0 | Off Peak | 0 | 1 | 0 | Off Peak
2020 | 8 | 10 | 2020-08-10 | 7 | 1 | 0 | 0 | [6 empty] | 0 | 0 | 1 | 0 | Off Peak | 0 | 1 | 0 | Semi-Peak | 0 | 1 | Off Peak | 0 | 1 | Off Peak | 0 | 1 | 0 | Off Peak | 0 | 1 | 0 | Off Peak | 0 | 1 | 0 | Off Peak
2020 | 8 | 10 | 2020-08-10 | 8 | 1 | 0 | 0 | [6 empty] | 0 | 0 | 1 | 0 | Off Peak | 0 | 1 | 0 | Semi-Peak | 0 | 1 | Off Peak | 0 | 1 | Off Peak | 0 | 1 | 0 | Off Peak | 0 | 1 | 0 | Off Peak | 0 | 1 | 0 | Off Peak
2020 | 8 | 10 | 2020-08-10 | 9 | 1 | 0 | 0 | [6 empty] | 0 | 0 | 1 | 0 | Off Peak | 0 | 1 | 0 | Semi-Peak | 0 | 1 | Off Peak | 0 | 1 | Off Peak | 0 | 1 | 0 | Off Peak | 0 | 1 | 0 | Off Peak | 0 | 1 | 0 | Off Peak
2020 | 8 | 10 | 2020-08-10 | 10 | 1 | 0 | 0 | [6 empty] | 0 | 0 | 1 | 0 | Off Peak | 0 | 1 | 0 | Semi-Peak | 0 | 1 | Off Peak | 0 | 1 | Off Peak | 0 | 1 | 0 | Off Peak | 0 | 1 | 0 | Off Peak | 0 | 1 | 0 | Off Peak
2020 | 8 | 10 | 2020-08-10 | 11 | 1 | 0 | 0 | [6 empty] | 0 | 0 | 1 | 0 | Off Peak | 0 | 1 | 0 | Semi-Peak | 0 | 1 | Off Peak | 0 | 1 | Off Peak | 0 | 1 | 0 | Off Peak | 0 | 1 | 0 | Off Peak | 0 | 1 | 0 | Off Peak
2020 | 8 | 10 | 2020-08-10 | 12 | 1 | 0 | 0 | [6 empty] | 0 | 0 | 1 | 0 | Off Peak | 1 | 0 | 0 | On Peak | 0 | 1 | Off Peak | 0 | 1 | Off Peak | 1 | 0 | 0 | On Peak | 0 | 1 | 0 | Off Peak | 0 | 1 | 0 | Off Peak
2020 | 8 | 10 | 2020-08-10 | 13 | 1 | 0 | 0 | [6 empty] | 0 | 0 | 1 | 0 | Off Peak | 1 | 0 | 0 | On Peak | 0 | 1 | Off Peak | 1 | 0 | On Peak | 1 | 0 | 0 | On Peak | 1 | 0 | 0 | On Peak | 1 | 0 | 0 | On Peak
2020 | 8 | 10 | 2020-08-10 | 14 | 1 | 0 | 0 | [6 empty] | 0 | 0 | 1 | 0 | Off Peak | 1 | 0 | 0 | On Peak | 0 | 1 | Off Peak | 1 | 0 | On Peak | 1 | 0 | 0 | On Peak | 1 | 0 | 0 | On Peak | 1 | 0 | 0 | On Peak
2020 | 8 | 10 | 2020-08-10 | 15 | 1 | 0 | 0 | [6 empty] | 0 | 0 | 1 | 0 | Off Peak | 1 | 0 | 0 | On Peak | 0 | 1 | Off Peak | 1 | 0 | On Peak | 1 | 0 | 0 | On Peak | 1 | 0 | 0 | On Peak | 1 | 0 | 0 | On Peak
2020 | 8 | 10 | 2020-08-10 | 16 | 1 | 0 | 0 | [6 empty] | 0 | 0 | 1 | 0 | Off Peak | 1 | 0 | 0 | On Peak | 0 | 1 | Off Peak | 1 | 0 | On Peak | 1 | 0 | 0 | On Peak | 1 | 0 | 0 | On Peak | 1 | 0 | 0 | On Peak
2020 | 8 | 10 | 2020-08-10 | 17 | 1 | 0 | 0 | [6 empty] | 0 | 1 | 0 | 0 | On Peak | 1 | 0 | 0 | On Peak | 1 | 0 | On Peak | 1 | 0 | On Peak | 1 | 0 | 0 | On Peak | 1 | 0 | 0 | On Peak | 1 | 0 | 0 | On Peak
2020 | 8 | 10 | 2020-08-10 | 18 | 1 | 0 | 0 | [6 empty] | 0 | 1 | 0 | 0 | On Peak | 1 | 0 | 0 | On Peak | 1 | 0 | On Peak | 1 | 0 | On Peak | 1 | 0 | 0 | On Peak | 1 | 0 | 0 | On Peak | 1 | 0 | 0 | On Peak
2020 | 8 | 10 | 2020-08-10 | 19 | 1 | 0 | 0 | [6 empty] | 0 | 1 | 0 | 0 | On Peak | 0 | 1 | 0 | Semi-Peak | 1 | 0 | On Peak | 0 | 1 | Off Peak | 0 | 1 | 0 | Off Peak | 1 | 0 | 0 | On Peak | 0 | 1 | 0 | Off Peak
2020 | 8 | 10 | 2020-08-10 | 20 | 1 | 0 | 0 | [6 empty] | 0 | 1 | 0 | 0 | On Peak | 0 | 1 | 0 | Semi-Peak | 1 | 0 | On Peak | 0 | 1 | Off Peak | 0 | 1 | 0 | Off Peak | 1 | 0 | 0 | On Peak | 0 | 1 | 0 | Off Peak
2020 | 8 | 10 | 2020-08-10 | 21 | 1 | 0 | 0 | [6 empty] | 0 | 1 | 0 | 0 | On Peak | 0 | 1 | 0 | Semi-Peak | 1 | 0 | On Peak | 0 | 1 | Off Peak | 0 | 1 | 0 | Off Peak | 0 | 1 | 0 | Off Peak | 0 | 1 | 0 | Off Peak
2020 | 8 | 10 | 2020-08-10 | 22 | 1 | 0 | 0 | [6 empty] | 0 | 0 | 1 | 0 | Off Peak | 0 | 1 | 0 | Semi-Peak | 0 | 1 | Off Peak | 0 | 1 | Off Peak | 0 | 1 | 0 | Off Peak | 0 | 1 | 0 | Off Peak | 0 | 1 | 0 | Off Peak
2020 | 8 | 10 | 2020-08-10 | 23 | 1 | 0 | 0 | [6 empty] | 0 | 0 | 1 | 0 | Off Peak | 0 | 0 | 1 | Off Peak | 0 | 1 | Off Peak | 0 | 1 | Off Peak | 0 | 0 | 1 | Super Off Peak | 0 | 1 | 0 | Off Peak | 0 | 1 | 0 | Off Peak
2020 | 8 | 10 | 2020-08-10 | 24 | 1 | 0 | 0 | [6 empty] | 0 | 0 | 1 | 0 | Off Peak | 0 | 0 | 1 | Off Peak | 0 | 1 | Off Peak | 0 | 1 | Off Peak | 0 | 0 | 1 | Super Off Peak | 0 | 1 | 0 | Off Peak | 0 | 1 | 0 | Off Peak
2020 | 8 | 11 | 2020-08-11 | 1 | 1 | 0 | 0 | [6 empty] | 0 | 0 | 0 | 1 | Super Off Peak | 0 | 0 | 1 | Off Peak | 0 | 1 | Off Peak | 0 | 1 | Off Peak | 0 | 0 | 1 | Super Off Peak | 0 | 0 | 1 | Super Off Peak | 0 | 0 | 1 | Super Off Peak
2020 | 8 | 11 | 2020-08-11 | 2 | 1 | 0 | 0 | [6 empty] | 0 | 0 | 0 | 1 | Super Off Peak | 0 | 0 | 1 | Off Peak | 0 | 1 | Off Peak | 0 | 1 | Off Peak | 0 | 0 | 1 | Super Off Peak | 0 | 0 | 1 | Super Off Peak | 0 | 0 | 1 | Super Off Peak
2020 | 8 | 11 | 2020-08-11 | 3 | 1 | 0 | 0 | [6 empty] | 0 | 0 | 0 | 1 | Super Off Peak | 0 | 0 | 1 | Off Peak | 0 | 1 | Off Peak | 0 | 1 | Off Peak | 0 | 0 | 1 | Super Off Peak | 0 | 0 | 1 | Super Off Peak | 0 | 0 | 1 | Super Off Peak
2020 | 8 | 11 | 2020-08-11 | 4 | 1 | 0 | 0 | [6 empty] | 0 | 0 | 0 | 1 | Super Off Peak | 0 | 0 | 1 | Off Peak | 0 | 1 | Off Peak | 0 | 1 | Off Peak | 0 | 0 | 1 | Super Off Peak | 0 | 0 | 1 | Super Off Peak | 0 | 0 | 1 | Super Off Peak
2020 | 8 | 11 | 2020-08-11 | 5 | 1 | 0 | 0 | [6 empty] | 0 | 0 | 0 | 1 | Super Off Peak | 0 | 0 | 1 | Off Peak | 0 | 1 | Off Peak | 0 | 1 | Off Peak | 0 | 0 | 1 | Super Off Peak | 0 | 0 | 1 | Super Off Peak | 0 | 0 | 1 | Super Off Peak
2020 | 8 | 11 | 2020-08-11 | 6 | 1 | 0 | 0 | [6 empty] | 0 | 0 | 0 | 1 | Super Off Peak | 0 | 0 | 1 | Off Peak | 0 | 1 | Off Peak | 0 | 1 | Off Peak | 0 | 0 | 1 | Super Off Peak | 0 | 1 | 0 | Off Peak | 0 | 1 | 0 | Off Peak
2020 | 8 | 11 | 2020-08-11 | 7 | 1 | 0 | 0 | [6 empty] | 0 | 0 | 1 | 0 | Off Peak | 0 | 1 | 0 | Semi-Peak | 0 | 1 | Off Peak | 0 | 1 | Off Peak | 0 | 1 | 0 | Off Peak | 0 | 1 | 0 | Off Peak | 0 | 1 | 0 | Off Peak
2020 | 8 | 11 | 2020-08-11 | 8 | 1 | 0 | 0 | [6 empty] | 0 | 0 | 1 | 0 | Off Peak | 0 | 1 | 0 | Semi-Peak | 0 | 1 | Off Peak | 0 | 1 | Off Peak | 0 | 1 | 0 | Off Peak | 0 | 1 | 0 | Off Peak | 0 | 1 | 0 | Off Peak
2020 | 8 | 11 | 2020-08-11 | 9 | 1 | 0 | 0 | [6 empty] | 0 | 0 | 1 | 0 | Off Peak | 0 | 1 | 0 | Semi-Peak | 0 | 1 | Off Peak | 0 | 1 | Off Peak | 0 | 1 | 0 | Off Peak | 0 | 1 | 0 | Off Peak | 0 | 1 | 0 | Off Peak
2020 | 8 | 11 | 2020-08-11 | 10 | 1 | 0 | 0 | [6 empty] | 0 | 0 | 1 | 0 | Off Peak | 0 | 1 | 0 | Semi-Peak | 0 | 1 | Off Peak | 0 | 1 | Off Peak | 0 | 1 | 0 | Off Peak | 0 | 1 | 0 | Off Peak | 0 | 1 | 0 | Off Peak
2020 | 8 | 11 | 2020-08-11 | 11 | 1 | 0 | 0 | [6 empty] | 0 | 0 | 1 | 0 | Off Peak | 0 | 1 | 0 | Semi-Peak | 0 | 1 | Off Peak | 0 | 1 | Off Peak | 0 | 1 | 0 | Off Peak | 0 | 1 | 0 | Off Peak | 0 | 1 | 0 | Off Peak
2020 | 8 | 11 | 2020-08-11 | 12 | 1 | 0 | 0 | [6 empty] | 0 | 0 | 1 | 0 | Off Peak | 1 | 0 | 0 | On Peak | 0 | 1 | Off Peak | 0 | 1 | Off Peak | 1 | 0 | 0 | On Peak | 0 | 1 | 0 | Off Peak | 0 | 1 | 0 | Off Peak
2020 | 8 | 11 | 2020-08-11 | 13 | 1 | 0 | 0 | [6 empty] | 0 | 0 | 1 | 0 | Off Peak | 1 | 0 | 0 | On Peak | 0 | 1 | Off Peak | 1 | 0 | On Peak | 1 | 0 | 0 | On Peak | 1 | 0 | 0 | On Peak | 1 | 0 | 0 | On Peak
2020 | 8 | 11 | 2020-08-11 | 14 | 1 | 0 | 0 | [6 empty] | 0 | 0 | 1 | 0 | Off Peak | 1 | 0 | 0 | On Peak | 0 | 1 | Off Peak | 1 | 0 | On Peak | 1 | 0 | 0 | On Peak | 1 | 0 | 0 | On Peak | 1 | 0 | 0 | On Peak
2020 | 8 | 11 | 2020-08-11 | 15 | 1 | 0 | 0 | [6 empty] | 0 | 0 | 1 | 0 | Off Peak | 1 | 0 | 0 | On Peak | 0 | 1 | Off Peak | 1 | 0 | On Peak | 1 | 0 | 0 | On Peak | 1 | 0 | 0 | On Peak | 1 | 0 | 0 | On Peak
2020 | 8 | 11 | 2020-08-11 | 16 | 1 | 0 | 0 | [6 empty] | 0 | 0 | 1 | 0 | Off Peak | 1 | 0 | 0 | On Peak | 0 | 1 | Off Peak | 1 | 0 | On Peak | 1 | 0 | 0 | On Peak | 1 | 0 | 0 | On Peak | 1 | 0 | 0 | On Peak
2020 | 8 | 11 | 2020-08-11 | 17 | 1 | 0 | 0 | [6 empty] | 0 | 1 | 0 | 0 | On Peak | 1 | 0 | 0 | On Peak | 1 | 0 | On Peak | 1 | 0 | On Peak | 1 | 0 | 0 | On Peak | 1 | 0 | 0 | On Peak | 1 | 0 | 0 | On Peak
2020 | 8 | 11 | 2020-08-11 | 18 | 1 | 0 | 0 | [6 empty] | 0 | 1 | 0 | 0 | On Peak | 1 | 0 | 0 | On Peak | 1 | 0 | On Peak | 1 | 0 | On Peak | 1 | 0 | 0 | On Peak | 1 | 0 | 0 | On Peak | 1 | 0 | 0 | On Peak
2020 | 8 | 11 | 2020-08-11 | 19 | 1 | 0 | 0 | [6 empty] | 0 | 1 | 0 | 0 | On Peak | 0 | 1 | 0 | Semi-Peak | 1 | 0 | On Peak | 0 | 1 | Off Peak | 0 | 1 | 0 | Off Peak | 1 | 0 | 0 | On Peak | 0 | 1 | 0 | Off Peak
2020 | 8 | 11 | 2020-08-11 | 20 | 1 | 0 | 0 | [6 empty] | 0 | 1 | 0 | 0 | On Peak | 0 | 1 | 0 | Semi-Peak | 1 | 0 | On Peak | 0 | 1 | Off Peak | 0 | 1 | 0 | Off Peak | 1 | 0 | 0 | On Peak | 0 | 1 | 0 | Off Peak
2020 | 8 | 11 | 2020-08-11 | 21 | 1 | 0 | 0 | [6 empty] | 0 | 1 | 0 | 0 | On Peak | 0 | 1 | 0 | Semi-Peak | 1 | 0 | On Peak | 0 | 1 | Off Peak | 0 | 1 | 0 | Off Peak | 0 | 1 | 0 | Off Peak | 0 | 1 | 0 | Off Peak
2020 | 8 | 11 | 2020-08-11 | 22 | 1 | 0 | 0 | [6 empty] | 0 | 0 | 1 | 0 | Off Peak | 0 | 1 | 0 | Semi-Peak | 0 | 1 | Off Peak | 0 | 1 | Off Peak | 0 | 1 | 0 | Off Peak | 0 | 1 | 0 | Off Peak | 0 | 1 | 0 | Off Peak
2020 | 8 | 11 | 2020-08-11 | 23 | 1 | 0 | 0 | [6 empty] | 0 | 0 | 1 | 0 | Off Peak | 0 | 0 | 1 | Off Peak | 0 | 1 | Off Peak | 0 | 1 | Off Peak | 0 | 0 | 1 | Super Off Peak | 0 | 1 | 0 | Off Peak | 0 | 1 | 0 | Off Peak
2020 | 8 | 11 | 2020-08-11 | 24 | 1 | 0 | 0 | [6 empty] | 0 | 0 | 1 | 0 | Off Peak | 0 | 0 | 1 | Off Peak | 0 | 1 | Off Peak | 0 | 1 | Off Peak | 0 | 0 | 1 | Super Off Peak | 0 | 1 | 0 | Off Peak | 0 | 1 | 0 | Off Peak
2020 | 8 | 12 | 2020-08-12 | 1 | 1 | 0 | 0 | [6 empty] | 0 | 0 | 0 | 1 | Super Off Peak | 0 | 0 | 1 | Off Peak | 0 | 1 | Off Peak | 0 | 1 | Off Peak | 0 | 0 | 1 | Super Off Peak | 0 | 0 | 1 | Super Off Peak | 0 | 0 | 1 | Super Off Peak
2020 | 8 | 12 | 2020-08-12 | 2 | 1 | 0 | 0 | [6 empty] | 0 | 0 | 0 | 1 | Super Off Peak | 0 | 0 | 1 | Off Peak | 0 | 1 | Off Peak | 0 | 1 | Off Peak | 0 | 0 | 1 | Super Off Peak | 0 | 0 | 1 | Super Off Peak | 0 | 0 | 1 | Super Off Peak
2020 | 8 | 12 | 2020-08-12 | 3 | 1 | 0 | 0 | [6 empty] | 0 | 0 | 0 | 1 | Super Off Peak | 0 | 0 | 1 | Off Peak | 0 | 1 | Off Peak | 0 | 1 | Off Peak | 0 | 0 | 1 | Super Off Peak | 0 | 0 | 1 | Super Off Peak | 0 | 0 | 1 | Super Off Peak
2020 | 8 | 12 | 2020-08-12 | 4 | 1 | 0 | 0 | [6 empty] | 0 | 0 | 0 | 1 | Super Off Peak | 0 | 0 | 1 | Off Peak | 0 | 1 | Off Peak | 0 | 1 | Off Peak | 0 | 0 | 1 | Super Off Peak | 0 | 0 | 1 | Super Off Peak | 0 | 0 | 1 | Super Off Peak
2020 | 8 | 12 | 2020-08-12 | 5 | 1 | 0 | 0 | [6 empty] | 0 | 0 | 0 | 1 | Super Off Peak | 0 | 0 | 1 | Off Peak | 0 | 1 | Off Peak | 0 | 1 | Off Peak | 0 | 0 | 1 | Super Off Peak | 0 | 0 | 1 | Super Off Peak | 0 | 0 | 1 | Super Off Peak
2020 | 8 | 12 | 2020-08-12 | 6 | 1 | 0 | 0 | [6 empty] | 0 | 0 | 0 | 1 | Super Off Peak | 0 | 0 | 1 | Off Peak | 0 | 1 | Off Peak | 0 | 1 | Off Peak | 0 | 0 | 1 | Super Off Peak | 0 | 1 | 0 | Off Peak | 0 | 1 | 0 | Off Peak
2020 | 8 | 12 | 2020-08-12 | 7 | 1 | 0 | 0 | [6 empty] | 0 | 0 | 1 | 0 | Off Peak | 0 | 1 | 0 | Semi-Peak | 0 | 1 | Off Peak | 0 | 1 | Off Peak | 0 | 1 | 0 | Off Peak | 0 | 1 | 0 | Off Peak | 0 | 1 | 0 | Off Peak
2020 | 8 | 12 | 2020-08-12 | 8 | 1 | 0 | 0 | [6 empty] | 0 | 0 | 1 | 0 | Off Peak | 0 | 1 | 0 | Semi-Peak | 0 | 1 | Off Peak | 0 | 1 | Off Peak | 0 | 1 | 0 | Off Peak | 0 | 1 | 0 | Off Peak | 0 | 1 | 0 | Off Peak
2020 | 8 | 12 | 2020-08-12 | 9 | 1 | 0 | 0 | [6 empty] | 0 | 0 | 1 | 0 | Off Peak | 0 | 1 | 0 | Semi-Peak | 0 | 1 | Off Peak | 0 | 1 | Off Peak | 0 | 1 | 0 | Off Peak | 0 | 1 | 0 | Off Peak | 0 | 1 | 0 | Off Peak
2020 | 8 | 12 | 2020-08-12 | 10 | 1 | 0 | 0 | [6 empty] | 0 | 0 | 1 | 0 | Off Peak | 0 | 1 | 0 | Semi-Peak | 0 | 1 | Off Peak | 0 | 1 | Off Peak | 0 | 1 | 0 | Off Peak | 0 | 1 | 0 | Off Peak | 0 | 1 | 0 | Off Peak
2020 | 8 | 12 | 2020-08-12 | 11 | 1 | 0 | 0 | [6 empty] | 0 | 0 | 1 | 0 | Off Peak | 0 | 1 | 0 | Semi-Peak | 0 | 1 | Off Peak | 0 | 1 | Off Peak | 0 | 1 | 0 | Off Peak | 0 | 1 | 0 | Off Peak | 0 | 1 | 0 | Off Peak
2020 | 8 | 12 | 2020-08-12 | 12 | 1 | 0 | 0 | [6 empty] | 0 | 0 | 1 | 0 | Off Peak | 1 | 0 | 0 | On Peak | 0 | 1 | Off Peak | 0 | 1 | Off Peak | 1 | 0 | 0 | On Peak | 0 | 1 | 0 | Off Peak | 0 | 1 | 0 | Off Peak
2020 | 8 | 12 | 2020-08-12 | 13 | 1 | 0 | 0 | [6 empty] | 0 | 0 | 1 | 0 | Off Peak | 1 | 0 | 0 | On Peak | 0 | 1 | Off Peak | 1 | 0 | On Peak | 1 | 0 | 0 | On Peak | 1 | 0 | 0 | On Peak | 1 | 0 | 0 | On Peak
2020 | 8 | 12 | 2020-08-12 | 14 | 1 | 0 | 0 | [6 empty] | 0 | 0 | 1 | 0 | Off Peak | 1 | 0 | 0 | On Peak | 0 | 1 | Off Peak | 1 | 0 | On Peak | 1 | 0 | 0 | On Peak | 1 | 0 | 0 | On Peak | 1 | 0 | 0 | On Peak
2020 | 8 | 12 | 2020-08-12 | 15 | 1 | 0 | 0 | [6 empty] | 0 | 0 | 1 | 0 | Off Peak | 1 | 0 | 0 | On Peak | 0 | 1 | Off Peak | 1 | 0 | On Peak | 1 | 0 | 0 | On Peak | 1 | 0 | 0 | On Peak | 1 | 0 | 0 | On Peak
2020 | 8 | 12 | 2020-08-12 | 16 | 1 | 0 | 0 | [6 empty] | 0 | 0 | 1 | 0 | Off Peak | 1 | 0 | 0 | On Peak | 0 | 1 | Off Peak | 1 | 0 | On Peak | 1 | 0 | 0 | On Peak | 1 | 0 | 0 | On Peak | 1 | 0 | 0 | On Peak
2020 | 8 | 12 | 2020-08-12 | 17 | 1 | 0 | 0 | [6 empty] | 0 | 1 | 0 | 0 | On Peak | 1 | 0 | 0 | On Peak | 1 | 0 | On Peak | 1 | 0 | On Peak | 1 | 0 | 0 | On Peak | 1 | 0 | 0 | On Peak | 1 | 0 | 0 | On Peak
2020 | 8 | 12 | 2020-08-12 | 18 | 1 | 0 | 0 | [6 empty] | 0 | 1 | 0 | 0 | On Peak | 1 | 0 | 0 | On Peak | 1 | 0 | On Peak | 1 | 0 | On Peak | 1 | 0 | 0 | On Peak | 1 | 0 | 0 | On Peak | 1 | 0 | 0 | On Peak
2020 | 8 | 12 | 2020-08-12 | 19 | 1 | 0 | 0 | [6 empty] | 0 | 1 | 0 | 0 | On Peak | 0 | 1 | 0 | Semi-Peak | 1 | 0 | On Peak | 0 | 1 | Off Peak | 0 | 1 | 0 | Off Peak | 1 | 0 | 0 | On Peak | 0 | 1 | 0 | Off Peak
2020 | 8 | 12 | 2020-08-12 | 20 | 1 | 0 | 0 | [6 empty] | 0 | 1 | 0 | 0 | On Peak | 0 | 1 | 0 | Semi-Peak | 1 | 0 | On Peak | 0 | 1 | Off Peak | 0 | 1 | 0 | Off Peak | 1 | 0 | 0 | On Peak | 0 | 1 | 0 | Off Peak
2020 | 8 | 12 | 2020-08-12 | 21 | 1 | 0 | 0 | [6 empty] | 0 | 1 | 0 | 0 | On Peak | 0 | 1 | 0 | Semi-Peak | 1 | 0 | On Peak | 0 | 1 | Off Peak | 0 | 1 | 0 | Off Peak | 0 | 1 | 0 | Off Peak | 0 | 1 | 0 | Off Peak
2020 | 8 | 12 | 2020-08-12 | 22 | 1 | 0 | 0 | [6 empty] | 0 | 0 | 1 | 0 | Off Peak | 0 | 1 | 0 | Semi-Peak | 0 | 1 | Off Peak | 0 | 1 | Off Peak | 0 | 1 | 0 | Off Peak | 0 | 1 | 0 | Off Peak | 0 | 1 | 0 | Off Peak
2020 | 8 | 12 | 2020-08-12 | 23 | 1 | 0 | 0 | [6 empty] | 0 | 0 | 1 | 0 | Off Peak | 0 | 0 | 1 | Off Peak | 0 | 1 | Off Peak | 0 | 1 | Off Peak | 0 | 0 | 1 | Super Off Peak | 0 | 1 | 0 | Off Peak | 0 | 1 | 0 | Off Peak
2020 | 8 | 12 | 2020-08-12 | 24 | 1 | 0 | 0 | [6 empty] | 0 | 0 | 1 | 0 | Off Peak | 0 | 0 | 1 | Off Peak | 0 | 1 | Off Peak | 0 | 1 | Off Peak | 0 | 0 | 1 | Super Off Peak | 0 | 1 | 0 | Off Peak | 0 | 1 | 0 | Off Peak
2020 | 8 | 13 | 2020-08-13 | 1 | 1 | 0 | 0 | [6 empty] | 0 | 0 | 0 | 1 | Super Off Peak | 0 | 0 | 1 | Off Peak | 0 | 1 | Off Peak | 0 | 1 | Off Peak | 0 | 0 | 1 | Super Off Peak | 0 | 0 | 1 | Super Off Peak | 0 | 0 | 1 | Super Off Peak
2020 | 8 | 13 | 2020-08-13 | 2 | 1 | 0 | 0 | [6 empty] | 0 | 0 | 0 | 1 | Super Off Peak | 0 | 0 | 1 | Off Peak | 0 | 1 | Off Peak | 0 | 1 | Off Peak | 0 | 0 | 1 | Super Off Peak | 0 | 0 | 1 | Super Off Peak | 0 | 0 | 1 | Super Off Peak
2020 | 8 | 13 | 2020-08-13 | 3 | 1 | 0 | 0 | [6 empty] | 0 | 0 | 0 | 1 | Super Off Peak | 0 | 0 | 1 | Off Peak | 0 | 1 | Off Peak | 0 | 1 | Off Peak | 0 | 0 | 1 | Super Off Peak | 0 | 0 | 1 | Super Off Peak | 0 | 0 | 1 | Super Off Peak
2020 | 8 | 13 | 2020-08-13 | 4 | 1 | 0 | 0 | [6 empty] | 0 | 0 | 0 | 1 | Super Off Peak | 0 | 0 | 1 | Off Peak | 0 | 1 | Off Peak | 0 | 1 | Off Peak | 0 | 0 | 1 | Super Off Peak | 0 | 0 | 1 | Super Off Peak | 0 | 0 | 1 | Super Off Peak
2020 | 8 | 13 | 2020-08-13 | 5 | 1 | 0 | 0 | [6 empty] | 0 | 0 | 0 | 1 | Super Off Peak | 0 | 0 | 1 | Off Peak | 0 | 1 | Off Peak | 0 | 1 | Off Peak | 0 | 0 | 1 | Super Off Peak | 0 | 0 | 1 | Super Off Peak | 0 | 0 | 1 | Super Off Peak
2020 | 8 | 13 | 2020-08-13 | 6 | 1 | 0 | 0 | [6 empty] | 0 | 0 | 0 | 1 | Super Off Peak | 0 | 0 | 1 | Off Peak | 0 | 1 | Off Peak | 0 | 1 | Off Peak | 0 | 0 | 1 | Super Off Peak | 0 | 1 | 0 | Off Peak | 0 | 1 | 0 | Off Peak
2020 | 8 | 13 | 2020-08-13 | 7 | 1 | 0 | 0 | [6 empty] | 0 | 0 | 1 | 0 | Off Peak | 0 | 1 | 0 | Semi-Peak | 0 | 1 | Off Peak | 0 | 1 | Off Peak | 0 | 1 | 0 | Off Peak | 0 | 1 | 0 | Off Peak | 0 | 1 | 0 | Off Peak
2020 | 8 | 13 | 2020-08-13 | 8 | 1 | 0 | 0 | [6 empty] | 0 | 0 | 1 | 0 | Off Peak | 0 | 1 | 0 | Semi-Peak | 0 | 1 | Off Peak | 0 | 1 | Off Peak | 0 | 1 | 0 | Off Peak | 0 | 1 | 0 | Off Peak | 0 | 1 | 0 | Off Peak
2020 | 8 | 13 | 2020-08-13 | 9 | 1 | 0 | 0 | [6 empty] | 0 | 0 | 1 | 0 | Off Peak | 0 | 1 | 0 | Semi-Peak | 0 | 1 | Off Peak | 0 | 1 | Off Peak | 0 | 1 | 0 | Off Peak | 0 | 1 | 0 | Off Peak | 0 | 1 | 0 | Off Peak
2020 | 8 | 13 | 2020-08-13 | 10 | 1 | 0 | 0 | [6 empty] | 0 | 0 | 1 | 0 | Off Peak | 0 | 1 | 0 | Semi-Peak | 0 | 1 | Off Peak | 0 | 1 | Off Peak | 0 | 1 | 0 | Off Peak | 0 | 1 | 0 | Off Peak | 0 | 1 | 0 | Off Peak
2020 | 8 | 13 | 2020-08-13 | 11 | 1 | 0 | 0 | [6 empty] | 0 | 0 | 1 | 0 | Off Peak | 0 | 1 | 0 | Semi-Peak | 0 | 1 | Off Peak | 0 | 1 | Off Peak | 0 | 1 | 0 | Off Peak | 0 | 1 | 0 | Off Peak | 0 | 1 | 0 | Off Peak
2020 | 8 | 13 | 2020-08-13 | 12 | 1 | 0 | 0 | [6 empty] | 0 | 0 | 1 | 0 | Off Peak | 1 | 0 | 0 | On Peak | 0 | 1 | Off Peak | 0 | 1 | Off Peak | 1 | 0 | 0 | On Peak | 0 | 1 | 0 | Off Peak | 0 | 1 | 0 | Off Peak
2020 | 8 | 13 | 2020-08-13 | 13 | 1 | 0 | 0 | [6 empty] | 0 | 0 | 1 | 0 | Off Peak | 1 | 0 | 0 | On Peak | 0 | 1 | Off Peak | 1 | 0 | On Peak | 1 | 0 | 0 | On Peak | 1 | 0 | 0 | On Peak | 1 | 0 | 0 | On Peak
2020 | 8 | 13 | 2020-08-13 | 14 | 1 | 0 | 0 | [6 empty] | 0 | 0 | 1 | 0 | Off Peak | 1 | 0 | 0 | On Peak | 0 | 1 | Off Peak | 1 | 0 | On Peak | 1 | 0 | 0 | On Peak | 1 | 0 | 0 | On Peak | 1 | 0 | 0 | On Peak
2020 | 8 | 13 | 2020-08-13 | 15 | 1 | 0 | 0 | [6 empty] | 0 | 0 | 1 | 0 | Off Peak | 1 | 0 | 0 | On Peak | 0 | 1 | Off Peak | 1 | 0 | On Peak | 1 | 0 | 0 | On Peak | 1 | 0 | 0 | On Peak | 1 | 0 | 0 | On Peak
2020 | 8 | 13 | 2020-08-13 | 16 | 1 | 0 | 0 | [6 empty] | 0 | 0 | 1 | 0 | Off Peak | 1 | 0 | 0 | On Peak | 0 | 1 | Off Peak | 1 | 0 | On Peak | 1 | 0 | 0 | On Peak | 1 | 0 | 0 | On Peak | 1 | 0 | 0 | On Peak
2020 | 8 | 13 | 2020-08-13 | 17 | 1 | 0 | 0 | [6 empty] | 0 | 1 | 0 | 0 | On Peak | 1 | 0 | 0 | On Peak | 1 | 0 | On Peak | 1 | 0 | On Peak | 1 | 0 | 0 | On Peak | 1 | 0 | 0 | On Peak | 1 | 0 | 0 | On Peak
2020 | 8 | 13 | 2020-08-13 | 18 | 1 | 0 | 0 | [6 empty] | 0 | 1 | 0 | 0 | On Peak | 1 | 0 | 0 | On Peak | 1 | 0 | On Peak | 1 | 0 | On Peak | 1 | 0 | 0 | On Peak | 1 | 0 | 0 | On Peak | 1 | 0 | 0 | On Peak
2020 | 8 | 13 | 2020-08-13 | 19 | 1 | 0 | 0 | [6 empty] | 0 | 1 | 0 | 0 | On Peak | 0 | 1 | 0 | Semi-Peak | 1 | 0 | On Peak | 0 | 1 | Off Peak | 0 | 1 | 0 | Off Peak | 1 | 0 | 0 | On Peak | 0 | 1 | 0 | Off Peak
2020 | 8 | 13 | 2020-08-13 | 20 | 1 | 0 | 0 | [6 empty] | 0 | 1 | 0 | 0 | On Peak | 0 | 1 | 0 | Semi-Peak | 1 | 0 | On Peak | 0 | 1 | Off Peak | 0 | 1 | 0 | Off Peak | 1 | 0 | 0 | On Peak | 0 | 1 | 0 | Off Peak
2020 | 8 | 13 | 2020-08-13 | 21 | 1 | 0 | 0 | [6 empty] | 0 | 1 | 0 | 0 | On Peak | 0 | 1 | 0 | Semi-Peak | 1 | 0 | On Peak | 0 | 1 | Off Peak | 0 | 1 | 0 | Off Peak | 0 | 1 | 0 | Off Peak | 0 | 1 | 0 | Off Peak
2020 | 8 | 13 | 2020-08-13 | 22 | 1 | 0 | 0 | [6 empty] | 0 | 0 | 1 | 0 | Off Peak | 0 | 1 | 0 | Semi-Peak | 0 | 1 | Off Peak | 0 | 1 | Off Peak | 0 | 1 | 0 | Off Peak | 0 | 1 | 0 | Off Peak | 0 | 1 | 0 | Off Peak
2020 | 8 | 13 | 2020-08-13 | 23 | 1 | 0 | 0 | [6 empty] | 0 | 0 | 1 | 0 | Off Peak | 0 | 0 | 1 | Off Peak | 0 | 1 | Off Peak | 0 | 1 | Off Peak | 0 | 0 | 1 | Super Off Peak | 0 | 1 | 0 | Off Peak | 0 | 1 | 0 | Off Peak
2020 | 8 | 13 | 2020-08-13 | 24 | 1 | 0 | 0 | [6 empty] | 0 | 0 | 1 | 0 | Off Peak | 0 | 0 | 1 | Off Peak | 0 | 1 | Off Peak | 0 | 1 | Off Peak | 0 | 0 | 1 | Super Off Peak | 0 | 1 | 0 | Off Peak | 0 | 1 | 0 | Off Peak
2020 | 8 | 14 | 2020-08-14 | 1 | 1 | 0 | 0 | [6 empty] | 0 | 0 | 0 | 1 | Super Off Peak | 0 | 0 | 1 | Off Peak | 0 | 1 | Off Peak | 0 | 1 | Off Peak | 0 | 0 | 1 | Super Off Peak | 0 | 0 | 1 | Super Off Peak | 0 | 0 | 1 | Super Off Peak
2020 | 8 | 14 | 2020-08-14 | 2 | 1 | 0 | 0 | [6 empty] | 0 | 0 | 0 | 1 | Super Off Peak | 0 | 0 | 1 | Off Peak | 0 | 1 | Off Peak | 0 | 1 | Off Peak | 0 | 0 | 1 | Super Off Peak | 0 | 0 | 1 | Super Off Peak | 0 | 0 | 1 | Super Off Peak
2020 | 8 | 14 | 2020-08-14 | 3 | 1 | 0 | 0 | [6 empty] | 0 | 0 | 0 | 1 | Super Off Peak | 0 | 0 | 1 | Off Peak | 0 | 1 | Off Peak | 0 | 1 | Off Peak | 0 | 0 | 1 | Super Off Peak | 0 | 0 | 1 | Super Off Peak | 0 | 0 | 1 | Super Off Peak
2020 | 8 | 14 | 2020-08-14 | 4 | 1 | 0 | 0 | [6 empty] | 0 | 0 | 0 | 1 | Super Off Peak | 0 | 0 | 1 | Off Peak | 0 | 1 | Off Peak | 0 | 1 | Off Peak | 0 | 0 | 1 | Super Off Peak | 0 | 0 | 1 | Super Off Peak | 0 | 0 | 1 | Super Off Peak
2020 | 8 | 14 | 2020-08-14 | 5 | 1 | 0 | 0 | [6 empty] | 0 | 0 | 0 | 1 | Super Off Peak | 0 | 0 | 1 | Off Peak | 0 | 1 | Off Peak | 0 | 1 | Off Peak | 0 | 0 | 1 | Super Off Peak | 0 | 0 | 1 | Super Off Peak | 0 | 0 | 1 | Super Off Peak
2020 | 8 | 14 | 2020-08-14 | 6 | 1 | 0 | 0 | [6 empty] | 0 | 0 | 0 | 1 | Super Off Peak | 0 | 0 | 1 | Off Peak | 0 | 1 | Off Peak | 0 | 1 | Off Peak | 0 | 0 | 1 | Super Off Peak | 0 | 1 | 0 | Off Peak | 0 | 1 | 0 | Off Peak
2020 | 8 | 14 | 2020-08-14 | 7 | 1 | 0 | 0 | [6 empty] | 0 | 0 | 1 | 0 | Off Peak | 0 | 1 | 0 | Semi-Peak | 0 | 1 | Off Peak | 0 | 1 | Off Peak | 0 | 1 | 0 | Off Peak | 0 | 1 | 0 | Off Peak | 0 | 1 | 0 | Off Peak
2020 | 8 | 14 | 2020-08-14 | 8 | 1 | 0 | 0 | [6 empty] | 0 | 0 | 1 | 0 | Off Peak | 0 | 1 | 0 | Semi-Peak | 0 | 1 | Off Peak | 0 | 1 | Off Peak | 0 | 1 | 0 | Off Peak | 0 | 1 | 0 | Off Peak | 0 | 1 | 0 | Off Peak
2020 | 8 | 14 | 2020-08-14 | 9 | 1 | 0 | 0 | [6 empty] | 0 | 0 | 1 | 0 | Off Peak | 0 | 1 | 0 | Semi-Peak | 0 | 1 | Off Peak | 0 | 1 | Off Peak | 0 | 1 | 0 | Off Peak | 0 | 1 | 0 | Off Peak | 0 | 1 | 0 | Off Peak
2020 | 8 | 14 | 2020-08-14 | 10 | 1 | 0 | 0 | [6 empty] | 0 | 0 | 1 | 0 | Off Peak | 0 | 1 | 0 | Semi-Peak | 0 | 1 | Off Peak | 0 | 1 | Off Peak | 0 | 1 | 0 | Off Peak | 0 | 1 | 0 | Off Peak | 0 | 1 | 0 | Off Peak
2020 | 8 | 14 | 2020-08-14 | 11 | 1 | 0 | 0 | [6 empty] | 0 | 0 | 1 | 0 | Off Peak | 0 | 1 | 0 | Semi-Peak | 0 | 1 | Off Peak | 0 | 1 | Off Peak | 0 | 1 | 0 | Off Peak | 0 | 1 | 0 | Off Peak | 0 | 1 | 0 | Off Peak
2020 | 8 | 14 | 2020-08-14 | 12 | 1 | 0 | 0 | [6 empty] | 0 | 0 | 1 | 0 | Off Peak | 1 | 0 | 0 | On Peak | 0 | 1 | Off Peak | 0 | 1 | Off Peak | 1 | 0 | 0 | On Peak | 0 | 1 | 0 | Off Peak | 0 | 1 | 0 | Off Peak
2020 | 8 | 14 | 2020-08-14 | 13 | 1 | 0 | 0 | [6 empty] | 0 | 0 | 1 | 0 | Off Peak | 1 | 0 | 0 | On Peak | 0 | 1 | Off Peak | 1 | 0 | On Peak | 1 | 0 | 0 | On Peak | 1 | 0 | 0 | On Peak | 1 | 0 | 0 | On Peak
2020 | 8 | 14 | 2020-08-14 | 14 | 1 | 0 | 0 | [6 empty] | 0 | 0 | 1 | 0 | Off Peak | 1 | 0 | 0 | On Peak | 0 | 1 | Off Peak | 1 | 0 | On Peak | 1 | 0 | 0 | On Peak | 1 | 0 | 0 | On Peak | 1 | 0 | 0 | On Peak
2020 | 8 | 14 | 2020-08-14 | 15 | 1 | 0 | 0 | [6 empty] | 0 | 0 | 1 | 0 | Off Peak | 1 | 0 | 0 | On Peak | 0 | 1 | Off Peak | 1 | 0 | On Peak | 1 | 0 | 0 | On Peak | 1 | 0 | 0 | On Peak | 1 | 0 | 0 | On Peak
2020 | 8 | 14 | 2020-08-14 | 16 | 1 | 0 | 0 | [6 empty] | 0 | 0 | 1 | 0 | Off Peak | 1 | 0 | 0 | On Peak | 0 | 1 | Off Peak | 1 | 0 | On Peak | 1 | 0 | 0 | On Peak | 1 | 0 | 0 | On Peak | 1 | 0 | 0 | On Peak
2020 | 8 | 14 | 2020-08-14 | 17 | 1 | 0 | 0 | [6 empty] | 0 | 1 | 0 | 0 | On Peak | 1 | 0 | 0 | On Peak | 1 | 0 | On Peak | 1 | 0 | On Peak | 1 | 0 | 0 | On Peak | 1 | 0 | 0 | On Peak | 1 | 0 | 0 | On Peak
2020 | 8 | 14 | 2020-08-14 | 18 | 1 | 0 | 0 | [6 empty] | 0 | 1 | 0 | 0 | On Peak | 1 | 0 | 0 | On Peak | 1 | 0 | On Peak | 1 | 0 | On Peak | 1 | 0 | 0 | On Peak | 1 | 0 | 0 | On Peak | 1 | 0 | 0 | On Peak
2020 | 8 | 14 | 2020-08-14 | 19 | 1 | 0 | 0 | [6 empty] | 0 | 1 | 0 | 0 | On Peak | 0 | 1 | 0 | Semi-Peak | 1 | 0 | On Peak | 0 | 1 | Off Peak | 0 | 1 | 0 | Off Peak | 1 | 0 | 0 | On Peak | 0 | 1 | 0 | Off Peak
2020 | 8 | 14 | 2020-08-14 | 20 | 1 | 0 | 0 | [6 empty] | 0 | 1 | 0 | 0 | On Peak | 0 | 1 | 0 | Semi-Peak | 1 | 0 | On Peak | 0 | 1 | Off Peak | 0 | 1 | 0 | Off Peak | 1 | 0 | 0 | On Peak | 0 | 1 | 0 | Off Peak
2020 | 8 | 14 | 2020-08-14 | 21 | 1 | 0 | 0 | [6 empty] | 0 | 1 | 0 | 0 | On Peak | 0 | 1 | 0 | Semi-Peak | 1 | 0 | On Peak | 0 | 1 | Off Peak | 0 | 1 | 0 | Off Peak | 0 | 1 | 0 | Off Peak | 0 | 1 | 0 | Off Peak
2020 | 8 | 14 | 2020-08-14 | 22 | 1 | 0 | 0 | [6 empty] | 0 | 0 | 1 | 0 | Off Peak | 0 | 1 | 0 | Semi-Peak | 0 | 1 | Off Peak | 0 | 1 | Off Peak | 0 | 1 | 0 | Off Peak | 0 | 1 | 0 | Off Peak | 0 | 1 | 0 | Off Peak
2020 | 8 | 14 | 2020-08-14 | 23 | 1 | 0 | 0 | [6 empty] | 0 | 0 | 1 | 0 | Off Peak | 0 | 0 | 1 | Off Peak | 0 | 1 | Off Peak | 0 | 1 | Off Peak | 0 | 0 | 1 | Super Off Peak | 0 | 1 | 0 | Off Peak | 0 | 1 | 0 | Off Peak
2020 | 8 | 14 | 2020-08-14 | 24 | 1 | 0 | 0 | [6 empty] | 0 | 0 | 1 | 0 | Off Peak | 0 | 0 | 1 | Off Peak | 0 | 1 | Off Peak | 0 | 1 | Off Peak | 0 | 0 | 1 | Super Off Peak | 0 | 1 | 0 | Off Peak | 0 | 1 | 0 | Off Peak
2020 | 8 | 15 | 2020-08-15 | 1 | 1 | 1 | 0 | [6 empty] | 0 | 0 | 0 | 1 | Super Off Peak | 0 | 0 | 1 | Off Peak | 0 | 1 | Off Peak | 0 | 1 | Off Peak | 0 | 0 | 1 | Super Off Peak | 0 | 0 | 1 | Super Off Peak | 0 | 0 | 1 | Super Off Peak
2020 | 8 | 15 | 2020-08-15 | 2 | 1 | 1 | 0 | [6 empty] | 0 | 0 | 0 | 1 | Super Off Peak | 0 | 0 | 1 | Off Peak | 0 | 1 | Off Peak | 0 | 1 | Off Peak | 0 | 0 | 1 | Super Off Peak | 0 | 0 | 1 | Super Off Peak | 0 | 0 | 1 | Super Off Peak
2020 | 8 | 15 | 2020-08-15 | 3 | 1 | 1 | 0 | [6 empty] | 0 | 0 | 0 | 1 | Super Off Peak | 0 | 0 | 1 | Off Peak | 0 | 1 | Off Peak | 0 | 1 | Off Peak | 0 | 0 | 1 | Super Off Peak | 0 | 0 | 1 | Super Off Peak | 0 | 0 | 1 | Super Off Peak
2020 | 8 | 15 | 2020-08-15 | 4 | 1 | 1 | 0 | [6 empty] | 0 | 0 | 0 | 1 | Super Off Peak | 0 | 0 | 1 | Off Peak | 0 | 1 | Off Peak | 0 | 1 | Off Peak | 0 | 0 | 1 | Super Off Peak | 0 | 0 | 1 | Super Off Peak | 0 | 0 | 1 | Super Off Peak
2020 | 8 | 15 | 2020-08-15 | 5 | 1 | 1 | 0 | [6 empty] | 0 | 0 | 0 | 1 | Super Off Peak | 0 | 0 | 1 | Off Peak | 0 | 1 | Off Peak | 0 | 1 | Off Peak | 0 | 0 | 1 | Super Off Peak | 0 | 0 | 1 | Super Off Peak | 0 | 0 | 1 | Super Off Peak
2020 | 8 | 15 | 2020-08-15 | 6 | 1 | 1 | 0 | [6 empty] | 0 | 0 | 0 | 1 | Super Off Peak | 0 | 0 | 1 | Off Peak | 0 | 1 | Off Peak | 0 | 1 | Off Peak | 0 | 0 | 1 | Super Off Peak | 0 | 1 | 0 | Off Peak | 0 | 1 | 0 | Off Peak
2020 | 8 | 15 | 2020-08-15 | 7 | 1 | 1 | 0 | [6 empty] | 0 | 0 | 0 | 1 | Super Off Peak | 0 | 0 | 1 | Off Peak | 0 | 1 | Off Peak | 0 | 1 | Off Peak | 0 | 0 | 1 | Super Off Peak | 0 | 1 | 0 | Off Peak | 0 | 1 | 0 | Off Peak
2020 | 8 | 15 | 2020-08-15 | 8 | 1 | 1 | 0 | [6 empty] | 0 | 0 | 0 | 1 | Super Off Peak | 0 | 0 | 1 | Off Peak | 0 | 1 | Off Peak | 0 | 1 | Off Peak | 0 | 0 | 1 | Super Off Peak | 0 | 1 | 0 | Off Peak | 0 | 1 | 0 | Off Peak
2020 | 8 | 15 | 2020-08-15 | 9 | 1 | 1 | 0 | [6 empty] | 0 | 0 | 0 | 1 | Super Off Peak | 0 | 0 | 1 | Off Peak | 0 | 1 | Off Peak | 0 | 1 | Off Peak | 0 | 0 | 1 | Super Off Peak | 0 | 1 | 0 | Off Peak | 0 | 1 | 0 | Off Peak
2020 | 8 | 15 | 2020-08-15 | 10 | 1 | 1 | 0 | [6 empty] | 0 | 0 | 0 | 1 | Super Off Peak | 0 | 0 | 1 | Off Peak | 0 | 1 | Off Peak | 0 | 1 | Off Peak | 0 | 0 | 1 | Super Off Peak | 0 | 1 | 0 | Off Peak | 0 | 1 | 0 | Off Peak
2020 | 8 | 15 | 2020-08-15 | 11 | 1 | 1 | 0 | [6 empty] | 0 | 0 | 0 | 1 | Super Off Peak | 0 | 0 | 1 | Off Peak | 0 | 1 | Off Peak | 0 | 1 | Off Peak | 0 | 0 | 1 | Super Off Peak | 0 | 1 | 0 | Off Peak | 0 | 1 | 0 | Off Peak
2020 | 8 | 15 | 2020-08-15 | 12 | 1 | 1 | 0 | [6 empty] | 0 | 0 | 0 | 1 | Super Off Peak | 0 | 0 | 1 | Off Peak | 0 | 1 | Off Peak | 0 | 1 | Off Peak | 0 | 0 | 1 | Super Off Peak | 0 | 1 | 0 | Off Peak | 0 | 1 | 0 | Off Peak
2020 | 8 | 15 | 2020-08-15 | 13 | 1 | 1 | 0 | [6 empty] | 0 | 0 | 0 | 1 | Super Off Peak | 0 | 0 | 1 | Off Peak | 0 | 1 | Off Peak | 0 | 1 | Off Peak | 0 | 0 | 1 | Super Off Peak | 1 | 0 | 0 | On Peak | 1 | 0 | 0 | On Peak
2020 | 8 | 15 | 2020-08-15 | 14 | 1 | 1 | 0 | [6 empty] | 0 | 0 | 0 | 1 | Super Off Peak | 0 | 0 | 1 | Off Peak | 0 | 1 | Off Peak | 0 | 1 | Off Peak | 0 | 0 | 1 | Super Off Peak | 1 | 0 | 0 | On Peak | 1 | 0 | 0 | On Peak
2020 | 8 | 15 | 2020-08-15 | 15 | 1 | 1 | 0 | [6 empty] | 0 | 0 | 1 | 0 | Off Peak | 0 | 0 | 1 | Off Peak | 0 | 1 | Off Peak | 0 | 1 | Off Peak | 0 | 0 | 1 | Super Off Peak | 1 | 0 | 0 | On Peak | 1 | 0 | 0 | On Peak
2020 | 8 | 15 | 2020-08-15 | 16 | 1 | 1 | 0 | [6 empty] | 0 | 0 | 1 | 0 | Off Peak | 0 | 0 | 1 | Off Peak | 0 | 1 | Off Peak | 0 | 1 | Off Peak | 0 | 0 | 1 | Super Off Peak | 1 | 0 | 0 | On Peak | 1 | 0 | 0 | On Peak
2020 | 8 | 15 | 2020-08-15 | 17 | 1 | 1 | 0 | [6 empty] | 0 | 1 | 0 | 0 | On Peak | 0 | 0 | 1 | Off Peak | 0 | 1 | Off Peak | 0 | 1 | Off Peak | 0 | 0 | 1 | Super Off Peak | 1 | 0 | 0 | On Peak | 1 | 0 | 0 | On Peak
2020 | 8 | 15 | 2020-08-15 | 18 | 1 | 1 | 0 | [6 empty] | 0 | 1 | 0 | 0 | On Peak | 0 | 0 | 1 | Off Peak | 0 | 1 | Off Peak | 0 | 1 | Off Peak | 0 | 0 | 1 | Super Off Peak | 1 | 0 | 0 | On Peak | 1 | 0 | 0 | On Peak
2020 | 8 | 15 | 2020-08-15 | 19 | 1 | 1 | 0 | [6 empty] | 0 | 1 | 0 | 0 | On Peak | 0 | 0 | 1 | Off Peak | 0 | 1 | Off Peak | 0 | 1 | Off Peak | 0 | 0 | 1 | Super Off Peak | 1 | 0 | 0 | On Peak | 0 | 1 | 0 | Off Peak
2020 | 8 | 15 | 2020-08-15 | 20 | 1 | 1 | 0 | [6 empty] | 0 | 1 | 0 | 0 | On Peak | 0 | 0 | 1 | Off Peak | 0 | 1 | Off Peak | 0 | 1 | Off Peak | 0 | 0 | 1 | Super Off Peak | 1 | 0 | 0 | On Peak | 0 | 1 | 0 | Off Peak
2020 | 8 | 15 | 2020-08-15 | 21 | 1 | 1 | 0 | [6 empty] | 0 | 1 | 0 | 0 | On Peak | 0 | 0 | 1 | Off Peak | 0 | 1 | Off Peak | 0 | 1 | Off Peak | 0 | 0 | 1 | Super Off Peak | 0 | 1 | 0 | Off Peak | 0 | 1 | 0 | Off Peak
2020 | 8 | 15 | 2020-08-15 | 22 | 1 | 1 | 0 | [6 empty] | 0 | 0 | 1 | 0 | Off Peak | 0 | 0 | 1 | Off Peak | 0 | 1 | Off Peak | 0 | 1 | Off Peak | 0 | 0 | 1 | Super Off Peak | 0 | 1 | 0 | Off Peak | 0 | 1 | 0 | Off Peak
2020 | 8 | 15 | 2020-08-15 | 23 | 1 | 1 | 0 | [6 empty] | 0 | 0 | 1 | 0 | Off Peak | 0 | 0 | 1 | Off Peak | 0 | 1 | Off Peak | 0 | 1 | Off Peak | 0 | 0 | 1 | Super Off Peak | 0 | 1 | 0 | Off Peak | 0 | 1 | 0 | Off Peak
2020 | 8 | 15 | 2020-08-15 | 24 | 1 | 1 | 0 | [6 empty] | 0 | 0 | 1 | 0 | Off Peak | 0 | 0 | 1 | Off Peak | 0 | 1 | Off Peak | 0 | 1 | Off Peak | 0 | 0 | 1 | Super Off Peak | 0 | 1 | 0 | Off Peak | 0 | 1 | 0 | Off Peak
2020 | 8 | 16 | 2020-08-16 | 1 | 1 | 1 | 0 | [6 empty] | 0 | 0 | 0 | 1 | Super Off Peak | 0 | 0 | 1 | Off Peak | 0 | 1 | Off Peak | 0 | 1 | Off Peak | 0 | 0 | 1 | Super Off Peak | 0 | 0 | 1 | Super Off Peak | 0 | 0 | 1 | Super Off Peak
2020 | 8 | 16 | 2020-08-16 | 2 | 1 | 1 | 0 | [6 empty] | 0 | 0 | 0 | 1 | Super Off Peak | 0 | 0 | 1 | Off Peak | 0 | 1 | Off Peak | 0 | 1 | Off Peak | 0 | 0 | 1 | Super Off Peak | 0 | 0 | 1 | Super Off Peak | 0 | 0 | 1 | Super Off Peak
2020 | 8 | 16 | 2020-08-16 | 3 | 1 | 1 | 0 | [6 empty] | 0 | 0 | 0 | 1 | Super Off Peak | 0 | 0 | 1 | Off Peak | 0 | 1 | Off Peak | 0 | 1 | Off Peak | 0 | 0 | 1 | Super Off Peak | 0 | 0 | 1 | Super Off Peak | 0 | 0 | 1 | Super Off Peak
2020 | 8 | 16 | 2020-08-16 | 4 | 1 | 1 | 0 | [6 empty] | 0 | 0 | 0 | 1 | Super Off Peak | 0 | 0 | 1 | Off Peak | 0 | 1 | Off Peak | 0 | 1 | Off Peak | 0 | 0 | 1 | Super Off Peak | 0 | 0 | 1 | Super Off Peak | 0 | 0 | 1 | Super Off Peak
2020 | 8 | 16 | 2020-08-16 | 5 | 1 | 1 | 0 | [6 empty] | 0 | 0 | 0 | 1 | Super Off Peak | 0 | 0 | 1 | Off Peak | 0 | 1 | Off Peak | 0 | 1 | Off Peak | 0 | 0 | 1 | Super Off Peak | 0 | 0 | 1 | Super Off Peak | 0 | 0 | 1 | Super Off Peak
2020 | 8 | 16 | 2020-08-16 | 6 | 1 | 1 | 0 | [6 empty] | 0 | 0 | 0 | 1 | Super Off Peak | 0 | 0 | 1 | Off Peak | 0 | 1 | Off Peak | 0 | 1 | Off Peak | 0 | 0 | 1 | Super Off Peak | 0 | 1 | 0 | Off Peak | 0 | 1 | 0 | Off Peak
2020 | 8 | 16 | 2020-08-16 | 7 | 1 | 1 | 0 | [6 empty] | 0 | 0 | 0 | 1 | Super Off Peak | 0 | 0 | 1 | Off Peak | 0 | 1 | Off Peak | 0 | 1 | Off Peak | 0 | 0 | 1 | Super Off Peak | 0 | 1 | 0 | Off Peak | 0 | 1 | 0 | Off Peak
2020 | 8 | 16 | 2020-08-16 | 8 | 1 | 1 | 0 | [6 empty] | 0 | 0 | 0 | 1 | Super Off Peak | 0 | 0 | 1 | Off Peak | 0 | 1 | Off Peak | 0 | 1 | Off Peak | 0 | 0 | 1 | Super Off Peak | 0 | 1 | 0 | Off Peak | 0 | 1 | 0 | Off Peak
2020 | 8 | 16 | 2020-08-16 | 9 | 1 | 1 | 0 | [6 empty] | 0 | 0 | 0 | 1 | Super Off Peak | 0 | 0 | 1 | Off Peak | 0 | 1 | Off Peak | 0 | 1 | Off Peak | 0 | 0 | 1 | Super Off Peak | 0 | 1 | 0 | Off Peak | 0 | 1 | 0 | Off Peak
2020 | 8 | 16 | 2020-08-16 | 10 | 1 | 1 | 0 | [6 empty] | 0 | 0 | 0 | 1 | Super Off Peak | 0 | 0 | 1 | Off Peak | 0 | 1 | Off Peak | 0 | 1 | Off Peak | 0 | 0 | 1 | Super Off Peak | 0 | 1 | 0 | Off Peak | 0 | 1 | 0 | Off Peak
2020 | 8 | 16 | 2020-08-16 | 11 | 1 | 1 | 0 | [6 empty] | 0 | 0 | 0 | 1 | Super Off Peak | 0 | 0 | 1 | Off Peak | 0 | 1 | Off Peak | 0 | 1 | Off Peak | 0 | 0 | 1 | Super Off Peak | 0 | 1 | 0 | Off Peak | 0 | 1 | 0 | Off Peak
2020 | 8 | 16 | 2020-08-16 | 12 | 1 | 1 | 0 | [6 empty] | 0 | 0 | 0 | 1 | Super Off Peak | 0 | 0 | 1 | Off Peak | 0 | 1 | Off Peak | 0 | 1 | Off Peak | 0 | 0 | 1 | Super Off Peak | 0 | 1 | 0 | Off Peak | 0 | 1 | 0 | Off Peak
2020 | 8 | 16 | 2020-08-16 | 13 | 1 | 1 | 0 | [6 empty] | 0 | 0 | 0 | 1 | Super Off Peak | 0 | 0 | 1 | Off Peak | 0 | 1 | Off Peak | 0 | 1 | Off Peak | 0 | 0 | 1 | Super Off Peak | 1 | 0 | 0 | On Peak | 1 | 0 | 0 | On Peak
2020 | 8 | 16 | 2020-08-16 | 14 | 1 | 1 | 0 | [6 empty] | 0 | 0 | 0 | 1 | Super Off Peak | 0 | 0 | 1 | Off Peak | 0 | 1 | Off Peak | 0 | 1 | Off Peak | 0 | 0 | 1 | Super Off Peak | 1 | 0 | 0 | On Peak | 1 | 0 | 0 | On Peak
2020 | 8 | 16 | 2020-08-16 | 15 | 1 | 1 | 0 | [6 empty] | 0 | 0 | 1 | 0 | Off Peak | 0 | 0 | 1 | Off Peak | 0 | 1 | Off Peak | 0 | 1 | Off Peak | 0 | 0 | 1 | Super Off Peak | 1 | 0 | 0 | On Peak | 1 | 0 | 0 | On Peak
2020 | 8 | 16 | 2020-08-16 | 16 | 1 | 1 | 0 | [6 empty] | 0 | 0 | 1 | 0 | Off Peak | 0 | 0 | 1 | Off Peak | 0 | 1 | Off Peak | 0 | 1 | Off Peak | 0 | 0 | 1 | Super Off Peak | 1 | 0 | 0 | On Peak | 1 | 0 | 0 | On Peak
2020 | 8 | 16 | 2020-08-16 | 17 | 1 | 1 | 0 | [6 empty] | 0 | 1 | 0 | 0 | On Peak | 0 | 0 | 1 | Off Peak | 0 | 1 | Off Peak | 0 | 1 | Off Peak | 0 | 0 | 1 | Super Off Peak | 1 | 0 | 0 | On Peak | 1 | 0 | 0 | On Peak
2020 | 8 | 16 | 2020-08-16 | 18 | 1 | 1 | 0 | [6 empty] | 0 | 1 | 0 | 0 | On Peak | 0 | 0 | 1 | Off Peak | 0 | 1 | Off Peak | 0 | 1 | Off Peak | 0 | 0 | 1 | Super Off Peak | 1 | 0 | 0 | On Peak | 1 | 0 | 0 | On Peak
2020 | 8 | 16 | 2020-08-16 | 19 | 1 | 1 | 0 | [6 empty] | 0 | 1 | 0 | 0 | On Peak | 0 | 0 | 1 | Off Peak | 0 | 1 | Off Peak | 0 | 1 | Off Peak | 0 | 0 | 1 | Super Off Peak | 1 | 0 | 0 | On Peak | 0 | 1 | 0 | Off Peak
2020 | 8 | 16 | 2020-08-16 | 20 | 1 | 1 | 0 | [6 empty] | 0 | 1 | 0 | 0 | On Peak | 0 | 0 | 1 | Off Peak | 0 | 1 | Off Peak | 0 | 1 | Off Peak | 0 | 0 | 1 | Super Off Peak | 1 | 0 | 0 | On Peak | 0 | 1 | 0 | Off Peak
2020 | 8 | 16 | 2020-08-16 | 21 | 1 | 1 | 0 | [6 empty] | 0 | 1 | 0 | 0 | On Peak | 0 | 0 | 1 | Off Peak | 0 | 1 | Off Peak | 0 | 1 | Off Peak | 0 | 0 | 1 | Super Off Peak | 0 | 1 | 0 | Off Peak | 0 | 1 | 0 | Off Peak
2020 | 8 | 16 | 2020-08-16 | 22 | 1 | 1 | 0 | [6 empty] | 0 | 0 | 1 | 0 | Off Peak | 0 | 0 | 1 | Off Peak | 0 | 1 | Off Peak | 0 | 1 | Off Peak | 0 | 0 | 1 | Super Off Peak | 0 | 1 | 0 | Off Peak | 0 | 1 | 0 | Off Peak
2020 | 8 | 16 | 2020-08-16 | 23 | 1 | 1 | 0 | [6 empty] | 0 | 0 | 1 | 0 | Off Peak | 0 | 0 | 1 | Off Peak | 0 | 1 | Off Peak | 0 | 1 | Off Peak | 0 | 0 | 1 | Super Off Peak | 0 | 1 | 0 | Off Peak | 0 | 1 | 0 | Off Peak
2020 | 8 | 16 | 2020-08-16 | 24 | 1 | 1 | 0 | [6 empty] | 0 | 0 | 1 | 0 | Off Peak | 0 | 0 | 1 | Off Peak | 0 | 1 | Off Peak | 0 | 1 | Off Peak | 0 | 0 | 1 | Super Off Peak | 0 | 1 | 0 | Off Peak | 0 | 1 | 0 | Off Peak
2020 | 8 | 17 | 2020-08-17 | 1 | 1 | 0 | 0 | [6 empty] | 0 | 0 | 0 | 1 | Super Off Peak | 0 | 0 | 1 | Off Peak | 0 | 1 | Off Peak | 0 | 1 | Off Peak | 0 | 0 | 1 | Super Off Peak | 0 | 0 | 1 | Super Off Peak | 0 | 0 | 1 | Super Off Peak
2020 | 8 | 17 | 2020-08-17 | 2 | 1 | 0 | 0 | [6 empty] | 0 | 0 | 0 | 1 | Super Off Peak | 0 | 0 | 1 | Off Peak | 0 | 1 | Off Peak | 0 | 1 | Off Peak | 0 | 0 | 1 | Super Off Peak | 0 | 0 | 1 | Super Off Peak | 0 | 0 | 1 | Super Off Peak
2020 | 8 | 17 | 2020-08-17 | 3 | 1 | 0 | 0 | [6 empty] | 0 | 0 | 0 | 1 | Super Off Peak | 0 | 0 | 1 | Off Peak | 0 | 1 | Off Peak | 0 | 1 | Off Peak | 0 | 0 | 1 | Super Off Peak | 0 | 0 | 1 | Super Off Peak | 0 | 0 | 1 | Super Off Peak
2020 | 8 | 17 | 2020-08-17 | 4 | 1 | 0 | 0 | [6 empty] | 0 | 0 | 0 | 1 | Super Off Peak | 0 | 0 | 1 | Off Peak | 0 | 1 | Off Peak | 0 | 1 | Off Peak | 0 | 0 | 1 | Super Off Peak | 0 | 0 | 1 | Super Off Peak | 0 | 0 | 1 | Super Off Peak
2020 | 8 | 17 | 2020-08-17 | 5 | 1 | 0 | 0 | [6 empty] | 0 | 0 | 0 | 1 | Super Off Peak | 0 | 0 | 1 | Off Peak | 0 | 1 | Off Peak | 0 | 1 | Off Peak | 0 | 0 | 1 | Super Off Peak | 0 | 0 | 1 | Super Off Peak | 0 | 0 | 1 | Super Off Peak
2020 | 8 | 17 | 2020-08-17 | 6 | 1 | 0 | 0 | [6 empty] | 0 | 0 | 0 | 1 | Super Off Peak | 0 | 0 | 1 | Off Peak | 0 | 1 | Off Peak | 0 | 1 | Off Peak | 0 | 0 | 1 | Super Off Peak | 0 | 1 | 0 | Off Peak | 0 | 1 | 0 | Off Peak
2020 | 8 | 17 | 2020-08-17 | 7 | 1 | 0 | 0 | [6 empty] | 0 | 0 | 1 | 0 | Off Peak | 0 | 1 | 0 | Semi-Peak | 0 | 1 | Off Peak | 0 | 1 | Off Peak | 0 | 1 | 0 | Off Peak | 0 | 1 | 0 | Off Peak | 0 | 1 | 0 | Off Peak
2020 | 8 | 17 | 2020-08-17 | 8 | 1 | 0 | 0 | [6 empty] | 0 | 0 | 1 | 0 | Off Peak | 0 | 1 | 0 | Semi-Peak | 0 | 1 | Off Peak | 0 | 1 | Off Peak | 0 | 1 | 0 | Off Peak | 0 | 1 | 0 | Off Peak | 0 | 1 | 0 | Off Peak
2020 | 8 | 17 | 2020-08-17 | 9 | 1 | 0 | 0 | [6 empty] | 0 | 0 | 1 | 0 | Off Peak | 0 | 1 | 0 | Semi-Peak | 0 | 1 | Off Peak | 0 | 1 | Off Peak | 0 | 1 | 0 | Off Peak | 0 | 1 | 0 | Off Peak | 0 | 1 | 0 | Off Peak
2020 | 8 | 17 | 2020-08-17 | 10 | 1 | 0 | 0 | [6 empty] | 0 | 0 | 1 | 0 | Off Peak | 0 | 1 | 0 | Semi-Peak | 0 | 1 | Off Peak | 0 | 1 | Off Peak | 0 | 1 | 0 | Off Peak | 0 | 1 | 0 | Off Peak | 0 | 1 | 0 | Off Peak
2020 | 8 | 17 | 2020-08-17 | 11 | 1 | 0 | 0 | [6 empty] | 0 | 0 | 1 | 0 | Off Peak | 0 | 1 | 0 | Semi-Peak | 0 | 1 | Off Peak | 0 | 1 | Off Peak | 0 | 1 | 0 | Off Peak | 0 | 1 | 0 | Off Peak | 0 | 1 | 0 | Off Peak
2020 | 8 | 17 | 2020-08-17 | 12 | 1 | 0 | 0 | [6 empty] | 0 | 0 | 1 | 0 | Off Peak | 1 | 0 | 0 | On Peak | 0 | 1 | Off Peak | 0 | 1 | Off Peak | 1 | 0 | 0 | On Peak | 0 | 1 | 0 | Off Peak | 0 | 1 | 0 | Off Peak
2020 | 8 | 17 | 2020-08-17 | 13 | 1 | 0 | 0 | [6 empty] | 0 | 0 | 1 | 0 | Off Peak | 1 | 0 | 0 | On Peak | 0 | 1 | Off Peak | 1 | 0 | On Peak | 1 | 0 | 0 | On Peak | 1 | 0 | 0 | On Peak | 1 | 0 | 0 | On Peak
2020 | 8 | 17 | 2020-08-17 | 14 | 1 | 0 | 0 | [6 empty] | 0 | 0 | 1 | 0 | Off Peak | 1 | 0 | 0 | On Peak | 0 | 1 | Off Peak | 1 | 0 | On Peak | 1 | 0 | 0 | On Peak | 1 | 0 | 0 | On Peak | 1 | 0 | 0 | On Peak
2020 | 8 | 17 | 2020-08-17 | 15 | 1 | 0 | 0 | [6 empty] | 0 | 0 | 1 | 0 | Off Peak | 1 | 0 | 0 | On Peak | 0 | 1 | Off Peak | 1 | 0 | On Peak | 1 | 0 | 0 | On Peak | 1 | 0 | 0 | On Peak | 1 | 0 | 0 | On Peak
2020 | 8 | 17 | 2020-08-17 | 16 | 1 | 0 | 0 | [6 empty] | 0 | 0 | 1 | 0 | Off Peak | 1 | 0 | 0 | On Peak | 0 | 1 | Off Peak | 1 | 0 | On Peak | 1 | 0 | 0 | On Peak | 1 | 0 | 0 | On Peak | 1 | 0 | 0 | On Peak
2020 | 8 | 17 | 2020-08-17 | 17 | 1 | 0 | 0 | [6 empty] | 0 | 1 | 0 | 0 | On Peak | 1 | 0 | 0 | On Peak | 1 | 0 | On Peak | 1 | 0 | On Peak | 1 | 0 | 0 | On Peak | 1 | 0 | 0 | On Peak | 1 | 0 | 0 | On Peak
2020 | 8 | 17 | 2020-08-17 | 18 | 1 | 0 | 0 | [6 empty] | 1 | 1 | 0 | 0 | On Peak | 1 | 0 | 0 | On Peak | 1 | 0 | On Peak | 1 | 0 | On Peak | 1 | 0 | 0 | On Peak | 1 | 0 | 0 | On Peak | 1 | 0 | 0 | On Peak | 0.8381%
2020 | 8 | 17 | 2020-08-17 | 19 | 1 | 0 | 0 | [6 empty] | 1 | 1 | 0 | 0 | On Peak | 0 | 1 | 0 | Semi-Peak | 1 | 0 | On Peak | 0 | 1 | Off Peak | 0 | 1 | 0 | Off Peak | 1 | 0 | 0 | On Peak | 0 | 1 | 0 | Off Peak | 1.065%
2020 | 8 | 17 | 2020-08-17 | 20 | 1 | 0 | 0 | [6 empty] | 1 | 1 | 0 | 0 | On Peak | 0 | 1 | 0 | Semi-Peak | 1 | 0 | On Peak | 0 | 1 | Off Peak | 0 | 1 | 0 | Off Peak | 1 | 0 | 0 | On Peak | 0 | 1 | 0 | Off Peak | 1.283%
2020 | 8 | 17 | 2020-08-17 | 21 | 1 | 0 | 0 | [6 empty] | 1 | 1 | 0 | 0 | On Peak | 0 | 1 | 0 | Semi-Peak | 1 | 0 | On Peak | 0 | 1 | Off Peak | 0 | 1 | 0 | Off Peak | 0 | 1 | 0 | Off Peak | 0 | 1 | 0 | Off Peak | 1.328%
2020 | 8 | 17 | 2020-08-17 | 22 | 1 | 0 | 0 | [6 empty] | 1 | 0 | 1 | 0 | Off Peak | 0 | 1 | 0 | Semi-Peak | 0 | 1 | Off Peak | 0 | 1 | Off Peak | 0 | 1 | 0 | Off Peak | 0 | 1 | 0 | Off Peak | 0 | 1 | 0 | Off Peak | 1.202%
2020 | 8 | 17 | 2020-08-17 | 23 | 1 | 0 | 0 | [6 empty] | 1 | 0 | 1 | 0 | Off Peak | 0 | 0 | 1 | Off Peak | 0 | 1 | Off Peak | 0 | 1 | Off Peak | 0 | 0 | 1 | Super Off Peak | 0 | 1 | 0 | Off Peak | 0 | 1 | 0 | Off Peak | 1%
2020 | 8 | 17 | 2020-08-17 | 24 | 1 | 0 | 0 | [6 empty] | 0 | 0 | 1 | 0 | Off Peak | 0 | 0 | 1 | Off Peak | 0 | 1 | Off Peak | 0 | 1 | Off Peak | 0 | 0 | 1 | Super Off Peak | 0 | 1 | 0 | Off Peak | 0 | 1 | 0 | Off Peak
2020 | 8 | 18 | 2020-08-18 | 1 | 1 | 0 | 0 | [6 empty] | 0 | 0 | 0 | 1 | Super Off Peak | 0 | 0 | 1 | Off Peak | 0 | 1 | Off Peak | 0 | 1 | Off Peak | 0 | 0 | 1 | Super Off Peak | 0 | 0 | 1 | Super Off Peak | 0 | 0 | 1 | Super Off Peak
2020 | 8 | 18 | 2020-08-18 | 2 | 1 | 0 | 0 | [6 empty] | 0 | 0 | 0 | 1 | Super Off Peak | 0 | 0 | 1 | Off Peak | 0 | 1 | Off Peak | 0 | 1 | Off Peak | 0 | 0 | 1 | Super Off Peak | 0 | 0 | 1 | Super Off Peak | 0 | 0 | 1 | Super Off Peak
2020 | 8 | 18 | 2020-08-18 | 3 | 1 | 0 | 0 | [6 empty] | 0 | 0 | 0 | 1 | Super Off Peak | 0 | 0 | 1 | Off Peak | 0 | 1 | Off Peak | 0 | 1 | Off Peak | 0 | 0 | 1 | Super Off Peak | 0 | 0 | 1 | Super Off Peak | 0 | 0 | 1 | Super Off Peak
2020 | 8 | 18 | 2020-08-18 | 4 | 1 | 0 | 0 | [6 empty] | 0 | 0 | 0 | 1 | Super Off Peak | 0 | 0 | 1 | Off Peak | 0 | 1 | Off Peak | 0 | 1 | Off Peak | 0 | 0 | 1 | Super Off Peak | 0 | 0 | 1 | Super Off Peak | 0 | 0 | 1 | Super Off Peak
2020 | 8 | 18 | 2020-08-18 | 5 | 1 | 0 | 0 | [6 empty] | 0 | 0 | 0 | 1 | Super Off Peak | 0 | 0 | 1 | Off Peak | 0 | 1 | Off Peak | 0 | 1 | Off Peak | 0 | 0 | 1 | Super Off Peak | 0 | 0 | 1 | Super Off Peak | 0 | 0 | 1 | Super Off Peak
2020 | 8 | 18 | 2020-08-18 | 6 | 1 | 0 | 0 | [6 empty] | 0 | 0 | 0 | 1 | Super Off Peak | 0 | 0 | 1 | Off Peak | 0 | 1 | Off Peak | 0 | 1 | Off Peak | 0 | 0 | 1 | Super Off Peak | 0 | 1 | 0 | Off Peak | 0 | 1 | 0 | Off Peak
2020 | 8 | 18 | 2020-08-18 | 7 | 1 | 0 | 0 | [6 empty] | 0 | 0 | 1 | 0 | Off Peak | 0 | 1 | 0 | Semi-Peak | 0 | 1 | Off Peak | 0 | 1 | Off Peak | 0 | 1 | 0 | Off Peak | 0 | 1 | 0 | Off Peak | 0 | 1 | 0 | Off Peak
2020 | 8 | 18 | 2020-08-18 | 8 | 1 | 0 | 0 | [6 empty] | 0 | 0 | 1 | 0 | Off Peak | 0 | 1 | 0 | Semi-Peak | 0 | 1 | Off Peak | 0 | 1 | Off Peak | 0 | 1 | 0 | Off Peak | 0 | 1 | 0 | Off Peak | 0 | 1 | 0 | Off Peak
2020 | 8 | 18 | 2020-08-18 | 9 | 1 | 0 | 0 | [6 empty] | 0 | 0 | 1 | 0 | Off Peak | 0 | 1 | 0 | Semi-Peak | 0 | 1 | Off Peak | 0 | 1 | Off Peak | 0 | 1 | 0 | Off Peak | 0 | 1 | 0 | Off Peak | 0 | 1 | 0 | Off Peak
2020 | 8 | 18 | 2020-08-18 | 10 | 1 | 0 | 0 | [6 empty] | 0 | 0 | 1 | 0 | Off Peak | 0 | 1 | 0 | Semi-Peak | 0 | 1 | Off Peak | 0 | 1 | Off Peak | 0 | 1 | 0 | Off Peak | 0 | 1 | 0 | Off Peak | 0 | 1 | 0 | Off Peak
2020 | 8 | 18 | 2020-08-18 | 11 | 1 | 0 | 0 | [6 empty] | 0 | 0 | 1 | 0 | Off Peak | 0 | 1 | 0 | Semi-Peak | 0 | 1 | Off Peak | 0 | 1 | Off Peak | 0 | 1 | 0 | Off Peak | 0 | 1 | 0 | Off Peak | 0 | 1 | 0 | Off Peak
2020 | 8 | 18 | 2020-08-18 | 12 | 1 | 0 | 0 | [6 empty] | 0 | 0 | 1 | 0 | Off Peak | 1 | 0 | 0 | On Peak | 0 | 1 | Off Peak | 0 | 1 | Off Peak | 1 | 0 | 0 | On Peak | 0 | 1 | 0 | Off Peak | 0 | 1 | 0 | Off Peak
2020 | 8 | 18 | 2020-08-18 | 13 | 1 | 0 | 0 | [6 empty] | 0 | 0 | 1 | 0 | Off Peak | 1 | 0 | 0 | On Peak | 0 | 1 | Off Peak | 1 | 0 | On Peak | 1 | 0 | 0 | On Peak | 1 | 0 | 0 | On Peak | 1 | 0 | 0 | On Peak
2020 | 8 | 18 | 2020-08-18 | 14 | 1 | 0 | 0 | [6 empty] | 0 | 0 | 1 | 0 | Off Peak | 1 | 0 | 0 | On Peak | 0 | 1 | Off Peak | 1 | 0 | On Peak | 1 | 0 | 0 | On Peak | 1 | 0 | 0 | On Peak | 1 | 0 | 0 | On Peak
2020 | 8 | 18 | 2020-08-18 | 15 | 1 | 0 | 0 | [6 empty] | 0 | 0 | 1 | 0 | Off Peak | 1 | 0 | 0 | On Peak | 0 | 1 | Off Peak | 1 | 0 | On Peak | 1 | 0 | 0 | On Peak | 1 | 0 | 0 | On Peak | 1 | 0 | 0 | On Peak
2020 | 8 | 18 | 2020-08-18 | 16 | 1 | 0 | 0 | [6 empty] | 0 | 0 | 1 | 0 | Off Peak | 1 | 0 | 0 | On Peak | 0 | 1 | Off Peak | 1 | 0 | On Peak | 1 | 0 | 0 | On Peak | 1 | 0 | 0 | On Peak | 1 | 0 | 0 | On Peak
2020 | 8 | 18 | 2020-08-18 | 17 | 1 | 0 | 0 | [6 empty] | 0 | 1 | 0 | 0 | On Peak | 1 | 0 | 0 | On Peak | 1 | 0 | On Peak | 1 | 0 | On Peak | 1 | 0 | 0 | On Peak | 1 | 0 | 0 | On Peak | 1 | 0 | 0 | On Peak
2020 | 8 | 18 | 2020-08-18 | 18 | 1 | 0 | 0 | [6 empty] | 0 | 1 | 0 | 0 | On Peak | 1 | 0 | 0 | On Peak | 1 | 0 | On Peak | 1 | 0 | On Peak | 1 | 0 | 0 | On Peak | 1 | 0 | 0 | On Peak | 1 | 0 | 0 | On Peak
2020 | 8 | 18 | 2020-08-18 | 19 | 1 | 0 | 0 | [6 empty] | 0 | 1 | 0 | 0 | On Peak | 0 | 1 | 0 | Semi-Peak | 1 | 0 | On Peak | 0 | 1 | Off Peak | 0 | 1 | 0 | Off Peak | 1 | 0 | 0 | On Peak | 0 | 1 | 0 | Off Peak
2020 | 8 | 18 | 2020-08-18 | 20 | 1 | 0 | 0 | [6 empty] | 0 | 1 | 0 | 0 | On Peak | 0 | 1 | 0 | Semi-Peak | 1 | 0 | On Peak | 0 | 1 | Off Peak | 0 | 1 | 0 | Off Peak | 1 | 0 | 0 | On Peak | 0 | 1 | 0 | Off Peak
2020 | 8 | 18 | 2020-08-18 | 21 | 1 | 0 | 0 | [6 empty] | 0 | 1 | 0 | 0 | On Peak | 0 | 1 | 0 | Semi-Peak | 1 | 0 | On Peak | 0 | 1 | Off Peak | 0 | 1 | 0 | Off Peak | 0 | 1 | 0 | Off Peak | 0 | 1 | 0 | Off Peak
2020 | 8 | 18 | 2020-08-18 | 22 | 1 | 0 | 0 | [6 empty] | 0 | 0 | 1 | 0 | Off Peak | 0 | 1 | 0 | Semi-Peak | 0 | 1 | Off Peak | 0 | 1 | Off Peak | 0 | 1 | 0 | Off Peak | 0 | 1 | 0 | Off Peak | 0 | 1 | 0 | Off Peak
2020 | 8 | 18 | 2020-08-18 | 23 | 1 | 0 | 0 | [6 empty] | 0 | 0 | 1 | 0 | Off Peak | 0 | 0 | 1 | Off Peak | 0 | 1 | Off Peak | 0 | 1 | Off Peak | 0 | 0 | 1 | Super Off Peak | 0 | 1 | 0 | Off Peak | 0 | 1 | 0 | Off Peak
2020 | 8 | 18 | 2020-08-18 | 24 | 1 | 0 | 0 | [6 empty] | 0 | 0 | 1 | 0 | Off Peak | 0 | 0 | 1 | Off Peak | 0 | 1 | Off Peak | 0 | 1 | Off Peak | 0 | 0 | 1 | Super Off Peak | 0 | 1 | 0 | Off Peak | 0 | 1 | 0 | Off Peak
2020 | 8 | 19 | 2020-08-19 | 1 | 1 | 0 | 0 | [6 empty] | 0 | 0 | 0 | 1 | Super Off Peak | 0 | 0 | 1 | Off Peak | 0 | 1 | Off Peak | 0 | 1 | Off Peak | 0 | 0 | 1 | Super Off Peak | 0 | 0 | 1 | Super Off Peak | 0 | 0 | 1 | Super Off Peak
2020 | 8 | 19 | 2020-08-19 | 2 | 1 | 0 | 0 | [6 empty] | 0 | 0 | 0 | 1 | Super Off Peak | 0 | 0 | 1 | Off Peak | 0 | 1 | Off Peak | 0 | 1 | Off Peak | 0 | 0 | 1 | Super Off Peak | 0 | 0 | 1 | Super Off Peak | 0 | 0 | 1 | Super Off Peak
2020 | 8 | 19 | 2020-08-19 | 3 | 1 | 0 | 0 | [6 empty] | 0 | 0 | 0 | 1 | Super Off Peak | 0 | 0 | 1 | Off Peak | 0 | 1 | Off Peak | 0 | 1 | Off Peak | 0 | 0 | 1 | Super Off Peak | 0 | 0 | 1 | Super Off Peak | 0 | 0 | 1 | Super Off Peak
2020 | 8 | 19 | 2020-08-19 | 4 | 1 | 0 | 0 | [6 empty] | 0 | 0 | 0 | 1 | Super Off Peak | 0 | 0 | 1 | Off Peak | 0 | 1 | Off Peak | 0 | 1 | Off Peak | 0 | 0 | 1 | Super Off Peak | 0 | 0 | 1 | Super Off Peak | 0 | 0 | 1 | Super Off Peak
2020 | 8 | 19 | 2020-08-19 | 5 | 1 | 0 | 0 | [6 empty] | 0 | 0 | 0 | 1 | Super Off Peak | 0 | 0 | 1 | Off Peak | 0 | 1 | Off Peak | 0 | 1 | Off Peak | 0 | 0 | 1 | Super Off Peak | 0 | 0 | 1 | Super Off Peak | 0 | 0 | 1 | Super Off Peak
2020 | 8 | 19 | 2020-08-19 | 6 | 1 | 0 | 0 | [6 empty] | 0 | 0 | 0 | 1 | Super Off Peak | 0 | 0 | 1 | Off Peak | 0 | 1 | Off Peak | 0 | 1 | Off Peak | 0 | 0 | 1 | Super Off Peak | 0 | 1 | 0 | Off Peak | 0 | 1 | 0 | Off Peak
2020 | 8 | 19 | 2020-08-19 | 7 | 1 | 0 | 0 | [6 empty] | 0 | 0 | 1 | 0 | Off Peak | 0 | 1 | 0 | Semi-Peak | 0 | 1 | Off Peak | 0 | 1 | Off Peak | 0 | 1 | 0 | Off Peak | 0 | 1 | 0 | Off Peak | 0 | 1 | 0 | Off Peak
2020 | 8 | 19 | 2020-08-19 | 8 | 1 | 0 | 0 | [6 empty] | 0 | 0 | 1 | 0 | Off Peak | 0 | 1 | 0 | Semi-Peak | 0 | 1 | Off Peak | 0 | 1 | Off Peak | 0 | 1 | 0 | Off Peak | 0 | 1 | 0 | Off Peak | 0 | 1 | 0 | Off Peak
2020 | 8 | 19 | 2020-08-19 | 9 | 1 | 0 | 0 | [6 empty] | 0 | 0 | 1 | 0 | Off Peak | 0 | 1 | 0 | Semi-Peak | 0 | 1 | Off Peak | 0 | 1 | Off Peak | 0 | 1 | 0 | Off Peak | 0 | 1 | 0 | Off Peak | 0 | 1 | 0 | Off Peak
2020 | 8 | 19 | 2020-08-19 | 10 | 1 | 0 | 0 | [6 empty] | 0 | 0 | 1 | 0 | Off Peak | 0 | 1 | 0 | Semi-Peak | 0 | 1 | Off Peak | 0 | 1 | Off Peak | 0 | 1 | 0 | Off Peak | 0 | 1 | 0 | Off Peak | 0 | 1 | 0 | Off Peak
2020 | 8 | 19 | 2020-08-19 | 11 | 1 | 0 | 0 | [6 empty] | 0 | 0 | 1 | 0 | Off Peak | 0 | 1 | 0 | Semi-Peak | 0 | 1 | Off Peak | 0 | 1 | Off Peak | 0 | 1 | 0 | Off Peak | 0 | 1 | 0 | Off Peak | 0 | 1 | 0 | Off Peak
2020 | 8 | 19 | 2020-08-19 | 12 | 1 | 0 | 0 | [6 empty] | 0 | 0 | 1 | 0 | Off Peak | 1 | 0 | 0 | On Peak | 0 | 1 | Off Peak | 0 | 1 | Off Peak | 1 | 0 | 0 | On Peak | 0 | 1 | 0 | Off Peak | 0 | 1 | 0 | Off Peak
2020 | 8 | 19 | 2020-08-19 | 13 | 1 | 0 | 0 | [6 empty] | 0 | 0 | 1 | 0 | Off Peak | 1 | 0 | 0 | On Peak | 0 | 1 | Off Peak | 1 | 0 | On Peak | 1 | 0 | 0 | On Peak | 1 | 0 | 0 | On Peak | 1 | 0 | 0 | On Peak
2020 | 8 | 19 | 2020-08-19 | 14 | 1 | 0 | 0 | [6 empty] | 0 | 0 | 1 | 0 | Off Peak | 1 | 0 | 0 | On Peak | 0 | 1 | Off Peak | 1 | 0 | On Peak | 1 | 0 | 0 | On Peak | 1 | 0 | 0 | On Peak | 1 | 0 | 0 | On Peak
2020 | 8 | 19 | 2020-08-19 | 15 | 1 | 0 | 0 | [6 empty] | 0 | 0 | 1 | 0 | Off Peak | 1 | 0 | 0 | On Peak | 0 | 1 | Off Peak | 1 | 0 | On Peak | 1 | 0 | 0 | On Peak | 1 | 0 | 0 | On Peak | 1 | 0 | 0 | On Peak
2020 | 8 | 19 | 2020-08-19 | 16 | 1 | 0 | 0 | [6 empty] | 0 | 0 | 1 | 0 | Off Peak | 1 | 0 | 0 | On Peak | 0 | 1 | Off Peak | 1 | 0 | On Peak | 1 | 0 | 0 | On Peak | 1 | 0 | 0 | On Peak | 1 | 0 | 0 | On Peak
2020 | 8 | 19 | 2020-08-19 | 17 | 1 | 0 | 0 | [6 empty] | 0 | 1 | 0 | 0 | On Peak | 1 | 0 | 0 | On Peak | 1 | 0 | On Peak | 1 | 0 | On Peak | 1 | 0 | 0 | On Peak | 1 | 0 | 0 | On Peak | 1 | 0 | 0 | On Peak
2020 | 8 | 19 | 2020-08-19 | 18 | 1 | 0 | 0 | [6 empty] | 0 | 1 | 0 | 0 | On Peak | 1 | 0 | 0 | On Peak | 1 | 0 | On Peak | 1 | 0 | On Peak | 1 | 0 | 0 | On Peak | 1 | 0 | 0 | On Peak | 1 | 0 | 0 | On Peak
2020 | 8 | 19 | 2020-08-19 | 19 | 1 | 0 | 0 | [6 empty] | 0 | 1 | 0 | 0 | On Peak | 0 | 1 | 0 | Semi-Peak | 1 | 0 | On Peak | 0 | 1 | Off Peak | 0 | 1 | 0 | Off Peak | 1 | 0 | 0 | On Peak | 0 | 1 | 0 | Off Peak
2020 | 8 | 19 | 2020-08-19 | 20 | 1 | 0 | 0 | [6 empty] | 0 | 1 | 0 | 0 | On Peak | 0 | 1 | 0 | Semi-Peak | 1 | 0 | On Peak | 0 | 1 | Off Peak | 0 | 1 | 0 | Off Peak | 1 | 0 | 0 | On Peak | 0 | 1 | 0 | Off Peak
2020 | 8 | 19 | 2020-08-19 | 21 | 1 | 0 | 0 | [6 empty] | 0 | 1 | 0 | 0 | On Peak | 0 | 1 | 0 | Semi-Peak | 1 | 0 | On Peak | 0 | 1 | Off Peak | 0 | 1 | 0 | Off Peak | 0 | 1 | 0 | Off Peak | 0 | 1 | 0 | Off Peak
2020 | 8 | 19 | 2020-08-19 | 22 | 1 | 0 | 0 | [6 empty] | 0 | 0 | 1 | 0 | Off Peak | 0 | 1 | 0 | Semi-Peak | 0 | 1 | Off Peak | 0 | 1 | Off Peak | 0 | 1 | 0 | Off Peak | 0 | 1 | 0 | Off Peak | 0 | 1 | 0 | Off Peak
2020 | 8 | 19 | 2020-08-19 | 23 | 1 | 0 | 0 | [6 empty] | 0 | 0 | 1 | 0 | Off Peak | 0 | 0 | 1 | Off Peak | 0 | 1 | Off Peak | 0 | 1 | Off Peak | 0 | 0 | 1 | Super Off Peak | 0 | 1 | 0 | Off Peak | 0 | 1 | 0 | Off Peak
2020 | 8 | 19 | 2020-08-19 | 24 | 1 | 0 | 0 | [6 empty] | 0 | 0 | 1 | 0 | Off Peak | 0 | 0 | 1 | Off Peak | 0 | 1 | Off Peak | 0 | 1 | Off Peak | 0 | 0 | 1 | Super Off Peak | 0 | 1 | 0 | Off Peak | 0 | 1 | 0 | Off Peak
2020 | 8 | 20 | 2020-08-20 | 1 | 1 | 0 | 0 | [6 empty] | 0 | 0 | 0 | 1 | Super Off Peak | 0 | 0 | 1 | Off Peak | 0 | 1 | Off Peak | 0 | 1 | Off Peak | 0 | 0 | 1 | Super Off Peak | 0 | 0 | 1 | Super Off Peak | 0 | 0 | 1 | Super Off Peak
2020 | 8 | 20 | 2020-08-20 | 2 | 1 | 0 | 0 | [6 empty] | 0 | 0 | 0 | 1 | Super Off Peak | 0 | 0 | 1 | Off Peak | 0 | 1 | Off Peak | 0 | 1 | Off Peak | 0 | 0 | 1 | Super Off Peak | 0 | 0 | 1 | Super Off Peak | 0 | 0 | 1 | Super Off Peak
2020 | 8 | 20 | 2020-08-20 | 3 | 1 | 0 | 0 | [6 empty] | 0 | 0 | 0 | 1 | Super Off Peak | 0 | 0 | 1 | Off Peak | 0 | 1 | Off Peak | 0 | 1 | Off Peak | 0 | 0 | 1 | Super Off Peak | 0 | 0 | 1 | Super Off Peak | 0 | 0 | 1 | Super Off Peak
2020 | 8 | 20 | 2020-08-20 | 4 | 1 | 0 | 0 | [6 empty] | 0 | 0 | 0 | 1 | Super Off Peak | 0 | 0 | 1 | Off Peak | 0 | 1 | Off Peak | 0 | 1 | Off Peak | 0 | 0 | 1 | Super Off Peak | 0 | 0 | 1 | Super Off Peak | 0 | 0 | 1 | Super Off Peak
2020 | 8 | 20 | 2020-08-20 | 5 | 1 | 0 | 0 | [6 empty] | 0 | 0 | 0 | 1 | Super Off Peak | 0 | 0 | 1 | Off Peak | 0 | 1 | Off Peak | 0 | 1 | Off Peak | 0 | 0 | 1 | Super Off Peak | 0 | 0 | 1 | Super Off Peak | 0 | 0 | 1 | Super Off Peak
2020 | 8 | 20 | 2020-08-20 | 6 | 1 | 0 | 0 | [6 empty] | 0 | 0 | 0 | 1 | Super Off Peak | 0 | 0 | 1 | Off Peak | 0 | 1 | Off Peak | 0 | 1 | Off Peak | 0 | 0 | 1 | Super Off Peak | 0 | 1 | 0 | Off Peak | 0 | 1 | 0 | Off Peak
2020 | 8 | 20 | 2020-08-20 | 7 | 1 | 0 | 0 | [6 empty] | 0 | 0 | 1 | 0 | Off Peak | 0 | 1 | 0 | Semi-Peak | 0 | 1 | Off Peak | 0 | 1 | Off Peak | 0 | 1 | 0 | Off Peak | 0 | 1 | 0 | Off Peak | 0 | 1 | 0 | Off Peak
2020 | 8 | 20 | 2020-08-20 | 8 | 1 | 0 | 0 | [6 empty] | 0 | 0 | 1 | 0 | Off Peak | 0 | 1 | 0 | Semi-Peak | 0 | 1 | Off Peak | 0 | 1 | Off Peak | 0 | 1 | 0 | Off Peak | 0 | 1 | 0 | Off Peak | 0 | 1 | 0 | Off Peak
2020 | 8 | 20 | 2020-08-20 | 9 | 1 | 0 | 0 | [6 empty] | 0 | 0 | 1 | 0 | Off Peak | 0 | 1 | 0 | Semi-Peak | 0 | 1 | Off Peak | 0 | 1 | Off Peak | 0 | 1 | 0 | Off Peak | 0 | 1 | 0 | Off Peak | 0 | 1 | 0 | Off Peak
2020 | 8 | 20 | 2020-08-20 | 10 | 1 | 0 | 0 | [6 empty] | 0 | 0 | 1 | 0 | Off Peak | 0 | 1 | 0 | Semi-Peak | 0 | 1 | Off Peak | 0 | 1 | Off Peak | 0 | 1 | 0 | Off Peak | 0 | 1 | 0 | Off Peak | 0 | 1 | 0 | Off Peak
2020 | 8 | 20 | 2020-08-20 | 11 | 1 | 0 | 0 | [6 empty] | 0 | 0 | 1 | 0 | Off Peak | 0 | 1 | 0 | Semi-Peak | 0 | 1 | Off Peak | 0 | 1 | Off Peak | 0 | 1 | 0 | Off Peak | 0 | 1 | 0 | Off Peak | 0 | 1 | 0 | Off Peak
2020 | 8 | 20 | 2020-08-20 | 12 | 1 | 0 | 0 | [6 empty] | 0 | 0 | 1 | 0 | Off Peak | 1 | 0 | 0 | On Peak | 0 | 1 | Off Peak | 0 | 1 | Off Peak | 1 | 0 | 0 | On Peak | 0 | 1 | 0 | Off Peak | 0 | 1 | 0 | Off Peak
2020 | 8 | 20 | 2020-08-20 | 13 | 1 | 0 | 0 | [6 empty] | 0 | 0 | 1 | 0 | Off Peak | 1 | 0 | 0 | On Peak | 0 | 1 | Off Peak | 1 | 0 | On Peak | 1 | 0 | 0 | On Peak | 1 | 0 | 0 | On Peak | 1 | 0 | 0 | On Peak
2020 | 8 | 20 | 2020-08-20 | 14 | 1 | 0 | 0 | [6 empty] | 0 | 0 | 1 | 0 | Off Peak | 1 | 0 | 0 | On Peak | 0 | 1 | Off Peak | 1 | 0 | On Peak | 1 | 0 | 0 | On Peak | 1 | 0 | 0 | On Peak | 1 | 0 | 0 | On Peak
2020 | 8 | 20 | 2020-08-20 | 15 | 1 | 0 | 0 | [6 empty] | 0 | 0 | 1 | 0 | Off Peak | 1 | 0 | 0 | On Peak | 0 | 1 | Off Peak | 1 | 0 | On Peak | 1 | 0 | 0 | On Peak | 1 | 0 | 0 | On Peak | 1 | 0 | 0 | On Peak
2020 | 8 | 20 | 2020-08-20 | 16 | 1 | 0 | 0 | [6 empty] | 0 | 0 | 1 | 0 | Off Peak | 1 | 0 | 0 | On Peak | 0 | 1 | Off Peak | 1 | 0 | On Peak | 1 | 0 | 0 | On Peak | 1 | 0 | 0 | On Peak | 1 | 0 | 0 | On Peak
2020 | 8 | 20 | 2020-08-20 | 17 | 1 | 0 | 0 | [6 empty] | 0 | 1 | 0 | 0 | On Peak | 1 | 0 | 0 | On Peak | 1 | 0 | On Peak | 1 | 0 | On Peak | 1 | 0 | 0 | On Peak | 1 | 0 | 0 | On Peak | 1 | 0 | 0 | On Peak
2020 | 8 | 20 | 2020-08-20 | 18 | 1 | 0 | 0 | [6 empty] | 0 | 1 | 0 | 0 | On Peak | 1 | 0 | 0 | On Peak | 1 | 0 | On Peak | 1 | 0 | On Peak | 1 | 0 | 0 | On Peak | 1 | 0 | 0 | On Peak | 1 | 0 | 0 | On Peak
2020 | 8 | 20 | 2020-08-20 | 19 | 1 | 0 | 0 | [6 empty] | 0 | 1 | 0 | 0 | On Peak | 0 | 1 | 0 | Semi-Peak | 1 | 0 | On Peak | 0 | 1 | Off Peak | 0 | 1 | 0 | Off Peak | 1 | 0 | 0 | On Peak | 0 | 1 | 0 | Off Peak
2020 | 8 | 20 | 2020-08-20 | 20 | 1 | 0 | 0 | [6 empty] | 0 | 1 | 0 | 0 | On Peak | 0 | 1 | 0 | Semi-Peak | 1 | 0 | On Peak | 0 | 1 | Off Peak | 0 | 1 | 0 | Off Peak | 1 | 0 | 0 | On Peak | 0 | 1 | 0 | Off Peak
2020 | 8 | 20 | 2020-08-20 | 21 | 1 | 0 | 0 | [6 empty] | 0 | 1 | 0 | 0 | On Peak | 0 | 1 | 0 | Semi-Peak | 1 | 0 | On Peak | 0 | 1 | Off Peak | 0 | 1 | 0 | Off Peak | 0 | 1 | 0 | Off Peak | 0 | 1 | 0 | Off Peak
2020 | 8 | 20 | 2020-08-20 | 22 | 1 | 0 | 0 | [6 empty] | 0 | 0 | 1 | 0 | Off Peak | 0 | 1 | 0 | Semi-Peak | 0 | 1 | Off Peak | 0 | 1 | Off Peak | 0 | 1 | 0 | Off Peak | 0 | 1 | 0 | Off Peak | 0 | 1 | 0 | Off Peak
2020 | 8 | 20 | 2020-08-20 | 23 | 1 | 0 | 0 | [6 empty] | 0 | 0 | 1 | 0 | Off Peak | 0 | 0 | 1 | Off Peak | 0 | 1 | Off Peak | 0 | 1 | Off Peak | 0 | 0 | 1 | Super Off Peak | 0 | 1 | 0 | Off Peak | 0 | 1 | 0 | Off Peak
2020 | 8 | 20 | 2020-08-20 | 24 | 1 | 0 | 0 | [6 empty] | 0 | 0 | 1 | 0 | Off Peak | 0 | 0 | 1 | Off Peak | 0 | 1 | Off Peak | 0 | 1 | Off Peak | 0 | 0 | 1 | Super Off Peak | 0 | 1 | 0 | Off Peak | 0 | 1 | 0 | Off Peak
2020 | 8 | 21 | 2020-08-21 | 1 | 1 | 0 | 0 | [6 empty] | 0 | 0 | 0 | 1 | Super Off Peak | 0 | 0 | 1 | Off Peak | 0 | 1 | Off Peak | 0 | 1 | Off Peak | 0 | 0 | 1 | Super Off Peak | 0 | 0 | 1 | Super Off Peak | 0 | 0 | 1 | Super Off Peak
2020 | 8 | 21 | 2020-08-21 | 2 | 1 | 0 | 0 | [6 empty] | 0 | 0 | 0 | 1 | Super Off Peak | 0 | 0 | 1 | Off Peak | 0 | 1 | Off Peak | 0 | 1 | Off Peak | 0 | 0 | 1 | Super Off Peak | 0 | 0 | 1 | Super Off Peak | 0 | 0 | 1 | Super Off Peak
2020 | 8 | 21 | 2020-08-21 | 3 | 1 | 0 | 0 | [6 empty] | 0 | 0 | 0 | 1 | Super Off Peak | 0 | 0 | 1 | Off Peak | 0 | 1 | Off Peak | 0 | 1 | Off Peak | 0 | 0 | 1 | Super Off Peak | 0 | 0 | 1 | Super Off Peak | 0 | 0 | 1 | Super Off Peak
2020 | 8 | 21 | 2020-08-21 | 4 | 1 | 0 | 0 | [6 empty] | 0 | 0 | 0 | 1 | Super Off Peak | 0 | 0 | 1 | Off Peak | 0 | 1 | Off Peak | 0 | 1 | Off Peak | 0 | 0 | 1 | Super Off Peak | 0 | 0 | 1 | Super Off Peak | 0 | 0 | 1 | Super Off Peak
2020 | 8 | 21 | 2020-08-21 | 5 | 1 | 0 | 0 | [6 empty] | 0 | 0 | 0 | 1 | Super Off Peak | 0 | 0 | 1 | Off Peak | 0 | 1 | Off Peak | 0 | 1 | Off Peak | 0 | 0 | 1 | Super Off Peak | 0 | 0 | 1 | Super Off Peak | 0 | 0 | 1 | Super Off Peak
2020 | 8 | 21 | 2020-08-21 | 6 | 1 | 0 | 0 | [6 empty] | 0 | 0 | 0 | 1 | Super Off Peak | 0 | 0 | 1 | Off Peak | 0 | 1 | Off Peak | 0 | 1 | Off Peak | 0 | 0 | 1 | Super Off Peak | 0 | 1 | 0 | Off Peak | 0 | 1 | 0 | Off Peak
2020 | 8 | 21 | 2020-08-21 | 7 | 1 | 0 | 0 | [6 empty] | 0 | 0 | 1 | 0 | Off Peak | 0 | 1 | 0 | Semi-Peak | 0 | 1 | Off Peak | 0 | 1 | Off Peak | 0 | 1 | 0 | Off Peak | 0 | 1 | 0 | Off Peak | 0 | 1 | 0 | Off Peak
2020 | 8 | 21 | 2020-08-21 | 8 | 1 | 0 | 0 | [6 empty] | 0 | 0 | 1 | 0 | Off Peak | 0 | 1 | 0 | Semi-Peak | 0 | 1 | Off Peak | 0 | 1 | Off Peak | 0 | 1 | 0 | Off Peak | 0 | 1 | 0 | Off Peak | 0 | 1 | 0 | Off Peak
2020 | 8 | 21 | 2020-08-21 | 9 | 1 | 0 | 0 | [6 empty] | 0 | 0 | 1 | 0 | Off Peak | 0 | 1 | 0 | Semi-Peak | 0 | 1 | Off Peak | 0 | 1 | Off Peak | 0 | 1 | 0 | Off Peak | 0 | 1 | 0 | Off Peak | 0 | 1 | 0 | Off Peak
2020 | 8 | 21 | 2020-08-21 | 10 | 1 | 0 | 0 | [6 empty] | 0 | 0 | 1 | 0 | Off Peak | 0 | 1 | 0 | Semi-Peak | 0 | 1 | Off Peak | 0 | 1 | Off Peak | 0 | 1 | 0 | Off Peak | 0 | 1 | 0 | Off Peak | 0 | 1 | 0 | Off Peak
2020 | 8 | 21 | 2020-08-21 | 11 | 1 | 0 | 0 | [6 empty] | 0 | 0 | 1 | 0 | Off Peak | 0 | 1 | 0 | Semi-Peak | 0 | 1 | Off Peak | 0 | 1 | Off Peak | 0 | 1 | 0 | Off Peak | 0 | 1 | 0 | Off Peak | 0 | 1 | 0 | Off Peak
2020 | 8 | 21 | 2020-08-21 | 12 | 1 | 0 | 0 | [6 empty] | 0 | 0 | 1 | 0 | Off Peak | 1 | 0 | 0 | On Peak | 0 | 1 | Off Peak | 0 | 1 | Off Peak | 1 | 0 | 0 | On Peak | 0 | 1 | 0 | Off Peak | 0 | 1 | 0 | Off Peak
2020 | 8 | 21 | 2020-08-21 | 13 | 1 | 0 | 0 | [6 empty] | 0 | 0 | 1 | 0 | Off Peak | 1 | 0 | 0 | On Peak | 0 | 1 | Off Peak | 1 | 0 | On Peak | 1 | 0 | 0 | On Peak | 1 | 0 | 0 | On Peak | 1 | 0 | 0 | On Peak
2020 | 8 | 21 | 2020-08-21 | 14 | 1 | 0 | 0 | [6 empty] | 0 | 0 | 1 | 0 | Off Peak | 1 | 0 | 0 | On Peak | 0 | 1 | Off Peak | 1 | 0 | On Peak | 1 | 0 | 0 | On Peak | 1 | 0 | 0 | On Peak | 1 | 0 | 0 | On Peak
2020 | 8 | 21 | 2020-08-21 | 15 | 1 | 0 | 0 | [6 empty] | 0 | 0 | 1 | 0 | Off Peak | 1 | 0 | 0 | On Peak | 0 | 1 | Off Peak | 1 | 0 | On Peak | 1 | 0 | 0 | On Peak | 1 | 0 | 0 | On Peak | 1 | 0 | 0 | On Peak
2020 | 8 | 21 | 2020-08-21 | 16 | 1 | 0 | 0 | [6 empty] | 0 | 0 | 1 | 0 | Off Peak | 1 | 0 | 0 | On Peak | 0 | 1 | Off Peak | 1 | 0 | On Peak | 1 | 0 | 0 | On Peak | 1 | 0 | 0 | On Peak | 1 | 0 | 0 | On Peak
2020 | 8 | 21 | 2020-08-21 | 17 | 1 | 0 | 0 | [6 empty] | 0 | 1 | 0 | 0 | On Peak | 1 | 0 | 0 | On Peak | 1 | 0 | On Peak | 1 | 0 | On Peak | 1 | 0 | 0 | On Peak | 1 | 0 | 0 | On Peak | 1 | 0 | 0 | On Peak
2020 | 8 | 21 | 2020-08-21 | 18 | 1 | 0 | 0 | [6 empty] | 0 | 1 | 0 | 0 | On Peak | 1 | 0 | 0 | On Peak | 1 | 0 | On Peak | 1 | 0 | On Peak | 1 | 0 | 0 | On Peak | 1 | 0 | 0 | On Peak | 1 | 0 | 0 | On Peak
2020 | 8 | 21 | 2020-08-21 | 19 | 1 | 0 | 0 | [6 empty] | 0 | 1 | 0 | 0 | On Peak | 0 | 1 | 0 | Semi-Peak | 1 | 0 | On Peak | 0 | 1 | Off Peak | 0 | 1 | 0 | Off Peak | 1 | 0 | 0 | On Peak | 0 | 1 | 0 | Off Peak
2020 | 8 | 21 | 2020-08-21 | 20 | 1 | 0 | 0 | [6 empty] | 0 | 1 | 0 | 0 | On Peak | 0 | 1 | 0 | Semi-Peak | 1 | 0 | On Peak | 0 | 1 | Off Peak | 0 | 1 | 0 | Off Peak | 1 | 0 | 0 | On Peak | 0 | 1 | 0 | Off Peak
2020 | 8 | 21 | 2020-08-21 | 21 | 1 | 0 | 0 | [6 empty] | 1 | 1 | 0 | 0 | On Peak | 0 | 1 | 0 | Semi-Peak | 1 | 0 | On Peak | 0 | 1 | Off Peak | 0 | 1 | 0 | Off Peak | 0 | 1 | 0 | Off Peak | 0 | 1 | 0 | Off Peak | 0.8262%
2020 | 8 | 21 | 2020-08-21 | 22 | 1 | 0 | 0 | [6 empty] | 1 | 0 | 1 | 0 | Off Peak | 0 | 1 | 0 | Semi-Peak | 0 | 1 | Off Peak | 0 | 1 | Off Peak | 0 | 1 | 0 | Off Peak | 0 | 1 | 0 | Off Peak | 0 | 1 | 0 | Off Peak | 0.8117%
2020 | 8 | 21 | 2020-08-21 | 23 | 1 | 0 | 0 | [6 empty] | 0 | 0 | 1 | 0 | Off Peak | 0 | 0 | 1 | Off Peak | 0 | 1 | Off Peak | 0 | 1 | Off Peak | 0 | 0 | 1 | Super Off Peak | 0 | 1 | 0 | Off Peak | 0 | 1 | 0 | Off Peak
2020 | 8 | 21 | 2020-08-21 | 24 | 1 | 0 | 0 | [6 empty] | 0 | 0 | 1 | 0 | Off Peak | 0 | 0 | 1 | Off Peak | 0 | 1 | Off Peak | 0 | 1 | Off Peak | 0 | 0 | 1 | Super Off Peak | 0 | 1 | 0 | Off Peak | 0 | 1 | 0 | Off Peak
2020 | 8 | 22 | 2020-08-22 | 1 | 1 | 1 | 0 | [6 empty] | 0 | 0 | 0 | 1 | Super Off Peak | 0 | 0 | 1 | Off Peak | 0 | 1 | Off Peak | 0 | 1 | Off Peak | 0 | 0 | 1 | Super Off Peak | 0 | 0 | 1 | Super Off Peak | 0 | 0 | 1 | Super Off Peak
2020 | 8 | 22 | 2020-08-22 | 2 | 1 | 1 | 0 | [6 empty] | 0 | 0 | 0 | 1 | Super Off Peak | 0 | 0 | 1 | Off Peak | 0 | 1 | Off Peak | 0 | 1 | Off Peak | 0 | 0 | 1 | Super Off Peak | 0 | 0 | 1 | Super Off Peak | 0 | 0 | 1 | Super Off Peak
2020 | 8 | 22 | 2020-08-22 | 3 | 1 | 1 | 0 | [6 empty] | 0 | 0 | 0 | 1 | Super Off Peak | 0 | 0 | 1 | Off Peak | 0 | 1 | Off Peak | 0 | 1 | Off Peak | 0 | 0 | 1 | Super Off Peak | 0 | 0 | 1 | Super Off Peak | 0 | 0 | 1 | Super Off Peak
2020 | 8 | 22 | 2020-08-22 | 4 | 1 | 1 | 0 | [6 empty] | 0 | 0 | 0 | 1 | Super Off Peak | 0 | 0 | 1 | Off Peak | 0 | 1 | Off Peak | 0 | 1 | Off Peak | 0 | 0 | 1 | Super Off Peak | 0 | 0 | 1 | Super Off Peak | 0 | 0 | 1 | Super Off Peak
2020 | 8 | 22 | 2020-08-22 | 5 | 1 | 1 | 0 | [6 empty] | 0 | 0 | 0 | 1 | Super Off Peak | 0 | 0 | 1 | Off Peak | 0 | 1 | Off Peak | 0 | 1 | Off Peak | 0 | 0 | 1 | Super Off Peak | 0 | 0 | 1 | Super Off Peak | 0 | 0 | 1 | Super Off Peak
2020 | 8 | 22 | 2020-08-22 | 6 | 1 | 1 | 0 | [6 empty] | 0 | 0 | 0 | 1 | Super Off Peak | 0 | 0 | 1 | Off Peak | 0 | 1 | Off Peak | 0 | 1 | Off Peak | 0 | 0 | 1 | Super Off Peak | 0 | 1 | 0 | Off Peak | 0 | 1 | 0 | Off Peak
2020 | 8 | 22 | 2020-08-22 | 7 | 1 | 1 | 0 | [6 empty] | 0 | 0 | 0 | 1 | Super Off Peak | 0 | 0 | 1 | Off Peak | 0 | 1 | Off Peak | 0 | 1 | Off Peak | 0 | 0 | 1 | Super Off Peak | 0 | 1 | 0 | Off Peak | 0 | 1 | 0 | Off Peak
2020 | 8 | 22 | 2020-08-22 | 8 | 1 | 1 | 0 | [6 empty] | 0 | 0 | 0 | 1 | Super Off Peak | 0 | 0 | 1 | Off Peak | 0 | 1 | Off Peak | 0 | 1 | Off Peak | 0 | 0 | 1 | Super Off Peak | 0 | 1 | 0 | Off Peak | 0 | 1 | 0 | Off Peak
2020 | 8 | 22 | 2020-08-22 | 9 | 1 | 1 | 0 | [6 empty] | 0 | 0 | 0 | 1 | Super Off Peak | 0 | 0 | 1 | Off Peak | 0 | 1 | Off Peak | 0 | 1 | Off Peak | 0 | 0 | 1 | Super Off Peak | 0 | 1 | 0 | Off Peak | 0 | 1 | 0 | Off Peak
2020 | 8 | 22 | 2020-08-22 | 10 | 1 | 1 | 0 | [6 empty] | 0 | 0 | 0 | 1 | Super Off Peak | 0 | 0 | 1 | Off Peak | 0 | 1 | Off Peak | 0 | 1 | Off Peak | 0 | 0 | 1 | Super Off Peak | 0 | 1 | 0 | Off Peak | 0 | 1 | 0 | Off Peak
2020 | 8 | 22 | 2020-08-22 | 11 | 1 | 1 | 0 | [6 empty] | 0 | 0 | 0 | 1 | Super Off Peak | 0 | 0 | 1 | Off Peak | 0 | 1 | Off Peak | 0 | 1 | Off Peak | 0 | 0 | 1 | Super Off Peak | 0 | 1 | 0 | Off Peak | 0 | 1 | 0 | Off Peak
2020 | 8 | 22 | 2020-08-22 | 12 | 1 | 1 | 0 | [6 empty] | 0 | 0 | 0 | 1 | Super Off Peak | 0 | 0 | 1 | Off Peak | 0 | 1 | Off Peak | 0 | 1 | Off Peak | 0 | 0 | 1 | Super Off Peak | 0 | 1 | 0 | Off Peak | 0 | 1 | 0 | Off Peak
2020 | 8 | 22 | 2020-08-22 | 13 | 1 | 1 | 0 | [6 empty] | 0 | 0 | 0 | 1 | Super Off Peak | 0 | 0 | 1 | Off Peak | 0 | 1 | Off Peak | 0 | 1 | Off Peak | 0 | 0 | 1 | Super Off Peak | 1 | 0 | 0 | On Peak | 1 | 0 | 0 | On Peak
2020 | 8 | 22 | 2020-08-22 | 14 | 1 | 1 | 0 | [6 empty] | 0 | 0 | 0 | 1 | Super Off Peak | 0 | 0 | 1 | Off Peak | 0 | 1 | Off Peak | 0 | 1 | Off Peak | 0 | 0 | 1 | Super Off Peak | 1 | 0 | 0 | On Peak | 1 | 0 | 0 | On Peak
2020 | 8 | 22 | 2020-08-22 | 15 | 1 | 1 | 0 | [6 empty] | 0 | 0 | 1 | 0 | Off Peak | 0 | 0 | 1 | Off Peak | 0 | 1 | Off Peak | 0 | 1 | Off Peak | 0 | 0 | 1 | Super Off Peak | 1 | 0 | 0 | On Peak | 1 | 0 | 0 | On Peak
2020 | 8 | 22 | 2020-08-22 | 16 | 1 | 1 | 0 | [6 empty] | 0 | 0 | 1 | 0 | Off Peak | 0 | 0 | 1 | Off Peak | 0 | 1 | Off Peak | 0 | 1 | Off Peak | 0 | 0 | 1 | Super Off Peak | 1 | 0 | 0 | On Peak | 1 | 0 | 0 | On Peak
2020 | 8 | 22 | 2020-08-22 | 17 | 1 | 1 | 0 | [6 empty] | 0 | 1 | 0 | 0 | On Peak | 0 | 0 | 1 | Off Peak | 0 | 1 | Off Peak | 0 | 1 | Off Peak | 0 | 0 | 1 | Super Off Peak | 1 | 0 | 0 | On Peak | 1 | 0 | 0 | On Peak
2020 | 8 | 22 | 2020-08-22 | 18 | 1 | 1 | 0 | [6 empty] | 0 | 1 | 0 | 0 | On Peak | 0 | 0 | 1 | Off Peak | 0 | 1 | Off Peak | 0 | 1 | Off Peak | 0 | 0 | 1 | Super Off Peak | 1 | 0 | 0 | On Peak | 1 | 0 | 0 | On Peak
2020 | 8 | 22 | 2020-08-22 | 19 | 1 | 1 | 0 | [6 empty] | 0 | 1 | 0 | 0 | On Peak | 0 | 0 | 1 | Off Peak | 0 | 1 | Off Peak | 0 | 1 | Off Peak | 0 | 0 | 1 | Super Off Peak | 1 | 0 | 0 | On Peak | 0 | 1 | 0 | Off Peak
2020 | 8 | 22 | 2020-08-22 | 20 | 1 | 1 | 0 | [6 empty] | 0 | 1 | 0 | 0 | On Peak | 0 | 0 | 1 | Off Peak | 0 | 1 | Off Peak | 0 | 1 | Off Peak | 0 | 0 | 1 | Super Off Peak | 1 | 0 | 0 | On Peak | 0 | 1 | 0 | Off Peak
2020 | 8 | 22 | 2020-08-22 | 21 | 1 | 1 | 0 | [6 empty] | 0 | 1 | 0 | 0 | On Peak | 0 | 0 | 1 | Off Peak | 0 | 1 | Off Peak | 0 | 1 | Off Peak | 0 | 0 | 1 | Super Off Peak | 0 | 1 | 0 | Off Peak | 0 | 1 | 0 | Off Peak
2020 | 8 | 22 | 2020-08-22 | 22 | 1 | 1 | 0 | [6 empty] | 0 | 0 | 1 | 0 | Off Peak | 0 | 0 | 1 | Off Peak | 0 | 1 | Off Peak | 0 | 1 | Off Peak | 0 | 0 | 1 | Super Off Peak | 0 | 1 | 0 | Off Peak | 0 | 1 | 0 | Off Peak
2020 | 8 | 22 | 2020-08-22 | 23 | 1 | 1 | 0 | [6 empty] | 0 | 0 | 1 | 0 | Off Peak | 0 | 0 | 1 | Off Peak | 0 | 1 | Off Peak | 0 | 1 | Off Peak | 0 | 0 | 1 | Super Off Peak | 0 | 1 | 0 | Off Peak | 0 | 1 | 0 | Off Peak
2020 | 8 | 22 | 2020-08-22 | 24 | 1 | 1 | 0 | [6 empty] | 0 | 0 | 1 | 0 | Off Peak | 0 | 0 | 1 | Off Peak | 0 | 1 | Off Peak | 0 | 1 | Off Peak | 0 | 0 | 1 | Super Off Peak | 0 | 1 | 0 | Off Peak | 0 | 1 | 0 | Off Peak
2020 | 8 | 23 | 2020-08-23 | 1 | 1 | 1 | 0 | [6 empty] | 0 | 0 | 0 | 1 | Super Off Peak | 0 | 0 | 1 | Off Peak | 0 | 1 | Off Peak | 0 | 1 | Off Peak | 0 | 0 | 1 | Super Off Peak | 0 | 0 | 1 | Super Off Peak | 0 | 0 | 1 | Super Off Peak
2020 | 8 | 23 | 2020-08-23 | 2 | 1 | 1 | 0 | [6 empty] | 0 | 0 | 0 | 1 | Super Off Peak | 0 | 0 | 1 | Off Peak | 0 | 1 | Off Peak | 0 | 1 | Off Peak | 0 | 0 | 1 | Super Off Peak | 0 | 0 | 1 | Super Off Peak | 0 | 0 | 1 | Super Off Peak
2020 | 8 | 23 | 2020-08-23 | 3 | 1 | 1 | 0 | [6 empty] | 0 | 0 | 0 | 1 | Super Off Peak | 0 | 0 | 1 | Off Peak | 0 | 1 | Off Peak | 0 | 1 | Off Peak | 0 | 0 | 1 | Super Off Peak | 0 | 0 | 1 | Super Off Peak | 0 | 0 | 1 | Super Off Peak
2020 | 8 | 23 | 2020-08-23 | 4 | 1 | 1 | 0 | [6 empty] | 0 | 0 | 0 | 1 | Super Off Peak | 0 | 0 | 1 | Off Peak | 0 | 1 | Off Peak | 0 | 1 | Off Peak | 0 | 0 | 1 | Super Off Peak | 0 | 0 | 1 | Super Off Peak | 0 | 0 | 1 | Super Off Peak
2020 | 8 | 23 | 2020-08-23 | 5 | 1 | 1 | 0 | [6 empty] | 0 | 0 | 0 | 1 | Super Off Peak | 0 | 0 | 1 | Off Peak | 0 | 1 | Off Peak | 0 | 1 | Off Peak | 0 | 0 | 1 | Super Off Peak | 0 | 0 | 1 | Super Off Peak | 0 | 0 | 1 | Super Off Peak
2020 | 8 | 23 | 2020-08-23 | 6 | 1 | 1 | 0 | [6 empty] | 0 | 0 | 0 | 1 | Super Off Peak | 0 | 0 | 1 | Off Peak | 0 | 1 | Off Peak | 0 | 1 | Off Peak | 0 | 0 | 1 | Super Off Peak | 0 | 1 | 0 | Off Peak | 0 | 1 | 0 | Off Peak
2020 | 8 | 23 | 2020-08-23 | 7 | 1 | 1 | 0 | [6 empty] | 0 | 0 | 0 | 1 | Super Off Peak | 0 | 0 | 1 | Off Peak | 0 | 1 | Off Peak | 0 | 1 | Off Peak | 0 | 0 | 1 | Super Off Peak | 0 | 1 | 0 | Off Peak | 0 | 1 | 0 | Off Peak
2020 | 8 | 23 | 2020-08-23 | 8 | 1 | 1 | 0 | [6 empty] | 0 | 0 | 0 | 1 | Super Off Peak | 0 | 0 | 1 | Off Peak | 0 | 1 | Off Peak | 0 | 1 | Off Peak | 0 | 0 | 1 | Super Off Peak | 0 | 1 | 0 | Off Peak | 0 | 1 | 0 | Off Peak
2020 | 8 | 23 | 2020-08-23 | 9 | 1 | 1 | 0 | [6 empty] | 0 | 0 | 0 | 1 | Super Off Peak | 0 | 0 | 1 | Off Peak | 0 | 1 | Off Peak | 0 | 1 | Off Peak | 0 | 0 | 1 | Super Off Peak | 0 | 1 | 0 | Off Peak | 0 | 1 | 0 | Off Peak
2020 | 8 | 23 | 2020-08-23 | 10 | 1 | 1 | 0 | [6 empty] | 0 | 0 | 0 | 1 | Super Off Peak | 0 | 0 | 1 | Off Peak | 0 | 1 | Off Peak | 0 | 1 | Off Peak | 0 | 0 | 1 | Super Off Peak | 0 | 1 | 0 | Off Peak | 0 | 1 | 0 | Off Peak
2020 | 8 | 23 | 2020-08-23 | 11 | 1 | 1 | 0 | [6 empty] | 0 | 0 | 0 | 1 | Super Off Peak | 0 | 0 | 1 | Off Peak | 0 | 1 | Off Peak | 0 | 1 | Off Peak | 0 | 0 | 1 | Super Off Peak | 0 | 1 | 0 | Off Peak | 0 | 1 | 0 | Off Peak
2020 | 8 | 23 | 2020-08-23 | 12 | 1 | 1 | 0 | [6 empty] | 0 | 0 | 0 | 1 | Super Off Peak | 0 | 0 | 1 | Off Peak | 0 | 1 | Off Peak | 0 | 1 | Off Peak | 0 | 0 | 1 | Super Off Peak | 0 | 1 | 0 | Off Peak | 0 | 1 | 0 | Off Peak
2020 | 8 | 23 | 2020-08-23 | 13 | 1 | 1 | 0 | [6 empty] | 0 | 0 | 0 | 1 | Super Off Peak | 0 | 0 | 1 | Off Peak | 0 | 1 | Off Peak | 0 | 1 | Off Peak | 0 | 0 | 1 | Super Off Peak | 1 | 0 | 0 | On Peak | 1 | 0 | 0 | On Peak
2020 | 8 | 23 | 2020-08-23 | 14 | 1 | 1 | 0 | [6 empty] | 0 | 0 | 0 | 1 | Super Off Peak | 0 | 0 | 1 | Off Peak | 0 | 1 | Off Peak | 0 | 1 | Off Peak | 0 | 0 | 1 | Super Off Peak | 1 | 0 | 0 | On Peak | 1 | 0 | 0 | On Peak
2020 | 8 | 23 | 2020-08-23 | 15 | 1 | 1 | 0 | [6 empty] | 0 | 0 | 1 | 0 | Off Peak | 0 | 0 | 1 | Off Peak | 0 | 1 | Off Peak | 0 | 1 | Off Peak | 0 | 0 | 1 | Super Off Peak | 1 | 0 | 0 | On Peak | 1 | 0 | 0 | On Peak
2020 | 8 | 23 | 2020-08-23 | 16 | 1 | 1 | 0 | [6 empty] | 0 | 0 | 1 | 0 | Off Peak | 0 | 0 | 1 | Off Peak | 0 | 1 | Off Peak | 0 | 1 | Off Peak | 0 | 0 | 1 | Super Off Peak | 1 | 0 | 0 | On Peak | 1 | 0 | 0 | On Peak
2020 | 8 | 23 | 2020-08-23 | 17 | 1 | 1 | 0 | [6 empty] | 0 | 1 | 0 | 0 | On Peak | 0 | 0 | 1 | Off Peak | 0 | 1 | Off Peak | 0 | 1 | Off Peak | 0 | 0 | 1 | Super Off Peak | 1 | 0 | 0 | On Peak | 1 | 0 | 0 | On Peak
2020 | 8 | 23 | 2020-08-23 | 18 | 1 | 1 | 0 | [6 empty] | 0 | 1 | 0 | 0 | On Peak | 0 | 0 | 1 | Off Peak | 0 | 1 | Off Peak | 0 | 1 | Off Peak | 0 | 0 | 1 | Super Off Peak | 1 | 0 | 0 | On Peak | 1 | 0 | 0 | On Peak
2020 | 8 | 23 | 2020-08-23 | 19 | 1 | 1 | 0 | [6 empty] | 0 | 1 | 0 | 0 | On Peak | 0 | 0 | 1 | Off Peak | 0 | 1 | Off Peak | 0 | 1 | Off Peak | 0 | 0 | 1 | Super Off Peak | 1 | 0 | 0 | On Peak | 0 | 1 | 0 | Off Peak
2020 | 8 | 23 | 2020-08-23 | 20 | 1 | 1 | 0 | [6 empty] | 0 | 1 | 0 | 0 | On Peak | 0 | 0 | 1 | Off Peak | 0 | 1 | Off Peak | 0 | 1 | Off Peak | 0 | 0 | 1 | Super Off Peak | 1 | 0 | 0 | On Peak | 0 | 1 | 0 | Off Peak
2020 | 8 | 23 | 2020-08-23 | 21 | 1 | 1 | 0 | [6 empty] | 0 | 1 | 0 | 0 | On Peak | 0 | 0 | 1 | Off Peak | 0 | 1 | Off Peak | 0 | 1 | Off Peak | 0 | 0 | 1 | Super Off Peak | 0 | 1 | 0 | Off Peak | 0 | 1 | 0 | Off Peak
2020 | 8 | 23 | 2020-08-23 | 22 | 1 | 1 | 0 | [6 empty] | 0 | 0 | 1 | 0 | Off Peak | 0 | 0 | 1 | Off Peak | 0 | 1 | Off Peak | 0 | 1 | Off Peak | 0 | 0 | 1 | Super Off Peak | 0 | 1 | 0 | Off Peak | 0 | 1 | 0 | Off Peak
2020 | 8 | 23 | 2020-08-23 | 23 | 1 | 1 | 0 | [6 empty] | 0 | 0 | 1 | 0 | Off Peak | 0 | 0 | 1 | Off Peak | 0 | 1 | Off Peak | 0 | 1 | Off Peak | 0 | 0 | 1 | Super Off Peak | 0 | 1 | 0 | Off Peak | 0 | 1 | 0 | Off Peak
2020 | 8 | 23 | 2020-08-23 | 24 | 1 | 1 | 0 | [6 empty] | 0 | 0 | 1 | 0 | Off Peak | 0 | 0 | 1 | Off Peak | 0 | 1 | Off Peak | 0 | 1 | Off Peak | 0 | 0 | 1 | Super Off Peak | 0 | 1 | 0 | Off Peak | 0 | 1 | 0 | Off Peak
2020 | 8 | 24 | 2020-08-24 | 1 | 1 | 0 | 0 | [6 empty] | 0 | 0 | 0 | 1 | Super Off Peak | 0 | 0 | 1 | Off Peak | 0 | 1 | Off Peak | 0 | 1 | Off Peak | 0 | 0 | 1 | Super Off Peak | 0 | 0 | 1 | Super Off Peak | 0 | 0 | 1 | Super Off Peak
2020 | 8 | 24 | 2020-08-24 | 2 | 1 | 0 | 0 | [6 empty] | 0 | 0 | 0 | 1 | Super Off Peak | 0 | 0 | 1 | Off Peak | 0 | 1 | Off Peak | 0 | 1 | Off Peak | 0 | 0 | 1 | Super Off Peak | 0 | 0 | 1 | Super Off Peak | 0 | 0 | 1 | Super Off Peak
2020 | 8 | 24 | 2020-08-24 | 3 | 1 | 0 | 0 | [6 empty] | 0 | 0 | 0 | 1 | Super Off Peak | 0 | 0 | 1 | Off Peak | 0 | 1 | Off Peak | 0 | 1 | Off Peak | 0 | 0 | 1 | Super Off Peak | 0 | 0 | 1 | Super Off Peak | 0 | 0 | 1 | Super Off Peak
2020 | 8 | 24 | 2020-08-24 | 4 | 1 | 0 | 0 | [6 empty] | 0 | 0 | 0 | 1 | Super Off Peak | 0 | 0 | 1 | Off Peak | 0 | 1 | Off Peak | 0 | 1 | Off Peak | 0 | 0 | 1 | Super Off Peak | 0 | 0 | 1 | Super Off Peak | 0 | 0 | 1 | Super Off Peak
2020 | 8 | 24 | 2020-08-24 | 5 | 1 | 0 | 0 | [6 empty] | 0 | 0 | 0 | 1 | Super Off Peak | 0 | 0 | 1 | Off Peak | 0 | 1 | Off Peak | 0 | 1 | Off Peak | 0 | 0 | 1 | Super Off Peak | 0 | 0 | 1 | Super Off Peak | 0 | 0 | 1 | Super Off Peak
2020 | 8 | 24 | 2020-08-24 | 6 | 1 | 0 | 0 | [6 empty] | 0 | 0 | 0 | 1 | Super Off Peak | 0 | 0 | 1 | Off Peak | 0 | 1 | Off Peak | 0 | 1 | Off Peak | 0 | 0 | 1 | Super Off Peak | 0 | 1 | 0 | Off Peak | 0 | 1 | 0 | Off Peak
2020 | 8 | 24 | 2020-08-24 | 7 | 1 | 0 | 0 | [6 empty] | 0 | 0 | 1 | 0 | Off Peak | 0 | 1 | 0 | Semi-Peak | 0 | 1 | Off Peak | 0 | 1 | Off Peak | 0 | 1 | 0 | Off Peak | 0 | 1 | 0 | Off Peak | 0 | 1 | 0 | Off Peak
2020 | 8 | 24 | 2020-08-24 | 8 | 1 | 0 | 0 | [6 empty] | 0 | 0 | 1 | 0 | Off Peak | 0 | 1 | 0 | Semi-Peak | 0 | 1 | Off Peak | 0 | 1 | Off Peak | 0 | 1 | 0 | Off Peak | 0 | 1 | 0 | Off Peak | 0 | 1 | 0 | Off Peak
2020 | 8 | 24 | 2020-08-24 | 9 | 1 | 0 | 0 | [6 empty] | 0 | 0 | 1 | 0 | Off Peak | 0 | 1 | 0 | Semi-Peak | 0 | 1 | Off Peak | 0 | 1 | Off Peak | 0 | 1 | 0 | Off Peak | 0 | 1 | 0 | Off Peak | 0 | 1 | 0 | Off Peak
2020 | 8 | 24 | 2020-08-24 | 10 | 1 | 0 | 0 | [6 empty] | 0 | 0 | 1 | 0 | Off Peak | 0 | 1 | 0 | Semi-Peak | 0 | 1 | Off Peak | 0 | 1 | Off Peak | 0 | 1 | 0 | Off Peak | 0 | 1 | 0 | Off Peak | 0 | 1 | 0 | Off Peak
2020 | 8 | 24 | 2020-08-24 | 11 | 1 | 0 | 0 | [6 empty] | 0 | 0 | 1 | 0 | Off Peak | 0 | 1 | 0 | Semi-Peak | 0 | 1 | Off Peak | 0 | 1 | Off Peak | 0 | 1 | 0 | Off Peak | 0 | 1 | 0 | Off Peak | 0 | 1 | 0 | Off Peak
2020 | 8 | 24 | 2020-08-24 | 12 | 1 | 0 | 0 | [6 empty] | 0 | 0 | 1 | 0 | Off Peak | 1 | 0 | 0 | On Peak | 0 | 1 | Off Peak | 0 | 1 | Off Peak | 1 | 0 | 0 | On Peak | 0 | 1 | 0 | Off Peak | 0 | 1 | 0 | Off Peak
2020 | 8 | 24 | 2020-08-24 | 13 | 1 | 0 | 0 | [6 empty] | 0 | 0 | 1 | 0 | Off Peak | 1 | 0 | 0 | On Peak | 0 | 1 | Off Peak | 1 | 0 | On Peak | 1 | 0 | 0 | On Peak | 1 | 0 | 0 | On Peak | 1 | 0 | 0 | On Peak
2020 | 8 | 24 | 2020-08-24 | 14 | 1 | 0 | 0 | [6 empty] | 0 | 0 | 1 | 0 | Off Peak | 1 | 0 | 0 | On Peak | 0 | 1 | Off Peak | 1 | 0 | On Peak | 1 | 0 | 0 | On Peak | 1 | 0 | 0 | On Peak | 1 | 0 | 0 | On Peak
2020 | 8 | 24 | 2020-08-24 | 15 | 1 | 0 | 0 | [6 empty] | 0 | 0 | 1 | 0 | Off Peak | 1 | 0 | 0 | On Peak | 0 | 1 | Off Peak | 1 | 0 | On Peak | 1 | 0 | 0 | On Peak | 1 | 0 | 0 | On Peak | 1 | 0 | 0 | On Peak
2020 | 8 | 24 | 2020-08-24 | 16 | 1 | 0 | 0 | [6 empty] | 0 | 0 | 1 | 0 | Off Peak | 1 | 0 | 0 | On Peak | 0 | 1 | Off Peak | 1 | 0 | On Peak | 1 | 0 | 0 | On Peak | 1 | 0 | 0 | On Peak | 1 | 0 | 0 | On Peak
2020 | 8 | 24 | 2020-08-24 | 17 | 1 | 0 | 0 | [6 empty] | 0 | 1 | 0 | 0 | On Peak | 1 | 0 | 0 | On Peak | 1 | 0 | On Peak | 1 | 0 | On Peak | 1 | 0 | 0 | On Peak | 1 | 0 | 0 | On Peak | 1 | 0 | 0 | On Peak
2020 | 8 | 24 | 2020-08-24 | 18 | 1 | 0 | 0 | [6 empty] | 0 | 1 | 0 | 0 | On Peak | 1 | 0 | 0 | On Peak | 1 | 0 | On Peak | 1 | 0 | On Peak | 1 | 0 | 0 | On Peak | 1 | 0 | 0 | On Peak | 1 | 0 | 0 | On Peak
2020 | 8 | 24 | 2020-08-24 | 19 | 1 | 0 | 0 | [6 empty] | 0 | 1 | 0 | 0 | On Peak | 0 | 1 | 0 | Semi-Peak | 1 | 0 | On Peak | 0 | 1 | Off Peak | 0 | 1 | 0 | Off Peak | 1 | 0 | 0 | On Peak | 0 | 1 | 0 | Off Peak
2020 | 8 | 24 | 2020-08-24 | 20 | 1 | 0 | 0 | [6 empty] | 1 | 1 | 0 | 0 | On Peak | 0 | 1 | 0 | Semi-Peak | 1 | 0 | On Peak | 0 | 1 | Off Peak | 0 | 1 | 0 | Off Peak | 1 | 0 | 0 | On Peak | 0 | 1 | 0 | Off Peak | 0.8234%
2020 | 8 | 24 | 2020-08-24 | 21 | 1 | 0 | 0 | [6 empty] | 1 | 1 | 0 | 0 | On Peak | 0 | 1 | 0 | Semi-Peak | 1 | 0 | On Peak | 0 | 1 | Off Peak | 0 | 1 | 0 | Off Peak | 0 | 1 | 0 | Off Peak | 0 | 1 | 0 | Off Peak | 0.8801%
2020 | 8 | 24 | 2020-08-24 | 22 | 1 | 0 | 0 | [6 empty] | 1 | 0 | 1 | 0 | Off Peak | 0 | 1 | 0 | Semi-Peak | 0 | 1 | Off Peak | 0 | 1 | Off Peak | 0 | 1 | 0 | Off Peak | 0 | 1 | 0 | Off Peak | 0 | 1 | 0 | Off Peak | 0.8697%
2020 | 8 | 24 | 2020-08-24 | 23 | 1 | 0 | 0 | [6 empty] | 0 | 0 | 1 | 0 | Off Peak | 0 | 0 | 1 | Off Peak | 0 | 1 | Off Peak | 0 | 1 | Off Peak | 0 | 0 | 1 | Super Off Peak | 0 | 1 | 0 | Off Peak | 0 | 1 | 0 | Off Peak
2020 | 8 | 24 | 2020-08-24 | 24 | 1 | 0 | 0 | [6 empty] | 0 | 0 | 1 | 0 | Off Peak | 0 | 0 | 1 | Off Peak | 0 | 1 | Off Peak | 0 | 1 | Off Peak | 0 | 0 | 1 | Super Off Peak | 0 | 1 | 0 | Off Peak | 0 | 1 | 0 | Off Peak
2020 | 8 | 25 | 2020-08-25 | 1 | 1 | 0 | 0 | [6 empty] | 0 | 0 | 0 | 1 | Super Off Peak | 0 | 0 | 1 | Off Peak | 0 | 1 | Off Peak | 0 | 1 | Off Peak | 0 | 0 | 1 | Super Off Peak | 0 | 0 | 1 | Super Off Peak | 0 | 0 | 1 | Super Off Peak
2020 | 8 | 25 | 2020-08-25 | 2 | 1 | 0 | 0 | [6 empty] | 0 | 0 | 0 | 1 | Super Off Peak | 0 | 0 | 1 | Off Peak | 0 | 1 | Off Peak | 0 | 1 | Off Peak | 0 | 0 | 1 | Super Off Peak | 0 | 0 | 1 | Super Off Peak | 0 | 0 | 1 | Super Off Peak
2020 | 8 | 25 | 2020-08-25 | 3 | 1 | 0 | 0 | [6 empty] | 0 | 0 | 0 | 1 | Super Off Peak | 0 | 0 | 1 | Off Peak | 0 | 1 | Off Peak | 0 | 1 | Off Peak | 0 | 0 | 1 | Super Off Peak | 0 | 0 | 1 | Super Off Peak | 0 | 0 | 1 | Super Off Peak
2020 | 8 | 25 | 2020-08-25 | 4 | 1 | 0 | 0 | [6 empty] | 0 | 0 | 0 | 1 | Super Off Peak | 0 | 0 | 1 | Off Peak | 0 | 1 | Off Peak | 0 | 1 | Off Peak | 0 | 0 | 1 | Super Off Peak | 0 | 0 | 1 | Super Off Peak | 0 | 0 | 1 | Super Off Peak
2020 | 8 | 25 | 2020-08-25 | 5 | 1 | 0 | 0 | [6 empty] | 0 | 0 | 0 | 1 | Super Off Peak | 0 | 0 | 1 | Off Peak | 0 | 1 | Off Peak | 0 | 1 | Off Peak | 0 | 0 | 1 | Super Off Peak | 0 | 0 | 1 | Super Off Peak | 0 | 0 | 1 | Super Off Peak
2020 | 8 | 25 | 2020-08-25 | 6 | 1 | 0 | 0 | [6 empty] | 0 | 0 | 0 | 1 | Super Off Peak | 0 | 0 | 1 | Off Peak | 0 | 1 | Off Peak | 0 | 1 | Off Peak | 0 | 0 | 1 | Super Off Peak | 0 | 1 | 0 | Off Peak | 0 | 1 | 0 | Off Peak
2020 | 8 | 25 | 2020-08-25 | 7 | 1 | 0 | 0 | [6 empty] | 0 | 0 | 1 | 0 | Off Peak | 0 | 1 | 0 | Semi-Peak | 0 | 1 | Off Peak | 0 | 1 | Off Peak | 0 | 1 | 0 | Off Peak | 0 | 1 | 0 | Off Peak | 0 | 1 | 0 | Off Peak
2020 | 8 | 25 | 2020-08-25 | 8 | 1 | 0 | 0 | [6 empty] | 0 | 0 | 1 | 0 | Off Peak | 0 | 1 | 0 | Semi-Peak | 0 | 1 | Off Peak | 0 | 1 | Off Peak | 0 | 1 | 0 | Off Peak | 0 | 1 | 0 | Off Peak | 0 | 1 | 0 | Off Peak
2020 | 8 | 25 | 2020-08-25 | 9 | 1 | 0 | 0 | [6 empty] | 0 | 0 | 1 | 0 | Off Peak | 0 | 1 | 0 | Semi-Peak | 0 | 1 | Off Peak | 0 | 1 | Off Peak | 0 | 1 | 0 | Off Peak | 0 | 1 | 0 | Off Peak | 0 | 1 | 0 | Off Peak
2020 | 8 | 25 | 2020-08-25 | 10 | 1 | 0 | 0 | [6 empty] | 0 | 0 | 1 | 0 | Off Peak | 0 | 1 | 0 | Semi-Peak | 0 | 1 | Off Peak | 0 | 1 | Off Peak | 0 | 1 | 0 | Off Peak | 0 | 1 | 0 | Off Peak | 0 | 1 | 0 | Off Peak
2020 | 8 | 25 | 2020-08-25 | 11 | 1 | 0 | 0 | [6 empty] | 0 | 0 | 1 | 0 | Off Peak | 0 | 1 | 0 | Semi-Peak | 0 | 1 | Off Peak | 0 | 1 | Off Peak | 0 | 1 | 0 | Off Peak | 0 | 1 | 0 | Off Peak | 0 | 1 | 0 | Off Peak
2020 | 8 | 25 | 2020-08-25 | 12 | 1 | 0 | 0 | [6 empty] | 0 | 0 | 1 | 0 | Off Peak | 1 | 0 | 0 | On Peak | 0 | 1 | Off Peak | 0 | 1 | Off Peak | 1 | 0 | 0 | On Peak | 0 | 1 | 0 | Off Peak | 0 | 1 | 0 | Off Peak
2020 | 8 | 25 | 2020-08-25 | 13 | 1 | 0 | 0 | [6 empty] | 0 | 0 | 1 | 0 | Off Peak | 1 | 0 | 0 | On Peak | 0 | 1 | Off Peak | 1 | 0 | On Peak | 1 | 0 | 0 | On Peak | 1 | 0 | 0 | On Peak | 1 | 0 | 0 | On Peak
2020 | 8 | 25 | 2020-08-25 | 14 | 1 | 0 | 0 | [6 empty] | 0 | 0 | 1 | 0 | Off Peak | 1 | 0 | 0 | On Peak | 0 | 1 | Off Peak | 1 | 0 | On Peak | 1 | 0 | 0 | On Peak | 1 | 0 | 0 | On Peak | 1 | 0 | 0 | On Peak
2020 | 8 | 25 | 2020-08-25 | 15 | 1 | 0 | 0 | [6 empty] | 0 | 0 | 1 | 0 | Off Peak | 1 | 0 | 0 | On Peak | 0 | 1 | Off Peak | 1 | 0 | On Peak | 1 | 0 | 0 | On Peak | 1 | 0 | 0 | On Peak | 1 | 0 | 0 | On Peak
2020 | 8 | 25 | 2020-08-25 | 16 | 1 | 0 | 0 | [6 empty] | 0 | 0 | 1 | 0 | Off Peak | 1 | 0 | 0 | On Peak | 0 | 1 | Off Peak | 1 | 0 | On Peak | 1 | 0 | 0 | On Peak | 1 | 0 | 0 | On Peak | 1 | 0 | 0 | On Peak
2020 | 8 | 25 | 2020-08-25 | 17 | 1 | 0 | 0 | [6 empty] | 0 | 1 | 0 | 0 | On Peak | 1 | 0 | 0 | On Peak | 1 | 0 | On Peak | 1 | 0 | On Peak | 1 | 0 | 0 | On Peak | 1 | 0 | 0 | On Peak | 1 | 0 | 0 | On Peak
2020 | 8 | 25 | 2020-08-25 | 18 | 1 | 0 | 0 | [6 empty] | 0 | 1 | 0 | 0 | On Peak | 1 | 0 | 0 | On Peak | 1 | 0 | On Peak | 1 | 0 | On Peak | 1 | 0 | 0 | On Peak | 1 | 0 | 0 | On Peak | 1 | 0 | 0 | On Peak
2020 | 8 | 25 | 2020-08-25 | 19 | 1 | 0 | 0 | [6 empty] | 0 | 1 | 0 | 0 | On Peak | 0 | 1 | 0 | Semi-Peak | 1 | 0 | On Peak | 0 | 1 | Off Peak | 0 | 1 | 0 | Off Peak | 1 | 0 | 0 | On Peak | 0 | 1 | 0 | Off Peak
2020 | 8 | 25 | 2020-08-25 | 20 | 1 | 0 | 0 | [6 empty] | 1 | 1 | 0 | 0 | On Peak | 0 | 1 | 0 | Semi-Peak | 1 | 0 | On Peak | 0 | 1 | Off Peak | 0 | 1 | 0 | Off Peak | 1 | 0 | 0 | On Peak | 0 | 1 | 0 | Off Peak | 0.85%
2020 | 8 | 25 | 2020-08-25 | 21 | 1 | 0 | 0 | [6 empty] | 1 | 1 | 0 | 0 | On Peak | 0 | 1 | 0 | Semi-Peak | 1 | 0 | On Peak | 0 | 1 | Off Peak | 0 | 1 | 0 | Off Peak | 0 | 1 | 0 | Off Peak | 0 | 1 | 0 | Off Peak | 0.9136%
2020 | 8 | 25 | 2020-08-25 | 22 | 1 | 0 | 0 | [6 empty] | 1 | 0 | 1 | 0 | Off Peak | 0 | 1 | 0 | Semi-Peak | 0 | 1 | Off Peak | 0 | 1 | Off Peak | 0 | 1 | 0 | Off Peak | 0 | 1 | 0 | Off Peak | 0 | 1 | 0 | Off Peak | 0.8698%
2020 | 8 | 25 | 2020-08-25 | 23 | 1 | 0 | 0 | [6 empty] | 0 | 0 | 1 | 0 | Off Peak | 0 | 0 | 1 | Off Peak | 0 | 1 | Off Peak | 0 | 1 | Off Peak | 0 | 0 | 1 | Super Off Peak | 0 | 1 | 0 | Off Peak | 0 | 1 | 0 | Off Peak
2020 | 8 | 25 | 2020-08-25 | 24 | 1 | 0 | 0 | [6 empty] | 0 | 0 | 1 | 0 | Off Peak | 0 | 0 | 1 | Off Peak | 0 | 1 | Off Peak | 0 | 1 | Off Peak | 0 | 0 | 1 | Super Off Peak | 0 | 1 | 0 | Off Peak | 0 | 1 | 0 | Off Peak
2020 | 8 | 26 | 2020-08-26 | 1 | 1 | 0 | 0 | [6 empty] | 0 | 0 | 0 | 1 | Super Off Peak | 0 | 0 | 1 | Off Peak | 0 | 1 | Off Peak | 0 | 1 | Off Peak | 0 | 0 | 1 | Super Off Peak | 0 | 0 | 1 | Super Off Peak | 0 | 0 | 1 | Super Off Peak
2020 | 8 | 26 | 2020-08-26 | 2 | 1 | 0 | 0 | [6 empty] | 0 | 0 | 0 | 1 | Super Off Peak | 0 | 0 | 1 | Off Peak | 0 | 1 | Off Peak | 0 | 1 | Off Peak | 0 | 0 | 1 | Super Off Peak | 0 | 0 | 1 | Super Off Peak | 0 | 0 | 1 | Super Off Peak
2020 | 8 | 26 | 2020-08-26 | 3 | 1 | 0 | 0 | [6 empty] | 0 | 0 | 0 | 1 | Super Off Peak | 0 | 0 | 1 | Off Peak | 0 | 1 | Off Peak | 0 | 1 | Off Peak | 0 | 0 | 1 | Super Off Peak | 0 | 0 | 1 | Super Off Peak | 0 | 0 | 1 | Super Off Peak
2020 | 8 | 26 | 2020-08-26 | 4 | 1 | 0 | 0 | [6 empty] | 0 | 0 | 0 | 1 | Super Off Peak | 0 | 0 | 1 | Off Peak | 0 | 1 | Off Peak | 0 | 1 | Off Peak | 0 | 0 | 1 | Super Off Peak | 0 | 0 | 1 | Super Off Peak | 0 | 0 | 1 | Super Off Peak
2020 | 8 | 26 | 2020-08-26 | 5 | 1 | 0 | 0 | [6 empty] | 0 | 0 | 0 | 1 | Super Off Peak | 0 | 0 | 1 | Off Peak | 0 | 1 | Off Peak | 0 | 1 | Off Peak | 0 | 0 | 1 | Super Off Peak | 0 | 0 | 1 | Super Off Peak | 0 | 0 | 1 | Super Off Peak
2020 | 8 | 26 | 2020-08-26 | 6 | 1 | 0 | 0 | [6 empty] | 0 | 0 | 0 | 1 | Super Off Peak | 0 | 0 | 1 | Off Peak | 0 | 1 | Off Peak | 0 | 1 | Off Peak | 0 | 0 | 1 | Super Off Peak | 0 | 1 | 0 | Off Peak | 0 | 1 | 0 | Off Peak
2020 | 8 | 26 | 2020-08-26 | 7 | 1 | 0 | 0 | [6 empty] | 0 | 0 | 1 | 0 | Off Peak | 0 | 1 | 0 | Semi-Peak | 0 | 1 | Off Peak | 0 | 1 | Off Peak | 0 | 1 | 0 | Off Peak | 0 | 1 | 0 | Off Peak | 0 | 1 | 0 | Off Peak
2020 | 8 | 26 | 2020-08-26 | 8 | 1 | 0 | 0 | [6 empty] | 0 | 0 | 1 | 0 | Off Peak | 0 | 1 | 0 | Semi-Peak | 0 | 1 | Off Peak | 0 | 1 | Off Peak | 0 | 1 | 0 | Off Peak | 0 | 1 | 0 | Off Peak | 0 | 1 | 0 | Off Peak
2020 | 8 | 26 | 2020-08-26 | 9 | 1 | 0 | 0 | [6 empty] | 0 | 0 | 1 | 0 | Off Peak | 0 | 1 | 0 | Semi-Peak | 0 | 1 | Off Peak | 0 | 1 | Off Peak | 0 | 1 | 0 | Off Peak | 0 | 1 | 0 | Off Peak | 0 | 1 | 0 | Off Peak
2020 | 8 | 26 | 2020-08-26 | 10 | 1 | 0 | 0 | [6 empty] | 0 | 0 | 1 | 0 | Off Peak | 0 | 1 | 0 | Semi-Peak | 0 | 1 | Off Peak | 0 | 1 | Off Peak | 0 | 1 | 0 | Off Peak | 0 | 1 | 0 | Off Peak | 0 | 1 | 0 | Off Peak
2020 | 8 | 26 | 2020-08-26 | 11 | 1 | 0 | 0 | [6 empty] | 0 | 0 | 1 | 0 | Off Peak | 0 | 1 | 0 | Semi-Peak | 0 | 1 | Off Peak | 0 | 1 | Off Peak | 0 | 1 | 0 | Off Peak | 0 | 1 | 0 | Off Peak | 0 | 1 | 0 | Off Peak
2020 | 8 | 26 | 2020-08-26 | 12 | 1 | 0 | 0 | [6 empty] | 0 | 0 | 1 | 0 | Off Peak | 1 | 0 | 0 | On Peak | 0 | 1 | Off Peak | 0 | 1 | Off Peak | 1 | 0 | 0 | On Peak | 0 | 1 | 0 | Off Peak | 0 | 1 | 0 | Off Peak
2020 | 8 | 26 | 2020-08-26 | 13 | 1 | 0 | 0 | [6 empty] | 0 | 0 | 1 | 0 | Off Peak | 1 | 0 | 0 | On Peak | 0 | 1 | Off Peak | 1 | 0 | On Peak | 1 | 0 | 0 | On Peak | 1 | 0 | 0 | On Peak | 1 | 0 | 0 | On Peak
2020 | 8 | 26 | 2020-08-26 | 14 | 1 | 0 | 0 | [6 empty] | 0 | 0 | 1 | 0 | Off Peak | 1 | 0 | 0 | On Peak | 0 | 1 | Off Peak | 1 | 0 | On Peak | 1 | 0 | 0 | On Peak | 1 | 0 | 0 | On Peak | 1 | 0 | 0 | On Peak
2020 | 8 | 26 | 2020-08-26 | 15 | 1 | 0 | 0 | [6 empty] | 0 | 0 | 1 | 0 | Off Peak | 1 | 0 | 0 | On Peak | 0 | 1 | Off Peak | 1 | 0 | On Peak | 1 | 0 | 0 | On Peak | 1 | 0 | 0 | On Peak | 1 | 0 | 0 | On Peak
2020 | 8 | 26 | 2020-08-26 | 16 | 1 | 0 | 0 | [6 empty] | 0 | 0 | 1 | 0 | Off Peak | 1 | 0 | 0 | On Peak | 0 | 1 | Off Peak | 1 | 0 | On Peak | 1 | 0 | 0 | On Peak | 1 | 0 | 0 | On Peak | 1 | 0 | 0 | On Peak
2020 | 8 | 26 | 2020-08-26 | 17 | 1 | 0 | 0 | [6 empty] | 0 | 1 | 0 | 0 | On Peak | 1 | 0 | 0 | On Peak | 1 | 0 | On Peak | 1 | 0 | On Peak | 1 | 0 | 0 | On Peak | 1 | 0 | 0 | On Peak | 1 | 0 | 0 | On Peak
2020 | 8 | 26 | 2020-08-26 | 18 | 1 | 0 | 0 | [6 empty] | 0 | 1 | 0 | 0 | On Peak | 1 | 0 | 0 | On Peak | 1 | 0 | On Peak | 1 | 0 | On Peak | 1 | 0 | 0 | On Peak | 1 | 0 | 0 | On Peak | 1 | 0 | 0 | On Peak
2020 | 8 | 26 | 2020-08-26 | 19 | 1 | 0 | 0 | [6 empty] | 1 | 1 | 0 | 0 | On Peak | 0 | 1 | 0 | Semi-Peak | 1 | 0 | On Peak | 0 | 1 | Off Peak | 0 | 1 | 0 | Off Peak | 1 | 0 | 0 | On Peak | 0 | 1 | 0 | Off Peak | 1.024%
2020 | 8 | 26 | 2020-08-26 | 20 | 1 | 0 | 0 | [6 empty] | 1 | 1 | 0 | 0 | On Peak | 0 | 1 | 0 | Semi-Peak | 1 | 0 | On Peak | 0 | 1 | Off Peak | 0 | 1 | 0 | Off Peak | 1 | 0 | 0 | On Peak | 0 | 1 | 0 | Off Peak | 1.234%
2020 | 8 | 26 | 2020-08-26 | 21 | 1 | 0 | 0 | [6 empty] | 1 | 1 | 0 | 0 | On Peak | 0 | 1 | 0 | Semi-Peak | 1 | 0 | On Peak | 0 | 1 | Off Peak | 0 | 1 | 0 | Off Peak | 0 | 1 | 0 | Off Peak | 0 | 1 | 0 | Off Peak | 1.183%
2020 | 8 | 26 | 2020-08-26 | 22 | 1 | 0 | 0 | [6 empty] | 1 | 0 | 1 | 0 | Off Peak | 0 | 1 | 0 | Semi-Peak | 0 | 1 | Off Peak | 0 | 1 | Off Peak | 0 | 1 | 0 | Off Peak | 0 | 1 | 0 | Off Peak | 0 | 1 | 0 | Off Peak | 1.116%
2020 | 8 | 26 | 2020-08-26 | 23 | 1 | 0 | 0 | [6 empty] | 1 | 0 | 1 | 0 | Off Peak | 0 | 0 | 1 | Off Peak | 0 | 1 | Off Peak | 0 | 1 | Off Peak | 0 | 0 | 1 | Super Off Peak | 0 | 1 | 0 | Off Peak | 0 | 1 | 0 | Off Peak | 0.9419%
2020 | 8 | 26 | 2020-08-26 | 24 | 1 | 0 | 0 | [6 empty] | 0 | 0 | 1 | 0 | Off Peak | 0 | 0 | 1 | Off Peak | 0 | 1 | Off Peak | 0 | 1 | Off Peak | 0 | 0 | 1 | Super Off Peak | 0 | 1 | 0 | Off Peak | 0 | 1 | 0 | Off Peak
2020 | 8 | 27 | 2020-08-27 | 1 | 1 | 0 | 0 | [6 empty] | 0 | 0 | 0 | 1 | Super Off Peak | 0 | 0 | 1 | Off Peak | 0 | 1 | Off Peak | 0 | 1 | Off Peak | 0 | 0 | 1 | Super Off Peak | 0 | 0 | 1 | Super Off Peak | 0 | 0 | 1 | Super Off Peak
2020 | 8 | 27 | 2020-08-27 | 2 | 1 | 0 | 0 | [6 empty] | 0 | 0 | 0 | 1 | Super Off Peak | 0 | 0 | 1 | Off Peak | 0 | 1 | Off Peak | 0 | 1 | Off Peak | 0 | 0 | 1 | Super Off Peak | 0 | 0 | 1 | Super Off Peak | 0 | 0 | 1 | Super Off Peak
2020 | 8 | 27 | 2020-08-27 | 3 | 1 | 0 | 0 | [6 empty] | 0 | 0 | 0 | 1 | Super Off Peak | 0 | 0 | 1 | Off Peak | 0 | 1 | Off Peak | 0 | 1 | Off Peak | 0 | 0 | 1 | Super Off Peak | 0 | 0 | 1 | Super Off Peak | 0 | 0 | 1 | Super Off Peak
2020 | 8 | 27 | 2020-08-27 | 4 | 1 | 0 | 0 | [6 empty] | 0 | 0 | 0 | 1 | Super Off Peak | 0 | 0 | 1 | Off Peak | 0 | 1 | Off Peak | 0 | 1 | Off Peak | 0 | 0 | 1 | Super Off Peak | 0 | 0 | 1 | Super Off Peak | 0 | 0 | 1 | Super Off Peak
2020 | 8 | 27 | 2020-08-27 | 5 | 1 | 0 | 0 | [6 empty] | 0 | 0 | 0 | 1 | Super Off Peak | 0 | 0 | 1 | Off Peak | 0 | 1 | Off Peak | 0 | 1 | Off Peak | 0 | 0 | 1 | Super Off Peak | 0 | 0 | 1 | Super Off Peak | 0 | 0 | 1 | Super Off Peak
2020 | 8 | 27 | 2020-08-27 | 6 | 1 | 0 | 0 | [6 empty] | 0 | 0 | 0 | 1 | Super Off Peak | 0 | 0 | 1 | Off Peak | 0 | 1 | Off Peak | 0 | 1 | Off Peak | 0 | 0 | 1 | Super Off Peak | 0 | 1 | 0 | Off Peak | 0 | 1 | 0 | Off Peak
2020 | 8 | 27 | 2020-08-27 | 7 | 1 | 0 | 0 | [6 empty] | 0 | 0 | 1 | 0 | Off Peak | 0 | 1 | 0 | Semi-Peak | 0 | 1 | Off Peak | 0 | 1 | Off Peak | 0 | 1 | 0 | Off Peak | 0 | 1 | 0 | Off Peak | 0 | 1 | 0 | Off Peak
2020 | 8 | 27 | 2020-08-27 | 8 | 1 | 0 | 0 | [6 empty] | 0 | 0 | 1 | 0 | Off Peak | 0 | 1 | 0 | Semi-Peak | 0 | 1 | Off Peak | 0 | 1 | Off Peak | 0 | 1 | 0 | Off Peak | 0 | 1 | 0 | Off Peak | 0 | 1 | 0 | Off Peak
2020 | 8 | 27 | 2020-08-27 | 9 | 1 | 0 | 0 | [6 empty] | 0 | 0 | 1 | 0 | Off Peak | 0 | 1 | 0 | Semi-Peak | 0 | 1 | Off Peak | 0 | 1 | Off Peak | 0 | 1 | 0 | Off Peak | 0 | 1 | 0 | Off Peak | 0 | 1 | 0 | Off Peak
2020 | 8 | 27 | 2020-08-27 | 10 | 1 | 0 | 0 | [6 empty] | 0 | 0 | 1 | 0 | Off Peak | 0 | 1 | 0 | Semi-Peak | 0 | 1 | Off Peak | 0 | 1 | Off Peak | 0 | 1 | 0 | Off Peak | 0 | 1 | 0 | Off Peak | 0 | 1 | 0 | Off Peak
2020 | 8 | 27 | 2020-08-27 | 11 | 1 | 0 | 0 | [6 empty] | 0 | 0 | 1 | 0 | Off Peak | 0 | 1 | 0 | Semi-Peak | 0 | 1 | Off Peak | 0 | 1 | Off Peak | 0 | 1 | 0 | Off Peak | 0 | 1 | 0 | Off Peak | 0 | 1 | 0 | Off Peak
2020 | 8 | 27 | 2020-08-27 | 12 | 1 | 0 | 0 | [6 empty] | 0 | 0 | 1 | 0 | Off Peak | 1 | 0 | 0 | On Peak | 0 | 1 | Off Peak | 0 | 1 | Off Peak | 1 | 0 | 0 | On Peak | 0 | 1 | 0 | Off Peak | 0 | 1 | 0 | Off Peak
2020 | 8 | 27 | 2020-08-27 | 13 | 1 | 0 | 0 | [6 empty] | 0 | 0 | 1 | 0 | Off Peak | 1 | 0 | 0 | On Peak | 0 | 1 | Off Peak | 1 | 0 | On Peak | 1 | 0 | 0 | On Peak | 1 | 0 | 0 | On Peak | 1 | 0 | 0 | On Peak
2020 | 8 | 27 | 2020-08-27 | 14 | 1 | 0 | 0 | [6 empty] | 0 | 0 | 1 | 0 | Off Peak | 1 | 0 | 0 | On Peak | 0 | 1 | Off Peak | 1 | 0 | On Peak | 1 | 0 | 0 | On Peak | 1 | 0 | 0 | On Peak | 1 | 0 | 0 | On Peak
2020 | 8 | 27 | 2020-08-27 | 15 | 1 | 0 | 0 | [6 empty] | 0 | 0 | 1 | 0 | Off Peak | 1 | 0 | 0 | On Peak | 0 | 1 | Off Peak | 1 | 0 | On Peak | 1 | 0 | 0 | On Peak | 1 | 0 | 0 | On Peak | 1 | 0 | 0 | On Peak
2020 | 8 | 27 | 2020-08-27 | 16 | 1 | 0 | 0 | [6 empty] | 0 | 0 | 1 | 0 | Off Peak | 1 | 0 | 0 | On Peak | 0 | 1 | Off Peak | 1 | 0 | On Peak | 1 | 0 | 0 | On Peak | 1 | 0 | 0 | On Peak | 1 | 0 | 0 | On Peak
2020 | 8 | 27 | 2020-08-27 | 17 | 1 | 0 | 0 | [6 empty] | 0 | 1 | 0 | 0 | On Peak | 1 | 0 | 0 | On Peak | 1 | 0 | On Peak | 1 | 0 | On Peak | 1 | 0 | 0 | On Peak | 1 | 0 | 0 | On Peak | 1 | 0 | 0 | On Peak
2020 | 8 | 27 | 2020-08-27 | 18 | 1 | 0 | 0 | [6 empty] | 0 | 1 | 0 | 0 | On Peak | 1 | 0 | 0 | On Peak | 1 | 0 | On Peak | 1 | 0 | On Peak | 1 | 0 | 0 | On Peak | 1 | 0 | 0 | On Peak | 1 | 0 | 0 | On Peak
2020 | 8 | 27 | 2020-08-27 | 19 | 1 | 0 | 0 | [6 empty] | 1 | 1 | 0 | 0 | On Peak | 0 | 1 | 0 | Semi-Peak | 1 | 0 | On Peak | 0 | 1 | Off Peak | 0 | 1 | 0 | Off Peak | 1 | 0 | 0 | On Peak | 0 | 1 | 0 | Off Peak | 1.029%
2020 | 8 | 27 | 2020-08-27 | 20 | 1 | 0 | 0 | [6 empty] | 1 | 1 | 0 | 0 | On Peak | 0 | 1 | 0 | Semi-Peak | 1 | 0 | On Peak | 0 | 1 | Off Peak | 0 | 1 | 0 | Off Peak | 1 | 0 | 0 | On Peak | 0 | 1 | 0 | Off Peak | 1.263%
2020 | 8 | 27 | 2020-08-27 | 21 | 1 | 0 | 0 | [6 empty] | 1 | 1 | 0 | 0 | On Peak | 0 | 1 | 0 | Semi-Peak | 1 | 0 | On Peak | 0 | 1 | Off Peak | 0 | 1 | 0 | Off Peak | 0 | 1 | 0 | Off Peak | 0 | 1 | 0 | Off Peak | 1.227%
2020 | 8 | 27 | 2020-08-27 | 22 | 1 | 0 | 0 | [6 empty] | 1 | 0 | 1 | 0 | Off Peak | 0 | 1 | 0 | Semi-Peak | 0 | 1 | Off Peak | 0 | 1 | Off Peak | 0 | 1 | 0 | Off Peak | 0 | 1 | 0 | Off Peak | 0 | 1 | 0 | Off Peak | 1.159%
2020 | 8 | 27 | 2020-08-27 | 23 | 1 | 0 | 0 | [6 empty] | 1 | 0 | 1 | 0 | Off Peak | 0 | 0 | 1 | Off Peak | 0 | 1 | Off Peak | 0 | 1 | Off Peak | 0 | 0 | 1 | Super Off Peak | 0 | 1 | 0 | Off Peak | 0 | 1 | 0 | Off Peak | 0.9644%
2020 | 8 | 27 | 2020-08-27 | 24 | 1 | 0 | 0 | [6 empty] | 0 | 0 | 1 | 0 | Off Peak | 0 | 0 | 1 | Off Peak | 0 | 1 | Off Peak | 0 | 1 | Off Peak | 0 | 0 | 1 | Super Off Peak | 0 | 1 | 0 | Off Peak | 0 | 1 | 0 | Off Peak
2020 | 8 | 28 | 2020-08-28 | 1 | 1 | 0 | 0 | [6 empty] | 0 | 0 | 0 | 1 | Super Off Peak | 0 | 0 | 1 | Off Peak | 0 | 1 | Off Peak | 0 | 1 | Off Peak | 0 | 0 | 1 | Super Off Peak | 0 | 0 | 1 | Super Off Peak | 0 | 0 | 1 | Super Off Peak
2020 | 8 | 28 | 2020-08-28 | 2 | 1 | 0 | 0 | [6 empty] | 0 | 0 | 0 | 1 | Super Off Peak | 0 | 0 | 1 | Off Peak | 0 | 1 | Off Peak | 0 | 1 | Off Peak | 0 | 0 | 1 | Super Off Peak | 0 | 0 | 1 | Super Off Peak | 0 | 0 | 1 | Super Off Peak
2020 | 8 | 28 | 2020-08-28 | 3 | 1 | 0 | 0 | [6 empty] | 0 | 0 | 0 | 1 | Super Off Peak | 0 | 0 | 1 | Off Peak | 0 | 1 | Off Peak | 0 | 1 | Off Peak | 0 | 0 | 1 | Super Off Peak | 0 | 0 | 1 | Super Off Peak | 0 | 0 | 1 | Super Off Peak
2020 | 8 | 28 | 2020-08-28 | 4 | 1 | 0 | 0 | [6 empty] | 0 | 0 | 0 | 1 | Super Off Peak | 0 | 0 | 1 | Off Peak | 0 | 1 | Off Peak | 0 | 1 | Off Peak | 0 | 0 | 1 | Super Off Peak | 0 | 0 | 1 | Super Off Peak | 0 | 0 | 1 | Super Off Peak
2020 | 8 | 28 | 2020-08-28 | 5 | 1 | 0 | 0 | [6 empty] | 0 | 0 | 0 | 1 | Super Off Peak | 0 | 0 | 1 | Off Peak | 0 | 1 | Off Peak | 0 | 1 | Off Peak | 0 | 0 | 1 | Super Off Peak | 0 | 0 | 1 | Super Off Peak | 0 | 0 | 1 | Super Off Peak
2020 | 8 | 28 | 2020-08-28 | 6 | 1 | 0 | 0 | [6 empty] | 0 | 0 | 0 | 1 | Super Off Peak | 0 | 0 | 1 | Off Peak | 0 | 1 | Off Peak | 0 | 1 | Off Peak | 0 | 0 | 1 | Super Off Peak | 0 | 1 | 0 | Off Peak | 0 | 1 | 0 | Off Peak
2020 | 8 | 28 | 2020-08-28 | 7 | 1 | 0 | 0 | [6 empty] | 0 | 0 | 1 | 0 | Off Peak | 0 | 1 | 0 | Semi-Peak | 0 | 1 | Off Peak | 0 | 1 | Off Peak | 0 | 1 | 0 | Off Peak | 0 | 1 | 0 | Off Peak | 0 | 1 | 0 | Off Peak
2020 | 8 | 28 | 2020-08-28 | 8 | 1 | 0 | 0 | [6 empty] | 0 | 0 | 1 | 0 | Off Peak | 0 | 1 | 0 | Semi-Peak | 0 | 1 | Off Peak | 0 | 1 | Off Peak | 0 | 1 | 0 | Off Peak | 0 | 1 | 0 | Off Peak | 0 | 1 | 0 | Off Peak
2020 | 8 | 28 | 2020-08-28 | 9 | 1 | 0 | 0 | [6 empty] | 0 | 0 | 1 | 0 | Off Peak | 0 | 1 | 0 | Semi-Peak | 0 | 1 | Off Peak | 0 | 1 | Off Peak | 0 | 1 | 0 | Off Peak | 0 | 1 | 0 | Off Peak | 0 | 1 | 0 | Off Peak
2020 | 8 | 28 | 2020-08-28 | 10 | 1 | 0 | 0 | [6 empty] | 0 | 0 | 1 | 0 | Off Peak | 0 | 1 | 0 | Semi-Peak | 0 | 1 | Off Peak | 0 | 1 | Off Peak | 0 | 1 | 0 | Off Peak | 0 | 1 | 0 | Off Peak | 0 | 1 | 0 | Off Peak
2020 | 8 | 28 | 2020-08-28 | 11 | 1 | 0 | 0 | [6 empty] | 0 | 0 | 1 | 0 | Off Peak | 0 | 1 | 0 | Semi-Peak | 0 | 1 | Off Peak | 0 | 1 | Off Peak | 0 | 1 | 0 | Off Peak | 0 | 1 | 0 | Off Peak | 0 | 1 | 0 | Off Peak
2020 | 8 | 28 | 2020-08-28 | 12 | 1 | 0 | 0 | [6 empty] | 0 | 0 | 1 | 0 | Off Peak | 1 | 0 | 0 | On Peak | 0 | 1 | Off Peak | 0 | 1 | Off Peak | 1 | 0 | 0 | On Peak | 0 | 1 | 0 | Off Peak | 0 | 1 | 0 | Off Peak
2020 | 8 | 28 | 2020-08-28 | 13 | 1 | 0 | 0 | [6 empty] | 0 | 0 | 1 | 0 | Off Peak | 1 | 0 | 0 | On Peak | 0 | 1 | Off Peak | 1 | 0 | On Peak | 1 | 0 | 0 | On Peak | 1 | 0 | 0 | On Peak | 1 | 0 | 0 | On Peak
2020 | 8 | 28 | 2020-08-28 | 14 | 1 | 0 | 0 | [6 empty] | 0 | 0 | 1 | 0 | Off Peak | 1 | 0 | 0 | On Peak | 0 | 1 | Off Peak | 1 | 0 | On Peak | 1 | 0 | 0 | On Peak | 1 | 0 | 0 | On Peak | 1 | 0 | 0 | On Peak
2020 | 8 | 28 | 2020-08-28 | 15 | 1 | 0 | 0 | [6 empty] | 0 | 0 | 1 | 0 | Off Peak | 1 | 0 | 0 | On Peak | 0 | 1 | Off Peak | 1 | 0 | On Peak | 1 | 0 | 0 | On Peak | 1 | 0 | 0 | On Peak | 1 | 0 | 0 | On Peak
2020 | 8 | 28 | 2020-08-28 | 16 | 1 | 0 | 0 | [6 empty] | 0 | 0 | 1 | 0 | Off Peak | 1 | 0 | 0 | On Peak | 0 | 1 | Off Peak | 1 | 0 | On Peak | 1 | 0 | 0 | On Peak | 1 | 0 | 0 | On Peak | 1 | 0 | 0 | On Peak
2020 | 8 | 28 | 2020-08-28 | 17 | 1 | 0 | 0 | [6 empty] | 0 | 1 | 0 | 0 | On Peak | 1 | 0 | 0 | On Peak | 1 | 0 | On Peak | 1 | 0 | On Peak | 1 | 0 | 0 | On Peak | 1 | 0 | 0 | On Peak | 1 | 0 | 0 | On Peak
2020 | 8 | 28 | 2020-08-28 | 18 | 1 | 0 | 0 | [6 empty] | 0 | 1 | 0 | 0 | On Peak | 1 | 0 | 0 | On Peak | 1 | 0 | On Peak | 1 | 0 | On Peak | 1 | 0 | 0 | On Peak | 1 | 0 | 0 | On Peak | 1 | 0 | 0 | On Peak
2020 | 8 | 28 | 2020-08-28 | 19 | 1 | 0 | 0 | [6 empty] | 1 | 1 | 0 | 0 | On Peak | 0 | 1 | 0 | Semi-Peak | 1 | 0 | On Peak | 0 | 1 | Off Peak | 0 | 1 | 0 | Off Peak | 1 | 0 | 0 | On Peak | 0 | 1 | 0 | Off Peak | 0.8925%
2020 | 8 | 28 | 2020-08-28 | 20 | 1 | 0 | 0 | [6 empty] | 1 | 1 | 0 | 0 | On Peak | 0 | 1 | 0 | Semi-Peak | 1 | 0 | On Peak | 0 | 1 | Off Peak | 0 | 1 | 0 | Off Peak | 1 | 0 | 0 | On Peak | 0 | 1 | 0 | Off Peak | 1.025%
2020 | 8 | 28 | 2020-08-28 | 21 | 1 | 0 | 0 | [6 empty] | 1 | 1 | 0 | 0 | On Peak | 0 | 1 | 0 | Semi-Peak | 1 | 0 | On Peak | 0 | 1 | Off Peak | 0 | 1 | 0 | Off Peak | 0 | 1 | 0 | Off Peak | 0 | 1 | 0 | Off Peak | 1.038%
2020 | 8 | 28 | 2020-08-28 | 22 | 1 | 0 | 0 | [6 empty] | 1 | 0 | 1 | 0 | Off Peak | 0 | 1 | 0 | Semi-Peak | 0 | 1 | Off Peak | 0 | 1 | Off Peak | 0 | 1 | 0 | Off Peak | 0 | 1 | 0 | Off Peak | 0 | 1 | 0 | Off Peak | 1.03%
2020 | 8 | 28 | 2020-08-28 | 23 | 1 | 0 | 0 | [6 empty] | 1 | 0 | 1 | 0 | Off Peak | 0 | 0 | 1 | Off Peak | 0 | 1 | Off Peak | 0 | 1 | Off Peak | 0 | 0 | 1 | Super Off Peak | 0 | 1 | 0 | Off Peak | 0 | 1 | 0 | Off Peak | 0.9246%
2020 | 8 | 28 | 2020-08-28 | 24 | 1 | 0 | 0 | [6 empty] | 0 | 0 | 1 | 0 | Off Peak | 0 | 0 | 1 | Off Peak | 0 | 1 | Off Peak | 0 | 1 | Off Peak | 0 | 0 | 1 | Super Off Peak | 0 | 1 | 0 | Off Peak | 0 | 1 | 0 | Off Peak
2020 | 8 | 29 | 2020-08-29 | 1 | 1 | 1 | 0 | [6 empty] | 0 | 0 | 0 | 1 | Super Off Peak | 0 | 0 | 1 | Off Peak | 0 | 1 | Off Peak | 0 | 1 | Off Peak | 0 | 0 | 1 | Super Off Peak | 0 | 0 | 1 | Super Off Peak | 0 | 0 | 1 | Super Off Peak
2020 | 8 | 29 | 2020-08-29 | 2 | 1 | 1 | 0 | [6 empty] | 0 | 0 | 0 | 1 | Super Off Peak | 0 | 0 | 1 | Off Peak | 0 | 1 | Off Peak | 0 | 1 | Off Peak | 0 | 0 | 1 | Super Off Peak | 0 | 0 | 1 | Super Off Peak | 0 | 0 | 1 | Super Off Peak
2020 | 8 | 29 | 2020-08-29 | 3 | 1 | 1 | 0 | [6 empty] | 0 | 0 | 0 | 1 | Super Off Peak | 0 | 0 | 1 | Off Peak | 0 | 1 | Off Peak | 0 | 1 | Off Peak | 0 | 0 | 1 | Super Off Peak | 0 | 0 | 1 | Super Off Peak | 0 | 0 | 1 | Super Off Peak
2020 | 8 | 29 | 2020-08-29 | 4 | 1 | 1 | 0 | [6 empty] | 0 | 0 | 0 | 1 | Super Off Peak | 0 | 0 | 1 | Off Peak | 0 | 1 | Off Peak | 0 | 1 | Off Peak | 0 | 0 | 1 | Super Off Peak | 0 | 0 | 1 | Super Off Peak | 0 | 0 | 1 | Super Off Peak
2020 | 8 | 29 | 2020-08-29 | 5 | 1 | 1 | 0 | [6 empty] | 0 | 0 | 0 | 1 | Super Off Peak | 0 | 0 | 1 | Off Peak | 0 | 1 | Off Peak | 0 | 1 | Off Peak | 0 | 0 | 1 | Super Off Peak | 0 | 0 | 1 | Super Off Peak | 0 | 0 | 1 | Super Off Peak
2020 | 8 | 29 | 2020-08-29 | 6 | 1 | 1 | 0 | [6 empty] | 0 | 0 | 0 | 1 | Super Off Peak | 0 | 0 | 1 | Off Peak | 0 | 1 | Off Peak | 0 | 1 | Off Peak | 0 | 0 | 1 | Super Off Peak | 0 | 1 | 0 | Off Peak | 0 | 1 | 0 | Off Peak
2020 | 8 | 29 | 2020-08-29 | 7 | 1 | 1 | 0 | [6 empty] | 0 | 0 | 0 | 1 | Super Off Peak | 0 | 0 | 1 | Off Peak | 0 | 1 | Off Peak | 0 | 1 | Off Peak | 0 | 0 | 1 | Super Off Peak | 0 | 1 | 0 | Off Peak | 0 | 1 | 0 | Off Peak
2020 | 8 | 29 | 2020-08-29 | 8 | 1 | 1 | 0 | [6 empty] | 0 | 0 | 0 | 1 | Super Off Peak | 0 | 0 | 1 | Off Peak | 0 | 1 | Off Peak | 0 | 1 | Off Peak | 0 | 0 | 1 | Super Off Peak | 0 | 1 | 0 | Off Peak | 0 | 1 | 0 | Off Peak
2020 | 8 | 29 | 2020-08-29 | 9 | 1 | 1 | 0 | [6 empty] | 0 | 0 | 0 | 1 | Super Off Peak | 0 | 0 | 1 | Off Peak | 0 | 1 | Off Peak | 0 | 1 | Off Peak | 0 | 0 | 1 | Super Off Peak | 0 | 1 | 0 | Off Peak | 0 | 1 | 0 | Off Peak
2020 | 8 | 29 | 2020-08-29 | 10 | 1 | 1 | 0 | [6 empty] | 0 | 0 | 0 | 1 | Super Off Peak | 0 | 0 | 1 | Off Peak | 0 | 1 | Off Peak | 0 | 1 | Off Peak | 0 | 0 | 1 | Super Off Peak | 0 | 1 | 0 | Off Peak | 0 | 1 | 0 | Off Peak
2020 | 8 | 29 | 2020-08-29 | 11 | 1 | 1 | 0 | [6 empty] | 0 | 0 | 0 | 1 | Super Off Peak | 0 | 0 | 1 | Off Peak | 0 | 1 | Off Peak | 0 | 1 | Off Peak | 0 | 0 | 1 | Super Off Peak | 0 | 1 | 0 | Off Peak | 0 | 1 | 0 | Off Peak
2020 | 8 | 29 | 2020-08-29 | 12 | 1 | 1 | 0 | [6 empty] | 0 | 0 | 0 | 1 | Super Off Peak | 0 | 0 | 1 | Off Peak | 0 | 1 | Off Peak | 0 | 1 | Off Peak | 0 | 0 | 1 | Super Off Peak | 0 | 1 | 0 | Off Peak | 0 | 1 | 0 | Off Peak
2020 | 8 | 29 | 2020-08-29 | 13 | 1 | 1 | 0 | [6 empty] | 0 | 0 | 0 | 1 | Super Off Peak | 0 | 0 | 1 | Off Peak | 0 | 1 | Off Peak | 0 | 1 | Off Peak | 0 | 0 | 1 | Super Off Peak | 1 | 0 | 0 | On Peak | 1 | 0 | 0 | On Peak
2020 | 8 | 29 | 2020-08-29 | 14 | 1 | 1 | 0 | [6 empty] | 0 | 0 | 0 | 1 | Super Off Peak | 0 | 0 | 1 | Off Peak | 0 | 1 | Off Peak | 0 | 1 | Off Peak | 0 | 0 | 1 | Super Off Peak | 1 | 0 | 0 | On Peak | 1 | 0 | 0 | On Peak
2020 | 8 | 29 | 2020-08-29 | 15 | 1 | 1 | 0 | [6 empty] | 0 | 0 | 1 | 0 | Off Peak | 0 | 0 | 1 | Off Peak | 0 | 1 | Off Peak | 0 | 1 | Off Peak | 0 | 0 | 1 | Super Off Peak | 1 | 0 | 0 | On Peak | 1 | 0 | 0 | On Peak
2020 | 8 | 29 | 2020-08-29 | 16 | 1 | 1 | 0 | [6 empty] | 0 | 0 | 1 | 0 | Off Peak | 0 | 0 | 1 | Off Peak | 0 | 1 | Off Peak | 0 | 1 | Off Peak | 0 | 0 | 1 | Super Off Peak | 1 | 0 | 0 | On Peak | 1 | 0 | 0 | On Peak
2020 | 8 | 29 | 2020-08-29 | 17 | 1 | 1 | 0 | [6 empty] | 0 | 1 | 0 | 0 | On Peak | 0 | 0 | 1 | Off Peak | 0 | 1 | Off Peak | 0 | 1 | Off Peak | 0 | 0 | 1 | Super Off Peak | 1 | 0 | 0 | On Peak | 1 | 0 | 0 | On Peak
2020 | 8 | 29 | 2020-08-29 | 18 | 1 | 1 | 0 | [6 empty] | 0 | 1 | 0 | 0 | On Peak | 0 | 0 | 1 | Off Peak | 0 | 1 | Off Peak | 0 | 1 | Off Peak | 0 | 0 | 1 | Super Off Peak | 1 | 0 | 0 | On Peak | 1 | 0 | 0 | On Peak
2020 | 8 | 29 | 2020-08-29 | 19 | 1 | 1 | 0 | [6 empty] | 0 | 1 | 0 | 0 | On Peak | 0 | 0 | 1 | Off Peak | 0 | 1 | Off Peak | 0 | 1 | Off Peak | 0 | 0 | 1 | Super Off Peak | 1 | 0 | 0 | On Peak | 0 | 1 | 0 | Off Peak
2020 | 8 | 29 | 2020-08-29 | 20 | 1 | 1 | 0 | [6 empty] | 0 | 1 | 0 | 0 | On Peak | 0 | 0 | 1 | Off Peak | 0 | 1 | Off Peak | 0 | 1 | Off Peak | 0 | 0 | 1 | Super Off Peak | 1 | 0 | 0 | On Peak | 0 | 1 | 0 | Off Peak
2020 | 8 | 29 | 2020-08-29 | 21 | 1 | 1 | 0 | [6 empty] | 0 | 1 | 0 | 0 | On Peak | 0 | 0 | 1 | Off Peak | 0 | 1 | Off Peak | 0 | 1 | Off Peak | 0 | 0 | 1 | Super Off Peak | 0 | 1 | 0 | Off Peak | 0 | 1 | 0 | Off Peak
2020 | 8 | 29 | 2020-08-29 | 22 | 1 | 1 | 0 | [6 empty] | 0 | 0 | 1 | 0 | Off Peak | 0 | 0 | 1 | Off Peak | 0 | 1 | Off Peak | 0 | 1 | Off Peak | 0 | 0 | 1 | Super Off Peak | 0 | 1 | 0 | Off Peak | 0 | 1 | 0 | Off Peak
2020 | 8 | 29 | 2020-08-29 | 23 | 1 | 1 | 0 | [6 empty] | 0 | 0 | 1 | 0 | Off Peak | 0 | 0 | 1 | Off Peak | 0 | 1 | Off Peak | 0 | 1 | Off Peak | 0 | 0 | 1 | Super Off Peak | 0 | 1 | 0 | Off Peak | 0 | 1 | 0 | Off Peak
2020 | 8 | 29 | 2020-08-29 | 24 | 1 | 1 | 0 | [6 empty] | 0 | 0 | 1 | 0 | Off Peak | 0 | 0 | 1 | Off Peak | 0 | 1 | Off Peak | 0 | 1 | Off Peak | 0 | 0 | 1 | Super Off Peak | 0 | 1 | 0 | Off Peak | 0 | 1 | 0 | Off Peak
2020 | 8 | 30 | 2020-08-30 | 1 | 1 | 1 | 0 | [6 empty] | 0 | 0 | 0 | 1 | Super Off Peak | 0 | 0 | 1 | Off Peak | 0 | 1 | Off Peak | 0 | 1 | Off Peak | 0 | 0 | 1 | Super Off Peak | 0 | 0 | 1 | Super Off Peak | 0 | 0 | 1 | Super Off Peak
2020 | 8 | 30 | 2020-08-30 | 2 | 1 | 1 | 0 | [6 empty] | 0 | 0 | 0 | 1 | Super Off Peak | 0 | 0 | 1 | Off Peak | 0 | 1 | Off Peak | 0 | 1 | Off Peak | 0 | 0 | 1 | Super Off Peak | 0 | 0 | 1 | Super Off Peak | 0 | 0 | 1 | Super Off Peak
2020 | 8 | 30 | 2020-08-30 | 3 | 1 | 1 | 0 | [6 empty] | 0 | 0 | 0 | 1 | Super Off Peak | 0 | 0 | 1 | Off Peak | 0 | 1 | Off Peak | 0 | 1 | Off Peak | 0 | 0 | 1 | Super Off Peak | 0 | 0 | 1 | Super Off Peak | 0 | 0 | 1 | Super Off Peak
2020 | 8 | 30 | 2020-08-30 | 4 | 1 | 1 | 0 | [6 empty] | 0 | 0 | 0 | 1 | Super Off Peak | 0 | 0 | 1 | Off Peak | 0 | 1 | Off Peak | 0 | 1 | Off Peak | 0 | 0 | 1 | Super Off Peak | 0 | 0 | 1 | Super Off Peak | 0 | 0 | 1 | Super Off Peak
2020 | 8 | 30 | 2020-08-30 | 5 | 1 | 1 | 0 | [6 empty] | 0 | 0 | 0 | 1 | Super Off Peak | 0 | 0 | 1 | Off Peak | 0 | 1 | Off Peak | 0 | 1 | Off Peak | 0 | 0 | 1 | Super Off Peak | 0 | 0 | 1 | Super Off Peak | 0 | 0 | 1 | Super Off Peak
2020 | 8 | 30 | 2020-08-30 | 6 | 1 | 1 | 0 | [6 empty] | 0 | 0 | 0 | 1 | Super Off Peak | 0 | 0 | 1 | Off Peak | 0 | 1 | Off Peak | 0 | 1 | Off Peak | 0 | 0 | 1 | Super Off Peak | 0 | 1 | 0 | Off Peak | 0 | 1 | 0 | Off Peak
2020 | 8 | 30 | 2020-08-30 | 7 | 1 | 1 | 0 | [6 empty] | 0 | 0 | 0 | 1 | Super Off Peak | 0 | 0 | 1 | Off Peak | 0 | 1 | Off Peak | 0 | 1 | Off Peak | 0 | 0 | 1 | Super Off Peak | 0 | 1 | 0 | Off Peak | 0 | 1 | 0 | Off Peak
2020 | 8 | 30 | 2020-08-30 | 8 | 1 | 1 | 0 | [6 empty] | 0 | 0 | 0 | 1 | Super Off Peak | 0 | 0 | 1 | Off Peak | 0 | 1 | Off Peak | 0 | 1 | Off Peak | 0 | 0 | 1 | Super Off Peak | 0 | 1 | 0 | Off Peak | 0 | 1 | 0 | Off Peak
2020 | 8 | 30 | 2020-08-30 | 9 | 1 | 1 | 0 | [6 empty] | 0 | 0 | 0 | 1 | Super Off Peak | 0 | 0 | 1 | Off Peak | 0 | 1 | Off Peak | 0 | 1 | Off Peak | 0 | 0 | 1 | Super Off Peak | 0 | 1 | 0 | Off Peak | 0 | 1 | 0 | Off Peak
2020 | 8 | 30 | 2020-08-30 | 10 | 1 | 1 | 0 | [6 empty] | 0 | 0 | 0 | 1 | Super Off Peak | 0 | 0 | 1 | Off Peak | 0 | 1 | Off Peak | 0 | 1 | Off Peak | 0 | 0 | 1 | Super Off Peak | 0 | 1 | 0 | Off Peak | 0 | 1 | 0 | Off Peak
2020 | 8 | 30 | 2020-08-30 | 11 | 1 | 1 | 0 | [6 empty] | 0 | 0 | 0 | 1 | Super Off Peak | 0 | 0 | 1 | Off Peak | 0 | 1 | Off Peak | 0 | 1 | Off Peak | 0 | 0 | 1 | Super Off Peak | 0 | 1 | 0 | Off Peak | 0 | 1 | 0 | Off Peak
2020 | 8 | 30 | 2020-08-30 | 12 | 1 | 1 | 0 | [6 empty] | 0 | 0 | 0 | 1 | Super Off Peak | 0 | 0 | 1 | Off Peak | 0 | 1 | Off Peak | 0 | 1 | Off Peak | 0 | 0 | 1 | Super Off Peak | 0 | 1 | 0 | Off Peak | 0 | 1 | 0 | Off Peak
2020 | 8 | 30 | 2020-08-30 | 13 | 1 | 1 | 0 | [6 empty] | 0 | 0 | 0 | 1 | Super Off Peak | 0 | 0 | 1 | Off Peak | 0 | 1 | Off Peak | 0 | 1 | Off Peak | 0 | 0 | 1 | Super Off Peak | 1 | 0 | 0 | On Peak | 1 | 0 | 0 | On Peak
2020 | 8 | 30 | 2020-08-30 | 14 | 1 | 1 | 0 | [6 empty] | 0 | 0 | 0 | 1 | Super Off Peak | 0 | 0 | 1 | Off Peak | 0 | 1 | Off Peak | 0 | 1 | Off Peak | 0 | 0 | 1 | Super Off Peak | 1 | 0 | 0 | On Peak | 1 | 0 | 0 | On Peak
2020 | 8 | 30 | 2020-08-30 | 15 | 1 | 1 | 0 | [6 empty] | 0 | 0 | 1 | 0 | Off Peak | 0 | 0 | 1 | Off Peak | 0 | 1 | Off Peak | 0 | 1 | Off Peak | 0 | 0 | 1 | Super Off Peak | 1 | 0 | 0 | On Peak | 1 | 0 | 0 | On Peak
2020 | 8 | 30 | 2020-08-30 | 16 | 1 | 1 | 0 | [6 empty] | 0 | 0 | 1 | 0 | Off Peak | 0 | 0 | 1 | Off Peak | 0 | 1 | Off Peak | 0 | 1 | Off Peak | 0 | 0 | 1 | Super Off Peak | 1 | 0 | 0 | On Peak | 1 | 0 | 0 | On Peak
2020 | 8 | 30 | 2020-08-30 | 17 | 1 | 1 | 0 | [6 empty] | 0 | 1 | 0 | 0 | On Peak | 0 | 0 | 1 | Off Peak | 0 | 1 | Off Peak | 0 | 1 | Off Peak | 0 | 0 | 1 | Super Off Peak | 1 | 0 | 0 | On Peak | 1 | 0 | 0 | On Peak
2020 | 8 | 30 | 2020-08-30 | 18 | 1 | 1 | 0 | [6 empty] | 0 | 1 | 0 | 0 | On Peak | 0 | 0 | 1 | Off Peak | 0 | 1 | Off Peak | 0 | 1 | Off Peak | 0 | 0 | 1 | Super Off Peak | 1 | 0 | 0 | On Peak | 1 | 0 | 0 | On Peak
2020 | 8 | 30 | 2020-08-30 | 19 | 1 | 1 | 0 | [6 empty] | 0 | 1 | 0 | 0 | On Peak | 0 | 0 | 1 | Off Peak | 0 | 1 | Off Peak | 0 | 1 | Off Peak | 0 | 0 | 1 | Super Off Peak | 1 | 0 | 0 | On Peak | 0 | 1 | 0 | Off Peak
2020 | 8 | 30 | 2020-08-30 | 20 | 1 | 1 | 0 | [6 empty] | 0 | 1 | 0 | 0 | On Peak | 0 | 0 | 1 | Off Peak | 0 | 1 | Off Peak | 0 | 1 | Off Peak | 0 | 0 | 1 | Super Off Peak | 1 | 0 | 0 | On Peak | 0 | 1 | 0 | Off Peak
2020 | 8 | 30 | 2020-08-30 | 21 | 1 | 1 | 0 | [6 empty] | 0 | 1 | 0 | 0 | On Peak | 0 | 0 | 1 | Off Peak | 0 | 1 | Off Peak | 0 | 1 | Off Peak | 0 | 0 | 1 | Super Off Peak | 0 | 1 | 0 | Off Peak | 0 | 1 | 0 | Off Peak
2020 | 8 | 30 | 2020-08-30 | 22 | 1 | 1 | 0 | [6 empty] | 0 | 0 | 1 | 0 | Off Peak | 0 | 0 | 1 | Off Peak | 0 | 1 | Off Peak | 0 | 1 | Off Peak | 0 | 0 | 1 | Super Off Peak | 0 | 1 | 0 | Off Peak | 0 | 1 | 0 | Off Peak
2020 | 8 | 30 | 2020-08-30 | 23 | 1 | 1 | 0 | [6 empty] | 0 | 0 | 1 | 0 | Off Peak | 0 | 0 | 1 | Off Peak | 0 | 1 | Off Peak | 0 | 1 | Off Peak | 0 | 0 | 1 | Super Off Peak | 0 | 1 | 0 | Off Peak | 0 | 1 | 0 | Off Peak
2020 | 8 | 30 | 2020-08-30 | 24 | 1 | 1 | 0 | [6 empty] | 0 | 0 | 1 | 0 | Off Peak | 0 | 0 | 1 | Off Peak | 0 | 1 | Off Peak | 0 | 1 | Off Peak | 0 | 0 | 1 | Super Off Peak | 0 | 1 | 0 | Off Peak | 0 | 1 | 0 | Off Peak
2020 | 8 | 31 | 2020-08-31 | 1 | 1 | 0 | 0 | [6 empty] | 0 | 0 | 0 | 1 | Super Off Peak | 0 | 0 | 1 | Off Peak | 0 | 1 | Off Peak | 0 | 1 | Off Peak | 0 | 0 | 1 | Super Off Peak | 0 | 0 | 1 | Super Off Peak | 0 | 0 | 1 | Super Off Peak
2020 | 8 | 31 | 2020-08-31 | 2 | 1 | 0 | 0 | [6 empty] | 0 | 0 | 0 | 1 | Super Off Peak | 0 | 0 | 1 | Off Peak | 0 | 1 | Off Peak | 0 | 1 | Off Peak | 0 | 0 | 1 | Super Off Peak | 0 | 0 | 1 | Super Off Peak | 0 | 0 | 1 | Super Off Peak
2020 | 8 | 31 | 2020-08-31 | 3 | 1 | 0 | 0 | [6 empty] | 0 | 0 | 0 | 1 | Super Off Peak | 0 | 0 | 1 | Off Peak | 0 | 1 | Off Peak | 0 | 1 | Off Peak | 0 | 0 | 1 | Super Off Peak | 0 | 0 | 1 | Super Off Peak | 0 | 0 | 1 | Super Off Peak
2020 | 8 | 31 | 2020-08-31 | 4 | 1 | 0 | 0 | [6 empty] | 0 | 0 | 0 | 1 | Super Off Peak | 0 | 0 | 1 | Off Peak | 0 | 1 | Off Peak | 0 | 1 | Off Peak | 0 | 0 | 1 | Super Off Peak | 0 | 0 | 1 | Super Off Peak | 0 | 0 | 1 | Super Off Peak
2020 | 8 | 31 | 2020-08-31 | 5 | 1 | 0 | 0 | [6 empty] | 0 | 0 | 0 | 1 | Super Off Peak | 0 | 0 | 1 | Off Peak | 0 | 1 | Off Peak | 0 | 1 | Off Peak | 0 | 0 | 1 | Super Off Peak | 0 | 0 | 1 | Super Off Peak | 0 | 0 | 1 | Super Off Peak
2020 | 8 | 31 | 2020-08-31 | 6 | 1 | 0 | 0 | [6 empty] | 0 | 0 | 0 | 1 | Super Off Peak | 0 | 0 | 1 | Off Peak | 0 | 1 | Off Peak | 0 | 1 | Off Peak | 0 | 0 | 1 | Super Off Peak | 0 | 1 | 0 | Off Peak | 0 | 1 | 0 | Off Peak
2020 | 8 | 31 | 2020-08-31 | 7 | 1 | 0 | 0 | [6 empty] | 0 | 0 | 1 | 0 | Off Peak | 0 | 1 | 0 | Semi-Peak | 0 | 1 | Off Peak | 0 | 1 | Off Peak | 0 | 1 | 0 | Off Peak | 0 | 1 | 0 | Off Peak | 0 | 1 | 0 | Off Peak
2020 | 8 | 31 | 2020-08-31 | 8 | 1 | 0 | 0 | [6 empty] | 0 | 0 | 1 | 0 | Off Peak | 0 | 1 | 0 | Semi-Peak | 0 | 1 | Off Peak | 0 | 1 | Off Peak | 0 | 1 | 0 | Off Peak | 0 | 1 | 0 | Off Peak | 0 | 1 | 0 | Off Peak
2020 | 8 | 31 | 2020-08-31 | 9 | 1 | 0 | 0 | [6 empty] | 0 | 0 | 1 | 0 | Off Peak | 0 | 1 | 0 | Semi-Peak | 0 | 1 | Off Peak | 0 | 1 | Off Peak | 0 | 1 | 0 | Off Peak | 0 | 1 | 0 | Off Peak | 0 | 1 | 0 | Off Peak
2020 | 8 | 31 | 2020-08-31 | 10 | 1 | 0 | 0 | [6 empty] | 0 | 0 | 1 | 0 | Off Peak | 0 | 1 | 0 | Semi-Peak | 0 | 1 | Off Peak | 0 | 1 | Off Peak | 0 | 1 | 0 | Off Peak | 0 | 1 | 0 | Off Peak | 0 | 1 | 0 | Off Peak
2020 | 8 | 31 | 2020-08-31 | 11 | 1 | 0 | 0 | [6 empty] | 0 | 0 | 1 | 0 | Off Peak | 0 | 1 | 0 | Semi-Peak | 0 | 1 | Off Peak | 0 | 1 | Off Peak | 0 | 1 | 0 | Off Peak | 0 | 1 | 0 | Off Peak | 0 | 1 | 0 | Off Peak
2020 | 8 | 31 | 2020-08-31 | 12 | 1 | 0 | 0 | [6 empty] | 0 | 0 | 1 | 0 | Off Peak | 1 | 0 | 0 | On Peak | 0 | 1 | Off Peak | 0 | 1 | Off Peak | 1 | 0 | 0 | On Peak | 0 | 1 | 0 | Off Peak | 0 | 1 | 0 | Off Peak
2020 | 8 | 31 | 2020-08-31 | 13 | 1 | 0 | 0 | [6 empty] | 0 | 0 | 1 | 0 | Off Peak | 1 | 0 | 0 | On Peak | 0 | 1 | Off Peak | 1 | 0 | On Peak | 1 | 0 | 0 | On Peak | 1 | 0 | 0 | On Peak | 1 | 0 | 0 | On Peak
2020 | 8 | 31 | 2020-08-31 | 14 | 1 | 0 | 0 | [6 empty] | 0 | 0 | 1 | 0 | Off Peak | 1 | 0 | 0 | On Peak | 0 | 1 | Off Peak | 1 | 0 | On Peak | 1 | 0 | 0 | On Peak | 1 | 0 | 0 | On Peak | 1 | 0 | 0 | On Peak
2020 | 8 | 31 | 2020-08-31 | 15 | 1 | 0 | 0 | [6 empty] | 0 | 0 | 1 | 0 | Off Peak | 1 | 0 | 0 | On Peak | 0 | 1 | Off Peak | 1 | 0 | On Peak | 1 | 0 | 0 | On Peak | 1 | 0 | 0 | On Peak | 1 | 0 | 0 | On Peak
2020 | 8 | 31 | 2020-08-31 | 16 | 1 | 0 | 0 | [6 empty] | 0 | 0 | 1 | 0 | Off Peak | 1 | 0 | 0 | On Peak | 0 | 1 | Off Peak | 1 | 0 | On Peak | 1 | 0 | 0 | On Peak | 1 | 0 | 0 | On Peak | 1 | 0 | 0 | On Peak
2020 | 8 | 31 | 2020-08-31 | 17 | 1 | 0 | 0 | [6 empty] | 0 | 1 | 0 | 0 | On Peak | 1 | 0 | 0 | On Peak | 1 | 0 | On Peak | 1 | 0 | On Peak | 1 | 0 | 0 | On Peak | 1 | 0 | 0 | On Peak | 1 | 0 | 0 | On Peak
2020 | 8 | 31 | 2020-08-31 | 18 | 1 | 0 | 0 | [6 empty] | 0 | 1 | 0 | 0 | On Peak | 1 | 0 | 0 | On Peak | 1 | 0 | On Peak | 1 | 0 | On Peak | 1 | 0 | 0 | On Peak | 1 | 0 | 0 | On Peak | 1 | 0 | 0 | On Peak
2020 | 8 | 31 | 2020-08-31 | 19 | 1 | 0 | 0 | [6 empty] | 1 | 1 | 0 | 0 | On Peak | 0 | 1 | 0 | Semi-Peak | 1 | 0 | On Peak | 0 | 1 | Off Peak | 0 | 1 | 0 | Off Peak | 1 | 0 | 0 | On Peak | 0 | 1 | 0 | Off Peak | 0.8197%
2020 | 8 | 31 | 2020-08-31 | 20 | 1 | 0 | 0 | [6 empty] | 1 | 1 | 0 | 0 | On Peak | 0 | 1 | 0 | Semi-Peak | 1 | 0 | On Peak | 0 | 1 | Off Peak | 0 | 1 | 0 | Off Peak | 1 | 0 | 0 | On Peak | 0 | 1 | 0 | Off Peak | 1.005%
2020 | 8 | 31 | 2020-08-31 | 21 | 1 | 0 | 0 | [6 empty] | 1 | 1 | 0 | 0 | On Peak | 0 | 1 | 0 | Semi-Peak | 1 | 0 | On Peak | 0 | 1 | Off Peak | 0 | 1 | 0 | Off Peak | 0 | 1 | 0 | Off Peak | 0 | 1 | 0 | Off Peak | 1.025%
2020 | 8 | 31 | 2020-08-31 | 22 | 1 | 0 | 0 | [6 empty] | 1 | 0 | 1 | 0 | Off Peak | 0 | 1 | 0 | Semi-Peak | 0 | 1 | Off Peak | 0 | 1 | Off Peak | 0 | 1 | 0 | Off Peak | 0 | 1 | 0 | Off Peak | 0 | 1 | 0 | Off Peak | 0.9985%
2020 | 8 | 31 | 2020-08-31 | 23 | 1 | 0 | 0 | [6 empty] | 1 | 0 | 1 | 0 | Off Peak | 0 | 0 | 1 | Off Peak | 0 | 1 | Off Peak | 0 | 1 | Off Peak | 0 | 0 | 1 | Super Off Peak | 0 | 1 | 0 | Off Peak | 0 | 1 | 0 | Off Peak | 0.8426%
2020 | 8 | 31 | 2020-08-31 | 24 | 1 | 0 | 0 | [6 empty] | 0 | 0 | 1 | 0 | Off Peak | 0 | 0 | 1 | Off Peak | 0 | 1 | Off Peak | 0 | 1 | Off Peak | 0 | 0 | 1 | Super Off Peak | 0 | 1 | 0 | Off Peak | 0 | 1 | 0 | Off Peak
2020 | 9 | 1 | 2020-09-01 | 1 | 1 | 0 | 0 | [6 empty] | 0 | 0 | 0 | 1 | Super Off Peak | 0 | 0 | 1 | Off Peak | 0 | 1 | Off Peak | 0 | 1 | Off Peak | 0 | 0 | 1 | Super Off Peak | 0 | 0 | 1 | Super Off Peak | 0 | 0 | 1 | Super Off Peak
2020 | 9 | 1 | 2020-09-01 | 2 | 1 | 0 | 0 | [6 empty] | 0 | 0 | 0 | 1 | Super Off Peak | 0 | 0 | 1 | Off Peak | 0 | 1 | Off Peak | 0 | 1 | Off Peak | 0 | 0 | 1 | Super Off Peak | 0 | 0 | 1 | Super Off Peak | 0 | 0 | 1 | Super Off Peak
2020 | 9 | 1 | 2020-09-01 | 3 | 1 | 0 | 0 | [6 empty] | 0 | 0 | 0 | 1 | Super Off Peak | 0 | 0 | 1 | Off Peak | 0 | 1 | Off Peak | 0 | 1 | Off Peak | 0 | 0 | 1 | Super Off Peak | 0 | 0 | 1 | Super Off Peak | 0 | 0 | 1 | Super Off Peak
2020 | 9 | 1 | 2020-09-01 | 4 | 1 | 0 | 0 | [6 empty] | 0 | 0 | 0 | 1 | Super Off Peak | 0 | 0 | 1 | Off Peak | 0 | 1 | Off Peak | 0 | 1 | Off Peak | 0 | 0 | 1 | Super Off Peak | 0 | 0 | 1 | Super Off Peak | 0 | 0 | 1 | Super Off Peak
2020 | 9 | 1 | 2020-09-01 | 5 | 1 | 0 | 0 | [6 empty] | 0 | 0 | 0 | 1 | Super Off Peak | 0 | 0 | 1 | Off Peak | 0 | 1 | Off Peak | 0 | 1 | Off Peak | 0 | 0 | 1 | Super Off Peak | 0 | 0 | 1 | Super Off Peak | 0 | 0 | 1 | Super Off Peak
2020 | 9 | 1 | 2020-09-01 | 6 | 1 | 0 | 0 | [6 empty] | 0 | 0 | 0 | 1 | Super Off Peak | 0 | 0 | 1 | Off Peak | 0 | 1 | Off Peak | 0 | 1 | Off Peak | 0 | 0 | 1 | Super Off Peak | 0 | 1 | 0 | Off Peak | 0 | 1 | 0 | Off Peak
2020 | 9 | 1 | 2020-09-01 | 7 | 1 | 0 | 0 | [6 empty] | 0 | 0 | 1 | 0 | Off Peak | 0 | 1 | 0 | Semi-Peak | 0 | 1 | Off Peak | 0 | 1 | Off Peak | 0 | 1 | 0 | Off Peak | 0 | 1 | 0 | Off Peak | 0 | 1 | 0 | Off Peak
2020 | 9 | 1 | 2020-09-01 | 8 | 1 | 0 | 0 | [6 empty] | 0 | 0 | 1 | 0 | Off Peak | 0 | 1 | 0 | Semi-Peak | 0 | 1 | Off Peak | 0 | 1 | Off Peak | 0 | 1 | 0 | Off Peak | 0 | 1 | 0 | Off Peak | 0 | 1 | 0 | Off Peak
2020 | 9 | 1 | 2020-09-01 | 9 | 1 | 0 | 0 | [6 empty] | 0 | 0 | 1 | 0 | Off Peak | 0 | 1 | 0 | Semi-Peak | 0 | 1 | Off Peak | 0 | 1 | Off Peak | 0 | 1 | 0 | Off Peak | 0 | 1 | 0 | Off Peak | 0 | 1 | 0 | Off Peak
2020 | 9 | 1 | 2020-09-01 | 10 | 1 | 0 | 0 | [6 empty] | 0 | 0 | 1 | 0 | Off Peak | 0 | 1 | 0 | Semi-Peak | 0 | 1 | Off Peak | 0 | 1 | Off Peak | 0 | 1 | 0 | Off Peak | 0 | 1 | 0 | Off Peak | 0 | 1 | 0 | Off Peak
2020 | 9 | 1 | 2020-09-01 | 11 | 1 | 0 | 0 | [6 empty] | 0 | 0 | 1 | 0 | Off Peak | 0 | 1 | 0 | Semi-Peak | 0 | 1 | Off Peak | 0 | 1 | Off Peak | 0 | 1 | 0 | Off Peak | 0 | 1 | 0 | Off Peak | 0 | 1 | 0 | Off Peak
2020 | 9 | 1 | 2020-09-01 | 12 | 1 | 0 | 0 | [6 empty] | 0 | 0 | 1 | 0 | Off Peak | 1 | 0 | 0 | On Peak | 0 | 1 | Off Peak | 0 | 1 | Off Peak | 1 | 0 | 0 | On Peak | 0 | 1 | 0 | Off Peak | 0 | 1 | 0 | Off Peak
2020 | 9 | 1 | 2020-09-01 | 13 | 1 | 0 | 0 | [6 empty] | 0 | 0 | 1 | 0 | Off Peak | 1 | 0 | 0 | On Peak | 0 | 1 | Off Peak | 1 | 0 | On Peak | 1 | 0 | 0 | On Peak | 1 | 0 | 0 | On Peak | 1 | 0 | 0 | On Peak
2020 | 9 | 1 | 2020-09-01 | 14 | 1 | 0 | 0 | [6 empty] | 0 | 0 | 1 | 0 | Off Peak | 1 | 0 | 0 | On Peak | 0 | 1 | Off Peak | 1 | 0 | On Peak | 1 | 0 | 0 | On Peak | 1 | 0 | 0 | On Peak | 1 | 0 | 0 | On Peak
2020 | 9 | 1 | 2020-09-01 | 15 | 1 | 0 | 0 | [6 empty] | 0 | 0 | 1 | 0 | Off Peak | 1 | 0 | 0 | On Peak | 0 | 1 | Off Peak | 1 | 0 | On Peak | 1 | 0 | 0 | On Peak | 1 | 0 | 0 | On Peak | 1 | 0 | 0 | On Peak
2020 | 9 | 1 | 2020-09-01 | 16 | 1 | 0 | 0 | [6 empty] | 0 | 0 | 1 | 0 | Off Peak | 1 | 0 | 0 | On Peak | 0 | 1 | Off Peak | 1 | 0 | On Peak | 1 | 0 | 0 | On Peak | 1 | 0 | 0 | On Peak | 1 | 0 | 0 | On Peak
2020 | 9 | 1 | 2020-09-01 | 17 | 1 | 0 | 0 | [6 empty] | 1 | 1 | 0 | 0 | On Peak | 1 | 0 | 0 | On Peak | 1 | 0 | On Peak | 1 | 0 | On Peak | 1 | 0 | 0 | On Peak | 1 | 0 | 0 | On Peak | 1 | 0 | 0 | On Peak | 0.8478%
2020 | 9 | 1 | 2020-09-01 | 18 | 1 | 0 | 0 | [6 empty] | 1 | 1 | 0 | 0 | On Peak | 1 | 0 | 0 | On Peak | 1 | 0 | On Peak | 1 | 0 | On Peak | 1 | 0 | 0 | On Peak | 1 | 0 | 0 | On Peak | 1 | 0 | 0 | On Peak | 1.015%
2020 | 9 | 1 | 2020-09-01 | 19 | 1 | 0 | 0 | [6 empty] | 1 | 1 | 0 | 0 | On Peak | 0 | 1 | 0 | Semi-Peak | 1 | 0 | On Peak | 0 | 1 | Off Peak | 0 | 1 | 0 | Off Peak | 1 | 0 | 0 | On Peak | 0 | 1 | 0 | Off Peak | 1.339%
2020 | 9 | 1 | 2020-09-01 | 20 | 1 | 0 | 0 | [6 empty] | 1 | 1 | 0 | 0 | On Peak | 0 | 1 | 0 | Semi-Peak | 1 | 0 | On Peak | 0 | 1 | Off Peak | 0 | 1 | 0 | Off Peak | 1 | 0 | 0 | On Peak | 0 | 1 | 0 | Off Peak | 1.561%
2020 | 9 | 1 | 2020-09-01 | 21 | 1 | 0 | 0 | [6 empty] | 1 | 1 | 0 | 0 | On Peak | 0 | 1 | 0 | Semi-Peak | 1 | 0 | On Peak | 0 | 1 | Off Peak | 0 | 1 | 0 | Off Peak | 0 | 1 | 0 | Off Peak | 0 | 1 | 0 | Off Peak | 1.626%
2020 | 9 | 1 | 2020-09-01 | 22 | 1 | 0 | 0 | [6 empty] | 1 | 0 | 1 | 0 | Off Peak | 0 | 1 | 0 | Semi-Peak | 0 | 1 | Off Peak | 0 | 1 | Off Peak | 0 | 1 | 0 | Off Peak | 0 | 1 | 0 | Off Peak | 0 | 1 | 0 | Off Peak | 1.473%
2020 | 9 | 1 | 2020-09-01 | 23 | 1 | 0 | 0 | [6 empty] | 1 | 0 | 1 | 0 | Off Peak | 0 | 0 | 1 | Off Peak | 0 | 1 | Off Peak | 0 | 1 | Off Peak | 0 | 0 | 1 | Super Off Peak | 0 | 1 | 0 | Off Peak | 0 | 1 | 0 | Off Peak | 1.181%
2020 | 9 | 1 | 2020-09-01 | 24 | 1 | 0 | 0 | [6 empty] | 1 | 0 | 1 | 0 | Off Peak | 0 | 0 | 1 | Off Peak | 0 | 1 | Off Peak | 0 | 1 | Off Peak | 0 | 0 | 1 | Super Off Peak | 0 | 1 | 0 | Off Peak | 0 | 1 | 0 | Off Peak | 0.8807%
2020 | 9 | 2 | 2020-09-02 | 1 | 1 | 0 | 0 | [6 empty] | 0 | 0 | 0 | 1 | Super Off Peak | 0 | 0 | 1 | Off Peak | 0 | 1 | Off Peak | 0 | 1 | Off Peak | 0 | 0 | 1 | Super Off Peak | 0 | 0 | 1 | Super Off Peak | 0 | 0 | 1 | Super Off Peak
2020 | 9 | 2 | 2020-09-02 | 2 | 1 | 0 | 0 | [6 empty] | 0 | 0 | 0 | 1 | Super Off Peak | 0 | 0 | 1 | Off Peak | 0 | 1 | Off Peak | 0 | 1 | Off Peak | 0 | 0 | 1 | Super Off Peak | 0 | 0 | 1 | Super Off Peak | 0 | 0 | 1 | Super Off Peak
2020 | 9 | 2 | 2020-09-02 | 3 | 1 | 0 | 0 | [6 empty] | 0 | 0 | 0 | 1 | Super Off Peak | 0 | 0 | 1 | Off Peak | 0 | 1 | Off Peak | 0 | 1 | Off Peak | 0 | 0 | 1 | Super Off Peak | 0 | 0 | 1 | Super Off Peak | 0 | 0 | 1 | Super Off Peak
2020 | 9 | 2 | 2020-09-02 | 4 | 1 | 0 | 0 | [6 empty] | 0 | 0 | 0 | 1 | Super Off Peak | 0 | 0 | 1 | Off Peak | 0 | 1 | Off Peak | 0 | 1 | Off Peak | 0 | 0 | 1 | Super Off Peak | 0 | 0 | 1 | Super Off Peak | 0 | 0 | 1 | Super Off Peak
2020 | 9 | 2 | 2020-09-02 | 5 | 1 | 0 | 0 | [6 empty] | 0 | 0 | 0 | 1 | Super Off Peak | 0 | 0 | 1 | Off Peak | 0 | 1 | Off Peak | 0 | 1 | Off Peak | 0 | 0 | 1 | Super Off Peak | 0 | 0 | 1 | Super Off Peak | 0 | 0 | 1 | Super Off Peak
2020 | 9 | 2 | 2020-09-02 | 6 | 1 | 0 | 0 | [6 empty] | 0 | 0 | 0 | 1 | Super Off Peak | 0 | 0 | 1 | Off Peak | 0 | 1 | Off Peak | 0 | 1 | Off Peak | 0 | 0 | 1 | Super Off Peak | 0 | 1 | 0 | Off Peak | 0 | 1 | 0 | Off Peak
2020 | 9 | 2 | 2020-09-02 | 7 | 1 | 0 | 0 | [6 empty] | 0 | 0 | 1 | 0 | Off Peak | 0 | 1 | 0 | Semi-Peak | 0 | 1 | Off Peak | 0 | 1 | Off Peak | 0 | 1 | 0 | Off Peak | 0 | 1 | 0 | Off Peak | 0 | 1 | 0 | Off Peak
2020 | 9 | 2 | 2020-09-02 | 8 | 1 | 0 | 0 | [6 empty] | 0 | 0 | 1 | 0 | Off Peak | 0 | 1 | 0 | Semi-Peak | 0 | 1 | Off Peak | 0 | 1 | Off Peak | 0 | 1 | 0 | Off Peak | 0 | 1 | 0 | Off Peak | 0 | 1 | 0 | Off Peak
2020 | 9 | 2 | 2020-09-02 | 9 | 1 | 0 | 0 | [6 empty] | 0 | 0 | 1 | 0 | Off Peak | 0 | 1 | 0 | Semi-Peak | 0 | 1 | Off Peak | 0 | 1 | Off Peak | 0 | 1 | 0 | Off Peak | 0 | 1 | 0 | Off Peak | 0 | 1 | 0 | Off Peak
2020 | 9 | 2 | 2020-09-02 | 10 | 1 | 0 | 0 | [6 empty] | 0 | 0 | 1 | 0 | Off Peak | 0 | 1 | 0 | Semi-Peak | 0 | 1 | Off Peak | 0 | 1 | Off Peak | 0 | 1 | 0 | Off Peak | 0 | 1 | 0 | Off Peak | 0 | 1 | 0 | Off Peak
2020 | 9 | 2 | 2020-09-02 | 11 | 1 | 0 | 0 | [6 empty] | 0 | 0 | 1 | 0 | Off Peak | 0 | 1 | 0 | Semi-Peak | 0 | 1 | Off Peak | 0 | 1 | Off Peak | 0 | 1 | 0 | Off Peak | 0 | 1 | 0 | Off Peak | 0 | 1 | 0 | Off Peak
2020 | 9 | 2 | 2020-09-02 | 12 | 1 | 0 | 0 | [6 empty] | 0 | 0 | 1 | 0 | Off Peak | 1 | 0 | 0 | On Peak | 0 | 1 | Off Peak | 0 | 1 | Off Peak | 1 | 0 | 0 | On Peak | 0 | 1 | 0 | Off Peak | 0 | 1 | 0 | Off Peak
2020 | 9 | 2 | 2020-09-02 | 13 | 1 | 0 | 0 | [6 empty] | 0 | 0 | 1 | 0 | Off Peak | 1 | 0 | 0 | On Peak | 0 | 1 | Off Peak | 1 | 0 | On Peak | 1 | 0 | 0 | On Peak | 1 | 0 | 0 | On Peak | 1 | 0 | 0 | On Peak
2020 | 9 | 2 | 2020-09-02 | 14 | 1 | 0 | 0 | [6 empty] | 0 | 0 | 1 | 0 | Off Peak | 1 | 0 | 0 | On Peak | 0 | 1 | Off Peak | 1 | 0 | On Peak | 1 | 0 | 0 | On Peak | 1 | 0 | 0 | On Peak | 1 | 0 | 0 | On Peak
2020 | 9 | 2 | 2020-09-02 | 15 | 1 | 0 | 0 | [6 empty] | 0 | 0 | 1 | 0 | Off Peak | 1 | 0 | 0 | On Peak | 0 | 1 | Off Peak | 1 | 0 | On Peak | 1 | 0 | 0 | On Peak | 1 | 0 | 0 | On Peak | 1 | 0 | 0 | On Peak
2020 | 9 | 2 | 2020-09-02 | 16 | 1 | 0 | 0 | [6 empty] | 0 | 0 | 1 | 0 | Off Peak | 1 | 0 | 0 | On Peak | 0 | 1 | Off Peak | 1 | 0 | On Peak | 1 | 0 | 0 | On Peak | 1 | 0 | 0 | On Peak | 1 | 0 | 0 | On Peak
2020 | 9 | 2 | 2020-09-02 | 17 | 1 | 0 | 0 | [6 empty] | 1 | 1 | 0 | 0 | On Peak | 1 | 0 | 0 | On Peak | 1 | 0 | On Peak | 1 | 0 | On Peak | 1 | 0 | 0 | On Peak | 1 | 0 | 0 | On Peak | 1 | 0 | 0 | On Peak | 1.038%
2020 | 9 | 2 | 2020-09-02 | 18 | 1 | 0 | 0 | [6 empty] | 1 | 1 | 0 | 0 | On Peak | 1 | 0 | 0 | On Peak | 1 | 0 | On Peak | 1 | 0 | On Peak | 1 | 0 | 0 | On Peak | 1 | 0 | 0 | On Peak | 1 | 0 | 0 | On Peak | 1.219%
2020 | 9 | 2 | 2020-09-02 | 19 | 1 | 0 | 0 | [6 empty] | 1 | 1 | 0 | 0 | On Peak | 0 | 1 | 0 | Semi-Peak | 1 | 0 | On Peak | 0 | 1 | Off Peak | 0 | 1 | 0 | Off Peak | 1 | 0 | 0 | On Peak | 0 | 1 | 0 | Off Peak | 1.462%
2020 | 9 | 2 | 2020-09-02 | 20 | 1 | 0 | 0 | [6 empty] | 1 | 1 | 0 | 0 | On Peak | 0 | 1 | 0 | Semi-Peak | 1 | 0 | On Peak | 0 | 1 | Off Peak | 0 | 1 | 0 | Off Peak | 1 | 0 | 0 | On Peak | 0 | 1 | 0 | Off Peak | 1.604%
2020 | 9 | 2 | 2020-09-02 | 21 | 1 | 0 | 0 | [6 empty] | 1 | 1 | 0 | 0 | On Peak | 0 | 1 | 0 | Semi-Peak | 1 | 0 | On Peak | 0 | 1 | Off Peak | 0 | 1 | 0 | Off Peak | 0 | 1 | 0 | Off Peak | 0 | 1 | 0 | Off Peak | 1.674%
2020 | 9 | 2 | 2020-09-02 | 22 | 1 | 0 | 0 | [6 empty] | 1 | 0 | 1 | 0 | Off Peak | 0 | 1 | 0 | Semi-Peak | 0 | 1 | Off Peak | 0 | 1 | Off Peak | 0 | 1 | 0 | Off Peak | 0 | 1 | 0 | Off Peak | 0 | 1 | 0 | Off Peak | 1.549%
2020 | 9 | 2 | 2020-09-02 | 23 | 1 | 0 | 0 | [6 empty] | 1 | 0 | 1 | 0 | Off Peak | 0 | 0 | 1 | Off Peak | 0 | 1 | Off Peak | 0 | 1 | Off Peak | 0 | 0 | 1 | Super Off Peak | 0 | 1 | 0 | Off Peak | 0 | 1 | 0 | Off Peak | 1.266%
2020 | 9 | 2 | 2020-09-02 | 24 | 1 | 0 | 0 | [6 empty] | 1 | 0 | 1 | 0 | Off Peak | 0 | 0 | 1 | Off Peak | 0 | 1 | Off Peak | 0 | 1 | Off Peak | 0 | 0 | 1 | Super Off Peak | 0 | 1 | 0 | Off Peak | 0 | 1 | 0 | Off Peak | 0.9287%
2020 | 9 | 3 | 2020-09-03 | 1 | 1 | 0 | 0 | [6 empty] | 0 | 0 | 0 | 1 | Super Off Peak | 0 | 0 | 1 | Off Peak | 0 | 1 | Off Peak | 0 | 1 | Off Peak | 0 | 0 | 1 | Super Off Peak | 0 | 0 | 1 | Super Off Peak | 0 | 0 | 1 | Super Off Peak
2020 | 9 | 3 | 2020-09-03 | 2 | 1 | 0 | 0 | [6 empty] | 0 | 0 | 0 | 1 | Super Off Peak | 0 | 0 | 1 | Off Peak | 0 | 1 | Off Peak | 0 | 1 | Off Peak | 0 | 0 | 1 | Super Off Peak | 0 | 0 | 1 | Super Off Peak | 0 | 0 | 1 | Super Off Peak
2020 | 9 | 3 | 2020-09-03 | 3 | 1 | 0 | 0 | [6 empty] | 0 | 0 | 0 | 1 | Super Off Peak | 0 | 0 | 1 | Off Peak | 0 | 1 | Off Peak | 0 | 1 | Off Peak | 0 | 0 | 1 | Super Off Peak | 0 | 0 | 1 | Super Off Peak | 0 | 0 | 1 | Super Off Peak
2020 | 9 | 3 | 2020-09-03 | 4 | 1 | 0 | 0 | [6 empty] | 0 | 0 | 0 | 1 | Super Off Peak | 0 | 0 | 1 | Off Peak | 0 | 1 | Off Peak | 0 | 1 | Off Peak | 0 | 0 | 1 | Super Off Peak | 0 | 0 | 1 | Super Off Peak | 0 | 0 | 1 | Super Off Peak
2020 | 9 | 3 | 2020-09-03 | 5 | 1 | 0 | 0 | [6 empty] | 0 | 0 | 0 | 1 | Super Off Peak | 0 | 0 | 1 | Off Peak | 0 | 1 | Off Peak | 0 | 1 | Off Peak | 0 | 0 | 1 | Super Off Peak | 0 | 0 | 1 | Super Off Peak | 0 | 0 | 1 | Super Off Peak
2020 | 9 | 3 | 2020-09-03 | 6 | 1 | 0 | 0 | [6 empty] | 0 | 0 | 0 | 1 | Super Off Peak | 0 | 0 | 1 | Off Peak | 0 | 1 | Off Peak | 0 | 1 | Off Peak | 0 | 0 | 1 | Super Off Peak | 0 | 1 | 0 | Off Peak | 0 | 1 | 0 | Off Peak
2020 | 9 | 3 | 2020-09-03 | 7 | 1 | 0 | 0 | [6 empty] | 0 | 0 | 1 | 0 | Off Peak | 0 | 1 | 0 | Semi-Peak | 0 | 1 | Off Peak | 0 | 1 | Off Peak | 0 | 1 | 0 | Off Peak | 0 | 1 | 0 | Off Peak | 0 | 1 | 0 | Off Peak
2020 | 9 | 3 | 2020-09-03 | 8 | 1 | 0 | 0 | [6 empty] | 0 | 0 | 1 | 0 | Off Peak | 0 | 1 | 0 | Semi-Peak | 0 | 1 | Off Peak | 0 | 1 | Off Peak | 0 | 1 | 0 | Off Peak | 0 | 1 | 0 | Off Peak | 0 | 1 | 0 | Off Peak
2020 | 9 | 3 | 2020-09-03 | 9 | 1 | 0 | 0 | [6 empty] | 0 | 0 | 1 | 0 | Off Peak | 0 | 1 | 0 | Semi-Peak | 0 | 1 | Off Peak | 0 | 1 | Off Peak | 0 | 1 | 0 | Off Peak | 0 | 1 | 0 | Off Peak | 0 | 1 | 0 | Off Peak
2020 | 9 | 3 | 2020-09-03 | 10 | 1 | 0 | 0 | [6 empty] | 0 | 0 | 1 | 0 | Off Peak | 0 | 1 | 0 | Semi-Peak | 0 | 1 | Off Peak | 0 | 1 | Off Peak | 0 | 1 | 0 | Off Peak | 0 | 1 | 0 | Off Peak | 0 | 1 | 0 | Off Peak
2020 | 9 | 3 | 2020-09-03 | 11 | 1 | 0 | 0 | [6 empty] | 0 | 0 | 1 | 0 | Off Peak | 0 | 1 | 0 | Semi-Peak | 0 | 1 | Off Peak | 0 | 1 | Off Peak | 0 | 1 | 0 | Off Peak | 0 | 1 | 0 | Off Peak | 0 | 1 | 0 | Off Peak
2020 | 9 | 3 | 2020-09-03 | 12 | 1 | 0 | 0 | [6 empty] | 0 | 0 | 1 | 0 | Off Peak | 1 | 0 | 0 | On Peak | 0 | 1 | Off Peak | 0 | 1 | Off Peak | 1 | 0 | 0 | On Peak | 0 | 1 | 0 | Off Peak | 0 | 1 | 0 | Off Peak
2020 | 9 | 3 | 2020-09-03 | 13 | 1 | 0 | 0 | [6 empty] | 0 | 0 | 1 | 0 | Off Peak | 1 | 0 | 0 | On Peak | 0 | 1 | Off Peak | 1 | 0 | On Peak | 1 | 0 | 0 | On Peak | 1 | 0 | 0 | On Peak | 1 | 0 | 0 | On Peak
2020 | 9 | 3 | 2020-09-03 | 14 | 1 | 0 | 0 | [6 empty] | 0 | 0 | 1 | 0 | Off Peak | 1 | 0 | 0 | On Peak | 0 | 1 | Off Peak | 1 | 0 | On Peak | 1 | 0 | 0 | On Peak | 1 | 0 | 0 | On Peak | 1 | 0 | 0 | On Peak
2020 | 9 | 3 | 2020-09-03 | 15 | 1 | 0 | 0 | [6 empty] | 0 | 0 | 1 | 0 | Off Peak | 1 | 0 | 0 | On Peak | 0 | 1 | Off Peak | 1 | 0 | On Peak | 1 | 0 | 0 | On Peak | 1 | 0 | 0 | On Peak | 1 | 0 | 0 | On Peak
2020 | 9 | 3 | 2020-09-03 | 16 | 1 | 0 | 0 | [6 empty] | 0 | 0 | 1 | 0 | Off Peak | 1 | 0 | 0 | On Peak | 0 | 1 | Off Peak | 1 | 0 | On Peak | 1 | 0 | 0 | On Peak | 1 | 0 | 0 | On Peak | 1 | 0 | 0 | On Peak
2020 | 9 | 3 | 2020-09-03 | 17 | 1 | 0 | 0 | [6 empty] | 0 | 1 | 0 | 0 | On Peak | 1 | 0 | 0 | On Peak | 1 | 0 | On Peak | 1 | 0 | On Peak | 1 | 0 | 0 | On Peak | 1 | 0 | 0 | On Peak | 1 | 0 | 0 | On Peak
2020 | 9 | 3 | 2020-09-03 | 18 | 1 | 0 | 0 | [6 empty] | 0 | 1 | 0 | 0 | On Peak | 1 | 0 | 0 | On Peak | 1 | 0 | On Peak | 1 | 0 | On Peak | 1 | 0 | 0 | On Peak | 1 | 0 | 0 | On Peak | 1 | 0 | 0 | On Peak
2020 | 9 | 3 | 2020-09-03 | 19 | 1 | 0 | 0 | [6 empty] | 0 | 1 | 0 | 0 | On Peak | 0 | 1 | 0 | Semi-Peak | 1 | 0 | On Peak | 0 | 1 | Off Peak | 0 | 1 | 0 | Off Peak | 1 | 0 | 0 | On Peak | 0 | 1 | 0 | Off Peak
2020 | 9 | 3 | 2020-09-03 | 20 | 1 | 0 | 0 | [6 empty] | 0 | 1 | 0 | 0 | On Peak | 0 | 1 | 0 | Semi-Peak | 1 | 0 | On Peak | 0 | 1 | Off Peak | 0 | 1 | 0 | Off Peak | 1 | 0 | 0 | On Peak | 0 | 1 | 0 | Off Peak
2020 | 9 | 3 | 2020-09-03 | 21 | 1 | 0 | 0 | [6 empty] | 1 | 1 | 0 | 0 | On Peak | 0 | 1 | 0 | Semi-Peak | 1 | 0 | On Peak | 0 | 1 | Off Peak | 0 | 1 | 0 | Off Peak | 0 | 1 | 0 | Off Peak | 0 | 1 | 0 | Off Peak | 0.8871%
2020 | 9 | 3 | 2020-09-03 | 22 | 1 | 0 | 0 | [6 empty] | 1 | 0 | 1 | 0 | Off Peak | 0 | 1 | 0 | Semi-Peak | 0 | 1 | Off Peak | 0 | 1 | Off Peak | 0 | 1 | 0 | Off Peak | 0 | 1 | 0 | Off Peak | 0 | 1 | 0 | Off Peak | 0.8152%
2020 | 9 | 3 | 2020-09-03 | 23 | 1 | 0 | 0 | [6 empty] | 0 | 0 | 1 | 0 | Off Peak | 0 | 0 | 1 | Off Peak | 0 | 1 | Off Peak | 0 | 1 | Off Peak | 0 | 0 | 1 | Super Off Peak | 0 | 1 | 0 | Off Peak | 0 | 1 | 0 | Off Peak
2020 | 9 | 3 | 2020-09-03 | 24 | 1 | 0 | 0 | [6 empty] | 0 | 0 | 1 | 0 | Off Peak | 0 | 0 | 1 | Off Peak | 0 | 1 | Off Peak | 0 | 1 | Off Peak | 0 | 0 | 1 | Super Off Peak | 0 | 1 | 0 | Off Peak | 0 | 1 | 0 | Off Peak
2020 | 9 | 4 | 2020-09-04 | 1 | 1 | 0 | 0 | [6 empty] | 0 | 0 | 0 | 1 | Super Off Peak | 0 | 0 | 1 | Off Peak | 0 | 1 | Off Peak | 0 | 1 | Off Peak | 0 | 0 | 1 | Super Off Peak | 0 | 0 | 1 | Super Off Peak | 0 | 0 | 1 | Super Off Peak
2020 | 9 | 4 | 2020-09-04 | 2 | 1 | 0 | 0 | [6 empty] | 0 | 0 | 0 | 1 | Super Off Peak | 0 | 0 | 1 | Off Peak | 0 | 1 | Off Peak | 0 | 1 | Off Peak | 0 | 0 | 1 | Super Off Peak | 0 | 0 | 1 | Super Off Peak | 0 | 0 | 1 | Super Off Peak
2020 | 9 | 4 | 2020-09-04 | 3 | 1 | 0 | 0 | [6 empty] | 0 | 0 | 0 | 1 | Super Off Peak | 0 | 0 | 1 | Off Peak | 0 | 1 | Off Peak | 0 | 1 | Off Peak | 0 | 0 | 1 | Super Off Peak | 0 | 0 | 1 | Super Off Peak | 0 | 0 | 1 | Super Off Peak
2020 | 9 | 4 | 2020-09-04 | 4 | 1 | 0 | 0 | [6 empty] | 0 | 0 | 0 | 1 | Super Off Peak | 0 | 0 | 1 | Off Peak | 0 | 1 | Off Peak | 0 | 1 | Off Peak | 0 | 0 | 1 | Super Off Peak | 0 | 0 | 1 | Super Off Peak | 0 | 0 | 1 | Super Off Peak
2020 | 9 | 4 | 2020-09-04 | 5 | 1 | 0 | 0 | [6 empty] | 0 | 0 | 0 | 1 | Super Off Peak | 0 | 0 | 1 | Off Peak | 0 | 1 | Off Peak | 0 | 1 | Off Peak | 0 | 0 | 1 | Super Off Peak | 0 | 0 | 1 | Super Off Peak | 0 | 0 | 1 | Super Off Peak
2020 | 9 | 4 | 2020-09-04 | 6 | 1 | 0 | 0 | [6 empty] | 0 | 0 | 0 | 1 | Super Off Peak | 0 | 0 | 1 | Off Peak | 0 | 1 | Off Peak | 0 | 1 | Off Peak | 0 | 0 | 1 | Super Off Peak | 0 | 1 | 0 | Off Peak | 0 | 1 | 0 | Off Peak
2020 | 9 | 4 | 2020-09-04 | 7 | 1 | 0 | 0 | [6 empty] | 0 | 0 | 1 | 0 | Off Peak | 0 | 1 | 0 | Semi-Peak | 0 | 1 | Off Peak | 0 | 1 | Off Peak | 0 | 1 | 0 | Off Peak | 0 | 1 | 0 | Off Peak | 0 | 1 | 0 | Off Peak
2020 | 9 | 4 | 2020-09-04 | 8 | 1 | 0 | 0 | [6 empty] | 0 | 0 | 1 | 0 | Off Peak | 0 | 1 | 0 | Semi-Peak | 0 | 1 | Off Peak | 0 | 1 | Off Peak | 0 | 1 | 0 | Off Peak | 0 | 1 | 0 | Off Peak | 0 | 1 | 0 | Off Peak
2020 | 9 | 4 | 2020-09-04 | 9 | 1 | 0 | 0 | [6 empty] | 0 | 0 | 1 | 0 | Off Peak | 0 | 1 | 0 | Semi-Peak | 0 | 1 | Off Peak | 0 | 1 | Off Peak | 0 | 1 | 0 | Off Peak | 0 | 1 | 0 | Off Peak | 0 | 1 | 0 | Off Peak
2020 | 9 | 4 | 2020-09-04 | 10 | 1 | 0 | 0 | [6 empty] | 0 | 0 | 1 | 0 | Off Peak | 0 | 1 | 0 | Semi-Peak | 0 | 1 | Off Peak | 0 | 1 | Off Peak | 0 | 1 | 0 | Off Peak | 0 | 1 | 0 | Off Peak | 0 | 1 | 0 | Off Peak
2020 | 9 | 4 | 2020-09-04 | 11 | 1 | 0 | 0 | [6 empty] | 0 | 0 | 1 | 0 | Off Peak | 0 | 1 | 0 | Semi-Peak | 0 | 1 | Off Peak | 0 | 1 | Off Peak | 0 | 1 | 0 | Off Peak | 0 | 1 | 0 | Off Peak | 0 | 1 | 0 | Off Peak
2020 | 9 | 4 | 2020-09-04 | 12 | 1 | 0 | 0 | [6 empty] | 0 | 0 | 1 | 0 | Off Peak | 1 | 0 | 0 | On Peak | 0 | 1 | Off Peak | 0 | 1 | Off Peak | 1 | 0 | 0 | On Peak | 0 | 1 | 0 | Off Peak | 0 | 1 | 0 | Off Peak
2020 | 9 | 4 | 2020-09-04 | 13 | 1 | 0 | 0 | [6 empty] | 0 | 0 | 1 | 0 | Off Peak | 1 | 0 | 0 | On Peak | 0 | 1 | Off Peak | 1 | 0 | On Peak | 1 | 0 | 0 | On Peak | 1 | 0 | 0 | On Peak | 1 | 0 | 0 | On Peak
2020 | 9 | 4 | 2020-09-04 | 14 | 1 | 0 | 0 | [6 empty] | 0 | 0 | 1 | 0 | Off Peak | 1 | 0 | 0 | On Peak | 0 | 1 | Off Peak | 1 | 0 | On Peak | 1 | 0 | 0 | On Peak | 1 | 0 | 0 | On Peak | 1 | 0 | 0 | On Peak
2020 | 9 | 4 | 2020-09-04 | 15 | 1 | 0 | 0 | [6 empty] | 0 | 0 | 1 | 0 | Off Peak | 1 | 0 | 0 | On Peak | 0 | 1 | Off Peak | 1 | 0 | On Peak | 1 | 0 | 0 | On Peak | 1 | 0 | 0 | On Peak | 1 | 0 | 0 | On Peak
2020 | 9 | 4 | 2020-09-04 | 16 | 1 | 0 | 0 | [6 empty] | 0 | 0 | 1 | 0 | Off Peak | 1 | 0 | 0 | On Peak | 0 | 1 | Off Peak | 1 | 0 | On Peak | 1 | 0 | 0 | On Peak | 1 | 0 | 0 | On Peak | 1 | 0 | 0 | On Peak
2020 | 9 | 4 | 2020-09-04 | 17 | 1 | 0 | 0 | [6 empty] | 0 | 1 | 0 | 0 | On Peak | 1 | 0 | 0 | On Peak | 1 | 0 | On Peak | 1 | 0 | On Peak | 1 | 0 | 0 | On Peak | 1 | 0 | 0 | On Peak | 1 | 0 | 0 | On Peak
2020 | 9 | 4 | 2020-09-04 | 18 | 1 | 0 | 0 | [6 empty] | 0 | 1 | 0 | 0 | On Peak | 1 | 0 | 0 | On Peak | 1 | 0 | On Peak | 1 | 0 | On Peak | 1 | 0 | 0 | On Peak | 1 | 0 | 0 | On Peak | 1 | 0 | 0 | On Peak
2020 | 9 | 4 | 2020-09-04 | 19 | 1 | 0 | 0 | [6 empty] | 0 | 1 | 0 | 0 | On Peak | 0 | 1 | 0 | Semi-Peak | 1 | 0 | On Peak | 0 | 1 | Off Peak | 0 | 1 | 0 | Off Peak | 1 | 0 | 0 | On Peak | 0 | 1 | 0 | Off Peak
2020 | 9 | 4 | 2020-09-04 | 20 | 1 | 0 | 0 | [6 empty] | 1 | 1 | 0 | 0 | On Peak | 0 | 1 | 0 | Semi-Peak | 1 | 0 | On Peak | 0 | 1 | Off Peak | 0 | 1 | 0 | Off Peak | 1 | 0 | 0 | On Peak | 0 | 1 | 0 | Off Peak | 0.9061%
2020 | 9 | 4 | 2020-09-04 | 21 | 1 | 0 | 0 | [6 empty] | 1 | 1 | 0 | 0 | On Peak | 0 | 1 | 0 | Semi-Peak | 1 | 0 | On Peak | 0 | 1 | Off Peak | 0 | 1 | 0 | Off Peak | 0 | 1 | 0 | Off Peak | 0 | 1 | 0 | Off Peak | 0.9736%
2020 | 9 | 4 | 2020-09-04 | 22 | 1 | 0 | 0 | [6 empty] | 1 | 0 | 1 | 0 | Off Peak | 0 | 1 | 0 | Semi-Peak | 0 | 1 | Off Peak | 0 | 1 | Off Peak | 0 | 1 | 0 | Off Peak | 0 | 1 | 0 | Off Peak | 0 | 1 | 0 | Off Peak | 0.8863%
2020 | 9 | 4 | 2020-09-04 | 23 | 1 | 0 | 0 | [6 empty] | 0 | 0 | 1 | 0 | Off Peak | 0 | 0 | 1 | Off Peak | 0 | 1 | Off Peak | 0 | 1 | Off Peak | 0 | 0 | 1 | Super Off Peak | 0 | 1 | 0 | Off Peak | 0 | 1 | 0 | Off Peak
2020 | 9 | 4 | 2020-09-04 | 24 | 1 | 0 | 0 | [6 empty] | 0 | 0 | 1 | 0 | Off Peak | 0 | 0 | 1 | Off Peak | 0 | 1 | Off Peak | 0 | 1 | Off Peak | 0 | 0 | 1 | Super Off Peak | 0 | 1 | 0 | Off Peak | 0 | 1 | 0 | Off Peak
2020 | 9 | 5 | 2020-09-05 | 1 | 1 | 1 | 0 | [6 empty] | 0 | 0 | 0 | 1 | Super Off Peak | 0 | 0 | 1 | Off Peak | 0 | 1 | Off Peak | 0 | 1 | Off Peak | 0 | 0 | 1 | Super Off Peak | 0 | 0 | 1 | Super Off Peak | 0 | 0 | 1 | Super Off Peak
2020 | 9 | 5 | 2020-09-05 | 2 | 1 | 1 | 0 | [6 empty] | 0 | 0 | 0 | 1 | Super Off Peak | 0 | 0 | 1 | Off Peak | 0 | 1 | Off Peak | 0 | 1 | Off Peak | 0 | 0 | 1 | Super Off Peak | 0 | 0 | 1 | Super Off Peak | 0 | 0 | 1 | Super Off Peak
2020 | 9 | 5 | 2020-09-05 | 3 | 1 | 1 | 0 | [6 empty] | 0 | 0 | 0 | 1 | Super Off Peak | 0 | 0 | 1 | Off Peak | 0 | 1 | Off Peak | 0 | 1 | Off Peak | 0 | 0 | 1 | Super Off Peak | 0 | 0 | 1 | Super Off Peak | 0 | 0 | 1 | Super Off Peak
2020 | 9 | 5 | 2020-09-05 | 4 | 1 | 1 | 0 | [6 empty] | 0 | 0 | 0 | 1 | Super Off Peak | 0 | 0 | 1 | Off Peak | 0 | 1 | Off Peak | 0 | 1 | Off Peak | 0 | 0 | 1 | Super Off Peak | 0 | 0 | 1 | Super Off Peak | 0 | 0 | 1 | Super Off Peak
2020 | 9 | 5 | 2020-09-05 | 5 | 1 | 1 | 0 | [6 empty] | 0 | 0 | 0 | 1 | Super Off Peak | 0 | 0 | 1 | Off Peak | 0 | 1 | Off Peak | 0 | 1 | Off Peak | 0 | 0 | 1 | Super Off Peak | 0 | 0 | 1 | Super Off Peak | 0 | 0 | 1 | Super Off Peak
2020 | 9 | 5 | 2020-09-05 | 6 | 1 | 1 | 0 | [6 empty] | 0 | 0 | 0 | 1 | Super Off Peak | 0 | 0 | 1 | Off Peak | 0 | 1 | Off Peak | 0 | 1 | Off Peak | 0 | 0 | 1 | Super Off Peak | 0 | 1 | 0 | Off Peak | 0 | 1 | 0 | Off Peak
2020 | 9 | 5 | 2020-09-05 | 7 | 1 | 1 | 0 | [6 empty] | 0 | 0 | 0 | 1 | Super Off Peak | 0 | 0 | 1 | Off Peak | 0 | 1 | Off Peak | 0 | 1 | Off Peak | 0 | 0 | 1 | Super Off Peak | 0 | 1 | 0 | Off Peak | 0 | 1 | 0 | Off Peak
2020 | 9 | 5 | 2020-09-05 | 8 | 1 | 1 | 0 | [6 empty] | 0 | 0 | 0 | 1 | Super Off Peak | 0 | 0 | 1 | Off Peak | 0 | 1 | Off Peak | 0 | 1 | Off Peak | 0 | 0 | 1 | Super Off Peak | 0 | 1 | 0 | Off Peak | 0 | 1 | 0 | Off Peak
2020 | 9 | 5 | 2020-09-05 | 9 | 1 | 1 | 0 | [6 empty] | 0 | 0 | 0 | 1 | Super Off Peak | 0 | 0 | 1 | Off Peak | 0 | 1 | Off Peak | 0 | 1 | Off Peak | 0 | 0 | 1 | Super Off Peak | 0 | 1 | 0 | Off Peak | 0 | 1 | 0 | Off Peak
2020 | 9 | 5 | 2020-09-05 | 10 | 1 | 1 | 0 | [6 empty] | 0 | 0 | 0 | 1 | Super Off Peak | 0 | 0 | 1 | Off Peak | 0 | 1 | Off Peak | 0 | 1 | Off Peak | 0 | 0 | 1 | Super Off Peak | 0 | 1 | 0 | Off Peak | 0 | 1 | 0 | Off Peak
2020 | 9 | 5 | 2020-09-05 | 11 | 1 | 1 | 0 | [6 empty] | 0 | 0 | 0 | 1 | Super Off Peak | 0 | 0 | 1 | Off Peak | 0 | 1 | Off Peak | 0 | 1 | Off Peak | 0 | 0 | 1 | Super Off Peak | 0 | 1 | 0 | Off Peak | 0 | 1 | 0 | Off Peak
2020 | 9 | 5 | 2020-09-05 | 12 | 1 | 1 | 0 | [6 empty] | 0 | 0 | 0 | 1 | Super Off Peak | 0 | 0 | 1 | Off Peak | 0 | 1 | Off Peak | 0 | 1 | Off Peak | 0 | 0 | 1 | Super Off Peak | 0 | 1 | 0 | Off Peak | 0 | 1 | 0 | Off Peak
2020 | 9 | 5 | 2020-09-05 | 13 | 1 | 1 | 0 | [6 empty] | 0 | 0 | 0 | 1 | Super Off Peak | 0 | 0 | 1 | Off Peak | 0 | 1 | Off Peak | 0 | 1 | Off Peak | 0 | 0 | 1 | Super Off Peak | 1 | 0 | 0 | On Peak | 1 | 0 | 0 | On Peak
2020 | 9 | 5 | 2020-09-05 | 14 | 1 | 1 | 0 | [6 empty] | 0 | 0 | 0 | 1 | Super Off Peak | 0 | 0 | 1 | Off Peak | 0 | 1 | Off Peak | 0 | 1 | Off Peak | 0 | 0 | 1 | Super Off Peak | 1 | 0 | 0 | On Peak | 1 | 0 | 0 | On Peak
2020 | 9 | 5 | 2020-09-05 | 15 | 1 | 1 | 0 | [6 empty] | 0 | 0 | 1 | 0 | Off Peak | 0 | 0 | 1 | Off Peak | 0 | 1 | Off Peak | 0 | 1 | Off Peak | 0 | 0 | 1 | Super Off Peak | 1 | 0 | 0 | On Peak | 1 | 0 | 0 | On Peak
2020 | 9 | 5 | 2020-09-05 | 16 | 1 | 1 | 0 | [6 empty] | 0 | 0 | 1 | 0 | Off Peak | 0 | 0 | 1 | Off Peak | 0 | 1 | Off Peak | 0 | 1 | Off Peak | 0 | 0 | 1 | Super Off Peak | 1 | 0 | 0 | On Peak | 1 | 0 | 0 | On Peak
2020 | 9 | 5 | 2020-09-05 | 17 | 1 | 1 | 0 | [6 empty] | 0 | 1 | 0 | 0 | On Peak | 0 | 0 | 1 | Off Peak | 0 | 1 | Off Peak | 0 | 1 | Off Peak | 0 | 0 | 1 | Super Off Peak | 1 | 0 | 0 | On Peak | 1 | 0 | 0 | On Peak
2020 | 9 | 5 | 2020-09-05 | 18 | 1 | 1 | 0 | [6 empty] | 0 | 1 | 0 | 0 | On Peak | 0 | 0 | 1 | Off Peak | 0 | 1 | Off Peak | 0 | 1 | Off Peak | 0 | 0 | 1 | Super Off Peak | 1 | 0 | 0 | On Peak | 1 | 0 | 0 | On Peak
2020 | 9 | 5 | 2020-09-05 | 19 | 1 | 1 | 0 | [6 empty] | 0 | 1 | 0 | 0 | On Peak | 0 | 0 | 1 | Off Peak | 0 | 1 | Off Peak | 0 | 1 | Off Peak | 0 | 0 | 1 | Super Off Peak | 1 | 0 | 0 | On Peak | 0 | 1 | 0 | Off Peak
2020 | 9 | 5 | 2020-09-05 | 20 | 1 | 1 | 0 | [6 empty] | 0 | 1 | 0 | 0 | On Peak | 0 | 0 | 1 | Off Peak | 0 | 1 | Off Peak | 0 | 1 | Off Peak | 0 | 0 | 1 | Super Off Peak | 1 | 0 | 0 | On Peak | 0 | 1 | 0 | Off Peak
2020 | 9 | 5 | 2020-09-05 | 21 | 1 | 1 | 0 | [6 empty] | 0 | 1 | 0 | 0 | On Peak | 0 | 0 | 1 | Off Peak | 0 | 1 | Off Peak | 0 | 1 | Off Peak | 0 | 0 | 1 | Super Off Peak | 0 | 1 | 0 | Off Peak | 0 | 1 | 0 | Off Peak
2020 | 9 | 5 | 2020-09-05 | 22 | 1 | 1 | 0 | [6 empty] | 0 | 0 | 1 | 0 | Off Peak | 0 | 0 | 1 | Off Peak | 0 | 1 | Off Peak | 0 | 1 | Off Peak | 0 | 0 | 1 | Super Off Peak | 0 | 1 | 0 | Off Peak | 0 | 1 | 0 | Off Peak
2020 | 9 | 5 | 2020-09-05 | 23 | 1 | 1 | 0 | [6 empty] | 0 | 0 | 1 | 0 | Off Peak | 0 | 0 | 1 | Off Peak | 0 | 1 | Off Peak | 0 | 1 | Off Peak | 0 | 0 | 1 | Super Off Peak | 0 | 1 | 0 | Off Peak | 0 | 1 | 0 | Off Peak
2020 | 9 | 5 | 2020-09-05 | 24 | 1 | 1 | 0 | [6 empty] | 0 | 0 | 1 | 0 | Off Peak | 0 | 0 | 1 | Off Peak | 0 | 1 | Off Peak | 0 | 1 | Off Peak | 0 | 0 | 1 | Super Off Peak | 0 | 1 | 0 | Off Peak | 0 | 1 | 0 | Off Peak
2020 | 9 | 6 | 2020-09-06 | 1 | 1 | 1 | 0 | [6 empty] | 0 | 0 | 0 | 1 | Super Off Peak | 0 | 0 | 1 | Off Peak | 0 | 1 | Off Peak | 0 | 1 | Off Peak | 0 | 0 | 1 | Super Off Peak | 0 | 0 | 1 | Super Off Peak | 0 | 0 | 1 | Super Off Peak
2020 | 9 | 6 | 2020-09-06 | 2 | 1 | 1 | 0 | [6 empty] | 0 | 0 | 0 | 1 | Super Off Peak | 0 | 0 | 1 | Off Peak | 0 | 1 | Off Peak | 0 | 1 | Off Peak | 0 | 0 | 1 | Super Off Peak | 0 | 0 | 1 | Super Off Peak | 0 | 0 | 1 | Super Off Peak
2020 | 9 | 6 | 2020-09-06 | 3 | 1 | 1 | 0 | [6 empty] | 0 | 0 | 0 | 1 | Super Off Peak | 0 | 0 | 1 | Off Peak | 0 | 1 | Off Peak | 0 | 1 | Off Peak | 0 | 0 | 1 | Super Off Peak | 0 | 0 | 1 | Super Off Peak | 0 | 0 | 1 | Super Off Peak
2020 | 9 | 6 | 2020-09-06 | 4 | 1 | 1 | 0 | [6 empty] | 0 | 0 | 0 | 1 | Super Off Peak | 0 | 0 | 1 | Off Peak | 0 | 1 | Off Peak | 0 | 1 | Off Peak | 0 | 0 | 1 | Super Off Peak | 0 | 0 | 1 | Super Off Peak | 0 | 0 | 1 | Super Off Peak
2020 | 9 | 6 | 2020-09-06 | 5 | 1 | 1 | 0 | [6 empty] | 0 | 0 | 0 | 1 | Super Off Peak | 0 | 0 | 1 | Off Peak | 0 | 1 | Off Peak | 0 | 1 | Off Peak | 0 | 0 | 1 | Super Off Peak | 0 | 0 | 1 | Super Off Peak | 0 | 0 | 1 | Super Off Peak
2020 | 9 | 6 | 2020-09-06 | 6 | 1 | 1 | 0 | [6 empty] | 0 | 0 | 0 | 1 | Super Off Peak | 0 | 0 | 1 | Off Peak | 0 | 1 | Off Peak | 0 | 1 | Off Peak | 0 | 0 | 1 | Super Off Peak | 0 | 1 | 0 | Off Peak | 0 | 1 | 0 | Off Peak
2020 | 9 | 6 | 2020-09-06 | 7 | 1 | 1 | 0 | [6 empty] | 0 | 0 | 0 | 1 | Super Off Peak | 0 | 0 | 1 | Off Peak | 0 | 1 | Off Peak | 0 | 1 | Off Peak | 0 | 0 | 1 | Super Off Peak | 0 | 1 | 0 | Off Peak | 0 | 1 | 0 | Off Peak
2020 | 9 | 6 | 2020-09-06 | 8 | 1 | 1 | 0 | [6 empty] | 0 | 0 | 0 | 1 | Super Off Peak | 0 | 0 | 1 | Off Peak | 0 | 1 | Off Peak | 0 | 1 | Off Peak | 0 | 0 | 1 | Super Off Peak | 0 | 1 | 0 | Off Peak | 0 | 1 | 0 | Off Peak
2020 | 9 | 6 | 2020-09-06 | 9 | 1 | 1 | 0 | [6 empty] | 0 | 0 | 0 | 1 | Super Off Peak | 0 | 0 | 1 | Off Peak | 0 | 1 | Off Peak | 0 | 1 | Off Peak | 0 | 0 | 1 | Super Off Peak | 0 | 1 | 0 | Off Peak | 0 | 1 | 0 | Off Peak
2020 | 9 | 6 | 2020-09-06 | 10 | 1 | 1 | 0 | [6 empty] | 0 | 0 | 0 | 1 | Super Off Peak | 0 | 0 | 1 | Off Peak | 0 | 1 | Off Peak | 0 | 1 | Off Peak | 0 | 0 | 1 | Super Off Peak | 0 | 1 | 0 | Off Peak | 0 | 1 | 0 | Off Peak
2020 | 9 | 6 | 2020-09-06 | 11 | 1 | 1 | 0 | [6 empty] | 0 | 0 | 0 | 1 | Super Off Peak | 0 | 0 | 1 | Off Peak | 0 | 1 | Off Peak | 0 | 1 | Off Peak | 0 | 0 | 1 | Super Off Peak | 0 | 1 | 0 | Off Peak | 0 | 1 | 0 | Off Peak
2020 | 9 | 6 | 2020-09-06 | 12 | 1 | 1 | 0 | [6 empty] | 0 | 0 | 0 | 1 | Super Off Peak | 0 | 0 | 1 | Off Peak | 0 | 1 | Off Peak | 0 | 1 | Off Peak | 0 | 0 | 1 | Super Off Peak | 0 | 1 | 0 | Off Peak | 0 | 1 | 0 | Off Peak
2020 | 9 | 6 | 2020-09-06 | 13 | 1 | 1 | 0 | [6 empty] | 0 | 0 | 0 | 1 | Super Off Peak | 0 | 0 | 1 | Off Peak | 0 | 1 | Off Peak | 0 | 1 | Off Peak | 0 | 0 | 1 | Super Off Peak | 1 | 0 | 0 | On Peak | 1 | 0 | 0 | On Peak
2020 | 9 | 6 | 2020-09-06 | 14 | 1 | 1 | 0 | [6 empty] | 0 | 0 | 0 | 1 | Super Off Peak | 0 | 0 | 1 | Off Peak | 0 | 1 | Off Peak | 0 | 1 | Off Peak | 0 | 0 | 1 | Super Off Peak | 1 | 0 | 0 | On Peak | 1 | 0 | 0 | On Peak
2020 | 9 | 6 | 2020-09-06 | 15 | 1 | 1 | 0 | [6 empty] | 0 | 0 | 1 | 0 | Off Peak | 0 | 0 | 1 | Off Peak | 0 | 1 | Off Peak | 0 | 1 | Off Peak | 0 | 0 | 1 | Super Off Peak | 1 | 0 | 0 | On Peak | 1 | 0 | 0 | On Peak
2020 | 9 | 6 | 2020-09-06 | 16 | 1 | 1 | 0 | [6 empty] | 0 | 0 | 1 | 0 | Off Peak | 0 | 0 | 1 | Off Peak | 0 | 1 | Off Peak | 0 | 1 | Off Peak | 0 | 0 | 1 | Super Off Peak | 1 | 0 | 0 | On Peak | 1 | 0 | 0 | On Peak
2020 | 9 | 6 | 2020-09-06 | 17 | 1 | 1 | 0 | [6 empty] | 0 | 1 | 0 | 0 | On Peak | 0 | 0 | 1 | Off Peak | 0 | 1 | Off Peak | 0 | 1 | Off Peak | 0 | 0 | 1 | Super Off Peak | 1 | 0 | 0 | On Peak | 1 | 0 | 0 | On Peak
2020 | 9 | 6 | 2020-09-06 | 18 | 1 | 1 | 0 | [6 empty] | 0 | 1 | 0 | 0 | On Peak | 0 | 0 | 1 | Off Peak | 0 | 1 | Off Peak | 0 | 1 | Off Peak | 0 | 0 | 1 | Super Off Peak | 1 | 0 | 0 | On Peak | 1 | 0 | 0 | On Peak
2020 | 9 | 6 | 2020-09-06 | 19 | 1 | 1 | 0 | [6 empty] | 0 | 1 | 0 | 0 | On Peak | 0 | 0 | 1 | Off Peak | 0 | 1 | Off Peak | 0 | 1 | Off Peak | 0 | 0 | 1 | Super Off Peak | 1 | 0 | 0 | On Peak | 0 | 1 | 0 | Off Peak
2020 | 9 | 6 | 2020-09-06 | 20 | 1 | 1 | 0 | [6 empty] | 0 | 1 | 0 | 0 | On Peak | 0 | 0 | 1 | Off Peak | 0 | 1 | Off Peak | 0 | 1 | Off Peak | 0 | 0 | 1 | Super Off Peak | 1 | 0 | 0 | On Peak | 0 | 1 | 0 | Off Peak
2020 | 9 | 6 | 2020-09-06 | 21 | 1 | 1 | 0 | [6 empty] | 0 | 1 | 0 | 0 | On Peak | 0 | 0 | 1 | Off Peak | 0 | 1 | Off Peak | 0 | 1 | Off Peak | 0 | 0 | 1 | Super Off Peak | 0 | 1 | 0 | Off Peak | 0 | 1 | 0 | Off Peak
2020 | 9 | 6 | 2020-09-06 | 22 | 1 | 1 | 0 | [6 empty] | 0 | 0 | 1 | 0 | Off Peak | 0 | 0 | 1 | Off Peak | 0 | 1 | Off Peak | 0 | 1 | Off Peak | 0 | 0 | 1 | Super Off Peak | 0 | 1 | 0 | Off Peak | 0 | 1 | 0 | Off Peak
2020 | 9 | 6 | 2020-09-06 | 23 | 1 | 1 | 0 | [6 empty] | 0 | 0 | 1 | 0 | Off Peak | 0 | 0 | 1 | Off Peak | 0 | 1 | Off Peak | 0 | 1 | Off Peak | 0 | 0 | 1 | Super Off Peak | 0 | 1 | 0 | Off Peak | 0 | 1 | 0 | Off Peak
2020 | 9 | 6 | 2020-09-06 | 24 | 1 | 1 | 0 | [6 empty] | 0 | 0 | 1 | 0 | Off Peak | 0 | 0 | 1 | Off Peak | 0 | 1 | Off Peak | 0 | 1 | Off Peak | 0 | 0 | 1 | Super Off Peak | 0 | 1 | 0 | Off Peak | 0 | 1 | 0 | Off Peak
2020 | 9 | 7 | 2020-09-07 | 1 | 1 | 0 | 1 | [6 empty] | 0 | 0 | 0 | 1 | Super Off Peak | 0 | 0 | 1 | Off Peak | 0 | 1 | Off Peak | 0 | 1 | Off Peak | 0 | 0 | 1 | Super Off Peak | 0 | 0 | 1 | Super Off Peak | 0 | 0 | 1 | Super Off Peak
2020 | 9 | 7 | 2020-09-07 | 2 | 1 | 0 | 1 | [6 empty] | 0 | 0 | 0 | 1 | Super Off Peak | 0 | 0 | 1 | Off Peak | 0 | 1 | Off Peak | 0 | 1 | Off Peak | 0 | 0 | 1 | Super Off Peak | 0 | 0 | 1 | Super Off Peak | 0 | 0 | 1 | Super Off Peak
2020 | 9 | 7 | 2020-09-07 | 3 | 1 | 0 | 1 | [6 empty] | 0 | 0 | 0 | 1 | Super Off Peak | 0 | 0 | 1 | Off Peak | 0 | 1 | Off Peak | 0 | 1 | Off Peak | 0 | 0 | 1 | Super Off Peak | 0 | 0 | 1 | Super Off Peak | 0 | 0 | 1 | Super Off Peak
2020 | 9 | 7 | 2020-09-07 | 4 | 1 | 0 | 1 | [6 empty] | 0 | 0 | 0 | 1 | Super Off Peak | 0 | 0 | 1 | Off Peak | 0 | 1 | Off Peak | 0 | 1 | Off Peak | 0 | 0 | 1 | Super Off Peak | 0 | 0 | 1 | Super Off Peak | 0 | 0 | 1 | Super Off Peak
2020 | 9 | 7 | 2020-09-07 | 5 | 1 | 0 | 1 | [6 empty] | 0 | 0 | 0 | 1 | Super Off Peak | 0 | 0 | 1 | Off Peak | 0 | 1 | Off Peak | 0 | 1 | Off Peak | 0 | 0 | 1 | Super Off Peak | 0 | 0 | 1 | Super Off Peak | 0 | 0 | 1 | Super Off Peak
2020 | 9 | 7 | 2020-09-07 | 6 | 1 | 0 | 1 | [6 empty] | 0 | 0 | 0 | 1 | Super Off Peak | 0 | 0 | 1 | Off Peak | 0 | 1 | Off Peak | 0 | 1 | Off Peak | 0 | 0 | 1 | Super Off Peak | 0 | 1 | 0 | Off Peak | 0 | 1 | 0 | Off Peak
2020 | 9 | 7 | 2020-09-07 | 7 | 1 | 0 | 1 | [6 empty] | 0 | 0 | 0 | 1 | Super Off Peak | 0 | 0 | 1 | Off Peak | 0 | 1 | Off Peak | 0 | 1 | Off Peak | 0 | 0 | 1 | Super Off Peak | 0 | 1 | 0 | Off Peak | 0 | 1 | 0 | Off Peak
2020 | 9 | 7 | 2020-09-07 | 8 | 1 | 0 | 1 | [6 empty] | 0 | 0 | 0 | 1 | Super Off Peak | 0 | 0 | 1 | Off Peak | 0 | 1 | Off Peak | 0 | 1 | Off Peak | 0 | 0 | 1 | Super Off Peak | 0 | 1 | 0 | Off Peak | 0 | 1 | 0 | Off Peak
2020 | 9 | 7 | 2020-09-07 | 9 | 1 | 0 | 1 | [6 empty] | 0 | 0 | 0 | 1 | Super Off Peak | 0 | 0 | 1 | Off Peak | 0 | 1 | Off Peak | 0 | 1 | Off Peak | 0 | 0 | 1 | Super Off Peak | 0 | 1 | 0 | Off Peak | 0 | 1 | 0 | Off Peak
2020 | 9 | 7 | 2020-09-07 | 10 | 1 | 0 | 1 | [6 empty] | 0 | 0 | 0 | 1 | Super Off Peak | 0 | 0 | 1 | Off Peak | 0 | 1 | Off Peak | 0 | 1 | Off Peak | 0 | 0 | 1 | Super Off Peak | 0 | 1 | 0 | Off Peak | 0 | 1 | 0 | Off Peak
2020 | 9 | 7 | 2020-09-07 | 11 | 1 | 0 | 1 | [6 empty] | 0 | 0 | 0 | 1 | Super Off Peak | 0 | 0 | 1 | Off Peak | 0 | 1 | Off Peak | 0 | 1 | Off Peak | 0 | 0 | 1 | Super Off Peak | 0 | 1 | 0 | Off Peak | 0 | 1 | 0 | Off Peak
2020 | 9 | 7 | 2020-09-07 | 12 | 1 | 0 | 1 | [6 empty] | 0 | 0 | 0 | 1 | Super Off Peak | 0 | 0 | 1 | Off Peak | 0 | 1 | Off Peak | 0 | 1 | Off Peak | 0 | 0 | 1 | Super Off Peak | 0 | 1 | 0 | Off Peak | 0 | 1 | 0 | Off Peak
2020 | 9 | 7 | 2020-09-07 | 13 | 1 | 0 | 1 | [6 empty] | 0 | 0 | 0 | 1 | Super Off Peak | 0 | 0 | 1 | Off Peak | 0 | 1 | Off Peak | 0 | 1 | Off Peak | 0 | 0 | 1 | Super Off Peak | 1 | 0 | 0 | On Peak | 0 | 1 | 0 | Off Peak
2020 | 9 | 7 | 2020-09-07 | 14 | 1 | 0 | 1 | [6 empty] | 0 | 0 | 0 | 1 | Super Off Peak | 0 | 0 | 1 | Off Peak | 0 | 1 | Off Peak | 0 | 1 | Off Peak | 0 | 0 | 1 | Super Off Peak | 1 | 0 | 0 | On Peak | 0 | 1 | 0 | Off Peak
2020 | 9 | 7 | 2020-09-07 | 15 | 1 | 0 | 1 | [6 empty] | 0 | 0 | 1 | 0 | Off Peak | 0 | 0 | 1 | Off Peak | 0 | 1 | Off Peak | 0 | 1 | Off Peak | 0 | 0 | 1 | Super Off Peak | 1 | 0 | 0 | On Peak | 0 | 1 | 0 | Off Peak
2020 | 9 | 7 | 2020-09-07 | 16 | 1 | 0 | 1 | [6 empty] | 0 | 0 | 1 | 0 | Off Peak | 0 | 0 | 1 | Off Peak | 0 | 1 | Off Peak | 0 | 1 | Off Peak | 0 | 0 | 1 | Super Off Peak | 1 | 0 | 0 | On Peak | 0 | 1 | 0 | Off Peak
2020 | 9 | 7 | 2020-09-07 | 17 | 1 | 0 | 1 | [6 empty] | 0 | 1 | 0 | 0 | On Peak | 0 | 0 | 1 | Off Peak | 0 | 1 | Off Peak | 0 | 1 | Off Peak | 0 | 0 | 1 | Super Off Peak | 1 | 0 | 0 | On Peak | 0 | 1 | 0 | Off Peak
2020 | 9 | 7 | 2020-09-07 | 18 | 1 | 0 | 1 | [6 empty] | 0 | 1 | 0 | 0 | On Peak | 0 | 0 | 1 | Off Peak | 0 | 1 | Off Peak | 0 | 1 | Off Peak | 0 | 0 | 1 | Super Off Peak | 1 | 0 | 0 | On Peak | 0 | 1 | 0 | Off Peak
2020 | 9 | 7 | 2020-09-07 | 19 | 1 | 0 | 1 | [6 empty] | 0 | 1 | 0 | 0 | On Peak | 0 | 0 | 1 | Off Peak | 0 | 1 | Off Peak | 0 | 1 | Off Peak | 0 | 0 | 1 | Super Off Peak | 1 | 0 | 0 | On Peak | 0 | 1 | 0 | Off Peak
2020 | 9 | 7 | 2020-09-07 | 20 | 1 | 0 | 1 | [6 empty] | 0 | 1 | 0 | 0 | On Peak | 0 | 0 | 1 | Off Peak | 0 | 1 | Off Peak | 0 | 1 | Off Peak | 0 | 0 | 1 | Super Off Peak | 1 | 0 | 0 | On Peak | 0 | 1 | 0 | Off Peak
2020 | 9 | 7 | 2020-09-07 | 21 | 1 | 0 | 1 | [6 empty] | 0 | 1 | 0 | 0 | On Peak | 0 | 0 | 1 | Off Peak | 0 | 1 | Off Peak | 0 | 1 | Off Peak | 0 | 0 | 1 | Super Off Peak | 0 | 1 | 0 | Off Peak | 0 | 1 | 0 | Off Peak
2020 | 9 | 7 | 2020-09-07 | 22 | 1 | 0 | 1 | [6 empty] | 0 | 0 | 1 | 0 | Off Peak | 0 | 0 | 1 | Off Peak | 0 | 1 | Off Peak | 0 | 1 | Off Peak | 0 | 0 | 1 | Super Off Peak | 0 | 1 | 0 | Off Peak | 0 | 1 | 0 | Off Peak
2020 | 9 | 7 | 2020-09-07 | 23 | 1 | 0 | 1 | [6 empty] | 0 | 0 | 1 | 0 | Off Peak | 0 | 0 | 1 | Off Peak | 0 | 1 | Off Peak | 0 | 1 | Off Peak | 0 | 0 | 1 | Super Off Peak | 0 | 1 | 0 | Off Peak | 0 | 1 | 0 | Off Peak
2020 | 9 | 7 | 2020-09-07 | 24 | 1 | 0 | 1 | [6 empty] | 0 | 0 | 1 | 0 | Off Peak | 0 | 0 | 1 | Off Peak | 0 | 1 | Off Peak | 0 | 1 | Off Peak | 0 | 0 | 1 | Super Off Peak | 0 | 1 | 0 | Off Peak | 0 | 1 | 0 | Off Peak
2020 | 9 | 8 | 2020-09-08 | 1 | 1 | 0 | 0 | [6 empty] | 0 | 0 | 0 | 1 | Super Off Peak | 0 | 0 | 1 | Off Peak | 0 | 1 | Off Peak | 0 | 1 | Off Peak | 0 | 0 | 1 | Super Off Peak | 0 | 0 | 1 | Super Off Peak | 0 | 0 | 1 | Super Off Peak
2020 | 9 | 8 | 2020-09-08 | 2 | 1 | 0 | 0 | [6 empty] | 0 | 0 | 0 | 1 | Super Off Peak | 0 | 0 | 1 | Off Peak | 0 | 1 | Off Peak | 0 | 1 | Off Peak | 0 | 0 | 1 | Super Off Peak | 0 | 0 | 1 | Super Off Peak | 0 | 0 | 1 | Super Off Peak
2020 | 9 | 8 | 2020-09-08 | 3 | 1 | 0 | 0 | [6 empty] | 0 | 0 | 0 | 1 | Super Off Peak | 0 | 0 | 1 | Off Peak | 0 | 1 | Off Peak | 0 | 1 | Off Peak | 0 | 0 | 1 | Super Off Peak | 0 | 0 | 1 | Super Off Peak | 0 | 0 | 1 | Super Off Peak
2020 | 9 | 8 | 2020-09-08 | 4 | 1 | 0 | 0 | [6 empty] | 0 | 0 | 0 | 1 | Super Off Peak | 0 | 0 | 1 | Off Peak | 0 | 1 | Off Peak | 0 | 1 | Off Peak | 0 | 0 | 1 | Super Off Peak | 0 | 0 | 1 | Super Off Peak | 0 | 0 | 1 | Super Off Peak
2020 | 9 | 8 | 2020-09-08 | 5 | 1 | 0 | 0 | [6 empty] | 0 | 0 | 0 | 1 | Super Off Peak | 0 | 0 | 1 | Off Peak | 0 | 1 | Off Peak | 0 | 1 | Off Peak | 0 | 0 | 1 | Super Off Peak | 0 | 0 | 1 | Super Off Peak | 0 | 0 | 1 | Super Off Peak
2020 | 9 | 8 | 2020-09-08 | 6 | 1 | 0 | 0 | [6 empty] | 0 | 0 | 0 | 1 | Super Off Peak | 0 | 0 | 1 | Off Peak | 0 | 1 | Off Peak | 0 | 1 | Off Peak | 0 | 0 | 1 | Super Off Peak | 0 | 1 | 0 | Off Peak | 0 | 1 | 0 | Off Peak
2020 | 9 | 8 | 2020-09-08 | 7 | 1 | 0 | 0 | [6 empty] | 0 | 0 | 1 | 0 | Off Peak | 0 | 1 | 0 | Semi-Peak | 0 | 1 | Off Peak | 0 | 1 | Off Peak | 0 | 1 | 0 | Off Peak | 0 | 1 | 0 | Off Peak | 0 | 1 | 0 | Off Peak
2020 | 9 | 8 | 2020-09-08 | 8 | 1 | 0 | 0 | [6 empty] | 0 | 0 | 1 | 0 | Off Peak | 0 | 1 | 0 | Semi-Peak | 0 | 1 | Off Peak | 0 | 1 | Off Peak | 0 | 1 | 0 | Off Peak | 0 | 1 | 0 | Off Peak | 0 | 1 | 0 | Off Peak
2020 | 9 | 8 | 2020-09-08 | 9 | 1 | 0 | 0 | [6 empty] | 0 | 0 | 1 | 0 | Off Peak | 0 | 1 | 0 | Semi-Peak | 0 | 1 | Off Peak | 0 | 1 | Off Peak | 0 | 1 | 0 | Off Peak | 0 | 1 | 0 | Off Peak | 0 | 1 | 0 | Off Peak
2020 | 9 | 8 | 2020-09-08 | 10 | 1 | 0 | 0 | [6 empty] | 0 | 0 | 1 | 0 | Off Peak | 0 | 1 | 0 | Semi-Peak | 0 | 1 | Off Peak | 0 | 1 | Off Peak | 0 | 1 | 0 | Off Peak | 0 | 1 | 0 | Off Peak | 0 | 1 | 0 | Off Peak
2020 | 9 | 8 | 2020-09-08 | 11 | 1 | 0 | 0 | [6 empty] | 0 | 0 | 1 | 0 | Off Peak | 0 | 1 | 0 | Semi-Peak | 0 | 1 | Off Peak | 0 | 1 | Off Peak | 0 | 1 | 0 | Off Peak | 0 | 1 | 0 | Off Peak | 0 | 1 | 0 | Off Peak
2020 | 9 | 8 | 2020-09-08 | 12 | 1 | 0 | 0 | [6 empty] | 0 | 0 | 1 | 0 | Off Peak | 1 | 0 | 0 | On Peak | 0 | 1 | Off Peak | 0 | 1 | Off Peak | 1 | 0 | 0 | On Peak | 0 | 1 | 0 | Off Peak | 0 | 1 | 0 | Off Peak
2020 | 9 | 8 | 2020-09-08 | 13 | 1 | 0 | 0 | [6 empty] | 0 | 0 | 1 | 0 | Off Peak | 1 | 0 | 0 | On Peak | 0 | 1 | Off Peak | 1 | 0 | On Peak | 1 | 0 | 0 | On Peak | 1 | 0 | 0 | On Peak | 1 | 0 | 0 | On Peak
2020 | 9 | 8 | 2020-09-08 | 14 | 1 | 0 | 0 | [6 empty] | 0 | 0 | 1 | 0 | Off Peak | 1 | 0 | 0 | On Peak | 0 | 1 | Off Peak | 1 | 0 | On Peak | 1 | 0 | 0 | On Peak | 1 | 0 | 0 | On Peak | 1 | 0 | 0 | On Peak
2020 | 9 | 8 | 2020-09-08 | 15 | 1 | 0 | 0 | [6 empty] | 0 | 0 | 1 | 0 | Off Peak | 1 | 0 | 0 | On Peak | 0 | 1 | Off Peak | 1 | 0 | On Peak | 1 | 0 | 0 | On Peak | 1 | 0 | 0 | On Peak | 1 | 0 | 0 | On Peak
2020 | 9 | 8 | 2020-09-08 | 16 | 1 | 0 | 0 | [6 empty] | 0 | 0 | 1 | 0 | Off Peak | 1 | 0 | 0 | On Peak | 0 | 1 | Off Peak | 1 | 0 | On Peak | 1 | 0 | 0 | On Peak | 1 | 0 | 0 | On Peak | 1 | 0 | 0 | On Peak
2020 | 9 | 8 | 2020-09-08 | 17 | 1 | 0 | 0 | [6 empty] | 0 | 1 | 0 | 0 | On Peak | 1 | 0 | 0 | On Peak | 1 | 0 | On Peak | 1 | 0 | On Peak | 1 | 0 | 0 | On Peak | 1 | 0 | 0 | On Peak | 1 | 0 | 0 | On Peak
2020 | 9 | 8 | 2020-09-08 | 18 | 1 | 0 | 0 | [6 empty] | 0 | 1 | 0 | 0 | On Peak | 1 | 0 | 0 | On Peak | 1 | 0 | On Peak | 1 | 0 | On Peak | 1 | 0 | 0 | On Peak | 1 | 0 | 0 | On Peak | 1 | 0 | 0 | On Peak
2020 | 9 | 8 | 2020-09-08 | 19 | 1 | 0 | 0 | [6 empty] | 0 | 1 | 0 | 0 | On Peak | 0 | 1 | 0 | Semi-Peak | 1 | 0 | On Peak | 0 | 1 | Off Peak | 0 | 1 | 0 | Off Peak | 1 | 0 | 0 | On Peak | 0 | 1 | 0 | Off Peak
2020 | 9 | 8 | 2020-09-08 | 20 | 1 | 0 | 0 | [6 empty] | 1 | 1 | 0 | 0 | On Peak | 0 | 1 | 0 | Semi-Peak | 1 | 0 | On Peak | 0 | 1 | Off Peak | 0 | 1 | 0 | Off Peak | 1 | 0 | 0 | On Peak | 0 | 1 | 0 | Off Peak | 0.8047%
2020 | 9 | 8 | 2020-09-08 | 21 | 1 | 0 | 0 | [6 empty] | 1 | 1 | 0 | 0 | On Peak | 0 | 1 | 0 | Semi-Peak | 1 | 0 | On Peak | 0 | 1 | Off Peak | 0 | 1 | 0 | Off Peak | 0 | 1 | 0 | Off Peak | 0 | 1 | 0 | Off Peak | 0.883%
2020 | 9 | 8 | 2020-09-08 | 22 | 1 | 0 | 0 | [6 empty] | 1 | 0 | 1 | 0 | Off Peak | 0 | 1 | 0 | Semi-Peak | 0 | 1 | Off Peak | 0 | 1 | Off Peak | 0 | 1 | 0 | Off Peak | 0 | 1 | 0 | Off Peak | 0 | 1 | 0 | Off Peak | 0.8228%
2020 | 9 | 8 | 2020-09-08 | 23 | 1 | 0 | 0 | [6 empty] | 0 | 0 | 1 | 0 | Off Peak | 0 | 0 | 1 | Off Peak | 0 | 1 | Off Peak | 0 | 1 | Off Peak | 0 | 0 | 1 | Super Off Peak | 0 | 1 | 0 | Off Peak | 0 | 1 | 0 | Off Peak
2020 | 9 | 8 | 2020-09-08 | 24 | 1 | 0 | 0 | [6 empty] | 0 | 0 | 1 | 0 | Off Peak | 0 | 0 | 1 | Off Peak | 0 | 1 | Off Peak | 0 | 1 | Off Peak | 0 | 0 | 1 | Super Off Peak | 0 | 1 | 0 | Off Peak | 0 | 1 | 0 | Off Peak
2020 | 9 | 9 | 2020-09-09 | 1 | 1 | 0 | 0 | [6 empty] | 0 | 0 | 0 | 1 | Super Off Peak | 0 | 0 | 1 | Off Peak | 0 | 1 | Off Peak | 0 | 1 | Off Peak | 0 | 0 | 1 | Super Off Peak | 0 | 0 | 1 | Super Off Peak | 0 | 0 | 1 | Super Off Peak
2020 | 9 | 9 | 2020-09-09 | 2 | 1 | 0 | 0 | [6 empty] | 0 | 0 | 0 | 1 | Super Off Peak | 0 | 0 | 1 | Off Peak | 0 | 1 | Off Peak | 0 | 1 | Off Peak | 0 | 0 | 1 | Super Off Peak | 0 | 0 | 1 | Super Off Peak | 0 | 0 | 1 | Super Off Peak
2020 | 9 | 9 | 2020-09-09 | 3 | 1 | 0 | 0 | [6 empty] | 0 | 0 | 0 | 1 | Super Off Peak | 0 | 0 | 1 | Off Peak | 0 | 1 | Off Peak | 0 | 1 | Off Peak | 0 | 0 | 1 | Super Off Peak | 0 | 0 | 1 | Super Off Peak | 0 | 0 | 1 | Super Off Peak
2020 | 9 | 9 | 2020-09-09 | 4 | 1 | 0 | 0 | [6 empty] | 0 | 0 | 0 | 1 | Super Off Peak | 0 | 0 | 1 | Off Peak | 0 | 1 | Off Peak | 0 | 1 | Off Peak | 0 | 0 | 1 | Super Off Peak | 0 | 0 | 1 | Super Off Peak | 0 | 0 | 1 | Super Off Peak
2020 | 9 | 9 | 2020-09-09 | 5 | 1 | 0 | 0 | [6 empty] | 0 | 0 | 0 | 1 | Super Off Peak | 0 | 0 | 1 | Off Peak | 0 | 1 | Off Peak | 0 | 1 | Off Peak | 0 | 0 | 1 | Super Off Peak | 0 | 0 | 1 | Super Off Peak | 0 | 0 | 1 | Super Off Peak
2020 | 9 | 9 | 2020-09-09 | 6 | 1 | 0 | 0 | [6 empty] | 0 | 0 | 0 | 1 | Super Off Peak | 0 | 0 | 1 | Off Peak | 0 | 1 | Off Peak | 0 | 1 | Off Peak | 0 | 0 | 1 | Super Off Peak | 0 | 1 | 0 | Off Peak | 0 | 1 | 0 | Off Peak
2020 | 9 | 9 | 2020-09-09 | 7 | 1 | 0 | 0 | [6 empty] | 0 | 0 | 1 | 0 | Off Peak | 0 | 1 | 0 | Semi-Peak | 0 | 1 | Off Peak | 0 | 1 | Off Peak | 0 | 1 | 0 | Off Peak | 0 | 1 | 0 | Off Peak | 0 | 1 | 0 | Off Peak
2020 | 9 | 9 | 2020-09-09 | 8 | 1 | 0 | 0 | [6 empty] | 0 | 0 | 1 | 0 | Off Peak | 0 | 1 | 0 | Semi-Peak | 0 | 1 | Off Peak | 0 | 1 | Off Peak | 0 | 1 | 0 | Off Peak | 0 | 1 | 0 | Off Peak | 0 | 1 | 0 | Off Peak
2020 | 9 | 9 | 2020-09-09 | 9 | 1 | 0 | 0 | [6 empty] | 0 | 0 | 1 | 0 | Off Peak | 0 | 1 | 0 | Semi-Peak | 0 | 1 | Off Peak | 0 | 1 | Off Peak | 0 | 1 | 0 | Off Peak | 0 | 1 | 0 | Off Peak | 0 | 1 | 0 | Off Peak
2020 | 9 | 9 | 2020-09-09 | 10 | 1 | 0 | 0 | [6 empty] | 0 | 0 | 1 | 0 | Off Peak | 0 | 1 | 0 | Semi-Peak | 0 | 1 | Off Peak | 0 | 1 | Off Peak | 0 | 1 | 0 | Off Peak | 0 | 1 | 0 | Off Peak | 0 | 1 | 0 | Off Peak
2020 | 9 | 9 | 2020-09-09 | 11 | 1 | 0 | 0 | [6 empty] | 0 | 0 | 1 | 0 | Off Peak | 0 | 1 | 0 | Semi-Peak | 0 | 1 | Off Peak | 0 | 1 | Off Peak | 0 | 1 | 0 | Off Peak | 0 | 1 | 0 | Off Peak | 0 | 1 | 0 | Off Peak
2020 | 9 | 9 | 2020-09-09 | 12 | 1 | 0 | 0 | [6 empty] | 0 | 0 | 1 | 0 | Off Peak | 1 | 0 | 0 | On Peak | 0 | 1 | Off Peak | 0 | 1 | Off Peak | 1 | 0 | 0 | On Peak | 0 | 1 | 0 | Off Peak | 0 | 1 | 0 | Off Peak
2020 | 9 | 9 | 2020-09-09 | 13 | 1 | 0 | 0 | [6 empty] | 0 | 0 | 1 | 0 | Off Peak | 1 | 0 | 0 | On Peak | 0 | 1 | Off Peak | 1 | 0 | On Peak | 1 | 0 | 0 | On Peak | 1 | 0 | 0 | On Peak | 1 | 0 | 0 | On Peak
2020 | 9 | 9 | 2020-09-09 | 14 | 1 | 0 | 0 | [6 empty] | 0 | 0 | 1 | 0 | Off Peak | 1 | 0 | 0 | On Peak | 0 | 1 | Off Peak | 1 | 0 | On Peak | 1 | 0 | 0 | On Peak | 1 | 0 | 0 | On Peak | 1 | 0 | 0 | On Peak
2020 | 9 | 9 | 2020-09-09 | 15 | 1 | 0 | 0 | [6 empty] | 0 | 0 | 1 | 0 | Off Peak | 1 | 0 | 0 | On Peak | 0 | 1 | Off Peak | 1 | 0 | On Peak | 1 | 0 | 0 | On Peak | 1 | 0 | 0 | On Peak | 1 | 0 | 0 | On Peak
2020 | 9 | 9 | 2020-09-09 | 16 | 1 | 0 | 0 | [6 empty] | 0 | 0 | 1 | 0 | Off Peak | 1 | 0 | 0 | On Peak | 0 | 1 | Off Peak | 1 | 0 | On Peak | 1 | 0 | 0 | On Peak | 1 | 0 | 0 | On Peak | 1 | 0 | 0 | On Peak
2020 | 9 | 9 | 2020-09-09 | 17 | 1 | 0 | 0 | [6 empty] | 0 | 1 | 0 | 0 | On Peak | 1 | 0 | 0 | On Peak | 1 | 0 | On Peak | 1 | 0 | On Peak | 1 | 0 | 0 | On Peak | 1 | 0 | 0 | On Peak | 1 | 0 | 0 | On Peak
2020 | 9 | 9 | 2020-09-09 | 18 | 1 | 0 | 0 | [6 empty] | 0 | 1 | 0 | 0 | On Peak | 1 | 0 | 0 | On Peak | 1 | 0 | On Peak | 1 | 0 | On Peak | 1 | 0 | 0 | On Peak | 1 | 0 | 0 | On Peak | 1 | 0 | 0 | On Peak
2020 | 9 | 9 | 2020-09-09 | 19 | 1 | 0 | 0 | [6 empty] | 0 | 1 | 0 | 0 | On Peak | 0 | 1 | 0 | Semi-Peak | 1 | 0 | On Peak | 0 | 1 | Off Peak | 0 | 1 | 0 | Off Peak | 1 | 0 | 0 | On Peak | 0 | 1 | 0 | Off Peak
2020 | 9 | 9 | 2020-09-09 | 20 | 1 | 0 | 0 | [6 empty] | 0 | 1 | 0 | 0 | On Peak | 0 | 1 | 0 | Semi-Peak | 1 | 0 | On Peak | 0 | 1 | Off Peak | 0 | 1 | 0 | Off Peak | 1 | 0 | 0 | On Peak | 0 | 1 | 0 | Off Peak
2020 | 9 | 9 | 2020-09-09 | 21 | 1 | 0 | 0 | [6 empty] | 1 | 1 | 0 | 0 | On Peak | 0 | 1 | 0 | Semi-Peak | 1 | 0 | On Peak | 0 | 1 | Off Peak | 0 | 1 | 0 | Off Peak | 0 | 1 | 0 | Off Peak | 0 | 1 | 0 | Off Peak | 0.8508%
2020 | 9 | 9 | 2020-09-09 | 22 | 1 | 0 | 0 | [6 empty] | 0 | 0 | 1 | 0 | Off Peak | 0 | 1 | 0 | Semi-Peak | 0 | 1 | Off Peak | 0 | 1 | Off Peak | 0 | 1 | 0 | Off Peak | 0 | 1 | 0 | Off Peak | 0 | 1 | 0 | Off Peak
2020 | 9 | 9 | 2020-09-09 | 23 | 1 | 0 | 0 | [6 empty] | 0 | 0 | 1 | 0 | Off Peak | 0 | 0 | 1 | Off Peak | 0 | 1 | Off Peak | 0 | 1 | Off Peak | 0 | 0 | 1 | Super Off Peak | 0 | 1 | 0 | Off Peak | 0 | 1 | 0 | Off Peak
2020 | 9 | 9 | 2020-09-09 | 24 | 1 | 0 | 0 | [6 empty] | 0 | 0 | 1 | 0 | Off Peak | 0 | 0 | 1 | Off Peak | 0 | 1 | Off Peak | 0 | 1 | Off Peak | 0 | 0 | 1 | Super Off Peak | 0 | 1 | 0 | Off Peak | 0 | 1 | 0 | Off Peak
2020 | 9 | 10 | 2020-09-10 | 1 | 1 | 0 | 0 | [6 empty] | 0 | 0 | 0 | 1 | Super Off Peak | 0 | 0 | 1 | Off Peak | 0 | 1 | Off Peak | 0 | 1 | Off Peak | 0 | 0 | 1 | Super Off Peak | 0 | 0 | 1 | Super Off Peak | 0 | 0 | 1 | Super Off Peak
2020 | 9 | 10 | 2020-09-10 | 2 | 1 | 0 | 0 | [6 empty] | 0 | 0 | 0 | 1 | Super Off Peak | 0 | 0 | 1 | Off Peak | 0 | 1 | Off Peak | 0 | 1 | Off Peak | 0 | 0 | 1 | Super Off Peak | 0 | 0 | 1 | Super Off Peak | 0 | 0 | 1 | Super Off Peak
2020 | 9 | 10 | 2020-09-10 | 3 | 1 | 0 | 0 | [6 empty] | 0 | 0 | 0 | 1 | Super Off Peak | 0 | 0 | 1 | Off Peak | 0 | 1 | Off Peak | 0 | 1 | Off Peak | 0 | 0 | 1 | Super Off Peak | 0 | 0 | 1 | Super Off Peak | 0 | 0 | 1 | Super Off Peak
2020 | 9 | 10 | 2020-09-10 | 4 | 1 | 0 | 0 | [6 empty] | 0 | 0 | 0 | 1 | Super Off Peak | 0 | 0 | 1 | Off Peak | 0 | 1 | Off Peak | 0 | 1 | Off Peak | 0 | 0 | 1 | Super Off Peak | 0 | 0 | 1 | Super Off Peak | 0 | 0 | 1 | Super Off Peak
2020 | 9 | 10 | 2020-09-10 | 5 | 1 | 0 | 0 | [6 empty] | 0 | 0 | 0 | 1 | Super Off Peak | 0 | 0 | 1 | Off Peak | 0 | 1 | Off Peak | 0 | 1 | Off Peak | 0 | 0 | 1 | Super Off Peak | 0 | 0 | 1 | Super Off Peak | 0 | 0 | 1 | Super Off Peak
2020 | 9 | 10 | 2020-09-10 | 6 | 1 | 0 | 0 | [6 empty] | 0 | 0 | 0 | 1 | Super Off Peak | 0 | 0 | 1 | Off Peak | 0 | 1 | Off Peak | 0 | 1 | Off Peak | 0 | 0 | 1 | Super Off Peak | 0 | 1 | 0 | Off Peak | 0 | 1 | 0 | Off Peak
2020 | 9 | 10 | 2020-09-10 | 7 | 1 | 0 | 0 | [6 empty] | 0 | 0 | 1 | 0 | Off Peak | 0 | 1 | 0 | Semi-Peak | 0 | 1 | Off Peak | 0 | 1 | Off Peak | 0 | 1 | 0 | Off Peak | 0 | 1 | 0 | Off Peak | 0 | 1 | 0 | Off Peak
2020 | 9 | 10 | 2020-09-10 | 8 | 1 | 0 | 0 | [6 empty] | 0 | 0 | 1 | 0 | Off Peak | 0 | 1 | 0 | Semi-Peak | 0 | 1 | Off Peak | 0 | 1 | Off Peak | 0 | 1 | 0 | Off Peak | 0 | 1 | 0 | Off Peak | 0 | 1 | 0 | Off Peak
2020 | 9 | 10 | 2020-09-10 | 9 | 1 | 0 | 0 | [6 empty] | 0 | 0 | 1 | 0 | Off Peak | 0 | 1 | 0 | Semi-Peak | 0 | 1 | Off Peak | 0 | 1 | Off Peak | 0 | 1 | 0 | Off Peak | 0 | 1 | 0 | Off Peak | 0 | 1 | 0 | Off Peak
2020 | 9 | 10 | 2020-09-10 | 10 | 1 | 0 | 0 | [6 empty] | 0 | 0 | 1 | 0 | Off Peak | 0 | 1 | 0 | Semi-Peak | 0 | 1 | Off Peak | 0 | 1 | Off Peak | 0 | 1 | 0 | Off Peak | 0 | 1 | 0 | Off Peak | 0 | 1 | 0 | Off Peak
2020 | 9 | 10 | 2020-09-10 | 11 | 1 | 0 | 0 | [6 empty] | 0 | 0 | 1 | 0 | Off Peak | 0 | 1 | 0 | Semi-Peak | 0 | 1 | Off Peak | 0 | 1 | Off Peak | 0 | 1 | 0 | Off Peak | 0 | 1 | 0 | Off Peak | 0 | 1 | 0 | Off Peak
2020 | 9 | 10 | 2020-09-10 | 12 | 1 | 0 | 0 | [6 empty] | 0 | 0 | 1 | 0 | Off Peak | 1 | 0 | 0 | On Peak | 0 | 1 | Off Peak | 0 | 1 | Off Peak | 1 | 0 | 0 | On Peak | 0 | 1 | 0 | Off Peak | 0 | 1 | 0 | Off Peak
2020 | 9 | 10 | 2020-09-10 | 13 | 1 | 0 | 0 | [6 empty] | 0 | 0 | 1 | 0 | Off Peak | 1 | 0 | 0 | On Peak | 0 | 1 | Off Peak | 1 | 0 | On Peak | 1 | 0 | 0 | On Peak | 1 | 0 | 0 | On Peak | 1 | 0 | 0 | On Peak
2020 | 9 | 10 | 2020-09-10 | 14 | 1 | 0 | 0 | [6 empty] | 0 | 0 | 1 | 0 | Off Peak | 1 | 0 | 0 | On Peak | 0 | 1 | Off Peak | 1 | 0 | On Peak | 1 | 0 | 0 | On Peak | 1 | 0 | 0 | On Peak | 1 | 0 | 0 | On Peak
2020 | 9 | 10 | 2020-09-10 | 15 | 1 | 0 | 0 | [6 empty] | 0 | 0 | 1 | 0 | Off Peak | 1 | 0 | 0 | On Peak | 0 | 1 | Off Peak | 1 | 0 | On Peak | 1 | 0 | 0 | On Peak | 1 | 0 | 0 | On Peak | 1 | 0 | 0 | On Peak
2020 | 9 | 10 | 2020-09-10 | 16 | 1 | 0 | 0 | [6 empty] | 0 | 0 | 1 | 0 | Off Peak | 1 | 0 | 0 | On Peak | 0 | 1 | Off Peak | 1 | 0 | On Peak | 1 | 0 | 0 | On Peak | 1 | 0 | 0 | On Peak | 1 | 0 | 0 | On Peak
2020 | 9 | 10 | 2020-09-10 | 17 | 1 | 0 | 0 | [6 empty] | 0 | 1 | 0 | 0 | On Peak | 1 | 0 | 0 | On Peak | 1 | 0 | On Peak | 1 | 0 | On Peak | 1 | 0 | 0 | On Peak | 1 | 0 | 0 | On Peak | 1 | 0 | 0 | On Peak
2020 | 9 | 10 | 2020-09-10 | 18 | 1 | 0 | 0 | [6 empty] | 0 | 1 | 0 | 0 | On Peak | 1 | 0 | 0 | On Peak | 1 | 0 | On Peak | 1 | 0 | On Peak | 1 | 0 | 0 | On Peak | 1 | 0 | 0 | On Peak | 1 | 0 | 0 | On Peak
2020 | 9 | 10 | 2020-09-10 | 19 | 1 | 0 | 0 | [6 empty] | 1 | 1 | 0 | 0 | On Peak | 0 | 1 | 0 | Semi-Peak | 1 | 0 | On Peak | 0 | 1 | Off Peak | 0 | 1 | 0 | Off Peak | 1 | 0 | 0 | On Peak | 0 | 1 | 0 | Off Peak | 0.9815%
2020 | 9 | 10 | 2020-09-10 | 20 | 1 | 0 | 0 | [6 empty] | 1 | 1 | 0 | 0 | On Peak | 0 | 1 | 0 | Semi-Peak | 1 | 0 | On Peak | 0 | 1 | Off Peak | 0 | 1 | 0 | Off Peak | 1 | 0 | 0 | On Peak | 0 | 1 | 0 | Off Peak | 1.102%
2020 | 9 | 10 | 2020-09-10 | 21 | 1 | 0 | 0 | [6 empty] | 1 | 1 | 0 | 0 | On Peak | 0 | 1 | 0 | Semi-Peak | 1 | 0 | On Peak | 0 | 1 | Off Peak | 0 | 1 | 0 | Off Peak | 0 | 1 | 0 | Off Peak | 0 | 1 | 0 | Off Peak | 1.167%
2020 | 9 | 10 | 2020-09-10 | 22 | 1 | 0 | 0 | [6 empty] | 1 | 0 | 1 | 0 | Off Peak | 0 | 1 | 0 | Semi-Peak | 0 | 1 | Off Peak | 0 | 1 | Off Peak | 0 | 1 | 0 | Off Peak | 0 | 1 | 0 | Off Peak | 0 | 1 | 0 | Off Peak | 1.072%
2020 | 9 | 10 | 2020-09-10 | 23 | 1 | 0 | 0 | [6 empty] | 1 | 0 | 1 | 0 | Off Peak | 0 | 0 | 1 | Off Peak | 0 | 1 | Off Peak | 0 | 1 | Off Peak | 0 | 0 | 1 | Super Off Peak | 0 | 1 | 0 | Off Peak | 0 | 1 | 0 | Off Peak | 0.9051%
2020 | 9 | 10 | 2020-09-10 | 24 | 1 | 0 | 0 | [6 empty] | 0 | 0 | 1 | 0 | Off Peak | 0 | 0 | 1 | Off Peak | 0 | 1 | Off Peak | 0 | 1 | Off Peak | 0 | 0 | 1 | Super Off Peak | 0 | 1 | 0 | Off Peak | 0 | 1 | 0 | Off Peak
2020 | 9 | 11 | 2020-09-11 | 1 | 1 | 0 | 0 | [6 empty] | 0 | 0 | 0 | 1 | Super Off Peak | 0 | 0 | 1 | Off Peak | 0 | 1 | Off Peak | 0 | 1 | Off Peak | 0 | 0 | 1 | Super Off Peak | 0 | 0 | 1 | Super Off Peak | 0 | 0 | 1 | Super Off Peak
2020 | 9 | 11 | 2020-09-11 | 2 | 1 | 0 | 0 | [6 empty] | 0 | 0 | 0 | 1 | Super Off Peak | 0 | 0 | 1 | Off Peak | 0 | 1 | Off Peak | 0 | 1 | Off Peak | 0 | 0 | 1 | Super Off Peak | 0 | 0 | 1 | Super Off Peak | 0 | 0 | 1 | Super Off Peak
2020 | 9 | 11 | 2020-09-11 | 3 | 1 | 0 | 0 | [6 empty] | 0 | 0 | 0 | 1 | Super Off Peak | 0 | 0 | 1 | Off Peak | 0 | 1 | Off Peak | 0 | 1 | Off Peak | 0 | 0 | 1 | Super Off Peak | 0 | 0 | 1 | Super Off Peak | 0 | 0 | 1 | Super Off Peak
2020 | 9 | 11 | 2020-09-11 | 4 | 1 | 0 | 0 | [6 empty] | 0 | 0 | 0 | 1 | Super Off Peak | 0 | 0 | 1 | Off Peak | 0 | 1 | Off Peak | 0 | 1 | Off Peak | 0 | 0 | 1 | Super Off Peak | 0 | 0 | 1 | Super Off Peak | 0 | 0 | 1 | Super Off Peak
2020 | 9 | 11 | 2020-09-11 | 5 | 1 | 0 | 0 | [6 empty] | 0 | 0 | 0 | 1 | Super Off Peak | 0 | 0 | 1 | Off Peak | 0 | 1 | Off Peak | 0 | 1 | Off Peak | 0 | 0 | 1 | Super Off Peak | 0 | 0 | 1 | Super Off Peak | 0 | 0 | 1 | Super Off Peak
2020 | 9 | 11 | 2020-09-11 | 6 | 1 | 0 | 0 | [6 empty] | 0 | 0 | 0 | 1 | Super Off Peak | 0 | 0 | 1 | Off Peak | 0 | 1 | Off Peak | 0 | 1 | Off Peak | 0 | 0 | 1 | Super Off Peak | 0 | 1 | 0 | Off Peak | 0 | 1 | 0 | Off Peak
2020 | 9 | 11 | 2020-09-11 | 7 | 1 | 0 | 0 | [6 empty] | 0 | 0 | 1 | 0 | Off Peak | 0 | 1 | 0 | Semi-Peak | 0 | 1 | Off Peak | 0 | 1 | Off Peak | 0 | 1 | 0 | Off Peak | 0 | 1 | 0 | Off Peak | 0 | 1 | 0 | Off Peak
2020 | 9 | 11 | 2020-09-11 | 8 | 1 | 0 | 0 | [6 empty] | 0 | 0 | 1 | 0 | Off Peak | 0 | 1 | 0 | Semi-Peak | 0 | 1 | Off Peak | 0 | 1 | Off Peak | 0 | 1 | 0 | Off Peak | 0 | 1 | 0 | Off Peak | 0 | 1 | 0 | Off Peak
2020 | 9 | 11 | 2020-09-11 | 9 | 1 | 0 | 0 | [6 empty] | 0 | 0 | 1 | 0 | Off Peak | 0 | 1 | 0 | Semi-Peak | 0 | 1 | Off Peak | 0 | 1 | Off Peak | 0 | 1 | 0 | Off Peak | 0 | 1 | 0 | Off Peak | 0 | 1 | 0 | Off Peak
2020 | 9 | 11 | 2020-09-11 | 10 | 1 | 0 | 0 | [6 empty] | 0 | 0 | 1 | 0 | Off Peak | 0 | 1 | 0 | Semi-Peak | 0 | 1 | Off Peak | 0 | 1 | Off Peak | 0 | 1 | 0 | Off Peak | 0 | 1 | 0 | Off Peak | 0 | 1 | 0 | Off Peak
2020 | 9 | 11 | 2020-09-11 | 11 | 1 | 0 | 0 | [6 empty] | 0 | 0 | 1 | 0 | Off Peak | 0 | 1 | 0 | Semi-Peak | 0 | 1 | Off Peak | 0 | 1 | Off Peak | 0 | 1 | 0 | Off Peak | 0 | 1 | 0 | Off Peak | 0 | 1 | 0 | Off Peak
2020 | 9 | 11 | 2020-09-11 | 12 | 1 | 0 | 0 | [6 empty] | 0 | 0 | 1 | 0 | Off Peak | 1 | 0 | 0 | On Peak | 0 | 1 | Off Peak | 0 | 1 | Off Peak | 1 | 0 | 0 | On Peak | 0 | 1 | 0 | Off Peak | 0 | 1 | 0 | Off Peak
2020 | 9 | 11 | 2020-09-11 | 13 | 1 | 0 | 0 | [6 empty] | 0 | 0 | 1 | 0 | Off Peak | 1 | 0 | 0 | On Peak | 0 | 1 | Off Peak | 1 | 0 | On Peak | 1 | 0 | 0 | On Peak | 1 | 0 | 0 | On Peak | 1 | 0 | 0 | On Peak
2020 | 9 | 11 | 2020-09-11 | 14 | 1 | 0 | 0 | [6 empty] | 0 | 0 | 1 | 0 | Off Peak | 1 | 0 | 0 | On Peak | 0 | 1 | Off Peak | 1 | 0 | On Peak | 1 | 0 | 0 | On Peak | 1 | 0 | 0 | On Peak | 1 | 0 | 0 | On Peak
2020 | 9 | 11 | 2020-09-11 | 15 | 1 | 0 | 0 | [6 empty] | 0 | 0 | 1 | 0 | Off Peak | 1 | 0 | 0 | On Peak | 0 | 1 | Off Peak | 1 | 0 | On Peak | 1 | 0 | 0 | On Peak | 1 | 0 | 0 | On Peak | 1 | 0 | 0 | On Peak
2020 | 9 | 11 | 2020-09-11 | 16 | 1 | 0 | 0 | [6 empty] | 0 | 0 | 1 | 0 | Off Peak | 1 | 0 | 0 | On Peak | 0 | 1 | Off Peak | 1 | 0 | On Peak | 1 | 0 | 0 | On Peak | 1 | 0 | 0 | On Peak | 1 | 0 | 0 | On Peak
2020 | 9 | 11 | 2020-09-11 | 17 | 1 | 0 | 0 | [6 empty] | 0 | 1 | 0 | 0 | On Peak | 1 | 0 | 0 | On Peak | 1 | 0 | On Peak | 1 | 0 | On Peak | 1 | 0 | 0 | On Peak | 1 | 0 | 0 | On Peak | 1 | 0 | 0 | On Peak
2020 | 9 | 11 | 2020-09-11 | 18 | 1 | 0 | 0 | [6 empty] | 0 | 1 | 0 | 0 | On Peak | 1 | 0 | 0 | On Peak | 1 | 0 | On Peak | 1 | 0 | On Peak | 1 | 0 | 0 | On Peak | 1 | 0 | 0 | On Peak | 1 | 0 | 0 | On Peak
2020 | 9 | 11 | 2020-09-11 | 19 | 1 | 0 | 0 | [6 empty] | 1 | 1 | 0 | 0 | On Peak | 0 | 1 | 0 | Semi-Peak | 1 | 0 | On Peak | 0 | 1 | Off Peak | 0 | 1 | 0 | Off Peak | 1 | 0 | 0 | On Peak | 0 | 1 | 0 | Off Peak | 0.9604%
2020 | 9 | 11 | 2020-09-11 | 20 | 1 | 0 | 0 | [6 empty] | 1 | 1 | 0 | 0 | On Peak | 0 | 1 | 0 | Semi-Peak | 1 | 0 | On Peak | 0 | 1 | Off Peak | 0 | 1 | 0 | Off Peak | 1 | 0 | 0 | On Peak | 0 | 1 | 0 | Off Peak | 1.074%
2020 | 9 | 11 | 2020-09-11 | 21 | 1 | 0 | 0 | [6 empty] | 1 | 1 | 0 | 0 | On Peak | 0 | 1 | 0 | Semi-Peak | 1 | 0 | On Peak | 0 | 1 | Off Peak | 0 | 1 | 0 | Off Peak | 0 | 1 | 0 | Off Peak | 0 | 1 | 0 | Off Peak | 1.099%
2020 | 9 | 11 | 2020-09-11 | 22 | 1 | 0 | 0 | [6 empty] | 1 | 0 | 1 | 0 | Off Peak | 0 | 1 | 0 | Semi-Peak | 0 | 1 | Off Peak | 0 | 1 | Off Peak | 0 | 1 | 0 | Off Peak | 0 | 1 | 0 | Off Peak | 0 | 1 | 0 | Off Peak | 0.939%
2020 | 9 | 11 | 2020-09-11 | 23 | 1 | 0 | 0 | [6 empty] | 1 | 0 | 1 | 0 | Off Peak | 0 | 0 | 1 | Off Peak | 0 | 1 | Off Peak | 0 | 1 | Off Peak | 0 | 0 | 1 | Super Off Peak | 0 | 1 | 0 | Off Peak | 0 | 1 | 0 | Off Peak | 0.775%
2020 | 9 | 11 | 2020-09-11 | 24 | 1 | 0 | 0 | [6 empty] | 0 | 0 | 1 | 0 | Off Peak | 0 | 0 | 1 | Off Peak | 0 | 1 | Off Peak | 0 | 1 | Off Peak | 0 | 0 | 1 | Super Off Peak | 0 | 1 | 0 | Off Peak | 0 | 1 | 0 | Off Peak
2020 | 9 | 12 | 2020-09-12 | 1 | 1 | 1 | 0 | [6 empty] | 0 | 0 | 0 | 1 | Super Off Peak | 0 | 0 | 1 | Off Peak | 0 | 1 | Off Peak | 0 | 1 | Off Peak | 0 | 0 | 1 | Super Off Peak | 0 | 0 | 1 | Super Off Peak | 0 | 0 | 1 | Super Off Peak
2020 | 9 | 12 | 2020-09-12 | 2 | 1 | 1 | 0 | [6 empty] | 0 | 0 | 0 | 1 | Super Off Peak | 0 | 0 | 1 | Off Peak | 0 | 1 | Off Peak | 0 | 1 | Off Peak | 0 | 0 | 1 | Super Off Peak | 0 | 0 | 1 | Super Off Peak | 0 | 0 | 1 | Super Off Peak
2020 | 9 | 12 | 2020-09-12 | 3 | 1 | 1 | 0 | [6 empty] | 0 | 0 | 0 | 1 | Super Off Peak | 0 | 0 | 1 | Off Peak | 0 | 1 | Off Peak | 0 | 1 | Off Peak | 0 | 0 | 1 | Super Off Peak | 0 | 0 | 1 | Super Off Peak | 0 | 0 | 1 | Super Off Peak
2020 | 9 | 12 | 2020-09-12 | 4 | 1 | 1 | 0 | [6 empty] | 0 | 0 | 0 | 1 | Super Off Peak | 0 | 0 | 1 | Off Peak | 0 | 1 | Off Peak | 0 | 1 | Off Peak | 0 | 0 | 1 | Super Off Peak | 0 | 0 | 1 | Super Off Peak | 0 | 0 | 1 | Super Off Peak
2020 | 9 | 12 | 2020-09-12 | 5 | 1 | 1 | 0 | [6 empty] | 0 | 0 | 0 | 1 | Super Off Peak | 0 | 0 | 1 | Off Peak | 0 | 1 | Off Peak | 0 | 1 | Off Peak | 0 | 0 | 1 | Super Off Peak | 0 | 0 | 1 | Super Off Peak | 0 | 0 | 1 | Super Off Peak
2020 | 9 | 12 | 2020-09-12 | 6 | 1 | 1 | 0 | [6 empty] | 0 | 0 | 0 | 1 | Super Off Peak | 0 | 0 | 1 | Off Peak | 0 | 1 | Off Peak | 0 | 1 | Off Peak | 0 | 0 | 1 | Super Off Peak | 0 | 1 | 0 | Off Peak | 0 | 1 | 0 | Off Peak
2020 | 9 | 12 | 2020-09-12 | 7 | 1 | 1 | 0 | [6 empty] | 0 | 0 | 0 | 1 | Super Off Peak | 0 | 0 | 1 | Off Peak | 0 | 1 | Off Peak | 0 | 1 | Off Peak | 0 | 0 | 1 | Super Off Peak | 0 | 1 | 0 | Off Peak | 0 | 1 | 0 | Off Peak
2020 | 9 | 12 | 2020-09-12 | 8 | 1 | 1 | 0 | [6 empty] | 0 | 0 | 0 | 1 | Super Off Peak | 0 | 0 | 1 | Off Peak | 0 | 1 | Off Peak | 0 | 1 | Off Peak | 0 | 0 | 1 | Super Off Peak | 0 | 1 | 0 | Off Peak | 0 | 1 | 0 | Off Peak
2020 | 9 | 12 | 2020-09-12 | 9 | 1 | 1 | 0 | [6 empty] | 0 | 0 | 0 | 1 | Super Off Peak | 0 | 0 | 1 | Off Peak | 0 | 1 | Off Peak | 0 | 1 | Off Peak | 0 | 0 | 1 | Super Off Peak | 0 | 1 | 0 | Off Peak | 0 | 1 | 0 | Off Peak
2020 | 9 | 12 | 2020-09-12 | 10 | 1 | 1 | 0 | [6 empty] | 0 | 0 | 0 | 1 | Super Off Peak | 0 | 0 | 1 | Off Peak | 0 | 1 | Off Peak | 0 | 1 | Off Peak | 0 | 0 | 1 | Super Off Peak | 0 | 1 | 0 | Off Peak | 0 | 1 | 0 | Off Peak
2020 | 9 | 12 | 2020-09-12 | 11 | 1 | 1 | 0 | [6 empty] | 0 | 0 | 0 | 1 | Super Off Peak | 0 | 0 | 1 | Off Peak | 0 | 1 | Off Peak | 0 | 1 | Off Peak | 0 | 0 | 1 | Super Off Peak | 0 | 1 | 0 | Off Peak | 0 | 1 | 0 | Off Peak
2020 | 9 | 12 | 2020-09-12 | 12 | 1 | 1 | 0 | [6 empty] | 0 | 0 | 0 | 1 | Super Off Peak | 0 | 0 | 1 | Off Peak | 0 | 1 | Off Peak | 0 | 1 | Off Peak | 0 | 0 | 1 | Super Off Peak | 0 | 1 | 0 | Off Peak | 0 | 1 | 0 | Off Peak
2020 | 9 | 12 | 2020-09-12 | 13 | 1 | 1 | 0 | [6 empty] | 0 | 0 | 0 | 1 | Super Off Peak | 0 | 0 | 1 | Off Peak | 0 | 1 | Off Peak | 0 | 1 | Off Peak | 0 | 0 | 1 | Super Off Peak | 1 | 0 | 0 | On Peak | 1 | 0 | 0 | On Peak
2020 | 9 | 12 | 2020-09-12 | 14 | 1 | 1 | 0 | [6 empty] | 0 | 0 | 0 | 1 | Super Off Peak | 0 | 0 | 1 | Off Peak | 0 | 1 | Off Peak | 0 | 1 | Off Peak | 0 | 0 | 1 | Super Off Peak | 1 | 0 | 0 | On Peak | 1 | 0 | 0 | On Peak
2020 | 9 | 12 | 2020-09-12 | 15 | 1 | 1 | 0 | [6 empty] | 0 | 0 | 1 | 0 | Off Peak | 0 | 0 | 1 | Off Peak | 0 | 1 | Off Peak | 0 | 1 | Off Peak | 0 | 0 | 1 | Super Off Peak | 1 | 0 | 0 | On Peak | 1 | 0 | 0 | On Peak
2020 | 9 | 12 | 2020-09-12 | 16 | 1 | 1 | 0 | [6 empty] | 0 | 0 | 1 | 0 | Off Peak | 0 | 0 | 1 | Off Peak | 0 | 1 | Off Peak | 0 | 1 | Off Peak | 0 | 0 | 1 | Super Off Peak | 1 | 0 | 0 | On Peak | 1 | 0 | 0 | On Peak
2020 | 9 | 12 | 2020-09-12 | 17 | 1 | 1 | 0 | [6 empty] | 0 | 1 | 0 | 0 | On Peak | 0 | 0 | 1 | Off Peak | 0 | 1 | Off Peak | 0 | 1 | Off Peak | 0 | 0 | 1 | Super Off Peak | 1 | 0 | 0 | On Peak | 1 | 0 | 0 | On Peak
2020 | 9 | 12 | 2020-09-12 | 18 | 1 | 1 | 0 | [6 empty] | 0 | 1 | 0 | 0 | On Peak | 0 | 0 | 1 | Off Peak | 0 | 1 | Off Peak | 0 | 1 | Off Peak | 0 | 0 | 1 | Super Off Peak | 1 | 0 | 0 | On Peak | 1 | 0 | 0 | On Peak
2020 | 9 | 12 | 2020-09-12 | 19 | 1 | 1 | 0 | [6 empty] | 0 | 1 | 0 | 0 | On Peak | 0 | 0 | 1 | Off Peak | 0 | 1 | Off Peak | 0 | 1 | Off Peak | 0 | 0 | 1 | Super Off Peak | 1 | 0 | 0 | On Peak | 0 | 1 | 0 | Off Peak
2020 | 9 | 12 | 2020-09-12 | 20 | 1 | 1 | 0 | [6 empty] | 0 | 1 | 0 | 0 | On Peak | 0 | 0 | 1 | Off Peak | 0 | 1 | Off Peak | 0 | 1 | Off Peak | 0 | 0 | 1 | Super Off Peak | 1 | 0 | 0 | On Peak | 0 | 1 | 0 | Off Peak
2020 | 9 | 12 | 2020-09-12 | 21 | 1 | 1 | 0 | [6 empty] | 0 | 1 | 0 | 0 | On Peak | 0 | 0 | 1 | Off Peak | 0 | 1 | Off Peak | 0 | 1 | Off Peak | 0 | 0 | 1 | Super Off Peak | 0 | 1 | 0 | Off Peak | 0 | 1 | 0 | Off Peak
2020 | 9 | 12 | 2020-09-12 | 22 | 1 | 1 | 0 | [6 empty] | 0 | 0 | 1 | 0 | Off Peak | 0 | 0 | 1 | Off Peak | 0 | 1 | Off Peak | 0 | 1 | Off Peak | 0 | 0 | 1 | Super Off Peak | 0 | 1 | 0 | Off Peak | 0 | 1 | 0 | Off Peak
2020 | 9 | 12 | 2020-09-12 | 23 | 1 | 1 | 0 | [6 empty] | 0 | 0 | 1 | 0 | Off Peak | 0 | 0 | 1 | Off Peak | 0 | 1 | Off Peak | 0 | 1 | Off Peak | 0 | 0 | 1 | Super Off Peak | 0 | 1 | 0 | Off Peak | 0 | 1 | 0 | Off Peak
2020 | 9 | 12 | 2020-09-12 | 24 | 1 | 1 | 0 | [6 empty] | 0 | 0 | 1 | 0 | Off Peak | 0 | 0 | 1 | Off Peak | 0 | 1 | Off Peak | 0 | 1 | Off Peak | 0 | 0 | 1 | Super Off Peak | 0 | 1 | 0 | Off Peak | 0 | 1 | 0 | Off Peak
2020 | 9 | 13 | 2020-09-13 | 1 | 1 | 1 | 0 | [6 empty] | 0 | 0 | 0 | 1 | Super Off Peak | 0 | 0 | 1 | Off Peak | 0 | 1 | Off Peak | 0 | 1 | Off Peak | 0 | 0 | 1 | Super Off Peak | 0 | 0 | 1 | Super Off Peak | 0 | 0 | 1 | Super Off Peak
2020 | 9 | 13 | 2020-09-13 | 2 | 1 | 1 | 0 | [6 empty] | 0 | 0 | 0 | 1 | Super Off Peak | 0 | 0 | 1 | Off Peak | 0 | 1 | Off Peak | 0 | 1 | Off Peak | 0 | 0 | 1 | Super Off Peak | 0 | 0 | 1 | Super Off Peak | 0 | 0 | 1 | Super Off Peak
2020 | 9 | 13 | 2020-09-13 | 3 | 1 | 1 | 0 | [6 empty] | 0 | 0 | 0 | 1 | Super Off Peak | 0 | 0 | 1 | Off Peak | 0 | 1 | Off Peak | 0 | 1 | Off Peak | 0 | 0 | 1 | Super Off Peak | 0 | 0 | 1 | Super Off Peak | 0 | 0 | 1 | Super Off Peak
2020 | 9 | 13 | 2020-09-13 | 4 | 1 | 1 | 0 | [6 empty] | 0 | 0 | 0 | 1 | Super Off Peak | 0 | 0 | 1 | Off Peak | 0 | 1 | Off Peak | 0 | 1 | Off Peak | 0 | 0 | 1 | Super Off Peak | 0 | 0 | 1 | Super Off Peak | 0 | 0 | 1 | Super Off Peak
2020 | 9 | 13 | 2020-09-13 | 5 | 1 | 1 | 0 | [6 empty] | 0 | 0 | 0 | 1 | Super Off Peak | 0 | 0 | 1 | Off Peak | 0 | 1 | Off Peak | 0 | 1 | Off Peak | 0 | 0 | 1 | Super Off Peak | 0 | 0 | 1 | Super Off Peak | 0 | 0 | 1 | Super Off Peak
2020 | 9 | 13 | 2020-09-13 | 6 | 1 | 1 | 0 | [6 empty] | 0 | 0 | 0 | 1 | Super Off Peak | 0 | 0 | 1 | Off Peak | 0 | 1 | Off Peak | 0 | 1 | Off Peak | 0 | 0 | 1 | Super Off Peak | 0 | 1 | 0 | Off Peak | 0 | 1 | 0 | Off Peak
2020 | 9 | 13 | 2020-09-13 | 7 | 1 | 1 | 0 | [6 empty] | 0 | 0 | 0 | 1 | Super Off Peak | 0 | 0 | 1 | Off Peak | 0 | 1 | Off Peak | 0 | 1 | Off Peak | 0 | 0 | 1 | Super Off Peak | 0 | 1 | 0 | Off Peak | 0 | 1 | 0 | Off Peak
2020 | 9 | 13 | 2020-09-13 | 8 | 1 | 1 | 0 | [6 empty] | 0 | 0 | 0 | 1 | Super Off Peak | 0 | 0 | 1 | Off Peak | 0 | 1 | Off Peak | 0 | 1 | Off Peak | 0 | 0 | 1 | Super Off Peak | 0 | 1 | 0 | Off Peak | 0 | 1 | 0 | Off Peak
2020 | 9 | 13 | 2020-09-13 | 9 | 1 | 1 | 0 | [6 empty] | 0 | 0 | 0 | 1 | Super Off Peak | 0 | 0 | 1 | Off Peak | 0 | 1 | Off Peak | 0 | 1 | Off Peak | 0 | 0 | 1 | Super Off Peak | 0 | 1 | 0 | Off Peak | 0 | 1 | 0 | Off Peak
2020 | 9 | 13 | 2020-09-13 | 10 | 1 | 1 | 0 | [6 empty] | 0 | 0 | 0 | 1 | Super Off Peak | 0 | 0 | 1 | Off Peak | 0 | 1 | Off Peak | 0 | 1 | Off Peak | 0 | 0 | 1 | Super Off Peak | 0 | 1 | 0 | Off Peak | 0 | 1 | 0 | Off Peak
2020 | 9 | 13 | 2020-09-13 | 11 | 1 | 1 | 0 | [6 empty] | 0 | 0 | 0 | 1 | Super Off Peak | 0 | 0 | 1 | Off Peak | 0 | 1 | Off Peak | 0 | 1 | Off Peak | 0 | 0 | 1 | Super Off Peak | 0 | 1 | 0 | Off Peak | 0 | 1 | 0 | Off Peak
2020 | 9 | 13 | 2020-09-13 | 12 | 1 | 1 | 0 | [6 empty] | 0 | 0 | 0 | 1 | Super Off Peak | 0 | 0 | 1 | Off Peak | 0 | 1 | Off Peak | 0 | 1 | Off Peak | 0 | 0 | 1 | Super Off Peak | 0 | 1 | 0 | Off Peak | 0 | 1 | 0 | Off Peak
2020 | 9 | 13 | 2020-09-13 | 13 | 1 | 1 | 0 | [6 empty] | 0 | 0 | 0 | 1 | Super Off Peak | 0 | 0 | 1 | Off Peak | 0 | 1 | Off Peak | 0 | 1 | Off Peak | 0 | 0 | 1 | Super Off Peak | 1 | 0 | 0 | On Peak | 1 | 0 | 0 | On Peak
2020 | 9 | 13 | 2020-09-13 | 14 | 1 | 1 | 0 | [6 empty] | 0 | 0 | 0 | 1 | Super Off Peak | 0 | 0 | 1 | Off Peak | 0 | 1 | Off Peak | 0 | 1 | Off Peak | 0 | 0 | 1 | Super Off Peak | 1 | 0 | 0 | On Peak | 1 | 0 | 0 | On Peak
2020 | 9 | 13 | 2020-09-13 | 15 | 1 | 1 | 0 | [6 empty] | 0 | 0 | 1 | 0 | Off Peak | 0 | 0 | 1 | Off Peak | 0 | 1 | Off Peak | 0 | 1 | Off Peak | 0 | 0 | 1 | Super Off Peak | 1 | 0 | 0 | On Peak | 1 | 0 | 0 | On Peak
2020 | 9 | 13 | 2020-09-13 | 16 | 1 | 1 | 0 | [6 empty] | 0 | 0 | 1 | 0 | Off Peak | 0 | 0 | 1 | Off Peak | 0 | 1 | Off Peak | 0 | 1 | Off Peak | 0 | 0 | 1 | Super Off Peak | 1 | 0 | 0 | On Peak | 1 | 0 | 0 | On Peak
2020 | 9 | 13 | 2020-09-13 | 17 | 1 | 1 | 0 | [6 empty] | 0 | 1 | 0 | 0 | On Peak | 0 | 0 | 1 | Off Peak | 0 | 1 | Off Peak | 0 | 1 | Off Peak | 0 | 0 | 1 | Super Off Peak | 1 | 0 | 0 | On Peak | 1 | 0 | 0 | On Peak
2020 | 9 | 13 | 2020-09-13 | 18 | 1 | 1 | 0 | [6 empty] | 0 | 1 | 0 | 0 | On Peak | 0 | 0 | 1 | Off Peak | 0 | 1 | Off Peak | 0 | 1 | Off Peak | 0 | 0 | 1 | Super Off Peak | 1 | 0 | 0 | On Peak | 1 | 0 | 0 | On Peak
2020 | 9 | 13 | 2020-09-13 | 19 | 1 | 1 | 0 | [6 empty] | 0 | 1 | 0 | 0 | On Peak | 0 | 0 | 1 | Off Peak | 0 | 1 | Off Peak | 0 | 1 | Off Peak | 0 | 0 | 1 | Super Off Peak | 1 | 0 | 0 | On Peak | 0 | 1 | 0 | Off Peak
2020 | 9 | 13 | 2020-09-13 | 20 | 1 | 1 | 0 | [6 empty] | 0 | 1 | 0 | 0 | On Peak | 0 | 0 | 1 | Off Peak | 0 | 1 | Off Peak | 0 | 1 | Off Peak | 0 | 0 | 1 | Super Off Peak | 1 | 0 | 0 | On Peak | 0 | 1 | 0 | Off Peak
2020 | 9 | 13 | 2020-09-13 | 21 | 1 | 1 | 0 | [6 empty] | 0 | 1 | 0 | 0 | On Peak | 0 | 0 | 1 | Off Peak | 0 | 1 | Off Peak | 0 | 1 | Off Peak | 0 | 0 | 1 | Super Off Peak | 0 | 1 | 0 | Off Peak | 0 | 1 | 0 | Off Peak
2020 | 9 | 13 | 2020-09-13 | 22 | 1 | 1 | 0 | [6 empty] | 0 | 0 | 1 | 0 | Off Peak | 0 | 0 | 1 | Off Peak | 0 | 1 | Off Peak | 0 | 1 | Off Peak | 0 | 0 | 1 | Super Off Peak | 0 | 1 | 0 | Off Peak | 0 | 1 | 0 | Off Peak
2020 | 9 | 13 | 2020-09-13 | 23 | 1 | 1 | 0 | [6 empty] | 0 | 0 | 1 | 0 | Off Peak | 0 | 0 | 1 | Off Peak | 0 | 1 | Off Peak | 0 | 1 | Off Peak | 0 | 0 | 1 | Super Off Peak | 0 | 1 | 0 | Off Peak | 0 | 1 | 0 | Off Peak
2020 | 9 | 13 | 2020-09-13 | 24 | 1 | 1 | 0 | [6 empty] | 0 | 0 | 1 | 0 | Off Peak | 0 | 0 | 1 | Off Peak | 0 | 1 | Off Peak | 0 | 1 | Off Peak | 0 | 0 | 1 | Super Off Peak | 0 | 1 | 0 | Off Peak | 0 | 1 | 0 | Off Peak
2020 | 9 | 14 | 2020-09-14 | 1 | 1 | 0 | 0 | [6 empty] | 0 | 0 | 0 | 1 | Super Off Peak | 0 | 0 | 1 | Off Peak | 0 | 1 | Off Peak | 0 | 1 | Off Peak | 0 | 0 | 1 | Super Off Peak | 0 | 0 | 1 | Super Off Peak | 0 | 0 | 1 | Super Off Peak
2020 | 9 | 14 | 2020-09-14 | 2 | 1 | 0 | 0 | [6 empty] | 0 | 0 | 0 | 1 | Super Off Peak | 0 | 0 | 1 | Off Peak | 0 | 1 | Off Peak | 0 | 1 | Off Peak | 0 | 0 | 1 | Super Off Peak | 0 | 0 | 1 | Super Off Peak | 0 | 0 | 1 | Super Off Peak
2020 | 9 | 14 | 2020-09-14 | 3 | 1 | 0 | 0 | [6 empty] | 0 | 0 | 0 | 1 | Super Off Peak | 0 | 0 | 1 | Off Peak | 0 | 1 | Off Peak | 0 | 1 | Off Peak | 0 | 0 | 1 | Super Off Peak | 0 | 0 | 1 | Super Off Peak | 0 | 0 | 1 | Super Off Peak
2020 | 9 | 14 | 2020-09-14 | 4 | 1 | 0 | 0 | [6 empty] | 0 | 0 | 0 | 1 | Super Off Peak | 0 | 0 | 1 | Off Peak | 0 | 1 | Off Peak | 0 | 1 | Off Peak | 0 | 0 | 1 | Super Off Peak | 0 | 0 | 1 | Super Off Peak | 0 | 0 | 1 | Super Off Peak
2020 | 9 | 14 | 2020-09-14 | 5 | 1 | 0 | 0 | [6 empty] | 0 | 0 | 0 | 1 | Super Off Peak | 0 | 0 | 1 | Off Peak | 0 | 1 | Off Peak | 0 | 1 | Off Peak | 0 | 0 | 1 | Super Off Peak | 0 | 0 | 1 | Super Off Peak | 0 | 0 | 1 | Super Off Peak
2020 | 9 | 14 | 2020-09-14 | 6 | 1 | 0 | 0 | [6 empty] | 0 | 0 | 0 | 1 | Super Off Peak | 0 | 0 | 1 | Off Peak | 0 | 1 | Off Peak | 0 | 1 | Off Peak | 0 | 0 | 1 | Super Off Peak | 0 | 1 | 0 | Off Peak | 0 | 1 | 0 | Off Peak
2020 | 9 | 14 | 2020-09-14 | 7 | 1 | 0 | 0 | [6 empty] | 0 | 0 | 1 | 0 | Off Peak | 0 | 1 | 0 | Semi-Peak | 0 | 1 | Off Peak | 0 | 1 | Off Peak | 0 | 1 | 0 | Off Peak | 0 | 1 | 0 | Off Peak | 0 | 1 | 0 | Off Peak
2020 | 9 | 14 | 2020-09-14 | 8 | 1 | 0 | 0 | [6 empty] | 0 | 0 | 1 | 0 | Off Peak | 0 | 1 | 0 | Semi-Peak | 0 | 1 | Off Peak | 0 | 1 | Off Peak | 0 | 1 | 0 | Off Peak | 0 | 1 | 0 | Off Peak | 0 | 1 | 0 | Off Peak
2020 | 9 | 14 | 2020-09-14 | 9 | 1 | 0 | 0 | [6 empty] | 0 | 0 | 1 | 0 | Off Peak | 0 | 1 | 0 | Semi-Peak | 0 | 1 | Off Peak | 0 | 1 | Off Peak | 0 | 1 | 0 | Off Peak | 0 | 1 | 0 | Off Peak | 0 | 1 | 0 | Off Peak
2020 | 9 | 14 | 2020-09-14 | 10 | 1 | 0 | 0 | [6 empty] | 0 | 0 | 1 | 0 | Off Peak | 0 | 1 | 0 | Semi-Peak | 0 | 1 | Off Peak | 0 | 1 | Off Peak | 0 | 1 | 0 | Off Peak | 0 | 1 | 0 | Off Peak | 0 | 1 | 0 | Off Peak
2020 | 9 | 14 | 2020-09-14 | 11 | 1 | 0 | 0 | [6 empty] | 0 | 0 | 1 | 0 | Off Peak | 0 | 1 | 0 | Semi-Peak | 0 | 1 | Off Peak | 0 | 1 | Off Peak | 0 | 1 | 0 | Off Peak | 0 | 1 | 0 | Off Peak | 0 | 1 | 0 | Off Peak
2020 | 9 | 14 | 2020-09-14 | 12 | 1 | 0 | 0 | [6 empty] | 0 | 0 | 1 | 0 | Off Peak | 1 | 0 | 0 | On Peak | 0 | 1 | Off Peak | 0 | 1 | Off Peak | 1 | 0 | 0 | On Peak | 0 | 1 | 0 | Off Peak | 0 | 1 | 0 | Off Peak
2020 | 9 | 14 | 2020-09-14 | 13 | 1 | 0 | 0 | [6 empty] | 0 | 0 | 1 | 0 | Off Peak | 1 | 0 | 0 | On Peak | 0 | 1 | Off Peak | 1 | 0 | On Peak | 1 | 0 | 0 | On Peak | 1 | 0 | 0 | On Peak | 1 | 0 | 0 | On Peak
2020 | 9 | 14 | 2020-09-14 | 14 | 1 | 0 | 0 | [6 empty] | 0 | 0 | 1 | 0 | Off Peak | 1 | 0 | 0 | On Peak | 0 | 1 | Off Peak | 1 | 0 | On Peak | 1 | 0 | 0 | On Peak | 1 | 0 | 0 | On Peak | 1 | 0 | 0 | On Peak
2020 | 9 | 14 | 2020-09-14 | 15 | 1 | 0 | 0 | [6 empty] | 0 | 0 | 1 | 0 | Off Peak | 1 | 0 | 0 | On Peak | 0 | 1 | Off Peak | 1 | 0 | On Peak | 1 | 0 | 0 | On Peak | 1 | 0 | 0 | On Peak | 1 | 0 | 0 | On Peak
2020 | 9 | 14 | 2020-09-14 | 16 | 1 | 0 | 0 | [6 empty] | 0 | 0 | 1 | 0 | Off Peak | 1 | 0 | 0 | On Peak | 0 | 1 | Off Peak | 1 | 0 | On Peak | 1 | 0 | 0 | On Peak | 1 | 0 | 0 | On Peak | 1 | 0 | 0 | On Peak
2020 | 9 | 14 | 2020-09-14 | 17 | 1 | 0 | 0 | [6 empty] | 0 | 1 | 0 | 0 | On Peak | 1 | 0 | 0 | On Peak | 1 | 0 | On Peak | 1 | 0 | On Peak | 1 | 0 | 0 | On Peak | 1 | 0 | 0 | On Peak | 1 | 0 | 0 | On Peak
2020 | 9 | 14 | 2020-09-14 | 18 | 1 | 0 | 0 | [6 empty] | 0 | 1 | 0 | 0 | On Peak | 1 | 0 | 0 | On Peak | 1 | 0 | On Peak | 1 | 0 | On Peak | 1 | 0 | 0 | On Peak | 1 | 0 | 0 | On Peak | 1 | 0 | 0 | On Peak
2020 | 9 | 14 | 2020-09-14 | 19 | 1 | 0 | 0 | [6 empty] | 0 | 1 | 0 | 0 | On Peak | 0 | 1 | 0 | Semi-Peak | 1 | 0 | On Peak | 0 | 1 | Off Peak | 0 | 1 | 0 | Off Peak | 1 | 0 | 0 | On Peak | 0 | 1 | 0 | Off Peak
2020 | 9 | 14 | 2020-09-14 | 20 | 1 | 0 | 0 | [6 empty] | 0 | 1 | 0 | 0 | On Peak | 0 | 1 | 0 | Semi-Peak | 1 | 0 | On Peak | 0 | 1 | Off Peak | 0 | 1 | 0 | Off Peak | 1 | 0 | 0 | On Peak | 0 | 1 | 0 | Off Peak
2020 | 9 | 14 | 2020-09-14 | 21 | 1 | 0 | 0 | [6 empty] | 1 | 1 | 0 | 0 | On Peak | 0 | 1 | 0 | Semi-Peak | 1 | 0 | On Peak | 0 | 1 | Off Peak | 0 | 1 | 0 | Off Peak | 0 | 1 | 0 | Off Peak | 0 | 1 | 0 | Off Peak | 0.8335%
2020 | 9 | 14 | 2020-09-14 | 22 | 1 | 0 | 0 | [6 empty] | 0 | 0 | 1 | 0 | Off Peak | 0 | 1 | 0 | Semi-Peak | 0 | 1 | Off Peak | 0 | 1 | Off Peak | 0 | 1 | 0 | Off Peak | 0 | 1 | 0 | Off Peak | 0 | 1 | 0 | Off Peak
2020 | 9 | 14 | 2020-09-14 | 23 | 1 | 0 | 0 | [6 empty] | 0 | 0 | 1 | 0 | Off Peak | 0 | 0 | 1 | Off Peak | 0 | 1 | Off Peak | 0 | 1 | Off Peak | 0 | 0 | 1 | Super Off Peak | 0 | 1 | 0 | Off Peak | 0 | 1 | 0 | Off Peak
2020 | 9 | 14 | 2020-09-14 | 24 | 1 | 0 | 0 | [6 empty] | 0 | 0 | 1 | 0 | Off Peak | 0 | 0 | 1 | Off Peak | 0 | 1 | Off Peak | 0 | 1 | Off Peak | 0 | 0 | 1 | Super Off Peak | 0 | 1 | 0 | Off Peak | 0 | 1 | 0 | Off Peak
2020 | 9 | 15 | 2020-09-15 | 1 | 1 | 0 | 0 | [6 empty] | 0 | 0 | 0 | 1 | Super Off Peak | 0 | 0 | 1 | Off Peak | 0 | 1 | Off Peak | 0 | 1 | Off Peak | 0 | 0 | 1 | Super Off Peak | 0 | 0 | 1 | Super Off Peak | 0 | 0 | 1 | Super Off Peak
2020 | 9 | 15 | 2020-09-15 | 2 | 1 | 0 | 0 | [6 empty] | 0 | 0 | 0 | 1 | Super Off Peak | 0 | 0 | 1 | Off Peak | 0 | 1 | Off Peak | 0 | 1 | Off Peak | 0 | 0 | 1 | Super Off Peak | 0 | 0 | 1 | Super Off Peak | 0 | 0 | 1 | Super Off Peak
2020 | 9 | 15 | 2020-09-15 | 3 | 1 | 0 | 0 | [6 empty] | 0 | 0 | 0 | 1 | Super Off Peak | 0 | 0 | 1 | Off Peak | 0 | 1 | Off Peak | 0 | 1 | Off Peak | 0 | 0 | 1 | Super Off Peak | 0 | 0 | 1 | Super Off Peak | 0 | 0 | 1 | Super Off Peak
2020 | 9 | 15 | 2020-09-15 | 4 | 1 | 0 | 0 | [6 empty] | 0 | 0 | 0 | 1 | Super Off Peak | 0 | 0 | 1 | Off Peak | 0 | 1 | Off Peak | 0 | 1 | Off Peak | 0 | 0 | 1 | Super Off Peak | 0 | 0 | 1 | Super Off Peak | 0 | 0 | 1 | Super Off Peak
2020 | 9 | 15 | 2020-09-15 | 5 | 1 | 0 | 0 | [6 empty] | 0 | 0 | 0 | 1 | Super Off Peak | 0 | 0 | 1 | Off Peak | 0 | 1 | Off Peak | 0 | 1 | Off Peak | 0 | 0 | 1 | Super Off Peak | 0 | 0 | 1 | Super Off Peak | 0 | 0 | 1 | Super Off Peak
2020 | 9 | 15 | 2020-09-15 | 6 | 1 | 0 | 0 | [6 empty] | 0 | 0 | 0 | 1 | Super Off Peak | 0 | 0 | 1 | Off Peak | 0 | 1 | Off Peak | 0 | 1 | Off Peak | 0 | 0 | 1 | Super Off Peak | 0 | 1 | 0 | Off Peak | 0 | 1 | 0 | Off Peak
2020 | 9 | 15 | 2020-09-15 | 7 | 1 | 0 | 0 | [6 empty] | 0 | 0 | 1 | 0 | Off Peak | 0 | 1 | 0 | Semi-Peak | 0 | 1 | Off Peak | 0 | 1 | Off Peak | 0 | 1 | 0 | Off Peak | 0 | 1 | 0 | Off Peak | 0 | 1 | 0 | Off Peak
2020 | 9 | 15 | 2020-09-15 | 8 | 1 | 0 | 0 | [6 empty] | 0 | 0 | 1 | 0 | Off Peak | 0 | 1 | 0 | Semi-Peak | 0 | 1 | Off Peak | 0 | 1 | Off Peak | 0 | 1 | 0 | Off Peak | 0 | 1 | 0 | Off Peak | 0 | 1 | 0 | Off Peak
2020 | 9 | 15 | 2020-09-15 | 9 | 1 | 0 | 0 | [6 empty] | 0 | 0 | 1 | 0 | Off Peak | 0 | 1 | 0 | Semi-Peak | 0 | 1 | Off Peak | 0 | 1 | Off Peak | 0 | 1 | 0 | Off Peak | 0 | 1 | 0 | Off Peak | 0 | 1 | 0 | Off Peak
2020 | 9 | 15 | 2020-09-15 | 10 | 1 | 0 | 0 | [6 empty] | 0 | 0 | 1 | 0 | Off Peak | 0 | 1 | 0 | Semi-Peak | 0 | 1 | Off Peak | 0 | 1 | Off Peak | 0 | 1 | 0 | Off Peak | 0 | 1 | 0 | Off Peak | 0 | 1 | 0 | Off Peak
2020 | 9 | 15 | 2020-09-15 | 11 | 1 | 0 | 0 | [6 empty] | 0 | 0 | 1 | 0 | Off Peak | 0 | 1 | 0 | Semi-Peak | 0 | 1 | Off Peak | 0 | 1 | Off Peak | 0 | 1 | 0 | Off Peak | 0 | 1 | 0 | Off Peak | 0 | 1 | 0 | Off Peak
2020 | 9 | 15 | 2020-09-15 | 12 | 1 | 0 | 0 | [6 empty] | 0 | 0 | 1 | 0 | Off Peak | 1 | 0 | 0 | On Peak | 0 | 1 | Off Peak | 0 | 1 | Off Peak | 1 | 0 | 0 | On Peak | 0 | 1 | 0 | Off Peak | 0 | 1 | 0 | Off Peak
2020 | 9 | 15 | 2020-09-15 | 13 | 1 | 0 | 0 | [6 empty] | 0 | 0 | 1 | 0 | Off Peak | 1 | 0 | 0 | On Peak | 0 | 1 | Off Peak | 1 | 0 | On Peak | 1 | 0 | 0 | On Peak | 1 | 0 | 0 | On Peak | 1 | 0 | 0 | On Peak
2020 | 9 | 15 | 2020-09-15 | 14 | 1 | 0 | 0 | [6 empty] | 0 | 0 | 1 | 0 | Off Peak | 1 | 0 | 0 | On Peak | 0 | 1 | Off Peak | 1 | 0 | On Peak | 1 | 0 | 0 | On Peak | 1 | 0 | 0 | On Peak | 1 | 0 | 0 | On Peak
2020 | 9 | 15 | 2020-09-15 | 15 | 1 | 0 | 0 | [6 empty] | 0 | 0 | 1 | 0 | Off Peak | 1 | 0 | 0 | On Peak | 0 | 1 | Off Peak | 1 | 0 | On Peak | 1 | 0 | 0 | On Peak | 1 | 0 | 0 | On Peak | 1 | 0 | 0 | On Peak
2020 | 9 | 15 | 2020-09-15 | 16 | 1 | 0 | 0 | [6 empty] | 0 | 0 | 1 | 0 | Off Peak | 1 | 0 | 0 | On Peak | 0 | 1 | Off Peak | 1 | 0 | On Peak | 1 | 0 | 0 | On Peak | 1 | 0 | 0 | On Peak | 1 | 0 | 0 | On Peak
2020 | 9 | 15 | 2020-09-15 | 17 | 1 | 0 | 0 | [6 empty] | 0 | 1 | 0 | 0 | On Peak | 1 | 0 | 0 | On Peak | 1 | 0 | On Peak | 1 | 0 | On Peak | 1 | 0 | 0 | On Peak | 1 | 0 | 0 | On Peak | 1 | 0 | 0 | On Peak
2020 | 9 | 15 | 2020-09-15 | 18 | 1 | 0 | 0 | [6 empty] | 0 | 1 | 0 | 0 | On Peak | 1 | 0 | 0 | On Peak | 1 | 0 | On Peak | 1 | 0 | On Peak | 1 | 0 | 0 | On Peak | 1 | 0 | 0 | On Peak | 1 | 0 | 0 | On Peak
2020 | 9 | 15 | 2020-09-15 | 19 | 1 | 0 | 0 | [6 empty] | 0 | 1 | 0 | 0 | On Peak | 0 | 1 | 0 | Semi-Peak | 1 | 0 | On Peak | 0 | 1 | Off Peak | 0 | 1 | 0 | Off Peak | 1 | 0 | 0 | On Peak | 0 | 1 | 0 | Off Peak
2020 | 9 | 15 | 2020-09-15 | 20 | 1 | 0 | 0 | [6 empty] | 0 | 1 | 0 | 0 | On Peak | 0 | 1 | 0 | Semi-Peak | 1 | 0 | On Peak | 0 | 1 | Off Peak | 0 | 1 | 0 | Off Peak | 1 | 0 | 0 | On Peak | 0 | 1 | 0 | Off Peak
2020 | 9 | 15 | 2020-09-15 | 21 | 1 | 0 | 0 | [6 empty] | 0 | 1 | 0 | 0 | On Peak | 0 | 1 | 0 | Semi-Peak | 1 | 0 | On Peak | 0 | 1 | Off Peak | 0 | 1 | 0 | Off Peak | 0 | 1 | 0 | Off Peak | 0 | 1 | 0 | Off Peak
2020 | 9 | 15 | 2020-09-15 | 22 | 1 | 0 | 0 | [6 empty] | 0 | 0 | 1 | 0 | Off Peak | 0 | 1 | 0 | Semi-Peak | 0 | 1 | Off Peak | 0 | 1 | Off Peak | 0 | 1 | 0 | Off Peak | 0 | 1 | 0 | Off Peak | 0 | 1 | 0 | Off Peak
2020 | 9 | 15 | 2020-09-15 | 23 | 1 | 0 | 0 | [6 empty] | 0 | 0 | 1 | 0 | Off Peak | 0 | 0 | 1 | Off Peak | 0 | 1 | Off Peak | 0 | 1 | Off Peak | 0 | 0 | 1 | Super Off Peak | 0 | 1 | 0 | Off Peak | 0 | 1 | 0 | Off Peak
2020 | 9 | 15 | 2020-09-15 | 24 | 1 | 0 | 0 | [6 empty] | 0 | 0 | 1 | 0 | Off Peak | 0 | 0 | 1 | Off Peak | 0 | 1 | Off Peak | 0 | 1 | Off Peak | 0 | 0 | 1 | Super Off Peak | 0 | 1 | 0 | Off Peak | 0 | 1 | 0 | Off Peak
2020 | 9 | 16 | 2020-09-16 | 1 | 1 | 0 | 0 | [6 empty] | 0 | 0 | 0 | 1 | Super Off Peak | 0 | 0 | 1 | Off Peak | 0 | 1 | Off Peak | 0 | 1 | Off Peak | 0 | 0 | 1 | Super Off Peak | 0 | 0 | 1 | Super Off Peak | 0 | 0 | 1 | Super Off Peak
2020 | 9 | 16 | 2020-09-16 | 2 | 1 | 0 | 0 | [6 empty] | 0 | 0 | 0 | 1 | Super Off Peak | 0 | 0 | 1 | Off Peak | 0 | 1 | Off Peak | 0 | 1 | Off Peak | 0 | 0 | 1 | Super Off Peak | 0 | 0 | 1 | Super Off Peak | 0 | 0 | 1 | Super Off Peak
2020 | 9 | 16 | 2020-09-16 | 3 | 1 | 0 | 0 | [6 empty] | 0 | 0 | 0 | 1 | Super Off Peak | 0 | 0 | 1 | Off Peak | 0 | 1 | Off Peak | 0 | 1 | Off Peak | 0 | 0 | 1 | Super Off Peak | 0 | 0 | 1 | Super Off Peak | 0 | 0 | 1 | Super Off Peak
2020 | 9 | 16 | 2020-09-16 | 4 | 1 | 0 | 0 | [6 empty] | 0 | 0 | 0 | 1 | Super Off Peak | 0 | 0 | 1 | Off Peak | 0 | 1 | Off Peak | 0 | 1 | Off Peak | 0 | 0 | 1 | Super Off Peak | 0 | 0 | 1 | Super Off Peak | 0 | 0 | 1 | Super Off Peak
2020 | 9 | 16 | 2020-09-16 | 5 | 1 | 0 | 0 | [6 empty] | 0 | 0 | 0 | 1 | Super Off Peak | 0 | 0 | 1 | Off Peak | 0 | 1 | Off Peak | 0 | 1 | Off Peak | 0 | 0 | 1 | Super Off Peak | 0 | 0 | 1 | Super Off Peak | 0 | 0 | 1 | Super Off Peak
2020 | 9 | 16 | 2020-09-16 | 6 | 1 | 0 | 0 | [6 empty] | 0 | 0 | 0 | 1 | Super Off Peak | 0 | 0 | 1 | Off Peak | 0 | 1 | Off Peak | 0 | 1 | Off Peak | 0 | 0 | 1 | Super Off Peak | 0 | 1 | 0 | Off Peak | 0 | 1 | 0 | Off Peak
2020 | 9 | 16 | 2020-09-16 | 7 | 1 | 0 | 0 | [6 empty] | 0 | 0 | 1 | 0 | Off Peak | 0 | 1 | 0 | Semi-Peak | 0 | 1 | Off Peak | 0 | 1 | Off Peak | 0 | 1 | 0 | Off Peak | 0 | 1 | 0 | Off Peak | 0 | 1 | 0 | Off Peak
2020 | 9 | 16 | 2020-09-16 | 8 | 1 | 0 | 0 | [6 empty] | 0 | 0 | 1 | 0 | Off Peak | 0 | 1 | 0 | Semi-Peak | 0 | 1 | Off Peak | 0 | 1 | Off Peak | 0 | 1 | 0 | Off Peak | 0 | 1 | 0 | Off Peak | 0 | 1 | 0 | Off Peak
2020 | 9 | 16 | 2020-09-16 | 9 | 1 | 0 | 0 | [6 empty] | 0 | 0 | 1 | 0 | Off Peak | 0 | 1 | 0 | Semi-Peak | 0 | 1 | Off Peak | 0 | 1 | Off Peak | 0 | 1 | 0 | Off Peak | 0 | 1 | 0 | Off Peak | 0 | 1 | 0 | Off Peak
2020 | 9 | 16 | 2020-09-16 | 10 | 1 | 0 | 0 | [6 empty] | 0 | 0 | 1 | 0 | Off Peak | 0 | 1 | 0 | Semi-Peak | 0 | 1 | Off Peak | 0 | 1 | Off Peak | 0 | 1 | 0 | Off Peak | 0 | 1 | 0 | Off Peak | 0 | 1 | 0 | Off Peak
2020 | 9 | 16 | 2020-09-16 | 11 | 1 | 0 | 0 | [6 empty] | 0 | 0 | 1 | 0 | Off Peak | 0 | 1 | 0 | Semi-Peak | 0 | 1 | Off Peak | 0 | 1 | Off Peak | 0 | 1 | 0 | Off Peak | 0 | 1 | 0 | Off Peak | 0 | 1 | 0 | Off Peak
2020 | 9 | 16 | 2020-09-16 | 12 | 1 | 0 | 0 | [6 empty] | 0 | 0 | 1 | 0 | Off Peak | 1 | 0 | 0 | On Peak | 0 | 1 | Off Peak | 0 | 1 | Off Peak | 1 | 0 | 0 | On Peak | 0 | 1 | 0 | Off Peak | 0 | 1 | 0 | Off Peak
2020 | 9 | 16 | 2020-09-16 | 13 | 1 | 0 | 0 | [6 empty] | 0 | 0 | 1 | 0 | Off Peak | 1 | 0 | 0 | On Peak | 0 | 1 | Off Peak | 1 | 0 | On Peak | 1 | 0 | 0 | On Peak | 1 | 0 | 0 | On Peak | 1 | 0 | 0 | On Peak
2020 | 9 | 16 | 2020-09-16 | 14 | 1 | 0 | 0 | [6 empty] | 0 | 0 | 1 | 0 | Off Peak | 1 | 0 | 0 | On Peak | 0 | 1 | Off Peak | 1 | 0 | On Peak | 1 | 0 | 0 | On Peak | 1 | 0 | 0 | On Peak | 1 | 0 | 0 | On Peak
2020 | 9 | 16 | 2020-09-16 | 15 | 1 | 0 | 0 | [6 empty] | 0 | 0 | 1 | 0 | Off Peak | 1 | 0 | 0 | On Peak | 0 | 1 | Off Peak | 1 | 0 | On Peak | 1 | 0 | 0 | On Peak | 1 | 0 | 0 | On Peak | 1 | 0 | 0 | On Peak
2020 | 9 | 16 | 2020-09-16 | 16 | 1 | 0 | 0 | [6 empty] | 0 | 0 | 1 | 0 | Off Peak | 1 | 0 | 0 | On Peak | 0 | 1 | Off Peak | 1 | 0 | On Peak | 1 | 0 | 0 | On Peak | 1 | 0 | 0 | On Peak | 1 | 0 | 0 | On Peak
2020 | 9 | 16 | 2020-09-16 | 17 | 1 | 0 | 0 | [6 empty] | 0 | 1 | 0 | 0 | On Peak | 1 | 0 | 0 | On Peak | 1 | 0 | On Peak | 1 | 0 | On Peak | 1 | 0 | 0 | On Peak | 1 | 0 | 0 | On Peak | 1 | 0 | 0 | On Peak
2020 | 9 | 16 | 2020-09-16 | 18 | 1 | 0 | 0 | [6 empty] | 0 | 1 | 0 | 0 | On Peak | 1 | 0 | 0 | On Peak | 1 | 0 | On Peak | 1 | 0 | On Peak | 1 | 0 | 0 | On Peak | 1 | 0 | 0 | On Peak | 1 | 0 | 0 | On Peak
2020 | 9 | 16 | 2020-09-16 | 19 | 1 | 0 | 0 | [6 empty] | 0 | 1 | 0 | 0 | On Peak | 0 | 1 | 0 | Semi-Peak | 1 | 0 | On Peak | 0 | 1 | Off Peak | 0 | 1 | 0 | Off Peak | 1 | 0 | 0 | On Peak | 0 | 1 | 0 | Off Peak
2020 | 9 | 16 | 2020-09-16 | 20 | 1 | 0 | 0 | [6 empty] | 0 | 1 | 0 | 0 | On Peak | 0 | 1 | 0 | Semi-Peak | 1 | 0 | On Peak | 0 | 1 | Off Peak | 0 | 1 | 0 | Off Peak | 1 | 0 | 0 | On Peak | 0 | 1 | 0 | Off Peak
2020 | 9 | 16 | 2020-09-16 | 21 | 1 | 0 | 0 | [6 empty] | 0 | 1 | 0 | 0 | On Peak | 0 | 1 | 0 | Semi-Peak | 1 | 0 | On Peak | 0 | 1 | Off Peak | 0 | 1 | 0 | Off Peak | 0 | 1 | 0 | Off Peak | 0 | 1 | 0 | Off Peak
2020 | 9 | 16 | 2020-09-16 | 22 | 1 | 0 | 0 | [6 empty] | 0 | 0 | 1 | 0 | Off Peak | 0 | 1 | 0 | Semi-Peak | 0 | 1 | Off Peak | 0 | 1 | Off Peak | 0 | 1 | 0 | Off Peak | 0 | 1 | 0 | Off Peak | 0 | 1 | 0 | Off Peak
2020 | 9 | 16 | 2020-09-16 | 23 | 1 | 0 | 0 | [6 empty] | 0 | 0 | 1 | 0 | Off Peak | 0 | 0 | 1 | Off Peak | 0 | 1 | Off Peak | 0 | 1 | Off Peak | 0 | 0 | 1 | Super Off Peak | 0 | 1 | 0 | Off Peak | 0 | 1 | 0 | Off Peak
2020 | 9 | 16 | 2020-09-16 | 24 | 1 | 0 | 0 | [6 empty] | 0 | 0 | 1 | 0 | Off Peak | 0 | 0 | 1 | Off Peak | 0 | 1 | Off Peak | 0 | 1 | Off Peak | 0 | 0 | 1 | Super Off Peak | 0 | 1 | 0 | Off Peak | 0 | 1 | 0 | Off Peak
2020 | 9 | 17 | 2020-09-17 | 1 | 1 | 0 | 0 | [6 empty] | 0 | 0 | 0 | 1 | Super Off Peak | 0 | 0 | 1 | Off Peak | 0 | 1 | Off Peak | 0 | 1 | Off Peak | 0 | 0 | 1 | Super Off Peak | 0 | 0 | 1 | Super Off Peak | 0 | 0 | 1 | Super Off Peak
2020 | 9 | 17 | 2020-09-17 | 2 | 1 | 0 | 0 | [6 empty] | 0 | 0 | 0 | 1 | Super Off Peak | 0 | 0 | 1 | Off Peak | 0 | 1 | Off Peak | 0 | 1 | Off Peak | 0 | 0 | 1 | Super Off Peak | 0 | 0 | 1 | Super Off Peak | 0 | 0 | 1 | Super Off Peak
2020 | 9 | 17 | 2020-09-17 | 3 | 1 | 0 | 0 | [6 empty] | 0 | 0 | 0 | 1 | Super Off Peak | 0 | 0 | 1 | Off Peak | 0 | 1 | Off Peak | 0 | 1 | Off Peak | 0 | 0 | 1 | Super Off Peak | 0 | 0 | 1 | Super Off Peak | 0 | 0 | 1 | Super Off Peak
2020 | 9 | 17 | 2020-09-17 | 4 | 1 | 0 | 0 | [6 empty] | 0 | 0 | 0 | 1 | Super Off Peak | 0 | 0 | 1 | Off Peak | 0 | 1 | Off Peak | 0 | 1 | Off Peak | 0 | 0 | 1 | Super Off Peak | 0 | 0 | 1 | Super Off Peak | 0 | 0 | 1 | Super Off Peak
2020 | 9 | 17 | 2020-09-17 | 5 | 1 | 0 | 0 | [6 empty] | 0 | 0 | 0 | 1 | Super Off Peak | 0 | 0 | 1 | Off Peak | 0 | 1 | Off Peak | 0 | 1 | Off Peak | 0 | 0 | 1 | Super Off Peak | 0 | 0 | 1 | Super Off Peak | 0 | 0 | 1 | Super Off Peak
2020 | 9 | 17 | 2020-09-17 | 6 | 1 | 0 | 0 | [6 empty] | 0 | 0 | 0 | 1 | Super Off Peak | 0 | 0 | 1 | Off Peak | 0 | 1 | Off Peak | 0 | 1 | Off Peak | 0 | 0 | 1 | Super Off Peak | 0 | 1 | 0 | Off Peak | 0 | 1 | 0 | Off Peak
2020 | 9 | 17 | 2020-09-17 | 7 | 1 | 0 | 0 | [6 empty] | 0 | 0 | 1 | 0 | Off Peak | 0 | 1 | 0 | Semi-Peak | 0 | 1 | Off Peak | 0 | 1 | Off Peak | 0 | 1 | 0 | Off Peak | 0 | 1 | 0 | Off Peak | 0 | 1 | 0 | Off Peak
2020 | 9 | 17 | 2020-09-17 | 8 | 1 | 0 | 0 | [6 empty] | 0 | 0 | 1 | 0 | Off Peak | 0 | 1 | 0 | Semi-Peak | 0 | 1 | Off Peak | 0 | 1 | Off Peak | 0 | 1 | 0 | Off Peak | 0 | 1 | 0 | Off Peak | 0 | 1 | 0 | Off Peak
2020 | 9 | 17 | 2020-09-17 | 9 | 1 | 0 | 0 | [6 empty] | 0 | 0 | 1 | 0 | Off Peak | 0 | 1 | 0 | Semi-Peak | 0 | 1 | Off Peak | 0 | 1 | Off Peak | 0 | 1 | 0 | Off Peak | 0 | 1 | 0 | Off Peak | 0 | 1 | 0 | Off Peak
2020 | 9 | 17 | 2020-09-17 | 10 | 1 | 0 | 0 | [6 empty] | 0 | 0 | 1 | 0 | Off Peak | 0 | 1 | 0 | Semi-Peak | 0 | 1 | Off Peak | 0 | 1 | Off Peak | 0 | 1 | 0 | Off Peak | 0 | 1 | 0 | Off Peak | 0 | 1 | 0 | Off Peak
2020 | 9 | 17 | 2020-09-17 | 11 | 1 | 0 | 0 | [6 empty] | 0 | 0 | 1 | 0 | Off Peak | 0 | 1 | 0 | Semi-Peak | 0 | 1 | Off Peak | 0 | 1 | Off Peak | 0 | 1 | 0 | Off Peak | 0 | 1 | 0 | Off Peak | 0 | 1 | 0 | Off Peak
2020 | 9 | 17 | 2020-09-17 | 12 | 1 | 0 | 0 | [6 empty] | 0 | 0 | 1 | 0 | Off Peak | 1 | 0 | 0 | On Peak | 0 | 1 | Off Peak | 0 | 1 | Off Peak | 1 | 0 | 0 | On Peak | 0 | 1 | 0 | Off Peak | 0 | 1 | 0 | Off Peak
2020 | 9 | 17 | 2020-09-17 | 13 | 1 | 0 | 0 | [6 empty] | 0 | 0 | 1 | 0 | Off Peak | 1 | 0 | 0 | On Peak | 0 | 1 | Off Peak | 1 | 0 | On Peak | 1 | 0 | 0 | On Peak | 1 | 0 | 0 | On Peak | 1 | 0 | 0 | On Peak
2020 | 9 | 17 | 2020-09-17 | 14 | 1 | 0 | 0 | [6 empty] | 0 | 0 | 1 | 0 | Off Peak | 1 | 0 | 0 | On Peak | 0 | 1 | Off Peak | 1 | 0 | On Peak | 1 | 0 | 0 | On Peak | 1 | 0 | 0 | On Peak | 1 | 0 | 0 | On Peak
2020 | 9 | 17 | 2020-09-17 | 15 | 1 | 0 | 0 | [6 empty] | 0 | 0 | 1 | 0 | Off Peak | 1 | 0 | 0 | On Peak | 0 | 1 | Off Peak | 1 | 0 | On Peak | 1 | 0 | 0 | On Peak | 1 | 0 | 0 | On Peak | 1 | 0 | 0 | On Peak
2020 | 9 | 17 | 2020-09-17 | 16 | 1 | 0 | 0 | [6 empty] | 0 | 0 | 1 | 0 | Off Peak | 1 | 0 | 0 | On Peak | 0 | 1 | Off Peak | 1 | 0 | On Peak | 1 | 0 | 0 | On Peak | 1 | 0 | 0 | On Peak | 1 | 0 | 0 | On Peak
2020 | 9 | 17 | 2020-09-17 | 17 | 1 | 0 | 0 | [6 empty] | 0 | 1 | 0 | 0 | On Peak | 1 | 0 | 0 | On Peak | 1 | 0 | On Peak | 1 | 0 | On Peak | 1 | 0 | 0 | On Peak | 1 | 0 | 0 | On Peak | 1 | 0 | 0 | On Peak
2020 | 9 | 17 | 2020-09-17 | 18 | 1 | 0 | 0 | [6 empty] | 0 | 1 | 0 | 0 | On Peak | 1 | 0 | 0 | On Peak | 1 | 0 | On Peak | 1 | 0 | On Peak | 1 | 0 | 0 | On Peak | 1 | 0 | 0 | On Peak | 1 | 0 | 0 | On Peak
2020 | 9 | 17 | 2020-09-17 | 19 | 1 | 0 | 0 | [6 empty] | 0 | 1 | 0 | 0 | On Peak | 0 | 1 | 0 | Semi-Peak | 1 | 0 | On Peak | 0 | 1 | Off Peak | 0 | 1 | 0 | Off Peak | 1 | 0 | 0 | On Peak | 0 | 1 | 0 | Off Peak
2020 | 9 | 17 | 2020-09-17 | 20 | 1 | 0 | 0 | [6 empty] | 0 | 1 | 0 | 0 | On Peak | 0 | 1 | 0 | Semi-Peak | 1 | 0 | On Peak | 0 | 1 | Off Peak | 0 | 1 | 0 | Off Peak | 1 | 0 | 0 | On Peak | 0 | 1 | 0 | Off Peak
2020 | 9 | 17 | 2020-09-17 | 21 | 1 | 0 | 0 | [6 empty] | 0 | 1 | 0 | 0 | On Peak | 0 | 1 | 0 | Semi-Peak | 1 | 0 | On Peak | 0 | 1 | Off Peak | 0 | 1 | 0 | Off Peak | 0 | 1 | 0 | Off Peak | 0 | 1 | 0 | Off Peak
2020 | 9 | 17 | 2020-09-17 | 22 | 1 | 0 | 0 | [6 empty] | 0 | 0 | 1 | 0 | Off Peak | 0 | 1 | 0 | Semi-Peak | 0 | 1 | Off Peak | 0 | 1 | Off Peak | 0 | 1 | 0 | Off Peak | 0 | 1 | 0 | Off Peak | 0 | 1 | 0 | Off Peak
2020 | 9 | 17 | 2020-09-17 | 23 | 1 | 0 | 0 | [6 empty] | 0 | 0 | 1 | 0 | Off Peak | 0 | 0 | 1 | Off Peak | 0 | 1 | Off Peak | 0 | 1 | Off Peak | 0 | 0 | 1 | Super Off Peak | 0 | 1 | 0 | Off Peak | 0 | 1 | 0 | Off Peak
2020 | 9 | 17 | 2020-09-17 | 24 | 1 | 0 | 0 | [6 empty] | 0 | 0 | 1 | 0 | Off Peak | 0 | 0 | 1 | Off Peak | 0 | 1 | Off Peak | 0 | 1 | Off Peak | 0 | 0 | 1 | Super Off Peak | 0 | 1 | 0 | Off Peak | 0 | 1 | 0 | Off Peak
2020 | 9 | 18 | 2020-09-18 | 1 | 1 | 0 | 0 | [6 empty] | 0 | 0 | 0 | 1 | Super Off Peak | 0 | 0 | 1 | Off Peak | 0 | 1 | Off Peak | 0 | 1 | Off Peak | 0 | 0 | 1 | Super Off Peak | 0 | 0 | 1 | Super Off Peak | 0 | 0 | 1 | Super Off Peak
2020 | 9 | 18 | 2020-09-18 | 2 | 1 | 0 | 0 | [6 empty] | 0 | 0 | 0 | 1 | Super Off Peak | 0 | 0 | 1 | Off Peak | 0 | 1 | Off Peak | 0 | 1 | Off Peak | 0 | 0 | 1 | Super Off Peak | 0 | 0 | 1 | Super Off Peak | 0 | 0 | 1 | Super Off Peak
2020 | 9 | 18 | 2020-09-18 | 3 | 1 | 0 | 0 | [6 empty] | 0 | 0 | 0 | 1 | Super Off Peak | 0 | 0 | 1 | Off Peak | 0 | 1 | Off Peak | 0 | 1 | Off Peak | 0 | 0 | 1 | Super Off Peak | 0 | 0 | 1 | Super Off Peak | 0 | 0 | 1 | Super Off Peak
2020 | 9 | 18 | 2020-09-18 | 4 | 1 | 0 | 0 | [6 empty] | 0 | 0 | 0 | 1 | Super Off Peak | 0 | 0 | 1 | Off Peak | 0 | 1 | Off Peak | 0 | 1 | Off Peak | 0 | 0 | 1 | Super Off Peak | 0 | 0 | 1 | Super Off Peak | 0 | 0 | 1 | Super Off Peak
2020 | 9 | 18 | 2020-09-18 | 5 | 1 | 0 | 0 | [6 empty] | 0 | 0 | 0 | 1 | Super Off Peak | 0 | 0 | 1 | Off Peak | 0 | 1 | Off Peak | 0 | 1 | Off Peak | 0 | 0 | 1 | Super Off Peak | 0 | 0 | 1 | Super Off Peak | 0 | 0 | 1 | Super Off Peak
2020 | 9 | 18 | 2020-09-18 | 6 | 1 | 0 | 0 | [6 empty] | 0 | 0 | 0 | 1 | Super Off Peak | 0 | 0 | 1 | Off Peak | 0 | 1 | Off Peak | 0 | 1 | Off Peak | 0 | 0 | 1 | Super Off Peak | 0 | 1 | 0 | Off Peak | 0 | 1 | 0 | Off Peak
2020 | 9 | 18 | 2020-09-18 | 7 | 1 | 0 | 0 | [6 empty] | 0 | 0 | 1 | 0 | Off Peak | 0 | 1 | 0 | Semi-Peak | 0 | 1 | Off Peak | 0 | 1 | Off Peak | 0 | 1 | 0 | Off Peak | 0 | 1 | 0 | Off Peak | 0 | 1 | 0 | Off Peak
2020 | 9 | 18 | 2020-09-18 | 8 | 1 | 0 | 0 | [6 empty] | 0 | 0 | 1 | 0 | Off Peak | 0 | 1 | 0 | Semi-Peak | 0 | 1 | Off Peak | 0 | 1 | Off Peak | 0 | 1 | 0 | Off Peak | 0 | 1 | 0 | Off Peak | 0 | 1 | 0 | Off Peak
2020 | 9 | 18 | 2020-09-18 | 9 | 1 | 0 | 0 | [6 empty] | 0 | 0 | 1 | 0 | Off Peak | 0 | 1 | 0 | Semi-Peak | 0 | 1 | Off Peak | 0 | 1 | Off Peak | 0 | 1 | 0 | Off Peak | 0 | 1 | 0 | Off Peak | 0 | 1 | 0 | Off Peak
2020 | 9 | 18 | 2020-09-18 | 10 | 1 | 0 | 0 | [6 empty] | 0 | 0 | 1 | 0 | Off Peak | 0 | 1 | 0 | Semi-Peak | 0 | 1 | Off Peak | 0 | 1 | Off Peak | 0 | 1 | 0 | Off Peak | 0 | 1 | 0 | Off Peak | 0 | 1 | 0 | Off Peak
2020 | 9 | 18 | 2020-09-18 | 11 | 1 | 0 | 0 | [6 empty] | 0 | 0 | 1 | 0 | Off Peak | 0 | 1 | 0 | Semi-Peak | 0 | 1 | Off Peak | 0 | 1 | Off Peak | 0 | 1 | 0 | Off Peak | 0 | 1 | 0 | Off Peak | 0 | 1 | 0 | Off Peak
2020 | 9 | 18 | 2020-09-18 | 12 | 1 | 0 | 0 | [6 empty] | 0 | 0 | 1 | 0 | Off Peak | 1 | 0 | 0 | On Peak | 0 | 1 | Off Peak | 0 | 1 | Off Peak | 1 | 0 | 0 | On Peak | 0 | 1 | 0 | Off Peak | 0 | 1 | 0 | Off Peak
2020 | 9 | 18 | 2020-09-18 | 13 | 1 | 0 | 0 | [6 empty] | 0 | 0 | 1 | 0 | Off Peak | 1 | 0 | 0 | On Peak | 0 | 1 | Off Peak | 1 | 0 | On Peak | 1 | 0 | 0 | On Peak | 1 | 0 | 0 | On Peak | 1 | 0 | 0 | On Peak
2020 | 9 | 18 | 2020-09-18 | 14 | 1 | 0 | 0 | [6 empty] | 0 | 0 | 1 | 0 | Off Peak | 1 | 0 | 0 | On Peak | 0 | 1 | Off Peak | 1 | 0 | On Peak | 1 | 0 | 0 | On Peak | 1 | 0 | 0 | On Peak | 1 | 0 | 0 | On Peak
2020 | 9 | 18 | 2020-09-18 | 15 | 1 | 0 | 0 | [6 empty] | 0 | 0 | 1 | 0 | Off Peak | 1 | 0 | 0 | On Peak | 0 | 1 | Off Peak | 1 | 0 | On Peak | 1 | 0 | 0 | On Peak | 1 | 0 | 0 | On Peak | 1 | 0 | 0 | On Peak
2020 | 9 | 18 | 2020-09-18 | 16 | 1 | 0 | 0 | [6 empty] | 0 | 0 | 1 | 0 | Off Peak | 1 | 0 | 0 | On Peak | 0 | 1 | Off Peak | 1 | 0 | On Peak | 1 | 0 | 0 | On Peak | 1 | 0 | 0 | On Peak | 1 | 0 | 0 | On Peak
2020 | 9 | 18 | 2020-09-18 | 17 | 1 | 0 | 0 | [6 empty] | 0 | 1 | 0 | 0 | On Peak | 1 | 0 | 0 | On Peak | 1 | 0 | On Peak | 1 | 0 | On Peak | 1 | 0 | 0 | On Peak | 1 | 0 | 0 | On Peak | 1 | 0 | 0 | On Peak
2020 | 9 | 18 | 2020-09-18 | 18 | 1 | 0 | 0 | [6 empty] | 0 | 1 | 0 | 0 | On Peak | 1 | 0 | 0 | On Peak | 1 | 0 | On Peak | 1 | 0 | On Peak | 1 | 0 | 0 | On Peak | 1 | 0 | 0 | On Peak | 1 | 0 | 0 | On Peak
2020 | 9 | 18 | 2020-09-18 | 19 | 1 | 0 | 0 | [6 empty] | 0 | 1 | 0 | 0 | On Peak | 0 | 1 | 0 | Semi-Peak | 1 | 0 | On Peak | 0 | 1 | Off Peak | 0 | 1 | 0 | Off Peak | 1 | 0 | 0 | On Peak | 0 | 1 | 0 | Off Peak
2020 | 9 | 18 | 2020-09-18 | 20 | 1 | 0 | 0 | [6 empty] | 0 | 1 | 0 | 0 | On Peak | 0 | 1 | 0 | Semi-Peak | 1 | 0 | On Peak | 0 | 1 | Off Peak | 0 | 1 | 0 | Off Peak | 1 | 0 | 0 | On Peak | 0 | 1 | 0 | Off Peak
2020 | 9 | 18 | 2020-09-18 | 21 | 1 | 0 | 0 | [6 empty] | 0 | 1 | 0 | 0 | On Peak | 0 | 1 | 0 | Semi-Peak | 1 | 0 | On Peak | 0 | 1 | Off Peak | 0 | 1 | 0 | Off Peak | 0 | 1 | 0 | Off Peak | 0 | 1 | 0 | Off Peak
2020 | 9 | 18 | 2020-09-18 | 22 | 1 | 0 | 0 | [6 empty] | 0 | 0 | 1 | 0 | Off Peak | 0 | 1 | 0 | Semi-Peak | 0 | 1 | Off Peak | 0 | 1 | Off Peak | 0 | 1 | 0 | Off Peak | 0 | 1 | 0 | Off Peak | 0 | 1 | 0 | Off Peak
2020 | 9 | 18 | 2020-09-18 | 23 | 1 | 0 | 0 | [6 empty] | 0 | 0 | 1 | 0 | Off Peak | 0 | 0 | 1 | Off Peak | 0 | 1 | Off Peak | 0 | 1 | Off Peak | 0 | 0 | 1 | Super Off Peak | 0 | 1 | 0 | Off Peak | 0 | 1 | 0 | Off Peak
2020 | 9 | 18 | 2020-09-18 | 24 | 1 | 0 | 0 | [6 empty] | 0 | 0 | 1 | 0 | Off Peak | 0 | 0 | 1 | Off Peak | 0 | 1 | Off Peak | 0 | 1 | Off Peak | 0 | 0 | 1 | Super Off Peak | 0 | 1 | 0 | Off Peak | 0 | 1 | 0 | Off Peak
2020 | 9 | 19 | 2020-09-19 | 1 | 1 | 1 | 0 | [6 empty] | 0 | 0 | 0 | 1 | Super Off Peak | 0 | 0 | 1 | Off Peak | 0 | 1 | Off Peak | 0 | 1 | Off Peak | 0 | 0 | 1 | Super Off Peak | 0 | 0 | 1 | Super Off Peak | 0 | 0 | 1 | Super Off Peak
2020 | 9 | 19 | 2020-09-19 | 2 | 1 | 1 | 0 | [6 empty] | 0 | 0 | 0 | 1 | Super Off Peak | 0 | 0 | 1 | Off Peak | 0 | 1 | Off Peak | 0 | 1 | Off Peak | 0 | 0 | 1 | Super Off Peak | 0 | 0 | 1 | Super Off Peak | 0 | 0 | 1 | Super Off Peak
2020 | 9 | 19 | 2020-09-19 | 3 | 1 | 1 | 0 | [6 empty] | 0 | 0 | 0 | 1 | Super Off Peak | 0 | 0 | 1 | Off Peak | 0 | 1 | Off Peak | 0 | 1 | Off Peak | 0 | 0 | 1 | Super Off Peak | 0 | 0 | 1 | Super Off Peak | 0 | 0 | 1 | Super Off Peak
2020 | 9 | 19 | 2020-09-19 | 4 | 1 | 1 | 0 | [6 empty] | 0 | 0 | 0 | 1 | Super Off Peak | 0 | 0 | 1 | Off Peak | 0 | 1 | Off Peak | 0 | 1 | Off Peak | 0 | 0 | 1 | Super Off Peak | 0 | 0 | 1 | Super Off Peak | 0 | 0 | 1 | Super Off Peak
2020 | 9 | 19 | 2020-09-19 | 5 | 1 | 1 | 0 | [6 empty] | 0 | 0 | 0 | 1 | Super Off Peak | 0 | 0 | 1 | Off Peak | 0 | 1 | Off Peak | 0 | 1 | Off Peak | 0 | 0 | 1 | Super Off Peak | 0 | 0 | 1 | Super Off Peak | 0 | 0 | 1 | Super Off Peak
2020 | 9 | 19 | 2020-09-19 | 6 | 1 | 1 | 0 | [6 empty] | 0 | 0 | 0 | 1 | Super Off Peak | 0 | 0 | 1 | Off Peak | 0 | 1 | Off Peak | 0 | 1 | Off Peak | 0 | 0 | 1 | Super Off Peak | 0 | 1 | 0 | Off Peak | 0 | 1 | 0 | Off Peak
2020 | 9 | 19 | 2020-09-19 | 7 | 1 | 1 | 0 | [6 empty] | 0 | 0 | 0 | 1 | Super Off Peak | 0 | 0 | 1 | Off Peak | 0 | 1 | Off Peak | 0 | 1 | Off Peak | 0 | 0 | 1 | Super Off Peak | 0 | 1 | 0 | Off Peak | 0 | 1 | 0 | Off Peak
2020 | 9 | 19 | 2020-09-19 | 8 | 1 | 1 | 0 | [6 empty] | 0 | 0 | 0 | 1 | Super Off Peak | 0 | 0 | 1 | Off Peak | 0 | 1 | Off Peak | 0 | 1 | Off Peak | 0 | 0 | 1 | Super Off Peak | 0 | 1 | 0 | Off Peak | 0 | 1 | 0 | Off Peak
2020 | 9 | 19 | 2020-09-19 | 9 | 1 | 1 | 0 | [6 empty] | 0 | 0 | 0 | 1 | Super Off Peak | 0 | 0 | 1 | Off Peak | 0 | 1 | Off Peak | 0 | 1 | Off Peak | 0 | 0 | 1 | Super Off Peak | 0 | 1 | 0 | Off Peak | 0 | 1 | 0 | Off Peak
2020 | 9 | 19 | 2020-09-19 | 10 | 1 | 1 | 0 | [6 empty] | 0 | 0 | 0 | 1 | Super Off Peak | 0 | 0 | 1 | Off Peak | 0 | 1 | Off Peak | 0 | 1 | Off Peak | 0 | 0 | 1 | Super Off Peak | 0 | 1 | 0 | Off Peak | 0 | 1 | 0 | Off Peak
2020 | 9 | 19 | 2020-09-19 | 11 | 1 | 1 | 0 | [6 empty] | 0 | 0 | 0 | 1 | Super Off Peak | 0 | 0 | 1 | Off Peak | 0 | 1 | Off Peak | 0 | 1 | Off Peak | 0 | 0 | 1 | Super Off Peak | 0 | 1 | 0 | Off Peak | 0 | 1 | 0 | Off Peak
2020 | 9 | 19 | 2020-09-19 | 12 | 1 | 1 | 0 | [6 empty] | 0 | 0 | 0 | 1 | Super Off Peak | 0 | 0 | 1 | Off Peak | 0 | 1 | Off Peak | 0 | 1 | Off Peak | 0 | 0 | 1 | Super Off Peak | 0 | 1 | 0 | Off Peak | 0 | 1 | 0 | Off Peak
2020 | 9 | 19 | 2020-09-19 | 13 | 1 | 1 | 0 | [6 empty] | 0 | 0 | 0 | 1 | Super Off Peak | 0 | 0 | 1 | Off Peak | 0 | 1 | Off Peak | 0 | 1 | Off Peak | 0 | 0 | 1 | Super Off Peak | 1 | 0 | 0 | On Peak | 1 | 0 | 0 | On Peak
2020 | 9 | 19 | 2020-09-19 | 14 | 1 | 1 | 0 | [6 empty] | 0 | 0 | 0 | 1 | Super Off Peak | 0 | 0 | 1 | Off Peak | 0 | 1 | Off Peak | 0 | 1 | Off Peak | 0 | 0 | 1 | Super Off Peak | 1 | 0 | 0 | On Peak | 1 | 0 | 0 | On Peak
2020 | 9 | 19 | 2020-09-19 | 15 | 1 | 1 | 0 | [6 empty] | 0 | 0 | 1 | 0 | Off Peak | 0 | 0 | 1 | Off Peak | 0 | 1 | Off Peak | 0 | 1 | Off Peak | 0 | 0 | 1 | Super Off Peak | 1 | 0 | 0 | On Peak | 1 | 0 | 0 | On Peak
2020 | 9 | 19 | 2020-09-19 | 16 | 1 | 1 | 0 | [6 empty] | 0 | 0 | 1 | 0 | Off Peak | 0 | 0 | 1 | Off Peak | 0 | 1 | Off Peak | 0 | 1 | Off Peak | 0 | 0 | 1 | Super Off Peak | 1 | 0 | 0 | On Peak | 1 | 0 | 0 | On Peak
2020 | 9 | 19 | 2020-09-19 | 17 | 1 | 1 | 0 | [6 empty] | 0 | 1 | 0 | 0 | On Peak | 0 | 0 | 1 | Off Peak | 0 | 1 | Off Peak | 0 | 1 | Off Peak | 0 | 0 | 1 | Super Off Peak | 1 | 0 | 0 | On Peak | 1 | 0 | 0 | On Peak
2020 | 9 | 19 | 2020-09-19 | 18 | 1 | 1 | 0 | [6 empty] | 0 | 1 | 0 | 0 | On Peak | 0 | 0 | 1 | Off Peak | 0 | 1 | Off Peak | 0 | 1 | Off Peak | 0 | 0 | 1 | Super Off Peak | 1 | 0 | 0 | On Peak | 1 | 0 | 0 | On Peak
2020 | 9 | 19 | 2020-09-19 | 19 | 1 | 1 | 0 | [6 empty] | 0 | 1 | 0 | 0 | On Peak | 0 | 0 | 1 | Off Peak | 0 | 1 | Off Peak | 0 | 1 | Off Peak | 0 | 0 | 1 | Super Off Peak | 1 | 0 | 0 | On Peak | 0 | 1 | 0 | Off Peak
2020 | 9 | 19 | 2020-09-19 | 20 | 1 | 1 | 0 | [6 empty] | 0 | 1 | 0 | 0 | On Peak | 0 | 0 | 1 | Off Peak | 0 | 1 | Off Peak | 0 | 1 | Off Peak | 0 | 0 | 1 | Super Off Peak | 1 | 0 | 0 | On Peak | 0 | 1 | 0 | Off Peak
2020 | 9 | 19 | 2020-09-19 | 21 | 1 | 1 | 0 | [6 empty] | 0 | 1 | 0 | 0 | On Peak | 0 | 0 | 1 | Off Peak | 0 | 1 | Off Peak | 0 | 1 | Off Peak | 0 | 0 | 1 | Super Off Peak | 0 | 1 | 0 | Off Peak | 0 | 1 | 0 | Off Peak
2020 | 9 | 19 | 2020-09-19 | 22 | 1 | 1 | 0 | [6 empty] | 0 | 0 | 1 | 0 | Off Peak | 0 | 0 | 1 | Off Peak | 0 | 1 | Off Peak | 0 | 1 | Off Peak | 0 | 0 | 1 | Super Off Peak | 0 | 1 | 0 | Off Peak | 0 | 1 | 0 | Off Peak
2020 | 9 | 19 | 2020-09-19 | 23 | 1 | 1 | 0 | [6 empty] | 0 | 0 | 1 | 0 | Off Peak | 0 | 0 | 1 | Off Peak | 0 | 1 | Off Peak | 0 | 1 | Off Peak | 0 | 0 | 1 | Super Off Peak | 0 | 1 | 0 | Off Peak | 0 | 1 | 0 | Off Peak
2020 | 9 | 19 | 2020-09-19 | 24 | 1 | 1 | 0 | [6 empty] | 0 | 0 | 1 | 0 | Off Peak | 0 | 0 | 1 | Off Peak | 0 | 1 | Off Peak | 0 | 1 | Off Peak | 0 | 0 | 1 | Super Off Peak | 0 | 1 | 0 | Off Peak | 0 | 1 | 0 | Off Peak
2020 | 9 | 20 | 2020-09-20 | 1 | 1 | 1 | 0 | [6 empty] | 0 | 0 | 0 | 1 | Super Off Peak | 0 | 0 | 1 | Off Peak | 0 | 1 | Off Peak | 0 | 1 | Off Peak | 0 | 0 | 1 | Super Off Peak | 0 | 0 | 1 | Super Off Peak | 0 | 0 | 1 | Super Off Peak
2020 | 9 | 20 | 2020-09-20 | 2 | 1 | 1 | 0 | [6 empty] | 0 | 0 | 0 | 1 | Super Off Peak | 0 | 0 | 1 | Off Peak | 0 | 1 | Off Peak | 0 | 1 | Off Peak | 0 | 0 | 1 | Super Off Peak | 0 | 0 | 1 | Super Off Peak | 0 | 0 | 1 | Super Off Peak
2020 | 9 | 20 | 2020-09-20 | 3 | 1 | 1 | 0 | [6 empty] | 0 | 0 | 0 | 1 | Super Off Peak | 0 | 0 | 1 | Off Peak | 0 | 1 | Off Peak | 0 | 1 | Off Peak | 0 | 0 | 1 | Super Off Peak | 0 | 0 | 1 | Super Off Peak | 0 | 0 | 1 | Super Off Peak
2020 | 9 | 20 | 2020-09-20 | 4 | 1 | 1 | 0 | [6 empty] | 0 | 0 | 0 | 1 | Super Off Peak | 0 | 0 | 1 | Off Peak | 0 | 1 | Off Peak | 0 | 1 | Off Peak | 0 | 0 | 1 | Super Off Peak | 0 | 0 | 1 | Super Off Peak | 0 | 0 | 1 | Super Off Peak
2020 | 9 | 20 | 2020-09-20 | 5 | 1 | 1 | 0 | [6 empty] | 0 | 0 | 0 | 1 | Super Off Peak | 0 | 0 | 1 | Off Peak | 0 | 1 | Off Peak | 0 | 1 | Off Peak | 0 | 0 | 1 | Super Off Peak | 0 | 0 | 1 | Super Off Peak | 0 | 0 | 1 | Super Off Peak
2020 | 9 | 20 | 2020-09-20 | 6 | 1 | 1 | 0 | [6 empty] | 0 | 0 | 0 | 1 | Super Off Peak | 0 | 0 | 1 | Off Peak | 0 | 1 | Off Peak | 0 | 1 | Off Peak | 0 | 0 | 1 | Super Off Peak | 0 | 1 | 0 | Off Peak | 0 | 1 | 0 | Off Peak
2020 | 9 | 20 | 2020-09-20 | 7 | 1 | 1 | 0 | [6 empty] | 0 | 0 | 0 | 1 | Super Off Peak | 0 | 0 | 1 | Off Peak | 0 | 1 | Off Peak | 0 | 1 | Off Peak | 0 | 0 | 1 | Super Off Peak | 0 | 1 | 0 | Off Peak | 0 | 1 | 0 | Off Peak
2020 | 9 | 20 | 2020-09-20 | 8 | 1 | 1 | 0 | [6 empty] | 0 | 0 | 0 | 1 | Super Off Peak | 0 | 0 | 1 | Off Peak | 0 | 1 | Off Peak | 0 | 1 | Off Peak | 0 | 0 | 1 | Super Off Peak | 0 | 1 | 0 | Off Peak | 0 | 1 | 0 | Off Peak
2020 | 9 | 20 | 2020-09-20 | 9 | 1 | 1 | 0 | [6 empty] | 0 | 0 | 0 | 1 | Super Off Peak | 0 | 0 | 1 | Off Peak | 0 | 1 | Off Peak | 0 | 1 | Off Peak | 0 | 0 | 1 | Super Off Peak | 0 | 1 | 0 | Off Peak | 0 | 1 | 0 | Off Peak
2020 | 9 | 20 | 2020-09-20 | 10 | 1 | 1 | 0 | [6 empty] | 0 | 0 | 0 | 1 | Super Off Peak | 0 | 0 | 1 | Off Peak | 0 | 1 | Off Peak | 0 | 1 | Off Peak | 0 | 0 | 1 | Super Off Peak | 0 | 1 | 0 | Off Peak | 0 | 1 | 0 | Off Peak
2020 | 9 | 20 | 2020-09-20 | 11 | 1 | 1 | 0 | [6 empty] | 0 | 0 | 0 | 1 | Super Off Peak | 0 | 0 | 1 | Off Peak | 0 | 1 | Off Peak | 0 | 1 | Off Peak | 0 | 0 | 1 | Super Off Peak | 0 | 1 | 0 | Off Peak | 0 | 1 | 0 | Off Peak
2020 | 9 | 20 | 2020-09-20 | 12 | 1 | 1 | 0 | [6 empty] | 0 | 0 | 0 | 1 | Super Off Peak | 0 | 0 | 1 | Off Peak | 0 | 1 | Off Peak | 0 | 1 | Off Peak | 0 | 0 | 1 | Super Off Peak | 0 | 1 | 0 | Off Peak | 0 | 1 | 0 | Off Peak
2020 | 9 | 20 | 2020-09-20 | 13 | 1 | 1 | 0 | [6 empty] | 0 | 0 | 0 | 1 | Super Off Peak | 0 | 0 | 1 | Off Peak | 0 | 1 | Off Peak | 0 | 1 | Off Peak | 0 | 0 | 1 | Super Off Peak | 1 | 0 | 0 | On Peak | 1 | 0 | 0 | On Peak
2020 | 9 | 20 | 2020-09-20 | 14 | 1 | 1 | 0 | [6 empty] | 0 | 0 | 0 | 1 | Super Off Peak | 0 | 0 | 1 | Off Peak | 0 | 1 | Off Peak | 0 | 1 | Off Peak | 0 | 0 | 1 | Super Off Peak | 1 | 0 | 0 | On Peak | 1 | 0 | 0 | On Peak
2020 | 9 | 20 | 2020-09-20 | 15 | 1 | 1 | 0 | [6 empty] | 0 | 0 | 1 | 0 | Off Peak | 0 | 0 | 1 | Off Peak | 0 | 1 | Off Peak | 0 | 1 | Off Peak | 0 | 0 | 1 | Super Off Peak | 1 | 0 | 0 | On Peak | 1 | 0 | 0 | On Peak
2020 | 9 | 20 | 2020-09-20 | 16 | 1 | 1 | 0 | [6 empty] | 0 | 0 | 1 | 0 | Off Peak | 0 | 0 | 1 | Off Peak | 0 | 1 | Off Peak | 0 | 1 | Off Peak | 0 | 0 | 1 | Super Off Peak | 1 | 0 | 0 | On Peak | 1 | 0 | 0 | On Peak
2020 | 9 | 20 | 2020-09-20 | 17 | 1 | 1 | 0 | [6 empty] | 0 | 1 | 0 | 0 | On Peak | 0 | 0 | 1 | Off Peak | 0 | 1 | Off Peak | 0 | 1 | Off Peak | 0 | 0 | 1 | Super Off Peak | 1 | 0 | 0 | On Peak | 1 | 0 | 0 | On Peak
2020 | 9 | 20 | 2020-09-20 | 18 | 1 | 1 | 0 | [6 empty] | 0 | 1 | 0 | 0 | On Peak | 0 | 0 | 1 | Off Peak | 0 | 1 | Off Peak | 0 | 1 | Off Peak | 0 | 0 | 1 | Super Off Peak | 1 | 0 | 0 | On Peak | 1 | 0 | 0 | On Peak
2020 | 9 | 20 | 2020-09-20 | 19 | 1 | 1 | 0 | [6 empty] | 0 | 1 | 0 | 0 | On Peak | 0 | 0 | 1 | Off Peak | 0 | 1 | Off Peak | 0 | 1 | Off Peak | 0 | 0 | 1 | Super Off Peak | 1 | 0 | 0 | On Peak | 0 | 1 | 0 | Off Peak
2020 | 9 | 20 | 2020-09-20 | 20 | 1 | 1 | 0 | [6 empty] | 0 | 1 | 0 | 0 | On Peak | 0 | 0 | 1 | Off Peak | 0 | 1 | Off Peak | 0 | 1 | Off Peak | 0 | 0 | 1 | Super Off Peak | 1 | 0 | 0 | On Peak | 0 | 1 | 0 | Off Peak
2020 | 9 | 20 | 2020-09-20 | 21 | 1 | 1 | 0 | [6 empty] | 0 | 1 | 0 | 0 | On Peak | 0 | 0 | 1 | Off Peak | 0 | 1 | Off Peak | 0 | 1 | Off Peak | 0 | 0 | 1 | Super Off Peak | 0 | 1 | 0 | Off Peak | 0 | 1 | 0 | Off Peak
2020 | 9 | 20 | 2020-09-20 | 22 | 1 | 1 | 0 | [6 empty] | 0 | 0 | 1 | 0 | Off Peak | 0 | 0 | 1 | Off Peak | 0 | 1 | Off Peak | 0 | 1 | Off Peak | 0 | 0 | 1 | Super Off Peak | 0 | 1 | 0 | Off Peak | 0 | 1 | 0 | Off Peak
2020 | 9 | 20 | 2020-09-20 | 23 | 1 | 1 | 0 | [6 empty] | 0 | 0 | 1 | 0 | Off Peak | 0 | 0 | 1 | Off Peak | 0 | 1 | Off Peak | 0 | 1 | Off Peak | 0 | 0 | 1 | Super Off Peak | 0 | 1 | 0 | Off Peak | 0 | 1 | 0 | Off Peak
2020 | 9 | 20 | 2020-09-20 | 24 | 1 | 1 | 0 | [6 empty] | 0 | 0 | 1 | 0 | Off Peak | 0 | 0 | 1 | Off Peak | 0 | 1 | Off Peak | 0 | 1 | Off Peak | 0 | 0 | 1 | Super Off Peak | 0 | 1 | 0 | Off Peak | 0 | 1 | 0 | Off Peak
2020 | 9 | 21 | 2020-09-21 | 1 | 1 | 0 | 0 | [6 empty] | 0 | 0 | 0 | 1 | Super Off Peak | 0 | 0 | 1 | Off Peak | 0 | 1 | Off Peak | 0 | 1 | Off Peak | 0 | 0 | 1 | Super Off Peak | 0 | 0 | 1 | Super Off Peak | 0 | 0 | 1 | Super Off Peak
2020 | 9 | 21 | 2020-09-21 | 2 | 1 | 0 | 0 | [6 empty] | 0 | 0 | 0 | 1 | Super Off Peak | 0 | 0 | 1 | Off Peak | 0 | 1 | Off Peak | 0 | 1 | Off Peak | 0 | 0 | 1 | Super Off Peak | 0 | 0 | 1 | Super Off Peak | 0 | 0 | 1 | Super Off Peak
2020 | 9 | 21 | 2020-09-21 | 3 | 1 | 0 | 0 | [6 empty] | 0 | 0 | 0 | 1 | Super Off Peak | 0 | 0 | 1 | Off Peak | 0 | 1 | Off Peak | 0 | 1 | Off Peak | 0 | 0 | 1 | Super Off Peak | 0 | 0 | 1 | Super Off Peak | 0 | 0 | 1 | Super Off Peak
2020 | 9 | 21 | 2020-09-21 | 4 | 1 | 0 | 0 | [6 empty] | 0 | 0 | 0 | 1 | Super Off Peak | 0 | 0 | 1 | Off Peak | 0 | 1 | Off Peak | 0 | 1 | Off Peak | 0 | 0 | 1 | Super Off Peak | 0 | 0 | 1 | Super Off Peak | 0 | 0 | 1 | Super Off Peak
2020 | 9 | 21 | 2020-09-21 | 5 | 1 | 0 | 0 | [6 empty] | 0 | 0 | 0 | 1 | Super Off Peak | 0 | 0 | 1 | Off Peak | 0 | 1 | Off Peak | 0 | 1 | Off Peak | 0 | 0 | 1 | Super Off Peak | 0 | 0 | 1 | Super Off Peak | 0 | 0 | 1 | Super Off Peak
2020 | 9 | 21 | 2020-09-21 | 6 | 1 | 0 | 0 | [6 empty] | 0 | 0 | 0 | 1 | Super Off Peak | 0 | 0 | 1 | Off Peak | 0 | 1 | Off Peak | 0 | 1 | Off Peak | 0 | 0 | 1 | Super Off Peak | 0 | 1 | 0 | Off Peak | 0 | 1 | 0 | Off Peak
2020 | 9 | 21 | 2020-09-21 | 7 | 1 | 0 | 0 | [6 empty] | 0 | 0 | 1 | 0 | Off Peak | 0 | 1 | 0 | Semi-Peak | 0 | 1 | Off Peak | 0 | 1 | Off Peak | 0 | 1 | 0 | Off Peak | 0 | 1 | 0 | Off Peak | 0 | 1 | 0 | Off Peak
2020 | 9 | 21 | 2020-09-21 | 8 | 1 | 0 | 0 | [6 empty] | 0 | 0 | 1 | 0 | Off Peak | 0 | 1 | 0 | Semi-Peak | 0 | 1 | Off Peak | 0 | 1 | Off Peak | 0 | 1 | 0 | Off Peak | 0 | 1 | 0 | Off Peak | 0 | 1 | 0 | Off Peak
2020 | 9 | 21 | 2020-09-21 | 9 | 1 | 0 | 0 | [6 empty] | 0 | 0 | 1 | 0 | Off Peak | 0 | 1 | 0 | Semi-Peak | 0 | 1 | Off Peak | 0 | 1 | Off Peak | 0 | 1 | 0 | Off Peak | 0 | 1 | 0 | Off Peak | 0 | 1 | 0 | Off Peak
2020 | 9 | 21 | 2020-09-21 | 10 | 1 | 0 | 0 | [6 empty] | 0 | 0 | 1 | 0 | Off Peak | 0 | 1 | 0 | Semi-Peak | 0 | 1 | Off Peak | 0 | 1 | Off Peak | 0 | 1 | 0 | Off Peak | 0 | 1 | 0 | Off Peak | 0 | 1 | 0 | Off Peak
2020 | 9 | 21 | 2020-09-21 | 11 | 1 | 0 | 0 | [6 empty] | 0 | 0 | 1 | 0 | Off Peak | 0 | 1 | 0 | Semi-Peak | 0 | 1 | Off Peak | 0 | 1 | Off Peak | 0 | 1 | 0 | Off Peak | 0 | 1 | 0 | Off Peak | 0 | 1 | 0 | Off Peak
2020 | 9 | 21 | 2020-09-21 | 12 | 1 | 0 | 0 | [6 empty] | 0 | 0 | 1 | 0 | Off Peak | 1 | 0 | 0 | On Peak | 0 | 1 | Off Peak | 0 | 1 | Off Peak | 1 | 0 | 0 | On Peak | 0 | 1 | 0 | Off Peak | 0 | 1 | 0 | Off Peak
2020 | 9 | 21 | 2020-09-21 | 13 | 1 | 0 | 0 | [6 empty] | 0 | 0 | 1 | 0 | Off Peak | 1 | 0 | 0 | On Peak | 0 | 1 | Off Peak | 1 | 0 | On Peak | 1 | 0 | 0 | On Peak | 1 | 0 | 0 | On Peak | 1 | 0 | 0 | On Peak
2020 | 9 | 21 | 2020-09-21 | 14 | 1 | 0 | 0 | [6 empty] | 0 | 0 | 1 | 0 | Off Peak | 1 | 0 | 0 | On Peak | 0 | 1 | Off Peak | 1 | 0 | On Peak | 1 | 0 | 0 | On Peak | 1 | 0 | 0 | On Peak | 1 | 0 | 0 | On Peak
2020 | 9 | 21 | 2020-09-21 | 15 | 1 | 0 | 0 | [6 empty] | 0 | 0 | 1 | 0 | Off Peak | 1 | 0 | 0 | On Peak | 0 | 1 | Off Peak | 1 | 0 | On Peak | 1 | 0 | 0 | On Peak | 1 | 0 | 0 | On Peak | 1 | 0 | 0 | On Peak
2020 | 9 | 21 | 2020-09-21 | 16 | 1 | 0 | 0 | [6 empty] | 0 | 0 | 1 | 0 | Off Peak | 1 | 0 | 0 | On Peak | 0 | 1 | Off Peak | 1 | 0 | On Peak | 1 | 0 | 0 | On Peak | 1 | 0 | 0 | On Peak | 1 | 0 | 0 | On Peak
2020 | 9 | 21 | 2020-09-21 | 17 | 1 | 0 | 0 | [6 empty] | 0 | 1 | 0 | 0 | On Peak | 1 | 0 | 0 | On Peak | 1 | 0 | On Peak | 1 | 0 | On Peak | 1 | 0 | 0 | On Peak | 1 | 0 | 0 | On Peak | 1 | 0 | 0 | On Peak
2020 | 9 | 21 | 2020-09-21 | 18 | 1 | 0 | 0 | [6 empty] | 0 | 1 | 0 | 0 | On Peak | 1 | 0 | 0 | On Peak | 1 | 0 | On Peak | 1 | 0 | On Peak | 1 | 0 | 0 | On Peak | 1 | 0 | 0 | On Peak | 1 | 0 | 0 | On Peak
2020 | 9 | 21 | 2020-09-21 | 19 | 1 | 0 | 0 | [6 empty] | 0 | 1 | 0 | 0 | On Peak | 0 | 1 | 0 | Semi-Peak | 1 | 0 | On Peak | 0 | 1 | Off Peak | 0 | 1 | 0 | Off Peak | 1 | 0 | 0 | On Peak | 0 | 1 | 0 | Off Peak
2020 | 9 | 21 | 2020-09-21 | 20 | 1 | 0 | 0 | [6 empty] | 1 | 1 | 0 | 0 | On Peak | 0 | 1 | 0 | Semi-Peak | 1 | 0 | On Peak | 0 | 1 | Off Peak | 0 | 1 | 0 | Off Peak | 1 | 0 | 0 | On Peak | 0 | 1 | 0 | Off Peak | 0.7716%
2020 | 9 | 21 | 2020-09-21 | 21 | 1 | 0 | 0 | [6 empty] | 1 | 1 | 0 | 0 | On Peak | 0 | 1 | 0 | Semi-Peak | 1 | 0 | On Peak | 0 | 1 | Off Peak | 0 | 1 | 0 | Off Peak | 0 | 1 | 0 | Off Peak | 0 | 1 | 0 | Off Peak | 0.8206%
2020 | 9 | 21 | 2020-09-21 | 22 | 1 | 0 | 0 | [6 empty] | 0 | 0 | 1 | 0 | Off Peak | 0 | 1 | 0 | Semi-Peak | 0 | 1 | Off Peak | 0 | 1 | Off Peak | 0 | 1 | 0 | Off Peak | 0 | 1 | 0 | Off Peak | 0 | 1 | 0 | Off Peak
2020 | 9 | 21 | 2020-09-21 | 23 | 1 | 0 | 0 | [6 empty] | 0 | 0 | 1 | 0 | Off Peak | 0 | 0 | 1 | Off Peak | 0 | 1 | Off Peak | 0 | 1 | Off Peak | 0 | 0 | 1 | Super Off Peak | 0 | 1 | 0 | Off Peak | 0 | 1 | 0 | Off Peak
2020 | 9 | 21 | 2020-09-21 | 24 | 1 | 0 | 0 | [6 empty] | 0 | 0 | 1 | 0 | Off Peak | 0 | 0 | 1 | Off Peak | 0 | 1 | Off Peak | 0 | 1 | Off Peak | 0 | 0 | 1 | Super Off Peak | 0 | 1 | 0 | Off Peak | 0 | 1 | 0 | Off Peak
2020 | 9 | 22 | 2020-09-22 | 1 | 1 | 0 | 0 | [6 empty] | 0 | 0 | 0 | 1 | Super Off Peak | 0 | 0 | 1 | Off Peak | 0 | 1 | Off Peak | 0 | 1 | Off Peak | 0 | 0 | 1 | Super Off Peak | 0 | 0 | 1 | Super Off Peak | 0 | 0 | 1 | Super Off Peak
2020 | 9 | 22 | 2020-09-22 | 2 | 1 | 0 | 0 | [6 empty] | 0 | 0 | 0 | 1 | Super Off Peak | 0 | 0 | 1 | Off Peak | 0 | 1 | Off Peak | 0 | 1 | Off Peak | 0 | 0 | 1 | Super Off Peak | 0 | 0 | 1 | Super Off Peak | 0 | 0 | 1 | Super Off Peak
2020 | 9 | 22 | 2020-09-22 | 3 | 1 | 0 | 0 | [6 empty] | 0 | 0 | 0 | 1 | Super Off Peak | 0 | 0 | 1 | Off Peak | 0 | 1 | Off Peak | 0 | 1 | Off Peak | 0 | 0 | 1 | Super Off Peak | 0 | 0 | 1 | Super Off Peak | 0 | 0 | 1 | Super Off Peak
2020 | 9 | 22 | 2020-09-22 | 4 | 1 | 0 | 0 | [6 empty] | 0 | 0 | 0 | 1 | Super Off Peak | 0 | 0 | 1 | Off Peak | 0 | 1 | Off Peak | 0 | 1 | Off Peak | 0 | 0 | 1 | Super Off Peak | 0 | 0 | 1 | Super Off Peak | 0 | 0 | 1 | Super Off Peak
2020 | 9 | 22 | 2020-09-22 | 5 | 1 | 0 | 0 | [6 empty] | 0 | 0 | 0 | 1 | Super Off Peak | 0 | 0 | 1 | Off Peak | 0 | 1 | Off Peak | 0 | 1 | Off Peak | 0 | 0 | 1 | Super Off Peak | 0 | 0 | 1 | Super Off Peak | 0 | 0 | 1 | Super Off Peak
2020 | 9 | 22 | 2020-09-22 | 6 | 1 | 0 | 0 | [6 empty] | 0 | 0 | 0 | 1 | Super Off Peak | 0 | 0 | 1 | Off Peak | 0 | 1 | Off Peak | 0 | 1 | Off Peak | 0 | 0 | 1 | Super Off Peak | 0 | 1 | 0 | Off Peak | 0 | 1 | 0 | Off Peak
2020 | 9 | 22 | 2020-09-22 | 7 | 1 | 0 | 0 | [6 empty] | 0 | 0 | 1 | 0 | Off Peak | 0 | 1 | 0 | Semi-Peak | 0 | 1 | Off Peak | 0 | 1 | Off Peak | 0 | 1 | 0 | Off Peak | 0 | 1 | 0 | Off Peak | 0 | 1 | 0 | Off Peak
2020 | 9 | 22 | 2020-09-22 | 8 | 1 | 0 | 0 | [6 empty] | 0 | 0 | 1 | 0 | Off Peak | 0 | 1 | 0 | Semi-Peak | 0 | 1 | Off Peak | 0 | 1 | Off Peak | 0 | 1 | 0 | Off Peak | 0 | 1 | 0 | Off Peak | 0 | 1 | 0 | Off Peak
2020 | 9 | 22 | 2020-09-22 | 9 | 1 | 0 | 0 | [6 empty] | 0 | 0 | 1 | 0 | Off Peak | 0 | 1 | 0 | Semi-Peak | 0 | 1 | Off Peak | 0 | 1 | Off Peak | 0 | 1 | 0 | Off Peak | 0 | 1 | 0 | Off Peak | 0 | 1 | 0 | Off Peak
2020 | 9 | 22 | 2020-09-22 | 10 | 1 | 0 | 0 | [6 empty] | 0 | 0 | 1 | 0 | Off Peak | 0 | 1 | 0 | Semi-Peak | 0 | 1 | Off Peak | 0 | 1 | Off Peak | 0 | 1 | 0 | Off Peak | 0 | 1 | 0 | Off Peak | 0 | 1 | 0 | Off Peak
2020 | 9 | 22 | 2020-09-22 | 11 | 1 | 0 | 0 | [6 empty] | 0 | 0 | 1 | 0 | Off Peak | 0 | 1 | 0 | Semi-Peak | 0 | 1 | Off Peak | 0 | 1 | Off Peak | 0 | 1 | 0 | Off Peak | 0 | 1 | 0 | Off Peak | 0 | 1 | 0 | Off Peak
2020 | 9 | 22 | 2020-09-22 | 12 | 1 | 0 | 0 | [6 empty] | 0 | 0 | 1 | 0 | Off Peak | 1 | 0 | 0 | On Peak | 0 | 1 | Off Peak | 0 | 1 | Off Peak | 1 | 0 | 0 | On Peak | 0 | 1 | 0 | Off Peak | 0 | 1 | 0 | Off Peak
2020 | 9 | 22 | 2020-09-22 | 13 | 1 | 0 | 0 | [6 empty] | 0 | 0 | 1 | 0 | Off Peak | 1 | 0 | 0 | On Peak | 0 | 1 | Off Peak | 1 | 0 | On Peak | 1 | 0 | 0 | On Peak | 1 | 0 | 0 | On Peak | 1 | 0 | 0 | On Peak
2020 | 9 | 22 | 2020-09-22 | 14 | 1 | 0 | 0 | [6 empty] | 0 | 0 | 1 | 0 | Off Peak | 1 | 0 | 0 | On Peak | 0 | 1 | Off Peak | 1 | 0 | On Peak | 1 | 0 | 0 | On Peak | 1 | 0 | 0 | On Peak | 1 | 0 | 0 | On Peak
2020 | 9 | 22 | 2020-09-22 | 15 | 1 | 0 | 0 | [6 empty] | 0 | 0 | 1 | 0 | Off Peak | 1 | 0 | 0 | On Peak | 0 | 1 | Off Peak | 1 | 0 | On Peak | 1 | 0 | 0 | On Peak | 1 | 0 | 0 | On Peak | 1 | 0 | 0 | On Peak
2020 | 9 | 22 | 2020-09-22 | 16 | 1 | 0 | 0 | [6 empty] | 0 | 0 | 1 | 0 | Off Peak | 1 | 0 | 0 | On Peak | 0 | 1 | Off Peak | 1 | 0 | On Peak | 1 | 0 | 0 | On Peak | 1 | 0 | 0 | On Peak | 1 | 0 | 0 | On Peak
2020 | 9 | 22 | 2020-09-22 | 17 | 1 | 0 | 0 | [6 empty] | 0 | 1 | 0 | 0 | On Peak | 1 | 0 | 0 | On Peak | 1 | 0 | On Peak | 1 | 0 | On Peak | 1 | 0 | 0 | On Peak | 1 | 0 | 0 | On Peak | 1 | 0 | 0 | On Peak
2020 | 9 | 22 | 2020-09-22 | 18 | 1 | 0 | 0 | [6 empty] | 0 | 1 | 0 | 0 | On Peak | 1 | 0 | 0 | On Peak | 1 | 0 | On Peak | 1 | 0 | On Peak | 1 | 0 | 0 | On Peak | 1 | 0 | 0 | On Peak | 1 | 0 | 0 | On Peak
2020 | 9 | 22 | 2020-09-22 | 19 | 1 | 0 | 0 | [6 empty] | 0 | 1 | 0 | 0 | On Peak | 0 | 1 | 0 | Semi-Peak | 1 | 0 | On Peak | 0 | 1 | Off Peak | 0 | 1 | 0 | Off Peak | 1 | 0 | 0 | On Peak | 0 | 1 | 0 | Off Peak
2020 | 9 | 22 | 2020-09-22 | 20 | 1 | 0 | 0 | [6 empty] | 0 | 1 | 0 | 0 | On Peak | 0 | 1 | 0 | Semi-Peak | 1 | 0 | On Peak | 0 | 1 | Off Peak | 0 | 1 | 0 | Off Peak | 1 | 0 | 0 | On Peak | 0 | 1 | 0 | Off Peak
2020 | 9 | 22 | 2020-09-22 | 21 | 1 | 0 | 0 | [6 empty] | 0 | 1 | 0 | 0 | On Peak | 0 | 1 | 0 | Semi-Peak | 1 | 0 | On Peak | 0 | 1 | Off Peak | 0 | 1 | 0 | Off Peak | 0 | 1 | 0 | Off Peak | 0 | 1 | 0 | Off Peak
2020 | 9 | 22 | 2020-09-22 | 22 | 1 | 0 | 0 | [6 empty] | 0 | 0 | 1 | 0 | Off Peak | 0 | 1 | 0 | Semi-Peak | 0 | 1 | Off Peak | 0 | 1 | Off Peak | 0 | 1 | 0 | Off Peak | 0 | 1 | 0 | Off Peak | 0 | 1 | 0 | Off Peak
2020 | 9 | 22 | 2020-09-22 | 23 | 1 | 0 | 0 | [6 empty] | 0 | 0 | 1 | 0 | Off Peak | 0 | 0 | 1 | Off Peak | 0 | 1 | Off Peak | 0 | 1 | Off Peak | 0 | 0 | 1 | Super Off Peak | 0 | 1 | 0 | Off Peak | 0 | 1 | 0 | Off Peak
2020 | 9 | 22 | 2020-09-22 | 24 | 1 | 0 | 0 | [6 empty] | 0 | 0 | 1 | 0 | Off Peak | 0 | 0 | 1 | Off Peak | 0 | 1 | Off Peak | 0 | 1 | Off Peak | 0 | 0 | 1 | Super Off Peak | 0 | 1 | 0 | Off Peak | 0 | 1 | 0 | Off Peak
2020 | 9 | 23 | 2020-09-23 | 1 | 1 | 0 | 0 | [6 empty] | 0 | 0 | 0 | 1 | Super Off Peak | 0 | 0 | 1 | Off Peak | 0 | 1 | Off Peak | 0 | 1 | Off Peak | 0 | 0 | 1 | Super Off Peak | 0 | 0 | 1 | Super Off Peak | 0 | 0 | 1 | Super Off Peak
2020 | 9 | 23 | 2020-09-23 | 2 | 1 | 0 | 0 | [6 empty] | 0 | 0 | 0 | 1 | Super Off Peak | 0 | 0 | 1 | Off Peak | 0 | 1 | Off Peak | 0 | 1 | Off Peak | 0 | 0 | 1 | Super Off Peak | 0 | 0 | 1 | Super Off Peak | 0 | 0 | 1 | Super Off Peak
2020 | 9 | 23 | 2020-09-23 | 3 | 1 | 0 | 0 | [6 empty] | 0 | 0 | 0 | 1 | Super Off Peak | 0 | 0 | 1 | Off Peak | 0 | 1 | Off Peak | 0 | 1 | Off Peak | 0 | 0 | 1 | Super Off Peak | 0 | 0 | 1 | Super Off Peak | 0 | 0 | 1 | Super Off Peak
2020 | 9 | 23 | 2020-09-23 | 4 | 1 | 0 | 0 | [6 empty] | 0 | 0 | 0 | 1 | Super Off Peak | 0 | 0 | 1 | Off Peak | 0 | 1 | Off Peak | 0 | 1 | Off Peak | 0 | 0 | 1 | Super Off Peak | 0 | 0 | 1 | Super Off Peak | 0 | 0 | 1 | Super Off Peak
2020 | 9 | 23 | 2020-09-23 | 5 | 1 | 0 | 0 | [6 empty] | 0 | 0 | 0 | 1 | Super Off Peak | 0 | 0 | 1 | Off Peak | 0 | 1 | Off Peak | 0 | 1 | Off Peak | 0 | 0 | 1 | Super Off Peak | 0 | 0 | 1 | Super Off Peak | 0 | 0 | 1 | Super Off Peak
2020 | 9 | 23 | 2020-09-23 | 6 | 1 | 0 | 0 | [6 empty] | 0 | 0 | 0 | 1 | Super Off Peak | 0 | 0 | 1 | Off Peak | 0 | 1 | Off Peak | 0 | 1 | Off Peak | 0 | 0 | 1 | Super Off Peak | 0 | 1 | 0 | Off Peak | 0 | 1 | 0 | Off Peak
2020 | 9 | 23 | 2020-09-23 | 7 | 1 | 0 | 0 | [6 empty] | 0 | 0 | 1 | 0 | Off Peak | 0 | 1 | 0 | Semi-Peak | 0 | 1 | Off Peak | 0 | 1 | Off Peak | 0 | 1 | 0 | Off Peak | 0 | 1 | 0 | Off Peak | 0 | 1 | 0 | Off Peak
2020 | 9 | 23 | 2020-09-23 | 8 | 1 | 0 | 0 | [6 empty] | 0 | 0 | 1 | 0 | Off Peak | 0 | 1 | 0 | Semi-Peak | 0 | 1 | Off Peak | 0 | 1 | Off Peak | 0 | 1 | 0 | Off Peak | 0 | 1 | 0 | Off Peak | 0 | 1 | 0 | Off Peak
2020 | 9 | 23 | 2020-09-23 | 9 | 1 | 0 | 0 | [6 empty] | 0 | 0 | 1 | 0 | Off Peak | 0 | 1 | 0 | Semi-Peak | 0 | 1 | Off Peak | 0 | 1 | Off Peak | 0 | 1 | 0 | Off Peak | 0 | 1 | 0 | Off Peak | 0 | 1 | 0 | Off Peak
2020 | 9 | 23 | 2020-09-23 | 10 | 1 | 0 | 0 | [6 empty] | 0 | 0 | 1 | 0 | Off Peak | 0 | 1 | 0 | Semi-Peak | 0 | 1 | Off Peak | 0 | 1 | Off Peak | 0 | 1 | 0 | Off Peak | 0 | 1 | 0 | Off Peak | 0 | 1 | 0 | Off Peak
2020 | 9 | 23 | 2020-09-23 | 11 | 1 | 0 | 0 | [6 empty] | 0 | 0 | 1 | 0 | Off Peak | 0 | 1 | 0 | Semi-Peak | 0 | 1 | Off Peak | 0 | 1 | Off Peak | 0 | 1 | 0 | Off Peak | 0 | 1 | 0 | Off Peak | 0 | 1 | 0 | Off Peak
2020 | 9 | 23 | 2020-09-23 | 12 | 1 | 0 | 0 | [6 empty] | 0 | 0 | 1 | 0 | Off Peak | 1 | 0 | 0 | On Peak | 0 | 1 | Off Peak | 0 | 1 | Off Peak | 1 | 0 | 0 | On Peak | 0 | 1 | 0 | Off Peak | 0 | 1 | 0 | Off Peak
2020 | 9 | 23 | 2020-09-23 | 13 | 1 | 0 | 0 | [6 empty] | 0 | 0 | 1 | 0 | Off Peak | 1 | 0 | 0 | On Peak | 0 | 1 | Off Peak | 1 | 0 | On Peak | 1 | 0 | 0 | On Peak | 1 | 0 | 0 | On Peak | 1 | 0 | 0 | On Peak
2020 | 9 | 23 | 2020-09-23 | 14 | 1 | 0 | 0 | [6 empty] | 0 | 0 | 1 | 0 | Off Peak | 1 | 0 | 0 | On Peak | 0 | 1 | Off Peak | 1 | 0 | On Peak | 1 | 0 | 0 | On Peak | 1 | 0 | 0 | On Peak | 1 | 0 | 0 | On Peak
2020 | 9 | 23 | 2020-09-23 | 15 | 1 | 0 | 0 | [6 empty] | 0 | 0 | 1 | 0 | Off Peak | 1 | 0 | 0 | On Peak | 0 | 1 | Off Peak | 1 | 0 | On Peak | 1 | 0 | 0 | On Peak | 1 | 0 | 0 | On Peak | 1 | 0 | 0 | On Peak
2020 | 9 | 23 | 2020-09-23 | 16 | 1 | 0 | 0 | [6 empty] | 0 | 0 | 1 | 0 | Off Peak | 1 | 0 | 0 | On Peak | 0 | 1 | Off Peak | 1 | 0 | On Peak | 1 | 0 | 0 | On Peak | 1 | 0 | 0 | On Peak | 1 | 0 | 0 | On Peak
2020 | 9 | 23 | 2020-09-23 | 17 | 1 | 0 | 0 | [6 empty] | 0 | 1 | 0 | 0 | On Peak | 1 | 0 | 0 | On Peak | 1 | 0 | On Peak | 1 | 0 | On Peak | 1 | 0 | 0 | On Peak | 1 | 0 | 0 | On Peak | 1 | 0 | 0 | On Peak
2020 | 9 | 23 | 2020-09-23 | 18 | 1 | 0 | 0 | [6 empty] | 0 | 1 | 0 | 0 | On Peak | 1 | 0 | 0 | On Peak | 1 | 0 | On Peak | 1 | 0 | On Peak | 1 | 0 | 0 | On Peak | 1 | 0 | 0 | On Peak | 1 | 0 | 0 | On Peak
2020 | 9 | 23 | 2020-09-23 | 19 | 1 | 0 | 0 | [6 empty] | 0 | 1 | 0 | 0 | On Peak | 0 | 1 | 0 | Semi-Peak | 1 | 0 | On Peak | 0 | 1 | Off Peak | 0 | 1 | 0 | Off Peak | 1 | 0 | 0 | On Peak | 0 | 1 | 0 | Off Peak
2020 | 9 | 23 | 2020-09-23 | 20 | 1 | 0 | 0 | [6 empty] | 0 | 1 | 0 | 0 | On Peak | 0 | 1 | 0 | Semi-Peak | 1 | 0 | On Peak | 0 | 1 | Off Peak | 0 | 1 | 0 | Off Peak | 1 | 0 | 0 | On Peak | 0 | 1 | 0 | Off Peak
2020 | 9 | 23 | 2020-09-23 | 21 | 1 | 0 | 0 | [6 empty] | 0 | 1 | 0 | 0 | On Peak | 0 | 1 | 0 | Semi-Peak | 1 | 0 | On Peak | 0 | 1 | Off Peak | 0 | 1 | 0 | Off Peak | 0 | 1 | 0 | Off Peak | 0 | 1 | 0 | Off Peak
2020 | 9 | 23 | 2020-09-23 | 22 | 1 | 0 | 0 | [6 empty] | 0 | 0 | 1 | 0 | Off Peak | 0 | 1 | 0 | Semi-Peak | 0 | 1 | Off Peak | 0 | 1 | Off Peak | 0 | 1 | 0 | Off Peak | 0 | 1 | 0 | Off Peak | 0 | 1 | 0 | Off Peak
2020 | 9 | 23 | 2020-09-23 | 23 | 1 | 0 | 0 | [6 empty] | 0 | 0 | 1 | 0 | Off Peak | 0 | 0 | 1 | Off Peak | 0 | 1 | Off Peak | 0 | 1 | Off Peak | 0 | 0 | 1 | Super Off Peak | 0 | 1 | 0 | Off Peak | 0 | 1 | 0 | Off Peak
2020 | 9 | 23 | 2020-09-23 | 24 | 1 | 0 | 0 | [6 empty] | 0 | 0 | 1 | 0 | Off Peak | 0 | 0 | 1 | Off Peak | 0 | 1 | Off Peak | 0 | 1 | Off Peak | 0 | 0 | 1 | Super Off Peak | 0 | 1 | 0 | Off Peak | 0 | 1 | 0 | Off Peak
2020 | 9 | 24 | 2020-09-24 | 1 | 1 | 0 | 0 | [6 empty] | 0 | 0 | 0 | 1 | Super Off Peak | 0 | 0 | 1 | Off Peak | 0 | 1 | Off Peak | 0 | 1 | Off Peak | 0 | 0 | 1 | Super Off Peak | 0 | 0 | 1 | Super Off Peak | 0 | 0 | 1 | Super Off Peak
2020 | 9 | 24 | 2020-09-24 | 2 | 1 | 0 | 0 | [6 empty] | 0 | 0 | 0 | 1 | Super Off Peak | 0 | 0 | 1 | Off Peak | 0 | 1 | Off Peak | 0 | 1 | Off Peak | 0 | 0 | 1 | Super Off Peak | 0 | 0 | 1 | Super Off Peak | 0 | 0 | 1 | Super Off Peak
2020 | 9 | 24 | 2020-09-24 | 3 | 1 | 0 | 0 | [6 empty] | 0 | 0 | 0 | 1 | Super Off Peak | 0 | 0 | 1 | Off Peak | 0 | 1 | Off Peak | 0 | 1 | Off Peak | 0 | 0 | 1 | Super Off Peak | 0 | 0 | 1 | Super Off Peak | 0 | 0 | 1 | Super Off Peak
2020 | 9 | 24 | 2020-09-24 | 4 | 1 | 0 | 0 | [6 empty] | 0 | 0 | 0 | 1 | Super Off Peak | 0 | 0 | 1 | Off Peak | 0 | 1 | Off Peak | 0 | 1 | Off Peak | 0 | 0 | 1 | Super Off Peak | 0 | 0 | 1 | Super Off Peak | 0 | 0 | 1 | Super Off Peak
2020 | 9 | 24 | 2020-09-24 | 5 | 1 | 0 | 0 | [6 empty] | 0 | 0 | 0 | 1 | Super Off Peak | 0 | 0 | 1 | Off Peak | 0 | 1 | Off Peak | 0 | 1 | Off Peak | 0 | 0 | 1 | Super Off Peak | 0 | 0 | 1 | Super Off Peak | 0 | 0 | 1 | Super Off Peak
2020 | 9 | 24 | 2020-09-24 | 6 | 1 | 0 | 0 | [6 empty] | 0 | 0 | 0 | 1 | Super Off Peak | 0 | 0 | 1 | Off Peak | 0 | 1 | Off Peak | 0 | 1 | Off Peak | 0 | 0 | 1 | Super Off Peak | 0 | 1 | 0 | Off Peak | 0 | 1 | 0 | Off Peak
2020 | 9 | 24 | 2020-09-24 | 7 | 1 | 0 | 0 | [6 empty] | 0 | 0 | 1 | 0 | Off Peak | 0 | 1 | 0 | Semi-Peak | 0 | 1 | Off Peak | 0 | 1 | Off Peak | 0 | 1 | 0 | Off Peak | 0 | 1 | 0 | Off Peak | 0 | 1 | 0 | Off Peak
2020 | 9 | 24 | 2020-09-24 | 8 | 1 | 0 | 0 | [6 empty] | 0 | 0 | 1 | 0 | Off Peak | 0 | 1 | 0 | Semi-Peak | 0 | 1 | Off Peak | 0 | 1 | Off Peak | 0 | 1 | 0 | Off Peak | 0 | 1 | 0 | Off Peak | 0 | 1 | 0 | Off Peak
2020 | 9 | 24 | 2020-09-24 | 9 | 1 | 0 | 0 | [6 empty] | 0 | 0 | 1 | 0 | Off Peak | 0 | 1 | 0 | Semi-Peak | 0 | 1 | Off Peak | 0 | 1 | Off Peak | 0 | 1 | 0 | Off Peak | 0 | 1 | 0 | Off Peak | 0 | 1 | 0 | Off Peak
2020 | 9 | 24 | 2020-09-24 | 10 | 1 | 0 | 0 | [6 empty] | 0 | 0 | 1 | 0 | Off Peak | 0 | 1 | 0 | Semi-Peak | 0 | 1 | Off Peak | 0 | 1 | Off Peak | 0 | 1 | 0 | Off Peak | 0 | 1 | 0 | Off Peak | 0 | 1 | 0 | Off Peak
2020 | 9 | 24 | 2020-09-24 | 11 | 1 | 0 | 0 | [6 empty] | 0 | 0 | 1 | 0 | Off Peak | 0 | 1 | 0 | Semi-Peak | 0 | 1 | Off Peak | 0 | 1 | Off Peak | 0 | 1 | 0 | Off Peak | 0 | 1 | 0 | Off Peak | 0 | 1 | 0 | Off Peak
2020 | 9 | 24 | 2020-09-24 | 12 | 1 | 0 | 0 | [6 empty] | 0 | 0 | 1 | 0 | Off Peak | 1 | 0 | 0 | On Peak | 0 | 1 | Off Peak | 0 | 1 | Off Peak | 1 | 0 | 0 | On Peak | 0 | 1 | 0 | Off Peak | 0 | 1 | 0 | Off Peak
2020 | 9 | 24 | 2020-09-24 | 13 | 1 | 0 | 0 | [6 empty] | 0 | 0 | 1 | 0 | Off Peak | 1 | 0 | 0 | On Peak | 0 | 1 | Off Peak | 1 | 0 | On Peak | 1 | 0 | 0 | On Peak | 1 | 0 | 0 | On Peak | 1 | 0 | 0 | On Peak
2020 | 9 | 24 | 2020-09-24 | 14 | 1 | 0 | 0 | [6 empty] | 0 | 0 | 1 | 0 | Off Peak | 1 | 0 | 0 | On Peak | 0 | 1 | Off Peak | 1 | 0 | On Peak | 1 | 0 | 0 | On Peak | 1 | 0 | 0 | On Peak | 1 | 0 | 0 | On Peak
2020 | 9 | 24 | 2020-09-24 | 15 | 1 | 0 | 0 | [6 empty] | 0 | 0 | 1 | 0 | Off Peak | 1 | 0 | 0 | On Peak | 0 | 1 | Off Peak | 1 | 0 | On Peak | 1 | 0 | 0 | On Peak | 1 | 0 | 0 | On Peak | 1 | 0 | 0 | On Peak
2020 | 9 | 24 | 2020-09-24 | 16 | 1 | 0 | 0 | [6 empty] | 0 | 0 | 1 | 0 | Off Peak | 1 | 0 | 0 | On Peak | 0 | 1 | Off Peak | 1 | 0 | On Peak | 1 | 0 | 0 | On Peak | 1 | 0 | 0 | On Peak | 1 | 0 | 0 | On Peak
2020 | 9 | 24 | 2020-09-24 | 17 | 1 | 0 | 0 | [6 empty] | 0 | 1 | 0 | 0 | On Peak | 1 | 0 | 0 | On Peak | 1 | 0 | On Peak | 1 | 0 | On Peak | 1 | 0 | 0 | On Peak | 1 | 0 | 0 | On Peak | 1 | 0 | 0 | On Peak
2020 | 9 | 24 | 2020-09-24 | 18 | 1 | 0 | 0 | [6 empty] | 0 | 1 | 0 | 0 | On Peak | 1 | 0 | 0 | On Peak | 1 | 0 | On Peak | 1 | 0 | On Peak | 1 | 0 | 0 | On Peak | 1 | 0 | 0 | On Peak | 1 | 0 | 0 | On Peak
2020 | 9 | 24 | 2020-09-24 | 19 | 1 | 0 | 0 | [6 empty] | 0 | 1 | 0 | 0 | On Peak | 0 | 1 | 0 | Semi-Peak | 1 | 0 | On Peak | 0 | 1 | Off Peak | 0 | 1 | 0 | Off Peak | 1 | 0 | 0 | On Peak | 0 | 1 | 0 | Off Peak
2020 | 9 | 24 | 2020-09-24 | 20 | 1 | 0 | 0 | [6 empty] | 0 | 1 | 0 | 0 | On Peak | 0 | 1 | 0 | Semi-Peak | 1 | 0 | On Peak | 0 | 1 | Off Peak | 0 | 1 | 0 | Off Peak | 1 | 0 | 0 | On Peak | 0 | 1 | 0 | Off Peak
2020 | 9 | 24 | 2020-09-24 | 21 | 1 | 0 | 0 | [6 empty] | 0 | 1 | 0 | 0 | On Peak | 0 | 1 | 0 | Semi-Peak | 1 | 0 | On Peak | 0 | 1 | Off Peak | 0 | 1 | 0 | Off Peak | 0 | 1 | 0 | Off Peak | 0 | 1 | 0 | Off Peak
2020 | 9 | 24 | 2020-09-24 | 22 | 1 | 0 | 0 | [6 empty] | 0 | 0 | 1 | 0 | Off Peak | 0 | 1 | 0 | Semi-Peak | 0 | 1 | Off Peak | 0 | 1 | Off Peak | 0 | 1 | 0 | Off Peak | 0 | 1 | 0 | Off Peak | 0 | 1 | 0 | Off Peak
2020 | 9 | 24 | 2020-09-24 | 23 | 1 | 0 | 0 | [6 empty] | 0 | 0 | 1 | 0 | Off Peak | 0 | 0 | 1 | Off Peak | 0 | 1 | Off Peak | 0 | 1 | Off Peak | 0 | 0 | 1 | Super Off Peak | 0 | 1 | 0 | Off Peak | 0 | 1 | 0 | Off Peak
2020 | 9 | 24 | 2020-09-24 | 24 | 1 | 0 | 0 | [6 empty] | 0 | 0 | 1 | 0 | Off Peak | 0 | 0 | 1 | Off Peak | 0 | 1 | Off Peak | 0 | 1 | Off Peak | 0 | 0 | 1 | Super Off Peak | 0 | 1 | 0 | Off Peak | 0 | 1 | 0 | Off Peak
2020 | 9 | 25 | 2020-09-25 | 1 | 1 | 0 | 0 | [6 empty] | 0 | 0 | 0 | 1 | Super Off Peak | 0 | 0 | 1 | Off Peak | 0 | 1 | Off Peak | 0 | 1 | Off Peak | 0 | 0 | 1 | Super Off Peak | 0 | 0 | 1 | Super Off Peak | 0 | 0 | 1 | Super Off Peak
2020 | 9 | 25 | 2020-09-25 | 2 | 1 | 0 | 0 | [6 empty] | 0 | 0 | 0 | 1 | Super Off Peak | 0 | 0 | 1 | Off Peak | 0 | 1 | Off Peak | 0 | 1 | Off Peak | 0 | 0 | 1 | Super Off Peak | 0 | 0 | 1 | Super Off Peak | 0 | 0 | 1 | Super Off Peak
2020 | 9 | 25 | 2020-09-25 | 3 | 1 | 0 | 0 | [6 empty] | 0 | 0 | 0 | 1 | Super Off Peak | 0 | 0 | 1 | Off Peak | 0 | 1 | Off Peak | 0 | 1 | Off Peak | 0 | 0 | 1 | Super Off Peak | 0 | 0 | 1 | Super Off Peak | 0 | 0 | 1 | Super Off Peak
2020 | 9 | 25 | 2020-09-25 | 4 | 1 | 0 | 0 | [6 empty] | 0 | 0 | 0 | 1 | Super Off Peak | 0 | 0 | 1 | Off Peak | 0 | 1 | Off Peak | 0 | 1 | Off Peak | 0 | 0 | 1 | Super Off Peak | 0 | 0 | 1 | Super Off Peak | 0 | 0 | 1 | Super Off Peak
2020 | 9 | 25 | 2020-09-25 | 5 | 1 | 0 | 0 | [6 empty] | 0 | 0 | 0 | 1 | Super Off Peak | 0 | 0 | 1 | Off Peak | 0 | 1 | Off Peak | 0 | 1 | Off Peak | 0 | 0 | 1 | Super Off Peak | 0 | 0 | 1 | Super Off Peak | 0 | 0 | 1 | Super Off Peak
2020 | 9 | 25 | 2020-09-25 | 6 | 1 | 0 | 0 | [6 empty] | 0 | 0 | 0 | 1 | Super Off Peak | 0 | 0 | 1 | Off Peak | 0 | 1 | Off Peak | 0 | 1 | Off Peak | 0 | 0 | 1 | Super Off Peak | 0 | 1 | 0 | Off Peak | 0 | 1 | 0 | Off Peak
2020 | 9 | 25 | 2020-09-25 | 7 | 1 | 0 | 0 | [6 empty] | 0 | 0 | 1 | 0 | Off Peak | 0 | 1 | 0 | Semi-Peak | 0 | 1 | Off Peak | 0 | 1 | Off Peak | 0 | 1 | 0 | Off Peak | 0 | 1 | 0 | Off Peak | 0 | 1 | 0 | Off Peak
2020 | 9 | 25 | 2020-09-25 | 8 | 1 | 0 | 0 | [6 empty] | 0 | 0 | 1 | 0 | Off Peak | 0 | 1 | 0 | Semi-Peak | 0 | 1 | Off Peak | 0 | 1 | Off Peak | 0 | 1 | 0 | Off Peak | 0 | 1 | 0 | Off Peak | 0 | 1 | 0 | Off Peak
2020 | 9 | 25 | 2020-09-25 | 9 | 1 | 0 | 0 | [6 empty] | 0 | 0 | 1 | 0 | Off Peak | 0 | 1 | 0 | Semi-Peak | 0 | 1 | Off Peak | 0 | 1 | Off Peak | 0 | 1 | 0 | Off Peak | 0 | 1 | 0 | Off Peak | 0 | 1 | 0 | Off Peak
2020 | 9 | 25 | 2020-09-25 | 10 | 1 | 0 | 0 | [6 empty] | 0 | 0 | 1 | 0 | Off Peak | 0 | 1 | 0 | Semi-Peak | 0 | 1 | Off Peak | 0 | 1 | Off Peak | 0 | 1 | 0 | Off Peak | 0 | 1 | 0 | Off Peak | 0 | 1 | 0 | Off Peak
2020 | 9 | 25 | 2020-09-25 | 11 | 1 | 0 | 0 | [6 empty] | 0 | 0 | 1 | 0 | Off Peak | 0 | 1 | 0 | Semi-Peak | 0 | 1 | Off Peak | 0 | 1 | Off Peak | 0 | 1 | 0 | Off Peak | 0 | 1 | 0 | Off Peak | 0 | 1 | 0 | Off Peak
2020 | 9 | 25 | 2020-09-25 | 12 | 1 | 0 | 0 | [6 empty] | 0 | 0 | 1 | 0 | Off Peak | 1 | 0 | 0 | On Peak | 0 | 1 | Off Peak | 0 | 1 | Off Peak | 1 | 0 | 0 | On Peak | 0 | 1 | 0 | Off Peak | 0 | 1 | 0 | Off Peak
2020 | 9 | 25 | 2020-09-25 | 13 | 1 | 0 | 0 | [6 empty] | 0 | 0 | 1 | 0 | Off Peak | 1 | 0 | 0 | On Peak | 0 | 1 | Off Peak | 1 | 0 | On Peak | 1 | 0 | 0 | On Peak | 1 | 0 | 0 | On Peak | 1 | 0 | 0 | On Peak
2020 | 9 | 25 | 2020-09-25 | 14 | 1 | 0 | 0 | [6 empty] | 0 | 0 | 1 | 0 | Off Peak | 1 | 0 | 0 | On Peak | 0 | 1 | Off Peak | 1 | 0 | On Peak | 1 | 0 | 0 | On Peak | 1 | 0 | 0 | On Peak | 1 | 0 | 0 | On Peak
2020 | 9 | 25 | 2020-09-25 | 15 | 1 | 0 | 0 | [6 empty] | 0 | 0 | 1 | 0 | Off Peak | 1 | 0 | 0 | On Peak | 0 | 1 | Off Peak | 1 | 0 | On Peak | 1 | 0 | 0 | On Peak | 1 | 0 | 0 | On Peak | 1 | 0 | 0 | On Peak
2020 | 9 | 25 | 2020-09-25 | 16 | 1 | 0 | 0 | [6 empty] | 0 | 0 | 1 | 0 | Off Peak | 1 | 0 | 0 | On Peak | 0 | 1 | Off Peak | 1 | 0 | On Peak | 1 | 0 | 0 | On Peak | 1 | 0 | 0 | On Peak | 1 | 0 | 0 | On Peak
2020 | 9 | 25 | 2020-09-25 | 17 | 1 | 0 | 0 | [6 empty] | 0 | 1 | 0 | 0 | On Peak | 1 | 0 | 0 | On Peak | 1 | 0 | On Peak | 1 | 0 | On Peak | 1 | 0 | 0 | On Peak | 1 | 0 | 0 | On Peak | 1 | 0 | 0 | On Peak
2020 | 9 | 25 | 2020-09-25 | 18 | 1 | 0 | 0 | [6 empty] | 0 | 1 | 0 | 0 | On Peak | 1 | 0 | 0 | On Peak | 1 | 0 | On Peak | 1 | 0 | On Peak | 1 | 0 | 0 | On Peak | 1 | 0 | 0 | On Peak | 1 | 0 | 0 | On Peak
2020 | 9 | 25 | 2020-09-25 | 19 | 1 | 0 | 0 | [6 empty] | 0 | 1 | 0 | 0 | On Peak | 0 | 1 | 0 | Semi-Peak | 1 | 0 | On Peak | 0 | 1 | Off Peak | 0 | 1 | 0 | Off Peak | 1 | 0 | 0 | On Peak | 0 | 1 | 0 | Off Peak
2020 | 9 | 25 | 2020-09-25 | 20 | 1 | 0 | 0 | [6 empty] | 0 | 1 | 0 | 0 | On Peak | 0 | 1 | 0 | Semi-Peak | 1 | 0 | On Peak | 0 | 1 | Off Peak | 0 | 1 | 0 | Off Peak | 1 | 0 | 0 | On Peak | 0 | 1 | 0 | Off Peak
2020 | 9 | 25 | 2020-09-25 | 21 | 1 | 0 | 0 | [6 empty] | 0 | 1 | 0 | 0 | On Peak | 0 | 1 | 0 | Semi-Peak | 1 | 0 | On Peak | 0 | 1 | Off Peak | 0 | 1 | 0 | Off Peak | 0 | 1 | 0 | Off Peak | 0 | 1 | 0 | Off Peak
2020 | 9 | 25 | 2020-09-25 | 22 | 1 | 0 | 0 | [6 empty] | 0 | 0 | 1 | 0 | Off Peak | 0 | 1 | 0 | Semi-Peak | 0 | 1 | Off Peak | 0 | 1 | Off Peak | 0 | 1 | 0 | Off Peak | 0 | 1 | 0 | Off Peak | 0 | 1 | 0 | Off Peak
2020 | 9 | 25 | 2020-09-25 | 23 | 1 | 0 | 0 | [6 empty] | 0 | 0 | 1 | 0 | Off Peak | 0 | 0 | 1 | Off Peak | 0 | 1 | Off Peak | 0 | 1 | Off Peak | 0 | 0 | 1 | Super Off Peak | 0 | 1 | 0 | Off Peak | 0 | 1 | 0 | Off Peak
2020 | 9 | 25 | 2020-09-25 | 24 | 1 | 0 | 0 | [6 empty] | 0 | 0 | 1 | 0 | Off Peak | 0 | 0 | 1 | Off Peak | 0 | 1 | Off Peak | 0 | 1 | Off Peak | 0 | 0 | 1 | Super Off Peak | 0 | 1 | 0 | Off Peak | 0 | 1 | 0 | Off Peak
2020 | 9 | 26 | 2020-09-26 | 1 | 1 | 1 | 0 | [6 empty] | 0 | 0 | 0 | 1 | Super Off Peak | 0 | 0 | 1 | Off Peak | 0 | 1 | Off Peak | 0 | 1 | Off Peak | 0 | 0 | 1 | Super Off Peak | 0 | 0 | 1 | Super Off Peak | 0 | 0 | 1 | Super Off Peak
2020 | 9 | 26 | 2020-09-26 | 2 | 1 | 1 | 0 | [6 empty] | 0 | 0 | 0 | 1 | Super Off Peak | 0 | 0 | 1 | Off Peak | 0 | 1 | Off Peak | 0 | 1 | Off Peak | 0 | 0 | 1 | Super Off Peak | 0 | 0 | 1 | Super Off Peak | 0 | 0 | 1 | Super Off Peak
2020 | 9 | 26 | 2020-09-26 | 3 | 1 | 1 | 0 | [6 empty] | 0 | 0 | 0 | 1 | Super Off Peak | 0 | 0 | 1 | Off Peak | 0 | 1 | Off Peak | 0 | 1 | Off Peak | 0 | 0 | 1 | Super Off Peak | 0 | 0 | 1 | Super Off Peak | 0 | 0 | 1 | Super Off Peak
2020 | 9 | 26 | 2020-09-26 | 4 | 1 | 1 | 0 | [6 empty] | 0 | 0 | 0 | 1 | Super Off Peak | 0 | 0 | 1 | Off Peak | 0 | 1 | Off Peak | 0 | 1 | Off Peak | 0 | 0 | 1 | Super Off Peak | 0 | 0 | 1 | Super Off Peak | 0 | 0 | 1 | Super Off Peak
2020 | 9 | 26 | 2020-09-26 | 5 | 1 | 1 | 0 | [6 empty] | 0 | 0 | 0 | 1 | Super Off Peak | 0 | 0 | 1 | Off Peak | 0 | 1 | Off Peak | 0 | 1 | Off Peak | 0 | 0 | 1 | Super Off Peak | 0 | 0 | 1 | Super Off Peak | 0 | 0 | 1 | Super Off Peak
2020 | 9 | 26 | 2020-09-26 | 6 | 1 | 1 | 0 | [6 empty] | 0 | 0 | 0 | 1 | Super Off Peak | 0 | 0 | 1 | Off Peak | 0 | 1 | Off Peak | 0 | 1 | Off Peak | 0 | 0 | 1 | Super Off Peak | 0 | 1 | 0 | Off Peak | 0 | 1 | 0 | Off Peak
2020 | 9 | 26 | 2020-09-26 | 7 | 1 | 1 | 0 | [6 empty] | 0 | 0 | 0 | 1 | Super Off Peak | 0 | 0 | 1 | Off Peak | 0 | 1 | Off Peak | 0 | 1 | Off Peak | 0 | 0 | 1 | Super Off Peak | 0 | 1 | 0 | Off Peak | 0 | 1 | 0 | Off Peak
2020 | 9 | 26 | 2020-09-26 | 8 | 1 | 1 | 0 | [6 empty] | 0 | 0 | 0 | 1 | Super Off Peak | 0 | 0 | 1 | Off Peak | 0 | 1 | Off Peak | 0 | 1 | Off Peak | 0 | 0 | 1 | Super Off Peak | 0 | 1 | 0 | Off Peak | 0 | 1 | 0 | Off Peak
2020 | 9 | 26 | 2020-09-26 | 9 | 1 | 1 | 0 | [6 empty] | 0 | 0 | 0 | 1 | Super Off Peak | 0 | 0 | 1 | Off Peak | 0 | 1 | Off Peak | 0 | 1 | Off Peak | 0 | 0 | 1 | Super Off Peak | 0 | 1 | 0 | Off Peak | 0 | 1 | 0 | Off Peak
2020 | 9 | 26 | 2020-09-26 | 10 | 1 | 1 | 0 | [6 empty] | 0 | 0 | 0 | 1 | Super Off Peak | 0 | 0 | 1 | Off Peak | 0 | 1 | Off Peak | 0 | 1 | Off Peak | 0 | 0 | 1 | Super Off Peak | 0 | 1 | 0 | Off Peak | 0 | 1 | 0 | Off Peak
2020 | 9 | 26 | 2020-09-26 | 11 | 1 | 1 | 0 | [6 empty] | 0 | 0 | 0 | 1 | Super Off Peak | 0 | 0 | 1 | Off Peak | 0 | 1 | Off Peak | 0 | 1 | Off Peak | 0 | 0 | 1 | Super Off Peak | 0 | 1 | 0 | Off Peak | 0 | 1 | 0 | Off Peak
2020 | 9 | 26 | 2020-09-26 | 12 | 1 | 1 | 0 | [6 empty] | 0 | 0 | 0 | 1 | Super Off Peak | 0 | 0 | 1 | Off Peak | 0 | 1 | Off Peak | 0 | 1 | Off Peak | 0 | 0 | 1 | Super Off Peak | 0 | 1 | 0 | Off Peak | 0 | 1 | 0 | Off Peak
2020 | 9 | 26 | 2020-09-26 | 13 | 1 | 1 | 0 | [6 empty] | 0 | 0 | 0 | 1 | Super Off Peak | 0 | 0 | 1 | Off Peak | 0 | 1 | Off Peak | 0 | 1 | Off Peak | 0 | 0 | 1 | Super Off Peak | 1 | 0 | 0 | On Peak | 1 | 0 | 0 | On Peak
2020 | 9 | 26 | 2020-09-26 | 14 | 1 | 1 | 0 | [6 empty] | 0 | 0 | 0 | 1 | Super Off Peak | 0 | 0 | 1 | Off Peak | 0 | 1 | Off Peak | 0 | 1 | Off Peak | 0 | 0 | 1 | Super Off Peak | 1 | 0 | 0 | On Peak | 1 | 0 | 0 | On Peak
2020 | 9 | 26 | 2020-09-26 | 15 | 1 | 1 | 0 | [6 empty] | 0 | 0 | 1 | 0 | Off Peak | 0 | 0 | 1 | Off Peak | 0 | 1 | Off Peak | 0 | 1 | Off Peak | 0 | 0 | 1 | Super Off Peak | 1 | 0 | 0 | On Peak | 1 | 0 | 0 | On Peak
2020 | 9 | 26 | 2020-09-26 | 16 | 1 | 1 | 0 | [6 empty] | 0 | 0 | 1 | 0 | Off Peak | 0 | 0 | 1 | Off Peak | 0 | 1 | Off Peak | 0 | 1 | Off Peak | 0 | 0 | 1 | Super Off Peak | 1 | 0 | 0 | On Peak | 1 | 0 | 0 | On Peak
2020 | 9 | 26 | 2020-09-26 | 17 | 1 | 1 | 0 | [6 empty] | 0 | 1 | 0 | 0 | On Peak | 0 | 0 | 1 | Off Peak | 0 | 1 | Off Peak | 0 | 1 | Off Peak | 0 | 0 | 1 | Super Off Peak | 1 | 0 | 0 | On Peak | 1 | 0 | 0 | On Peak
2020 | 9 | 26 | 2020-09-26 | 18 | 1 | 1 | 0 | [6 empty] | 0 | 1 | 0 | 0 | On Peak | 0 | 0 | 1 | Off Peak | 0 | 1 | Off Peak | 0 | 1 | Off Peak | 0 | 0 | 1 | Super Off Peak | 1 | 0 | 0 | On Peak | 1 | 0 | 0 | On Peak
2020 | 9 | 26 | 2020-09-26 | 19 | 1 | 1 | 0 | [6 empty] | 0 | 1 | 0 | 0 | On Peak | 0 | 0 | 1 | Off Peak | 0 | 1 | Off Peak | 0 | 1 | Off Peak | 0 | 0 | 1 | Super Off Peak | 1 | 0 | 0 | On Peak | 0 | 1 | 0 | Off Peak
2020 | 9 | 26 | 2020-09-26 | 20 | 1 | 1 | 0 | [6 empty] | 0 | 1 | 0 | 0 | On Peak | 0 | 0 | 1 | Off Peak | 0 | 1 | Off Peak | 0 | 1 | Off Peak | 0 | 0 | 1 | Super Off Peak | 1 | 0 | 0 | On Peak | 0 | 1 | 0 | Off Peak
2020 | 9 | 26 | 2020-09-26 | 21 | 1 | 1 | 0 | [6 empty] | 0 | 1 | 0 | 0 | On Peak | 0 | 0 | 1 | Off Peak | 0 | 1 | Off Peak | 0 | 1 | Off Peak | 0 | 0 | 1 | Super Off Peak | 0 | 1 | 0 | Off Peak | 0 | 1 | 0 | Off Peak
2020 | 9 | 26 | 2020-09-26 | 22 | 1 | 1 | 0 | [6 empty] | 0 | 0 | 1 | 0 | Off Peak | 0 | 0 | 1 | Off Peak | 0 | 1 | Off Peak | 0 | 1 | Off Peak | 0 | 0 | 1 | Super Off Peak | 0 | 1 | 0 | Off Peak | 0 | 1 | 0 | Off Peak
2020 | 9 | 26 | 2020-09-26 | 23 | 1 | 1 | 0 | [6 empty] | 0 | 0 | 1 | 0 | Off Peak | 0 | 0 | 1 | Off Peak | 0 | 1 | Off Peak | 0 | 1 | Off Peak | 0 | 0 | 1 | Super Off Peak | 0 | 1 | 0 | Off Peak | 0 | 1 | 0 | Off Peak
2020 | 9 | 26 | 2020-09-26 | 24 | 1 | 1 | 0 | [6 empty] | 0 | 0 | 1 | 0 | Off Peak | 0 | 0 | 1 | Off Peak | 0 | 1 | Off Peak | 0 | 1 | Off Peak | 0 | 0 | 1 | Super Off Peak | 0 | 1 | 0 | Off Peak | 0 | 1 | 0 | Off Peak
2020 | 9 | 27 | 2020-09-27 | 1 | 1 | 1 | 0 | [6 empty] | 0 | 0 | 0 | 1 | Super Off Peak | 0 | 0 | 1 | Off Peak | 0 | 1 | Off Peak | 0 | 1 | Off Peak | 0 | 0 | 1 | Super Off Peak | 0 | 0 | 1 | Super Off Peak | 0 | 0 | 1 | Super Off Peak
2020 | 9 | 27 | 2020-09-27 | 2 | 1 | 1 | 0 | [6 empty] | 0 | 0 | 0 | 1 | Super Off Peak | 0 | 0 | 1 | Off Peak | 0 | 1 | Off Peak | 0 | 1 | Off Peak | 0 | 0 | 1 | Super Off Peak | 0 | 0 | 1 | Super Off Peak | 0 | 0 | 1 | Super Off Peak
2020 | 9 | 27 | 2020-09-27 | 3 | 1 | 1 | 0 | [6 empty] | 0 | 0 | 0 | 1 | Super Off Peak | 0 | 0 | 1 | Off Peak | 0 | 1 | Off Peak | 0 | 1 | Off Peak | 0 | 0 | 1 | Super Off Peak | 0 | 0 | 1 | Super Off Peak | 0 | 0 | 1 | Super Off Peak
2020 | 9 | 27 | 2020-09-27 | 4 | 1 | 1 | 0 | [6 empty] | 0 | 0 | 0 | 1 | Super Off Peak | 0 | 0 | 1 | Off Peak | 0 | 1 | Off Peak | 0 | 1 | Off Peak | 0 | 0 | 1 | Super Off Peak | 0 | 0 | 1 | Super Off Peak | 0 | 0 | 1 | Super Off Peak
2020 | 9 | 27 | 2020-09-27 | 5 | 1 | 1 | 0 | [6 empty] | 0 | 0 | 0 | 1 | Super Off Peak | 0 | 0 | 1 | Off Peak | 0 | 1 | Off Peak | 0 | 1 | Off Peak | 0 | 0 | 1 | Super Off Peak | 0 | 0 | 1 | Super Off Peak | 0 | 0 | 1 | Super Off Peak
2020 | 9 | 27 | 2020-09-27 | 6 | 1 | 1 | 0 | [6 empty] | 0 | 0 | 0 | 1 | Super Off Peak | 0 | 0 | 1 | Off Peak | 0 | 1 | Off Peak | 0 | 1 | Off Peak | 0 | 0 | 1 | Super Off Peak | 0 | 1 | 0 | Off Peak | 0 | 1 | 0 | Off Peak
2020 | 9 | 27 | 2020-09-27 | 7 | 1 | 1 | 0 | [6 empty] | 0 | 0 | 0 | 1 | Super Off Peak | 0 | 0 | 1 | Off Peak | 0 | 1 | Off Peak | 0 | 1 | Off Peak | 0 | 0 | 1 | Super Off Peak | 0 | 1 | 0 | Off Peak | 0 | 1 | 0 | Off Peak
2020 | 9 | 27 | 2020-09-27 | 8 | 1 | 1 | 0 | [6 empty] | 0 | 0 | 0 | 1 | Super Off Peak | 0 | 0 | 1 | Off Peak | 0 | 1 | Off Peak | 0 | 1 | Off Peak | 0 | 0 | 1 | Super Off Peak | 0 | 1 | 0 | Off Peak | 0 | 1 | 0 | Off Peak
2020 | 9 | 27 | 2020-09-27 | 9 | 1 | 1 | 0 | [6 empty] | 0 | 0 | 0 | 1 | Super Off Peak | 0 | 0 | 1 | Off Peak | 0 | 1 | Off Peak | 0 | 1 | Off Peak | 0 | 0 | 1 | Super Off Peak | 0 | 1 | 0 | Off Peak | 0 | 1 | 0 | Off Peak
2020 | 9 | 27 | 2020-09-27 | 10 | 1 | 1 | 0 | [6 empty] | 0 | 0 | 0 | 1 | Super Off Peak | 0 | 0 | 1 | Off Peak | 0 | 1 | Off Peak | 0 | 1 | Off Peak | 0 | 0 | 1 | Super Off Peak | 0 | 1 | 0 | Off Peak | 0 | 1 | 0 | Off Peak
2020 | 9 | 27 | 2020-09-27 | 11 | 1 | 1 | 0 | [6 empty] | 0 | 0 | 0 | 1 | Super Off Peak | 0 | 0 | 1 | Off Peak | 0 | 1 | Off Peak | 0 | 1 | Off Peak | 0 | 0 | 1 | Super Off Peak | 0 | 1 | 0 | Off Peak | 0 | 1 | 0 | Off Peak
2020 | 9 | 27 | 2020-09-27 | 12 | 1 | 1 | 0 | [6 empty] | 0 | 0 | 0 | 1 | Super Off Peak | 0 | 0 | 1 | Off Peak | 0 | 1 | Off Peak | 0 | 1 | Off Peak | 0 | 0 | 1 | Super Off Peak | 0 | 1 | 0 | Off Peak | 0 | 1 | 0 | Off Peak
2020 | 9 | 27 | 2020-09-27 | 13 | 1 | 1 | 0 | [6 empty] | 0 | 0 | 0 | 1 | Super Off Peak | 0 | 0 | 1 | Off Peak | 0 | 1 | Off Peak | 0 | 1 | Off Peak | 0 | 0 | 1 | Super Off Peak | 1 | 0 | 0 | On Peak | 1 | 0 | 0 | On Peak
2020 | 9 | 27 | 2020-09-27 | 14 | 1 | 1 | 0 | [6 empty] | 0 | 0 | 0 | 1 | Super Off Peak | 0 | 0 | 1 | Off Peak | 0 | 1 | Off Peak | 0 | 1 | Off Peak | 0 | 0 | 1 | Super Off Peak | 1 | 0 | 0 | On Peak | 1 | 0 | 0 | On Peak
2020 | 9 | 27 | 2020-09-27 | 15 | 1 | 1 | 0 | [6 empty] | 0 | 0 | 1 | 0 | Off Peak | 0 | 0 | 1 | Off Peak | 0 | 1 | Off Peak | 0 | 1 | Off Peak | 0 | 0 | 1 | Super Off Peak | 1 | 0 | 0 | On Peak | 1 | 0 | 0 | On Peak
2020 | 9 | 27 | 2020-09-27 | 16 | 1 | 1 | 0 | [6 empty] | 0 | 0 | 1 | 0 | Off Peak | 0 | 0 | 1 | Off Peak | 0 | 1 | Off Peak | 0 | 1 | Off Peak | 0 | 0 | 1 | Super Off Peak | 1 | 0 | 0 | On Peak | 1 | 0 | 0 | On Peak
2020 | 9 | 27 | 2020-09-27 | 17 | 1 | 1 | 0 | [6 empty] | 0 | 1 | 0 | 0 | On Peak | 0 | 0 | 1 | Off Peak | 0 | 1 | Off Peak | 0 | 1 | Off Peak | 0 | 0 | 1 | Super Off Peak | 1 | 0 | 0 | On Peak | 1 | 0 | 0 | On Peak
2020 | 9 | 27 | 2020-09-27 | 18 | 1 | 1 | 0 | [6 empty] | 0 | 1 | 0 | 0 | On Peak | 0 | 0 | 1 | Off Peak | 0 | 1 | Off Peak | 0 | 1 | Off Peak | 0 | 0 | 1 | Super Off Peak | 1 | 0 | 0 | On Peak | 1 | 0 | 0 | On Peak
2020 | 9 | 27 | 2020-09-27 | 19 | 1 | 1 | 0 | [6 empty] | 0 | 1 | 0 | 0 | On Peak | 0 | 0 | 1 | Off Peak | 0 | 1 | Off Peak | 0 | 1 | Off Peak | 0 | 0 | 1 | Super Off Peak | 1 | 0 | 0 | On Peak | 0 | 1 | 0 | Off Peak
2020 | 9 | 27 | 2020-09-27 | 20 | 1 | 1 | 0 | [6 empty] | 0 | 1 | 0 | 0 | On Peak | 0 | 0 | 1 | Off Peak | 0 | 1 | Off Peak | 0 | 1 | Off Peak | 0 | 0 | 1 | Super Off Peak | 1 | 0 | 0 | On Peak | 0 | 1 | 0 | Off Peak
2020 | 9 | 27 | 2020-09-27 | 21 | 1 | 1 | 0 | [6 empty] | 0 | 1 | 0 | 0 | On Peak | 0 | 0 | 1 | Off Peak | 0 | 1 | Off Peak | 0 | 1 | Off Peak | 0 | 0 | 1 | Super Off Peak | 0 | 1 | 0 | Off Peak | 0 | 1 | 0 | Off Peak
2020 | 9 | 27 | 2020-09-27 | 22 | 1 | 1 | 0 | [6 empty] | 0 | 0 | 1 | 0 | Off Peak | 0 | 0 | 1 | Off Peak | 0 | 1 | Off Peak | 0 | 1 | Off Peak | 0 | 0 | 1 | Super Off Peak | 0 | 1 | 0 | Off Peak | 0 | 1 | 0 | Off Peak
2020 | 9 | 27 | 2020-09-27 | 23 | 1 | 1 | 0 | [6 empty] | 0 | 0 | 1 | 0 | Off Peak | 0 | 0 | 1 | Off Peak | 0 | 1 | Off Peak | 0 | 1 | Off Peak | 0 | 0 | 1 | Super Off Peak | 0 | 1 | 0 | Off Peak | 0 | 1 | 0 | Off Peak
2020 | 9 | 27 | 2020-09-27 | 24 | 1 | 1 | 0 | [6 empty] | 0 | 0 | 1 | 0 | Off Peak | 0 | 0 | 1 | Off Peak | 0 | 1 | Off Peak | 0 | 1 | Off Peak | 0 | 0 | 1 | Super Off Peak | 0 | 1 | 0 | Off Peak | 0 | 1 | 0 | Off Peak
2020 | 9 | 28 | 2020-09-28 | 1 | 1 | 0 | 0 | [6 empty] | 0 | 0 | 0 | 1 | Super Off Peak | 0 | 0 | 1 | Off Peak | 0 | 1 | Off Peak | 0 | 1 | Off Peak | 0 | 0 | 1 | Super Off Peak | 0 | 0 | 1 | Super Off Peak | 0 | 0 | 1 | Super Off Peak
2020 | 9 | 28 | 2020-09-28 | 2 | 1 | 0 | 0 | [6 empty] | 0 | 0 | 0 | 1 | Super Off Peak | 0 | 0 | 1 | Off Peak | 0 | 1 | Off Peak | 0 | 1 | Off Peak | 0 | 0 | 1 | Super Off Peak | 0 | 0 | 1 | Super Off Peak | 0 | 0 | 1 | Super Off Peak
2020 | 9 | 28 | 2020-09-28 | 3 | 1 | 0 | 0 | [6 empty] | 0 | 0 | 0 | 1 | Super Off Peak | 0 | 0 | 1 | Off Peak | 0 | 1 | Off Peak | 0 | 1 | Off Peak | 0 | 0 | 1 | Super Off Peak | 0 | 0 | 1 | Super Off Peak | 0 | 0 | 1 | Super Off Peak
2020 | 9 | 28 | 2020-09-28 | 4 | 1 | 0 | 0 | [6 empty] | 0 | 0 | 0 | 1 | Super Off Peak | 0 | 0 | 1 | Off Peak | 0 | 1 | Off Peak | 0 | 1 | Off Peak | 0 | 0 | 1 | Super Off Peak | 0 | 0 | 1 | Super Off Peak | 0 | 0 | 1 | Super Off Peak
2020 | 9 | 28 | 2020-09-28 | 5 | 1 | 0 | 0 | [6 empty] | 0 | 0 | 0 | 1 | Super Off Peak | 0 | 0 | 1 | Off Peak | 0 | 1 | Off Peak | 0 | 1 | Off Peak | 0 | 0 | 1 | Super Off Peak | 0 | 0 | 1 | Super Off Peak | 0 | 0 | 1 | Super Off Peak
2020 | 9 | 28 | 2020-09-28 | 6 | 1 | 0 | 0 | [6 empty] | 0 | 0 | 0 | 1 | Super Off Peak | 0 | 0 | 1 | Off Peak | 0 | 1 | Off Peak | 0 | 1 | Off Peak | 0 | 0 | 1 | Super Off Peak | 0 | 1 | 0 | Off Peak | 0 | 1 | 0 | Off Peak
2020 | 9 | 28 | 2020-09-28 | 7 | 1 | 0 | 0 | [6 empty] | 0 | 0 | 1 | 0 | Off Peak | 0 | 1 | 0 | Semi-Peak | 0 | 1 | Off Peak | 0 | 1 | Off Peak | 0 | 1 | 0 | Off Peak | 0 | 1 | 0 | Off Peak | 0 | 1 | 0 | Off Peak
2020 | 9 | 28 | 2020-09-28 | 8 | 1 | 0 | 0 | [6 empty] | 0 | 0 | 1 | 0 | Off Peak | 0 | 1 | 0 | Semi-Peak | 0 | 1 | Off Peak | 0 | 1 | Off Peak | 0 | 1 | 0 | Off Peak | 0 | 1 | 0 | Off Peak | 0 | 1 | 0 | Off Peak
2020 | 9 | 28 | 2020-09-28 | 9 | 1 | 0 | 0 | [6 empty] | 0 | 0 | 1 | 0 | Off Peak | 0 | 1 | 0 | Semi-Peak | 0 | 1 | Off Peak | 0 | 1 | Off Peak | 0 | 1 | 0 | Off Peak | 0 | 1 | 0 | Off Peak | 0 | 1 | 0 | Off Peak
2020 | 9 | 28 | 2020-09-28 | 10 | 1 | 0 | 0 | [6 empty] | 0 | 0 | 1 | 0 | Off Peak | 0 | 1 | 0 | Semi-Peak | 0 | 1 | Off Peak | 0 | 1 | Off Peak | 0 | 1 | 0 | Off Peak | 0 | 1 | 0 | Off Peak | 0 | 1 | 0 | Off Peak
2020 | 9 | 28 | 2020-09-28 | 11 | 1 | 0 | 0 | [6 empty] | 0 | 0 | 1 | 0 | Off Peak | 0 | 1 | 0 | Semi-Peak | 0 | 1 | Off Peak | 0 | 1 | Off Peak | 0 | 1 | 0 | Off Peak | 0 | 1 | 0 | Off Peak | 0 | 1 | 0 | Off Peak
2020 | 9 | 28 | 2020-09-28 | 12 | 1 | 0 | 0 | [6 empty] | 0 | 0 | 1 | 0 | Off Peak | 1 | 0 | 0 | On Peak | 0 | 1 | Off Peak | 0 | 1 | Off Peak | 1 | 0 | 0 | On Peak | 0 | 1 | 0 | Off Peak | 0 | 1 | 0 | Off Peak
2020 | 9 | 28 | 2020-09-28 | 13 | 1 | 0 | 0 | [6 empty] | 0 | 0 | 1 | 0 | Off Peak | 1 | 0 | 0 | On Peak | 0 | 1 | Off Peak | 1 | 0 | On Peak | 1 | 0 | 0 | On Peak | 1 | 0 | 0 | On Peak | 1 | 0 | 0 | On Peak
2020 | 9 | 28 | 2020-09-28 | 14 | 1 | 0 | 0 | [6 empty] | 0 | 0 | 1 | 0 | Off Peak | 1 | 0 | 0 | On Peak | 0 | 1 | Off Peak | 1 | 0 | On Peak | 1 | 0 | 0 | On Peak | 1 | 0 | 0 | On Peak | 1 | 0 | 0 | On Peak
2020 | 9 | 28 | 2020-09-28 | 15 | 1 | 0 | 0 | [6 empty] | 0 | 0 | 1 | 0 | Off Peak | 1 | 0 | 0 | On Peak | 0 | 1 | Off Peak | 1 | 0 | On Peak | 1 | 0 | 0 | On Peak | 1 | 0 | 0 | On Peak | 1 | 0 | 0 | On Peak
2020 | 9 | 28 | 2020-09-28 | 16 | 1 | 0 | 0 | [6 empty] | 0 | 0 | 1 | 0 | Off Peak | 1 | 0 | 0 | On Peak | 0 | 1 | Off Peak | 1 | 0 | On Peak | 1 | 0 | 0 | On Peak | 1 | 0 | 0 | On Peak | 1 | 0 | 0 | On Peak
2020 | 9 | 28 | 2020-09-28 | 17 | 1 | 0 | 0 | [6 empty] | 0 | 1 | 0 | 0 | On Peak | 1 | 0 | 0 | On Peak | 1 | 0 | On Peak | 1 | 0 | On Peak | 1 | 0 | 0 | On Peak | 1 | 0 | 0 | On Peak | 1 | 0 | 0 | On Peak
2020 | 9 | 28 | 2020-09-28 | 18 | 1 | 0 | 0 | [6 empty] | 0 | 1 | 0 | 0 | On Peak | 1 | 0 | 0 | On Peak | 1 | 0 | On Peak | 1 | 0 | On Peak | 1 | 0 | 0 | On Peak | 1 | 0 | 0 | On Peak | 1 | 0 | 0 | On Peak
2020 | 9 | 28 | 2020-09-28 | 19 | 1 | 0 | 0 | [6 empty] | 0 | 1 | 0 | 0 | On Peak | 0 | 1 | 0 | Semi-Peak | 1 | 0 | On Peak | 0 | 1 | Off Peak | 0 | 1 | 0 | Off Peak | 1 | 0 | 0 | On Peak | 0 | 1 | 0 | Off Peak
2020 | 9 | 28 | 2020-09-28 | 20 | 1 | 0 | 0 | [6 empty] | 0 | 1 | 0 | 0 | On Peak | 0 | 1 | 0 | Semi-Peak | 1 | 0 | On Peak | 0 | 1 | Off Peak | 0 | 1 | 0 | Off Peak | 1 | 0 | 0 | On Peak | 0 | 1 | 0 | Off Peak
2020 | 9 | 28 | 2020-09-28 | 21 | 1 | 0 | 0 | [6 empty] | 0 | 1 | 0 | 0 | On Peak | 0 | 1 | 0 | Semi-Peak | 1 | 0 | On Peak | 0 | 1 | Off Peak | 0 | 1 | 0 | Off Peak | 0 | 1 | 0 | Off Peak | 0 | 1 | 0 | Off Peak
2020 | 9 | 28 | 2020-09-28 | 22 | 1 | 0 | 0 | [6 empty] | 0 | 0 | 1 | 0 | Off Peak | 0 | 1 | 0 | Semi-Peak | 0 | 1 | Off Peak | 0 | 1 | Off Peak | 0 | 1 | 0 | Off Peak | 0 | 1 | 0 | Off Peak | 0 | 1 | 0 | Off Peak
2020 | 9 | 28 | 2020-09-28 | 23 | 1 | 0 | 0 | [6 empty] | 0 | 0 | 1 | 0 | Off Peak | 0 | 0 | 1 | Off Peak | 0 | 1 | Off Peak | 0 | 1 | Off Peak | 0 | 0 | 1 | Super Off Peak | 0 | 1 | 0 | Off Peak | 0 | 1 | 0 | Off Peak
2020 | 9 | 28 | 2020-09-28 | 24 | 1 | 0 | 0 | [6 empty] | 0 | 0 | 1 | 0 | Off Peak | 0 | 0 | 1 | Off Peak | 0 | 1 | Off Peak | 0 | 1 | Off Peak | 0 | 0 | 1 | Super Off Peak | 0 | 1 | 0 | Off Peak | 0 | 1 | 0 | Off Peak
2020 | 9 | 29 | 2020-09-29 | 1 | 1 | 0 | 0 | [6 empty] | 0 | 0 | 0 | 1 | Super Off Peak | 0 | 0 | 1 | Off Peak | 0 | 1 | Off Peak | 0 | 1 | Off Peak | 0 | 0 | 1 | Super Off Peak | 0 | 0 | 1 | Super Off Peak | 0 | 0 | 1 | Super Off Peak
2020 | 9 | 29 | 2020-09-29 | 2 | 1 | 0 | 0 | [6 empty] | 0 | 0 | 0 | 1 | Super Off Peak | 0 | 0 | 1 | Off Peak | 0 | 1 | Off Peak | 0 | 1 | Off Peak | 0 | 0 | 1 | Super Off Peak | 0 | 0 | 1 | Super Off Peak | 0 | 0 | 1 | Super Off Peak
2020 | 9 | 29 | 2020-09-29 | 3 | 1 | 0 | 0 | [6 empty] | 0 | 0 | 0 | 1 | Super Off Peak | 0 | 0 | 1 | Off Peak | 0 | 1 | Off Peak | 0 | 1 | Off Peak | 0 | 0 | 1 | Super Off Peak | 0 | 0 | 1 | Super Off Peak | 0 | 0 | 1 | Super Off Peak
2020 | 9 | 29 | 2020-09-29 | 4 | 1 | 0 | 0 | [6 empty] | 0 | 0 | 0 | 1 | Super Off Peak | 0 | 0 | 1 | Off Peak | 0 | 1 | Off Peak | 0 | 1 | Off Peak | 0 | 0 | 1 | Super Off Peak | 0 | 0 | 1 | Super Off Peak | 0 | 0 | 1 | Super Off Peak
2020 | 9 | 29 | 2020-09-29 | 5 | 1 | 0 | 0 | [6 empty] | 0 | 0 | 0 | 1 | Super Off Peak | 0 | 0 | 1 | Off Peak | 0 | 1 | Off Peak | 0 | 1 | Off Peak | 0 | 0 | 1 | Super Off Peak | 0 | 0 | 1 | Super Off Peak | 0 | 0 | 1 | Super Off Peak
2020 | 9 | 29 | 2020-09-29 | 6 | 1 | 0 | 0 | [6 empty] | 0 | 0 | 0 | 1 | Super Off Peak | 0 | 0 | 1 | Off Peak | 0 | 1 | Off Peak | 0 | 1 | Off Peak | 0 | 0 | 1 | Super Off Peak | 0 | 1 | 0 | Off Peak | 0 | 1 | 0 | Off Peak
2020 | 9 | 29 | 2020-09-29 | 7 | 1 | 0 | 0 | [6 empty] | 0 | 0 | 1 | 0 | Off Peak | 0 | 1 | 0 | Semi-Peak | 0 | 1 | Off Peak | 0 | 1 | Off Peak | 0 | 1 | 0 | Off Peak | 0 | 1 | 0 | Off Peak | 0 | 1 | 0 | Off Peak
2020 | 9 | 29 | 2020-09-29 | 8 | 1 | 0 | 0 | [6 empty] | 0 | 0 | 1 | 0 | Off Peak | 0 | 1 | 0 | Semi-Peak | 0 | 1 | Off Peak | 0 | 1 | Off Peak | 0 | 1 | 0 | Off Peak | 0 | 1 | 0 | Off Peak | 0 | 1 | 0 | Off Peak
2020 | 9 | 29 | 2020-09-29 | 9 | 1 | 0 | 0 | [6 empty] | 0 | 0 | 1 | 0 | Off Peak | 0 | 1 | 0 | Semi-Peak | 0 | 1 | Off Peak | 0 | 1 | Off Peak | 0 | 1 | 0 | Off Peak | 0 | 1 | 0 | Off Peak | 0 | 1 | 0 | Off Peak
2020 | 9 | 29 | 2020-09-29 | 10 | 1 | 0 | 0 | [6 empty] | 0 | 0 | 1 | 0 | Off Peak | 0 | 1 | 0 | Semi-Peak | 0 | 1 | Off Peak | 0 | 1 | Off Peak | 0 | 1 | 0 | Off Peak | 0 | 1 | 0 | Off Peak | 0 | 1 | 0 | Off Peak
2020 | 9 | 29 | 2020-09-29 | 11 | 1 | 0 | 0 | [6 empty] | 0 | 0 | 1 | 0 | Off Peak | 0 | 1 | 0 | Semi-Peak | 0 | 1 | Off Peak | 0 | 1 | Off Peak | 0 | 1 | 0 | Off Peak | 0 | 1 | 0 | Off Peak | 0 | 1 | 0 | Off Peak
2020 | 9 | 29 | 2020-09-29 | 12 | 1 | 0 | 0 | [6 empty] | 0 | 0 | 1 | 0 | Off Peak | 1 | 0 | 0 | On Peak | 0 | 1 | Off Peak | 0 | 1 | Off Peak | 1 | 0 | 0 | On Peak | 0 | 1 | 0 | Off Peak | 0 | 1 | 0 | Off Peak
2020 | 9 | 29 | 2020-09-29 | 13 | 1 | 0 | 0 | [6 empty] | 0 | 0 | 1 | 0 | Off Peak | 1 | 0 | 0 | On Peak | 0 | 1 | Off Peak | 1 | 0 | On Peak | 1 | 0 | 0 | On Peak | 1 | 0 | 0 | On Peak | 1 | 0 | 0 | On Peak
2020 | 9 | 29 | 2020-09-29 | 14 | 1 | 0 | 0 | [6 empty] | 0 | 0 | 1 | 0 | Off Peak | 1 | 0 | 0 | On Peak | 0 | 1 | Off Peak | 1 | 0 | On Peak | 1 | 0 | 0 | On Peak | 1 | 0 | 0 | On Peak | 1 | 0 | 0 | On Peak
2020 | 9 | 29 | 2020-09-29 | 15 | 1 | 0 | 0 | [6 empty] | 0 | 0 | 1 | 0 | Off Peak | 1 | 0 | 0 | On Peak | 0 | 1 | Off Peak | 1 | 0 | On Peak | 1 | 0 | 0 | On Peak | 1 | 0 | 0 | On Peak | 1 | 0 | 0 | On Peak
2020 | 9 | 29 | 2020-09-29 | 16 | 1 | 0 | 0 | [6 empty] | 0 | 0 | 1 | 0 | Off Peak | 1 | 0 | 0 | On Peak | 0 | 1 | Off Peak | 1 | 0 | On Peak | 1 | 0 | 0 | On Peak | 1 | 0 | 0 | On Peak | 1 | 0 | 0 | On Peak
2020 | 9 | 29 | 2020-09-29 | 17 | 1 | 0 | 0 | [6 empty] | 0 | 1 | 0 | 0 | On Peak | 1 | 0 | 0 | On Peak | 1 | 0 | On Peak | 1 | 0 | On Peak | 1 | 0 | 0 | On Peak | 1 | 0 | 0 | On Peak | 1 | 0 | 0 | On Peak
2020 | 9 | 29 | 2020-09-29 | 18 | 1 | 0 | 0 | [6 empty] | 0 | 1 | 0 | 0 | On Peak | 1 | 0 | 0 | On Peak | 1 | 0 | On Peak | 1 | 0 | On Peak | 1 | 0 | 0 | On Peak | 1 | 0 | 0 | On Peak | 1 | 0 | 0 | On Peak
2020 | 9 | 29 | 2020-09-29 | 19 | 1 | 0 | 0 | [6 empty] | 0 | 1 | 0 | 0 | On Peak | 0 | 1 | 0 | Semi-Peak | 1 | 0 | On Peak | 0 | 1 | Off Peak | 0 | 1 | 0 | Off Peak | 1 | 0 | 0 | On Peak | 0 | 1 | 0 | Off Peak
2020 | 9 | 29 | 2020-09-29 | 20 | 1 | 0 | 0 | [6 empty] | 0 | 1 | 0 | 0 | On Peak | 0 | 1 | 0 | Semi-Peak | 1 | 0 | On Peak | 0 | 1 | Off Peak | 0 | 1 | 0 | Off Peak | 1 | 0 | 0 | On Peak | 0 | 1 | 0 | Off Peak
2020 | 9 | 29 | 2020-09-29 | 21 | 1 | 0 | 0 | [6 empty] | 0 | 1 | 0 | 0 | On Peak | 0 | 1 | 0 | Semi-Peak | 1 | 0 | On Peak | 0 | 1 | Off Peak | 0 | 1 | 0 | Off Peak | 0 | 1 | 0 | Off Peak | 0 | 1 | 0 | Off Peak
2020 | 9 | 29 | 2020-09-29 | 22 | 1 | 0 | 0 | [6 empty] | 0 | 0 | 1 | 0 | Off Peak | 0 | 1 | 0 | Semi-Peak | 0 | 1 | Off Peak | 0 | 1 | Off Peak | 0 | 1 | 0 | Off Peak | 0 | 1 | 0 | Off Peak | 0 | 1 | 0 | Off Peak
2020 | 9 | 29 | 2020-09-29 | 23 | 1 | 0 | 0 | [6 empty] | 0 | 0 | 1 | 0 | Off Peak | 0 | 0 | 1 | Off Peak | 0 | 1 | Off Peak | 0 | 1 | Off Peak | 0 | 0 | 1 | Super Off Peak | 0 | 1 | 0 | Off Peak | 0 | 1 | 0 | Off Peak
2020 | 9 | 29 | 2020-09-29 | 24 | 1 | 0 | 0 | [6 empty] | 0 | 0 | 1 | 0 | Off Peak | 0 | 0 | 1 | Off Peak | 0 | 1 | Off Peak | 0 | 1 | Off Peak | 0 | 0 | 1 | Super Off Peak | 0 | 1 | 0 | Off Peak | 0 | 1 | 0 | Off Peak
2020 | 9 | 30 | 2020-09-30 | 1 | 1 | 0 | 0 | [6 empty] | 0 | 0 | 0 | 1 | Super Off Peak | 0 | 0 | 1 | Off Peak | 0 | 1 | Off Peak | 0 | 1 | Off Peak | 0 | 0 | 1 | Super Off Peak | 0 | 0 | 1 | Super Off Peak | 0 | 0 | 1 | Super Off Peak
2020 | 9 | 30 | 2020-09-30 | 2 | 1 | 0 | 0 | [6 empty] | 0 | 0 | 0 | 1 | Super Off Peak | 0 | 0 | 1 | Off Peak | 0 | 1 | Off Peak | 0 | 1 | Off Peak | 0 | 0 | 1 | Super Off Peak | 0 | 0 | 1 | Super Off Peak | 0 | 0 | 1 | Super Off Peak
2020 | 9 | 30 | 2020-09-30 | 3 | 1 | 0 | 0 | [6 empty] | 0 | 0 | 0 | 1 | Super Off Peak | 0 | 0 | 1 | Off Peak | 0 | 1 | Off Peak | 0 | 1 | Off Peak | 0 | 0 | 1 | Super Off Peak | 0 | 0 | 1 | Super Off Peak | 0 | 0 | 1 | Super Off Peak
2020 | 9 | 30 | 2020-09-30 | 4 | 1 | 0 | 0 | [6 empty] | 0 | 0 | 0 | 1 | Super Off Peak | 0 | 0 | 1 | Off Peak | 0 | 1 | Off Peak | 0 | 1 | Off Peak | 0 | 0 | 1 | Super Off Peak | 0 | 0 | 1 | Super Off Peak | 0 | 0 | 1 | Super Off Peak
2020 | 9 | 30 | 2020-09-30 | 5 | 1 | 0 | 0 | [6 empty] | 0 | 0 | 0 | 1 | Super Off Peak | 0 | 0 | 1 | Off Peak | 0 | 1 | Off Peak | 0 | 1 | Off Peak | 0 | 0 | 1 | Super Off Peak | 0 | 0 | 1 | Super Off Peak | 0 | 0 | 1 | Super Off Peak
2020 | 9 | 30 | 2020-09-30 | 6 | 1 | 0 | 0 | [6 empty] | 0 | 0 | 0 | 1 | Super Off Peak | 0 | 0 | 1 | Off Peak | 0 | 1 | Off Peak | 0 | 1 | Off Peak | 0 | 0 | 1 | Super Off Peak | 0 | 1 | 0 | Off Peak | 0 | 1 | 0 | Off Peak
2020 | 9 | 30 | 2020-09-30 | 7 | 1 | 0 | 0 | [6 empty] | 0 | 0 | 1 | 0 | Off Peak | 0 | 1 | 0 | Semi-Peak | 0 | 1 | Off Peak | 0 | 1 | Off Peak | 0 | 1 | 0 | Off Peak | 0 | 1 | 0 | Off Peak | 0 | 1 | 0 | Off Peak
2020 | 9 | 30 | 2020-09-30 | 8 | 1 | 0 | 0 | [6 empty] | 0 | 0 | 1 | 0 | Off Peak | 0 | 1 | 0 | Semi-Peak | 0 | 1 | Off Peak | 0 | 1 | Off Peak | 0 | 1 | 0 | Off Peak | 0 | 1 | 0 | Off Peak | 0 | 1 | 0 | Off Peak
2020 | 9 | 30 | 2020-09-30 | 9 | 1 | 0 | 0 | [6 empty] | 0 | 0 | 1 | 0 | Off Peak | 0 | 1 | 0 | Semi-Peak | 0 | 1 | Off Peak | 0 | 1 | Off Peak | 0 | 1 | 0 | Off Peak | 0 | 1 | 0 | Off Peak | 0 | 1 | 0 | Off Peak
2020 | 9 | 30 | 2020-09-30 | 10 | 1 | 0 | 0 | [6 empty] | 0 | 0 | 1 | 0 | Off Peak | 0 | 1 | 0 | Semi-Peak | 0 | 1 | Off Peak | 0 | 1 | Off Peak | 0 | 1 | 0 | Off Peak | 0 | 1 | 0 | Off Peak | 0 | 1 | 0 | Off Peak
2020 | 9 | 30 | 2020-09-30 | 11 | 1 | 0 | 0 | [6 empty] | 0 | 0 | 1 | 0 | Off Peak | 0 | 1 | 0 | Semi-Peak | 0 | 1 | Off Peak | 0 | 1 | Off Peak | 0 | 1 | 0 | Off Peak | 0 | 1 | 0 | Off Peak | 0 | 1 | 0 | Off Peak
2020 | 9 | 30 | 2020-09-30 | 12 | 1 | 0 | 0 | [6 empty] | 0 | 0 | 1 | 0 | Off Peak | 1 | 0 | 0 | On Peak | 0 | 1 | Off Peak | 0 | 1 | Off Peak | 1 | 0 | 0 | On Peak | 0 | 1 | 0 | Off Peak | 0 | 1 | 0 | Off Peak
2020 | 9 | 30 | 2020-09-30 | 13 | 1 | 0 | 0 | [6 empty] | 0 | 0 | 1 | 0 | Off Peak | 1 | 0 | 0 | On Peak | 0 | 1 | Off Peak | 1 | 0 | On Peak | 1 | 0 | 0 | On Peak | 1 | 0 | 0 | On Peak | 1 | 0 | 0 | On Peak
2020 | 9 | 30 | 2020-09-30 | 14 | 1 | 0 | 0 | [6 empty] | 0 | 0 | 1 | 0 | Off Peak | 1 | 0 | 0 | On Peak | 0 | 1 | Off Peak | 1 | 0 | On Peak | 1 | 0 | 0 | On Peak | 1 | 0 | 0 | On Peak | 1 | 0 | 0 | On Peak
2020 | 9 | 30 | 2020-09-30 | 15 | 1 | 0 | 0 | [6 empty] | 0 | 0 | 1 | 0 | Off Peak | 1 | 0 | 0 | On Peak | 0 | 1 | Off Peak | 1 | 0 | On Peak | 1 | 0 | 0 | On Peak | 1 | 0 | 0 | On Peak | 1 | 0 | 0 | On Peak
2020 | 9 | 30 | 2020-09-30 | 16 | 1 | 0 | 0 | [6 empty] | 0 | 0 | 1 | 0 | Off Peak | 1 | 0 | 0 | On Peak | 0 | 1 | Off Peak | 1 | 0 | On Peak | 1 | 0 | 0 | On Peak | 1 | 0 | 0 | On Peak | 1 | 0 | 0 | On Peak
2020 | 9 | 30 | 2020-09-30 | 17 | 1 | 0 | 0 | [6 empty] | 0 | 1 | 0 | 0 | On Peak | 1 | 0 | 0 | On Peak | 1 | 0 | On Peak | 1 | 0 | On Peak | 1 | 0 | 0 | On Peak | 1 | 0 | 0 | On Peak | 1 | 0 | 0 | On Peak
2020 | 9 | 30 | 2020-09-30 | 18 | 1 | 0 | 0 | [6 empty] | 0 | 1 | 0 | 0 | On Peak | 1 | 0 | 0 | On Peak | 1 | 0 | On Peak | 1 | 0 | On Peak | 1 | 0 | 0 | On Peak | 1 | 0 | 0 | On Peak | 1 | 0 | 0 | On Peak
2020 | 9 | 30 | 2020-09-30 | 19 | 1 | 0 | 0 | [6 empty] | 0 | 1 | 0 | 0 | On Peak | 0 | 1 | 0 | Semi-Peak | 1 | 0 | On Peak | 0 | 1 | Off Peak | 0 | 1 | 0 | Off Peak | 1 | 0 | 0 | On Peak | 0 | 1 | 0 | Off Peak
2020 | 9 | 30 | 2020-09-30 | 20 | 1 | 0 | 0 | [6 empty] | 0 | 1 | 0 | 0 | On Peak | 0 | 1 | 0 | Semi-Peak | 1 | 0 | On Peak | 0 | 1 | Off Peak | 0 | 1 | 0 | Off Peak | 1 | 0 | 0 | On Peak | 0 | 1 | 0 | Off Peak
2020 | 9 | 30 | 2020-09-30 | 21 | 1 | 0 | 0 | [6 empty] | 0 | 1 | 0 | 0 | On Peak | 0 | 1 | 0 | Semi-Peak | 1 | 0 | On Peak | 0 | 1 | Off Peak | 0 | 1 | 0 | Off Peak | 0 | 1 | 0 | Off Peak | 0 | 1 | 0 | Off Peak
2020 | 9 | 30 | 2020-09-30 | 22 | 1 | 0 | 0 | [6 empty] | 0 | 0 | 1 | 0 | Off Peak | 0 | 1 | 0 | Semi-Peak | 0 | 1 | Off Peak | 0 | 1 | Off Peak | 0 | 1 | 0 | Off Peak | 0 | 1 | 0 | Off Peak | 0 | 1 | 0 | Off Peak
2020 | 9 | 30 | 2020-09-30 | 23 | 1 | 0 | 0 | [6 empty] | 0 | 0 | 1 | 0 | Off Peak | 0 | 0 | 1 | Off Peak | 0 | 1 | Off Peak | 0 | 1 | Off Peak | 0 | 0 | 1 | Super Off Peak | 0 | 1 | 0 | Off Peak | 0 | 1 | 0 | Off Peak
2020 | 9 | 30 | 2020-09-30 | 24 | 1 | 0 | 0 | [6 empty] | 0 | 0 | 1 | 0 | Off Peak | 0 | 0 | 1 | Off Peak | 0 | 1 | Off Peak | 0 | 1 | Off Peak | 0 | 0 | 1 | Super Off Peak | 0 | 1 | 0 | Off Peak | 0 | 1 | 0 | Off Peak
2020 | 10 | 1 | 2020-10-01 | 1 | 1 | 0 | 0 | [6 empty] | 0 | 0 | 0 | 1 | Super Off Peak | 0 | 0 | 1 | Off Peak | 0 | 1 | Off Peak | 0 | 1 | Off Peak | 0 | 0 | 1 | Super Off Peak | 0 | 0 | 1 | Super Off Peak | 0 | 0 | 1 | Super Off Peak
2020 | 10 | 1 | 2020-10-01 | 2 | 1 | 0 | 0 | [6 empty] | 0 | 0 | 0 | 1 | Super Off Peak | 0 | 0 | 1 | Off Peak | 0 | 1 | Off Peak | 0 | 1 | Off Peak | 0 | 0 | 1 | Super Off Peak | 0 | 0 | 1 | Super Off Peak | 0 | 0 | 1 | Super Off Peak
2020 | 10 | 1 | 2020-10-01 | 3 | 1 | 0 | 0 | [6 empty] | 0 | 0 | 0 | 1 | Super Off Peak | 0 | 0 | 1 | Off Peak | 0 | 1 | Off Peak | 0 | 1 | Off Peak | 0 | 0 | 1 | Super Off Peak | 0 | 0 | 1 | Super Off Peak | 0 | 0 | 1 | Super Off Peak
2020 | 10 | 1 | 2020-10-01 | 4 | 1 | 0 | 0 | [6 empty] | 0 | 0 | 0 | 1 | Super Off Peak | 0 | 0 | 1 | Off Peak | 0 | 1 | Off Peak | 0 | 1 | Off Peak | 0 | 0 | 1 | Super Off Peak | 0 | 0 | 1 | Super Off Peak | 0 | 0 | 1 | Super Off Peak
2020 | 10 | 1 | 2020-10-01 | 5 | 1 | 0 | 0 | [6 empty] | 0 | 0 | 0 | 1 | Super Off Peak | 0 | 0 | 1 | Off Peak | 0 | 1 | Off Peak | 0 | 1 | Off Peak | 0 | 0 | 1 | Super Off Peak | 0 | 0 | 1 | Super Off Peak | 0 | 0 | 1 | Super Off Peak
2020 | 10 | 1 | 2020-10-01 | 6 | 1 | 0 | 0 | [6 empty] | 0 | 0 | 0 | 1 | Super Off Peak | 0 | 0 | 1 | Off Peak | 0 | 1 | Off Peak | 0 | 1 | Off Peak | 0 | 0 | 1 | Super Off Peak | 0 | 1 | 0 | Off Peak | 0 | 1 | 0 | Off Peak
2020 | 10 | 1 | 2020-10-01 | 7 | 1 | 0 | 0 | [6 empty] | 0 | 0 | 1 | 0 | Off Peak | 0 | 1 | 0 | Semi-Peak | 0 | 1 | Off Peak | 0 | 1 | Off Peak | 0 | 1 | 0 | Off Peak | 0 | 1 | 0 | Off Peak | 0 | 1 | 0 | Off Peak
2020 | 10 | 1 | 2020-10-01 | 8 | 1 | 0 | 0 | [6 empty] | 0 | 0 | 1 | 0 | Off Peak | 0 | 1 | 0 | Semi-Peak | 0 | 1 | Off Peak | 0 | 1 | Off Peak | 0 | 1 | 0 | Off Peak | 0 | 1 | 0 | Off Peak | 0 | 1 | 0 | Off Peak
2020 | 10 | 1 | 2020-10-01 | 9 | 1 | 0 | 0 | [6 empty] | 0 | 0 | 1 | 0 | Off Peak | 0 | 1 | 0 | Semi-Peak | 0 | 1 | Off Peak | 0 | 1 | Off Peak | 0 | 1 | 0 | Off Peak | 0 | 1 | 0 | Off Peak | 0 | 1 | 0 | Off Peak
2020 | 10 | 1 | 2020-10-01 | 10 | 1 | 0 | 0 | [6 empty] | 0 | 0 | 1 | 0 | Off Peak | 0 | 1 | 0 | Semi-Peak | 0 | 1 | Off Peak | 0 | 1 | Off Peak | 0 | 1 | 0 | Off Peak | 0 | 1 | 0 | Off Peak | 0 | 1 | 0 | Off Peak
2020 | 10 | 1 | 2020-10-01 | 11 | 1 | 0 | 0 | [6 empty] | 0 | 0 | 1 | 0 | Off Peak | 0 | 1 | 0 | Semi-Peak | 0 | 1 | Off Peak | 0 | 1 | Off Peak | 0 | 1 | 0 | Off Peak | 0 | 1 | 0 | Off Peak | 0 | 1 | 0 | Off Peak
2020 | 10 | 1 | 2020-10-01 | 12 | 1 | 0 | 0 | [6 empty] | 0 | 0 | 1 | 0 | Off Peak | 1 | 0 | 0 | On Peak | 0 | 1 | Off Peak | 0 | 1 | Off Peak | 1 | 0 | 0 | On Peak | 0 | 1 | 0 | Off Peak | 0 | 1 | 0 | Off Peak
2020 | 10 | 1 | 2020-10-01 | 13 | 1 | 0 | 0 | [6 empty] | 0 | 0 | 1 | 0 | Off Peak | 1 | 0 | 0 | On Peak | 0 | 1 | Off Peak | 1 | 0 | On Peak | 1 | 0 | 0 | On Peak | 1 | 0 | 0 | On Peak | 1 | 0 | 0 | On Peak
2020 | 10 | 1 | 2020-10-01 | 14 | 1 | 0 | 0 | [6 empty] | 0 | 0 | 1 | 0 | Off Peak | 1 | 0 | 0 | On Peak | 0 | 1 | Off Peak | 1 | 0 | On Peak | 1 | 0 | 0 | On Peak | 1 | 0 | 0 | On Peak | 1 | 0 | 0 | On Peak
2020 | 10 | 1 | 2020-10-01 | 15 | 1 | 0 | 0 | [6 empty] | 0 | 0 | 1 | 0 | Off Peak | 1 | 0 | 0 | On Peak | 0 | 1 | Off Peak | 1 | 0 | On Peak | 1 | 0 | 0 | On Peak | 1 | 0 | 0 | On Peak | 1 | 0 | 0 | On Peak
2020 | 10 | 1 | 2020-10-01 | 16 | 1 | 0 | 0 | [6 empty] | 0 | 0 | 1 | 0 | Off Peak | 1 | 0 | 0 | On Peak | 0 | 1 | Off Peak | 1 | 0 | On Peak | 1 | 0 | 0 | On Peak | 1 | 0 | 0 | On Peak | 1 | 0 | 0 | On Peak
2020 | 10 | 1 | 2020-10-01 | 17 | 1 | 0 | 0 | [6 empty] | 0 | 1 | 0 | 0 | On Peak | 1 | 0 | 0 | On Peak | 1 | 0 | On Peak | 1 | 0 | On Peak | 1 | 0 | 0 | On Peak | 1 | 0 | 0 | On Peak | 1 | 0 | 0 | On Peak
2020 | 10 | 1 | 2020-10-01 | 18 | 1 | 0 | 0 | [6 empty] | 0 | 1 | 0 | 0 | On Peak | 1 | 0 | 0 | On Peak | 1 | 0 | On Peak | 1 | 0 | On Peak | 1 | 0 | 0 | On Peak | 1 | 0 | 0 | On Peak | 1 | 0 | 0 | On Peak
2020 | 10 | 1 | 2020-10-01 | 19 | 1 | 0 | 0 | [6 empty] | 0 | 1 | 0 | 0 | On Peak | 0 | 1 | 0 | Semi-Peak | 1 | 0 | On Peak | 0 | 1 | Off Peak | 0 | 1 | 0 | Off Peak | 1 | 0 | 0 | On Peak | 0 | 1 | 0 | Off Peak
2020 | 10 | 1 | 2020-10-01 | 20 | 1 | 0 | 0 | [6 empty] | 0 | 1 | 0 | 0 | On Peak | 0 | 1 | 0 | Semi-Peak | 1 | 0 | On Peak | 0 | 1 | Off Peak | 0 | 1 | 0 | Off Peak | 1 | 0 | 0 | On Peak | 0 | 1 | 0 | Off Peak
2020 | 10 | 1 | 2020-10-01 | 21 | 1 | 0 | 0 | [6 empty] | 0 | 1 | 0 | 0 | On Peak | 0 | 1 | 0 | Semi-Peak | 1 | 0 | On Peak | 0 | 1 | Off Peak | 0 | 1 | 0 | Off Peak | 0 | 1 | 0 | Off Peak | 0 | 1 | 0 | Off Peak
2020 | 10 | 1 | 2020-10-01 | 22 | 1 | 0 | 0 | [6 empty] | 0 | 0 | 1 | 0 | Off Peak | 0 | 1 | 0 | Semi-Peak | 0 | 1 | Off Peak | 0 | 1 | Off Peak | 0 | 1 | 0 | Off Peak | 0 | 1 | 0 | Off Peak | 0 | 1 | 0 | Off Peak
2020 | 10 | 1 | 2020-10-01 | 23 | 1 | 0 | 0 | [6 empty] | 0 | 0 | 1 | 0 | Off Peak | 0 | 0 | 1 | Off Peak | 0 | 1 | Off Peak | 0 | 1 | Off Peak | 0 | 0 | 1 | Super Off Peak | 0 | 1 | 0 | Off Peak | 0 | 1 | 0 | Off Peak
2020 | 10 | 1 | 2020-10-01 | 24 | 1 | 0 | 0 | [6 empty] | 0 | 0 | 1 | 0 | Off Peak | 0 | 0 | 1 | Off Peak | 0 | 1 | Off Peak | 0 | 1 | Off Peak | 0 | 0 | 1 | Super Off Peak | 0 | 1 | 0 | Off Peak | 0 | 1 | 0 | Off Peak
2020 | 10 | 2 | 2020-10-02 | 1 | 1 | 0 | 0 | [6 empty] | 0 | 0 | 0 | 1 | Super Off Peak | 0 | 0 | 1 | Off Peak | 0 | 1 | Off Peak | 0 | 1 | Off Peak | 0 | 0 | 1 | Super Off Peak | 0 | 0 | 1 | Super Off Peak | 0 | 0 | 1 | Super Off Peak
2020 | 10 | 2 | 2020-10-02 | 2 | 1 | 0 | 0 | [6 empty] | 0 | 0 | 0 | 1 | Super Off Peak | 0 | 0 | 1 | Off Peak | 0 | 1 | Off Peak | 0 | 1 | Off Peak | 0 | 0 | 1 | Super Off Peak | 0 | 0 | 1 | Super Off Peak | 0 | 0 | 1 | Super Off Peak
2020 | 10 | 2 | 2020-10-02 | 3 | 1 | 0 | 0 | [6 empty] | 0 | 0 | 0 | 1 | Super Off Peak | 0 | 0 | 1 | Off Peak | 0 | 1 | Off Peak | 0 | 1 | Off Peak | 0 | 0 | 1 | Super Off Peak | 0 | 0 | 1 | Super Off Peak | 0 | 0 | 1 | Super Off Peak
2020 | 10 | 2 | 2020-10-02 | 4 | 1 | 0 | 0 | [6 empty] | 0 | 0 | 0 | 1 | Super Off Peak | 0 | 0 | 1 | Off Peak | 0 | 1 | Off Peak | 0 | 1 | Off Peak | 0 | 0 | 1 | Super Off Peak | 0 | 0 | 1 | Super Off Peak | 0 | 0 | 1 | Super Off Peak
2020 | 10 | 2 | 2020-10-02 | 5 | 1 | 0 | 0 | [6 empty] | 0 | 0 | 0 | 1 | Super Off Peak | 0 | 0 | 1 | Off Peak | 0 | 1 | Off Peak | 0 | 1 | Off Peak | 0 | 0 | 1 | Super Off Peak | 0 | 0 | 1 | Super Off Peak | 0 | 0 | 1 | Super Off Peak
2020 | 10 | 2 | 2020-10-02 | 6 | 1 | 0 | 0 | [6 empty] | 0 | 0 | 0 | 1 | Super Off Peak | 0 | 0 | 1 | Off Peak | 0 | 1 | Off Peak | 0 | 1 | Off Peak | 0 | 0 | 1 | Super Off Peak | 0 | 1 | 0 | Off Peak | 0 | 1 | 0 | Off Peak
2020 | 10 | 2 | 2020-10-02 | 7 | 1 | 0 | 0 | [6 empty] | 0 | 0 | 1 | 0 | Off Peak | 0 | 1 | 0 | Semi-Peak | 0 | 1 | Off Peak | 0 | 1 | Off Peak | 0 | 1 | 0 | Off Peak | 0 | 1 | 0 | Off Peak | 0 | 1 | 0 | Off Peak
2020 | 10 | 2 | 2020-10-02 | 8 | 1 | 0 | 0 | [6 empty] | 0 | 0 | 1 | 0 | Off Peak | 0 | 1 | 0 | Semi-Peak | 0 | 1 | Off Peak | 0 | 1 | Off Peak | 0 | 1 | 0 | Off Peak | 0 | 1 | 0 | Off Peak | 0 | 1 | 0 | Off Peak
2020 | 10 | 2 | 2020-10-02 | 9 | 1 | 0 | 0 | [6 empty] | 0 | 0 | 1 | 0 | Off Peak | 0 | 1 | 0 | Semi-Peak | 0 | 1 | Off Peak | 0 | 1 | Off Peak | 0 | 1 | 0 | Off Peak | 0 | 1 | 0 | Off Peak | 0 | 1 | 0 | Off Peak
2020 | 10 | 2 | 2020-10-02 | 10 | 1 | 0 | 0 | [6 empty] | 0 | 0 | 1 | 0 | Off Peak | 0 | 1 | 0 | Semi-Peak | 0 | 1 | Off Peak | 0 | 1 | Off Peak | 0 | 1 | 0 | Off Peak | 0 | 1 | 0 | Off Peak | 0 | 1 | 0 | Off Peak
2020 | 10 | 2 | 2020-10-02 | 11 | 1 | 0 | 0 | [6 empty] | 0 | 0 | 1 | 0 | Off Peak | 0 | 1 | 0 | Semi-Peak | 0 | 1 | Off Peak | 0 | 1 | Off Peak | 0 | 1 | 0 | Off Peak | 0 | 1 | 0 | Off Peak | 0 | 1 | 0 | Off Peak
2020 | 10 | 2 | 2020-10-02 | 12 | 1 | 0 | 0 | [6 empty] | 0 | 0 | 1 | 0 | Off Peak | 1 | 0 | 0 | On Peak | 0 | 1 | Off Peak | 0 | 1 | Off Peak | 1 | 0 | 0 | On Peak | 0 | 1 | 0 | Off Peak | 0 | 1 | 0 | Off Peak
2020 | 10 | 2 | 2020-10-02 | 13 | 1 | 0 | 0 | [6 empty] | 0 | 0 | 1 | 0 | Off Peak | 1 | 0 | 0 | On Peak | 0 | 1 | Off Peak | 1 | 0 | On Peak | 1 | 0 | 0 | On Peak | 1 | 0 | 0 | On Peak | 1 | 0 | 0 | On Peak
2020 | 10 | 2 | 2020-10-02 | 14 | 1 | 0 | 0 | [6 empty] | 0 | 0 | 1 | 0 | Off Peak | 1 | 0 | 0 | On Peak | 0 | 1 | Off Peak | 1 | 0 | On Peak | 1 | 0 | 0 | On Peak | 1 | 0 | 0 | On Peak | 1 | 0 | 0 | On Peak
2020 | 10 | 2 | 2020-10-02 | 15 | 1 | 0 | 0 | [6 empty] | 0 | 0 | 1 | 0 | Off Peak | 1 | 0 | 0 | On Peak | 0 | 1 | Off Peak | 1 | 0 | On Peak | 1 | 0 | 0 | On Peak | 1 | 0 | 0 | On Peak | 1 | 0 | 0 | On Peak
2020 | 10 | 2 | 2020-10-02 | 16 | 1 | 0 | 0 | [6 empty] | 0 | 0 | 1 | 0 | Off Peak | 1 | 0 | 0 | On Peak | 0 | 1 | Off Peak | 1 | 0 | On Peak | 1 | 0 | 0 | On Peak | 1 | 0 | 0 | On Peak | 1 | 0 | 0 | On Peak
2020 | 10 | 2 | 2020-10-02 | 17 | 1 | 0 | 0 | [6 empty] | 0 | 1 | 0 | 0 | On Peak | 1 | 0 | 0 | On Peak | 1 | 0 | On Peak | 1 | 0 | On Peak | 1 | 0 | 0 | On Peak | 1 | 0 | 0 | On Peak | 1 | 0 | 0 | On Peak
2020 | 10 | 2 | 2020-10-02 | 18 | 1 | 0 | 0 | [6 empty] | 0 | 1 | 0 | 0 | On Peak | 1 | 0 | 0 | On Peak | 1 | 0 | On Peak | 1 | 0 | On Peak | 1 | 0 | 0 | On Peak | 1 | 0 | 0 | On Peak | 1 | 0 | 0 | On Peak
2020 | 10 | 2 | 2020-10-02 | 19 | 1 | 0 | 0 | [6 empty] | 0 | 1 | 0 | 0 | On Peak | 0 | 1 | 0 | Semi-Peak | 1 | 0 | On Peak | 0 | 1 | Off Peak | 0 | 1 | 0 | Off Peak | 1 | 0 | 0 | On Peak | 0 | 1 | 0 | Off Peak
2020 | 10 | 2 | 2020-10-02 | 20 | 1 | 0 | 0 | [6 empty] | 0 | 1 | 0 | 0 | On Peak | 0 | 1 | 0 | Semi-Peak | 1 | 0 | On Peak | 0 | 1 | Off Peak | 0 | 1 | 0 | Off Peak | 1 | 0 | 0 | On Peak | 0 | 1 | 0 | Off Peak
2020 | 10 | 2 | 2020-10-02 | 21 | 1 | 0 | 0 | [6 empty] | 0 | 1 | 0 | 0 | On Peak | 0 | 1 | 0 | Semi-Peak | 1 | 0 | On Peak | 0 | 1 | Off Peak | 0 | 1 | 0 | Off Peak | 0 | 1 | 0 | Off Peak | 0 | 1 | 0 | Off Peak
2020 | 10 | 2 | 2020-10-02 | 22 | 1 | 0 | 0 | [6 empty] | 0 | 0 | 1 | 0 | Off Peak | 0 | 1 | 0 | Semi-Peak | 0 | 1 | Off Peak | 0 | 1 | Off Peak | 0 | 1 | 0 | Off Peak | 0 | 1 | 0 | Off Peak | 0 | 1 | 0 | Off Peak
2020 | 10 | 2 | 2020-10-02 | 23 | 1 | 0 | 0 | [6 empty] | 0 | 0 | 1 | 0 | Off Peak | 0 | 0 | 1 | Off Peak | 0 | 1 | Off Peak | 0 | 1 | Off Peak | 0 | 0 | 1 | Super Off Peak | 0 | 1 | 0 | Off Peak | 0 | 1 | 0 | Off Peak
2020 | 10 | 2 | 2020-10-02 | 24 | 1 | 0 | 0 | [6 empty] | 0 | 0 | 1 | 0 | Off Peak | 0 | 0 | 1 | Off Peak | 0 | 1 | Off Peak | 0 | 1 | Off Peak | 0 | 0 | 1 | Super Off Peak | 0 | 1 | 0 | Off Peak | 0 | 1 | 0 | Off Peak
2020 | 10 | 3 | 2020-10-03 | 1 | 1 | 1 | 0 | [6 empty] | 0 | 0 | 0 | 1 | Super Off Peak | 0 | 0 | 1 | Off Peak | 0 | 1 | Off Peak | 0 | 1 | Off Peak | 0 | 0 | 1 | Super Off Peak | 0 | 0 | 1 | Super Off Peak | 0 | 0 | 1 | Super Off Peak
2020 | 10 | 3 | 2020-10-03 | 2 | 1 | 1 | 0 | [6 empty] | 0 | 0 | 0 | 1 | Super Off Peak | 0 | 0 | 1 | Off Peak | 0 | 1 | Off Peak | 0 | 1 | Off Peak | 0 | 0 | 1 | Super Off Peak | 0 | 0 | 1 | Super Off Peak | 0 | 0 | 1 | Super Off Peak
2020 | 10 | 3 | 2020-10-03 | 3 | 1 | 1 | 0 | [6 empty] | 0 | 0 | 0 | 1 | Super Off Peak | 0 | 0 | 1 | Off Peak | 0 | 1 | Off Peak | 0 | 1 | Off Peak | 0 | 0 | 1 | Super Off Peak | 0 | 0 | 1 | Super Off Peak | 0 | 0 | 1 | Super Off Peak
2020 | 10 | 3 | 2020-10-03 | 4 | 1 | 1 | 0 | [6 empty] | 0 | 0 | 0 | 1 | Super Off Peak | 0 | 0 | 1 | Off Peak | 0 | 1 | Off Peak | 0 | 1 | Off Peak | 0 | 0 | 1 | Super Off Peak | 0 | 0 | 1 | Super Off Peak | 0 | 0 | 1 | Super Off Peak
2020 | 10 | 3 | 2020-10-03 | 5 | 1 | 1 | 0 | [6 empty] | 0 | 0 | 0 | 1 | Super Off Peak | 0 | 0 | 1 | Off Peak | 0 | 1 | Off Peak | 0 | 1 | Off Peak | 0 | 0 | 1 | Super Off Peak | 0 | 0 | 1 | Super Off Peak | 0 | 0 | 1 | Super Off Peak
2020 | 10 | 3 | 2020-10-03 | 6 | 1 | 1 | 0 | [6 empty] | 0 | 0 | 0 | 1 | Super Off Peak | 0 | 0 | 1 | Off Peak | 0 | 1 | Off Peak | 0 | 1 | Off Peak | 0 | 0 | 1 | Super Off Peak | 0 | 1 | 0 | Off Peak | 0 | 1 | 0 | Off Peak
2020 | 10 | 3 | 2020-10-03 | 7 | 1 | 1 | 0 | [6 empty] | 0 | 0 | 0 | 1 | Super Off Peak | 0 | 0 | 1 | Off Peak | 0 | 1 | Off Peak | 0 | 1 | Off Peak | 0 | 0 | 1 | Super Off Peak | 0 | 1 | 0 | Off Peak | 0 | 1 | 0 | Off Peak
2020 | 10 | 3 | 2020-10-03 | 8 | 1 | 1 | 0 | [6 empty] | 0 | 0 | 0 | 1 | Super Off Peak | 0 | 0 | 1 | Off Peak | 0 | 1 | Off Peak | 0 | 1 | Off Peak | 0 | 0 | 1 | Super Off Peak | 0 | 1 | 0 | Off Peak | 0 | 1 | 0 | Off Peak
2020 | 10 | 3 | 2020-10-03 | 9 | 1 | 1 | 0 | [6 empty] | 0 | 0 | 0 | 1 | Super Off Peak | 0 | 0 | 1 | Off Peak | 0 | 1 | Off Peak | 0 | 1 | Off Peak | 0 | 0 | 1 | Super Off Peak | 0 | 1 | 0 | Off Peak | 0 | 1 | 0 | Off Peak
2020 | 10 | 3 | 2020-10-03 | 10 | 1 | 1 | 0 | [6 empty] | 0 | 0 | 0 | 1 | Super Off Peak | 0 | 0 | 1 | Off Peak | 0 | 1 | Off Peak | 0 | 1 | Off Peak | 0 | 0 | 1 | Super Off Peak | 0 | 1 | 0 | Off Peak | 0 | 1 | 0 | Off Peak
2020 | 10 | 3 | 2020-10-03 | 11 | 1 | 1 | 0 | [6 empty] | 0 | 0 | 0 | 1 | Super Off Peak | 0 | 0 | 1 | Off Peak | 0 | 1 | Off Peak | 0 | 1 | Off Peak | 0 | 0 | 1 | Super Off Peak | 0 | 1 | 0 | Off Peak | 0 | 1 | 0 | Off Peak
2020 | 10 | 3 | 2020-10-03 | 12 | 1 | 1 | 0 | [6 empty] | 0 | 0 | 0 | 1 | Super Off Peak | 0 | 0 | 1 | Off Peak | 0 | 1 | Off Peak | 0 | 1 | Off Peak | 0 | 0 | 1 | Super Off Peak | 0 | 1 | 0 | Off Peak | 0 | 1 | 0 | Off Peak
2020 | 10 | 3 | 2020-10-03 | 13 | 1 | 1 | 0 | [6 empty] | 0 | 0 | 0 | 1 | Super Off Peak | 0 | 0 | 1 | Off Peak | 0 | 1 | Off Peak | 0 | 1 | Off Peak | 0 | 0 | 1 | Super Off Peak | 1 | 0 | 0 | On Peak | 1 | 0 | 0 | On Peak
2020 | 10 | 3 | 2020-10-03 | 14 | 1 | 1 | 0 | [6 empty] | 0 | 0 | 0 | 1 | Super Off Peak | 0 | 0 | 1 | Off Peak | 0 | 1 | Off Peak | 0 | 1 | Off Peak | 0 | 0 | 1 | Super Off Peak | 1 | 0 | 0 | On Peak | 1 | 0 | 0 | On Peak
2020 | 10 | 3 | 2020-10-03 | 15 | 1 | 1 | 0 | [6 empty] | 0 | 0 | 1 | 0 | Off Peak | 0 | 0 | 1 | Off Peak | 0 | 1 | Off Peak | 0 | 1 | Off Peak | 0 | 0 | 1 | Super Off Peak | 1 | 0 | 0 | On Peak | 1 | 0 | 0 | On Peak
2020 | 10 | 3 | 2020-10-03 | 16 | 1 | 1 | 0 | [6 empty] | 0 | 0 | 1 | 0 | Off Peak | 0 | 0 | 1 | Off Peak | 0 | 1 | Off Peak | 0 | 1 | Off Peak | 0 | 0 | 1 | Super Off Peak | 1 | 0 | 0 | On Peak | 1 | 0 | 0 | On Peak
2020 | 10 | 3 | 2020-10-03 | 17 | 1 | 1 | 0 | [6 empty] | 0 | 1 | 0 | 0 | On Peak | 0 | 0 | 1 | Off Peak | 0 | 1 | Off Peak | 0 | 1 | Off Peak | 0 | 0 | 1 | Super Off Peak | 1 | 0 | 0 | On Peak | 1 | 0 | 0 | On Peak
2020 | 10 | 3 | 2020-10-03 | 18 | 1 | 1 | 0 | [6 empty] | 0 | 1 | 0 | 0 | On Peak | 0 | 0 | 1 | Off Peak | 0 | 1 | Off Peak | 0 | 1 | Off Peak | 0 | 0 | 1 | Super Off Peak | 1 | 0 | 0 | On Peak | 1 | 0 | 0 | On Peak
2020 | 10 | 3 | 2020-10-03 | 19 | 1 | 1 | 0 | [6 empty] | 0 | 1 | 0 | 0 | On Peak | 0 | 0 | 1 | Off Peak | 0 | 1 | Off Peak | 0 | 1 | Off Peak | 0 | 0 | 1 | Super Off Peak | 1 | 0 | 0 | On Peak | 0 | 1 | 0 | Off Peak
2020 | 10 | 3 | 2020-10-03 | 20 | 1 | 1 | 0 | [6 empty] | 0 | 1 | 0 | 0 | On Peak | 0 | 0 | 1 | Off Peak | 0 | 1 | Off Peak | 0 | 1 | Off Peak | 0 | 0 | 1 | Super Off Peak | 1 | 0 | 0 | On Peak | 0 | 1 | 0 | Off Peak
2020 | 10 | 3 | 2020-10-03 | 21 | 1 | 1 | 0 | [6 empty] | 0 | 1 | 0 | 0 | On Peak | 0 | 0 | 1 | Off Peak | 0 | 1 | Off Peak | 0 | 1 | Off Peak | 0 | 0 | 1 | Super Off Peak | 0 | 1 | 0 | Off Peak | 0 | 1 | 0 | Off Peak
2020 | 10 | 3 | 2020-10-03 | 22 | 1 | 1 | 0 | [6 empty] | 0 | 0 | 1 | 0 | Off Peak | 0 | 0 | 1 | Off Peak | 0 | 1 | Off Peak | 0 | 1 | Off Peak | 0 | 0 | 1 | Super Off Peak | 0 | 1 | 0 | Off Peak | 0 | 1 | 0 | Off Peak
2020 | 10 | 3 | 2020-10-03 | 23 | 1 | 1 | 0 | [6 empty] | 0 | 0 | 1 | 0 | Off Peak | 0 | 0 | 1 | Off Peak | 0 | 1 | Off Peak | 0 | 1 | Off Peak | 0 | 0 | 1 | Super Off Peak | 0 | 1 | 0 | Off Peak | 0 | 1 | 0 | Off Peak
2020 | 10 | 3 | 2020-10-03 | 24 | 1 | 1 | 0 | [6 empty] | 0 | 0 | 1 | 0 | Off Peak | 0 | 0 | 1 | Off Peak | 0 | 1 | Off Peak | 0 | 1 | Off Peak | 0 | 0 | 1 | Super Off Peak | 0 | 1 | 0 | Off Peak | 0 | 1 | 0 | Off Peak
2020 | 10 | 4 | 2020-10-04 | 1 | 1 | 1 | 0 | [6 empty] | 0 | 0 | 0 | 1 | Super Off Peak | 0 | 0 | 1 | Off Peak | 0 | 1 | Off Peak | 0 | 1 | Off Peak | 0 | 0 | 1 | Super Off Peak | 0 | 0 | 1 | Super Off Peak | 0 | 0 | 1 | Super Off Peak
2020 | 10 | 4 | 2020-10-04 | 2 | 1 | 1 | 0 | [6 empty] | 0 | 0 | 0 | 1 | Super Off Peak | 0 | 0 | 1 | Off Peak | 0 | 1 | Off Peak | 0 | 1 | Off Peak | 0 | 0 | 1 | Super Off Peak | 0 | 0 | 1 | Super Off Peak | 0 | 0 | 1 | Super Off Peak
2020 | 10 | 4 | 2020-10-04 | 3 | 1 | 1 | 0 | [6 empty] | 0 | 0 | 0 | 1 | Super Off Peak | 0 | 0 | 1 | Off Peak | 0 | 1 | Off Peak | 0 | 1 | Off Peak | 0 | 0 | 1 | Super Off Peak | 0 | 0 | 1 | Super Off Peak | 0 | 0 | 1 | Super Off Peak
2020 | 10 | 4 | 2020-10-04 | 4 | 1 | 1 | 0 | [6 empty] | 0 | 0 | 0 | 1 | Super Off Peak | 0 | 0 | 1 | Off Peak | 0 | 1 | Off Peak | 0 | 1 | Off Peak | 0 | 0 | 1 | Super Off Peak | 0 | 0 | 1 | Super Off Peak | 0 | 0 | 1 | Super Off Peak
2020 | 10 | 4 | 2020-10-04 | 5 | 1 | 1 | 0 | [6 empty] | 0 | 0 | 0 | 1 | Super Off Peak | 0 | 0 | 1 | Off Peak | 0 | 1 | Off Peak | 0 | 1 | Off Peak | 0 | 0 | 1 | Super Off Peak | 0 | 0 | 1 | Super Off Peak | 0 | 0 | 1 | Super Off Peak
2020 | 10 | 4 | 2020-10-04 | 6 | 1 | 1 | 0 | [6 empty] | 0 | 0 | 0 | 1 | Super Off Peak | 0 | 0 | 1 | Off Peak | 0 | 1 | Off Peak | 0 | 1 | Off Peak | 0 | 0 | 1 | Super Off Peak | 0 | 1 | 0 | Off Peak | 0 | 1 | 0 | Off Peak
2020 | 10 | 4 | 2020-10-04 | 7 | 1 | 1 | 0 | [6 empty] | 0 | 0 | 0 | 1 | Super Off Peak | 0 | 0 | 1 | Off Peak | 0 | 1 | Off Peak | 0 | 1 | Off Peak | 0 | 0 | 1 | Super Off Peak | 0 | 1 | 0 | Off Peak | 0 | 1 | 0 | Off Peak
2020 | 10 | 4 | 2020-10-04 | 8 | 1 | 1 | 0 | [6 empty] | 0 | 0 | 0 | 1 | Super Off Peak | 0 | 0 | 1 | Off Peak | 0 | 1 | Off Peak | 0 | 1 | Off Peak | 0 | 0 | 1 | Super Off Peak | 0 | 1 | 0 | Off Peak | 0 | 1 | 0 | Off Peak
2020 | 10 | 4 | 2020-10-04 | 9 | 1 | 1 | 0 | [6 empty] | 0 | 0 | 0 | 1 | Super Off Peak | 0 | 0 | 1 | Off Peak | 0 | 1 | Off Peak | 0 | 1 | Off Peak | 0 | 0 | 1 | Super Off Peak | 0 | 1 | 0 | Off Peak | 0 | 1 | 0 | Off Peak
2020 | 10 | 4 | 2020-10-04 | 10 | 1 | 1 | 0 | [6 empty] | 0 | 0 | 0 | 1 | Super Off Peak | 0 | 0 | 1 | Off Peak | 0 | 1 | Off Peak | 0 | 1 | Off Peak | 0 | 0 | 1 | Super Off Peak | 0 | 1 | 0 | Off Peak | 0 | 1 | 0 | Off Peak
2020 | 10 | 4 | 2020-10-04 | 11 | 1 | 1 | 0 | [6 empty] | 0 | 0 | 0 | 1 | Super Off Peak | 0 | 0 | 1 | Off Peak | 0 | 1 | Off Peak | 0 | 1 | Off Peak | 0 | 0 | 1 | Super Off Peak | 0 | 1 | 0 | Off Peak | 0 | 1 | 0 | Off Peak
2020 | 10 | 4 | 2020-10-04 | 12 | 1 | 1 | 0 | [6 empty] | 0 | 0 | 0 | 1 | Super Off Peak | 0 | 0 | 1 | Off Peak | 0 | 1 | Off Peak | 0 | 1 | Off Peak | 0 | 0 | 1 | Super Off Peak | 0 | 1 | 0 | Off Peak | 0 | 1 | 0 | Off Peak
2020 | 10 | 4 | 2020-10-04 | 13 | 1 | 1 | 0 | [6 empty] | 0 | 0 | 0 | 1 | Super Off Peak | 0 | 0 | 1 | Off Peak | 0 | 1 | Off Peak | 0 | 1 | Off Peak | 0 | 0 | 1 | Super Off Peak | 1 | 0 | 0 | On Peak | 1 | 0 | 0 | On Peak
2020 | 10 | 4 | 2020-10-04 | 14 | 1 | 1 | 0 | [6 empty] | 0 | 0 | 0 | 1 | Super Off Peak | 0 | 0 | 1 | Off Peak | 0 | 1 | Off Peak | 0 | 1 | Off Peak | 0 | 0 | 1 | Super Off Peak | 1 | 0 | 0 | On Peak | 1 | 0 | 0 | On Peak
2020 | 10 | 4 | 2020-10-04 | 15 | 1 | 1 | 0 | [6 empty] | 0 | 0 | 1 | 0 | Off Peak | 0 | 0 | 1 | Off Peak | 0 | 1 | Off Peak | 0 | 1 | Off Peak | 0 | 0 | 1 | Super Off Peak | 1 | 0 | 0 | On Peak | 1 | 0 | 0 | On Peak
2020 | 10 | 4 | 2020-10-04 | 16 | 1 | 1 | 0 | [6 empty] | 0 | 0 | 1 | 0 | Off Peak | 0 | 0 | 1 | Off Peak | 0 | 1 | Off Peak | 0 | 1 | Off Peak | 0 | 0 | 1 | Super Off Peak | 1 | 0 | 0 | On Peak | 1 | 0 | 0 | On Peak
2020 | 10 | 4 | 2020-10-04 | 17 | 1 | 1 | 0 | [6 empty] | 0 | 1 | 0 | 0 | On Peak | 0 | 0 | 1 | Off Peak | 0 | 1 | Off Peak | 0 | 1 | Off Peak | 0 | 0 | 1 | Super Off Peak | 1 | 0 | 0 | On Peak | 1 | 0 | 0 | On Peak
2020 | 10 | 4 | 2020-10-04 | 18 | 1 | 1 | 0 | [6 empty] | 0 | 1 | 0 | 0 | On Peak | 0 | 0 | 1 | Off Peak | 0 | 1 | Off Peak | 0 | 1 | Off Peak | 0 | 0 | 1 | Super Off Peak | 1 | 0 | 0 | On Peak | 1 | 0 | 0 | On Peak
2020 | 10 | 4 | 2020-10-04 | 19 | 1 | 1 | 0 | [6 empty] | 0 | 1 | 0 | 0 | On Peak | 0 | 0 | 1 | Off Peak | 0 | 1 | Off Peak | 0 | 1 | Off Peak | 0 | 0 | 1 | Super Off Peak | 1 | 0 | 0 | On Peak | 0 | 1 | 0 | Off Peak
2020 | 10 | 4 | 2020-10-04 | 20 | 1 | 1 | 0 | [6 empty] | 0 | 1 | 0 | 0 | On Peak | 0 | 0 | 1 | Off Peak | 0 | 1 | Off Peak | 0 | 1 | Off Peak | 0 | 0 | 1 | Super Off Peak | 1 | 0 | 0 | On Peak | 0 | 1 | 0 | Off Peak
2020 | 10 | 4 | 2020-10-04 | 21 | 1 | 1 | 0 | [6 empty] | 0 | 1 | 0 | 0 | On Peak | 0 | 0 | 1 | Off Peak | 0 | 1 | Off Peak | 0 | 1 | Off Peak | 0 | 0 | 1 | Super Off Peak | 0 | 1 | 0 | Off Peak | 0 | 1 | 0 | Off Peak
2020 | 10 | 4 | 2020-10-04 | 22 | 1 | 1 | 0 | [6 empty] | 0 | 0 | 1 | 0 | Off Peak | 0 | 0 | 1 | Off Peak | 0 | 1 | Off Peak | 0 | 1 | Off Peak | 0 | 0 | 1 | Super Off Peak | 0 | 1 | 0 | Off Peak | 0 | 1 | 0 | Off Peak
2020 | 10 | 4 | 2020-10-04 | 23 | 1 | 1 | 0 | [6 empty] | 0 | 0 | 1 | 0 | Off Peak | 0 | 0 | 1 | Off Peak | 0 | 1 | Off Peak | 0 | 1 | Off Peak | 0 | 0 | 1 | Super Off Peak | 0 | 1 | 0 | Off Peak | 0 | 1 | 0 | Off Peak
2020 | 10 | 4 | 2020-10-04 | 24 | 1 | 1 | 0 | [6 empty] | 0 | 0 | 1 | 0 | Off Peak | 0 | 0 | 1 | Off Peak | 0 | 1 | Off Peak | 0 | 1 | Off Peak | 0 | 0 | 1 | Super Off Peak | 0 | 1 | 0 | Off Peak | 0 | 1 | 0 | Off Peak
2020 | 10 | 5 | 2020-10-05 | 1 | 1 | 0 | 0 | [6 empty] | 0 | 0 | 0 | 1 | Super Off Peak | 0 | 0 | 1 | Off Peak | 0 | 1 | Off Peak | 0 | 1 | Off Peak | 0 | 0 | 1 | Super Off Peak | 0 | 0 | 1 | Super Off Peak | 0 | 0 | 1 | Super Off Peak
2020 | 10 | 5 | 2020-10-05 | 2 | 1 | 0 | 0 | [6 empty] | 0 | 0 | 0 | 1 | Super Off Peak | 0 | 0 | 1 | Off Peak | 0 | 1 | Off Peak | 0 | 1 | Off Peak | 0 | 0 | 1 | Super Off Peak | 0 | 0 | 1 | Super Off Peak | 0 | 0 | 1 | Super Off Peak
2020 | 10 | 5 | 2020-10-05 | 3 | 1 | 0 | 0 | [6 empty] | 0 | 0 | 0 | 1 | Super Off Peak | 0 | 0 | 1 | Off Peak | 0 | 1 | Off Peak | 0 | 1 | Off Peak | 0 | 0 | 1 | Super Off Peak | 0 | 0 | 1 | Super Off Peak | 0 | 0 | 1 | Super Off Peak
2020 | 10 | 5 | 2020-10-05 | 4 | 1 | 0 | 0 | [6 empty] | 0 | 0 | 0 | 1 | Super Off Peak | 0 | 0 | 1 | Off Peak | 0 | 1 | Off Peak | 0 | 1 | Off Peak | 0 | 0 | 1 | Super Off Peak | 0 | 0 | 1 | Super Off Peak | 0 | 0 | 1 | Super Off Peak
2020 | 10 | 5 | 2020-10-05 | 5 | 1 | 0 | 0 | [6 empty] | 0 | 0 | 0 | 1 | Super Off Peak | 0 | 0 | 1 | Off Peak | 0 | 1 | Off Peak | 0 | 1 | Off Peak | 0 | 0 | 1 | Super Off Peak | 0 | 0 | 1 | Super Off Peak | 0 | 0 | 1 | Super Off Peak
2020 | 10 | 5 | 2020-10-05 | 6 | 1 | 0 | 0 | [6 empty] | 0 | 0 | 0 | 1 | Super Off Peak | 0 | 0 | 1 | Off Peak | 0 | 1 | Off Peak | 0 | 1 | Off Peak | 0 | 0 | 1 | Super Off Peak | 0 | 1 | 0 | Off Peak | 0 | 1 | 0 | Off Peak
2020 | 10 | 5 | 2020-10-05 | 7 | 1 | 0 | 0 | [6 empty] | 0 | 0 | 1 | 0 | Off Peak | 0 | 1 | 0 | Semi-Peak | 0 | 1 | Off Peak | 0 | 1 | Off Peak | 0 | 1 | 0 | Off Peak | 0 | 1 | 0 | Off Peak | 0 | 1 | 0 | Off Peak
2020 | 10 | 5 | 2020-10-05 | 8 | 1 | 0 | 0 | [6 empty] | 0 | 0 | 1 | 0 | Off Peak | 0 | 1 | 0 | Semi-Peak | 0 | 1 | Off Peak | 0 | 1 | Off Peak | 0 | 1 | 0 | Off Peak | 0 | 1 | 0 | Off Peak | 0 | 1 | 0 | Off Peak
2020 | 10 | 5 | 2020-10-05 | 9 | 1 | 0 | 0 | [6 empty] | 0 | 0 | 1 | 0 | Off Peak | 0 | 1 | 0 | Semi-Peak | 0 | 1 | Off Peak | 0 | 1 | Off Peak | 0 | 1 | 0 | Off Peak | 0 | 1 | 0 | Off Peak | 0 | 1 | 0 | Off Peak
2020 | 10 | 5 | 2020-10-05 | 10 | 1 | 0 | 0 | [6 empty] | 0 | 0 | 1 | 0 | Off Peak | 0 | 1 | 0 | Semi-Peak | 0 | 1 | Off Peak | 0 | 1 | Off Peak | 0 | 1 | 0 | Off Peak | 0 | 1 | 0 | Off Peak | 0 | 1 | 0 | Off Peak
2020 | 10 | 5 | 2020-10-05 | 11 | 1 | 0 | 0 | [6 empty] | 0 | 0 | 1 | 0 | Off Peak | 0 | 1 | 0 | Semi-Peak | 0 | 1 | Off Peak | 0 | 1 | Off Peak | 0 | 1 | 0 | Off Peak | 0 | 1 | 0 | Off Peak | 0 | 1 | 0 | Off Peak
2020 | 10 | 5 | 2020-10-05 | 12 | 1 | 0 | 0 | [6 empty] | 0 | 0 | 1 | 0 | Off Peak | 1 | 0 | 0 | On Peak | 0 | 1 | Off Peak | 0 | 1 | Off Peak | 1 | 0 | 0 | On Peak | 0 | 1 | 0 | Off Peak | 0 | 1 | 0 | Off Peak
2020 | 10 | 5 | 2020-10-05 | 13 | 1 | 0 | 0 | [6 empty] | 0 | 0 | 1 | 0 | Off Peak | 1 | 0 | 0 | On Peak | 0 | 1 | Off Peak | 1 | 0 | On Peak | 1 | 0 | 0 | On Peak | 1 | 0 | 0 | On Peak | 1 | 0 | 0 | On Peak
2020 | 10 | 5 | 2020-10-05 | 14 | 1 | 0 | 0 | [6 empty] | 0 | 0 | 1 | 0 | Off Peak | 1 | 0 | 0 | On Peak | 0 | 1 | Off Peak | 1 | 0 | On Peak | 1 | 0 | 0 | On Peak | 1 | 0 | 0 | On Peak | 1 | 0 | 0 | On Peak
2020 | 10 | 5 | 2020-10-05 | 15 | 1 | 0 | 0 | [6 empty] | 0 | 0 | 1 | 0 | Off Peak | 1 | 0 | 0 | On Peak | 0 | 1 | Off Peak | 1 | 0 | On Peak | 1 | 0 | 0 | On Peak | 1 | 0 | 0 | On Peak | 1 | 0 | 0 | On Peak
2020 | 10 | 5 | 2020-10-05 | 16 | 1 | 0 | 0 | [6 empty] | 0 | 0 | 1 | 0 | Off Peak | 1 | 0 | 0 | On Peak | 0 | 1 | Off Peak | 1 | 0 | On Peak | 1 | 0 | 0 | On Peak | 1 | 0 | 0 | On Peak | 1 | 0 | 0 | On Peak
2020 | 10 | 5 | 2020-10-05 | 17 | 1 | 0 | 0 | [6 empty] | 0 | 1 | 0 | 0 | On Peak | 1 | 0 | 0 | On Peak | 1 | 0 | On Peak | 1 | 0 | On Peak | 1 | 0 | 0 | On Peak | 1 | 0 | 0 | On Peak | 1 | 0 | 0 | On Peak
2020 | 10 | 5 | 2020-10-05 | 18 | 1 | 0 | 0 | [6 empty] | 0 | 1 | 0 | 0 | On Peak | 1 | 0 | 0 | On Peak | 1 | 0 | On Peak | 1 | 0 | On Peak | 1 | 0 | 0 | On Peak | 1 | 0 | 0 | On Peak | 1 | 0 | 0 | On Peak
2020 | 10 | 5 | 2020-10-05 | 19 | 1 | 0 | 0 | [6 empty] | 1 | 1 | 0 | 0 | On Peak | 0 | 1 | 0 | Semi-Peak | 1 | 0 | On Peak | 0 | 1 | Off Peak | 0 | 1 | 0 | Off Peak | 1 | 0 | 0 | On Peak | 0 | 1 | 0 | Off Peak | 0.8654%
2020 | 10 | 5 | 2020-10-05 | 20 | 1 | 0 | 0 | [6 empty] | 1 | 1 | 0 | 0 | On Peak | 0 | 1 | 0 | Semi-Peak | 1 | 0 | On Peak | 0 | 1 | Off Peak | 0 | 1 | 0 | Off Peak | 1 | 0 | 0 | On Peak | 0 | 1 | 0 | Off Peak | 1.01%
2020 | 10 | 5 | 2020-10-05 | 21 | 1 | 0 | 0 | [6 empty] | 1 | 1 | 0 | 0 | On Peak | 0 | 1 | 0 | Semi-Peak | 1 | 0 | On Peak | 0 | 1 | Off Peak | 0 | 1 | 0 | Off Peak | 0 | 1 | 0 | Off Peak | 0 | 1 | 0 | Off Peak | 0.9999%
2020 | 10 | 5 | 2020-10-05 | 22 | 1 | 0 | 0 | [6 empty] | 1 | 0 | 1 | 0 | Off Peak | 0 | 1 | 0 | Semi-Peak | 0 | 1 | Off Peak | 0 | 1 | Off Peak | 0 | 1 | 0 | Off Peak | 0 | 1 | 0 | Off Peak | 0 | 1 | 0 | Off Peak | 0.8507%
2020 | 10 | 5 | 2020-10-05 | 23 | 1 | 0 | 0 | [6 empty] | 0 | 0 | 1 | 0 | Off Peak | 0 | 0 | 1 | Off Peak | 0 | 1 | Off Peak | 0 | 1 | Off Peak | 0 | 0 | 1 | Super Off Peak | 0 | 1 | 0 | Off Peak | 0 | 1 | 0 | Off Peak
2020 | 10 | 5 | 2020-10-05 | 24 | 1 | 0 | 0 | [6 empty] | 0 | 0 | 1 | 0 | Off Peak | 0 | 0 | 1 | Off Peak | 0 | 1 | Off Peak | 0 | 1 | Off Peak | 0 | 0 | 1 | Super Off Peak | 0 | 1 | 0 | Off Peak | 0 | 1 | 0 | Off Peak
2020 | 10 | 6 | 2020-10-06 | 1 | 1 | 0 | 0 | [6 empty] | 0 | 0 | 0 | 1 | Super Off Peak | 0 | 0 | 1 | Off Peak | 0 | 1 | Off Peak | 0 | 1 | Off Peak | 0 | 0 | 1 | Super Off Peak | 0 | 0 | 1 | Super Off Peak | 0 | 0 | 1 | Super Off Peak
2020 | 10 | 6 | 2020-10-06 | 2 | 1 | 0 | 0 | [6 empty] | 0 | 0 | 0 | 1 | Super Off Peak | 0 | 0 | 1 | Off Peak | 0 | 1 | Off Peak | 0 | 1 | Off Peak | 0 | 0 | 1 | Super Off Peak | 0 | 0 | 1 | Super Off Peak | 0 | 0 | 1 | Super Off Peak
2020 | 10 | 6 | 2020-10-06 | 3 | 1 | 0 | 0 | [6 empty] | 0 | 0 | 0 | 1 | Super Off Peak | 0 | 0 | 1 | Off Peak | 0 | 1 | Off Peak | 0 | 1 | Off Peak | 0 | 0 | 1 | Super Off Peak | 0 | 0 | 1 | Super Off Peak | 0 | 0 | 1 | Super Off Peak
2020 | 10 | 6 | 2020-10-06 | 4 | 1 | 0 | 0 | [6 empty] | 0 | 0 | 0 | 1 | Super Off Peak | 0 | 0 | 1 | Off Peak | 0 | 1 | Off Peak | 0 | 1 | Off Peak | 0 | 0 | 1 | Super Off Peak | 0 | 0 | 1 | Super Off Peak | 0 | 0 | 1 | Super Off Peak
2020 | 10 | 6 | 2020-10-06 | 5 | 1 | 0 | 0 | [6 empty] | 0 | 0 | 0 | 1 | Super Off Peak | 0 | 0 | 1 | Off Peak | 0 | 1 | Off Peak | 0 | 1 | Off Peak | 0 | 0 | 1 | Super Off Peak | 0 | 0 | 1 | Super Off Peak | 0 | 0 | 1 | Super Off Peak
2020 | 10 | 6 | 2020-10-06 | 6 | 1 | 0 | 0 | [6 empty] | 0 | 0 | 0 | 1 | Super Off Peak | 0 | 0 | 1 | Off Peak | 0 | 1 | Off Peak | 0 | 1 | Off Peak | 0 | 0 | 1 | Super Off Peak | 0 | 1 | 0 | Off Peak | 0 | 1 | 0 | Off Peak
2020 | 10 | 6 | 2020-10-06 | 7 | 1 | 0 | 0 | [6 empty] | 0 | 0 | 1 | 0 | Off Peak | 0 | 1 | 0 | Semi-Peak | 0 | 1 | Off Peak | 0 | 1 | Off Peak | 0 | 1 | 0 | Off Peak | 0 | 1 | 0 | Off Peak | 0 | 1 | 0 | Off Peak
2020 | 10 | 6 | 2020-10-06 | 8 | 1 | 0 | 0 | [6 empty] | 0 | 0 | 1 | 0 | Off Peak | 0 | 1 | 0 | Semi-Peak | 0 | 1 | Off Peak | 0 | 1 | Off Peak | 0 | 1 | 0 | Off Peak | 0 | 1 | 0 | Off Peak | 0 | 1 | 0 | Off Peak
2020 | 10 | 6 | 2020-10-06 | 9 | 1 | 0 | 0 | [6 empty] | 0 | 0 | 1 | 0 | Off Peak | 0 | 1 | 0 | Semi-Peak | 0 | 1 | Off Peak | 0 | 1 | Off Peak | 0 | 1 | 0 | Off Peak | 0 | 1 | 0 | Off Peak | 0 | 1 | 0 | Off Peak
2020 | 10 | 6 | 2020-10-06 | 10 | 1 | 0 | 0 | [6 empty] | 0 | 0 | 1 | 0 | Off Peak | 0 | 1 | 0 | Semi-Peak | 0 | 1 | Off Peak | 0 | 1 | Off Peak | 0 | 1 | 0 | Off Peak | 0 | 1 | 0 | Off Peak | 0 | 1 | 0 | Off Peak
2020 | 10 | 6 | 2020-10-06 | 11 | 1 | 0 | 0 | [6 empty] | 0 | 0 | 1 | 0 | Off Peak | 0 | 1 | 0 | Semi-Peak | 0 | 1 | Off Peak | 0 | 1 | Off Peak | 0 | 1 | 0 | Off Peak | 0 | 1 | 0 | Off Peak | 0 | 1 | 0 | Off Peak
2020 | 10 | 6 | 2020-10-06 | 12 | 1 | 0 | 0 | [6 empty] | 0 | 0 | 1 | 0 | Off Peak | 1 | 0 | 0 | On Peak | 0 | 1 | Off Peak | 0 | 1 | Off Peak | 1 | 0 | 0 | On Peak | 0 | 1 | 0 | Off Peak | 0 | 1 | 0 | Off Peak
2020 | 10 | 6 | 2020-10-06 | 13 | 1 | 0 | 0 | [6 empty] | 0 | 0 | 1 | 0 | Off Peak | 1 | 0 | 0 | On Peak | 0 | 1 | Off Peak | 1 | 0 | On Peak | 1 | 0 | 0 | On Peak | 1 | 0 | 0 | On Peak | 1 | 0 | 0 | On Peak
2020 | 10 | 6 | 2020-10-06 | 14 | 1 | 0 | 0 | [6 empty] | 0 | 0 | 1 | 0 | Off Peak | 1 | 0 | 0 | On Peak | 0 | 1 | Off Peak | 1 | 0 | On Peak | 1 | 0 | 0 | On Peak | 1 | 0 | 0 | On Peak | 1 | 0 | 0 | On Peak
2020 | 10 | 6 | 2020-10-06 | 15 | 1 | 0 | 0 | [6 empty] | 0 | 0 | 1 | 0 | Off Peak | 1 | 0 | 0 | On Peak | 0 | 1 | Off Peak | 1 | 0 | On Peak | 1 | 0 | 0 | On Peak | 1 | 0 | 0 | On Peak | 1 | 0 | 0 | On Peak
2020 | 10 | 6 | 2020-10-06 | 16 | 1 | 0 | 0 | [6 empty] | 0 | 0 | 1 | 0 | Off Peak | 1 | 0 | 0 | On Peak | 0 | 1 | Off Peak | 1 | 0 | On Peak | 1 | 0 | 0 | On Peak | 1 | 0 | 0 | On Peak | 1 | 0 | 0 | On Peak
2020 | 10 | 6 | 2020-10-06 | 17 | 1 | 0 | 0 | [6 empty] | 0 | 1 | 0 | 0 | On Peak | 1 | 0 | 0 | On Peak | 1 | 0 | On Peak | 1 | 0 | On Peak | 1 | 0 | 0 | On Peak | 1 | 0 | 0 | On Peak | 1 | 0 | 0 | On Peak
2020 | 10 | 6 | 2020-10-06 | 18 | 1 | 0 | 0 | [6 empty] | 0 | 1 | 0 | 0 | On Peak | 1 | 0 | 0 | On Peak | 1 | 0 | On Peak | 1 | 0 | On Peak | 1 | 0 | 0 | On Peak | 1 | 0 | 0 | On Peak | 1 | 0 | 0 | On Peak
2020 | 10 | 6 | 2020-10-06 | 19 | 1 | 0 | 0 | [6 empty] | 0 | 1 | 0 | 0 | On Peak | 0 | 1 | 0 | Semi-Peak | 1 | 0 | On Peak | 0 | 1 | Off Peak | 0 | 1 | 0 | Off Peak | 1 | 0 | 0 | On Peak | 0 | 1 | 0 | Off Peak
2020 | 10 | 6 | 2020-10-06 | 20 | 1 | 0 | 0 | [6 empty] | 0 | 1 | 0 | 0 | On Peak | 0 | 1 | 0 | Semi-Peak | 1 | 0 | On Peak | 0 | 1 | Off Peak | 0 | 1 | 0 | Off Peak | 1 | 0 | 0 | On Peak | 0 | 1 | 0 | Off Peak
2020 | 10 | 6 | 2020-10-06 | 21 | 1 | 0 | 0 | [6 empty] | 0 | 1 | 0 | 0 | On Peak | 0 | 1 | 0 | Semi-Peak | 1 | 0 | On Peak | 0 | 1 | Off Peak | 0 | 1 | 0 | Off Peak | 0 | 1 | 0 | Off Peak | 0 | 1 | 0 | Off Peak
2020 | 10 | 6 | 2020-10-06 | 22 | 1 | 0 | 0 | [6 empty] | 0 | 0 | 1 | 0 | Off Peak | 0 | 1 | 0 | Semi-Peak | 0 | 1 | Off Peak | 0 | 1 | Off Peak | 0 | 1 | 0 | Off Peak | 0 | 1 | 0 | Off Peak | 0 | 1 | 0 | Off Peak
2020 | 10 | 6 | 2020-10-06 | 23 | 1 | 0 | 0 | [6 empty] | 0 | 0 | 1 | 0 | Off Peak | 0 | 0 | 1 | Off Peak | 0 | 1 | Off Peak | 0 | 1 | Off Peak | 0 | 0 | 1 | Super Off Peak | 0 | 1 | 0 | Off Peak | 0 | 1 | 0 | Off Peak
2020 | 10 | 6 | 2020-10-06 | 24 | 1 | 0 | 0 | [6 empty] | 0 | 0 | 1 | 0 | Off Peak | 0 | 0 | 1 | Off Peak | 0 | 1 | Off Peak | 0 | 1 | Off Peak | 0 | 0 | 1 | Super Off Peak | 0 | 1 | 0 | Off Peak | 0 | 1 | 0 | Off Peak
2020 | 10 | 7 | 2020-10-07 | 1 | 1 | 0 | 0 | [6 empty] | 0 | 0 | 0 | 1 | Super Off Peak | 0 | 0 | 1 | Off Peak | 0 | 1 | Off Peak | 0 | 1 | Off Peak | 0 | 0 | 1 | Super Off Peak | 0 | 0 | 1 | Super Off Peak | 0 | 0 | 1 | Super Off Peak
2020 | 10 | 7 | 2020-10-07 | 2 | 1 | 0 | 0 | [6 empty] | 0 | 0 | 0 | 1 | Super Off Peak | 0 | 0 | 1 | Off Peak | 0 | 1 | Off Peak | 0 | 1 | Off Peak | 0 | 0 | 1 | Super Off Peak | 0 | 0 | 1 | Super Off Peak | 0 | 0 | 1 | Super Off Peak
2020 | 10 | 7 | 2020-10-07 | 3 | 1 | 0 | 0 | [6 empty] | 0 | 0 | 0 | 1 | Super Off Peak | 0 | 0 | 1 | Off Peak | 0 | 1 | Off Peak | 0 | 1 | Off Peak | 0 | 0 | 1 | Super Off Peak | 0 | 0 | 1 | Super Off Peak | 0 | 0 | 1 | Super Off Peak
2020 | 10 | 7 | 2020-10-07 | 4 | 1 | 0 | 0 | [6 empty] | 0 | 0 | 0 | 1 | Super Off Peak | 0 | 0 | 1 | Off Peak | 0 | 1 | Off Peak | 0 | 1 | Off Peak | 0 | 0 | 1 | Super Off Peak | 0 | 0 | 1 | Super Off Peak | 0 | 0 | 1 | Super Off Peak
2020 | 10 | 7 | 2020-10-07 | 5 | 1 | 0 | 0 | [6 empty] | 0 | 0 | 0 | 1 | Super Off Peak | 0 | 0 | 1 | Off Peak | 0 | 1 | Off Peak | 0 | 1 | Off Peak | 0 | 0 | 1 | Super Off Peak | 0 | 0 | 1 | Super Off Peak | 0 | 0 | 1 | Super Off Peak
2020 | 10 | 7 | 2020-10-07 | 6 | 1 | 0 | 0 | [6 empty] | 0 | 0 | 0 | 1 | Super Off Peak | 0 | 0 | 1 | Off Peak | 0 | 1 | Off Peak | 0 | 1 | Off Peak | 0 | 0 | 1 | Super Off Peak | 0 | 1 | 0 | Off Peak | 0 | 1 | 0 | Off Peak
2020 | 10 | 7 | 2020-10-07 | 7 | 1 | 0 | 0 | [6 empty] | 0 | 0 | 1 | 0 | Off Peak | 0 | 1 | 0 | Semi-Peak | 0 | 1 | Off Peak | 0 | 1 | Off Peak | 0 | 1 | 0 | Off Peak | 0 | 1 | 0 | Off Peak | 0 | 1 | 0 | Off Peak
2020 | 10 | 7 | 2020-10-07 | 8 | 1 | 0 | 0 | [6 empty] | 0 | 0 | 1 | 0 | Off Peak | 0 | 1 | 0 | Semi-Peak | 0 | 1 | Off Peak | 0 | 1 | Off Peak | 0 | 1 | 0 | Off Peak | 0 | 1 | 0 | Off Peak | 0 | 1 | 0 | Off Peak
2020 | 10 | 7 | 2020-10-07 | 9 | 1 | 0 | 0 | [6 empty] | 0 | 0 | 1 | 0 | Off Peak | 0 | 1 | 0 | Semi-Peak | 0 | 1 | Off Peak | 0 | 1 | Off Peak | 0 | 1 | 0 | Off Peak | 0 | 1 | 0 | Off Peak | 0 | 1 | 0 | Off Peak
2020 | 10 | 7 | 2020-10-07 | 10 | 1 | 0 | 0 | [6 empty] | 0 | 0 | 1 | 0 | Off Peak | 0 | 1 | 0 | Semi-Peak | 0 | 1 | Off Peak | 0 | 1 | Off Peak | 0 | 1 | 0 | Off Peak | 0 | 1 | 0 | Off Peak | 0 | 1 | 0 | Off Peak
2020 | 10 | 7 | 2020-10-07 | 11 | 1 | 0 | 0 | [6 empty] | 0 | 0 | 1 | 0 | Off Peak | 0 | 1 | 0 | Semi-Peak | 0 | 1 | Off Peak | 0 | 1 | Off Peak | 0 | 1 | 0 | Off Peak | 0 | 1 | 0 | Off Peak | 0 | 1 | 0 | Off Peak
2020 | 10 | 7 | 2020-10-07 | 12 | 1 | 0 | 0 | [6 empty] | 0 | 0 | 1 | 0 | Off Peak | 1 | 0 | 0 | On Peak | 0 | 1 | Off Peak | 0 | 1 | Off Peak | 1 | 0 | 0 | On Peak | 0 | 1 | 0 | Off Peak | 0 | 1 | 0 | Off Peak
2020 | 10 | 7 | 2020-10-07 | 13 | 1 | 0 | 0 | [6 empty] | 0 | 0 | 1 | 0 | Off Peak | 1 | 0 | 0 | On Peak | 0 | 1 | Off Peak | 1 | 0 | On Peak | 1 | 0 | 0 | On Peak | 1 | 0 | 0 | On Peak | 1 | 0 | 0 | On Peak
2020 | 10 | 7 | 2020-10-07 | 14 | 1 | 0 | 0 | [6 empty] | 0 | 0 | 1 | 0 | Off Peak | 1 | 0 | 0 | On Peak | 0 | 1 | Off Peak | 1 | 0 | On Peak | 1 | 0 | 0 | On Peak | 1 | 0 | 0 | On Peak | 1 | 0 | 0 | On Peak
2020 | 10 | 7 | 2020-10-07 | 15 | 1 | 0 | 0 | [6 empty] | 0 | 0 | 1 | 0 | Off Peak | 1 | 0 | 0 | On Peak | 0 | 1 | Off Peak | 1 | 0 | On Peak | 1 | 0 | 0 | On Peak | 1 | 0 | 0 | On Peak | 1 | 0 | 0 | On Peak
2020 | 10 | 7 | 2020-10-07 | 16 | 1 | 0 | 0 | [6 empty] | 0 | 0 | 1 | 0 | Off Peak | 1 | 0 | 0 | On Peak | 0 | 1 | Off Peak | 1 | 0 | On Peak | 1 | 0 | 0 | On Peak | 1 | 0 | 0 | On Peak | 1 | 0 | 0 | On Peak
2020 | 10 | 7 | 2020-10-07 | 17 | 1 | 0 | 0 | [6 empty] | 0 | 1 | 0 | 0 | On Peak | 1 | 0 | 0 | On Peak | 1 | 0 | On Peak | 1 | 0 | On Peak | 1 | 0 | 0 | On Peak | 1 | 0 | 0 | On Peak | 1 | 0 | 0 | On Peak
2020 | 10 | 7 | 2020-10-07 | 18 | 1 | 0 | 0 | [6 empty] | 0 | 1 | 0 | 0 | On Peak | 1 | 0 | 0 | On Peak | 1 | 0 | On Peak | 1 | 0 | On Peak | 1 | 0 | 0 | On Peak | 1 | 0 | 0 | On Peak | 1 | 0 | 0 | On Peak
2020 | 10 | 7 | 2020-10-07 | 19 | 1 | 0 | 0 | [6 empty] | 0 | 1 | 0 | 0 | On Peak | 0 | 1 | 0 | Semi-Peak | 1 | 0 | On Peak | 0 | 1 | Off Peak | 0 | 1 | 0 | Off Peak | 1 | 0 | 0 | On Peak | 0 | 1 | 0 | Off Peak
2020 | 10 | 7 | 2020-10-07 | 20 | 1 | 0 | 0 | [6 empty] | 0 | 1 | 0 | 0 | On Peak | 0 | 1 | 0 | Semi-Peak | 1 | 0 | On Peak | 0 | 1 | Off Peak | 0 | 1 | 0 | Off Peak | 1 | 0 | 0 | On Peak | 0 | 1 | 0 | Off Peak
2020 | 10 | 7 | 2020-10-07 | 21 | 1 | 0 | 0 | [6 empty] | 0 | 1 | 0 | 0 | On Peak | 0 | 1 | 0 | Semi-Peak | 1 | 0 | On Peak | 0 | 1 | Off Peak | 0 | 1 | 0 | Off Peak | 0 | 1 | 0 | Off Peak | 0 | 1 | 0 | Off Peak
2020 | 10 | 7 | 2020-10-07 | 22 | 1 | 0 | 0 | [6 empty] | 0 | 0 | 1 | 0 | Off Peak | 0 | 1 | 0 | Semi-Peak | 0 | 1 | Off Peak | 0 | 1 | Off Peak | 0 | 1 | 0 | Off Peak | 0 | 1 | 0 | Off Peak | 0 | 1 | 0 | Off Peak
2020 | 10 | 7 | 2020-10-07 | 23 | 1 | 0 | 0 | [6 empty] | 0 | 0 | 1 | 0 | Off Peak | 0 | 0 | 1 | Off Peak | 0 | 1 | Off Peak | 0 | 1 | Off Peak | 0 | 0 | 1 | Super Off Peak | 0 | 1 | 0 | Off Peak | 0 | 1 | 0 | Off Peak
2020 | 10 | 7 | 2020-10-07 | 24 | 1 | 0 | 0 | [6 empty] | 0 | 0 | 1 | 0 | Off Peak | 0 | 0 | 1 | Off Peak | 0 | 1 | Off Peak | 0 | 1 | Off Peak | 0 | 0 | 1 | Super Off Peak | 0 | 1 | 0 | Off Peak | 0 | 1 | 0 | Off Peak
2020 | 10 | 8 | 2020-10-08 | 1 | 1 | 0 | 0 | [6 empty] | 0 | 0 | 0 | 1 | Super Off Peak | 0 | 0 | 1 | Off Peak | 0 | 1 | Off Peak | 0 | 1 | Off Peak | 0 | 0 | 1 | Super Off Peak | 0 | 0 | 1 | Super Off Peak | 0 | 0 | 1 | Super Off Peak
2020 | 10 | 8 | 2020-10-08 | 2 | 1 | 0 | 0 | [6 empty] | 0 | 0 | 0 | 1 | Super Off Peak | 0 | 0 | 1 | Off Peak | 0 | 1 | Off Peak | 0 | 1 | Off Peak | 0 | 0 | 1 | Super Off Peak | 0 | 0 | 1 | Super Off Peak | 0 | 0 | 1 | Super Off Peak
2020 | 10 | 8 | 2020-10-08 | 3 | 1 | 0 | 0 | [6 empty] | 0 | 0 | 0 | 1 | Super Off Peak | 0 | 0 | 1 | Off Peak | 0 | 1 | Off Peak | 0 | 1 | Off Peak | 0 | 0 | 1 | Super Off Peak | 0 | 0 | 1 | Super Off Peak | 0 | 0 | 1 | Super Off Peak
2020 | 10 | 8 | 2020-10-08 | 4 | 1 | 0 | 0 | [6 empty] | 0 | 0 | 0 | 1 | Super Off Peak | 0 | 0 | 1 | Off Peak | 0 | 1 | Off Peak | 0 | 1 | Off Peak | 0 | 0 | 1 | Super Off Peak | 0 | 0 | 1 | Super Off Peak | 0 | 0 | 1 | Super Off Peak
2020 | 10 | 8 | 2020-10-08 | 5 | 1 | 0 | 0 | [6 empty] | 0 | 0 | 0 | 1 | Super Off Peak | 0 | 0 | 1 | Off Peak | 0 | 1 | Off Peak | 0 | 1 | Off Peak | 0 | 0 | 1 | Super Off Peak | 0 | 0 | 1 | Super Off Peak | 0 | 0 | 1 | Super Off Peak
2020 | 10 | 8 | 2020-10-08 | 6 | 1 | 0 | 0 | [6 empty] | 0 | 0 | 0 | 1 | Super Off Peak | 0 | 0 | 1 | Off Peak | 0 | 1 | Off Peak | 0 | 1 | Off Peak | 0 | 0 | 1 | Super Off Peak | 0 | 1 | 0 | Off Peak | 0 | 1 | 0 | Off Peak
2020 | 10 | 8 | 2020-10-08 | 7 | 1 | 0 | 0 | [6 empty] | 0 | 0 | 1 | 0 | Off Peak | 0 | 1 | 0 | Semi-Peak | 0 | 1 | Off Peak | 0 | 1 | Off Peak | 0 | 1 | 0 | Off Peak | 0 | 1 | 0 | Off Peak | 0 | 1 | 0 | Off Peak
2020 | 10 | 8 | 2020-10-08 | 8 | 1 | 0 | 0 | [6 empty] | 0 | 0 | 1 | 0 | Off Peak | 0 | 1 | 0 | Semi-Peak | 0 | 1 | Off Peak | 0 | 1 | Off Peak | 0 | 1 | 0 | Off Peak | 0 | 1 | 0 | Off Peak | 0 | 1 | 0 | Off Peak
2020 | 10 | 8 | 2020-10-08 | 9 | 1 | 0 | 0 | [6 empty] | 0 | 0 | 1 | 0 | Off Peak | 0 | 1 | 0 | Semi-Peak | 0 | 1 | Off Peak | 0 | 1 | Off Peak | 0 | 1 | 0 | Off Peak | 0 | 1 | 0 | Off Peak | 0 | 1 | 0 | Off Peak
2020 | 10 | 8 | 2020-10-08 | 10 | 1 | 0 | 0 | [6 empty] | 0 | 0 | 1 | 0 | Off Peak | 0 | 1 | 0 | Semi-Peak | 0 | 1 | Off Peak | 0 | 1 | Off Peak | 0 | 1 | 0 | Off Peak | 0 | 1 | 0 | Off Peak | 0 | 1 | 0 | Off Peak
2020 | 10 | 8 | 2020-10-08 | 11 | 1 | 0 | 0 | [6 empty] | 0 | 0 | 1 | 0 | Off Peak | 0 | 1 | 0 | Semi-Peak | 0 | 1 | Off Peak | 0 | 1 | Off Peak | 0 | 1 | 0 | Off Peak | 0 | 1 | 0 | Off Peak | 0 | 1 | 0 | Off Peak
2020 | 10 | 8 | 2020-10-08 | 12 | 1 | 0 | 0 | [6 empty] | 0 | 0 | 1 | 0 | Off Peak | 1 | 0 | 0 | On Peak | 0 | 1 | Off Peak | 0 | 1 | Off Peak | 1 | 0 | 0 | On Peak | 0 | 1 | 0 | Off Peak | 0 | 1 | 0 | Off Peak
2020 | 10 | 8 | 2020-10-08 | 13 | 1 | 0 | 0 | [6 empty] | 0 | 0 | 1 | 0 | Off Peak | 1 | 0 | 0 | On Peak | 0 | 1 | Off Peak | 1 | 0 | On Peak | 1 | 0 | 0 | On Peak | 1 | 0 | 0 | On Peak | 1 | 0 | 0 | On Peak
2020 | 10 | 8 | 2020-10-08 | 14 | 1 | 0 | 0 | [6 empty] | 0 | 0 | 1 | 0 | Off Peak | 1 | 0 | 0 | On Peak | 0 | 1 | Off Peak | 1 | 0 | On Peak | 1 | 0 | 0 | On Peak | 1 | 0 | 0 | On Peak | 1 | 0 | 0 | On Peak
2020 | 10 | 8 | 2020-10-08 | 15 | 1 | 0 | 0 | [6 empty] | 0 | 0 | 1 | 0 | Off Peak | 1 | 0 | 0 | On Peak | 0 | 1 | Off Peak | 1 | 0 | On Peak | 1 | 0 | 0 | On Peak | 1 | 0 | 0 | On Peak | 1 | 0 | 0 | On Peak
2020 | 10 | 8 | 2020-10-08 | 16 | 1 | 0 | 0 | [6 empty] | 0 | 0 | 1 | 0 | Off Peak | 1 | 0 | 0 | On Peak | 0 | 1 | Off Peak | 1 | 0 | On Peak | 1 | 0 | 0 | On Peak | 1 | 0 | 0 | On Peak | 1 | 0 | 0 | On Peak
2020 | 10 | 8 | 2020-10-08 | 17 | 1 | 0 | 0 | [6 empty] | 0 | 1 | 0 | 0 | On Peak | 1 | 0 | 0 | On Peak | 1 | 0 | On Peak | 1 | 0 | On Peak | 1 | 0 | 0 | On Peak | 1 | 0 | 0 | On Peak | 1 | 0 | 0 | On Peak
2020 | 10 | 8 | 2020-10-08 | 18 | 1 | 0 | 0 | [6 empty] | 0 | 1 | 0 | 0 | On Peak | 1 | 0 | 0 | On Peak | 1 | 0 | On Peak | 1 | 0 | On Peak | 1 | 0 | 0 | On Peak | 1 | 0 | 0 | On Peak | 1 | 0 | 0 | On Peak
2020 | 10 | 8 | 2020-10-08 | 19 | 1 | 0 | 0 | [6 empty] | 0 | 1 | 0 | 0 | On Peak | 0 | 1 | 0 | Semi-Peak | 1 | 0 | On Peak | 0 | 1 | Off Peak | 0 | 1 | 0 | Off Peak | 1 | 0 | 0 | On Peak | 0 | 1 | 0 | Off Peak
2020 | 10 | 8 | 2020-10-08 | 20 | 1 | 0 | 0 | [6 empty] | 0 | 1 | 0 | 0 | On Peak | 0 | 1 | 0 | Semi-Peak | 1 | 0 | On Peak | 0 | 1 | Off Peak | 0 | 1 | 0 | Off Peak | 1 | 0 | 0 | On Peak | 0 | 1 | 0 | Off Peak
2020 | 10 | 8 | 2020-10-08 | 21 | 1 | 0 | 0 | [6 empty] | 0 | 1 | 0 | 0 | On Peak | 0 | 1 | 0 | Semi-Peak | 1 | 0 | On Peak | 0 | 1 | Off Peak | 0 | 1 | 0 | Off Peak | 0 | 1 | 0 | Off Peak | 0 | 1 | 0 | Off Peak
2020 | 10 | 8 | 2020-10-08 | 22 | 1 | 0 | 0 | [6 empty] | 0 | 0 | 1 | 0 | Off Peak | 0 | 1 | 0 | Semi-Peak | 0 | 1 | Off Peak | 0 | 1 | Off Peak | 0 | 1 | 0 | Off Peak | 0 | 1 | 0 | Off Peak | 0 | 1 | 0 | Off Peak
2020 | 10 | 8 | 2020-10-08 | 23 | 1 | 0 | 0 | [6 empty] | 0 | 0 | 1 | 0 | Off Peak | 0 | 0 | 1 | Off Peak | 0 | 1 | Off Peak | 0 | 1 | Off Peak | 0 | 0 | 1 | Super Off Peak | 0 | 1 | 0 | Off Peak | 0 | 1 | 0 | Off Peak
2020 | 10 | 8 | 2020-10-08 | 24 | 1 | 0 | 0 | [6 empty] | 0 | 0 | 1 | 0 | Off Peak | 0 | 0 | 1 | Off Peak | 0 | 1 | Off Peak | 0 | 1 | Off Peak | 0 | 0 | 1 | Super Off Peak | 0 | 1 | 0 | Off Peak | 0 | 1 | 0 | Off Peak
2020 | 10 | 9 | 2020-10-09 | 1 | 1 | 0 | 0 | [6 empty] | 0 | 0 | 0 | 1 | Super Off Peak | 0 | 0 | 1 | Off Peak | 0 | 1 | Off Peak | 0 | 1 | Off Peak | 0 | 0 | 1 | Super Off Peak | 0 | 0 | 1 | Super Off Peak | 0 | 0 | 1 | Super Off Peak
2020 | 10 | 9 | 2020-10-09 | 2 | 1 | 0 | 0 | [6 empty] | 0 | 0 | 0 | 1 | Super Off Peak | 0 | 0 | 1 | Off Peak | 0 | 1 | Off Peak | 0 | 1 | Off Peak | 0 | 0 | 1 | Super Off Peak | 0 | 0 | 1 | Super Off Peak | 0 | 0 | 1 | Super Off Peak
2020 | 10 | 9 | 2020-10-09 | 3 | 1 | 0 | 0 | [6 empty] | 0 | 0 | 0 | 1 | Super Off Peak | 0 | 0 | 1 | Off Peak | 0 | 1 | Off Peak | 0 | 1 | Off Peak | 0 | 0 | 1 | Super Off Peak | 0 | 0 | 1 | Super Off Peak | 0 | 0 | 1 | Super Off Peak
2020 | 10 | 9 | 2020-10-09 | 4 | 1 | 0 | 0 | [6 empty] | 0 | 0 | 0 | 1 | Super Off Peak | 0 | 0 | 1 | Off Peak | 0 | 1 | Off Peak | 0 | 1 | Off Peak | 0 | 0 | 1 | Super Off Peak | 0 | 0 | 1 | Super Off Peak | 0 | 0 | 1 | Super Off Peak
2020 | 10 | 9 | 2020-10-09 | 5 | 1 | 0 | 0 | [6 empty] | 0 | 0 | 0 | 1 | Super Off Peak | 0 | 0 | 1 | Off Peak | 0 | 1 | Off Peak | 0 | 1 | Off Peak | 0 | 0 | 1 | Super Off Peak | 0 | 0 | 1 | Super Off Peak | 0 | 0 | 1 | Super Off Peak
2020 | 10 | 9 | 2020-10-09 | 6 | 1 | 0 | 0 | [6 empty] | 0 | 0 | 0 | 1 | Super Off Peak | 0 | 0 | 1 | Off Peak | 0 | 1 | Off Peak | 0 | 1 | Off Peak | 0 | 0 | 1 | Super Off Peak | 0 | 1 | 0 | Off Peak | 0 | 1 | 0 | Off Peak
2020 | 10 | 9 | 2020-10-09 | 7 | 1 | 0 | 0 | [6 empty] | 0 | 0 | 1 | 0 | Off Peak | 0 | 1 | 0 | Semi-Peak | 0 | 1 | Off Peak | 0 | 1 | Off Peak | 0 | 1 | 0 | Off Peak | 0 | 1 | 0 | Off Peak | 0 | 1 | 0 | Off Peak
2020 | 10 | 9 | 2020-10-09 | 8 | 1 | 0 | 0 | [6 empty] | 0 | 0 | 1 | 0 | Off Peak | 0 | 1 | 0 | Semi-Peak | 0 | 1 | Off Peak | 0 | 1 | Off Peak | 0 | 1 | 0 | Off Peak | 0 | 1 | 0 | Off Peak | 0 | 1 | 0 | Off Peak
2020 | 10 | 9 | 2020-10-09 | 9 | 1 | 0 | 0 | [6 empty] | 0 | 0 | 1 | 0 | Off Peak | 0 | 1 | 0 | Semi-Peak | 0 | 1 | Off Peak | 0 | 1 | Off Peak | 0 | 1 | 0 | Off Peak | 0 | 1 | 0 | Off Peak | 0 | 1 | 0 | Off Peak
2020 | 10 | 9 | 2020-10-09 | 10 | 1 | 0 | 0 | [6 empty] | 0 | 0 | 1 | 0 | Off Peak | 0 | 1 | 0 | Semi-Peak | 0 | 1 | Off Peak | 0 | 1 | Off Peak | 0 | 1 | 0 | Off Peak | 0 | 1 | 0 | Off Peak | 0 | 1 | 0 | Off Peak
2020 | 10 | 9 | 2020-10-09 | 11 | 1 | 0 | 0 | [6 empty] | 0 | 0 | 1 | 0 | Off Peak | 0 | 1 | 0 | Semi-Peak | 0 | 1 | Off Peak | 0 | 1 | Off Peak | 0 | 1 | 0 | Off Peak | 0 | 1 | 0 | Off Peak | 0 | 1 | 0 | Off Peak
2020 | 10 | 9 | 2020-10-09 | 12 | 1 | 0 | 0 | [6 empty] | 0 | 0 | 1 | 0 | Off Peak | 1 | 0 | 0 | On Peak | 0 | 1 | Off Peak | 0 | 1 | Off Peak | 1 | 0 | 0 | On Peak | 0 | 1 | 0 | Off Peak | 0 | 1 | 0 | Off Peak
2020 | 10 | 9 | 2020-10-09 | 13 | 1 | 0 | 0 | [6 empty] | 0 | 0 | 1 | 0 | Off Peak | 1 | 0 | 0 | On Peak | 0 | 1 | Off Peak | 1 | 0 | On Peak | 1 | 0 | 0 | On Peak | 1 | 0 | 0 | On Peak | 1 | 0 | 0 | On Peak
2020 | 10 | 9 | 2020-10-09 | 14 | 1 | 0 | 0 | [6 empty] | 0 | 0 | 1 | 0 | Off Peak | 1 | 0 | 0 | On Peak | 0 | 1 | Off Peak | 1 | 0 | On Peak | 1 | 0 | 0 | On Peak | 1 | 0 | 0 | On Peak | 1 | 0 | 0 | On Peak
2020 | 10 | 9 | 2020-10-09 | 15 | 1 | 0 | 0 | [6 empty] | 0 | 0 | 1 | 0 | Off Peak | 1 | 0 | 0 | On Peak | 0 | 1 | Off Peak | 1 | 0 | On Peak | 1 | 0 | 0 | On Peak | 1 | 0 | 0 | On Peak | 1 | 0 | 0 | On Peak
2020 | 10 | 9 | 2020-10-09 | 16 | 1 | 0 | 0 | [6 empty] | 0 | 0 | 1 | 0 | Off Peak | 1 | 0 | 0 | On Peak | 0 | 1 | Off Peak | 1 | 0 | On Peak | 1 | 0 | 0 | On Peak | 1 | 0 | 0 | On Peak | 1 | 0 | 0 | On Peak
2020 | 10 | 9 | 2020-10-09 | 17 | 1 | 0 | 0 | [6 empty] | 0 | 1 | 0 | 0 | On Peak | 1 | 0 | 0 | On Peak | 1 | 0 | On Peak | 1 | 0 | On Peak | 1 | 0 | 0 | On Peak | 1 | 0 | 0 | On Peak | 1 | 0 | 0 | On Peak
2020 | 10 | 9 | 2020-10-09 | 18 | 1 | 0 | 0 | [6 empty] | 0 | 1 | 0 | 0 | On Peak | 1 | 0 | 0 | On Peak | 1 | 0 | On Peak | 1 | 0 | On Peak | 1 | 0 | 0 | On Peak | 1 | 0 | 0 | On Peak | 1 | 0 | 0 | On Peak
2020 | 10 | 9 | 2020-10-09 | 19 | 1 | 0 | 0 | [6 empty] | 0 | 1 | 0 | 0 | On Peak | 0 | 1 | 0 | Semi-Peak | 1 | 0 | On Peak | 0 | 1 | Off Peak | 0 | 1 | 0 | Off Peak | 1 | 0 | 0 | On Peak | 0 | 1 | 0 | Off Peak
2020 | 10 | 9 | 2020-10-09 | 20 | 1 | 0 | 0 | [6 empty] | 0 | 1 | 0 | 0 | On Peak | 0 | 1 | 0 | Semi-Peak | 1 | 0 | On Peak | 0 | 1 | Off Peak | 0 | 1 | 0 | Off Peak | 1 | 0 | 0 | On Peak | 0 | 1 | 0 | Off Peak
2020 | 10 | 9 | 2020-10-09 | 21 | 1 | 0 | 0 | [6 empty] | 0 | 1 | 0 | 0 | On Peak | 0 | 1 | 0 | Semi-Peak | 1 | 0 | On Peak | 0 | 1 | Off Peak | 0 | 1 | 0 | Off Peak | 0 | 1 | 0 | Off Peak | 0 | 1 | 0 | Off Peak
2020 | 10 | 9 | 2020-10-09 | 22 | 1 | 0 | 0 | [6 empty] | 0 | 0 | 1 | 0 | Off Peak | 0 | 1 | 0 | Semi-Peak | 0 | 1 | Off Peak | 0 | 1 | Off Peak | 0 | 1 | 0 | Off Peak | 0 | 1 | 0 | Off Peak | 0 | 1 | 0 | Off Peak
2020 | 10 | 9 | 2020-10-09 | 23 | 1 | 0 | 0 | [6 empty] | 0 | 0 | 1 | 0 | Off Peak | 0 | 0 | 1 | Off Peak | 0 | 1 | Off Peak | 0 | 1 | Off Peak | 0 | 0 | 1 | Super Off Peak | 0 | 1 | 0 | Off Peak | 0 | 1 | 0 | Off Peak
2020 | 10 | 9 | 2020-10-09 | 24 | 1 | 0 | 0 | [6 empty] | 0 | 0 | 1 | 0 | Off Peak | 0 | 0 | 1 | Off Peak | 0 | 1 | Off Peak | 0 | 1 | Off Peak | 0 | 0 | 1 | Super Off Peak | 0 | 1 | 0 | Off Peak | 0 | 1 | 0 | Off Peak
2020 | 10 | 10 | 2020-10-10 | 1 | 1 | 1 | 0 | [6 empty] | 0 | 0 | 0 | 1 | Super Off Peak | 0 | 0 | 1 | Off Peak | 0 | 1 | Off Peak | 0 | 1 | Off Peak | 0 | 0 | 1 | Super Off Peak | 0 | 0 | 1 | Super Off Peak | 0 | 0 | 1 | Super Off Peak
2020 | 10 | 10 | 2020-10-10 | 2 | 1 | 1 | 0 | [6 empty] | 0 | 0 | 0 | 1 | Super Off Peak | 0 | 0 | 1 | Off Peak | 0 | 1 | Off Peak | 0 | 1 | Off Peak | 0 | 0 | 1 | Super Off Peak | 0 | 0 | 1 | Super Off Peak | 0 | 0 | 1 | Super Off Peak
2020 | 10 | 10 | 2020-10-10 | 3 | 1 | 1 | 0 | [6 empty] | 0 | 0 | 0 | 1 | Super Off Peak | 0 | 0 | 1 | Off Peak | 0 | 1 | Off Peak | 0 | 1 | Off Peak | 0 | 0 | 1 | Super Off Peak | 0 | 0 | 1 | Super Off Peak | 0 | 0 | 1 | Super Off Peak
2020 | 10 | 10 | 2020-10-10 | 4 | 1 | 1 | 0 | [6 empty] | 0 | 0 | 0 | 1 | Super Off Peak | 0 | 0 | 1 | Off Peak | 0 | 1 | Off Peak | 0 | 1 | Off Peak | 0 | 0 | 1 | Super Off Peak | 0 | 0 | 1 | Super Off Peak | 0 | 0 | 1 | Super Off Peak
2020 | 10 | 10 | 2020-10-10 | 5 | 1 | 1 | 0 | [6 empty] | 0 | 0 | 0 | 1 | Super Off Peak | 0 | 0 | 1 | Off Peak | 0 | 1 | Off Peak | 0 | 1 | Off Peak | 0 | 0 | 1 | Super Off Peak | 0 | 0 | 1 | Super Off Peak | 0 | 0 | 1 | Super Off Peak
2020 | 10 | 10 | 2020-10-10 | 6 | 1 | 1 | 0 | [6 empty] | 0 | 0 | 0 | 1 | Super Off Peak | 0 | 0 | 1 | Off Peak | 0 | 1 | Off Peak | 0 | 1 | Off Peak | 0 | 0 | 1 | Super Off Peak | 0 | 1 | 0 | Off Peak | 0 | 1 | 0 | Off Peak
2020 | 10 | 10 | 2020-10-10 | 7 | 1 | 1 | 0 | [6 empty] | 0 | 0 | 0 | 1 | Super Off Peak | 0 | 0 | 1 | Off Peak | 0 | 1 | Off Peak | 0 | 1 | Off Peak | 0 | 0 | 1 | Super Off Peak | 0 | 1 | 0 | Off Peak | 0 | 1 | 0 | Off Peak
2020 | 10 | 10 | 2020-10-10 | 8 | 1 | 1 | 0 | [6 empty] | 0 | 0 | 0 | 1 | Super Off Peak | 0 | 0 | 1 | Off Peak | 0 | 1 | Off Peak | 0 | 1 | Off Peak | 0 | 0 | 1 | Super Off Peak | 0 | 1 | 0 | Off Peak | 0 | 1 | 0 | Off Peak
2020 | 10 | 10 | 2020-10-10 | 9 | 1 | 1 | 0 | [6 empty] | 0 | 0 | 0 | 1 | Super Off Peak | 0 | 0 | 1 | Off Peak | 0 | 1 | Off Peak | 0 | 1 | Off Peak | 0 | 0 | 1 | Super Off Peak | 0 | 1 | 0 | Off Peak | 0 | 1 | 0 | Off Peak
2020 | 10 | 10 | 2020-10-10 | 10 | 1 | 1 | 0 | [6 empty] | 0 | 0 | 0 | 1 | Super Off Peak | 0 | 0 | 1 | Off Peak | 0 | 1 | Off Peak | 0 | 1 | Off Peak | 0 | 0 | 1 | Super Off Peak | 0 | 1 | 0 | Off Peak | 0 | 1 | 0 | Off Peak
2020 | 10 | 10 | 2020-10-10 | 11 | 1 | 1 | 0 | [6 empty] | 0 | 0 | 0 | 1 | Super Off Peak | 0 | 0 | 1 | Off Peak | 0 | 1 | Off Peak | 0 | 1 | Off Peak | 0 | 0 | 1 | Super Off Peak | 0 | 1 | 0 | Off Peak | 0 | 1 | 0 | Off Peak
2020 | 10 | 10 | 2020-10-10 | 12 | 1 | 1 | 0 | [6 empty] | 0 | 0 | 0 | 1 | Super Off Peak | 0 | 0 | 1 | Off Peak | 0 | 1 | Off Peak | 0 | 1 | Off Peak | 0 | 0 | 1 | Super Off Peak | 0 | 1 | 0 | Off Peak | 0 | 1 | 0 | Off Peak
2020 | 10 | 10 | 2020-10-10 | 13 | 1 | 1 | 0 | [6 empty] | 0 | 0 | 0 | 1 | Super Off Peak | 0 | 0 | 1 | Off Peak | 0 | 1 | Off Peak | 0 | 1 | Off Peak | 0 | 0 | 1 | Super Off Peak | 1 | 0 | 0 | On Peak | 1 | 0 | 0 | On Peak
2020 | 10 | 10 | 2020-10-10 | 14 | 1 | 1 | 0 | [6 empty] | 0 | 0 | 0 | 1 | Super Off Peak | 0 | 0 | 1 | Off Peak | 0 | 1 | Off Peak | 0 | 1 | Off Peak | 0 | 0 | 1 | Super Off Peak | 1 | 0 | 0 | On Peak | 1 | 0 | 0 | On Peak
2020 | 10 | 10 | 2020-10-10 | 15 | 1 | 1 | 0 | [6 empty] | 0 | 0 | 1 | 0 | Off Peak | 0 | 0 | 1 | Off Peak | 0 | 1 | Off Peak | 0 | 1 | Off Peak | 0 | 0 | 1 | Super Off Peak | 1 | 0 | 0 | On Peak | 1 | 0 | 0 | On Peak
2020 | 10 | 10 | 2020-10-10 | 16 | 1 | 1 | 0 | [6 empty] | 0 | 0 | 1 | 0 | Off Peak | 0 | 0 | 1 | Off Peak | 0 | 1 | Off Peak | 0 | 1 | Off Peak | 0 | 0 | 1 | Super Off Peak | 1 | 0 | 0 | On Peak | 1 | 0 | 0 | On Peak
2020 | 10 | 10 | 2020-10-10 | 17 | 1 | 1 | 0 | [6 empty] | 0 | 1 | 0 | 0 | On Peak | 0 | 0 | 1 | Off Peak | 0 | 1 | Off Peak | 0 | 1 | Off Peak | 0 | 0 | 1 | Super Off Peak | 1 | 0 | 0 | On Peak | 1 | 0 | 0 | On Peak
2020 | 10 | 10 | 2020-10-10 | 18 | 1 | 1 | 0 | [6 empty] | 0 | 1 | 0 | 0 | On Peak | 0 | 0 | 1 | Off Peak | 0 | 1 | Off Peak | 0 | 1 | Off Peak | 0 | 0 | 1 | Super Off Peak | 1 | 0 | 0 | On Peak | 1 | 0 | 0 | On Peak
2020 | 10 | 10 | 2020-10-10 | 19 | 1 | 1 | 0 | [6 empty] | 0 | 1 | 0 | 0 | On Peak | 0 | 0 | 1 | Off Peak | 0 | 1 | Off Peak | 0 | 1 | Off Peak | 0 | 0 | 1 | Super Off Peak | 1 | 0 | 0 | On Peak | 0 | 1 | 0 | Off Peak
2020 | 10 | 10 | 2020-10-10 | 20 | 1 | 1 | 0 | [6 empty] | 0 | 1 | 0 | 0 | On Peak | 0 | 0 | 1 | Off Peak | 0 | 1 | Off Peak | 0 | 1 | Off Peak | 0 | 0 | 1 | Super Off Peak | 1 | 0 | 0 | On Peak | 0 | 1 | 0 | Off Peak
2020 | 10 | 10 | 2020-10-10 | 21 | 1 | 1 | 0 | [6 empty] | 0 | 1 | 0 | 0 | On Peak | 0 | 0 | 1 | Off Peak | 0 | 1 | Off Peak | 0 | 1 | Off Peak | 0 | 0 | 1 | Super Off Peak | 0 | 1 | 0 | Off Peak | 0 | 1 | 0 | Off Peak
2020 | 10 | 10 | 2020-10-10 | 22 | 1 | 1 | 0 | [6 empty] | 0 | 0 | 1 | 0 | Off Peak | 0 | 0 | 1 | Off Peak | 0 | 1 | Off Peak | 0 | 1 | Off Peak | 0 | 0 | 1 | Super Off Peak | 0 | 1 | 0 | Off Peak | 0 | 1 | 0 | Off Peak
2020 | 10 | 10 | 2020-10-10 | 23 | 1 | 1 | 0 | [6 empty] | 0 | 0 | 1 | 0 | Off Peak | 0 | 0 | 1 | Off Peak | 0 | 1 | Off Peak | 0 | 1 | Off Peak | 0 | 0 | 1 | Super Off Peak | 0 | 1 | 0 | Off Peak | 0 | 1 | 0 | Off Peak
2020 | 10 | 10 | 2020-10-10 | 24 | 1 | 1 | 0 | [6 empty] | 0 | 0 | 1 | 0 | Off Peak | 0 | 0 | 1 | Off Peak | 0 | 1 | Off Peak | 0 | 1 | Off Peak | 0 | 0 | 1 | Super Off Peak | 0 | 1 | 0 | Off Peak | 0 | 1 | 0 | Off Peak
2020 | 10 | 11 | 2020-10-11 | 1 | 1 | 1 | 0 | [6 empty] | 0 | 0 | 0 | 1 | Super Off Peak | 0 | 0 | 1 | Off Peak | 0 | 1 | Off Peak | 0 | 1 | Off Peak | 0 | 0 | 1 | Super Off Peak | 0 | 0 | 1 | Super Off Peak | 0 | 0 | 1 | Super Off Peak
2020 | 10 | 11 | 2020-10-11 | 2 | 1 | 1 | 0 | [6 empty] | 0 | 0 | 0 | 1 | Super Off Peak | 0 | 0 | 1 | Off Peak | 0 | 1 | Off Peak | 0 | 1 | Off Peak | 0 | 0 | 1 | Super Off Peak | 0 | 0 | 1 | Super Off Peak | 0 | 0 | 1 | Super Off Peak
2020 | 10 | 11 | 2020-10-11 | 3 | 1 | 1 | 0 | [6 empty] | 0 | 0 | 0 | 1 | Super Off Peak | 0 | 0 | 1 | Off Peak | 0 | 1 | Off Peak | 0 | 1 | Off Peak | 0 | 0 | 1 | Super Off Peak | 0 | 0 | 1 | Super Off Peak | 0 | 0 | 1 | Super Off Peak
2020 | 10 | 11 | 2020-10-11 | 4 | 1 | 1 | 0 | [6 empty] | 0 | 0 | 0 | 1 | Super Off Peak | 0 | 0 | 1 | Off Peak | 0 | 1 | Off Peak | 0 | 1 | Off Peak | 0 | 0 | 1 | Super Off Peak | 0 | 0 | 1 | Super Off Peak | 0 | 0 | 1 | Super Off Peak
2020 | 10 | 11 | 2020-10-11 | 5 | 1 | 1 | 0 | [6 empty] | 0 | 0 | 0 | 1 | Super Off Peak | 0 | 0 | 1 | Off Peak | 0 | 1 | Off Peak | 0 | 1 | Off Peak | 0 | 0 | 1 | Super Off Peak | 0 | 0 | 1 | Super Off Peak | 0 | 0 | 1 | Super Off Peak
2020 | 10 | 11 | 2020-10-11 | 6 | 1 | 1 | 0 | [6 empty] | 0 | 0 | 0 | 1 | Super Off Peak | 0 | 0 | 1 | Off Peak | 0 | 1 | Off Peak | 0 | 1 | Off Peak | 0 | 0 | 1 | Super Off Peak | 0 | 1 | 0 | Off Peak | 0 | 1 | 0 | Off Peak
2020 | 10 | 11 | 2020-10-11 | 7 | 1 | 1 | 0 | [6 empty] | 0 | 0 | 0 | 1 | Super Off Peak | 0 | 0 | 1 | Off Peak | 0 | 1 | Off Peak | 0 | 1 | Off Peak | 0 | 0 | 1 | Super Off Peak | 0 | 1 | 0 | Off Peak | 0 | 1 | 0 | Off Peak
2020 | 10 | 11 | 2020-10-11 | 8 | 1 | 1 | 0 | [6 empty] | 0 | 0 | 0 | 1 | Super Off Peak | 0 | 0 | 1 | Off Peak | 0 | 1 | Off Peak | 0 | 1 | Off Peak | 0 | 0 | 1 | Super Off Peak | 0 | 1 | 0 | Off Peak | 0 | 1 | 0 | Off Peak
2020 | 10 | 11 | 2020-10-11 | 9 | 1 | 1 | 0 | [6 empty] | 0 | 0 | 0 | 1 | Super Off Peak | 0 | 0 | 1 | Off Peak | 0 | 1 | Off Peak | 0 | 1 | Off Peak | 0 | 0 | 1 | Super Off Peak | 0 | 1 | 0 | Off Peak | 0 | 1 | 0 | Off Peak
2020 | 10 | 11 | 2020-10-11 | 10 | 1 | 1 | 0 | [6 empty] | 0 | 0 | 0 | 1 | Super Off Peak | 0 | 0 | 1 | Off Peak | 0 | 1 | Off Peak | 0 | 1 | Off Peak | 0 | 0 | 1 | Super Off Peak | 0 | 1 | 0 | Off Peak | 0 | 1 | 0 | Off Peak
2020 | 10 | 11 | 2020-10-11 | 11 | 1 | 1 | 0 | [6 empty] | 0 | 0 | 0 | 1 | Super Off Peak | 0 | 0 | 1 | Off Peak | 0 | 1 | Off Peak | 0 | 1 | Off Peak | 0 | 0 | 1 | Super Off Peak | 0 | 1 | 0 | Off Peak | 0 | 1 | 0 | Off Peak
2020 | 10 | 11 | 2020-10-11 | 12 | 1 | 1 | 0 | [6 empty] | 0 | 0 | 0 | 1 | Super Off Peak | 0 | 0 | 1 | Off Peak | 0 | 1 | Off Peak | 0 | 1 | Off Peak | 0 | 0 | 1 | Super Off Peak | 0 | 1 | 0 | Off Peak | 0 | 1 | 0 | Off Peak
2020 | 10 | 11 | 2020-10-11 | 13 | 1 | 1 | 0 | [6 empty] | 0 | 0 | 0 | 1 | Super Off Peak | 0 | 0 | 1 | Off Peak | 0 | 1 | Off Peak | 0 | 1 | Off Peak | 0 | 0 | 1 | Super Off Peak | 1 | 0 | 0 | On Peak | 1 | 0 | 0 | On Peak
2020 | 10 | 11 | 2020-10-11 | 14 | 1 | 1 | 0 | [6 empty] | 0 | 0 | 0 | 1 | Super Off Peak | 0 | 0 | 1 | Off Peak | 0 | 1 | Off Peak | 0 | 1 | Off Peak | 0 | 0 | 1 | Super Off Peak | 1 | 0 | 0 | On Peak | 1 | 0 | 0 | On Peak
2020 | 10 | 11 | 2020-10-11 | 15 | 1 | 1 | 0 | [6 empty] | 0 | 0 | 1 | 0 | Off Peak | 0 | 0 | 1 | Off Peak | 0 | 1 | Off Peak | 0 | 1 | Off Peak | 0 | 0 | 1 | Super Off Peak | 1 | 0 | 0 | On Peak | 1 | 0 | 0 | On Peak
2020 | 10 | 11 | 2020-10-11 | 16 | 1 | 1 | 0 | [6 empty] | 0 | 0 | 1 | 0 | Off Peak | 0 | 0 | 1 | Off Peak | 0 | 1 | Off Peak | 0 | 1 | Off Peak | 0 | 0 | 1 | Super Off Peak | 1 | 0 | 0 | On Peak | 1 | 0 | 0 | On Peak
2020 | 10 | 11 | 2020-10-11 | 17 | 1 | 1 | 0 | [6 empty] | 0 | 1 | 0 | 0 | On Peak | 0 | 0 | 1 | Off Peak | 0 | 1 | Off Peak | 0 | 1 | Off Peak | 0 | 0 | 1 | Super Off Peak | 1 | 0 | 0 | On Peak | 1 | 0 | 0 | On Peak
2020 | 10 | 11 | 2020-10-11 | 18 | 1 | 1 | 0 | [6 empty] | 0 | 1 | 0 | 0 | On Peak | 0 | 0 | 1 | Off Peak | 0 | 1 | Off Peak | 0 | 1 | Off Peak | 0 | 0 | 1 | Super Off Peak | 1 | 0 | 0 | On Peak | 1 | 0 | 0 | On Peak
2020 | 10 | 11 | 2020-10-11 | 19 | 1 | 1 | 0 | [6 empty] | 0 | 1 | 0 | 0 | On Peak | 0 | 0 | 1 | Off Peak | 0 | 1 | Off Peak | 0 | 1 | Off Peak | 0 | 0 | 1 | Super Off Peak | 1 | 0 | 0 | On Peak | 0 | 1 | 0 | Off Peak
2020 | 10 | 11 | 2020-10-11 | 20 | 1 | 1 | 0 | [6 empty] | 0 | 1 | 0 | 0 | On Peak | 0 | 0 | 1 | Off Peak | 0 | 1 | Off Peak | 0 | 1 | Off Peak | 0 | 0 | 1 | Super Off Peak | 1 | 0 | 0 | On Peak | 0 | 1 | 0 | Off Peak
2020 | 10 | 11 | 2020-10-11 | 21 | 1 | 1 | 0 | [6 empty] | 0 | 1 | 0 | 0 | On Peak | 0 | 0 | 1 | Off Peak | 0 | 1 | Off Peak | 0 | 1 | Off Peak | 0 | 0 | 1 | Super Off Peak | 0 | 1 | 0 | Off Peak | 0 | 1 | 0 | Off Peak
2020 | 10 | 11 | 2020-10-11 | 22 | 1 | 1 | 0 | [6 empty] | 0 | 0 | 1 | 0 | Off Peak | 0 | 0 | 1 | Off Peak | 0 | 1 | Off Peak | 0 | 1 | Off Peak | 0 | 0 | 1 | Super Off Peak | 0 | 1 | 0 | Off Peak | 0 | 1 | 0 | Off Peak
2020 | 10 | 11 | 2020-10-11 | 23 | 1 | 1 | 0 | [6 empty] | 0 | 0 | 1 | 0 | Off Peak | 0 | 0 | 1 | Off Peak | 0 | 1 | Off Peak | 0 | 1 | Off Peak | 0 | 0 | 1 | Super Off Peak | 0 | 1 | 0 | Off Peak | 0 | 1 | 0 | Off Peak
2020 | 10 | 11 | 2020-10-11 | 24 | 1 | 1 | 0 | [6 empty] | 0 | 0 | 1 | 0 | Off Peak | 0 | 0 | 1 | Off Peak | 0 | 1 | Off Peak | 0 | 1 | Off Peak | 0 | 0 | 1 | Super Off Peak | 0 | 1 | 0 | Off Peak | 0 | 1 | 0 | Off Peak
2020 | 10 | 12 | 2020-10-12 | 1 | 1 | 0 | 0 | [6 empty] | 0 | 0 | 0 | 1 | Super Off Peak | 0 | 0 | 1 | Off Peak | 0 | 1 | Off Peak | 0 | 1 | Off Peak | 0 | 0 | 1 | Super Off Peak | 0 | 0 | 1 | Super Off Peak | 0 | 0 | 1 | Super Off Peak
2020 | 10 | 12 | 2020-10-12 | 2 | 1 | 0 | 0 | [6 empty] | 0 | 0 | 0 | 1 | Super Off Peak | 0 | 0 | 1 | Off Peak | 0 | 1 | Off Peak | 0 | 1 | Off Peak | 0 | 0 | 1 | Super Off Peak | 0 | 0 | 1 | Super Off Peak | 0 | 0 | 1 | Super Off Peak
2020 | 10 | 12 | 2020-10-12 | 3 | 1 | 0 | 0 | [6 empty] | 0 | 0 | 0 | 1 | Super Off Peak | 0 | 0 | 1 | Off Peak | 0 | 1 | Off Peak | 0 | 1 | Off Peak | 0 | 0 | 1 | Super Off Peak | 0 | 0 | 1 | Super Off Peak | 0 | 0 | 1 | Super Off Peak
2020 | 10 | 12 | 2020-10-12 | 4 | 1 | 0 | 0 | [6 empty] | 0 | 0 | 0 | 1 | Super Off Peak | 0 | 0 | 1 | Off Peak | 0 | 1 | Off Peak | 0 | 1 | Off Peak | 0 | 0 | 1 | Super Off Peak | 0 | 0 | 1 | Super Off Peak | 0 | 0 | 1 | Super Off Peak
2020 | 10 | 12 | 2020-10-12 | 5 | 1 | 0 | 0 | [6 empty] | 0 | 0 | 0 | 1 | Super Off Peak | 0 | 0 | 1 | Off Peak | 0 | 1 | Off Peak | 0 | 1 | Off Peak | 0 | 0 | 1 | Super Off Peak | 0 | 0 | 1 | Super Off Peak | 0 | 0 | 1 | Super Off Peak
2020 | 10 | 12 | 2020-10-12 | 6 | 1 | 0 | 0 | [6 empty] | 0 | 0 | 0 | 1 | Super Off Peak | 0 | 0 | 1 | Off Peak | 0 | 1 | Off Peak | 0 | 1 | Off Peak | 0 | 0 | 1 | Super Off Peak | 0 | 1 | 0 | Off Peak | 0 | 1 | 0 | Off Peak
2020 | 10 | 12 | 2020-10-12 | 7 | 1 | 0 | 0 | [6 empty] | 0 | 0 | 1 | 0 | Off Peak | 0 | 1 | 0 | Semi-Peak | 0 | 1 | Off Peak | 0 | 1 | Off Peak | 0 | 1 | 0 | Off Peak | 0 | 1 | 0 | Off Peak | 0 | 1 | 0 | Off Peak
2020 | 10 | 12 | 2020-10-12 | 8 | 1 | 0 | 0 | [6 empty] | 0 | 0 | 1 | 0 | Off Peak | 0 | 1 | 0 | Semi-Peak | 0 | 1 | Off Peak | 0 | 1 | Off Peak | 0 | 1 | 0 | Off Peak | 0 | 1 | 0 | Off Peak | 0 | 1 | 0 | Off Peak
2020 | 10 | 12 | 2020-10-12 | 9 | 1 | 0 | 0 | [6 empty] | 0 | 0 | 1 | 0 | Off Peak | 0 | 1 | 0 | Semi-Peak | 0 | 1 | Off Peak | 0 | 1 | Off Peak | 0 | 1 | 0 | Off Peak | 0 | 1 | 0 | Off Peak | 0 | 1 | 0 | Off Peak
2020 | 10 | 12 | 2020-10-12 | 10 | 1 | 0 | 0 | [6 empty] | 0 | 0 | 1 | 0 | Off Peak | 0 | 1 | 0 | Semi-Peak | 0 | 1 | Off Peak | 0 | 1 | Off Peak | 0 | 1 | 0 | Off Peak | 0 | 1 | 0 | Off Peak | 0 | 1 | 0 | Off Peak
2020 | 10 | 12 | 2020-10-12 | 11 | 1 | 0 | 0 | [6 empty] | 0 | 0 | 1 | 0 | Off Peak | 0 | 1 | 0 | Semi-Peak | 0 | 1 | Off Peak | 0 | 1 | Off Peak | 0 | 1 | 0 | Off Peak | 0 | 1 | 0 | Off Peak | 0 | 1 | 0 | Off Peak
2020 | 10 | 12 | 2020-10-12 | 12 | 1 | 0 | 0 | [6 empty] | 0 | 0 | 1 | 0 | Off Peak | 1 | 0 | 0 | On Peak | 0 | 1 | Off Peak | 0 | 1 | Off Peak | 1 | 0 | 0 | On Peak | 0 | 1 | 0 | Off Peak | 0 | 1 | 0 | Off Peak
2020 | 10 | 12 | 2020-10-12 | 13 | 1 | 0 | 0 | [6 empty] | 0 | 0 | 1 | 0 | Off Peak | 1 | 0 | 0 | On Peak | 0 | 1 | Off Peak | 1 | 0 | On Peak | 1 | 0 | 0 | On Peak | 1 | 0 | 0 | On Peak | 1 | 0 | 0 | On Peak
2020 | 10 | 12 | 2020-10-12 | 14 | 1 | 0 | 0 | [6 empty] | 0 | 0 | 1 | 0 | Off Peak | 1 | 0 | 0 | On Peak | 0 | 1 | Off Peak | 1 | 0 | On Peak | 1 | 0 | 0 | On Peak | 1 | 0 | 0 | On Peak | 1 | 0 | 0 | On Peak
2020 | 10 | 12 | 2020-10-12 | 15 | 1 | 0 | 0 | [6 empty] | 0 | 0 | 1 | 0 | Off Peak | 1 | 0 | 0 | On Peak | 0 | 1 | Off Peak | 1 | 0 | On Peak | 1 | 0 | 0 | On Peak | 1 | 0 | 0 | On Peak | 1 | 0 | 0 | On Peak
2020 | 10 | 12 | 2020-10-12 | 16 | 1 | 0 | 0 | [6 empty] | 0 | 0 | 1 | 0 | Off Peak | 1 | 0 | 0 | On Peak | 0 | 1 | Off Peak | 1 | 0 | On Peak | 1 | 0 | 0 | On Peak | 1 | 0 | 0 | On Peak | 1 | 0 | 0 | On Peak
2020 | 10 | 12 | 2020-10-12 | 17 | 1 | 0 | 0 | [6 empty] | 0 | 1 | 0 | 0 | On Peak | 1 | 0 | 0 | On Peak | 1 | 0 | On Peak | 1 | 0 | On Peak | 1 | 0 | 0 | On Peak | 1 | 0 | 0 | On Peak | 1 | 0 | 0 | On Peak
2020 | 10 | 12 | 2020-10-12 | 18 | 1 | 0 | 0 | [6 empty] | 0 | 1 | 0 | 0 | On Peak | 1 | 0 | 0 | On Peak | 1 | 0 | On Peak | 1 | 0 | On Peak | 1 | 0 | 0 | On Peak | 1 | 0 | 0 | On Peak | 1 | 0 | 0 | On Peak
2020 | 10 | 12 | 2020-10-12 | 19 | 1 | 0 | 0 | [6 empty] | 0 | 1 | 0 | 0 | On Peak | 0 | 1 | 0 | Semi-Peak | 1 | 0 | On Peak | 0 | 1 | Off Peak | 0 | 1 | 0 | Off Peak | 1 | 0 | 0 | On Peak | 0 | 1 | 0 | Off Peak
2020 | 10 | 12 | 2020-10-12 | 20 | 1 | 0 | 0 | [6 empty] | 1 | 1 | 0 | 0 | On Peak | 0 | 1 | 0 | Semi-Peak | 1 | 0 | On Peak | 0 | 1 | Off Peak | 0 | 1 | 0 | Off Peak | 1 | 0 | 0 | On Peak | 0 | 1 | 0 | Off Peak | 0.8178%
2020 | 10 | 12 | 2020-10-12 | 21 | 1 | 0 | 0 | [6 empty] | 1 | 1 | 0 | 0 | On Peak | 0 | 1 | 0 | Semi-Peak | 1 | 0 | On Peak | 0 | 1 | Off Peak | 0 | 1 | 0 | Off Peak | 0 | 1 | 0 | Off Peak | 0 | 1 | 0 | Off Peak | 0.8297%
2020 | 10 | 12 | 2020-10-12 | 22 | 1 | 0 | 0 | [6 empty] | 0 | 0 | 1 | 0 | Off Peak | 0 | 1 | 0 | Semi-Peak | 0 | 1 | Off Peak | 0 | 1 | Off Peak | 0 | 1 | 0 | Off Peak | 0 | 1 | 0 | Off Peak | 0 | 1 | 0 | Off Peak
2020 | 10 | 12 | 2020-10-12 | 23 | 1 | 0 | 0 | [6 empty] | 0 | 0 | 1 | 0 | Off Peak | 0 | 0 | 1 | Off Peak | 0 | 1 | Off Peak | 0 | 1 | Off Peak | 0 | 0 | 1 | Super Off Peak | 0 | 1 | 0 | Off Peak | 0 | 1 | 0 | Off Peak
2020 | 10 | 12 | 2020-10-12 | 24 | 1 | 0 | 0 | [6 empty] | 0 | 0 | 1 | 0 | Off Peak | 0 | 0 | 1 | Off Peak | 0 | 1 | Off Peak | 0 | 1 | Off Peak | 0 | 0 | 1 | Super Off Peak | 0 | 1 | 0 | Off Peak | 0 | 1 | 0 | Off Peak
2020 | 10 | 13 | 2020-10-13 | 1 | 1 | 0 | 0 | [6 empty] | 0 | 0 | 0 | 1 | Super Off Peak | 0 | 0 | 1 | Off Peak | 0 | 1 | Off Peak | 0 | 1 | Off Peak | 0 | 0 | 1 | Super Off Peak | 0 | 0 | 1 | Super Off Peak | 0 | 0 | 1 | Super Off Peak
2020 | 10 | 13 | 2020-10-13 | 2 | 1 | 0 | 0 | [6 empty] | 0 | 0 | 0 | 1 | Super Off Peak | 0 | 0 | 1 | Off Peak | 0 | 1 | Off Peak | 0 | 1 | Off Peak | 0 | 0 | 1 | Super Off Peak | 0 | 0 | 1 | Super Off Peak | 0 | 0 | 1 | Super Off Peak
2020 | 10 | 13 | 2020-10-13 | 3 | 1 | 0 | 0 | [6 empty] | 0 | 0 | 0 | 1 | Super Off Peak | 0 | 0 | 1 | Off Peak | 0 | 1 | Off Peak | 0 | 1 | Off Peak | 0 | 0 | 1 | Super Off Peak | 0 | 0 | 1 | Super Off Peak | 0 | 0 | 1 | Super Off Peak
2020 | 10 | 13 | 2020-10-13 | 4 | 1 | 0 | 0 | [6 empty] | 0 | 0 | 0 | 1 | Super Off Peak | 0 | 0 | 1 | Off Peak | 0 | 1 | Off Peak | 0 | 1 | Off Peak | 0 | 0 | 1 | Super Off Peak | 0 | 0 | 1 | Super Off Peak | 0 | 0 | 1 | Super Off Peak
2020 | 10 | 13 | 2020-10-13 | 5 | 1 | 0 | 0 | [6 empty] | 0 | 0 | 0 | 1 | Super Off Peak | 0 | 0 | 1 | Off Peak | 0 | 1 | Off Peak | 0 | 1 | Off Peak | 0 | 0 | 1 | Super Off Peak | 0 | 0 | 1 | Super Off Peak | 0 | 0 | 1 | Super Off Peak
2020 | 10 | 13 | 2020-10-13 | 6 | 1 | 0 | 0 | [6 empty] | 0 | 0 | 0 | 1 | Super Off Peak | 0 | 0 | 1 | Off Peak | 0 | 1 | Off Peak | 0 | 1 | Off Peak | 0 | 0 | 1 | Super Off Peak | 0 | 1 | 0 | Off Peak | 0 | 1 | 0 | Off Peak
2020 | 10 | 13 | 2020-10-13 | 7 | 1 | 0 | 0 | [6 empty] | 0 | 0 | 1 | 0 | Off Peak | 0 | 1 | 0 | Semi-Peak | 0 | 1 | Off Peak | 0 | 1 | Off Peak | 0 | 1 | 0 | Off Peak | 0 | 1 | 0 | Off Peak | 0 | 1 | 0 | Off Peak
2020 | 10 | 13 | 2020-10-13 | 8 | 1 | 0 | 0 | [6 empty] | 0 | 0 | 1 | 0 | Off Peak | 0 | 1 | 0 | Semi-Peak | 0 | 1 | Off Peak | 0 | 1 | Off Peak | 0 | 1 | 0 | Off Peak | 0 | 1 | 0 | Off Peak | 0 | 1 | 0 | Off Peak
2020 | 10 | 13 | 2020-10-13 | 9 | 1 | 0 | 0 | [6 empty] | 0 | 0 | 1 | 0 | Off Peak | 0 | 1 | 0 | Semi-Peak | 0 | 1 | Off Peak | 0 | 1 | Off Peak | 0 | 1 | 0 | Off Peak | 0 | 1 | 0 | Off Peak | 0 | 1 | 0 | Off Peak
2020 | 10 | 13 | 2020-10-13 | 10 | 1 | 0 | 0 | [6 empty] | 0 | 0 | 1 | 0 | Off Peak | 0 | 1 | 0 | Semi-Peak | 0 | 1 | Off Peak | 0 | 1 | Off Peak | 0 | 1 | 0 | Off Peak | 0 | 1 | 0 | Off Peak | 0 | 1 | 0 | Off Peak
2020 | 10 | 13 | 2020-10-13 | 11 | 1 | 0 | 0 | [6 empty] | 0 | 0 | 1 | 0 | Off Peak | 0 | 1 | 0 | Semi-Peak | 0 | 1 | Off Peak | 0 | 1 | Off Peak | 0 | 1 | 0 | Off Peak | 0 | 1 | 0 | Off Peak | 0 | 1 | 0 | Off Peak
2020 | 10 | 13 | 2020-10-13 | 12 | 1 | 0 | 0 | [6 empty] | 0 | 0 | 1 | 0 | Off Peak | 1 | 0 | 0 | On Peak | 0 | 1 | Off Peak | 0 | 1 | Off Peak | 1 | 0 | 0 | On Peak | 0 | 1 | 0 | Off Peak | 0 | 1 | 0 | Off Peak
2020 | 10 | 13 | 2020-10-13 | 13 | 1 | 0 | 0 | [6 empty] | 0 | 0 | 1 | 0 | Off Peak | 1 | 0 | 0 | On Peak | 0 | 1 | Off Peak | 1 | 0 | On Peak | 1 | 0 | 0 | On Peak | 1 | 0 | 0 | On Peak | 1 | 0 | 0 | On Peak
2020 | 10 | 13 | 2020-10-13 | 14 | 1 | 0 | 0 | [6 empty] | 0 | 0 | 1 | 0 | Off Peak | 1 | 0 | 0 | On Peak | 0 | 1 | Off Peak | 1 | 0 | On Peak | 1 | 0 | 0 | On Peak | 1 | 0 | 0 | On Peak | 1 | 0 | 0 | On Peak
2020 | 10 | 13 | 2020-10-13 | 15 | 1 | 0 | 0 | [6 empty] | 0 | 0 | 1 | 0 | Off Peak | 1 | 0 | 0 | On Peak | 0 | 1 | Off Peak | 1 | 0 | On Peak | 1 | 0 | 0 | On Peak | 1 | 0 | 0 | On Peak | 1 | 0 | 0 | On Peak
2020 | 10 | 13 | 2020-10-13 | 16 | 1 | 0 | 0 | [6 empty] | 0 | 0 | 1 | 0 | Off Peak | 1 | 0 | 0 | On Peak | 0 | 1 | Off Peak | 1 | 0 | On Peak | 1 | 0 | 0 | On Peak | 1 | 0 | 0 | On Peak | 1 | 0 | 0 | On Peak
2020 | 10 | 13 | 2020-10-13 | 17 | 1 | 0 | 0 | [6 empty] | 0 | 1 | 0 | 0 | On Peak | 1 | 0 | 0 | On Peak | 1 | 0 | On Peak | 1 | 0 | On Peak | 1 | 0 | 0 | On Peak | 1 | 0 | 0 | On Peak | 1 | 0 | 0 | On Peak
2020 | 10 | 13 | 2020-10-13 | 18 | 1 | 0 | 0 | [6 empty] | 0 | 1 | 0 | 0 | On Peak | 1 | 0 | 0 | On Peak | 1 | 0 | On Peak | 1 | 0 | On Peak | 1 | 0 | 0 | On Peak | 1 | 0 | 0 | On Peak | 1 | 0 | 0 | On Peak
2020 | 10 | 13 | 2020-10-13 | 19 | 1 | 0 | 0 | [6 empty] | 0 | 1 | 0 | 0 | On Peak | 0 | 1 | 0 | Semi-Peak | 1 | 0 | On Peak | 0 | 1 | Off Peak | 0 | 1 | 0 | Off Peak | 1 | 0 | 0 | On Peak | 0 | 1 | 0 | Off Peak
2020 | 10 | 13 | 2020-10-13 | 20 | 1 | 0 | 0 | [6 empty] | 1 | 1 | 0 | 0 | On Peak | 0 | 1 | 0 | Semi-Peak | 1 | 0 | On Peak | 0 | 1 | Off Peak | 0 | 1 | 0 | Off Peak | 1 | 0 | 0 | On Peak | 0 | 1 | 0 | Off Peak | 0.8715%
2020 | 10 | 13 | 2020-10-13 | 21 | 1 | 0 | 0 | [6 empty] | 1 | 1 | 0 | 0 | On Peak | 0 | 1 | 0 | Semi-Peak | 1 | 0 | On Peak | 0 | 1 | Off Peak | 0 | 1 | 0 | Off Peak | 0 | 1 | 0 | Off Peak | 0 | 1 | 0 | Off Peak | 0.8562%
2020 | 10 | 13 | 2020-10-13 | 22 | 1 | 0 | 0 | [6 empty] | 0 | 0 | 1 | 0 | Off Peak | 0 | 1 | 0 | Semi-Peak | 0 | 1 | Off Peak | 0 | 1 | Off Peak | 0 | 1 | 0 | Off Peak | 0 | 1 | 0 | Off Peak | 0 | 1 | 0 | Off Peak
2020 | 10 | 13 | 2020-10-13 | 23 | 1 | 0 | 0 | [6 empty] | 0 | 0 | 1 | 0 | Off Peak | 0 | 0 | 1 | Off Peak | 0 | 1 | Off Peak | 0 | 1 | Off Peak | 0 | 0 | 1 | Super Off Peak | 0 | 1 | 0 | Off Peak | 0 | 1 | 0 | Off Peak
2020 | 10 | 13 | 2020-10-13 | 24 | 1 | 0 | 0 | [6 empty] | 0 | 0 | 1 | 0 | Off Peak | 0 | 0 | 1 | Off Peak | 0 | 1 | Off Peak | 0 | 1 | Off Peak | 0 | 0 | 1 | Super Off Peak | 0 | 1 | 0 | Off Peak | 0 | 1 | 0 | Off Peak
2020 | 10 | 14 | 2020-10-14 | 1 | 1 | 0 | 0 | [6 empty] | 0 | 0 | 0 | 1 | Super Off Peak | 0 | 0 | 1 | Off Peak | 0 | 1 | Off Peak | 0 | 1 | Off Peak | 0 | 0 | 1 | Super Off Peak | 0 | 0 | 1 | Super Off Peak | 0 | 0 | 1 | Super Off Peak
2020 | 10 | 14 | 2020-10-14 | 2 | 1 | 0 | 0 | [6 empty] | 0 | 0 | 0 | 1 | Super Off Peak | 0 | 0 | 1 | Off Peak | 0 | 1 | Off Peak | 0 | 1 | Off Peak | 0 | 0 | 1 | Super Off Peak | 0 | 0 | 1 | Super Off Peak | 0 | 0 | 1 | Super Off Peak
2020 | 10 | 14 | 2020-10-14 | 3 | 1 | 0 | 0 | [6 empty] | 0 | 0 | 0 | 1 | Super Off Peak | 0 | 0 | 1 | Off Peak | 0 | 1 | Off Peak | 0 | 1 | Off Peak | 0 | 0 | 1 | Super Off Peak | 0 | 0 | 1 | Super Off Peak | 0 | 0 | 1 | Super Off Peak
2020 | 10 | 14 | 2020-10-14 | 4 | 1 | 0 | 0 | [6 empty] | 0 | 0 | 0 | 1 | Super Off Peak | 0 | 0 | 1 | Off Peak | 0 | 1 | Off Peak | 0 | 1 | Off Peak | 0 | 0 | 1 | Super Off Peak | 0 | 0 | 1 | Super Off Peak | 0 | 0 | 1 | Super Off Peak
2020 | 10 | 14 | 2020-10-14 | 5 | 1 | 0 | 0 | [6 empty] | 0 | 0 | 0 | 1 | Super Off Peak | 0 | 0 | 1 | Off Peak | 0 | 1 | Off Peak | 0 | 1 | Off Peak | 0 | 0 | 1 | Super Off Peak | 0 | 0 | 1 | Super Off Peak | 0 | 0 | 1 | Super Off Peak
2020 | 10 | 14 | 2020-10-14 | 6 | 1 | 0 | 0 | [6 empty] | 0 | 0 | 0 | 1 | Super Off Peak | 0 | 0 | 1 | Off Peak | 0 | 1 | Off Peak | 0 | 1 | Off Peak | 0 | 0 | 1 | Super Off Peak | 0 | 1 | 0 | Off Peak | 0 | 1 | 0 | Off Peak
2020 | 10 | 14 | 2020-10-14 | 7 | 1 | 0 | 0 | [6 empty] | 0 | 0 | 1 | 0 | Off Peak | 0 | 1 | 0 | Semi-Peak | 0 | 1 | Off Peak | 0 | 1 | Off Peak | 0 | 1 | 0 | Off Peak | 0 | 1 | 0 | Off Peak | 0 | 1 | 0 | Off Peak
2020 | 10 | 14 | 2020-10-14 | 8 | 1 | 0 | 0 | [6 empty] | 0 | 0 | 1 | 0 | Off Peak | 0 | 1 | 0 | Semi-Peak | 0 | 1 | Off Peak | 0 | 1 | Off Peak | 0 | 1 | 0 | Off Peak | 0 | 1 | 0 | Off Peak | 0 | 1 | 0 | Off Peak
2020 | 10 | 14 | 2020-10-14 | 9 | 1 | 0 | 0 | [6 empty] | 0 | 0 | 1 | 0 | Off Peak | 0 | 1 | 0 | Semi-Peak | 0 | 1 | Off Peak | 0 | 1 | Off Peak | 0 | 1 | 0 | Off Peak | 0 | 1 | 0 | Off Peak | 0 | 1 | 0 | Off Peak
2020 | 10 | 14 | 2020-10-14 | 10 | 1 | 0 | 0 | [6 empty] | 0 | 0 | 1 | 0 | Off Peak | 0 | 1 | 0 | Semi-Peak | 0 | 1 | Off Peak | 0 | 1 | Off Peak | 0 | 1 | 0 | Off Peak | 0 | 1 | 0 | Off Peak | 0 | 1 | 0 | Off Peak
2020 | 10 | 14 | 2020-10-14 | 11 | 1 | 0 | 0 | [6 empty] | 0 | 0 | 1 | 0 | Off Peak | 0 | 1 | 0 | Semi-Peak | 0 | 1 | Off Peak | 0 | 1 | Off Peak | 0 | 1 | 0 | Off Peak | 0 | 1 | 0 | Off Peak | 0 | 1 | 0 | Off Peak
2020 | 10 | 14 | 2020-10-14 | 12 | 1 | 0 | 0 | [6 empty] | 0 | 0 | 1 | 0 | Off Peak | 1 | 0 | 0 | On Peak | 0 | 1 | Off Peak | 0 | 1 | Off Peak | 1 | 0 | 0 | On Peak | 0 | 1 | 0 | Off Peak | 0 | 1 | 0 | Off Peak
2020 | 10 | 14 | 2020-10-14 | 13 | 1 | 0 | 0 | [6 empty] | 0 | 0 | 1 | 0 | Off Peak | 1 | 0 | 0 | On Peak | 0 | 1 | Off Peak | 1 | 0 | On Peak | 1 | 0 | 0 | On Peak | 1 | 0 | 0 | On Peak | 1 | 0 | 0 | On Peak
2020 | 10 | 14 | 2020-10-14 | 14 | 1 | 0 | 0 | [6 empty] | 0 | 0 | 1 | 0 | Off Peak | 1 | 0 | 0 | On Peak | 0 | 1 | Off Peak | 1 | 0 | On Peak | 1 | 0 | 0 | On Peak | 1 | 0 | 0 | On Peak | 1 | 0 | 0 | On Peak
2020 | 10 | 14 | 2020-10-14 | 15 | 1 | 0 | 0 | [6 empty] | 0 | 0 | 1 | 0 | Off Peak | 1 | 0 | 0 | On Peak | 0 | 1 | Off Peak | 1 | 0 | On Peak | 1 | 0 | 0 | On Peak | 1 | 0 | 0 | On Peak | 1 | 0 | 0 | On Peak
2020 | 10 | 14 | 2020-10-14 | 16 | 1 | 0 | 0 | [6 empty] | 0 | 0 | 1 | 0 | Off Peak | 1 | 0 | 0 | On Peak | 0 | 1 | Off Peak | 1 | 0 | On Peak | 1 | 0 | 0 | On Peak | 1 | 0 | 0 | On Peak | 1 | 0 | 0 | On Peak
2020 | 10 | 14 | 2020-10-14 | 17 | 1 | 0 | 0 | [6 empty] | 0 | 1 | 0 | 0 | On Peak | 1 | 0 | 0 | On Peak | 1 | 0 | On Peak | 1 | 0 | On Peak | 1 | 0 | 0 | On Peak | 1 | 0 | 0 | On Peak | 1 | 0 | 0 | On Peak
2020 | 10 | 14 | 2020-10-14 | 18 | 1 | 0 | 0 | [6 empty] | 0 | 1 | 0 | 0 | On Peak | 1 | 0 | 0 | On Peak | 1 | 0 | On Peak | 1 | 0 | On Peak | 1 | 0 | 0 | On Peak | 1 | 0 | 0 | On Peak | 1 | 0 | 0 | On Peak
2020 | 10 | 14 | 2020-10-14 | 19 | 1 | 0 | 0 | [6 empty] | 1 | 1 | 0 | 0 | On Peak | 0 | 1 | 0 | Semi-Peak | 1 | 0 | On Peak | 0 | 1 | Off Peak | 0 | 1 | 0 | Off Peak | 1 | 0 | 0 | On Peak | 0 | 1 | 0 | Off Peak | 1.001%
2020 | 10 | 14 | 2020-10-14 | 20 | 1 | 0 | 0 | [6 empty] | 1 | 1 | 0 | 0 | On Peak | 0 | 1 | 0 | Semi-Peak | 1 | 0 | On Peak | 0 | 1 | Off Peak | 0 | 1 | 0 | Off Peak | 1 | 0 | 0 | On Peak | 0 | 1 | 0 | Off Peak | 1.098%
2020 | 10 | 14 | 2020-10-14 | 21 | 1 | 0 | 0 | [6 empty] | 1 | 1 | 0 | 0 | On Peak | 0 | 1 | 0 | Semi-Peak | 1 | 0 | On Peak | 0 | 1 | Off Peak | 0 | 1 | 0 | Off Peak | 0 | 1 | 0 | Off Peak | 0 | 1 | 0 | Off Peak | 1.075%
2020 | 10 | 14 | 2020-10-14 | 22 | 1 | 0 | 0 | [6 empty] | 1 | 0 | 1 | 0 | Off Peak | 0 | 1 | 0 | Semi-Peak | 0 | 1 | Off Peak | 0 | 1 | Off Peak | 0 | 1 | 0 | Off Peak | 0 | 1 | 0 | Off Peak | 0 | 1 | 0 | Off Peak | 0.901%
2020 | 10 | 14 | 2020-10-14 | 23 | 1 | 0 | 0 | [6 empty] | 0 | 0 | 1 | 0 | Off Peak | 0 | 0 | 1 | Off Peak | 0 | 1 | Off Peak | 0 | 1 | Off Peak | 0 | 0 | 1 | Super Off Peak | 0 | 1 | 0 | Off Peak | 0 | 1 | 0 | Off Peak
2020 | 10 | 14 | 2020-10-14 | 24 | 1 | 0 | 0 | [6 empty] | 0 | 0 | 1 | 0 | Off Peak | 0 | 0 | 1 | Off Peak | 0 | 1 | Off Peak | 0 | 1 | Off Peak | 0 | 0 | 1 | Super Off Peak | 0 | 1 | 0 | Off Peak | 0 | 1 | 0 | Off Peak
2020 | 10 | 15 | 2020-10-15 | 1 | 1 | 0 | 0 | [6 empty] | 0 | 0 | 0 | 1 | Super Off Peak | 0 | 0 | 1 | Off Peak | 0 | 1 | Off Peak | 0 | 1 | Off Peak | 0 | 0 | 1 | Super Off Peak | 0 | 0 | 1 | Super Off Peak | 0 | 0 | 1 | Super Off Peak
2020 | 10 | 15 | 2020-10-15 | 2 | 1 | 0 | 0 | [6 empty] | 0 | 0 | 0 | 1 | Super Off Peak | 0 | 0 | 1 | Off Peak | 0 | 1 | Off Peak | 0 | 1 | Off Peak | 0 | 0 | 1 | Super Off Peak | 0 | 0 | 1 | Super Off Peak | 0 | 0 | 1 | Super Off Peak
2020 | 10 | 15 | 2020-10-15 | 3 | 1 | 0 | 0 | [6 empty] | 0 | 0 | 0 | 1 | Super Off Peak | 0 | 0 | 1 | Off Peak | 0 | 1 | Off Peak | 0 | 1 | Off Peak | 0 | 0 | 1 | Super Off Peak | 0 | 0 | 1 | Super Off Peak | 0 | 0 | 1 | Super Off Peak
2020 | 10 | 15 | 2020-10-15 | 4 | 1 | 0 | 0 | [6 empty] | 0 | 0 | 0 | 1 | Super Off Peak | 0 | 0 | 1 | Off Peak | 0 | 1 | Off Peak | 0 | 1 | Off Peak | 0 | 0 | 1 | Super Off Peak | 0 | 0 | 1 | Super Off Peak | 0 | 0 | 1 | Super Off Peak
2020 | 10 | 15 | 2020-10-15 | 5 | 1 | 0 | 0 | [6 empty] | 0 | 0 | 0 | 1 | Super Off Peak | 0 | 0 | 1 | Off Peak | 0 | 1 | Off Peak | 0 | 1 | Off Peak | 0 | 0 | 1 | Super Off Peak | 0 | 0 | 1 | Super Off Peak | 0 | 0 | 1 | Super Off Peak
2020 | 10 | 15 | 2020-10-15 | 6 | 1 | 0 | 0 | [6 empty] | 0 | 0 | 0 | 1 | Super Off Peak | 0 | 0 | 1 | Off Peak | 0 | 1 | Off Peak | 0 | 1 | Off Peak | 0 | 0 | 1 | Super Off Peak | 0 | 1 | 0 | Off Peak | 0 | 1 | 0 | Off Peak
2020 | 10 | 15 | 2020-10-15 | 7 | 1 | 0 | 0 | [6 empty] | 0 | 0 | 1 | 0 | Off Peak | 0 | 1 | 0 | Semi-Peak | 0 | 1 | Off Peak | 0 | 1 | Off Peak | 0 | 1 | 0 | Off Peak | 0 | 1 | 0 | Off Peak | 0 | 1 | 0 | Off Peak
2020 | 10 | 15 | 2020-10-15 | 8 | 1 | 0 | 0 | [6 empty] | 0 | 0 | 1 | 0 | Off Peak | 0 | 1 | 0 | Semi-Peak | 0 | 1 | Off Peak | 0 | 1 | Off Peak | 0 | 1 | 0 | Off Peak | 0 | 1 | 0 | Off Peak | 0 | 1 | 0 | Off Peak
2020 | 10 | 15 | 2020-10-15 | 9 | 1 | 0 | 0 | [6 empty] | 0 | 0 | 1 | 0 | Off Peak | 0 | 1 | 0 | Semi-Peak | 0 | 1 | Off Peak | 0 | 1 | Off Peak | 0 | 1 | 0 | Off Peak | 0 | 1 | 0 | Off Peak | 0 | 1 | 0 | Off Peak
2020 | 10 | 15 | 2020-10-15 | 10 | 1 | 0 | 0 | [6 empty] | 0 | 0 | 1 | 0 | Off Peak | 0 | 1 | 0 | Semi-Peak | 0 | 1 | Off Peak | 0 | 1 | Off Peak | 0 | 1 | 0 | Off Peak | 0 | 1 | 0 | Off Peak | 0 | 1 | 0 | Off Peak
2020 | 10 | 15 | 2020-10-15 | 11 | 1 | 0 | 0 | [6 empty] | 0 | 0 | 1 | 0 | Off Peak | 0 | 1 | 0 | Semi-Peak | 0 | 1 | Off Peak | 0 | 1 | Off Peak | 0 | 1 | 0 | Off Peak | 0 | 1 | 0 | Off Peak | 0 | 1 | 0 | Off Peak
2020 | 10 | 15 | 2020-10-15 | 12 | 1 | 0 | 0 | [6 empty] | 0 | 0 | 1 | 0 | Off Peak | 1 | 0 | 0 | On Peak | 0 | 1 | Off Peak | 0 | 1 | Off Peak | 1 | 0 | 0 | On Peak | 0 | 1 | 0 | Off Peak | 0 | 1 | 0 | Off Peak
2020 | 10 | 15 | 2020-10-15 | 13 | 1 | 0 | 0 | [6 empty] | 0 | 0 | 1 | 0 | Off Peak | 1 | 0 | 0 | On Peak | 0 | 1 | Off Peak | 1 | 0 | On Peak | 1 | 0 | 0 | On Peak | 1 | 0 | 0 | On Peak | 1 | 0 | 0 | On Peak
2020 | 10 | 15 | 2020-10-15 | 14 | 1 | 0 | 0 | [6 empty] | 0 | 0 | 1 | 0 | Off Peak | 1 | 0 | 0 | On Peak | 0 | 1 | Off Peak | 1 | 0 | On Peak | 1 | 0 | 0 | On Peak | 1 | 0 | 0 | On Peak | 1 | 0 | 0 | On Peak
2020 | 10 | 15 | 2020-10-15 | 15 | 1 | 0 | 0 | [6 empty] | 0 | 0 | 1 | 0 | Off Peak | 1 | 0 | 0 | On Peak | 0 | 1 | Off Peak | 1 | 0 | On Peak | 1 | 0 | 0 | On Peak | 1 | 0 | 0 | On Peak | 1 | 0 | 0 | On Peak
2020 | 10 | 15 | 2020-10-15 | 16 | 1 | 0 | 0 | [6 empty] | 0 | 0 | 1 | 0 | Off Peak | 1 | 0 | 0 | On Peak | 0 | 1 | Off Peak | 1 | 0 | On Peak | 1 | 0 | 0 | On Peak | 1 | 0 | 0 | On Peak | 1 | 0 | 0 | On Peak
2020 | 10 | 15 | 2020-10-15 | 17 | 1 | 0 | 0 | [6 empty] | 0 | 1 | 0 | 0 | On Peak | 1 | 0 | 0 | On Peak | 1 | 0 | On Peak | 1 | 0 | On Peak | 1 | 0 | 0 | On Peak | 1 | 0 | 0 | On Peak | 1 | 0 | 0 | On Peak
2020 | 10 | 15 | 2020-10-15 | 18 | 1 | 0 | 0 | [6 empty] | 0 | 1 | 0 | 0 | On Peak | 1 | 0 | 0 | On Peak | 1 | 0 | On Peak | 1 | 0 | On Peak | 1 | 0 | 0 | On Peak | 1 | 0 | 0 | On Peak | 1 | 0 | 0 | On Peak
2020 | 10 | 15 | 2020-10-15 | 19 | 1 | 0 | 0 | [6 empty] | 0 | 1 | 0 | 0 | On Peak | 0 | 1 | 0 | Semi-Peak | 1 | 0 | On Peak | 0 | 1 | Off Peak | 0 | 1 | 0 | Off Peak | 1 | 0 | 0 | On Peak | 0 | 1 | 0 | Off Peak
2020 | 10 | 15 | 2020-10-15 | 20 | 1 | 0 | 0 | [6 empty] | 0 | 1 | 0 | 0 | On Peak | 0 | 1 | 0 | Semi-Peak | 1 | 0 | On Peak | 0 | 1 | Off Peak | 0 | 1 | 0 | Off Peak | 1 | 0 | 0 | On Peak | 0 | 1 | 0 | Off Peak
2020 | 10 | 15 | 2020-10-15 | 21 | 1 | 0 | 0 | [6 empty] | 0 | 1 | 0 | 0 | On Peak | 0 | 1 | 0 | Semi-Peak | 1 | 0 | On Peak | 0 | 1 | Off Peak | 0 | 1 | 0 | Off Peak | 0 | 1 | 0 | Off Peak | 0 | 1 | 0 | Off Peak
2020 | 10 | 15 | 2020-10-15 | 22 | 1 | 0 | 0 | [6 empty] | 0 | 0 | 1 | 0 | Off Peak | 0 | 1 | 0 | Semi-Peak | 0 | 1 | Off Peak | 0 | 1 | Off Peak | 0 | 1 | 0 | Off Peak | 0 | 1 | 0 | Off Peak | 0 | 1 | 0 | Off Peak
2020 | 10 | 15 | 2020-10-15 | 23 | 1 | 0 | 0 | [6 empty] | 0 | 0 | 1 | 0 | Off Peak | 0 | 0 | 1 | Off Peak | 0 | 1 | Off Peak | 0 | 1 | Off Peak | 0 | 0 | 1 | Super Off Peak | 0 | 1 | 0 | Off Peak | 0 | 1 | 0 | Off Peak
2020 | 10 | 15 | 2020-10-15 | 24 | 1 | 0 | 0 | [6 empty] | 0 | 0 | 1 | 0 | Off Peak | 0 | 0 | 1 | Off Peak | 0 | 1 | Off Peak | 0 | 1 | Off Peak | 0 | 0 | 1 | Super Off Peak | 0 | 1 | 0 | Off Peak | 0 | 1 | 0 | Off Peak
2020 | 10 | 16 | 2020-10-16 | 1 | 1 | 0 | 0 | [6 empty] | 0 | 0 | 0 | 1 | Super Off Peak | 0 | 0 | 1 | Off Peak | 0 | 1 | Off Peak | 0 | 1 | Off Peak | 0 | 0 | 1 | Super Off Peak | 0 | 0 | 1 | Super Off Peak | 0 | 0 | 1 | Super Off Peak
2020 | 10 | 16 | 2020-10-16 | 2 | 1 | 0 | 0 | [6 empty] | 0 | 0 | 0 | 1 | Super Off Peak | 0 | 0 | 1 | Off Peak | 0 | 1 | Off Peak | 0 | 1 | Off Peak | 0 | 0 | 1 | Super Off Peak | 0 | 0 | 1 | Super Off Peak | 0 | 0 | 1 | Super Off Peak
2020 | 10 | 16 | 2020-10-16 | 3 | 1 | 0 | 0 | [6 empty] | 0 | 0 | 0 | 1 | Super Off Peak | 0 | 0 | 1 | Off Peak | 0 | 1 | Off Peak | 0 | 1 | Off Peak | 0 | 0 | 1 | Super Off Peak | 0 | 0 | 1 | Super Off Peak | 0 | 0 | 1 | Super Off Peak
2020 | 10 | 16 | 2020-10-16 | 4 | 1 | 0 | 0 | [6 empty] | 0 | 0 | 0 | 1 | Super Off Peak | 0 | 0 | 1 | Off Peak | 0 | 1 | Off Peak | 0 | 1 | Off Peak | 0 | 0 | 1 | Super Off Peak | 0 | 0 | 1 | Super Off Peak | 0 | 0 | 1 | Super Off Peak
2020 | 10 | 16 | 2020-10-16 | 5 | 1 | 0 | 0 | [6 empty] | 0 | 0 | 0 | 1 | Super Off Peak | 0 | 0 | 1 | Off Peak | 0 | 1 | Off Peak | 0 | 1 | Off Peak | 0 | 0 | 1 | Super Off Peak | 0 | 0 | 1 | Super Off Peak | 0 | 0 | 1 | Super Off Peak
2020 | 10 | 16 | 2020-10-16 | 6 | 1 | 0 | 0 | [6 empty] | 0 | 0 | 0 | 1 | Super Off Peak | 0 | 0 | 1 | Off Peak | 0 | 1 | Off Peak | 0 | 1 | Off Peak | 0 | 0 | 1 | Super Off Peak | 0 | 1 | 0 | Off Peak | 0 | 1 | 0 | Off Peak
2020 | 10 | 16 | 2020-10-16 | 7 | 1 | 0 | 0 | [6 empty] | 0 | 0 | 1 | 0 | Off Peak | 0 | 1 | 0 | Semi-Peak | 0 | 1 | Off Peak | 0 | 1 | Off Peak | 0 | 1 | 0 | Off Peak | 0 | 1 | 0 | Off Peak | 0 | 1 | 0 | Off Peak
2020 | 10 | 16 | 2020-10-16 | 8 | 1 | 0 | 0 | [6 empty] | 0 | 0 | 1 | 0 | Off Peak | 0 | 1 | 0 | Semi-Peak | 0 | 1 | Off Peak | 0 | 1 | Off Peak | 0 | 1 | 0 | Off Peak | 0 | 1 | 0 | Off Peak | 0 | 1 | 0 | Off Peak
2020 | 10 | 16 | 2020-10-16 | 9 | 1 | 0 | 0 | [6 empty] | 0 | 0 | 1 | 0 | Off Peak | 0 | 1 | 0 | Semi-Peak | 0 | 1 | Off Peak | 0 | 1 | Off Peak | 0 | 1 | 0 | Off Peak | 0 | 1 | 0 | Off Peak | 0 | 1 | 0 | Off Peak
2020 | 10 | 16 | 2020-10-16 | 10 | 1 | 0 | 0 | [6 empty] | 0 | 0 | 1 | 0 | Off Peak | 0 | 1 | 0 | Semi-Peak | 0 | 1 | Off Peak | 0 | 1 | Off Peak | 0 | 1 | 0 | Off Peak | 0 | 1 | 0 | Off Peak | 0 | 1 | 0 | Off Peak
2020 | 10 | 16 | 2020-10-16 | 11 | 1 | 0 | 0 | [6 empty] | 0 | 0 | 1 | 0 | Off Peak | 0 | 1 | 0 | Semi-Peak | 0 | 1 | Off Peak | 0 | 1 | Off Peak | 0 | 1 | 0 | Off Peak | 0 | 1 | 0 | Off Peak | 0 | 1 | 0 | Off Peak
2020 | 10 | 16 | 2020-10-16 | 12 | 1 | 0 | 0 | [6 empty] | 0 | 0 | 1 | 0 | Off Peak | 1 | 0 | 0 | On Peak | 0 | 1 | Off Peak | 0 | 1 | Off Peak | 1 | 0 | 0 | On Peak | 0 | 1 | 0 | Off Peak | 0 | 1 | 0 | Off Peak
2020 | 10 | 16 | 2020-10-16 | 13 | 1 | 0 | 0 | [6 empty] | 0 | 0 | 1 | 0 | Off Peak | 1 | 0 | 0 | On Peak | 0 | 1 | Off Peak | 1 | 0 | On Peak | 1 | 0 | 0 | On Peak | 1 | 0 | 0 | On Peak | 1 | 0 | 0 | On Peak
2020 | 10 | 16 | 2020-10-16 | 14 | 1 | 0 | 0 | [6 empty] | 0 | 0 | 1 | 0 | Off Peak | 1 | 0 | 0 | On Peak | 0 | 1 | Off Peak | 1 | 0 | On Peak | 1 | 0 | 0 | On Peak | 1 | 0 | 0 | On Peak | 1 | 0 | 0 | On Peak
2020 | 10 | 16 | 2020-10-16 | 15 | 1 | 0 | 0 | [6 empty] | 0 | 0 | 1 | 0 | Off Peak | 1 | 0 | 0 | On Peak | 0 | 1 | Off Peak | 1 | 0 | On Peak | 1 | 0 | 0 | On Peak | 1 | 0 | 0 | On Peak | 1 | 0 | 0 | On Peak
2020 | 10 | 16 | 2020-10-16 | 16 | 1 | 0 | 0 | [6 empty] | 0 | 0 | 1 | 0 | Off Peak | 1 | 0 | 0 | On Peak | 0 | 1 | Off Peak | 1 | 0 | On Peak | 1 | 0 | 0 | On Peak | 1 | 0 | 0 | On Peak | 1 | 0 | 0 | On Peak
2020 | 10 | 16 | 2020-10-16 | 17 | 1 | 0 | 0 | [6 empty] | 0 | 1 | 0 | 0 | On Peak | 1 | 0 | 0 | On Peak | 1 | 0 | On Peak | 1 | 0 | On Peak | 1 | 0 | 0 | On Peak | 1 | 0 | 0 | On Peak | 1 | 0 | 0 | On Peak
2020 | 10 | 16 | 2020-10-16 | 18 | 1 | 0 | 0 | [6 empty] | 0 | 1 | 0 | 0 | On Peak | 1 | 0 | 0 | On Peak | 1 | 0 | On Peak | 1 | 0 | On Peak | 1 | 0 | 0 | On Peak | 1 | 0 | 0 | On Peak | 1 | 0 | 0 | On Peak
2020 | 10 | 16 | 2020-10-16 | 19 | 1 | 0 | 0 | [6 empty] | 0 | 1 | 0 | 0 | On Peak | 0 | 1 | 0 | Semi-Peak | 1 | 0 | On Peak | 0 | 1 | Off Peak | 0 | 1 | 0 | Off Peak | 1 | 0 | 0 | On Peak | 0 | 1 | 0 | Off Peak
2020 | 10 | 16 | 2020-10-16 | 20 | 1 | 0 | 0 | [6 empty] | 0 | 1 | 0 | 0 | On Peak | 0 | 1 | 0 | Semi-Peak | 1 | 0 | On Peak | 0 | 1 | Off Peak | 0 | 1 | 0 | Off Peak | 1 | 0 | 0 | On Peak | 0 | 1 | 0 | Off Peak
2020 | 10 | 16 | 2020-10-16 | 21 | 1 | 0 | 0 | [6 empty] | 0 | 1 | 0 | 0 | On Peak | 0 | 1 | 0 | Semi-Peak | 1 | 0 | On Peak | 0 | 1 | Off Peak | 0 | 1 | 0 | Off Peak | 0 | 1 | 0 | Off Peak | 0 | 1 | 0 | Off Peak
2020 | 10 | 16 | 2020-10-16 | 22 | 1 | 0 | 0 | [6 empty] | 0 | 0 | 1 | 0 | Off Peak | 0 | 1 | 0 | Semi-Peak | 0 | 1 | Off Peak | 0 | 1 | Off Peak | 0 | 1 | 0 | Off Peak | 0 | 1 | 0 | Off Peak | 0 | 1 | 0 | Off Peak
2020 | 10 | 16 | 2020-10-16 | 23 | 1 | 0 | 0 | [6 empty] | 0 | 0 | 1 | 0 | Off Peak | 0 | 0 | 1 | Off Peak | 0 | 1 | Off Peak | 0 | 1 | Off Peak | 0 | 0 | 1 | Super Off Peak | 0 | 1 | 0 | Off Peak | 0 | 1 | 0 | Off Peak
2020 | 10 | 16 | 2020-10-16 | 24 | 1 | 0 | 0 | [6 empty] | 0 | 0 | 1 | 0 | Off Peak | 0 | 0 | 1 | Off Peak | 0 | 1 | Off Peak | 0 | 1 | Off Peak | 0 | 0 | 1 | Super Off Peak | 0 | 1 | 0 | Off Peak | 0 | 1 | 0 | Off Peak
2020 | 10 | 17 | 2020-10-17 | 1 | 1 | 1 | 0 | [6 empty] | 0 | 0 | 0 | 1 | Super Off Peak | 0 | 0 | 1 | Off Peak | 0 | 1 | Off Peak | 0 | 1 | Off Peak | 0 | 0 | 1 | Super Off Peak | 0 | 0 | 1 | Super Off Peak | 0 | 0 | 1 | Super Off Peak
2020 | 10 | 17 | 2020-10-17 | 2 | 1 | 1 | 0 | [6 empty] | 0 | 0 | 0 | 1 | Super Off Peak | 0 | 0 | 1 | Off Peak | 0 | 1 | Off Peak | 0 | 1 | Off Peak | 0 | 0 | 1 | Super Off Peak | 0 | 0 | 1 | Super Off Peak | 0 | 0 | 1 | Super Off Peak
2020 | 10 | 17 | 2020-10-17 | 3 | 1 | 1 | 0 | [6 empty] | 0 | 0 | 0 | 1 | Super Off Peak | 0 | 0 | 1 | Off Peak | 0 | 1 | Off Peak | 0 | 1 | Off Peak | 0 | 0 | 1 | Super Off Peak | 0 | 0 | 1 | Super Off Peak | 0 | 0 | 1 | Super Off Peak
2020 | 10 | 17 | 2020-10-17 | 4 | 1 | 1 | 0 | [6 empty] | 0 | 0 | 0 | 1 | Super Off Peak | 0 | 0 | 1 | Off Peak | 0 | 1 | Off Peak | 0 | 1 | Off Peak | 0 | 0 | 1 | Super Off Peak | 0 | 0 | 1 | Super Off Peak | 0 | 0 | 1 | Super Off Peak
2020 | 10 | 17 | 2020-10-17 | 5 | 1 | 1 | 0 | [6 empty] | 0 | 0 | 0 | 1 | Super Off Peak | 0 | 0 | 1 | Off Peak | 0 | 1 | Off Peak | 0 | 1 | Off Peak | 0 | 0 | 1 | Super Off Peak | 0 | 0 | 1 | Super Off Peak | 0 | 0 | 1 | Super Off Peak
2020 | 10 | 17 | 2020-10-17 | 6 | 1 | 1 | 0 | [6 empty] | 0 | 0 | 0 | 1 | Super Off Peak | 0 | 0 | 1 | Off Peak | 0 | 1 | Off Peak | 0 | 1 | Off Peak | 0 | 0 | 1 | Super Off Peak | 0 | 1 | 0 | Off Peak | 0 | 1 | 0 | Off Peak
2020 | 10 | 17 | 2020-10-17 | 7 | 1 | 1 | 0 | [6 empty] | 0 | 0 | 0 | 1 | Super Off Peak | 0 | 0 | 1 | Off Peak | 0 | 1 | Off Peak | 0 | 1 | Off Peak | 0 | 0 | 1 | Super Off Peak | 0 | 1 | 0 | Off Peak | 0 | 1 | 0 | Off Peak
2020 | 10 | 17 | 2020-10-17 | 8 | 1 | 1 | 0 | [6 empty] | 0 | 0 | 0 | 1 | Super Off Peak | 0 | 0 | 1 | Off Peak | 0 | 1 | Off Peak | 0 | 1 | Off Peak | 0 | 0 | 1 | Super Off Peak | 0 | 1 | 0 | Off Peak | 0 | 1 | 0 | Off Peak
2020 | 10 | 17 | 2020-10-17 | 9 | 1 | 1 | 0 | [6 empty] | 0 | 0 | 0 | 1 | Super Off Peak | 0 | 0 | 1 | Off Peak | 0 | 1 | Off Peak | 0 | 1 | Off Peak | 0 | 0 | 1 | Super Off Peak | 0 | 1 | 0 | Off Peak | 0 | 1 | 0 | Off Peak
2020 | 10 | 17 | 2020-10-17 | 10 | 1 | 1 | 0 | [6 empty] | 0 | 0 | 0 | 1 | Super Off Peak | 0 | 0 | 1 | Off Peak | 0 | 1 | Off Peak | 0 | 1 | Off Peak | 0 | 0 | 1 | Super Off Peak | 0 | 1 | 0 | Off Peak | 0 | 1 | 0 | Off Peak
2020 | 10 | 17 | 2020-10-17 | 11 | 1 | 1 | 0 | [6 empty] | 0 | 0 | 0 | 1 | Super Off Peak | 0 | 0 | 1 | Off Peak | 0 | 1 | Off Peak | 0 | 1 | Off Peak | 0 | 0 | 1 | Super Off Peak | 0 | 1 | 0 | Off Peak | 0 | 1 | 0 | Off Peak
2020 | 10 | 17 | 2020-10-17 | 12 | 1 | 1 | 0 | [6 empty] | 0 | 0 | 0 | 1 | Super Off Peak | 0 | 0 | 1 | Off Peak | 0 | 1 | Off Peak | 0 | 1 | Off Peak | 0 | 0 | 1 | Super Off Peak | 0 | 1 | 0 | Off Peak | 0 | 1 | 0 | Off Peak
2020 | 10 | 17 | 2020-10-17 | 13 | 1 | 1 | 0 | [6 empty] | 0 | 0 | 0 | 1 | Super Off Peak | 0 | 0 | 1 | Off Peak | 0 | 1 | Off Peak | 0 | 1 | Off Peak | 0 | 0 | 1 | Super Off Peak | 1 | 0 | 0 | On Peak | 1 | 0 | 0 | On Peak
2020 | 10 | 17 | 2020-10-17 | 14 | 1 | 1 | 0 | [6 empty] | 0 | 0 | 0 | 1 | Super Off Peak | 0 | 0 | 1 | Off Peak | 0 | 1 | Off Peak | 0 | 1 | Off Peak | 0 | 0 | 1 | Super Off Peak | 1 | 0 | 0 | On Peak | 1 | 0 | 0 | On Peak
2020 | 10 | 17 | 2020-10-17 | 15 | 1 | 1 | 0 | [6 empty] | 0 | 0 | 1 | 0 | Off Peak | 0 | 0 | 1 | Off Peak | 0 | 1 | Off Peak | 0 | 1 | Off Peak | 0 | 0 | 1 | Super Off Peak | 1 | 0 | 0 | On Peak | 1 | 0 | 0 | On Peak
2020 | 10 | 17 | 2020-10-17 | 16 | 1 | 1 | 0 | [6 empty] | 0 | 0 | 1 | 0 | Off Peak | 0 | 0 | 1 | Off Peak | 0 | 1 | Off Peak | 0 | 1 | Off Peak | 0 | 0 | 1 | Super Off Peak | 1 | 0 | 0 | On Peak | 1 | 0 | 0 | On Peak
2020 | 10 | 17 | 2020-10-17 | 17 | 1 | 1 | 0 | [6 empty] | 0 | 1 | 0 | 0 | On Peak | 0 | 0 | 1 | Off Peak | 0 | 1 | Off Peak | 0 | 1 | Off Peak | 0 | 0 | 1 | Super Off Peak | 1 | 0 | 0 | On Peak | 1 | 0 | 0 | On Peak
2020 | 10 | 17 | 2020-10-17 | 18 | 1 | 1 | 0 | [6 empty] | 0 | 1 | 0 | 0 | On Peak | 0 | 0 | 1 | Off Peak | 0 | 1 | Off Peak | 0 | 1 | Off Peak | 0 | 0 | 1 | Super Off Peak | 1 | 0 | 0 | On Peak | 1 | 0 | 0 | On Peak
2020 | 10 | 17 | 2020-10-17 | 19 | 1 | 1 | 0 | [6 empty] | 0 | 1 | 0 | 0 | On Peak | 0 | 0 | 1 | Off Peak | 0 | 1 | Off Peak | 0 | 1 | Off Peak | 0 | 0 | 1 | Super Off Peak | 1 | 0 | 0 | On Peak | 0 | 1 | 0 | Off Peak
2020 | 10 | 17 | 2020-10-17 | 20 | 1 | 1 | 0 | [6 empty] | 0 | 1 | 0 | 0 | On Peak | 0 | 0 | 1 | Off Peak | 0 | 1 | Off Peak | 0 | 1 | Off Peak | 0 | 0 | 1 | Super Off Peak | 1 | 0 | 0 | On Peak | 0 | 1 | 0 | Off Peak
2020 | 10 | 17 | 2020-10-17 | 21 | 1 | 1 | 0 | [6 empty] | 0 | 1 | 0 | 0 | On Peak | 0 | 0 | 1 | Off Peak | 0 | 1 | Off Peak | 0 | 1 | Off Peak | 0 | 0 | 1 | Super Off Peak | 0 | 1 | 0 | Off Peak | 0 | 1 | 0 | Off Peak
2020 | 10 | 17 | 2020-10-17 | 22 | 1 | 1 | 0 | [6 empty] | 0 | 0 | 1 | 0 | Off Peak | 0 | 0 | 1 | Off Peak | 0 | 1 | Off Peak | 0 | 1 | Off Peak | 0 | 0 | 1 | Super Off Peak | 0 | 1 | 0 | Off Peak | 0 | 1 | 0 | Off Peak
2020 | 10 | 17 | 2020-10-17 | 23 | 1 | 1 | 0 | [6 empty] | 0 | 0 | 1 | 0 | Off Peak | 0 | 0 | 1 | Off Peak | 0 | 1 | Off Peak | 0 | 1 | Off Peak | 0 | 0 | 1 | Super Off Peak | 0 | 1 | 0 | Off Peak | 0 | 1 | 0 | Off Peak
2020 | 10 | 17 | 2020-10-17 | 24 | 1 | 1 | 0 | [6 empty] | 0 | 0 | 1 | 0 | Off Peak | 0 | 0 | 1 | Off Peak | 0 | 1 | Off Peak | 0 | 1 | Off Peak | 0 | 0 | 1 | Super Off Peak | 0 | 1 | 0 | Off Peak | 0 | 1 | 0 | Off Peak
2020 | 10 | 18 | 2020-10-18 | 1 | 1 | 1 | 0 | [6 empty] | 0 | 0 | 0 | 1 | Super Off Peak | 0 | 0 | 1 | Off Peak | 0 | 1 | Off Peak | 0 | 1 | Off Peak | 0 | 0 | 1 | Super Off Peak | 0 | 0 | 1 | Super Off Peak | 0 | 0 | 1 | Super Off Peak
2020 | 10 | 18 | 2020-10-18 | 2 | 1 | 1 | 0 | [6 empty] | 0 | 0 | 0 | 1 | Super Off Peak | 0 | 0 | 1 | Off Peak | 0 | 1 | Off Peak | 0 | 1 | Off Peak | 0 | 0 | 1 | Super Off Peak | 0 | 0 | 1 | Super Off Peak | 0 | 0 | 1 | Super Off Peak
2020 | 10 | 18 | 2020-10-18 | 3 | 1 | 1 | 0 | [6 empty] | 0 | 0 | 0 | 1 | Super Off Peak | 0 | 0 | 1 | Off Peak | 0 | 1 | Off Peak | 0 | 1 | Off Peak | 0 | 0 | 1 | Super Off Peak | 0 | 0 | 1 | Super Off Peak | 0 | 0 | 1 | Super Off Peak
2020 | 10 | 18 | 2020-10-18 | 4 | 1 | 1 | 0 | [6 empty] | 0 | 0 | 0 | 1 | Super Off Peak | 0 | 0 | 1 | Off Peak | 0 | 1 | Off Peak | 0 | 1 | Off Peak | 0 | 0 | 1 | Super Off Peak | 0 | 0 | 1 | Super Off Peak | 0 | 0 | 1 | Super Off Peak
2020 | 10 | 18 | 2020-10-18 | 5 | 1 | 1 | 0 | [6 empty] | 0 | 0 | 0 | 1 | Super Off Peak | 0 | 0 | 1 | Off Peak | 0 | 1 | Off Peak | 0 | 1 | Off Peak | 0 | 0 | 1 | Super Off Peak | 0 | 0 | 1 | Super Off Peak | 0 | 0 | 1 | Super Off Peak
2020 | 10 | 18 | 2020-10-18 | 6 | 1 | 1 | 0 | [6 empty] | 0 | 0 | 0 | 1 | Super Off Peak | 0 | 0 | 1 | Off Peak | 0 | 1 | Off Peak | 0 | 1 | Off Peak | 0 | 0 | 1 | Super Off Peak | 0 | 1 | 0 | Off Peak | 0 | 1 | 0 | Off Peak
2020 | 10 | 18 | 2020-10-18 | 7 | 1 | 1 | 0 | [6 empty] | 0 | 0 | 0 | 1 | Super Off Peak | 0 | 0 | 1 | Off Peak | 0 | 1 | Off Peak | 0 | 1 | Off Peak | 0 | 0 | 1 | Super Off Peak | 0 | 1 | 0 | Off Peak | 0 | 1 | 0 | Off Peak
2020 | 10 | 18 | 2020-10-18 | 8 | 1 | 1 | 0 | [6 empty] | 0 | 0 | 0 | 1 | Super Off Peak | 0 | 0 | 1 | Off Peak | 0 | 1 | Off Peak | 0 | 1 | Off Peak | 0 | 0 | 1 | Super Off Peak | 0 | 1 | 0 | Off Peak | 0 | 1 | 0 | Off Peak
2020 | 10 | 18 | 2020-10-18 | 9 | 1 | 1 | 0 | [6 empty] | 0 | 0 | 0 | 1 | Super Off Peak | 0 | 0 | 1 | Off Peak | 0 | 1 | Off Peak | 0 | 1 | Off Peak | 0 | 0 | 1 | Super Off Peak | 0 | 1 | 0 | Off Peak | 0 | 1 | 0 | Off Peak
2020 | 10 | 18 | 2020-10-18 | 10 | 1 | 1 | 0 | [6 empty] | 0 | 0 | 0 | 1 | Super Off Peak | 0 | 0 | 1 | Off Peak | 0 | 1 | Off Peak | 0 | 1 | Off Peak | 0 | 0 | 1 | Super Off Peak | 0 | 1 | 0 | Off Peak | 0 | 1 | 0 | Off Peak
2020 | 10 | 18 | 2020-10-18 | 11 | 1 | 1 | 0 | [6 empty] | 0 | 0 | 0 | 1 | Super Off Peak | 0 | 0 | 1 | Off Peak | 0 | 1 | Off Peak | 0 | 1 | Off Peak | 0 | 0 | 1 | Super Off Peak | 0 | 1 | 0 | Off Peak | 0 | 1 | 0 | Off Peak
2020 | 10 | 18 | 2020-10-18 | 12 | 1 | 1 | 0 | [6 empty] | 0 | 0 | 0 | 1 | Super Off Peak | 0 | 0 | 1 | Off Peak | 0 | 1 | Off Peak | 0 | 1 | Off Peak | 0 | 0 | 1 | Super Off Peak | 0 | 1 | 0 | Off Peak | 0 | 1 | 0 | Off Peak
2020 | 10 | 18 | 2020-10-18 | 13 | 1 | 1 | 0 | [6 empty] | 0 | 0 | 0 | 1 | Super Off Peak | 0 | 0 | 1 | Off Peak | 0 | 1 | Off Peak | 0 | 1 | Off Peak | 0 | 0 | 1 | Super Off Peak | 1 | 0 | 0 | On Peak | 1 | 0 | 0 | On Peak
2020 | 10 | 18 | 2020-10-18 | 14 | 1 | 1 | 0 | [6 empty] | 0 | 0 | 0 | 1 | Super Off Peak | 0 | 0 | 1 | Off Peak | 0 | 1 | Off Peak | 0 | 1 | Off Peak | 0 | 0 | 1 | Super Off Peak | 1 | 0 | 0 | On Peak | 1 | 0 | 0 | On Peak
2020 | 10 | 18 | 2020-10-18 | 15 | 1 | 1 | 0 | [6 empty] | 0 | 0 | 1 | 0 | Off Peak | 0 | 0 | 1 | Off Peak | 0 | 1 | Off Peak | 0 | 1 | Off Peak | 0 | 0 | 1 | Super Off Peak | 1 | 0 | 0 | On Peak | 1 | 0 | 0 | On Peak
2020 | 10 | 18 | 2020-10-18 | 16 | 1 | 1 | 0 | [6 empty] | 0 | 0 | 1 | 0 | Off Peak | 0 | 0 | 1 | Off Peak | 0 | 1 | Off Peak | 0 | 1 | Off Peak | 0 | 0 | 1 | Super Off Peak | 1 | 0 | 0 | On Peak | 1 | 0 | 0 | On Peak
2020 | 10 | 18 | 2020-10-18 | 17 | 1 | 1 | 0 | [6 empty] | 0 | 1 | 0 | 0 | On Peak | 0 | 0 | 1 | Off Peak | 0 | 1 | Off Peak | 0 | 1 | Off Peak | 0 | 0 | 1 | Super Off Peak | 1 | 0 | 0 | On Peak | 1 | 0 | 0 | On Peak
2020 | 10 | 18 | 2020-10-18 | 18 | 1 | 1 | 0 | [6 empty] | 0 | 1 | 0 | 0 | On Peak | 0 | 0 | 1 | Off Peak | 0 | 1 | Off Peak | 0 | 1 | Off Peak | 0 | 0 | 1 | Super Off Peak | 1 | 0 | 0 | On Peak | 1 | 0 | 0 | On Peak
2020 | 10 | 18 | 2020-10-18 | 19 | 1 | 1 | 0 | [6 empty] | 0 | 1 | 0 | 0 | On Peak | 0 | 0 | 1 | Off Peak | 0 | 1 | Off Peak | 0 | 1 | Off Peak | 0 | 0 | 1 | Super Off Peak | 1 | 0 | 0 | On Peak | 0 | 1 | 0 | Off Peak
2020 | 10 | 18 | 2020-10-18 | 20 | 1 | 1 | 0 | [6 empty] | 0 | 1 | 0 | 0 | On Peak | 0 | 0 | 1 | Off Peak | 0 | 1 | Off Peak | 0 | 1 | Off Peak | 0 | 0 | 1 | Super Off Peak | 1 | 0 | 0 | On Peak | 0 | 1 | 0 | Off Peak
2020 | 10 | 18 | 2020-10-18 | 21 | 1 | 1 | 0 | [6 empty] | 0 | 1 | 0 | 0 | On Peak | 0 | 0 | 1 | Off Peak | 0 | 1 | Off Peak | 0 | 1 | Off Peak | 0 | 0 | 1 | Super Off Peak | 0 | 1 | 0 | Off Peak | 0 | 1 | 0 | Off Peak
2020 | 10 | 18 | 2020-10-18 | 22 | 1 | 1 | 0 | [6 empty] | 0 | 0 | 1 | 0 | Off Peak | 0 | 0 | 1 | Off Peak | 0 | 1 | Off Peak | 0 | 1 | Off Peak | 0 | 0 | 1 | Super Off Peak | 0 | 1 | 0 | Off Peak | 0 | 1 | 0 | Off Peak
2020 | 10 | 18 | 2020-10-18 | 23 | 1 | 1 | 0 | [6 empty] | 0 | 0 | 1 | 0 | Off Peak | 0 | 0 | 1 | Off Peak | 0 | 1 | Off Peak | 0 | 1 | Off Peak | 0 | 0 | 1 | Super Off Peak | 0 | 1 | 0 | Off Peak | 0 | 1 | 0 | Off Peak
2020 | 10 | 18 | 2020-10-18 | 24 | 1 | 1 | 0 | [6 empty] | 0 | 0 | 1 | 0 | Off Peak | 0 | 0 | 1 | Off Peak | 0 | 1 | Off Peak | 0 | 1 | Off Peak | 0 | 0 | 1 | Super Off Peak | 0 | 1 | 0 | Off Peak | 0 | 1 | 0 | Off Peak
2020 | 10 | 19 | 2020-10-19 | 1 | 1 | 0 | 0 | [6 empty] | 0 | 0 | 0 | 1 | Super Off Peak | 0 | 0 | 1 | Off Peak | 0 | 1 | Off Peak | 0 | 1 | Off Peak | 0 | 0 | 1 | Super Off Peak | 0 | 0 | 1 | Super Off Peak | 0 | 0 | 1 | Super Off Peak
2020 | 10 | 19 | 2020-10-19 | 2 | 1 | 0 | 0 | [6 empty] | 0 | 0 | 0 | 1 | Super Off Peak | 0 | 0 | 1 | Off Peak | 0 | 1 | Off Peak | 0 | 1 | Off Peak | 0 | 0 | 1 | Super Off Peak | 0 | 0 | 1 | Super Off Peak | 0 | 0 | 1 | Super Off Peak
2020 | 10 | 19 | 2020-10-19 | 3 | 1 | 0 | 0 | [6 empty] | 0 | 0 | 0 | 1 | Super Off Peak | 0 | 0 | 1 | Off Peak | 0 | 1 | Off Peak | 0 | 1 | Off Peak | 0 | 0 | 1 | Super Off Peak | 0 | 0 | 1 | Super Off Peak | 0 | 0 | 1 | Super Off Peak
2020 | 10 | 19 | 2020-10-19 | 4 | 1 | 0 | 0 | [6 empty] | 0 | 0 | 0 | 1 | Super Off Peak | 0 | 0 | 1 | Off Peak | 0 | 1 | Off Peak | 0 | 1 | Off Peak | 0 | 0 | 1 | Super Off Peak | 0 | 0 | 1 | Super Off Peak | 0 | 0 | 1 | Super Off Peak
2020 | 10 | 19 | 2020-10-19 | 5 | 1 | 0 | 0 | [6 empty] | 0 | 0 | 0 | 1 | Super Off Peak | 0 | 0 | 1 | Off Peak | 0 | 1 | Off Peak | 0 | 1 | Off Peak | 0 | 0 | 1 | Super Off Peak | 0 | 0 | 1 | Super Off Peak | 0 | 0 | 1 | Super Off Peak
2020 | 10 | 19 | 2020-10-19 | 6 | 1 | 0 | 0 | [6 empty] | 0 | 0 | 0 | 1 | Super Off Peak | 0 | 0 | 1 | Off Peak | 0 | 1 | Off Peak | 0 | 1 | Off Peak | 0 | 0 | 1 | Super Off Peak | 0 | 1 | 0 | Off Peak | 0 | 1 | 0 | Off Peak
2020 | 10 | 19 | 2020-10-19 | 7 | 1 | 0 | 0 | [6 empty] | 0 | 0 | 1 | 0 | Off Peak | 0 | 1 | 0 | Semi-Peak | 0 | 1 | Off Peak | 0 | 1 | Off Peak | 0 | 1 | 0 | Off Peak | 0 | 1 | 0 | Off Peak | 0 | 1 | 0 | Off Peak
2020 | 10 | 19 | 2020-10-19 | 8 | 1 | 0 | 0 | [6 empty] | 0 | 0 | 1 | 0 | Off Peak | 0 | 1 | 0 | Semi-Peak | 0 | 1 | Off Peak | 0 | 1 | Off Peak | 0 | 1 | 0 | Off Peak | 0 | 1 | 0 | Off Peak | 0 | 1 | 0 | Off Peak
2020 | 10 | 19 | 2020-10-19 | 9 | 1 | 0 | 0 | [6 empty] | 0 | 0 | 1 | 0 | Off Peak | 0 | 1 | 0 | Semi-Peak | 0 | 1 | Off Peak | 0 | 1 | Off Peak | 0 | 1 | 0 | Off Peak | 0 | 1 | 0 | Off Peak | 0 | 1 | 0 | Off Peak
2020 | 10 | 19 | 2020-10-19 | 10 | 1 | 0 | 0 | [6 empty] | 0 | 0 | 1 | 0 | Off Peak | 0 | 1 | 0 | Semi-Peak | 0 | 1 | Off Peak | 0 | 1 | Off Peak | 0 | 1 | 0 | Off Peak | 0 | 1 | 0 | Off Peak | 0 | 1 | 0 | Off Peak
2020 | 10 | 19 | 2020-10-19 | 11 | 1 | 0 | 0 | [6 empty] | 0 | 0 | 1 | 0 | Off Peak | 0 | 1 | 0 | Semi-Peak | 0 | 1 | Off Peak | 0 | 1 | Off Peak | 0 | 1 | 0 | Off Peak | 0 | 1 | 0 | Off Peak | 0 | 1 | 0 | Off Peak
2020 | 10 | 19 | 2020-10-19 | 12 | 1 | 0 | 0 | [6 empty] | 0 | 0 | 1 | 0 | Off Peak | 1 | 0 | 0 | On Peak | 0 | 1 | Off Peak | 0 | 1 | Off Peak | 1 | 0 | 0 | On Peak | 0 | 1 | 0 | Off Peak | 0 | 1 | 0 | Off Peak
2020 | 10 | 19 | 2020-10-19 | 13 | 1 | 0 | 0 | [6 empty] | 0 | 0 | 1 | 0 | Off Peak | 1 | 0 | 0 | On Peak | 0 | 1 | Off Peak | 1 | 0 | On Peak | 1 | 0 | 0 | On Peak | 1 | 0 | 0 | On Peak | 1 | 0 | 0 | On Peak
2020 | 10 | 19 | 2020-10-19 | 14 | 1 | 0 | 0 | [6 empty] | 0 | 0 | 1 | 0 | Off Peak | 1 | 0 | 0 | On Peak | 0 | 1 | Off Peak | 1 | 0 | On Peak | 1 | 0 | 0 | On Peak | 1 | 0 | 0 | On Peak | 1 | 0 | 0 | On Peak
2020 | 10 | 19 | 2020-10-19 | 15 | 1 | 0 | 0 | [6 empty] | 0 | 0 | 1 | 0 | Off Peak | 1 | 0 | 0 | On Peak | 0 | 1 | Off Peak | 1 | 0 | On Peak | 1 | 0 | 0 | On Peak | 1 | 0 | 0 | On Peak | 1 | 0 | 0 | On Peak
2020 | 10 | 19 | 2020-10-19 | 16 | 1 | 0 | 0 | [6 empty] | 0 | 0 | 1 | 0 | Off Peak | 1 | 0 | 0 | On Peak | 0 | 1 | Off Peak | 1 | 0 | On Peak | 1 | 0 | 0 | On Peak | 1 | 0 | 0 | On Peak | 1 | 0 | 0 | On Peak
2020 | 10 | 19 | 2020-10-19 | 17 | 1 | 0 | 0 | [6 empty] | 0 | 1 | 0 | 0 | On Peak | 1 | 0 | 0 | On Peak | 1 | 0 | On Peak | 1 | 0 | On Peak | 1 | 0 | 0 | On Peak | 1 | 0 | 0 | On Peak | 1 | 0 | 0 | On Peak
2020 | 10 | 19 | 2020-10-19 | 18 | 1 | 0 | 0 | [6 empty] | 0 | 1 | 0 | 0 | On Peak | 1 | 0 | 0 | On Peak | 1 | 0 | On Peak | 1 | 0 | On Peak | 1 | 0 | 0 | On Peak | 1 | 0 | 0 | On Peak | 1 | 0 | 0 | On Peak
2020 | 10 | 19 | 2020-10-19 | 19 | 1 | 0 | 0 | [6 empty] | 0 | 1 | 0 | 0 | On Peak | 0 | 1 | 0 | Semi-Peak | 1 | 0 | On Peak | 0 | 1 | Off Peak | 0 | 1 | 0 | Off Peak | 1 | 0 | 0 | On Peak | 0 | 1 | 0 | Off Peak
2020 | 10 | 19 | 2020-10-19 | 20 | 1 | 0 | 0 | [6 empty] | 0 | 1 | 0 | 0 | On Peak | 0 | 1 | 0 | Semi-Peak | 1 | 0 | On Peak | 0 | 1 | Off Peak | 0 | 1 | 0 | Off Peak | 1 | 0 | 0 | On Peak | 0 | 1 | 0 | Off Peak
2020 | 10 | 19 | 2020-10-19 | 21 | 1 | 0 | 0 | [6 empty] | 0 | 1 | 0 | 0 | On Peak | 0 | 1 | 0 | Semi-Peak | 1 | 0 | On Peak | 0 | 1 | Off Peak | 0 | 1 | 0 | Off Peak | 0 | 1 | 0 | Off Peak | 0 | 1 | 0 | Off Peak
2020 | 10 | 19 | 2020-10-19 | 22 | 1 | 0 | 0 | [6 empty] | 0 | 0 | 1 | 0 | Off Peak | 0 | 1 | 0 | Semi-Peak | 0 | 1 | Off Peak | 0 | 1 | Off Peak | 0 | 1 | 0 | Off Peak | 0 | 1 | 0 | Off Peak | 0 | 1 | 0 | Off Peak
2020 | 10 | 19 | 2020-10-19 | 23 | 1 | 0 | 0 | [6 empty] | 0 | 0 | 1 | 0 | Off Peak | 0 | 0 | 1 | Off Peak | 0 | 1 | Off Peak | 0 | 1 | Off Peak | 0 | 0 | 1 | Super Off Peak | 0 | 1 | 0 | Off Peak | 0 | 1 | 0 | Off Peak
2020 | 10 | 19 | 2020-10-19 | 24 | 1 | 0 | 0 | [6 empty] | 0 | 0 | 1 | 0 | Off Peak | 0 | 0 | 1 | Off Peak | 0 | 1 | Off Peak | 0 | 1 | Off Peak | 0 | 0 | 1 | Super Off Peak | 0 | 1 | 0 | Off Peak | 0 | 1 | 0 | Off Peak
2020 | 10 | 20 | 2020-10-20 | 1 | 1 | 0 | 0 | [6 empty] | 0 | 0 | 0 | 1 | Super Off Peak | 0 | 0 | 1 | Off Peak | 0 | 1 | Off Peak | 0 | 1 | Off Peak | 0 | 0 | 1 | Super Off Peak | 0 | 0 | 1 | Super Off Peak | 0 | 0 | 1 | Super Off Peak
2020 | 10 | 20 | 2020-10-20 | 2 | 1 | 0 | 0 | [6 empty] | 0 | 0 | 0 | 1 | Super Off Peak | 0 | 0 | 1 | Off Peak | 0 | 1 | Off Peak | 0 | 1 | Off Peak | 0 | 0 | 1 | Super Off Peak | 0 | 0 | 1 | Super Off Peak | 0 | 0 | 1 | Super Off Peak
2020 | 10 | 20 | 2020-10-20 | 3 | 1 | 0 | 0 | [6 empty] | 0 | 0 | 0 | 1 | Super Off Peak | 0 | 0 | 1 | Off Peak | 0 | 1 | Off Peak | 0 | 1 | Off Peak | 0 | 0 | 1 | Super Off Peak | 0 | 0 | 1 | Super Off Peak | 0 | 0 | 1 | Super Off Peak
2020 | 10 | 20 | 2020-10-20 | 4 | 1 | 0 | 0 | [6 empty] | 0 | 0 | 0 | 1 | Super Off Peak | 0 | 0 | 1 | Off Peak | 0 | 1 | Off Peak | 0 | 1 | Off Peak | 0 | 0 | 1 | Super Off Peak | 0 | 0 | 1 | Super Off Peak | 0 | 0 | 1 | Super Off Peak
2020 | 10 | 20 | 2020-10-20 | 5 | 1 | 0 | 0 | [6 empty] | 0 | 0 | 0 | 1 | Super Off Peak | 0 | 0 | 1 | Off Peak | 0 | 1 | Off Peak | 0 | 1 | Off Peak | 0 | 0 | 1 | Super Off Peak | 0 | 0 | 1 | Super Off Peak | 0 | 0 | 1 | Super Off Peak
2020 | 10 | 20 | 2020-10-20 | 6 | 1 | 0 | 0 | [6 empty] | 0 | 0 | 0 | 1 | Super Off Peak | 0 | 0 | 1 | Off Peak | 0 | 1 | Off Peak | 0 | 1 | Off Peak | 0 | 0 | 1 | Super Off Peak | 0 | 1 | 0 | Off Peak | 0 | 1 | 0 | Off Peak
2020 | 10 | 20 | 2020-10-20 | 7 | 1 | 0 | 0 | [6 empty] | 0 | 0 | 1 | 0 | Off Peak | 0 | 1 | 0 | Semi-Peak | 0 | 1 | Off Peak | 0 | 1 | Off Peak | 0 | 1 | 0 | Off Peak | 0 | 1 | 0 | Off Peak | 0 | 1 | 0 | Off Peak
2020 | 10 | 20 | 2020-10-20 | 8 | 1 | 0 | 0 | [6 empty] | 0 | 0 | 1 | 0 | Off Peak | 0 | 1 | 0 | Semi-Peak | 0 | 1 | Off Peak | 0 | 1 | Off Peak | 0 | 1 | 0 | Off Peak | 0 | 1 | 0 | Off Peak | 0 | 1 | 0 | Off Peak
2020 | 10 | 20 | 2020-10-20 | 9 | 1 | 0 | 0 | [6 empty] | 0 | 0 | 1 | 0 | Off Peak | 0 | 1 | 0 | Semi-Peak | 0 | 1 | Off Peak | 0 | 1 | Off Peak | 0 | 1 | 0 | Off Peak | 0 | 1 | 0 | Off Peak | 0 | 1 | 0 | Off Peak
2020 | 10 | 20 | 2020-10-20 | 10 | 1 | 0 | 0 | [6 empty] | 0 | 0 | 1 | 0 | Off Peak | 0 | 1 | 0 | Semi-Peak | 0 | 1 | Off Peak | 0 | 1 | Off Peak | 0 | 1 | 0 | Off Peak | 0 | 1 | 0 | Off Peak | 0 | 1 | 0 | Off Peak
2020 | 10 | 20 | 2020-10-20 | 11 | 1 | 0 | 0 | [6 empty] | 0 | 0 | 1 | 0 | Off Peak | 0 | 1 | 0 | Semi-Peak | 0 | 1 | Off Peak | 0 | 1 | Off Peak | 0 | 1 | 0 | Off Peak | 0 | 1 | 0 | Off Peak | 0 | 1 | 0 | Off Peak
2020 | 10 | 20 | 2020-10-20 | 12 | 1 | 0 | 0 | [6 empty] | 0 | 0 | 1 | 0 | Off Peak | 1 | 0 | 0 | On Peak | 0 | 1 | Off Peak | 0 | 1 | Off Peak | 1 | 0 | 0 | On Peak | 0 | 1 | 0 | Off Peak | 0 | 1 | 0 | Off Peak
2020 | 10 | 20 | 2020-10-20 | 13 | 1 | 0 | 0 | [6 empty] | 0 | 0 | 1 | 0 | Off Peak | 1 | 0 | 0 | On Peak | 0 | 1 | Off Peak | 1 | 0 | On Peak | 1 | 0 | 0 | On Peak | 1 | 0 | 0 | On Peak | 1 | 0 | 0 | On Peak
2020 | 10 | 20 | 2020-10-20 | 14 | 1 | 0 | 0 | [6 empty] | 0 | 0 | 1 | 0 | Off Peak | 1 | 0 | 0 | On Peak | 0 | 1 | Off Peak | 1 | 0 | On Peak | 1 | 0 | 0 | On Peak | 1 | 0 | 0 | On Peak | 1 | 0 | 0 | On Peak
2020 | 10 | 20 | 2020-10-20 | 15 | 1 | 0 | 0 | [6 empty] | 0 | 0 | 1 | 0 | Off Peak | 1 | 0 | 0 | On Peak | 0 | 1 | Off Peak | 1 | 0 | On Peak | 1 | 0 | 0 | On Peak | 1 | 0 | 0 | On Peak | 1 | 0 | 0 | On Peak
2020 | 10 | 20 | 2020-10-20 | 16 | 1 | 0 | 0 | [6 empty] | 0 | 0 | 1 | 0 | Off Peak | 1 | 0 | 0 | On Peak | 0 | 1 | Off Peak | 1 | 0 | On Peak | 1 | 0 | 0 | On Peak | 1 | 0 | 0 | On Peak | 1 | 0 | 0 | On Peak
2020 | 10 | 20 | 2020-10-20 | 17 | 1 | 0 | 0 | [6 empty] | 0 | 1 | 0 | 0 | On Peak | 1 | 0 | 0 | On Peak | 1 | 0 | On Peak | 1 | 0 | On Peak | 1 | 0 | 0 | On Peak | 1 | 0 | 0 | On Peak | 1 | 0 | 0 | On Peak
2020 | 10 | 20 | 2020-10-20 | 18 | 1 | 0 | 0 | [6 empty] | 0 | 1 | 0 | 0 | On Peak | 1 | 0 | 0 | On Peak | 1 | 0 | On Peak | 1 | 0 | On Peak | 1 | 0 | 0 | On Peak | 1 | 0 | 0 | On Peak | 1 | 0 | 0 | On Peak
2020 | 10 | 20 | 2020-10-20 | 19 | 1 | 0 | 0 | [6 empty] | 0 | 1 | 0 | 0 | On Peak | 0 | 1 | 0 | Semi-Peak | 1 | 0 | On Peak | 0 | 1 | Off Peak | 0 | 1 | 0 | Off Peak | 1 | 0 | 0 | On Peak | 0 | 1 | 0 | Off Peak
2020 | 10 | 20 | 2020-10-20 | 20 | 1 | 0 | 0 | [6 empty] | 0 | 1 | 0 | 0 | On Peak | 0 | 1 | 0 | Semi-Peak | 1 | 0 | On Peak | 0 | 1 | Off Peak | 0 | 1 | 0 | Off Peak | 1 | 0 | 0 | On Peak | 0 | 1 | 0 | Off Peak
2020 | 10 | 20 | 2020-10-20 | 21 | 1 | 0 | 0 | [6 empty] | 0 | 1 | 0 | 0 | On Peak | 0 | 1 | 0 | Semi-Peak | 1 | 0 | On Peak | 0 | 1 | Off Peak | 0 | 1 | 0 | Off Peak | 0 | 1 | 0 | Off Peak | 0 | 1 | 0 | Off Peak
2020 | 10 | 20 | 2020-10-20 | 22 | 1 | 0 | 0 | [6 empty] | 0 | 0 | 1 | 0 | Off Peak | 0 | 1 | 0 | Semi-Peak | 0 | 1 | Off Peak | 0 | 1 | Off Peak | 0 | 1 | 0 | Off Peak | 0 | 1 | 0 | Off Peak | 0 | 1 | 0 | Off Peak
2020 | 10 | 20 | 2020-10-20 | 23 | 1 | 0 | 0 | [6 empty] | 0 | 0 | 1 | 0 | Off Peak | 0 | 0 | 1 | Off Peak | 0 | 1 | Off Peak | 0 | 1 | Off Peak | 0 | 0 | 1 | Super Off Peak | 0 | 1 | 0 | Off Peak | 0 | 1 | 0 | Off Peak
2020 | 10 | 20 | 2020-10-20 | 24 | 1 | 0 | 0 | [6 empty] | 0 | 0 | 1 | 0 | Off Peak | 0 | 0 | 1 | Off Peak | 0 | 1 | Off Peak | 0 | 1 | Off Peak | 0 | 0 | 1 | Super Off Peak | 0 | 1 | 0 | Off Peak | 0 | 1 | 0 | Off Peak
2020 | 10 | 21 | 2020-10-21 | 1 | 1 | 0 | 0 | [6 empty] | 0 | 0 | 0 | 1 | Super Off Peak | 0 | 0 | 1 | Off Peak | 0 | 1 | Off Peak | 0 | 1 | Off Peak | 0 | 0 | 1 | Super Off Peak | 0 | 0 | 1 | Super Off Peak | 0 | 0 | 1 | Super Off Peak
2020 | 10 | 21 | 2020-10-21 | 2 | 1 | 0 | 0 | [6 empty] | 0 | 0 | 0 | 1 | Super Off Peak | 0 | 0 | 1 | Off Peak | 0 | 1 | Off Peak | 0 | 1 | Off Peak | 0 | 0 | 1 | Super Off Peak | 0 | 0 | 1 | Super Off Peak | 0 | 0 | 1 | Super Off Peak
2020 | 10 | 21 | 2020-10-21 | 3 | 1 | 0 | 0 | [6 empty] | 0 | 0 | 0 | 1 | Super Off Peak | 0 | 0 | 1 | Off Peak | 0 | 1 | Off Peak | 0 | 1 | Off Peak | 0 | 0 | 1 | Super Off Peak | 0 | 0 | 1 | Super Off Peak | 0 | 0 | 1 | Super Off Peak
2020 | 10 | 21 | 2020-10-21 | 4 | 1 | 0 | 0 | [6 empty] | 0 | 0 | 0 | 1 | Super Off Peak | 0 | 0 | 1 | Off Peak | 0 | 1 | Off Peak | 0 | 1 | Off Peak | 0 | 0 | 1 | Super Off Peak | 0 | 0 | 1 | Super Off Peak | 0 | 0 | 1 | Super Off Peak
2020 | 10 | 21 | 2020-10-21 | 5 | 1 | 0 | 0 | [6 empty] | 0 | 0 | 0 | 1 | Super Off Peak | 0 | 0 | 1 | Off Peak | 0 | 1 | Off Peak | 0 | 1 | Off Peak | 0 | 0 | 1 | Super Off Peak | 0 | 0 | 1 | Super Off Peak | 0 | 0 | 1 | Super Off Peak
2020 | 10 | 21 | 2020-10-21 | 6 | 1 | 0 | 0 | [6 empty] | 0 | 0 | 0 | 1 | Super Off Peak | 0 | 0 | 1 | Off Peak | 0 | 1 | Off Peak | 0 | 1 | Off Peak | 0 | 0 | 1 | Super Off Peak | 0 | 1 | 0 | Off Peak | 0 | 1 | 0 | Off Peak
2020 | 10 | 21 | 2020-10-21 | 7 | 1 | 0 | 0 | [6 empty] | 0 | 0 | 1 | 0 | Off Peak | 0 | 1 | 0 | Semi-Peak | 0 | 1 | Off Peak | 0 | 1 | Off Peak | 0 | 1 | 0 | Off Peak | 0 | 1 | 0 | Off Peak | 0 | 1 | 0 | Off Peak
2020 | 10 | 21 | 2020-10-21 | 8 | 1 | 0 | 0 | [6 empty] | 0 | 0 | 1 | 0 | Off Peak | 0 | 1 | 0 | Semi-Peak | 0 | 1 | Off Peak | 0 | 1 | Off Peak | 0 | 1 | 0 | Off Peak | 0 | 1 | 0 | Off Peak | 0 | 1 | 0 | Off Peak
2020 | 10 | 21 | 2020-10-21 | 9 | 1 | 0 | 0 | [6 empty] | 0 | 0 | 1 | 0 | Off Peak | 0 | 1 | 0 | Semi-Peak | 0 | 1 | Off Peak | 0 | 1 | Off Peak | 0 | 1 | 0 | Off Peak | 0 | 1 | 0 | Off Peak | 0 | 1 | 0 | Off Peak
2020 | 10 | 21 | 2020-10-21 | 10 | 1 | 0 | 0 | [6 empty] | 0 | 0 | 1 | 0 | Off Peak | 0 | 1 | 0 | Semi-Peak | 0 | 1 | Off Peak | 0 | 1 | Off Peak | 0 | 1 | 0 | Off Peak | 0 | 1 | 0 | Off Peak | 0 | 1 | 0 | Off Peak
2020 | 10 | 21 | 2020-10-21 | 11 | 1 | 0 | 0 | [6 empty] | 0 | 0 | 1 | 0 | Off Peak | 0 | 1 | 0 | Semi-Peak | 0 | 1 | Off Peak | 0 | 1 | Off Peak | 0 | 1 | 0 | Off Peak | 0 | 1 | 0 | Off Peak | 0 | 1 | 0 | Off Peak
2020 | 10 | 21 | 2020-10-21 | 12 | 1 | 0 | 0 | [6 empty] | 0 | 0 | 1 | 0 | Off Peak | 1 | 0 | 0 | On Peak | 0 | 1 | Off Peak | 0 | 1 | Off Peak | 1 | 0 | 0 | On Peak | 0 | 1 | 0 | Off Peak | 0 | 1 | 0 | Off Peak
2020 | 10 | 21 | 2020-10-21 | 13 | 1 | 0 | 0 | [6 empty] | 0 | 0 | 1 | 0 | Off Peak | 1 | 0 | 0 | On Peak | 0 | 1 | Off Peak | 1 | 0 | On Peak | 1 | 0 | 0 | On Peak | 1 | 0 | 0 | On Peak | 1 | 0 | 0 | On Peak
2020 | 10 | 21 | 2020-10-21 | 14 | 1 | 0 | 0 | [6 empty] | 0 | 0 | 1 | 0 | Off Peak | 1 | 0 | 0 | On Peak | 0 | 1 | Off Peak | 1 | 0 | On Peak | 1 | 0 | 0 | On Peak | 1 | 0 | 0 | On Peak | 1 | 0 | 0 | On Peak
2020 | 10 | 21 | 2020-10-21 | 15 | 1 | 0 | 0 | [6 empty] | 0 | 0 | 1 | 0 | Off Peak | 1 | 0 | 0 | On Peak | 0 | 1 | Off Peak | 1 | 0 | On Peak | 1 | 0 | 0 | On Peak | 1 | 0 | 0 | On Peak | 1 | 0 | 0 | On Peak
2020 | 10 | 21 | 2020-10-21 | 16 | 1 | 0 | 0 | [6 empty] | 0 | 0 | 1 | 0 | Off Peak | 1 | 0 | 0 | On Peak | 0 | 1 | Off Peak | 1 | 0 | On Peak | 1 | 0 | 0 | On Peak | 1 | 0 | 0 | On Peak | 1 | 0 | 0 | On Peak
2020 | 10 | 21 | 2020-10-21 | 17 | 1 | 0 | 0 | [6 empty] | 0 | 1 | 0 | 0 | On Peak | 1 | 0 | 0 | On Peak | 1 | 0 | On Peak | 1 | 0 | On Peak | 1 | 0 | 0 | On Peak | 1 | 0 | 0 | On Peak | 1 | 0 | 0 | On Peak
2020 | 10 | 21 | 2020-10-21 | 18 | 1 | 0 | 0 | [6 empty] | 0 | 1 | 0 | 0 | On Peak | 1 | 0 | 0 | On Peak | 1 | 0 | On Peak | 1 | 0 | On Peak | 1 | 0 | 0 | On Peak | 1 | 0 | 0 | On Peak | 1 | 0 | 0 | On Peak
2020 | 10 | 21 | 2020-10-21 | 19 | 1 | 0 | 0 | [6 empty] | 0 | 1 | 0 | 0 | On Peak | 0 | 1 | 0 | Semi-Peak | 1 | 0 | On Peak | 0 | 1 | Off Peak | 0 | 1 | 0 | Off Peak | 1 | 0 | 0 | On Peak | 0 | 1 | 0 | Off Peak
2020 | 10 | 21 | 2020-10-21 | 20 | 1 | 0 | 0 | [6 empty] | 0 | 1 | 0 | 0 | On Peak | 0 | 1 | 0 | Semi-Peak | 1 | 0 | On Peak | 0 | 1 | Off Peak | 0 | 1 | 0 | Off Peak | 1 | 0 | 0 | On Peak | 0 | 1 | 0 | Off Peak
2020 | 10 | 21 | 2020-10-21 | 21 | 1 | 0 | 0 | [6 empty] | 0 | 1 | 0 | 0 | On Peak | 0 | 1 | 0 | Semi-Peak | 1 | 0 | On Peak | 0 | 1 | Off Peak | 0 | 1 | 0 | Off Peak | 0 | 1 | 0 | Off Peak | 0 | 1 | 0 | Off Peak
2020 | 10 | 21 | 2020-10-21 | 22 | 1 | 0 | 0 | [6 empty] | 0 | 0 | 1 | 0 | Off Peak | 0 | 1 | 0 | Semi-Peak | 0 | 1 | Off Peak | 0 | 1 | Off Peak | 0 | 1 | 0 | Off Peak | 0 | 1 | 0 | Off Peak | 0 | 1 | 0 | Off Peak
2020 | 10 | 21 | 2020-10-21 | 23 | 1 | 0 | 0 | [6 empty] | 0 | 0 | 1 | 0 | Off Peak | 0 | 0 | 1 | Off Peak | 0 | 1 | Off Peak | 0 | 1 | Off Peak | 0 | 0 | 1 | Super Off Peak | 0 | 1 | 0 | Off Peak | 0 | 1 | 0 | Off Peak
2020 | 10 | 21 | 2020-10-21 | 24 | 1 | 0 | 0 | [6 empty] | 0 | 0 | 1 | 0 | Off Peak | 0 | 0 | 1 | Off Peak | 0 | 1 | Off Peak | 0 | 1 | Off Peak | 0 | 0 | 1 | Super Off Peak | 0 | 1 | 0 | Off Peak | 0 | 1 | 0 | Off Peak
2020 | 10 | 22 | 2020-10-22 | 1 | 1 | 0 | 0 | [6 empty] | 0 | 0 | 0 | 1 | Super Off Peak | 0 | 0 | 1 | Off Peak | 0 | 1 | Off Peak | 0 | 1 | Off Peak | 0 | 0 | 1 | Super Off Peak | 0 | 0 | 1 | Super Off Peak | 0 | 0 | 1 | Super Off Peak
2020 | 10 | 22 | 2020-10-22 | 2 | 1 | 0 | 0 | [6 empty] | 0 | 0 | 0 | 1 | Super Off Peak | 0 | 0 | 1 | Off Peak | 0 | 1 | Off Peak | 0 | 1 | Off Peak | 0 | 0 | 1 | Super Off Peak | 0 | 0 | 1 | Super Off Peak | 0 | 0 | 1 | Super Off Peak
2020 | 10 | 22 | 2020-10-22 | 3 | 1 | 0 | 0 | [6 empty] | 0 | 0 | 0 | 1 | Super Off Peak | 0 | 0 | 1 | Off Peak | 0 | 1 | Off Peak | 0 | 1 | Off Peak | 0 | 0 | 1 | Super Off Peak | 0 | 0 | 1 | Super Off Peak | 0 | 0 | 1 | Super Off Peak
2020 | 10 | 22 | 2020-10-22 | 4 | 1 | 0 | 0 | [6 empty] | 0 | 0 | 0 | 1 | Super Off Peak | 0 | 0 | 1 | Off Peak | 0 | 1 | Off Peak | 0 | 1 | Off Peak | 0 | 0 | 1 | Super Off Peak | 0 | 0 | 1 | Super Off Peak | 0 | 0 | 1 | Super Off Peak
2020 | 10 | 22 | 2020-10-22 | 5 | 1 | 0 | 0 | [6 empty] | 0 | 0 | 0 | 1 | Super Off Peak | 0 | 0 | 1 | Off Peak | 0 | 1 | Off Peak | 0 | 1 | Off Peak | 0 | 0 | 1 | Super Off Peak | 0 | 0 | 1 | Super Off Peak | 0 | 0 | 1 | Super Off Peak
2020 | 10 | 22 | 2020-10-22 | 6 | 1 | 0 | 0 | [6 empty] | 0 | 0 | 0 | 1 | Super Off Peak | 0 | 0 | 1 | Off Peak | 0 | 1 | Off Peak | 0 | 1 | Off Peak | 0 | 0 | 1 | Super Off Peak | 0 | 1 | 0 | Off Peak | 0 | 1 | 0 | Off Peak
2020 | 10 | 22 | 2020-10-22 | 7 | 1 | 0 | 0 | [6 empty] | 0 | 0 | 1 | 0 | Off Peak | 0 | 1 | 0 | Semi-Peak | 0 | 1 | Off Peak | 0 | 1 | Off Peak | 0 | 1 | 0 | Off Peak | 0 | 1 | 0 | Off Peak | 0 | 1 | 0 | Off Peak
2020 | 10 | 22 | 2020-10-22 | 8 | 1 | 0 | 0 | [6 empty] | 0 | 0 | 1 | 0 | Off Peak | 0 | 1 | 0 | Semi-Peak | 0 | 1 | Off Peak | 0 | 1 | Off Peak | 0 | 1 | 0 | Off Peak | 0 | 1 | 0 | Off Peak | 0 | 1 | 0 | Off Peak
2020 | 10 | 22 | 2020-10-22 | 9 | 1 | 0 | 0 | [6 empty] | 0 | 0 | 1 | 0 | Off Peak | 0 | 1 | 0 | Semi-Peak | 0 | 1 | Off Peak | 0 | 1 | Off Peak | 0 | 1 | 0 | Off Peak | 0 | 1 | 0 | Off Peak | 0 | 1 | 0 | Off Peak
2020 | 10 | 22 | 2020-10-22 | 10 | 1 | 0 | 0 | [6 empty] | 0 | 0 | 1 | 0 | Off Peak | 0 | 1 | 0 | Semi-Peak | 0 | 1 | Off Peak | 0 | 1 | Off Peak | 0 | 1 | 0 | Off Peak | 0 | 1 | 0 | Off Peak | 0 | 1 | 0 | Off Peak
2020 | 10 | 22 | 2020-10-22 | 11 | 1 | 0 | 0 | [6 empty] | 0 | 0 | 1 | 0 | Off Peak | 0 | 1 | 0 | Semi-Peak | 0 | 1 | Off Peak | 0 | 1 | Off Peak | 0 | 1 | 0 | Off Peak | 0 | 1 | 0 | Off Peak | 0 | 1 | 0 | Off Peak
2020 | 10 | 22 | 2020-10-22 | 12 | 1 | 0 | 0 | [6 empty] | 0 | 0 | 1 | 0 | Off Peak | 1 | 0 | 0 | On Peak | 0 | 1 | Off Peak | 0 | 1 | Off Peak | 1 | 0 | 0 | On Peak | 0 | 1 | 0 | Off Peak | 0 | 1 | 0 | Off Peak
2020 | 10 | 22 | 2020-10-22 | 13 | 1 | 0 | 0 | [6 empty] | 0 | 0 | 1 | 0 | Off Peak | 1 | 0 | 0 | On Peak | 0 | 1 | Off Peak | 1 | 0 | On Peak | 1 | 0 | 0 | On Peak | 1 | 0 | 0 | On Peak | 1 | 0 | 0 | On Peak
2020 | 10 | 22 | 2020-10-22 | 14 | 1 | 0 | 0 | [6 empty] | 0 | 0 | 1 | 0 | Off Peak | 1 | 0 | 0 | On Peak | 0 | 1 | Off Peak | 1 | 0 | On Peak | 1 | 0 | 0 | On Peak | 1 | 0 | 0 | On Peak | 1 | 0 | 0 | On Peak
2020 | 10 | 22 | 2020-10-22 | 15 | 1 | 0 | 0 | [6 empty] | 0 | 0 | 1 | 0 | Off Peak | 1 | 0 | 0 | On Peak | 0 | 1 | Off Peak | 1 | 0 | On Peak | 1 | 0 | 0 | On Peak | 1 | 0 | 0 | On Peak | 1 | 0 | 0 | On Peak
2020 | 10 | 22 | 2020-10-22 | 16 | 1 | 0 | 0 | [6 empty] | 0 | 0 | 1 | 0 | Off Peak | 1 | 0 | 0 | On Peak | 0 | 1 | Off Peak | 1 | 0 | On Peak | 1 | 0 | 0 | On Peak | 1 | 0 | 0 | On Peak | 1 | 0 | 0 | On Peak
2020 | 10 | 22 | 2020-10-22 | 17 | 1 | 0 | 0 | [6 empty] | 0 | 1 | 0 | 0 | On Peak | 1 | 0 | 0 | On Peak | 1 | 0 | On Peak | 1 | 0 | On Peak | 1 | 0 | 0 | On Peak | 1 | 0 | 0 | On Peak | 1 | 0 | 0 | On Peak
2020 | 10 | 22 | 2020-10-22 | 18 | 1 | 0 | 0 | [6 empty] | 0 | 1 | 0 | 0 | On Peak | 1 | 0 | 0 | On Peak | 1 | 0 | On Peak | 1 | 0 | On Peak | 1 | 0 | 0 | On Peak | 1 | 0 | 0 | On Peak | 1 | 0 | 0 | On Peak
2020 | 10 | 22 | 2020-10-22 | 19 | 1 | 0 | 0 | [6 empty] | 0 | 1 | 0 | 0 | On Peak | 0 | 1 | 0 | Semi-Peak | 1 | 0 | On Peak | 0 | 1 | Off Peak | 0 | 1 | 0 | Off Peak | 1 | 0 | 0 | On Peak | 0 | 1 | 0 | Off Peak
2020 | 10 | 22 | 2020-10-22 | 20 | 1 | 0 | 0 | [6 empty] | 0 | 1 | 0 | 0 | On Peak | 0 | 1 | 0 | Semi-Peak | 1 | 0 | On Peak | 0 | 1 | Off Peak | 0 | 1 | 0 | Off Peak | 1 | 0 | 0 | On Peak | 0 | 1 | 0 | Off Peak
2020 | 10 | 22 | 2020-10-22 | 21 | 1 | 0 | 0 | [6 empty] | 0 | 1 | 0 | 0 | On Peak | 0 | 1 | 0 | Semi-Peak | 1 | 0 | On Peak | 0 | 1 | Off Peak | 0 | 1 | 0 | Off Peak | 0 | 1 | 0 | Off Peak | 0 | 1 | 0 | Off Peak
2020 | 10 | 22 | 2020-10-22 | 22 | 1 | 0 | 0 | [6 empty] | 0 | 0 | 1 | 0 | Off Peak | 0 | 1 | 0 | Semi-Peak | 0 | 1 | Off Peak | 0 | 1 | Off Peak | 0 | 1 | 0 | Off Peak | 0 | 1 | 0 | Off Peak | 0 | 1 | 0 | Off Peak
2020 | 10 | 22 | 2020-10-22 | 23 | 1 | 0 | 0 | [6 empty] | 0 | 0 | 1 | 0 | Off Peak | 0 | 0 | 1 | Off Peak | 0 | 1 | Off Peak | 0 | 1 | Off Peak | 0 | 0 | 1 | Super Off Peak | 0 | 1 | 0 | Off Peak | 0 | 1 | 0 | Off Peak
2020 | 10 | 22 | 2020-10-22 | 24 | 1 | 0 | 0 | [6 empty] | 0 | 0 | 1 | 0 | Off Peak | 0 | 0 | 1 | Off Peak | 0 | 1 | Off Peak | 0 | 1 | Off Peak | 0 | 0 | 1 | Super Off Peak | 0 | 1 | 0 | Off Peak | 0 | 1 | 0 | Off Peak
2020 | 10 | 23 | 2020-10-23 | 1 | 1 | 0 | 0 | [6 empty] | 0 | 0 | 0 | 1 | Super Off Peak | 0 | 0 | 1 | Off Peak | 0 | 1 | Off Peak | 0 | 1 | Off Peak | 0 | 0 | 1 | Super Off Peak | 0 | 0 | 1 | Super Off Peak | 0 | 0 | 1 | Super Off Peak
2020 | 10 | 23 | 2020-10-23 | 2 | 1 | 0 | 0 | [6 empty] | 0 | 0 | 0 | 1 | Super Off Peak | 0 | 0 | 1 | Off Peak | 0 | 1 | Off Peak | 0 | 1 | Off Peak | 0 | 0 | 1 | Super Off Peak | 0 | 0 | 1 | Super Off Peak | 0 | 0 | 1 | Super Off Peak
2020 | 10 | 23 | 2020-10-23 | 3 | 1 | 0 | 0 | [6 empty] | 0 | 0 | 0 | 1 | Super Off Peak | 0 | 0 | 1 | Off Peak | 0 | 1 | Off Peak | 0 | 1 | Off Peak | 0 | 0 | 1 | Super Off Peak | 0 | 0 | 1 | Super Off Peak | 0 | 0 | 1 | Super Off Peak
2020 | 10 | 23 | 2020-10-23 | 4 | 1 | 0 | 0 | [6 empty] | 0 | 0 | 0 | 1 | Super Off Peak | 0 | 0 | 1 | Off Peak | 0 | 1 | Off Peak | 0 | 1 | Off Peak | 0 | 0 | 1 | Super Off Peak | 0 | 0 | 1 | Super Off Peak | 0 | 0 | 1 | Super Off Peak
2020 | 10 | 23 | 2020-10-23 | 5 | 1 | 0 | 0 | [6 empty] | 0 | 0 | 0 | 1 | Super Off Peak | 0 | 0 | 1 | Off Peak | 0 | 1 | Off Peak | 0 | 1 | Off Peak | 0 | 0 | 1 | Super Off Peak | 0 | 0 | 1 | Super Off Peak | 0 | 0 | 1 | Super Off Peak
2020 | 10 | 23 | 2020-10-23 | 6 | 1 | 0 | 0 | [6 empty] | 0 | 0 | 0 | 1 | Super Off Peak | 0 | 0 | 1 | Off Peak | 0 | 1 | Off Peak | 0 | 1 | Off Peak | 0 | 0 | 1 | Super Off Peak | 0 | 1 | 0 | Off Peak | 0 | 1 | 0 | Off Peak
2020 | 10 | 23 | 2020-10-23 | 7 | 1 | 0 | 0 | [6 empty] | 0 | 0 | 1 | 0 | Off Peak | 0 | 1 | 0 | Semi-Peak | 0 | 1 | Off Peak | 0 | 1 | Off Peak | 0 | 1 | 0 | Off Peak | 0 | 1 | 0 | Off Peak | 0 | 1 | 0 | Off Peak
2020 | 10 | 23 | 2020-10-23 | 8 | 1 | 0 | 0 | [6 empty] | 0 | 0 | 1 | 0 | Off Peak | 0 | 1 | 0 | Semi-Peak | 0 | 1 | Off Peak | 0 | 1 | Off Peak | 0 | 1 | 0 | Off Peak | 0 | 1 | 0 | Off Peak | 0 | 1 | 0 | Off Peak
2020 | 10 | 23 | 2020-10-23 | 9 | 1 | 0 | 0 | [6 empty] | 0 | 0 | 1 | 0 | Off Peak | 0 | 1 | 0 | Semi-Peak | 0 | 1 | Off Peak | 0 | 1 | Off Peak | 0 | 1 | 0 | Off Peak | 0 | 1 | 0 | Off Peak | 0 | 1 | 0 | Off Peak
2020 | 10 | 23 | 2020-10-23 | 10 | 1 | 0 | 0 | [6 empty] | 0 | 0 | 1 | 0 | Off Peak | 0 | 1 | 0 | Semi-Peak | 0 | 1 | Off Peak | 0 | 1 | Off Peak | 0 | 1 | 0 | Off Peak | 0 | 1 | 0 | Off Peak | 0 | 1 | 0 | Off Peak
2020 | 10 | 23 | 2020-10-23 | 11 | 1 | 0 | 0 | [6 empty] | 0 | 0 | 1 | 0 | Off Peak | 0 | 1 | 0 | Semi-Peak | 0 | 1 | Off Peak | 0 | 1 | Off Peak | 0 | 1 | 0 | Off Peak | 0 | 1 | 0 | Off Peak | 0 | 1 | 0 | Off Peak
2020 | 10 | 23 | 2020-10-23 | 12 | 1 | 0 | 0 | [6 empty] | 0 | 0 | 1 | 0 | Off Peak | 1 | 0 | 0 | On Peak | 0 | 1 | Off Peak | 0 | 1 | Off Peak | 1 | 0 | 0 | On Peak | 0 | 1 | 0 | Off Peak | 0 | 1 | 0 | Off Peak
2020 | 10 | 23 | 2020-10-23 | 13 | 1 | 0 | 0 | [6 empty] | 0 | 0 | 1 | 0 | Off Peak | 1 | 0 | 0 | On Peak | 0 | 1 | Off Peak | 1 | 0 | On Peak | 1 | 0 | 0 | On Peak | 1 | 0 | 0 | On Peak | 1 | 0 | 0 | On Peak
2020 | 10 | 23 | 2020-10-23 | 14 | 1 | 0 | 0 | [6 empty] | 0 | 0 | 1 | 0 | Off Peak | 1 | 0 | 0 | On Peak | 0 | 1 | Off Peak | 1 | 0 | On Peak | 1 | 0 | 0 | On Peak | 1 | 0 | 0 | On Peak | 1 | 0 | 0 | On Peak
2020 | 10 | 23 | 2020-10-23 | 15 | 1 | 0 | 0 | [6 empty] | 0 | 0 | 1 | 0 | Off Peak | 1 | 0 | 0 | On Peak | 0 | 1 | Off Peak | 1 | 0 | On Peak | 1 | 0 | 0 | On Peak | 1 | 0 | 0 | On Peak | 1 | 0 | 0 | On Peak
2020 | 10 | 23 | 2020-10-23 | 16 | 1 | 0 | 0 | [6 empty] | 0 | 0 | 1 | 0 | Off Peak | 1 | 0 | 0 | On Peak | 0 | 1 | Off Peak | 1 | 0 | On Peak | 1 | 0 | 0 | On Peak | 1 | 0 | 0 | On Peak | 1 | 0 | 0 | On Peak
2020 | 10 | 23 | 2020-10-23 | 17 | 1 | 0 | 0 | [6 empty] | 0 | 1 | 0 | 0 | On Peak | 1 | 0 | 0 | On Peak | 1 | 0 | On Peak | 1 | 0 | On Peak | 1 | 0 | 0 | On Peak | 1 | 0 | 0 | On Peak | 1 | 0 | 0 | On Peak
2020 | 10 | 23 | 2020-10-23 | 18 | 1 | 0 | 0 | [6 empty] | 0 | 1 | 0 | 0 | On Peak | 1 | 0 | 0 | On Peak | 1 | 0 | On Peak | 1 | 0 | On Peak | 1 | 0 | 0 | On Peak | 1 | 0 | 0 | On Peak | 1 | 0 | 0 | On Peak
2020 | 10 | 23 | 2020-10-23 | 19 | 1 | 0 | 0 | [6 empty] | 0 | 1 | 0 | 0 | On Peak | 0 | 1 | 0 | Semi-Peak | 1 | 0 | On Peak | 0 | 1 | Off Peak | 0 | 1 | 0 | Off Peak | 1 | 0 | 0 | On Peak | 0 | 1 | 0 | Off Peak
2020 | 10 | 23 | 2020-10-23 | 20 | 1 | 0 | 0 | [6 empty] | 0 | 1 | 0 | 0 | On Peak | 0 | 1 | 0 | Semi-Peak | 1 | 0 | On Peak | 0 | 1 | Off Peak | 0 | 1 | 0 | Off Peak | 1 | 0 | 0 | On Peak | 0 | 1 | 0 | Off Peak
2020 | 10 | 23 | 2020-10-23 | 21 | 1 | 0 | 0 | [6 empty] | 0 | 1 | 0 | 0 | On Peak | 0 | 1 | 0 | Semi-Peak | 1 | 0 | On Peak | 0 | 1 | Off Peak | 0 | 1 | 0 | Off Peak | 0 | 1 | 0 | Off Peak | 0 | 1 | 0 | Off Peak
2020 | 10 | 23 | 2020-10-23 | 22 | 1 | 0 | 0 | [6 empty] | 0 | 0 | 1 | 0 | Off Peak | 0 | 1 | 0 | Semi-Peak | 0 | 1 | Off Peak | 0 | 1 | Off Peak | 0 | 1 | 0 | Off Peak | 0 | 1 | 0 | Off Peak | 0 | 1 | 0 | Off Peak
2020 | 10 | 23 | 2020-10-23 | 23 | 1 | 0 | 0 | [6 empty] | 0 | 0 | 1 | 0 | Off Peak | 0 | 0 | 1 | Off Peak | 0 | 1 | Off Peak | 0 | 1 | Off Peak | 0 | 0 | 1 | Super Off Peak | 0 | 1 | 0 | Off Peak | 0 | 1 | 0 | Off Peak
2020 | 10 | 23 | 2020-10-23 | 24 | 1 | 0 | 0 | [6 empty] | 0 | 0 | 1 | 0 | Off Peak | 0 | 0 | 1 | Off Peak | 0 | 1 | Off Peak | 0 | 1 | Off Peak | 0 | 0 | 1 | Super Off Peak | 0 | 1 | 0 | Off Peak | 0 | 1 | 0 | Off Peak
2020 | 10 | 24 | 2020-10-24 | 1 | 1 | 1 | 0 | [6 empty] | 0 | 0 | 0 | 1 | Super Off Peak | 0 | 0 | 1 | Off Peak | 0 | 1 | Off Peak | 0 | 1 | Off Peak | 0 | 0 | 1 | Super Off Peak | 0 | 0 | 1 | Super Off Peak | 0 | 0 | 1 | Super Off Peak
2020 | 10 | 24 | 2020-10-24 | 2 | 1 | 1 | 0 | [6 empty] | 0 | 0 | 0 | 1 | Super Off Peak | 0 | 0 | 1 | Off Peak | 0 | 1 | Off Peak | 0 | 1 | Off Peak | 0 | 0 | 1 | Super Off Peak | 0 | 0 | 1 | Super Off Peak | 0 | 0 | 1 | Super Off Peak
2020 | 10 | 24 | 2020-10-24 | 3 | 1 | 1 | 0 | [6 empty] | 0 | 0 | 0 | 1 | Super Off Peak | 0 | 0 | 1 | Off Peak | 0 | 1 | Off Peak | 0 | 1 | Off Peak | 0 | 0 | 1 | Super Off Peak | 0 | 0 | 1 | Super Off Peak | 0 | 0 | 1 | Super Off Peak
2020 | 10 | 24 | 2020-10-24 | 4 | 1 | 1 | 0 | [6 empty] | 0 | 0 | 0 | 1 | Super Off Peak | 0 | 0 | 1 | Off Peak | 0 | 1 | Off Peak | 0 | 1 | Off Peak | 0 | 0 | 1 | Super Off Peak | 0 | 0 | 1 | Super Off Peak | 0 | 0 | 1 | Super Off Peak
2020 | 10 | 24 | 2020-10-24 | 5 | 1 | 1 | 0 | [6 empty] | 0 | 0 | 0 | 1 | Super Off Peak | 0 | 0 | 1 | Off Peak | 0 | 1 | Off Peak | 0 | 1 | Off Peak | 0 | 0 | 1 | Super Off Peak | 0 | 0 | 1 | Super Off Peak | 0 | 0 | 1 | Super Off Peak
2020 | 10 | 24 | 2020-10-24 | 6 | 1 | 1 | 0 | [6 empty] | 0 | 0 | 0 | 1 | Super Off Peak | 0 | 0 | 1 | Off Peak | 0 | 1 | Off Peak | 0 | 1 | Off Peak | 0 | 0 | 1 | Super Off Peak | 0 | 1 | 0 | Off Peak | 0 | 1 | 0 | Off Peak
2020 | 10 | 24 | 2020-10-24 | 7 | 1 | 1 | 0 | [6 empty] | 0 | 0 | 0 | 1 | Super Off Peak | 0 | 0 | 1 | Off Peak | 0 | 1 | Off Peak | 0 | 1 | Off Peak | 0 | 0 | 1 | Super Off Peak | 0 | 1 | 0 | Off Peak | 0 | 1 | 0 | Off Peak
2020 | 10 | 24 | 2020-10-24 | 8 | 1 | 1 | 0 | [6 empty] | 0 | 0 | 0 | 1 | Super Off Peak | 0 | 0 | 1 | Off Peak | 0 | 1 | Off Peak | 0 | 1 | Off Peak | 0 | 0 | 1 | Super Off Peak | 0 | 1 | 0 | Off Peak | 0 | 1 | 0 | Off Peak
2020 | 10 | 24 | 2020-10-24 | 9 | 1 | 1 | 0 | [6 empty] | 0 | 0 | 0 | 1 | Super Off Peak | 0 | 0 | 1 | Off Peak | 0 | 1 | Off Peak | 0 | 1 | Off Peak | 0 | 0 | 1 | Super Off Peak | 0 | 1 | 0 | Off Peak | 0 | 1 | 0 | Off Peak
2020 | 10 | 24 | 2020-10-24 | 10 | 1 | 1 | 0 | [6 empty] | 0 | 0 | 0 | 1 | Super Off Peak | 0 | 0 | 1 | Off Peak | 0 | 1 | Off Peak | 0 | 1 | Off Peak | 0 | 0 | 1 | Super Off Peak | 0 | 1 | 0 | Off Peak | 0 | 1 | 0 | Off Peak
2020 | 10 | 24 | 2020-10-24 | 11 | 1 | 1 | 0 | [6 empty] | 0 | 0 | 0 | 1 | Super Off Peak | 0 | 0 | 1 | Off Peak | 0 | 1 | Off Peak | 0 | 1 | Off Peak | 0 | 0 | 1 | Super Off Peak | 0 | 1 | 0 | Off Peak | 0 | 1 | 0 | Off Peak
2020 | 10 | 24 | 2020-10-24 | 12 | 1 | 1 | 0 | [6 empty] | 0 | 0 | 0 | 1 | Super Off Peak | 0 | 0 | 1 | Off Peak | 0 | 1 | Off Peak | 0 | 1 | Off Peak | 0 | 0 | 1 | Super Off Peak | 0 | 1 | 0 | Off Peak | 0 | 1 | 0 | Off Peak
2020 | 10 | 24 | 2020-10-24 | 13 | 1 | 1 | 0 | [6 empty] | 0 | 0 | 0 | 1 | Super Off Peak | 0 | 0 | 1 | Off Peak | 0 | 1 | Off Peak | 0 | 1 | Off Peak | 0 | 0 | 1 | Super Off Peak | 1 | 0 | 0 | On Peak | 1 | 0 | 0 | On Peak
2020 | 10 | 24 | 2020-10-24 | 14 | 1 | 1 | 0 | [6 empty] | 0 | 0 | 0 | 1 | Super Off Peak | 0 | 0 | 1 | Off Peak | 0 | 1 | Off Peak | 0 | 1 | Off Peak | 0 | 0 | 1 | Super Off Peak | 1 | 0 | 0 | On Peak | 1 | 0 | 0 | On Peak
2020 | 10 | 24 | 2020-10-24 | 15 | 1 | 1 | 0 | [6 empty] | 0 | 0 | 1 | 0 | Off Peak | 0 | 0 | 1 | Off Peak | 0 | 1 | Off Peak | 0 | 1 | Off Peak | 0 | 0 | 1 | Super Off Peak | 1 | 0 | 0 | On Peak | 1 | 0 | 0 | On Peak
2020 | 10 | 24 | 2020-10-24 | 16 | 1 | 1 | 0 | [6 empty] | 0 | 0 | 1 | 0 | Off Peak | 0 | 0 | 1 | Off Peak | 0 | 1 | Off Peak | 0 | 1 | Off Peak | 0 | 0 | 1 | Super Off Peak | 1 | 0 | 0 | On Peak | 1 | 0 | 0 | On Peak
2020 | 10 | 24 | 2020-10-24 | 17 | 1 | 1 | 0 | [6 empty] | 0 | 1 | 0 | 0 | On Peak | 0 | 0 | 1 | Off Peak | 0 | 1 | Off Peak | 0 | 1 | Off Peak | 0 | 0 | 1 | Super Off Peak | 1 | 0 | 0 | On Peak | 1 | 0 | 0 | On Peak
2020 | 10 | 24 | 2020-10-24 | 18 | 1 | 1 | 0 | [6 empty] | 0 | 1 | 0 | 0 | On Peak | 0 | 0 | 1 | Off Peak | 0 | 1 | Off Peak | 0 | 1 | Off Peak | 0 | 0 | 1 | Super Off Peak | 1 | 0 | 0 | On Peak | 1 | 0 | 0 | On Peak
2020 | 10 | 24 | 2020-10-24 | 19 | 1 | 1 | 0 | [6 empty] | 0 | 1 | 0 | 0 | On Peak | 0 | 0 | 1 | Off Peak | 0 | 1 | Off Peak | 0 | 1 | Off Peak | 0 | 0 | 1 | Super Off Peak | 1 | 0 | 0 | On Peak | 0 | 1 | 0 | Off Peak
2020 | 10 | 24 | 2020-10-24 | 20 | 1 | 1 | 0 | [6 empty] | 0 | 1 | 0 | 0 | On Peak | 0 | 0 | 1 | Off Peak | 0 | 1 | Off Peak | 0 | 1 | Off Peak | 0 | 0 | 1 | Super Off Peak | 1 | 0 | 0 | On Peak | 0 | 1 | 0 | Off Peak
2020 | 10 | 24 | 2020-10-24 | 21 | 1 | 1 | 0 | [6 empty] | 0 | 1 | 0 | 0 | On Peak | 0 | 0 | 1 | Off Peak | 0 | 1 | Off Peak | 0 | 1 | Off Peak | 0 | 0 | 1 | Super Off Peak | 0 | 1 | 0 | Off Peak | 0 | 1 | 0 | Off Peak
2020 | 10 | 24 | 2020-10-24 | 22 | 1 | 1 | 0 | [6 empty] | 0 | 0 | 1 | 0 | Off Peak | 0 | 0 | 1 | Off Peak | 0 | 1 | Off Peak | 0 | 1 | Off Peak | 0 | 0 | 1 | Super Off Peak | 0 | 1 | 0 | Off Peak | 0 | 1 | 0 | Off Peak
2020 | 10 | 24 | 2020-10-24 | 23 | 1 | 1 | 0 | [6 empty] | 0 | 0 | 1 | 0 | Off Peak | 0 | 0 | 1 | Off Peak | 0 | 1 | Off Peak | 0 | 1 | Off Peak | 0 | 0 | 1 | Super Off Peak | 0 | 1 | 0 | Off Peak | 0 | 1 | 0 | Off Peak
2020 | 10 | 24 | 2020-10-24 | 24 | 1 | 1 | 0 | [6 empty] | 0 | 0 | 1 | 0 | Off Peak | 0 | 0 | 1 | Off Peak | 0 | 1 | Off Peak | 0 | 1 | Off Peak | 0 | 0 | 1 | Super Off Peak | 0 | 1 | 0 | Off Peak | 0 | 1 | 0 | Off Peak
2020 | 10 | 25 | 2020-10-25 | 1 | 1 | 1 | 0 | [6 empty] | 0 | 0 | 0 | 1 | Super Off Peak | 0 | 0 | 1 | Off Peak | 0 | 1 | Off Peak | 0 | 1 | Off Peak | 0 | 0 | 1 | Super Off Peak | 0 | 0 | 1 | Super Off Peak | 0 | 0 | 1 | Super Off Peak
2020 | 10 | 25 | 2020-10-25 | 2 | 1 | 1 | 0 | [6 empty] | 0 | 0 | 0 | 1 | Super Off Peak | 0 | 0 | 1 | Off Peak | 0 | 1 | Off Peak | 0 | 1 | Off Peak | 0 | 0 | 1 | Super Off Peak | 0 | 0 | 1 | Super Off Peak | 0 | 0 | 1 | Super Off Peak
2020 | 10 | 25 | 2020-10-25 | 3 | 1 | 1 | 0 | [6 empty] | 0 | 0 | 0 | 1 | Super Off Peak | 0 | 0 | 1 | Off Peak | 0 | 1 | Off Peak | 0 | 1 | Off Peak | 0 | 0 | 1 | Super Off Peak | 0 | 0 | 1 | Super Off Peak | 0 | 0 | 1 | Super Off Peak
2020 | 10 | 25 | 2020-10-25 | 4 | 1 | 1 | 0 | [6 empty] | 0 | 0 | 0 | 1 | Super Off Peak | 0 | 0 | 1 | Off Peak | 0 | 1 | Off Peak | 0 | 1 | Off Peak | 0 | 0 | 1 | Super Off Peak | 0 | 0 | 1 | Super Off Peak | 0 | 0 | 1 | Super Off Peak
2020 | 10 | 25 | 2020-10-25 | 5 | 1 | 1 | 0 | [6 empty] | 0 | 0 | 0 | 1 | Super Off Peak | 0 | 0 | 1 | Off Peak | 0 | 1 | Off Peak | 0 | 1 | Off Peak | 0 | 0 | 1 | Super Off Peak | 0 | 0 | 1 | Super Off Peak | 0 | 0 | 1 | Super Off Peak
2020 | 10 | 25 | 2020-10-25 | 6 | 1 | 1 | 0 | [6 empty] | 0 | 0 | 0 | 1 | Super Off Peak | 0 | 0 | 1 | Off Peak | 0 | 1 | Off Peak | 0 | 1 | Off Peak | 0 | 0 | 1 | Super Off Peak | 0 | 1 | 0 | Off Peak | 0 | 1 | 0 | Off Peak
2020 | 10 | 25 | 2020-10-25 | 7 | 1 | 1 | 0 | [6 empty] | 0 | 0 | 0 | 1 | Super Off Peak | 0 | 0 | 1 | Off Peak | 0 | 1 | Off Peak | 0 | 1 | Off Peak | 0 | 0 | 1 | Super Off Peak | 0 | 1 | 0 | Off Peak | 0 | 1 | 0 | Off Peak
2020 | 10 | 25 | 2020-10-25 | 8 | 1 | 1 | 0 | [6 empty] | 0 | 0 | 0 | 1 | Super Off Peak | 0 | 0 | 1 | Off Peak | 0 | 1 | Off Peak | 0 | 1 | Off Peak | 0 | 0 | 1 | Super Off Peak | 0 | 1 | 0 | Off Peak | 0 | 1 | 0 | Off Peak
2020 | 10 | 25 | 2020-10-25 | 9 | 1 | 1 | 0 | [6 empty] | 0 | 0 | 0 | 1 | Super Off Peak | 0 | 0 | 1 | Off Peak | 0 | 1 | Off Peak | 0 | 1 | Off Peak | 0 | 0 | 1 | Super Off Peak | 0 | 1 | 0 | Off Peak | 0 | 1 | 0 | Off Peak
2020 | 10 | 25 | 2020-10-25 | 10 | 1 | 1 | 0 | [6 empty] | 0 | 0 | 0 | 1 | Super Off Peak | 0 | 0 | 1 | Off Peak | 0 | 1 | Off Peak | 0 | 1 | Off Peak | 0 | 0 | 1 | Super Off Peak | 0 | 1 | 0 | Off Peak | 0 | 1 | 0 | Off Peak
2020 | 10 | 25 | 2020-10-25 | 11 | 1 | 1 | 0 | [6 empty] | 0 | 0 | 0 | 1 | Super Off Peak | 0 | 0 | 1 | Off Peak | 0 | 1 | Off Peak | 0 | 1 | Off Peak | 0 | 0 | 1 | Super Off Peak | 0 | 1 | 0 | Off Peak | 0 | 1 | 0 | Off Peak
2020 | 10 | 25 | 2020-10-25 | 12 | 1 | 1 | 0 | [6 empty] | 0 | 0 | 0 | 1 | Super Off Peak | 0 | 0 | 1 | Off Peak | 0 | 1 | Off Peak | 0 | 1 | Off Peak | 0 | 0 | 1 | Super Off Peak | 0 | 1 | 0 | Off Peak | 0 | 1 | 0 | Off Peak
2020 | 10 | 25 | 2020-10-25 | 13 | 1 | 1 | 0 | [6 empty] | 0 | 0 | 0 | 1 | Super Off Peak | 0 | 0 | 1 | Off Peak | 0 | 1 | Off Peak | 0 | 1 | Off Peak | 0 | 0 | 1 | Super Off Peak | 1 | 0 | 0 | On Peak | 1 | 0 | 0 | On Peak
2020 | 10 | 25 | 2020-10-25 | 14 | 1 | 1 | 0 | [6 empty] | 0 | 0 | 0 | 1 | Super Off Peak | 0 | 0 | 1 | Off Peak | 0 | 1 | Off Peak | 0 | 1 | Off Peak | 0 | 0 | 1 | Super Off Peak | 1 | 0 | 0 | On Peak | 1 | 0 | 0 | On Peak
2020 | 10 | 25 | 2020-10-25 | 15 | 1 | 1 | 0 | [6 empty] | 0 | 0 | 1 | 0 | Off Peak | 0 | 0 | 1 | Off Peak | 0 | 1 | Off Peak | 0 | 1 | Off Peak | 0 | 0 | 1 | Super Off Peak | 1 | 0 | 0 | On Peak | 1 | 0 | 0 | On Peak
2020 | 10 | 25 | 2020-10-25 | 16 | 1 | 1 | 0 | [6 empty] | 0 | 0 | 1 | 0 | Off Peak | 0 | 0 | 1 | Off Peak | 0 | 1 | Off Peak | 0 | 1 | Off Peak | 0 | 0 | 1 | Super Off Peak | 1 | 0 | 0 | On Peak | 1 | 0 | 0 | On Peak
2020 | 10 | 25 | 2020-10-25 | 17 | 1 | 1 | 0 | [6 empty] | 0 | 1 | 0 | 0 | On Peak | 0 | 0 | 1 | Off Peak | 0 | 1 | Off Peak | 0 | 1 | Off Peak | 0 | 0 | 1 | Super Off Peak | 1 | 0 | 0 | On Peak | 1 | 0 | 0 | On Peak
2020 | 10 | 25 | 2020-10-25 | 18 | 1 | 1 | 0 | [6 empty] | 0 | 1 | 0 | 0 | On Peak | 0 | 0 | 1 | Off Peak | 0 | 1 | Off Peak | 0 | 1 | Off Peak | 0 | 0 | 1 | Super Off Peak | 1 | 0 | 0 | On Peak | 1 | 0 | 0 | On Peak
2020 | 10 | 25 | 2020-10-25 | 19 | 1 | 1 | 0 | [6 empty] | 0 | 1 | 0 | 0 | On Peak | 0 | 0 | 1 | Off Peak | 0 | 1 | Off Peak | 0 | 1 | Off Peak | 0 | 0 | 1 | Super Off Peak | 1 | 0 | 0 | On Peak | 0 | 1 | 0 | Off Peak
2020 | 10 | 25 | 2020-10-25 | 20 | 1 | 1 | 0 | [6 empty] | 0 | 1 | 0 | 0 | On Peak | 0 | 0 | 1 | Off Peak | 0 | 1 | Off Peak | 0 | 1 | Off Peak | 0 | 0 | 1 | Super Off Peak | 1 | 0 | 0 | On Peak | 0 | 1 | 0 | Off Peak
2020 | 10 | 25 | 2020-10-25 | 21 | 1 | 1 | 0 | [6 empty] | 0 | 1 | 0 | 0 | On Peak | 0 | 0 | 1 | Off Peak | 0 | 1 | Off Peak | 0 | 1 | Off Peak | 0 | 0 | 1 | Super Off Peak | 0 | 1 | 0 | Off Peak | 0 | 1 | 0 | Off Peak
2020 | 10 | 25 | 2020-10-25 | 22 | 1 | 1 | 0 | [6 empty] | 0 | 0 | 1 | 0 | Off Peak | 0 | 0 | 1 | Off Peak | 0 | 1 | Off Peak | 0 | 1 | Off Peak | 0 | 0 | 1 | Super Off Peak | 0 | 1 | 0 | Off Peak | 0 | 1 | 0 | Off Peak
2020 | 10 | 25 | 2020-10-25 | 23 | 1 | 1 | 0 | [6 empty] | 0 | 0 | 1 | 0 | Off Peak | 0 | 0 | 1 | Off Peak | 0 | 1 | Off Peak | 0 | 1 | Off Peak | 0 | 0 | 1 | Super Off Peak | 0 | 1 | 0 | Off Peak | 0 | 1 | 0 | Off Peak
2020 | 10 | 25 | 2020-10-25 | 24 | 1 | 1 | 0 | [6 empty] | 0 | 0 | 1 | 0 | Off Peak | 0 | 0 | 1 | Off Peak | 0 | 1 | Off Peak | 0 | 1 | Off Peak | 0 | 0 | 1 | Super Off Peak | 0 | 1 | 0 | Off Peak | 0 | 1 | 0 | Off Peak
2020 | 10 | 26 | 2020-10-26 | 1 | 1 | 0 | 0 | [6 empty] | 0 | 0 | 0 | 1 | Super Off Peak | 0 | 0 | 1 | Off Peak | 0 | 1 | Off Peak | 0 | 1 | Off Peak | 0 | 0 | 1 | Super Off Peak | 0 | 0 | 1 | Super Off Peak | 0 | 0 | 1 | Super Off Peak
2020 | 10 | 26 | 2020-10-26 | 2 | 1 | 0 | 0 | [6 empty] | 0 | 0 | 0 | 1 | Super Off Peak | 0 | 0 | 1 | Off Peak | 0 | 1 | Off Peak | 0 | 1 | Off Peak | 0 | 0 | 1 | Super Off Peak | 0 | 0 | 1 | Super Off Peak | 0 | 0 | 1 | Super Off Peak
2020 | 10 | 26 | 2020-10-26 | 3 | 1 | 0 | 0 | [6 empty] | 0 | 0 | 0 | 1 | Super Off Peak | 0 | 0 | 1 | Off Peak | 0 | 1 | Off Peak | 0 | 1 | Off Peak | 0 | 0 | 1 | Super Off Peak | 0 | 0 | 1 | Super Off Peak | 0 | 0 | 1 | Super Off Peak
2020 | 10 | 26 | 2020-10-26 | 4 | 1 | 0 | 0 | [6 empty] | 0 | 0 | 0 | 1 | Super Off Peak | 0 | 0 | 1 | Off Peak | 0 | 1 | Off Peak | 0 | 1 | Off Peak | 0 | 0 | 1 | Super Off Peak | 0 | 0 | 1 | Super Off Peak | 0 | 0 | 1 | Super Off Peak
2020 | 10 | 26 | 2020-10-26 | 5 | 1 | 0 | 0 | [6 empty] | 0 | 0 | 0 | 1 | Super Off Peak | 0 | 0 | 1 | Off Peak | 0 | 1 | Off Peak | 0 | 1 | Off Peak | 0 | 0 | 1 | Super Off Peak | 0 | 0 | 1 | Super Off Peak | 0 | 0 | 1 | Super Off Peak
2020 | 10 | 26 | 2020-10-26 | 6 | 1 | 0 | 0 | [6 empty] | 0 | 0 | 0 | 1 | Super Off Peak | 0 | 0 | 1 | Off Peak | 0 | 1 | Off Peak | 0 | 1 | Off Peak | 0 | 0 | 1 | Super Off Peak | 0 | 1 | 0 | Off Peak | 0 | 1 | 0 | Off Peak
2020 | 10 | 26 | 2020-10-26 | 7 | 1 | 0 | 0 | [6 empty] | 0 | 0 | 1 | 0 | Off Peak | 0 | 1 | 0 | Semi-Peak | 0 | 1 | Off Peak | 0 | 1 | Off Peak | 0 | 1 | 0 | Off Peak | 0 | 1 | 0 | Off Peak | 0 | 1 | 0 | Off Peak
2020 | 10 | 26 | 2020-10-26 | 8 | 1 | 0 | 0 | [6 empty] | 0 | 0 | 1 | 0 | Off Peak | 0 | 1 | 0 | Semi-Peak | 0 | 1 | Off Peak | 0 | 1 | Off Peak | 0 | 1 | 0 | Off Peak | 0 | 1 | 0 | Off Peak | 0 | 1 | 0 | Off Peak
2020 | 10 | 26 | 2020-10-26 | 9 | 1 | 0 | 0 | [6 empty] | 0 | 0 | 1 | 0 | Off Peak | 0 | 1 | 0 | Semi-Peak | 0 | 1 | Off Peak | 0 | 1 | Off Peak | 0 | 1 | 0 | Off Peak | 0 | 1 | 0 | Off Peak | 0 | 1 | 0 | Off Peak
2020 | 10 | 26 | 2020-10-26 | 10 | 1 | 0 | 0 | [6 empty] | 0 | 0 | 1 | 0 | Off Peak | 0 | 1 | 0 | Semi-Peak | 0 | 1 | Off Peak | 0 | 1 | Off Peak | 0 | 1 | 0 | Off Peak | 0 | 1 | 0 | Off Peak | 0 | 1 | 0 | Off Peak
2020 | 10 | 26 | 2020-10-26 | 11 | 1 | 0 | 0 | [6 empty] | 0 | 0 | 1 | 0 | Off Peak | 0 | 1 | 0 | Semi-Peak | 0 | 1 | Off Peak | 0 | 1 | Off Peak | 0 | 1 | 0 | Off Peak | 0 | 1 | 0 | Off Peak | 0 | 1 | 0 | Off Peak
2020 | 10 | 26 | 2020-10-26 | 12 | 1 | 0 | 0 | [6 empty] | 0 | 0 | 1 | 0 | Off Peak | 1 | 0 | 0 | On Peak | 0 | 1 | Off Peak | 0 | 1 | Off Peak | 1 | 0 | 0 | On Peak | 0 | 1 | 0 | Off Peak | 0 | 1 | 0 | Off Peak
2020 | 10 | 26 | 2020-10-26 | 13 | 1 | 0 | 0 | [6 empty] | 0 | 0 | 1 | 0 | Off Peak | 1 | 0 | 0 | On Peak | 0 | 1 | Off Peak | 1 | 0 | On Peak | 1 | 0 | 0 | On Peak | 1 | 0 | 0 | On Peak | 1 | 0 | 0 | On Peak
2020 | 10 | 26 | 2020-10-26 | 14 | 1 | 0 | 0 | [6 empty] | 0 | 0 | 1 | 0 | Off Peak | 1 | 0 | 0 | On Peak | 0 | 1 | Off Peak | 1 | 0 | On Peak | 1 | 0 | 0 | On Peak | 1 | 0 | 0 | On Peak | 1 | 0 | 0 | On Peak
2020 | 10 | 26 | 2020-10-26 | 15 | 1 | 0 | 0 | [6 empty] | 0 | 0 | 1 | 0 | Off Peak | 1 | 0 | 0 | On Peak | 0 | 1 | Off Peak | 1 | 0 | On Peak | 1 | 0 | 0 | On Peak | 1 | 0 | 0 | On Peak | 1 | 0 | 0 | On Peak
2020 | 10 | 26 | 2020-10-26 | 16 | 1 | 0 | 0 | [6 empty] | 0 | 0 | 1 | 0 | Off Peak | 1 | 0 | 0 | On Peak | 0 | 1 | Off Peak | 1 | 0 | On Peak | 1 | 0 | 0 | On Peak | 1 | 0 | 0 | On Peak | 1 | 0 | 0 | On Peak
2020 | 10 | 26 | 2020-10-26 | 17 | 1 | 0 | 0 | [6 empty] | 0 | 1 | 0 | 0 | On Peak | 1 | 0 | 0 | On Peak | 1 | 0 | On Peak | 1 | 0 | On Peak | 1 | 0 | 0 | On Peak | 1 | 0 | 0 | On Peak | 1 | 0 | 0 | On Peak
2020 | 10 | 26 | 2020-10-26 | 18 | 1 | 0 | 0 | [6 empty] | 0 | 1 | 0 | 0 | On Peak | 1 | 0 | 0 | On Peak | 1 | 0 | On Peak | 1 | 0 | On Peak | 1 | 0 | 0 | On Peak | 1 | 0 | 0 | On Peak | 1 | 0 | 0 | On Peak
2020 | 10 | 26 | 2020-10-26 | 19 | 1 | 0 | 0 | [6 empty] | 0 | 1 | 0 | 0 | On Peak | 0 | 1 | 0 | Semi-Peak | 1 | 0 | On Peak | 0 | 1 | Off Peak | 0 | 1 | 0 | Off Peak | 1 | 0 | 0 | On Peak | 0 | 1 | 0 | Off Peak
2020 | 10 | 26 | 2020-10-26 | 20 | 1 | 0 | 0 | [6 empty] | 0 | 1 | 0 | 0 | On Peak | 0 | 1 | 0 | Semi-Peak | 1 | 0 | On Peak | 0 | 1 | Off Peak | 0 | 1 | 0 | Off Peak | 1 | 0 | 0 | On Peak | 0 | 1 | 0 | Off Peak
2020 | 10 | 26 | 2020-10-26 | 21 | 1 | 0 | 0 | [6 empty] | 0 | 1 | 0 | 0 | On Peak | 0 | 1 | 0 | Semi-Peak | 1 | 0 | On Peak | 0 | 1 | Off Peak | 0 | 1 | 0 | Off Peak | 0 | 1 | 0 | Off Peak | 0 | 1 | 0 | Off Peak
2020 | 10 | 26 | 2020-10-26 | 22 | 1 | 0 | 0 | [6 empty] | 0 | 0 | 1 | 0 | Off Peak | 0 | 1 | 0 | Semi-Peak | 0 | 1 | Off Peak | 0 | 1 | Off Peak | 0 | 1 | 0 | Off Peak | 0 | 1 | 0 | Off Peak | 0 | 1 | 0 | Off Peak
2020 | 10 | 26 | 2020-10-26 | 23 | 1 | 0 | 0 | [6 empty] | 0 | 0 | 1 | 0 | Off Peak | 0 | 0 | 1 | Off Peak | 0 | 1 | Off Peak | 0 | 1 | Off Peak | 0 | 0 | 1 | Super Off Peak | 0 | 1 | 0 | Off Peak | 0 | 1 | 0 | Off Peak
2020 | 10 | 26 | 2020-10-26 | 24 | 1 | 0 | 0 | [6 empty] | 0 | 0 | 1 | 0 | Off Peak | 0 | 0 | 1 | Off Peak | 0 | 1 | Off Peak | 0 | 1 | Off Peak | 0 | 0 | 1 | Super Off Peak | 0 | 1 | 0 | Off Peak | 0 | 1 | 0 | Off Peak
2020 | 10 | 27 | 2020-10-27 | 1 | 1 | 0 | 0 | [6 empty] | 0 | 0 | 0 | 1 | Super Off Peak | 0 | 0 | 1 | Off Peak | 0 | 1 | Off Peak | 0 | 1 | Off Peak | 0 | 0 | 1 | Super Off Peak | 0 | 0 | 1 | Super Off Peak | 0 | 0 | 1 | Super Off Peak
2020 | 10 | 27 | 2020-10-27 | 2 | 1 | 0 | 0 | [6 empty] | 0 | 0 | 0 | 1 | Super Off Peak | 0 | 0 | 1 | Off Peak | 0 | 1 | Off Peak | 0 | 1 | Off Peak | 0 | 0 | 1 | Super Off Peak | 0 | 0 | 1 | Super Off Peak | 0 | 0 | 1 | Super Off Peak
2020 | 10 | 27 | 2020-10-27 | 3 | 1 | 0 | 0 | [6 empty] | 0 | 0 | 0 | 1 | Super Off Peak | 0 | 0 | 1 | Off Peak | 0 | 1 | Off Peak | 0 | 1 | Off Peak | 0 | 0 | 1 | Super Off Peak | 0 | 0 | 1 | Super Off Peak | 0 | 0 | 1 | Super Off Peak
2020 | 10 | 27 | 2020-10-27 | 4 | 1 | 0 | 0 | [6 empty] | 0 | 0 | 0 | 1 | Super Off Peak | 0 | 0 | 1 | Off Peak | 0 | 1 | Off Peak | 0 | 1 | Off Peak | 0 | 0 | 1 | Super Off Peak | 0 | 0 | 1 | Super Off Peak | 0 | 0 | 1 | Super Off Peak
2020 | 10 | 27 | 2020-10-27 | 5 | 1 | 0 | 0 | [6 empty] | 0 | 0 | 0 | 1 | Super Off Peak | 0 | 0 | 1 | Off Peak | 0 | 1 | Off Peak | 0 | 1 | Off Peak | 0 | 0 | 1 | Super Off Peak | 0 | 0 | 1 | Super Off Peak | 0 | 0 | 1 | Super Off Peak
2020 | 10 | 27 | 2020-10-27 | 6 | 1 | 0 | 0 | [6 empty] | 0 | 0 | 0 | 1 | Super Off Peak | 0 | 0 | 1 | Off Peak | 0 | 1 | Off Peak | 0 | 1 | Off Peak | 0 | 0 | 1 | Super Off Peak | 0 | 1 | 0 | Off Peak | 0 | 1 | 0 | Off Peak
2020 | 10 | 27 | 2020-10-27 | 7 | 1 | 0 | 0 | [6 empty] | 0 | 0 | 1 | 0 | Off Peak | 0 | 1 | 0 | Semi-Peak | 0 | 1 | Off Peak | 0 | 1 | Off Peak | 0 | 1 | 0 | Off Peak | 0 | 1 | 0 | Off Peak | 0 | 1 | 0 | Off Peak
2020 | 10 | 27 | 2020-10-27 | 8 | 1 | 0 | 0 | [6 empty] | 0 | 0 | 1 | 0 | Off Peak | 0 | 1 | 0 | Semi-Peak | 0 | 1 | Off Peak | 0 | 1 | Off Peak | 0 | 1 | 0 | Off Peak | 0 | 1 | 0 | Off Peak | 0 | 1 | 0 | Off Peak
2020 | 10 | 27 | 2020-10-27 | 9 | 1 | 0 | 0 | [6 empty] | 0 | 0 | 1 | 0 | Off Peak | 0 | 1 | 0 | Semi-Peak | 0 | 1 | Off Peak | 0 | 1 | Off Peak | 0 | 1 | 0 | Off Peak | 0 | 1 | 0 | Off Peak | 0 | 1 | 0 | Off Peak
2020 | 10 | 27 | 2020-10-27 | 10 | 1 | 0 | 0 | [6 empty] | 0 | 0 | 1 | 0 | Off Peak | 0 | 1 | 0 | Semi-Peak | 0 | 1 | Off Peak | 0 | 1 | Off Peak | 0 | 1 | 0 | Off Peak | 0 | 1 | 0 | Off Peak | 0 | 1 | 0 | Off Peak
2020 | 10 | 27 | 2020-10-27 | 11 | 1 | 0 | 0 | [6 empty] | 0 | 0 | 1 | 0 | Off Peak | 0 | 1 | 0 | Semi-Peak | 0 | 1 | Off Peak | 0 | 1 | Off Peak | 0 | 1 | 0 | Off Peak | 0 | 1 | 0 | Off Peak | 0 | 1 | 0 | Off Peak
2020 | 10 | 27 | 2020-10-27 | 12 | 1 | 0 | 0 | [6 empty] | 0 | 0 | 1 | 0 | Off Peak | 1 | 0 | 0 | On Peak | 0 | 1 | Off Peak | 0 | 1 | Off Peak | 1 | 0 | 0 | On Peak | 0 | 1 | 0 | Off Peak | 0 | 1 | 0 | Off Peak
2020 | 10 | 27 | 2020-10-27 | 13 | 1 | 0 | 0 | [6 empty] | 0 | 0 | 1 | 0 | Off Peak | 1 | 0 | 0 | On Peak | 0 | 1 | Off Peak | 1 | 0 | On Peak | 1 | 0 | 0 | On Peak | 1 | 0 | 0 | On Peak | 1 | 0 | 0 | On Peak
2020 | 10 | 27 | 2020-10-27 | 14 | 1 | 0 | 0 | [6 empty] | 0 | 0 | 1 | 0 | Off Peak | 1 | 0 | 0 | On Peak | 0 | 1 | Off Peak | 1 | 0 | On Peak | 1 | 0 | 0 | On Peak | 1 | 0 | 0 | On Peak | 1 | 0 | 0 | On Peak
2020 | 10 | 27 | 2020-10-27 | 15 | 1 | 0 | 0 | [6 empty] | 0 | 0 | 1 | 0 | Off Peak | 1 | 0 | 0 | On Peak | 0 | 1 | Off Peak | 1 | 0 | On Peak | 1 | 0 | 0 | On Peak | 1 | 0 | 0 | On Peak | 1 | 0 | 0 | On Peak
2020 | 10 | 27 | 2020-10-27 | 16 | 1 | 0 | 0 | [6 empty] | 0 | 0 | 1 | 0 | Off Peak | 1 | 0 | 0 | On Peak | 0 | 1 | Off Peak | 1 | 0 | On Peak | 1 | 0 | 0 | On Peak | 1 | 0 | 0 | On Peak | 1 | 0 | 0 | On Peak
2020 | 10 | 27 | 2020-10-27 | 17 | 1 | 0 | 0 | [6 empty] | 0 | 1 | 0 | 0 | On Peak | 1 | 0 | 0 | On Peak | 1 | 0 | On Peak | 1 | 0 | On Peak | 1 | 0 | 0 | On Peak | 1 | 0 | 0 | On Peak | 1 | 0 | 0 | On Peak
2020 | 10 | 27 | 2020-10-27 | 18 | 1 | 0 | 0 | [6 empty] | 0 | 1 | 0 | 0 | On Peak | 1 | 0 | 0 | On Peak | 1 | 0 | On Peak | 1 | 0 | On Peak | 1 | 0 | 0 | On Peak | 1 | 0 | 0 | On Peak | 1 | 0 | 0 | On Peak
2020 | 10 | 27 | 2020-10-27 | 19 | 1 | 0 | 0 | [6 empty] | 0 | 1 | 0 | 0 | On Peak | 0 | 1 | 0 | Semi-Peak | 1 | 0 | On Peak | 0 | 1 | Off Peak | 0 | 1 | 0 | Off Peak | 1 | 0 | 0 | On Peak | 0 | 1 | 0 | Off Peak
2020 | 10 | 27 | 2020-10-27 | 20 | 1 | 0 | 0 | [6 empty] | 0 | 1 | 0 | 0 | On Peak | 0 | 1 | 0 | Semi-Peak | 1 | 0 | On Peak | 0 | 1 | Off Peak | 0 | 1 | 0 | Off Peak | 1 | 0 | 0 | On Peak | 0 | 1 | 0 | Off Peak
2020 | 10 | 27 | 2020-10-27 | 21 | 1 | 0 | 0 | [6 empty] | 0 | 1 | 0 | 0 | On Peak | 0 | 1 | 0 | Semi-Peak | 1 | 0 | On Peak | 0 | 1 | Off Peak | 0 | 1 | 0 | Off Peak | 0 | 1 | 0 | Off Peak | 0 | 1 | 0 | Off Peak
2020 | 10 | 27 | 2020-10-27 | 22 | 1 | 0 | 0 | [6 empty] | 0 | 0 | 1 | 0 | Off Peak | 0 | 1 | 0 | Semi-Peak | 0 | 1 | Off Peak | 0 | 1 | Off Peak | 0 | 1 | 0 | Off Peak | 0 | 1 | 0 | Off Peak | 0 | 1 | 0 | Off Peak
2020 | 10 | 27 | 2020-10-27 | 23 | 1 | 0 | 0 | [6 empty] | 0 | 0 | 1 | 0 | Off Peak | 0 | 0 | 1 | Off Peak | 0 | 1 | Off Peak | 0 | 1 | Off Peak | 0 | 0 | 1 | Super Off Peak | 0 | 1 | 0 | Off Peak | 0 | 1 | 0 | Off Peak
2020 | 10 | 27 | 2020-10-27 | 24 | 1 | 0 | 0 | [6 empty] | 0 | 0 | 1 | 0 | Off Peak | 0 | 0 | 1 | Off Peak | 0 | 1 | Off Peak | 0 | 1 | Off Peak | 0 | 0 | 1 | Super Off Peak | 0 | 1 | 0 | Off Peak | 0 | 1 | 0 | Off Peak
2020 | 10 | 28 | 2020-10-28 | 1 | 1 | 0 | 0 | [6 empty] | 0 | 0 | 0 | 1 | Super Off Peak | 0 | 0 | 1 | Off Peak | 0 | 1 | Off Peak | 0 | 1 | Off Peak | 0 | 0 | 1 | Super Off Peak | 0 | 0 | 1 | Super Off Peak | 0 | 0 | 1 | Super Off Peak
2020 | 10 | 28 | 2020-10-28 | 2 | 1 | 0 | 0 | [6 empty] | 0 | 0 | 0 | 1 | Super Off Peak | 0 | 0 | 1 | Off Peak | 0 | 1 | Off Peak | 0 | 1 | Off Peak | 0 | 0 | 1 | Super Off Peak | 0 | 0 | 1 | Super Off Peak | 0 | 0 | 1 | Super Off Peak
2020 | 10 | 28 | 2020-10-28 | 3 | 1 | 0 | 0 | [6 empty] | 0 | 0 | 0 | 1 | Super Off Peak | 0 | 0 | 1 | Off Peak | 0 | 1 | Off Peak | 0 | 1 | Off Peak | 0 | 0 | 1 | Super Off Peak | 0 | 0 | 1 | Super Off Peak | 0 | 0 | 1 | Super Off Peak
2020 | 10 | 28 | 2020-10-28 | 4 | 1 | 0 | 0 | [6 empty] | 0 | 0 | 0 | 1 | Super Off Peak | 0 | 0 | 1 | Off Peak | 0 | 1 | Off Peak | 0 | 1 | Off Peak | 0 | 0 | 1 | Super Off Peak | 0 | 0 | 1 | Super Off Peak | 0 | 0 | 1 | Super Off Peak
2020 | 10 | 28 | 2020-10-28 | 5 | 1 | 0 | 0 | [6 empty] | 0 | 0 | 0 | 1 | Super Off Peak | 0 | 0 | 1 | Off Peak | 0 | 1 | Off Peak | 0 | 1 | Off Peak | 0 | 0 | 1 | Super Off Peak | 0 | 0 | 1 | Super Off Peak | 0 | 0 | 1 | Super Off Peak
2020 | 10 | 28 | 2020-10-28 | 6 | 1 | 0 | 0 | [6 empty] | 0 | 0 | 0 | 1 | Super Off Peak | 0 | 0 | 1 | Off Peak | 0 | 1 | Off Peak | 0 | 1 | Off Peak | 0 | 0 | 1 | Super Off Peak | 0 | 1 | 0 | Off Peak | 0 | 1 | 0 | Off Peak
2020 | 10 | 28 | 2020-10-28 | 7 | 1 | 0 | 0 | [6 empty] | 0 | 0 | 1 | 0 | Off Peak | 0 | 1 | 0 | Semi-Peak | 0 | 1 | Off Peak | 0 | 1 | Off Peak | 0 | 1 | 0 | Off Peak | 0 | 1 | 0 | Off Peak | 0 | 1 | 0 | Off Peak
2020 | 10 | 28 | 2020-10-28 | 8 | 1 | 0 | 0 | [6 empty] | 0 | 0 | 1 | 0 | Off Peak | 0 | 1 | 0 | Semi-Peak | 0 | 1 | Off Peak | 0 | 1 | Off Peak | 0 | 1 | 0 | Off Peak | 0 | 1 | 0 | Off Peak | 0 | 1 | 0 | Off Peak
2020 | 10 | 28 | 2020-10-28 | 9 | 1 | 0 | 0 | [6 empty] | 0 | 0 | 1 | 0 | Off Peak | 0 | 1 | 0 | Semi-Peak | 0 | 1 | Off Peak | 0 | 1 | Off Peak | 0 | 1 | 0 | Off Peak | 0 | 1 | 0 | Off Peak | 0 | 1 | 0 | Off Peak
2020 | 10 | 28 | 2020-10-28 | 10 | 1 | 0 | 0 | [6 empty] | 0 | 0 | 1 | 0 | Off Peak | 0 | 1 | 0 | Semi-Peak | 0 | 1 | Off Peak | 0 | 1 | Off Peak | 0 | 1 | 0 | Off Peak | 0 | 1 | 0 | Off Peak | 0 | 1 | 0 | Off Peak
2020 | 10 | 28 | 2020-10-28 | 11 | 1 | 0 | 0 | [6 empty] | 0 | 0 | 1 | 0 | Off Peak | 0 | 1 | 0 | Semi-Peak | 0 | 1 | Off Peak | 0 | 1 | Off Peak | 0 | 1 | 0 | Off Peak | 0 | 1 | 0 | Off Peak | 0 | 1 | 0 | Off Peak
2020 | 10 | 28 | 2020-10-28 | 12 | 1 | 0 | 0 | [6 empty] | 0 | 0 | 1 | 0 | Off Peak | 1 | 0 | 0 | On Peak | 0 | 1 | Off Peak | 0 | 1 | Off Peak | 1 | 0 | 0 | On Peak | 0 | 1 | 0 | Off Peak | 0 | 1 | 0 | Off Peak
2020 | 10 | 28 | 2020-10-28 | 13 | 1 | 0 | 0 | [6 empty] | 0 | 0 | 1 | 0 | Off Peak | 1 | 0 | 0 | On Peak | 0 | 1 | Off Peak | 1 | 0 | On Peak | 1 | 0 | 0 | On Peak | 1 | 0 | 0 | On Peak | 1 | 0 | 0 | On Peak
2020 | 10 | 28 | 2020-10-28 | 14 | 1 | 0 | 0 | [6 empty] | 0 | 0 | 1 | 0 | Off Peak | 1 | 0 | 0 | On Peak | 0 | 1 | Off Peak | 1 | 0 | On Peak | 1 | 0 | 0 | On Peak | 1 | 0 | 0 | On Peak | 1 | 0 | 0 | On Peak
2020 | 10 | 28 | 2020-10-28 | 15 | 1 | 0 | 0 | [6 empty] | 0 | 0 | 1 | 0 | Off Peak | 1 | 0 | 0 | On Peak | 0 | 1 | Off Peak | 1 | 0 | On Peak | 1 | 0 | 0 | On Peak | 1 | 0 | 0 | On Peak | 1 | 0 | 0 | On Peak
2020 | 10 | 28 | 2020-10-28 | 16 | 1 | 0 | 0 | [6 empty] | 0 | 0 | 1 | 0 | Off Peak | 1 | 0 | 0 | On Peak | 0 | 1 | Off Peak | 1 | 0 | On Peak | 1 | 0 | 0 | On Peak | 1 | 0 | 0 | On Peak | 1 | 0 | 0 | On Peak
2020 | 10 | 28 | 2020-10-28 | 17 | 1 | 0 | 0 | [6 empty] | 0 | 1 | 0 | 0 | On Peak | 1 | 0 | 0 | On Peak | 1 | 0 | On Peak | 1 | 0 | On Peak | 1 | 0 | 0 | On Peak | 1 | 0 | 0 | On Peak | 1 | 0 | 0 | On Peak
2020 | 10 | 28 | 2020-10-28 | 18 | 1 | 0 | 0 | [6 empty] | 0 | 1 | 0 | 0 | On Peak | 1 | 0 | 0 | On Peak | 1 | 0 | On Peak | 1 | 0 | On Peak | 1 | 0 | 0 | On Peak | 1 | 0 | 0 | On Peak | 1 | 0 | 0 | On Peak
2020 | 10 | 28 | 2020-10-28 | 19 | 1 | 0 | 0 | [6 empty] | 0 | 1 | 0 | 0 | On Peak | 0 | 1 | 0 | Semi-Peak | 1 | 0 | On Peak | 0 | 1 | Off Peak | 0 | 1 | 0 | Off Peak | 1 | 0 | 0 | On Peak | 0 | 1 | 0 | Off Peak
2020 | 10 | 28 | 2020-10-28 | 20 | 1 | 0 | 0 | [6 empty] | 0 | 1 | 0 | 0 | On Peak | 0 | 1 | 0 | Semi-Peak | 1 | 0 | On Peak | 0 | 1 | Off Peak | 0 | 1 | 0 | Off Peak | 1 | 0 | 0 | On Peak | 0 | 1 | 0 | Off Peak
2020 | 10 | 28 | 2020-10-28 | 21 | 1 | 0 | 0 | [6 empty] | 0 | 1 | 0 | 0 | On Peak | 0 | 1 | 0 | Semi-Peak | 1 | 0 | On Peak | 0 | 1 | Off Peak | 0 | 1 | 0 | Off Peak | 0 | 1 | 0 | Off Peak | 0 | 1 | 0 | Off Peak
2020 | 10 | 28 | 2020-10-28 | 22 | 1 | 0 | 0 | [6 empty] | 0 | 0 | 1 | 0 | Off Peak | 0 | 1 | 0 | Semi-Peak | 0 | 1 | Off Peak | 0 | 1 | Off Peak | 0 | 1 | 0 | Off Peak | 0 | 1 | 0 | Off Peak | 0 | 1 | 0 | Off Peak
2020 | 10 | 28 | 2020-10-28 | 23 | 1 | 0 | 0 | [6 empty] | 0 | 0 | 1 | 0 | Off Peak | 0 | 0 | 1 | Off Peak | 0 | 1 | Off Peak | 0 | 1 | Off Peak | 0 | 0 | 1 | Super Off Peak | 0 | 1 | 0 | Off Peak | 0 | 1 | 0 | Off Peak
2020 | 10 | 28 | 2020-10-28 | 24 | 1 | 0 | 0 | [6 empty] | 0 | 0 | 1 | 0 | Off Peak | 0 | 0 | 1 | Off Peak | 0 | 1 | Off Peak | 0 | 1 | Off Peak | 0 | 0 | 1 | Super Off Peak | 0 | 1 | 0 | Off Peak | 0 | 1 | 0 | Off Peak
2020 | 10 | 29 | 2020-10-29 | 1 | 1 | 0 | 0 | [6 empty] | 0 | 0 | 0 | 1 | Super Off Peak | 0 | 0 | 1 | Off Peak | 0 | 1 | Off Peak | 0 | 1 | Off Peak | 0 | 0 | 1 | Super Off Peak | 0 | 0 | 1 | Super Off Peak | 0 | 0 | 1 | Super Off Peak
2020 | 10 | 29 | 2020-10-29 | 2 | 1 | 0 | 0 | [6 empty] | 0 | 0 | 0 | 1 | Super Off Peak | 0 | 0 | 1 | Off Peak | 0 | 1 | Off Peak | 0 | 1 | Off Peak | 0 | 0 | 1 | Super Off Peak | 0 | 0 | 1 | Super Off Peak | 0 | 0 | 1 | Super Off Peak
2020 | 10 | 29 | 2020-10-29 | 3 | 1 | 0 | 0 | [6 empty] | 0 | 0 | 0 | 1 | Super Off Peak | 0 | 0 | 1 | Off Peak | 0 | 1 | Off Peak | 0 | 1 | Off Peak | 0 | 0 | 1 | Super Off Peak | 0 | 0 | 1 | Super Off Peak | 0 | 0 | 1 | Super Off Peak
2020 | 10 | 29 | 2020-10-29 | 4 | 1 | 0 | 0 | [6 empty] | 0 | 0 | 0 | 1 | Super Off Peak | 0 | 0 | 1 | Off Peak | 0 | 1 | Off Peak | 0 | 1 | Off Peak | 0 | 0 | 1 | Super Off Peak | 0 | 0 | 1 | Super Off Peak | 0 | 0 | 1 | Super Off Peak
2020 | 10 | 29 | 2020-10-29 | 5 | 1 | 0 | 0 | [6 empty] | 0 | 0 | 0 | 1 | Super Off Peak | 0 | 0 | 1 | Off Peak | 0 | 1 | Off Peak | 0 | 1 | Off Peak | 0 | 0 | 1 | Super Off Peak | 0 | 0 | 1 | Super Off Peak | 0 | 0 | 1 | Super Off Peak
2020 | 10 | 29 | 2020-10-29 | 6 | 1 | 0 | 0 | [6 empty] | 0 | 0 | 0 | 1 | Super Off Peak | 0 | 0 | 1 | Off Peak | 0 | 1 | Off Peak | 0 | 1 | Off Peak | 0 | 0 | 1 | Super Off Peak | 0 | 1 | 0 | Off Peak | 0 | 1 | 0 | Off Peak
2020 | 10 | 29 | 2020-10-29 | 7 | 1 | 0 | 0 | [6 empty] | 0 | 0 | 1 | 0 | Off Peak | 0 | 1 | 0 | Semi-Peak | 0 | 1 | Off Peak | 0 | 1 | Off Peak | 0 | 1 | 0 | Off Peak | 0 | 1 | 0 | Off Peak | 0 | 1 | 0 | Off Peak
2020 | 10 | 29 | 2020-10-29 | 8 | 1 | 0 | 0 | [6 empty] | 0 | 0 | 1 | 0 | Off Peak | 0 | 1 | 0 | Semi-Peak | 0 | 1 | Off Peak | 0 | 1 | Off Peak | 0 | 1 | 0 | Off Peak | 0 | 1 | 0 | Off Peak | 0 | 1 | 0 | Off Peak
2020 | 10 | 29 | 2020-10-29 | 9 | 1 | 0 | 0 | [6 empty] | 0 | 0 | 1 | 0 | Off Peak | 0 | 1 | 0 | Semi-Peak | 0 | 1 | Off Peak | 0 | 1 | Off Peak | 0 | 1 | 0 | Off Peak | 0 | 1 | 0 | Off Peak | 0 | 1 | 0 | Off Peak
2020 | 10 | 29 | 2020-10-29 | 10 | 1 | 0 | 0 | [6 empty] | 0 | 0 | 1 | 0 | Off Peak | 0 | 1 | 0 | Semi-Peak | 0 | 1 | Off Peak | 0 | 1 | Off Peak | 0 | 1 | 0 | Off Peak | 0 | 1 | 0 | Off Peak | 0 | 1 | 0 | Off Peak
2020 | 10 | 29 | 2020-10-29 | 11 | 1 | 0 | 0 | [6 empty] | 0 | 0 | 1 | 0 | Off Peak | 0 | 1 | 0 | Semi-Peak | 0 | 1 | Off Peak | 0 | 1 | Off Peak | 0 | 1 | 0 | Off Peak | 0 | 1 | 0 | Off Peak | 0 | 1 | 0 | Off Peak
2020 | 10 | 29 | 2020-10-29 | 12 | 1 | 0 | 0 | [6 empty] | 0 | 0 | 1 | 0 | Off Peak | 1 | 0 | 0 | On Peak | 0 | 1 | Off Peak | 0 | 1 | Off Peak | 1 | 0 | 0 | On Peak | 0 | 1 | 0 | Off Peak | 0 | 1 | 0 | Off Peak
2020 | 10 | 29 | 2020-10-29 | 13 | 1 | 0 | 0 | [6 empty] | 0 | 0 | 1 | 0 | Off Peak | 1 | 0 | 0 | On Peak | 0 | 1 | Off Peak | 1 | 0 | On Peak | 1 | 0 | 0 | On Peak | 1 | 0 | 0 | On Peak | 1 | 0 | 0 | On Peak
2020 | 10 | 29 | 2020-10-29 | 14 | 1 | 0 | 0 | [6 empty] | 0 | 0 | 1 | 0 | Off Peak | 1 | 0 | 0 | On Peak | 0 | 1 | Off Peak | 1 | 0 | On Peak | 1 | 0 | 0 | On Peak | 1 | 0 | 0 | On Peak | 1 | 0 | 0 | On Peak
2020 | 10 | 29 | 2020-10-29 | 15 | 1 | 0 | 0 | [6 empty] | 0 | 0 | 1 | 0 | Off Peak | 1 | 0 | 0 | On Peak | 0 | 1 | Off Peak | 1 | 0 | On Peak | 1 | 0 | 0 | On Peak | 1 | 0 | 0 | On Peak | 1 | 0 | 0 | On Peak
2020 | 10 | 29 | 2020-10-29 | 16 | 1 | 0 | 0 | [6 empty] | 0 | 0 | 1 | 0 | Off Peak | 1 | 0 | 0 | On Peak | 0 | 1 | Off Peak | 1 | 0 | On Peak | 1 | 0 | 0 | On Peak | 1 | 0 | 0 | On Peak | 1 | 0 | 0 | On Peak
2020 | 10 | 29 | 2020-10-29 | 17 | 1 | 0 | 0 | [6 empty] | 0 | 1 | 0 | 0 | On Peak | 1 | 0 | 0 | On Peak | 1 | 0 | On Peak | 1 | 0 | On Peak | 1 | 0 | 0 | On Peak | 1 | 0 | 0 | On Peak | 1 | 0 | 0 | On Peak
2020 | 10 | 29 | 2020-10-29 | 18 | 1 | 0 | 0 | [6 empty] | 0 | 1 | 0 | 0 | On Peak | 1 | 0 | 0 | On Peak | 1 | 0 | On Peak | 1 | 0 | On Peak | 1 | 0 | 0 | On Peak | 1 | 0 | 0 | On Peak | 1 | 0 | 0 | On Peak
2020 | 10 | 29 | 2020-10-29 | 19 | 1 | 0 | 0 | [6 empty] | 0 | 1 | 0 | 0 | On Peak | 0 | 1 | 0 | Semi-Peak | 1 | 0 | On Peak | 0 | 1 | Off Peak | 0 | 1 | 0 | Off Peak | 1 | 0 | 0 | On Peak | 0 | 1 | 0 | Off Peak
2020 | 10 | 29 | 2020-10-29 | 20 | 1 | 0 | 0 | [6 empty] | 0 | 1 | 0 | 0 | On Peak | 0 | 1 | 0 | Semi-Peak | 1 | 0 | On Peak | 0 | 1 | Off Peak | 0 | 1 | 0 | Off Peak | 1 | 0 | 0 | On Peak | 0 | 1 | 0 | Off Peak
2020 | 10 | 29 | 2020-10-29 | 21 | 1 | 0 | 0 | [6 empty] | 0 | 1 | 0 | 0 | On Peak | 0 | 1 | 0 | Semi-Peak | 1 | 0 | On Peak | 0 | 1 | Off Peak | 0 | 1 | 0 | Off Peak | 0 | 1 | 0 | Off Peak | 0 | 1 | 0 | Off Peak
2020 | 10 | 29 | 2020-10-29 | 22 | 1 | 0 | 0 | [6 empty] | 0 | 0 | 1 | 0 | Off Peak | 0 | 1 | 0 | Semi-Peak | 0 | 1 | Off Peak | 0 | 1 | Off Peak | 0 | 1 | 0 | Off Peak | 0 | 1 | 0 | Off Peak | 0 | 1 | 0 | Off Peak
2020 | 10 | 29 | 2020-10-29 | 23 | 1 | 0 | 0 | [6 empty] | 0 | 0 | 1 | 0 | Off Peak | 0 | 0 | 1 | Off Peak | 0 | 1 | Off Peak | 0 | 1 | Off Peak | 0 | 0 | 1 | Super Off Peak | 0 | 1 | 0 | Off Peak | 0 | 1 | 0 | Off Peak
2020 | 10 | 29 | 2020-10-29 | 24 | 1 | 0 | 0 | [6 empty] | 0 | 0 | 1 | 0 | Off Peak | 0 | 0 | 1 | Off Peak | 0 | 1 | Off Peak | 0 | 1 | Off Peak | 0 | 0 | 1 | Super Off Peak | 0 | 1 | 0 | Off Peak | 0 | 1 | 0 | Off Peak
2020 | 10 | 30 | 2020-10-30 | 1 | 1 | 0 | 0 | [6 empty] | 0 | 0 | 0 | 1 | Super Off Peak | 0 | 0 | 1 | Off Peak | 0 | 1 | Off Peak | 0 | 1 | Off Peak | 0 | 0 | 1 | Super Off Peak | 0 | 0 | 1 | Super Off Peak | 0 | 0 | 1 | Super Off Peak
2020 | 10 | 30 | 2020-10-30 | 2 | 1 | 0 | 0 | [6 empty] | 0 | 0 | 0 | 1 | Super Off Peak | 0 | 0 | 1 | Off Peak | 0 | 1 | Off Peak | 0 | 1 | Off Peak | 0 | 0 | 1 | Super Off Peak | 0 | 0 | 1 | Super Off Peak | 0 | 0 | 1 | Super Off Peak
2020 | 10 | 30 | 2020-10-30 | 3 | 1 | 0 | 0 | [6 empty] | 0 | 0 | 0 | 1 | Super Off Peak | 0 | 0 | 1 | Off Peak | 0 | 1 | Off Peak | 0 | 1 | Off Peak | 0 | 0 | 1 | Super Off Peak | 0 | 0 | 1 | Super Off Peak | 0 | 0 | 1 | Super Off Peak
2020 | 10 | 30 | 2020-10-30 | 4 | 1 | 0 | 0 | [6 empty] | 0 | 0 | 0 | 1 | Super Off Peak | 0 | 0 | 1 | Off Peak | 0 | 1 | Off Peak | 0 | 1 | Off Peak | 0 | 0 | 1 | Super Off Peak | 0 | 0 | 1 | Super Off Peak | 0 | 0 | 1 | Super Off Peak
2020 | 10 | 30 | 2020-10-30 | 5 | 1 | 0 | 0 | [6 empty] | 0 | 0 | 0 | 1 | Super Off Peak | 0 | 0 | 1 | Off Peak | 0 | 1 | Off Peak | 0 | 1 | Off Peak | 0 | 0 | 1 | Super Off Peak | 0 | 0 | 1 | Super Off Peak | 0 | 0 | 1 | Super Off Peak
2020 | 10 | 30 | 2020-10-30 | 6 | 1 | 0 | 0 | [6 empty] | 0 | 0 | 0 | 1 | Super Off Peak | 0 | 0 | 1 | Off Peak | 0 | 1 | Off Peak | 0 | 1 | Off Peak | 0 | 0 | 1 | Super Off Peak | 0 | 1 | 0 | Off Peak | 0 | 1 | 0 | Off Peak
2020 | 10 | 30 | 2020-10-30 | 7 | 1 | 0 | 0 | [6 empty] | 0 | 0 | 1 | 0 | Off Peak | 0 | 1 | 0 | Semi-Peak | 0 | 1 | Off Peak | 0 | 1 | Off Peak | 0 | 1 | 0 | Off Peak | 0 | 1 | 0 | Off Peak | 0 | 1 | 0 | Off Peak
2020 | 10 | 30 | 2020-10-30 | 8 | 1 | 0 | 0 | [6 empty] | 0 | 0 | 1 | 0 | Off Peak | 0 | 1 | 0 | Semi-Peak | 0 | 1 | Off Peak | 0 | 1 | Off Peak | 0 | 1 | 0 | Off Peak | 0 | 1 | 0 | Off Peak | 0 | 1 | 0 | Off Peak
2020 | 10 | 30 | 2020-10-30 | 9 | 1 | 0 | 0 | [6 empty] | 0 | 0 | 1 | 0 | Off Peak | 0 | 1 | 0 | Semi-Peak | 0 | 1 | Off Peak | 0 | 1 | Off Peak | 0 | 1 | 0 | Off Peak | 0 | 1 | 0 | Off Peak | 0 | 1 | 0 | Off Peak
2020 | 10 | 30 | 2020-10-30 | 10 | 1 | 0 | 0 | [6 empty] | 0 | 0 | 1 | 0 | Off Peak | 0 | 1 | 0 | Semi-Peak | 0 | 1 | Off Peak | 0 | 1 | Off Peak | 0 | 1 | 0 | Off Peak | 0 | 1 | 0 | Off Peak | 0 | 1 | 0 | Off Peak
2020 | 10 | 30 | 2020-10-30 | 11 | 1 | 0 | 0 | [6 empty] | 0 | 0 | 1 | 0 | Off Peak | 0 | 1 | 0 | Semi-Peak | 0 | 1 | Off Peak | 0 | 1 | Off Peak | 0 | 1 | 0 | Off Peak | 0 | 1 | 0 | Off Peak | 0 | 1 | 0 | Off Peak
2020 | 10 | 30 | 2020-10-30 | 12 | 1 | 0 | 0 | [6 empty] | 0 | 0 | 1 | 0 | Off Peak | 1 | 0 | 0 | On Peak | 0 | 1 | Off Peak | 0 | 1 | Off Peak | 1 | 0 | 0 | On Peak | 0 | 1 | 0 | Off Peak | 0 | 1 | 0 | Off Peak
2020 | 10 | 30 | 2020-10-30 | 13 | 1 | 0 | 0 | [6 empty] | 0 | 0 | 1 | 0 | Off Peak | 1 | 0 | 0 | On Peak | 0 | 1 | Off Peak | 1 | 0 | On Peak | 1 | 0 | 0 | On Peak | 1 | 0 | 0 | On Peak | 1 | 0 | 0 | On Peak
2020 | 10 | 30 | 2020-10-30 | 14 | 1 | 0 | 0 | [6 empty] | 0 | 0 | 1 | 0 | Off Peak | 1 | 0 | 0 | On Peak | 0 | 1 | Off Peak | 1 | 0 | On Peak | 1 | 0 | 0 | On Peak | 1 | 0 | 0 | On Peak | 1 | 0 | 0 | On Peak
2020 | 10 | 30 | 2020-10-30 | 15 | 1 | 0 | 0 | [6 empty] | 0 | 0 | 1 | 0 | Off Peak | 1 | 0 | 0 | On Peak | 0 | 1 | Off Peak | 1 | 0 | On Peak | 1 | 0 | 0 | On Peak | 1 | 0 | 0 | On Peak | 1 | 0 | 0 | On Peak
2020 | 10 | 30 | 2020-10-30 | 16 | 1 | 0 | 0 | [6 empty] | 0 | 0 | 1 | 0 | Off Peak | 1 | 0 | 0 | On Peak | 0 | 1 | Off Peak | 1 | 0 | On Peak | 1 | 0 | 0 | On Peak | 1 | 0 | 0 | On Peak | 1 | 0 | 0 | On Peak
2020 | 10 | 30 | 2020-10-30 | 17 | 1 | 0 | 0 | [6 empty] | 0 | 1 | 0 | 0 | On Peak | 1 | 0 | 0 | On Peak | 1 | 0 | On Peak | 1 | 0 | On Peak | 1 | 0 | 0 | On Peak | 1 | 0 | 0 | On Peak | 1 | 0 | 0 | On Peak
2020 | 10 | 30 | 2020-10-30 | 18 | 1 | 0 | 0 | [6 empty] | 0 | 1 | 0 | 0 | On Peak | 1 | 0 | 0 | On Peak | 1 | 0 | On Peak | 1 | 0 | On Peak | 1 | 0 | 0 | On Peak | 1 | 0 | 0 | On Peak | 1 | 0 | 0 | On Peak
2020 | 10 | 30 | 2020-10-30 | 19 | 1 | 0 | 0 | [6 empty] | 0 | 1 | 0 | 0 | On Peak | 0 | 1 | 0 | Semi-Peak | 1 | 0 | On Peak | 0 | 1 | Off Peak | 0 | 1 | 0 | Off Peak | 1 | 0 | 0 | On Peak | 0 | 1 | 0 | Off Peak
2020 | 10 | 30 | 2020-10-30 | 20 | 1 | 0 | 0 | [6 empty] | 0 | 1 | 0 | 0 | On Peak | 0 | 1 | 0 | Semi-Peak | 1 | 0 | On Peak | 0 | 1 | Off Peak | 0 | 1 | 0 | Off Peak | 1 | 0 | 0 | On Peak | 0 | 1 | 0 | Off Peak
2020 | 10 | 30 | 2020-10-30 | 21 | 1 | 0 | 0 | [6 empty] | 0 | 1 | 0 | 0 | On Peak | 0 | 1 | 0 | Semi-Peak | 1 | 0 | On Peak | 0 | 1 | Off Peak | 0 | 1 | 0 | Off Peak | 0 | 1 | 0 | Off Peak | 0 | 1 | 0 | Off Peak
2020 | 10 | 30 | 2020-10-30 | 22 | 1 | 0 | 0 | [6 empty] | 0 | 0 | 1 | 0 | Off Peak | 0 | 1 | 0 | Semi-Peak | 0 | 1 | Off Peak | 0 | 1 | Off Peak | 0 | 1 | 0 | Off Peak | 0 | 1 | 0 | Off Peak | 0 | 1 | 0 | Off Peak
2020 | 10 | 30 | 2020-10-30 | 23 | 1 | 0 | 0 | [6 empty] | 0 | 0 | 1 | 0 | Off Peak | 0 | 0 | 1 | Off Peak | 0 | 1 | Off Peak | 0 | 1 | Off Peak | 0 | 0 | 1 | Super Off Peak | 0 | 1 | 0 | Off Peak | 0 | 1 | 0 | Off Peak
2020 | 10 | 30 | 2020-10-30 | 24 | 1 | 0 | 0 | [6 empty] | 0 | 0 | 1 | 0 | Off Peak | 0 | 0 | 1 | Off Peak | 0 | 1 | Off Peak | 0 | 1 | Off Peak | 0 | 0 | 1 | Super Off Peak | 0 | 1 | 0 | Off Peak | 0 | 1 | 0 | Off Peak
2020 | 10 | 31 | 2020-10-31 | 1 | 1 | 1 | 0 | [6 empty] | 0 | 0 | 0 | 1 | Super Off Peak | 0 | 0 | 1 | Off Peak | 0 | 1 | Off Peak | 0 | 1 | Off Peak | 0 | 0 | 1 | Super Off Peak | 0 | 0 | 1 | Super Off Peak | 0 | 0 | 1 | Super Off Peak
2020 | 10 | 31 | 2020-10-31 | 2 | 1 | 1 | 0 | [6 empty] | 0 | 0 | 0 | 1 | Super Off Peak | 0 | 0 | 1 | Off Peak | 0 | 1 | Off Peak | 0 | 1 | Off Peak | 0 | 0 | 1 | Super Off Peak | 0 | 0 | 1 | Super Off Peak | 0 | 0 | 1 | Super Off Peak
2020 | 10 | 31 | 2020-10-31 | 3 | 1 | 1 | 0 | [6 empty] | 0 | 0 | 0 | 1 | Super Off Peak | 0 | 0 | 1 | Off Peak | 0 | 1 | Off Peak | 0 | 1 | Off Peak | 0 | 0 | 1 | Super Off Peak | 0 | 0 | 1 | Super Off Peak | 0 | 0 | 1 | Super Off Peak
2020 | 10 | 31 | 2020-10-31 | 4 | 1 | 1 | 0 | [6 empty] | 0 | 0 | 0 | 1 | Super Off Peak | 0 | 0 | 1 | Off Peak | 0 | 1 | Off Peak | 0 | 1 | Off Peak | 0 | 0 | 1 | Super Off Peak | 0 | 0 | 1 | Super Off Peak | 0 | 0 | 1 | Super Off Peak
2020 | 10 | 31 | 2020-10-31 | 5 | 1 | 1 | 0 | [6 empty] | 0 | 0 | 0 | 1 | Super Off Peak | 0 | 0 | 1 | Off Peak | 0 | 1 | Off Peak | 0 | 1 | Off Peak | 0 | 0 | 1 | Super Off Peak | 0 | 0 | 1 | Super Off Peak | 0 | 0 | 1 | Super Off Peak
2020 | 10 | 31 | 2020-10-31 | 6 | 1 | 1 | 0 | [6 empty] | 0 | 0 | 0 | 1 | Super Off Peak | 0 | 0 | 1 | Off Peak | 0 | 1 | Off Peak | 0 | 1 | Off Peak | 0 | 0 | 1 | Super Off Peak | 0 | 1 | 0 | Off Peak | 0 | 1 | 0 | Off Peak
2020 | 10 | 31 | 2020-10-31 | 7 | 1 | 1 | 0 | [6 empty] | 0 | 0 | 0 | 1 | Super Off Peak | 0 | 0 | 1 | Off Peak | 0 | 1 | Off Peak | 0 | 1 | Off Peak | 0 | 0 | 1 | Super Off Peak | 0 | 1 | 0 | Off Peak | 0 | 1 | 0 | Off Peak
2020 | 10 | 31 | 2020-10-31 | 8 | 1 | 1 | 0 | [6 empty] | 0 | 0 | 0 | 1 | Super Off Peak | 0 | 0 | 1 | Off Peak | 0 | 1 | Off Peak | 0 | 1 | Off Peak | 0 | 0 | 1 | Super Off Peak | 0 | 1 | 0 | Off Peak | 0 | 1 | 0 | Off Peak
2020 | 10 | 31 | 2020-10-31 | 9 | 1 | 1 | 0 | [6 empty] | 0 | 0 | 0 | 1 | Super Off Peak | 0 | 0 | 1 | Off Peak | 0 | 1 | Off Peak | 0 | 1 | Off Peak | 0 | 0 | 1 | Super Off Peak | 0 | 1 | 0 | Off Peak | 0 | 1 | 0 | Off Peak
2020 | 10 | 31 | 2020-10-31 | 10 | 1 | 1 | 0 | [6 empty] | 0 | 0 | 0 | 1 | Super Off Peak | 0 | 0 | 1 | Off Peak | 0 | 1 | Off Peak | 0 | 1 | Off Peak | 0 | 0 | 1 | Super Off Peak | 0 | 1 | 0 | Off Peak | 0 | 1 | 0 | Off Peak
2020 | 10 | 31 | 2020-10-31 | 11 | 1 | 1 | 0 | [6 empty] | 0 | 0 | 0 | 1 | Super Off Peak | 0 | 0 | 1 | Off Peak | 0 | 1 | Off Peak | 0 | 1 | Off Peak | 0 | 0 | 1 | Super Off Peak | 0 | 1 | 0 | Off Peak | 0 | 1 | 0 | Off Peak
2020 | 10 | 31 | 2020-10-31 | 12 | 1 | 1 | 0 | [6 empty] | 0 | 0 | 0 | 1 | Super Off Peak | 0 | 0 | 1 | Off Peak | 0 | 1 | Off Peak | 0 | 1 | Off Peak | 0 | 0 | 1 | Super Off Peak | 0 | 1 | 0 | Off Peak | 0 | 1 | 0 | Off Peak
2020 | 10 | 31 | 2020-10-31 | 13 | 1 | 1 | 0 | [6 empty] | 0 | 0 | 0 | 1 | Super Off Peak | 0 | 0 | 1 | Off Peak | 0 | 1 | Off Peak | 0 | 1 | Off Peak | 0 | 0 | 1 | Super Off Peak | 1 | 0 | 0 | On Peak | 1 | 0 | 0 | On Peak
2020 | 10 | 31 | 2020-10-31 | 14 | 1 | 1 | 0 | [6 empty] | 0 | 0 | 0 | 1 | Super Off Peak | 0 | 0 | 1 | Off Peak | 0 | 1 | Off Peak | 0 | 1 | Off Peak | 0 | 0 | 1 | Super Off Peak | 1 | 0 | 0 | On Peak | 1 | 0 | 0 | On Peak
2020 | 10 | 31 | 2020-10-31 | 15 | 1 | 1 | 0 | [6 empty] | 0 | 0 | 1 | 0 | Off Peak | 0 | 0 | 1 | Off Peak | 0 | 1 | Off Peak | 0 | 1 | Off Peak | 0 | 0 | 1 | Super Off Peak | 1 | 0 | 0 | On Peak | 1 | 0 | 0 | On Peak
2020 | 10 | 31 | 2020-10-31 | 16 | 1 | 1 | 0 | [6 empty] | 0 | 0 | 1 | 0 | Off Peak | 0 | 0 | 1 | Off Peak | 0 | 1 | Off Peak | 0 | 1 | Off Peak | 0 | 0 | 1 | Super Off Peak | 1 | 0 | 0 | On Peak | 1 | 0 | 0 | On Peak
2020 | 10 | 31 | 2020-10-31 | 17 | 1 | 1 | 0 | [6 empty] | 0 | 1 | 0 | 0 | On Peak | 0 | 0 | 1 | Off Peak | 0 | 1 | Off Peak | 0 | 1 | Off Peak | 0 | 0 | 1 | Super Off Peak | 1 | 0 | 0 | On Peak | 1 | 0 | 0 | On Peak
2020 | 10 | 31 | 2020-10-31 | 18 | 1 | 1 | 0 | [6 empty] | 0 | 1 | 0 | 0 | On Peak | 0 | 0 | 1 | Off Peak | 0 | 1 | Off Peak | 0 | 1 | Off Peak | 0 | 0 | 1 | Super Off Peak | 1 | 0 | 0 | On Peak | 1 | 0 | 0 | On Peak
2020 | 10 | 31 | 2020-10-31 | 19 | 1 | 1 | 0 | [6 empty] | 0 | 1 | 0 | 0 | On Peak | 0 | 0 | 1 | Off Peak | 0 | 1 | Off Peak | 0 | 1 | Off Peak | 0 | 0 | 1 | Super Off Peak | 1 | 0 | 0 | On Peak | 0 | 1 | 0 | Off Peak
2020 | 10 | 31 | 2020-10-31 | 20 | 1 | 1 | 0 | [6 empty] | 0 | 1 | 0 | 0 | On Peak | 0 | 0 | 1 | Off Peak | 0 | 1 | Off Peak | 0 | 1 | Off Peak | 0 | 0 | 1 | Super Off Peak | 1 | 0 | 0 | On Peak | 0 | 1 | 0 | Off Peak
2020 | 10 | 31 | 2020-10-31 | 21 | 1 | 1 | 0 | [6 empty] | 0 | 1 | 0 | 0 | On Peak | 0 | 0 | 1 | Off Peak | 0 | 1 | Off Peak | 0 | 1 | Off Peak | 0 | 0 | 1 | Super Off Peak | 0 | 1 | 0 | Off Peak | 0 | 1 | 0 | Off Peak
2020 | 10 | 31 | 2020-10-31 | 22 | 1 | 1 | 0 | [6 empty] | 0 | 0 | 1 | 0 | Off Peak | 0 | 0 | 1 | Off Peak | 0 | 1 | Off Peak | 0 | 1 | Off Peak | 0 | 0 | 1 | Super Off Peak | 0 | 1 | 0 | Off Peak | 0 | 1 | 0 | Off Peak
2020 | 10 | 31 | 2020-10-31 | 23 | 1 | 1 | 0 | [6 empty] | 0 | 0 | 1 | 0 | Off Peak | 0 | 0 | 1 | Off Peak | 0 | 1 | Off Peak | 0 | 1 | Off Peak | 0 | 0 | 1 | Super Off Peak | 0 | 1 | 0 | Off Peak | 0 | 1 | 0 | Off Peak
2020 | 10 | 31 | 2020-10-31 | 24 | 1 | 1 | 0 | [6 empty] | 0 | 0 | 1 | 0 | Off Peak | 0 | 0 | 1 | Off Peak | 0 | 1 | Off Peak | 0 | 1 | Off Peak | 0 | 0 | 1 | Super Off Peak | 0 | 1 | 0 | Off Peak | 0 | 1 | 0 | Off Peak
2020 | 11 | 1 | 2020-11-01 | 1 | 0 | 1 | 0 | [6 empty] | 0 | 0 | 0 | 1 | Super Off Peak | 0 | 0 | 1 | Off Peak | 0 | 1 | Off Peak | 0 | 1 | Off Peak | 0 | 0 | 1 | Super Off Peak | 0 | 0 | 1 | Super Off Peak | 0 | 0 | 1 | Super Off Peak
2020 | 11 | 1 | 2020-11-01 | 2 | 0 | 1 | 0 | [6 empty] | 0 | 0 | 0 | 1 | Super Off Peak | 0 | 0 | 1 | Off Peak | 0 | 1 | Off Peak | 0 | 1 | Off Peak | 0 | 0 | 1 | Super Off Peak | 0 | 0 | 1 | Super Off Peak | 0 | 0 | 1 | Super Off Peak
2020 | 11 | 1 | 2020-11-01 | 2 | 0 | 1 | 0 | [6 empty] | 0 | 0 | 0 | 1 | Super Off Peak | 0 | 0 | 1 | Off Peak | 0 | 1 | Off Peak | 0 | 1 | Off Peak | 0 | 0 | 1 | Super Off Peak | 0 | 0 | 1 | Super Off Peak | 0 | 0 | 1 | Super Off Peak
2020 | 11 | 1 | 2020-11-01 | 3 | 0 | 1 | 0 | [6 empty] | 0 | 0 | 0 | 1 | Super Off Peak | 0 | 0 | 1 | Off Peak | 0 | 1 | Off Peak | 0 | 1 | Off Peak | 0 | 0 | 1 | Super Off Peak | 0 | 0 | 1 | Super Off Peak | 0 | 0 | 1 | Super Off Peak
2020 | 11 | 1 | 2020-11-01 | 4 | 0 | 1 | 0 | [6 empty] | 0 | 0 | 0 | 1 | Super Off Peak | 0 | 0 | 1 | Off Peak | 0 | 1 | Off Peak | 0 | 1 | Off Peak | 0 | 0 | 1 | Super Off Peak | 0 | 0 | 1 | Super Off Peak | 0 | 0 | 1 | Super Off Peak
2020 | 11 | 1 | 2020-11-01 | 5 | 0 | 1 | 0 | [6 empty] | 0 | 0 | 0 | 1 | Super Off Peak | 0 | 0 | 1 | Off Peak | 0 | 1 | Off Peak | 0 | 1 | Off Peak | 0 | 0 | 1 | Super Off Peak | 0 | 0 | 1 | Super Off Peak | 0 | 0 | 1 | Super Off Peak
2020 | 11 | 1 | 2020-11-01 | 6 | 0 | 1 | 0 | [6 empty] | 0 | 0 | 0 | 1 | Super Off Peak | 0 | 0 | 1 | Off Peak | 0 | 1 | Off Peak | 0 | 1 | Off Peak | 0 | 0 | 1 | Super Off Peak | 0 | 1 | 0 | Off Peak | 0 | 1 | 0 | Off Peak
2020 | 11 | 1 | 2020-11-01 | 7 | 0 | 1 | 0 | [6 empty] | 0 | 0 | 0 | 1 | Super Off Peak | 0 | 0 | 1 | Off Peak | 0 | 1 | Off Peak | 0 | 1 | Off Peak | 0 | 0 | 1 | Super Off Peak | 0 | 1 | 0 | Off Peak | 0 | 1 | 0 | Off Peak
2020 | 11 | 1 | 2020-11-01 | 8 | 0 | 1 | 0 | [6 empty] | 0 | 0 | 0 | 1 | Super Off Peak | 0 | 0 | 1 | Off Peak | 0 | 1 | Off Peak | 0 | 1 | Off Peak | 0 | 0 | 1 | Super Off Peak | 0 | 1 | 0 | Off Peak | 0 | 1 | 0 | Off Peak
2020 | 11 | 1 | 2020-11-01 | 9 | 0 | 1 | 0 | [6 empty] | 0 | 0 | 0 | 1 | Super Off Peak | 0 | 0 | 1 | Off Peak | 0 | 1 | Off Peak | 0 | 1 | Off Peak | 0 | 0 | 1 | Super Off Peak | 0 | 1 | 0 | Off Peak | 0 | 1 | 0 | Off Peak
2020 | 11 | 1 | 2020-11-01 | 10 | 0 | 1 | 0 | [6 empty] | 0 | 0 | 0 | 1 | Super Off Peak | 0 | 0 | 1 | Off Peak | 0 | 1 | Off Peak | 0 | 1 | Off Peak | 0 | 0 | 1 | Super Off Peak | 0 | 1 | 0 | Off Peak | 0 | 1 | 0 | Off Peak
2020 | 11 | 1 | 2020-11-01 | 11 | 0 | 1 | 0 | [6 empty] | 0 | 0 | 0 | 1 | Super Off Peak | 0 | 0 | 1 | Off Peak | 0 | 1 | Off Peak | 0 | 1 | Off Peak | 0 | 0 | 1 | Super Off Peak | 0 | 1 | 0 | Off Peak | 0 | 1 | 0 | Off Peak
2020 | 11 | 1 | 2020-11-01 | 12 | 0 | 1 | 0 | [6 empty] | 0 | 0 | 0 | 1 | Super Off Peak | 0 | 0 | 1 | Off Peak | 0 | 1 | Off Peak | 0 | 1 | Off Peak | 0 | 0 | 1 | Super Off Peak | 0 | 1 | 0 | Off Peak | 0 | 1 | 0 | Off Peak
2020 | 11 | 1 | 2020-11-01 | 13 | 0 | 1 | 0 | [6 empty] | 0 | 0 | 0 | 1 | Super Off Peak | 0 | 0 | 1 | Off Peak | 0 | 1 | Off Peak | 0 | 1 | Off Peak | 0 | 0 | 1 | Super Off Peak | 1 | 0 | 0 | On Peak | 0 | 1 | 0 | Off Peak
2020 | 11 | 1 | 2020-11-01 | 14 | 0 | 1 | 0 | [6 empty] | 0 | 0 | 0 | 1 | Super Off Peak | 0 | 0 | 1 | Off Peak | 0 | 1 | Off Peak | 0 | 1 | Off Peak | 0 | 0 | 1 | Super Off Peak | 1 | 0 | 0 | On Peak | 0 | 1 | 0 | Off Peak
2020 | 11 | 1 | 2020-11-01 | 15 | 0 | 1 | 0 | [6 empty] | 0 | 0 | 1 | 0 | Off Peak | 0 | 0 | 1 | Off Peak | 0 | 1 | Off Peak | 0 | 1 | Off Peak | 0 | 0 | 1 | Super Off Peak | 1 | 0 | 0 | On Peak | 0 | 1 | 0 | Off Peak
2020 | 11 | 1 | 2020-11-01 | 16 | 0 | 1 | 0 | [6 empty] | 0 | 0 | 1 | 0 | Off Peak | 0 | 0 | 1 | Off Peak | 0 | 1 | Off Peak | 0 | 1 | Off Peak | 0 | 0 | 1 | Super Off Peak | 1 | 0 | 0 | On Peak | 0 | 1 | 0 | Off Peak
2020 | 11 | 1 | 2020-11-01 | 17 | 0 | 1 | 0 | [6 empty] | 0 | 1 | 0 | 0 | On Peak | 0 | 0 | 1 | Off Peak | 0 | 1 | Off Peak | 0 | 1 | Off Peak | 0 | 0 | 1 | Super Off Peak | 1 | 0 | 0 | On Peak | 0 | 1 | 0 | Off Peak
2020 | 11 | 1 | 2020-11-01 | 18 | 0 | 1 | 0 | [6 empty] | 0 | 1 | 0 | 0 | On Peak | 0 | 0 | 1 | Off Peak | 0 | 1 | Off Peak | 0 | 1 | Off Peak | 0 | 0 | 1 | Super Off Peak | 1 | 0 | 0 | On Peak | 0 | 1 | 0 | Off Peak
2020 | 11 | 1 | 2020-11-01 | 19 | 0 | 1 | 0 | [6 empty] | 0 | 1 | 0 | 0 | On Peak | 0 | 0 | 1 | Off Peak | 0 | 1 | Off Peak | 0 | 1 | Off Peak | 0 | 0 | 1 | Super Off Peak | 1 | 0 | 0 | On Peak | 0 | 1 | 0 | Off Peak
2020 | 11 | 1 | 2020-11-01 | 20 | 0 | 1 | 0 | [6 empty] | 0 | 1 | 0 | 0 | On Peak | 0 | 0 | 1 | Off Peak | 0 | 1 | Off Peak | 0 | 1 | Off Peak | 0 | 0 | 1 | Super Off Peak | 1 | 0 | 0 | On Peak | 1 | 0 | 0 | On Peak
2020 | 11 | 1 | 2020-11-01 | 21 | 0 | 1 | 0 | [6 empty] | 0 | 1 | 0 | 0 | On Peak | 0 | 0 | 1 | Off Peak | 0 | 1 | Off Peak | 0 | 1 | Off Peak | 0 | 0 | 1 | Super Off Peak | 0 | 1 | 0 | Off Peak | 1 | 0 | 0 | On Peak
2020 | 11 | 1 | 2020-11-01 | 22 | 0 | 1 | 0 | [6 empty] | 0 | 0 | 1 | 0 | Off Peak | 0 | 0 | 1 | Off Peak | 0 | 1 | Off Peak | 0 | 1 | Off Peak | 0 | 0 | 1 | Super Off Peak | 0 | 1 | 0 | Off Peak | 1 | 0 | 0 | On Peak
2020 | 11 | 1 | 2020-11-01 | 23 | 0 | 1 | 0 | [6 empty] | 0 | 0 | 1 | 0 | Off Peak | 0 | 0 | 1 | Off Peak | 0 | 1 | Off Peak | 0 | 1 | Off Peak | 0 | 0 | 1 | Super Off Peak | 0 | 1 | 0 | Off Peak | 1 | 0 | 0 | On Peak
2020 | 11 | 1 | 2020-11-01 | 24 | 0 | 1 | 0 | [6 empty] | 0 | 0 | 1 | 0 | Off Peak | 0 | 0 | 1 | Off Peak | 0 | 1 | Off Peak | 0 | 1 | Off Peak | 0 | 0 | 1 | Super Off Peak | 0 | 1 | 0 | Off Peak | 1 | 0 | 0 | On Peak
2020 | 11 | 2 | 2020-11-02 | 1 | 0 | 0 | 0 | [6 empty] | 0 | 0 | 0 | 1 | Super Off Peak | 0 | 0 | 1 | Off Peak | 0 | 1 | Off Peak | 0 | 1 | Off Peak | 0 | 0 | 1 | Super Off Peak | 0 | 0 | 1 | Super Off Peak | 0 | 0 | 1 | Super Off Peak
2020 | 11 | 2 | 2020-11-02 | 2 | 0 | 0 | 0 | [6 empty] | 0 | 0 | 0 | 1 | Super Off Peak | 0 | 0 | 1 | Off Peak | 0 | 1 | Off Peak | 0 | 1 | Off Peak | 0 | 0 | 1 | Super Off Peak | 0 | 0 | 1 | Super Off Peak | 0 | 0 | 1 | Super Off Peak
2020 | 11 | 2 | 2020-11-02 | 3 | 0 | 0 | 0 | [6 empty] | 0 | 0 | 0 | 1 | Super Off Peak | 0 | 0 | 1 | Off Peak | 0 | 1 | Off Peak | 0 | 1 | Off Peak | 0 | 0 | 1 | Super Off Peak | 0 | 0 | 1 | Super Off Peak | 0 | 0 | 1 | Super Off Peak
2020 | 11 | 2 | 2020-11-02 | 4 | 0 | 0 | 0 | [6 empty] | 0 | 0 | 0 | 1 | Super Off Peak | 0 | 0 | 1 | Off Peak | 0 | 1 | Off Peak | 0 | 1 | Off Peak | 0 | 0 | 1 | Super Off Peak | 0 | 0 | 1 | Super Off Peak | 0 | 0 | 1 | Super Off Peak
2020 | 11 | 2 | 2020-11-02 | 5 | 0 | 0 | 0 | [6 empty] | 0 | 0 | 0 | 1 | Super Off Peak | 0 | 0 | 1 | Off Peak | 0 | 1 | Off Peak | 0 | 1 | Off Peak | 0 | 0 | 1 | Super Off Peak | 0 | 0 | 1 | Super Off Peak | 0 | 0 | 1 | Super Off Peak
2020 | 11 | 2 | 2020-11-02 | 6 | 0 | 0 | 0 | [6 empty] | 0 | 0 | 0 | 1 | Super Off Peak | 0 | 0 | 1 | Off Peak | 0 | 1 | Off Peak | 0 | 1 | Off Peak | 0 | 0 | 1 | Super Off Peak | 0 | 1 | 0 | Off Peak | 0 | 1 | 0 | Off Peak
2020 | 11 | 2 | 2020-11-02 | 7 | 0 | 0 | 0 | [6 empty] | 0 | 0 | 1 | 0 | Off Peak | 0 | 1 | 0 | Semi-Peak | 0 | 1 | Off Peak | 0 | 1 | Off Peak | 0 | 1 | 0 | Off Peak | 0 | 1 | 0 | Off Peak | 0 | 1 | 0 | Off Peak
2020 | 11 | 2 | 2020-11-02 | 8 | 0 | 0 | 0 | [6 empty] | 0 | 0 | 1 | 0 | Off Peak | 0 | 1 | 0 | Semi-Peak | 0 | 1 | Off Peak | 0 | 1 | Off Peak | 0 | 1 | 0 | Off Peak | 0 | 1 | 0 | Off Peak | 0 | 1 | 0 | Off Peak
2020 | 11 | 2 | 2020-11-02 | 9 | 0 | 0 | 0 | [6 empty] | 0 | 0 | 1 | 0 | Off Peak | 0 | 1 | 0 | Semi-Peak | 0 | 1 | Off Peak | 0 | 1 | Off Peak | 0 | 1 | 0 | Off Peak | 0 | 1 | 0 | Off Peak | 0 | 1 | 0 | Off Peak
2020 | 11 | 2 | 2020-11-02 | 10 | 0 | 0 | 0 | [6 empty] | 0 | 0 | 1 | 0 | Off Peak | 0 | 1 | 0 | Semi-Peak | 0 | 1 | Off Peak | 0 | 1 | Off Peak | 0 | 1 | 0 | Off Peak | 0 | 1 | 0 | Off Peak | 0 | 1 | 0 | Off Peak
2020 | 11 | 2 | 2020-11-02 | 11 | 0 | 0 | 0 | [6 empty] | 0 | 0 | 1 | 0 | Off Peak | 0 | 1 | 0 | Semi-Peak | 0 | 1 | Off Peak | 0 | 1 | Off Peak | 0 | 1 | 0 | Off Peak | 0 | 1 | 0 | Off Peak | 0 | 1 | 0 | Off Peak
2020 | 11 | 2 | 2020-11-02 | 12 | 0 | 0 | 0 | [6 empty] | 0 | 0 | 1 | 0 | Off Peak | 0 | 1 | 0 | Semi-Peak | 0 | 1 | Off Peak | 0 | 1 | Off Peak | 0 | 1 | 0 | Off Peak | 0 | 1 | 0 | Off Peak | 0 | 1 | 0 | Off Peak
2020 | 11 | 2 | 2020-11-02 | 13 | 0 | 0 | 0 | [6 empty] | 0 | 0 | 1 | 0 | Off Peak | 0 | 1 | 0 | Semi-Peak | 0 | 1 | Off Peak | 1 | 0 | On Peak | 0 | 1 | 0 | Off Peak | 1 | 0 | 0 | On Peak | 0 | 1 | 0 | Off Peak
2020 | 11 | 2 | 2020-11-02 | 14 | 0 | 0 | 0 | [6 empty] | 0 | 0 | 1 | 0 | Off Peak | 0 | 1 | 0 | Semi-Peak | 0 | 1 | Off Peak | 1 | 0 | On Peak | 0 | 1 | 0 | Off Peak | 1 | 0 | 0 | On Peak | 0 | 1 | 0 | Off Peak
2020 | 11 | 2 | 2020-11-02 | 15 | 0 | 0 | 0 | [6 empty] | 0 | 0 | 1 | 0 | Off Peak | 0 | 1 | 0 | Semi-Peak | 0 | 1 | Off Peak | 1 | 0 | On Peak | 0 | 1 | 0 | Off Peak | 1 | 0 | 0 | On Peak | 0 | 1 | 0 | Off Peak
2020 | 11 | 2 | 2020-11-02 | 16 | 0 | 0 | 0 | [6 empty] | 0 | 0 | 1 | 0 | Off Peak | 0 | 1 | 0 | Semi-Peak | 0 | 1 | Off Peak | 1 | 0 | On Peak | 0 | 1 | 0 | Off Peak | 1 | 0 | 0 | On Peak | 0 | 1 | 0 | Off Peak
2020 | 11 | 2 | 2020-11-02 | 17 | 0 | 0 | 0 | [6 empty] | 0 | 1 | 0 | 0 | On Peak | 0 | 1 | 0 | Semi-Peak | 1 | 0 | On Peak | 1 | 0 | On Peak | 0 | 1 | 0 | Off Peak | 1 | 0 | 0 | On Peak | 0 | 1 | 0 | Off Peak
2020 | 11 | 2 | 2020-11-02 | 18 | 0 | 0 | 0 | [6 empty] | 0 | 1 | 0 | 0 | On Peak | 1 | 0 | 0 | On Peak | 1 | 0 | On Peak | 1 | 0 | On Peak | 0 | 1 | 0 | Off Peak | 1 | 0 | 0 | On Peak | 0 | 1 | 0 | Off Peak
2020 | 11 | 2 | 2020-11-02 | 19 | 0 | 0 | 0 | [6 empty] | 0 | 1 | 0 | 0 | On Peak | 1 | 0 | 0 | On Peak | 1 | 0 | On Peak | 0 | 1 | Off Peak | 0 | 0 | 1 | Super Off Peak | 1 | 0 | 0 | On Peak | 0 | 1 | 0 | Off Peak
2020 | 11 | 2 | 2020-11-02 | 20 | 0 | 0 | 0 | [6 empty] | 0 | 1 | 0 | 0 | On Peak | 1 | 0 | 0 | On Peak | 1 | 0 | On Peak | 0 | 1 | Off Peak | 0 | 0 | 1 | Super Off Peak | 1 | 0 | 0 | On Peak | 1 | 0 | 0 | On Peak
2020 | 11 | 2 | 2020-11-02 | 21 | 0 | 0 | 0 | [6 empty] | 0 | 1 | 0 | 0 | On Peak | 0 | 1 | 0 | Semi-Peak | 1 | 0 | On Peak | 0 | 1 | Off Peak | 0 | 0 | 1 | Super Off Peak | 0 | 1 | 0 | Off Peak | 1 | 0 | 0 | On Peak
2020 | 11 | 2 | 2020-11-02 | 22 | 0 | 0 | 0 | [6 empty] | 0 | 0 | 1 | 0 | Off Peak | 0 | 1 | 0 | Semi-Peak | 0 | 1 | Off Peak | 0 | 1 | Off Peak | 0 | 0 | 1 | Super Off Peak | 0 | 1 | 0 | Off Peak | 1 | 0 | 0 | On Peak
2020 | 11 | 2 | 2020-11-02 | 23 | 0 | 0 | 0 | [6 empty] | 0 | 0 | 1 | 0 | Off Peak | 0 | 0 | 1 | Off Peak | 0 | 1 | Off Peak | 0 | 1 | Off Peak | 0 | 0 | 1 | Super Off Peak | 0 | 1 | 0 | Off Peak | 1 | 0 | 0 | On Peak
2020 | 11 | 2 | 2020-11-02 | 24 | 0 | 0 | 0 | [6 empty] | 0 | 0 | 1 | 0 | Off Peak | 0 | 0 | 1 | Off Peak | 0 | 1 | Off Peak | 0 | 1 | Off Peak | 0 | 0 | 1 | Super Off Peak | 0 | 1 | 0 | Off Peak | 1 | 0 | 0 | On Peak
2020 | 11 | 3 | 2020-11-03 | 1 | 0 | 0 | 0 | [6 empty] | 0 | 0 | 0 | 1 | Super Off Peak | 0 | 0 | 1 | Off Peak | 0 | 1 | Off Peak | 0 | 1 | Off Peak | 0 | 0 | 1 | Super Off Peak | 0 | 0 | 1 | Super Off Peak | 0 | 0 | 1 | Super Off Peak
2020 | 11 | 3 | 2020-11-03 | 2 | 0 | 0 | 0 | [6 empty] | 0 | 0 | 0 | 1 | Super Off Peak | 0 | 0 | 1 | Off Peak | 0 | 1 | Off Peak | 0 | 1 | Off Peak | 0 | 0 | 1 | Super Off Peak | 0 | 0 | 1 | Super Off Peak | 0 | 0 | 1 | Super Off Peak
2020 | 11 | 3 | 2020-11-03 | 3 | 0 | 0 | 0 | [6 empty] | 0 | 0 | 0 | 1 | Super Off Peak | 0 | 0 | 1 | Off Peak | 0 | 1 | Off Peak | 0 | 1 | Off Peak | 0 | 0 | 1 | Super Off Peak | 0 | 0 | 1 | Super Off Peak | 0 | 0 | 1 | Super Off Peak
2020 | 11 | 3 | 2020-11-03 | 4 | 0 | 0 | 0 | [6 empty] | 0 | 0 | 0 | 1 | Super Off Peak | 0 | 0 | 1 | Off Peak | 0 | 1 | Off Peak | 0 | 1 | Off Peak | 0 | 0 | 1 | Super Off Peak | 0 | 0 | 1 | Super Off Peak | 0 | 0 | 1 | Super Off Peak
2020 | 11 | 3 | 2020-11-03 | 5 | 0 | 0 | 0 | [6 empty] | 0 | 0 | 0 | 1 | Super Off Peak | 0 | 0 | 1 | Off Peak | 0 | 1 | Off Peak | 0 | 1 | Off Peak | 0 | 0 | 1 | Super Off Peak | 0 | 0 | 1 | Super Off Peak | 0 | 0 | 1 | Super Off Peak
2020 | 11 | 3 | 2020-11-03 | 6 | 0 | 0 | 0 | [6 empty] | 0 | 0 | 0 | 1 | Super Off Peak | 0 | 0 | 1 | Off Peak | 0 | 1 | Off Peak | 0 | 1 | Off Peak | 0 | 0 | 1 | Super Off Peak | 0 | 1 | 0 | Off Peak | 0 | 1 | 0 | Off Peak
2020 | 11 | 3 | 2020-11-03 | 7 | 0 | 0 | 0 | [6 empty] | 0 | 0 | 1 | 0 | Off Peak | 0 | 1 | 0 | Semi-Peak | 0 | 1 | Off Peak | 0 | 1 | Off Peak | 0 | 1 | 0 | Off Peak | 0 | 1 | 0 | Off Peak | 0 | 1 | 0 | Off Peak
2020 | 11 | 3 | 2020-11-03 | 8 | 0 | 0 | 0 | [6 empty] | 0 | 0 | 1 | 0 | Off Peak | 0 | 1 | 0 | Semi-Peak | 0 | 1 | Off Peak | 0 | 1 | Off Peak | 0 | 1 | 0 | Off Peak | 0 | 1 | 0 | Off Peak | 0 | 1 | 0 | Off Peak
2020 | 11 | 3 | 2020-11-03 | 9 | 0 | 0 | 0 | [6 empty] | 0 | 0 | 1 | 0 | Off Peak | 0 | 1 | 0 | Semi-Peak | 0 | 1 | Off Peak | 0 | 1 | Off Peak | 0 | 1 | 0 | Off Peak | 0 | 1 | 0 | Off Peak | 0 | 1 | 0 | Off Peak
2020 | 11 | 3 | 2020-11-03 | 10 | 0 | 0 | 0 | [6 empty] | 0 | 0 | 1 | 0 | Off Peak | 0 | 1 | 0 | Semi-Peak | 0 | 1 | Off Peak | 0 | 1 | Off Peak | 0 | 1 | 0 | Off Peak | 0 | 1 | 0 | Off Peak | 0 | 1 | 0 | Off Peak
2020 | 11 | 3 | 2020-11-03 | 11 | 0 | 0 | 0 | [6 empty] | 0 | 0 | 1 | 0 | Off Peak | 0 | 1 | 0 | Semi-Peak | 0 | 1 | Off Peak | 0 | 1 | Off Peak | 0 | 1 | 0 | Off Peak | 0 | 1 | 0 | Off Peak | 0 | 1 | 0 | Off Peak
2020 | 11 | 3 | 2020-11-03 | 12 | 0 | 0 | 0 | [6 empty] | 0 | 0 | 1 | 0 | Off Peak | 0 | 1 | 0 | Semi-Peak | 0 | 1 | Off Peak | 0 | 1 | Off Peak | 0 | 1 | 0 | Off Peak | 0 | 1 | 0 | Off Peak | 0 | 1 | 0 | Off Peak
2020 | 11 | 3 | 2020-11-03 | 13 | 0 | 0 | 0 | [6 empty] | 0 | 0 | 1 | 0 | Off Peak | 0 | 1 | 0 | Semi-Peak | 0 | 1 | Off Peak | 1 | 0 | On Peak | 0 | 1 | 0 | Off Peak | 1 | 0 | 0 | On Peak | 0 | 1 | 0 | Off Peak
2020 | 11 | 3 | 2020-11-03 | 14 | 0 | 0 | 0 | [6 empty] | 0 | 0 | 1 | 0 | Off Peak | 0 | 1 | 0 | Semi-Peak | 0 | 1 | Off Peak | 1 | 0 | On Peak | 0 | 1 | 0 | Off Peak | 1 | 0 | 0 | On Peak | 0 | 1 | 0 | Off Peak
2020 | 11 | 3 | 2020-11-03 | 15 | 0 | 0 | 0 | [6 empty] | 0 | 0 | 1 | 0 | Off Peak | 0 | 1 | 0 | Semi-Peak | 0 | 1 | Off Peak | 1 | 0 | On Peak | 0 | 1 | 0 | Off Peak | 1 | 0 | 0 | On Peak | 0 | 1 | 0 | Off Peak
2020 | 11 | 3 | 2020-11-03 | 16 | 0 | 0 | 0 | [6 empty] | 0 | 0 | 1 | 0 | Off Peak | 0 | 1 | 0 | Semi-Peak | 0 | 1 | Off Peak | 1 | 0 | On Peak | 0 | 1 | 0 | Off Peak | 1 | 0 | 0 | On Peak | 0 | 1 | 0 | Off Peak
2020 | 11 | 3 | 2020-11-03 | 17 | 0 | 0 | 0 | [6 empty] | 0 | 1 | 0 | 0 | On Peak | 0 | 1 | 0 | Semi-Peak | 1 | 0 | On Peak | 1 | 0 | On Peak | 0 | 1 | 0 | Off Peak | 1 | 0 | 0 | On Peak | 0 | 1 | 0 | Off Peak
2020 | 11 | 3 | 2020-11-03 | 18 | 0 | 0 | 0 | [6 empty] | 0 | 1 | 0 | 0 | On Peak | 1 | 0 | 0 | On Peak | 1 | 0 | On Peak | 1 | 0 | On Peak | 0 | 1 | 0 | Off Peak | 1 | 0 | 0 | On Peak | 0 | 1 | 0 | Off Peak
2020 | 11 | 3 | 2020-11-03 | 19 | 0 | 0 | 0 | [6 empty] | 0 | 1 | 0 | 0 | On Peak | 1 | 0 | 0 | On Peak | 1 | 0 | On Peak | 0 | 1 | Off Peak | 0 | 0 | 1 | Super Off Peak | 1 | 0 | 0 | On Peak | 0 | 1 | 0 | Off Peak
2020 | 11 | 3 | 2020-11-03 | 20 | 0 | 0 | 0 | [6 empty] | 0 | 1 | 0 | 0 | On Peak | 1 | 0 | 0 | On Peak | 1 | 0 | On Peak | 0 | 1 | Off Peak | 0 | 0 | 1 | Super Off Peak | 1 | 0 | 0 | On Peak | 1 | 0 | 0 | On Peak
2020 | 11 | 3 | 2020-11-03 | 21 | 0 | 0 | 0 | [6 empty] | 0 | 1 | 0 | 0 | On Peak | 0 | 1 | 0 | Semi-Peak | 1 | 0 | On Peak | 0 | 1 | Off Peak | 0 | 0 | 1 | Super Off Peak | 0 | 1 | 0 | Off Peak | 1 | 0 | 0 | On Peak
2020 | 11 | 3 | 2020-11-03 | 22 | 0 | 0 | 0 | [6 empty] | 0 | 0 | 1 | 0 | Off Peak | 0 | 1 | 0 | Semi-Peak | 0 | 1 | Off Peak | 0 | 1 | Off Peak | 0 | 0 | 1 | Super Off Peak | 0 | 1 | 0 | Off Peak | 1 | 0 | 0 | On Peak
2020 | 11 | 3 | 2020-11-03 | 23 | 0 | 0 | 0 | [6 empty] | 0 | 0 | 1 | 0 | Off Peak | 0 | 0 | 1 | Off Peak | 0 | 1 | Off Peak | 0 | 1 | Off Peak | 0 | 0 | 1 | Super Off Peak | 0 | 1 | 0 | Off Peak | 1 | 0 | 0 | On Peak
2020 | 11 | 3 | 2020-11-03 | 24 | 0 | 0 | 0 | [6 empty] | 0 | 0 | 1 | 0 | Off Peak | 0 | 0 | 1 | Off Peak | 0 | 1 | Off Peak | 0 | 1 | Off Peak | 0 | 0 | 1 | Super Off Peak | 0 | 1 | 0 | Off Peak | 1 | 0 | 0 | On Peak
2020 | 11 | 4 | 2020-11-04 | 1 | 0 | 0 | 0 | [6 empty] | 0 | 0 | 0 | 1 | Super Off Peak | 0 | 0 | 1 | Off Peak | 0 | 1 | Off Peak | 0 | 1 | Off Peak | 0 | 0 | 1 | Super Off Peak | 0 | 0 | 1 | Super Off Peak | 0 | 0 | 1 | Super Off Peak
2020 | 11 | 4 | 2020-11-04 | 2 | 0 | 0 | 0 | [6 empty] | 0 | 0 | 0 | 1 | Super Off Peak | 0 | 0 | 1 | Off Peak | 0 | 1 | Off Peak | 0 | 1 | Off Peak | 0 | 0 | 1 | Super Off Peak | 0 | 0 | 1 | Super Off Peak | 0 | 0 | 1 | Super Off Peak
2020 | 11 | 4 | 2020-11-04 | 3 | 0 | 0 | 0 | [6 empty] | 0 | 0 | 0 | 1 | Super Off Peak | 0 | 0 | 1 | Off Peak | 0 | 1 | Off Peak | 0 | 1 | Off Peak | 0 | 0 | 1 | Super Off Peak | 0 | 0 | 1 | Super Off Peak | 0 | 0 | 1 | Super Off Peak
2020 | 11 | 4 | 2020-11-04 | 4 | 0 | 0 | 0 | [6 empty] | 0 | 0 | 0 | 1 | Super Off Peak | 0 | 0 | 1 | Off Peak | 0 | 1 | Off Peak | 0 | 1 | Off Peak | 0 | 0 | 1 | Super Off Peak | 0 | 0 | 1 | Super Off Peak | 0 | 0 | 1 | Super Off Peak
2020 | 11 | 4 | 2020-11-04 | 5 | 0 | 0 | 0 | [6 empty] | 0 | 0 | 0 | 1 | Super Off Peak | 0 | 0 | 1 | Off Peak | 0 | 1 | Off Peak | 0 | 1 | Off Peak | 0 | 0 | 1 | Super Off Peak | 0 | 0 | 1 | Super Off Peak | 0 | 0 | 1 | Super Off Peak
2020 | 11 | 4 | 2020-11-04 | 6 | 0 | 0 | 0 | [6 empty] | 0 | 0 | 0 | 1 | Super Off Peak | 0 | 0 | 1 | Off Peak | 0 | 1 | Off Peak | 0 | 1 | Off Peak | 0 | 0 | 1 | Super Off Peak | 0 | 1 | 0 | Off Peak | 0 | 1 | 0 | Off Peak
2020 | 11 | 4 | 2020-11-04 | 7 | 0 | 0 | 0 | [6 empty] | 0 | 0 | 1 | 0 | Off Peak | 0 | 1 | 0 | Semi-Peak | 0 | 1 | Off Peak | 0 | 1 | Off Peak | 0 | 1 | 0 | Off Peak | 0 | 1 | 0 | Off Peak | 0 | 1 | 0 | Off Peak
2020 | 11 | 4 | 2020-11-04 | 8 | 0 | 0 | 0 | [6 empty] | 0 | 0 | 1 | 0 | Off Peak | 0 | 1 | 0 | Semi-Peak | 0 | 1 | Off Peak | 0 | 1 | Off Peak | 0 | 1 | 0 | Off Peak | 0 | 1 | 0 | Off Peak | 0 | 1 | 0 | Off Peak
2020 | 11 | 4 | 2020-11-04 | 9 | 0 | 0 | 0 | [6 empty] | 0 | 0 | 1 | 0 | Off Peak | 0 | 1 | 0 | Semi-Peak | 0 | 1 | Off Peak | 0 | 1 | Off Peak | 0 | 1 | 0 | Off Peak | 0 | 1 | 0 | Off Peak | 0 | 1 | 0 | Off Peak
2020 | 11 | 4 | 2020-11-04 | 10 | 0 | 0 | 0 | [6 empty] | 0 | 0 | 1 | 0 | Off Peak | 0 | 1 | 0 | Semi-Peak | 0 | 1 | Off Peak | 0 | 1 | Off Peak | 0 | 1 | 0 | Off Peak | 0 | 1 | 0 | Off Peak | 0 | 1 | 0 | Off Peak
2020 | 11 | 4 | 2020-11-04 | 11 | 0 | 0 | 0 | [6 empty] | 0 | 0 | 1 | 0 | Off Peak | 0 | 1 | 0 | Semi-Peak | 0 | 1 | Off Peak | 0 | 1 | Off Peak | 0 | 1 | 0 | Off Peak | 0 | 1 | 0 | Off Peak | 0 | 1 | 0 | Off Peak
2020 | 11 | 4 | 2020-11-04 | 12 | 0 | 0 | 0 | [6 empty] | 0 | 0 | 1 | 0 | Off Peak | 0 | 1 | 0 | Semi-Peak | 0 | 1 | Off Peak | 0 | 1 | Off Peak | 0 | 1 | 0 | Off Peak | 0 | 1 | 0 | Off Peak | 0 | 1 | 0 | Off Peak
2020 | 11 | 4 | 2020-11-04 | 13 | 0 | 0 | 0 | [6 empty] | 0 | 0 | 1 | 0 | Off Peak | 0 | 1 | 0 | Semi-Peak | 0 | 1 | Off Peak | 1 | 0 | On Peak | 0 | 1 | 0 | Off Peak | 1 | 0 | 0 | On Peak | 0 | 1 | 0 | Off Peak
2020 | 11 | 4 | 2020-11-04 | 14 | 0 | 0 | 0 | [6 empty] | 0 | 0 | 1 | 0 | Off Peak | 0 | 1 | 0 | Semi-Peak | 0 | 1 | Off Peak | 1 | 0 | On Peak | 0 | 1 | 0 | Off Peak | 1 | 0 | 0 | On Peak | 0 | 1 | 0 | Off Peak
2020 | 11 | 4 | 2020-11-04 | 15 | 0 | 0 | 0 | [6 empty] | 0 | 0 | 1 | 0 | Off Peak | 0 | 1 | 0 | Semi-Peak | 0 | 1 | Off Peak | 1 | 0 | On Peak | 0 | 1 | 0 | Off Peak | 1 | 0 | 0 | On Peak | 0 | 1 | 0 | Off Peak
2020 | 11 | 4 | 2020-11-04 | 16 | 0 | 0 | 0 | [6 empty] | 0 | 0 | 1 | 0 | Off Peak | 0 | 1 | 0 | Semi-Peak | 0 | 1 | Off Peak | 1 | 0 | On Peak | 0 | 1 | 0 | Off Peak | 1 | 0 | 0 | On Peak | 0 | 1 | 0 | Off Peak
2020 | 11 | 4 | 2020-11-04 | 17 | 0 | 0 | 0 | [6 empty] | 0 | 1 | 0 | 0 | On Peak | 0 | 1 | 0 | Semi-Peak | 1 | 0 | On Peak | 1 | 0 | On Peak | 0 | 1 | 0 | Off Peak | 1 | 0 | 0 | On Peak | 0 | 1 | 0 | Off Peak
2020 | 11 | 4 | 2020-11-04 | 18 | 0 | 0 | 0 | [6 empty] | 0 | 1 | 0 | 0 | On Peak | 1 | 0 | 0 | On Peak | 1 | 0 | On Peak | 1 | 0 | On Peak | 0 | 1 | 0 | Off Peak | 1 | 0 | 0 | On Peak | 0 | 1 | 0 | Off Peak
2020 | 11 | 4 | 2020-11-04 | 19 | 0 | 0 | 0 | [6 empty] | 0 | 1 | 0 | 0 | On Peak | 1 | 0 | 0 | On Peak | 1 | 0 | On Peak | 0 | 1 | Off Peak | 0 | 0 | 1 | Super Off Peak | 1 | 0 | 0 | On Peak | 0 | 1 | 0 | Off Peak
2020 | 11 | 4 | 2020-11-04 | 20 | 0 | 0 | 0 | [6 empty] | 0 | 1 | 0 | 0 | On Peak | 1 | 0 | 0 | On Peak | 1 | 0 | On Peak | 0 | 1 | Off Peak | 0 | 0 | 1 | Super Off Peak | 1 | 0 | 0 | On Peak | 1 | 0 | 0 | On Peak
2020 | 11 | 4 | 2020-11-04 | 21 | 0 | 0 | 0 | [6 empty] | 0 | 1 | 0 | 0 | On Peak | 0 | 1 | 0 | Semi-Peak | 1 | 0 | On Peak | 0 | 1 | Off Peak | 0 | 0 | 1 | Super Off Peak | 0 | 1 | 0 | Off Peak | 1 | 0 | 0 | On Peak
2020 | 11 | 4 | 2020-11-04 | 22 | 0 | 0 | 0 | [6 empty] | 0 | 0 | 1 | 0 | Off Peak | 0 | 1 | 0 | Semi-Peak | 0 | 1 | Off Peak | 0 | 1 | Off Peak | 0 | 0 | 1 | Super Off Peak | 0 | 1 | 0 | Off Peak | 1 | 0 | 0 | On Peak
2020 | 11 | 4 | 2020-11-04 | 23 | 0 | 0 | 0 | [6 empty] | 0 | 0 | 1 | 0 | Off Peak | 0 | 0 | 1 | Off Peak | 0 | 1 | Off Peak | 0 | 1 | Off Peak | 0 | 0 | 1 | Super Off Peak | 0 | 1 | 0 | Off Peak | 1 | 0 | 0 | On Peak
2020 | 11 | 4 | 2020-11-04 | 24 | 0 | 0 | 0 | [6 empty] | 0 | 0 | 1 | 0 | Off Peak | 0 | 0 | 1 | Off Peak | 0 | 1 | Off Peak | 0 | 1 | Off Peak | 0 | 0 | 1 | Super Off Peak | 0 | 1 | 0 | Off Peak | 1 | 0 | 0 | On Peak
2020 | 11 | 5 | 2020-11-05 | 1 | 0 | 0 | 0 | [6 empty] | 0 | 0 | 0 | 1 | Super Off Peak | 0 | 0 | 1 | Off Peak | 0 | 1 | Off Peak | 0 | 1 | Off Peak | 0 | 0 | 1 | Super Off Peak | 0 | 0 | 1 | Super Off Peak | 0 | 0 | 1 | Super Off Peak
2020 | 11 | 5 | 2020-11-05 | 2 | 0 | 0 | 0 | [6 empty] | 0 | 0 | 0 | 1 | Super Off Peak | 0 | 0 | 1 | Off Peak | 0 | 1 | Off Peak | 0 | 1 | Off Peak | 0 | 0 | 1 | Super Off Peak | 0 | 0 | 1 | Super Off Peak | 0 | 0 | 1 | Super Off Peak
2020 | 11 | 5 | 2020-11-05 | 3 | 0 | 0 | 0 | [6 empty] | 0 | 0 | 0 | 1 | Super Off Peak | 0 | 0 | 1 | Off Peak | 0 | 1 | Off Peak | 0 | 1 | Off Peak | 0 | 0 | 1 | Super Off Peak | 0 | 0 | 1 | Super Off Peak | 0 | 0 | 1 | Super Off Peak
2020 | 11 | 5 | 2020-11-05 | 4 | 0 | 0 | 0 | [6 empty] | 0 | 0 | 0 | 1 | Super Off Peak | 0 | 0 | 1 | Off Peak | 0 | 1 | Off Peak | 0 | 1 | Off Peak | 0 | 0 | 1 | Super Off Peak | 0 | 0 | 1 | Super Off Peak | 0 | 0 | 1 | Super Off Peak
2020 | 11 | 5 | 2020-11-05 | 5 | 0 | 0 | 0 | [6 empty] | 0 | 0 | 0 | 1 | Super Off Peak | 0 | 0 | 1 | Off Peak | 0 | 1 | Off Peak | 0 | 1 | Off Peak | 0 | 0 | 1 | Super Off Peak | 0 | 0 | 1 | Super Off Peak | 0 | 0 | 1 | Super Off Peak
2020 | 11 | 5 | 2020-11-05 | 6 | 0 | 0 | 0 | [6 empty] | 0 | 0 | 0 | 1 | Super Off Peak | 0 | 0 | 1 | Off Peak | 0 | 1 | Off Peak | 0 | 1 | Off Peak | 0 | 0 | 1 | Super Off Peak | 0 | 1 | 0 | Off Peak | 0 | 1 | 0 | Off Peak
2020 | 11 | 5 | 2020-11-05 | 7 | 0 | 0 | 0 | [6 empty] | 0 | 0 | 1 | 0 | Off Peak | 0 | 1 | 0 | Semi-Peak | 0 | 1 | Off Peak | 0 | 1 | Off Peak | 0 | 1 | 0 | Off Peak | 0 | 1 | 0 | Off Peak | 0 | 1 | 0 | Off Peak
2020 | 11 | 5 | 2020-11-05 | 8 | 0 | 0 | 0 | [6 empty] | 0 | 0 | 1 | 0 | Off Peak | 0 | 1 | 0 | Semi-Peak | 0 | 1 | Off Peak | 0 | 1 | Off Peak | 0 | 1 | 0 | Off Peak | 0 | 1 | 0 | Off Peak | 0 | 1 | 0 | Off Peak
2020 | 11 | 5 | 2020-11-05 | 9 | 0 | 0 | 0 | [6 empty] | 0 | 0 | 1 | 0 | Off Peak | 0 | 1 | 0 | Semi-Peak | 0 | 1 | Off Peak | 0 | 1 | Off Peak | 0 | 1 | 0 | Off Peak | 0 | 1 | 0 | Off Peak | 0 | 1 | 0 | Off Peak
2020 | 11 | 5 | 2020-11-05 | 10 | 0 | 0 | 0 | [6 empty] | 0 | 0 | 1 | 0 | Off Peak | 0 | 1 | 0 | Semi-Peak | 0 | 1 | Off Peak | 0 | 1 | Off Peak | 0 | 1 | 0 | Off Peak | 0 | 1 | 0 | Off Peak | 0 | 1 | 0 | Off Peak
2020 | 11 | 5 | 2020-11-05 | 11 | 0 | 0 | 0 | [6 empty] | 0 | 0 | 1 | 0 | Off Peak | 0 | 1 | 0 | Semi-Peak | 0 | 1 | Off Peak | 0 | 1 | Off Peak | 0 | 1 | 0 | Off Peak | 0 | 1 | 0 | Off Peak | 0 | 1 | 0 | Off Peak
2020 | 11 | 5 | 2020-11-05 | 12 | 0 | 0 | 0 | [6 empty] | 0 | 0 | 1 | 0 | Off Peak | 0 | 1 | 0 | Semi-Peak | 0 | 1 | Off Peak | 0 | 1 | Off Peak | 0 | 1 | 0 | Off Peak | 0 | 1 | 0 | Off Peak | 0 | 1 | 0 | Off Peak
2020 | 11 | 5 | 2020-11-05 | 13 | 0 | 0 | 0 | [6 empty] | 0 | 0 | 1 | 0 | Off Peak | 0 | 1 | 0 | Semi-Peak | 0 | 1 | Off Peak | 1 | 0 | On Peak | 0 | 1 | 0 | Off Peak | 1 | 0 | 0 | On Peak | 0 | 1 | 0 | Off Peak
2020 | 11 | 5 | 2020-11-05 | 14 | 0 | 0 | 0 | [6 empty] | 0 | 0 | 1 | 0 | Off Peak | 0 | 1 | 0 | Semi-Peak | 0 | 1 | Off Peak | 1 | 0 | On Peak | 0 | 1 | 0 | Off Peak | 1 | 0 | 0 | On Peak | 0 | 1 | 0 | Off Peak
2020 | 11 | 5 | 2020-11-05 | 15 | 0 | 0 | 0 | [6 empty] | 0 | 0 | 1 | 0 | Off Peak | 0 | 1 | 0 | Semi-Peak | 0 | 1 | Off Peak | 1 | 0 | On Peak | 0 | 1 | 0 | Off Peak | 1 | 0 | 0 | On Peak | 0 | 1 | 0 | Off Peak
2020 | 11 | 5 | 2020-11-05 | 16 | 0 | 0 | 0 | [6 empty] | 0 | 0 | 1 | 0 | Off Peak | 0 | 1 | 0 | Semi-Peak | 0 | 1 | Off Peak | 1 | 0 | On Peak | 0 | 1 | 0 | Off Peak | 1 | 0 | 0 | On Peak | 0 | 1 | 0 | Off Peak
2020 | 11 | 5 | 2020-11-05 | 17 | 0 | 0 | 0 | [6 empty] | 0 | 1 | 0 | 0 | On Peak | 0 | 1 | 0 | Semi-Peak | 1 | 0 | On Peak | 1 | 0 | On Peak | 0 | 1 | 0 | Off Peak | 1 | 0 | 0 | On Peak | 0 | 1 | 0 | Off Peak
2020 | 11 | 5 | 2020-11-05 | 18 | 0 | 0 | 0 | [6 empty] | 0 | 1 | 0 | 0 | On Peak | 1 | 0 | 0 | On Peak | 1 | 0 | On Peak | 1 | 0 | On Peak | 0 | 1 | 0 | Off Peak | 1 | 0 | 0 | On Peak | 0 | 1 | 0 | Off Peak
2020 | 11 | 5 | 2020-11-05 | 19 | 0 | 0 | 0 | [6 empty] | 0 | 1 | 0 | 0 | On Peak | 1 | 0 | 0 | On Peak | 1 | 0 | On Peak | 0 | 1 | Off Peak | 0 | 0 | 1 | Super Off Peak | 1 | 0 | 0 | On Peak | 0 | 1 | 0 | Off Peak
2020 | 11 | 5 | 2020-11-05 | 20 | 0 | 0 | 0 | [6 empty] | 0 | 1 | 0 | 0 | On Peak | 1 | 0 | 0 | On Peak | 1 | 0 | On Peak | 0 | 1 | Off Peak | 0 | 0 | 1 | Super Off Peak | 1 | 0 | 0 | On Peak | 1 | 0 | 0 | On Peak
2020 | 11 | 5 | 2020-11-05 | 21 | 0 | 0 | 0 | [6 empty] | 0 | 1 | 0 | 0 | On Peak | 0 | 1 | 0 | Semi-Peak | 1 | 0 | On Peak | 0 | 1 | Off Peak | 0 | 0 | 1 | Super Off Peak | 0 | 1 | 0 | Off Peak | 1 | 0 | 0 | On Peak
2020 | 11 | 5 | 2020-11-05 | 22 | 0 | 0 | 0 | [6 empty] | 0 | 0 | 1 | 0 | Off Peak | 0 | 1 | 0 | Semi-Peak | 0 | 1 | Off Peak | 0 | 1 | Off Peak | 0 | 0 | 1 | Super Off Peak | 0 | 1 | 0 | Off Peak | 1 | 0 | 0 | On Peak
2020 | 11 | 5 | 2020-11-05 | 23 | 0 | 0 | 0 | [6 empty] | 0 | 0 | 1 | 0 | Off Peak | 0 | 0 | 1 | Off Peak | 0 | 1 | Off Peak | 0 | 1 | Off Peak | 0 | 0 | 1 | Super Off Peak | 0 | 1 | 0 | Off Peak | 1 | 0 | 0 | On Peak
2020 | 11 | 5 | 2020-11-05 | 24 | 0 | 0 | 0 | [6 empty] | 0 | 0 | 1 | 0 | Off Peak | 0 | 0 | 1 | Off Peak | 0 | 1 | Off Peak | 0 | 1 | Off Peak | 0 | 0 | 1 | Super Off Peak | 0 | 1 | 0 | Off Peak | 1 | 0 | 0 | On Peak
2020 | 11 | 6 | 2020-11-06 | 1 | 0 | 0 | 0 | [6 empty] | 0 | 0 | 0 | 1 | Super Off Peak | 0 | 0 | 1 | Off Peak | 0 | 1 | Off Peak | 0 | 1 | Off Peak | 0 | 0 | 1 | Super Off Peak | 0 | 0 | 1 | Super Off Peak | 0 | 0 | 1 | Super Off Peak
2020 | 11 | 6 | 2020-11-06 | 2 | 0 | 0 | 0 | [6 empty] | 0 | 0 | 0 | 1 | Super Off Peak | 0 | 0 | 1 | Off Peak | 0 | 1 | Off Peak | 0 | 1 | Off Peak | 0 | 0 | 1 | Super Off Peak | 0 | 0 | 1 | Super Off Peak | 0 | 0 | 1 | Super Off Peak
2020 | 11 | 6 | 2020-11-06 | 3 | 0 | 0 | 0 | [6 empty] | 0 | 0 | 0 | 1 | Super Off Peak | 0 | 0 | 1 | Off Peak | 0 | 1 | Off Peak | 0 | 1 | Off Peak | 0 | 0 | 1 | Super Off Peak | 0 | 0 | 1 | Super Off Peak | 0 | 0 | 1 | Super Off Peak
2020 | 11 | 6 | 2020-11-06 | 4 | 0 | 0 | 0 | [6 empty] | 0 | 0 | 0 | 1 | Super Off Peak | 0 | 0 | 1 | Off Peak | 0 | 1 | Off Peak | 0 | 1 | Off Peak | 0 | 0 | 1 | Super Off Peak | 0 | 0 | 1 | Super Off Peak | 0 | 0 | 1 | Super Off Peak
2020 | 11 | 6 | 2020-11-06 | 5 | 0 | 0 | 0 | [6 empty] | 0 | 0 | 0 | 1 | Super Off Peak | 0 | 0 | 1 | Off Peak | 0 | 1 | Off Peak | 0 | 1 | Off Peak | 0 | 0 | 1 | Super Off Peak | 0 | 0 | 1 | Super Off Peak | 0 | 0 | 1 | Super Off Peak
2020 | 11 | 6 | 2020-11-06 | 6 | 0 | 0 | 0 | [6 empty] | 0 | 0 | 0 | 1 | Super Off Peak | 0 | 0 | 1 | Off Peak | 0 | 1 | Off Peak | 0 | 1 | Off Peak | 0 | 0 | 1 | Super Off Peak | 0 | 1 | 0 | Off Peak | 0 | 1 | 0 | Off Peak
2020 | 11 | 6 | 2020-11-06 | 7 | 0 | 0 | 0 | [6 empty] | 0 | 0 | 1 | 0 | Off Peak | 0 | 1 | 0 | Semi-Peak | 0 | 1 | Off Peak | 0 | 1 | Off Peak | 0 | 1 | 0 | Off Peak | 0 | 1 | 0 | Off Peak | 0 | 1 | 0 | Off Peak
2020 | 11 | 6 | 2020-11-06 | 8 | 0 | 0 | 0 | [6 empty] | 0 | 0 | 1 | 0 | Off Peak | 0 | 1 | 0 | Semi-Peak | 0 | 1 | Off Peak | 0 | 1 | Off Peak | 0 | 1 | 0 | Off Peak | 0 | 1 | 0 | Off Peak | 0 | 1 | 0 | Off Peak
2020 | 11 | 6 | 2020-11-06 | 9 | 0 | 0 | 0 | [6 empty] | 0 | 0 | 1 | 0 | Off Peak | 0 | 1 | 0 | Semi-Peak | 0 | 1 | Off Peak | 0 | 1 | Off Peak | 0 | 1 | 0 | Off Peak | 0 | 1 | 0 | Off Peak | 0 | 1 | 0 | Off Peak
2020 | 11 | 6 | 2020-11-06 | 10 | 0 | 0 | 0 | [6 empty] | 0 | 0 | 1 | 0 | Off Peak | 0 | 1 | 0 | Semi-Peak | 0 | 1 | Off Peak | 0 | 1 | Off Peak | 0 | 1 | 0 | Off Peak | 0 | 1 | 0 | Off Peak | 0 | 1 | 0 | Off Peak
2020 | 11 | 6 | 2020-11-06 | 11 | 0 | 0 | 0 | [6 empty] | 0 | 0 | 1 | 0 | Off Peak | 0 | 1 | 0 | Semi-Peak | 0 | 1 | Off Peak | 0 | 1 | Off Peak | 0 | 1 | 0 | Off Peak | 0 | 1 | 0 | Off Peak | 0 | 1 | 0 | Off Peak
2020 | 11 | 6 | 2020-11-06 | 12 | 0 | 0 | 0 | [6 empty] | 0 | 0 | 1 | 0 | Off Peak | 0 | 1 | 0 | Semi-Peak | 0 | 1 | Off Peak | 0 | 1 | Off Peak | 0 | 1 | 0 | Off Peak | 0 | 1 | 0 | Off Peak | 0 | 1 | 0 | Off Peak
2020 | 11 | 6 | 2020-11-06 | 13 | 0 | 0 | 0 | [6 empty] | 0 | 0 | 1 | 0 | Off Peak | 0 | 1 | 0 | Semi-Peak | 0 | 1 | Off Peak | 1 | 0 | On Peak | 0 | 1 | 0 | Off Peak | 1 | 0 | 0 | On Peak | 0 | 1 | 0 | Off Peak
2020 | 11 | 6 | 2020-11-06 | 14 | 0 | 0 | 0 | [6 empty] | 0 | 0 | 1 | 0 | Off Peak | 0 | 1 | 0 | Semi-Peak | 0 | 1 | Off Peak | 1 | 0 | On Peak | 0 | 1 | 0 | Off Peak | 1 | 0 | 0 | On Peak | 0 | 1 | 0 | Off Peak
2020 | 11 | 6 | 2020-11-06 | 15 | 0 | 0 | 0 | [6 empty] | 0 | 0 | 1 | 0 | Off Peak | 0 | 1 | 0 | Semi-Peak | 0 | 1 | Off Peak | 1 | 0 | On Peak | 0 | 1 | 0 | Off Peak | 1 | 0 | 0 | On Peak | 0 | 1 | 0 | Off Peak
2020 | 11 | 6 | 2020-11-06 | 16 | 0 | 0 | 0 | [6 empty] | 0 | 0 | 1 | 0 | Off Peak | 0 | 1 | 0 | Semi-Peak | 0 | 1 | Off Peak | 1 | 0 | On Peak | 0 | 1 | 0 | Off Peak | 1 | 0 | 0 | On Peak | 0 | 1 | 0 | Off Peak
2020 | 11 | 6 | 2020-11-06 | 17 | 0 | 0 | 0 | [6 empty] | 0 | 1 | 0 | 0 | On Peak | 0 | 1 | 0 | Semi-Peak | 1 | 0 | On Peak | 1 | 0 | On Peak | 0 | 1 | 0 | Off Peak | 1 | 0 | 0 | On Peak | 0 | 1 | 0 | Off Peak
2020 | 11 | 6 | 2020-11-06 | 18 | 0 | 0 | 0 | [6 empty] | 0 | 1 | 0 | 0 | On Peak | 1 | 0 | 0 | On Peak | 1 | 0 | On Peak | 1 | 0 | On Peak | 0 | 1 | 0 | Off Peak | 1 | 0 | 0 | On Peak | 0 | 1 | 0 | Off Peak
2020 | 11 | 6 | 2020-11-06 | 19 | 0 | 0 | 0 | [6 empty] | 0 | 1 | 0 | 0 | On Peak | 1 | 0 | 0 | On Peak | 1 | 0 | On Peak | 0 | 1 | Off Peak | 0 | 0 | 1 | Super Off Peak | 1 | 0 | 0 | On Peak | 0 | 1 | 0 | Off Peak
2020 | 11 | 6 | 2020-11-06 | 20 | 0 | 0 | 0 | [6 empty] | 0 | 1 | 0 | 0 | On Peak | 1 | 0 | 0 | On Peak | 1 | 0 | On Peak | 0 | 1 | Off Peak | 0 | 0 | 1 | Super Off Peak | 1 | 0 | 0 | On Peak | 1 | 0 | 0 | On Peak
2020 | 11 | 6 | 2020-11-06 | 21 | 0 | 0 | 0 | [6 empty] | 0 | 1 | 0 | 0 | On Peak | 0 | 1 | 0 | Semi-Peak | 1 | 0 | On Peak | 0 | 1 | Off Peak | 0 | 0 | 1 | Super Off Peak | 0 | 1 | 0 | Off Peak | 1 | 0 | 0 | On Peak
2020 | 11 | 6 | 2020-11-06 | 22 | 0 | 0 | 0 | [6 empty] | 0 | 0 | 1 | 0 | Off Peak | 0 | 1 | 0 | Semi-Peak | 0 | 1 | Off Peak | 0 | 1 | Off Peak | 0 | 0 | 1 | Super Off Peak | 0 | 1 | 0 | Off Peak | 1 | 0 | 0 | On Peak
2020 | 11 | 6 | 2020-11-06 | 23 | 0 | 0 | 0 | [6 empty] | 0 | 0 | 1 | 0 | Off Peak | 0 | 0 | 1 | Off Peak | 0 | 1 | Off Peak | 0 | 1 | Off Peak | 0 | 0 | 1 | Super Off Peak | 0 | 1 | 0 | Off Peak | 1 | 0 | 0 | On Peak
2020 | 11 | 6 | 2020-11-06 | 24 | 0 | 0 | 0 | [6 empty] | 0 | 0 | 1 | 0 | Off Peak | 0 | 0 | 1 | Off Peak | 0 | 1 | Off Peak | 0 | 1 | Off Peak | 0 | 0 | 1 | Super Off Peak | 0 | 1 | 0 | Off Peak | 1 | 0 | 0 | On Peak
2020 | 11 | 7 | 2020-11-07 | 1 | 0 | 1 | 0 | [6 empty] | 0 | 0 | 0 | 1 | Super Off Peak | 0 | 0 | 1 | Off Peak | 0 | 1 | Off Peak | 0 | 1 | Off Peak | 0 | 0 | 1 | Super Off Peak | 0 | 0 | 1 | Super Off Peak | 0 | 0 | 1 | Super Off Peak
2020 | 11 | 7 | 2020-11-07 | 2 | 0 | 1 | 0 | [6 empty] | 0 | 0 | 0 | 1 | Super Off Peak | 0 | 0 | 1 | Off Peak | 0 | 1 | Off Peak | 0 | 1 | Off Peak | 0 | 0 | 1 | Super Off Peak | 0 | 0 | 1 | Super Off Peak | 0 | 0 | 1 | Super Off Peak
2020 | 11 | 7 | 2020-11-07 | 3 | 0 | 1 | 0 | [6 empty] | 0 | 0 | 0 | 1 | Super Off Peak | 0 | 0 | 1 | Off Peak | 0 | 1 | Off Peak | 0 | 1 | Off Peak | 0 | 0 | 1 | Super Off Peak | 0 | 0 | 1 | Super Off Peak | 0 | 0 | 1 | Super Off Peak
2020 | 11 | 7 | 2020-11-07 | 4 | 0 | 1 | 0 | [6 empty] | 0 | 0 | 0 | 1 | Super Off Peak | 0 | 0 | 1 | Off Peak | 0 | 1 | Off Peak | 0 | 1 | Off Peak | 0 | 0 | 1 | Super Off Peak | 0 | 0 | 1 | Super Off Peak | 0 | 0 | 1 | Super Off Peak
2020 | 11 | 7 | 2020-11-07 | 5 | 0 | 1 | 0 | [6 empty] | 0 | 0 | 0 | 1 | Super Off Peak | 0 | 0 | 1 | Off Peak | 0 | 1 | Off Peak | 0 | 1 | Off Peak | 0 | 0 | 1 | Super Off Peak | 0 | 0 | 1 | Super Off Peak | 0 | 0 | 1 | Super Off Peak
2020 | 11 | 7 | 2020-11-07 | 6 | 0 | 1 | 0 | [6 empty] | 0 | 0 | 0 | 1 | Super Off Peak | 0 | 0 | 1 | Off Peak | 0 | 1 | Off Peak | 0 | 1 | Off Peak | 0 | 0 | 1 | Super Off Peak | 0 | 1 | 0 | Off Peak | 0 | 1 | 0 | Off Peak
2020 | 11 | 7 | 2020-11-07 | 7 | 0 | 1 | 0 | [6 empty] | 0 | 0 | 0 | 1 | Super Off Peak | 0 | 0 | 1 | Off Peak | 0 | 1 | Off Peak | 0 | 1 | Off Peak | 0 | 0 | 1 | Super Off Peak | 0 | 1 | 0 | Off Peak | 0 | 1 | 0 | Off Peak
2020 | 11 | 7 | 2020-11-07 | 8 | 0 | 1 | 0 | [6 empty] | 0 | 0 | 0 | 1 | Super Off Peak | 0 | 0 | 1 | Off Peak | 0 | 1 | Off Peak | 0 | 1 | Off Peak | 0 | 0 | 1 | Super Off Peak | 0 | 1 | 0 | Off Peak | 0 | 1 | 0 | Off Peak
2020 | 11 | 7 | 2020-11-07 | 9 | 0 | 1 | 0 | [6 empty] | 0 | 0 | 0 | 1 | Super Off Peak | 0 | 0 | 1 | Off Peak | 0 | 1 | Off Peak | 0 | 1 | Off Peak | 0 | 0 | 1 | Super Off Peak | 0 | 1 | 0 | Off Peak | 0 | 1 | 0 | Off Peak
2020 | 11 | 7 | 2020-11-07 | 10 | 0 | 1 | 0 | [6 empty] | 0 | 0 | 0 | 1 | Super Off Peak | 0 | 0 | 1 | Off Peak | 0 | 1 | Off Peak | 0 | 1 | Off Peak | 0 | 0 | 1 | Super Off Peak | 0 | 1 | 0 | Off Peak | 0 | 1 | 0 | Off Peak
2020 | 11 | 7 | 2020-11-07 | 11 | 0 | 1 | 0 | [6 empty] | 0 | 0 | 0 | 1 | Super Off Peak | 0 | 0 | 1 | Off Peak | 0 | 1 | Off Peak | 0 | 1 | Off Peak | 0 | 0 | 1 | Super Off Peak | 0 | 1 | 0 | Off Peak | 0 | 1 | 0 | Off Peak
2020 | 11 | 7 | 2020-11-07 | 12 | 0 | 1 | 0 | [6 empty] | 0 | 0 | 0 | 1 | Super Off Peak | 0 | 0 | 1 | Off Peak | 0 | 1 | Off Peak | 0 | 1 | Off Peak | 0 | 0 | 1 | Super Off Peak | 0 | 1 | 0 | Off Peak | 0 | 1 | 0 | Off Peak
2020 | 11 | 7 | 2020-11-07 | 13 | 0 | 1 | 0 | [6 empty] | 0 | 0 | 0 | 1 | Super Off Peak | 0 | 0 | 1 | Off Peak | 0 | 1 | Off Peak | 0 | 1 | Off Peak | 0 | 0 | 1 | Super Off Peak | 1 | 0 | 0 | On Peak | 0 | 1 | 0 | Off Peak
2020 | 11 | 7 | 2020-11-07 | 14 | 0 | 1 | 0 | [6 empty] | 0 | 0 | 0 | 1 | Super Off Peak | 0 | 0 | 1 | Off Peak | 0 | 1 | Off Peak | 0 | 1 | Off Peak | 0 | 0 | 1 | Super Off Peak | 1 | 0 | 0 | On Peak | 0 | 1 | 0 | Off Peak
2020 | 11 | 7 | 2020-11-07 | 15 | 0 | 1 | 0 | [6 empty] | 0 | 0 | 1 | 0 | Off Peak | 0 | 0 | 1 | Off Peak | 0 | 1 | Off Peak | 0 | 1 | Off Peak | 0 | 0 | 1 | Super Off Peak | 1 | 0 | 0 | On Peak | 0 | 1 | 0 | Off Peak
2020 | 11 | 7 | 2020-11-07 | 16 | 0 | 1 | 0 | [6 empty] | 0 | 0 | 1 | 0 | Off Peak | 0 | 0 | 1 | Off Peak | 0 | 1 | Off Peak | 0 | 1 | Off Peak | 0 | 0 | 1 | Super Off Peak | 1 | 0 | 0 | On Peak | 0 | 1 | 0 | Off Peak
2020 | 11 | 7 | 2020-11-07 | 17 | 0 | 1 | 0 | [6 empty] | 0 | 1 | 0 | 0 | On Peak | 0 | 0 | 1 | Off Peak | 0 | 1 | Off Peak | 0 | 1 | Off Peak | 0 | 0 | 1 | Super Off Peak | 1 | 0 | 0 | On Peak | 0 | 1 | 0 | Off Peak
2020 | 11 | 7 | 2020-11-07 | 18 | 0 | 1 | 0 | [6 empty] | 0 | 1 | 0 | 0 | On Peak | 0 | 0 | 1 | Off Peak | 0 | 1 | Off Peak | 0 | 1 | Off Peak | 0 | 0 | 1 | Super Off Peak | 1 | 0 | 0 | On Peak | 0 | 1 | 0 | Off Peak
2020 | 11 | 7 | 2020-11-07 | 19 | 0 | 1 | 0 | [6 empty] | 0 | 1 | 0 | 0 | On Peak | 0 | 0 | 1 | Off Peak | 0 | 1 | Off Peak | 0 | 1 | Off Peak | 0 | 0 | 1 | Super Off Peak | 1 | 0 | 0 | On Peak | 0 | 1 | 0 | Off Peak
2020 | 11 | 7 | 2020-11-07 | 20 | 0 | 1 | 0 | [6 empty] | 0 | 1 | 0 | 0 | On Peak | 0 | 0 | 1 | Off Peak | 0 | 1 | Off Peak | 0 | 1 | Off Peak | 0 | 0 | 1 | Super Off Peak | 1 | 0 | 0 | On Peak | 1 | 0 | 0 | On Peak
2020 | 11 | 7 | 2020-11-07 | 21 | 0 | 1 | 0 | [6 empty] | 0 | 1 | 0 | 0 | On Peak | 0 | 0 | 1 | Off Peak | 0 | 1 | Off Peak | 0 | 1 | Off Peak | 0 | 0 | 1 | Super Off Peak | 0 | 1 | 0 | Off Peak | 1 | 0 | 0 | On Peak
2020 | 11 | 7 | 2020-11-07 | 22 | 0 | 1 | 0 | [6 empty] | 0 | 0 | 1 | 0 | Off Peak | 0 | 0 | 1 | Off Peak | 0 | 1 | Off Peak | 0 | 1 | Off Peak | 0 | 0 | 1 | Super Off Peak | 0 | 1 | 0 | Off Peak | 1 | 0 | 0 | On Peak
2020 | 11 | 7 | 2020-11-07 | 23 | 0 | 1 | 0 | [6 empty] | 0 | 0 | 1 | 0 | Off Peak | 0 | 0 | 1 | Off Peak | 0 | 1 | Off Peak | 0 | 1 | Off Peak | 0 | 0 | 1 | Super Off Peak | 0 | 1 | 0 | Off Peak | 1 | 0 | 0 | On Peak
2020 | 11 | 7 | 2020-11-07 | 24 | 0 | 1 | 0 | [6 empty] | 0 | 0 | 1 | 0 | Off Peak | 0 | 0 | 1 | Off Peak | 0 | 1 | Off Peak | 0 | 1 | Off Peak | 0 | 0 | 1 | Super Off Peak | 0 | 1 | 0 | Off Peak | 1 | 0 | 0 | On Peak
2020 | 11 | 8 | 2020-11-08 | 1 | 0 | 1 | 0 | [6 empty] | 0 | 0 | 0 | 1 | Super Off Peak | 0 | 0 | 1 | Off Peak | 0 | 1 | Off Peak | 0 | 1 | Off Peak | 0 | 0 | 1 | Super Off Peak | 0 | 0 | 1 | Super Off Peak | 0 | 0 | 1 | Super Off Peak
2020 | 11 | 8 | 2020-11-08 | 2 | 0 | 1 | 0 | [6 empty] | 0 | 0 | 0 | 1 | Super Off Peak | 0 | 0 | 1 | Off Peak | 0 | 1 | Off Peak | 0 | 1 | Off Peak | 0 | 0 | 1 | Super Off Peak | 0 | 0 | 1 | Super Off Peak | 0 | 0 | 1 | Super Off Peak
2020 | 11 | 8 | 2020-11-08 | 3 | 0 | 1 | 0 | [6 empty] | 0 | 0 | 0 | 1 | Super Off Peak | 0 | 0 | 1 | Off Peak | 0 | 1 | Off Peak | 0 | 1 | Off Peak | 0 | 0 | 1 | Super Off Peak | 0 | 0 | 1 | Super Off Peak | 0 | 0 | 1 | Super Off Peak
2020 | 11 | 8 | 2020-11-08 | 4 | 0 | 1 | 0 | [6 empty] | 0 | 0 | 0 | 1 | Super Off Peak | 0 | 0 | 1 | Off Peak | 0 | 1 | Off Peak | 0 | 1 | Off Peak | 0 | 0 | 1 | Super Off Peak | 0 | 0 | 1 | Super Off Peak | 0 | 0 | 1 | Super Off Peak
2020 | 11 | 8 | 2020-11-08 | 5 | 0 | 1 | 0 | [6 empty] | 0 | 0 | 0 | 1 | Super Off Peak | 0 | 0 | 1 | Off Peak | 0 | 1 | Off Peak | 0 | 1 | Off Peak | 0 | 0 | 1 | Super Off Peak | 0 | 0 | 1 | Super Off Peak | 0 | 0 | 1 | Super Off Peak
2020 | 11 | 8 | 2020-11-08 | 6 | 0 | 1 | 0 | [6 empty] | 0 | 0 | 0 | 1 | Super Off Peak | 0 | 0 | 1 | Off Peak | 0 | 1 | Off Peak | 0 | 1 | Off Peak | 0 | 0 | 1 | Super Off Peak | 0 | 1 | 0 | Off Peak | 0 | 1 | 0 | Off Peak
2020 | 11 | 8 | 2020-11-08 | 7 | 0 | 1 | 0 | [6 empty] | 0 | 0 | 0 | 1 | Super Off Peak | 0 | 0 | 1 | Off Peak | 0 | 1 | Off Peak | 0 | 1 | Off Peak | 0 | 0 | 1 | Super Off Peak | 0 | 1 | 0 | Off Peak | 0 | 1 | 0 | Off Peak
2020 | 11 | 8 | 2020-11-08 | 8 | 0 | 1 | 0 | [6 empty] | 0 | 0 | 0 | 1 | Super Off Peak | 0 | 0 | 1 | Off Peak | 0 | 1 | Off Peak | 0 | 1 | Off Peak | 0 | 0 | 1 | Super Off Peak | 0 | 1 | 0 | Off Peak | 0 | 1 | 0 | Off Peak
2020 | 11 | 8 | 2020-11-08 | 9 | 0 | 1 | 0 | [6 empty] | 0 | 0 | 0 | 1 | Super Off Peak | 0 | 0 | 1 | Off Peak | 0 | 1 | Off Peak | 0 | 1 | Off Peak | 0 | 0 | 1 | Super Off Peak | 0 | 1 | 0 | Off Peak | 0 | 1 | 0 | Off Peak
2020 | 11 | 8 | 2020-11-08 | 10 | 0 | 1 | 0 | [6 empty] | 0 | 0 | 0 | 1 | Super Off Peak | 0 | 0 | 1 | Off Peak | 0 | 1 | Off Peak | 0 | 1 | Off Peak | 0 | 0 | 1 | Super Off Peak | 0 | 1 | 0 | Off Peak | 0 | 1 | 0 | Off Peak
2020 | 11 | 8 | 2020-11-08 | 11 | 0 | 1 | 0 | [6 empty] | 0 | 0 | 0 | 1 | Super Off Peak | 0 | 0 | 1 | Off Peak | 0 | 1 | Off Peak | 0 | 1 | Off Peak | 0 | 0 | 1 | Super Off Peak | 0 | 1 | 0 | Off Peak | 0 | 1 | 0 | Off Peak
2020 | 11 | 8 | 2020-11-08 | 12 | 0 | 1 | 0 | [6 empty] | 0 | 0 | 0 | 1 | Super Off Peak | 0 | 0 | 1 | Off Peak | 0 | 1 | Off Peak | 0 | 1 | Off Peak | 0 | 0 | 1 | Super Off Peak | 0 | 1 | 0 | Off Peak | 0 | 1 | 0 | Off Peak
2020 | 11 | 8 | 2020-11-08 | 13 | 0 | 1 | 0 | [6 empty] | 0 | 0 | 0 | 1 | Super Off Peak | 0 | 0 | 1 | Off Peak | 0 | 1 | Off Peak | 0 | 1 | Off Peak | 0 | 0 | 1 | Super Off Peak | 1 | 0 | 0 | On Peak | 0 | 1 | 0 | Off Peak
2020 | 11 | 8 | 2020-11-08 | 14 | 0 | 1 | 0 | [6 empty] | 0 | 0 | 0 | 1 | Super Off Peak | 0 | 0 | 1 | Off Peak | 0 | 1 | Off Peak | 0 | 1 | Off Peak | 0 | 0 | 1 | Super Off Peak | 1 | 0 | 0 | On Peak | 0 | 1 | 0 | Off Peak
2020 | 11 | 8 | 2020-11-08 | 15 | 0 | 1 | 0 | [6 empty] | 0 | 0 | 1 | 0 | Off Peak | 0 | 0 | 1 | Off Peak | 0 | 1 | Off Peak | 0 | 1 | Off Peak | 0 | 0 | 1 | Super Off Peak | 1 | 0 | 0 | On Peak | 0 | 1 | 0 | Off Peak
2020 | 11 | 8 | 2020-11-08 | 16 | 0 | 1 | 0 | [6 empty] | 0 | 0 | 1 | 0 | Off Peak | 0 | 0 | 1 | Off Peak | 0 | 1 | Off Peak | 0 | 1 | Off Peak | 0 | 0 | 1 | Super Off Peak | 1 | 0 | 0 | On Peak | 0 | 1 | 0 | Off Peak
2020 | 11 | 8 | 2020-11-08 | 17 | 0 | 1 | 0 | [6 empty] | 0 | 1 | 0 | 0 | On Peak | 0 | 0 | 1 | Off Peak | 0 | 1 | Off Peak | 0 | 1 | Off Peak | 0 | 0 | 1 | Super Off Peak | 1 | 0 | 0 | On Peak | 0 | 1 | 0 | Off Peak
2020 | 11 | 8 | 2020-11-08 | 18 | 0 | 1 | 0 | [6 empty] | 0 | 1 | 0 | 0 | On Peak | 0 | 0 | 1 | Off Peak | 0 | 1 | Off Peak | 0 | 1 | Off Peak | 0 | 0 | 1 | Super Off Peak | 1 | 0 | 0 | On Peak | 0 | 1 | 0 | Off Peak
2020 | 11 | 8 | 2020-11-08 | 19 | 0 | 1 | 0 | [6 empty] | 0 | 1 | 0 | 0 | On Peak | 0 | 0 | 1 | Off Peak | 0 | 1 | Off Peak | 0 | 1 | Off Peak | 0 | 0 | 1 | Super Off Peak | 1 | 0 | 0 | On Peak | 0 | 1 | 0 | Off Peak
2020 | 11 | 8 | 2020-11-08 | 20 | 0 | 1 | 0 | [6 empty] | 0 | 1 | 0 | 0 | On Peak | 0 | 0 | 1 | Off Peak | 0 | 1 | Off Peak | 0 | 1 | Off Peak | 0 | 0 | 1 | Super Off Peak | 1 | 0 | 0 | On Peak | 1 | 0 | 0 | On Peak
2020 | 11 | 8 | 2020-11-08 | 21 | 0 | 1 | 0 | [6 empty] | 0 | 1 | 0 | 0 | On Peak | 0 | 0 | 1 | Off Peak | 0 | 1 | Off Peak | 0 | 1 | Off Peak | 0 | 0 | 1 | Super Off Peak | 0 | 1 | 0 | Off Peak | 1 | 0 | 0 | On Peak
2020 | 11 | 8 | 2020-11-08 | 22 | 0 | 1 | 0 | [6 empty] | 0 | 0 | 1 | 0 | Off Peak | 0 | 0 | 1 | Off Peak | 0 | 1 | Off Peak | 0 | 1 | Off Peak | 0 | 0 | 1 | Super Off Peak | 0 | 1 | 0 | Off Peak | 1 | 0 | 0 | On Peak
2020 | 11 | 8 | 2020-11-08 | 23 | 0 | 1 | 0 | [6 empty] | 0 | 0 | 1 | 0 | Off Peak | 0 | 0 | 1 | Off Peak | 0 | 1 | Off Peak | 0 | 1 | Off Peak | 0 | 0 | 1 | Super Off Peak | 0 | 1 | 0 | Off Peak | 1 | 0 | 0 | On Peak
2020 | 11 | 8 | 2020-11-08 | 24 | 0 | 1 | 0 | [6 empty] | 0 | 0 | 1 | 0 | Off Peak | 0 | 0 | 1 | Off Peak | 0 | 1 | Off Peak | 0 | 1 | Off Peak | 0 | 0 | 1 | Super Off Peak | 0 | 1 | 0 | Off Peak | 1 | 0 | 0 | On Peak
2020 | 11 | 9 | 2020-11-09 | 1 | 0 | 0 | 0 | [6 empty] | 0 | 0 | 0 | 1 | Super Off Peak | 0 | 0 | 1 | Off Peak | 0 | 1 | Off Peak | 0 | 1 | Off Peak | 0 | 0 | 1 | Super Off Peak | 0 | 0 | 1 | Super Off Peak | 0 | 0 | 1 | Super Off Peak
2020 | 11 | 9 | 2020-11-09 | 2 | 0 | 0 | 0 | [6 empty] | 0 | 0 | 0 | 1 | Super Off Peak | 0 | 0 | 1 | Off Peak | 0 | 1 | Off Peak | 0 | 1 | Off Peak | 0 | 0 | 1 | Super Off Peak | 0 | 0 | 1 | Super Off Peak | 0 | 0 | 1 | Super Off Peak
2020 | 11 | 9 | 2020-11-09 | 3 | 0 | 0 | 0 | [6 empty] | 0 | 0 | 0 | 1 | Super Off Peak | 0 | 0 | 1 | Off Peak | 0 | 1 | Off Peak | 0 | 1 | Off Peak | 0 | 0 | 1 | Super Off Peak | 0 | 0 | 1 | Super Off Peak | 0 | 0 | 1 | Super Off Peak
2020 | 11 | 9 | 2020-11-09 | 4 | 0 | 0 | 0 | [6 empty] | 0 | 0 | 0 | 1 | Super Off Peak | 0 | 0 | 1 | Off Peak | 0 | 1 | Off Peak | 0 | 1 | Off Peak | 0 | 0 | 1 | Super Off Peak | 0 | 0 | 1 | Super Off Peak | 0 | 0 | 1 | Super Off Peak
2020 | 11 | 9 | 2020-11-09 | 5 | 0 | 0 | 0 | [6 empty] | 0 | 0 | 0 | 1 | Super Off Peak | 0 | 0 | 1 | Off Peak | 0 | 1 | Off Peak | 0 | 1 | Off Peak | 0 | 0 | 1 | Super Off Peak | 0 | 0 | 1 | Super Off Peak | 0 | 0 | 1 | Super Off Peak
2020 | 11 | 9 | 2020-11-09 | 6 | 0 | 0 | 0 | [6 empty] | 0 | 0 | 0 | 1 | Super Off Peak | 0 | 0 | 1 | Off Peak | 0 | 1 | Off Peak | 0 | 1 | Off Peak | 0 | 0 | 1 | Super Off Peak | 0 | 1 | 0 | Off Peak | 0 | 1 | 0 | Off Peak
2020 | 11 | 9 | 2020-11-09 | 7 | 0 | 0 | 0 | [6 empty] | 0 | 0 | 1 | 0 | Off Peak | 0 | 1 | 0 | Semi-Peak | 0 | 1 | Off Peak | 0 | 1 | Off Peak | 0 | 1 | 0 | Off Peak | 0 | 1 | 0 | Off Peak | 0 | 1 | 0 | Off Peak
2020 | 11 | 9 | 2020-11-09 | 8 | 0 | 0 | 0 | [6 empty] | 0 | 0 | 1 | 0 | Off Peak | 0 | 1 | 0 | Semi-Peak | 0 | 1 | Off Peak | 0 | 1 | Off Peak | 0 | 1 | 0 | Off Peak | 0 | 1 | 0 | Off Peak | 0 | 1 | 0 | Off Peak
2020 | 11 | 9 | 2020-11-09 | 9 | 0 | 0 | 0 | [6 empty] | 0 | 0 | 1 | 0 | Off Peak | 0 | 1 | 0 | Semi-Peak | 0 | 1 | Off Peak | 0 | 1 | Off Peak | 0 | 1 | 0 | Off Peak | 0 | 1 | 0 | Off Peak | 0 | 1 | 0 | Off Peak
2020 | 11 | 9 | 2020-11-09 | 10 | 0 | 0 | 0 | [6 empty] | 0 | 0 | 1 | 0 | Off Peak | 0 | 1 | 0 | Semi-Peak | 0 | 1 | Off Peak | 0 | 1 | Off Peak | 0 | 1 | 0 | Off Peak | 0 | 1 | 0 | Off Peak | 0 | 1 | 0 | Off Peak
2020 | 11 | 9 | 2020-11-09 | 11 | 0 | 0 | 0 | [6 empty] | 0 | 0 | 1 | 0 | Off Peak | 0 | 1 | 0 | Semi-Peak | 0 | 1 | Off Peak | 0 | 1 | Off Peak | 0 | 1 | 0 | Off Peak | 0 | 1 | 0 | Off Peak | 0 | 1 | 0 | Off Peak
2020 | 11 | 9 | 2020-11-09 | 12 | 0 | 0 | 0 | [6 empty] | 0 | 0 | 1 | 0 | Off Peak | 0 | 1 | 0 | Semi-Peak | 0 | 1 | Off Peak | 0 | 1 | Off Peak | 0 | 1 | 0 | Off Peak | 0 | 1 | 0 | Off Peak | 0 | 1 | 0 | Off Peak
2020 | 11 | 9 | 2020-11-09 | 13 | 0 | 0 | 0 | [6 empty] | 0 | 0 | 1 | 0 | Off Peak | 0 | 1 | 0 | Semi-Peak | 0 | 1 | Off Peak | 1 | 0 | On Peak | 0 | 1 | 0 | Off Peak | 1 | 0 | 0 | On Peak | 0 | 1 | 0 | Off Peak
2020 | 11 | 9 | 2020-11-09 | 14 | 0 | 0 | 0 | [6 empty] | 0 | 0 | 1 | 0 | Off Peak | 0 | 1 | 0 | Semi-Peak | 0 | 1 | Off Peak | 1 | 0 | On Peak | 0 | 1 | 0 | Off Peak | 1 | 0 | 0 | On Peak | 0 | 1 | 0 | Off Peak
2020 | 11 | 9 | 2020-11-09 | 15 | 0 | 0 | 0 | [6 empty] | 0 | 0 | 1 | 0 | Off Peak | 0 | 1 | 0 | Semi-Peak | 0 | 1 | Off Peak | 1 | 0 | On Peak | 0 | 1 | 0 | Off Peak | 1 | 0 | 0 | On Peak | 0 | 1 | 0 | Off Peak
2020 | 11 | 9 | 2020-11-09 | 16 | 0 | 0 | 0 | [6 empty] | 0 | 0 | 1 | 0 | Off Peak | 0 | 1 | 0 | Semi-Peak | 0 | 1 | Off Peak | 1 | 0 | On Peak | 0 | 1 | 0 | Off Peak | 1 | 0 | 0 | On Peak | 0 | 1 | 0 | Off Peak
2020 | 11 | 9 | 2020-11-09 | 17 | 0 | 0 | 0 | [6 empty] | 0 | 1 | 0 | 0 | On Peak | 0 | 1 | 0 | Semi-Peak | 1 | 0 | On Peak | 1 | 0 | On Peak | 0 | 1 | 0 | Off Peak | 1 | 0 | 0 | On Peak | 0 | 1 | 0 | Off Peak
2020 | 11 | 9 | 2020-11-09 | 18 | 0 | 0 | 0 | [6 empty] | 0 | 1 | 0 | 0 | On Peak | 1 | 0 | 0 | On Peak | 1 | 0 | On Peak | 1 | 0 | On Peak | 0 | 1 | 0 | Off Peak | 1 | 0 | 0 | On Peak | 0 | 1 | 0 | Off Peak
2020 | 11 | 9 | 2020-11-09 | 19 | 0 | 0 | 0 | [6 empty] | 0 | 1 | 0 | 0 | On Peak | 1 | 0 | 0 | On Peak | 1 | 0 | On Peak | 0 | 1 | Off Peak | 0 | 0 | 1 | Super Off Peak | 1 | 0 | 0 | On Peak | 0 | 1 | 0 | Off Peak
2020 | 11 | 9 | 2020-11-09 | 20 | 0 | 0 | 0 | [6 empty] | 0 | 1 | 0 | 0 | On Peak | 1 | 0 | 0 | On Peak | 1 | 0 | On Peak | 0 | 1 | Off Peak | 0 | 0 | 1 | Super Off Peak | 1 | 0 | 0 | On Peak | 1 | 0 | 0 | On Peak
2020 | 11 | 9 | 2020-11-09 | 21 | 0 | 0 | 0 | [6 empty] | 0 | 1 | 0 | 0 | On Peak | 0 | 1 | 0 | Semi-Peak | 1 | 0 | On Peak | 0 | 1 | Off Peak | 0 | 0 | 1 | Super Off Peak | 0 | 1 | 0 | Off Peak | 1 | 0 | 0 | On Peak
2020 | 11 | 9 | 2020-11-09 | 22 | 0 | 0 | 0 | [6 empty] | 0 | 0 | 1 | 0 | Off Peak | 0 | 1 | 0 | Semi-Peak | 0 | 1 | Off Peak | 0 | 1 | Off Peak | 0 | 0 | 1 | Super Off Peak | 0 | 1 | 0 | Off Peak | 1 | 0 | 0 | On Peak
2020 | 11 | 9 | 2020-11-09 | 23 | 0 | 0 | 0 | [6 empty] | 0 | 0 | 1 | 0 | Off Peak | 0 | 0 | 1 | Off Peak | 0 | 1 | Off Peak | 0 | 1 | Off Peak | 0 | 0 | 1 | Super Off Peak | 0 | 1 | 0 | Off Peak | 1 | 0 | 0 | On Peak
2020 | 11 | 9 | 2020-11-09 | 24 | 0 | 0 | 0 | [6 empty] | 0 | 0 | 1 | 0 | Off Peak | 0 | 0 | 1 | Off Peak | 0 | 1 | Off Peak | 0 | 1 | Off Peak | 0 | 0 | 1 | Super Off Peak | 0 | 1 | 0 | Off Peak | 1 | 0 | 0 | On Peak
2020 | 11 | 10 | 2020-11-10 | 1 | 0 | 0 | 0 | [6 empty] | 0 | 0 | 0 | 1 | Super Off Peak | 0 | 0 | 1 | Off Peak | 0 | 1 | Off Peak | 0 | 1 | Off Peak | 0 | 0 | 1 | Super Off Peak | 0 | 0 | 1 | Super Off Peak | 0 | 0 | 1 | Super Off Peak
2020 | 11 | 10 | 2020-11-10 | 2 | 0 | 0 | 0 | [6 empty] | 0 | 0 | 0 | 1 | Super Off Peak | 0 | 0 | 1 | Off Peak | 0 | 1 | Off Peak | 0 | 1 | Off Peak | 0 | 0 | 1 | Super Off Peak | 0 | 0 | 1 | Super Off Peak | 0 | 0 | 1 | Super Off Peak
2020 | 11 | 10 | 2020-11-10 | 3 | 0 | 0 | 0 | [6 empty] | 0 | 0 | 0 | 1 | Super Off Peak | 0 | 0 | 1 | Off Peak | 0 | 1 | Off Peak | 0 | 1 | Off Peak | 0 | 0 | 1 | Super Off Peak | 0 | 0 | 1 | Super Off Peak | 0 | 0 | 1 | Super Off Peak
2020 | 11 | 10 | 2020-11-10 | 4 | 0 | 0 | 0 | [6 empty] | 0 | 0 | 0 | 1 | Super Off Peak | 0 | 0 | 1 | Off Peak | 0 | 1 | Off Peak | 0 | 1 | Off Peak | 0 | 0 | 1 | Super Off Peak | 0 | 0 | 1 | Super Off Peak | 0 | 0 | 1 | Super Off Peak
2020 | 11 | 10 | 2020-11-10 | 5 | 0 | 0 | 0 | [6 empty] | 0 | 0 | 0 | 1 | Super Off Peak | 0 | 0 | 1 | Off Peak | 0 | 1 | Off Peak | 0 | 1 | Off Peak | 0 | 0 | 1 | Super Off Peak | 0 | 0 | 1 | Super Off Peak | 0 | 0 | 1 | Super Off Peak
2020 | 11 | 10 | 2020-11-10 | 6 | 0 | 0 | 0 | [6 empty] | 0 | 0 | 0 | 1 | Super Off Peak | 0 | 0 | 1 | Off Peak | 0 | 1 | Off Peak | 0 | 1 | Off Peak | 0 | 0 | 1 | Super Off Peak | 0 | 1 | 0 | Off Peak | 0 | 1 | 0 | Off Peak
2020 | 11 | 10 | 2020-11-10 | 7 | 0 | 0 | 0 | [6 empty] | 0 | 0 | 1 | 0 | Off Peak | 0 | 1 | 0 | Semi-Peak | 0 | 1 | Off Peak | 0 | 1 | Off Peak | 0 | 1 | 0 | Off Peak | 0 | 1 | 0 | Off Peak | 0 | 1 | 0 | Off Peak
2020 | 11 | 10 | 2020-11-10 | 8 | 0 | 0 | 0 | [6 empty] | 0 | 0 | 1 | 0 | Off Peak | 0 | 1 | 0 | Semi-Peak | 0 | 1 | Off Peak | 0 | 1 | Off Peak | 0 | 1 | 0 | Off Peak | 0 | 1 | 0 | Off Peak | 0 | 1 | 0 | Off Peak
2020 | 11 | 10 | 2020-11-10 | 9 | 0 | 0 | 0 | [6 empty] | 0 | 0 | 1 | 0 | Off Peak | 0 | 1 | 0 | Semi-Peak | 0 | 1 | Off Peak | 0 | 1 | Off Peak | 0 | 1 | 0 | Off Peak | 0 | 1 | 0 | Off Peak | 0 | 1 | 0 | Off Peak
2020 | 11 | 10 | 2020-11-10 | 10 | 0 | 0 | 0 | [6 empty] | 0 | 0 | 1 | 0 | Off Peak | 0 | 1 | 0 | Semi-Peak | 0 | 1 | Off Peak | 0 | 1 | Off Peak | 0 | 1 | 0 | Off Peak | 0 | 1 | 0 | Off Peak | 0 | 1 | 0 | Off Peak
2020 | 11 | 10 | 2020-11-10 | 11 | 0 | 0 | 0 | [6 empty] | 0 | 0 | 1 | 0 | Off Peak | 0 | 1 | 0 | Semi-Peak | 0 | 1 | Off Peak | 0 | 1 | Off Peak | 0 | 1 | 0 | Off Peak | 0 | 1 | 0 | Off Peak | 0 | 1 | 0 | Off Peak
2020 | 11 | 10 | 2020-11-10 | 12 | 0 | 0 | 0 | [6 empty] | 0 | 0 | 1 | 0 | Off Peak | 0 | 1 | 0 | Semi-Peak | 0 | 1 | Off Peak | 0 | 1 | Off Peak | 0 | 1 | 0 | Off Peak | 0 | 1 | 0 | Off Peak | 0 | 1 | 0 | Off Peak
2020 | 11 | 10 | 2020-11-10 | 13 | 0 | 0 | 0 | [6 empty] | 0 | 0 | 1 | 0 | Off Peak | 0 | 1 | 0 | Semi-Peak | 0 | 1 | Off Peak | 1 | 0 | On Peak | 0 | 1 | 0 | Off Peak | 1 | 0 | 0 | On Peak | 0 | 1 | 0 | Off Peak
2020 | 11 | 10 | 2020-11-10 | 14 | 0 | 0 | 0 | [6 empty] | 0 | 0 | 1 | 0 | Off Peak | 0 | 1 | 0 | Semi-Peak | 0 | 1 | Off Peak | 1 | 0 | On Peak | 0 | 1 | 0 | Off Peak | 1 | 0 | 0 | On Peak | 0 | 1 | 0 | Off Peak
2020 | 11 | 10 | 2020-11-10 | 15 | 0 | 0 | 0 | [6 empty] | 0 | 0 | 1 | 0 | Off Peak | 0 | 1 | 0 | Semi-Peak | 0 | 1 | Off Peak | 1 | 0 | On Peak | 0 | 1 | 0 | Off Peak | 1 | 0 | 0 | On Peak | 0 | 1 | 0 | Off Peak
2020 | 11 | 10 | 2020-11-10 | 16 | 0 | 0 | 0 | [6 empty] | 0 | 0 | 1 | 0 | Off Peak | 0 | 1 | 0 | Semi-Peak | 0 | 1 | Off Peak | 1 | 0 | On Peak | 0 | 1 | 0 | Off Peak | 1 | 0 | 0 | On Peak | 0 | 1 | 0 | Off Peak
2020 | 11 | 10 | 2020-11-10 | 17 | 0 | 0 | 0 | [6 empty] | 0 | 1 | 0 | 0 | On Peak | 0 | 1 | 0 | Semi-Peak | 1 | 0 | On Peak | 1 | 0 | On Peak | 0 | 1 | 0 | Off Peak | 1 | 0 | 0 | On Peak | 0 | 1 | 0 | Off Peak
2020 | 11 | 10 | 2020-11-10 | 18 | 0 | 0 | 0 | [6 empty] | 0 | 1 | 0 | 0 | On Peak | 1 | 0 | 0 | On Peak | 1 | 0 | On Peak | 1 | 0 | On Peak | 0 | 1 | 0 | Off Peak | 1 | 0 | 0 | On Peak | 0 | 1 | 0 | Off Peak
2020 | 11 | 10 | 2020-11-10 | 19 | 0 | 0 | 0 | [6 empty] | 0 | 1 | 0 | 0 | On Peak | 1 | 0 | 0 | On Peak | 1 | 0 | On Peak | 0 | 1 | Off Peak | 0 | 0 | 1 | Super Off Peak | 1 | 0 | 0 | On Peak | 0 | 1 | 0 | Off Peak
2020 | 11 | 10 | 2020-11-10 | 20 | 0 | 0 | 0 | [6 empty] | 0 | 1 | 0 | 0 | On Peak | 1 | 0 | 0 | On Peak | 1 | 0 | On Peak | 0 | 1 | Off Peak | 0 | 0 | 1 | Super Off Peak | 1 | 0 | 0 | On Peak | 1 | 0 | 0 | On Peak
2020 | 11 | 10 | 2020-11-10 | 21 | 0 | 0 | 0 | [6 empty] | 0 | 1 | 0 | 0 | On Peak | 0 | 1 | 0 | Semi-Peak | 1 | 0 | On Peak | 0 | 1 | Off Peak | 0 | 0 | 1 | Super Off Peak | 0 | 1 | 0 | Off Peak | 1 | 0 | 0 | On Peak
2020 | 11 | 10 | 2020-11-10 | 22 | 0 | 0 | 0 | [6 empty] | 0 | 0 | 1 | 0 | Off Peak | 0 | 1 | 0 | Semi-Peak | 0 | 1 | Off Peak | 0 | 1 | Off Peak | 0 | 0 | 1 | Super Off Peak | 0 | 1 | 0 | Off Peak | 1 | 0 | 0 | On Peak
2020 | 11 | 10 | 2020-11-10 | 23 | 0 | 0 | 0 | [6 empty] | 0 | 0 | 1 | 0 | Off Peak | 0 | 0 | 1 | Off Peak | 0 | 1 | Off Peak | 0 | 1 | Off Peak | 0 | 0 | 1 | Super Off Peak | 0 | 1 | 0 | Off Peak | 1 | 0 | 0 | On Peak
2020 | 11 | 10 | 2020-11-10 | 24 | 0 | 0 | 0 | [6 empty] | 0 | 0 | 1 | 0 | Off Peak | 0 | 0 | 1 | Off Peak | 0 | 1 | Off Peak | 0 | 1 | Off Peak | 0 | 0 | 1 | Super Off Peak | 0 | 1 | 0 | Off Peak | 1 | 0 | 0 | On Peak
2020 | 11 | 11 | 2020-11-11 | 1 | 0 | 0 | 1 | [6 empty] | 0 | 0 | 0 | 1 | Super Off Peak | 0 | 0 | 1 | Off Peak | 0 | 1 | Off Peak | 0 | 1 | Off Peak | 0 | 0 | 1 | Super Off Peak | 0 | 0 | 1 | Super Off Peak | 0 | 0 | 1 | Super Off Peak
2020 | 11 | 11 | 2020-11-11 | 2 | 0 | 0 | 1 | [6 empty] | 0 | 0 | 0 | 1 | Super Off Peak | 0 | 0 | 1 | Off Peak | 0 | 1 | Off Peak | 0 | 1 | Off Peak | 0 | 0 | 1 | Super Off Peak | 0 | 0 | 1 | Super Off Peak | 0 | 0 | 1 | Super Off Peak
2020 | 11 | 11 | 2020-11-11 | 3 | 0 | 0 | 1 | [6 empty] | 0 | 0 | 0 | 1 | Super Off Peak | 0 | 0 | 1 | Off Peak | 0 | 1 | Off Peak | 0 | 1 | Off Peak | 0 | 0 | 1 | Super Off Peak | 0 | 0 | 1 | Super Off Peak | 0 | 0 | 1 | Super Off Peak
2020 | 11 | 11 | 2020-11-11 | 4 | 0 | 0 | 1 | [6 empty] | 0 | 0 | 0 | 1 | Super Off Peak | 0 | 0 | 1 | Off Peak | 0 | 1 | Off Peak | 0 | 1 | Off Peak | 0 | 0 | 1 | Super Off Peak | 0 | 0 | 1 | Super Off Peak | 0 | 0 | 1 | Super Off Peak
2020 | 11 | 11 | 2020-11-11 | 5 | 0 | 0 | 1 | [6 empty] | 0 | 0 | 0 | 1 | Super Off Peak | 0 | 0 | 1 | Off Peak | 0 | 1 | Off Peak | 0 | 1 | Off Peak | 0 | 0 | 1 | Super Off Peak | 0 | 0 | 1 | Super Off Peak | 0 | 0 | 1 | Super Off Peak
2020 | 11 | 11 | 2020-11-11 | 6 | 0 | 0 | 1 | [6 empty] | 0 | 0 | 0 | 1 | Super Off Peak | 0 | 0 | 1 | Off Peak | 0 | 1 | Off Peak | 0 | 1 | Off Peak | 0 | 0 | 1 | Super Off Peak | 0 | 1 | 0 | Off Peak | 0 | 1 | 0 | Off Peak
2020 | 11 | 11 | 2020-11-11 | 7 | 0 | 0 | 1 | [6 empty] | 0 | 0 | 0 | 1 | Super Off Peak | 0 | 0 | 1 | Off Peak | 0 | 1 | Off Peak | 0 | 1 | Off Peak | 0 | 0 | 1 | Super Off Peak | 0 | 1 | 0 | Off Peak | 0 | 1 | 0 | Off Peak
2020 | 11 | 11 | 2020-11-11 | 8 | 0 | 0 | 1 | [6 empty] | 0 | 0 | 0 | 1 | Super Off Peak | 0 | 0 | 1 | Off Peak | 0 | 1 | Off Peak | 0 | 1 | Off Peak | 0 | 0 | 1 | Super Off Peak | 0 | 1 | 0 | Off Peak | 0 | 1 | 0 | Off Peak
2020 | 11 | 11 | 2020-11-11 | 9 | 0 | 0 | 1 | [6 empty] | 0 | 0 | 0 | 1 | Super Off Peak | 0 | 0 | 1 | Off Peak | 0 | 1 | Off Peak | 0 | 1 | Off Peak | 0 | 0 | 1 | Super Off Peak | 0 | 1 | 0 | Off Peak | 0 | 1 | 0 | Off Peak
2020 | 11 | 11 | 2020-11-11 | 10 | 0 | 0 | 1 | [6 empty] | 0 | 0 | 0 | 1 | Super Off Peak | 0 | 0 | 1 | Off Peak | 0 | 1 | Off Peak | 0 | 1 | Off Peak | 0 | 0 | 1 | Super Off Peak | 0 | 1 | 0 | Off Peak | 0 | 1 | 0 | Off Peak
2020 | 11 | 11 | 2020-11-11 | 11 | 0 | 0 | 1 | [6 empty] | 0 | 0 | 0 | 1 | Super Off Peak | 0 | 0 | 1 | Off Peak | 0 | 1 | Off Peak | 0 | 1 | Off Peak | 0 | 0 | 1 | Super Off Peak | 0 | 1 | 0 | Off Peak | 0 | 1 | 0 | Off Peak
2020 | 11 | 11 | 2020-11-11 | 12 | 0 | 0 | 1 | [6 empty] | 0 | 0 | 0 | 1 | Super Off Peak | 0 | 0 | 1 | Off Peak | 0 | 1 | Off Peak | 0 | 1 | Off Peak | 0 | 0 | 1 | Super Off Peak | 0 | 1 | 0 | Off Peak | 0 | 1 | 0 | Off Peak
2020 | 11 | 11 | 2020-11-11 | 13 | 0 | 0 | 1 | [6 empty] | 0 | 0 | 0 | 1 | Super Off Peak | 0 | 0 | 1 | Off Peak | 0 | 1 | Off Peak | 0 | 1 | Off Peak | 0 | 0 | 1 | Super Off Peak | 1 | 0 | 0 | On Peak | 0 | 1 | 0 | Off Peak
2020 | 11 | 11 | 2020-11-11 | 14 | 0 | 0 | 1 | [6 empty] | 0 | 0 | 0 | 1 | Super Off Peak | 0 | 0 | 1 | Off Peak | 0 | 1 | Off Peak | 0 | 1 | Off Peak | 0 | 0 | 1 | Super Off Peak | 1 | 0 | 0 | On Peak | 0 | 1 | 0 | Off Peak
2020 | 11 | 11 | 2020-11-11 | 15 | 0 | 0 | 1 | [6 empty] | 0 | 0 | 1 | 0 | Off Peak | 0 | 0 | 1 | Off Peak | 0 | 1 | Off Peak | 0 | 1 | Off Peak | 0 | 0 | 1 | Super Off Peak | 1 | 0 | 0 | On Peak | 0 | 1 | 0 | Off Peak
2020 | 11 | 11 | 2020-11-11 | 16 | 0 | 0 | 1 | [6 empty] | 0 | 0 | 1 | 0 | Off Peak | 0 | 0 | 1 | Off Peak | 0 | 1 | Off Peak | 0 | 1 | Off Peak | 0 | 0 | 1 | Super Off Peak | 1 | 0 | 0 | On Peak | 0 | 1 | 0 | Off Peak
2020 | 11 | 11 | 2020-11-11 | 17 | 0 | 0 | 1 | [6 empty] | 0 | 1 | 0 | 0 | On Peak | 0 | 0 | 1 | Off Peak | 0 | 1 | Off Peak | 0 | 1 | Off Peak | 0 | 0 | 1 | Super Off Peak | 1 | 0 | 0 | On Peak | 0 | 1 | 0 | Off Peak
2020 | 11 | 11 | 2020-11-11 | 18 | 0 | 0 | 1 | [6 empty] | 0 | 1 | 0 | 0 | On Peak | 0 | 0 | 1 | Off Peak | 0 | 1 | Off Peak | 0 | 1 | Off Peak | 0 | 0 | 1 | Super Off Peak | 1 | 0 | 0 | On Peak | 0 | 1 | 0 | Off Peak
2020 | 11 | 11 | 2020-11-11 | 19 | 0 | 0 | 1 | [6 empty] | 0 | 1 | 0 | 0 | On Peak | 0 | 0 | 1 | Off Peak | 0 | 1 | Off Peak | 0 | 1 | Off Peak | 0 | 0 | 1 | Super Off Peak | 1 | 0 | 0 | On Peak | 0 | 1 | 0 | Off Peak
2020 | 11 | 11 | 2020-11-11 | 20 | 0 | 0 | 1 | [6 empty] | 0 | 1 | 0 | 0 | On Peak | 0 | 0 | 1 | Off Peak | 0 | 1 | Off Peak | 0 | 1 | Off Peak | 0 | 0 | 1 | Super Off Peak | 1 | 0 | 0 | On Peak | 0 | 1 | 0 | Off Peak
2020 | 11 | 11 | 2020-11-11 | 21 | 0 | 0 | 1 | [6 empty] | 0 | 1 | 0 | 0 | On Peak | 0 | 0 | 1 | Off Peak | 0 | 1 | Off Peak | 0 | 1 | Off Peak | 0 | 0 | 1 | Super Off Peak | 0 | 1 | 0 | Off Peak | 0 | 1 | 0 | Off Peak
2020 | 11 | 11 | 2020-11-11 | 22 | 0 | 0 | 1 | [6 empty] | 0 | 0 | 1 | 0 | Off Peak | 0 | 0 | 1 | Off Peak | 0 | 1 | Off Peak | 0 | 1 | Off Peak | 0 | 0 | 1 | Super Off Peak | 0 | 1 | 0 | Off Peak | 0 | 1 | 0 | Off Peak
2020 | 11 | 11 | 2020-11-11 | 23 | 0 | 0 | 1 | [6 empty] | 0 | 0 | 1 | 0 | Off Peak | 0 | 0 | 1 | Off Peak | 0 | 1 | Off Peak | 0 | 1 | Off Peak | 0 | 0 | 1 | Super Off Peak | 0 | 1 | 0 | Off Peak | 0 | 1 | 0 | Off Peak
2020 | 11 | 11 | 2020-11-11 | 24 | 0 | 0 | 1 | [6 empty] | 0 | 0 | 1 | 0 | Off Peak | 0 | 0 | 1 | Off Peak | 0 | 1 | Off Peak | 0 | 1 | Off Peak | 0 | 0 | 1 | Super Off Peak | 0 | 1 | 0 | Off Peak | 0 | 1 | 0 | Off Peak
2020 | 11 | 12 | 2020-11-12 | 1 | 0 | 0 | 0 | [6 empty] | 0 | 0 | 0 | 1 | Super Off Peak | 0 | 0 | 1 | Off Peak | 0 | 1 | Off Peak | 0 | 1 | Off Peak | 0 | 0 | 1 | Super Off Peak | 0 | 0 | 1 | Super Off Peak | 0 | 0 | 1 | Super Off Peak
2020 | 11 | 12 | 2020-11-12 | 2 | 0 | 0 | 0 | [6 empty] | 0 | 0 | 0 | 1 | Super Off Peak | 0 | 0 | 1 | Off Peak | 0 | 1 | Off Peak | 0 | 1 | Off Peak | 0 | 0 | 1 | Super Off Peak | 0 | 0 | 1 | Super Off Peak | 0 | 0 | 1 | Super Off Peak
2020 | 11 | 12 | 2020-11-12 | 3 | 0 | 0 | 0 | [6 empty] | 0 | 0 | 0 | 1 | Super Off Peak | 0 | 0 | 1 | Off Peak | 0 | 1 | Off Peak | 0 | 1 | Off Peak | 0 | 0 | 1 | Super Off Peak | 0 | 0 | 1 | Super Off Peak | 0 | 0 | 1 | Super Off Peak
2020 | 11 | 12 | 2020-11-12 | 4 | 0 | 0 | 0 | [6 empty] | 0 | 0 | 0 | 1 | Super Off Peak | 0 | 0 | 1 | Off Peak | 0 | 1 | Off Peak | 0 | 1 | Off Peak | 0 | 0 | 1 | Super Off Peak | 0 | 0 | 1 | Super Off Peak | 0 | 0 | 1 | Super Off Peak
2020 | 11 | 12 | 2020-11-12 | 5 | 0 | 0 | 0 | [6 empty] | 0 | 0 | 0 | 1 | Super Off Peak | 0 | 0 | 1 | Off Peak | 0 | 1 | Off Peak | 0 | 1 | Off Peak | 0 | 0 | 1 | Super Off Peak | 0 | 0 | 1 | Super Off Peak | 0 | 0 | 1 | Super Off Peak
2020 | 11 | 12 | 2020-11-12 | 6 | 0 | 0 | 0 | [6 empty] | 0 | 0 | 0 | 1 | Super Off Peak | 0 | 0 | 1 | Off Peak | 0 | 1 | Off Peak | 0 | 1 | Off Peak | 0 | 0 | 1 | Super Off Peak | 0 | 1 | 0 | Off Peak | 0 | 1 | 0 | Off Peak
2020 | 11 | 12 | 2020-11-12 | 7 | 0 | 0 | 0 | [6 empty] | 0 | 0 | 1 | 0 | Off Peak | 0 | 1 | 0 | Semi-Peak | 0 | 1 | Off Peak | 0 | 1 | Off Peak | 0 | 1 | 0 | Off Peak | 0 | 1 | 0 | Off Peak | 0 | 1 | 0 | Off Peak
2020 | 11 | 12 | 2020-11-12 | 8 | 0 | 0 | 0 | [6 empty] | 0 | 0 | 1 | 0 | Off Peak | 0 | 1 | 0 | Semi-Peak | 0 | 1 | Off Peak | 0 | 1 | Off Peak | 0 | 1 | 0 | Off Peak | 0 | 1 | 0 | Off Peak | 0 | 1 | 0 | Off Peak
2020 | 11 | 12 | 2020-11-12 | 9 | 0 | 0 | 0 | [6 empty] | 0 | 0 | 1 | 0 | Off Peak | 0 | 1 | 0 | Semi-Peak | 0 | 1 | Off Peak | 0 | 1 | Off Peak | 0 | 1 | 0 | Off Peak | 0 | 1 | 0 | Off Peak | 0 | 1 | 0 | Off Peak
2020 | 11 | 12 | 2020-11-12 | 10 | 0 | 0 | 0 | [6 empty] | 0 | 0 | 1 | 0 | Off Peak | 0 | 1 | 0 | Semi-Peak | 0 | 1 | Off Peak | 0 | 1 | Off Peak | 0 | 1 | 0 | Off Peak | 0 | 1 | 0 | Off Peak | 0 | 1 | 0 | Off Peak
2020 | 11 | 12 | 2020-11-12 | 11 | 0 | 0 | 0 | [6 empty] | 0 | 0 | 1 | 0 | Off Peak | 0 | 1 | 0 | Semi-Peak | 0 | 1 | Off Peak | 0 | 1 | Off Peak | 0 | 1 | 0 | Off Peak | 0 | 1 | 0 | Off Peak | 0 | 1 | 0 | Off Peak
2020 | 11 | 12 | 2020-11-12 | 12 | 0 | 0 | 0 | [6 empty] | 0 | 0 | 1 | 0 | Off Peak | 0 | 1 | 0 | Semi-Peak | 0 | 1 | Off Peak | 0 | 1 | Off Peak | 0 | 1 | 0 | Off Peak | 0 | 1 | 0 | Off Peak | 0 | 1 | 0 | Off Peak
2020 | 11 | 12 | 2020-11-12 | 13 | 0 | 0 | 0 | [6 empty] | 0 | 0 | 1 | 0 | Off Peak | 0 | 1 | 0 | Semi-Peak | 0 | 1 | Off Peak | 1 | 0 | On Peak | 0 | 1 | 0 | Off Peak | 1 | 0 | 0 | On Peak | 0 | 1 | 0 | Off Peak
2020 | 11 | 12 | 2020-11-12 | 14 | 0 | 0 | 0 | [6 empty] | 0 | 0 | 1 | 0 | Off Peak | 0 | 1 | 0 | Semi-Peak | 0 | 1 | Off Peak | 1 | 0 | On Peak | 0 | 1 | 0 | Off Peak | 1 | 0 | 0 | On Peak | 0 | 1 | 0 | Off Peak
2020 | 11 | 12 | 2020-11-12 | 15 | 0 | 0 | 0 | [6 empty] | 0 | 0 | 1 | 0 | Off Peak | 0 | 1 | 0 | Semi-Peak | 0 | 1 | Off Peak | 1 | 0 | On Peak | 0 | 1 | 0 | Off Peak | 1 | 0 | 0 | On Peak | 0 | 1 | 0 | Off Peak
2020 | 11 | 12 | 2020-11-12 | 16 | 0 | 0 | 0 | [6 empty] | 0 | 0 | 1 | 0 | Off Peak | 0 | 1 | 0 | Semi-Peak | 0 | 1 | Off Peak | 1 | 0 | On Peak | 0 | 1 | 0 | Off Peak | 1 | 0 | 0 | On Peak | 0 | 1 | 0 | Off Peak
2020 | 11 | 12 | 2020-11-12 | 17 | 0 | 0 | 0 | [6 empty] | 0 | 1 | 0 | 0 | On Peak | 0 | 1 | 0 | Semi-Peak | 1 | 0 | On Peak | 1 | 0 | On Peak | 0 | 1 | 0 | Off Peak | 1 | 0 | 0 | On Peak | 0 | 1 | 0 | Off Peak
2020 | 11 | 12 | 2020-11-12 | 18 | 0 | 0 | 0 | [6 empty] | 0 | 1 | 0 | 0 | On Peak | 1 | 0 | 0 | On Peak | 1 | 0 | On Peak | 1 | 0 | On Peak | 0 | 1 | 0 | Off Peak | 1 | 0 | 0 | On Peak | 0 | 1 | 0 | Off Peak
2020 | 11 | 12 | 2020-11-12 | 19 | 0 | 0 | 0 | [6 empty] | 0 | 1 | 0 | 0 | On Peak | 1 | 0 | 0 | On Peak | 1 | 0 | On Peak | 0 | 1 | Off Peak | 0 | 0 | 1 | Super Off Peak | 1 | 0 | 0 | On Peak | 0 | 1 | 0 | Off Peak
2020 | 11 | 12 | 2020-11-12 | 20 | 0 | 0 | 0 | [6 empty] | 0 | 1 | 0 | 0 | On Peak | 1 | 0 | 0 | On Peak | 1 | 0 | On Peak | 0 | 1 | Off Peak | 0 | 0 | 1 | Super Off Peak | 1 | 0 | 0 | On Peak | 1 | 0 | 0 | On Peak
2020 | 11 | 12 | 2020-11-12 | 21 | 0 | 0 | 0 | [6 empty] | 0 | 1 | 0 | 0 | On Peak | 0 | 1 | 0 | Semi-Peak | 1 | 0 | On Peak | 0 | 1 | Off Peak | 0 | 0 | 1 | Super Off Peak | 0 | 1 | 0 | Off Peak | 1 | 0 | 0 | On Peak
2020 | 11 | 12 | 2020-11-12 | 22 | 0 | 0 | 0 | [6 empty] | 0 | 0 | 1 | 0 | Off Peak | 0 | 1 | 0 | Semi-Peak | 0 | 1 | Off Peak | 0 | 1 | Off Peak | 0 | 0 | 1 | Super Off Peak | 0 | 1 | 0 | Off Peak | 1 | 0 | 0 | On Peak
2020 | 11 | 12 | 2020-11-12 | 23 | 0 | 0 | 0 | [6 empty] | 0 | 0 | 1 | 0 | Off Peak | 0 | 0 | 1 | Off Peak | 0 | 1 | Off Peak | 0 | 1 | Off Peak | 0 | 0 | 1 | Super Off Peak | 0 | 1 | 0 | Off Peak | 1 | 0 | 0 | On Peak
2020 | 11 | 12 | 2020-11-12 | 24 | 0 | 0 | 0 | [6 empty] | 0 | 0 | 1 | 0 | Off Peak | 0 | 0 | 1 | Off Peak | 0 | 1 | Off Peak | 0 | 1 | Off Peak | 0 | 0 | 1 | Super Off Peak | 0 | 1 | 0 | Off Peak | 1 | 0 | 0 | On Peak
2020 | 11 | 13 | 2020-11-13 | 1 | 0 | 0 | 0 | [6 empty] | 0 | 0 | 0 | 1 | Super Off Peak | 0 | 0 | 1 | Off Peak | 0 | 1 | Off Peak | 0 | 1 | Off Peak | 0 | 0 | 1 | Super Off Peak | 0 | 0 | 1 | Super Off Peak | 0 | 0 | 1 | Super Off Peak
2020 | 11 | 13 | 2020-11-13 | 2 | 0 | 0 | 0 | [6 empty] | 0 | 0 | 0 | 1 | Super Off Peak | 0 | 0 | 1 | Off Peak | 0 | 1 | Off Peak | 0 | 1 | Off Peak | 0 | 0 | 1 | Super Off Peak | 0 | 0 | 1 | Super Off Peak | 0 | 0 | 1 | Super Off Peak
2020 | 11 | 13 | 2020-11-13 | 3 | 0 | 0 | 0 | [6 empty] | 0 | 0 | 0 | 1 | Super Off Peak | 0 | 0 | 1 | Off Peak | 0 | 1 | Off Peak | 0 | 1 | Off Peak | 0 | 0 | 1 | Super Off Peak | 0 | 0 | 1 | Super Off Peak | 0 | 0 | 1 | Super Off Peak
2020 | 11 | 13 | 2020-11-13 | 4 | 0 | 0 | 0 | [6 empty] | 0 | 0 | 0 | 1 | Super Off Peak | 0 | 0 | 1 | Off Peak | 0 | 1 | Off Peak | 0 | 1 | Off Peak | 0 | 0 | 1 | Super Off Peak | 0 | 0 | 1 | Super Off Peak | 0 | 0 | 1 | Super Off Peak
2020 | 11 | 13 | 2020-11-13 | 5 | 0 | 0 | 0 | [6 empty] | 0 | 0 | 0 | 1 | Super Off Peak | 0 | 0 | 1 | Off Peak | 0 | 1 | Off Peak | 0 | 1 | Off Peak | 0 | 0 | 1 | Super Off Peak | 0 | 0 | 1 | Super Off Peak | 0 | 0 | 1 | Super Off Peak
2020 | 11 | 13 | 2020-11-13 | 6 | 0 | 0 | 0 | [6 empty] | 0 | 0 | 0 | 1 | Super Off Peak | 0 | 0 | 1 | Off Peak | 0 | 1 | Off Peak | 0 | 1 | Off Peak | 0 | 0 | 1 | Super Off Peak | 0 | 1 | 0 | Off Peak | 0 | 1 | 0 | Off Peak
2020 | 11 | 13 | 2020-11-13 | 7 | 0 | 0 | 0 | [6 empty] | 0 | 0 | 1 | 0 | Off Peak | 0 | 1 | 0 | Semi-Peak | 0 | 1 | Off Peak | 0 | 1 | Off Peak | 0 | 1 | 0 | Off Peak | 0 | 1 | 0 | Off Peak | 0 | 1 | 0 | Off Peak
2020 | 11 | 13 | 2020-11-13 | 8 | 0 | 0 | 0 | [6 empty] | 0 | 0 | 1 | 0 | Off Peak | 0 | 1 | 0 | Semi-Peak | 0 | 1 | Off Peak | 0 | 1 | Off Peak | 0 | 1 | 0 | Off Peak | 0 | 1 | 0 | Off Peak | 0 | 1 | 0 | Off Peak
2020 | 11 | 13 | 2020-11-13 | 9 | 0 | 0 | 0 | [6 empty] | 0 | 0 | 1 | 0 | Off Peak | 0 | 1 | 0 | Semi-Peak | 0 | 1 | Off Peak | 0 | 1 | Off Peak | 0 | 1 | 0 | Off Peak | 0 | 1 | 0 | Off Peak | 0 | 1 | 0 | Off Peak
2020 | 11 | 13 | 2020-11-13 | 10 | 0 | 0 | 0 | [6 empty] | 0 | 0 | 1 | 0 | Off Peak | 0 | 1 | 0 | Semi-Peak | 0 | 1 | Off Peak | 0 | 1 | Off Peak | 0 | 1 | 0 | Off Peak | 0 | 1 | 0 | Off Peak | 0 | 1 | 0 | Off Peak
2020 | 11 | 13 | 2020-11-13 | 11 | 0 | 0 | 0 | [6 empty] | 0 | 0 | 1 | 0 | Off Peak | 0 | 1 | 0 | Semi-Peak | 0 | 1 | Off Peak | 0 | 1 | Off Peak | 0 | 1 | 0 | Off Peak | 0 | 1 | 0 | Off Peak | 0 | 1 | 0 | Off Peak
2020 | 11 | 13 | 2020-11-13 | 12 | 0 | 0 | 0 | [6 empty] | 0 | 0 | 1 | 0 | Off Peak | 0 | 1 | 0 | Semi-Peak | 0 | 1 | Off Peak | 0 | 1 | Off Peak | 0 | 1 | 0 | Off Peak | 0 | 1 | 0 | Off Peak | 0 | 1 | 0 | Off Peak
2020 | 11 | 13 | 2020-11-13 | 13 | 0 | 0 | 0 | [6 empty] | 0 | 0 | 1 | 0 | Off Peak | 0 | 1 | 0 | Semi-Peak | 0 | 1 | Off Peak | 1 | 0 | On Peak | 0 | 1 | 0 | Off Peak | 1 | 0 | 0 | On Peak | 0 | 1 | 0 | Off Peak
2020 | 11 | 13 | 2020-11-13 | 14 | 0 | 0 | 0 | [6 empty] | 0 | 0 | 1 | 0 | Off Peak | 0 | 1 | 0 | Semi-Peak | 0 | 1 | Off Peak | 1 | 0 | On Peak | 0 | 1 | 0 | Off Peak | 1 | 0 | 0 | On Peak | 0 | 1 | 0 | Off Peak
2020 | 11 | 13 | 2020-11-13 | 15 | 0 | 0 | 0 | [6 empty] | 0 | 0 | 1 | 0 | Off Peak | 0 | 1 | 0 | Semi-Peak | 0 | 1 | Off Peak | 1 | 0 | On Peak | 0 | 1 | 0 | Off Peak | 1 | 0 | 0 | On Peak | 0 | 1 | 0 | Off Peak
2020 | 11 | 13 | 2020-11-13 | 16 | 0 | 0 | 0 | [6 empty] | 0 | 0 | 1 | 0 | Off Peak | 0 | 1 | 0 | Semi-Peak | 0 | 1 | Off Peak | 1 | 0 | On Peak | 0 | 1 | 0 | Off Peak | 1 | 0 | 0 | On Peak | 0 | 1 | 0 | Off Peak
2020 | 11 | 13 | 2020-11-13 | 17 | 0 | 0 | 0 | [6 empty] | 0 | 1 | 0 | 0 | On Peak | 0 | 1 | 0 | Semi-Peak | 1 | 0 | On Peak | 1 | 0 | On Peak | 0 | 1 | 0 | Off Peak | 1 | 0 | 0 | On Peak | 0 | 1 | 0 | Off Peak
2020 | 11 | 13 | 2020-11-13 | 18 | 0 | 0 | 0 | [6 empty] | 0 | 1 | 0 | 0 | On Peak | 1 | 0 | 0 | On Peak | 1 | 0 | On Peak | 1 | 0 | On Peak | 0 | 1 | 0 | Off Peak | 1 | 0 | 0 | On Peak | 0 | 1 | 0 | Off Peak
2020 | 11 | 13 | 2020-11-13 | 19 | 0 | 0 | 0 | [6 empty] | 0 | 1 | 0 | 0 | On Peak | 1 | 0 | 0 | On Peak | 1 | 0 | On Peak | 0 | 1 | Off Peak | 0 | 0 | 1 | Super Off Peak | 1 | 0 | 0 | On Peak | 0 | 1 | 0 | Off Peak
2020 | 11 | 13 | 2020-11-13 | 20 | 0 | 0 | 0 | [6 empty] | 0 | 1 | 0 | 0 | On Peak | 1 | 0 | 0 | On Peak | 1 | 0 | On Peak | 0 | 1 | Off Peak | 0 | 0 | 1 | Super Off Peak | 1 | 0 | 0 | On Peak | 1 | 0 | 0 | On Peak
2020 | 11 | 13 | 2020-11-13 | 21 | 0 | 0 | 0 | [6 empty] | 0 | 1 | 0 | 0 | On Peak | 0 | 1 | 0 | Semi-Peak | 1 | 0 | On Peak | 0 | 1 | Off Peak | 0 | 0 | 1 | Super Off Peak | 0 | 1 | 0 | Off Peak | 1 | 0 | 0 | On Peak
2020 | 11 | 13 | 2020-11-13 | 22 | 0 | 0 | 0 | [6 empty] | 0 | 0 | 1 | 0 | Off Peak | 0 | 1 | 0 | Semi-Peak | 0 | 1 | Off Peak | 0 | 1 | Off Peak | 0 | 0 | 1 | Super Off Peak | 0 | 1 | 0 | Off Peak | 1 | 0 | 0 | On Peak
2020 | 11 | 13 | 2020-11-13 | 23 | 0 | 0 | 0 | [6 empty] | 0 | 0 | 1 | 0 | Off Peak | 0 | 0 | 1 | Off Peak | 0 | 1 | Off Peak | 0 | 1 | Off Peak | 0 | 0 | 1 | Super Off Peak | 0 | 1 | 0 | Off Peak | 1 | 0 | 0 | On Peak
2020 | 11 | 13 | 2020-11-13 | 24 | 0 | 0 | 0 | [6 empty] | 0 | 0 | 1 | 0 | Off Peak | 0 | 0 | 1 | Off Peak | 0 | 1 | Off Peak | 0 | 1 | Off Peak | 0 | 0 | 1 | Super Off Peak | 0 | 1 | 0 | Off Peak | 1 | 0 | 0 | On Peak
2020 | 11 | 14 | 2020-11-14 | 1 | 0 | 1 | 0 | [6 empty] | 0 | 0 | 0 | 1 | Super Off Peak | 0 | 0 | 1 | Off Peak | 0 | 1 | Off Peak | 0 | 1 | Off Peak | 0 | 0 | 1 | Super Off Peak | 0 | 0 | 1 | Super Off Peak | 0 | 0 | 1 | Super Off Peak
2020 | 11 | 14 | 2020-11-14 | 2 | 0 | 1 | 0 | [6 empty] | 0 | 0 | 0 | 1 | Super Off Peak | 0 | 0 | 1 | Off Peak | 0 | 1 | Off Peak | 0 | 1 | Off Peak | 0 | 0 | 1 | Super Off Peak | 0 | 0 | 1 | Super Off Peak | 0 | 0 | 1 | Super Off Peak
2020 | 11 | 14 | 2020-11-14 | 3 | 0 | 1 | 0 | [6 empty] | 0 | 0 | 0 | 1 | Super Off Peak | 0 | 0 | 1 | Off Peak | 0 | 1 | Off Peak | 0 | 1 | Off Peak | 0 | 0 | 1 | Super Off Peak | 0 | 0 | 1 | Super Off Peak | 0 | 0 | 1 | Super Off Peak
2020 | 11 | 14 | 2020-11-14 | 4 | 0 | 1 | 0 | [6 empty] | 0 | 0 | 0 | 1 | Super Off Peak | 0 | 0 | 1 | Off Peak | 0 | 1 | Off Peak | 0 | 1 | Off Peak | 0 | 0 | 1 | Super Off Peak | 0 | 0 | 1 | Super Off Peak | 0 | 0 | 1 | Super Off Peak
2020 | 11 | 14 | 2020-11-14 | 5 | 0 | 1 | 0 | [6 empty] | 0 | 0 | 0 | 1 | Super Off Peak | 0 | 0 | 1 | Off Peak | 0 | 1 | Off Peak | 0 | 1 | Off Peak | 0 | 0 | 1 | Super Off Peak | 0 | 0 | 1 | Super Off Peak | 0 | 0 | 1 | Super Off Peak
2020 | 11 | 14 | 2020-11-14 | 6 | 0 | 1 | 0 | [6 empty] | 0 | 0 | 0 | 1 | Super Off Peak | 0 | 0 | 1 | Off Peak | 0 | 1 | Off Peak | 0 | 1 | Off Peak | 0 | 0 | 1 | Super Off Peak | 0 | 1 | 0 | Off Peak | 0 | 1 | 0 | Off Peak
2020 | 11 | 14 | 2020-11-14 | 7 | 0 | 1 | 0 | [6 empty] | 0 | 0 | 0 | 1 | Super Off Peak | 0 | 0 | 1 | Off Peak | 0 | 1 | Off Peak | 0 | 1 | Off Peak | 0 | 0 | 1 | Super Off Peak | 0 | 1 | 0 | Off Peak | 0 | 1 | 0 | Off Peak
2020 | 11 | 14 | 2020-11-14 | 8 | 0 | 1 | 0 | [6 empty] | 0 | 0 | 0 | 1 | Super Off Peak | 0 | 0 | 1 | Off Peak | 0 | 1 | Off Peak | 0 | 1 | Off Peak | 0 | 0 | 1 | Super Off Peak | 0 | 1 | 0 | Off Peak | 0 | 1 | 0 | Off Peak
2020 | 11 | 14 | 2020-11-14 | 9 | 0 | 1 | 0 | [6 empty] | 0 | 0 | 0 | 1 | Super Off Peak | 0 | 0 | 1 | Off Peak | 0 | 1 | Off Peak | 0 | 1 | Off Peak | 0 | 0 | 1 | Super Off Peak | 0 | 1 | 0 | Off Peak | 0 | 1 | 0 | Off Peak
2020 | 11 | 14 | 2020-11-14 | 10 | 0 | 1 | 0 | [6 empty] | 0 | 0 | 0 | 1 | Super Off Peak | 0 | 0 | 1 | Off Peak | 0 | 1 | Off Peak | 0 | 1 | Off Peak | 0 | 0 | 1 | Super Off Peak | 0 | 1 | 0 | Off Peak | 0 | 1 | 0 | Off Peak
2020 | 11 | 14 | 2020-11-14 | 11 | 0 | 1 | 0 | [6 empty] | 0 | 0 | 0 | 1 | Super Off Peak | 0 | 0 | 1 | Off Peak | 0 | 1 | Off Peak | 0 | 1 | Off Peak | 0 | 0 | 1 | Super Off Peak | 0 | 1 | 0 | Off Peak | 0 | 1 | 0 | Off Peak
2020 | 11 | 14 | 2020-11-14 | 12 | 0 | 1 | 0 | [6 empty] | 0 | 0 | 0 | 1 | Super Off Peak | 0 | 0 | 1 | Off Peak | 0 | 1 | Off Peak | 0 | 1 | Off Peak | 0 | 0 | 1 | Super Off Peak | 0 | 1 | 0 | Off Peak | 0 | 1 | 0 | Off Peak
2020 | 11 | 14 | 2020-11-14 | 13 | 0 | 1 | 0 | [6 empty] | 0 | 0 | 0 | 1 | Super Off Peak | 0 | 0 | 1 | Off Peak | 0 | 1 | Off Peak | 0 | 1 | Off Peak | 0 | 0 | 1 | Super Off Peak | 1 | 0 | 0 | On Peak | 0 | 1 | 0 | Off Peak
2020 | 11 | 14 | 2020-11-14 | 14 | 0 | 1 | 0 | [6 empty] | 0 | 0 | 0 | 1 | Super Off Peak | 0 | 0 | 1 | Off Peak | 0 | 1 | Off Peak | 0 | 1 | Off Peak | 0 | 0 | 1 | Super Off Peak | 1 | 0 | 0 | On Peak | 0 | 1 | 0 | Off Peak
2020 | 11 | 14 | 2020-11-14 | 15 | 0 | 1 | 0 | [6 empty] | 0 | 0 | 1 | 0 | Off Peak | 0 | 0 | 1 | Off Peak | 0 | 1 | Off Peak | 0 | 1 | Off Peak | 0 | 0 | 1 | Super Off Peak | 1 | 0 | 0 | On Peak | 0 | 1 | 0 | Off Peak
2020 | 11 | 14 | 2020-11-14 | 16 | 0 | 1 | 0 | [6 empty] | 0 | 0 | 1 | 0 | Off Peak | 0 | 0 | 1 | Off Peak | 0 | 1 | Off Peak | 0 | 1 | Off Peak | 0 | 0 | 1 | Super Off Peak | 1 | 0 | 0 | On Peak | 0 | 1 | 0 | Off Peak
2020 | 11 | 14 | 2020-11-14 | 17 | 0 | 1 | 0 | [6 empty] | 0 | 1 | 0 | 0 | On Peak | 0 | 0 | 1 | Off Peak | 0 | 1 | Off Peak | 0 | 1 | Off Peak | 0 | 0 | 1 | Super Off Peak | 1 | 0 | 0 | On Peak | 0 | 1 | 0 | Off Peak
2020 | 11 | 14 | 2020-11-14 | 18 | 0 | 1 | 0 | [6 empty] | 0 | 1 | 0 | 0 | On Peak | 0 | 0 | 1 | Off Peak | 0 | 1 | Off Peak | 0 | 1 | Off Peak | 0 | 0 | 1 | Super Off Peak | 1 | 0 | 0 | On Peak | 0 | 1 | 0 | Off Peak
2020 | 11 | 14 | 2020-11-14 | 19 | 0 | 1 | 0 | [6 empty] | 0 | 1 | 0 | 0 | On Peak | 0 | 0 | 1 | Off Peak | 0 | 1 | Off Peak | 0 | 1 | Off Peak | 0 | 0 | 1 | Super Off Peak | 1 | 0 | 0 | On Peak | 0 | 1 | 0 | Off Peak
2020 | 11 | 14 | 2020-11-14 | 20 | 0 | 1 | 0 | [6 empty] | 0 | 1 | 0 | 0 | On Peak | 0 | 0 | 1 | Off Peak | 0 | 1 | Off Peak | 0 | 1 | Off Peak | 0 | 0 | 1 | Super Off Peak | 1 | 0 | 0 | On Peak | 1 | 0 | 0 | On Peak
2020 | 11 | 14 | 2020-11-14 | 21 | 0 | 1 | 0 | [6 empty] | 0 | 1 | 0 | 0 | On Peak | 0 | 0 | 1 | Off Peak | 0 | 1 | Off Peak | 0 | 1 | Off Peak | 0 | 0 | 1 | Super Off Peak | 0 | 1 | 0 | Off Peak | 1 | 0 | 0 | On Peak
2020 | 11 | 14 | 2020-11-14 | 22 | 0 | 1 | 0 | [6 empty] | 0 | 0 | 1 | 0 | Off Peak | 0 | 0 | 1 | Off Peak | 0 | 1 | Off Peak | 0 | 1 | Off Peak | 0 | 0 | 1 | Super Off Peak | 0 | 1 | 0 | Off Peak | 1 | 0 | 0 | On Peak
2020 | 11 | 14 | 2020-11-14 | 23 | 0 | 1 | 0 | [6 empty] | 0 | 0 | 1 | 0 | Off Peak | 0 | 0 | 1 | Off Peak | 0 | 1 | Off Peak | 0 | 1 | Off Peak | 0 | 0 | 1 | Super Off Peak | 0 | 1 | 0 | Off Peak | 1 | 0 | 0 | On Peak
2020 | 11 | 14 | 2020-11-14 | 24 | 0 | 1 | 0 | [6 empty] | 0 | 0 | 1 | 0 | Off Peak | 0 | 0 | 1 | Off Peak | 0 | 1 | Off Peak | 0 | 1 | Off Peak | 0 | 0 | 1 | Super Off Peak | 0 | 1 | 0 | Off Peak | 1 | 0 | 0 | On Peak
2020 | 11 | 15 | 2020-11-15 | 1 | 0 | 1 | 0 | [6 empty] | 0 | 0 | 0 | 1 | Super Off Peak | 0 | 0 | 1 | Off Peak | 0 | 1 | Off Peak | 0 | 1 | Off Peak | 0 | 0 | 1 | Super Off Peak | 0 | 0 | 1 | Super Off Peak | 0 | 0 | 1 | Super Off Peak
2020 | 11 | 15 | 2020-11-15 | 2 | 0 | 1 | 0 | [6 empty] | 0 | 0 | 0 | 1 | Super Off Peak | 0 | 0 | 1 | Off Peak | 0 | 1 | Off Peak | 0 | 1 | Off Peak | 0 | 0 | 1 | Super Off Peak | 0 | 0 | 1 | Super Off Peak | 0 | 0 | 1 | Super Off Peak
2020 | 11 | 15 | 2020-11-15 | 3 | 0 | 1 | 0 | [6 empty] | 0 | 0 | 0 | 1 | Super Off Peak | 0 | 0 | 1 | Off Peak | 0 | 1 | Off Peak | 0 | 1 | Off Peak | 0 | 0 | 1 | Super Off Peak | 0 | 0 | 1 | Super Off Peak | 0 | 0 | 1 | Super Off Peak
2020 | 11 | 15 | 2020-11-15 | 4 | 0 | 1 | 0 | [6 empty] | 0 | 0 | 0 | 1 | Super Off Peak | 0 | 0 | 1 | Off Peak | 0 | 1 | Off Peak | 0 | 1 | Off Peak | 0 | 0 | 1 | Super Off Peak | 0 | 0 | 1 | Super Off Peak | 0 | 0 | 1 | Super Off Peak
2020 | 11 | 15 | 2020-11-15 | 5 | 0 | 1 | 0 | [6 empty] | 0 | 0 | 0 | 1 | Super Off Peak | 0 | 0 | 1 | Off Peak | 0 | 1 | Off Peak | 0 | 1 | Off Peak | 0 | 0 | 1 | Super Off Peak | 0 | 0 | 1 | Super Off Peak | 0 | 0 | 1 | Super Off Peak
2020 | 11 | 15 | 2020-11-15 | 6 | 0 | 1 | 0 | [6 empty] | 0 | 0 | 0 | 1 | Super Off Peak | 0 | 0 | 1 | Off Peak | 0 | 1 | Off Peak | 0 | 1 | Off Peak | 0 | 0 | 1 | Super Off Peak | 0 | 1 | 0 | Off Peak | 0 | 1 | 0 | Off Peak
2020 | 11 | 15 | 2020-11-15 | 7 | 0 | 1 | 0 | [6 empty] | 0 | 0 | 0 | 1 | Super Off Peak | 0 | 0 | 1 | Off Peak | 0 | 1 | Off Peak | 0 | 1 | Off Peak | 0 | 0 | 1 | Super Off Peak | 0 | 1 | 0 | Off Peak | 0 | 1 | 0 | Off Peak
2020 | 11 | 15 | 2020-11-15 | 8 | 0 | 1 | 0 | [6 empty] | 0 | 0 | 0 | 1 | Super Off Peak | 0 | 0 | 1 | Off Peak | 0 | 1 | Off Peak | 0 | 1 | Off Peak | 0 | 0 | 1 | Super Off Peak | 0 | 1 | 0 | Off Peak | 0 | 1 | 0 | Off Peak
2020 | 11 | 15 | 2020-11-15 | 9 | 0 | 1 | 0 | [6 empty] | 0 | 0 | 0 | 1 | Super Off Peak | 0 | 0 | 1 | Off Peak | 0 | 1 | Off Peak | 0 | 1 | Off Peak | 0 | 0 | 1 | Super Off Peak | 0 | 1 | 0 | Off Peak | 0 | 1 | 0 | Off Peak
2020 | 11 | 15 | 2020-11-15 | 10 | 0 | 1 | 0 | [6 empty] | 0 | 0 | 0 | 1 | Super Off Peak | 0 | 0 | 1 | Off Peak | 0 | 1 | Off Peak | 0 | 1 | Off Peak | 0 | 0 | 1 | Super Off Peak | 0 | 1 | 0 | Off Peak | 0 | 1 | 0 | Off Peak
2020 | 11 | 15 | 2020-11-15 | 11 | 0 | 1 | 0 | [6 empty] | 0 | 0 | 0 | 1 | Super Off Peak | 0 | 0 | 1 | Off Peak | 0 | 1 | Off Peak | 0 | 1 | Off Peak | 0 | 0 | 1 | Super Off Peak | 0 | 1 | 0 | Off Peak | 0 | 1 | 0 | Off Peak
2020 | 11 | 15 | 2020-11-15 | 12 | 0 | 1 | 0 | [6 empty] | 0 | 0 | 0 | 1 | Super Off Peak | 0 | 0 | 1 | Off Peak | 0 | 1 | Off Peak | 0 | 1 | Off Peak | 0 | 0 | 1 | Super Off Peak | 0 | 1 | 0 | Off Peak | 0 | 1 | 0 | Off Peak
2020 | 11 | 15 | 2020-11-15 | 13 | 0 | 1 | 0 | [6 empty] | 0 | 0 | 0 | 1 | Super Off Peak | 0 | 0 | 1 | Off Peak | 0 | 1 | Off Peak | 0 | 1 | Off Peak | 0 | 0 | 1 | Super Off Peak | 1 | 0 | 0 | On Peak | 0 | 1 | 0 | Off Peak
2020 | 11 | 15 | 2020-11-15 | 14 | 0 | 1 | 0 | [6 empty] | 0 | 0 | 0 | 1 | Super Off Peak | 0 | 0 | 1 | Off Peak | 0 | 1 | Off Peak | 0 | 1 | Off Peak | 0 | 0 | 1 | Super Off Peak | 1 | 0 | 0 | On Peak | 0 | 1 | 0 | Off Peak
2020 | 11 | 15 | 2020-11-15 | 15 | 0 | 1 | 0 | [6 empty] | 0 | 0 | 1 | 0 | Off Peak | 0 | 0 | 1 | Off Peak | 0 | 1 | Off Peak | 0 | 1 | Off Peak | 0 | 0 | 1 | Super Off Peak | 1 | 0 | 0 | On Peak | 0 | 1 | 0 | Off Peak
2020 | 11 | 15 | 2020-11-15 | 16 | 0 | 1 | 0 | [6 empty] | 0 | 0 | 1 | 0 | Off Peak | 0 | 0 | 1 | Off Peak | 0 | 1 | Off Peak | 0 | 1 | Off Peak | 0 | 0 | 1 | Super Off Peak | 1 | 0 | 0 | On Peak | 0 | 1 | 0 | Off Peak
2020 | 11 | 15 | 2020-11-15 | 17 | 0 | 1 | 0 | [6 empty] | 0 | 1 | 0 | 0 | On Peak | 0 | 0 | 1 | Off Peak | 0 | 1 | Off Peak | 0 | 1 | Off Peak | 0 | 0 | 1 | Super Off Peak | 1 | 0 | 0 | On Peak | 0 | 1 | 0 | Off Peak
2020 | 11 | 15 | 2020-11-15 | 18 | 0 | 1 | 0 | [6 empty] | 0 | 1 | 0 | 0 | On Peak | 0 | 0 | 1 | Off Peak | 0 | 1 | Off Peak | 0 | 1 | Off Peak | 0 | 0 | 1 | Super Off Peak | 1 | 0 | 0 | On Peak | 0 | 1 | 0 | Off Peak
2020 | 11 | 15 | 2020-11-15 | 19 | 0 | 1 | 0 | [6 empty] | 0 | 1 | 0 | 0 | On Peak | 0 | 0 | 1 | Off Peak | 0 | 1 | Off Peak | 0 | 1 | Off Peak | 0 | 0 | 1 | Super Off Peak | 1 | 0 | 0 | On Peak | 0 | 1 | 0 | Off Peak
2020 | 11 | 15 | 2020-11-15 | 20 | 0 | 1 | 0 | [6 empty] | 0 | 1 | 0 | 0 | On Peak | 0 | 0 | 1 | Off Peak | 0 | 1 | Off Peak | 0 | 1 | Off Peak | 0 | 0 | 1 | Super Off Peak | 1 | 0 | 0 | On Peak | 1 | 0 | 0 | On Peak
2020 | 11 | 15 | 2020-11-15 | 21 | 0 | 1 | 0 | [6 empty] | 0 | 1 | 0 | 0 | On Peak | 0 | 0 | 1 | Off Peak | 0 | 1 | Off Peak | 0 | 1 | Off Peak | 0 | 0 | 1 | Super Off Peak | 0 | 1 | 0 | Off Peak | 1 | 0 | 0 | On Peak
2020 | 11 | 15 | 2020-11-15 | 22 | 0 | 1 | 0 | [6 empty] | 0 | 0 | 1 | 0 | Off Peak | 0 | 0 | 1 | Off Peak | 0 | 1 | Off Peak | 0 | 1 | Off Peak | 0 | 0 | 1 | Super Off Peak | 0 | 1 | 0 | Off Peak | 1 | 0 | 0 | On Peak
2020 | 11 | 15 | 2020-11-15 | 23 | 0 | 1 | 0 | [6 empty] | 0 | 0 | 1 | 0 | Off Peak | 0 | 0 | 1 | Off Peak | 0 | 1 | Off Peak | 0 | 1 | Off Peak | 0 | 0 | 1 | Super Off Peak | 0 | 1 | 0 | Off Peak | 1 | 0 | 0 | On Peak
2020 | 11 | 15 | 2020-11-15 | 24 | 0 | 1 | 0 | [6 empty] | 0 | 0 | 1 | 0 | Off Peak | 0 | 0 | 1 | Off Peak | 0 | 1 | Off Peak | 0 | 1 | Off Peak | 0 | 0 | 1 | Super Off Peak | 0 | 1 | 0 | Off Peak | 1 | 0 | 0 | On Peak
2020 | 11 | 16 | 2020-11-16 | 1 | 0 | 0 | 0 | [6 empty] | 0 | 0 | 0 | 1 | Super Off Peak | 0 | 0 | 1 | Off Peak | 0 | 1 | Off Peak | 0 | 1 | Off Peak | 0 | 0 | 1 | Super Off Peak | 0 | 0 | 1 | Super Off Peak | 0 | 0 | 1 | Super Off Peak
2020 | 11 | 16 | 2020-11-16 | 2 | 0 | 0 | 0 | [6 empty] | 0 | 0 | 0 | 1 | Super Off Peak | 0 | 0 | 1 | Off Peak | 0 | 1 | Off Peak | 0 | 1 | Off Peak | 0 | 0 | 1 | Super Off Peak | 0 | 0 | 1 | Super Off Peak | 0 | 0 | 1 | Super Off Peak
2020 | 11 | 16 | 2020-11-16 | 3 | 0 | 0 | 0 | [6 empty] | 0 | 0 | 0 | 1 | Super Off Peak | 0 | 0 | 1 | Off Peak | 0 | 1 | Off Peak | 0 | 1 | Off Peak | 0 | 0 | 1 | Super Off Peak | 0 | 0 | 1 | Super Off Peak | 0 | 0 | 1 | Super Off Peak
2020 | 11 | 16 | 2020-11-16 | 4 | 0 | 0 | 0 | [6 empty] | 0 | 0 | 0 | 1 | Super Off Peak | 0 | 0 | 1 | Off Peak | 0 | 1 | Off Peak | 0 | 1 | Off Peak | 0 | 0 | 1 | Super Off Peak | 0 | 0 | 1 | Super Off Peak | 0 | 0 | 1 | Super Off Peak
2020 | 11 | 16 | 2020-11-16 | 5 | 0 | 0 | 0 | [6 empty] | 0 | 0 | 0 | 1 | Super Off Peak | 0 | 0 | 1 | Off Peak | 0 | 1 | Off Peak | 0 | 1 | Off Peak | 0 | 0 | 1 | Super Off Peak | 0 | 0 | 1 | Super Off Peak | 0 | 0 | 1 | Super Off Peak
2020 | 11 | 16 | 2020-11-16 | 6 | 0 | 0 | 0 | [6 empty] | 0 | 0 | 0 | 1 | Super Off Peak | 0 | 0 | 1 | Off Peak | 0 | 1 | Off Peak | 0 | 1 | Off Peak | 0 | 0 | 1 | Super Off Peak | 0 | 1 | 0 | Off Peak | 0 | 1 | 0 | Off Peak
2020 | 11 | 16 | 2020-11-16 | 7 | 0 | 0 | 0 | [6 empty] | 0 | 0 | 1 | 0 | Off Peak | 0 | 1 | 0 | Semi-Peak | 0 | 1 | Off Peak | 0 | 1 | Off Peak | 0 | 1 | 0 | Off Peak | 0 | 1 | 0 | Off Peak | 0 | 1 | 0 | Off Peak
2020 | 11 | 16 | 2020-11-16 | 8 | 0 | 0 | 0 | [6 empty] | 0 | 0 | 1 | 0 | Off Peak | 0 | 1 | 0 | Semi-Peak | 0 | 1 | Off Peak | 0 | 1 | Off Peak | 0 | 1 | 0 | Off Peak | 0 | 1 | 0 | Off Peak | 0 | 1 | 0 | Off Peak
2020 | 11 | 16 | 2020-11-16 | 9 | 0 | 0 | 0 | [6 empty] | 0 | 0 | 1 | 0 | Off Peak | 0 | 1 | 0 | Semi-Peak | 0 | 1 | Off Peak | 0 | 1 | Off Peak | 0 | 1 | 0 | Off Peak | 0 | 1 | 0 | Off Peak | 0 | 1 | 0 | Off Peak
2020 | 11 | 16 | 2020-11-16 | 10 | 0 | 0 | 0 | [6 empty] | 0 | 0 | 1 | 0 | Off Peak | 0 | 1 | 0 | Semi-Peak | 0 | 1 | Off Peak | 0 | 1 | Off Peak | 0 | 1 | 0 | Off Peak | 0 | 1 | 0 | Off Peak | 0 | 1 | 0 | Off Peak
2020 | 11 | 16 | 2020-11-16 | 11 | 0 | 0 | 0 | [6 empty] | 0 | 0 | 1 | 0 | Off Peak | 0 | 1 | 0 | Semi-Peak | 0 | 1 | Off Peak | 0 | 1 | Off Peak | 0 | 1 | 0 | Off Peak | 0 | 1 | 0 | Off Peak | 0 | 1 | 0 | Off Peak
2020 | 11 | 16 | 2020-11-16 | 12 | 0 | 0 | 0 | [6 empty] | 0 | 0 | 1 | 0 | Off Peak | 0 | 1 | 0 | Semi-Peak | 0 | 1 | Off Peak | 0 | 1 | Off Peak | 0 | 1 | 0 | Off Peak | 0 | 1 | 0 | Off Peak | 0 | 1 | 0 | Off Peak
2020 | 11 | 16 | 2020-11-16 | 13 | 0 | 0 | 0 | [6 empty] | 0 | 0 | 1 | 0 | Off Peak | 0 | 1 | 0 | Semi-Peak | 0 | 1 | Off Peak | 1 | 0 | On Peak | 0 | 1 | 0 | Off Peak | 1 | 0 | 0 | On Peak | 0 | 1 | 0 | Off Peak
2020 | 11 | 16 | 2020-11-16 | 14 | 0 | 0 | 0 | [6 empty] | 0 | 0 | 1 | 0 | Off Peak | 0 | 1 | 0 | Semi-Peak | 0 | 1 | Off Peak | 1 | 0 | On Peak | 0 | 1 | 0 | Off Peak | 1 | 0 | 0 | On Peak | 0 | 1 | 0 | Off Peak
2020 | 11 | 16 | 2020-11-16 | 15 | 0 | 0 | 0 | [6 empty] | 0 | 0 | 1 | 0 | Off Peak | 0 | 1 | 0 | Semi-Peak | 0 | 1 | Off Peak | 1 | 0 | On Peak | 0 | 1 | 0 | Off Peak | 1 | 0 | 0 | On Peak | 0 | 1 | 0 | Off Peak
2020 | 11 | 16 | 2020-11-16 | 16 | 0 | 0 | 0 | [6 empty] | 0 | 0 | 1 | 0 | Off Peak | 0 | 1 | 0 | Semi-Peak | 0 | 1 | Off Peak | 1 | 0 | On Peak | 0 | 1 | 0 | Off Peak | 1 | 0 | 0 | On Peak | 0 | 1 | 0 | Off Peak
2020 | 11 | 16 | 2020-11-16 | 17 | 0 | 0 | 0 | [6 empty] | 0 | 1 | 0 | 0 | On Peak | 0 | 1 | 0 | Semi-Peak | 1 | 0 | On Peak | 1 | 0 | On Peak | 0 | 1 | 0 | Off Peak | 1 | 0 | 0 | On Peak | 0 | 1 | 0 | Off Peak
2020 | 11 | 16 | 2020-11-16 | 18 | 0 | 0 | 0 | [6 empty] | 0 | 1 | 0 | 0 | On Peak | 1 | 0 | 0 | On Peak | 1 | 0 | On Peak | 1 | 0 | On Peak | 0 | 1 | 0 | Off Peak | 1 | 0 | 0 | On Peak | 0 | 1 | 0 | Off Peak
2020 | 11 | 16 | 2020-11-16 | 19 | 0 | 0 | 0 | [6 empty] | 0 | 1 | 0 | 0 | On Peak | 1 | 0 | 0 | On Peak | 1 | 0 | On Peak | 0 | 1 | Off Peak | 0 | 0 | 1 | Super Off Peak | 1 | 0 | 0 | On Peak | 0 | 1 | 0 | Off Peak
2020 | 11 | 16 | 2020-11-16 | 20 | 0 | 0 | 0 | [6 empty] | 0 | 1 | 0 | 0 | On Peak | 1 | 0 | 0 | On Peak | 1 | 0 | On Peak | 0 | 1 | Off Peak | 0 | 0 | 1 | Super Off Peak | 1 | 0 | 0 | On Peak | 1 | 0 | 0 | On Peak
2020 | 11 | 16 | 2020-11-16 | 21 | 0 | 0 | 0 | [6 empty] | 0 | 1 | 0 | 0 | On Peak | 0 | 1 | 0 | Semi-Peak | 1 | 0 | On Peak | 0 | 1 | Off Peak | 0 | 0 | 1 | Super Off Peak | 0 | 1 | 0 | Off Peak | 1 | 0 | 0 | On Peak
2020 | 11 | 16 | 2020-11-16 | 22 | 0 | 0 | 0 | [6 empty] | 0 | 0 | 1 | 0 | Off Peak | 0 | 1 | 0 | Semi-Peak | 0 | 1 | Off Peak | 0 | 1 | Off Peak | 0 | 0 | 1 | Super Off Peak | 0 | 1 | 0 | Off Peak | 1 | 0 | 0 | On Peak
2020 | 11 | 16 | 2020-11-16 | 23 | 0 | 0 | 0 | [6 empty] | 0 | 0 | 1 | 0 | Off Peak | 0 | 0 | 1 | Off Peak | 0 | 1 | Off Peak | 0 | 1 | Off Peak | 0 | 0 | 1 | Super Off Peak | 0 | 1 | 0 | Off Peak | 1 | 0 | 0 | On Peak
2020 | 11 | 16 | 2020-11-16 | 24 | 0 | 0 | 0 | [6 empty] | 0 | 0 | 1 | 0 | Off Peak | 0 | 0 | 1 | Off Peak | 0 | 1 | Off Peak | 0 | 1 | Off Peak | 0 | 0 | 1 | Super Off Peak | 0 | 1 | 0 | Off Peak | 1 | 0 | 0 | On Peak
2020 | 11 | 17 | 2020-11-17 | 1 | 0 | 0 | 0 | [6 empty] | 0 | 0 | 0 | 1 | Super Off Peak | 0 | 0 | 1 | Off Peak | 0 | 1 | Off Peak | 0 | 1 | Off Peak | 0 | 0 | 1 | Super Off Peak | 0 | 0 | 1 | Super Off Peak | 0 | 0 | 1 | Super Off Peak
2020 | 11 | 17 | 2020-11-17 | 2 | 0 | 0 | 0 | [6 empty] | 0 | 0 | 0 | 1 | Super Off Peak | 0 | 0 | 1 | Off Peak | 0 | 1 | Off Peak | 0 | 1 | Off Peak | 0 | 0 | 1 | Super Off Peak | 0 | 0 | 1 | Super Off Peak | 0 | 0 | 1 | Super Off Peak
2020 | 11 | 17 | 2020-11-17 | 3 | 0 | 0 | 0 | [6 empty] | 0 | 0 | 0 | 1 | Super Off Peak | 0 | 0 | 1 | Off Peak | 0 | 1 | Off Peak | 0 | 1 | Off Peak | 0 | 0 | 1 | Super Off Peak | 0 | 0 | 1 | Super Off Peak | 0 | 0 | 1 | Super Off Peak
2020 | 11 | 17 | 2020-11-17 | 4 | 0 | 0 | 0 | [6 empty] | 0 | 0 | 0 | 1 | Super Off Peak | 0 | 0 | 1 | Off Peak | 0 | 1 | Off Peak | 0 | 1 | Off Peak | 0 | 0 | 1 | Super Off Peak | 0 | 0 | 1 | Super Off Peak | 0 | 0 | 1 | Super Off Peak
2020 | 11 | 17 | 2020-11-17 | 5 | 0 | 0 | 0 | [6 empty] | 0 | 0 | 0 | 1 | Super Off Peak | 0 | 0 | 1 | Off Peak | 0 | 1 | Off Peak | 0 | 1 | Off Peak | 0 | 0 | 1 | Super Off Peak | 0 | 0 | 1 | Super Off Peak | 0 | 0 | 1 | Super Off Peak
2020 | 11 | 17 | 2020-11-17 | 6 | 0 | 0 | 0 | [6 empty] | 0 | 0 | 0 | 1 | Super Off Peak | 0 | 0 | 1 | Off Peak | 0 | 1 | Off Peak | 0 | 1 | Off Peak | 0 | 0 | 1 | Super Off Peak | 0 | 1 | 0 | Off Peak | 0 | 1 | 0 | Off Peak
2020 | 11 | 17 | 2020-11-17 | 7 | 0 | 0 | 0 | [6 empty] | 0 | 0 | 1 | 0 | Off Peak | 0 | 1 | 0 | Semi-Peak | 0 | 1 | Off Peak | 0 | 1 | Off Peak | 0 | 1 | 0 | Off Peak | 0 | 1 | 0 | Off Peak | 0 | 1 | 0 | Off Peak
2020 | 11 | 17 | 2020-11-17 | 8 | 0 | 0 | 0 | [6 empty] | 0 | 0 | 1 | 0 | Off Peak | 0 | 1 | 0 | Semi-Peak | 0 | 1 | Off Peak | 0 | 1 | Off Peak | 0 | 1 | 0 | Off Peak | 0 | 1 | 0 | Off Peak | 0 | 1 | 0 | Off Peak
2020 | 11 | 17 | 2020-11-17 | 9 | 0 | 0 | 0 | [6 empty] | 0 | 0 | 1 | 0 | Off Peak | 0 | 1 | 0 | Semi-Peak | 0 | 1 | Off Peak | 0 | 1 | Off Peak | 0 | 1 | 0 | Off Peak | 0 | 1 | 0 | Off Peak | 0 | 1 | 0 | Off Peak
2020 | 11 | 17 | 2020-11-17 | 10 | 0 | 0 | 0 | [6 empty] | 0 | 0 | 1 | 0 | Off Peak | 0 | 1 | 0 | Semi-Peak | 0 | 1 | Off Peak | 0 | 1 | Off Peak | 0 | 1 | 0 | Off Peak | 0 | 1 | 0 | Off Peak | 0 | 1 | 0 | Off Peak
2020 | 11 | 17 | 2020-11-17 | 11 | 0 | 0 | 0 | [6 empty] | 0 | 0 | 1 | 0 | Off Peak | 0 | 1 | 0 | Semi-Peak | 0 | 1 | Off Peak | 0 | 1 | Off Peak | 0 | 1 | 0 | Off Peak | 0 | 1 | 0 | Off Peak | 0 | 1 | 0 | Off Peak
2020 | 11 | 17 | 2020-11-17 | 12 | 0 | 0 | 0 | [6 empty] | 0 | 0 | 1 | 0 | Off Peak | 0 | 1 | 0 | Semi-Peak | 0 | 1 | Off Peak | 0 | 1 | Off Peak | 0 | 1 | 0 | Off Peak | 0 | 1 | 0 | Off Peak | 0 | 1 | 0 | Off Peak
2020 | 11 | 17 | 2020-11-17 | 13 | 0 | 0 | 0 | [6 empty] | 0 | 0 | 1 | 0 | Off Peak | 0 | 1 | 0 | Semi-Peak | 0 | 1 | Off Peak | 1 | 0 | On Peak | 0 | 1 | 0 | Off Peak | 1 | 0 | 0 | On Peak | 0 | 1 | 0 | Off Peak
2020 | 11 | 17 | 2020-11-17 | 14 | 0 | 0 | 0 | [6 empty] | 0 | 0 | 1 | 0 | Off Peak | 0 | 1 | 0 | Semi-Peak | 0 | 1 | Off Peak | 1 | 0 | On Peak | 0 | 1 | 0 | Off Peak | 1 | 0 | 0 | On Peak | 0 | 1 | 0 | Off Peak
2020 | 11 | 17 | 2020-11-17 | 15 | 0 | 0 | 0 | [6 empty] | 0 | 0 | 1 | 0 | Off Peak | 0 | 1 | 0 | Semi-Peak | 0 | 1 | Off Peak | 1 | 0 | On Peak | 0 | 1 | 0 | Off Peak | 1 | 0 | 0 | On Peak | 0 | 1 | 0 | Off Peak
2020 | 11 | 17 | 2020-11-17 | 16 | 0 | 0 | 0 | [6 empty] | 0 | 0 | 1 | 0 | Off Peak | 0 | 1 | 0 | Semi-Peak | 0 | 1 | Off Peak | 1 | 0 | On Peak | 0 | 1 | 0 | Off Peak | 1 | 0 | 0 | On Peak | 0 | 1 | 0 | Off Peak
2020 | 11 | 17 | 2020-11-17 | 17 | 0 | 0 | 0 | [6 empty] | 0 | 1 | 0 | 0 | On Peak | 0 | 1 | 0 | Semi-Peak | 1 | 0 | On Peak | 1 | 0 | On Peak | 0 | 1 | 0 | Off Peak | 1 | 0 | 0 | On Peak | 0 | 1 | 0 | Off Peak
2020 | 11 | 17 | 2020-11-17 | 18 | 0 | 0 | 0 | [6 empty] | 0 | 1 | 0 | 0 | On Peak | 1 | 0 | 0 | On Peak | 1 | 0 | On Peak | 1 | 0 | On Peak | 0 | 1 | 0 | Off Peak | 1 | 0 | 0 | On Peak | 0 | 1 | 0 | Off Peak
2020 | 11 | 17 | 2020-11-17 | 19 | 0 | 0 | 0 | [6 empty] | 0 | 1 | 0 | 0 | On Peak | 1 | 0 | 0 | On Peak | 1 | 0 | On Peak | 0 | 1 | Off Peak | 0 | 0 | 1 | Super Off Peak | 1 | 0 | 0 | On Peak | 0 | 1 | 0 | Off Peak
2020 | 11 | 17 | 2020-11-17 | 20 | 0 | 0 | 0 | [6 empty] | 0 | 1 | 0 | 0 | On Peak | 1 | 0 | 0 | On Peak | 1 | 0 | On Peak | 0 | 1 | Off Peak | 0 | 0 | 1 | Super Off Peak | 1 | 0 | 0 | On Peak | 1 | 0 | 0 | On Peak
2020 | 11 | 17 | 2020-11-17 | 21 | 0 | 0 | 0 | [6 empty] | 0 | 1 | 0 | 0 | On Peak | 0 | 1 | 0 | Semi-Peak | 1 | 0 | On Peak | 0 | 1 | Off Peak | 0 | 0 | 1 | Super Off Peak | 0 | 1 | 0 | Off Peak | 1 | 0 | 0 | On Peak
2020 | 11 | 17 | 2020-11-17 | 22 | 0 | 0 | 0 | [6 empty] | 0 | 0 | 1 | 0 | Off Peak | 0 | 1 | 0 | Semi-Peak | 0 | 1 | Off Peak | 0 | 1 | Off Peak | 0 | 0 | 1 | Super Off Peak | 0 | 1 | 0 | Off Peak | 1 | 0 | 0 | On Peak
2020 | 11 | 17 | 2020-11-17 | 23 | 0 | 0 | 0 | [6 empty] | 0 | 0 | 1 | 0 | Off Peak | 0 | 0 | 1 | Off Peak | 0 | 1 | Off Peak | 0 | 1 | Off Peak | 0 | 0 | 1 | Super Off Peak | 0 | 1 | 0 | Off Peak | 1 | 0 | 0 | On Peak
2020 | 11 | 17 | 2020-11-17 | 24 | 0 | 0 | 0 | [6 empty] | 0 | 0 | 1 | 0 | Off Peak | 0 | 0 | 1 | Off Peak | 0 | 1 | Off Peak | 0 | 1 | Off Peak | 0 | 0 | 1 | Super Off Peak | 0 | 1 | 0 | Off Peak | 1 | 0 | 0 | On Peak
2020 | 11 | 18 | 2020-11-18 | 1 | 0 | 0 | 0 | [6 empty] | 0 | 0 | 0 | 1 | Super Off Peak | 0 | 0 | 1 | Off Peak | 0 | 1 | Off Peak | 0 | 1 | Off Peak | 0 | 0 | 1 | Super Off Peak | 0 | 0 | 1 | Super Off Peak | 0 | 0 | 1 | Super Off Peak
2020 | 11 | 18 | 2020-11-18 | 2 | 0 | 0 | 0 | [6 empty] | 0 | 0 | 0 | 1 | Super Off Peak | 0 | 0 | 1 | Off Peak | 0 | 1 | Off Peak | 0 | 1 | Off Peak | 0 | 0 | 1 | Super Off Peak | 0 | 0 | 1 | Super Off Peak | 0 | 0 | 1 | Super Off Peak
2020 | 11 | 18 | 2020-11-18 | 3 | 0 | 0 | 0 | [6 empty] | 0 | 0 | 0 | 1 | Super Off Peak | 0 | 0 | 1 | Off Peak | 0 | 1 | Off Peak | 0 | 1 | Off Peak | 0 | 0 | 1 | Super Off Peak | 0 | 0 | 1 | Super Off Peak | 0 | 0 | 1 | Super Off Peak
2020 | 11 | 18 | 2020-11-18 | 4 | 0 | 0 | 0 | [6 empty] | 0 | 0 | 0 | 1 | Super Off Peak | 0 | 0 | 1 | Off Peak | 0 | 1 | Off Peak | 0 | 1 | Off Peak | 0 | 0 | 1 | Super Off Peak | 0 | 0 | 1 | Super Off Peak | 0 | 0 | 1 | Super Off Peak
2020 | 11 | 18 | 2020-11-18 | 5 | 0 | 0 | 0 | [6 empty] | 0 | 0 | 0 | 1 | Super Off Peak | 0 | 0 | 1 | Off Peak | 0 | 1 | Off Peak | 0 | 1 | Off Peak | 0 | 0 | 1 | Super Off Peak | 0 | 0 | 1 | Super Off Peak | 0 | 0 | 1 | Super Off Peak
2020 | 11 | 18 | 2020-11-18 | 6 | 0 | 0 | 0 | [6 empty] | 0 | 0 | 0 | 1 | Super Off Peak | 0 | 0 | 1 | Off Peak | 0 | 1 | Off Peak | 0 | 1 | Off Peak | 0 | 0 | 1 | Super Off Peak | 0 | 1 | 0 | Off Peak | 0 | 1 | 0 | Off Peak
2020 | 11 | 18 | 2020-11-18 | 7 | 0 | 0 | 0 | [6 empty] | 0 | 0 | 1 | 0 | Off Peak | 0 | 1 | 0 | Semi-Peak | 0 | 1 | Off Peak | 0 | 1 | Off Peak | 0 | 1 | 0 | Off Peak | 0 | 1 | 0 | Off Peak | 0 | 1 | 0 | Off Peak
2020 | 11 | 18 | 2020-11-18 | 8 | 0 | 0 | 0 | [6 empty] | 0 | 0 | 1 | 0 | Off Peak | 0 | 1 | 0 | Semi-Peak | 0 | 1 | Off Peak | 0 | 1 | Off Peak | 0 | 1 | 0 | Off Peak | 0 | 1 | 0 | Off Peak | 0 | 1 | 0 | Off Peak
2020 | 11 | 18 | 2020-11-18 | 9 | 0 | 0 | 0 | [6 empty] | 0 | 0 | 1 | 0 | Off Peak | 0 | 1 | 0 | Semi-Peak | 0 | 1 | Off Peak | 0 | 1 | Off Peak | 0 | 1 | 0 | Off Peak | 0 | 1 | 0 | Off Peak | 0 | 1 | 0 | Off Peak
2020 | 11 | 18 | 2020-11-18 | 10 | 0 | 0 | 0 | [6 empty] | 0 | 0 | 1 | 0 | Off Peak | 0 | 1 | 0 | Semi-Peak | 0 | 1 | Off Peak | 0 | 1 | Off Peak | 0 | 1 | 0 | Off Peak | 0 | 1 | 0 | Off Peak | 0 | 1 | 0 | Off Peak
2020 | 11 | 18 | 2020-11-18 | 11 | 0 | 0 | 0 | [6 empty] | 0 | 0 | 1 | 0 | Off Peak | 0 | 1 | 0 | Semi-Peak | 0 | 1 | Off Peak | 0 | 1 | Off Peak | 0 | 1 | 0 | Off Peak | 0 | 1 | 0 | Off Peak | 0 | 1 | 0 | Off Peak
2020 | 11 | 18 | 2020-11-18 | 12 | 0 | 0 | 0 | [6 empty] | 0 | 0 | 1 | 0 | Off Peak | 0 | 1 | 0 | Semi-Peak | 0 | 1 | Off Peak | 0 | 1 | Off Peak | 0 | 1 | 0 | Off Peak | 0 | 1 | 0 | Off Peak | 0 | 1 | 0 | Off Peak
2020 | 11 | 18 | 2020-11-18 | 13 | 0 | 0 | 0 | [6 empty] | 0 | 0 | 1 | 0 | Off Peak | 0 | 1 | 0 | Semi-Peak | 0 | 1 | Off Peak | 1 | 0 | On Peak | 0 | 1 | 0 | Off Peak | 1 | 0 | 0 | On Peak | 0 | 1 | 0 | Off Peak
2020 | 11 | 18 | 2020-11-18 | 14 | 0 | 0 | 0 | [6 empty] | 0 | 0 | 1 | 0 | Off Peak | 0 | 1 | 0 | Semi-Peak | 0 | 1 | Off Peak | 1 | 0 | On Peak | 0 | 1 | 0 | Off Peak | 1 | 0 | 0 | On Peak | 0 | 1 | 0 | Off Peak
2020 | 11 | 18 | 2020-11-18 | 15 | 0 | 0 | 0 | [6 empty] | 0 | 0 | 1 | 0 | Off Peak | 0 | 1 | 0 | Semi-Peak | 0 | 1 | Off Peak | 1 | 0 | On Peak | 0 | 1 | 0 | Off Peak | 1 | 0 | 0 | On Peak | 0 | 1 | 0 | Off Peak
2020 | 11 | 18 | 2020-11-18 | 16 | 0 | 0 | 0 | [6 empty] | 0 | 0 | 1 | 0 | Off Peak | 0 | 1 | 0 | Semi-Peak | 0 | 1 | Off Peak | 1 | 0 | On Peak | 0 | 1 | 0 | Off Peak | 1 | 0 | 0 | On Peak | 0 | 1 | 0 | Off Peak
2020 | 11 | 18 | 2020-11-18 | 17 | 0 | 0 | 0 | [6 empty] | 0 | 1 | 0 | 0 | On Peak | 0 | 1 | 0 | Semi-Peak | 1 | 0 | On Peak | 1 | 0 | On Peak | 0 | 1 | 0 | Off Peak | 1 | 0 | 0 | On Peak | 0 | 1 | 0 | Off Peak
2020 | 11 | 18 | 2020-11-18 | 18 | 0 | 0 | 0 | [6 empty] | 0 | 1 | 0 | 0 | On Peak | 1 | 0 | 0 | On Peak | 1 | 0 | On Peak | 1 | 0 | On Peak | 0 | 1 | 0 | Off Peak | 1 | 0 | 0 | On Peak | 0 | 1 | 0 | Off Peak
2020 | 11 | 18 | 2020-11-18 | 19 | 0 | 0 | 0 | [6 empty] | 0 | 1 | 0 | 0 | On Peak | 1 | 0 | 0 | On Peak | 1 | 0 | On Peak | 0 | 1 | Off Peak | 0 | 0 | 1 | Super Off Peak | 1 | 0 | 0 | On Peak | 0 | 1 | 0 | Off Peak
2020 | 11 | 18 | 2020-11-18 | 20 | 0 | 0 | 0 | [6 empty] | 0 | 1 | 0 | 0 | On Peak | 1 | 0 | 0 | On Peak | 1 | 0 | On Peak | 0 | 1 | Off Peak | 0 | 0 | 1 | Super Off Peak | 1 | 0 | 0 | On Peak | 1 | 0 | 0 | On Peak
2020 | 11 | 18 | 2020-11-18 | 21 | 0 | 0 | 0 | [6 empty] | 0 | 1 | 0 | 0 | On Peak | 0 | 1 | 0 | Semi-Peak | 1 | 0 | On Peak | 0 | 1 | Off Peak | 0 | 0 | 1 | Super Off Peak | 0 | 1 | 0 | Off Peak | 1 | 0 | 0 | On Peak
2020 | 11 | 18 | 2020-11-18 | 22 | 0 | 0 | 0 | [6 empty] | 0 | 0 | 1 | 0 | Off Peak | 0 | 1 | 0 | Semi-Peak | 0 | 1 | Off Peak | 0 | 1 | Off Peak | 0 | 0 | 1 | Super Off Peak | 0 | 1 | 0 | Off Peak | 1 | 0 | 0 | On Peak
2020 | 11 | 18 | 2020-11-18 | 23 | 0 | 0 | 0 | [6 empty] | 0 | 0 | 1 | 0 | Off Peak | 0 | 0 | 1 | Off Peak | 0 | 1 | Off Peak | 0 | 1 | Off Peak | 0 | 0 | 1 | Super Off Peak | 0 | 1 | 0 | Off Peak | 1 | 0 | 0 | On Peak
2020 | 11 | 18 | 2020-11-18 | 24 | 0 | 0 | 0 | [6 empty] | 0 | 0 | 1 | 0 | Off Peak | 0 | 0 | 1 | Off Peak | 0 | 1 | Off Peak | 0 | 1 | Off Peak | 0 | 0 | 1 | Super Off Peak | 0 | 1 | 0 | Off Peak | 1 | 0 | 0 | On Peak
2020 | 11 | 19 | 2020-11-19 | 1 | 0 | 0 | 0 | [6 empty] | 0 | 0 | 0 | 1 | Super Off Peak | 0 | 0 | 1 | Off Peak | 0 | 1 | Off Peak | 0 | 1 | Off Peak | 0 | 0 | 1 | Super Off Peak | 0 | 0 | 1 | Super Off Peak | 0 | 0 | 1 | Super Off Peak
2020 | 11 | 19 | 2020-11-19 | 2 | 0 | 0 | 0 | [6 empty] | 0 | 0 | 0 | 1 | Super Off Peak | 0 | 0 | 1 | Off Peak | 0 | 1 | Off Peak | 0 | 1 | Off Peak | 0 | 0 | 1 | Super Off Peak | 0 | 0 | 1 | Super Off Peak | 0 | 0 | 1 | Super Off Peak
2020 | 11 | 19 | 2020-11-19 | 3 | 0 | 0 | 0 | [6 empty] | 0 | 0 | 0 | 1 | Super Off Peak | 0 | 0 | 1 | Off Peak | 0 | 1 | Off Peak | 0 | 1 | Off Peak | 0 | 0 | 1 | Super Off Peak | 0 | 0 | 1 | Super Off Peak | 0 | 0 | 1 | Super Off Peak
2020 | 11 | 19 | 2020-11-19 | 4 | 0 | 0 | 0 | [6 empty] | 0 | 0 | 0 | 1 | Super Off Peak | 0 | 0 | 1 | Off Peak | 0 | 1 | Off Peak | 0 | 1 | Off Peak | 0 | 0 | 1 | Super Off Peak | 0 | 0 | 1 | Super Off Peak | 0 | 0 | 1 | Super Off Peak
2020 | 11 | 19 | 2020-11-19 | 5 | 0 | 0 | 0 | [6 empty] | 0 | 0 | 0 | 1 | Super Off Peak | 0 | 0 | 1 | Off Peak | 0 | 1 | Off Peak | 0 | 1 | Off Peak | 0 | 0 | 1 | Super Off Peak | 0 | 0 | 1 | Super Off Peak | 0 | 0 | 1 | Super Off Peak
2020 | 11 | 19 | 2020-11-19 | 6 | 0 | 0 | 0 | [6 empty] | 0 | 0 | 0 | 1 | Super Off Peak | 0 | 0 | 1 | Off Peak | 0 | 1 | Off Peak | 0 | 1 | Off Peak | 0 | 0 | 1 | Super Off Peak | 0 | 1 | 0 | Off Peak | 0 | 1 | 0 | Off Peak
2020 | 11 | 19 | 2020-11-19 | 7 | 0 | 0 | 0 | [6 empty] | 0 | 0 | 1 | 0 | Off Peak | 0 | 1 | 0 | Semi-Peak | 0 | 1 | Off Peak | 0 | 1 | Off Peak | 0 | 1 | 0 | Off Peak | 0 | 1 | 0 | Off Peak | 0 | 1 | 0 | Off Peak
2020 | 11 | 19 | 2020-11-19 | 8 | 0 | 0 | 0 | [6 empty] | 0 | 0 | 1 | 0 | Off Peak | 0 | 1 | 0 | Semi-Peak | 0 | 1 | Off Peak | 0 | 1 | Off Peak | 0 | 1 | 0 | Off Peak | 0 | 1 | 0 | Off Peak | 0 | 1 | 0 | Off Peak
2020 | 11 | 19 | 2020-11-19 | 9 | 0 | 0 | 0 | [6 empty] | 0 | 0 | 1 | 0 | Off Peak | 0 | 1 | 0 | Semi-Peak | 0 | 1 | Off Peak | 0 | 1 | Off Peak | 0 | 1 | 0 | Off Peak | 0 | 1 | 0 | Off Peak | 0 | 1 | 0 | Off Peak
2020 | 11 | 19 | 2020-11-19 | 10 | 0 | 0 | 0 | [6 empty] | 0 | 0 | 1 | 0 | Off Peak | 0 | 1 | 0 | Semi-Peak | 0 | 1 | Off Peak | 0 | 1 | Off Peak | 0 | 1 | 0 | Off Peak | 0 | 1 | 0 | Off Peak | 0 | 1 | 0 | Off Peak
2020 | 11 | 19 | 2020-11-19 | 11 | 0 | 0 | 0 | [6 empty] | 0 | 0 | 1 | 0 | Off Peak | 0 | 1 | 0 | Semi-Peak | 0 | 1 | Off Peak | 0 | 1 | Off Peak | 0 | 1 | 0 | Off Peak | 0 | 1 | 0 | Off Peak | 0 | 1 | 0 | Off Peak
2020 | 11 | 19 | 2020-11-19 | 12 | 0 | 0 | 0 | [6 empty] | 0 | 0 | 1 | 0 | Off Peak | 0 | 1 | 0 | Semi-Peak | 0 | 1 | Off Peak | 0 | 1 | Off Peak | 0 | 1 | 0 | Off Peak | 0 | 1 | 0 | Off Peak | 0 | 1 | 0 | Off Peak
2020 | 11 | 19 | 2020-11-19 | 13 | 0 | 0 | 0 | [6 empty] | 0 | 0 | 1 | 0 | Off Peak | 0 | 1 | 0 | Semi-Peak | 0 | 1 | Off Peak | 1 | 0 | On Peak | 0 | 1 | 0 | Off Peak | 1 | 0 | 0 | On Peak | 0 | 1 | 0 | Off Peak
2020 | 11 | 19 | 2020-11-19 | 14 | 0 | 0 | 0 | [6 empty] | 0 | 0 | 1 | 0 | Off Peak | 0 | 1 | 0 | Semi-Peak | 0 | 1 | Off Peak | 1 | 0 | On Peak | 0 | 1 | 0 | Off Peak | 1 | 0 | 0 | On Peak | 0 | 1 | 0 | Off Peak
2020 | 11 | 19 | 2020-11-19 | 15 | 0 | 0 | 0 | [6 empty] | 0 | 0 | 1 | 0 | Off Peak | 0 | 1 | 0 | Semi-Peak | 0 | 1 | Off Peak | 1 | 0 | On Peak | 0 | 1 | 0 | Off Peak | 1 | 0 | 0 | On Peak | 0 | 1 | 0 | Off Peak
2020 | 11 | 19 | 2020-11-19 | 16 | 0 | 0 | 0 | [6 empty] | 0 | 0 | 1 | 0 | Off Peak | 0 | 1 | 0 | Semi-Peak | 0 | 1 | Off Peak | 1 | 0 | On Peak | 0 | 1 | 0 | Off Peak | 1 | 0 | 0 | On Peak | 0 | 1 | 0 | Off Peak
2020 | 11 | 19 | 2020-11-19 | 17 | 0 | 0 | 0 | [6 empty] | 0 | 1 | 0 | 0 | On Peak | 0 | 1 | 0 | Semi-Peak | 1 | 0 | On Peak | 1 | 0 | On Peak | 0 | 1 | 0 | Off Peak | 1 | 0 | 0 | On Peak | 0 | 1 | 0 | Off Peak
2020 | 11 | 19 | 2020-11-19 | 18 | 0 | 0 | 0 | [6 empty] | 0 | 1 | 0 | 0 | On Peak | 1 | 0 | 0 | On Peak | 1 | 0 | On Peak | 1 | 0 | On Peak | 0 | 1 | 0 | Off Peak | 1 | 0 | 0 | On Peak | 0 | 1 | 0 | Off Peak
2020 | 11 | 19 | 2020-11-19 | 19 | 0 | 0 | 0 | [6 empty] | 0 | 1 | 0 | 0 | On Peak | 1 | 0 | 0 | On Peak | 1 | 0 | On Peak | 0 | 1 | Off Peak | 0 | 0 | 1 | Super Off Peak | 1 | 0 | 0 | On Peak | 0 | 1 | 0 | Off Peak
2020 | 11 | 19 | 2020-11-19 | 20 | 0 | 0 | 0 | [6 empty] | 0 | 1 | 0 | 0 | On Peak | 1 | 0 | 0 | On Peak | 1 | 0 | On Peak | 0 | 1 | Off Peak | 0 | 0 | 1 | Super Off Peak | 1 | 0 | 0 | On Peak | 1 | 0 | 0 | On Peak
2020 | 11 | 19 | 2020-11-19 | 21 | 0 | 0 | 0 | [6 empty] | 0 | 1 | 0 | 0 | On Peak | 0 | 1 | 0 | Semi-Peak | 1 | 0 | On Peak | 0 | 1 | Off Peak | 0 | 0 | 1 | Super Off Peak | 0 | 1 | 0 | Off Peak | 1 | 0 | 0 | On Peak
2020 | 11 | 19 | 2020-11-19 | 22 | 0 | 0 | 0 | [6 empty] | 0 | 0 | 1 | 0 | Off Peak | 0 | 1 | 0 | Semi-Peak | 0 | 1 | Off Peak | 0 | 1 | Off Peak | 0 | 0 | 1 | Super Off Peak | 0 | 1 | 0 | Off Peak | 1 | 0 | 0 | On Peak
2020 | 11 | 19 | 2020-11-19 | 23 | 0 | 0 | 0 | [6 empty] | 0 | 0 | 1 | 0 | Off Peak | 0 | 0 | 1 | Off Peak | 0 | 1 | Off Peak | 0 | 1 | Off Peak | 0 | 0 | 1 | Super Off Peak | 0 | 1 | 0 | Off Peak | 1 | 0 | 0 | On Peak
2020 | 11 | 19 | 2020-11-19 | 24 | 0 | 0 | 0 | [6 empty] | 0 | 0 | 1 | 0 | Off Peak | 0 | 0 | 1 | Off Peak | 0 | 1 | Off Peak | 0 | 1 | Off Peak | 0 | 0 | 1 | Super Off Peak | 0 | 1 | 0 | Off Peak | 1 | 0 | 0 | On Peak
2020 | 11 | 20 | 2020-11-20 | 1 | 0 | 0 | 0 | [6 empty] | 0 | 0 | 0 | 1 | Super Off Peak | 0 | 0 | 1 | Off Peak | 0 | 1 | Off Peak | 0 | 1 | Off Peak | 0 | 0 | 1 | Super Off Peak | 0 | 0 | 1 | Super Off Peak | 0 | 0 | 1 | Super Off Peak
2020 | 11 | 20 | 2020-11-20 | 2 | 0 | 0 | 0 | [6 empty] | 0 | 0 | 0 | 1 | Super Off Peak | 0 | 0 | 1 | Off Peak | 0 | 1 | Off Peak | 0 | 1 | Off Peak | 0 | 0 | 1 | Super Off Peak | 0 | 0 | 1 | Super Off Peak | 0 | 0 | 1 | Super Off Peak
2020 | 11 | 20 | 2020-11-20 | 3 | 0 | 0 | 0 | [6 empty] | 0 | 0 | 0 | 1 | Super Off Peak | 0 | 0 | 1 | Off Peak | 0 | 1 | Off Peak | 0 | 1 | Off Peak | 0 | 0 | 1 | Super Off Peak | 0 | 0 | 1 | Super Off Peak | 0 | 0 | 1 | Super Off Peak
2020 | 11 | 20 | 2020-11-20 | 4 | 0 | 0 | 0 | [6 empty] | 0 | 0 | 0 | 1 | Super Off Peak | 0 | 0 | 1 | Off Peak | 0 | 1 | Off Peak | 0 | 1 | Off Peak | 0 | 0 | 1 | Super Off Peak | 0 | 0 | 1 | Super Off Peak | 0 | 0 | 1 | Super Off Peak
2020 | 11 | 20 | 2020-11-20 | 5 | 0 | 0 | 0 | [6 empty] | 0 | 0 | 0 | 1 | Super Off Peak | 0 | 0 | 1 | Off Peak | 0 | 1 | Off Peak | 0 | 1 | Off Peak | 0 | 0 | 1 | Super Off Peak | 0 | 0 | 1 | Super Off Peak | 0 | 0 | 1 | Super Off Peak
2020 | 11 | 20 | 2020-11-20 | 6 | 0 | 0 | 0 | [6 empty] | 0 | 0 | 0 | 1 | Super Off Peak | 0 | 0 | 1 | Off Peak | 0 | 1 | Off Peak | 0 | 1 | Off Peak | 0 | 0 | 1 | Super Off Peak | 0 | 1 | 0 | Off Peak | 0 | 1 | 0 | Off Peak
2020 | 11 | 20 | 2020-11-20 | 7 | 0 | 0 | 0 | [6 empty] | 0 | 0 | 1 | 0 | Off Peak | 0 | 1 | 0 | Semi-Peak | 0 | 1 | Off Peak | 0 | 1 | Off Peak | 0 | 1 | 0 | Off Peak | 0 | 1 | 0 | Off Peak | 0 | 1 | 0 | Off Peak
2020 | 11 | 20 | 2020-11-20 | 8 | 0 | 0 | 0 | [6 empty] | 0 | 0 | 1 | 0 | Off Peak | 0 | 1 | 0 | Semi-Peak | 0 | 1 | Off Peak | 0 | 1 | Off Peak | 0 | 1 | 0 | Off Peak | 0 | 1 | 0 | Off Peak | 0 | 1 | 0 | Off Peak
2020 | 11 | 20 | 2020-11-20 | 9 | 0 | 0 | 0 | [6 empty] | 0 | 0 | 1 | 0 | Off Peak | 0 | 1 | 0 | Semi-Peak | 0 | 1 | Off Peak | 0 | 1 | Off Peak | 0 | 1 | 0 | Off Peak | 0 | 1 | 0 | Off Peak | 0 | 1 | 0 | Off Peak
2020 | 11 | 20 | 2020-11-20 | 10 | 0 | 0 | 0 | [6 empty] | 0 | 0 | 1 | 0 | Off Peak | 0 | 1 | 0 | Semi-Peak | 0 | 1 | Off Peak | 0 | 1 | Off Peak | 0 | 1 | 0 | Off Peak | 0 | 1 | 0 | Off Peak | 0 | 1 | 0 | Off Peak
2020 | 11 | 20 | 2020-11-20 | 11 | 0 | 0 | 0 | [6 empty] | 0 | 0 | 1 | 0 | Off Peak | 0 | 1 | 0 | Semi-Peak | 0 | 1 | Off Peak | 0 | 1 | Off Peak | 0 | 1 | 0 | Off Peak | 0 | 1 | 0 | Off Peak | 0 | 1 | 0 | Off Peak
2020 | 11 | 20 | 2020-11-20 | 12 | 0 | 0 | 0 | [6 empty] | 0 | 0 | 1 | 0 | Off Peak | 0 | 1 | 0 | Semi-Peak | 0 | 1 | Off Peak | 0 | 1 | Off Peak | 0 | 1 | 0 | Off Peak | 0 | 1 | 0 | Off Peak | 0 | 1 | 0 | Off Peak
2020 | 11 | 20 | 2020-11-20 | 13 | 0 | 0 | 0 | [6 empty] | 0 | 0 | 1 | 0 | Off Peak | 0 | 1 | 0 | Semi-Peak | 0 | 1 | Off Peak | 1 | 0 | On Peak | 0 | 1 | 0 | Off Peak | 1 | 0 | 0 | On Peak | 0 | 1 | 0 | Off Peak
2020 | 11 | 20 | 2020-11-20 | 14 | 0 | 0 | 0 | [6 empty] | 0 | 0 | 1 | 0 | Off Peak | 0 | 1 | 0 | Semi-Peak | 0 | 1 | Off Peak | 1 | 0 | On Peak | 0 | 1 | 0 | Off Peak | 1 | 0 | 0 | On Peak | 0 | 1 | 0 | Off Peak
2020 | 11 | 20 | 2020-11-20 | 15 | 0 | 0 | 0 | [6 empty] | 0 | 0 | 1 | 0 | Off Peak | 0 | 1 | 0 | Semi-Peak | 0 | 1 | Off Peak | 1 | 0 | On Peak | 0 | 1 | 0 | Off Peak | 1 | 0 | 0 | On Peak | 0 | 1 | 0 | Off Peak
2020 | 11 | 20 | 2020-11-20 | 16 | 0 | 0 | 0 | [6 empty] | 0 | 0 | 1 | 0 | Off Peak | 0 | 1 | 0 | Semi-Peak | 0 | 1 | Off Peak | 1 | 0 | On Peak | 0 | 1 | 0 | Off Peak | 1 | 0 | 0 | On Peak | 0 | 1 | 0 | Off Peak
2020 | 11 | 20 | 2020-11-20 | 17 | 0 | 0 | 0 | [6 empty] | 0 | 1 | 0 | 0 | On Peak | 0 | 1 | 0 | Semi-Peak | 1 | 0 | On Peak | 1 | 0 | On Peak | 0 | 1 | 0 | Off Peak | 1 | 0 | 0 | On Peak | 0 | 1 | 0 | Off Peak
2020 | 11 | 20 | 2020-11-20 | 18 | 0 | 0 | 0 | [6 empty] | 0 | 1 | 0 | 0 | On Peak | 1 | 0 | 0 | On Peak | 1 | 0 | On Peak | 1 | 0 | On Peak | 0 | 1 | 0 | Off Peak | 1 | 0 | 0 | On Peak | 0 | 1 | 0 | Off Peak
2020 | 11 | 20 | 2020-11-20 | 19 | 0 | 0 | 0 | [6 empty] | 0 | 1 | 0 | 0 | On Peak | 1 | 0 | 0 | On Peak | 1 | 0 | On Peak | 0 | 1 | Off Peak | 0 | 0 | 1 | Super Off Peak | 1 | 0 | 0 | On Peak | 0 | 1 | 0 | Off Peak
2020 | 11 | 20 | 2020-11-20 | 20 | 0 | 0 | 0 | [6 empty] | 0 | 1 | 0 | 0 | On Peak | 1 | 0 | 0 | On Peak | 1 | 0 | On Peak | 0 | 1 | Off Peak | 0 | 0 | 1 | Super Off Peak | 1 | 0 | 0 | On Peak | 1 | 0 | 0 | On Peak
2020 | 11 | 20 | 2020-11-20 | 21 | 0 | 0 | 0 | [6 empty] | 0 | 1 | 0 | 0 | On Peak | 0 | 1 | 0 | Semi-Peak | 1 | 0 | On Peak | 0 | 1 | Off Peak | 0 | 0 | 1 | Super Off Peak | 0 | 1 | 0 | Off Peak | 1 | 0 | 0 | On Peak
2020 | 11 | 20 | 2020-11-20 | 22 | 0 | 0 | 0 | [6 empty] | 0 | 0 | 1 | 0 | Off Peak | 0 | 1 | 0 | Semi-Peak | 0 | 1 | Off Peak | 0 | 1 | Off Peak | 0 | 0 | 1 | Super Off Peak | 0 | 1 | 0 | Off Peak | 1 | 0 | 0 | On Peak
2020 | 11 | 20 | 2020-11-20 | 23 | 0 | 0 | 0 | [6 empty] | 0 | 0 | 1 | 0 | Off Peak | 0 | 0 | 1 | Off Peak | 0 | 1 | Off Peak | 0 | 1 | Off Peak | 0 | 0 | 1 | Super Off Peak | 0 | 1 | 0 | Off Peak | 1 | 0 | 0 | On Peak
2020 | 11 | 20 | 2020-11-20 | 24 | 0 | 0 | 0 | [6 empty] | 0 | 0 | 1 | 0 | Off Peak | 0 | 0 | 1 | Off Peak | 0 | 1 | Off Peak | 0 | 1 | Off Peak | 0 | 0 | 1 | Super Off Peak | 0 | 1 | 0 | Off Peak | 1 | 0 | 0 | On Peak
2020 | 11 | 21 | 2020-11-21 | 1 | 0 | 1 | 0 | [6 empty] | 0 | 0 | 0 | 1 | Super Off Peak | 0 | 0 | 1 | Off Peak | 0 | 1 | Off Peak | 0 | 1 | Off Peak | 0 | 0 | 1 | Super Off Peak | 0 | 0 | 1 | Super Off Peak | 0 | 0 | 1 | Super Off Peak
2020 | 11 | 21 | 2020-11-21 | 2 | 0 | 1 | 0 | [6 empty] | 0 | 0 | 0 | 1 | Super Off Peak | 0 | 0 | 1 | Off Peak | 0 | 1 | Off Peak | 0 | 1 | Off Peak | 0 | 0 | 1 | Super Off Peak | 0 | 0 | 1 | Super Off Peak | 0 | 0 | 1 | Super Off Peak
2020 | 11 | 21 | 2020-11-21 | 3 | 0 | 1 | 0 | [6 empty] | 0 | 0 | 0 | 1 | Super Off Peak | 0 | 0 | 1 | Off Peak | 0 | 1 | Off Peak | 0 | 1 | Off Peak | 0 | 0 | 1 | Super Off Peak | 0 | 0 | 1 | Super Off Peak | 0 | 0 | 1 | Super Off Peak
2020 | 11 | 21 | 2020-11-21 | 4 | 0 | 1 | 0 | [6 empty] | 0 | 0 | 0 | 1 | Super Off Peak | 0 | 0 | 1 | Off Peak | 0 | 1 | Off Peak | 0 | 1 | Off Peak | 0 | 0 | 1 | Super Off Peak | 0 | 0 | 1 | Super Off Peak | 0 | 0 | 1 | Super Off Peak
2020 | 11 | 21 | 2020-11-21 | 5 | 0 | 1 | 0 | [6 empty] | 0 | 0 | 0 | 1 | Super Off Peak | 0 | 0 | 1 | Off Peak | 0 | 1 | Off Peak | 0 | 1 | Off Peak | 0 | 0 | 1 | Super Off Peak | 0 | 0 | 1 | Super Off Peak | 0 | 0 | 1 | Super Off Peak
2020 | 11 | 21 | 2020-11-21 | 6 | 0 | 1 | 0 | [6 empty] | 0 | 0 | 0 | 1 | Super Off Peak | 0 | 0 | 1 | Off Peak | 0 | 1 | Off Peak | 0 | 1 | Off Peak | 0 | 0 | 1 | Super Off Peak | 0 | 1 | 0 | Off Peak | 0 | 1 | 0 | Off Peak
2020 | 11 | 21 | 2020-11-21 | 7 | 0 | 1 | 0 | [6 empty] | 0 | 0 | 0 | 1 | Super Off Peak | 0 | 0 | 1 | Off Peak | 0 | 1 | Off Peak | 0 | 1 | Off Peak | 0 | 0 | 1 | Super Off Peak | 0 | 1 | 0 | Off Peak | 0 | 1 | 0 | Off Peak
2020 | 11 | 21 | 2020-11-21 | 8 | 0 | 1 | 0 | [6 empty] | 0 | 0 | 0 | 1 | Super Off Peak | 0 | 0 | 1 | Off Peak | 0 | 1 | Off Peak | 0 | 1 | Off Peak | 0 | 0 | 1 | Super Off Peak | 0 | 1 | 0 | Off Peak | 0 | 1 | 0 | Off Peak
2020 | 11 | 21 | 2020-11-21 | 9 | 0 | 1 | 0 | [6 empty] | 0 | 0 | 0 | 1 | Super Off Peak | 0 | 0 | 1 | Off Peak | 0 | 1 | Off Peak | 0 | 1 | Off Peak | 0 | 0 | 1 | Super Off Peak | 0 | 1 | 0 | Off Peak | 0 | 1 | 0 | Off Peak
2020 | 11 | 21 | 2020-11-21 | 10 | 0 | 1 | 0 | [6 empty] | 0 | 0 | 0 | 1 | Super Off Peak | 0 | 0 | 1 | Off Peak | 0 | 1 | Off Peak | 0 | 1 | Off Peak | 0 | 0 | 1 | Super Off Peak | 0 | 1 | 0 | Off Peak | 0 | 1 | 0 | Off Peak
2020 | 11 | 21 | 2020-11-21 | 11 | 0 | 1 | 0 | [6 empty] | 0 | 0 | 0 | 1 | Super Off Peak | 0 | 0 | 1 | Off Peak | 0 | 1 | Off Peak | 0 | 1 | Off Peak | 0 | 0 | 1 | Super Off Peak | 0 | 1 | 0 | Off Peak | 0 | 1 | 0 | Off Peak
2020 | 11 | 21 | 2020-11-21 | 12 | 0 | 1 | 0 | [6 empty] | 0 | 0 | 0 | 1 | Super Off Peak | 0 | 0 | 1 | Off Peak | 0 | 1 | Off Peak | 0 | 1 | Off Peak | 0 | 0 | 1 | Super Off Peak | 0 | 1 | 0 | Off Peak | 0 | 1 | 0 | Off Peak
2020 | 11 | 21 | 2020-11-21 | 13 | 0 | 1 | 0 | [6 empty] | 0 | 0 | 0 | 1 | Super Off Peak | 0 | 0 | 1 | Off Peak | 0 | 1 | Off Peak | 0 | 1 | Off Peak | 0 | 0 | 1 | Super Off Peak | 1 | 0 | 0 | On Peak | 0 | 1 | 0 | Off Peak
2020 | 11 | 21 | 2020-11-21 | 14 | 0 | 1 | 0 | [6 empty] | 0 | 0 | 0 | 1 | Super Off Peak | 0 | 0 | 1 | Off Peak | 0 | 1 | Off Peak | 0 | 1 | Off Peak | 0 | 0 | 1 | Super Off Peak | 1 | 0 | 0 | On Peak | 0 | 1 | 0 | Off Peak
2020 | 11 | 21 | 2020-11-21 | 15 | 0 | 1 | 0 | [6 empty] | 0 | 0 | 1 | 0 | Off Peak | 0 | 0 | 1 | Off Peak | 0 | 1 | Off Peak | 0 | 1 | Off Peak | 0 | 0 | 1 | Super Off Peak | 1 | 0 | 0 | On Peak | 0 | 1 | 0 | Off Peak
2020 | 11 | 21 | 2020-11-21 | 16 | 0 | 1 | 0 | [6 empty] | 0 | 0 | 1 | 0 | Off Peak | 0 | 0 | 1 | Off Peak | 0 | 1 | Off Peak | 0 | 1 | Off Peak | 0 | 0 | 1 | Super Off Peak | 1 | 0 | 0 | On Peak | 0 | 1 | 0 | Off Peak
2020 | 11 | 21 | 2020-11-21 | 17 | 0 | 1 | 0 | [6 empty] | 0 | 1 | 0 | 0 | On Peak | 0 | 0 | 1 | Off Peak | 0 | 1 | Off Peak | 0 | 1 | Off Peak | 0 | 0 | 1 | Super Off Peak | 1 | 0 | 0 | On Peak | 0 | 1 | 0 | Off Peak
2020 | 11 | 21 | 2020-11-21 | 18 | 0 | 1 | 0 | [6 empty] | 0 | 1 | 0 | 0 | On Peak | 0 | 0 | 1 | Off Peak | 0 | 1 | Off Peak | 0 | 1 | Off Peak | 0 | 0 | 1 | Super Off Peak | 1 | 0 | 0 | On Peak | 0 | 1 | 0 | Off Peak
2020 | 11 | 21 | 2020-11-21 | 19 | 0 | 1 | 0 | [6 empty] | 0 | 1 | 0 | 0 | On Peak | 0 | 0 | 1 | Off Peak | 0 | 1 | Off Peak | 0 | 1 | Off Peak | 0 | 0 | 1 | Super Off Peak | 1 | 0 | 0 | On Peak | 0 | 1 | 0 | Off Peak
2020 | 11 | 21 | 2020-11-21 | 20 | 0 | 1 | 0 | [6 empty] | 0 | 1 | 0 | 0 | On Peak | 0 | 0 | 1 | Off Peak | 0 | 1 | Off Peak | 0 | 1 | Off Peak | 0 | 0 | 1 | Super Off Peak | 1 | 0 | 0 | On Peak | 1 | 0 | 0 | On Peak
2020 | 11 | 21 | 2020-11-21 | 21 | 0 | 1 | 0 | [6 empty] | 0 | 1 | 0 | 0 | On Peak | 0 | 0 | 1 | Off Peak | 0 | 1 | Off Peak | 0 | 1 | Off Peak | 0 | 0 | 1 | Super Off Peak | 0 | 1 | 0 | Off Peak | 1 | 0 | 0 | On Peak
2020 | 11 | 21 | 2020-11-21 | 22 | 0 | 1 | 0 | [6 empty] | 0 | 0 | 1 | 0 | Off Peak | 0 | 0 | 1 | Off Peak | 0 | 1 | Off Peak | 0 | 1 | Off Peak | 0 | 0 | 1 | Super Off Peak | 0 | 1 | 0 | Off Peak | 1 | 0 | 0 | On Peak
2020 | 11 | 21 | 2020-11-21 | 23 | 0 | 1 | 0 | [6 empty] | 0 | 0 | 1 | 0 | Off Peak | 0 | 0 | 1 | Off Peak | 0 | 1 | Off Peak | 0 | 1 | Off Peak | 0 | 0 | 1 | Super Off Peak | 0 | 1 | 0 | Off Peak | 1 | 0 | 0 | On Peak
2020 | 11 | 21 | 2020-11-21 | 24 | 0 | 1 | 0 | [6 empty] | 0 | 0 | 1 | 0 | Off Peak | 0 | 0 | 1 | Off Peak | 0 | 1 | Off Peak | 0 | 1 | Off Peak | 0 | 0 | 1 | Super Off Peak | 0 | 1 | 0 | Off Peak | 1 | 0 | 0 | On Peak
2020 | 11 | 22 | 2020-11-22 | 1 | 0 | 1 | 0 | [6 empty] | 0 | 0 | 0 | 1 | Super Off Peak | 0 | 0 | 1 | Off Peak | 0 | 1 | Off Peak | 0 | 1 | Off Peak | 0 | 0 | 1 | Super Off Peak | 0 | 0 | 1 | Super Off Peak | 0 | 0 | 1 | Super Off Peak
2020 | 11 | 22 | 2020-11-22 | 2 | 0 | 1 | 0 | [6 empty] | 0 | 0 | 0 | 1 | Super Off Peak | 0 | 0 | 1 | Off Peak | 0 | 1 | Off Peak | 0 | 1 | Off Peak | 0 | 0 | 1 | Super Off Peak | 0 | 0 | 1 | Super Off Peak | 0 | 0 | 1 | Super Off Peak
2020 | 11 | 22 | 2020-11-22 | 3 | 0 | 1 | 0 | [6 empty] | 0 | 0 | 0 | 1 | Super Off Peak | 0 | 0 | 1 | Off Peak | 0 | 1 | Off Peak | 0 | 1 | Off Peak | 0 | 0 | 1 | Super Off Peak | 0 | 0 | 1 | Super Off Peak | 0 | 0 | 1 | Super Off Peak
2020 | 11 | 22 | 2020-11-22 | 4 | 0 | 1 | 0 | [6 empty] | 0 | 0 | 0 | 1 | Super Off Peak | 0 | 0 | 1 | Off Peak | 0 | 1 | Off Peak | 0 | 1 | Off Peak | 0 | 0 | 1 | Super Off Peak | 0 | 0 | 1 | Super Off Peak | 0 | 0 | 1 | Super Off Peak
2020 | 11 | 22 | 2020-11-22 | 5 | 0 | 1 | 0 | [6 empty] | 0 | 0 | 0 | 1 | Super Off Peak | 0 | 0 | 1 | Off Peak | 0 | 1 | Off Peak | 0 | 1 | Off Peak | 0 | 0 | 1 | Super Off Peak | 0 | 0 | 1 | Super Off Peak | 0 | 0 | 1 | Super Off Peak
2020 | 11 | 22 | 2020-11-22 | 6 | 0 | 1 | 0 | [6 empty] | 0 | 0 | 0 | 1 | Super Off Peak | 0 | 0 | 1 | Off Peak | 0 | 1 | Off Peak | 0 | 1 | Off Peak | 0 | 0 | 1 | Super Off Peak | 0 | 1 | 0 | Off Peak | 0 | 1 | 0 | Off Peak
2020 | 11 | 22 | 2020-11-22 | 7 | 0 | 1 | 0 | [6 empty] | 0 | 0 | 0 | 1 | Super Off Peak | 0 | 0 | 1 | Off Peak | 0 | 1 | Off Peak | 0 | 1 | Off Peak | 0 | 0 | 1 | Super Off Peak | 0 | 1 | 0 | Off Peak | 0 | 1 | 0 | Off Peak
2020 | 11 | 22 | 2020-11-22 | 8 | 0 | 1 | 0 | [6 empty] | 0 | 0 | 0 | 1 | Super Off Peak | 0 | 0 | 1 | Off Peak | 0 | 1 | Off Peak | 0 | 1 | Off Peak | 0 | 0 | 1 | Super Off Peak | 0 | 1 | 0 | Off Peak | 0 | 1 | 0 | Off Peak
2020 | 11 | 22 | 2020-11-22 | 9 | 0 | 1 | 0 | [6 empty] | 0 | 0 | 0 | 1 | Super Off Peak | 0 | 0 | 1 | Off Peak | 0 | 1 | Off Peak | 0 | 1 | Off Peak | 0 | 0 | 1 | Super Off Peak | 0 | 1 | 0 | Off Peak | 0 | 1 | 0 | Off Peak
2020 | 11 | 22 | 2020-11-22 | 10 | 0 | 1 | 0 | [6 empty] | 0 | 0 | 0 | 1 | Super Off Peak | 0 | 0 | 1 | Off Peak | 0 | 1 | Off Peak | 0 | 1 | Off Peak | 0 | 0 | 1 | Super Off Peak | 0 | 1 | 0 | Off Peak | 0 | 1 | 0 | Off Peak
2020 | 11 | 22 | 2020-11-22 | 11 | 0 | 1 | 0 | [6 empty] | 0 | 0 | 0 | 1 | Super Off Peak | 0 | 0 | 1 | Off Peak | 0 | 1 | Off Peak | 0 | 1 | Off Peak | 0 | 0 | 1 | Super Off Peak | 0 | 1 | 0 | Off Peak | 0 | 1 | 0 | Off Peak
2020 | 11 | 22 | 2020-11-22 | 12 | 0 | 1 | 0 | [6 empty] | 0 | 0 | 0 | 1 | Super Off Peak | 0 | 0 | 1 | Off Peak | 0 | 1 | Off Peak | 0 | 1 | Off Peak | 0 | 0 | 1 | Super Off Peak | 0 | 1 | 0 | Off Peak | 0 | 1 | 0 | Off Peak
2020 | 11 | 22 | 2020-11-22 | 13 | 0 | 1 | 0 | [6 empty] | 0 | 0 | 0 | 1 | Super Off Peak | 0 | 0 | 1 | Off Peak | 0 | 1 | Off Peak | 0 | 1 | Off Peak | 0 | 0 | 1 | Super Off Peak | 1 | 0 | 0 | On Peak | 0 | 1 | 0 | Off Peak
2020 | 11 | 22 | 2020-11-22 | 14 | 0 | 1 | 0 | [6 empty] | 0 | 0 | 0 | 1 | Super Off Peak | 0 | 0 | 1 | Off Peak | 0 | 1 | Off Peak | 0 | 1 | Off Peak | 0 | 0 | 1 | Super Off Peak | 1 | 0 | 0 | On Peak | 0 | 1 | 0 | Off Peak
2020 | 11 | 22 | 2020-11-22 | 15 | 0 | 1 | 0 | [6 empty] | 0 | 0 | 1 | 0 | Off Peak | 0 | 0 | 1 | Off Peak | 0 | 1 | Off Peak | 0 | 1 | Off Peak | 0 | 0 | 1 | Super Off Peak | 1 | 0 | 0 | On Peak | 0 | 1 | 0 | Off Peak
2020 | 11 | 22 | 2020-11-22 | 16 | 0 | 1 | 0 | [6 empty] | 0 | 0 | 1 | 0 | Off Peak | 0 | 0 | 1 | Off Peak | 0 | 1 | Off Peak | 0 | 1 | Off Peak | 0 | 0 | 1 | Super Off Peak | 1 | 0 | 0 | On Peak | 0 | 1 | 0 | Off Peak
2020 | 11 | 22 | 2020-11-22 | 17 | 0 | 1 | 0 | [6 empty] | 0 | 1 | 0 | 0 | On Peak | 0 | 0 | 1 | Off Peak | 0 | 1 | Off Peak | 0 | 1 | Off Peak | 0 | 0 | 1 | Super Off Peak | 1 | 0 | 0 | On Peak | 0 | 1 | 0 | Off Peak
2020 | 11 | 22 | 2020-11-22 | 18 | 0 | 1 | 0 | [6 empty] | 0 | 1 | 0 | 0 | On Peak | 0 | 0 | 1 | Off Peak | 0 | 1 | Off Peak | 0 | 1 | Off Peak | 0 | 0 | 1 | Super Off Peak | 1 | 0 | 0 | On Peak | 0 | 1 | 0 | Off Peak
2020 | 11 | 22 | 2020-11-22 | 19 | 0 | 1 | 0 | [6 empty] | 0 | 1 | 0 | 0 | On Peak | 0 | 0 | 1 | Off Peak | 0 | 1 | Off Peak | 0 | 1 | Off Peak | 0 | 0 | 1 | Super Off Peak | 1 | 0 | 0 | On Peak | 0 | 1 | 0 | Off Peak
2020 | 11 | 22 | 2020-11-22 | 20 | 0 | 1 | 0 | [6 empty] | 0 | 1 | 0 | 0 | On Peak | 0 | 0 | 1 | Off Peak | 0 | 1 | Off Peak | 0 | 1 | Off Peak | 0 | 0 | 1 | Super Off Peak | 1 | 0 | 0 | On Peak | 1 | 0 | 0 | On Peak
2020 | 11 | 22 | 2020-11-22 | 21 | 0 | 1 | 0 | [6 empty] | 0 | 1 | 0 | 0 | On Peak | 0 | 0 | 1 | Off Peak | 0 | 1 | Off Peak | 0 | 1 | Off Peak | 0 | 0 | 1 | Super Off Peak | 0 | 1 | 0 | Off Peak | 1 | 0 | 0 | On Peak
2020 | 11 | 22 | 2020-11-22 | 22 | 0 | 1 | 0 | [6 empty] | 0 | 0 | 1 | 0 | Off Peak | 0 | 0 | 1 | Off Peak | 0 | 1 | Off Peak | 0 | 1 | Off Peak | 0 | 0 | 1 | Super Off Peak | 0 | 1 | 0 | Off Peak | 1 | 0 | 0 | On Peak
2020 | 11 | 22 | 2020-11-22 | 23 | 0 | 1 | 0 | [6 empty] | 0 | 0 | 1 | 0 | Off Peak | 0 | 0 | 1 | Off Peak | 0 | 1 | Off Peak | 0 | 1 | Off Peak | 0 | 0 | 1 | Super Off Peak | 0 | 1 | 0 | Off Peak | 1 | 0 | 0 | On Peak
2020 | 11 | 22 | 2020-11-22 | 24 | 0 | 1 | 0 | [6 empty] | 0 | 0 | 1 | 0 | Off Peak | 0 | 0 | 1 | Off Peak | 0 | 1 | Off Peak | 0 | 1 | Off Peak | 0 | 0 | 1 | Super Off Peak | 0 | 1 | 0 | Off Peak | 1 | 0 | 0 | On Peak
2020 | 11 | 23 | 2020-11-23 | 1 | 0 | 0 | 0 | [6 empty] | 0 | 0 | 0 | 1 | Super Off Peak | 0 | 0 | 1 | Off Peak | 0 | 1 | Off Peak | 0 | 1 | Off Peak | 0 | 0 | 1 | Super Off Peak | 0 | 0 | 1 | Super Off Peak | 0 | 0 | 1 | Super Off Peak
2020 | 11 | 23 | 2020-11-23 | 2 | 0 | 0 | 0 | [6 empty] | 0 | 0 | 0 | 1 | Super Off Peak | 0 | 0 | 1 | Off Peak | 0 | 1 | Off Peak | 0 | 1 | Off Peak | 0 | 0 | 1 | Super Off Peak | 0 | 0 | 1 | Super Off Peak | 0 | 0 | 1 | Super Off Peak
2020 | 11 | 23 | 2020-11-23 | 3 | 0 | 0 | 0 | [6 empty] | 0 | 0 | 0 | 1 | Super Off Peak | 0 | 0 | 1 | Off Peak | 0 | 1 | Off Peak | 0 | 1 | Off Peak | 0 | 0 | 1 | Super Off Peak | 0 | 0 | 1 | Super Off Peak | 0 | 0 | 1 | Super Off Peak
2020 | 11 | 23 | 2020-11-23 | 4 | 0 | 0 | 0 | [6 empty] | 0 | 0 | 0 | 1 | Super Off Peak | 0 | 0 | 1 | Off Peak | 0 | 1 | Off Peak | 0 | 1 | Off Peak | 0 | 0 | 1 | Super Off Peak | 0 | 0 | 1 | Super Off Peak | 0 | 0 | 1 | Super Off Peak
2020 | 11 | 23 | 2020-11-23 | 5 | 0 | 0 | 0 | [6 empty] | 0 | 0 | 0 | 1 | Super Off Peak | 0 | 0 | 1 | Off Peak | 0 | 1 | Off Peak | 0 | 1 | Off Peak | 0 | 0 | 1 | Super Off Peak | 0 | 0 | 1 | Super Off Peak | 0 | 0 | 1 | Super Off Peak
2020 | 11 | 23 | 2020-11-23 | 6 | 0 | 0 | 0 | [6 empty] | 0 | 0 | 0 | 1 | Super Off Peak | 0 | 0 | 1 | Off Peak | 0 | 1 | Off Peak | 0 | 1 | Off Peak | 0 | 0 | 1 | Super Off Peak | 0 | 1 | 0 | Off Peak | 0 | 1 | 0 | Off Peak
2020 | 11 | 23 | 2020-11-23 | 7 | 0 | 0 | 0 | [6 empty] | 0 | 0 | 1 | 0 | Off Peak | 0 | 1 | 0 | Semi-Peak | 0 | 1 | Off Peak | 0 | 1 | Off Peak | 0 | 1 | 0 | Off Peak | 0 | 1 | 0 | Off Peak | 0 | 1 | 0 | Off Peak
2020 | 11 | 23 | 2020-11-23 | 8 | 0 | 0 | 0 | [6 empty] | 0 | 0 | 1 | 0 | Off Peak | 0 | 1 | 0 | Semi-Peak | 0 | 1 | Off Peak | 0 | 1 | Off Peak | 0 | 1 | 0 | Off Peak | 0 | 1 | 0 | Off Peak | 0 | 1 | 0 | Off Peak
2020 | 11 | 23 | 2020-11-23 | 9 | 0 | 0 | 0 | [6 empty] | 0 | 0 | 1 | 0 | Off Peak | 0 | 1 | 0 | Semi-Peak | 0 | 1 | Off Peak | 0 | 1 | Off Peak | 0 | 1 | 0 | Off Peak | 0 | 1 | 0 | Off Peak | 0 | 1 | 0 | Off Peak
2020 | 11 | 23 | 2020-11-23 | 10 | 0 | 0 | 0 | [6 empty] | 0 | 0 | 1 | 0 | Off Peak | 0 | 1 | 0 | Semi-Peak | 0 | 1 | Off Peak | 0 | 1 | Off Peak | 0 | 1 | 0 | Off Peak | 0 | 1 | 0 | Off Peak | 0 | 1 | 0 | Off Peak
2020 | 11 | 23 | 2020-11-23 | 11 | 0 | 0 | 0 | [6 empty] | 0 | 0 | 1 | 0 | Off Peak | 0 | 1 | 0 | Semi-Peak | 0 | 1 | Off Peak | 0 | 1 | Off Peak | 0 | 1 | 0 | Off Peak | 0 | 1 | 0 | Off Peak | 0 | 1 | 0 | Off Peak
2020 | 11 | 23 | 2020-11-23 | 12 | 0 | 0 | 0 | [6 empty] | 0 | 0 | 1 | 0 | Off Peak | 0 | 1 | 0 | Semi-Peak | 0 | 1 | Off Peak | 0 | 1 | Off Peak | 0 | 1 | 0 | Off Peak | 0 | 1 | 0 | Off Peak | 0 | 1 | 0 | Off Peak
2020 | 11 | 23 | 2020-11-23 | 13 | 0 | 0 | 0 | [6 empty] | 0 | 0 | 1 | 0 | Off Peak | 0 | 1 | 0 | Semi-Peak | 0 | 1 | Off Peak | 1 | 0 | On Peak | 0 | 1 | 0 | Off Peak | 1 | 0 | 0 | On Peak | 0 | 1 | 0 | Off Peak
2020 | 11 | 23 | 2020-11-23 | 14 | 0 | 0 | 0 | [6 empty] | 0 | 0 | 1 | 0 | Off Peak | 0 | 1 | 0 | Semi-Peak | 0 | 1 | Off Peak | 1 | 0 | On Peak | 0 | 1 | 0 | Off Peak | 1 | 0 | 0 | On Peak | 0 | 1 | 0 | Off Peak
2020 | 11 | 23 | 2020-11-23 | 15 | 0 | 0 | 0 | [6 empty] | 0 | 0 | 1 | 0 | Off Peak | 0 | 1 | 0 | Semi-Peak | 0 | 1 | Off Peak | 1 | 0 | On Peak | 0 | 1 | 0 | Off Peak | 1 | 0 | 0 | On Peak | 0 | 1 | 0 | Off Peak
2020 | 11 | 23 | 2020-11-23 | 16 | 0 | 0 | 0 | [6 empty] | 0 | 0 | 1 | 0 | Off Peak | 0 | 1 | 0 | Semi-Peak | 0 | 1 | Off Peak | 1 | 0 | On Peak | 0 | 1 | 0 | Off Peak | 1 | 0 | 0 | On Peak | 0 | 1 | 0 | Off Peak
2020 | 11 | 23 | 2020-11-23 | 17 | 0 | 0 | 0 | [6 empty] | 0 | 1 | 0 | 0 | On Peak | 0 | 1 | 0 | Semi-Peak | 1 | 0 | On Peak | 1 | 0 | On Peak | 0 | 1 | 0 | Off Peak | 1 | 0 | 0 | On Peak | 0 | 1 | 0 | Off Peak
2020 | 11 | 23 | 2020-11-23 | 18 | 0 | 0 | 0 | [6 empty] | 0 | 1 | 0 | 0 | On Peak | 1 | 0 | 0 | On Peak | 1 | 0 | On Peak | 1 | 0 | On Peak | 0 | 1 | 0 | Off Peak | 1 | 0 | 0 | On Peak | 0 | 1 | 0 | Off Peak
2020 | 11 | 23 | 2020-11-23 | 19 | 0 | 0 | 0 | [6 empty] | 0 | 1 | 0 | 0 | On Peak | 1 | 0 | 0 | On Peak | 1 | 0 | On Peak | 0 | 1 | Off Peak | 0 | 0 | 1 | Super Off Peak | 1 | 0 | 0 | On Peak | 0 | 1 | 0 | Off Peak
2020 | 11 | 23 | 2020-11-23 | 20 | 0 | 0 | 0 | [6 empty] | 0 | 1 | 0 | 0 | On Peak | 1 | 0 | 0 | On Peak | 1 | 0 | On Peak | 0 | 1 | Off Peak | 0 | 0 | 1 | Super Off Peak | 1 | 0 | 0 | On Peak | 1 | 0 | 0 | On Peak
2020 | 11 | 23 | 2020-11-23 | 21 | 0 | 0 | 0 | [6 empty] | 0 | 1 | 0 | 0 | On Peak | 0 | 1 | 0 | Semi-Peak | 1 | 0 | On Peak | 0 | 1 | Off Peak | 0 | 0 | 1 | Super Off Peak | 0 | 1 | 0 | Off Peak | 1 | 0 | 0 | On Peak
2020 | 11 | 23 | 2020-11-23 | 22 | 0 | 0 | 0 | [6 empty] | 0 | 0 | 1 | 0 | Off Peak | 0 | 1 | 0 | Semi-Peak | 0 | 1 | Off Peak | 0 | 1 | Off Peak | 0 | 0 | 1 | Super Off Peak | 0 | 1 | 0 | Off Peak | 1 | 0 | 0 | On Peak
2020 | 11 | 23 | 2020-11-23 | 23 | 0 | 0 | 0 | [6 empty] | 0 | 0 | 1 | 0 | Off Peak | 0 | 0 | 1 | Off Peak | 0 | 1 | Off Peak | 0 | 1 | Off Peak | 0 | 0 | 1 | Super Off Peak | 0 | 1 | 0 | Off Peak | 1 | 0 | 0 | On Peak
2020 | 11 | 23 | 2020-11-23 | 24 | 0 | 0 | 0 | [6 empty] | 0 | 0 | 1 | 0 | Off Peak | 0 | 0 | 1 | Off Peak | 0 | 1 | Off Peak | 0 | 1 | Off Peak | 0 | 0 | 1 | Super Off Peak | 0 | 1 | 0 | Off Peak | 1 | 0 | 0 | On Peak
2020 | 11 | 24 | 2020-11-24 | 1 | 0 | 0 | 0 | [6 empty] | 0 | 0 | 0 | 1 | Super Off Peak | 0 | 0 | 1 | Off Peak | 0 | 1 | Off Peak | 0 | 1 | Off Peak | 0 | 0 | 1 | Super Off Peak | 0 | 0 | 1 | Super Off Peak | 0 | 0 | 1 | Super Off Peak
2020 | 11 | 24 | 2020-11-24 | 2 | 0 | 0 | 0 | [6 empty] | 0 | 0 | 0 | 1 | Super Off Peak | 0 | 0 | 1 | Off Peak | 0 | 1 | Off Peak | 0 | 1 | Off Peak | 0 | 0 | 1 | Super Off Peak | 0 | 0 | 1 | Super Off Peak | 0 | 0 | 1 | Super Off Peak
2020 | 11 | 24 | 2020-11-24 | 3 | 0 | 0 | 0 | [6 empty] | 0 | 0 | 0 | 1 | Super Off Peak | 0 | 0 | 1 | Off Peak | 0 | 1 | Off Peak | 0 | 1 | Off Peak | 0 | 0 | 1 | Super Off Peak | 0 | 0 | 1 | Super Off Peak | 0 | 0 | 1 | Super Off Peak
2020 | 11 | 24 | 2020-11-24 | 4 | 0 | 0 | 0 | [6 empty] | 0 | 0 | 0 | 1 | Super Off Peak | 0 | 0 | 1 | Off Peak | 0 | 1 | Off Peak | 0 | 1 | Off Peak | 0 | 0 | 1 | Super Off Peak | 0 | 0 | 1 | Super Off Peak | 0 | 0 | 1 | Super Off Peak
2020 | 11 | 24 | 2020-11-24 | 5 | 0 | 0 | 0 | [6 empty] | 0 | 0 | 0 | 1 | Super Off Peak | 0 | 0 | 1 | Off Peak | 0 | 1 | Off Peak | 0 | 1 | Off Peak | 0 | 0 | 1 | Super Off Peak | 0 | 0 | 1 | Super Off Peak | 0 | 0 | 1 | Super Off Peak
2020 | 11 | 24 | 2020-11-24 | 6 | 0 | 0 | 0 | [6 empty] | 0 | 0 | 0 | 1 | Super Off Peak | 0 | 0 | 1 | Off Peak | 0 | 1 | Off Peak | 0 | 1 | Off Peak | 0 | 0 | 1 | Super Off Peak | 0 | 1 | 0 | Off Peak | 0 | 1 | 0 | Off Peak
2020 | 11 | 24 | 2020-11-24 | 7 | 0 | 0 | 0 | [6 empty] | 0 | 0 | 1 | 0 | Off Peak | 0 | 1 | 0 | Semi-Peak | 0 | 1 | Off Peak | 0 | 1 | Off Peak | 0 | 1 | 0 | Off Peak | 0 | 1 | 0 | Off Peak | 0 | 1 | 0 | Off Peak
2020 | 11 | 24 | 2020-11-24 | 8 | 0 | 0 | 0 | [6 empty] | 0 | 0 | 1 | 0 | Off Peak | 0 | 1 | 0 | Semi-Peak | 0 | 1 | Off Peak | 0 | 1 | Off Peak | 0 | 1 | 0 | Off Peak | 0 | 1 | 0 | Off Peak | 0 | 1 | 0 | Off Peak
2020 | 11 | 24 | 2020-11-24 | 9 | 0 | 0 | 0 | [6 empty] | 0 | 0 | 1 | 0 | Off Peak | 0 | 1 | 0 | Semi-Peak | 0 | 1 | Off Peak | 0 | 1 | Off Peak | 0 | 1 | 0 | Off Peak | 0 | 1 | 0 | Off Peak | 0 | 1 | 0 | Off Peak
2020 | 11 | 24 | 2020-11-24 | 10 | 0 | 0 | 0 | [6 empty] | 0 | 0 | 1 | 0 | Off Peak | 0 | 1 | 0 | Semi-Peak | 0 | 1 | Off Peak | 0 | 1 | Off Peak | 0 | 1 | 0 | Off Peak | 0 | 1 | 0 | Off Peak | 0 | 1 | 0 | Off Peak
2020 | 11 | 24 | 2020-11-24 | 11 | 0 | 0 | 0 | [6 empty] | 0 | 0 | 1 | 0 | Off Peak | 0 | 1 | 0 | Semi-Peak | 0 | 1 | Off Peak | 0 | 1 | Off Peak | 0 | 1 | 0 | Off Peak | 0 | 1 | 0 | Off Peak | 0 | 1 | 0 | Off Peak
2020 | 11 | 24 | 2020-11-24 | 12 | 0 | 0 | 0 | [6 empty] | 0 | 0 | 1 | 0 | Off Peak | 0 | 1 | 0 | Semi-Peak | 0 | 1 | Off Peak | 0 | 1 | Off Peak | 0 | 1 | 0 | Off Peak | 0 | 1 | 0 | Off Peak | 0 | 1 | 0 | Off Peak
2020 | 11 | 24 | 2020-11-24 | 13 | 0 | 0 | 0 | [6 empty] | 0 | 0 | 1 | 0 | Off Peak | 0 | 1 | 0 | Semi-Peak | 0 | 1 | Off Peak | 1 | 0 | On Peak | 0 | 1 | 0 | Off Peak | 1 | 0 | 0 | On Peak | 0 | 1 | 0 | Off Peak
2020 | 11 | 24 | 2020-11-24 | 14 | 0 | 0 | 0 | [6 empty] | 0 | 0 | 1 | 0 | Off Peak | 0 | 1 | 0 | Semi-Peak | 0 | 1 | Off Peak | 1 | 0 | On Peak | 0 | 1 | 0 | Off Peak | 1 | 0 | 0 | On Peak | 0 | 1 | 0 | Off Peak
2020 | 11 | 24 | 2020-11-24 | 15 | 0 | 0 | 0 | [6 empty] | 0 | 0 | 1 | 0 | Off Peak | 0 | 1 | 0 | Semi-Peak | 0 | 1 | Off Peak | 1 | 0 | On Peak | 0 | 1 | 0 | Off Peak | 1 | 0 | 0 | On Peak | 0 | 1 | 0 | Off Peak
2020 | 11 | 24 | 2020-11-24 | 16 | 0 | 0 | 0 | [6 empty] | 0 | 0 | 1 | 0 | Off Peak | 0 | 1 | 0 | Semi-Peak | 0 | 1 | Off Peak | 1 | 0 | On Peak | 0 | 1 | 0 | Off Peak | 1 | 0 | 0 | On Peak | 0 | 1 | 0 | Off Peak
2020 | 11 | 24 | 2020-11-24 | 17 | 0 | 0 | 0 | [6 empty] | 0 | 1 | 0 | 0 | On Peak | 0 | 1 | 0 | Semi-Peak | 1 | 0 | On Peak | 1 | 0 | On Peak | 0 | 1 | 0 | Off Peak | 1 | 0 | 0 | On Peak | 0 | 1 | 0 | Off Peak
2020 | 11 | 24 | 2020-11-24 | 18 | 0 | 0 | 0 | [6 empty] | 0 | 1 | 0 | 0 | On Peak | 1 | 0 | 0 | On Peak | 1 | 0 | On Peak | 1 | 0 | On Peak | 0 | 1 | 0 | Off Peak | 1 | 0 | 0 | On Peak | 0 | 1 | 0 | Off Peak
2020 | 11 | 24 | 2020-11-24 | 19 | 0 | 0 | 0 | [6 empty] | 0 | 1 | 0 | 0 | On Peak | 1 | 0 | 0 | On Peak | 1 | 0 | On Peak | 0 | 1 | Off Peak | 0 | 0 | 1 | Super Off Peak | 1 | 0 | 0 | On Peak | 0 | 1 | 0 | Off Peak
2020 | 11 | 24 | 2020-11-24 | 20 | 0 | 0 | 0 | [6 empty] | 0 | 1 | 0 | 0 | On Peak | 1 | 0 | 0 | On Peak | 1 | 0 | On Peak | 0 | 1 | Off Peak | 0 | 0 | 1 | Super Off Peak | 1 | 0 | 0 | On Peak | 1 | 0 | 0 | On Peak
2020 | 11 | 24 | 2020-11-24 | 21 | 0 | 0 | 0 | [6 empty] | 0 | 1 | 0 | 0 | On Peak | 0 | 1 | 0 | Semi-Peak | 1 | 0 | On Peak | 0 | 1 | Off Peak | 0 | 0 | 1 | Super Off Peak | 0 | 1 | 0 | Off Peak | 1 | 0 | 0 | On Peak
2020 | 11 | 24 | 2020-11-24 | 22 | 0 | 0 | 0 | [6 empty] | 0 | 0 | 1 | 0 | Off Peak | 0 | 1 | 0 | Semi-Peak | 0 | 1 | Off Peak | 0 | 1 | Off Peak | 0 | 0 | 1 | Super Off Peak | 0 | 1 | 0 | Off Peak | 1 | 0 | 0 | On Peak
2020 | 11 | 24 | 2020-11-24 | 23 | 0 | 0 | 0 | [6 empty] | 0 | 0 | 1 | 0 | Off Peak | 0 | 0 | 1 | Off Peak | 0 | 1 | Off Peak | 0 | 1 | Off Peak | 0 | 0 | 1 | Super Off Peak | 0 | 1 | 0 | Off Peak | 1 | 0 | 0 | On Peak
2020 | 11 | 24 | 2020-11-24 | 24 | 0 | 0 | 0 | [6 empty] | 0 | 0 | 1 | 0 | Off Peak | 0 | 0 | 1 | Off Peak | 0 | 1 | Off Peak | 0 | 1 | Off Peak | 0 | 0 | 1 | Super Off Peak | 0 | 1 | 0 | Off Peak | 1 | 0 | 0 | On Peak
2020 | 11 | 25 | 2020-11-25 | 1 | 0 | 0 | 0 | [6 empty] | 0 | 0 | 0 | 1 | Super Off Peak | 0 | 0 | 1 | Off Peak | 0 | 1 | Off Peak | 0 | 1 | Off Peak | 0 | 0 | 1 | Super Off Peak | 0 | 0 | 1 | Super Off Peak | 0 | 0 | 1 | Super Off Peak
2020 | 11 | 25 | 2020-11-25 | 2 | 0 | 0 | 0 | [6 empty] | 0 | 0 | 0 | 1 | Super Off Peak | 0 | 0 | 1 | Off Peak | 0 | 1 | Off Peak | 0 | 1 | Off Peak | 0 | 0 | 1 | Super Off Peak | 0 | 0 | 1 | Super Off Peak | 0 | 0 | 1 | Super Off Peak
2020 | 11 | 25 | 2020-11-25 | 3 | 0 | 0 | 0 | [6 empty] | 0 | 0 | 0 | 1 | Super Off Peak | 0 | 0 | 1 | Off Peak | 0 | 1 | Off Peak | 0 | 1 | Off Peak | 0 | 0 | 1 | Super Off Peak | 0 | 0 | 1 | Super Off Peak | 0 | 0 | 1 | Super Off Peak
2020 | 11 | 25 | 2020-11-25 | 4 | 0 | 0 | 0 | [6 empty] | 0 | 0 | 0 | 1 | Super Off Peak | 0 | 0 | 1 | Off Peak | 0 | 1 | Off Peak | 0 | 1 | Off Peak | 0 | 0 | 1 | Super Off Peak | 0 | 0 | 1 | Super Off Peak | 0 | 0 | 1 | Super Off Peak
2020 | 11 | 25 | 2020-11-25 | 5 | 0 | 0 | 0 | [6 empty] | 0 | 0 | 0 | 1 | Super Off Peak | 0 | 0 | 1 | Off Peak | 0 | 1 | Off Peak | 0 | 1 | Off Peak | 0 | 0 | 1 | Super Off Peak | 0 | 0 | 1 | Super Off Peak | 0 | 0 | 1 | Super Off Peak
2020 | 11 | 25 | 2020-11-25 | 6 | 0 | 0 | 0 | [6 empty] | 0 | 0 | 0 | 1 | Super Off Peak | 0 | 0 | 1 | Off Peak | 0 | 1 | Off Peak | 0 | 1 | Off Peak | 0 | 0 | 1 | Super Off Peak | 0 | 1 | 0 | Off Peak | 0 | 1 | 0 | Off Peak
2020 | 11 | 25 | 2020-11-25 | 7 | 0 | 0 | 0 | [6 empty] | 0 | 0 | 1 | 0 | Off Peak | 0 | 1 | 0 | Semi-Peak | 0 | 1 | Off Peak | 0 | 1 | Off Peak | 0 | 1 | 0 | Off Peak | 0 | 1 | 0 | Off Peak | 0 | 1 | 0 | Off Peak
2020 | 11 | 25 | 2020-11-25 | 8 | 0 | 0 | 0 | [6 empty] | 0 | 0 | 1 | 0 | Off Peak | 0 | 1 | 0 | Semi-Peak | 0 | 1 | Off Peak | 0 | 1 | Off Peak | 0 | 1 | 0 | Off Peak | 0 | 1 | 0 | Off Peak | 0 | 1 | 0 | Off Peak
2020 | 11 | 25 | 2020-11-25 | 9 | 0 | 0 | 0 | [6 empty] | 0 | 0 | 1 | 0 | Off Peak | 0 | 1 | 0 | Semi-Peak | 0 | 1 | Off Peak | 0 | 1 | Off Peak | 0 | 1 | 0 | Off Peak | 0 | 1 | 0 | Off Peak | 0 | 1 | 0 | Off Peak
2020 | 11 | 25 | 2020-11-25 | 10 | 0 | 0 | 0 | [6 empty] | 0 | 0 | 1 | 0 | Off Peak | 0 | 1 | 0 | Semi-Peak | 0 | 1 | Off Peak | 0 | 1 | Off Peak | 0 | 1 | 0 | Off Peak | 0 | 1 | 0 | Off Peak | 0 | 1 | 0 | Off Peak
2020 | 11 | 25 | 2020-11-25 | 11 | 0 | 0 | 0 | [6 empty] | 0 | 0 | 1 | 0 | Off Peak | 0 | 1 | 0 | Semi-Peak | 0 | 1 | Off Peak | 0 | 1 | Off Peak | 0 | 1 | 0 | Off Peak | 0 | 1 | 0 | Off Peak | 0 | 1 | 0 | Off Peak
2020 | 11 | 25 | 2020-11-25 | 12 | 0 | 0 | 0 | [6 empty] | 0 | 0 | 1 | 0 | Off Peak | 0 | 1 | 0 | Semi-Peak | 0 | 1 | Off Peak | 0 | 1 | Off Peak | 0 | 1 | 0 | Off Peak | 0 | 1 | 0 | Off Peak | 0 | 1 | 0 | Off Peak
2020 | 11 | 25 | 2020-11-25 | 13 | 0 | 0 | 0 | [6 empty] | 0 | 0 | 1 | 0 | Off Peak | 0 | 1 | 0 | Semi-Peak | 0 | 1 | Off Peak | 1 | 0 | On Peak | 0 | 1 | 0 | Off Peak | 1 | 0 | 0 | On Peak | 0 | 1 | 0 | Off Peak
2020 | 11 | 25 | 2020-11-25 | 14 | 0 | 0 | 0 | [6 empty] | 0 | 0 | 1 | 0 | Off Peak | 0 | 1 | 0 | Semi-Peak | 0 | 1 | Off Peak | 1 | 0 | On Peak | 0 | 1 | 0 | Off Peak | 1 | 0 | 0 | On Peak | 0 | 1 | 0 | Off Peak
2020 | 11 | 25 | 2020-11-25 | 15 | 0 | 0 | 0 | [6 empty] | 0 | 0 | 1 | 0 | Off Peak | 0 | 1 | 0 | Semi-Peak | 0 | 1 | Off Peak | 1 | 0 | On Peak | 0 | 1 | 0 | Off Peak | 1 | 0 | 0 | On Peak | 0 | 1 | 0 | Off Peak
2020 | 11 | 25 | 2020-11-25 | 16 | 0 | 0 | 0 | [6 empty] | 0 | 0 | 1 | 0 | Off Peak | 0 | 1 | 0 | Semi-Peak | 0 | 1 | Off Peak | 1 | 0 | On Peak | 0 | 1 | 0 | Off Peak | 1 | 0 | 0 | On Peak | 0 | 1 | 0 | Off Peak
2020 | 11 | 25 | 2020-11-25 | 17 | 0 | 0 | 0 | [6 empty] | 0 | 1 | 0 | 0 | On Peak | 0 | 1 | 0 | Semi-Peak | 1 | 0 | On Peak | 1 | 0 | On Peak | 0 | 1 | 0 | Off Peak | 1 | 0 | 0 | On Peak | 0 | 1 | 0 | Off Peak
2020 | 11 | 25 | 2020-11-25 | 18 | 0 | 0 | 0 | [6 empty] | 0 | 1 | 0 | 0 | On Peak | 1 | 0 | 0 | On Peak | 1 | 0 | On Peak | 1 | 0 | On Peak | 0 | 1 | 0 | Off Peak | 1 | 0 | 0 | On Peak | 0 | 1 | 0 | Off Peak
2020 | 11 | 25 | 2020-11-25 | 19 | 0 | 0 | 0 | [6 empty] | 0 | 1 | 0 | 0 | On Peak | 1 | 0 | 0 | On Peak | 1 | 0 | On Peak | 0 | 1 | Off Peak | 0 | 0 | 1 | Super Off Peak | 1 | 0 | 0 | On Peak | 0 | 1 | 0 | Off Peak
2020 | 11 | 25 | 2020-11-25 | 20 | 0 | 0 | 0 | [6 empty] | 0 | 1 | 0 | 0 | On Peak | 1 | 0 | 0 | On Peak | 1 | 0 | On Peak | 0 | 1 | Off Peak | 0 | 0 | 1 | Super Off Peak | 1 | 0 | 0 | On Peak | 1 | 0 | 0 | On Peak
2020 | 11 | 25 | 2020-11-25 | 21 | 0 | 0 | 0 | [6 empty] | 0 | 1 | 0 | 0 | On Peak | 0 | 1 | 0 | Semi-Peak | 1 | 0 | On Peak | 0 | 1 | Off Peak | 0 | 0 | 1 | Super Off Peak | 0 | 1 | 0 | Off Peak | 1 | 0 | 0 | On Peak
2020 | 11 | 25 | 2020-11-25 | 22 | 0 | 0 | 0 | [6 empty] | 0 | 0 | 1 | 0 | Off Peak | 0 | 1 | 0 | Semi-Peak | 0 | 1 | Off Peak | 0 | 1 | Off Peak | 0 | 0 | 1 | Super Off Peak | 0 | 1 | 0 | Off Peak | 1 | 0 | 0 | On Peak
2020 | 11 | 25 | 2020-11-25 | 23 | 0 | 0 | 0 | [6 empty] | 0 | 0 | 1 | 0 | Off Peak | 0 | 0 | 1 | Off Peak | 0 | 1 | Off Peak | 0 | 1 | Off Peak | 0 | 0 | 1 | Super Off Peak | 0 | 1 | 0 | Off Peak | 1 | 0 | 0 | On Peak
2020 | 11 | 25 | 2020-11-25 | 24 | 0 | 0 | 0 | [6 empty] | 0 | 0 | 1 | 0 | Off Peak | 0 | 0 | 1 | Off Peak | 0 | 1 | Off Peak | 0 | 1 | Off Peak | 0 | 0 | 1 | Super Off Peak | 0 | 1 | 0 | Off Peak | 1 | 0 | 0 | On Peak
2020 | 11 | 26 | 2020-11-26 | 1 | 0 | 0 | 1 | [6 empty] | 0 | 0 | 0 | 1 | Super Off Peak | 0 | 0 | 1 | Off Peak | 0 | 1 | Off Peak | 0 | 1 | Off Peak | 0 | 0 | 1 | Super Off Peak | 0 | 0 | 1 | Super Off Peak | 0 | 0 | 1 | Super Off Peak
2020 | 11 | 26 | 2020-11-26 | 2 | 0 | 0 | 1 | [6 empty] | 0 | 0 | 0 | 1 | Super Off Peak | 0 | 0 | 1 | Off Peak | 0 | 1 | Off Peak | 0 | 1 | Off Peak | 0 | 0 | 1 | Super Off Peak | 0 | 0 | 1 | Super Off Peak | 0 | 0 | 1 | Super Off Peak
2020 | 11 | 26 | 2020-11-26 | 3 | 0 | 0 | 1 | [6 empty] | 0 | 0 | 0 | 1 | Super Off Peak | 0 | 0 | 1 | Off Peak | 0 | 1 | Off Peak | 0 | 1 | Off Peak | 0 | 0 | 1 | Super Off Peak | 0 | 0 | 1 | Super Off Peak | 0 | 0 | 1 | Super Off Peak
2020 | 11 | 26 | 2020-11-26 | 4 | 0 | 0 | 1 | [6 empty] | 0 | 0 | 0 | 1 | Super Off Peak | 0 | 0 | 1 | Off Peak | 0 | 1 | Off Peak | 0 | 1 | Off Peak | 0 | 0 | 1 | Super Off Peak | 0 | 0 | 1 | Super Off Peak | 0 | 0 | 1 | Super Off Peak
2020 | 11 | 26 | 2020-11-26 | 5 | 0 | 0 | 1 | [6 empty] | 0 | 0 | 0 | 1 | Super Off Peak | 0 | 0 | 1 | Off Peak | 0 | 1 | Off Peak | 0 | 1 | Off Peak | 0 | 0 | 1 | Super Off Peak | 0 | 0 | 1 | Super Off Peak | 0 | 0 | 1 | Super Off Peak
2020 | 11 | 26 | 2020-11-26 | 6 | 0 | 0 | 1 | [6 empty] | 0 | 0 | 0 | 1 | Super Off Peak | 0 | 0 | 1 | Off Peak | 0 | 1 | Off Peak | 0 | 1 | Off Peak | 0 | 0 | 1 | Super Off Peak | 0 | 1 | 0 | Off Peak | 0 | 1 | 0 | Off Peak
2020 | 11 | 26 | 2020-11-26 | 7 | 0 | 0 | 1 | [6 empty] | 0 | 0 | 0 | 1 | Super Off Peak | 0 | 0 | 1 | Off Peak | 0 | 1 | Off Peak | 0 | 1 | Off Peak | 0 | 0 | 1 | Super Off Peak | 0 | 1 | 0 | Off Peak | 0 | 1 | 0 | Off Peak
2020 | 11 | 26 | 2020-11-26 | 8 | 0 | 0 | 1 | [6 empty] | 0 | 0 | 0 | 1 | Super Off Peak | 0 | 0 | 1 | Off Peak | 0 | 1 | Off Peak | 0 | 1 | Off Peak | 0 | 0 | 1 | Super Off Peak | 0 | 1 | 0 | Off Peak | 0 | 1 | 0 | Off Peak
2020 | 11 | 26 | 2020-11-26 | 9 | 0 | 0 | 1 | [6 empty] | 0 | 0 | 0 | 1 | Super Off Peak | 0 | 0 | 1 | Off Peak | 0 | 1 | Off Peak | 0 | 1 | Off Peak | 0 | 0 | 1 | Super Off Peak | 0 | 1 | 0 | Off Peak | 0 | 1 | 0 | Off Peak
2020 | 11 | 26 | 2020-11-26 | 10 | 0 | 0 | 1 | [6 empty] | 0 | 0 | 0 | 1 | Super Off Peak | 0 | 0 | 1 | Off Peak | 0 | 1 | Off Peak | 0 | 1 | Off Peak | 0 | 0 | 1 | Super Off Peak | 0 | 1 | 0 | Off Peak | 0 | 1 | 0 | Off Peak
2020 | 11 | 26 | 2020-11-26 | 11 | 0 | 0 | 1 | [6 empty] | 0 | 0 | 0 | 1 | Super Off Peak | 0 | 0 | 1 | Off Peak | 0 | 1 | Off Peak | 0 | 1 | Off Peak | 0 | 0 | 1 | Super Off Peak | 0 | 1 | 0 | Off Peak | 0 | 1 | 0 | Off Peak
2020 | 11 | 26 | 2020-11-26 | 12 | 0 | 0 | 1 | [6 empty] | 0 | 0 | 0 | 1 | Super Off Peak | 0 | 0 | 1 | Off Peak | 0 | 1 | Off Peak | 0 | 1 | Off Peak | 0 | 0 | 1 | Super Off Peak | 0 | 1 | 0 | Off Peak | 0 | 1 | 0 | Off Peak
2020 | 11 | 26 | 2020-11-26 | 13 | 0 | 0 | 1 | [6 empty] | 0 | 0 | 0 | 1 | Super Off Peak | 0 | 0 | 1 | Off Peak | 0 | 1 | Off Peak | 0 | 1 | Off Peak | 0 | 0 | 1 | Super Off Peak | 1 | 0 | 0 | On Peak | 0 | 1 | 0 | Off Peak
2020 | 11 | 26 | 2020-11-26 | 14 | 0 | 0 | 1 | [6 empty] | 0 | 0 | 0 | 1 | Super Off Peak | 0 | 0 | 1 | Off Peak | 0 | 1 | Off Peak | 0 | 1 | Off Peak | 0 | 0 | 1 | Super Off Peak | 1 | 0 | 0 | On Peak | 0 | 1 | 0 | Off Peak
2020 | 11 | 26 | 2020-11-26 | 15 | 0 | 0 | 1 | [6 empty] | 0 | 0 | 1 | 0 | Off Peak | 0 | 0 | 1 | Off Peak | 0 | 1 | Off Peak | 0 | 1 | Off Peak | 0 | 0 | 1 | Super Off Peak | 1 | 0 | 0 | On Peak | 0 | 1 | 0 | Off Peak
2020 | 11 | 26 | 2020-11-26 | 16 | 0 | 0 | 1 | [6 empty] | 0 | 0 | 1 | 0 | Off Peak | 0 | 0 | 1 | Off Peak | 0 | 1 | Off Peak | 0 | 1 | Off Peak | 0 | 0 | 1 | Super Off Peak | 1 | 0 | 0 | On Peak | 0 | 1 | 0 | Off Peak
2020 | 11 | 26 | 2020-11-26 | 17 | 0 | 0 | 1 | [6 empty] | 0 | 1 | 0 | 0 | On Peak | 0 | 0 | 1 | Off Peak | 0 | 1 | Off Peak | 0 | 1 | Off Peak | 0 | 0 | 1 | Super Off Peak | 1 | 0 | 0 | On Peak | 0 | 1 | 0 | Off Peak
2020 | 11 | 26 | 2020-11-26 | 18 | 0 | 0 | 1 | [6 empty] | 0 | 1 | 0 | 0 | On Peak | 0 | 0 | 1 | Off Peak | 0 | 1 | Off Peak | 0 | 1 | Off Peak | 0 | 0 | 1 | Super Off Peak | 1 | 0 | 0 | On Peak | 0 | 1 | 0 | Off Peak
2020 | 11 | 26 | 2020-11-26 | 19 | 0 | 0 | 1 | [6 empty] | 0 | 1 | 0 | 0 | On Peak | 0 | 0 | 1 | Off Peak | 0 | 1 | Off Peak | 0 | 1 | Off Peak | 0 | 0 | 1 | Super Off Peak | 1 | 0 | 0 | On Peak | 0 | 1 | 0 | Off Peak
2020 | 11 | 26 | 2020-11-26 | 20 | 0 | 0 | 1 | [6 empty] | 0 | 1 | 0 | 0 | On Peak | 0 | 0 | 1 | Off Peak | 0 | 1 | Off Peak | 0 | 1 | Off Peak | 0 | 0 | 1 | Super Off Peak | 1 | 0 | 0 | On Peak | 0 | 1 | 0 | Off Peak
2020 | 11 | 26 | 2020-11-26 | 21 | 0 | 0 | 1 | [6 empty] | 0 | 1 | 0 | 0 | On Peak | 0 | 0 | 1 | Off Peak | 0 | 1 | Off Peak | 0 | 1 | Off Peak | 0 | 0 | 1 | Super Off Peak | 0 | 1 | 0 | Off Peak | 0 | 1 | 0 | Off Peak
2020 | 11 | 26 | 2020-11-26 | 22 | 0 | 0 | 1 | [6 empty] | 0 | 0 | 1 | 0 | Off Peak | 0 | 0 | 1 | Off Peak | 0 | 1 | Off Peak | 0 | 1 | Off Peak | 0 | 0 | 1 | Super Off Peak | 0 | 1 | 0 | Off Peak | 0 | 1 | 0 | Off Peak
2020 | 11 | 26 | 2020-11-26 | 23 | 0 | 0 | 1 | [6 empty] | 0 | 0 | 1 | 0 | Off Peak | 0 | 0 | 1 | Off Peak | 0 | 1 | Off Peak | 0 | 1 | Off Peak | 0 | 0 | 1 | Super Off Peak | 0 | 1 | 0 | Off Peak | 0 | 1 | 0 | Off Peak
2020 | 11 | 26 | 2020-11-26 | 24 | 0 | 0 | 1 | [6 empty] | 0 | 0 | 1 | 0 | Off Peak | 0 | 0 | 1 | Off Peak | 0 | 1 | Off Peak | 0 | 1 | Off Peak | 0 | 0 | 1 | Super Off Peak | 0 | 1 | 0 | Off Peak | 0 | 1 | 0 | Off Peak
2020 | 11 | 27 | 2020-11-27 | 1 | 0 | 0 | 0 | [6 empty] | 0 | 0 | 0 | 1 | Super Off Peak | 0 | 0 | 1 | Off Peak | 0 | 1 | Off Peak | 0 | 1 | Off Peak | 0 | 0 | 1 | Super Off Peak | 0 | 0 | 1 | Super Off Peak | 0 | 0 | 1 | Super Off Peak
2020 | 11 | 27 | 2020-11-27 | 2 | 0 | 0 | 0 | [6 empty] | 0 | 0 | 0 | 1 | Super Off Peak | 0 | 0 | 1 | Off Peak | 0 | 1 | Off Peak | 0 | 1 | Off Peak | 0 | 0 | 1 | Super Off Peak | 0 | 0 | 1 | Super Off Peak | 0 | 0 | 1 | Super Off Peak
2020 | 11 | 27 | 2020-11-27 | 3 | 0 | 0 | 0 | [6 empty] | 0 | 0 | 0 | 1 | Super Off Peak | 0 | 0 | 1 | Off Peak | 0 | 1 | Off Peak | 0 | 1 | Off Peak | 0 | 0 | 1 | Super Off Peak | 0 | 0 | 1 | Super Off Peak | 0 | 0 | 1 | Super Off Peak
2020 | 11 | 27 | 2020-11-27 | 4 | 0 | 0 | 0 | [6 empty] | 0 | 0 | 0 | 1 | Super Off Peak | 0 | 0 | 1 | Off Peak | 0 | 1 | Off Peak | 0 | 1 | Off Peak | 0 | 0 | 1 | Super Off Peak | 0 | 0 | 1 | Super Off Peak | 0 | 0 | 1 | Super Off Peak
2020 | 11 | 27 | 2020-11-27 | 5 | 0 | 0 | 0 | [6 empty] | 0 | 0 | 0 | 1 | Super Off Peak | 0 | 0 | 1 | Off Peak | 0 | 1 | Off Peak | 0 | 1 | Off Peak | 0 | 0 | 1 | Super Off Peak | 0 | 0 | 1 | Super Off Peak | 0 | 0 | 1 | Super Off Peak
2020 | 11 | 27 | 2020-11-27 | 6 | 0 | 0 | 0 | [6 empty] | 0 | 0 | 0 | 1 | Super Off Peak | 0 | 0 | 1 | Off Peak | 0 | 1 | Off Peak | 0 | 1 | Off Peak | 0 | 0 | 1 | Super Off Peak | 0 | 1 | 0 | Off Peak | 0 | 1 | 0 | Off Peak
2020 | 11 | 27 | 2020-11-27 | 7 | 0 | 0 | 0 | [6 empty] | 0 | 0 | 1 | 0 | Off Peak | 0 | 1 | 0 | Semi-Peak | 0 | 1 | Off Peak | 0 | 1 | Off Peak | 0 | 1 | 0 | Off Peak | 0 | 1 | 0 | Off Peak | 0 | 1 | 0 | Off Peak
2020 | 11 | 27 | 2020-11-27 | 8 | 0 | 0 | 0 | [6 empty] | 0 | 0 | 1 | 0 | Off Peak | 0 | 1 | 0 | Semi-Peak | 0 | 1 | Off Peak | 0 | 1 | Off Peak | 0 | 1 | 0 | Off Peak | 0 | 1 | 0 | Off Peak | 0 | 1 | 0 | Off Peak
2020 | 11 | 27 | 2020-11-27 | 9 | 0 | 0 | 0 | [6 empty] | 0 | 0 | 1 | 0 | Off Peak | 0 | 1 | 0 | Semi-Peak | 0 | 1 | Off Peak | 0 | 1 | Off Peak | 0 | 1 | 0 | Off Peak | 0 | 1 | 0 | Off Peak | 0 | 1 | 0 | Off Peak
2020 | 11 | 27 | 2020-11-27 | 10 | 0 | 0 | 0 | [6 empty] | 0 | 0 | 1 | 0 | Off Peak | 0 | 1 | 0 | Semi-Peak | 0 | 1 | Off Peak | 0 | 1 | Off Peak | 0 | 1 | 0 | Off Peak | 0 | 1 | 0 | Off Peak | 0 | 1 | 0 | Off Peak
2020 | 11 | 27 | 2020-11-27 | 11 | 0 | 0 | 0 | [6 empty] | 0 | 0 | 1 | 0 | Off Peak | 0 | 1 | 0 | Semi-Peak | 0 | 1 | Off Peak | 0 | 1 | Off Peak | 0 | 1 | 0 | Off Peak | 0 | 1 | 0 | Off Peak | 0 | 1 | 0 | Off Peak
2020 | 11 | 27 | 2020-11-27 | 12 | 0 | 0 | 0 | [6 empty] | 0 | 0 | 1 | 0 | Off Peak | 0 | 1 | 0 | Semi-Peak | 0 | 1 | Off Peak | 0 | 1 | Off Peak | 0 | 1 | 0 | Off Peak | 0 | 1 | 0 | Off Peak | 0 | 1 | 0 | Off Peak
2020 | 11 | 27 | 2020-11-27 | 13 | 0 | 0 | 0 | [6 empty] | 0 | 0 | 1 | 0 | Off Peak | 0 | 1 | 0 | Semi-Peak | 0 | 1 | Off Peak | 1 | 0 | On Peak | 0 | 1 | 0 | Off Peak | 1 | 0 | 0 | On Peak | 0 | 1 | 0 | Off Peak
2020 | 11 | 27 | 2020-11-27 | 14 | 0 | 0 | 0 | [6 empty] | 0 | 0 | 1 | 0 | Off Peak | 0 | 1 | 0 | Semi-Peak | 0 | 1 | Off Peak | 1 | 0 | On Peak | 0 | 1 | 0 | Off Peak | 1 | 0 | 0 | On Peak | 0 | 1 | 0 | Off Peak
2020 | 11 | 27 | 2020-11-27 | 15 | 0 | 0 | 0 | [6 empty] | 0 | 0 | 1 | 0 | Off Peak | 0 | 1 | 0 | Semi-Peak | 0 | 1 | Off Peak | 1 | 0 | On Peak | 0 | 1 | 0 | Off Peak | 1 | 0 | 0 | On Peak | 0 | 1 | 0 | Off Peak
2020 | 11 | 27 | 2020-11-27 | 16 | 0 | 0 | 0 | [6 empty] | 0 | 0 | 1 | 0 | Off Peak | 0 | 1 | 0 | Semi-Peak | 0 | 1 | Off Peak | 1 | 0 | On Peak | 0 | 1 | 0 | Off Peak | 1 | 0 | 0 | On Peak | 0 | 1 | 0 | Off Peak
2020 | 11 | 27 | 2020-11-27 | 17 | 0 | 0 | 0 | [6 empty] | 0 | 1 | 0 | 0 | On Peak | 0 | 1 | 0 | Semi-Peak | 1 | 0 | On Peak | 1 | 0 | On Peak | 0 | 1 | 0 | Off Peak | 1 | 0 | 0 | On Peak | 0 | 1 | 0 | Off Peak
2020 | 11 | 27 | 2020-11-27 | 18 | 0 | 0 | 0 | [6 empty] | 0 | 1 | 0 | 0 | On Peak | 1 | 0 | 0 | On Peak | 1 | 0 | On Peak | 1 | 0 | On Peak | 0 | 1 | 0 | Off Peak | 1 | 0 | 0 | On Peak | 0 | 1 | 0 | Off Peak
2020 | 11 | 27 | 2020-11-27 | 19 | 0 | 0 | 0 | [6 empty] | 0 | 1 | 0 | 0 | On Peak | 1 | 0 | 0 | On Peak | 1 | 0 | On Peak | 0 | 1 | Off Peak | 0 | 0 | 1 | Super Off Peak | 1 | 0 | 0 | On Peak | 0 | 1 | 0 | Off Peak
2020 | 11 | 27 | 2020-11-27 | 20 | 0 | 0 | 0 | [6 empty] | 0 | 1 | 0 | 0 | On Peak | 1 | 0 | 0 | On Peak | 1 | 0 | On Peak | 0 | 1 | Off Peak | 0 | 0 | 1 | Super Off Peak | 1 | 0 | 0 | On Peak | 1 | 0 | 0 | On Peak
2020 | 11 | 27 | 2020-11-27 | 21 | 0 | 0 | 0 | [6 empty] | 0 | 1 | 0 | 0 | On Peak | 0 | 1 | 0 | Semi-Peak | 1 | 0 | On Peak | 0 | 1 | Off Peak | 0 | 0 | 1 | Super Off Peak | 0 | 1 | 0 | Off Peak | 1 | 0 | 0 | On Peak
2020 | 11 | 27 | 2020-11-27 | 22 | 0 | 0 | 0 | [6 empty] | 0 | 0 | 1 | 0 | Off Peak | 0 | 1 | 0 | Semi-Peak | 0 | 1 | Off Peak | 0 | 1 | Off Peak | 0 | 0 | 1 | Super Off Peak | 0 | 1 | 0 | Off Peak | 1 | 0 | 0 | On Peak
2020 | 11 | 27 | 2020-11-27 | 23 | 0 | 0 | 0 | [6 empty] | 0 | 0 | 1 | 0 | Off Peak | 0 | 0 | 1 | Off Peak | 0 | 1 | Off Peak | 0 | 1 | Off Peak | 0 | 0 | 1 | Super Off Peak | 0 | 1 | 0 | Off Peak | 1 | 0 | 0 | On Peak
2020 | 11 | 27 | 2020-11-27 | 24 | 0 | 0 | 0 | [6 empty] | 0 | 0 | 1 | 0 | Off Peak | 0 | 0 | 1 | Off Peak | 0 | 1 | Off Peak | 0 | 1 | Off Peak | 0 | 0 | 1 | Super Off Peak | 0 | 1 | 0 | Off Peak | 1 | 0 | 0 | On Peak
2020 | 11 | 28 | 2020-11-28 | 1 | 0 | 1 | 0 | [6 empty] | 0 | 0 | 0 | 1 | Super Off Peak | 0 | 0 | 1 | Off Peak | 0 | 1 | Off Peak | 0 | 1 | Off Peak | 0 | 0 | 1 | Super Off Peak | 0 | 0 | 1 | Super Off Peak | 0 | 0 | 1 | Super Off Peak
2020 | 11 | 28 | 2020-11-28 | 2 | 0 | 1 | 0 | [6 empty] | 0 | 0 | 0 | 1 | Super Off Peak | 0 | 0 | 1 | Off Peak | 0 | 1 | Off Peak | 0 | 1 | Off Peak | 0 | 0 | 1 | Super Off Peak | 0 | 0 | 1 | Super Off Peak | 0 | 0 | 1 | Super Off Peak
2020 | 11 | 28 | 2020-11-28 | 3 | 0 | 1 | 0 | [6 empty] | 0 | 0 | 0 | 1 | Super Off Peak | 0 | 0 | 1 | Off Peak | 0 | 1 | Off Peak | 0 | 1 | Off Peak | 0 | 0 | 1 | Super Off Peak | 0 | 0 | 1 | Super Off Peak | 0 | 0 | 1 | Super Off Peak
2020 | 11 | 28 | 2020-11-28 | 4 | 0 | 1 | 0 | [6 empty] | 0 | 0 | 0 | 1 | Super Off Peak | 0 | 0 | 1 | Off Peak | 0 | 1 | Off Peak | 0 | 1 | Off Peak | 0 | 0 | 1 | Super Off Peak | 0 | 0 | 1 | Super Off Peak | 0 | 0 | 1 | Super Off Peak
2020 | 11 | 28 | 2020-11-28 | 5 | 0 | 1 | 0 | [6 empty] | 0 | 0 | 0 | 1 | Super Off Peak | 0 | 0 | 1 | Off Peak | 0 | 1 | Off Peak | 0 | 1 | Off Peak | 0 | 0 | 1 | Super Off Peak | 0 | 0 | 1 | Super Off Peak | 0 | 0 | 1 | Super Off Peak
2020 | 11 | 28 | 2020-11-28 | 6 | 0 | 1 | 0 | [6 empty] | 0 | 0 | 0 | 1 | Super Off Peak | 0 | 0 | 1 | Off Peak | 0 | 1 | Off Peak | 0 | 1 | Off Peak | 0 | 0 | 1 | Super Off Peak | 0 | 1 | 0 | Off Peak | 0 | 1 | 0 | Off Peak
2020 | 11 | 28 | 2020-11-28 | 7 | 0 | 1 | 0 | [6 empty] | 0 | 0 | 0 | 1 | Super Off Peak | 0 | 0 | 1 | Off Peak | 0 | 1 | Off Peak | 0 | 1 | Off Peak | 0 | 0 | 1 | Super Off Peak | 0 | 1 | 0 | Off Peak | 0 | 1 | 0 | Off Peak
2020 | 11 | 28 | 2020-11-28 | 8 | 0 | 1 | 0 | [6 empty] | 0 | 0 | 0 | 1 | Super Off Peak | 0 | 0 | 1 | Off Peak | 0 | 1 | Off Peak | 0 | 1 | Off Peak | 0 | 0 | 1 | Super Off Peak | 0 | 1 | 0 | Off Peak | 0 | 1 | 0 | Off Peak
2020 | 11 | 28 | 2020-11-28 | 9 | 0 | 1 | 0 | [6 empty] | 0 | 0 | 0 | 1 | Super Off Peak | 0 | 0 | 1 | Off Peak | 0 | 1 | Off Peak | 0 | 1 | Off Peak | 0 | 0 | 1 | Super Off Peak | 0 | 1 | 0 | Off Peak | 0 | 1 | 0 | Off Peak
2020 | 11 | 28 | 2020-11-28 | 10 | 0 | 1 | 0 | [6 empty] | 0 | 0 | 0 | 1 | Super Off Peak | 0 | 0 | 1 | Off Peak | 0 | 1 | Off Peak | 0 | 1 | Off Peak | 0 | 0 | 1 | Super Off Peak | 0 | 1 | 0 | Off Peak | 0 | 1 | 0 | Off Peak
2020 | 11 | 28 | 2020-11-28 | 11 | 0 | 1 | 0 | [6 empty] | 0 | 0 | 0 | 1 | Super Off Peak | 0 | 0 | 1 | Off Peak | 0 | 1 | Off Peak | 0 | 1 | Off Peak | 0 | 0 | 1 | Super Off Peak | 0 | 1 | 0 | Off Peak | 0 | 1 | 0 | Off Peak
2020 | 11 | 28 | 2020-11-28 | 12 | 0 | 1 | 0 | [6 empty] | 0 | 0 | 0 | 1 | Super Off Peak | 0 | 0 | 1 | Off Peak | 0 | 1 | Off Peak | 0 | 1 | Off Peak | 0 | 0 | 1 | Super Off Peak | 0 | 1 | 0 | Off Peak | 0 | 1 | 0 | Off Peak
2020 | 11 | 28 | 2020-11-28 | 13 | 0 | 1 | 0 | [6 empty] | 0 | 0 | 0 | 1 | Super Off Peak | 0 | 0 | 1 | Off Peak | 0 | 1 | Off Peak | 0 | 1 | Off Peak | 0 | 0 | 1 | Super Off Peak | 1 | 0 | 0 | On Peak | 0 | 1 | 0 | Off Peak
2020 | 11 | 28 | 2020-11-28 | 14 | 0 | 1 | 0 | [6 empty] | 0 | 0 | 0 | 1 | Super Off Peak | 0 | 0 | 1 | Off Peak | 0 | 1 | Off Peak | 0 | 1 | Off Peak | 0 | 0 | 1 | Super Off Peak | 1 | 0 | 0 | On Peak | 0 | 1 | 0 | Off Peak
2020 | 11 | 28 | 2020-11-28 | 15 | 0 | 1 | 0 | [6 empty] | 0 | 0 | 1 | 0 | Off Peak | 0 | 0 | 1 | Off Peak | 0 | 1 | Off Peak | 0 | 1 | Off Peak | 0 | 0 | 1 | Super Off Peak | 1 | 0 | 0 | On Peak | 0 | 1 | 0 | Off Peak
2020 | 11 | 28 | 2020-11-28 | 16 | 0 | 1 | 0 | [6 empty] | 0 | 0 | 1 | 0 | Off Peak | 0 | 0 | 1 | Off Peak | 0 | 1 | Off Peak | 0 | 1 | Off Peak | 0 | 0 | 1 | Super Off Peak | 1 | 0 | 0 | On Peak | 0 | 1 | 0 | Off Peak
2020 | 11 | 28 | 2020-11-28 | 17 | 0 | 1 | 0 | [6 empty] | 0 | 1 | 0 | 0 | On Peak | 0 | 0 | 1 | Off Peak | 0 | 1 | Off Peak | 0 | 1 | Off Peak | 0 | 0 | 1 | Super Off Peak | 1 | 0 | 0 | On Peak | 0 | 1 | 0 | Off Peak
2020 | 11 | 28 | 2020-11-28 | 18 | 0 | 1 | 0 | [6 empty] | 0 | 1 | 0 | 0 | On Peak | 0 | 0 | 1 | Off Peak | 0 | 1 | Off Peak | 0 | 1 | Off Peak | 0 | 0 | 1 | Super Off Peak | 1 | 0 | 0 | On Peak | 0 | 1 | 0 | Off Peak
2020 | 11 | 28 | 2020-11-28 | 19 | 0 | 1 | 0 | [6 empty] | 0 | 1 | 0 | 0 | On Peak | 0 | 0 | 1 | Off Peak | 0 | 1 | Off Peak | 0 | 1 | Off Peak | 0 | 0 | 1 | Super Off Peak | 1 | 0 | 0 | On Peak | 0 | 1 | 0 | Off Peak
2020 | 11 | 28 | 2020-11-28 | 20 | 0 | 1 | 0 | [6 empty] | 0 | 1 | 0 | 0 | On Peak | 0 | 0 | 1 | Off Peak | 0 | 1 | Off Peak | 0 | 1 | Off Peak | 0 | 0 | 1 | Super Off Peak | 1 | 0 | 0 | On Peak | 1 | 0 | 0 | On Peak
2020 | 11 | 28 | 2020-11-28 | 21 | 0 | 1 | 0 | [6 empty] | 0 | 1 | 0 | 0 | On Peak | 0 | 0 | 1 | Off Peak | 0 | 1 | Off Peak | 0 | 1 | Off Peak | 0 | 0 | 1 | Super Off Peak | 0 | 1 | 0 | Off Peak | 1 | 0 | 0 | On Peak
2020 | 11 | 28 | 2020-11-28 | 22 | 0 | 1 | 0 | [6 empty] | 0 | 0 | 1 | 0 | Off Peak | 0 | 0 | 1 | Off Peak | 0 | 1 | Off Peak | 0 | 1 | Off Peak | 0 | 0 | 1 | Super Off Peak | 0 | 1 | 0 | Off Peak | 1 | 0 | 0 | On Peak
2020 | 11 | 28 | 2020-11-28 | 23 | 0 | 1 | 0 | [6 empty] | 0 | 0 | 1 | 0 | Off Peak | 0 | 0 | 1 | Off Peak | 0 | 1 | Off Peak | 0 | 1 | Off Peak | 0 | 0 | 1 | Super Off Peak | 0 | 1 | 0 | Off Peak | 1 | 0 | 0 | On Peak
2020 | 11 | 28 | 2020-11-28 | 24 | 0 | 1 | 0 | [6 empty] | 0 | 0 | 1 | 0 | Off Peak | 0 | 0 | 1 | Off Peak | 0 | 1 | Off Peak | 0 | 1 | Off Peak | 0 | 0 | 1 | Super Off Peak | 0 | 1 | 0 | Off Peak | 1 | 0 | 0 | On Peak
2020 | 11 | 29 | 2020-11-29 | 1 | 0 | 1 | 0 | [6 empty] | 0 | 0 | 0 | 1 | Super Off Peak | 0 | 0 | 1 | Off Peak | 0 | 1 | Off Peak | 0 | 1 | Off Peak | 0 | 0 | 1 | Super Off Peak | 0 | 0 | 1 | Super Off Peak | 0 | 0 | 1 | Super Off Peak
2020 | 11 | 29 | 2020-11-29 | 2 | 0 | 1 | 0 | [6 empty] | 0 | 0 | 0 | 1 | Super Off Peak | 0 | 0 | 1 | Off Peak | 0 | 1 | Off Peak | 0 | 1 | Off Peak | 0 | 0 | 1 | Super Off Peak | 0 | 0 | 1 | Super Off Peak | 0 | 0 | 1 | Super Off Peak
2020 | 11 | 29 | 2020-11-29 | 3 | 0 | 1 | 0 | [6 empty] | 0 | 0 | 0 | 1 | Super Off Peak | 0 | 0 | 1 | Off Peak | 0 | 1 | Off Peak | 0 | 1 | Off Peak | 0 | 0 | 1 | Super Off Peak | 0 | 0 | 1 | Super Off Peak | 0 | 0 | 1 | Super Off Peak
2020 | 11 | 29 | 2020-11-29 | 4 | 0 | 1 | 0 | [6 empty] | 0 | 0 | 0 | 1 | Super Off Peak | 0 | 0 | 1 | Off Peak | 0 | 1 | Off Peak | 0 | 1 | Off Peak | 0 | 0 | 1 | Super Off Peak | 0 | 0 | 1 | Super Off Peak | 0 | 0 | 1 | Super Off Peak
2020 | 11 | 29 | 2020-11-29 | 5 | 0 | 1 | 0 | [6 empty] | 0 | 0 | 0 | 1 | Super Off Peak | 0 | 0 | 1 | Off Peak | 0 | 1 | Off Peak | 0 | 1 | Off Peak | 0 | 0 | 1 | Super Off Peak | 0 | 0 | 1 | Super Off Peak | 0 | 0 | 1 | Super Off Peak
2020 | 11 | 29 | 2020-11-29 | 6 | 0 | 1 | 0 | [6 empty] | 0 | 0 | 0 | 1 | Super Off Peak | 0 | 0 | 1 | Off Peak | 0 | 1 | Off Peak | 0 | 1 | Off Peak | 0 | 0 | 1 | Super Off Peak | 0 | 1 | 0 | Off Peak | 0 | 1 | 0 | Off Peak
2020 | 11 | 29 | 2020-11-29 | 7 | 0 | 1 | 0 | [6 empty] | 0 | 0 | 0 | 1 | Super Off Peak | 0 | 0 | 1 | Off Peak | 0 | 1 | Off Peak | 0 | 1 | Off Peak | 0 | 0 | 1 | Super Off Peak | 0 | 1 | 0 | Off Peak | 0 | 1 | 0 | Off Peak
2020 | 11 | 29 | 2020-11-29 | 8 | 0 | 1 | 0 | [6 empty] | 0 | 0 | 0 | 1 | Super Off Peak | 0 | 0 | 1 | Off Peak | 0 | 1 | Off Peak | 0 | 1 | Off Peak | 0 | 0 | 1 | Super Off Peak | 0 | 1 | 0 | Off Peak | 0 | 1 | 0 | Off Peak
2020 | 11 | 29 | 2020-11-29 | 9 | 0 | 1 | 0 | [6 empty] | 0 | 0 | 0 | 1 | Super Off Peak | 0 | 0 | 1 | Off Peak | 0 | 1 | Off Peak | 0 | 1 | Off Peak | 0 | 0 | 1 | Super Off Peak | 0 | 1 | 0 | Off Peak | 0 | 1 | 0 | Off Peak
2020 | 11 | 29 | 2020-11-29 | 10 | 0 | 1 | 0 | [6 empty] | 0 | 0 | 0 | 1 | Super Off Peak | 0 | 0 | 1 | Off Peak | 0 | 1 | Off Peak | 0 | 1 | Off Peak | 0 | 0 | 1 | Super Off Peak | 0 | 1 | 0 | Off Peak | 0 | 1 | 0 | Off Peak
2020 | 11 | 29 | 2020-11-29 | 11 | 0 | 1 | 0 | [6 empty] | 0 | 0 | 0 | 1 | Super Off Peak | 0 | 0 | 1 | Off Peak | 0 | 1 | Off Peak | 0 | 1 | Off Peak | 0 | 0 | 1 | Super Off Peak | 0 | 1 | 0 | Off Peak | 0 | 1 | 0 | Off Peak
2020 | 11 | 29 | 2020-11-29 | 12 | 0 | 1 | 0 | [6 empty] | 0 | 0 | 0 | 1 | Super Off Peak | 0 | 0 | 1 | Off Peak | 0 | 1 | Off Peak | 0 | 1 | Off Peak | 0 | 0 | 1 | Super Off Peak | 0 | 1 | 0 | Off Peak | 0 | 1 | 0 | Off Peak
2020 | 11 | 29 | 2020-11-29 | 13 | 0 | 1 | 0 | [6 empty] | 0 | 0 | 0 | 1 | Super Off Peak | 0 | 0 | 1 | Off Peak | 0 | 1 | Off Peak | 0 | 1 | Off Peak | 0 | 0 | 1 | Super Off Peak | 1 | 0 | 0 | On Peak | 0 | 1 | 0 | Off Peak
2020 | 11 | 29 | 2020-11-29 | 14 | 0 | 1 | 0 | [6 empty] | 0 | 0 | 0 | 1 | Super Off Peak | 0 | 0 | 1 | Off Peak | 0 | 1 | Off Peak | 0 | 1 | Off Peak | 0 | 0 | 1 | Super Off Peak | 1 | 0 | 0 | On Peak | 0 | 1 | 0 | Off Peak
2020 | 11 | 29 | 2020-11-29 | 15 | 0 | 1 | 0 | [6 empty] | 0 | 0 | 1 | 0 | Off Peak | 0 | 0 | 1 | Off Peak | 0 | 1 | Off Peak | 0 | 1 | Off Peak | 0 | 0 | 1 | Super Off Peak | 1 | 0 | 0 | On Peak | 0 | 1 | 0 | Off Peak
2020 | 11 | 29 | 2020-11-29 | 16 | 0 | 1 | 0 | [6 empty] | 0 | 0 | 1 | 0 | Off Peak | 0 | 0 | 1 | Off Peak | 0 | 1 | Off Peak | 0 | 1 | Off Peak | 0 | 0 | 1 | Super Off Peak | 1 | 0 | 0 | On Peak | 0 | 1 | 0 | Off Peak
2020 | 11 | 29 | 2020-11-29 | 17 | 0 | 1 | 0 | [6 empty] | 0 | 1 | 0 | 0 | On Peak | 0 | 0 | 1 | Off Peak | 0 | 1 | Off Peak | 0 | 1 | Off Peak | 0 | 0 | 1 | Super Off Peak | 1 | 0 | 0 | On Peak | 0 | 1 | 0 | Off Peak
2020 | 11 | 29 | 2020-11-29 | 18 | 0 | 1 | 0 | [6 empty] | 0 | 1 | 0 | 0 | On Peak | 0 | 0 | 1 | Off Peak | 0 | 1 | Off Peak | 0 | 1 | Off Peak | 0 | 0 | 1 | Super Off Peak | 1 | 0 | 0 | On Peak | 0 | 1 | 0 | Off Peak
2020 | 11 | 29 | 2020-11-29 | 19 | 0 | 1 | 0 | [6 empty] | 0 | 1 | 0 | 0 | On Peak | 0 | 0 | 1 | Off Peak | 0 | 1 | Off Peak | 0 | 1 | Off Peak | 0 | 0 | 1 | Super Off Peak | 1 | 0 | 0 | On Peak | 0 | 1 | 0 | Off Peak
2020 | 11 | 29 | 2020-11-29 | 20 | 0 | 1 | 0 | [6 empty] | 0 | 1 | 0 | 0 | On Peak | 0 | 0 | 1 | Off Peak | 0 | 1 | Off Peak | 0 | 1 | Off Peak | 0 | 0 | 1 | Super Off Peak | 1 | 0 | 0 | On Peak | 1 | 0 | 0 | On Peak
2020 | 11 | 29 | 2020-11-29 | 21 | 0 | 1 | 0 | [6 empty] | 0 | 1 | 0 | 0 | On Peak | 0 | 0 | 1 | Off Peak | 0 | 1 | Off Peak | 0 | 1 | Off Peak | 0 | 0 | 1 | Super Off Peak | 0 | 1 | 0 | Off Peak | 1 | 0 | 0 | On Peak
2020 | 11 | 29 | 2020-11-29 | 22 | 0 | 1 | 0 | [6 empty] | 0 | 0 | 1 | 0 | Off Peak | 0 | 0 | 1 | Off Peak | 0 | 1 | Off Peak | 0 | 1 | Off Peak | 0 | 0 | 1 | Super Off Peak | 0 | 1 | 0 | Off Peak | 1 | 0 | 0 | On Peak
2020 | 11 | 29 | 2020-11-29 | 23 | 0 | 1 | 0 | [6 empty] | 0 | 0 | 1 | 0 | Off Peak | 0 | 0 | 1 | Off Peak | 0 | 1 | Off Peak | 0 | 1 | Off Peak | 0 | 0 | 1 | Super Off Peak | 0 | 1 | 0 | Off Peak | 1 | 0 | 0 | On Peak
2020 | 11 | 29 | 2020-11-29 | 24 | 0 | 1 | 0 | [6 empty] | 0 | 0 | 1 | 0 | Off Peak | 0 | 0 | 1 | Off Peak | 0 | 1 | Off Peak | 0 | 1 | Off Peak | 0 | 0 | 1 | Super Off Peak | 0 | 1 | 0 | Off Peak | 1 | 0 | 0 | On Peak
2020 | 11 | 30 | 2020-11-30 | 1 | 0 | 0 | 0 | [6 empty] | 0 | 0 | 0 | 1 | Super Off Peak | 0 | 0 | 1 | Off Peak | 0 | 1 | Off Peak | 0 | 1 | Off Peak | 0 | 0 | 1 | Super Off Peak | 0 | 0 | 1 | Super Off Peak | 0 | 0 | 1 | Super Off Peak
2020 | 11 | 30 | 2020-11-30 | 2 | 0 | 0 | 0 | [6 empty] | 0 | 0 | 0 | 1 | Super Off Peak | 0 | 0 | 1 | Off Peak | 0 | 1 | Off Peak | 0 | 1 | Off Peak | 0 | 0 | 1 | Super Off Peak | 0 | 0 | 1 | Super Off Peak | 0 | 0 | 1 | Super Off Peak
2020 | 11 | 30 | 2020-11-30 | 3 | 0 | 0 | 0 | [6 empty] | 0 | 0 | 0 | 1 | Super Off Peak | 0 | 0 | 1 | Off Peak | 0 | 1 | Off Peak | 0 | 1 | Off Peak | 0 | 0 | 1 | Super Off Peak | 0 | 0 | 1 | Super Off Peak | 0 | 0 | 1 | Super Off Peak
2020 | 11 | 30 | 2020-11-30 | 4 | 0 | 0 | 0 | [6 empty] | 0 | 0 | 0 | 1 | Super Off Peak | 0 | 0 | 1 | Off Peak | 0 | 1 | Off Peak | 0 | 1 | Off Peak | 0 | 0 | 1 | Super Off Peak | 0 | 0 | 1 | Super Off Peak | 0 | 0 | 1 | Super Off Peak
2020 | 11 | 30 | 2020-11-30 | 5 | 0 | 0 | 0 | [6 empty] | 0 | 0 | 0 | 1 | Super Off Peak | 0 | 0 | 1 | Off Peak | 0 | 1 | Off Peak | 0 | 1 | Off Peak | 0 | 0 | 1 | Super Off Peak | 0 | 0 | 1 | Super Off Peak | 0 | 0 | 1 | Super Off Peak
2020 | 11 | 30 | 2020-11-30 | 6 | 0 | 0 | 0 | [6 empty] | 0 | 0 | 0 | 1 | Super Off Peak | 0 | 0 | 1 | Off Peak | 0 | 1 | Off Peak | 0 | 1 | Off Peak | 0 | 0 | 1 | Super Off Peak | 0 | 1 | 0 | Off Peak | 0 | 1 | 0 | Off Peak
2020 | 11 | 30 | 2020-11-30 | 7 | 0 | 0 | 0 | [6 empty] | 0 | 0 | 1 | 0 | Off Peak | 0 | 1 | 0 | Semi-Peak | 0 | 1 | Off Peak | 0 | 1 | Off Peak | 0 | 1 | 0 | Off Peak | 0 | 1 | 0 | Off Peak | 0 | 1 | 0 | Off Peak
2020 | 11 | 30 | 2020-11-30 | 8 | 0 | 0 | 0 | [6 empty] | 0 | 0 | 1 | 0 | Off Peak | 0 | 1 | 0 | Semi-Peak | 0 | 1 | Off Peak | 0 | 1 | Off Peak | 0 | 1 | 0 | Off Peak | 0 | 1 | 0 | Off Peak | 0 | 1 | 0 | Off Peak
2020 | 11 | 30 | 2020-11-30 | 9 | 0 | 0 | 0 | [6 empty] | 0 | 0 | 1 | 0 | Off Peak | 0 | 1 | 0 | Semi-Peak | 0 | 1 | Off Peak | 0 | 1 | Off Peak | 0 | 1 | 0 | Off Peak | 0 | 1 | 0 | Off Peak | 0 | 1 | 0 | Off Peak
2020 | 11 | 30 | 2020-11-30 | 10 | 0 | 0 | 0 | [6 empty] | 0 | 0 | 1 | 0 | Off Peak | 0 | 1 | 0 | Semi-Peak | 0 | 1 | Off Peak | 0 | 1 | Off Peak | 0 | 1 | 0 | Off Peak | 0 | 1 | 0 | Off Peak | 0 | 1 | 0 | Off Peak
2020 | 11 | 30 | 2020-11-30 | 11 | 0 | 0 | 0 | [6 empty] | 0 | 0 | 1 | 0 | Off Peak | 0 | 1 | 0 | Semi-Peak | 0 | 1 | Off Peak | 0 | 1 | Off Peak | 0 | 1 | 0 | Off Peak | 0 | 1 | 0 | Off Peak | 0 | 1 | 0 | Off Peak
2020 | 11 | 30 | 2020-11-30 | 12 | 0 | 0 | 0 | [6 empty] | 0 | 0 | 1 | 0 | Off Peak | 0 | 1 | 0 | Semi-Peak | 0 | 1 | Off Peak | 0 | 1 | Off Peak | 0 | 1 | 0 | Off Peak | 0 | 1 | 0 | Off Peak | 0 | 1 | 0 | Off Peak
2020 | 11 | 30 | 2020-11-30 | 13 | 0 | 0 | 0 | [6 empty] | 0 | 0 | 1 | 0 | Off Peak | 0 | 1 | 0 | Semi-Peak | 0 | 1 | Off Peak | 1 | 0 | On Peak | 0 | 1 | 0 | Off Peak | 1 | 0 | 0 | On Peak | 0 | 1 | 0 | Off Peak
2020 | 11 | 30 | 2020-11-30 | 14 | 0 | 0 | 0 | [6 empty] | 0 | 0 | 1 | 0 | Off Peak | 0 | 1 | 0 | Semi-Peak | 0 | 1 | Off Peak | 1 | 0 | On Peak | 0 | 1 | 0 | Off Peak | 1 | 0 | 0 | On Peak | 0 | 1 | 0 | Off Peak
2020 | 11 | 30 | 2020-11-30 | 15 | 0 | 0 | 0 | [6 empty] | 0 | 0 | 1 | 0 | Off Peak | 0 | 1 | 0 | Semi-Peak | 0 | 1 | Off Peak | 1 | 0 | On Peak | 0 | 1 | 0 | Off Peak | 1 | 0 | 0 | On Peak | 0 | 1 | 0 | Off Peak
2020 | 11 | 30 | 2020-11-30 | 16 | 0 | 0 | 0 | [6 empty] | 0 | 0 | 1 | 0 | Off Peak | 0 | 1 | 0 | Semi-Peak | 0 | 1 | Off Peak | 1 | 0 | On Peak | 0 | 1 | 0 | Off Peak | 1 | 0 | 0 | On Peak | 0 | 1 | 0 | Off Peak
2020 | 11 | 30 | 2020-11-30 | 17 | 0 | 0 | 0 | [6 empty] | 0 | 1 | 0 | 0 | On Peak | 0 | 1 | 0 | Semi-Peak | 1 | 0 | On Peak | 1 | 0 | On Peak | 0 | 1 | 0 | Off Peak | 1 | 0 | 0 | On Peak | 0 | 1 | 0 | Off Peak
2020 | 11 | 30 | 2020-11-30 | 18 | 0 | 0 | 0 | [6 empty] | 0 | 1 | 0 | 0 | On Peak | 1 | 0 | 0 | On Peak | 1 | 0 | On Peak | 1 | 0 | On Peak | 0 | 1 | 0 | Off Peak | 1 | 0 | 0 | On Peak | 0 | 1 | 0 | Off Peak
2020 | 11 | 30 | 2020-11-30 | 19 | 0 | 0 | 0 | [6 empty] | 0 | 1 | 0 | 0 | On Peak | 1 | 0 | 0 | On Peak | 1 | 0 | On Peak | 0 | 1 | Off Peak | 0 | 0 | 1 | Super Off Peak | 1 | 0 | 0 | On Peak | 0 | 1 | 0 | Off Peak
2020 | 11 | 30 | 2020-11-30 | 20 | 0 | 0 | 0 | [6 empty] | 0 | 1 | 0 | 0 | On Peak | 1 | 0 | 0 | On Peak | 1 | 0 | On Peak | 0 | 1 | Off Peak | 0 | 0 | 1 | Super Off Peak | 1 | 0 | 0 | On Peak | 1 | 0 | 0 | On Peak
2020 | 11 | 30 | 2020-11-30 | 21 | 0 | 0 | 0 | [6 empty] | 0 | 1 | 0 | 0 | On Peak | 0 | 1 | 0 | Semi-Peak | 1 | 0 | On Peak | 0 | 1 | Off Peak | 0 | 0 | 1 | Super Off Peak | 0 | 1 | 0 | Off Peak | 1 | 0 | 0 | On Peak
2020 | 11 | 30 | 2020-11-30 | 22 | 0 | 0 | 0 | [6 empty] | 0 | 0 | 1 | 0 | Off Peak | 0 | 1 | 0 | Semi-Peak | 0 | 1 | Off Peak | 0 | 1 | Off Peak | 0 | 0 | 1 | Super Off Peak | 0 | 1 | 0 | Off Peak | 1 | 0 | 0 | On Peak
2020 | 11 | 30 | 2020-11-30 | 23 | 0 | 0 | 0 | [6 empty] | 0 | 0 | 1 | 0 | Off Peak | 0 | 0 | 1 | Off Peak | 0 | 1 | Off Peak | 0 | 1 | Off Peak | 0 | 0 | 1 | Super Off Peak | 0 | 1 | 0 | Off Peak | 1 | 0 | 0 | On Peak
2020 | 11 | 30 | 2020-11-30 | 24 | 0 | 0 | 0 | [6 empty] | 0 | 0 | 1 | 0 | Off Peak | 0 | 0 | 1 | Off Peak | 0 | 1 | Off Peak | 0 | 1 | Off Peak | 0 | 0 | 1 | Super Off Peak | 0 | 1 | 0 | Off Peak | 1 | 0 | 0 | On Peak
2020 | 12 | 1 | 2020-12-01 | 1 | 0 | 0 | 0 | [6 empty] | 0 | 0 | 0 | 1 | Super Off Peak | 0 | 0 | 1 | Off Peak | 0 | 1 | Off Peak | 0 | 1 | Off Peak | 0 | 0 | 1 | Super Off Peak | 0 | 0 | 1 | Super Off Peak | 0 | 0 | 1 | Super Off Peak
2020 | 12 | 1 | 2020-12-01 | 2 | 0 | 0 | 0 | [6 empty] | 0 | 0 | 0 | 1 | Super Off Peak | 0 | 0 | 1 | Off Peak | 0 | 1 | Off Peak | 0 | 1 | Off Peak | 0 | 0 | 1 | Super Off Peak | 0 | 0 | 1 | Super Off Peak | 0 | 0 | 1 | Super Off Peak
2020 | 12 | 1 | 2020-12-01 | 3 | 0 | 0 | 0 | [6 empty] | 0 | 0 | 0 | 1 | Super Off Peak | 0 | 0 | 1 | Off Peak | 0 | 1 | Off Peak | 0 | 1 | Off Peak | 0 | 0 | 1 | Super Off Peak | 0 | 0 | 1 | Super Off Peak | 0 | 0 | 1 | Super Off Peak
2020 | 12 | 1 | 2020-12-01 | 4 | 0 | 0 | 0 | [6 empty] | 0 | 0 | 0 | 1 | Super Off Peak | 0 | 0 | 1 | Off Peak | 0 | 1 | Off Peak | 0 | 1 | Off Peak | 0 | 0 | 1 | Super Off Peak | 0 | 0 | 1 | Super Off Peak | 0 | 0 | 1 | Super Off Peak
2020 | 12 | 1 | 2020-12-01 | 5 | 0 | 0 | 0 | [6 empty] | 0 | 0 | 0 | 1 | Super Off Peak | 0 | 0 | 1 | Off Peak | 0 | 1 | Off Peak | 0 | 1 | Off Peak | 0 | 0 | 1 | Super Off Peak | 0 | 0 | 1 | Super Off Peak | 0 | 0 | 1 | Super Off Peak
2020 | 12 | 1 | 2020-12-01 | 6 | 0 | 0 | 0 | [6 empty] | 0 | 0 | 0 | 1 | Super Off Peak | 0 | 0 | 1 | Off Peak | 0 | 1 | Off Peak | 0 | 1 | Off Peak | 0 | 0 | 1 | Super Off Peak | 0 | 1 | 0 | Off Peak | 0 | 1 | 0 | Off Peak
2020 | 12 | 1 | 2020-12-01 | 7 | 0 | 0 | 0 | [6 empty] | 0 | 0 | 1 | 0 | Off Peak | 0 | 1 | 0 | Semi-Peak | 0 | 1 | Off Peak | 0 | 1 | Off Peak | 0 | 1 | 0 | Off Peak | 0 | 1 | 0 | Off Peak | 0 | 1 | 0 | Off Peak
2020 | 12 | 1 | 2020-12-01 | 8 | 0 | 0 | 0 | [6 empty] | 0 | 0 | 1 | 0 | Off Peak | 0 | 1 | 0 | Semi-Peak | 0 | 1 | Off Peak | 0 | 1 | Off Peak | 0 | 1 | 0 | Off Peak | 0 | 1 | 0 | Off Peak | 0 | 1 | 0 | Off Peak
2020 | 12 | 1 | 2020-12-01 | 9 | 0 | 0 | 0 | [6 empty] | 0 | 0 | 1 | 0 | Off Peak | 0 | 1 | 0 | Semi-Peak | 0 | 1 | Off Peak | 0 | 1 | Off Peak | 0 | 1 | 0 | Off Peak | 0 | 1 | 0 | Off Peak | 0 | 1 | 0 | Off Peak
2020 | 12 | 1 | 2020-12-01 | 10 | 0 | 0 | 0 | [6 empty] | 0 | 0 | 1 | 0 | Off Peak | 0 | 1 | 0 | Semi-Peak | 0 | 1 | Off Peak | 0 | 1 | Off Peak | 0 | 1 | 0 | Off Peak | 0 | 1 | 0 | Off Peak | 0 | 1 | 0 | Off Peak
2020 | 12 | 1 | 2020-12-01 | 11 | 0 | 0 | 0 | [6 empty] | 0 | 0 | 1 | 0 | Off Peak | 0 | 1 | 0 | Semi-Peak | 0 | 1 | Off Peak | 0 | 1 | Off Peak | 0 | 1 | 0 | Off Peak | 0 | 1 | 0 | Off Peak | 0 | 1 | 0 | Off Peak
2020 | 12 | 1 | 2020-12-01 | 12 | 0 | 0 | 0 | [6 empty] | 0 | 0 | 1 | 0 | Off Peak | 0 | 1 | 0 | Semi-Peak | 0 | 1 | Off Peak | 0 | 1 | Off Peak | 0 | 1 | 0 | Off Peak | 0 | 1 | 0 | Off Peak | 0 | 1 | 0 | Off Peak
2020 | 12 | 1 | 2020-12-01 | 13 | 0 | 0 | 0 | [6 empty] | 0 | 0 | 1 | 0 | Off Peak | 0 | 1 | 0 | Semi-Peak | 0 | 1 | Off Peak | 1 | 0 | On Peak | 0 | 1 | 0 | Off Peak | 1 | 0 | 0 | On Peak | 0 | 1 | 0 | Off Peak
2020 | 12 | 1 | 2020-12-01 | 14 | 0 | 0 | 0 | [6 empty] | 0 | 0 | 1 | 0 | Off Peak | 0 | 1 | 0 | Semi-Peak | 0 | 1 | Off Peak | 1 | 0 | On Peak | 0 | 1 | 0 | Off Peak | 1 | 0 | 0 | On Peak | 0 | 1 | 0 | Off Peak
2020 | 12 | 1 | 2020-12-01 | 15 | 0 | 0 | 0 | [6 empty] | 0 | 0 | 1 | 0 | Off Peak | 0 | 1 | 0 | Semi-Peak | 0 | 1 | Off Peak | 1 | 0 | On Peak | 0 | 1 | 0 | Off Peak | 1 | 0 | 0 | On Peak | 0 | 1 | 0 | Off Peak
2020 | 12 | 1 | 2020-12-01 | 16 | 0 | 0 | 0 | [6 empty] | 0 | 0 | 1 | 0 | Off Peak | 0 | 1 | 0 | Semi-Peak | 0 | 1 | Off Peak | 1 | 0 | On Peak | 0 | 1 | 0 | Off Peak | 1 | 0 | 0 | On Peak | 0 | 1 | 0 | Off Peak
2020 | 12 | 1 | 2020-12-01 | 17 | 0 | 0 | 0 | [6 empty] | 0 | 1 | 0 | 0 | On Peak | 0 | 1 | 0 | Semi-Peak | 1 | 0 | On Peak | 1 | 0 | On Peak | 0 | 1 | 0 | Off Peak | 1 | 0 | 0 | On Peak | 0 | 1 | 0 | Off Peak
2020 | 12 | 1 | 2020-12-01 | 18 | 0 | 0 | 0 | [6 empty] | 0 | 1 | 0 | 0 | On Peak | 1 | 0 | 0 | On Peak | 1 | 0 | On Peak | 1 | 0 | On Peak | 0 | 1 | 0 | Off Peak | 1 | 0 | 0 | On Peak | 0 | 1 | 0 | Off Peak
2020 | 12 | 1 | 2020-12-01 | 19 | 0 | 0 | 0 | [6 empty] | 0 | 1 | 0 | 0 | On Peak | 1 | 0 | 0 | On Peak | 1 | 0 | On Peak | 0 | 1 | Off Peak | 0 | 0 | 1 | Super Off Peak | 1 | 0 | 0 | On Peak | 0 | 1 | 0 | Off Peak
2020 | 12 | 1 | 2020-12-01 | 20 | 0 | 0 | 0 | [6 empty] | 0 | 1 | 0 | 0 | On Peak | 1 | 0 | 0 | On Peak | 1 | 0 | On Peak | 0 | 1 | Off Peak | 0 | 0 | 1 | Super Off Peak | 1 | 0 | 0 | On Peak | 1 | 0 | 0 | On Peak
2020 | 12 | 1 | 2020-12-01 | 21 | 0 | 0 | 0 | [6 empty] | 0 | 1 | 0 | 0 | On Peak | 0 | 1 | 0 | Semi-Peak | 1 | 0 | On Peak | 0 | 1 | Off Peak | 0 | 0 | 1 | Super Off Peak | 0 | 1 | 0 | Off Peak | 1 | 0 | 0 | On Peak
2020 | 12 | 1 | 2020-12-01 | 22 | 0 | 0 | 0 | [6 empty] | 0 | 0 | 1 | 0 | Off Peak | 0 | 1 | 0 | Semi-Peak | 0 | 1 | Off Peak | 0 | 1 | Off Peak | 0 | 0 | 1 | Super Off Peak | 0 | 1 | 0 | Off Peak | 1 | 0 | 0 | On Peak
2020 | 12 | 1 | 2020-12-01 | 23 | 0 | 0 | 0 | [6 empty] | 0 | 0 | 1 | 0 | Off Peak | 0 | 0 | 1 | Off Peak | 0 | 1 | Off Peak | 0 | 1 | Off Peak | 0 | 0 | 1 | Super Off Peak | 0 | 1 | 0 | Off Peak | 1 | 0 | 0 | On Peak
2020 | 12 | 1 | 2020-12-01 | 24 | 0 | 0 | 0 | [6 empty] | 0 | 0 | 1 | 0 | Off Peak | 0 | 0 | 1 | Off Peak | 0 | 1 | Off Peak | 0 | 1 | Off Peak | 0 | 0 | 1 | Super Off Peak | 0 | 1 | 0 | Off Peak | 1 | 0 | 0 | On Peak
2020 | 12 | 2 | 2020-12-02 | 1 | 0 | 0 | 0 | [6 empty] | 0 | 0 | 0 | 1 | Super Off Peak | 0 | 0 | 1 | Off Peak | 0 | 1 | Off Peak | 0 | 1 | Off Peak | 0 | 0 | 1 | Super Off Peak | 0 | 0 | 1 | Super Off Peak | 0 | 0 | 1 | Super Off Peak
2020 | 12 | 2 | 2020-12-02 | 2 | 0 | 0 | 0 | [6 empty] | 0 | 0 | 0 | 1 | Super Off Peak | 0 | 0 | 1 | Off Peak | 0 | 1 | Off Peak | 0 | 1 | Off Peak | 0 | 0 | 1 | Super Off Peak | 0 | 0 | 1 | Super Off Peak | 0 | 0 | 1 | Super Off Peak
2020 | 12 | 2 | 2020-12-02 | 3 | 0 | 0 | 0 | [6 empty] | 0 | 0 | 0 | 1 | Super Off Peak | 0 | 0 | 1 | Off Peak | 0 | 1 | Off Peak | 0 | 1 | Off Peak | 0 | 0 | 1 | Super Off Peak | 0 | 0 | 1 | Super Off Peak | 0 | 0 | 1 | Super Off Peak
2020 | 12 | 2 | 2020-12-02 | 4 | 0 | 0 | 0 | [6 empty] | 0 | 0 | 0 | 1 | Super Off Peak | 0 | 0 | 1 | Off Peak | 0 | 1 | Off Peak | 0 | 1 | Off Peak | 0 | 0 | 1 | Super Off Peak | 0 | 0 | 1 | Super Off Peak | 0 | 0 | 1 | Super Off Peak
2020 | 12 | 2 | 2020-12-02 | 5 | 0 | 0 | 0 | [6 empty] | 0 | 0 | 0 | 1 | Super Off Peak | 0 | 0 | 1 | Off Peak | 0 | 1 | Off Peak | 0 | 1 | Off Peak | 0 | 0 | 1 | Super Off Peak | 0 | 0 | 1 | Super Off Peak | 0 | 0 | 1 | Super Off Peak
2020 | 12 | 2 | 2020-12-02 | 6 | 0 | 0 | 0 | [6 empty] | 0 | 0 | 0 | 1 | Super Off Peak | 0 | 0 | 1 | Off Peak | 0 | 1 | Off Peak | 0 | 1 | Off Peak | 0 | 0 | 1 | Super Off Peak | 0 | 1 | 0 | Off Peak | 0 | 1 | 0 | Off Peak
2020 | 12 | 2 | 2020-12-02 | 7 | 0 | 0 | 0 | [6 empty] | 0 | 0 | 1 | 0 | Off Peak | 0 | 1 | 0 | Semi-Peak | 0 | 1 | Off Peak | 0 | 1 | Off Peak | 0 | 1 | 0 | Off Peak | 0 | 1 | 0 | Off Peak | 0 | 1 | 0 | Off Peak
2020 | 12 | 2 | 2020-12-02 | 8 | 0 | 0 | 0 | [6 empty] | 0 | 0 | 1 | 0 | Off Peak | 0 | 1 | 0 | Semi-Peak | 0 | 1 | Off Peak | 0 | 1 | Off Peak | 0 | 1 | 0 | Off Peak | 0 | 1 | 0 | Off Peak | 0 | 1 | 0 | Off Peak
2020 | 12 | 2 | 2020-12-02 | 9 | 0 | 0 | 0 | [6 empty] | 0 | 0 | 1 | 0 | Off Peak | 0 | 1 | 0 | Semi-Peak | 0 | 1 | Off Peak | 0 | 1 | Off Peak | 0 | 1 | 0 | Off Peak | 0 | 1 | 0 | Off Peak | 0 | 1 | 0 | Off Peak
2020 | 12 | 2 | 2020-12-02 | 10 | 0 | 0 | 0 | [6 empty] | 0 | 0 | 1 | 0 | Off Peak | 0 | 1 | 0 | Semi-Peak | 0 | 1 | Off Peak | 0 | 1 | Off Peak | 0 | 1 | 0 | Off Peak | 0 | 1 | 0 | Off Peak | 0 | 1 | 0 | Off Peak
2020 | 12 | 2 | 2020-12-02 | 11 | 0 | 0 | 0 | [6 empty] | 0 | 0 | 1 | 0 | Off Peak | 0 | 1 | 0 | Semi-Peak | 0 | 1 | Off Peak | 0 | 1 | Off Peak | 0 | 1 | 0 | Off Peak | 0 | 1 | 0 | Off Peak | 0 | 1 | 0 | Off Peak
2020 | 12 | 2 | 2020-12-02 | 12 | 0 | 0 | 0 | [6 empty] | 0 | 0 | 1 | 0 | Off Peak | 0 | 1 | 0 | Semi-Peak | 0 | 1 | Off Peak | 0 | 1 | Off Peak | 0 | 1 | 0 | Off Peak | 0 | 1 | 0 | Off Peak | 0 | 1 | 0 | Off Peak
2020 | 12 | 2 | 2020-12-02 | 13 | 0 | 0 | 0 | [6 empty] | 0 | 0 | 1 | 0 | Off Peak | 0 | 1 | 0 | Semi-Peak | 0 | 1 | Off Peak | 1 | 0 | On Peak | 0 | 1 | 0 | Off Peak | 1 | 0 | 0 | On Peak | 0 | 1 | 0 | Off Peak
2020 | 12 | 2 | 2020-12-02 | 14 | 0 | 0 | 0 | [6 empty] | 0 | 0 | 1 | 0 | Off Peak | 0 | 1 | 0 | Semi-Peak | 0 | 1 | Off Peak | 1 | 0 | On Peak | 0 | 1 | 0 | Off Peak | 1 | 0 | 0 | On Peak | 0 | 1 | 0 | Off Peak
2020 | 12 | 2 | 2020-12-02 | 15 | 0 | 0 | 0 | [6 empty] | 0 | 0 | 1 | 0 | Off Peak | 0 | 1 | 0 | Semi-Peak | 0 | 1 | Off Peak | 1 | 0 | On Peak | 0 | 1 | 0 | Off Peak | 1 | 0 | 0 | On Peak | 0 | 1 | 0 | Off Peak
2020 | 12 | 2 | 2020-12-02 | 16 | 0 | 0 | 0 | [6 empty] | 0 | 0 | 1 | 0 | Off Peak | 0 | 1 | 0 | Semi-Peak | 0 | 1 | Off Peak | 1 | 0 | On Peak | 0 | 1 | 0 | Off Peak | 1 | 0 | 0 | On Peak | 0 | 1 | 0 | Off Peak
2020 | 12 | 2 | 2020-12-02 | 17 | 0 | 0 | 0 | [6 empty] | 0 | 1 | 0 | 0 | On Peak | 0 | 1 | 0 | Semi-Peak | 1 | 0 | On Peak | 1 | 0 | On Peak | 0 | 1 | 0 | Off Peak | 1 | 0 | 0 | On Peak | 0 | 1 | 0 | Off Peak
2020 | 12 | 2 | 2020-12-02 | 18 | 0 | 0 | 0 | [6 empty] | 0 | 1 | 0 | 0 | On Peak | 1 | 0 | 0 | On Peak | 1 | 0 | On Peak | 1 | 0 | On Peak | 0 | 1 | 0 | Off Peak | 1 | 0 | 0 | On Peak | 0 | 1 | 0 | Off Peak
2020 | 12 | 2 | 2020-12-02 | 19 | 0 | 0 | 0 | [6 empty] | 0 | 1 | 0 | 0 | On Peak | 1 | 0 | 0 | On Peak | 1 | 0 | On Peak | 0 | 1 | Off Peak | 0 | 0 | 1 | Super Off Peak | 1 | 0 | 0 | On Peak | 0 | 1 | 0 | Off Peak
2020 | 12 | 2 | 2020-12-02 | 20 | 0 | 0 | 0 | [6 empty] | 0 | 1 | 0 | 0 | On Peak | 1 | 0 | 0 | On Peak | 1 | 0 | On Peak | 0 | 1 | Off Peak | 0 | 0 | 1 | Super Off Peak | 1 | 0 | 0 | On Peak | 1 | 0 | 0 | On Peak
2020 | 12 | 2 | 2020-12-02 | 21 | 0 | 0 | 0 | [6 empty] | 0 | 1 | 0 | 0 | On Peak | 0 | 1 | 0 | Semi-Peak | 1 | 0 | On Peak | 0 | 1 | Off Peak | 0 | 0 | 1 | Super Off Peak | 0 | 1 | 0 | Off Peak | 1 | 0 | 0 | On Peak
2020 | 12 | 2 | 2020-12-02 | 22 | 0 | 0 | 0 | [6 empty] | 0 | 0 | 1 | 0 | Off Peak | 0 | 1 | 0 | Semi-Peak | 0 | 1 | Off Peak | 0 | 1 | Off Peak | 0 | 0 | 1 | Super Off Peak | 0 | 1 | 0 | Off Peak | 1 | 0 | 0 | On Peak
2020 | 12 | 2 | 2020-12-02 | 23 | 0 | 0 | 0 | [6 empty] | 0 | 0 | 1 | 0 | Off Peak | 0 | 0 | 1 | Off Peak | 0 | 1 | Off Peak | 0 | 1 | Off Peak | 0 | 0 | 1 | Super Off Peak | 0 | 1 | 0 | Off Peak | 1 | 0 | 0 | On Peak
2020 | 12 | 2 | 2020-12-02 | 24 | 0 | 0 | 0 | [6 empty] | 0 | 0 | 1 | 0 | Off Peak | 0 | 0 | 1 | Off Peak | 0 | 1 | Off Peak | 0 | 1 | Off Peak | 0 | 0 | 1 | Super Off Peak | 0 | 1 | 0 | Off Peak | 1 | 0 | 0 | On Peak
2020 | 12 | 3 | 2020-12-03 | 1 | 0 | 0 | 0 | [6 empty] | 0 | 0 | 0 | 1 | Super Off Peak | 0 | 0 | 1 | Off Peak | 0 | 1 | Off Peak | 0 | 1 | Off Peak | 0 | 0 | 1 | Super Off Peak | 0 | 0 | 1 | Super Off Peak | 0 | 0 | 1 | Super Off Peak
2020 | 12 | 3 | 2020-12-03 | 2 | 0 | 0 | 0 | [6 empty] | 0 | 0 | 0 | 1 | Super Off Peak | 0 | 0 | 1 | Off Peak | 0 | 1 | Off Peak | 0 | 1 | Off Peak | 0 | 0 | 1 | Super Off Peak | 0 | 0 | 1 | Super Off Peak | 0 | 0 | 1 | Super Off Peak
2020 | 12 | 3 | 2020-12-03 | 3 | 0 | 0 | 0 | [6 empty] | 0 | 0 | 0 | 1 | Super Off Peak | 0 | 0 | 1 | Off Peak | 0 | 1 | Off Peak | 0 | 1 | Off Peak | 0 | 0 | 1 | Super Off Peak | 0 | 0 | 1 | Super Off Peak | 0 | 0 | 1 | Super Off Peak
2020 | 12 | 3 | 2020-12-03 | 4 | 0 | 0 | 0 | [6 empty] | 0 | 0 | 0 | 1 | Super Off Peak | 0 | 0 | 1 | Off Peak | 0 | 1 | Off Peak | 0 | 1 | Off Peak | 0 | 0 | 1 | Super Off Peak | 0 | 0 | 1 | Super Off Peak | 0 | 0 | 1 | Super Off Peak
2020 | 12 | 3 | 2020-12-03 | 5 | 0 | 0 | 0 | [6 empty] | 0 | 0 | 0 | 1 | Super Off Peak | 0 | 0 | 1 | Off Peak | 0 | 1 | Off Peak | 0 | 1 | Off Peak | 0 | 0 | 1 | Super Off Peak | 0 | 0 | 1 | Super Off Peak | 0 | 0 | 1 | Super Off Peak
2020 | 12 | 3 | 2020-12-03 | 6 | 0 | 0 | 0 | [6 empty] | 0 | 0 | 0 | 1 | Super Off Peak | 0 | 0 | 1 | Off Peak | 0 | 1 | Off Peak | 0 | 1 | Off Peak | 0 | 0 | 1 | Super Off Peak | 0 | 1 | 0 | Off Peak | 0 | 1 | 0 | Off Peak
2020 | 12 | 3 | 2020-12-03 | 7 | 0 | 0 | 0 | [6 empty] | 0 | 0 | 1 | 0 | Off Peak | 0 | 1 | 0 | Semi-Peak | 0 | 1 | Off Peak | 0 | 1 | Off Peak | 0 | 1 | 0 | Off Peak | 0 | 1 | 0 | Off Peak | 0 | 1 | 0 | Off Peak
2020 | 12 | 3 | 2020-12-03 | 8 | 0 | 0 | 0 | [6 empty] | 0 | 0 | 1 | 0 | Off Peak | 0 | 1 | 0 | Semi-Peak | 0 | 1 | Off Peak | 0 | 1 | Off Peak | 0 | 1 | 0 | Off Peak | 0 | 1 | 0 | Off Peak | 0 | 1 | 0 | Off Peak
2020 | 12 | 3 | 2020-12-03 | 9 | 0 | 0 | 0 | [6 empty] | 0 | 0 | 1 | 0 | Off Peak | 0 | 1 | 0 | Semi-Peak | 0 | 1 | Off Peak | 0 | 1 | Off Peak | 0 | 1 | 0 | Off Peak | 0 | 1 | 0 | Off Peak | 0 | 1 | 0 | Off Peak
2020 | 12 | 3 | 2020-12-03 | 10 | 0 | 0 | 0 | [6 empty] | 0 | 0 | 1 | 0 | Off Peak | 0 | 1 | 0 | Semi-Peak | 0 | 1 | Off Peak | 0 | 1 | Off Peak | 0 | 1 | 0 | Off Peak | 0 | 1 | 0 | Off Peak | 0 | 1 | 0 | Off Peak
2020 | 12 | 3 | 2020-12-03 | 11 | 0 | 0 | 0 | [6 empty] | 0 | 0 | 1 | 0 | Off Peak | 0 | 1 | 0 | Semi-Peak | 0 | 1 | Off Peak | 0 | 1 | Off Peak | 0 | 1 | 0 | Off Peak | 0 | 1 | 0 | Off Peak | 0 | 1 | 0 | Off Peak
2020 | 12 | 3 | 2020-12-03 | 12 | 0 | 0 | 0 | [6 empty] | 0 | 0 | 1 | 0 | Off Peak | 0 | 1 | 0 | Semi-Peak | 0 | 1 | Off Peak | 0 | 1 | Off Peak | 0 | 1 | 0 | Off Peak | 0 | 1 | 0 | Off Peak | 0 | 1 | 0 | Off Peak
2020 | 12 | 3 | 2020-12-03 | 13 | 0 | 0 | 0 | [6 empty] | 0 | 0 | 1 | 0 | Off Peak | 0 | 1 | 0 | Semi-Peak | 0 | 1 | Off Peak | 1 | 0 | On Peak | 0 | 1 | 0 | Off Peak | 1 | 0 | 0 | On Peak | 0 | 1 | 0 | Off Peak
2020 | 12 | 3 | 2020-12-03 | 14 | 0 | 0 | 0 | [6 empty] | 0 | 0 | 1 | 0 | Off Peak | 0 | 1 | 0 | Semi-Peak | 0 | 1 | Off Peak | 1 | 0 | On Peak | 0 | 1 | 0 | Off Peak | 1 | 0 | 0 | On Peak | 0 | 1 | 0 | Off Peak
2020 | 12 | 3 | 2020-12-03 | 15 | 0 | 0 | 0 | [6 empty] | 0 | 0 | 1 | 0 | Off Peak | 0 | 1 | 0 | Semi-Peak | 0 | 1 | Off Peak | 1 | 0 | On Peak | 0 | 1 | 0 | Off Peak | 1 | 0 | 0 | On Peak | 0 | 1 | 0 | Off Peak
2020 | 12 | 3 | 2020-12-03 | 16 | 0 | 0 | 0 | [6 empty] | 0 | 0 | 1 | 0 | Off Peak | 0 | 1 | 0 | Semi-Peak | 0 | 1 | Off Peak | 1 | 0 | On Peak | 0 | 1 | 0 | Off Peak | 1 | 0 | 0 | On Peak | 0 | 1 | 0 | Off Peak
2020 | 12 | 3 | 2020-12-03 | 17 | 0 | 0 | 0 | [6 empty] | 0 | 1 | 0 | 0 | On Peak | 0 | 1 | 0 | Semi-Peak | 1 | 0 | On Peak | 1 | 0 | On Peak | 0 | 1 | 0 | Off Peak | 1 | 0 | 0 | On Peak | 0 | 1 | 0 | Off Peak
2020 | 12 | 3 | 2020-12-03 | 18 | 0 | 0 | 0 | [6 empty] | 0 | 1 | 0 | 0 | On Peak | 1 | 0 | 0 | On Peak | 1 | 0 | On Peak | 1 | 0 | On Peak | 0 | 1 | 0 | Off Peak | 1 | 0 | 0 | On Peak | 0 | 1 | 0 | Off Peak
2020 | 12 | 3 | 2020-12-03 | 19 | 0 | 0 | 0 | [6 empty] | 0 | 1 | 0 | 0 | On Peak | 1 | 0 | 0 | On Peak | 1 | 0 | On Peak | 0 | 1 | Off Peak | 0 | 0 | 1 | Super Off Peak | 1 | 0 | 0 | On Peak | 0 | 1 | 0 | Off Peak
2020 | 12 | 3 | 2020-12-03 | 20 | 0 | 0 | 0 | [6 empty] | 0 | 1 | 0 | 0 | On Peak | 1 | 0 | 0 | On Peak | 1 | 0 | On Peak | 0 | 1 | Off Peak | 0 | 0 | 1 | Super Off Peak | 1 | 0 | 0 | On Peak | 1 | 0 | 0 | On Peak
2020 | 12 | 3 | 2020-12-03 | 21 | 0 | 0 | 0 | [6 empty] | 0 | 1 | 0 | 0 | On Peak | 0 | 1 | 0 | Semi-Peak | 1 | 0 | On Peak | 0 | 1 | Off Peak | 0 | 0 | 1 | Super Off Peak | 0 | 1 | 0 | Off Peak | 1 | 0 | 0 | On Peak
2020 | 12 | 3 | 2020-12-03 | 22 | 0 | 0 | 0 | [6 empty] | 0 | 0 | 1 | 0 | Off Peak | 0 | 1 | 0 | Semi-Peak | 0 | 1 | Off Peak | 0 | 1 | Off Peak | 0 | 0 | 1 | Super Off Peak | 0 | 1 | 0 | Off Peak | 1 | 0 | 0 | On Peak
2020 | 12 | 3 | 2020-12-03 | 23 | 0 | 0 | 0 | [6 empty] | 0 | 0 | 1 | 0 | Off Peak | 0 | 0 | 1 | Off Peak | 0 | 1 | Off Peak | 0 | 1 | Off Peak | 0 | 0 | 1 | Super Off Peak | 0 | 1 | 0 | Off Peak | 1 | 0 | 0 | On Peak
2020 | 12 | 3 | 2020-12-03 | 24 | 0 | 0 | 0 | [6 empty] | 0 | 0 | 1 | 0 | Off Peak | 0 | 0 | 1 | Off Peak | 0 | 1 | Off Peak | 0 | 1 | Off Peak | 0 | 0 | 1 | Super Off Peak | 0 | 1 | 0 | Off Peak | 1 | 0 | 0 | On Peak
2020 | 12 | 4 | 2020-12-04 | 1 | 0 | 0 | 0 | [6 empty] | 0 | 0 | 0 | 1 | Super Off Peak | 0 | 0 | 1 | Off Peak | 0 | 1 | Off Peak | 0 | 1 | Off Peak | 0 | 0 | 1 | Super Off Peak | 0 | 0 | 1 | Super Off Peak | 0 | 0 | 1 | Super Off Peak
2020 | 12 | 4 | 2020-12-04 | 2 | 0 | 0 | 0 | [6 empty] | 0 | 0 | 0 | 1 | Super Off Peak | 0 | 0 | 1 | Off Peak | 0 | 1 | Off Peak | 0 | 1 | Off Peak | 0 | 0 | 1 | Super Off Peak | 0 | 0 | 1 | Super Off Peak | 0 | 0 | 1 | Super Off Peak
2020 | 12 | 4 | 2020-12-04 | 3 | 0 | 0 | 0 | [6 empty] | 0 | 0 | 0 | 1 | Super Off Peak | 0 | 0 | 1 | Off Peak | 0 | 1 | Off Peak | 0 | 1 | Off Peak | 0 | 0 | 1 | Super Off Peak | 0 | 0 | 1 | Super Off Peak | 0 | 0 | 1 | Super Off Peak
2020 | 12 | 4 | 2020-12-04 | 4 | 0 | 0 | 0 | [6 empty] | 0 | 0 | 0 | 1 | Super Off Peak | 0 | 0 | 1 | Off Peak | 0 | 1 | Off Peak | 0 | 1 | Off Peak | 0 | 0 | 1 | Super Off Peak | 0 | 0 | 1 | Super Off Peak | 0 | 0 | 1 | Super Off Peak
2020 | 12 | 4 | 2020-12-04 | 5 | 0 | 0 | 0 | [6 empty] | 0 | 0 | 0 | 1 | Super Off Peak | 0 | 0 | 1 | Off Peak | 0 | 1 | Off Peak | 0 | 1 | Off Peak | 0 | 0 | 1 | Super Off Peak | 0 | 0 | 1 | Super Off Peak | 0 | 0 | 1 | Super Off Peak
2020 | 12 | 4 | 2020-12-04 | 6 | 0 | 0 | 0 | [6 empty] | 0 | 0 | 0 | 1 | Super Off Peak | 0 | 0 | 1 | Off Peak | 0 | 1 | Off Peak | 0 | 1 | Off Peak | 0 | 0 | 1 | Super Off Peak | 0 | 1 | 0 | Off Peak | 0 | 1 | 0 | Off Peak
2020 | 12 | 4 | 2020-12-04 | 7 | 0 | 0 | 0 | [6 empty] | 0 | 0 | 1 | 0 | Off Peak | 0 | 1 | 0 | Semi-Peak | 0 | 1 | Off Peak | 0 | 1 | Off Peak | 0 | 1 | 0 | Off Peak | 0 | 1 | 0 | Off Peak | 0 | 1 | 0 | Off Peak
2020 | 12 | 4 | 2020-12-04 | 8 | 0 | 0 | 0 | [6 empty] | 0 | 0 | 1 | 0 | Off Peak | 0 | 1 | 0 | Semi-Peak | 0 | 1 | Off Peak | 0 | 1 | Off Peak | 0 | 1 | 0 | Off Peak | 0 | 1 | 0 | Off Peak | 0 | 1 | 0 | Off Peak
2020 | 12 | 4 | 2020-12-04 | 9 | 0 | 0 | 0 | [6 empty] | 0 | 0 | 1 | 0 | Off Peak | 0 | 1 | 0 | Semi-Peak | 0 | 1 | Off Peak | 0 | 1 | Off Peak | 0 | 1 | 0 | Off Peak | 0 | 1 | 0 | Off Peak | 0 | 1 | 0 | Off Peak
2020 | 12 | 4 | 2020-12-04 | 10 | 0 | 0 | 0 | [6 empty] | 0 | 0 | 1 | 0 | Off Peak | 0 | 1 | 0 | Semi-Peak | 0 | 1 | Off Peak | 0 | 1 | Off Peak | 0 | 1 | 0 | Off Peak | 0 | 1 | 0 | Off Peak | 0 | 1 | 0 | Off Peak
2020 | 12 | 4 | 2020-12-04 | 11 | 0 | 0 | 0 | [6 empty] | 0 | 0 | 1 | 0 | Off Peak | 0 | 1 | 0 | Semi-Peak | 0 | 1 | Off Peak | 0 | 1 | Off Peak | 0 | 1 | 0 | Off Peak | 0 | 1 | 0 | Off Peak | 0 | 1 | 0 | Off Peak
2020 | 12 | 4 | 2020-12-04 | 12 | 0 | 0 | 0 | [6 empty] | 0 | 0 | 1 | 0 | Off Peak | 0 | 1 | 0 | Semi-Peak | 0 | 1 | Off Peak | 0 | 1 | Off Peak | 0 | 1 | 0 | Off Peak | 0 | 1 | 0 | Off Peak | 0 | 1 | 0 | Off Peak
2020 | 12 | 4 | 2020-12-04 | 13 | 0 | 0 | 0 | [6 empty] | 0 | 0 | 1 | 0 | Off Peak | 0 | 1 | 0 | Semi-Peak | 0 | 1 | Off Peak | 1 | 0 | On Peak | 0 | 1 | 0 | Off Peak | 1 | 0 | 0 | On Peak | 0 | 1 | 0 | Off Peak
2020 | 12 | 4 | 2020-12-04 | 14 | 0 | 0 | 0 | [6 empty] | 0 | 0 | 1 | 0 | Off Peak | 0 | 1 | 0 | Semi-Peak | 0 | 1 | Off Peak | 1 | 0 | On Peak | 0 | 1 | 0 | Off Peak | 1 | 0 | 0 | On Peak | 0 | 1 | 0 | Off Peak
2020 | 12 | 4 | 2020-12-04 | 15 | 0 | 0 | 0 | [6 empty] | 0 | 0 | 1 | 0 | Off Peak | 0 | 1 | 0 | Semi-Peak | 0 | 1 | Off Peak | 1 | 0 | On Peak | 0 | 1 | 0 | Off Peak | 1 | 0 | 0 | On Peak | 0 | 1 | 0 | Off Peak
2020 | 12 | 4 | 2020-12-04 | 16 | 0 | 0 | 0 | [6 empty] | 0 | 0 | 1 | 0 | Off Peak | 0 | 1 | 0 | Semi-Peak | 0 | 1 | Off Peak | 1 | 0 | On Peak | 0 | 1 | 0 | Off Peak | 1 | 0 | 0 | On Peak | 0 | 1 | 0 | Off Peak
2020 | 12 | 4 | 2020-12-04 | 17 | 0 | 0 | 0 | [6 empty] | 0 | 1 | 0 | 0 | On Peak | 0 | 1 | 0 | Semi-Peak | 1 | 0 | On Peak | 1 | 0 | On Peak | 0 | 1 | 0 | Off Peak | 1 | 0 | 0 | On Peak | 0 | 1 | 0 | Off Peak
2020 | 12 | 4 | 2020-12-04 | 18 | 0 | 0 | 0 | [6 empty] | 0 | 1 | 0 | 0 | On Peak | 1 | 0 | 0 | On Peak | 1 | 0 | On Peak | 1 | 0 | On Peak | 0 | 1 | 0 | Off Peak | 1 | 0 | 0 | On Peak | 0 | 1 | 0 | Off Peak
2020 | 12 | 4 | 2020-12-04 | 19 | 0 | 0 | 0 | [6 empty] | 0 | 1 | 0 | 0 | On Peak | 1 | 0 | 0 | On Peak | 1 | 0 | On Peak | 0 | 1 | Off Peak | 0 | 0 | 1 | Super Off Peak | 1 | 0 | 0 | On Peak | 0 | 1 | 0 | Off Peak
2020 | 12 | 4 | 2020-12-04 | 20 | 0 | 0 | 0 | [6 empty] | 0 | 1 | 0 | 0 | On Peak | 1 | 0 | 0 | On Peak | 1 | 0 | On Peak | 0 | 1 | Off Peak | 0 | 0 | 1 | Super Off Peak | 1 | 0 | 0 | On Peak | 1 | 0 | 0 | On Peak
2020 | 12 | 4 | 2020-12-04 | 21 | 0 | 0 | 0 | [6 empty] | 0 | 1 | 0 | 0 | On Peak | 0 | 1 | 0 | Semi-Peak | 1 | 0 | On Peak | 0 | 1 | Off Peak | 0 | 0 | 1 | Super Off Peak | 0 | 1 | 0 | Off Peak | 1 | 0 | 0 | On Peak
2020 | 12 | 4 | 2020-12-04 | 22 | 0 | 0 | 0 | [6 empty] | 0 | 0 | 1 | 0 | Off Peak | 0 | 1 | 0 | Semi-Peak | 0 | 1 | Off Peak | 0 | 1 | Off Peak | 0 | 0 | 1 | Super Off Peak | 0 | 1 | 0 | Off Peak | 1 | 0 | 0 | On Peak
2020 | 12 | 4 | 2020-12-04 | 23 | 0 | 0 | 0 | [6 empty] | 0 | 0 | 1 | 0 | Off Peak | 0 | 0 | 1 | Off Peak | 0 | 1 | Off Peak | 0 | 1 | Off Peak | 0 | 0 | 1 | Super Off Peak | 0 | 1 | 0 | Off Peak | 1 | 0 | 0 | On Peak
2020 | 12 | 4 | 2020-12-04 | 24 | 0 | 0 | 0 | [6 empty] | 0 | 0 | 1 | 0 | Off Peak | 0 | 0 | 1 | Off Peak | 0 | 1 | Off Peak | 0 | 1 | Off Peak | 0 | 0 | 1 | Super Off Peak | 0 | 1 | 0 | Off Peak | 1 | 0 | 0 | On Peak
2020 | 12 | 5 | 2020-12-05 | 1 | 0 | 1 | 0 | [6 empty] | 0 | 0 | 0 | 1 | Super Off Peak | 0 | 0 | 1 | Off Peak | 0 | 1 | Off Peak | 0 | 1 | Off Peak | 0 | 0 | 1 | Super Off Peak | 0 | 0 | 1 | Super Off Peak | 0 | 0 | 1 | Super Off Peak
2020 | 12 | 5 | 2020-12-05 | 2 | 0 | 1 | 0 | [6 empty] | 0 | 0 | 0 | 1 | Super Off Peak | 0 | 0 | 1 | Off Peak | 0 | 1 | Off Peak | 0 | 1 | Off Peak | 0 | 0 | 1 | Super Off Peak | 0 | 0 | 1 | Super Off Peak | 0 | 0 | 1 | Super Off Peak
2020 | 12 | 5 | 2020-12-05 | 3 | 0 | 1 | 0 | [6 empty] | 0 | 0 | 0 | 1 | Super Off Peak | 0 | 0 | 1 | Off Peak | 0 | 1 | Off Peak | 0 | 1 | Off Peak | 0 | 0 | 1 | Super Off Peak | 0 | 0 | 1 | Super Off Peak | 0 | 0 | 1 | Super Off Peak
2020 | 12 | 5 | 2020-12-05 | 4 | 0 | 1 | 0 | [6 empty] | 0 | 0 | 0 | 1 | Super Off Peak | 0 | 0 | 1 | Off Peak | 0 | 1 | Off Peak | 0 | 1 | Off Peak | 0 | 0 | 1 | Super Off Peak | 0 | 0 | 1 | Super Off Peak | 0 | 0 | 1 | Super Off Peak
2020 | 12 | 5 | 2020-12-05 | 5 | 0 | 1 | 0 | [6 empty] | 0 | 0 | 0 | 1 | Super Off Peak | 0 | 0 | 1 | Off Peak | 0 | 1 | Off Peak | 0 | 1 | Off Peak | 0 | 0 | 1 | Super Off Peak | 0 | 0 | 1 | Super Off Peak | 0 | 0 | 1 | Super Off Peak
2020 | 12 | 5 | 2020-12-05 | 6 | 0 | 1 | 0 | [6 empty] | 0 | 0 | 0 | 1 | Super Off Peak | 0 | 0 | 1 | Off Peak | 0 | 1 | Off Peak | 0 | 1 | Off Peak | 0 | 0 | 1 | Super Off Peak | 0 | 1 | 0 | Off Peak | 0 | 1 | 0 | Off Peak
2020 | 12 | 5 | 2020-12-05 | 7 | 0 | 1 | 0 | [6 empty] | 0 | 0 | 0 | 1 | Super Off Peak | 0 | 0 | 1 | Off Peak | 0 | 1 | Off Peak | 0 | 1 | Off Peak | 0 | 0 | 1 | Super Off Peak | 0 | 1 | 0 | Off Peak | 0 | 1 | 0 | Off Peak
2020 | 12 | 5 | 2020-12-05 | 8 | 0 | 1 | 0 | [6 empty] | 0 | 0 | 0 | 1 | Super Off Peak | 0 | 0 | 1 | Off Peak | 0 | 1 | Off Peak | 0 | 1 | Off Peak | 0 | 0 | 1 | Super Off Peak | 0 | 1 | 0 | Off Peak | 0 | 1 | 0 | Off Peak
2020 | 12 | 5 | 2020-12-05 | 9 | 0 | 1 | 0 | [6 empty] | 0 | 0 | 0 | 1 | Super Off Peak | 0 | 0 | 1 | Off Peak | 0 | 1 | Off Peak | 0 | 1 | Off Peak | 0 | 0 | 1 | Super Off Peak | 0 | 1 | 0 | Off Peak | 0 | 1 | 0 | Off Peak
2020 | 12 | 5 | 2020-12-05 | 10 | 0 | 1 | 0 | [6 empty] | 0 | 0 | 0 | 1 | Super Off Peak | 0 | 0 | 1 | Off Peak | 0 | 1 | Off Peak | 0 | 1 | Off Peak | 0 | 0 | 1 | Super Off Peak | 0 | 1 | 0 | Off Peak | 0 | 1 | 0 | Off Peak
2020 | 12 | 5 | 2020-12-05 | 11 | 0 | 1 | 0 | [6 empty] | 0 | 0 | 0 | 1 | Super Off Peak | 0 | 0 | 1 | Off Peak | 0 | 1 | Off Peak | 0 | 1 | Off Peak | 0 | 0 | 1 | Super Off Peak | 0 | 1 | 0 | Off Peak | 0 | 1 | 0 | Off Peak
2020 | 12 | 5 | 2020-12-05 | 12 | 0 | 1 | 0 | [6 empty] | 0 | 0 | 0 | 1 | Super Off Peak | 0 | 0 | 1 | Off Peak | 0 | 1 | Off Peak | 0 | 1 | Off Peak | 0 | 0 | 1 | Super Off Peak | 0 | 1 | 0 | Off Peak | 0 | 1 | 0 | Off Peak
2020 | 12 | 5 | 2020-12-05 | 13 | 0 | 1 | 0 | [6 empty] | 0 | 0 | 0 | 1 | Super Off Peak | 0 | 0 | 1 | Off Peak | 0 | 1 | Off Peak | 0 | 1 | Off Peak | 0 | 0 | 1 | Super Off Peak | 1 | 0 | 0 | On Peak | 0 | 1 | 0 | Off Peak
2020 | 12 | 5 | 2020-12-05 | 14 | 0 | 1 | 0 | [6 empty] | 0 | 0 | 0 | 1 | Super Off Peak | 0 | 0 | 1 | Off Peak | 0 | 1 | Off Peak | 0 | 1 | Off Peak | 0 | 0 | 1 | Super Off Peak | 1 | 0 | 0 | On Peak | 0 | 1 | 0 | Off Peak
2020 | 12 | 5 | 2020-12-05 | 15 | 0 | 1 | 0 | [6 empty] | 0 | 0 | 1 | 0 | Off Peak | 0 | 0 | 1 | Off Peak | 0 | 1 | Off Peak | 0 | 1 | Off Peak | 0 | 0 | 1 | Super Off Peak | 1 | 0 | 0 | On Peak | 0 | 1 | 0 | Off Peak
2020 | 12 | 5 | 2020-12-05 | 16 | 0 | 1 | 0 | [6 empty] | 0 | 0 | 1 | 0 | Off Peak | 0 | 0 | 1 | Off Peak | 0 | 1 | Off Peak | 0 | 1 | Off Peak | 0 | 0 | 1 | Super Off Peak | 1 | 0 | 0 | On Peak | 0 | 1 | 0 | Off Peak
2020 | 12 | 5 | 2020-12-05 | 17 | 0 | 1 | 0 | [6 empty] | 0 | 1 | 0 | 0 | On Peak | 0 | 0 | 1 | Off Peak | 0 | 1 | Off Peak | 0 | 1 | Off Peak | 0 | 0 | 1 | Super Off Peak | 1 | 0 | 0 | On Peak | 0 | 1 | 0 | Off Peak
2020 | 12 | 5 | 2020-12-05 | 18 | 0 | 1 | 0 | [6 empty] | 0 | 1 | 0 | 0 | On Peak | 0 | 0 | 1 | Off Peak | 0 | 1 | Off Peak | 0 | 1 | Off Peak | 0 | 0 | 1 | Super Off Peak | 1 | 0 | 0 | On Peak | 0 | 1 | 0 | Off Peak
2020 | 12 | 5 | 2020-12-05 | 19 | 0 | 1 | 0 | [6 empty] | 0 | 1 | 0 | 0 | On Peak | 0 | 0 | 1 | Off Peak | 0 | 1 | Off Peak | 0 | 1 | Off Peak | 0 | 0 | 1 | Super Off Peak | 1 | 0 | 0 | On Peak | 0 | 1 | 0 | Off Peak
2020 | 12 | 5 | 2020-12-05 | 20 | 0 | 1 | 0 | [6 empty] | 0 | 1 | 0 | 0 | On Peak | 0 | 0 | 1 | Off Peak | 0 | 1 | Off Peak | 0 | 1 | Off Peak | 0 | 0 | 1 | Super Off Peak | 1 | 0 | 0 | On Peak | 1 | 0 | 0 | On Peak
2020 | 12 | 5 | 2020-12-05 | 21 | 0 | 1 | 0 | [6 empty] | 0 | 1 | 0 | 0 | On Peak | 0 | 0 | 1 | Off Peak | 0 | 1 | Off Peak | 0 | 1 | Off Peak | 0 | 0 | 1 | Super Off Peak | 0 | 1 | 0 | Off Peak | 1 | 0 | 0 | On Peak
2020 | 12 | 5 | 2020-12-05 | 22 | 0 | 1 | 0 | [6 empty] | 0 | 0 | 1 | 0 | Off Peak | 0 | 0 | 1 | Off Peak | 0 | 1 | Off Peak | 0 | 1 | Off Peak | 0 | 0 | 1 | Super Off Peak | 0 | 1 | 0 | Off Peak | 1 | 0 | 0 | On Peak
2020 | 12 | 5 | 2020-12-05 | 23 | 0 | 1 | 0 | [6 empty] | 0 | 0 | 1 | 0 | Off Peak | 0 | 0 | 1 | Off Peak | 0 | 1 | Off Peak | 0 | 1 | Off Peak | 0 | 0 | 1 | Super Off Peak | 0 | 1 | 0 | Off Peak | 1 | 0 | 0 | On Peak
2020 | 12 | 5 | 2020-12-05 | 24 | 0 | 1 | 0 | [6 empty] | 0 | 0 | 1 | 0 | Off Peak | 0 | 0 | 1 | Off Peak | 0 | 1 | Off Peak | 0 | 1 | Off Peak | 0 | 0 | 1 | Super Off Peak | 0 | 1 | 0 | Off Peak | 1 | 0 | 0 | On Peak
2020 | 12 | 6 | 2020-12-06 | 1 | 0 | 1 | 0 | [6 empty] | 0 | 0 | 0 | 1 | Super Off Peak | 0 | 0 | 1 | Off Peak | 0 | 1 | Off Peak | 0 | 1 | Off Peak | 0 | 0 | 1 | Super Off Peak | 0 | 0 | 1 | Super Off Peak | 0 | 0 | 1 | Super Off Peak
2020 | 12 | 6 | 2020-12-06 | 2 | 0 | 1 | 0 | [6 empty] | 0 | 0 | 0 | 1 | Super Off Peak | 0 | 0 | 1 | Off Peak | 0 | 1 | Off Peak | 0 | 1 | Off Peak | 0 | 0 | 1 | Super Off Peak | 0 | 0 | 1 | Super Off Peak | 0 | 0 | 1 | Super Off Peak
2020 | 12 | 6 | 2020-12-06 | 3 | 0 | 1 | 0 | [6 empty] | 0 | 0 | 0 | 1 | Super Off Peak | 0 | 0 | 1 | Off Peak | 0 | 1 | Off Peak | 0 | 1 | Off Peak | 0 | 0 | 1 | Super Off Peak | 0 | 0 | 1 | Super Off Peak | 0 | 0 | 1 | Super Off Peak
2020 | 12 | 6 | 2020-12-06 | 4 | 0 | 1 | 0 | [6 empty] | 0 | 0 | 0 | 1 | Super Off Peak | 0 | 0 | 1 | Off Peak | 0 | 1 | Off Peak | 0 | 1 | Off Peak | 0 | 0 | 1 | Super Off Peak | 0 | 0 | 1 | Super Off Peak | 0 | 0 | 1 | Super Off Peak
2020 | 12 | 6 | 2020-12-06 | 5 | 0 | 1 | 0 | [6 empty] | 0 | 0 | 0 | 1 | Super Off Peak | 0 | 0 | 1 | Off Peak | 0 | 1 | Off Peak | 0 | 1 | Off Peak | 0 | 0 | 1 | Super Off Peak | 0 | 0 | 1 | Super Off Peak | 0 | 0 | 1 | Super Off Peak
2020 | 12 | 6 | 2020-12-06 | 6 | 0 | 1 | 0 | [6 empty] | 0 | 0 | 0 | 1 | Super Off Peak | 0 | 0 | 1 | Off Peak | 0 | 1 | Off Peak | 0 | 1 | Off Peak | 0 | 0 | 1 | Super Off Peak | 0 | 1 | 0 | Off Peak | 0 | 1 | 0 | Off Peak
2020 | 12 | 6 | 2020-12-06 | 7 | 0 | 1 | 0 | [6 empty] | 0 | 0 | 0 | 1 | Super Off Peak | 0 | 0 | 1 | Off Peak | 0 | 1 | Off Peak | 0 | 1 | Off Peak | 0 | 0 | 1 | Super Off Peak | 0 | 1 | 0 | Off Peak | 0 | 1 | 0 | Off Peak
2020 | 12 | 6 | 2020-12-06 | 8 | 0 | 1 | 0 | [6 empty] | 0 | 0 | 0 | 1 | Super Off Peak | 0 | 0 | 1 | Off Peak | 0 | 1 | Off Peak | 0 | 1 | Off Peak | 0 | 0 | 1 | Super Off Peak | 0 | 1 | 0 | Off Peak | 0 | 1 | 0 | Off Peak
2020 | 12 | 6 | 2020-12-06 | 9 | 0 | 1 | 0 | [6 empty] | 0 | 0 | 0 | 1 | Super Off Peak | 0 | 0 | 1 | Off Peak | 0 | 1 | Off Peak | 0 | 1 | Off Peak | 0 | 0 | 1 | Super Off Peak | 0 | 1 | 0 | Off Peak | 0 | 1 | 0 | Off Peak
2020 | 12 | 6 | 2020-12-06 | 10 | 0 | 1 | 0 | [6 empty] | 0 | 0 | 0 | 1 | Super Off Peak | 0 | 0 | 1 | Off Peak | 0 | 1 | Off Peak | 0 | 1 | Off Peak | 0 | 0 | 1 | Super Off Peak | 0 | 1 | 0 | Off Peak | 0 | 1 | 0 | Off Peak
2020 | 12 | 6 | 2020-12-06 | 11 | 0 | 1 | 0 | [6 empty] | 0 | 0 | 0 | 1 | Super Off Peak | 0 | 0 | 1 | Off Peak | 0 | 1 | Off Peak | 0 | 1 | Off Peak | 0 | 0 | 1 | Super Off Peak | 0 | 1 | 0 | Off Peak | 0 | 1 | 0 | Off Peak
2020 | 12 | 6 | 2020-12-06 | 12 | 0 | 1 | 0 | [6 empty] | 0 | 0 | 0 | 1 | Super Off Peak | 0 | 0 | 1 | Off Peak | 0 | 1 | Off Peak | 0 | 1 | Off Peak | 0 | 0 | 1 | Super Off Peak | 0 | 1 | 0 | Off Peak | 0 | 1 | 0 | Off Peak
2020 | 12 | 6 | 2020-12-06 | 13 | 0 | 1 | 0 | [6 empty] | 0 | 0 | 0 | 1 | Super Off Peak | 0 | 0 | 1 | Off Peak | 0 | 1 | Off Peak | 0 | 1 | Off Peak | 0 | 0 | 1 | Super Off Peak | 1 | 0 | 0 | On Peak | 0 | 1 | 0 | Off Peak
2020 | 12 | 6 | 2020-12-06 | 14 | 0 | 1 | 0 | [6 empty] | 0 | 0 | 0 | 1 | Super Off Peak | 0 | 0 | 1 | Off Peak | 0 | 1 | Off Peak | 0 | 1 | Off Peak | 0 | 0 | 1 | Super Off Peak | 1 | 0 | 0 | On Peak | 0 | 1 | 0 | Off Peak
2020 | 12 | 6 | 2020-12-06 | 15 | 0 | 1 | 0 | [6 empty] | 0 | 0 | 1 | 0 | Off Peak | 0 | 0 | 1 | Off Peak | 0 | 1 | Off Peak | 0 | 1 | Off Peak | 0 | 0 | 1 | Super Off Peak | 1 | 0 | 0 | On Peak | 0 | 1 | 0 | Off Peak
2020 | 12 | 6 | 2020-12-06 | 16 | 0 | 1 | 0 | [6 empty] | 0 | 0 | 1 | 0 | Off Peak | 0 | 0 | 1 | Off Peak | 0 | 1 | Off Peak | 0 | 1 | Off Peak | 0 | 0 | 1 | Super Off Peak | 1 | 0 | 0 | On Peak | 0 | 1 | 0 | Off Peak
2020 | 12 | 6 | 2020-12-06 | 17 | 0 | 1 | 0 | [6 empty] | 0 | 1 | 0 | 0 | On Peak | 0 | 0 | 1 | Off Peak | 0 | 1 | Off Peak | 0 | 1 | Off Peak | 0 | 0 | 1 | Super Off Peak | 1 | 0 | 0 | On Peak | 0 | 1 | 0 | Off Peak
2020 | 12 | 6 | 2020-12-06 | 18 | 0 | 1 | 0 | [6 empty] | 0 | 1 | 0 | 0 | On Peak | 0 | 0 | 1 | Off Peak | 0 | 1 | Off Peak | 0 | 1 | Off Peak | 0 | 0 | 1 | Super Off Peak | 1 | 0 | 0 | On Peak | 0 | 1 | 0 | Off Peak
2020 | 12 | 6 | 2020-12-06 | 19 | 0 | 1 | 0 | [6 empty] | 0 | 1 | 0 | 0 | On Peak | 0 | 0 | 1 | Off Peak | 0 | 1 | Off Peak | 0 | 1 | Off Peak | 0 | 0 | 1 | Super Off Peak | 1 | 0 | 0 | On Peak | 0 | 1 | 0 | Off Peak
2020 | 12 | 6 | 2020-12-06 | 20 | 0 | 1 | 0 | [6 empty] | 0 | 1 | 0 | 0 | On Peak | 0 | 0 | 1 | Off Peak | 0 | 1 | Off Peak | 0 | 1 | Off Peak | 0 | 0 | 1 | Super Off Peak | 1 | 0 | 0 | On Peak | 1 | 0 | 0 | On Peak
2020 | 12 | 6 | 2020-12-06 | 21 | 0 | 1 | 0 | [6 empty] | 0 | 1 | 0 | 0 | On Peak | 0 | 0 | 1 | Off Peak | 0 | 1 | Off Peak | 0 | 1 | Off Peak | 0 | 0 | 1 | Super Off Peak | 0 | 1 | 0 | Off Peak | 1 | 0 | 0 | On Peak
2020 | 12 | 6 | 2020-12-06 | 22 | 0 | 1 | 0 | [6 empty] | 0 | 0 | 1 | 0 | Off Peak | 0 | 0 | 1 | Off Peak | 0 | 1 | Off Peak | 0 | 1 | Off Peak | 0 | 0 | 1 | Super Off Peak | 0 | 1 | 0 | Off Peak | 1 | 0 | 0 | On Peak
2020 | 12 | 6 | 2020-12-06 | 23 | 0 | 1 | 0 | [6 empty] | 0 | 0 | 1 | 0 | Off Peak | 0 | 0 | 1 | Off Peak | 0 | 1 | Off Peak | 0 | 1 | Off Peak | 0 | 0 | 1 | Super Off Peak | 0 | 1 | 0 | Off Peak | 1 | 0 | 0 | On Peak
2020 | 12 | 6 | 2020-12-06 | 24 | 0 | 1 | 0 | [6 empty] | 0 | 0 | 1 | 0 | Off Peak | 0 | 0 | 1 | Off Peak | 0 | 1 | Off Peak | 0 | 1 | Off Peak | 0 | 0 | 1 | Super Off Peak | 0 | 1 | 0 | Off Peak | 1 | 0 | 0 | On Peak
2020 | 12 | 7 | 2020-12-07 | 1 | 0 | 0 | 0 | [6 empty] | 0 | 0 | 0 | 1 | Super Off Peak | 0 | 0 | 1 | Off Peak | 0 | 1 | Off Peak | 0 | 1 | Off Peak | 0 | 0 | 1 | Super Off Peak | 0 | 0 | 1 | Super Off Peak | 0 | 0 | 1 | Super Off Peak
2020 | 12 | 7 | 2020-12-07 | 2 | 0 | 0 | 0 | [6 empty] | 0 | 0 | 0 | 1 | Super Off Peak | 0 | 0 | 1 | Off Peak | 0 | 1 | Off Peak | 0 | 1 | Off Peak | 0 | 0 | 1 | Super Off Peak | 0 | 0 | 1 | Super Off Peak | 0 | 0 | 1 | Super Off Peak
2020 | 12 | 7 | 2020-12-07 | 3 | 0 | 0 | 0 | [6 empty] | 0 | 0 | 0 | 1 | Super Off Peak | 0 | 0 | 1 | Off Peak | 0 | 1 | Off Peak | 0 | 1 | Off Peak | 0 | 0 | 1 | Super Off Peak | 0 | 0 | 1 | Super Off Peak | 0 | 0 | 1 | Super Off Peak
2020 | 12 | 7 | 2020-12-07 | 4 | 0 | 0 | 0 | [6 empty] | 0 | 0 | 0 | 1 | Super Off Peak | 0 | 0 | 1 | Off Peak | 0 | 1 | Off Peak | 0 | 1 | Off Peak | 0 | 0 | 1 | Super Off Peak | 0 | 0 | 1 | Super Off Peak | 0 | 0 | 1 | Super Off Peak
2020 | 12 | 7 | 2020-12-07 | 5 | 0 | 0 | 0 | [6 empty] | 0 | 0 | 0 | 1 | Super Off Peak | 0 | 0 | 1 | Off Peak | 0 | 1 | Off Peak | 0 | 1 | Off Peak | 0 | 0 | 1 | Super Off Peak | 0 | 0 | 1 | Super Off Peak | 0 | 0 | 1 | Super Off Peak
2020 | 12 | 7 | 2020-12-07 | 6 | 0 | 0 | 0 | [6 empty] | 0 | 0 | 0 | 1 | Super Off Peak | 0 | 0 | 1 | Off Peak | 0 | 1 | Off Peak | 0 | 1 | Off Peak | 0 | 0 | 1 | Super Off Peak | 0 | 1 | 0 | Off Peak | 0 | 1 | 0 | Off Peak
2020 | 12 | 7 | 2020-12-07 | 7 | 0 | 0 | 0 | [6 empty] | 0 | 0 | 1 | 0 | Off Peak | 0 | 1 | 0 | Semi-Peak | 0 | 1 | Off Peak | 0 | 1 | Off Peak | 0 | 1 | 0 | Off Peak | 0 | 1 | 0 | Off Peak | 0 | 1 | 0 | Off Peak
2020 | 12 | 7 | 2020-12-07 | 8 | 0 | 0 | 0 | [6 empty] | 0 | 0 | 1 | 0 | Off Peak | 0 | 1 | 0 | Semi-Peak | 0 | 1 | Off Peak | 0 | 1 | Off Peak | 0 | 1 | 0 | Off Peak | 0 | 1 | 0 | Off Peak | 0 | 1 | 0 | Off Peak
2020 | 12 | 7 | 2020-12-07 | 9 | 0 | 0 | 0 | [6 empty] | 0 | 0 | 1 | 0 | Off Peak | 0 | 1 | 0 | Semi-Peak | 0 | 1 | Off Peak | 0 | 1 | Off Peak | 0 | 1 | 0 | Off Peak | 0 | 1 | 0 | Off Peak | 0 | 1 | 0 | Off Peak
2020 | 12 | 7 | 2020-12-07 | 10 | 0 | 0 | 0 | [6 empty] | 0 | 0 | 1 | 0 | Off Peak | 0 | 1 | 0 | Semi-Peak | 0 | 1 | Off Peak | 0 | 1 | Off Peak | 0 | 1 | 0 | Off Peak | 0 | 1 | 0 | Off Peak | 0 | 1 | 0 | Off Peak
2020 | 12 | 7 | 2020-12-07 | 11 | 0 | 0 | 0 | [6 empty] | 0 | 0 | 1 | 0 | Off Peak | 0 | 1 | 0 | Semi-Peak | 0 | 1 | Off Peak | 0 | 1 | Off Peak | 0 | 1 | 0 | Off Peak | 0 | 1 | 0 | Off Peak | 0 | 1 | 0 | Off Peak
2020 | 12 | 7 | 2020-12-07 | 12 | 0 | 0 | 0 | [6 empty] | 0 | 0 | 1 | 0 | Off Peak | 0 | 1 | 0 | Semi-Peak | 0 | 1 | Off Peak | 0 | 1 | Off Peak | 0 | 1 | 0 | Off Peak | 0 | 1 | 0 | Off Peak | 0 | 1 | 0 | Off Peak
2020 | 12 | 7 | 2020-12-07 | 13 | 0 | 0 | 0 | [6 empty] | 0 | 0 | 1 | 0 | Off Peak | 0 | 1 | 0 | Semi-Peak | 0 | 1 | Off Peak | 1 | 0 | On Peak | 0 | 1 | 0 | Off Peak | 1 | 0 | 0 | On Peak | 0 | 1 | 0 | Off Peak
2020 | 12 | 7 | 2020-12-07 | 14 | 0 | 0 | 0 | [6 empty] | 0 | 0 | 1 | 0 | Off Peak | 0 | 1 | 0 | Semi-Peak | 0 | 1 | Off Peak | 1 | 0 | On Peak | 0 | 1 | 0 | Off Peak | 1 | 0 | 0 | On Peak | 0 | 1 | 0 | Off Peak
2020 | 12 | 7 | 2020-12-07 | 15 | 0 | 0 | 0 | [6 empty] | 0 | 0 | 1 | 0 | Off Peak | 0 | 1 | 0 | Semi-Peak | 0 | 1 | Off Peak | 1 | 0 | On Peak | 0 | 1 | 0 | Off Peak | 1 | 0 | 0 | On Peak | 0 | 1 | 0 | Off Peak
2020 | 12 | 7 | 2020-12-07 | 16 | 0 | 0 | 0 | [6 empty] | 0 | 0 | 1 | 0 | Off Peak | 0 | 1 | 0 | Semi-Peak | 0 | 1 | Off Peak | 1 | 0 | On Peak | 0 | 1 | 0 | Off Peak | 1 | 0 | 0 | On Peak | 0 | 1 | 0 | Off Peak
2020 | 12 | 7 | 2020-12-07 | 17 | 0 | 0 | 0 | [6 empty] | 0 | 1 | 0 | 0 | On Peak | 0 | 1 | 0 | Semi-Peak | 1 | 0 | On Peak | 1 | 0 | On Peak | 0 | 1 | 0 | Off Peak | 1 | 0 | 0 | On Peak | 0 | 1 | 0 | Off Peak
2020 | 12 | 7 | 2020-12-07 | 18 | 0 | 0 | 0 | [6 empty] | 0 | 1 | 0 | 0 | On Peak | 1 | 0 | 0 | On Peak | 1 | 0 | On Peak | 1 | 0 | On Peak | 0 | 1 | 0 | Off Peak | 1 | 0 | 0 | On Peak | 0 | 1 | 0 | Off Peak
2020 | 12 | 7 | 2020-12-07 | 19 | 0 | 0 | 0 | [6 empty] | 0 | 1 | 0 | 0 | On Peak | 1 | 0 | 0 | On Peak | 1 | 0 | On Peak | 0 | 1 | Off Peak | 0 | 0 | 1 | Super Off Peak | 1 | 0 | 0 | On Peak | 0 | 1 | 0 | Off Peak
2020 | 12 | 7 | 2020-12-07 | 20 | 0 | 0 | 0 | [6 empty] | 0 | 1 | 0 | 0 | On Peak | 1 | 0 | 0 | On Peak | 1 | 0 | On Peak | 0 | 1 | Off Peak | 0 | 0 | 1 | Super Off Peak | 1 | 0 | 0 | On Peak | 1 | 0 | 0 | On Peak
2020 | 12 | 7 | 2020-12-07 | 21 | 0 | 0 | 0 | [6 empty] | 0 | 1 | 0 | 0 | On Peak | 0 | 1 | 0 | Semi-Peak | 1 | 0 | On Peak | 0 | 1 | Off Peak | 0 | 0 | 1 | Super Off Peak | 0 | 1 | 0 | Off Peak | 1 | 0 | 0 | On Peak
2020 | 12 | 7 | 2020-12-07 | 22 | 0 | 0 | 0 | [6 empty] | 0 | 0 | 1 | 0 | Off Peak | 0 | 1 | 0 | Semi-Peak | 0 | 1 | Off Peak | 0 | 1 | Off Peak | 0 | 0 | 1 | Super Off Peak | 0 | 1 | 0 | Off Peak | 1 | 0 | 0 | On Peak
2020 | 12 | 7 | 2020-12-07 | 23 | 0 | 0 | 0 | [6 empty] | 0 | 0 | 1 | 0 | Off Peak | 0 | 0 | 1 | Off Peak | 0 | 1 | Off Peak | 0 | 1 | Off Peak | 0 | 0 | 1 | Super Off Peak | 0 | 1 | 0 | Off Peak | 1 | 0 | 0 | On Peak
2020 | 12 | 7 | 2020-12-07 | 24 | 0 | 0 | 0 | [6 empty] | 0 | 0 | 1 | 0 | Off Peak | 0 | 0 | 1 | Off Peak | 0 | 1 | Off Peak | 0 | 1 | Off Peak | 0 | 0 | 1 | Super Off Peak | 0 | 1 | 0 | Off Peak | 1 | 0 | 0 | On Peak
2020 | 12 | 8 | 2020-12-08 | 1 | 0 | 0 | 0 | [6 empty] | 0 | 0 | 0 | 1 | Super Off Peak | 0 | 0 | 1 | Off Peak | 0 | 1 | Off Peak | 0 | 1 | Off Peak | 0 | 0 | 1 | Super Off Peak | 0 | 0 | 1 | Super Off Peak | 0 | 0 | 1 | Super Off Peak
2020 | 12 | 8 | 2020-12-08 | 2 | 0 | 0 | 0 | [6 empty] | 0 | 0 | 0 | 1 | Super Off Peak | 0 | 0 | 1 | Off Peak | 0 | 1 | Off Peak | 0 | 1 | Off Peak | 0 | 0 | 1 | Super Off Peak | 0 | 0 | 1 | Super Off Peak | 0 | 0 | 1 | Super Off Peak
2020 | 12 | 8 | 2020-12-08 | 3 | 0 | 0 | 0 | [6 empty] | 0 | 0 | 0 | 1 | Super Off Peak | 0 | 0 | 1 | Off Peak | 0 | 1 | Off Peak | 0 | 1 | Off Peak | 0 | 0 | 1 | Super Off Peak | 0 | 0 | 1 | Super Off Peak | 0 | 0 | 1 | Super Off Peak
2020 | 12 | 8 | 2020-12-08 | 4 | 0 | 0 | 0 | [6 empty] | 0 | 0 | 0 | 1 | Super Off Peak | 0 | 0 | 1 | Off Peak | 0 | 1 | Off Peak | 0 | 1 | Off Peak | 0 | 0 | 1 | Super Off Peak | 0 | 0 | 1 | Super Off Peak | 0 | 0 | 1 | Super Off Peak
2020 | 12 | 8 | 2020-12-08 | 5 | 0 | 0 | 0 | [6 empty] | 0 | 0 | 0 | 1 | Super Off Peak | 0 | 0 | 1 | Off Peak | 0 | 1 | Off Peak | 0 | 1 | Off Peak | 0 | 0 | 1 | Super Off Peak | 0 | 0 | 1 | Super Off Peak | 0 | 0 | 1 | Super Off Peak
2020 | 12 | 8 | 2020-12-08 | 6 | 0 | 0 | 0 | [6 empty] | 0 | 0 | 0 | 1 | Super Off Peak | 0 | 0 | 1 | Off Peak | 0 | 1 | Off Peak | 0 | 1 | Off Peak | 0 | 0 | 1 | Super Off Peak | 0 | 1 | 0 | Off Peak | 0 | 1 | 0 | Off Peak
2020 | 12 | 8 | 2020-12-08 | 7 | 0 | 0 | 0 | [6 empty] | 0 | 0 | 1 | 0 | Off Peak | 0 | 1 | 0 | Semi-Peak | 0 | 1 | Off Peak | 0 | 1 | Off Peak | 0 | 1 | 0 | Off Peak | 0 | 1 | 0 | Off Peak | 0 | 1 | 0 | Off Peak
2020 | 12 | 8 | 2020-12-08 | 8 | 0 | 0 | 0 | [6 empty] | 0 | 0 | 1 | 0 | Off Peak | 0 | 1 | 0 | Semi-Peak | 0 | 1 | Off Peak | 0 | 1 | Off Peak | 0 | 1 | 0 | Off Peak | 0 | 1 | 0 | Off Peak | 0 | 1 | 0 | Off Peak
2020 | 12 | 8 | 2020-12-08 | 9 | 0 | 0 | 0 | [6 empty] | 0 | 0 | 1 | 0 | Off Peak | 0 | 1 | 0 | Semi-Peak | 0 | 1 | Off Peak | 0 | 1 | Off Peak | 0 | 1 | 0 | Off Peak | 0 | 1 | 0 | Off Peak | 0 | 1 | 0 | Off Peak
2020 | 12 | 8 | 2020-12-08 | 10 | 0 | 0 | 0 | [6 empty] | 0 | 0 | 1 | 0 | Off Peak | 0 | 1 | 0 | Semi-Peak | 0 | 1 | Off Peak | 0 | 1 | Off Peak | 0 | 1 | 0 | Off Peak | 0 | 1 | 0 | Off Peak | 0 | 1 | 0 | Off Peak
2020 | 12 | 8 | 2020-12-08 | 11 | 0 | 0 | 0 | [6 empty] | 0 | 0 | 1 | 0 | Off Peak | 0 | 1 | 0 | Semi-Peak | 0 | 1 | Off Peak | 0 | 1 | Off Peak | 0 | 1 | 0 | Off Peak | 0 | 1 | 0 | Off Peak | 0 | 1 | 0 | Off Peak
2020 | 12 | 8 | 2020-12-08 | 12 | 0 | 0 | 0 | [6 empty] | 0 | 0 | 1 | 0 | Off Peak | 0 | 1 | 0 | Semi-Peak | 0 | 1 | Off Peak | 0 | 1 | Off Peak | 0 | 1 | 0 | Off Peak | 0 | 1 | 0 | Off Peak | 0 | 1 | 0 | Off Peak
2020 | 12 | 8 | 2020-12-08 | 13 | 0 | 0 | 0 | [6 empty] | 0 | 0 | 1 | 0 | Off Peak | 0 | 1 | 0 | Semi-Peak | 0 | 1 | Off Peak | 1 | 0 | On Peak | 0 | 1 | 0 | Off Peak | 1 | 0 | 0 | On Peak | 0 | 1 | 0 | Off Peak
2020 | 12 | 8 | 2020-12-08 | 14 | 0 | 0 | 0 | [6 empty] | 0 | 0 | 1 | 0 | Off Peak | 0 | 1 | 0 | Semi-Peak | 0 | 1 | Off Peak | 1 | 0 | On Peak | 0 | 1 | 0 | Off Peak | 1 | 0 | 0 | On Peak | 0 | 1 | 0 | Off Peak
2020 | 12 | 8 | 2020-12-08 | 15 | 0 | 0 | 0 | [6 empty] | 0 | 0 | 1 | 0 | Off Peak | 0 | 1 | 0 | Semi-Peak | 0 | 1 | Off Peak | 1 | 0 | On Peak | 0 | 1 | 0 | Off Peak | 1 | 0 | 0 | On Peak | 0 | 1 | 0 | Off Peak
2020 | 12 | 8 | 2020-12-08 | 16 | 0 | 0 | 0 | [6 empty] | 0 | 0 | 1 | 0 | Off Peak | 0 | 1 | 0 | Semi-Peak | 0 | 1 | Off Peak | 1 | 0 | On Peak | 0 | 1 | 0 | Off Peak | 1 | 0 | 0 | On Peak | 0 | 1 | 0 | Off Peak
2020 | 12 | 8 | 2020-12-08 | 17 | 0 | 0 | 0 | [6 empty] | 0 | 1 | 0 | 0 | On Peak | 0 | 1 | 0 | Semi-Peak | 1 | 0 | On Peak | 1 | 0 | On Peak | 0 | 1 | 0 | Off Peak | 1 | 0 | 0 | On Peak | 0 | 1 | 0 | Off Peak
2020 | 12 | 8 | 2020-12-08 | 18 | 0 | 0 | 0 | [6 empty] | 0 | 1 | 0 | 0 | On Peak | 1 | 0 | 0 | On Peak | 1 | 0 | On Peak | 1 | 0 | On Peak | 0 | 1 | 0 | Off Peak | 1 | 0 | 0 | On Peak | 0 | 1 | 0 | Off Peak
2020 | 12 | 8 | 2020-12-08 | 19 | 0 | 0 | 0 | [6 empty] | 0 | 1 | 0 | 0 | On Peak | 1 | 0 | 0 | On Peak | 1 | 0 | On Peak | 0 | 1 | Off Peak | 0 | 0 | 1 | Super Off Peak | 1 | 0 | 0 | On Peak | 0 | 1 | 0 | Off Peak
2020 | 12 | 8 | 2020-12-08 | 20 | 0 | 0 | 0 | [6 empty] | 0 | 1 | 0 | 0 | On Peak | 1 | 0 | 0 | On Peak | 1 | 0 | On Peak | 0 | 1 | Off Peak | 0 | 0 | 1 | Super Off Peak | 1 | 0 | 0 | On Peak | 1 | 0 | 0 | On Peak
2020 | 12 | 8 | 2020-12-08 | 21 | 0 | 0 | 0 | [6 empty] | 0 | 1 | 0 | 0 | On Peak | 0 | 1 | 0 | Semi-Peak | 1 | 0 | On Peak | 0 | 1 | Off Peak | 0 | 0 | 1 | Super Off Peak | 0 | 1 | 0 | Off Peak | 1 | 0 | 0 | On Peak
2020 | 12 | 8 | 2020-12-08 | 22 | 0 | 0 | 0 | [6 empty] | 0 | 0 | 1 | 0 | Off Peak | 0 | 1 | 0 | Semi-Peak | 0 | 1 | Off Peak | 0 | 1 | Off Peak | 0 | 0 | 1 | Super Off Peak | 0 | 1 | 0 | Off Peak | 1 | 0 | 0 | On Peak
2020 | 12 | 8 | 2020-12-08 | 23 | 0 | 0 | 0 | [6 empty] | 0 | 0 | 1 | 0 | Off Peak | 0 | 0 | 1 | Off Peak | 0 | 1 | Off Peak | 0 | 1 | Off Peak | 0 | 0 | 1 | Super Off Peak | 0 | 1 | 0 | Off Peak | 1 | 0 | 0 | On Peak
2020 | 12 | 8 | 2020-12-08 | 24 | 0 | 0 | 0 | [6 empty] | 0 | 0 | 1 | 0 | Off Peak | 0 | 0 | 1 | Off Peak | 0 | 1 | Off Peak | 0 | 1 | Off Peak | 0 | 0 | 1 | Super Off Peak | 0 | 1 | 0 | Off Peak | 1 | 0 | 0 | On Peak
2020 | 12 | 9 | 2020-12-09 | 1 | 0 | 0 | 0 | [6 empty] | 0 | 0 | 0 | 1 | Super Off Peak | 0 | 0 | 1 | Off Peak | 0 | 1 | Off Peak | 0 | 1 | Off Peak | 0 | 0 | 1 | Super Off Peak | 0 | 0 | 1 | Super Off Peak | 0 | 0 | 1 | Super Off Peak
2020 | 12 | 9 | 2020-12-09 | 2 | 0 | 0 | 0 | [6 empty] | 0 | 0 | 0 | 1 | Super Off Peak | 0 | 0 | 1 | Off Peak | 0 | 1 | Off Peak | 0 | 1 | Off Peak | 0 | 0 | 1 | Super Off Peak | 0 | 0 | 1 | Super Off Peak | 0 | 0 | 1 | Super Off Peak
2020 | 12 | 9 | 2020-12-09 | 3 | 0 | 0 | 0 | [6 empty] | 0 | 0 | 0 | 1 | Super Off Peak | 0 | 0 | 1 | Off Peak | 0 | 1 | Off Peak | 0 | 1 | Off Peak | 0 | 0 | 1 | Super Off Peak | 0 | 0 | 1 | Super Off Peak | 0 | 0 | 1 | Super Off Peak
2020 | 12 | 9 | 2020-12-09 | 4 | 0 | 0 | 0 | [6 empty] | 0 | 0 | 0 | 1 | Super Off Peak | 0 | 0 | 1 | Off Peak | 0 | 1 | Off Peak | 0 | 1 | Off Peak | 0 | 0 | 1 | Super Off Peak | 0 | 0 | 1 | Super Off Peak | 0 | 0 | 1 | Super Off Peak
2020 | 12 | 9 | 2020-12-09 | 5 | 0 | 0 | 0 | [6 empty] | 0 | 0 | 0 | 1 | Super Off Peak | 0 | 0 | 1 | Off Peak | 0 | 1 | Off Peak | 0 | 1 | Off Peak | 0 | 0 | 1 | Super Off Peak | 0 | 0 | 1 | Super Off Peak | 0 | 0 | 1 | Super Off Peak
2020 | 12 | 9 | 2020-12-09 | 6 | 0 | 0 | 0 | [6 empty] | 0 | 0 | 0 | 1 | Super Off Peak | 0 | 0 | 1 | Off Peak | 0 | 1 | Off Peak | 0 | 1 | Off Peak | 0 | 0 | 1 | Super Off Peak | 0 | 1 | 0 | Off Peak | 0 | 1 | 0 | Off Peak
2020 | 12 | 9 | 2020-12-09 | 7 | 0 | 0 | 0 | [6 empty] | 0 | 0 | 1 | 0 | Off Peak | 0 | 1 | 0 | Semi-Peak | 0 | 1 | Off Peak | 0 | 1 | Off Peak | 0 | 1 | 0 | Off Peak | 0 | 1 | 0 | Off Peak | 0 | 1 | 0 | Off Peak
2020 | 12 | 9 | 2020-12-09 | 8 | 0 | 0 | 0 | [6 empty] | 0 | 0 | 1 | 0 | Off Peak | 0 | 1 | 0 | Semi-Peak | 0 | 1 | Off Peak | 0 | 1 | Off Peak | 0 | 1 | 0 | Off Peak | 0 | 1 | 0 | Off Peak | 0 | 1 | 0 | Off Peak
2020 | 12 | 9 | 2020-12-09 | 9 | 0 | 0 | 0 | [6 empty] | 0 | 0 | 1 | 0 | Off Peak | 0 | 1 | 0 | Semi-Peak | 0 | 1 | Off Peak | 0 | 1 | Off Peak | 0 | 1 | 0 | Off Peak | 0 | 1 | 0 | Off Peak | 0 | 1 | 0 | Off Peak
2020 | 12 | 9 | 2020-12-09 | 10 | 0 | 0 | 0 | [6 empty] | 0 | 0 | 1 | 0 | Off Peak | 0 | 1 | 0 | Semi-Peak | 0 | 1 | Off Peak | 0 | 1 | Off Peak | 0 | 1 | 0 | Off Peak | 0 | 1 | 0 | Off Peak | 0 | 1 | 0 | Off Peak
2020 | 12 | 9 | 2020-12-09 | 11 | 0 | 0 | 0 | [6 empty] | 0 | 0 | 1 | 0 | Off Peak | 0 | 1 | 0 | Semi-Peak | 0 | 1 | Off Peak | 0 | 1 | Off Peak | 0 | 1 | 0 | Off Peak | 0 | 1 | 0 | Off Peak | 0 | 1 | 0 | Off Peak
2020 | 12 | 9 | 2020-12-09 | 12 | 0 | 0 | 0 | [6 empty] | 0 | 0 | 1 | 0 | Off Peak | 0 | 1 | 0 | Semi-Peak | 0 | 1 | Off Peak | 0 | 1 | Off Peak | 0 | 1 | 0 | Off Peak | 0 | 1 | 0 | Off Peak | 0 | 1 | 0 | Off Peak
2020 | 12 | 9 | 2020-12-09 | 13 | 0 | 0 | 0 | [6 empty] | 0 | 0 | 1 | 0 | Off Peak | 0 | 1 | 0 | Semi-Peak | 0 | 1 | Off Peak | 1 | 0 | On Peak | 0 | 1 | 0 | Off Peak | 1 | 0 | 0 | On Peak | 0 | 1 | 0 | Off Peak
2020 | 12 | 9 | 2020-12-09 | 14 | 0 | 0 | 0 | [6 empty] | 0 | 0 | 1 | 0 | Off Peak | 0 | 1 | 0 | Semi-Peak | 0 | 1 | Off Peak | 1 | 0 | On Peak | 0 | 1 | 0 | Off Peak | 1 | 0 | 0 | On Peak | 0 | 1 | 0 | Off Peak
2020 | 12 | 9 | 2020-12-09 | 15 | 0 | 0 | 0 | [6 empty] | 0 | 0 | 1 | 0 | Off Peak | 0 | 1 | 0 | Semi-Peak | 0 | 1 | Off Peak | 1 | 0 | On Peak | 0 | 1 | 0 | Off Peak | 1 | 0 | 0 | On Peak | 0 | 1 | 0 | Off Peak
2020 | 12 | 9 | 2020-12-09 | 16 | 0 | 0 | 0 | [6 empty] | 0 | 0 | 1 | 0 | Off Peak | 0 | 1 | 0 | Semi-Peak | 0 | 1 | Off Peak | 1 | 0 | On Peak | 0 | 1 | 0 | Off Peak | 1 | 0 | 0 | On Peak | 0 | 1 | 0 | Off Peak
2020 | 12 | 9 | 2020-12-09 | 17 | 0 | 0 | 0 | [6 empty] | 0 | 1 | 0 | 0 | On Peak | 0 | 1 | 0 | Semi-Peak | 1 | 0 | On Peak | 1 | 0 | On Peak | 0 | 1 | 0 | Off Peak | 1 | 0 | 0 | On Peak | 0 | 1 | 0 | Off Peak
2020 | 12 | 9 | 2020-12-09 | 18 | 0 | 0 | 0 | [6 empty] | 0 | 1 | 0 | 0 | On Peak | 1 | 0 | 0 | On Peak | 1 | 0 | On Peak | 1 | 0 | On Peak | 0 | 1 | 0 | Off Peak | 1 | 0 | 0 | On Peak | 0 | 1 | 0 | Off Peak
2020 | 12 | 9 | 2020-12-09 | 19 | 0 | 0 | 0 | [6 empty] | 0 | 1 | 0 | 0 | On Peak | 1 | 0 | 0 | On Peak | 1 | 0 | On Peak | 0 | 1 | Off Peak | 0 | 0 | 1 | Super Off Peak | 1 | 0 | 0 | On Peak | 0 | 1 | 0 | Off Peak
2020 | 12 | 9 | 2020-12-09 | 20 | 0 | 0 | 0 | [6 empty] | 0 | 1 | 0 | 0 | On Peak | 1 | 0 | 0 | On Peak | 1 | 0 | On Peak | 0 | 1 | Off Peak | 0 | 0 | 1 | Super Off Peak | 1 | 0 | 0 | On Peak | 1 | 0 | 0 | On Peak
2020 | 12 | 9 | 2020-12-09 | 21 | 0 | 0 | 0 | [6 empty] | 0 | 1 | 0 | 0 | On Peak | 0 | 1 | 0 | Semi-Peak | 1 | 0 | On Peak | 0 | 1 | Off Peak | 0 | 0 | 1 | Super Off Peak | 0 | 1 | 0 | Off Peak | 1 | 0 | 0 | On Peak
2020 | 12 | 9 | 2020-12-09 | 22 | 0 | 0 | 0 | [6 empty] | 0 | 0 | 1 | 0 | Off Peak | 0 | 1 | 0 | Semi-Peak | 0 | 1 | Off Peak | 0 | 1 | Off Peak | 0 | 0 | 1 | Super Off Peak | 0 | 1 | 0 | Off Peak | 1 | 0 | 0 | On Peak
2020 | 12 | 9 | 2020-12-09 | 23 | 0 | 0 | 0 | [6 empty] | 0 | 0 | 1 | 0 | Off Peak | 0 | 0 | 1 | Off Peak | 0 | 1 | Off Peak | 0 | 1 | Off Peak | 0 | 0 | 1 | Super Off Peak | 0 | 1 | 0 | Off Peak | 1 | 0 | 0 | On Peak
2020 | 12 | 9 | 2020-12-09 | 24 | 0 | 0 | 0 | [6 empty] | 0 | 0 | 1 | 0 | Off Peak | 0 | 0 | 1 | Off Peak | 0 | 1 | Off Peak | 0 | 1 | Off Peak | 0 | 0 | 1 | Super Off Peak | 0 | 1 | 0 | Off Peak | 1 | 0 | 0 | On Peak
2020 | 12 | 10 | 2020-12-10 | 1 | 0 | 0 | 0 | [6 empty] | 0 | 0 | 0 | 1 | Super Off Peak | 0 | 0 | 1 | Off Peak | 0 | 1 | Off Peak | 0 | 1 | Off Peak | 0 | 0 | 1 | Super Off Peak | 0 | 0 | 1 | Super Off Peak | 0 | 0 | 1 | Super Off Peak
2020 | 12 | 10 | 2020-12-10 | 2 | 0 | 0 | 0 | [6 empty] | 0 | 0 | 0 | 1 | Super Off Peak | 0 | 0 | 1 | Off Peak | 0 | 1 | Off Peak | 0 | 1 | Off Peak | 0 | 0 | 1 | Super Off Peak | 0 | 0 | 1 | Super Off Peak | 0 | 0 | 1 | Super Off Peak
2020 | 12 | 10 | 2020-12-10 | 3 | 0 | 0 | 0 | [6 empty] | 0 | 0 | 0 | 1 | Super Off Peak | 0 | 0 | 1 | Off Peak | 0 | 1 | Off Peak | 0 | 1 | Off Peak | 0 | 0 | 1 | Super Off Peak | 0 | 0 | 1 | Super Off Peak | 0 | 0 | 1 | Super Off Peak
2020 | 12 | 10 | 2020-12-10 | 4 | 0 | 0 | 0 | [6 empty] | 0 | 0 | 0 | 1 | Super Off Peak | 0 | 0 | 1 | Off Peak | 0 | 1 | Off Peak | 0 | 1 | Off Peak | 0 | 0 | 1 | Super Off Peak | 0 | 0 | 1 | Super Off Peak | 0 | 0 | 1 | Super Off Peak
2020 | 12 | 10 | 2020-12-10 | 5 | 0 | 0 | 0 | [6 empty] | 0 | 0 | 0 | 1 | Super Off Peak | 0 | 0 | 1 | Off Peak | 0 | 1 | Off Peak | 0 | 1 | Off Peak | 0 | 0 | 1 | Super Off Peak | 0 | 0 | 1 | Super Off Peak | 0 | 0 | 1 | Super Off Peak
2020 | 12 | 10 | 2020-12-10 | 6 | 0 | 0 | 0 | [6 empty] | 0 | 0 | 0 | 1 | Super Off Peak | 0 | 0 | 1 | Off Peak | 0 | 1 | Off Peak | 0 | 1 | Off Peak | 0 | 0 | 1 | Super Off Peak | 0 | 1 | 0 | Off Peak | 0 | 1 | 0 | Off Peak
2020 | 12 | 10 | 2020-12-10 | 7 | 0 | 0 | 0 | [6 empty] | 0 | 0 | 1 | 0 | Off Peak | 0 | 1 | 0 | Semi-Peak | 0 | 1 | Off Peak | 0 | 1 | Off Peak | 0 | 1 | 0 | Off Peak | 0 | 1 | 0 | Off Peak | 0 | 1 | 0 | Off Peak
2020 | 12 | 10 | 2020-12-10 | 8 | 0 | 0 | 0 | [6 empty] | 0 | 0 | 1 | 0 | Off Peak | 0 | 1 | 0 | Semi-Peak | 0 | 1 | Off Peak | 0 | 1 | Off Peak | 0 | 1 | 0 | Off Peak | 0 | 1 | 0 | Off Peak | 0 | 1 | 0 | Off Peak
2020 | 12 | 10 | 2020-12-10 | 9 | 0 | 0 | 0 | [6 empty] | 0 | 0 | 1 | 0 | Off Peak | 0 | 1 | 0 | Semi-Peak | 0 | 1 | Off Peak | 0 | 1 | Off Peak | 0 | 1 | 0 | Off Peak | 0 | 1 | 0 | Off Peak | 0 | 1 | 0 | Off Peak
2020 | 12 | 10 | 2020-12-10 | 10 | 0 | 0 | 0 | [6 empty] | 0 | 0 | 1 | 0 | Off Peak | 0 | 1 | 0 | Semi-Peak | 0 | 1 | Off Peak | 0 | 1 | Off Peak | 0 | 1 | 0 | Off Peak | 0 | 1 | 0 | Off Peak | 0 | 1 | 0 | Off Peak
2020 | 12 | 10 | 2020-12-10 | 11 | 0 | 0 | 0 | [6 empty] | 0 | 0 | 1 | 0 | Off Peak | 0 | 1 | 0 | Semi-Peak | 0 | 1 | Off Peak | 0 | 1 | Off Peak | 0 | 1 | 0 | Off Peak | 0 | 1 | 0 | Off Peak | 0 | 1 | 0 | Off Peak
2020 | 12 | 10 | 2020-12-10 | 12 | 0 | 0 | 0 | [6 empty] | 0 | 0 | 1 | 0 | Off Peak | 0 | 1 | 0 | Semi-Peak | 0 | 1 | Off Peak | 0 | 1 | Off Peak | 0 | 1 | 0 | Off Peak | 0 | 1 | 0 | Off Peak | 0 | 1 | 0 | Off Peak
2020 | 12 | 10 | 2020-12-10 | 13 | 0 | 0 | 0 | [6 empty] | 0 | 0 | 1 | 0 | Off Peak | 0 | 1 | 0 | Semi-Peak | 0 | 1 | Off Peak | 1 | 0 | On Peak | 0 | 1 | 0 | Off Peak | 1 | 0 | 0 | On Peak | 0 | 1 | 0 | Off Peak
2020 | 12 | 10 | 2020-12-10 | 14 | 0 | 0 | 0 | [6 empty] | 0 | 0 | 1 | 0 | Off Peak | 0 | 1 | 0 | Semi-Peak | 0 | 1 | Off Peak | 1 | 0 | On Peak | 0 | 1 | 0 | Off Peak | 1 | 0 | 0 | On Peak | 0 | 1 | 0 | Off Peak
2020 | 12 | 10 | 2020-12-10 | 15 | 0 | 0 | 0 | [6 empty] | 0 | 0 | 1 | 0 | Off Peak | 0 | 1 | 0 | Semi-Peak | 0 | 1 | Off Peak | 1 | 0 | On Peak | 0 | 1 | 0 | Off Peak | 1 | 0 | 0 | On Peak | 0 | 1 | 0 | Off Peak
2020 | 12 | 10 | 2020-12-10 | 16 | 0 | 0 | 0 | [6 empty] | 0 | 0 | 1 | 0 | Off Peak | 0 | 1 | 0 | Semi-Peak | 0 | 1 | Off Peak | 1 | 0 | On Peak | 0 | 1 | 0 | Off Peak | 1 | 0 | 0 | On Peak | 0 | 1 | 0 | Off Peak
2020 | 12 | 10 | 2020-12-10 | 17 | 0 | 0 | 0 | [6 empty] | 0 | 1 | 0 | 0 | On Peak | 0 | 1 | 0 | Semi-Peak | 1 | 0 | On Peak | 1 | 0 | On Peak | 0 | 1 | 0 | Off Peak | 1 | 0 | 0 | On Peak | 0 | 1 | 0 | Off Peak
2020 | 12 | 10 | 2020-12-10 | 18 | 0 | 0 | 0 | [6 empty] | 0 | 1 | 0 | 0 | On Peak | 1 | 0 | 0 | On Peak | 1 | 0 | On Peak | 1 | 0 | On Peak | 0 | 1 | 0 | Off Peak | 1 | 0 | 0 | On Peak | 0 | 1 | 0 | Off Peak
2020 | 12 | 10 | 2020-12-10 | 19 | 0 | 0 | 0 | [6 empty] | 0 | 1 | 0 | 0 | On Peak | 1 | 0 | 0 | On Peak | 1 | 0 | On Peak | 0 | 1 | Off Peak | 0 | 0 | 1 | Super Off Peak | 1 | 0 | 0 | On Peak | 0 | 1 | 0 | Off Peak
2020 | 12 | 10 | 2020-12-10 | 20 | 0 | 0 | 0 | [6 empty] | 0 | 1 | 0 | 0 | On Peak | 1 | 0 | 0 | On Peak | 1 | 0 | On Peak | 0 | 1 | Off Peak | 0 | 0 | 1 | Super Off Peak | 1 | 0 | 0 | On Peak | 1 | 0 | 0 | On Peak
2020 | 12 | 10 | 2020-12-10 | 21 | 0 | 0 | 0 | [6 empty] | 0 | 1 | 0 | 0 | On Peak | 0 | 1 | 0 | Semi-Peak | 1 | 0 | On Peak | 0 | 1 | Off Peak | 0 | 0 | 1 | Super Off Peak | 0 | 1 | 0 | Off Peak | 1 | 0 | 0 | On Peak
2020 | 12 | 10 | 2020-12-10 | 22 | 0 | 0 | 0 | [6 empty] | 0 | 0 | 1 | 0 | Off Peak | 0 | 1 | 0 | Semi-Peak | 0 | 1 | Off Peak | 0 | 1 | Off Peak | 0 | 0 | 1 | Super Off Peak | 0 | 1 | 0 | Off Peak | 1 | 0 | 0 | On Peak
2020 | 12 | 10 | 2020-12-10 | 23 | 0 | 0 | 0 | [6 empty] | 0 | 0 | 1 | 0 | Off Peak | 0 | 0 | 1 | Off Peak | 0 | 1 | Off Peak | 0 | 1 | Off Peak | 0 | 0 | 1 | Super Off Peak | 0 | 1 | 0 | Off Peak | 1 | 0 | 0 | On Peak
2020 | 12 | 10 | 2020-12-10 | 24 | 0 | 0 | 0 | [6 empty] | 0 | 0 | 1 | 0 | Off Peak | 0 | 0 | 1 | Off Peak | 0 | 1 | Off Peak | 0 | 1 | Off Peak | 0 | 0 | 1 | Super Off Peak | 0 | 1 | 0 | Off Peak | 1 | 0 | 0 | On Peak
2020 | 12 | 11 | 2020-12-11 | 1 | 0 | 0 | 0 | [6 empty] | 0 | 0 | 0 | 1 | Super Off Peak | 0 | 0 | 1 | Off Peak | 0 | 1 | Off Peak | 0 | 1 | Off Peak | 0 | 0 | 1 | Super Off Peak | 0 | 0 | 1 | Super Off Peak | 0 | 0 | 1 | Super Off Peak
2020 | 12 | 11 | 2020-12-11 | 2 | 0 | 0 | 0 | [6 empty] | 0 | 0 | 0 | 1 | Super Off Peak | 0 | 0 | 1 | Off Peak | 0 | 1 | Off Peak | 0 | 1 | Off Peak | 0 | 0 | 1 | Super Off Peak | 0 | 0 | 1 | Super Off Peak | 0 | 0 | 1 | Super Off Peak
2020 | 12 | 11 | 2020-12-11 | 3 | 0 | 0 | 0 | [6 empty] | 0 | 0 | 0 | 1 | Super Off Peak | 0 | 0 | 1 | Off Peak | 0 | 1 | Off Peak | 0 | 1 | Off Peak | 0 | 0 | 1 | Super Off Peak | 0 | 0 | 1 | Super Off Peak | 0 | 0 | 1 | Super Off Peak
2020 | 12 | 11 | 2020-12-11 | 4 | 0 | 0 | 0 | [6 empty] | 0 | 0 | 0 | 1 | Super Off Peak | 0 | 0 | 1 | Off Peak | 0 | 1 | Off Peak | 0 | 1 | Off Peak | 0 | 0 | 1 | Super Off Peak | 0 | 0 | 1 | Super Off Peak | 0 | 0 | 1 | Super Off Peak
2020 | 12 | 11 | 2020-12-11 | 5 | 0 | 0 | 0 | [6 empty] | 0 | 0 | 0 | 1 | Super Off Peak | 0 | 0 | 1 | Off Peak | 0 | 1 | Off Peak | 0 | 1 | Off Peak | 0 | 0 | 1 | Super Off Peak | 0 | 0 | 1 | Super Off Peak | 0 | 0 | 1 | Super Off Peak
2020 | 12 | 11 | 2020-12-11 | 6 | 0 | 0 | 0 | [6 empty] | 0 | 0 | 0 | 1 | Super Off Peak | 0 | 0 | 1 | Off Peak | 0 | 1 | Off Peak | 0 | 1 | Off Peak | 0 | 0 | 1 | Super Off Peak | 0 | 1 | 0 | Off Peak | 0 | 1 | 0 | Off Peak
2020 | 12 | 11 | 2020-12-11 | 7 | 0 | 0 | 0 | [6 empty] | 0 | 0 | 1 | 0 | Off Peak | 0 | 1 | 0 | Semi-Peak | 0 | 1 | Off Peak | 0 | 1 | Off Peak | 0 | 1 | 0 | Off Peak | 0 | 1 | 0 | Off Peak | 0 | 1 | 0 | Off Peak
2020 | 12 | 11 | 2020-12-11 | 8 | 0 | 0 | 0 | [6 empty] | 0 | 0 | 1 | 0 | Off Peak | 0 | 1 | 0 | Semi-Peak | 0 | 1 | Off Peak | 0 | 1 | Off Peak | 0 | 1 | 0 | Off Peak | 0 | 1 | 0 | Off Peak | 0 | 1 | 0 | Off Peak
2020 | 12 | 11 | 2020-12-11 | 9 | 0 | 0 | 0 | [6 empty] | 0 | 0 | 1 | 0 | Off Peak | 0 | 1 | 0 | Semi-Peak | 0 | 1 | Off Peak | 0 | 1 | Off Peak | 0 | 1 | 0 | Off Peak | 0 | 1 | 0 | Off Peak | 0 | 1 | 0 | Off Peak
2020 | 12 | 11 | 2020-12-11 | 10 | 0 | 0 | 0 | [6 empty] | 0 | 0 | 1 | 0 | Off Peak | 0 | 1 | 0 | Semi-Peak | 0 | 1 | Off Peak | 0 | 1 | Off Peak | 0 | 1 | 0 | Off Peak | 0 | 1 | 0 | Off Peak | 0 | 1 | 0 | Off Peak
2020 | 12 | 11 | 2020-12-11 | 11 | 0 | 0 | 0 | [6 empty] | 0 | 0 | 1 | 0 | Off Peak | 0 | 1 | 0 | Semi-Peak | 0 | 1 | Off Peak | 0 | 1 | Off Peak | 0 | 1 | 0 | Off Peak | 0 | 1 | 0 | Off Peak | 0 | 1 | 0 | Off Peak
2020 | 12 | 11 | 2020-12-11 | 12 | 0 | 0 | 0 | [6 empty] | 0 | 0 | 1 | 0 | Off Peak | 0 | 1 | 0 | Semi-Peak | 0 | 1 | Off Peak | 0 | 1 | Off Peak | 0 | 1 | 0 | Off Peak | 0 | 1 | 0 | Off Peak | 0 | 1 | 0 | Off Peak
2020 | 12 | 11 | 2020-12-11 | 13 | 0 | 0 | 0 | [6 empty] | 0 | 0 | 1 | 0 | Off Peak | 0 | 1 | 0 | Semi-Peak | 0 | 1 | Off Peak | 1 | 0 | On Peak | 0 | 1 | 0 | Off Peak | 1 | 0 | 0 | On Peak | 0 | 1 | 0 | Off Peak
2020 | 12 | 11 | 2020-12-11 | 14 | 0 | 0 | 0 | [6 empty] | 0 | 0 | 1 | 0 | Off Peak | 0 | 1 | 0 | Semi-Peak | 0 | 1 | Off Peak | 1 | 0 | On Peak | 0 | 1 | 0 | Off Peak | 1 | 0 | 0 | On Peak | 0 | 1 | 0 | Off Peak
2020 | 12 | 11 | 2020-12-11 | 15 | 0 | 0 | 0 | [6 empty] | 0 | 0 | 1 | 0 | Off Peak | 0 | 1 | 0 | Semi-Peak | 0 | 1 | Off Peak | 1 | 0 | On Peak | 0 | 1 | 0 | Off Peak | 1 | 0 | 0 | On Peak | 0 | 1 | 0 | Off Peak
2020 | 12 | 11 | 2020-12-11 | 16 | 0 | 0 | 0 | [6 empty] | 0 | 0 | 1 | 0 | Off Peak | 0 | 1 | 0 | Semi-Peak | 0 | 1 | Off Peak | 1 | 0 | On Peak | 0 | 1 | 0 | Off Peak | 1 | 0 | 0 | On Peak | 0 | 1 | 0 | Off Peak
2020 | 12 | 11 | 2020-12-11 | 17 | 0 | 0 | 0 | [6 empty] | 0 | 1 | 0 | 0 | On Peak | 0 | 1 | 0 | Semi-Peak | 1 | 0 | On Peak | 1 | 0 | On Peak | 0 | 1 | 0 | Off Peak | 1 | 0 | 0 | On Peak | 0 | 1 | 0 | Off Peak
2020 | 12 | 11 | 2020-12-11 | 18 | 0 | 0 | 0 | [6 empty] | 0 | 1 | 0 | 0 | On Peak | 1 | 0 | 0 | On Peak | 1 | 0 | On Peak | 1 | 0 | On Peak | 0 | 1 | 0 | Off Peak | 1 | 0 | 0 | On Peak | 0 | 1 | 0 | Off Peak
2020 | 12 | 11 | 2020-12-11 | 19 | 0 | 0 | 0 | [6 empty] | 0 | 1 | 0 | 0 | On Peak | 1 | 0 | 0 | On Peak | 1 | 0 | On Peak | 0 | 1 | Off Peak | 0 | 0 | 1 | Super Off Peak | 1 | 0 | 0 | On Peak | 0 | 1 | 0 | Off Peak
2020 | 12 | 11 | 2020-12-11 | 20 | 0 | 0 | 0 | [6 empty] | 0 | 1 | 0 | 0 | On Peak | 1 | 0 | 0 | On Peak | 1 | 0 | On Peak | 0 | 1 | Off Peak | 0 | 0 | 1 | Super Off Peak | 1 | 0 | 0 | On Peak | 1 | 0 | 0 | On Peak
2020 | 12 | 11 | 2020-12-11 | 21 | 0 | 0 | 0 | [6 empty] | 0 | 1 | 0 | 0 | On Peak | 0 | 1 | 0 | Semi-Peak | 1 | 0 | On Peak | 0 | 1 | Off Peak | 0 | 0 | 1 | Super Off Peak | 0 | 1 | 0 | Off Peak | 1 | 0 | 0 | On Peak
2020 | 12 | 11 | 2020-12-11 | 22 | 0 | 0 | 0 | [6 empty] | 0 | 0 | 1 | 0 | Off Peak | 0 | 1 | 0 | Semi-Peak | 0 | 1 | Off Peak | 0 | 1 | Off Peak | 0 | 0 | 1 | Super Off Peak | 0 | 1 | 0 | Off Peak | 1 | 0 | 0 | On Peak
2020 | 12 | 11 | 2020-12-11 | 23 | 0 | 0 | 0 | [6 empty] | 0 | 0 | 1 | 0 | Off Peak | 0 | 0 | 1 | Off Peak | 0 | 1 | Off Peak | 0 | 1 | Off Peak | 0 | 0 | 1 | Super Off Peak | 0 | 1 | 0 | Off Peak | 1 | 0 | 0 | On Peak
2020 | 12 | 11 | 2020-12-11 | 24 | 0 | 0 | 0 | [6 empty] | 0 | 0 | 1 | 0 | Off Peak | 0 | 0 | 1 | Off Peak | 0 | 1 | Off Peak | 0 | 1 | Off Peak | 0 | 0 | 1 | Super Off Peak | 0 | 1 | 0 | Off Peak | 1 | 0 | 0 | On Peak
2020 | 12 | 12 | 2020-12-12 | 1 | 0 | 1 | 0 | [6 empty] | 0 | 0 | 0 | 1 | Super Off Peak | 0 | 0 | 1 | Off Peak | 0 | 1 | Off Peak | 0 | 1 | Off Peak | 0 | 0 | 1 | Super Off Peak | 0 | 0 | 1 | Super Off Peak | 0 | 0 | 1 | Super Off Peak
2020 | 12 | 12 | 2020-12-12 | 2 | 0 | 1 | 0 | [6 empty] | 0 | 0 | 0 | 1 | Super Off Peak | 0 | 0 | 1 | Off Peak | 0 | 1 | Off Peak | 0 | 1 | Off Peak | 0 | 0 | 1 | Super Off Peak | 0 | 0 | 1 | Super Off Peak | 0 | 0 | 1 | Super Off Peak
2020 | 12 | 12 | 2020-12-12 | 3 | 0 | 1 | 0 | [6 empty] | 0 | 0 | 0 | 1 | Super Off Peak | 0 | 0 | 1 | Off Peak | 0 | 1 | Off Peak | 0 | 1 | Off Peak | 0 | 0 | 1 | Super Off Peak | 0 | 0 | 1 | Super Off Peak | 0 | 0 | 1 | Super Off Peak
2020 | 12 | 12 | 2020-12-12 | 4 | 0 | 1 | 0 | [6 empty] | 0 | 0 | 0 | 1 | Super Off Peak | 0 | 0 | 1 | Off Peak | 0 | 1 | Off Peak | 0 | 1 | Off Peak | 0 | 0 | 1 | Super Off Peak | 0 | 0 | 1 | Super Off Peak | 0 | 0 | 1 | Super Off Peak
2020 | 12 | 12 | 2020-12-12 | 5 | 0 | 1 | 0 | [6 empty] | 0 | 0 | 0 | 1 | Super Off Peak | 0 | 0 | 1 | Off Peak | 0 | 1 | Off Peak | 0 | 1 | Off Peak | 0 | 0 | 1 | Super Off Peak | 0 | 0 | 1 | Super Off Peak | 0 | 0 | 1 | Super Off Peak
2020 | 12 | 12 | 2020-12-12 | 6 | 0 | 1 | 0 | [6 empty] | 0 | 0 | 0 | 1 | Super Off Peak | 0 | 0 | 1 | Off Peak | 0 | 1 | Off Peak | 0 | 1 | Off Peak | 0 | 0 | 1 | Super Off Peak | 0 | 1 | 0 | Off Peak | 0 | 1 | 0 | Off Peak
2020 | 12 | 12 | 2020-12-12 | 7 | 0 | 1 | 0 | [6 empty] | 0 | 0 | 0 | 1 | Super Off Peak | 0 | 0 | 1 | Off Peak | 0 | 1 | Off Peak | 0 | 1 | Off Peak | 0 | 0 | 1 | Super Off Peak | 0 | 1 | 0 | Off Peak | 0 | 1 | 0 | Off Peak
2020 | 12 | 12 | 2020-12-12 | 8 | 0 | 1 | 0 | [6 empty] | 0 | 0 | 0 | 1 | Super Off Peak | 0 | 0 | 1 | Off Peak | 0 | 1 | Off Peak | 0 | 1 | Off Peak | 0 | 0 | 1 | Super Off Peak | 0 | 1 | 0 | Off Peak | 0 | 1 | 0 | Off Peak
2020 | 12 | 12 | 2020-12-12 | 9 | 0 | 1 | 0 | [6 empty] | 0 | 0 | 0 | 1 | Super Off Peak | 0 | 0 | 1 | Off Peak | 0 | 1 | Off Peak | 0 | 1 | Off Peak | 0 | 0 | 1 | Super Off Peak | 0 | 1 | 0 | Off Peak | 0 | 1 | 0 | Off Peak
2020 | 12 | 12 | 2020-12-12 | 10 | 0 | 1 | 0 | [6 empty] | 0 | 0 | 0 | 1 | Super Off Peak | 0 | 0 | 1 | Off Peak | 0 | 1 | Off Peak | 0 | 1 | Off Peak | 0 | 0 | 1 | Super Off Peak | 0 | 1 | 0 | Off Peak | 0 | 1 | 0 | Off Peak
2020 | 12 | 12 | 2020-12-12 | 11 | 0 | 1 | 0 | [6 empty] | 0 | 0 | 0 | 1 | Super Off Peak | 0 | 0 | 1 | Off Peak | 0 | 1 | Off Peak | 0 | 1 | Off Peak | 0 | 0 | 1 | Super Off Peak | 0 | 1 | 0 | Off Peak | 0 | 1 | 0 | Off Peak
2020 | 12 | 12 | 2020-12-12 | 12 | 0 | 1 | 0 | [6 empty] | 0 | 0 | 0 | 1 | Super Off Peak | 0 | 0 | 1 | Off Peak | 0 | 1 | Off Peak | 0 | 1 | Off Peak | 0 | 0 | 1 | Super Off Peak | 0 | 1 | 0 | Off Peak | 0 | 1 | 0 | Off Peak
2020 | 12 | 12 | 2020-12-12 | 13 | 0 | 1 | 0 | [6 empty] | 0 | 0 | 0 | 1 | Super Off Peak | 0 | 0 | 1 | Off Peak | 0 | 1 | Off Peak | 0 | 1 | Off Peak | 0 | 0 | 1 | Super Off Peak | 1 | 0 | 0 | On Peak | 0 | 1 | 0 | Off Peak
2020 | 12 | 12 | 2020-12-12 | 14 | 0 | 1 | 0 | [6 empty] | 0 | 0 | 0 | 1 | Super Off Peak | 0 | 0 | 1 | Off Peak | 0 | 1 | Off Peak | 0 | 1 | Off Peak | 0 | 0 | 1 | Super Off Peak | 1 | 0 | 0 | On Peak | 0 | 1 | 0 | Off Peak
2020 | 12 | 12 | 2020-12-12 | 15 | 0 | 1 | 0 | [6 empty] | 0 | 0 | 1 | 0 | Off Peak | 0 | 0 | 1 | Off Peak | 0 | 1 | Off Peak | 0 | 1 | Off Peak | 0 | 0 | 1 | Super Off Peak | 1 | 0 | 0 | On Peak | 0 | 1 | 0 | Off Peak
2020 | 12 | 12 | 2020-12-12 | 16 | 0 | 1 | 0 | [6 empty] | 0 | 0 | 1 | 0 | Off Peak | 0 | 0 | 1 | Off Peak | 0 | 1 | Off Peak | 0 | 1 | Off Peak | 0 | 0 | 1 | Super Off Peak | 1 | 0 | 0 | On Peak | 0 | 1 | 0 | Off Peak
2020 | 12 | 12 | 2020-12-12 | 17 | 0 | 1 | 0 | [6 empty] | 0 | 1 | 0 | 0 | On Peak | 0 | 0 | 1 | Off Peak | 0 | 1 | Off Peak | 0 | 1 | Off Peak | 0 | 0 | 1 | Super Off Peak | 1 | 0 | 0 | On Peak | 0 | 1 | 0 | Off Peak
2020 | 12 | 12 | 2020-12-12 | 18 | 0 | 1 | 0 | [6 empty] | 0 | 1 | 0 | 0 | On Peak | 0 | 0 | 1 | Off Peak | 0 | 1 | Off Peak | 0 | 1 | Off Peak | 0 | 0 | 1 | Super Off Peak | 1 | 0 | 0 | On Peak | 0 | 1 | 0 | Off Peak
2020 | 12 | 12 | 2020-12-12 | 19 | 0 | 1 | 0 | [6 empty] | 0 | 1 | 0 | 0 | On Peak | 0 | 0 | 1 | Off Peak | 0 | 1 | Off Peak | 0 | 1 | Off Peak | 0 | 0 | 1 | Super Off Peak | 1 | 0 | 0 | On Peak | 0 | 1 | 0 | Off Peak
2020 | 12 | 12 | 2020-12-12 | 20 | 0 | 1 | 0 | [6 empty] | 0 | 1 | 0 | 0 | On Peak | 0 | 0 | 1 | Off Peak | 0 | 1 | Off Peak | 0 | 1 | Off Peak | 0 | 0 | 1 | Super Off Peak | 1 | 0 | 0 | On Peak | 1 | 0 | 0 | On Peak
2020 | 12 | 12 | 2020-12-12 | 21 | 0 | 1 | 0 | [6 empty] | 0 | 1 | 0 | 0 | On Peak | 0 | 0 | 1 | Off Peak | 0 | 1 | Off Peak | 0 | 1 | Off Peak | 0 | 0 | 1 | Super Off Peak | 0 | 1 | 0 | Off Peak | 1 | 0 | 0 | On Peak
2020 | 12 | 12 | 2020-12-12 | 22 | 0 | 1 | 0 | [6 empty] | 0 | 0 | 1 | 0 | Off Peak | 0 | 0 | 1 | Off Peak | 0 | 1 | Off Peak | 0 | 1 | Off Peak | 0 | 0 | 1 | Super Off Peak | 0 | 1 | 0 | Off Peak | 1 | 0 | 0 | On Peak
2020 | 12 | 12 | 2020-12-12 | 23 | 0 | 1 | 0 | [6 empty] | 0 | 0 | 1 | 0 | Off Peak | 0 | 0 | 1 | Off Peak | 0 | 1 | Off Peak | 0 | 1 | Off Peak | 0 | 0 | 1 | Super Off Peak | 0 | 1 | 0 | Off Peak | 1 | 0 | 0 | On Peak
2020 | 12 | 12 | 2020-12-12 | 24 | 0 | 1 | 0 | [6 empty] | 0 | 0 | 1 | 0 | Off Peak | 0 | 0 | 1 | Off Peak | 0 | 1 | Off Peak | 0 | 1 | Off Peak | 0 | 0 | 1 | Super Off Peak | 0 | 1 | 0 | Off Peak | 1 | 0 | 0 | On Peak
2020 | 12 | 13 | 2020-12-13 | 1 | 0 | 1 | 0 | [6 empty] | 0 | 0 | 0 | 1 | Super Off Peak | 0 | 0 | 1 | Off Peak | 0 | 1 | Off Peak | 0 | 1 | Off Peak | 0 | 0 | 1 | Super Off Peak | 0 | 0 | 1 | Super Off Peak | 0 | 0 | 1 | Super Off Peak
2020 | 12 | 13 | 2020-12-13 | 2 | 0 | 1 | 0 | [6 empty] | 0 | 0 | 0 | 1 | Super Off Peak | 0 | 0 | 1 | Off Peak | 0 | 1 | Off Peak | 0 | 1 | Off Peak | 0 | 0 | 1 | Super Off Peak | 0 | 0 | 1 | Super Off Peak | 0 | 0 | 1 | Super Off Peak
2020 | 12 | 13 | 2020-12-13 | 3 | 0 | 1 | 0 | [6 empty] | 0 | 0 | 0 | 1 | Super Off Peak | 0 | 0 | 1 | Off Peak | 0 | 1 | Off Peak | 0 | 1 | Off Peak | 0 | 0 | 1 | Super Off Peak | 0 | 0 | 1 | Super Off Peak | 0 | 0 | 1 | Super Off Peak
2020 | 12 | 13 | 2020-12-13 | 4 | 0 | 1 | 0 | [6 empty] | 0 | 0 | 0 | 1 | Super Off Peak | 0 | 0 | 1 | Off Peak | 0 | 1 | Off Peak | 0 | 1 | Off Peak | 0 | 0 | 1 | Super Off Peak | 0 | 0 | 1 | Super Off Peak | 0 | 0 | 1 | Super Off Peak
2020 | 12 | 13 | 2020-12-13 | 5 | 0 | 1 | 0 | [6 empty] | 0 | 0 | 0 | 1 | Super Off Peak | 0 | 0 | 1 | Off Peak | 0 | 1 | Off Peak | 0 | 1 | Off Peak | 0 | 0 | 1 | Super Off Peak | 0 | 0 | 1 | Super Off Peak | 0 | 0 | 1 | Super Off Peak
2020 | 12 | 13 | 2020-12-13 | 6 | 0 | 1 | 0 | [6 empty] | 0 | 0 | 0 | 1 | Super Off Peak | 0 | 0 | 1 | Off Peak | 0 | 1 | Off Peak | 0 | 1 | Off Peak | 0 | 0 | 1 | Super Off Peak | 0 | 1 | 0 | Off Peak | 0 | 1 | 0 | Off Peak
2020 | 12 | 13 | 2020-12-13 | 7 | 0 | 1 | 0 | [6 empty] | 0 | 0 | 0 | 1 | Super Off Peak | 0 | 0 | 1 | Off Peak | 0 | 1 | Off Peak | 0 | 1 | Off Peak | 0 | 0 | 1 | Super Off Peak | 0 | 1 | 0 | Off Peak | 0 | 1 | 0 | Off Peak
2020 | 12 | 13 | 2020-12-13 | 8 | 0 | 1 | 0 | [6 empty] | 0 | 0 | 0 | 1 | Super Off Peak | 0 | 0 | 1 | Off Peak | 0 | 1 | Off Peak | 0 | 1 | Off Peak | 0 | 0 | 1 | Super Off Peak | 0 | 1 | 0 | Off Peak | 0 | 1 | 0 | Off Peak
2020 | 12 | 13 | 2020-12-13 | 9 | 0 | 1 | 0 | [6 empty] | 0 | 0 | 0 | 1 | Super Off Peak | 0 | 0 | 1 | Off Peak | 0 | 1 | Off Peak | 0 | 1 | Off Peak | 0 | 0 | 1 | Super Off Peak | 0 | 1 | 0 | Off Peak | 0 | 1 | 0 | Off Peak
2020 | 12 | 13 | 2020-12-13 | 10 | 0 | 1 | 0 | [6 empty] | 0 | 0 | 0 | 1 | Super Off Peak | 0 | 0 | 1 | Off Peak | 0 | 1 | Off Peak | 0 | 1 | Off Peak | 0 | 0 | 1 | Super Off Peak | 0 | 1 | 0 | Off Peak | 0 | 1 | 0 | Off Peak
2020 | 12 | 13 | 2020-12-13 | 11 | 0 | 1 | 0 | [6 empty] | 0 | 0 | 0 | 1 | Super Off Peak | 0 | 0 | 1 | Off Peak | 0 | 1 | Off Peak | 0 | 1 | Off Peak | 0 | 0 | 1 | Super Off Peak | 0 | 1 | 0 | Off Peak | 0 | 1 | 0 | Off Peak
2020 | 12 | 13 | 2020-12-13 | 12 | 0 | 1 | 0 | [6 empty] | 0 | 0 | 0 | 1 | Super Off Peak | 0 | 0 | 1 | Off Peak | 0 | 1 | Off Peak | 0 | 1 | Off Peak | 0 | 0 | 1 | Super Off Peak | 0 | 1 | 0 | Off Peak | 0 | 1 | 0 | Off Peak
2020 | 12 | 13 | 2020-12-13 | 13 | 0 | 1 | 0 | [6 empty] | 0 | 0 | 0 | 1 | Super Off Peak | 0 | 0 | 1 | Off Peak | 0 | 1 | Off Peak | 0 | 1 | Off Peak | 0 | 0 | 1 | Super Off Peak | 1 | 0 | 0 | On Peak | 0 | 1 | 0 | Off Peak
2020 | 12 | 13 | 2020-12-13 | 14 | 0 | 1 | 0 | [6 empty] | 0 | 0 | 0 | 1 | Super Off Peak | 0 | 0 | 1 | Off Peak | 0 | 1 | Off Peak | 0 | 1 | Off Peak | 0 | 0 | 1 | Super Off Peak | 1 | 0 | 0 | On Peak | 0 | 1 | 0 | Off Peak
2020 | 12 | 13 | 2020-12-13 | 15 | 0 | 1 | 0 | [6 empty] | 0 | 0 | 1 | 0 | Off Peak | 0 | 0 | 1 | Off Peak | 0 | 1 | Off Peak | 0 | 1 | Off Peak | 0 | 0 | 1 | Super Off Peak | 1 | 0 | 0 | On Peak | 0 | 1 | 0 | Off Peak
2020 | 12 | 13 | 2020-12-13 | 16 | 0 | 1 | 0 | [6 empty] | 0 | 0 | 1 | 0 | Off Peak | 0 | 0 | 1 | Off Peak | 0 | 1 | Off Peak | 0 | 1 | Off Peak | 0 | 0 | 1 | Super Off Peak | 1 | 0 | 0 | On Peak | 0 | 1 | 0 | Off Peak
2020 | 12 | 13 | 2020-12-13 | 17 | 0 | 1 | 0 | [6 empty] | 0 | 1 | 0 | 0 | On Peak | 0 | 0 | 1 | Off Peak | 0 | 1 | Off Peak | 0 | 1 | Off Peak | 0 | 0 | 1 | Super Off Peak | 1 | 0 | 0 | On Peak | 0 | 1 | 0 | Off Peak
2020 | 12 | 13 | 2020-12-13 | 18 | 0 | 1 | 0 | [6 empty] | 0 | 1 | 0 | 0 | On Peak | 0 | 0 | 1 | Off Peak | 0 | 1 | Off Peak | 0 | 1 | Off Peak | 0 | 0 | 1 | Super Off Peak | 1 | 0 | 0 | On Peak | 0 | 1 | 0 | Off Peak
2020 | 12 | 13 | 2020-12-13 | 19 | 0 | 1 | 0 | [6 empty] | 0 | 1 | 0 | 0 | On Peak | 0 | 0 | 1 | Off Peak | 0 | 1 | Off Peak | 0 | 1 | Off Peak | 0 | 0 | 1 | Super Off Peak | 1 | 0 | 0 | On Peak | 0 | 1 | 0 | Off Peak
2020 | 12 | 13 | 2020-12-13 | 20 | 0 | 1 | 0 | [6 empty] | 0 | 1 | 0 | 0 | On Peak | 0 | 0 | 1 | Off Peak | 0 | 1 | Off Peak | 0 | 1 | Off Peak | 0 | 0 | 1 | Super Off Peak | 1 | 0 | 0 | On Peak | 1 | 0 | 0 | On Peak
2020 | 12 | 13 | 2020-12-13 | 21 | 0 | 1 | 0 | [6 empty] | 0 | 1 | 0 | 0 | On Peak | 0 | 0 | 1 | Off Peak | 0 | 1 | Off Peak | 0 | 1 | Off Peak | 0 | 0 | 1 | Super Off Peak | 0 | 1 | 0 | Off Peak | 1 | 0 | 0 | On Peak
2020 | 12 | 13 | 2020-12-13 | 22 | 0 | 1 | 0 | [6 empty] | 0 | 0 | 1 | 0 | Off Peak | 0 | 0 | 1 | Off Peak | 0 | 1 | Off Peak | 0 | 1 | Off Peak | 0 | 0 | 1 | Super Off Peak | 0 | 1 | 0 | Off Peak | 1 | 0 | 0 | On Peak
2020 | 12 | 13 | 2020-12-13 | 23 | 0 | 1 | 0 | [6 empty] | 0 | 0 | 1 | 0 | Off Peak | 0 | 0 | 1 | Off Peak | 0 | 1 | Off Peak | 0 | 1 | Off Peak | 0 | 0 | 1 | Super Off Peak | 0 | 1 | 0 | Off Peak | 1 | 0 | 0 | On Peak
2020 | 12 | 13 | 2020-12-13 | 24 | 0 | 1 | 0 | [6 empty] | 0 | 0 | 1 | 0 | Off Peak | 0 | 0 | 1 | Off Peak | 0 | 1 | Off Peak | 0 | 1 | Off Peak | 0 | 0 | 1 | Super Off Peak | 0 | 1 | 0 | Off Peak | 1 | 0 | 0 | On Peak
2020 | 12 | 14 | 2020-12-14 | 1 | 0 | 0 | 0 | [6 empty] | 0 | 0 | 0 | 1 | Super Off Peak | 0 | 0 | 1 | Off Peak | 0 | 1 | Off Peak | 0 | 1 | Off Peak | 0 | 0 | 1 | Super Off Peak | 0 | 0 | 1 | Super Off Peak | 0 | 0 | 1 | Super Off Peak
2020 | 12 | 14 | 2020-12-14 | 2 | 0 | 0 | 0 | [6 empty] | 0 | 0 | 0 | 1 | Super Off Peak | 0 | 0 | 1 | Off Peak | 0 | 1 | Off Peak | 0 | 1 | Off Peak | 0 | 0 | 1 | Super Off Peak | 0 | 0 | 1 | Super Off Peak | 0 | 0 | 1 | Super Off Peak
2020 | 12 | 14 | 2020-12-14 | 3 | 0 | 0 | 0 | [6 empty] | 0 | 0 | 0 | 1 | Super Off Peak | 0 | 0 | 1 | Off Peak | 0 | 1 | Off Peak | 0 | 1 | Off Peak | 0 | 0 | 1 | Super Off Peak | 0 | 0 | 1 | Super Off Peak | 0 | 0 | 1 | Super Off Peak
2020 | 12 | 14 | 2020-12-14 | 4 | 0 | 0 | 0 | [6 empty] | 0 | 0 | 0 | 1 | Super Off Peak | 0 | 0 | 1 | Off Peak | 0 | 1 | Off Peak | 0 | 1 | Off Peak | 0 | 0 | 1 | Super Off Peak | 0 | 0 | 1 | Super Off Peak | 0 | 0 | 1 | Super Off Peak
2020 | 12 | 14 | 2020-12-14 | 5 | 0 | 0 | 0 | [6 empty] | 0 | 0 | 0 | 1 | Super Off Peak | 0 | 0 | 1 | Off Peak | 0 | 1 | Off Peak | 0 | 1 | Off Peak | 0 | 0 | 1 | Super Off Peak | 0 | 0 | 1 | Super Off Peak | 0 | 0 | 1 | Super Off Peak
2020 | 12 | 14 | 2020-12-14 | 6 | 0 | 0 | 0 | [6 empty] | 0 | 0 | 0 | 1 | Super Off Peak | 0 | 0 | 1 | Off Peak | 0 | 1 | Off Peak | 0 | 1 | Off Peak | 0 | 0 | 1 | Super Off Peak | 0 | 1 | 0 | Off Peak | 0 | 1 | 0 | Off Peak
2020 | 12 | 14 | 2020-12-14 | 7 | 0 | 0 | 0 | [6 empty] | 0 | 0 | 1 | 0 | Off Peak | 0 | 1 | 0 | Semi-Peak | 0 | 1 | Off Peak | 0 | 1 | Off Peak | 0 | 1 | 0 | Off Peak | 0 | 1 | 0 | Off Peak | 0 | 1 | 0 | Off Peak
2020 | 12 | 14 | 2020-12-14 | 8 | 0 | 0 | 0 | [6 empty] | 0 | 0 | 1 | 0 | Off Peak | 0 | 1 | 0 | Semi-Peak | 0 | 1 | Off Peak | 0 | 1 | Off Peak | 0 | 1 | 0 | Off Peak | 0 | 1 | 0 | Off Peak | 0 | 1 | 0 | Off Peak
2020 | 12 | 14 | 2020-12-14 | 9 | 0 | 0 | 0 | [6 empty] | 0 | 0 | 1 | 0 | Off Peak | 0 | 1 | 0 | Semi-Peak | 0 | 1 | Off Peak | 0 | 1 | Off Peak | 0 | 1 | 0 | Off Peak | 0 | 1 | 0 | Off Peak | 0 | 1 | 0 | Off Peak
2020 | 12 | 14 | 2020-12-14 | 10 | 0 | 0 | 0 | [6 empty] | 0 | 0 | 1 | 0 | Off Peak | 0 | 1 | 0 | Semi-Peak | 0 | 1 | Off Peak | 0 | 1 | Off Peak | 0 | 1 | 0 | Off Peak | 0 | 1 | 0 | Off Peak | 0 | 1 | 0 | Off Peak
2020 | 12 | 14 | 2020-12-14 | 11 | 0 | 0 | 0 | [6 empty] | 0 | 0 | 1 | 0 | Off Peak | 0 | 1 | 0 | Semi-Peak | 0 | 1 | Off Peak | 0 | 1 | Off Peak | 0 | 1 | 0 | Off Peak | 0 | 1 | 0 | Off Peak | 0 | 1 | 0 | Off Peak
2020 | 12 | 14 | 2020-12-14 | 12 | 0 | 0 | 0 | [6 empty] | 0 | 0 | 1 | 0 | Off Peak | 0 | 1 | 0 | Semi-Peak | 0 | 1 | Off Peak | 0 | 1 | Off Peak | 0 | 1 | 0 | Off Peak | 0 | 1 | 0 | Off Peak | 0 | 1 | 0 | Off Peak
2020 | 12 | 14 | 2020-12-14 | 13 | 0 | 0 | 0 | [6 empty] | 0 | 0 | 1 | 0 | Off Peak | 0 | 1 | 0 | Semi-Peak | 0 | 1 | Off Peak | 1 | 0 | On Peak | 0 | 1 | 0 | Off Peak | 1 | 0 | 0 | On Peak | 0 | 1 | 0 | Off Peak
2020 | 12 | 14 | 2020-12-14 | 14 | 0 | 0 | 0 | [6 empty] | 0 | 0 | 1 | 0 | Off Peak | 0 | 1 | 0 | Semi-Peak | 0 | 1 | Off Peak | 1 | 0 | On Peak | 0 | 1 | 0 | Off Peak | 1 | 0 | 0 | On Peak | 0 | 1 | 0 | Off Peak
2020 | 12 | 14 | 2020-12-14 | 15 | 0 | 0 | 0 | [6 empty] | 0 | 0 | 1 | 0 | Off Peak | 0 | 1 | 0 | Semi-Peak | 0 | 1 | Off Peak | 1 | 0 | On Peak | 0 | 1 | 0 | Off Peak | 1 | 0 | 0 | On Peak | 0 | 1 | 0 | Off Peak
2020 | 12 | 14 | 2020-12-14 | 16 | 0 | 0 | 0 | [6 empty] | 0 | 0 | 1 | 0 | Off Peak | 0 | 1 | 0 | Semi-Peak | 0 | 1 | Off Peak | 1 | 0 | On Peak | 0 | 1 | 0 | Off Peak | 1 | 0 | 0 | On Peak | 0 | 1 | 0 | Off Peak
2020 | 12 | 14 | 2020-12-14 | 17 | 0 | 0 | 0 | [6 empty] | 0 | 1 | 0 | 0 | On Peak | 0 | 1 | 0 | Semi-Peak | 1 | 0 | On Peak | 1 | 0 | On Peak | 0 | 1 | 0 | Off Peak | 1 | 0 | 0 | On Peak | 0 | 1 | 0 | Off Peak
2020 | 12 | 14 | 2020-12-14 | 18 | 0 | 0 | 0 | [6 empty] | 0 | 1 | 0 | 0 | On Peak | 1 | 0 | 0 | On Peak | 1 | 0 | On Peak | 1 | 0 | On Peak | 0 | 1 | 0 | Off Peak | 1 | 0 | 0 | On Peak | 0 | 1 | 0 | Off Peak
2020 | 12 | 14 | 2020-12-14 | 19 | 0 | 0 | 0 | [6 empty] | 0 | 1 | 0 | 0 | On Peak | 1 | 0 | 0 | On Peak | 1 | 0 | On Peak | 0 | 1 | Off Peak | 0 | 0 | 1 | Super Off Peak | 1 | 0 | 0 | On Peak | 0 | 1 | 0 | Off Peak
2020 | 12 | 14 | 2020-12-14 | 20 | 0 | 0 | 0 | [6 empty] | 0 | 1 | 0 | 0 | On Peak | 1 | 0 | 0 | On Peak | 1 | 0 | On Peak | 0 | 1 | Off Peak | 0 | 0 | 1 | Super Off Peak | 1 | 0 | 0 | On Peak | 1 | 0 | 0 | On Peak
2020 | 12 | 14 | 2020-12-14 | 21 | 0 | 0 | 0 | [6 empty] | 0 | 1 | 0 | 0 | On Peak | 0 | 1 | 0 | Semi-Peak | 1 | 0 | On Peak | 0 | 1 | Off Peak | 0 | 0 | 1 | Super Off Peak | 0 | 1 | 0 | Off Peak | 1 | 0 | 0 | On Peak
2020 | 12 | 14 | 2020-12-14 | 22 | 0 | 0 | 0 | [6 empty] | 0 | 0 | 1 | 0 | Off Peak | 0 | 1 | 0 | Semi-Peak | 0 | 1 | Off Peak | 0 | 1 | Off Peak | 0 | 0 | 1 | Super Off Peak | 0 | 1 | 0 | Off Peak | 1 | 0 | 0 | On Peak
2020 | 12 | 14 | 2020-12-14 | 23 | 0 | 0 | 0 | [6 empty] | 0 | 0 | 1 | 0 | Off Peak | 0 | 0 | 1 | Off Peak | 0 | 1 | Off Peak | 0 | 1 | Off Peak | 0 | 0 | 1 | Super Off Peak | 0 | 1 | 0 | Off Peak | 1 | 0 | 0 | On Peak
2020 | 12 | 14 | 2020-12-14 | 24 | 0 | 0 | 0 | [6 empty] | 0 | 0 | 1 | 0 | Off Peak | 0 | 0 | 1 | Off Peak | 0 | 1 | Off Peak | 0 | 1 | Off Peak | 0 | 0 | 1 | Super Off Peak | 0 | 1 | 0 | Off Peak | 1 | 0 | 0 | On Peak
2020 | 12 | 15 | 2020-12-15 | 1 | 0 | 0 | 0 | [6 empty] | 0 | 0 | 0 | 1 | Super Off Peak | 0 | 0 | 1 | Off Peak | 0 | 1 | Off Peak | 0 | 1 | Off Peak | 0 | 0 | 1 | Super Off Peak | 0 | 0 | 1 | Super Off Peak | 0 | 0 | 1 | Super Off Peak
2020 | 12 | 15 | 2020-12-15 | 2 | 0 | 0 | 0 | [6 empty] | 0 | 0 | 0 | 1 | Super Off Peak | 0 | 0 | 1 | Off Peak | 0 | 1 | Off Peak | 0 | 1 | Off Peak | 0 | 0 | 1 | Super Off Peak | 0 | 0 | 1 | Super Off Peak | 0 | 0 | 1 | Super Off Peak
2020 | 12 | 15 | 2020-12-15 | 3 | 0 | 0 | 0 | [6 empty] | 0 | 0 | 0 | 1 | Super Off Peak | 0 | 0 | 1 | Off Peak | 0 | 1 | Off Peak | 0 | 1 | Off Peak | 0 | 0 | 1 | Super Off Peak | 0 | 0 | 1 | Super Off Peak | 0 | 0 | 1 | Super Off Peak
2020 | 12 | 15 | 2020-12-15 | 4 | 0 | 0 | 0 | [6 empty] | 0 | 0 | 0 | 1 | Super Off Peak | 0 | 0 | 1 | Off Peak | 0 | 1 | Off Peak | 0 | 1 | Off Peak | 0 | 0 | 1 | Super Off Peak | 0 | 0 | 1 | Super Off Peak | 0 | 0 | 1 | Super Off Peak
2020 | 12 | 15 | 2020-12-15 | 5 | 0 | 0 | 0 | [6 empty] | 0 | 0 | 0 | 1 | Super Off Peak | 0 | 0 | 1 | Off Peak | 0 | 1 | Off Peak | 0 | 1 | Off Peak | 0 | 0 | 1 | Super Off Peak | 0 | 0 | 1 | Super Off Peak | 0 | 0 | 1 | Super Off Peak
2020 | 12 | 15 | 2020-12-15 | 6 | 0 | 0 | 0 | [6 empty] | 0 | 0 | 0 | 1 | Super Off Peak | 0 | 0 | 1 | Off Peak | 0 | 1 | Off Peak | 0 | 1 | Off Peak | 0 | 0 | 1 | Super Off Peak | 0 | 1 | 0 | Off Peak | 0 | 1 | 0 | Off Peak
2020 | 12 | 15 | 2020-12-15 | 7 | 0 | 0 | 0 | [6 empty] | 0 | 0 | 1 | 0 | Off Peak | 0 | 1 | 0 | Semi-Peak | 0 | 1 | Off Peak | 0 | 1 | Off Peak | 0 | 1 | 0 | Off Peak | 0 | 1 | 0 | Off Peak | 0 | 1 | 0 | Off Peak
2020 | 12 | 15 | 2020-12-15 | 8 | 0 | 0 | 0 | [6 empty] | 0 | 0 | 1 | 0 | Off Peak | 0 | 1 | 0 | Semi-Peak | 0 | 1 | Off Peak | 0 | 1 | Off Peak | 0 | 1 | 0 | Off Peak | 0 | 1 | 0 | Off Peak | 0 | 1 | 0 | Off Peak
2020 | 12 | 15 | 2020-12-15 | 9 | 0 | 0 | 0 | [6 empty] | 0 | 0 | 1 | 0 | Off Peak | 0 | 1 | 0 | Semi-Peak | 0 | 1 | Off Peak | 0 | 1 | Off Peak | 0 | 1 | 0 | Off Peak | 0 | 1 | 0 | Off Peak | 0 | 1 | 0 | Off Peak
2020 | 12 | 15 | 2020-12-15 | 10 | 0 | 0 | 0 | [6 empty] | 0 | 0 | 1 | 0 | Off Peak | 0 | 1 | 0 | Semi-Peak | 0 | 1 | Off Peak | 0 | 1 | Off Peak | 0 | 1 | 0 | Off Peak | 0 | 1 | 0 | Off Peak | 0 | 1 | 0 | Off Peak
2020 | 12 | 15 | 2020-12-15 | 11 | 0 | 0 | 0 | [6 empty] | 0 | 0 | 1 | 0 | Off Peak | 0 | 1 | 0 | Semi-Peak | 0 | 1 | Off Peak | 0 | 1 | Off Peak | 0 | 1 | 0 | Off Peak | 0 | 1 | 0 | Off Peak | 0 | 1 | 0 | Off Peak
2020 | 12 | 15 | 2020-12-15 | 12 | 0 | 0 | 0 | [6 empty] | 0 | 0 | 1 | 0 | Off Peak | 0 | 1 | 0 | Semi-Peak | 0 | 1 | Off Peak | 0 | 1 | Off Peak | 0 | 1 | 0 | Off Peak | 0 | 1 | 0 | Off Peak | 0 | 1 | 0 | Off Peak
2020 | 12 | 15 | 2020-12-15 | 13 | 0 | 0 | 0 | [6 empty] | 0 | 0 | 1 | 0 | Off Peak | 0 | 1 | 0 | Semi-Peak | 0 | 1 | Off Peak | 1 | 0 | On Peak | 0 | 1 | 0 | Off Peak | 1 | 0 | 0 | On Peak | 0 | 1 | 0 | Off Peak
2020 | 12 | 15 | 2020-12-15 | 14 | 0 | 0 | 0 | [6 empty] | 0 | 0 | 1 | 0 | Off Peak | 0 | 1 | 0 | Semi-Peak | 0 | 1 | Off Peak | 1 | 0 | On Peak | 0 | 1 | 0 | Off Peak | 1 | 0 | 0 | On Peak | 0 | 1 | 0 | Off Peak
2020 | 12 | 15 | 2020-12-15 | 15 | 0 | 0 | 0 | [6 empty] | 0 | 0 | 1 | 0 | Off Peak | 0 | 1 | 0 | Semi-Peak | 0 | 1 | Off Peak | 1 | 0 | On Peak | 0 | 1 | 0 | Off Peak | 1 | 0 | 0 | On Peak | 0 | 1 | 0 | Off Peak
2020 | 12 | 15 | 2020-12-15 | 16 | 0 | 0 | 0 | [6 empty] | 0 | 0 | 1 | 0 | Off Peak | 0 | 1 | 0 | Semi-Peak | 0 | 1 | Off Peak | 1 | 0 | On Peak | 0 | 1 | 0 | Off Peak | 1 | 0 | 0 | On Peak | 0 | 1 | 0 | Off Peak
2020 | 12 | 15 | 2020-12-15 | 17 | 0 | 0 | 0 | [6 empty] | 0 | 1 | 0 | 0 | On Peak | 0 | 1 | 0 | Semi-Peak | 1 | 0 | On Peak | 1 | 0 | On Peak | 0 | 1 | 0 | Off Peak | 1 | 0 | 0 | On Peak | 0 | 1 | 0 | Off Peak
2020 | 12 | 15 | 2020-12-15 | 18 | 0 | 0 | 0 | [6 empty] | 0 | 1 | 0 | 0 | On Peak | 1 | 0 | 0 | On Peak | 1 | 0 | On Peak | 1 | 0 | On Peak | 0 | 1 | 0 | Off Peak | 1 | 0 | 0 | On Peak | 0 | 1 | 0 | Off Peak
2020 | 12 | 15 | 2020-12-15 | 19 | 0 | 0 | 0 | [6 empty] | 0 | 1 | 0 | 0 | On Peak | 1 | 0 | 0 | On Peak | 1 | 0 | On Peak | 0 | 1 | Off Peak | 0 | 0 | 1 | Super Off Peak | 1 | 0 | 0 | On Peak | 0 | 1 | 0 | Off Peak
2020 | 12 | 15 | 2020-12-15 | 20 | 0 | 0 | 0 | [6 empty] | 0 | 1 | 0 | 0 | On Peak | 1 | 0 | 0 | On Peak | 1 | 0 | On Peak | 0 | 1 | Off Peak | 0 | 0 | 1 | Super Off Peak | 1 | 0 | 0 | On Peak | 1 | 0 | 0 | On Peak
2020 | 12 | 15 | 2020-12-15 | 21 | 0 | 0 | 0 | [6 empty] | 0 | 1 | 0 | 0 | On Peak | 0 | 1 | 0 | Semi-Peak | 1 | 0 | On Peak | 0 | 1 | Off Peak | 0 | 0 | 1 | Super Off Peak | 0 | 1 | 0 | Off Peak | 1 | 0 | 0 | On Peak
2020 | 12 | 15 | 2020-12-15 | 22 | 0 | 0 | 0 | [6 empty] | 0 | 0 | 1 | 0 | Off Peak | 0 | 1 | 0 | Semi-Peak | 0 | 1 | Off Peak | 0 | 1 | Off Peak | 0 | 0 | 1 | Super Off Peak | 0 | 1 | 0 | Off Peak | 1 | 0 | 0 | On Peak
2020 | 12 | 15 | 2020-12-15 | 23 | 0 | 0 | 0 | [6 empty] | 0 | 0 | 1 | 0 | Off Peak | 0 | 0 | 1 | Off Peak | 0 | 1 | Off Peak | 0 | 1 | Off Peak | 0 | 0 | 1 | Super Off Peak | 0 | 1 | 0 | Off Peak | 1 | 0 | 0 | On Peak
2020 | 12 | 15 | 2020-12-15 | 24 | 0 | 0 | 0 | [6 empty] | 0 | 0 | 1 | 0 | Off Peak | 0 | 0 | 1 | Off Peak | 0 | 1 | Off Peak | 0 | 1 | Off Peak | 0 | 0 | 1 | Super Off Peak | 0 | 1 | 0 | Off Peak | 1 | 0 | 0 | On Peak
2020 | 12 | 16 | 2020-12-16 | 1 | 0 | 0 | 0 | [6 empty] | 0 | 0 | 0 | 1 | Super Off Peak | 0 | 0 | 1 | Off Peak | 0 | 1 | Off Peak | 0 | 1 | Off Peak | 0 | 0 | 1 | Super Off Peak | 0 | 0 | 1 | Super Off Peak | 0 | 0 | 1 | Super Off Peak
2020 | 12 | 16 | 2020-12-16 | 2 | 0 | 0 | 0 | [6 empty] | 0 | 0 | 0 | 1 | Super Off Peak | 0 | 0 | 1 | Off Peak | 0 | 1 | Off Peak | 0 | 1 | Off Peak | 0 | 0 | 1 | Super Off Peak | 0 | 0 | 1 | Super Off Peak | 0 | 0 | 1 | Super Off Peak
2020 | 12 | 16 | 2020-12-16 | 3 | 0 | 0 | 0 | [6 empty] | 0 | 0 | 0 | 1 | Super Off Peak | 0 | 0 | 1 | Off Peak | 0 | 1 | Off Peak | 0 | 1 | Off Peak | 0 | 0 | 1 | Super Off Peak | 0 | 0 | 1 | Super Off Peak | 0 | 0 | 1 | Super Off Peak
2020 | 12 | 16 | 2020-12-16 | 4 | 0 | 0 | 0 | [6 empty] | 0 | 0 | 0 | 1 | Super Off Peak | 0 | 0 | 1 | Off Peak | 0 | 1 | Off Peak | 0 | 1 | Off Peak | 0 | 0 | 1 | Super Off Peak | 0 | 0 | 1 | Super Off Peak | 0 | 0 | 1 | Super Off Peak
2020 | 12 | 16 | 2020-12-16 | 5 | 0 | 0 | 0 | [6 empty] | 0 | 0 | 0 | 1 | Super Off Peak | 0 | 0 | 1 | Off Peak | 0 | 1 | Off Peak | 0 | 1 | Off Peak | 0 | 0 | 1 | Super Off Peak | 0 | 0 | 1 | Super Off Peak | 0 | 0 | 1 | Super Off Peak
2020 | 12 | 16 | 2020-12-16 | 6 | 0 | 0 | 0 | [6 empty] | 0 | 0 | 0 | 1 | Super Off Peak | 0 | 0 | 1 | Off Peak | 0 | 1 | Off Peak | 0 | 1 | Off Peak | 0 | 0 | 1 | Super Off Peak | 0 | 1 | 0 | Off Peak | 0 | 1 | 0 | Off Peak
2020 | 12 | 16 | 2020-12-16 | 7 | 0 | 0 | 0 | [6 empty] | 0 | 0 | 1 | 0 | Off Peak | 0 | 1 | 0 | Semi-Peak | 0 | 1 | Off Peak | 0 | 1 | Off Peak | 0 | 1 | 0 | Off Peak | 0 | 1 | 0 | Off Peak | 0 | 1 | 0 | Off Peak
2020 | 12 | 16 | 2020-12-16 | 8 | 0 | 0 | 0 | [6 empty] | 0 | 0 | 1 | 0 | Off Peak | 0 | 1 | 0 | Semi-Peak | 0 | 1 | Off Peak | 0 | 1 | Off Peak | 0 | 1 | 0 | Off Peak | 0 | 1 | 0 | Off Peak | 0 | 1 | 0 | Off Peak
2020 | 12 | 16 | 2020-12-16 | 9 | 0 | 0 | 0 | [6 empty] | 0 | 0 | 1 | 0 | Off Peak | 0 | 1 | 0 | Semi-Peak | 0 | 1 | Off Peak | 0 | 1 | Off Peak | 0 | 1 | 0 | Off Peak | 0 | 1 | 0 | Off Peak | 0 | 1 | 0 | Off Peak
2020 | 12 | 16 | 2020-12-16 | 10 | 0 | 0 | 0 | [6 empty] | 0 | 0 | 1 | 0 | Off Peak | 0 | 1 | 0 | Semi-Peak | 0 | 1 | Off Peak | 0 | 1 | Off Peak | 0 | 1 | 0 | Off Peak | 0 | 1 | 0 | Off Peak | 0 | 1 | 0 | Off Peak
2020 | 12 | 16 | 2020-12-16 | 11 | 0 | 0 | 0 | [6 empty] | 0 | 0 | 1 | 0 | Off Peak | 0 | 1 | 0 | Semi-Peak | 0 | 1 | Off Peak | 0 | 1 | Off Peak | 0 | 1 | 0 | Off Peak | 0 | 1 | 0 | Off Peak | 0 | 1 | 0 | Off Peak
2020 | 12 | 16 | 2020-12-16 | 12 | 0 | 0 | 0 | [6 empty] | 0 | 0 | 1 | 0 | Off Peak | 0 | 1 | 0 | Semi-Peak | 0 | 1 | Off Peak | 0 | 1 | Off Peak | 0 | 1 | 0 | Off Peak | 0 | 1 | 0 | Off Peak | 0 | 1 | 0 | Off Peak
2020 | 12 | 16 | 2020-12-16 | 13 | 0 | 0 | 0 | [6 empty] | 0 | 0 | 1 | 0 | Off Peak | 0 | 1 | 0 | Semi-Peak | 0 | 1 | Off Peak | 1 | 0 | On Peak | 0 | 1 | 0 | Off Peak | 1 | 0 | 0 | On Peak | 0 | 1 | 0 | Off Peak
2020 | 12 | 16 | 2020-12-16 | 14 | 0 | 0 | 0 | [6 empty] | 0 | 0 | 1 | 0 | Off Peak | 0 | 1 | 0 | Semi-Peak | 0 | 1 | Off Peak | 1 | 0 | On Peak | 0 | 1 | 0 | Off Peak | 1 | 0 | 0 | On Peak | 0 | 1 | 0 | Off Peak
2020 | 12 | 16 | 2020-12-16 | 15 | 0 | 0 | 0 | [6 empty] | 0 | 0 | 1 | 0 | Off Peak | 0 | 1 | 0 | Semi-Peak | 0 | 1 | Off Peak | 1 | 0 | On Peak | 0 | 1 | 0 | Off Peak | 1 | 0 | 0 | On Peak | 0 | 1 | 0 | Off Peak
2020 | 12 | 16 | 2020-12-16 | 16 | 0 | 0 | 0 | [6 empty] | 0 | 0 | 1 | 0 | Off Peak | 0 | 1 | 0 | Semi-Peak | 0 | 1 | Off Peak | 1 | 0 | On Peak | 0 | 1 | 0 | Off Peak | 1 | 0 | 0 | On Peak | 0 | 1 | 0 | Off Peak
2020 | 12 | 16 | 2020-12-16 | 17 | 0 | 0 | 0 | [6 empty] | 0 | 1 | 0 | 0 | On Peak | 0 | 1 | 0 | Semi-Peak | 1 | 0 | On Peak | 1 | 0 | On Peak | 0 | 1 | 0 | Off Peak | 1 | 0 | 0 | On Peak | 0 | 1 | 0 | Off Peak
2020 | 12 | 16 | 2020-12-16 | 18 | 0 | 0 | 0 | [6 empty] | 0 | 1 | 0 | 0 | On Peak | 1 | 0 | 0 | On Peak | 1 | 0 | On Peak | 1 | 0 | On Peak | 0 | 1 | 0 | Off Peak | 1 | 0 | 0 | On Peak | 0 | 1 | 0 | Off Peak
2020 | 12 | 16 | 2020-12-16 | 19 | 0 | 0 | 0 | [6 empty] | 0 | 1 | 0 | 0 | On Peak | 1 | 0 | 0 | On Peak | 1 | 0 | On Peak | 0 | 1 | Off Peak | 0 | 0 | 1 | Super Off Peak | 1 | 0 | 0 | On Peak | 0 | 1 | 0 | Off Peak
2020 | 12 | 16 | 2020-12-16 | 20 | 0 | 0 | 0 | [6 empty] | 0 | 1 | 0 | 0 | On Peak | 1 | 0 | 0 | On Peak | 1 | 0 | On Peak | 0 | 1 | Off Peak | 0 | 0 | 1 | Super Off Peak | 1 | 0 | 0 | On Peak | 1 | 0 | 0 | On Peak
2020 | 12 | 16 | 2020-12-16 | 21 | 0 | 0 | 0 | [6 empty] | 0 | 1 | 0 | 0 | On Peak | 0 | 1 | 0 | Semi-Peak | 1 | 0 | On Peak | 0 | 1 | Off Peak | 0 | 0 | 1 | Super Off Peak | 0 | 1 | 0 | Off Peak | 1 | 0 | 0 | On Peak
2020 | 12 | 16 | 2020-12-16 | 22 | 0 | 0 | 0 | [6 empty] | 0 | 0 | 1 | 0 | Off Peak | 0 | 1 | 0 | Semi-Peak | 0 | 1 | Off Peak | 0 | 1 | Off Peak | 0 | 0 | 1 | Super Off Peak | 0 | 1 | 0 | Off Peak | 1 | 0 | 0 | On Peak
2020 | 12 | 16 | 2020-12-16 | 23 | 0 | 0 | 0 | [6 empty] | 0 | 0 | 1 | 0 | Off Peak | 0 | 0 | 1 | Off Peak | 0 | 1 | Off Peak | 0 | 1 | Off Peak | 0 | 0 | 1 | Super Off Peak | 0 | 1 | 0 | Off Peak | 1 | 0 | 0 | On Peak
2020 | 12 | 16 | 2020-12-16 | 24 | 0 | 0 | 0 | [6 empty] | 0 | 0 | 1 | 0 | Off Peak | 0 | 0 | 1 | Off Peak | 0 | 1 | Off Peak | 0 | 1 | Off Peak | 0 | 0 | 1 | Super Off Peak | 0 | 1 | 0 | Off Peak | 1 | 0 | 0 | On Peak
2020 | 12 | 17 | 2020-12-17 | 1 | 0 | 0 | 0 | [6 empty] | 0 | 0 | 0 | 1 | Super Off Peak | 0 | 0 | 1 | Off Peak | 0 | 1 | Off Peak | 0 | 1 | Off Peak | 0 | 0 | 1 | Super Off Peak | 0 | 0 | 1 | Super Off Peak | 0 | 0 | 1 | Super Off Peak
2020 | 12 | 17 | 2020-12-17 | 2 | 0 | 0 | 0 | [6 empty] | 0 | 0 | 0 | 1 | Super Off Peak | 0 | 0 | 1 | Off Peak | 0 | 1 | Off Peak | 0 | 1 | Off Peak | 0 | 0 | 1 | Super Off Peak | 0 | 0 | 1 | Super Off Peak | 0 | 0 | 1 | Super Off Peak
2020 | 12 | 17 | 2020-12-17 | 3 | 0 | 0 | 0 | [6 empty] | 0 | 0 | 0 | 1 | Super Off Peak | 0 | 0 | 1 | Off Peak | 0 | 1 | Off Peak | 0 | 1 | Off Peak | 0 | 0 | 1 | Super Off Peak | 0 | 0 | 1 | Super Off Peak | 0 | 0 | 1 | Super Off Peak
2020 | 12 | 17 | 2020-12-17 | 4 | 0 | 0 | 0 | [6 empty] | 0 | 0 | 0 | 1 | Super Off Peak | 0 | 0 | 1 | Off Peak | 0 | 1 | Off Peak | 0 | 1 | Off Peak | 0 | 0 | 1 | Super Off Peak | 0 | 0 | 1 | Super Off Peak | 0 | 0 | 1 | Super Off Peak
2020 | 12 | 17 | 2020-12-17 | 5 | 0 | 0 | 0 | [6 empty] | 0 | 0 | 0 | 1 | Super Off Peak | 0 | 0 | 1 | Off Peak | 0 | 1 | Off Peak | 0 | 1 | Off Peak | 0 | 0 | 1 | Super Off Peak | 0 | 0 | 1 | Super Off Peak | 0 | 0 | 1 | Super Off Peak
2020 | 12 | 17 | 2020-12-17 | 6 | 0 | 0 | 0 | [6 empty] | 0 | 0 | 0 | 1 | Super Off Peak | 0 | 0 | 1 | Off Peak | 0 | 1 | Off Peak | 0 | 1 | Off Peak | 0 | 0 | 1 | Super Off Peak | 0 | 1 | 0 | Off Peak | 0 | 1 | 0 | Off Peak
2020 | 12 | 17 | 2020-12-17 | 7 | 0 | 0 | 0 | [6 empty] | 0 | 0 | 1 | 0 | Off Peak | 0 | 1 | 0 | Semi-Peak | 0 | 1 | Off Peak | 0 | 1 | Off Peak | 0 | 1 | 0 | Off Peak | 0 | 1 | 0 | Off Peak | 0 | 1 | 0 | Off Peak
2020 | 12 | 17 | 2020-12-17 | 8 | 0 | 0 | 0 | [6 empty] | 0 | 0 | 1 | 0 | Off Peak | 0 | 1 | 0 | Semi-Peak | 0 | 1 | Off Peak | 0 | 1 | Off Peak | 0 | 1 | 0 | Off Peak | 0 | 1 | 0 | Off Peak | 0 | 1 | 0 | Off Peak
2020 | 12 | 17 | 2020-12-17 | 9 | 0 | 0 | 0 | [6 empty] | 0 | 0 | 1 | 0 | Off Peak | 0 | 1 | 0 | Semi-Peak | 0 | 1 | Off Peak | 0 | 1 | Off Peak | 0 | 1 | 0 | Off Peak | 0 | 1 | 0 | Off Peak | 0 | 1 | 0 | Off Peak
2020 | 12 | 17 | 2020-12-17 | 10 | 0 | 0 | 0 | [6 empty] | 0 | 0 | 1 | 0 | Off Peak | 0 | 1 | 0 | Semi-Peak | 0 | 1 | Off Peak | 0 | 1 | Off Peak | 0 | 1 | 0 | Off Peak | 0 | 1 | 0 | Off Peak | 0 | 1 | 0 | Off Peak
2020 | 12 | 17 | 2020-12-17 | 11 | 0 | 0 | 0 | [6 empty] | 0 | 0 | 1 | 0 | Off Peak | 0 | 1 | 0 | Semi-Peak | 0 | 1 | Off Peak | 0 | 1 | Off Peak | 0 | 1 | 0 | Off Peak | 0 | 1 | 0 | Off Peak | 0 | 1 | 0 | Off Peak
2020 | 12 | 17 | 2020-12-17 | 12 | 0 | 0 | 0 | [6 empty] | 0 | 0 | 1 | 0 | Off Peak | 0 | 1 | 0 | Semi-Peak | 0 | 1 | Off Peak | 0 | 1 | Off Peak | 0 | 1 | 0 | Off Peak | 0 | 1 | 0 | Off Peak | 0 | 1 | 0 | Off Peak
2020 | 12 | 17 | 2020-12-17 | 13 | 0 | 0 | 0 | [6 empty] | 0 | 0 | 1 | 0 | Off Peak | 0 | 1 | 0 | Semi-Peak | 0 | 1 | Off Peak | 1 | 0 | On Peak | 0 | 1 | 0 | Off Peak | 1 | 0 | 0 | On Peak | 0 | 1 | 0 | Off Peak
2020 | 12 | 17 | 2020-12-17 | 14 | 0 | 0 | 0 | [6 empty] | 0 | 0 | 1 | 0 | Off Peak | 0 | 1 | 0 | Semi-Peak | 0 | 1 | Off Peak | 1 | 0 | On Peak | 0 | 1 | 0 | Off Peak | 1 | 0 | 0 | On Peak | 0 | 1 | 0 | Off Peak
2020 | 12 | 17 | 2020-12-17 | 15 | 0 | 0 | 0 | [6 empty] | 0 | 0 | 1 | 0 | Off Peak | 0 | 1 | 0 | Semi-Peak | 0 | 1 | Off Peak | 1 | 0 | On Peak | 0 | 1 | 0 | Off Peak | 1 | 0 | 0 | On Peak | 0 | 1 | 0 | Off Peak
2020 | 12 | 17 | 2020-12-17 | 16 | 0 | 0 | 0 | [6 empty] | 0 | 0 | 1 | 0 | Off Peak | 0 | 1 | 0 | Semi-Peak | 0 | 1 | Off Peak | 1 | 0 | On Peak | 0 | 1 | 0 | Off Peak | 1 | 0 | 0 | On Peak | 0 | 1 | 0 | Off Peak
2020 | 12 | 17 | 2020-12-17 | 17 | 0 | 0 | 0 | [6 empty] | 0 | 1 | 0 | 0 | On Peak | 0 | 1 | 0 | Semi-Peak | 1 | 0 | On Peak | 1 | 0 | On Peak | 0 | 1 | 0 | Off Peak | 1 | 0 | 0 | On Peak | 0 | 1 | 0 | Off Peak
2020 | 12 | 17 | 2020-12-17 | 18 | 0 | 0 | 0 | [6 empty] | 0 | 1 | 0 | 0 | On Peak | 1 | 0 | 0 | On Peak | 1 | 0 | On Peak | 1 | 0 | On Peak | 0 | 1 | 0 | Off Peak | 1 | 0 | 0 | On Peak | 0 | 1 | 0 | Off Peak
2020 | 12 | 17 | 2020-12-17 | 19 | 0 | 0 | 0 | [6 empty] | 0 | 1 | 0 | 0 | On Peak | 1 | 0 | 0 | On Peak | 1 | 0 | On Peak | 0 | 1 | Off Peak | 0 | 0 | 1 | Super Off Peak | 1 | 0 | 0 | On Peak | 0 | 1 | 0 | Off Peak
2020 | 12 | 17 | 2020-12-17 | 20 | 0 | 0 | 0 | [6 empty] | 0 | 1 | 0 | 0 | On Peak | 1 | 0 | 0 | On Peak | 1 | 0 | On Peak | 0 | 1 | Off Peak | 0 | 0 | 1 | Super Off Peak | 1 | 0 | 0 | On Peak | 1 | 0 | 0 | On Peak
2020 | 12 | 17 | 2020-12-17 | 21 | 0 | 0 | 0 | [6 empty] | 0 | 1 | 0 | 0 | On Peak | 0 | 1 | 0 | Semi-Peak | 1 | 0 | On Peak | 0 | 1 | Off Peak | 0 | 0 | 1 | Super Off Peak | 0 | 1 | 0 | Off Peak | 1 | 0 | 0 | On Peak
2020 | 12 | 17 | 2020-12-17 | 22 | 0 | 0 | 0 | [6 empty] | 0 | 0 | 1 | 0 | Off Peak | 0 | 1 | 0 | Semi-Peak | 0 | 1 | Off Peak | 0 | 1 | Off Peak | 0 | 0 | 1 | Super Off Peak | 0 | 1 | 0 | Off Peak | 1 | 0 | 0 | On Peak
2020 | 12 | 17 | 2020-12-17 | 23 | 0 | 0 | 0 | [6 empty] | 0 | 0 | 1 | 0 | Off Peak | 0 | 0 | 1 | Off Peak | 0 | 1 | Off Peak | 0 | 1 | Off Peak | 0 | 0 | 1 | Super Off Peak | 0 | 1 | 0 | Off Peak | 1 | 0 | 0 | On Peak
2020 | 12 | 17 | 2020-12-17 | 24 | 0 | 0 | 0 | [6 empty] | 0 | 0 | 1 | 0 | Off Peak | 0 | 0 | 1 | Off Peak | 0 | 1 | Off Peak | 0 | 1 | Off Peak | 0 | 0 | 1 | Super Off Peak | 0 | 1 | 0 | Off Peak | 1 | 0 | 0 | On Peak
2020 | 12 | 18 | 2020-12-18 | 1 | 0 | 0 | 0 | [6 empty] | 0 | 0 | 0 | 1 | Super Off Peak | 0 | 0 | 1 | Off Peak | 0 | 1 | Off Peak | 0 | 1 | Off Peak | 0 | 0 | 1 | Super Off Peak | 0 | 0 | 1 | Super Off Peak | 0 | 0 | 1 | Super Off Peak
2020 | 12 | 18 | 2020-12-18 | 2 | 0 | 0 | 0 | [6 empty] | 0 | 0 | 0 | 1 | Super Off Peak | 0 | 0 | 1 | Off Peak | 0 | 1 | Off Peak | 0 | 1 | Off Peak | 0 | 0 | 1 | Super Off Peak | 0 | 0 | 1 | Super Off Peak | 0 | 0 | 1 | Super Off Peak
2020 | 12 | 18 | 2020-12-18 | 3 | 0 | 0 | 0 | [6 empty] | 0 | 0 | 0 | 1 | Super Off Peak | 0 | 0 | 1 | Off Peak | 0 | 1 | Off Peak | 0 | 1 | Off Peak | 0 | 0 | 1 | Super Off Peak | 0 | 0 | 1 | Super Off Peak | 0 | 0 | 1 | Super Off Peak
2020 | 12 | 18 | 2020-12-18 | 4 | 0 | 0 | 0 | [6 empty] | 0 | 0 | 0 | 1 | Super Off Peak | 0 | 0 | 1 | Off Peak | 0 | 1 | Off Peak | 0 | 1 | Off Peak | 0 | 0 | 1 | Super Off Peak | 0 | 0 | 1 | Super Off Peak | 0 | 0 | 1 | Super Off Peak
2020 | 12 | 18 | 2020-12-18 | 5 | 0 | 0 | 0 | [6 empty] | 0 | 0 | 0 | 1 | Super Off Peak | 0 | 0 | 1 | Off Peak | 0 | 1 | Off Peak | 0 | 1 | Off Peak | 0 | 0 | 1 | Super Off Peak | 0 | 0 | 1 | Super Off Peak | 0 | 0 | 1 | Super Off Peak
2020 | 12 | 18 | 2020-12-18 | 6 | 0 | 0 | 0 | [6 empty] | 0 | 0 | 0 | 1 | Super Off Peak | 0 | 0 | 1 | Off Peak | 0 | 1 | Off Peak | 0 | 1 | Off Peak | 0 | 0 | 1 | Super Off Peak | 0 | 1 | 0 | Off Peak | 0 | 1 | 0 | Off Peak
2020 | 12 | 18 | 2020-12-18 | 7 | 0 | 0 | 0 | [6 empty] | 0 | 0 | 1 | 0 | Off Peak | 0 | 1 | 0 | Semi-Peak | 0 | 1 | Off Peak | 0 | 1 | Off Peak | 0 | 1 | 0 | Off Peak | 0 | 1 | 0 | Off Peak | 0 | 1 | 0 | Off Peak
2020 | 12 | 18 | 2020-12-18 | 8 | 0 | 0 | 0 | [6 empty] | 0 | 0 | 1 | 0 | Off Peak | 0 | 1 | 0 | Semi-Peak | 0 | 1 | Off Peak | 0 | 1 | Off Peak | 0 | 1 | 0 | Off Peak | 0 | 1 | 0 | Off Peak | 0 | 1 | 0 | Off Peak
2020 | 12 | 18 | 2020-12-18 | 9 | 0 | 0 | 0 | [6 empty] | 0 | 0 | 1 | 0 | Off Peak | 0 | 1 | 0 | Semi-Peak | 0 | 1 | Off Peak | 0 | 1 | Off Peak | 0 | 1 | 0 | Off Peak | 0 | 1 | 0 | Off Peak | 0 | 1 | 0 | Off Peak
2020 | 12 | 18 | 2020-12-18 | 10 | 0 | 0 | 0 | [6 empty] | 0 | 0 | 1 | 0 | Off Peak | 0 | 1 | 0 | Semi-Peak | 0 | 1 | Off Peak | 0 | 1 | Off Peak | 0 | 1 | 0 | Off Peak | 0 | 1 | 0 | Off Peak | 0 | 1 | 0 | Off Peak
2020 | 12 | 18 | 2020-12-18 | 11 | 0 | 0 | 0 | [6 empty] | 0 | 0 | 1 | 0 | Off Peak | 0 | 1 | 0 | Semi-Peak | 0 | 1 | Off Peak | 0 | 1 | Off Peak | 0 | 1 | 0 | Off Peak | 0 | 1 | 0 | Off Peak | 0 | 1 | 0 | Off Peak
2020 | 12 | 18 | 2020-12-18 | 12 | 0 | 0 | 0 | [6 empty] | 0 | 0 | 1 | 0 | Off Peak | 0 | 1 | 0 | Semi-Peak | 0 | 1 | Off Peak | 0 | 1 | Off Peak | 0 | 1 | 0 | Off Peak | 0 | 1 | 0 | Off Peak | 0 | 1 | 0 | Off Peak
2020 | 12 | 18 | 2020-12-18 | 13 | 0 | 0 | 0 | [6 empty] | 0 | 0 | 1 | 0 | Off Peak | 0 | 1 | 0 | Semi-Peak | 0 | 1 | Off Peak | 1 | 0 | On Peak | 0 | 1 | 0 | Off Peak | 1 | 0 | 0 | On Peak | 0 | 1 | 0 | Off Peak
2020 | 12 | 18 | 2020-12-18 | 14 | 0 | 0 | 0 | [6 empty] | 0 | 0 | 1 | 0 | Off Peak | 0 | 1 | 0 | Semi-Peak | 0 | 1 | Off Peak | 1 | 0 | On Peak | 0 | 1 | 0 | Off Peak | 1 | 0 | 0 | On Peak | 0 | 1 | 0 | Off Peak
2020 | 12 | 18 | 2020-12-18 | 15 | 0 | 0 | 0 | [6 empty] | 0 | 0 | 1 | 0 | Off Peak | 0 | 1 | 0 | Semi-Peak | 0 | 1 | Off Peak | 1 | 0 | On Peak | 0 | 1 | 0 | Off Peak | 1 | 0 | 0 | On Peak | 0 | 1 | 0 | Off Peak
2020 | 12 | 18 | 2020-12-18 | 16 | 0 | 0 | 0 | [6 empty] | 0 | 0 | 1 | 0 | Off Peak | 0 | 1 | 0 | Semi-Peak | 0 | 1 | Off Peak | 1 | 0 | On Peak | 0 | 1 | 0 | Off Peak | 1 | 0 | 0 | On Peak | 0 | 1 | 0 | Off Peak
2020 | 12 | 18 | 2020-12-18 | 17 | 0 | 0 | 0 | [6 empty] | 0 | 1 | 0 | 0 | On Peak | 0 | 1 | 0 | Semi-Peak | 1 | 0 | On Peak | 1 | 0 | On Peak | 0 | 1 | 0 | Off Peak | 1 | 0 | 0 | On Peak | 0 | 1 | 0 | Off Peak
2020 | 12 | 18 | 2020-12-18 | 18 | 0 | 0 | 0 | [6 empty] | 0 | 1 | 0 | 0 | On Peak | 1 | 0 | 0 | On Peak | 1 | 0 | On Peak | 1 | 0 | On Peak | 0 | 1 | 0 | Off Peak | 1 | 0 | 0 | On Peak | 0 | 1 | 0 | Off Peak
2020 | 12 | 18 | 2020-12-18 | 19 | 0 | 0 | 0 | [6 empty] | 0 | 1 | 0 | 0 | On Peak | 1 | 0 | 0 | On Peak | 1 | 0 | On Peak | 0 | 1 | Off Peak | 0 | 0 | 1 | Super Off Peak | 1 | 0 | 0 | On Peak | 0 | 1 | 0 | Off Peak
2020 | 12 | 18 | 2020-12-18 | 20 | 0 | 0 | 0 | [6 empty] | 0 | 1 | 0 | 0 | On Peak | 1 | 0 | 0 | On Peak | 1 | 0 | On Peak | 0 | 1 | Off Peak | 0 | 0 | 1 | Super Off Peak | 1 | 0 | 0 | On Peak | 1 | 0 | 0 | On Peak
2020 | 12 | 18 | 2020-12-18 | 21 | 0 | 0 | 0 | [6 empty] | 0 | 1 | 0 | 0 | On Peak | 0 | 1 | 0 | Semi-Peak | 1 | 0 | On Peak | 0 | 1 | Off Peak | 0 | 0 | 1 | Super Off Peak | 0 | 1 | 0 | Off Peak | 1 | 0 | 0 | On Peak
2020 | 12 | 18 | 2020-12-18 | 22 | 0 | 0 | 0 | [6 empty] | 0 | 0 | 1 | 0 | Off Peak | 0 | 1 | 0 | Semi-Peak | 0 | 1 | Off Peak | 0 | 1 | Off Peak | 0 | 0 | 1 | Super Off Peak | 0 | 1 | 0 | Off Peak | 1 | 0 | 0 | On Peak
2020 | 12 | 18 | 2020-12-18 | 23 | 0 | 0 | 0 | [6 empty] | 0 | 0 | 1 | 0 | Off Peak | 0 | 0 | 1 | Off Peak | 0 | 1 | Off Peak | 0 | 1 | Off Peak | 0 | 0 | 1 | Super Off Peak | 0 | 1 | 0 | Off Peak | 1 | 0 | 0 | On Peak
2020 | 12 | 18 | 2020-12-18 | 24 | 0 | 0 | 0 | [6 empty] | 0 | 0 | 1 | 0 | Off Peak | 0 | 0 | 1 | Off Peak | 0 | 1 | Off Peak | 0 | 1 | Off Peak | 0 | 0 | 1 | Super Off Peak | 0 | 1 | 0 | Off Peak | 1 | 0 | 0 | On Peak
2020 | 12 | 19 | 2020-12-19 | 1 | 0 | 1 | 0 | [6 empty] | 0 | 0 | 0 | 1 | Super Off Peak | 0 | 0 | 1 | Off Peak | 0 | 1 | Off Peak | 0 | 1 | Off Peak | 0 | 0 | 1 | Super Off Peak | 0 | 0 | 1 | Super Off Peak | 0 | 0 | 1 | Super Off Peak
2020 | 12 | 19 | 2020-12-19 | 2 | 0 | 1 | 0 | [6 empty] | 0 | 0 | 0 | 1 | Super Off Peak | 0 | 0 | 1 | Off Peak | 0 | 1 | Off Peak | 0 | 1 | Off Peak | 0 | 0 | 1 | Super Off Peak | 0 | 0 | 1 | Super Off Peak | 0 | 0 | 1 | Super Off Peak
2020 | 12 | 19 | 2020-12-19 | 3 | 0 | 1 | 0 | [6 empty] | 0 | 0 | 0 | 1 | Super Off Peak | 0 | 0 | 1 | Off Peak | 0 | 1 | Off Peak | 0 | 1 | Off Peak | 0 | 0 | 1 | Super Off Peak | 0 | 0 | 1 | Super Off Peak | 0 | 0 | 1 | Super Off Peak
2020 | 12 | 19 | 2020-12-19 | 4 | 0 | 1 | 0 | [6 empty] | 0 | 0 | 0 | 1 | Super Off Peak | 0 | 0 | 1 | Off Peak | 0 | 1 | Off Peak | 0 | 1 | Off Peak | 0 | 0 | 1 | Super Off Peak | 0 | 0 | 1 | Super Off Peak | 0 | 0 | 1 | Super Off Peak
2020 | 12 | 19 | 2020-12-19 | 5 | 0 | 1 | 0 | [6 empty] | 0 | 0 | 0 | 1 | Super Off Peak | 0 | 0 | 1 | Off Peak | 0 | 1 | Off Peak | 0 | 1 | Off Peak | 0 | 0 | 1 | Super Off Peak | 0 | 0 | 1 | Super Off Peak | 0 | 0 | 1 | Super Off Peak
2020 | 12 | 19 | 2020-12-19 | 6 | 0 | 1 | 0 | [6 empty] | 0 | 0 | 0 | 1 | Super Off Peak | 0 | 0 | 1 | Off Peak | 0 | 1 | Off Peak | 0 | 1 | Off Peak | 0 | 0 | 1 | Super Off Peak | 0 | 1 | 0 | Off Peak | 0 | 1 | 0 | Off Peak
2020 | 12 | 19 | 2020-12-19 | 7 | 0 | 1 | 0 | [6 empty] | 0 | 0 | 0 | 1 | Super Off Peak | 0 | 0 | 1 | Off Peak | 0 | 1 | Off Peak | 0 | 1 | Off Peak | 0 | 0 | 1 | Super Off Peak | 0 | 1 | 0 | Off Peak | 0 | 1 | 0 | Off Peak
2020 | 12 | 19 | 2020-12-19 | 8 | 0 | 1 | 0 | [6 empty] | 0 | 0 | 0 | 1 | Super Off Peak | 0 | 0 | 1 | Off Peak | 0 | 1 | Off Peak | 0 | 1 | Off Peak | 0 | 0 | 1 | Super Off Peak | 0 | 1 | 0 | Off Peak | 0 | 1 | 0 | Off Peak
2020 | 12 | 19 | 2020-12-19 | 9 | 0 | 1 | 0 | [6 empty] | 0 | 0 | 0 | 1 | Super Off Peak | 0 | 0 | 1 | Off Peak | 0 | 1 | Off Peak | 0 | 1 | Off Peak | 0 | 0 | 1 | Super Off Peak | 0 | 1 | 0 | Off Peak | 0 | 1 | 0 | Off Peak
2020 | 12 | 19 | 2020-12-19 | 10 | 0 | 1 | 0 | [6 empty] | 0 | 0 | 0 | 1 | Super Off Peak | 0 | 0 | 1 | Off Peak | 0 | 1 | Off Peak | 0 | 1 | Off Peak | 0 | 0 | 1 | Super Off Peak | 0 | 1 | 0 | Off Peak | 0 | 1 | 0 | Off Peak
2020 | 12 | 19 | 2020-12-19 | 11 | 0 | 1 | 0 | [6 empty] | 0 | 0 | 0 | 1 | Super Off Peak | 0 | 0 | 1 | Off Peak | 0 | 1 | Off Peak | 0 | 1 | Off Peak | 0 | 0 | 1 | Super Off Peak | 0 | 1 | 0 | Off Peak | 0 | 1 | 0 | Off Peak
2020 | 12 | 19 | 2020-12-19 | 12 | 0 | 1 | 0 | [6 empty] | 0 | 0 | 0 | 1 | Super Off Peak | 0 | 0 | 1 | Off Peak | 0 | 1 | Off Peak | 0 | 1 | Off Peak | 0 | 0 | 1 | Super Off Peak | 0 | 1 | 0 | Off Peak | 0 | 1 | 0 | Off Peak
2020 | 12 | 19 | 2020-12-19 | 13 | 0 | 1 | 0 | [6 empty] | 0 | 0 | 0 | 1 | Super Off Peak | 0 | 0 | 1 | Off Peak | 0 | 1 | Off Peak | 0 | 1 | Off Peak | 0 | 0 | 1 | Super Off Peak | 1 | 0 | 0 | On Peak | 0 | 1 | 0 | Off Peak
2020 | 12 | 19 | 2020-12-19 | 14 | 0 | 1 | 0 | [6 empty] | 0 | 0 | 0 | 1 | Super Off Peak | 0 | 0 | 1 | Off Peak | 0 | 1 | Off Peak | 0 | 1 | Off Peak | 0 | 0 | 1 | Super Off Peak | 1 | 0 | 0 | On Peak | 0 | 1 | 0 | Off Peak
2020 | 12 | 19 | 2020-12-19 | 15 | 0 | 1 | 0 | [6 empty] | 0 | 0 | 1 | 0 | Off Peak | 0 | 0 | 1 | Off Peak | 0 | 1 | Off Peak | 0 | 1 | Off Peak | 0 | 0 | 1 | Super Off Peak | 1 | 0 | 0 | On Peak | 0 | 1 | 0 | Off Peak
2020 | 12 | 19 | 2020-12-19 | 16 | 0 | 1 | 0 | [6 empty] | 0 | 0 | 1 | 0 | Off Peak | 0 | 0 | 1 | Off Peak | 0 | 1 | Off Peak | 0 | 1 | Off Peak | 0 | 0 | 1 | Super Off Peak | 1 | 0 | 0 | On Peak | 0 | 1 | 0 | Off Peak
2020 | 12 | 19 | 2020-12-19 | 17 | 0 | 1 | 0 | [6 empty] | 0 | 1 | 0 | 0 | On Peak | 0 | 0 | 1 | Off Peak | 0 | 1 | Off Peak | 0 | 1 | Off Peak | 0 | 0 | 1 | Super Off Peak | 1 | 0 | 0 | On Peak | 0 | 1 | 0 | Off Peak
2020 | 12 | 19 | 2020-12-19 | 18 | 0 | 1 | 0 | [6 empty] | 0 | 1 | 0 | 0 | On Peak | 0 | 0 | 1 | Off Peak | 0 | 1 | Off Peak | 0 | 1 | Off Peak | 0 | 0 | 1 | Super Off Peak | 1 | 0 | 0 | On Peak | 0 | 1 | 0 | Off Peak
2020 | 12 | 19 | 2020-12-19 | 19 | 0 | 1 | 0 | [6 empty] | 0 | 1 | 0 | 0 | On Peak | 0 | 0 | 1 | Off Peak | 0 | 1 | Off Peak | 0 | 1 | Off Peak | 0 | 0 | 1 | Super Off Peak | 1 | 0 | 0 | On Peak | 0 | 1 | 0 | Off Peak
2020 | 12 | 19 | 2020-12-19 | 20 | 0 | 1 | 0 | [6 empty] | 0 | 1 | 0 | 0 | On Peak | 0 | 0 | 1 | Off Peak | 0 | 1 | Off Peak | 0 | 1 | Off Peak | 0 | 0 | 1 | Super Off Peak | 1 | 0 | 0 | On Peak | 1 | 0 | 0 | On Peak
2020 | 12 | 19 | 2020-12-19 | 21 | 0 | 1 | 0 | [6 empty] | 0 | 1 | 0 | 0 | On Peak | 0 | 0 | 1 | Off Peak | 0 | 1 | Off Peak | 0 | 1 | Off Peak | 0 | 0 | 1 | Super Off Peak | 0 | 1 | 0 | Off Peak | 1 | 0 | 0 | On Peak
2020 | 12 | 19 | 2020-12-19 | 22 | 0 | 1 | 0 | [6 empty] | 0 | 0 | 1 | 0 | Off Peak | 0 | 0 | 1 | Off Peak | 0 | 1 | Off Peak | 0 | 1 | Off Peak | 0 | 0 | 1 | Super Off Peak | 0 | 1 | 0 | Off Peak | 1 | 0 | 0 | On Peak
2020 | 12 | 19 | 2020-12-19 | 23 | 0 | 1 | 0 | [6 empty] | 0 | 0 | 1 | 0 | Off Peak | 0 | 0 | 1 | Off Peak | 0 | 1 | Off Peak | 0 | 1 | Off Peak | 0 | 0 | 1 | Super Off Peak | 0 | 1 | 0 | Off Peak | 1 | 0 | 0 | On Peak
2020 | 12 | 19 | 2020-12-19 | 24 | 0 | 1 | 0 | [6 empty] | 0 | 0 | 1 | 0 | Off Peak | 0 | 0 | 1 | Off Peak | 0 | 1 | Off Peak | 0 | 1 | Off Peak | 0 | 0 | 1 | Super Off Peak | 0 | 1 | 0 | Off Peak | 1 | 0 | 0 | On Peak
2020 | 12 | 20 | 2020-12-20 | 1 | 0 | 1 | 0 | [6 empty] | 0 | 0 | 0 | 1 | Super Off Peak | 0 | 0 | 1 | Off Peak | 0 | 1 | Off Peak | 0 | 1 | Off Peak | 0 | 0 | 1 | Super Off Peak | 0 | 0 | 1 | Super Off Peak | 0 | 0 | 1 | Super Off Peak
2020 | 12 | 20 | 2020-12-20 | 2 | 0 | 1 | 0 | [6 empty] | 0 | 0 | 0 | 1 | Super Off Peak | 0 | 0 | 1 | Off Peak | 0 | 1 | Off Peak | 0 | 1 | Off Peak | 0 | 0 | 1 | Super Off Peak | 0 | 0 | 1 | Super Off Peak | 0 | 0 | 1 | Super Off Peak
2020 | 12 | 20 | 2020-12-20 | 3 | 0 | 1 | 0 | [6 empty] | 0 | 0 | 0 | 1 | Super Off Peak | 0 | 0 | 1 | Off Peak | 0 | 1 | Off Peak | 0 | 1 | Off Peak | 0 | 0 | 1 | Super Off Peak | 0 | 0 | 1 | Super Off Peak | 0 | 0 | 1 | Super Off Peak
2020 | 12 | 20 | 2020-12-20 | 4 | 0 | 1 | 0 | [6 empty] | 0 | 0 | 0 | 1 | Super Off Peak | 0 | 0 | 1 | Off Peak | 0 | 1 | Off Peak | 0 | 1 | Off Peak | 0 | 0 | 1 | Super Off Peak | 0 | 0 | 1 | Super Off Peak | 0 | 0 | 1 | Super Off Peak
2020 | 12 | 20 | 2020-12-20 | 5 | 0 | 1 | 0 | [6 empty] | 0 | 0 | 0 | 1 | Super Off Peak | 0 | 0 | 1 | Off Peak | 0 | 1 | Off Peak | 0 | 1 | Off Peak | 0 | 0 | 1 | Super Off Peak | 0 | 0 | 1 | Super Off Peak | 0 | 0 | 1 | Super Off Peak
2020 | 12 | 20 | 2020-12-20 | 6 | 0 | 1 | 0 | [6 empty] | 0 | 0 | 0 | 1 | Super Off Peak | 0 | 0 | 1 | Off Peak | 0 | 1 | Off Peak | 0 | 1 | Off Peak | 0 | 0 | 1 | Super Off Peak | 0 | 1 | 0 | Off Peak | 0 | 1 | 0 | Off Peak
2020 | 12 | 20 | 2020-12-20 | 7 | 0 | 1 | 0 | [6 empty] | 0 | 0 | 0 | 1 | Super Off Peak | 0 | 0 | 1 | Off Peak | 0 | 1 | Off Peak | 0 | 1 | Off Peak | 0 | 0 | 1 | Super Off Peak | 0 | 1 | 0 | Off Peak | 0 | 1 | 0 | Off Peak
2020 | 12 | 20 | 2020-12-20 | 8 | 0 | 1 | 0 | [6 empty] | 0 | 0 | 0 | 1 | Super Off Peak | 0 | 0 | 1 | Off Peak | 0 | 1 | Off Peak | 0 | 1 | Off Peak | 0 | 0 | 1 | Super Off Peak | 0 | 1 | 0 | Off Peak | 0 | 1 | 0 | Off Peak
2020 | 12 | 20 | 2020-12-20 | 9 | 0 | 1 | 0 | [6 empty] | 0 | 0 | 0 | 1 | Super Off Peak | 0 | 0 | 1 | Off Peak | 0 | 1 | Off Peak | 0 | 1 | Off Peak | 0 | 0 | 1 | Super Off Peak | 0 | 1 | 0 | Off Peak | 0 | 1 | 0 | Off Peak
2020 | 12 | 20 | 2020-12-20 | 10 | 0 | 1 | 0 | [6 empty] | 0 | 0 | 0 | 1 | Super Off Peak | 0 | 0 | 1 | Off Peak | 0 | 1 | Off Peak | 0 | 1 | Off Peak | 0 | 0 | 1 | Super Off Peak | 0 | 1 | 0 | Off Peak | 0 | 1 | 0 | Off Peak
2020 | 12 | 20 | 2020-12-20 | 11 | 0 | 1 | 0 | [6 empty] | 0 | 0 | 0 | 1 | Super Off Peak | 0 | 0 | 1 | Off Peak | 0 | 1 | Off Peak | 0 | 1 | Off Peak | 0 | 0 | 1 | Super Off Peak | 0 | 1 | 0 | Off Peak | 0 | 1 | 0 | Off Peak
2020 | 12 | 20 | 2020-12-20 | 12 | 0 | 1 | 0 | [6 empty] | 0 | 0 | 0 | 1 | Super Off Peak | 0 | 0 | 1 | Off Peak | 0 | 1 | Off Peak | 0 | 1 | Off Peak | 0 | 0 | 1 | Super Off Peak | 0 | 1 | 0 | Off Peak | 0 | 1 | 0 | Off Peak
2020 | 12 | 20 | 2020-12-20 | 13 | 0 | 1 | 0 | [6 empty] | 0 | 0 | 0 | 1 | Super Off Peak | 0 | 0 | 1 | Off Peak | 0 | 1 | Off Peak | 0 | 1 | Off Peak | 0 | 0 | 1 | Super Off Peak | 1 | 0 | 0 | On Peak | 0 | 1 | 0 | Off Peak
2020 | 12 | 20 | 2020-12-20 | 14 | 0 | 1 | 0 | [6 empty] | 0 | 0 | 0 | 1 | Super Off Peak | 0 | 0 | 1 | Off Peak | 0 | 1 | Off Peak | 0 | 1 | Off Peak | 0 | 0 | 1 | Super Off Peak | 1 | 0 | 0 | On Peak | 0 | 1 | 0 | Off Peak
2020 | 12 | 20 | 2020-12-20 | 15 | 0 | 1 | 0 | [6 empty] | 0 | 0 | 1 | 0 | Off Peak | 0 | 0 | 1 | Off Peak | 0 | 1 | Off Peak | 0 | 1 | Off Peak | 0 | 0 | 1 | Super Off Peak | 1 | 0 | 0 | On Peak | 0 | 1 | 0 | Off Peak
2020 | 12 | 20 | 2020-12-20 | 16 | 0 | 1 | 0 | [6 empty] | 0 | 0 | 1 | 0 | Off Peak | 0 | 0 | 1 | Off Peak | 0 | 1 | Off Peak | 0 | 1 | Off Peak | 0 | 0 | 1 | Super Off Peak | 1 | 0 | 0 | On Peak | 0 | 1 | 0 | Off Peak
2020 | 12 | 20 | 2020-12-20 | 17 | 0 | 1 | 0 | [6 empty] | 0 | 1 | 0 | 0 | On Peak | 0 | 0 | 1 | Off Peak | 0 | 1 | Off Peak | 0 | 1 | Off Peak | 0 | 0 | 1 | Super Off Peak | 1 | 0 | 0 | On Peak | 0 | 1 | 0 | Off Peak
2020 | 12 | 20 | 2020-12-20 | 18 | 0 | 1 | 0 | [6 empty] | 0 | 1 | 0 | 0 | On Peak | 0 | 0 | 1 | Off Peak | 0 | 1 | Off Peak | 0 | 1 | Off Peak | 0 | 0 | 1 | Super Off Peak | 1 | 0 | 0 | On Peak | 0 | 1 | 0 | Off Peak
2020 | 12 | 20 | 2020-12-20 | 19 | 0 | 1 | 0 | [6 empty] | 0 | 1 | 0 | 0 | On Peak | 0 | 0 | 1 | Off Peak | 0 | 1 | Off Peak | 0 | 1 | Off Peak | 0 | 0 | 1 | Super Off Peak | 1 | 0 | 0 | On Peak | 0 | 1 | 0 | Off Peak
2020 | 12 | 20 | 2020-12-20 | 20 | 0 | 1 | 0 | [6 empty] | 0 | 1 | 0 | 0 | On Peak | 0 | 0 | 1 | Off Peak | 0 | 1 | Off Peak | 0 | 1 | Off Peak | 0 | 0 | 1 | Super Off Peak | 1 | 0 | 0 | On Peak | 1 | 0 | 0 | On Peak
2020 | 12 | 20 | 2020-12-20 | 21 | 0 | 1 | 0 | [6 empty] | 0 | 1 | 0 | 0 | On Peak | 0 | 0 | 1 | Off Peak | 0 | 1 | Off Peak | 0 | 1 | Off Peak | 0 | 0 | 1 | Super Off Peak | 0 | 1 | 0 | Off Peak | 1 | 0 | 0 | On Peak
2020 | 12 | 20 | 2020-12-20 | 22 | 0 | 1 | 0 | [6 empty] | 0 | 0 | 1 | 0 | Off Peak | 0 | 0 | 1 | Off Peak | 0 | 1 | Off Peak | 0 | 1 | Off Peak | 0 | 0 | 1 | Super Off Peak | 0 | 1 | 0 | Off Peak | 1 | 0 | 0 | On Peak
2020 | 12 | 20 | 2020-12-20 | 23 | 0 | 1 | 0 | [6 empty] | 0 | 0 | 1 | 0 | Off Peak | 0 | 0 | 1 | Off Peak | 0 | 1 | Off Peak | 0 | 1 | Off Peak | 0 | 0 | 1 | Super Off Peak | 0 | 1 | 0 | Off Peak | 1 | 0 | 0 | On Peak
2020 | 12 | 20 | 2020-12-20 | 24 | 0 | 1 | 0 | [6 empty] | 0 | 0 | 1 | 0 | Off Peak | 0 | 0 | 1 | Off Peak | 0 | 1 | Off Peak | 0 | 1 | Off Peak | 0 | 0 | 1 | Super Off Peak | 0 | 1 | 0 | Off Peak | 1 | 0 | 0 | On Peak
2020 | 12 | 21 | 2020-12-21 | 1 | 0 | 0 | 0 | [6 empty] | 0 | 0 | 0 | 1 | Super Off Peak | 0 | 0 | 1 | Off Peak | 0 | 1 | Off Peak | 0 | 1 | Off Peak | 0 | 0 | 1 | Super Off Peak | 0 | 0 | 1 | Super Off Peak | 0 | 0 | 1 | Super Off Peak
2020 | 12 | 21 | 2020-12-21 | 2 | 0 | 0 | 0 | [6 empty] | 0 | 0 | 0 | 1 | Super Off Peak | 0 | 0 | 1 | Off Peak | 0 | 1 | Off Peak | 0 | 1 | Off Peak | 0 | 0 | 1 | Super Off Peak | 0 | 0 | 1 | Super Off Peak | 0 | 0 | 1 | Super Off Peak
2020 | 12 | 21 | 2020-12-21 | 3 | 0 | 0 | 0 | [6 empty] | 0 | 0 | 0 | 1 | Super Off Peak | 0 | 0 | 1 | Off Peak | 0 | 1 | Off Peak | 0 | 1 | Off Peak | 0 | 0 | 1 | Super Off Peak | 0 | 0 | 1 | Super Off Peak | 0 | 0 | 1 | Super Off Peak
2020 | 12 | 21 | 2020-12-21 | 4 | 0 | 0 | 0 | [6 empty] | 0 | 0 | 0 | 1 | Super Off Peak | 0 | 0 | 1 | Off Peak | 0 | 1 | Off Peak | 0 | 1 | Off Peak | 0 | 0 | 1 | Super Off Peak | 0 | 0 | 1 | Super Off Peak | 0 | 0 | 1 | Super Off Peak
2020 | 12 | 21 | 2020-12-21 | 5 | 0 | 0 | 0 | [6 empty] | 0 | 0 | 0 | 1 | Super Off Peak | 0 | 0 | 1 | Off Peak | 0 | 1 | Off Peak | 0 | 1 | Off Peak | 0 | 0 | 1 | Super Off Peak | 0 | 0 | 1 | Super Off Peak | 0 | 0 | 1 | Super Off Peak
2020 | 12 | 21 | 2020-12-21 | 6 | 0 | 0 | 0 | [6 empty] | 0 | 0 | 0 | 1 | Super Off Peak | 0 | 0 | 1 | Off Peak | 0 | 1 | Off Peak | 0 | 1 | Off Peak | 0 | 0 | 1 | Super Off Peak | 0 | 1 | 0 | Off Peak | 0 | 1 | 0 | Off Peak
2020 | 12 | 21 | 2020-12-21 | 7 | 0 | 0 | 0 | [6 empty] | 0 | 0 | 1 | 0 | Off Peak | 0 | 1 | 0 | Semi-Peak | 0 | 1 | Off Peak | 0 | 1 | Off Peak | 0 | 1 | 0 | Off Peak | 0 | 1 | 0 | Off Peak | 0 | 1 | 0 | Off Peak
2020 | 12 | 21 | 2020-12-21 | 8 | 0 | 0 | 0 | [6 empty] | 0 | 0 | 1 | 0 | Off Peak | 0 | 1 | 0 | Semi-Peak | 0 | 1 | Off Peak | 0 | 1 | Off Peak | 0 | 1 | 0 | Off Peak | 0 | 1 | 0 | Off Peak | 0 | 1 | 0 | Off Peak
2020 | 12 | 21 | 2020-12-21 | 9 | 0 | 0 | 0 | [6 empty] | 0 | 0 | 1 | 0 | Off Peak | 0 | 1 | 0 | Semi-Peak | 0 | 1 | Off Peak | 0 | 1 | Off Peak | 0 | 1 | 0 | Off Peak | 0 | 1 | 0 | Off Peak | 0 | 1 | 0 | Off Peak
2020 | 12 | 21 | 2020-12-21 | 10 | 0 | 0 | 0 | [6 empty] | 0 | 0 | 1 | 0 | Off Peak | 0 | 1 | 0 | Semi-Peak | 0 | 1 | Off Peak | 0 | 1 | Off Peak | 0 | 1 | 0 | Off Peak | 0 | 1 | 0 | Off Peak | 0 | 1 | 0 | Off Peak
2020 | 12 | 21 | 2020-12-21 | 11 | 0 | 0 | 0 | [6 empty] | 0 | 0 | 1 | 0 | Off Peak | 0 | 1 | 0 | Semi-Peak | 0 | 1 | Off Peak | 0 | 1 | Off Peak | 0 | 1 | 0 | Off Peak | 0 | 1 | 0 | Off Peak | 0 | 1 | 0 | Off Peak
2020 | 12 | 21 | 2020-12-21 | 12 | 0 | 0 | 0 | [6 empty] | 0 | 0 | 1 | 0 | Off Peak | 0 | 1 | 0 | Semi-Peak | 0 | 1 | Off Peak | 0 | 1 | Off Peak | 0 | 1 | 0 | Off Peak | 0 | 1 | 0 | Off Peak | 0 | 1 | 0 | Off Peak
2020 | 12 | 21 | 2020-12-21 | 13 | 0 | 0 | 0 | [6 empty] | 0 | 0 | 1 | 0 | Off Peak | 0 | 1 | 0 | Semi-Peak | 0 | 1 | Off Peak | 1 | 0 | On Peak | 0 | 1 | 0 | Off Peak | 1 | 0 | 0 | On Peak | 0 | 1 | 0 | Off Peak
2020 | 12 | 21 | 2020-12-21 | 14 | 0 | 0 | 0 | [6 empty] | 0 | 0 | 1 | 0 | Off Peak | 0 | 1 | 0 | Semi-Peak | 0 | 1 | Off Peak | 1 | 0 | On Peak | 0 | 1 | 0 | Off Peak | 1 | 0 | 0 | On Peak | 0 | 1 | 0 | Off Peak
2020 | 12 | 21 | 2020-12-21 | 15 | 0 | 0 | 0 | [6 empty] | 0 | 0 | 1 | 0 | Off Peak | 0 | 1 | 0 | Semi-Peak | 0 | 1 | Off Peak | 1 | 0 | On Peak | 0 | 1 | 0 | Off Peak | 1 | 0 | 0 | On Peak | 0 | 1 | 0 | Off Peak
2020 | 12 | 21 | 2020-12-21 | 16 | 0 | 0 | 0 | [6 empty] | 0 | 0 | 1 | 0 | Off Peak | 0 | 1 | 0 | Semi-Peak | 0 | 1 | Off Peak | 1 | 0 | On Peak | 0 | 1 | 0 | Off Peak | 1 | 0 | 0 | On Peak | 0 | 1 | 0 | Off Peak
2020 | 12 | 21 | 2020-12-21 | 17 | 0 | 0 | 0 | [6 empty] | 0 | 1 | 0 | 0 | On Peak | 0 | 1 | 0 | Semi-Peak | 1 | 0 | On Peak | 1 | 0 | On Peak | 0 | 1 | 0 | Off Peak | 1 | 0 | 0 | On Peak | 0 | 1 | 0 | Off Peak
2020 | 12 | 21 | 2020-12-21 | 18 | 0 | 0 | 0 | [6 empty] | 0 | 1 | 0 | 0 | On Peak | 1 | 0 | 0 | On Peak | 1 | 0 | On Peak | 1 | 0 | On Peak | 0 | 1 | 0 | Off Peak | 1 | 0 | 0 | On Peak | 0 | 1 | 0 | Off Peak
2020 | 12 | 21 | 2020-12-21 | 19 | 0 | 0 | 0 | [6 empty] | 0 | 1 | 0 | 0 | On Peak | 1 | 0 | 0 | On Peak | 1 | 0 | On Peak | 0 | 1 | Off Peak | 0 | 0 | 1 | Super Off Peak | 1 | 0 | 0 | On Peak | 0 | 1 | 0 | Off Peak
2020 | 12 | 21 | 2020-12-21 | 20 | 0 | 0 | 0 | [6 empty] | 0 | 1 | 0 | 0 | On Peak | 1 | 0 | 0 | On Peak | 1 | 0 | On Peak | 0 | 1 | Off Peak | 0 | 0 | 1 | Super Off Peak | 1 | 0 | 0 | On Peak | 1 | 0 | 0 | On Peak
2020 | 12 | 21 | 2020-12-21 | 21 | 0 | 0 | 0 | [6 empty] | 0 | 1 | 0 | 0 | On Peak | 0 | 1 | 0 | Semi-Peak | 1 | 0 | On Peak | 0 | 1 | Off Peak | 0 | 0 | 1 | Super Off Peak | 0 | 1 | 0 | Off Peak | 1 | 0 | 0 | On Peak
2020 | 12 | 21 | 2020-12-21 | 22 | 0 | 0 | 0 | [6 empty] | 0 | 0 | 1 | 0 | Off Peak | 0 | 1 | 0 | Semi-Peak | 0 | 1 | Off Peak | 0 | 1 | Off Peak | 0 | 0 | 1 | Super Off Peak | 0 | 1 | 0 | Off Peak | 1 | 0 | 0 | On Peak
2020 | 12 | 21 | 2020-12-21 | 23 | 0 | 0 | 0 | [6 empty] | 0 | 0 | 1 | 0 | Off Peak | 0 | 0 | 1 | Off Peak | 0 | 1 | Off Peak | 0 | 1 | Off Peak | 0 | 0 | 1 | Super Off Peak | 0 | 1 | 0 | Off Peak | 1 | 0 | 0 | On Peak
2020 | 12 | 21 | 2020-12-21 | 24 | 0 | 0 | 0 | [6 empty] | 0 | 0 | 1 | 0 | Off Peak | 0 | 0 | 1 | Off Peak | 0 | 1 | Off Peak | 0 | 1 | Off Peak | 0 | 0 | 1 | Super Off Peak | 0 | 1 | 0 | Off Peak | 1 | 0 | 0 | On Peak
2020 | 12 | 22 | 2020-12-22 | 1 | 0 | 0 | 0 | [6 empty] | 0 | 0 | 0 | 1 | Super Off Peak | 0 | 0 | 1 | Off Peak | 0 | 1 | Off Peak | 0 | 1 | Off Peak | 0 | 0 | 1 | Super Off Peak | 0 | 0 | 1 | Super Off Peak | 0 | 0 | 1 | Super Off Peak
2020 | 12 | 22 | 2020-12-22 | 2 | 0 | 0 | 0 | [6 empty] | 0 | 0 | 0 | 1 | Super Off Peak | 0 | 0 | 1 | Off Peak | 0 | 1 | Off Peak | 0 | 1 | Off Peak | 0 | 0 | 1 | Super Off Peak | 0 | 0 | 1 | Super Off Peak | 0 | 0 | 1 | Super Off Peak
2020 | 12 | 22 | 2020-12-22 | 3 | 0 | 0 | 0 | [6 empty] | 0 | 0 | 0 | 1 | Super Off Peak | 0 | 0 | 1 | Off Peak | 0 | 1 | Off Peak | 0 | 1 | Off Peak | 0 | 0 | 1 | Super Off Peak | 0 | 0 | 1 | Super Off Peak | 0 | 0 | 1 | Super Off Peak
2020 | 12 | 22 | 2020-12-22 | 4 | 0 | 0 | 0 | [6 empty] | 0 | 0 | 0 | 1 | Super Off Peak | 0 | 0 | 1 | Off Peak | 0 | 1 | Off Peak | 0 | 1 | Off Peak | 0 | 0 | 1 | Super Off Peak | 0 | 0 | 1 | Super Off Peak | 0 | 0 | 1 | Super Off Peak
2020 | 12 | 22 | 2020-12-22 | 5 | 0 | 0 | 0 | [6 empty] | 0 | 0 | 0 | 1 | Super Off Peak | 0 | 0 | 1 | Off Peak | 0 | 1 | Off Peak | 0 | 1 | Off Peak | 0 | 0 | 1 | Super Off Peak | 0 | 0 | 1 | Super Off Peak | 0 | 0 | 1 | Super Off Peak
2020 | 12 | 22 | 2020-12-22 | 6 | 0 | 0 | 0 | [6 empty] | 0 | 0 | 0 | 1 | Super Off Peak | 0 | 0 | 1 | Off Peak | 0 | 1 | Off Peak | 0 | 1 | Off Peak | 0 | 0 | 1 | Super Off Peak | 0 | 1 | 0 | Off Peak | 0 | 1 | 0 | Off Peak
2020 | 12 | 22 | 2020-12-22 | 7 | 0 | 0 | 0 | [6 empty] | 0 | 0 | 1 | 0 | Off Peak | 0 | 1 | 0 | Semi-Peak | 0 | 1 | Off Peak | 0 | 1 | Off Peak | 0 | 1 | 0 | Off Peak | 0 | 1 | 0 | Off Peak | 0 | 1 | 0 | Off Peak
2020 | 12 | 22 | 2020-12-22 | 8 | 0 | 0 | 0 | [6 empty] | 0 | 0 | 1 | 0 | Off Peak | 0 | 1 | 0 | Semi-Peak | 0 | 1 | Off Peak | 0 | 1 | Off Peak | 0 | 1 | 0 | Off Peak | 0 | 1 | 0 | Off Peak | 0 | 1 | 0 | Off Peak
2020 | 12 | 22 | 2020-12-22 | 9 | 0 | 0 | 0 | [6 empty] | 0 | 0 | 1 | 0 | Off Peak | 0 | 1 | 0 | Semi-Peak | 0 | 1 | Off Peak | 0 | 1 | Off Peak | 0 | 1 | 0 | Off Peak | 0 | 1 | 0 | Off Peak | 0 | 1 | 0 | Off Peak
2020 | 12 | 22 | 2020-12-22 | 10 | 0 | 0 | 0 | [6 empty] | 0 | 0 | 1 | 0 | Off Peak | 0 | 1 | 0 | Semi-Peak | 0 | 1 | Off Peak | 0 | 1 | Off Peak | 0 | 1 | 0 | Off Peak | 0 | 1 | 0 | Off Peak | 0 | 1 | 0 | Off Peak
2020 | 12 | 22 | 2020-12-22 | 11 | 0 | 0 | 0 | [6 empty] | 0 | 0 | 1 | 0 | Off Peak | 0 | 1 | 0 | Semi-Peak | 0 | 1 | Off Peak | 0 | 1 | Off Peak | 0 | 1 | 0 | Off Peak | 0 | 1 | 0 | Off Peak | 0 | 1 | 0 | Off Peak
2020 | 12 | 22 | 2020-12-22 | 12 | 0 | 0 | 0 | [6 empty] | 0 | 0 | 1 | 0 | Off Peak | 0 | 1 | 0 | Semi-Peak | 0 | 1 | Off Peak | 0 | 1 | Off Peak | 0 | 1 | 0 | Off Peak | 0 | 1 | 0 | Off Peak | 0 | 1 | 0 | Off Peak
2020 | 12 | 22 | 2020-12-22 | 13 | 0 | 0 | 0 | [6 empty] | 0 | 0 | 1 | 0 | Off Peak | 0 | 1 | 0 | Semi-Peak | 0 | 1 | Off Peak | 1 | 0 | On Peak | 0 | 1 | 0 | Off Peak | 1 | 0 | 0 | On Peak | 0 | 1 | 0 | Off Peak
2020 | 12 | 22 | 2020-12-22 | 14 | 0 | 0 | 0 | [6 empty] | 0 | 0 | 1 | 0 | Off Peak | 0 | 1 | 0 | Semi-Peak | 0 | 1 | Off Peak | 1 | 0 | On Peak | 0 | 1 | 0 | Off Peak | 1 | 0 | 0 | On Peak | 0 | 1 | 0 | Off Peak
2020 | 12 | 22 | 2020-12-22 | 15 | 0 | 0 | 0 | [6 empty] | 0 | 0 | 1 | 0 | Off Peak | 0 | 1 | 0 | Semi-Peak | 0 | 1 | Off Peak | 1 | 0 | On Peak | 0 | 1 | 0 | Off Peak | 1 | 0 | 0 | On Peak | 0 | 1 | 0 | Off Peak
2020 | 12 | 22 | 2020-12-22 | 16 | 0 | 0 | 0 | [6 empty] | 0 | 0 | 1 | 0 | Off Peak | 0 | 1 | 0 | Semi-Peak | 0 | 1 | Off Peak | 1 | 0 | On Peak | 0 | 1 | 0 | Off Peak | 1 | 0 | 0 | On Peak | 0 | 1 | 0 | Off Peak
2020 | 12 | 22 | 2020-12-22 | 17 | 0 | 0 | 0 | [6 empty] | 0 | 1 | 0 | 0 | On Peak | 0 | 1 | 0 | Semi-Peak | 1 | 0 | On Peak | 1 | 0 | On Peak | 0 | 1 | 0 | Off Peak | 1 | 0 | 0 | On Peak | 0 | 1 | 0 | Off Peak
2020 | 12 | 22 | 2020-12-22 | 18 | 0 | 0 | 0 | [6 empty] | 0 | 1 | 0 | 0 | On Peak | 1 | 0 | 0 | On Peak | 1 | 0 | On Peak | 1 | 0 | On Peak | 0 | 1 | 0 | Off Peak | 1 | 0 | 0 | On Peak | 0 | 1 | 0 | Off Peak
2020 | 12 | 22 | 2020-12-22 | 19 | 0 | 0 | 0 | [6 empty] | 0 | 1 | 0 | 0 | On Peak | 1 | 0 | 0 | On Peak | 1 | 0 | On Peak | 0 | 1 | Off Peak | 0 | 0 | 1 | Super Off Peak | 1 | 0 | 0 | On Peak | 0 | 1 | 0 | Off Peak
2020 | 12 | 22 | 2020-12-22 | 20 | 0 | 0 | 0 | [6 empty] | 0 | 1 | 0 | 0 | On Peak | 1 | 0 | 0 | On Peak | 1 | 0 | On Peak | 0 | 1 | Off Peak | 0 | 0 | 1 | Super Off Peak | 1 | 0 | 0 | On Peak | 1 | 0 | 0 | On Peak
2020 | 12 | 22 | 2020-12-22 | 21 | 0 | 0 | 0 | [6 empty] | 0 | 1 | 0 | 0 | On Peak | 0 | 1 | 0 | Semi-Peak | 1 | 0 | On Peak | 0 | 1 | Off Peak | 0 | 0 | 1 | Super Off Peak | 0 | 1 | 0 | Off Peak | 1 | 0 | 0 | On Peak
2020 | 12 | 22 | 2020-12-22 | 22 | 0 | 0 | 0 | [6 empty] | 0 | 0 | 1 | 0 | Off Peak | 0 | 1 | 0 | Semi-Peak | 0 | 1 | Off Peak | 0 | 1 | Off Peak | 0 | 0 | 1 | Super Off Peak | 0 | 1 | 0 | Off Peak | 1 | 0 | 0 | On Peak
2020 | 12 | 22 | 2020-12-22 | 23 | 0 | 0 | 0 | [6 empty] | 0 | 0 | 1 | 0 | Off Peak | 0 | 0 | 1 | Off Peak | 0 | 1 | Off Peak | 0 | 1 | Off Peak | 0 | 0 | 1 | Super Off Peak | 0 | 1 | 0 | Off Peak | 1 | 0 | 0 | On Peak
2020 | 12 | 22 | 2020-12-22 | 24 | 0 | 0 | 0 | [6 empty] | 0 | 0 | 1 | 0 | Off Peak | 0 | 0 | 1 | Off Peak | 0 | 1 | Off Peak | 0 | 1 | Off Peak | 0 | 0 | 1 | Super Off Peak | 0 | 1 | 0 | Off Peak | 1 | 0 | 0 | On Peak
2020 | 12 | 23 | 2020-12-23 | 1 | 0 | 0 | 0 | [6 empty] | 0 | 0 | 0 | 1 | Super Off Peak | 0 | 0 | 1 | Off Peak | 0 | 1 | Off Peak | 0 | 1 | Off Peak | 0 | 0 | 1 | Super Off Peak | 0 | 0 | 1 | Super Off Peak | 0 | 0 | 1 | Super Off Peak
2020 | 12 | 23 | 2020-12-23 | 2 | 0 | 0 | 0 | [6 empty] | 0 | 0 | 0 | 1 | Super Off Peak | 0 | 0 | 1 | Off Peak | 0 | 1 | Off Peak | 0 | 1 | Off Peak | 0 | 0 | 1 | Super Off Peak | 0 | 0 | 1 | Super Off Peak | 0 | 0 | 1 | Super Off Peak
2020 | 12 | 23 | 2020-12-23 | 3 | 0 | 0 | 0 | [6 empty] | 0 | 0 | 0 | 1 | Super Off Peak | 0 | 0 | 1 | Off Peak | 0 | 1 | Off Peak | 0 | 1 | Off Peak | 0 | 0 | 1 | Super Off Peak | 0 | 0 | 1 | Super Off Peak | 0 | 0 | 1 | Super Off Peak
2020 | 12 | 23 | 2020-12-23 | 4 | 0 | 0 | 0 | [6 empty] | 0 | 0 | 0 | 1 | Super Off Peak | 0 | 0 | 1 | Off Peak | 0 | 1 | Off Peak | 0 | 1 | Off Peak | 0 | 0 | 1 | Super Off Peak | 0 | 0 | 1 | Super Off Peak | 0 | 0 | 1 | Super Off Peak
2020 | 12 | 23 | 2020-12-23 | 5 | 0 | 0 | 0 | [6 empty] | 0 | 0 | 0 | 1 | Super Off Peak | 0 | 0 | 1 | Off Peak | 0 | 1 | Off Peak | 0 | 1 | Off Peak | 0 | 0 | 1 | Super Off Peak | 0 | 0 | 1 | Super Off Peak | 0 | 0 | 1 | Super Off Peak
2020 | 12 | 23 | 2020-12-23 | 6 | 0 | 0 | 0 | [6 empty] | 0 | 0 | 0 | 1 | Super Off Peak | 0 | 0 | 1 | Off Peak | 0 | 1 | Off Peak | 0 | 1 | Off Peak | 0 | 0 | 1 | Super Off Peak | 0 | 1 | 0 | Off Peak | 0 | 1 | 0 | Off Peak
2020 | 12 | 23 | 2020-12-23 | 7 | 0 | 0 | 0 | [6 empty] | 0 | 0 | 1 | 0 | Off Peak | 0 | 1 | 0 | Semi-Peak | 0 | 1 | Off Peak | 0 | 1 | Off Peak | 0 | 1 | 0 | Off Peak | 0 | 1 | 0 | Off Peak | 0 | 1 | 0 | Off Peak
2020 | 12 | 23 | 2020-12-23 | 8 | 0 | 0 | 0 | [6 empty] | 0 | 0 | 1 | 0 | Off Peak | 0 | 1 | 0 | Semi-Peak | 0 | 1 | Off Peak | 0 | 1 | Off Peak | 0 | 1 | 0 | Off Peak | 0 | 1 | 0 | Off Peak | 0 | 1 | 0 | Off Peak
2020 | 12 | 23 | 2020-12-23 | 9 | 0 | 0 | 0 | [6 empty] | 0 | 0 | 1 | 0 | Off Peak | 0 | 1 | 0 | Semi-Peak | 0 | 1 | Off Peak | 0 | 1 | Off Peak | 0 | 1 | 0 | Off Peak | 0 | 1 | 0 | Off Peak | 0 | 1 | 0 | Off Peak
2020 | 12 | 23 | 2020-12-23 | 10 | 0 | 0 | 0 | [6 empty] | 0 | 0 | 1 | 0 | Off Peak | 0 | 1 | 0 | Semi-Peak | 0 | 1 | Off Peak | 0 | 1 | Off Peak | 0 | 1 | 0 | Off Peak | 0 | 1 | 0 | Off Peak | 0 | 1 | 0 | Off Peak
2020 | 12 | 23 | 2020-12-23 | 11 | 0 | 0 | 0 | [6 empty] | 0 | 0 | 1 | 0 | Off Peak | 0 | 1 | 0 | Semi-Peak | 0 | 1 | Off Peak | 0 | 1 | Off Peak | 0 | 1 | 0 | Off Peak | 0 | 1 | 0 | Off Peak | 0 | 1 | 0 | Off Peak
2020 | 12 | 23 | 2020-12-23 | 12 | 0 | 0 | 0 | [6 empty] | 0 | 0 | 1 | 0 | Off Peak | 0 | 1 | 0 | Semi-Peak | 0 | 1 | Off Peak | 0 | 1 | Off Peak | 0 | 1 | 0 | Off Peak | 0 | 1 | 0 | Off Peak | 0 | 1 | 0 | Off Peak
2020 | 12 | 23 | 2020-12-23 | 13 | 0 | 0 | 0 | [6 empty] | 0 | 0 | 1 | 0 | Off Peak | 0 | 1 | 0 | Semi-Peak | 0 | 1 | Off Peak | 1 | 0 | On Peak | 0 | 1 | 0 | Off Peak | 1 | 0 | 0 | On Peak | 0 | 1 | 0 | Off Peak
2020 | 12 | 23 | 2020-12-23 | 14 | 0 | 0 | 0 | [6 empty] | 0 | 0 | 1 | 0 | Off Peak | 0 | 1 | 0 | Semi-Peak | 0 | 1 | Off Peak | 1 | 0 | On Peak | 0 | 1 | 0 | Off Peak | 1 | 0 | 0 | On Peak | 0 | 1 | 0 | Off Peak
2020 | 12 | 23 | 2020-12-23 | 15 | 0 | 0 | 0 | [6 empty] | 0 | 0 | 1 | 0 | Off Peak | 0 | 1 | 0 | Semi-Peak | 0 | 1 | Off Peak | 1 | 0 | On Peak | 0 | 1 | 0 | Off Peak | 1 | 0 | 0 | On Peak | 0 | 1 | 0 | Off Peak
2020 | 12 | 23 | 2020-12-23 | 16 | 0 | 0 | 0 | [6 empty] | 0 | 0 | 1 | 0 | Off Peak | 0 | 1 | 0 | Semi-Peak | 0 | 1 | Off Peak | 1 | 0 | On Peak | 0 | 1 | 0 | Off Peak | 1 | 0 | 0 | On Peak | 0 | 1 | 0 | Off Peak
2020 | 12 | 23 | 2020-12-23 | 17 | 0 | 0 | 0 | [6 empty] | 0 | 1 | 0 | 0 | On Peak | 0 | 1 | 0 | Semi-Peak | 1 | 0 | On Peak | 1 | 0 | On Peak | 0 | 1 | 0 | Off Peak | 1 | 0 | 0 | On Peak | 0 | 1 | 0 | Off Peak
2020 | 12 | 23 | 2020-12-23 | 18 | 0 | 0 | 0 | [6 empty] | 0 | 1 | 0 | 0 | On Peak | 1 | 0 | 0 | On Peak | 1 | 0 | On Peak | 1 | 0 | On Peak | 0 | 1 | 0 | Off Peak | 1 | 0 | 0 | On Peak | 0 | 1 | 0 | Off Peak
2020 | 12 | 23 | 2020-12-23 | 19 | 0 | 0 | 0 | [6 empty] | 0 | 1 | 0 | 0 | On Peak | 1 | 0 | 0 | On Peak | 1 | 0 | On Peak | 0 | 1 | Off Peak | 0 | 0 | 1 | Super Off Peak | 1 | 0 | 0 | On Peak | 0 | 1 | 0 | Off Peak
2020 | 12 | 23 | 2020-12-23 | 20 | 0 | 0 | 0 | [6 empty] | 0 | 1 | 0 | 0 | On Peak | 1 | 0 | 0 | On Peak | 1 | 0 | On Peak | 0 | 1 | Off Peak | 0 | 0 | 1 | Super Off Peak | 1 | 0 | 0 | On Peak | 1 | 0 | 0 | On Peak
2020 | 12 | 23 | 2020-12-23 | 21 | 0 | 0 | 0 | [6 empty] | 0 | 1 | 0 | 0 | On Peak | 0 | 1 | 0 | Semi-Peak | 1 | 0 | On Peak | 0 | 1 | Off Peak | 0 | 0 | 1 | Super Off Peak | 0 | 1 | 0 | Off Peak | 1 | 0 | 0 | On Peak
2020 | 12 | 23 | 2020-12-23 | 22 | 0 | 0 | 0 | [6 empty] | 0 | 0 | 1 | 0 | Off Peak | 0 | 1 | 0 | Semi-Peak | 0 | 1 | Off Peak | 0 | 1 | Off Peak | 0 | 0 | 1 | Super Off Peak | 0 | 1 | 0 | Off Peak | 1 | 0 | 0 | On Peak
2020 | 12 | 23 | 2020-12-23 | 23 | 0 | 0 | 0 | [6 empty] | 0 | 0 | 1 | 0 | Off Peak | 0 | 0 | 1 | Off Peak | 0 | 1 | Off Peak | 0 | 1 | Off Peak | 0 | 0 | 1 | Super Off Peak | 0 | 1 | 0 | Off Peak | 1 | 0 | 0 | On Peak
2020 | 12 | 23 | 2020-12-23 | 24 | 0 | 0 | 0 | [6 empty] | 0 | 0 | 1 | 0 | Off Peak | 0 | 0 | 1 | Off Peak | 0 | 1 | Off Peak | 0 | 1 | Off Peak | 0 | 0 | 1 | Super Off Peak | 0 | 1 | 0 | Off Peak | 1 | 0 | 0 | On Peak
2020 | 12 | 24 | 2020-12-24 | 1 | 0 | 0 | 0 | [6 empty] | 0 | 0 | 0 | 1 | Super Off Peak | 0 | 0 | 1 | Off Peak | 0 | 1 | Off Peak | 0 | 1 | Off Peak | 0 | 0 | 1 | Super Off Peak | 0 | 0 | 1 | Super Off Peak | 0 | 0 | 1 | Super Off Peak
2020 | 12 | 24 | 2020-12-24 | 2 | 0 | 0 | 0 | [6 empty] | 0 | 0 | 0 | 1 | Super Off Peak | 0 | 0 | 1 | Off Peak | 0 | 1 | Off Peak | 0 | 1 | Off Peak | 0 | 0 | 1 | Super Off Peak | 0 | 0 | 1 | Super Off Peak | 0 | 0 | 1 | Super Off Peak
2020 | 12 | 24 | 2020-12-24 | 3 | 0 | 0 | 0 | [6 empty] | 0 | 0 | 0 | 1 | Super Off Peak | 0 | 0 | 1 | Off Peak | 0 | 1 | Off Peak | 0 | 1 | Off Peak | 0 | 0 | 1 | Super Off Peak | 0 | 0 | 1 | Super Off Peak | 0 | 0 | 1 | Super Off Peak
2020 | 12 | 24 | 2020-12-24 | 4 | 0 | 0 | 0 | [6 empty] | 0 | 0 | 0 | 1 | Super Off Peak | 0 | 0 | 1 | Off Peak | 0 | 1 | Off Peak | 0 | 1 | Off Peak | 0 | 0 | 1 | Super Off Peak | 0 | 0 | 1 | Super Off Peak | 0 | 0 | 1 | Super Off Peak
2020 | 12 | 24 | 2020-12-24 | 5 | 0 | 0 | 0 | [6 empty] | 0 | 0 | 0 | 1 | Super Off Peak | 0 | 0 | 1 | Off Peak | 0 | 1 | Off Peak | 0 | 1 | Off Peak | 0 | 0 | 1 | Super Off Peak | 0 | 0 | 1 | Super Off Peak | 0 | 0 | 1 | Super Off Peak
2020 | 12 | 24 | 2020-12-24 | 6 | 0 | 0 | 0 | [6 empty] | 0 | 0 | 0 | 1 | Super Off Peak | 0 | 0 | 1 | Off Peak | 0 | 1 | Off Peak | 0 | 1 | Off Peak | 0 | 0 | 1 | Super Off Peak | 0 | 1 | 0 | Off Peak | 0 | 1 | 0 | Off Peak
2020 | 12 | 24 | 2020-12-24 | 7 | 0 | 0 | 0 | [6 empty] | 0 | 0 | 1 | 0 | Off Peak | 0 | 1 | 0 | Semi-Peak | 0 | 1 | Off Peak | 0 | 1 | Off Peak | 0 | 1 | 0 | Off Peak | 0 | 1 | 0 | Off Peak | 0 | 1 | 0 | Off Peak
2020 | 12 | 24 | 2020-12-24 | 8 | 0 | 0 | 0 | [6 empty] | 0 | 0 | 1 | 0 | Off Peak | 0 | 1 | 0 | Semi-Peak | 0 | 1 | Off Peak | 0 | 1 | Off Peak | 0 | 1 | 0 | Off Peak | 0 | 1 | 0 | Off Peak | 0 | 1 | 0 | Off Peak
2020 | 12 | 24 | 2020-12-24 | 9 | 0 | 0 | 0 | [6 empty] | 0 | 0 | 1 | 0 | Off Peak | 0 | 1 | 0 | Semi-Peak | 0 | 1 | Off Peak | 0 | 1 | Off Peak | 0 | 1 | 0 | Off Peak | 0 | 1 | 0 | Off Peak | 0 | 1 | 0 | Off Peak
2020 | 12 | 24 | 2020-12-24 | 10 | 0 | 0 | 0 | [6 empty] | 0 | 0 | 1 | 0 | Off Peak | 0 | 1 | 0 | Semi-Peak | 0 | 1 | Off Peak | 0 | 1 | Off Peak | 0 | 1 | 0 | Off Peak | 0 | 1 | 0 | Off Peak | 0 | 1 | 0 | Off Peak
2020 | 12 | 24 | 2020-12-24 | 11 | 0 | 0 | 0 | [6 empty] | 0 | 0 | 1 | 0 | Off Peak | 0 | 1 | 0 | Semi-Peak | 0 | 1 | Off Peak | 0 | 1 | Off Peak | 0 | 1 | 0 | Off Peak | 0 | 1 | 0 | Off Peak | 0 | 1 | 0 | Off Peak
2020 | 12 | 24 | 2020-12-24 | 12 | 0 | 0 | 0 | [6 empty] | 0 | 0 | 1 | 0 | Off Peak | 0 | 1 | 0 | Semi-Peak | 0 | 1 | Off Peak | 0 | 1 | Off Peak | 0 | 1 | 0 | Off Peak | 0 | 1 | 0 | Off Peak | 0 | 1 | 0 | Off Peak
2020 | 12 | 24 | 2020-12-24 | 13 | 0 | 0 | 0 | [6 empty] | 0 | 0 | 1 | 0 | Off Peak | 0 | 1 | 0 | Semi-Peak | 0 | 1 | Off Peak | 1 | 0 | On Peak | 0 | 1 | 0 | Off Peak | 1 | 0 | 0 | On Peak | 0 | 1 | 0 | Off Peak
2020 | 12 | 24 | 2020-12-24 | 14 | 0 | 0 | 0 | [6 empty] | 0 | 0 | 1 | 0 | Off Peak | 0 | 1 | 0 | Semi-Peak | 0 | 1 | Off Peak | 1 | 0 | On Peak | 0 | 1 | 0 | Off Peak | 1 | 0 | 0 | On Peak | 0 | 1 | 0 | Off Peak
2020 | 12 | 24 | 2020-12-24 | 15 | 0 | 0 | 0 | [6 empty] | 0 | 0 | 1 | 0 | Off Peak | 0 | 1 | 0 | Semi-Peak | 0 | 1 | Off Peak | 1 | 0 | On Peak | 0 | 1 | 0 | Off Peak | 1 | 0 | 0 | On Peak | 0 | 1 | 0 | Off Peak
2020 | 12 | 24 | 2020-12-24 | 16 | 0 | 0 | 0 | [6 empty] | 0 | 0 | 1 | 0 | Off Peak | 0 | 1 | 0 | Semi-Peak | 0 | 1 | Off Peak | 1 | 0 | On Peak | 0 | 1 | 0 | Off Peak | 1 | 0 | 0 | On Peak | 0 | 1 | 0 | Off Peak
2020 | 12 | 24 | 2020-12-24 | 17 | 0 | 0 | 0 | [6 empty] | 0 | 1 | 0 | 0 | On Peak | 0 | 1 | 0 | Semi-Peak | 1 | 0 | On Peak | 1 | 0 | On Peak | 0 | 1 | 0 | Off Peak | 1 | 0 | 0 | On Peak | 0 | 1 | 0 | Off Peak
2020 | 12 | 24 | 2020-12-24 | 18 | 0 | 0 | 0 | [6 empty] | 0 | 1 | 0 | 0 | On Peak | 1 | 0 | 0 | On Peak | 1 | 0 | On Peak | 1 | 0 | On Peak | 0 | 1 | 0 | Off Peak | 1 | 0 | 0 | On Peak | 0 | 1 | 0 | Off Peak
2020 | 12 | 24 | 2020-12-24 | 19 | 0 | 0 | 0 | [6 empty] | 0 | 1 | 0 | 0 | On Peak | 1 | 0 | 0 | On Peak | 1 | 0 | On Peak | 0 | 1 | Off Peak | 0 | 0 | 1 | Super Off Peak | 1 | 0 | 0 | On Peak | 0 | 1 | 0 | Off Peak
2020 | 12 | 24 | 2020-12-24 | 20 | 0 | 0 | 0 | [6 empty] | 0 | 1 | 0 | 0 | On Peak | 1 | 0 | 0 | On Peak | 1 | 0 | On Peak | 0 | 1 | Off Peak | 0 | 0 | 1 | Super Off Peak | 1 | 0 | 0 | On Peak | 1 | 0 | 0 | On Peak
2020 | 12 | 24 | 2020-12-24 | 21 | 0 | 0 | 0 | [6 empty] | 0 | 1 | 0 | 0 | On Peak | 0 | 1 | 0 | Semi-Peak | 1 | 0 | On Peak | 0 | 1 | Off Peak | 0 | 0 | 1 | Super Off Peak | 0 | 1 | 0 | Off Peak | 1 | 0 | 0 | On Peak
2020 | 12 | 24 | 2020-12-24 | 22 | 0 | 0 | 0 | [6 empty] | 0 | 0 | 1 | 0 | Off Peak | 0 | 1 | 0 | Semi-Peak | 0 | 1 | Off Peak | 0 | 1 | Off Peak | 0 | 0 | 1 | Super Off Peak | 0 | 1 | 0 | Off Peak | 1 | 0 | 0 | On Peak
2020 | 12 | 24 | 2020-12-24 | 23 | 0 | 0 | 0 | [6 empty] | 0 | 0 | 1 | 0 | Off Peak | 0 | 0 | 1 | Off Peak | 0 | 1 | Off Peak | 0 | 1 | Off Peak | 0 | 0 | 1 | Super Off Peak | 0 | 1 | 0 | Off Peak | 1 | 0 | 0 | On Peak
2020 | 12 | 24 | 2020-12-24 | 24 | 0 | 0 | 0 | [6 empty] | 0 | 0 | 1 | 0 | Off Peak | 0 | 0 | 1 | Off Peak | 0 | 1 | Off Peak | 0 | 1 | Off Peak | 0 | 0 | 1 | Super Off Peak | 0 | 1 | 0 | Off Peak | 1 | 0 | 0 | On Peak
2020 | 12 | 25 | 2020-12-25 | 1 | 0 | 0 | 1 | [6 empty] | 0 | 0 | 0 | 1 | Super Off Peak | 0 | 0 | 1 | Off Peak | 0 | 1 | Off Peak | 0 | 1 | Off Peak | 0 | 0 | 1 | Super Off Peak | 0 | 0 | 1 | Super Off Peak | 0 | 0 | 1 | Super Off Peak
2020 | 12 | 25 | 2020-12-25 | 2 | 0 | 0 | 1 | [6 empty] | 0 | 0 | 0 | 1 | Super Off Peak | 0 | 0 | 1 | Off Peak | 0 | 1 | Off Peak | 0 | 1 | Off Peak | 0 | 0 | 1 | Super Off Peak | 0 | 0 | 1 | Super Off Peak | 0 | 0 | 1 | Super Off Peak
2020 | 12 | 25 | 2020-12-25 | 3 | 0 | 0 | 1 | [6 empty] | 0 | 0 | 0 | 1 | Super Off Peak | 0 | 0 | 1 | Off Peak | 0 | 1 | Off Peak | 0 | 1 | Off Peak | 0 | 0 | 1 | Super Off Peak | 0 | 0 | 1 | Super Off Peak | 0 | 0 | 1 | Super Off Peak
2020 | 12 | 25 | 2020-12-25 | 4 | 0 | 0 | 1 | [6 empty] | 0 | 0 | 0 | 1 | Super Off Peak | 0 | 0 | 1 | Off Peak | 0 | 1 | Off Peak | 0 | 1 | Off Peak | 0 | 0 | 1 | Super Off Peak | 0 | 0 | 1 | Super Off Peak | 0 | 0 | 1 | Super Off Peak
2020 | 12 | 25 | 2020-12-25 | 5 | 0 | 0 | 1 | [6 empty] | 0 | 0 | 0 | 1 | Super Off Peak | 0 | 0 | 1 | Off Peak | 0 | 1 | Off Peak | 0 | 1 | Off Peak | 0 | 0 | 1 | Super Off Peak | 0 | 0 | 1 | Super Off Peak | 0 | 0 | 1 | Super Off Peak
2020 | 12 | 25 | 2020-12-25 | 6 | 0 | 0 | 1 | [6 empty] | 0 | 0 | 0 | 1 | Super Off Peak | 0 | 0 | 1 | Off Peak | 0 | 1 | Off Peak | 0 | 1 | Off Peak | 0 | 0 | 1 | Super Off Peak | 0 | 1 | 0 | Off Peak | 0 | 1 | 0 | Off Peak
2020 | 12 | 25 | 2020-12-25 | 7 | 0 | 0 | 1 | [6 empty] | 0 | 0 | 0 | 1 | Super Off Peak | 0 | 0 | 1 | Off Peak | 0 | 1 | Off Peak | 0 | 1 | Off Peak | 0 | 0 | 1 | Super Off Peak | 0 | 1 | 0 | Off Peak | 0 | 1 | 0 | Off Peak
2020 | 12 | 25 | 2020-12-25 | 8 | 0 | 0 | 1 | [6 empty] | 0 | 0 | 0 | 1 | Super Off Peak | 0 | 0 | 1 | Off Peak | 0 | 1 | Off Peak | 0 | 1 | Off Peak | 0 | 0 | 1 | Super Off Peak | 0 | 1 | 0 | Off Peak | 0 | 1 | 0 | Off Peak
2020 | 12 | 25 | 2020-12-25 | 9 | 0 | 0 | 1 | [6 empty] | 0 | 0 | 0 | 1 | Super Off Peak | 0 | 0 | 1 | Off Peak | 0 | 1 | Off Peak | 0 | 1 | Off Peak | 0 | 0 | 1 | Super Off Peak | 0 | 1 | 0 | Off Peak | 0 | 1 | 0 | Off Peak
2020 | 12 | 25 | 2020-12-25 | 10 | 0 | 0 | 1 | [6 empty] | 0 | 0 | 0 | 1 | Super Off Peak | 0 | 0 | 1 | Off Peak | 0 | 1 | Off Peak | 0 | 1 | Off Peak | 0 | 0 | 1 | Super Off Peak | 0 | 1 | 0 | Off Peak | 0 | 1 | 0 | Off Peak
2020 | 12 | 25 | 2020-12-25 | 11 | 0 | 0 | 1 | [6 empty] | 0 | 0 | 0 | 1 | Super Off Peak | 0 | 0 | 1 | Off Peak | 0 | 1 | Off Peak | 0 | 1 | Off Peak | 0 | 0 | 1 | Super Off Peak | 0 | 1 | 0 | Off Peak | 0 | 1 | 0 | Off Peak
2020 | 12 | 25 | 2020-12-25 | 12 | 0 | 0 | 1 | [6 empty] | 0 | 0 | 0 | 1 | Super Off Peak | 0 | 0 | 1 | Off Peak | 0 | 1 | Off Peak | 0 | 1 | Off Peak | 0 | 0 | 1 | Super Off Peak | 0 | 1 | 0 | Off Peak | 0 | 1 | 0 | Off Peak
2020 | 12 | 25 | 2020-12-25 | 13 | 0 | 0 | 1 | [6 empty] | 0 | 0 | 0 | 1 | Super Off Peak | 0 | 0 | 1 | Off Peak | 0 | 1 | Off Peak | 0 | 1 | Off Peak | 0 | 0 | 1 | Super Off Peak | 1 | 0 | 0 | On Peak | 0 | 1 | 0 | Off Peak
2020 | 12 | 25 | 2020-12-25 | 14 | 0 | 0 | 1 | [6 empty] | 0 | 0 | 0 | 1 | Super Off Peak | 0 | 0 | 1 | Off Peak | 0 | 1 | Off Peak | 0 | 1 | Off Peak | 0 | 0 | 1 | Super Off Peak | 1 | 0 | 0 | On Peak | 0 | 1 | 0 | Off Peak
2020 | 12 | 25 | 2020-12-25 | 15 | 0 | 0 | 1 | [6 empty] | 0 | 0 | 1 | 0 | Off Peak | 0 | 0 | 1 | Off Peak | 0 | 1 | Off Peak | 0 | 1 | Off Peak | 0 | 0 | 1 | Super Off Peak | 1 | 0 | 0 | On Peak | 0 | 1 | 0 | Off Peak
2020 | 12 | 25 | 2020-12-25 | 16 | 0 | 0 | 1 | [6 empty] | 0 | 0 | 1 | 0 | Off Peak | 0 | 0 | 1 | Off Peak | 0 | 1 | Off Peak | 0 | 1 | Off Peak | 0 | 0 | 1 | Super Off Peak | 1 | 0 | 0 | On Peak | 0 | 1 | 0 | Off Peak
2020 | 12 | 25 | 2020-12-25 | 17 | 0 | 0 | 1 | [6 empty] | 0 | 1 | 0 | 0 | On Peak | 0 | 0 | 1 | Off Peak | 0 | 1 | Off Peak | 0 | 1 | Off Peak | 0 | 0 | 1 | Super Off Peak | 1 | 0 | 0 | On Peak | 0 | 1 | 0 | Off Peak
2020 | 12 | 25 | 2020-12-25 | 18 | 0 | 0 | 1 | [6 empty] | 0 | 1 | 0 | 0 | On Peak | 0 | 0 | 1 | Off Peak | 0 | 1 | Off Peak | 0 | 1 | Off Peak | 0 | 0 | 1 | Super Off Peak | 1 | 0 | 0 | On Peak | 0 | 1 | 0 | Off Peak
2020 | 12 | 25 | 2020-12-25 | 19 | 0 | 0 | 1 | [6 empty] | 0 | 1 | 0 | 0 | On Peak | 0 | 0 | 1 | Off Peak | 0 | 1 | Off Peak | 0 | 1 | Off Peak | 0 | 0 | 1 | Super Off Peak | 1 | 0 | 0 | On Peak | 0 | 1 | 0 | Off Peak
2020 | 12 | 25 | 2020-12-25 | 20 | 0 | 0 | 1 | [6 empty] | 0 | 1 | 0 | 0 | On Peak | 0 | 0 | 1 | Off Peak | 0 | 1 | Off Peak | 0 | 1 | Off Peak | 0 | 0 | 1 | Super Off Peak | 1 | 0 | 0 | On Peak | 0 | 1 | 0 | Off Peak
2020 | 12 | 25 | 2020-12-25 | 21 | 0 | 0 | 1 | [6 empty] | 0 | 1 | 0 | 0 | On Peak | 0 | 0 | 1 | Off Peak | 0 | 1 | Off Peak | 0 | 1 | Off Peak | 0 | 0 | 1 | Super Off Peak | 0 | 1 | 0 | Off Peak | 0 | 1 | 0 | Off Peak
2020 | 12 | 25 | 2020-12-25 | 22 | 0 | 0 | 1 | [6 empty] | 0 | 0 | 1 | 0 | Off Peak | 0 | 0 | 1 | Off Peak | 0 | 1 | Off Peak | 0 | 1 | Off Peak | 0 | 0 | 1 | Super Off Peak | 0 | 1 | 0 | Off Peak | 0 | 1 | 0 | Off Peak
2020 | 12 | 25 | 2020-12-25 | 23 | 0 | 0 | 1 | [6 empty] | 0 | 0 | 1 | 0 | Off Peak | 0 | 0 | 1 | Off Peak | 0 | 1 | Off Peak | 0 | 1 | Off Peak | 0 | 0 | 1 | Super Off Peak | 0 | 1 | 0 | Off Peak | 0 | 1 | 0 | Off Peak
2020 | 12 | 25 | 2020-12-25 | 24 | 0 | 0 | 1 | [6 empty] | 0 | 0 | 1 | 0 | Off Peak | 0 | 0 | 1 | Off Peak | 0 | 1 | Off Peak | 0 | 1 | Off Peak | 0 | 0 | 1 | Super Off Peak | 0 | 1 | 0 | Off Peak | 0 | 1 | 0 | Off Peak
2020 | 12 | 26 | 2020-12-26 | 1 | 0 | 1 | 0 | [6 empty] | 0 | 0 | 0 | 1 | Super Off Peak | 0 | 0 | 1 | Off Peak | 0 | 1 | Off Peak | 0 | 1 | Off Peak | 0 | 0 | 1 | Super Off Peak | 0 | 0 | 1 | Super Off Peak | 0 | 0 | 1 | Super Off Peak
2020 | 12 | 26 | 2020-12-26 | 2 | 0 | 1 | 0 | [6 empty] | 0 | 0 | 0 | 1 | Super Off Peak | 0 | 0 | 1 | Off Peak | 0 | 1 | Off Peak | 0 | 1 | Off Peak | 0 | 0 | 1 | Super Off Peak | 0 | 0 | 1 | Super Off Peak | 0 | 0 | 1 | Super Off Peak
2020 | 12 | 26 | 2020-12-26 | 3 | 0 | 1 | 0 | [6 empty] | 0 | 0 | 0 | 1 | Super Off Peak | 0 | 0 | 1 | Off Peak | 0 | 1 | Off Peak | 0 | 1 | Off Peak | 0 | 0 | 1 | Super Off Peak | 0 | 0 | 1 | Super Off Peak | 0 | 0 | 1 | Super Off Peak
2020 | 12 | 26 | 2020-12-26 | 4 | 0 | 1 | 0 | [6 empty] | 0 | 0 | 0 | 1 | Super Off Peak | 0 | 0 | 1 | Off Peak | 0 | 1 | Off Peak | 0 | 1 | Off Peak | 0 | 0 | 1 | Super Off Peak | 0 | 0 | 1 | Super Off Peak | 0 | 0 | 1 | Super Off Peak
2020 | 12 | 26 | 2020-12-26 | 5 | 0 | 1 | 0 | [6 empty] | 0 | 0 | 0 | 1 | Super Off Peak | 0 | 0 | 1 | Off Peak | 0 | 1 | Off Peak | 0 | 1 | Off Peak | 0 | 0 | 1 | Super Off Peak | 0 | 0 | 1 | Super Off Peak | 0 | 0 | 1 | Super Off Peak
2020 | 12 | 26 | 2020-12-26 | 6 | 0 | 1 | 0 | [6 empty] | 0 | 0 | 0 | 1 | Super Off Peak | 0 | 0 | 1 | Off Peak | 0 | 1 | Off Peak | 0 | 1 | Off Peak | 0 | 0 | 1 | Super Off Peak | 0 | 1 | 0 | Off Peak | 0 | 1 | 0 | Off Peak
2020 | 12 | 26 | 2020-12-26 | 7 | 0 | 1 | 0 | [6 empty] | 0 | 0 | 0 | 1 | Super Off Peak | 0 | 0 | 1 | Off Peak | 0 | 1 | Off Peak | 0 | 1 | Off Peak | 0 | 0 | 1 | Super Off Peak | 0 | 1 | 0 | Off Peak | 0 | 1 | 0 | Off Peak
2020 | 12 | 26 | 2020-12-26 | 8 | 0 | 1 | 0 | [6 empty] | 0 | 0 | 0 | 1 | Super Off Peak | 0 | 0 | 1 | Off Peak | 0 | 1 | Off Peak | 0 | 1 | Off Peak | 0 | 0 | 1 | Super Off Peak | 0 | 1 | 0 | Off Peak | 0 | 1 | 0 | Off Peak
2020 | 12 | 26 | 2020-12-26 | 9 | 0 | 1 | 0 | [6 empty] | 0 | 0 | 0 | 1 | Super Off Peak | 0 | 0 | 1 | Off Peak | 0 | 1 | Off Peak | 0 | 1 | Off Peak | 0 | 0 | 1 | Super Off Peak | 0 | 1 | 0 | Off Peak | 0 | 1 | 0 | Off Peak
2020 | 12 | 26 | 2020-12-26 | 10 | 0 | 1 | 0 | [6 empty] | 0 | 0 | 0 | 1 | Super Off Peak | 0 | 0 | 1 | Off Peak | 0 | 1 | Off Peak | 0 | 1 | Off Peak | 0 | 0 | 1 | Super Off Peak | 0 | 1 | 0 | Off Peak | 0 | 1 | 0 | Off Peak
2020 | 12 | 26 | 2020-12-26 | 11 | 0 | 1 | 0 | [6 empty] | 0 | 0 | 0 | 1 | Super Off Peak | 0 | 0 | 1 | Off Peak | 0 | 1 | Off Peak | 0 | 1 | Off Peak | 0 | 0 | 1 | Super Off Peak | 0 | 1 | 0 | Off Peak | 0 | 1 | 0 | Off Peak
2020 | 12 | 26 | 2020-12-26 | 12 | 0 | 1 | 0 | [6 empty] | 0 | 0 | 0 | 1 | Super Off Peak | 0 | 0 | 1 | Off Peak | 0 | 1 | Off Peak | 0 | 1 | Off Peak | 0 | 0 | 1 | Super Off Peak | 0 | 1 | 0 | Off Peak | 0 | 1 | 0 | Off Peak
2020 | 12 | 26 | 2020-12-26 | 13 | 0 | 1 | 0 | [6 empty] | 0 | 0 | 0 | 1 | Super Off Peak | 0 | 0 | 1 | Off Peak | 0 | 1 | Off Peak | 0 | 1 | Off Peak | 0 | 0 | 1 | Super Off Peak | 1 | 0 | 0 | On Peak | 0 | 1 | 0 | Off Peak
2020 | 12 | 26 | 2020-12-26 | 14 | 0 | 1 | 0 | [6 empty] | 0 | 0 | 0 | 1 | Super Off Peak | 0 | 0 | 1 | Off Peak | 0 | 1 | Off Peak | 0 | 1 | Off Peak | 0 | 0 | 1 | Super Off Peak | 1 | 0 | 0 | On Peak | 0 | 1 | 0 | Off Peak
2020 | 12 | 26 | 2020-12-26 | 15 | 0 | 1 | 0 | [6 empty] | 0 | 0 | 1 | 0 | Off Peak | 0 | 0 | 1 | Off Peak | 0 | 1 | Off Peak | 0 | 1 | Off Peak | 0 | 0 | 1 | Super Off Peak | 1 | 0 | 0 | On Peak | 0 | 1 | 0 | Off Peak
2020 | 12 | 26 | 2020-12-26 | 16 | 0 | 1 | 0 | [6 empty] | 0 | 0 | 1 | 0 | Off Peak | 0 | 0 | 1 | Off Peak | 0 | 1 | Off Peak | 0 | 1 | Off Peak | 0 | 0 | 1 | Super Off Peak | 1 | 0 | 0 | On Peak | 0 | 1 | 0 | Off Peak
2020 | 12 | 26 | 2020-12-26 | 17 | 0 | 1 | 0 | [6 empty] | 0 | 1 | 0 | 0 | On Peak | 0 | 0 | 1 | Off Peak | 0 | 1 | Off Peak | 0 | 1 | Off Peak | 0 | 0 | 1 | Super Off Peak | 1 | 0 | 0 | On Peak | 0 | 1 | 0 | Off Peak
2020 | 12 | 26 | 2020-12-26 | 18 | 0 | 1 | 0 | [6 empty] | 0 | 1 | 0 | 0 | On Peak | 0 | 0 | 1 | Off Peak | 0 | 1 | Off Peak | 0 | 1 | Off Peak | 0 | 0 | 1 | Super Off Peak | 1 | 0 | 0 | On Peak | 0 | 1 | 0 | Off Peak
2020 | 12 | 26 | 2020-12-26 | 19 | 0 | 1 | 0 | [6 empty] | 0 | 1 | 0 | 0 | On Peak | 0 | 0 | 1 | Off Peak | 0 | 1 | Off Peak | 0 | 1 | Off Peak | 0 | 0 | 1 | Super Off Peak | 1 | 0 | 0 | On Peak | 0 | 1 | 0 | Off Peak
2020 | 12 | 26 | 2020-12-26 | 20 | 0 | 1 | 0 | [6 empty] | 0 | 1 | 0 | 0 | On Peak | 0 | 0 | 1 | Off Peak | 0 | 1 | Off Peak | 0 | 1 | Off Peak | 0 | 0 | 1 | Super Off Peak | 1 | 0 | 0 | On Peak | 1 | 0 | 0 | On Peak
2020 | 12 | 26 | 2020-12-26 | 21 | 0 | 1 | 0 | [6 empty] | 0 | 1 | 0 | 0 | On Peak | 0 | 0 | 1 | Off Peak | 0 | 1 | Off Peak | 0 | 1 | Off Peak | 0 | 0 | 1 | Super Off Peak | 0 | 1 | 0 | Off Peak | 1 | 0 | 0 | On Peak
2020 | 12 | 26 | 2020-12-26 | 22 | 0 | 1 | 0 | [6 empty] | 0 | 0 | 1 | 0 | Off Peak | 0 | 0 | 1 | Off Peak | 0 | 1 | Off Peak | 0 | 1 | Off Peak | 0 | 0 | 1 | Super Off Peak | 0 | 1 | 0 | Off Peak | 1 | 0 | 0 | On Peak
2020 | 12 | 26 | 2020-12-26 | 23 | 0 | 1 | 0 | [6 empty] | 0 | 0 | 1 | 0 | Off Peak | 0 | 0 | 1 | Off Peak | 0 | 1 | Off Peak | 0 | 1 | Off Peak | 0 | 0 | 1 | Super Off Peak | 0 | 1 | 0 | Off Peak | 1 | 0 | 0 | On Peak
2020 | 12 | 26 | 2020-12-26 | 24 | 0 | 1 | 0 | [6 empty] | 0 | 0 | 1 | 0 | Off Peak | 0 | 0 | 1 | Off Peak | 0 | 1 | Off Peak | 0 | 1 | Off Peak | 0 | 0 | 1 | Super Off Peak | 0 | 1 | 0 | Off Peak | 1 | 0 | 0 | On Peak
2020 | 12 | 27 | 2020-12-27 | 1 | 0 | 1 | 0 | [6 empty] | 0 | 0 | 0 | 1 | Super Off Peak | 0 | 0 | 1 | Off Peak | 0 | 1 | Off Peak | 0 | 1 | Off Peak | 0 | 0 | 1 | Super Off Peak | 0 | 0 | 1 | Super Off Peak | 0 | 0 | 1 | Super Off Peak
2020 | 12 | 27 | 2020-12-27 | 2 | 0 | 1 | 0 | [6 empty] | 0 | 0 | 0 | 1 | Super Off Peak | 0 | 0 | 1 | Off Peak | 0 | 1 | Off Peak | 0 | 1 | Off Peak | 0 | 0 | 1 | Super Off Peak | 0 | 0 | 1 | Super Off Peak | 0 | 0 | 1 | Super Off Peak
2020 | 12 | 27 | 2020-12-27 | 3 | 0 | 1 | 0 | [6 empty] | 0 | 0 | 0 | 1 | Super Off Peak | 0 | 0 | 1 | Off Peak | 0 | 1 | Off Peak | 0 | 1 | Off Peak | 0 | 0 | 1 | Super Off Peak | 0 | 0 | 1 | Super Off Peak | 0 | 0 | 1 | Super Off Peak
2020 | 12 | 27 | 2020-12-27 | 4 | 0 | 1 | 0 | [6 empty] | 0 | 0 | 0 | 1 | Super Off Peak | 0 | 0 | 1 | Off Peak | 0 | 1 | Off Peak | 0 | 1 | Off Peak | 0 | 0 | 1 | Super Off Peak | 0 | 0 | 1 | Super Off Peak | 0 | 0 | 1 | Super Off Peak
2020 | 12 | 27 | 2020-12-27 | 5 | 0 | 1 | 0 | [6 empty] | 0 | 0 | 0 | 1 | Super Off Peak | 0 | 0 | 1 | Off Peak | 0 | 1 | Off Peak | 0 | 1 | Off Peak | 0 | 0 | 1 | Super Off Peak | 0 | 0 | 1 | Super Off Peak | 0 | 0 | 1 | Super Off Peak
2020 | 12 | 27 | 2020-12-27 | 6 | 0 | 1 | 0 | [6 empty] | 0 | 0 | 0 | 1 | Super Off Peak | 0 | 0 | 1 | Off Peak | 0 | 1 | Off Peak | 0 | 1 | Off Peak | 0 | 0 | 1 | Super Off Peak | 0 | 1 | 0 | Off Peak | 0 | 1 | 0 | Off Peak
2020 | 12 | 27 | 2020-12-27 | 7 | 0 | 1 | 0 | [6 empty] | 0 | 0 | 0 | 1 | Super Off Peak | 0 | 0 | 1 | Off Peak | 0 | 1 | Off Peak | 0 | 1 | Off Peak | 0 | 0 | 1 | Super Off Peak | 0 | 1 | 0 | Off Peak | 0 | 1 | 0 | Off Peak
2020 | 12 | 27 | 2020-12-27 | 8 | 0 | 1 | 0 | [6 empty] | 0 | 0 | 0 | 1 | Super Off Peak | 0 | 0 | 1 | Off Peak | 0 | 1 | Off Peak | 0 | 1 | Off Peak | 0 | 0 | 1 | Super Off Peak | 0 | 1 | 0 | Off Peak | 0 | 1 | 0 | Off Peak
2020 | 12 | 27 | 2020-12-27 | 9 | 0 | 1 | 0 | [6 empty] | 0 | 0 | 0 | 1 | Super Off Peak | 0 | 0 | 1 | Off Peak | 0 | 1 | Off Peak | 0 | 1 | Off Peak | 0 | 0 | 1 | Super Off Peak | 0 | 1 | 0 | Off Peak | 0 | 1 | 0 | Off Peak
2020 | 12 | 27 | 2020-12-27 | 10 | 0 | 1 | 0 | [6 empty] | 0 | 0 | 0 | 1 | Super Off Peak | 0 | 0 | 1 | Off Peak | 0 | 1 | Off Peak | 0 | 1 | Off Peak | 0 | 0 | 1 | Super Off Peak | 0 | 1 | 0 | Off Peak | 0 | 1 | 0 | Off Peak
2020 | 12 | 27 | 2020-12-27 | 11 | 0 | 1 | 0 | [6 empty] | 0 | 0 | 0 | 1 | Super Off Peak | 0 | 0 | 1 | Off Peak | 0 | 1 | Off Peak | 0 | 1 | Off Peak | 0 | 0 | 1 | Super Off Peak | 0 | 1 | 0 | Off Peak | 0 | 1 | 0 | Off Peak
2020 | 12 | 27 | 2020-12-27 | 12 | 0 | 1 | 0 | [6 empty] | 0 | 0 | 0 | 1 | Super Off Peak | 0 | 0 | 1 | Off Peak | 0 | 1 | Off Peak | 0 | 1 | Off Peak | 0 | 0 | 1 | Super Off Peak | 0 | 1 | 0 | Off Peak | 0 | 1 | 0 | Off Peak
2020 | 12 | 27 | 2020-12-27 | 13 | 0 | 1 | 0 | [6 empty] | 0 | 0 | 0 | 1 | Super Off Peak | 0 | 0 | 1 | Off Peak | 0 | 1 | Off Peak | 0 | 1 | Off Peak | 0 | 0 | 1 | Super Off Peak | 1 | 0 | 0 | On Peak | 0 | 1 | 0 | Off Peak
2020 | 12 | 27 | 2020-12-27 | 14 | 0 | 1 | 0 | [6 empty] | 0 | 0 | 0 | 1 | Super Off Peak | 0 | 0 | 1 | Off Peak | 0 | 1 | Off Peak | 0 | 1 | Off Peak | 0 | 0 | 1 | Super Off Peak | 1 | 0 | 0 | On Peak | 0 | 1 | 0 | Off Peak
2020 | 12 | 27 | 2020-12-27 | 15 | 0 | 1 | 0 | [6 empty] | 0 | 0 | 1 | 0 | Off Peak | 0 | 0 | 1 | Off Peak | 0 | 1 | Off Peak | 0 | 1 | Off Peak | 0 | 0 | 1 | Super Off Peak | 1 | 0 | 0 | On Peak | 0 | 1 | 0 | Off Peak
2020 | 12 | 27 | 2020-12-27 | 16 | 0 | 1 | 0 | [6 empty] | 0 | 0 | 1 | 0 | Off Peak | 0 | 0 | 1 | Off Peak | 0 | 1 | Off Peak | 0 | 1 | Off Peak | 0 | 0 | 1 | Super Off Peak | 1 | 0 | 0 | On Peak | 0 | 1 | 0 | Off Peak
2020 | 12 | 27 | 2020-12-27 | 17 | 0 | 1 | 0 | [6 empty] | 0 | 1 | 0 | 0 | On Peak | 0 | 0 | 1 | Off Peak | 0 | 1 | Off Peak | 0 | 1 | Off Peak | 0 | 0 | 1 | Super Off Peak | 1 | 0 | 0 | On Peak | 0 | 1 | 0 | Off Peak
2020 | 12 | 27 | 2020-12-27 | 18 | 0 | 1 | 0 | [6 empty] | 0 | 1 | 0 | 0 | On Peak | 0 | 0 | 1 | Off Peak | 0 | 1 | Off Peak | 0 | 1 | Off Peak | 0 | 0 | 1 | Super Off Peak | 1 | 0 | 0 | On Peak | 0 | 1 | 0 | Off Peak
2020 | 12 | 27 | 2020-12-27 | 19 | 0 | 1 | 0 | [6 empty] | 0 | 1 | 0 | 0 | On Peak | 0 | 0 | 1 | Off Peak | 0 | 1 | Off Peak | 0 | 1 | Off Peak | 0 | 0 | 1 | Super Off Peak | 1 | 0 | 0 | On Peak | 0 | 1 | 0 | Off Peak
2020 | 12 | 27 | 2020-12-27 | 20 | 0 | 1 | 0 | [6 empty] | 0 | 1 | 0 | 0 | On Peak | 0 | 0 | 1 | Off Peak | 0 | 1 | Off Peak | 0 | 1 | Off Peak | 0 | 0 | 1 | Super Off Peak | 1 | 0 | 0 | On Peak | 1 | 0 | 0 | On Peak
2020 | 12 | 27 | 2020-12-27 | 21 | 0 | 1 | 0 | [6 empty] | 0 | 1 | 0 | 0 | On Peak | 0 | 0 | 1 | Off Peak | 0 | 1 | Off Peak | 0 | 1 | Off Peak | 0 | 0 | 1 | Super Off Peak | 0 | 1 | 0 | Off Peak | 1 | 0 | 0 | On Peak
2020 | 12 | 27 | 2020-12-27 | 22 | 0 | 1 | 0 | [6 empty] | 0 | 0 | 1 | 0 | Off Peak | 0 | 0 | 1 | Off Peak | 0 | 1 | Off Peak | 0 | 1 | Off Peak | 0 | 0 | 1 | Super Off Peak | 0 | 1 | 0 | Off Peak | 1 | 0 | 0 | On Peak
2020 | 12 | 27 | 2020-12-27 | 23 | 0 | 1 | 0 | [6 empty] | 0 | 0 | 1 | 0 | Off Peak | 0 | 0 | 1 | Off Peak | 0 | 1 | Off Peak | 0 | 1 | Off Peak | 0 | 0 | 1 | Super Off Peak | 0 | 1 | 0 | Off Peak | 1 | 0 | 0 | On Peak
2020 | 12 | 27 | 2020-12-27 | 24 | 0 | 1 | 0 | [6 empty] | 0 | 0 | 1 | 0 | Off Peak | 0 | 0 | 1 | Off Peak | 0 | 1 | Off Peak | 0 | 1 | Off Peak | 0 | 0 | 1 | Super Off Peak | 0 | 1 | 0 | Off Peak | 1 | 0 | 0 | On Peak
2020 | 12 | 28 | 2020-12-28 | 1 | 0 | 0 | 0 | [6 empty] | 0 | 0 | 0 | 1 | Super Off Peak | 0 | 0 | 1 | Off Peak | 0 | 1 | Off Peak | 0 | 1 | Off Peak | 0 | 0 | 1 | Super Off Peak | 0 | 0 | 1 | Super Off Peak | 0 | 0 | 1 | Super Off Peak
2020 | 12 | 28 | 2020-12-28 | 2 | 0 | 0 | 0 | [6 empty] | 0 | 0 | 0 | 1 | Super Off Peak | 0 | 0 | 1 | Off Peak | 0 | 1 | Off Peak | 0 | 1 | Off Peak | 0 | 0 | 1 | Super Off Peak | 0 | 0 | 1 | Super Off Peak | 0 | 0 | 1 | Super Off Peak
2020 | 12 | 28 | 2020-12-28 | 3 | 0 | 0 | 0 | [6 empty] | 0 | 0 | 0 | 1 | Super Off Peak | 0 | 0 | 1 | Off Peak | 0 | 1 | Off Peak | 0 | 1 | Off Peak | 0 | 0 | 1 | Super Off Peak | 0 | 0 | 1 | Super Off Peak | 0 | 0 | 1 | Super Off Peak
2020 | 12 | 28 | 2020-12-28 | 4 | 0 | 0 | 0 | [6 empty] | 0 | 0 | 0 | 1 | Super Off Peak | 0 | 0 | 1 | Off Peak | 0 | 1 | Off Peak | 0 | 1 | Off Peak | 0 | 0 | 1 | Super Off Peak | 0 | 0 | 1 | Super Off Peak | 0 | 0 | 1 | Super Off Peak
2020 | 12 | 28 | 2020-12-28 | 5 | 0 | 0 | 0 | [6 empty] | 0 | 0 | 0 | 1 | Super Off Peak | 0 | 0 | 1 | Off Peak | 0 | 1 | Off Peak | 0 | 1 | Off Peak | 0 | 0 | 1 | Super Off Peak | 0 | 0 | 1 | Super Off Peak | 0 | 0 | 1 | Super Off Peak
2020 | 12 | 28 | 2020-12-28 | 6 | 0 | 0 | 0 | [6 empty] | 0 | 0 | 0 | 1 | Super Off Peak | 0 | 0 | 1 | Off Peak | 0 | 1 | Off Peak | 0 | 1 | Off Peak | 0 | 0 | 1 | Super Off Peak | 0 | 1 | 0 | Off Peak | 0 | 1 | 0 | Off Peak
2020 | 12 | 28 | 2020-12-28 | 7 | 0 | 0 | 0 | [6 empty] | 0 | 0 | 1 | 0 | Off Peak | 0 | 1 | 0 | Semi-Peak | 0 | 1 | Off Peak | 0 | 1 | Off Peak | 0 | 1 | 0 | Off Peak | 0 | 1 | 0 | Off Peak | 0 | 1 | 0 | Off Peak
2020 | 12 | 28 | 2020-12-28 | 8 | 0 | 0 | 0 | [6 empty] | 0 | 0 | 1 | 0 | Off Peak | 0 | 1 | 0 | Semi-Peak | 0 | 1 | Off Peak | 0 | 1 | Off Peak | 0 | 1 | 0 | Off Peak | 0 | 1 | 0 | Off Peak | 0 | 1 | 0 | Off Peak
2020 | 12 | 28 | 2020-12-28 | 9 | 0 | 0 | 0 | [6 empty] | 0 | 0 | 1 | 0 | Off Peak | 0 | 1 | 0 | Semi-Peak | 0 | 1 | Off Peak | 0 | 1 | Off Peak | 0 | 1 | 0 | Off Peak | 0 | 1 | 0 | Off Peak | 0 | 1 | 0 | Off Peak
2020 | 12 | 28 | 2020-12-28 | 10 | 0 | 0 | 0 | [6 empty] | 0 | 0 | 1 | 0 | Off Peak | 0 | 1 | 0 | Semi-Peak | 0 | 1 | Off Peak | 0 | 1 | Off Peak | 0 | 1 | 0 | Off Peak | 0 | 1 | 0 | Off Peak | 0 | 1 | 0 | Off Peak
2020 | 12 | 28 | 2020-12-28 | 11 | 0 | 0 | 0 | [6 empty] | 0 | 0 | 1 | 0 | Off Peak | 0 | 1 | 0 | Semi-Peak | 0 | 1 | Off Peak | 0 | 1 | Off Peak | 0 | 1 | 0 | Off Peak | 0 | 1 | 0 | Off Peak | 0 | 1 | 0 | Off Peak
2020 | 12 | 28 | 2020-12-28 | 12 | 0 | 0 | 0 | [6 empty] | 0 | 0 | 1 | 0 | Off Peak | 0 | 1 | 0 | Semi-Peak | 0 | 1 | Off Peak | 0 | 1 | Off Peak | 0 | 1 | 0 | Off Peak | 0 | 1 | 0 | Off Peak | 0 | 1 | 0 | Off Peak
2020 | 12 | 28 | 2020-12-28 | 13 | 0 | 0 | 0 | [6 empty] | 0 | 0 | 1 | 0 | Off Peak | 0 | 1 | 0 | Semi-Peak | 0 | 1 | Off Peak | 1 | 0 | On Peak | 0 | 1 | 0 | Off Peak | 1 | 0 | 0 | On Peak | 0 | 1 | 0 | Off Peak
2020 | 12 | 28 | 2020-12-28 | 14 | 0 | 0 | 0 | [6 empty] | 0 | 0 | 1 | 0 | Off Peak | 0 | 1 | 0 | Semi-Peak | 0 | 1 | Off Peak | 1 | 0 | On Peak | 0 | 1 | 0 | Off Peak | 1 | 0 | 0 | On Peak | 0 | 1 | 0 | Off Peak
2020 | 12 | 28 | 2020-12-28 | 15 | 0 | 0 | 0 | [6 empty] | 0 | 0 | 1 | 0 | Off Peak | 0 | 1 | 0 | Semi-Peak | 0 | 1 | Off Peak | 1 | 0 | On Peak | 0 | 1 | 0 | Off Peak | 1 | 0 | 0 | On Peak | 0 | 1 | 0 | Off Peak
2020 | 12 | 28 | 2020-12-28 | 16 | 0 | 0 | 0 | [6 empty] | 0 | 0 | 1 | 0 | Off Peak | 0 | 1 | 0 | Semi-Peak | 0 | 1 | Off Peak | 1 | 0 | On Peak | 0 | 1 | 0 | Off Peak | 1 | 0 | 0 | On Peak | 0 | 1 | 0 | Off Peak
2020 | 12 | 28 | 2020-12-28 | 17 | 0 | 0 | 0 | [6 empty] | 0 | 1 | 0 | 0 | On Peak | 0 | 1 | 0 | Semi-Peak | 1 | 0 | On Peak | 1 | 0 | On Peak | 0 | 1 | 0 | Off Peak | 1 | 0 | 0 | On Peak | 0 | 1 | 0 | Off Peak
2020 | 12 | 28 | 2020-12-28 | 18 | 0 | 0 | 0 | [6 empty] | 0 | 1 | 0 | 0 | On Peak | 1 | 0 | 0 | On Peak | 1 | 0 | On Peak | 1 | 0 | On Peak | 0 | 1 | 0 | Off Peak | 1 | 0 | 0 | On Peak | 0 | 1 | 0 | Off Peak
2020 | 12 | 28 | 2020-12-28 | 19 | 0 | 0 | 0 | [6 empty] | 0 | 1 | 0 | 0 | On Peak | 1 | 0 | 0 | On Peak | 1 | 0 | On Peak | 0 | 1 | Off Peak | 0 | 0 | 1 | Super Off Peak | 1 | 0 | 0 | On Peak | 0 | 1 | 0 | Off Peak
2020 | 12 | 28 | 2020-12-28 | 20 | 0 | 0 | 0 | [6 empty] | 0 | 1 | 0 | 0 | On Peak | 1 | 0 | 0 | On Peak | 1 | 0 | On Peak | 0 | 1 | Off Peak | 0 | 0 | 1 | Super Off Peak | 1 | 0 | 0 | On Peak | 1 | 0 | 0 | On Peak
2020 | 12 | 28 | 2020-12-28 | 21 | 0 | 0 | 0 | [6 empty] | 0 | 1 | 0 | 0 | On Peak | 0 | 1 | 0 | Semi-Peak | 1 | 0 | On Peak | 0 | 1 | Off Peak | 0 | 0 | 1 | Super Off Peak | 0 | 1 | 0 | Off Peak | 1 | 0 | 0 | On Peak
2020 | 12 | 28 | 2020-12-28 | 22 | 0 | 0 | 0 | [6 empty] | 0 | 0 | 1 | 0 | Off Peak | 0 | 1 | 0 | Semi-Peak | 0 | 1 | Off Peak | 0 | 1 | Off Peak | 0 | 0 | 1 | Super Off Peak | 0 | 1 | 0 | Off Peak | 1 | 0 | 0 | On Peak
2020 | 12 | 28 | 2020-12-28 | 23 | 0 | 0 | 0 | [6 empty] | 0 | 0 | 1 | 0 | Off Peak | 0 | 0 | 1 | Off Peak | 0 | 1 | Off Peak | 0 | 1 | Off Peak | 0 | 0 | 1 | Super Off Peak | 0 | 1 | 0 | Off Peak | 1 | 0 | 0 | On Peak
2020 | 12 | 28 | 2020-12-28 | 24 | 0 | 0 | 0 | [6 empty] | 0 | 0 | 1 | 0 | Off Peak | 0 | 0 | 1 | Off Peak | 0 | 1 | Off Peak | 0 | 1 | Off Peak | 0 | 0 | 1 | Super Off Peak | 0 | 1 | 0 | Off Peak | 1 | 0 | 0 | On Peak
2020 | 12 | 29 | 2020-12-29 | 1 | 0 | 0 | 0 | [6 empty] | 0 | 0 | 0 | 1 | Super Off Peak | 0 | 0 | 1 | Off Peak | 0 | 1 | Off Peak | 0 | 1 | Off Peak | 0 | 0 | 1 | Super Off Peak | 0 | 0 | 1 | Super Off Peak | 0 | 0 | 1 | Super Off Peak
2020 | 12 | 29 | 2020-12-29 | 2 | 0 | 0 | 0 | [6 empty] | 0 | 0 | 0 | 1 | Super Off Peak | 0 | 0 | 1 | Off Peak | 0 | 1 | Off Peak | 0 | 1 | Off Peak | 0 | 0 | 1 | Super Off Peak | 0 | 0 | 1 | Super Off Peak | 0 | 0 | 1 | Super Off Peak
2020 | 12 | 29 | 2020-12-29 | 3 | 0 | 0 | 0 | [6 empty] | 0 | 0 | 0 | 1 | Super Off Peak | 0 | 0 | 1 | Off Peak | 0 | 1 | Off Peak | 0 | 1 | Off Peak | 0 | 0 | 1 | Super Off Peak | 0 | 0 | 1 | Super Off Peak | 0 | 0 | 1 | Super Off Peak
2020 | 12 | 29 | 2020-12-29 | 4 | 0 | 0 | 0 | [6 empty] | 0 | 0 | 0 | 1 | Super Off Peak | 0 | 0 | 1 | Off Peak | 0 | 1 | Off Peak | 0 | 1 | Off Peak | 0 | 0 | 1 | Super Off Peak | 0 | 0 | 1 | Super Off Peak | 0 | 0 | 1 | Super Off Peak
2020 | 12 | 29 | 2020-12-29 | 5 | 0 | 0 | 0 | [6 empty] | 0 | 0 | 0 | 1 | Super Off Peak | 0 | 0 | 1 | Off Peak | 0 | 1 | Off Peak | 0 | 1 | Off Peak | 0 | 0 | 1 | Super Off Peak | 0 | 0 | 1 | Super Off Peak | 0 | 0 | 1 | Super Off Peak
2020 | 12 | 29 | 2020-12-29 | 6 | 0 | 0 | 0 | [6 empty] | 0 | 0 | 0 | 1 | Super Off Peak | 0 | 0 | 1 | Off Peak | 0 | 1 | Off Peak | 0 | 1 | Off Peak | 0 | 0 | 1 | Super Off Peak | 0 | 1 | 0 | Off Peak | 0 | 1 | 0 | Off Peak
2020 | 12 | 29 | 2020-12-29 | 7 | 0 | 0 | 0 | [6 empty] | 0 | 0 | 1 | 0 | Off Peak | 0 | 1 | 0 | Semi-Peak | 0 | 1 | Off Peak | 0 | 1 | Off Peak | 0 | 1 | 0 | Off Peak | 0 | 1 | 0 | Off Peak | 0 | 1 | 0 | Off Peak
2020 | 12 | 29 | 2020-12-29 | 8 | 0 | 0 | 0 | [6 empty] | 0 | 0 | 1 | 0 | Off Peak | 0 | 1 | 0 | Semi-Peak | 0 | 1 | Off Peak | 0 | 1 | Off Peak | 0 | 1 | 0 | Off Peak | 0 | 1 | 0 | Off Peak | 0 | 1 | 0 | Off Peak
2020 | 12 | 29 | 2020-12-29 | 9 | 0 | 0 | 0 | [6 empty] | 0 | 0 | 1 | 0 | Off Peak | 0 | 1 | 0 | Semi-Peak | 0 | 1 | Off Peak | 0 | 1 | Off Peak | 0 | 1 | 0 | Off Peak | 0 | 1 | 0 | Off Peak | 0 | 1 | 0 | Off Peak
2020 | 12 | 29 | 2020-12-29 | 10 | 0 | 0 | 0 | [6 empty] | 0 | 0 | 1 | 0 | Off Peak | 0 | 1 | 0 | Semi-Peak | 0 | 1 | Off Peak | 0 | 1 | Off Peak | 0 | 1 | 0 | Off Peak | 0 | 1 | 0 | Off Peak | 0 | 1 | 0 | Off Peak
2020 | 12 | 29 | 2020-12-29 | 11 | 0 | 0 | 0 | [6 empty] | 0 | 0 | 1 | 0 | Off Peak | 0 | 1 | 0 | Semi-Peak | 0 | 1 | Off Peak | 0 | 1 | Off Peak | 0 | 1 | 0 | Off Peak | 0 | 1 | 0 | Off Peak | 0 | 1 | 0 | Off Peak
2020 | 12 | 29 | 2020-12-29 | 12 | 0 | 0 | 0 | [6 empty] | 0 | 0 | 1 | 0 | Off Peak | 0 | 1 | 0 | Semi-Peak | 0 | 1 | Off Peak | 0 | 1 | Off Peak | 0 | 1 | 0 | Off Peak | 0 | 1 | 0 | Off Peak | 0 | 1 | 0 | Off Peak
2020 | 12 | 29 | 2020-12-29 | 13 | 0 | 0 | 0 | [6 empty] | 0 | 0 | 1 | 0 | Off Peak | 0 | 1 | 0 | Semi-Peak | 0 | 1 | Off Peak | 1 | 0 | On Peak | 0 | 1 | 0 | Off Peak | 1 | 0 | 0 | On Peak | 0 | 1 | 0 | Off Peak
2020 | 12 | 29 | 2020-12-29 | 14 | 0 | 0 | 0 | [6 empty] | 0 | 0 | 1 | 0 | Off Peak | 0 | 1 | 0 | Semi-Peak | 0 | 1 | Off Peak | 1 | 0 | On Peak | 0 | 1 | 0 | Off Peak | 1 | 0 | 0 | On Peak | 0 | 1 | 0 | Off Peak
2020 | 12 | 29 | 2020-12-29 | 15 | 0 | 0 | 0 | [6 empty] | 0 | 0 | 1 | 0 | Off Peak | 0 | 1 | 0 | Semi-Peak | 0 | 1 | Off Peak | 1 | 0 | On Peak | 0 | 1 | 0 | Off Peak | 1 | 0 | 0 | On Peak | 0 | 1 | 0 | Off Peak
2020 | 12 | 29 | 2020-12-29 | 16 | 0 | 0 | 0 | [6 empty] | 0 | 0 | 1 | 0 | Off Peak | 0 | 1 | 0 | Semi-Peak | 0 | 1 | Off Peak | 1 | 0 | On Peak | 0 | 1 | 0 | Off Peak | 1 | 0 | 0 | On Peak | 0 | 1 | 0 | Off Peak
2020 | 12 | 29 | 2020-12-29 | 17 | 0 | 0 | 0 | [6 empty] | 0 | 1 | 0 | 0 | On Peak | 0 | 1 | 0 | Semi-Peak | 1 | 0 | On Peak | 1 | 0 | On Peak | 0 | 1 | 0 | Off Peak | 1 | 0 | 0 | On Peak | 0 | 1 | 0 | Off Peak
2020 | 12 | 29 | 2020-12-29 | 18 | 0 | 0 | 0 | [6 empty] | 0 | 1 | 0 | 0 | On Peak | 1 | 0 | 0 | On Peak | 1 | 0 | On Peak | 1 | 0 | On Peak | 0 | 1 | 0 | Off Peak | 1 | 0 | 0 | On Peak | 0 | 1 | 0 | Off Peak
2020 | 12 | 29 | 2020-12-29 | 19 | 0 | 0 | 0 | [6 empty] | 0 | 1 | 0 | 0 | On Peak | 1 | 0 | 0 | On Peak | 1 | 0 | On Peak | 0 | 1 | Off Peak | 0 | 0 | 1 | Super Off Peak | 1 | 0 | 0 | On Peak | 0 | 1 | 0 | Off Peak
2020 | 12 | 29 | 2020-12-29 | 20 | 0 | 0 | 0 | [6 empty] | 0 | 1 | 0 | 0 | On Peak | 1 | 0 | 0 | On Peak | 1 | 0 | On Peak | 0 | 1 | Off Peak | 0 | 0 | 1 | Super Off Peak | 1 | 0 | 0 | On Peak | 1 | 0 | 0 | On Peak
2020 | 12 | 29 | 2020-12-29 | 21 | 0 | 0 | 0 | [6 empty] | 0 | 1 | 0 | 0 | On Peak | 0 | 1 | 0 | Semi-Peak | 1 | 0 | On Peak | 0 | 1 | Off Peak | 0 | 0 | 1 | Super Off Peak | 0 | 1 | 0 | Off Peak | 1 | 0 | 0 | On Peak
2020 | 12 | 29 | 2020-12-29 | 22 | 0 | 0 | 0 | [6 empty] | 0 | 0 | 1 | 0 | Off Peak | 0 | 1 | 0 | Semi-Peak | 0 | 1 | Off Peak | 0 | 1 | Off Peak | 0 | 0 | 1 | Super Off Peak | 0 | 1 | 0 | Off Peak | 1 | 0 | 0 | On Peak
2020 | 12 | 29 | 2020-12-29 | 23 | 0 | 0 | 0 | [6 empty] | 0 | 0 | 1 | 0 | Off Peak | 0 | 0 | 1 | Off Peak | 0 | 1 | Off Peak | 0 | 1 | Off Peak | 0 | 0 | 1 | Super Off Peak | 0 | 1 | 0 | Off Peak | 1 | 0 | 0 | On Peak
2020 | 12 | 29 | 2020-12-29 | 24 | 0 | 0 | 0 | [6 empty] | 0 | 0 | 1 | 0 | Off Peak | 0 | 0 | 1 | Off Peak | 0 | 1 | Off Peak | 0 | 1 | Off Peak | 0 | 0 | 1 | Super Off Peak | 0 | 1 | 0 | Off Peak | 1 | 0 | 0 | On Peak
2020 | 12 | 30 | 2020-12-30 | 1 | 0 | 0 | 0 | [6 empty] | 0 | 0 | 0 | 1 | Super Off Peak | 0 | 0 | 1 | Off Peak | 0 | 1 | Off Peak | 0 | 1 | Off Peak | 0 | 0 | 1 | Super Off Peak | 0 | 0 | 1 | Super Off Peak | 0 | 0 | 1 | Super Off Peak
2020 | 12 | 30 | 2020-12-30 | 2 | 0 | 0 | 0 | [6 empty] | 0 | 0 | 0 | 1 | Super Off Peak | 0 | 0 | 1 | Off Peak | 0 | 1 | Off Peak | 0 | 1 | Off Peak | 0 | 0 | 1 | Super Off Peak | 0 | 0 | 1 | Super Off Peak | 0 | 0 | 1 | Super Off Peak
2020 | 12 | 30 | 2020-12-30 | 3 | 0 | 0 | 0 | [6 empty] | 0 | 0 | 0 | 1 | Super Off Peak | 0 | 0 | 1 | Off Peak | 0 | 1 | Off Peak | 0 | 1 | Off Peak | 0 | 0 | 1 | Super Off Peak | 0 | 0 | 1 | Super Off Peak | 0 | 0 | 1 | Super Off Peak
2020 | 12 | 30 | 2020-12-30 | 4 | 0 | 0 | 0 | [6 empty] | 0 | 0 | 0 | 1 | Super Off Peak | 0 | 0 | 1 | Off Peak | 0 | 1 | Off Peak | 0 | 1 | Off Peak | 0 | 0 | 1 | Super Off Peak | 0 | 0 | 1 | Super Off Peak | 0 | 0 | 1 | Super Off Peak
2020 | 12 | 30 | 2020-12-30 | 5 | 0 | 0 | 0 | [6 empty] | 0 | 0 | 0 | 1 | Super Off Peak | 0 | 0 | 1 | Off Peak | 0 | 1 | Off Peak | 0 | 1 | Off Peak | 0 | 0 | 1 | Super Off Peak | 0 | 0 | 1 | Super Off Peak | 0 | 0 | 1 | Super Off Peak
2020 | 12 | 30 | 2020-12-30 | 6 | 0 | 0 | 0 | [6 empty] | 0 | 0 | 0 | 1 | Super Off Peak | 0 | 0 | 1 | Off Peak | 0 | 1 | Off Peak | 0 | 1 | Off Peak | 0 | 0 | 1 | Super Off Peak | 0 | 1 | 0 | Off Peak | 0 | 1 | 0 | Off Peak
2020 | 12 | 30 | 2020-12-30 | 7 | 0 | 0 | 0 | [6 empty] | 0 | 0 | 1 | 0 | Off Peak | 0 | 1 | 0 | Semi-Peak | 0 | 1 | Off Peak | 0 | 1 | Off Peak | 0 | 1 | 0 | Off Peak | 0 | 1 | 0 | Off Peak | 0 | 1 | 0 | Off Peak
2020 | 12 | 30 | 2020-12-30 | 8 | 0 | 0 | 0 | [6 empty] | 0 | 0 | 1 | 0 | Off Peak | 0 | 1 | 0 | Semi-Peak | 0 | 1 | Off Peak | 0 | 1 | Off Peak | 0 | 1 | 0 | Off Peak | 0 | 1 | 0 | Off Peak | 0 | 1 | 0 | Off Peak
2020 | 12 | 30 | 2020-12-30 | 9 | 0 | 0 | 0 | [6 empty] | 0 | 0 | 1 | 0 | Off Peak | 0 | 1 | 0 | Semi-Peak | 0 | 1 | Off Peak | 0 | 1 | Off Peak | 0 | 1 | 0 | Off Peak | 0 | 1 | 0 | Off Peak | 0 | 1 | 0 | Off Peak
2020 | 12 | 30 | 2020-12-30 | 10 | 0 | 0 | 0 | [6 empty] | 0 | 0 | 1 | 0 | Off Peak | 0 | 1 | 0 | Semi-Peak | 0 | 1 | Off Peak | 0 | 1 | Off Peak | 0 | 1 | 0 | Off Peak | 0 | 1 | 0 | Off Peak | 0 | 1 | 0 | Off Peak
2020 | 12 | 30 | 2020-12-30 | 11 | 0 | 0 | 0 | [6 empty] | 0 | 0 | 1 | 0 | Off Peak | 0 | 1 | 0 | Semi-Peak | 0 | 1 | Off Peak | 0 | 1 | Off Peak | 0 | 1 | 0 | Off Peak | 0 | 1 | 0 | Off Peak | 0 | 1 | 0 | Off Peak
2020 | 12 | 30 | 2020-12-30 | 12 | 0 | 0 | 0 | [6 empty] | 0 | 0 | 1 | 0 | Off Peak | 0 | 1 | 0 | Semi-Peak | 0 | 1 | Off Peak | 0 | 1 | Off Peak | 0 | 1 | 0 | Off Peak | 0 | 1 | 0 | Off Peak | 0 | 1 | 0 | Off Peak
2020 | 12 | 30 | 2020-12-30 | 13 | 0 | 0 | 0 | [6 empty] | 0 | 0 | 1 | 0 | Off Peak | 0 | 1 | 0 | Semi-Peak | 0 | 1 | Off Peak | 1 | 0 | On Peak | 0 | 1 | 0 | Off Peak | 1 | 0 | 0 | On Peak | 0 | 1 | 0 | Off Peak
2020 | 12 | 30 | 2020-12-30 | 14 | 0 | 0 | 0 | [6 empty] | 0 | 0 | 1 | 0 | Off Peak | 0 | 1 | 0 | Semi-Peak | 0 | 1 | Off Peak | 1 | 0 | On Peak | 0 | 1 | 0 | Off Peak | 1 | 0 | 0 | On Peak | 0 | 1 | 0 | Off Peak
2020 | 12 | 30 | 2020-12-30 | 15 | 0 | 0 | 0 | [6 empty] | 0 | 0 | 1 | 0 | Off Peak | 0 | 1 | 0 | Semi-Peak | 0 | 1 | Off Peak | 1 | 0 | On Peak | 0 | 1 | 0 | Off Peak | 1 | 0 | 0 | On Peak | 0 | 1 | 0 | Off Peak
2020 | 12 | 30 | 2020-12-30 | 16 | 0 | 0 | 0 | [6 empty] | 0 | 0 | 1 | 0 | Off Peak | 0 | 1 | 0 | Semi-Peak | 0 | 1 | Off Peak | 1 | 0 | On Peak | 0 | 1 | 0 | Off Peak | 1 | 0 | 0 | On Peak | 0 | 1 | 0 | Off Peak
2020 | 12 | 30 | 2020-12-30 | 17 | 0 | 0 | 0 | [6 empty] | 0 | 1 | 0 | 0 | On Peak | 0 | 1 | 0 | Semi-Peak | 1 | 0 | On Peak | 1 | 0 | On Peak | 0 | 1 | 0 | Off Peak | 1 | 0 | 0 | On Peak | 0 | 1 | 0 | Off Peak
2020 | 12 | 30 | 2020-12-30 | 18 | 0 | 0 | 0 | [6 empty] | 0 | 1 | 0 | 0 | On Peak | 1 | 0 | 0 | On Peak | 1 | 0 | On Peak | 1 | 0 | On Peak | 0 | 1 | 0 | Off Peak | 1 | 0 | 0 | On Peak | 0 | 1 | 0 | Off Peak
2020 | 12 | 30 | 2020-12-30 | 19 | 0 | 0 | 0 | [6 empty] | 0 | 1 | 0 | 0 | On Peak | 1 | 0 | 0 | On Peak | 1 | 0 | On Peak | 0 | 1 | Off Peak | 0 | 0 | 1 | Super Off Peak | 1 | 0 | 0 | On Peak | 0 | 1 | 0 | Off Peak
2020 | 12 | 30 | 2020-12-30 | 20 | 0 | 0 | 0 | [6 empty] | 0 | 1 | 0 | 0 | On Peak | 1 | 0 | 0 | On Peak | 1 | 0 | On Peak | 0 | 1 | Off Peak | 0 | 0 | 1 | Super Off Peak | 1 | 0 | 0 | On Peak | 1 | 0 | 0 | On Peak
2020 | 12 | 30 | 2020-12-30 | 21 | 0 | 0 | 0 | [6 empty] | 0 | 1 | 0 | 0 | On Peak | 0 | 1 | 0 | Semi-Peak | 1 | 0 | On Peak | 0 | 1 | Off Peak | 0 | 0 | 1 | Super Off Peak | 0 | 1 | 0 | Off Peak | 1 | 0 | 0 | On Peak
2020 | 12 | 30 | 2020-12-30 | 22 | 0 | 0 | 0 | [6 empty] | 0 | 0 | 1 | 0 | Off Peak | 0 | 1 | 0 | Semi-Peak | 0 | 1 | Off Peak | 0 | 1 | Off Peak | 0 | 0 | 1 | Super Off Peak | 0 | 1 | 0 | Off Peak | 1 | 0 | 0 | On Peak
2020 | 12 | 30 | 2020-12-30 | 23 | 0 | 0 | 0 | [6 empty] | 0 | 0 | 1 | 0 | Off Peak | 0 | 0 | 1 | Off Peak | 0 | 1 | Off Peak | 0 | 1 | Off Peak | 0 | 0 | 1 | Super Off Peak | 0 | 1 | 0 | Off Peak | 1 | 0 | 0 | On Peak
2020 | 12 | 30 | 2020-12-30 | 24 | 0 | 0 | 0 | [6 empty] | 0 | 0 | 1 | 0 | Off Peak | 0 | 0 | 1 | Off Peak | 0 | 1 | Off Peak | 0 | 1 | Off Peak | 0 | 0 | 1 | Super Off Peak | 0 | 1 | 0 | Off Peak | 1 | 0 | 0 | On Peak
2020 | 12 | 31 | 2020-12-31 | 1 | 0 | 0 | 0 | [6 empty] | 0 | 0 | 0 | 1 | Super Off Peak | 0 | 0 | 1 | Off Peak | 0 | 1 | Off Peak | 0 | 1 | Off Peak | 0 | 0 | 1 | Super Off Peak | 0 | 0 | 1 | Super Off Peak | 0 | 0 | 1 | Super Off Peak
2020 | 12 | 31 | 2020-12-31 | 2 | 0 | 0 | 0 | [6 empty] | 0 | 0 | 0 | 1 | Super Off Peak | 0 | 0 | 1 | Off Peak | 0 | 1 | Off Peak | 0 | 1 | Off Peak | 0 | 0 | 1 | Super Off Peak | 0 | 0 | 1 | Super Off Peak | 0 | 0 | 1 | Super Off Peak
2020 | 12 | 31 | 2020-12-31 | 3 | 0 | 0 | 0 | [6 empty] | 0 | 0 | 0 | 1 | Super Off Peak | 0 | 0 | 1 | Off Peak | 0 | 1 | Off Peak | 0 | 1 | Off Peak | 0 | 0 | 1 | Super Off Peak | 0 | 0 | 1 | Super Off Peak | 0 | 0 | 1 | Super Off Peak
2020 | 12 | 31 | 2020-12-31 | 4 | 0 | 0 | 0 | [6 empty] | 0 | 0 | 0 | 1 | Super Off Peak | 0 | 0 | 1 | Off Peak | 0 | 1 | Off Peak | 0 | 1 | Off Peak | 0 | 0 | 1 | Super Off Peak | 0 | 0 | 1 | Super Off Peak | 0 | 0 | 1 | Super Off Peak
2020 | 12 | 31 | 2020-12-31 | 5 | 0 | 0 | 0 | [6 empty] | 0 | 0 | 0 | 1 | Super Off Peak | 0 | 0 | 1 | Off Peak | 0 | 1 | Off Peak | 0 | 1 | Off Peak | 0 | 0 | 1 | Super Off Peak | 0 | 0 | 1 | Super Off Peak | 0 | 0 | 1 | Super Off Peak
2020 | 12 | 31 | 2020-12-31 | 6 | 0 | 0 | 0 | [6 empty] | 0 | 0 | 0 | 1 | Super Off Peak | 0 | 0 | 1 | Off Peak | 0 | 1 | Off Peak | 0 | 1 | Off Peak | 0 | 0 | 1 | Super Off Peak | 0 | 1 | 0 | Off Peak | 0 | 1 | 0 | Off Peak
2020 | 12 | 31 | 2020-12-31 | 7 | 0 | 0 | 0 | [6 empty] | 0 | 0 | 1 | 0 | Off Peak | 0 | 1 | 0 | Semi-Peak | 0 | 1 | Off Peak | 0 | 1 | Off Peak | 0 | 1 | 0 | Off Peak | 0 | 1 | 0 | Off Peak | 0 | 1 | 0 | Off Peak
2020 | 12 | 31 | 2020-12-31 | 8 | 0 | 0 | 0 | [6 empty] | 0 | 0 | 1 | 0 | Off Peak | 0 | 1 | 0 | Semi-Peak | 0 | 1 | Off Peak | 0 | 1 | Off Peak | 0 | 1 | 0 | Off Peak | 0 | 1 | 0 | Off Peak | 0 | 1 | 0 | Off Peak
2020 | 12 | 31 | 2020-12-31 | 9 | 0 | 0 | 0 | [6 empty] | 0 | 0 | 1 | 0 | Off Peak | 0 | 1 | 0 | Semi-Peak | 0 | 1 | Off Peak | 0 | 1 | Off Peak | 0 | 1 | 0 | Off Peak | 0 | 1 | 0 | Off Peak | 0 | 1 | 0 | Off Peak
2020 | 12 | 31 | 2020-12-31 | 10 | 0 | 0 | 0 | [6 empty] | 0 | 0 | 1 | 0 | Off Peak | 0 | 1 | 0 | Semi-Peak | 0 | 1 | Off Peak | 0 | 1 | Off Peak | 0 | 1 | 0 | Off Peak | 0 | 1 | 0 | Off Peak | 0 | 1 | 0 | Off Peak
2020 | 12 | 31 | 2020-12-31 | 11 | 0 | 0 | 0 | [6 empty] | 0 | 0 | 1 | 0 | Off Peak | 0 | 1 | 0 | Semi-Peak | 0 | 1 | Off Peak | 0 | 1 | Off Peak | 0 | 1 | 0 | Off Peak | 0 | 1 | 0 | Off Peak | 0 | 1 | 0 | Off Peak
2020 | 12 | 31 | 2020-12-31 | 12 | 0 | 0 | 0 | [6 empty] | 0 | 0 | 1 | 0 | Off Peak | 0 | 1 | 0 | Semi-Peak | 0 | 1 | Off Peak | 0 | 1 | Off Peak | 0 | 1 | 0 | Off Peak | 0 | 1 | 0 | Off Peak | 0 | 1 | 0 | Off Peak
2020 | 12 | 31 | 2020-12-31 | 13 | 0 | 0 | 0 | [6 empty] | 0 | 0 | 1 | 0 | Off Peak | 0 | 1 | 0 | Semi-Peak | 0 | 1 | Off Peak | 1 | 0 | On Peak | 0 | 1 | 0 | Off Peak | 1 | 0 | 0 | On Peak | 0 | 1 | 0 | Off Peak
2020 | 12 | 31 | 2020-12-31 | 14 | 0 | 0 | 0 | [6 empty] | 0 | 0 | 1 | 0 | Off Peak | 0 | 1 | 0 | Semi-Peak | 0 | 1 | Off Peak | 1 | 0 | On Peak | 0 | 1 | 0 | Off Peak | 1 | 0 | 0 | On Peak | 0 | 1 | 0 | Off Peak
2020 | 12 | 31 | 2020-12-31 | 15 | 0 | 0 | 0 | [6 empty] | 0 | 0 | 1 | 0 | Off Peak | 0 | 1 | 0 | Semi-Peak | 0 | 1 | Off Peak | 1 | 0 | On Peak | 0 | 1 | 0 | Off Peak | 1 | 0 | 0 | On Peak | 0 | 1 | 0 | Off Peak
2020 | 12 | 31 | 2020-12-31 | 16 | 0 | 0 | 0 | [6 empty] | 0 | 0 | 1 | 0 | Off Peak | 0 | 1 | 0 | Semi-Peak | 0 | 1 | Off Peak | 1 | 0 | On Peak | 0 | 1 | 0 | Off Peak | 1 | 0 | 0 | On Peak | 0 | 1 | 0 | Off Peak
2020 | 12 | 31 | 2020-12-31 | 17 | 0 | 0 | 0 | [6 empty] | 0 | 1 | 0 | 0 | On Peak | 0 | 1 | 0 | Semi-Peak | 1 | 0 | On Peak | 1 | 0 | On Peak | 0 | 1 | 0 | Off Peak | 1 | 0 | 0 | On Peak | 0 | 1 | 0 | Off Peak
2020 | 12 | 31 | 2020-12-31 | 18 | 0 | 0 | 0 | [6 empty] | 0 | 1 | 0 | 0 | On Peak | 1 | 0 | 0 | On Peak | 1 | 0 | On Peak | 1 | 0 | On Peak | 0 | 1 | 0 | Off Peak | 1 | 0 | 0 | On Peak | 0 | 1 | 0 | Off Peak
2020 | 12 | 31 | 2020-12-31 | 19 | 0 | 0 | 0 | [6 empty] | 0 | 1 | 0 | 0 | On Peak | 1 | 0 | 0 | On Peak | 1 | 0 | On Peak | 0 | 1 | Off Peak | 0 | 0 | 1 | Super Off Peak | 1 | 0 | 0 | On Peak | 0 | 1 | 0 | Off Peak
2020 | 12 | 31 | 2020-12-31 | 20 | 0 | 0 | 0 | [6 empty] | 0 | 1 | 0 | 0 | On Peak | 1 | 0 | 0 | On Peak | 1 | 0 | On Peak | 0 | 1 | Off Peak | 0 | 0 | 1 | Super Off Peak | 1 | 0 | 0 | On Peak | 1 | 0 | 0 | On Peak
2020 | 12 | 31 | 2020-12-31 | 21 | 0 | 0 | 0 | [6 empty] | 0 | 1 | 0 | 0 | On Peak | 0 | 1 | 0 | Semi-Peak | 1 | 0 | On Peak | 0 | 1 | Off Peak | 0 | 0 | 1 | Super Off Peak | 0 | 1 | 0 | Off Peak | 1 | 0 | 0 | On Peak
2020 | 12 | 31 | 2020-12-31 | 22 | 0 | 0 | 0 | [6 empty] | 0 | 0 | 1 | 0 | Off Peak | 0 | 1 | 0 | Semi-Peak | 0 | 1 | Off Peak | 0 | 1 | Off Peak | 0 | 0 | 1 | Super Off Peak | 0 | 1 | 0 | Off Peak | 1 | 0 | 0 | On Peak
2020 | 12 | 31 | 2020-12-31 | 23 | 0 | 0 | 0 | [6 empty] | 0 | 0 | 1 | 0 | Off Peak | 0 | 0 | 1 | Off Peak | 0 | 1 | Off Peak | 0 | 1 | Off Peak | 0 | 0 | 1 | Super Off Peak | 0 | 1 | 0 | Off Peak | 1 | 0 | 0 | On Peak
2020 | 12 | 31 | 2020-12-31 | 24 | 0 | 0 | 0 | [6 empty] | 0 | 0 | 1 | 0 | Off Peak | 0 | 0 | 1 | Off Peak | 0 | 1 | Off Peak | 0 | 1 | Off Peak | 0 | 0 | 1 | Super Off Peak | 0 | 1 | 0 | Off Peak | 1 | 0 | 0 | On Peak

## Top 100 Hours - 2020 Summary
Weighted LOLP Summary by Class (Standard TOU)
(kWh) | Residential | Small Commercial | M/L C&I | Agriculture | Lighting | Schools | Total
Summer
On Peak | 839353.1045 | 189620.8303 | 564027.9514 | 24513.5102 | 9538.3982 | 23477.1133 | 1650530.908
Off Peak | 438646.8447 | 82209.0961 | 271784.191 | 15470.9606 | 7444.8423 | 9801.0837 | 825357.0184
Super Off Peak | 0 | 0 | 0 | 0 | 0 | 0 | 0
Winter
On Peak | 0 | 0 | 0 | 0 | 0 | 0 | 0
Off Peak | 0 | 0 | 0 | 0 | 0 | 0 | 0
Super Off Peak | 0 | 0 | 0 | 0 | 0 | 0 | 0
check | 1277999.9492 | 271829.9264 | 835812.1424 | 39984.4708 | 16983.2406 | 33278.197
Summer
On Peak | 65.68% | 69.76% | 67.48% | 61.31% | 56.16% | 70.55% | 66.66%
Off Peak | 34.32% | 30.24% | 32.52% | 38.69% | 43.84% | 29.45% | 33.34%
Super Off Peak | 0% | 0% | 0% | 0% | 0% | 0% | 0%
| 100% | 100% | 100% | 100% | 100% | 100% | 100%
Weighted LOLP Summary by Class (Grandfathering TOU)
(kWh) | Residential | Small Commercial | M/L C&I | Agriculture | Lighting | Schools | Total
Summer
On Peak | 44878.389 | 18195.6804 | 44074.9643 | 1731.1148 | 0 | 2497.2825 | 111377.4309
Semi Peak | 1092012.4218 | 226827.5842 | 701941.3037 | 32247.9451 | 14362.3803 | 27509.1478 | 2094900.7829
Off Peak | 141109.1384 | 26806.6618 | 89795.8744 | 6005.4109 | 2620.8603 | 3271.7667 | 269609.7125
Winter
On Peak | 0 | 0 | 0 | 0 | 0 | 0 | 0
Semi Peak | 0 | 0 | 0 | 0 | 0 | 0 | 0
Off Peak | 0 | 0 | 0 | 0 | 0 | 0 | 0
check | 1277999.9492 | 271829.9264 | 835812.1424 | 39984.4708 | 16983.2406 | 33278.197
Summer
On Peak | 3.512% | 6.694% | 5.273% | 4.329% | 0% | 7.504% | 4.498%
Semi Peak | 85.45% | 83.44% | 83.98% | 80.65% | 84.57% | 82.66% | 84.61%
Off Peak | 11.04% | 9.862% | 10.74% | 15.02% | 15.43% | 9.832% | 10.89%
| 100% | 100% | 100% | 100% | 100% | 100% | 100%
Weighted LOLP Summary by Class (Two Period TOU)
(kWh) | Residential | Small Commercial | M/L C&I | Agriculture | Lighting | Schools | Total
Summer
On Peak | 839353.1045 | 189620.8303 | 564027.9514 | 24513.5102 | 9538.3982 | 23477.1133 | 1650530.908
Off Peak | 438646.8447 | 82209.0961 | 271784.191 | 15470.9606 | 7444.8423 | 9801.0837 | 825357.0184
Winter
On Peak | 0 | 0 | 0 | 0 | 0 | 0 | 0
Off Peak | 0 | 0 | 0 | 0 | 0 | 0 | 0
check | 1277999.9492 | 271829.9264 | 835812.1424 | 39984.4708 | 16983.2406 | 33278.197
Summer
On Peak | 65.68% | 69.76% | 67.48% | 61.31% | 56.16% | 70.55% | 66.66%
Off Peak | 34.32% | 30.24% | 32.52% | 38.69% | 43.84% | 29.45% | 33.34%
| 100% | 100% | 100% | 100% | 100% | 100% | 100%
Weighted LOLP Summary by Class (DR-TOU)
(kWh) | Residential | Small Commercial | M/L C&I | Agriculture | Lighting | Schools | Total
Summer
On Peak | 44878.389 | 18195.6804 | 44074.9643 | 1731.1148 | 0 | 2497.2825 | 111377.4309
Off Peak | 1233121.5602 | 253634.246 | 791737.1781 | 38253.3561 | 16983.2406 | 30780.9145 | 2364510.4954
Winter
On Peak | 0 | 0 | 0 | 0 | 0 | 0 | 0
Off Peak | 0 | 0 | 0 | 0 | 0 | 0 | 0
check | 1277999.9492 | 271829.9264 | 835812.1424 | 39984.4708 | 16983.2406 | 33278.197
Summer
On Peak | 3.512% | 6.694% | 5.273% | 4.329% | 0% | 7.504% | 4.498%
Off Peak | 96.49% | 93.31% | 94.73% | 95.67% | 100% | 92.5% | 95.5%
| 100% | 100% | 100% | 100% | 100% | 100% | 100%
Weighted LOLP Summary by Class (DR-SES)
(kWh) | Residential | Small Commercial | M/L C&I | Agriculture | Lighting | Schools | Total
Summer
On Peak | 44878.389 | 18195.6804 | 44074.9643 | 1731.1148 | 0 | 2497.2825 | 111377.4309
Off Peak | 1092012.4218 | 226827.5842 | 701941.3037 | 32247.9451 | 14362.3803 | 27509.1478 | 2094900.7829
Super Off Peak | 141109.1384 | 26806.6618 | 89795.8744 | 6005.4109 | 2620.8603 | 3271.7667 | 269609.7125
Winter
Off Peak | 0 | 0 | 0 | 0 | 0 | 0 | 0
Super Off Peak | 0 | 0 | 0 | 0 | 0 | 0 | 0
check | 1277999.9492 | 271829.9264 | 835812.1424 | 39984.4708 | 16983.2406 | 33278.197
Summer
On Peak | 3.512% | 6.694% | 5.273% | 4.329% | 0% | 7.504% | 4.498%
Off Peak | 85.45% | 83.44% | 83.98% | 80.65% | 84.57% | 82.66% | 84.61%
Super Off Peak | 11.04% | 9.862% | 10.74% | 15.02% | 15.43% | 9.832% | 10.89%
| 100% | 100% | 100% | 100% | 100% | 100% | 100%
Weighted LOLP Summary by Class (EV-TOU)
(kWh) | Residential | Small Commercial | M/L C&I | Agriculture | Lighting | Schools | Total
Summer
On Peak | 475423.8957 | 115182.6086 | 334438.4539 | 13804.0607 | 3667.1799 | 14485.8606 | 957002.0594
Off Peak | 802576.0535 | 156647.3178 | 501373.6884 | 26180.4102 | 13316.0607 | 18792.3364 | 1518885.867
Super Off Peak | 0 | 0 | 0 | 0 | 0 | 0 | 0
Winter
On Peak | 0 | 0 | 0 | 0 | 0 | 0 | 0
Off Peak | 0 | 0 | 0 | 0 | 0 | 0 | 0
Super Off Peak | 0 | 0 | 0 | 0 | 0 | 0 | 0
check | 1277999.9492 | 271829.9264 | 835812.1424 | 39984.4708 | 16983.2406 | 33278.197
Summer
On Peak | 37.2% | 42.37% | 40.01% | 34.52% | 21.59% | 43.53% | 38.65%
Off Peak | 62.8% | 57.63% | 59.99% | 65.48% | 78.41% | 56.47% | 61.35%
Super Off Peak | 0% | 0% | 0% | 0% | 0% | 0% | 0%
| 100% | 100% | 100% | 100% | 100% | 100% | 100%
Weighted LOLP Summary by Class (EV-TOU-2)
(kWh) | Residential | Small Commercial | M/L C&I | Agriculture | Lighting | Schools | Total
Summer
On Peak | 44878.389 | 18195.6804 | 44074.9643 | 1731.1148 | 0 | 2497.2825 | 111377.4309
Off Peak | 1233121.5602 | 253634.246 | 791737.1781 | 38253.3561 | 16983.2406 | 30780.9145 | 2364510.4954
Super Off Peak | 0 | 0 | 0 | 0 | 0 | 0 | 0
Winter
On Peak | 0 | 0 | 0 | 0 | 0 | 0 | 0
Off Peak | 0 | 0 | 0 | 0 | 0 | 0 | 0
Super Off Peak | 0 | 0 | 0 | 0 | 0 | 0 | 0
check | 1277999.9492 | 271829.9264 | 835812.1424 | 39984.4708 | 16983.2406 | 33278.197
Summer
On Peak | 3.512% | 6.694% | 5.273% | 4.329% | 0% | 7.504% | 4.498%
Off Peak | 96.49% | 93.31% | 94.73% | 95.67% | 100% | 92.5% | 95.5%
Super Off Peak | 0% | 0% | 0% | 0% | 0% | 0% | 0%
| 100% | 100% | 100% | 100% | 100% | 100% | 100%
Top 100 Hour Distribution
| 1am | 2am | 3am | 4am | 5am | 6am | 7am | 8am | 9am | 10am | 11am | 12pm | 1pm | 2pm | 3pm | 4pm | 5pm | 6pm | 7pm | 8pm | 9pm | 10pm | 11pm | Midnight | Total
Summer
Weekday | 0% | 0% | 0% | 0% | 0% | 0% | 0% | 0% | 0% | 0% | 0% | 0% | 0% | 0% | 0% | 0% | 1.886% | 3.072% | 11.44% | 21.62% | 27.33% | 22.46% | 10.39% | 1.809% | 100%
Weekend/Holiday | [23 empty] | 0% | 0% | bar: 1am to 11pm
Winter
Weekday | [23 empty] | 0% | 0% | bar: 1am to 11pm
Weekend/Holiday | [23 empty] | 0% | 0% | bar: 1am to 11pm

## Net Load
Date | Period | Net Load | DATE | 1 | 2 | 3 | 4 | 5 | 6 | 7 | 8 | 9 | 10 | 11 | 12 | 13 | 14 | 15 | 16 | 17 | 18 | 19 | 20 | 21 | 22 | 23 | 24 | Month | Weekday | Year
2020-01-01 | 1 | 1600.0148 | 2020-01-01 | 1600.0148 | 1538.4166 | 1452.7603 | 1393.1723 | 1362.831 | 1361.2803 | 1414.6762 | 1360.1234 | 869.4746 | 428.8047 | 215.509 | 110.428 | 55.1771 | 72.2913 | 260.8711 | 683.2066 | 1308.8759 | 1743.4148 | 2174.2368 | 2265.8566 | 2236.799 | 2162.1934 | 2057.4254 | 1814.5051 | 1 | 3 | 2020
2020-01-01 | 2 | 1538.4166 | 2020-01-02 | 1674.3617 | 1489.6179 | 1415.1463 | 1369.9796 | 1351.7425 | 1374.8479 | 1500.7395 | 1613.5421 | 1210.9762 | 720.2305 | 471.7266 | 359.8388 | 298.5236 | 350.2783 | 564.945 | 999.8359 | 1638.3747 | 2085.4409 | 2447.0709 | 2501.3004 | 2441.7716 | 2365.539 | 2235.2544 | 1958.1636 | 1 | 4 | 2020
2020-01-01 | 3 | 1452.7603 | 2020-01-03 | 1544.3128 | 1434.4458 | 1369.1682 | 1311.0079 | 1279.1686 | 1299.2645 | 1400.9541 | 1454.1065 | 1023.8328 | 552.7109 | 318.0047 | 218.8543 | 188.3879 | 244.9876 | 448.2846 | 884.2462 | 1493.7661 | 1907.9573 | 2242.5311 | 2324.4883 | 2276.8302 | 2196.0208 | 2056.0844 | 1768.1756 | 1 | 5 | 2020
2020-01-01 | 4 | 1393.1723 | 2020-01-04 | 1514.7415 | 1432.9644 | 1355.1372 | 1304.7968 | 1283.3945 | 1291.1593 | 1342.4068 | 1272.3604 | 803.5025 | 388.8695 | 184.9398 | 71.6875 | 10.453 | 58.1485 | 244.3864 | 688.553 | 1280.6875 | 1667.8313 | 2060.1285 | 2183.1292 | 2128.1793 | 2079.4366 | 1927.6988 | 1693.5878 | 1 | 6 | 2020
2020-01-01 | 5 | 1362.831 | 2020-01-05 | 1582.0167 | 1432.289 | 1358.5075 | 1306.9026 | 1293.9462 | 1325.5271 | 1428.9328 | 1440.3203 | 1007.7691 | 581.9673 | 375.6261 | 258.8588 | 221.1302 | 274.6742 | 476.9568 | 910.7745 | 1478.9074 | 1880.4053 | 2227.4 | 2315.5358 | 2259.5396 | 2213.5571 | 2054.6965 | 1799.1822 | 1 | 7 | 2020
2020-01-01 | 6 | 1361.2803 | 2020-01-06 | 1657.1781 | 1480.3637 | 1410.6717 | 1371.4111 | 1344.3856 | 1368.7303 | 1486.911 | 1589.4712 | 1188.6201 | 697.83 | 454.2286 | 335.2914 | 281.2109 | 311.908 | 512.7262 | 953.5512 | 1588.9945 | 2023.2788 | 2398.2199 | 2473.4909 | 2421.045 | 2332.1067 | 2199.7488 | 1906.5708 | 1 | 1 | 2020
2020-01-01 | 7 | 1414.6762 | 2020-01-07 | 1622.0911 | 1461.4927 | 1389.5689 | 1351.2088 | 1336.7434 | 1363.4853 | 1502.3772 | 1630.9742 | 1206.6848 | 696.8998 | 446.2259 | 319.4295 | 253.8375 | 285.7794 | 483.9309 | 896.5166 | 1501.0396 | 1930.191 | 2329.4097 | 2423.4775 | 2382.3854 | 2295.7801 | 2169.491 | 1867.9781 | 1 | 2 | 2020
2020-01-01 | 8 | 1360.1234 | 2020-01-08 | 1620.4654 | 1462.5795 | 1388.588 | 1333.7243 | 1312.1517 | 1339.2509 | 1469.1808 | 1565.6012 | 1140.6418 | 634.155 | 363.7403 | 238.1517 | 202.4105 | 209.9843 | 403.6904 | 832.9879 | 1460.2901 | 1867.1389 | 2300.0339 | 2389.538 | 2340.19 | 2266.6211 | 2145.4224 | 1863.9239 | 1 | 3 | 2020
2020-01-01 | 9 | 869.4746 | 2020-01-09 | 1597.1983 | 1414.8288 | 1348.395 | 1306.1629 | 1297.0742 | 1318.6813 | 1460.9836 | 1568.8296 | 1147.3974 | 640.6724 | 363.6688 | 248.1953 | 207.0358 | 209.2212 | 392.216 | 824.0704 | 1452.4397 | 1861.6669 | 2294.7045 | 2402.7227 | 2356.1306 | 2273.5069 | 2135.866 | 1839.2654 | 1 | 4 | 2020
2020-01-01 | 10 | 428.8047 | 2020-01-10 | 1589.6914 | 1429.2855 | 1349.0598 | 1298.5587 | 1273.427 | 1290.9899 | 1386.8002 | 1421.0308 | 969.4019 | 514.378 | 284.4068 | 191.3268 | 162.8546 | 190.4107 | 368.011 | 777.3644 | 1389.6133 | 1802.0546 | 2230.1158 | 2309.184 | 2260.7442 | 2190.1337 | 2072.0749 | 1810.8123 | 1 | 5 | 2020
2020-01-01 | 11 | 215.509 | 2020-01-11 | 1531.7931 | 1449.7186 | 1383.1816 | 1321.7627 | 1289.5189 | 1293.5074 | 1349.4482 | 1270.2409 | 780.2914 | 362.9868 | 145.8326 | 67.0873 | 22.8646 | 51.8898 | 242.8643 | 645.9068 | 1249.0744 | 1650.0733 | 2126.8041 | 2229.327 | 2177.6444 | 2125.5137 | 1966.5933 | 1726.1387 | 1 | 6 | 2020
2020-01-01 | 12 | 110.428 | 2020-01-12 | 1586.4721 | 1448.7038 | 1371.6538 | 1325.2964 | 1310.5379 | 1338.7083 | 1426.4476 | 1419.6951 | 976.1068 | 556.3741 | 323.4867 | 244.3862 | 205.2396 | 218.9166 | 400.6517 | 809.4113 | 1368.3004 | 1772.4352 | 2207.0767 | 2273.9116 | 2230.8701 | 2194.7474 | 2045.7296 | 1801.5631 | 1 | 7 | 2020
2020-01-01 | 13 | 55.1771 | 2020-01-13 | 1660.4745 | 1454.7095 | 1374.1827 | 1321.4545 | 1296.6917 | 1320.4586 | 1444.1583 | 1544.1532 | 1140.3609 | 682.1166 | 434.6751 | 332.1374 | 283.993 | 304.7385 | 490.0612 | 907.3042 | 1527.7699 | 1941.6466 | 2394.0033 | 2479.3691 | 2432.194 | 2349.9089 | 2213.7107 | 1913.7449 | 1 | 1 | 2020
2020-01-01 | 14 | 72.2913 | 2020-01-14 | 1627.7436 | 1507.4303 | 1438.8451 | 1385.4894 | 1359.0749 | 1373.528 | 1471.2933 | 1512.2753 | 1060.8591 | 599.3682 | 339.0853 | 214.7822 | 165.4777 | 177.9277 | 362.9817 | 776.263 | 1401.6989 | 1819.1519 | 2277.2729 | 2383.0551 | 2352.3656 | 2278.6513 | 2160.0858 | 1873.5277 | 1 | 2 | 2020
2020-01-01 | 15 | 260.8711 | 2020-01-15 | 1591.9828 | 1456.6697 | 1380.1941 | 1344.7605 | 1320.4687 | 1322.9812 | 1435.6069 | 1494.7495 | 1080.9611 | 651.3924 | 447.3103 | 383.8963 | 342.8227 | 393.8548 | 582.747 | 975.9614 | 1506.1248 | 1830.8802 | 2278.0137 | 2359.9421 | 2305.6838 | 2232.9933 | 2106.6572 | 1824.5035 | 1 | 3 | 2020
2020-01-01 | 16 | 683.2066 | 2020-01-16 | 1551.4644 | 1430.477 | 1356.6564 | 1310.4845 | 1284.691 | 1304.7952 | 1436.5454 | 1525.2838 | 1101.8685 | 640.4012 | 429.6218 | 354.9361 | 310.1681 | 350.8264 | 560.0319 | 978.648 | 1514.2836 | 1824.8702 | 2231.796 | 2333.3395 | 2274.3879 | 2199.0366 | 2060.5485 | 1768.7777 | 1 | 4 | 2020
2020-01-01 | 17 | 1308.8759 | 2020-01-17 | 1574.892 | 1463.3855 | 1380.0294 | 1336.7727 | 1306.402 | 1318.9909 | 1394.6322 | 1378.2881 | 935.5029 | 522.6989 | 314.1629 | 258.7701 | 218.2966 | 264.7389 | 460.4189 | 868.3807 | 1408.0447 | 1744.6219 | 2204.055 | 2272.8244 | 2225.5747 | 2147.9007 | 2028.7393 | 1783.6518 | 1 | 5 | 2020
2020-01-01 | 18 | 1743.4148 | 2020-01-18 | 1518.5869 | 1449.9758 | 1363.1085 | 1313.5026 | 1283.3084 | 1270.2853 | 1303.3645 | 1192.2666 | 702.5298 | 329.1429 | 167.4841 | 125.3996 | 99.051 | 156.4062 | 332.3888 | 727.2641 | 1236.3307 | 1556.979 | 2033.6785 | 2138.1231 | 2094.659 | 2054.5082 | 1912.0804 | 1699.4451 | 1 | 6 | 2020
2020-01-01 | 19 | 2174.2368 | 2020-01-19 | 1526.4876 | 1447.8031 | 1376.3383 | 1317.513 | 1296.5787 | 1304.5881 | 1331.0042 | 1233.3639 | 759.8199 | 398.0417 | 258.1972 | 180.2684 | 139.2322 | 181.4154 | 350.9785 | 754.5737 | 1277.8806 | 1605.9696 | 2073.7056 | 2176.0277 | 2122.9429 | 2075.3569 | 1927.7709 | 1702.6914 | 1 | 7 | 2020
2020-01-01 | 20 | 2265.8566 | 2020-01-20 | 1598.7491 | 1452.1556 | 1372.8132 | 1315.9367 | 1300.4156 | 1340.554 | 1455.826 | 1542.684 | 1139.1314 | 695.0361 | 468.5976 | 390.2837 | 333.4414 | 367.0272 | 557.9688 | 953.8708 | 1492.5773 | 1817.1244 | 2290.2917 | 2364.3271 | 2306.3869 | 2227.001 | 2095.3365 | 1809.4607 | 1 | 1 | 2020
2020-01-01 | 21 | 2236.799 | 2020-01-21 | 1616.8898 | 1504.8099 | 1434.8883 | 1395.2014 | 1373.3159 | 1386.5508 | 1497.2154 | 1582.9795 | 1164.4122 | 700.5582 | 460.9224 | 378.4653 | 338.8675 | 380.7344 | 574.6142 | 977.3612 | 1536.6715 | 1873.9727 | 2335.9091 | 2411.1671 | 2369.4043 | 2283.7793 | 2149.8975 | 1862.7795 | 1 | 2 | 2020
2020-01-01 | 22 | 2162.1934 | 2020-01-22 | 1636.5252 | 1468.871 | 1393.4899 | 1343.2243 | 1319.2106 | 1342.6784 | 1453.1036 | 1508.5276 | 1065.061 | 580.6303 | 315.2917 | 198.564 | 123.4097 | 152.2337 | 318.2251 | 703.2781 | 1320.0591 | 1786.6636 | 2256.6016 | 2357.0315 | 2315.3658 | 2250.3761 | 2136.97 | 1871.6235 | 1 | 3 | 2020
2020-01-01 | 23 | 2057.4254 | 2020-01-23 | 1543.008 | 1436.7584 | 1367.5956 | 1312.2482 | 1284.6872 | 1286.125 | 1361.2701 | 1352.3031 | 876.75 | 451.6969 | 238.9056 | 153.1315 | 94.0247 | 139.7342 | 315.8634 | 730.9939 | 1320.5703 | 1751.2486 | 2212.7296 | 2285.9773 | 2235.8517 | 2151.0168 | 2019.4277 | 1749.9784 | 1 | 4 | 2020
2020-01-01 | 24 | 1814.5051 | 2020-01-24 | 1597.6861 | 1497.4177 | 1408.2106 | 1343.3388 | 1305.8338 | 1300.2699 | 1342.0114 | 1272.6062 | 772.3103 | 377.5343 | 185.6039 | 112.0448 | 69.0252 | 110.394 | 259.006 | 655.4514 | 1257.2346 | 1685.6079 | 2170.6919 | 2249.3642 | 2211.1114 | 2138.683 | 2038.2055 | 1807.2938 | 1 | 5 | 2020
2020-01-02 | 1 | 1674.3617 | 2020-01-25 | 1527.7733 | 1451.5728 | 1370.576 | 1326.0681 | 1315.8665 | 1330.3756 | 1371.1525 | 1257.9216 | 759.92 | 337.2246 | 113.1341 | 14.3569 | -45.5388 | -14.0196 | 132.684 | 528.0745 | 1112.189 | 1540.8213 | 2001.4019 | 2126.332 | 2078.298 | 2048.1204 | 1908.6946 | 1703.0752 | 1 | 6 | 2020
2020-01-02 | 2 | 1489.6179 | 2020-01-26 | 1539.5329 | 1450.8401 | 1380.2902 | 1325.0354 | 1302.4975 | 1300.7836 | 1324.78 | 1220.8383 | 715.6638 | 312.0145 | 138.1284 | 47.0522 | -14.2707 | 15.7921 | 176.7697 | 588.2276 | 1161.5626 | 1626.1797 | 2120.0599 | 2218.2516 | 2178.6054 | 2137.8758 | 1977.7462 | 1733.7186 | 1 | 7 | 2020
2020-01-02 | 3 | 1415.1463 | 2020-01-27 | 1643.8616 | 1459.138 | 1395.1233 | 1344.8608 | 1325.3226 | 1355.0612 | 1481.1674 | 1584.6772 | 1162.1127 | 677.7062 | 439.7906 | 331.7089 | 261.5761 | 302.8076 | 459.4779 | 835.5642 | 1426.7875 | 1878.1796 | 2354.4915 | 2417.7729 | 2379.5262 | 2291.7148 | 2169.7171 | 1882.0787 | 1 | 1 | 2020
2020-01-02 | 4 | 1369.9796 | 2020-01-28 | 1578.1221 | 1439.9309 | 1373.0921 | 1323.6523 | 1299.6119 | 1332.4607 | 1454.9041 | 1551.1358 | 1098.3818 | 599.7968 | 342.9213 | 232.2499 | 175.5407 | 226.3037 | 399.6066 | 788.4094 | 1383.4422 | 1818.385 | 2268.1898 | 2368.2193 | 2318.3046 | 2241.0439 | 2107.4872 | 1806.5169 | 1 | 2 | 2020
2020-01-02 | 5 | 1351.7425 | 2020-01-29 | 1560.0758 | 1443.2115 | 1372.5029 | 1328.7672 | 1307.9617 | 1329.5485 | 1451.0515 | 1552.525 | 1099.3791 | 597.4573 | 325.6435 | 198.8575 | 144.9648 | 155.7126 | 335.0902 | 749.9059 | 1363.6243 | 1805.1275 | 2239.7137 | 2345.067 | 2284.9157 | 2206.5067 | 2070.5584 | 1779.6038 | 1 | 3 | 2020
2020-01-02 | 6 | 1374.8479 | 2020-01-30 | 1551.0974 | 1421.4411 | 1350.2779 | 1296.1516 | 1282.3241 | 1319.131 | 1439.2909 | 1553.4412 | 1106.3534 | 609.9626 | 353.8597 | 221.607 | 155.5841 | 196.322 | 375.0678 | 779.5973 | 1374.43 | 1806.0234 | 2242.4905 | 2360.6966 | 2307.1072 | 2226.3911 | 2082.7178 | 1776.4796 | 1 | 4 | 2020
2020-01-02 | 7 | 1500.7395 | 2020-01-31 | 1612.7651 | 1439.7249 | 1365.3468 | 1327.2245 | 1300.9398 | 1321.8135 | 1456.5594 | 1557.508 | 1146.8033 | 677.2283 | 430.9691 | 310.1384 | 250.9386 | 276.2933 | 431.4256 | 815.7067 | 1408.22 | 1868.5064 | 2360.1994 | 2415.7598 | 2372.6438 | 2285.5116 | 2151.8497 | 1862.4744 | 1 | 5 | 2020
2020-01-02 | 8 | 1613.5421 | 2020-02-01 | 1483.1952 | 1415.9125 | 1338.6493 | 1287.2063 | 1253.7774 | 1253.6912 | 1273.2733 | 972.6124 | 441.1507 | 78.982 | -84.9557 | -187.876 | -245.4083 | -253.8252 | -158.1643 | 205.3072 | 878.6281 | 1446.1847 | 1839.9844 | 2110.312 | 2099.6481 | 2064.3364 | 1916.0169 | 1680.7356 | 2 | 6 | 2020
2020-01-02 | 9 | 1210.9762 | 2020-02-02 | 1444.8616 | 1383.2417 | 1300.7656 | 1259.1054 | 1232.2357 | 1222.4706 | 1248.7281 | 956.5919 | 409.5275 | 62.4558 | -129.004 | -222.3311 | -269.4452 | -260.1692 | -139.3368 | 228.7871 | 908.2487 | 1450.1509 | 1814.7585 | 2024.2514 | 2027.7737 | 2016.0319 | 1855.0756 | 1633.2919 | 2 | 7 | 2020
2020-01-02 | 10 | 720.2305 | 2020-02-03 | 1613.2946 | 1378.7259 | 1314.4051 | 1271.3689 | 1246.0946 | 1264.8023 | 1358.5533 | 1266.9233 | 834.7641 | 460.4858 | 266.932 | 185.8009 | 147.3983 | 143.77 | 265.8851 | 650.1372 | 1372.4597 | 1941.8834 | 2268.3537 | 2430.9929 | 2393.4566 | 2306.5323 | 2161.3956 | 1868.582 | 2 | 1 | 2020
2020-01-02 | 11 | 471.7266 | 2020-02-04 | 1607.2538 | 1398.6198 | 1326.9537 | 1283.7483 | 1264.1463 | 1283.3453 | 1389.1808 | 1315.6537 | 868.9692 | 459.6018 | 240.3283 | 115.379 | 45.5124 | 16.3938 | 138.5022 | 514.2944 | 1222.0667 | 1817.923 | 2207.0892 | 2395.4206 | 2384.553 | 2301.0121 | 2163.7415 | 1873.5144 | 2 | 2 | 2020
2020-01-02 | 12 | 359.8388 | 2020-02-05 | 1534.4092 | 1391.8136 | 1315.739 | 1274.813 | 1240.3106 | 1256.236 | 1359.265 | 1276.0397 | 814.9788 | 413.2354 | 175.3537 | 33.6332 | -45.3231 | -48.2193 | 83.9433 | 468.1664 | 1168.7732 | 1730.6666 | 2102.7636 | 2293.009 | 2264.149 | 2193.9937 | 2053.9062 | 1770.8702 | 2 | 3 | 2020
2020-01-02 | 13 | 298.5236 | 2020-02-06 | 1531.6734 | 1388.5887 | 1331.7549 | 1280.9544 | 1257.5001 | 1274.1392 | 1372.1616 | 1290.5237 | 829.6968 | 413.8027 | 185.7392 | 73.0913 | 4.0673 | 1.1776 | 133.7901 | 513.1137 | 1202.6837 | 1764.1047 | 2126.3888 | 2298.9343 | 2261.9774 | 2185.6719 | 2051.3486 | 1768.0292 | 2 | 4 | 2020
2020-01-02 | 14 | 350.2783 | 2020-02-07 | 1529.665 | 1396.4431 | 1332.8333 | 1276.4422 | 1249.7146 | 1274.0131 | 1360.692 | 1277.7603 | 807.2398 | 389.6938 | 140.55 | 0.48916 | -80.0059 | -86.4987 | 42.0327 | 410.8384 | 1109.7195 | 1673.7113 | 2008.9284 | 2202.7878 | 2194.587 | 2114.2007 | 1986.3436 | 1753.7698 | 2 | 5 | 2020
2020-01-02 | 15 | 564.945 | 2020-02-08 | 1484.0294 | 1368.2216 | 1297.1601 | 1246.5056 | 1210.9266 | 1217.3444 | 1260.9897 | 1001.4319 | 466.1204 | 155.1884 | 16.4442 | -36.7918 | -108.0095 | -130.1819 | -76.7174 | 274.3348 | 954.367 | 1509.4986 | 1908.6943 | 2140.704 | 2122.1457 | 2089.3711 | 1926.9528 | 1682.9426 | 2 | 6 | 2020
2020-01-02 | 16 | 999.8359 | 2020-02-09 | 1531.8221 | 1419.6854 | 1351.574 | 1309.7602 | 1287.211 | 1290.3085 | 1324.5293 | 1047.7252 | 490.3331 | 135.6457 | -35.9419 | -111.8283 | -183.0399 | -228.5327 | -173.0682 | 175.0309 | 879.957 | 1470.5551 | 1932.9557 | 2178.0253 | 2165.2413 | 2126.2477 | 1970.2887 | 1736.8551 | 2 | 7 | 2020
2020-01-02 | 17 | 1638.3747 | 2020-02-10 | 1557.5362 | 1373.0679 | 1311.3067 | 1272.2409 | 1239.3886 | 1237.0999 | 1323.6759 | 1167.2851 | 679.8486 | 329.9316 | 156.7937 | 103.6141 | 73.9 | 57.1731 | 147.7776 | 510.9893 | 1239.4971 | 1813.3467 | 2165.35 | 2333.3818 | 2294.0087 | 2207.3236 | 2067.5582 | 1790.6384 | 2 | 1 | 2020
2020-01-02 | 18 | 2085.4409 | 2020-02-11 | 1520.5733 | 1388.4147 | 1326.8679 | 1276.7454 | 1248.8281 | 1256.0608 | 1370.9257 | 1263.3059 | 764.3149 | 337.895 | 121.399 | 35.27 | -26.3595 | -51.7445 | 34.1724 | 398.2818 | 1110.9563 | 1673.0541 | 2069.2019 | 2284.4214 | 2260.3311 | 2186.2534 | 2047.9909 | 1761.0081 | 2 | 2 | 2020
2020-01-02 | 19 | 2447.0709 | 2020-02-12 | 1531.2736 | 1405.9124 | 1352.5536 | 1302.9361 | 1277.6834 | 1297.6692 | 1412.0202 | 1335.324 | 828.866 | 382.7186 | 130.066 | 25.3957 | -56.7265 | -87.929 | -11.3676 | 342.4184 | 1068.4872 | 1655.1586 | 2112.9932 | 2300.2722 | 2282.285 | 2208.8896 | 2062.5554 | 1768.0102 | 2 | 3 | 2020
2020-01-02 | 20 | 2501.3004 | 2020-02-13 | 1513.8539 | 1379.2072 | 1314.4101 | 1270.4575 | 1244.0424 | 1256.0372 | 1357.8503 | 1251.709 | 745.9341 | 331.7474 | 119.1204 | 32.5308 | -36.1882 | -63.6615 | 10.1866 | 366.1194 | 1090.3278 | 1658.5101 | 2052.8958 | 2275.0471 | 2256.4926 | 2181.0981 | 2052.6233 | 1748.7833 | 2 | 4 | 2020
2020-01-02 | 21 | 2441.7716 | 2020-02-14 | 1508.0743 | 1380.9066 | 1304.1994 | 1274.9333 | 1247.5079 | 1250.038 | 1352.2583 | 1215.8362 | 728.6208 | 336.6485 | 140.4148 | 52.6368 | -10.8782 | -35.2893 | 37.0099 | 378.6922 | 1081.883 | 1641.9608 | 2024.331 | 2240.1629 | 2224.3328 | 2143.3886 | 2007.9745 | 1733.1248 | 2 | 5 | 2020
2020-01-02 | 22 | 2365.539 | 2020-02-15 | 1469.3239 | 1396.3814 | 1323.2681 | 1281.4625 | 1238.621 | 1233.3768 | 1243.6737 | 936.8216 | 368.1476 | 70.4856 | -64.5116 | -135.9573 | -220.8701 | -242.9412 | -138.2488 | 224.4285 | 863.7201 | 1397.046 | 1819.4998 | 2057.3314 | 2055.985 | 2032.9273 | 1881.5229 | 1657.1489 | 2 | 6 | 2020
2020-01-02 | 23 | 2235.2544 | 2020-02-16 | 1508.4519 | 1401.943 | 1319.3076 | 1275.2084 | 1259.5662 | 1249.661 | 1267.2551 | 969.212 | 418.1449 | 99.1175 | -44.6898 | -122.037 | -209.1776 | -218.2397 | -128.8875 | 224.1023 | 859.6929 | 1404.1012 | 1834.5192 | 2080.3581 | 2060.0547 | 2030.4296 | 1903.3805 | 1693.2917 | 2 | 7 | 2020
2020-01-02 | 24 | 1958.1636 | 2020-02-17 | 1546.9172 | 1379.9533 | 1309.6748 | 1264.3223 | 1239.3264 | 1252.4642 | 1366.4007 | 1185.7797 | 668.4294 | 331.1734 | 169.9861 | 81.6195 | -20.6585 | -36.5572 | 60.6832 | 415.0884 | 1071.2847 | 1595.1256 | 2009.1379 | 2226.0727 | 2212.8234 | 2135.4533 | 2010.0088 | 1756.4639 | 2 | 1 | 2020
2020-01-03 | 1 | 1544.3128 | 2020-02-18 | 1566.3322 | 1368.4325 | 1311.0693 | 1268.0448 | 1232.3143 | 1248.0006 | 1342.9193 | 1243.9696 | 752.2715 | 397.1461 | 230.9837 | 142.1556 | 50.4228 | 30.2244 | 160.9175 | 525.0609 | 1185.8073 | 1733.8367 | 2170.2564 | 2351.2524 | 2323.1276 | 2234.8702 | 2095.1161 | 1814.4547 | 2 | 2 | 2020
2020-01-03 | 2 | 1434.4458 | 2020-02-19 | 1537.7458 | 1379.2607 | 1311.7095 | 1268.3925 | 1237.5855 | 1253.0274 | 1349.1345 | 1240.3118 | 742.5347 | 372.5569 | 184.404 | 104.9919 | 19.8354 | 4.5275 | 137.2387 | 501.4055 | 1173.1027 | 1711.9349 | 2120.4095 | 2320.8189 | 2287.6376 | 2208.0461 | 2063.7963 | 1776.576 | 2 | 3 | 2020
2020-01-03 | 3 | 1369.1682 | 2020-02-20 | 1539.6595 | 1390.1528 | 1322.8352 | 1283.8966 | 1257.8798 | 1281.2416 | 1399.285 | 1313.7356 | 786.7474 | 375.6836 | 157.0917 | 38.8223 | -68.5646 | -76.0653 | 68.9029 | 444.8337 | 1106.0334 | 1631.0782 | 2040.453 | 2268.1834 | 2246.6258 | 2177.1648 | 2040.2065 | 1765.5713 | 2 | 4 | 2020
2020-01-03 | 4 | 1311.0079 | 2020-02-21 | 1523.1784 | 1393.8886 | 1321.1654 | 1276.6819 | 1250.2193 | 1251.6463 | 1327.345 | 1141.2746 | 616.3424 | 271.7398 | 99.7447 | 5.281 | -90.3113 | -99.6304 | 30.1125 | 392.6873 | 1059.9336 | 1589.1108 | 1970.8376 | 2179.4381 | 2152.7461 | 2068.9948 | 1958.5047 | 1733.2289 | 2 | 5 | 2020
2020-01-03 | 5 | 1279.1686 | 2020-02-22 | 1485.1456 | 1388.4149 | 1296.9534 | 1251.752 | 1221.4766 | 1204.7718 | 1220.5706 | 914.5434 | 331.611 | 57.3185 | -79.2678 | -176.8347 | -252.8135 | -267.6235 | -172.4573 | 158.8053 | 848.2336 | 1422.6563 | 1877.4179 | 2090.1743 | 2076.2099 | 2041.7744 | 1895.4574 | 1679.8055 | 2 | 6 | 2020
2020-01-03 | 6 | 1299.2645 | 2020-02-23 | 1495.8533 | 1392.7205 | 1310.9842 | 1264.2203 | 1240.1959 | 1233.4702 | 1255.4843 | 943.4923 | 343.4831 | 37.2195 | -137.3688 | -242.6568 | -321.6069 | -325.9904 | -227.7289 | 132.5638 | 824.3277 | 1389.8374 | 1842.508 | 2135.3606 | 2116.3779 | 2074.8405 | 1926.3724 | 1698.2626 | 2 | 7 | 2020
2020-01-03 | 7 | 1400.9541 | 2020-02-24 | 1551.4854 | 1404.0592 | 1331.3185 | 1290.4535 | 1262.7824 | 1282.3909 | 1373.8356 | 1253.1344 | 724.7944 | 365.902 | 172.0632 | 50.545 | -34.8891 | -41.2727 | 79.8109 | 444.9377 | 1153.1085 | 1702.4545 | 2112.719 | 2325.8731 | 2305.1772 | 2229.0451 | 2078.5438 | 1784.1792 | 2 | 1 | 2020
2020-01-03 | 8 | 1454.1065 | 2020-02-25 | 1538.3207 | 1405.992 | 1334.0424 | 1290.5775 | 1260.5871 | 1275.1644 | 1364.5015 | 1194.8933 | 653.6221 | 295.1861 | 90.9218 | -44.5049 | -141.9446 | -159.134 | -51.5366 | 297.152 | 997.9627 | 1553.4306 | 2000.2472 | 2256.7015 | 2242.536 | 2169.4834 | 2037.5466 | 1771.2233 | 2 | 2 | 2020
2020-01-03 | 9 | 1023.8328 | 2020-02-26 | 1496.8131 | 1360.2475 | 1295.7276 | 1255.5962 | 1228.4219 | 1235.3089 | 1329.5442 | 1141.3886 | 607.496 | 263.904 | 82.0565 | -21.0817 | -95.6004 | -99.0011 | 3.8367 | 362.6955 | 1075.2598 | 1621.0309 | 2004.9673 | 2258.685 | 2248.4855 | 2168.9636 | 2013.191 | 1725.5353 | 2 | 3 | 2020
2020-01-03 | 10 | 552.7109 | 2020-02-27 | 1539.9933 | 1410.2413 | 1336.6218 | 1297.7824 | 1272.2861 | 1287.5214 | 1394.4913 | 1248.6398 | 701.4145 | 324.6033 | 128.1842 | 16.9704 | -77.5294 | -96.6041 | 13.1064 | 371.3855 | 1070.418 | 1599.0344 | 1985.5997 | 2210.6346 | 2201.9311 | 2122.7999 | 2002.5661 | 1761.0833 | 2 | 4 | 2020
2020-01-03 | 11 | 318.0047 | 2020-02-28 | 1523.3011 | 1372.5163 | 1317.2942 | 1268.7847 | 1243.5413 | 1261.4804 | 1356.0871 | 1226.6605 | 714.6893 | 357.877 | 147.9757 | 16.3151 | -83.1507 | -101.4617 | 2.6274 | 340.4254 | 1025.6666 | 1557.8396 | 1968.7722 | 2195.279 | 2178.5857 | 2101.7798 | 1985.0899 | 1746.0672 | 2 | 5 | 2020
2020-01-03 | 12 | 218.8543 | 2020-02-29 | 1525.0983 | 1374.4768 | 1319.8511 | 1276.2669 | 1263.3037 | 1297.7908 | 1410.6859 | 1295.0123 | 790.8815 | 437.0857 | 227.9582 | 96.5361 | -2.1677 | -22.8674 | 74.1253 | 402.7326 | 1078.1892 | 1597.2679 | 1997.4473 | 2219.5149 | 2199.1272 | 2118.5115 | 1998.7095 | 1756.8933 | 2 | 6 | 2020
2020-01-03 | 13 | 188.3879 | 2020-03-01 | 1229.6765 | 1184.9718 | 1136.3328 | 1127.8227 | 1151.1042 | 1272.9765 | 1325.8198 | 890.8281 | 420.5429 | 108.1494 | -67.1251 | -108.2215 | -151.7795 | -137.3107 | -56.8369 | 192.8973 | 755.2973 | 1425.1786 | 1721.6626 | 2003.486 | 1998.6266 | 1876.9135 | 1612.5416 | 1389.7328 | 3 | 7 | 2020
2020-01-03 | 14 | 244.9876 | 2020-03-02 | 1372.2079 | 1195.6329 | 1111.3976 | 1059.7559 | 1067.772 | 1123.8524 | 1124.3351 | 803.9928 | 433.0915 | 161.7386 | 28.5285 | -18.7732 | -69.4318 | -57.9924 | 27.5755 | 309.0198 | 946.4361 | 1596.4203 | 1950.8809 | 2223.2362 | 2188.782 | 2070.3586 | 1890.2814 | 1595.6344 | 3 | 1 | 2020
2020-01-03 | 15 | 448.2846 | 2020-03-03 | 1356.595 | 1229.0399 | 1170.8553 | 1139.374 | 1139.9228 | 1234.1013 | 1284.7529 | 930.2334 | 490.3865 | 149.2096 | -18.6341 | -67.9952 | -114.1717 | -93.8069 | -22.1774 | 239.4474 | 849.8693 | 1519.4113 | 1853.9689 | 2128.7507 | 2118.6153 | 2005.4734 | 1826.2505 | 1559.0446 | 3 | 2 | 2020
2020-01-03 | 16 | 884.2462 | 2020-03-04 | 1360.3448 | 1244.9535 | 1180.4519 | 1146.4417 | 1131.301 | 1189.5694 | 1202.1346 | 874.3093 | 459.3888 | 135.4767 | -35.0603 | -79.7726 | -144.9996 | -146.1861 | -51.4609 | 220.9878 | 836.511 | 1524.2253 | 1889.3772 | 2162.669 | 2146.6547 | 2041.6438 | 1871.9522 | 1587.5331 | 3 | 3 | 2020
2020-01-03 | 17 | 1493.7661 | 2020-03-05 | 1328.7588 | 1209.9495 | 1142.2737 | 1102.5253 | 1088.1673 | 1162.3111 | 1177.7603 | 801.4829 | 395.8034 | 112.203 | -20.5319 | -37.5035 | -63.9495 | -25.7118 | 79.7899 | 355.045 | 980.5358 | 1643.5703 | 1948.5813 | 2170.8669 | 2149.1268 | 2027.5633 | 1835.9519 | 1548.7297 | 3 | 4 | 2020
2020-01-03 | 18 | 1907.9573 | 2020-03-06 | 1316.7974 | 1185.1699 | 1134.0907 | 1112.3527 | 1114.4261 | 1211.034 | 1264.1482 | 894.4578 | 443.7359 | 98.1383 | -56.9682 | -112.6972 | -164.9855 | -157.3541 | -60.4376 | 221.8511 | 836.7613 | 1510.8963 | 1811.3833 | 2073.8065 | 2059.6172 | 1921.189 | 1733.3194 | 1495.902 | 3 | 5 | 2020
2020-01-03 | 19 | 2242.5311 | 2020-03-07 | 1229.5949 | 1203.6174 | 1141.8073 | 1112.5975 | 1114.7024 | 1181.5215 | 1146.4542 | 624.3101 | 175.2318 | -117.4111 | -250.0339 | -299.3026 | -358.7582 | -366.0667 | -290.1073 | -12.4996 | 580.4533 | 1265.0652 | 1598.1103 | 1903.6791 | 1913.9176 | 1825.2828 | 1601.7487 | 1399.2829 | 3 | 6 | 2020
2020-01-03 | 20 | 2324.4883 | 2020-03-08 | 1253.7342 | 1221.006 | 1166.9153 | 1135.1938 | 1142.4964 | 1207.0262 | 1178.9061 | 688.3688 | 217.4141 | -99.3722 | -308.1409 | -428.7909 | -449.9138 | -405.8566 | -335.24 | -104.339 | 535.5633 | 1292.8736 | 1679.8809 | 1959.6326 | 2000.2958 | 1862.0826 | 1636.5212 | 1419.7522 | 3 | 7 | 2020
2020-01-03 | 21 | 2276.8302 | 2020-03-09 | 1306.1933 | 1206.7527 | 1153.2989 | 1129.4313 | 1132.1075 | 1227.0827 | 1279.898 | 906.3592 | 423.1822 | 73.5273 | -127.0383 | -218.6523 | -265.8405 | -210.1334 | -100.1665 | 165.8933 | 751.8084 | 1474.302 | 1825.262 | 2087.1604 | 2074.1296 | 1983.7111 | 1744.8141 | 1491.6534 | 3 | 1 | 2020
2020-01-03 | 22 | 2196.0208 | 2020-03-10 | 1269.8081 | 1169.9525 | 1119.0099 | 1101.0777 | 1119.1438 | 1240.9083 | 1327.6152 | 932.4501 | 437.3218 | 91.4854 | -97.4715 | -186.4132 | -242.0635 | -201.5566 | -109.124 | 157.8634 | 721.479 | 1449.6959 | 1825.5758 | 2093.011 | 2081.013 | 1963.1223 | 1689.0054 | 1434.1973 | 3 | 2 | 2020
2020-01-03 | 23 | 2056.0844 | 2020-03-11 | 1257.6264 | 1177.177 | 1134.355 | 1127.4263 | 1141.2583 | 1271.7602 | 1370.857 | 1008.9417 | 489.3482 | 124.8864 | -100.975 | -224.524 | -297.3529 | -254.1526 | -174.2291 | 90.3985 | 679.8921 | 1415.5486 | 1809.0105 | 2080.8422 | 2068.5603 | 1954.7639 | 1678.1925 | 1426.9011 | 3 | 3 | 2020
2020-01-03 | 24 | 1768.1756 | 2020-03-12 | 1349.6652 | 1229.1204 | 1176.0575 | 1148.4234 | 1138.1072 | 1200.5685 | 1220.5736 | 854.7355 | 385.3338 | 39.0663 | -130.2222 | -218.9995 | -266.2688 | -223.0871 | -123.6839 | 161.4498 | 760.5715 | 1490.774 | 1874.6985 | 2151.8114 | 2125.9161 | 2059.2411 | 1843.4261 | 1570.7068 | 3 | 4 | 2020
2020-01-04 | 1 | 1514.7415 | 2020-03-13 | 1281.4279 | 1200.6753 | 1148.3706 | 1132.4163 | 1136.0404 | 1223.8181 | 1268.6142 | 886.8719 | 390.5398 | 43.2757 | -172.9404 | -277.9335 | -338.4622 | -289.9324 | -187.4588 | 75.6817 | 681.1992 | 1415.0372 | 1801.4267 | 2070.0986 | 2033.6043 | 1937.9378 | 1698.4009 | 1459.3721 | 3 | 5 | 2020
2020-01-04 | 2 | 1432.9644 | 2020-03-14 | 1266.2066 | 1187.1992 | 1136.5418 | 1119.9992 | 1141.3262 | 1253.9004 | 1297.8651 | 878.3006 | 395.2217 | 87.2455 | -96.5214 | -227.9776 | -314.2405 | -302.5358 | -245.4174 | -40.2014 | 548.3913 | 1281.0307 | 1700.7147 | 1983.9563 | 2035.1932 | 1913.0858 | 1669.5516 | 1440.1249 | 3 | 6 | 2020
2020-01-04 | 3 | 1355.1372 | 2020-03-15 | 1257.4099 | 1177.7858 | 1125.5249 | 1107.6058 | 1131.9024 | 1243.6604 | 1293.3852 | 847.8798 | 366.6974 | 88.0408 | -84.2304 | -197.9786 | -271.9729 | -272.1328 | -176.9483 | 105.3151 | 711.5601 | 1408.6635 | 1753.5562 | 2051.6727 | 2084.8347 | 1932.1843 | 1670.8767 | 1430.8312 | 3 | 7 | 2020
2020-01-04 | 4 | 1304.7968 | 2020-03-16 | 1380.6075 | 1272.5944 | 1200.0931 | 1152.566 | 1128.7378 | 1161.2129 | 1134.2958 | 765.9044 | 337.4669 | 83.0936 | -90.0691 | -187.3058 | -245.1821 | -241.2563 | -129.9352 | 184.606 | 772.6506 | 1481.4549 | 1868.5024 | 2163.8077 | 2138.4952 | 2088.2237 | 1889.9094 | 1612.2869 | 3 | 1 | 2020
2020-01-04 | 5 | 1283.3945 | 2020-03-17 | 1260.7769 | 1180.7913 | 1137.5274 | 1118.362 | 1129.9987 | 1237.9074 | 1322.8447 | 944.9094 | 440.5226 | 128.3686 | -75.0308 | -208.2063 | -294.7126 | -313.267 | -219.1801 | 71.4203 | 669.7604 | 1389.5411 | 1756.678 | 2064.2029 | 2049.67 | 1949.4247 | 1690.8518 | 1435.4597 | 3 | 2 | 2020
2020-01-04 | 6 | 1291.1593 | 2020-03-18 | 1289.294 | 1177.8619 | 1128.5055 | 1109.2332 | 1125.138 | 1238.362 | 1319.2875 | 945.0564 | 449.639 | 146.6926 | -51.2692 | -200.528 | -289.6996 | -291.1596 | -198.2489 | 98.4488 | 696.5401 | 1414.3392 | 1777.6798 | 2089.4905 | 2087.0501 | 1990.1823 | 1734.8331 | 1481.1827 | 3 | 3 | 2020
2020-01-04 | 7 | 1342.4068 | 2020-03-19 | 1256.183 | 1194.0568 | 1144.0406 | 1132.881 | 1158.4764 | 1286.4814 | 1399.5942 | 1006.5288 | 499.2336 | 174.6267 | -48.3013 | -206.1494 | -297.5653 | -308.4964 | -223.1946 | 67.5791 | 660.9449 | 1363.2068 | 1712.6321 | 2033.3303 | 2036.3278 | 1937.1997 | 1676.9495 | 1430.4044 | 3 | 4 | 2020
2020-01-04 | 8 | 1272.3604 | 2020-03-20 | 1240.5062 | 1150.8348 | 1095.188 | 1072.0352 | 1102.4706 | 1218.0414 | 1262.3004 | 797.004 | 304.8408 | 30.2163 | -153.646 | -283.7154 | -366.852 | -358.6122 | -263.7928 | 32.5772 | 631.4386 | 1337.7359 | 1685.5002 | 1967.9998 | 1968.7006 | 1869.7406 | 1627.6228 | 1411.6518 | 3 | 5 | 2020
2020-01-04 | 9 | 803.5025 | 2020-03-21 | 1235.3054 | 1194.8983 | 1127.8018 | 1087.8078 | 1054.8561 | 1123.2141 | 1090.1314 | 627.4827 | 159.2348 | -126.2199 | -281.2268 | -407.2779 | -495.4828 | -502.76 | -433.4998 | -162.5176 | 453.3917 | 1177.1376 | 1562.2161 | 1896.5001 | 1929.7261 | 1802.1508 | 1595.4261 | 1405 | 3 | 6 | 2020
2020-01-04 | 10 | 388.8695 | 2020-03-22 | 1207.6695 | 1194.6179 | 1127.9704 | 1095.4256 | 1096.5983 | 1164.4316 | 1111.9491 | 603.8862 | 126.3273 | -160.1354 | -302.049 | -398.7357 | -470.9666 | -498.9644 | -410.548 | -136.928 | 481.4874 | 1192.0131 | 1532.6997 | 1873.7577 | 1927.887 | 1787.0304 | 1559.8583 | 1373.2745 | 3 | 7 | 2020
2020-01-04 | 11 | 184.9398 | 2020-03-23 | 1289.074 | 1217.3371 | 1162.5131 | 1126.6003 | 1110.4335 | 1154.6882 | 1113.343 | 609.1819 | 100.4067 | -171.7638 | -321.0564 | -393.3892 | -485.4589 | -512.0245 | -408.5093 | -93.6065 | 524.604 | 1268.8004 | 1668.3177 | 2012.4615 | 2010.1059 | 1934.301 | 1708.2066 | 1463.4222 | 3 | 1 | 2020
2020-01-04 | 12 | 71.6875 | 2020-03-24 | 1259.8949 | 1150.0503 | 1094.2662 | 1069.136 | 1107.4855 | 1222.5215 | 1304.5355 | 853.3248 | 345.48 | 33.5996 | -160.6817 | -260.491 | -324.3556 | -337.4804 | -240.9699 | 56.7289 | 647.6786 | 1345.8959 | 1683.662 | 1992.976 | 1979.533 | 1873.8234 | 1642.1569 | 1427.536 | 3 | 2 | 2020
2020-01-04 | 13 | 10.453 | 2020-03-25 | 1281.8239 | 1181.2688 | 1119.5882 | 1096.3433 | 1100.5858 | 1188.4118 | 1207.2726 | 720.442 | 221.8938 | -64.1808 | -220.2779 | -300.6425 | -348.353 | -351.2654 | -255.8334 | 49.4339 | 648.2385 | 1355.5501 | 1714.4715 | 2010.0465 | 1999.3292 | 1912.3584 | 1680.7245 | 1453.2723 | 3 | 3 | 2020
2020-01-04 | 14 | 58.1485 | 2020-03-26 | 1253.6133 | 1169.596 | 1118.906 | 1102.3163 | 1129.0875 | 1256.7689 | 1352.1927 | 930.4013 | 394.4548 | 63.2514 | -129.925 | -227.9142 | -289.9869 | -298.8923 | -199.312 | 101.3021 | 686.2679 | 1386.8259 | 1719.5449 | 2044.2318 | 2038.0002 | 1931.4097 | 1671.2361 | 1427.9542 | 3 | 4 | 2020
2020-01-04 | 15 | 244.3864 | 2020-03-27 | 1283.6364 | 1227.932 | 1172.7278 | 1136.3322 | 1122.439 | 1158.4191 | 1123.9983 | 623.4536 | 103.902 | -181.9889 | -358.9433 | -452.7364 | -515.1288 | -523.4872 | -452.3937 | -158.8992 | 446.6435 | 1170.0019 | 1574.0647 | 1943.2428 | 1946.1741 | 1891.2925 | 1689.7587 | 1465.742 | 3 | 5 | 2020
2020-01-04 | 16 | 688.553 | 2020-03-28 | 1214.0298 | 1171.4994 | 1120.9331 | 1101.0075 | 1103.1047 | 1156.3315 | 1109.4046 | 586.0269 | 138.178 | -118.3543 | -273.8672 | -379.5318 | -460.2297 | -513.8862 | -452.1069 | -182.5483 | 434.5279 | 1152.7218 | 1476.3625 | 1842.9318 | 1898.3727 | 1770.1313 | 1552.7808 | 1371.4101 | 3 | 6 | 2020
2020-01-04 | 17 | 1280.6875 | 2020-03-29 | 1200.5296 | 1168.5046 | 1112.0282 | 1084.1685 | 1102.953 | 1157.4123 | 1100.5614 | 568.7563 | 88.8755 | -183.5454 | -343.2051 | -441.0421 | -522.6501 | -568.1028 | -494.7723 | -243.0483 | 373.7225 | 1093.0427 | 1447.7898 | 1815.4341 | 1879.3386 | 1742.1609 | 1527.6518 | 1349.4603 | 3 | 7 | 2020
2020-01-04 | 18 | 1667.8313 | 2020-03-30 | 1271.1451 | 1203.5987 | 1148.1136 | 1117.845 | 1110.4944 | 1174.08 | 1148.9887 | 631.3744 | 136.6636 | -157.5487 | -345.7803 | -417.1166 | -484.7456 | -506.0672 | -412.6304 | -106.3461 | 498.2185 | 1209.7661 | 1571.4569 | 1919.8883 | 1922.917 | 1844.5687 | 1634.9879 | 1430.1744 | 3 | 1 | 2020
2020-01-04 | 19 | 2060.1285 | 2020-03-31 | 1256.6477 | 1172.9307 | 1122.1428 | 1102.1872 | 1114.4107 | 1213.0996 | 1255.8211 | 783.5289 | 251.9764 | -67.8317 | -242.8073 | -294.3064 | -354.7538 | -365.7938 | -284.4965 | 10.2223 | 589.4502 | 1299.5171 | 1670.3499 | 2021.0773 | 2025.5673 | 1924.1322 | 1668.1898 | 1428.4905 | 3 | 2 | 2020
2020-01-04 | 20 | 2183.1292 | 2020-04-01 | 1209.8349 | 1111.8086 | 1069.2025 | 1048.2778 | 1067.0324 | 1146.2319 | 952.8552 | 532.0039 | 178.8619 | -61.2896 | -215.5047 | -305.8484 | -346.9541 | -294.2399 | -186.5943 | 45.3975 | 541.2395 | 1268.2683 | 1654.234 | 1911.1619 | 1959.1862 | 1867.1394 | 1603.5156 | 1353.793 | 4 | 3 | 2020
2020-01-04 | 21 | 2128.1793 | 2020-04-02 | 1216.1841 | 1105.0604 | 1066.1088 | 1041.5245 | 1071.5724 | 1152.7379 | 957.1209 | 548.8004 | 215.5713 | -42.852 | -202.6064 | -339.8626 | -398.1558 | -350.6275 | -236.5008 | 17.977 | 519.7749 | 1249.421 | 1643.8581 | 1896.7262 | 1960.0246 | 1867.052 | 1608.7778 | 1360.902 | 4 | 4 | 2020
2020-01-04 | 22 | 2079.4366 | 2020-04-03 | 1207.0947 | 1119.3991 | 1077.487 | 1047.4086 | 1071.2826 | 1138.0173 | 923.237 | 510.8847 | 169.47 | -79.2 | -225.6115 | -327.0868 | -380.7165 | -333.5805 | -239.6317 | 1.9985 | 497.644 | 1210.8764 | 1614.482 | 1874.4625 | 1925.6911 | 1828.1409 | 1582.5448 | 1343.8615 | 4 | 5 | 2020
2020-01-04 | 23 | 1927.6988 | 2020-04-04 | 1173.286 | 1133.5151 | 1082.1195 | 1042.3431 | 1050.3023 | 1060.2393 | 742.0012 | 265.9196 | -57.0971 | -289.6608 | -433.013 | -539.6098 | -601.31 | -582.1109 | -489.2485 | -248.0424 | 303.251 | 1048.0476 | 1464.9568 | 1727.6098 | 1839.0753 | 1730.0895 | 1521.4331 | 1327.0501 | 4 | 6 | 2020
2020-01-04 | 24 | 1693.5878 | 2020-04-05 | 1183.2369 | 1134.8867 | 1084.545 | 1051.503 | 1056.5742 | 1066.4081 | 742.3788 | 274.7978 | -48.613 | -275.1377 | -409.7785 | -527.8552 | -596.9554 | -583.1241 | -496.7406 | -267.9702 | 265.764 | 1013.9499 | 1442.5846 | 1716.2983 | 1846.8584 | 1735.504 | 1529.0343 | 1324.0211 | 4 | 7 | 2020
2020-01-05 | 1 | 1582.0167 | 2020-04-06 | 1202.5482 | 1108.0714 | 1067.4191 | 1049.1427 | 1067.4592 | 1156.8947 | 980.3371 | 567.7267 | 210.3813 | -63.1324 | -232.5546 | -354.0364 | -408.9512 | -354.5035 | -256.7874 | -7.9653 | 503.3156 | 1237.1912 | 1625.3541 | 1893.9694 | 1963.354 | 1852.6554 | 1577.6667 | 1331.4638 | 4 | 1 | 2020
2020-01-05 | 2 | 1432.289 | 2020-04-07 | 1203.5525 | 1110.3175 | 1058.6004 | 1013.4594 | 1056.3774 | 1118.9973 | 902.1989 | 463.2078 | 134.9739 | -109.2427 | -270.8494 | -399.0943 | -470.2129 | -422.2514 | -311.6644 | -48.2986 | 453.7227 | 1192.3524 | 1615.7047 | 1894.2137 | 1944.4793 | 1845.5107 | 1581.8267 | 1338.0617 | 4 | 2 | 2020
2020-01-05 | 3 | 1358.5075 | 2020-04-08 | 1201.679 | 1100.5765 | 1055.6203 | 1024.3479 | 1057.6088 | 1128.214 | 909.7888 | 449.2203 | 100.8227 | -146.9848 | -238.9199 | -306.9486 | -365.7406 | -336.6012 | -202.8847 | 52.8093 | 545.8781 | 1252.4969 | 1645.2602 | 1913.8332 | 1972.785 | 1868.5909 | 1597.2418 | 1342.5993 | 4 | 3 | 2020
2020-01-05 | 4 | 1306.9026 | 2020-04-09 | 1203.5677 | 1108.1492 | 1063.4963 | 1033.28 | 1048.1727 | 1119.3069 | 878.5974 | 463.3447 | 96.8233 | -118.9237 | -239.6836 | -344.3214 | -404.9447 | -374.7737 | -242.5973 | 14.279 | 521.7287 | 1222.3348 | 1601.2648 | 1839.4494 | 1915.0575 | 1822.5019 | 1581.9131 | 1342.1873 | 4 | 4 | 2020
2020-01-05 | 5 | 1293.9462 | 2020-04-10 | 1217.1631 | 1120.4745 | 1074.2429 | 1053.0736 | 1070.2462 | 1119.2245 | 863.7163 | 395.3838 | 86.3768 | -149.117 | -265.0781 | -360.6891 | -434.7579 | -422.6915 | -288.3411 | -25.5821 | 488.1423 | 1176.7165 | 1571.224 | 1826.3114 | 1890.3169 | 1816.1786 | 1591.6688 | 1360.0116 | 4 | 5 | 2020
2020-01-05 | 6 | 1325.5271 | 2020-04-11 | 1134.496 | 1103.5427 | 1025.6967 | 995.189 | 1006.191 | 1018.4835 | 686.9413 | 187.1436 | -123.5648 | -348.1758 | -435.7111 | -540.4293 | -616.1661 | -637.2636 | -528.353 | -309.9687 | 208.5223 | 932.9575 | 1353.4265 | 1658.5516 | 1780.0216 | 1660.0665 | 1462.7041 | 1269.1805 | 4 | 6 | 2020
2020-01-05 | 7 | 1428.9328 | 2020-04-12 | 1154.1728 | 1118.57 | 1076.0749 | 1039.4178 | 1047.5408 | 1046.2706 | 708.5805 | 214.1457 | -121.1833 | -326.3997 | -435.8713 | -538.5481 | -602.5083 | -593.625 | -494.3703 | -247.0027 | 280.7321 | 1022.5388 | 1459.5527 | 1759.2527 | 1874.8025 | 1733.6237 | 1503.2939 | 1289.9058 | 4 | 7 | 2020
2020-01-05 | 8 | 1440.3203 | 2020-04-13 | 1214.8401 | 1122.5547 | 1085.0365 | 1059.1153 | 1080.0836 | 1164.3538 | 985.4804 | 560.9967 | 212.1161 | -25.3135 | -164.1896 | -277.5931 | -343.7386 | -325.8022 | -199.8445 | 46.5787 | 537.2072 | 1250.3678 | 1652.043 | 1925.5744 | 1982.8743 | 1873.3316 | 1596.8078 | 1346.6635 | 4 | 1 | 2020
2020-01-05 | 9 | 1007.7691 | 2020-04-14 | 1210.8371 | 1106.9998 | 1068.0722 | 1036.9027 | 1058.0495 | 1138.2639 | 912.6616 | 458.5039 | 113.3332 | -113.2142 | -193.3033 | -260.0978 | -299.2851 | -263.304 | -111.7039 | 146.5427 | 631.4452 | 1335.8915 | 1704.4687 | 1929.1073 | 1994.2795 | 1889.5425 | 1619.1124 | 1361.5808 | 4 | 2 | 2020
2020-01-05 | 10 | 581.9673 | 2020-04-15 | 1241.9608 | 1109.2734 | 1058.2027 | 1016.8233 | 1060.3545 | 1145.5424 | 925.0645 | 472.355 | 147.9935 | -77.3072 | -182.5644 | -227.7055 | -254.9192 | -186.1416 | -35.3124 | 243.5752 | 766.296 | 1478.4126 | 1814.6179 | 1997.8744 | 2051.2218 | 1946.427 | 1685.3582 | 1402.2501 | 4 | 3 | 2020
2020-01-05 | 11 | 375.6261 | 2020-04-16 | 1217.3788 | 1109.4406 | 1059.531 | 1039.8221 | 1069.2192 | 1149.1407 | 945.7942 | 538.3729 | 196.9757 | -67.9567 | -202.7049 | -297.0683 | -356.7863 | -297.421 | -180.0092 | 64.9993 | 563.3779 | 1289.5406 | 1663.8557 | 1910.4561 | 1976.5066 | 1877.5303 | 1614.0864 | 1367.208 | 4 | 4 | 2020
2020-01-05 | 12 | 258.8588 | 2020-04-17 | 1183.0422 | 1097.6898 | 1055.1264 | 1031.8908 | 1049.991 | 1132.4848 | 939.2059 | 521.52 | 181.0509 | -43.9087 | -185.024 | -269.3423 | -338.8423 | -302.9166 | -184.5747 | 83.0376 | 596.8306 | 1312.6298 | 1678.4357 | 1910.3106 | 1982.1472 | 1870.6781 | 1589.5146 | 1332.1989 | 4 | 5 | 2020
2020-01-05 | 13 | 221.1302 | 2020-04-18 | 1206.9371 | 1124.6528 | 1075.4544 | 1047.4463 | 1069.4052 | 1121.9288 | 862.8316 | 394.8056 | 47.7708 | -181.9764 | -306.2895 | -393.5237 | -455.5828 | -419.3056 | -296.164 | -48.9541 | 471.9961 | 1186.5633 | 1565.625 | 1819.7606 | 1917.4285 | 1802.7172 | 1587.0598 | 1367.1516 | 4 | 6 | 2020
2020-01-05 | 14 | 274.6742 | 2020-04-19 | 1176.8954 | 1117.7052 | 1075.3153 | 1031.3602 | 1027.5615 | 1066.0053 | 748.5126 | 251.7556 | -65.07 | -303.5506 | -427.2381 | -501.3474 | -561.0563 | -533.6982 | -403.0422 | -156.4453 | 377.0789 | 1122.7146 | 1552.3511 | 1824.8359 | 1926.3858 | 1784.2334 | 1533.2842 | 1313.209 | 4 | 7 | 2020
2020-01-05 | 15 | 476.9568 | 2020-04-20 | 1231.5338 | 1115.9785 | 1073.7899 | 1050.8968 | 1079.6168 | 1164.5848 | 969.333 | 518.843 | 163.699 | -79.3238 | -204.9142 | -279.8588 | -339.5568 | -294.7154 | -159.6074 | 115.7 | 638.7561 | 1367.7068 | 1740.9631 | 1976.7912 | 2032.8059 | 1918.6083 | 1635.8582 | 1374.5153 | 4 | 1 | 2020
2020-01-05 | 16 | 910.7745 | 2020-04-21 | 1232.5987 | 1139.1468 | 1096.5278 | 1064.1198 | 1082.9934 | 1170.6735 | 943.7613 | 486.9977 | 153.8758 | -82.0861 | -196.154 | -267.1819 | -319.6564 | -286.9461 | -147.3968 | 115.9882 | 609.4754 | 1323.1115 | 1694.2326 | 1950.9574 | 2000.4543 | 1895.3094 | 1622.9722 | 1377.6953 | 4 | 2 | 2020
2020-01-05 | 17 | 1478.9074 | 2020-04-22 | 1279.7036 | 1154.4018 | 1110.3857 | 1076.0671 | 1094.1396 | 1167.2641 | 953.0262 | 527.0035 | 246.2484 | 48.9747 | -43.1422 | -81.1474 | -107.1714 | -69.9221 | 91.4279 | 401.2757 | 929.1164 | 1622.5442 | 1944.5526 | 2118.6114 | 2148.0582 | 2033.5176 | 1762.3173 | 1462.6241 | 4 | 3 | 2020
2020-01-05 | 18 | 1880.4053 | 2020-04-23 | 1252.2007 | 1120.5289 | 1087.0587 | 1052.2893 | 1072.7214 | 1151.7296 | 930.1931 | 542.7634 | 241.1084 | 47.84 | -46.9481 | -101.1311 | -138.8996 | -94.446 | 56.1673 | 354.2848 | 871.3821 | 1561.0872 | 1893.1816 | 2057.1475 | 2138.7128 | 2015.3264 | 1720.0097 | 1424.8903 | 4 | 4 | 2020
2020-01-05 | 19 | 2227.4 | 2020-04-24 | 1189.5143 | 1113.5793 | 1065.2898 | 1044.1088 | 1074.2552 | 1154.7064 | 946.4525 | 502.3224 | 198.6413 | -50.2353 | -184.027 | -277.7161 | -356.6779 | -362.051 | -257.3321 | 2.35 | 484.7183 | 1186.8946 | 1571.0574 | 1862.5447 | 1939.4728 | 1836.055 | 1577.4125 | 1333.8693 | 4 | 5 | 2020
2020-01-05 | 20 | 2315.5358 | 2020-04-25 | 1156.2536 | 1127.964 | 1071.6021 | 1042.4316 | 1046.1513 | 1045.1363 | 705.607 | 194.7166 | -108.9883 | -342.9567 | -462.5069 | -517.6431 | -585.8371 | -597.1857 | -484.4726 | -229.7715 | 301.4292 | 1043.2922 | 1486.6699 | 1778.5025 | 1881.0529 | 1746.1902 | 1505.9927 | 1297.214 | 4 | 6 | 2020
2020-01-05 | 21 | 2259.5396 | 2020-04-26 | 1181.8853 | 1120.4889 | 1078.0047 | 1048.2919 | 1059.0172 | 1099.1972 | 791.7404 | 297.6928 | 14.8385 | -163.835 | -291.03 | -389.3148 | -483.1051 | -502.7032 | -397.7725 | -164.856 | 343.753 | 1052.4216 | 1454.1016 | 1741.0469 | 1872.7567 | 1753.5616 | 1534.2204 | 1320.18 | 4 | 7 | 2020
2020-01-05 | 22 | 2213.5571 | 2020-04-27 | 1225.5472 | 1112.595 | 1071.9802 | 1040.6236 | 1066.4542 | 1155.6749 | 945.8344 | 499.3682 | 197.2675 | -30.5596 | -153.4611 | -223.3899 | -290.5529 | -281.6395 | -161.4078 | 94.124 | 573.6352 | 1270.1534 | 1672.963 | 1935.3119 | 1991.4629 | 1890.5781 | 1620.7069 | 1364.4164 | 4 | 1 | 2020
2020-01-05 | 23 | 2054.6965 | 2020-04-28 | 1214.7598 | 1106.4274 | 1076.0689 | 1055.6779 | 1076.371 | 1158.108 | 958.1865 | 520.0807 | 229.3201 | 19.8754 | -103.0658 | -169.0554 | -238.8729 | -214.0281 | -82.3707 | 188.016 | 668.5133 | 1366.4714 | 1742.5083 | 1985.9319 | 2025.0524 | 1905.7859 | 1619.7942 | 1365.0816 | 4 | 2 | 2020
2020-01-05 | 24 | 1799.1822 | 2020-04-29 | 1191.0122 | 1115.365 | 1066.1504 | 1044.6365 | 1074.6421 | 1153.0847 | 940.6155 | 486.7515 | 175.1311 | -74.9664 | -208.022 | -299.4381 | -378.3593 | -381.4277 | -265.0369 | -1.6823 | 480.7509 | 1181.6777 | 1565.4809 | 1859.6572 | 1937.6983 | 1836.2055 | 1579.3953 | 1334.8791 | 4 | 3 | 2020
2020-01-06 | 1 | 1657.1781 | 2020-04-30 | 1212.9724 | 1123.2945 | 1084.3177 | 1057.305 | 1071.4272 | 1154.9514 | 941.9285 | 492.4515 | 177.4895 | -52.5614 | -178.2484 | -257.7085 | -333.7716 | -320.6318 | -205.9756 | 68.2967 | 557.5626 | 1270.7227 | 1649.8128 | 1909.8709 | 1991.3385 | 1888.8622 | 1615.1849 | 1366.4154 | 4 | 4 | 2020
2020-01-06 | 2 | 1480.3637 | 2020-05-01 | 1300.5063 | 1178.2988 | 1118.2314 | 1095.454 | 1114.5292 | 1065.2529 | 771.2586 | 513.5261 | 332.1627 | 168.7301 | 81.9009 | 28.5761 | 31.9673 | 73.4561 | 257.4021 | 562.3341 | 1002.7946 | 1707.0598 | 2129.2585 | 2218.2376 | 2287.257 | 2136.2919 | 1834.7054 | 1493.2355 | 5 | 5 | 2020
2020-01-06 | 3 | 1410.6717 | 2020-05-02 | 1138.1137 | 1089.5819 | 1046.1555 | 1020.9559 | 1025.6348 | 953.8135 | 569.7221 | 204.942 | -32.0409 | -233.4861 | -388.0273 | -502.2437 | -556.4181 | -575.666 | -441.5926 | -195.2299 | 244.2911 | 970.7061 | 1470.6123 | 1683.4831 | 1862.1188 | 1741.5171 | 1501.3424 | 1269.6831 | 5 | 6 | 2020
2020-01-06 | 4 | 1371.4111 | 2020-05-03 | 1144.745 | 1082.4176 | 1012.6965 | 997.5352 | 1019.9093 | 960.8441 | 598.9715 | 244.9125 | -9.7575 | -227.4259 | -374.3668 | -487.3439 | -522.0653 | -532.1942 | -424.5996 | -200.1587 | 209.8962 | 953.1428 | 1444.0115 | 1686.2526 | 1859.0863 | 1733.0018 | 1507.8829 | 1268.1522 | 5 | 7 | 2020
2020-01-06 | 5 | 1344.3856 | 2020-05-04 | 1190.6906 | 1082.0935 | 1050.1844 | 1037.9606 | 1054.1517 | 1033.3812 | 749.9907 | 438.3715 | 213.7581 | 1.2621 | -165.0809 | -289.3371 | -342.7162 | -348.5961 | -224.5618 | 24.9534 | 417.2527 | 1113.063 | 1586.0881 | 1797.4636 | 1945.1813 | 1847.3205 | 1565.6412 | 1311.0049 | 5 | 1 | 2020
2020-01-06 | 6 | 1368.7303 | 2020-05-05 | 1182.897 | 1097.053 | 1055.196 | 1038.5448 | 1050.3961 | 1015.4951 | 695.9093 | 366.8585 | 144.688 | -58.5136 | -229.8319 | -358.5105 | -403.2847 | -410.8499 | -291.4782 | -30.4385 | 394.7317 | 1104.1312 | 1579.8985 | 1783.8721 | 1931.689 | 1828.3705 | 1558.6196 | 1311.2013 | 5 | 2 | 2020
2020-01-06 | 7 | 1486.911 | 2020-05-06 | 1198.5212 | 1101.0604 | 1073.6195 | 1053.2652 | 1073.0823 | 1030.1523 | 723.5073 | 431.6843 | 200.84 | -23.8363 | -189.2573 | -312.1394 | -340.8853 | -328.6991 | -187.0338 | 66.9018 | 475.7849 | 1191.1555 | 1652.745 | 1808.8159 | 1956.827 | 1887.4725 | 1609.5383 | 1338.7046 | 5 | 3 | 2020
2020-01-06 | 8 | 1589.4712 | 2020-05-07 | 1244.407 | 1171.1447 | 1112.9254 | 1085.948 | 1099.658 | 1072.5216 | 779.905 | 506.9146 | 307.6371 | 139.997 | 17.5178 | -61.0316 | -71.2742 | -52.6188 | 87.5184 | 347.1558 | 750.9672 | 1436.0542 | 1845.1359 | 1980.0919 | 2073.5189 | 1974.6274 | 1709.0016 | 1402.2995 | 5 | 4 | 2020
2020-01-06 | 9 | 1188.6201 | 2020-05-08 | 1160.168 | 1058.4994 | 1013.5143 | 1002.4522 | 1018.6233 | 986.1661 | 678.719 | 378.9274 | 164.7215 | -41.6428 | -208.6568 | -349.2225 | -396.5361 | -407.7815 | -290.7494 | -40.5441 | 343.3284 | 1016.9953 | 1466.1797 | 1675.6278 | 1844.6153 | 1759.4575 | 1525.2474 | 1289.1985 | 5 | 5 | 2020
2020-01-06 | 10 | 697.83 | 2020-05-09 | 1142.0911 | 1081.2831 | 1023.9416 | 998.4252 | 994.6489 | 895.4989 | 479.9886 | 124.2098 | -63.6032 | -310.0297 | -458.0443 | -565.4886 | -607.968 | -641.7658 | -530.3366 | -283.0106 | 149.8232 | 866.2407 | 1359.2176 | 1581.6688 | 1786.5419 | 1695.7428 | 1483.2803 | 1270.7043 | 5 | 6 | 2020
2020-01-06 | 11 | 454.2286 | 2020-05-10 | 1133.7575 | 1090.456 | 1029.3984 | 1004.255 | 1000.1036 | 913.2668 | 494.9619 | 138.2224 | -75.584 | -261.996 | -420.621 | -540.5194 | -609.7627 | -651.1704 | -526.3588 | -303.3253 | 141.013 | 850.8042 | 1372.1506 | 1610.7734 | 1815.9968 | 1704.9317 | 1473.9878 | 1261.3691 | 5 | 7 | 2020
2020-01-06 | 12 | 335.2914 | 2020-05-11 | 1222.9479 | 1124.1053 | 1079.3263 | 1057.1769 | 1072.3219 | 1050.1491 | 772.7041 | 492.1129 | 267.2667 | 75.3001 | -61.561 | -152.6958 | -179.1638 | -168.3766 | -41.5897 | 213.0395 | 619.0504 | 1312.279 | 1761.6475 | 1940.2859 | 2043.6011 | 1933.0339 | 1645.2334 | 1358.7971 | 5 | 1 | 2020
2020-01-06 | 13 | 281.2109 | 2020-05-12 | 1211.1613 | 1099.3124 | 1054.5566 | 1033.7846 | 1046.8622 | 1013.1054 | 706.3894 | 399.5347 | 194.1853 | 4.6715 | -114.6653 | -203.8046 | -227.8535 | -222.2613 | -74.9391 | 199.972 | 609.0705 | 1311.4551 | 1778.5581 | 1957.7194 | 2052.2977 | 1941.4432 | 1649.5397 | 1357.7884 | 5 | 2 | 2020
2020-01-06 | 14 | 311.908 | 2020-05-13 | 1224.1098 | 1087.3506 | 1047.8347 | 1029.2777 | 1046.1466 | 1023.5759 | 732.6083 | 456.711 | 248.3076 | 65.5418 | -57.67 | -144.6825 | -161.5588 | -149.1376 | -0.76417 | 281.7874 | 705.5335 | 1396.6261 | 1833.375 | 1996.2113 | 2108.0749 | 1986.3128 | 1687.6862 | 1371.2107 | 5 | 3 | 2020
2020-01-06 | 15 | 512.7262 | 2020-05-14 | 1170.7054 | 1089.7381 | 1048.8284 | 1026.575 | 1031.9001 | 970.0621 | 614.0969 | 283.8943 | 48.5915 | -159.6924 | -286.52 | -409.4489 | -460.7157 | -484.7329 | -359.2369 | -93.1218 | 289.1667 | 973.7793 | 1464.8009 | 1684.5118 | 1831.9819 | 1756.4609 | 1526.516 | 1294.5522 | 5 | 4 | 2020
2020-01-06 | 16 | 953.5512 | 2020-05-15 | 1216.0662 | 1121.6776 | 1075.2579 | 1057.3286 | 1070.4771 | 1040.1492 | 726.2724 | 431.644 | 258.4436 | 78.431 | -51.8387 | -158.7501 | -197.4448 | -219.4146 | -102.1662 | 150.7407 | 550.1286 | 1237.8628 | 1685.5101 | 1850.666 | 1990.9093 | 1903.6357 | 1642.3215 | 1366.0697 | 5 | 5 | 2020
2020-01-06 | 17 | 1588.9945 | 2020-05-16 | 1129.9198 | 1058.1658 | 1017.9155 | 1005.9036 | 1015.5831 | 942.3483 | 570.4922 | 223.875 | 25.2419 | -157.9271 | -275.0127 | -374.7721 | -428.1418 | -470.5654 | -394.1658 | -189.594 | 208.4253 | 896.6559 | 1373.2792 | 1619.0947 | 1841.5166 | 1721.7416 | 1481.4131 | 1258.3178 | 5 | 6 | 2020
2020-01-06 | 18 | 2023.2788 | 2020-05-17 | 1150.1896 | 1076.8135 | 1024.5078 | 1009.7498 | 1021.7518 | 959.766 | 572.5401 | 228.4969 | 32.3065 | -133.2011 | -252.7278 | -326.3537 | -352.3725 | -388.919 | -291.5265 | -69.1846 | 328.8394 | 1001.2872 | 1481.2948 | 1684.4886 | 1900.6589 | 1775.8205 | 1513.2501 | 1275.3396 | 5 | 7 | 2020
2020-01-06 | 19 | 2398.2199 | 2020-05-18 | 1160.2343 | 1085.0618 | 1039.1915 | 1017.3647 | 1040.4265 | 1008.3656 | 714.7398 | 410.2635 | 229.6372 | 25.6353 | -129.5508 | -274.3288 | -310.526 | -338.1161 | -261.6196 | -48.1432 | 314.9168 | 978.0885 | 1457.4817 | 1708.0033 | 1859.8252 | 1766.0737 | 1517.1687 | 1277.6207 | 5 | 1 | 2020
2020-01-06 | 20 | 2473.4909 | 2020-05-19 | 1199.9079 | 1143.0775 | 1096.2742 | 1076.837 | 1088.2694 | 1054.5454 | 736.224 | 435.1357 | 246.1314 | 46.1783 | -105.8397 | -227.0684 | -266.5733 | -273.3836 | -170.7694 | 65.3871 | 463.559 | 1143.6654 | 1604.874 | 1811.8915 | 1965.4577 | 1867.7436 | 1591.9901 | 1329.5627 | 5 | 2 | 2020
2020-01-06 | 21 | 2421.045 | 2020-05-20 | 1138.3499 | 1089.6085 | 1061.807 | 1047.2078 | 1065.0123 | 1022.7084 | 697.2025 | 374.8381 | 175.007 | -14.9187 | -174.1224 | -295.5842 | -332.4859 | -343.8528 | -250.3766 | -9.7883 | 359.2258 | 1027.1227 | 1481.8595 | 1701.5865 | 1861.7807 | 1768.0717 | 1511.738 | 1270.7516 | 5 | 3 | 2020
2020-01-06 | 22 | 2332.1067 | 2020-05-21 | 1243.2262 | 1121.3744 | 1077.4879 | 1056.8099 | 1077.2386 | 1046.6914 | 755.8086 | 482.6816 | 311.9434 | 159.0496 | 55.49 | -25.1934 | -43.0281 | -34.4156 | 80.7755 | 343.3091 | 748.6057 | 1431.5902 | 1846.5853 | 1994.1918 | 2115.3428 | 2003.91 | 1719.1586 | 1399.5608 | 5 | 4 | 2020
2020-01-06 | 23 | 2199.7488 | 2020-05-22 | 1176.5493 | 1109.643 | 1067.6595 | 1043.0804 | 1053.9886 | 1017.5401 | 678.0837 | 358.4751 | 135.1403 | -63.0832 | -185.2613 | -279.7037 | -338.0767 | -348.465 | -217.9438 | 14.8399 | 414.3561 | 1097.6889 | 1541.4489 | 1737.0663 | 1907.3395 | 1833.4015 | 1568.1446 | 1312.6987 | 5 | 5 | 2020
2020-01-06 | 24 | 1906.5708 | 2020-05-23 | 1125.8095 | 1078.3024 | 1031.4149 | 1000.739 | 999.1791 | 899.0869 | 470.3962 | 97.2842 | -112.8243 | -282.7433 | -389.7321 | -502.6653 | -573.8132 | -615.8901 | -505.3938 | -315.0489 | 70.9242 | 783.5811 | 1280.2629 | 1528.6249 | 1757.685 | 1671.2714 | 1456.2122 | 1250.9295 | 5 | 6 | 2020
2020-01-07 | 1 | 1622.0911 | 2020-05-24 | 1143.1448 | 1089.1347 | 1038.3141 | 1021.9879 | 1023.7273 | 918.9189 | 496.7683 | 126.1945 | -69.7859 | -282.2403 | -398.8384 | -501.7809 | -567.0591 | -617.2945 | -522.9332 | -341.2518 | 59.5682 | 768.1915 | 1263.6802 | 1486.443 | 1734.4534 | 1656.4044 | 1461.9827 | 1266.6103 | 5 | 7 | 2020
2020-01-07 | 2 | 1461.4927 | 2020-05-25 | 1148.231 | 1086.7413 | 1036.2698 | 1019.5421 | 1031.6529 | 959.4775 | 572.0911 | 219.806 | 46.6877 | -116.6482 | -219.5045 | -320.0472 | -402.7623 | -451.8858 | -348.3857 | -132.98 | 270.5046 | 968.3284 | 1471.8369 | 1686.1489 | 1855.1264 | 1770.3246 | 1512.039 | 1273.705 | 5 | 1 | 2020
2020-01-07 | 3 | 1389.5689 | 2020-05-26 | 1392.7376 | 1213.0596 | 1160.7932 | 1132.5107 | 1140.2482 | 1072.1227 | 713.263 | 424.7357 | 259.1759 | 119.2282 | 66.6641 | 47.4686 | 43.1565 | 85.8588 | 287.2345 | 582.1739 | 1024.0682 | 1727.0384 | 2162.3632 | 2212.0715 | 2289.1824 | 2215.091 | 1946.5851 | 1608.8933 | 5 | 2 | 2020
2020-01-07 | 4 | 1351.2088 | 2020-05-27 | 1198.5408 | 1102.3249 | 1058.1931 | 1045.4368 | 1056.8481 | 1031.0598 | 745.8005 | 448.0775 | 211.4363 | 3.1602 | -89.9589 | -187.5808 | -248.3767 | -256.4399 | -110.2532 | 124.8216 | 521.237 | 1213.03 | 1650.7776 | 1835.3638 | 1998.0167 | 1897.0751 | 1617.1335 | 1335.6351 | 5 | 3 | 2020
2020-01-07 | 5 | 1336.7434 | 2020-05-28 | 1182.9339 | 1098.9066 | 1072.5696 | 1053.2116 | 1058.0977 | 1018.2412 | 711.4371 | 388.9092 | 159.6061 | -34.6196 | -155.9043 | -254.8189 | -323.3288 | -341.1985 | -202.6417 | 19.8987 | 418.3064 | 1108.3042 | 1582.7833 | 1815.1607 | 1954.2053 | 1846.941 | 1558.4509 | 1301.0636 | 5 | 4 | 2020
2020-01-07 | 6 | 1363.4853 | 2020-05-29 | 1162.0023 | 1077.2434 | 1035.8693 | 1015.9172 | 1030.9743 | 1009.6617 | 715.5979 | 376.387 | 148.9262 | -46.1167 | -180.5644 | -303.7733 | -348.3225 | -364.3351 | -241.9927 | -19.0172 | 362.1183 | 1054.0572 | 1534.7691 | 1767.8001 | 1909.4452 | 1815.9191 | 1543.5765 | 1294.1754 | 5 | 5 | 2020
2020-01-07 | 7 | 1502.3772 | 2020-05-30 | 1126.1096 | 1078.3769 | 1031.1891 | 1000.5075 | 999.2072 | 899.2763 | 469.7786 | 95.6838 | -90.2454 | -282.0672 | -391.0922 | -506.3061 | -576.8643 | -620.7883 | -513.725 | -326.091 | 60.2932 | 766.979 | 1272.0248 | 1523.647 | 1755.2119 | 1669.8121 | 1455.0715 | 1250.4201 | 5 | 6 | 2020
2020-01-07 | 8 | 1630.9742 | 2020-05-31 | 1139.6115 | 1090.0003 | 1038.8733 | 1022.487 | 1023.5926 | 918.9649 | 495.2946 | 123.9323 | -90.2929 | -279.7851 | -397.8124 | -501.6376 | -567.8381 | -617.071 | -525.8814 | -344.3415 | 53.1359 | 756.7756 | 1253.3446 | 1482.9377 | 1734.7488 | 1656.7015 | 1461.045 | 1265.4389 | 5 | 7 | 2020
2020-01-07 | 9 | 1206.6848 | 2020-06-01 | 1291.0314 | 1181.8582 | 1136.6934 | 1131.7976 | 1145.0729 | 1030.6831 | 689.5411 | 380.2832 | 149.9231 | -42.4132 | -148.9646 | -208.7076 | -250.9739 | -216.3757 | -46.9573 | 197.9195 | 550.2469 | 1183.6397 | 1697.3428 | 1845.1827 | 1981.5969 | 1939.7363 | 1713.0163 | 1438.7975 | 6 | 1 | 2020
2020-01-07 | 10 | 696.8998 | 2020-06-02 | 1274.0667 | 1164.5145 | 1123.1964 | 1113.1821 | 1143.9716 | 1057.8607 | 753.1528 | 496.1195 | 284.9881 | 67.5999 | -53.7225 | -124.7111 | -136.7775 | -135.723 | 14.7586 | 246.2046 | 583.1285 | 1203.0617 | 1675.5327 | 1813.7671 | 1963.4364 | 1917.4262 | 1688.1212 | 1423.7586 | 6 | 2 | 2020
2020-01-07 | 11 | 446.2259 | 2020-06-03 | 1284.5376 | 1213.9716 | 1155.5645 | 1134.681 | 1157.1493 | 1037.3321 | 685.1978 | 383.5828 | 175.6109 | -40.5561 | -163.0053 | -224.462 | -279.3809 | -253.7953 | -96.5004 | 143.4423 | 499.8846 | 1134.2067 | 1622.583 | 1756.0467 | 1910.7737 | 1889.3382 | 1692.6814 | 1441.0687 | 6 | 3 | 2020
2020-01-07 | 12 | 319.4295 | 2020-06-04 | 1243.2236 | 1163.5732 | 1113.836 | 1103.3415 | 1137.6999 | 1055.78 | 767.1302 | 518.5895 | 279.7871 | 78.4089 | -37.4112 | -113.6396 | -188.4761 | -167.179 | -33.0997 | 174.3906 | 513.2127 | 1117.8935 | 1611.9911 | 1797.3537 | 1929.4927 | 1875.0261 | 1635.1716 | 1388.8725 | 6 | 4 | 2020
2020-01-07 | 13 | 253.8375 | 2020-06-05 | 1240.1389 | 1142.1097 | 1096.0546 | 1096.574 | 1122.7066 | 1052.334 | 773.9097 | 522.6744 | 302.1665 | 88.0004 | -45.0053 | -118.5215 | -164.4198 | -139.9736 | -1.7078 | 213.2323 | 541.3171 | 1151.6604 | 1641.5852 | 1806.2198 | 1970.9105 | 1911.1324 | 1650.9626 | 1393.1721 | 6 | 5 | 2020
2020-01-07 | 14 | 285.7794 | 2020-06-06 | 1200.9317 | 1161.8747 | 1114.1952 | 1099.4351 | 1102.8908 | 957.2942 | 548.049 | 210.6179 | 1.6984 | -203.1018 | -298.711 | -372.1859 | -429.7339 | -433.1631 | -313.9076 | -111.8337 | 248.1411 | 879.9246 | 1407.1828 | 1592.491 | 1825.2131 | 1759.6141 | 1550.962 | 1346.4014 | 6 | 6 | 2020
2020-01-07 | 15 | 483.9309 | 2020-06-07 | 1228.4103 | 1137.9462 | 1085.8374 | 1082.6741 | 1112.9364 | 991.4998 | 616.9326 | 285.549 | 56.1888 | -144.1648 | -267.7716 | -325.7927 | -387.0305 | -360.0535 | -221.9901 | -10.8632 | 351.486 | 986.5107 | 1512.3007 | 1694.5277 | 1909.0928 | 1832.3708 | 1589.6602 | 1364.0815 | 6 | 7 | 2020
2020-01-07 | 16 | 896.5166 | 2020-06-08 | 1295.3718 | 1166.4369 | 1119.4285 | 1109.5735 | 1137.3341 | 1056.3731 | 752.6978 | 540.9326 | 398.8935 | 237.8756 | 108.9968 | 15.7427 | -50.6381 | -60.5697 | 64.6268 | 279.3703 | 615.0761 | 1228.0354 | 1707.4705 | 1856.8443 | 2003.9879 | 1964.4356 | 1720.1674 | 1445.9321 | 6 | 1 | 2020
2020-01-07 | 17 | 1501.0396 | 2020-06-09 | 1320.1877 | 1190.2798 | 1143.578 | 1137.5389 | 1153.7146 | 1045.305 | 721.657 | 482.8582 | 361.5336 | 241.6975 | 134.9222 | 60.231 | 13.7633 | 23.3329 | 163.1315 | 379.3044 | 704.4737 | 1315.862 | 1754.4589 | 1886.925 | 2017.731 | 1984.8753 | 1757.5949 | 1481.1076 | 6 | 2 | 2020
2020-01-07 | 18 | 1930.191 | 2020-06-10 | 1280.5662 | 1167.4981 | 1139.8197 | 1124.899 | 1164.1353 | 1074.9316 | 795.1632 | 599.7981 | 470.687 | 322.5027 | 180.9685 | 85.8623 | 11.023 | -4.1019 | 115.8845 | 322.1786 | 639.6402 | 1223.1417 | 1677.637 | 1827.8945 | 1981.3895 | 1935.5406 | 1700.0449 | 1427.3513 | 6 | 3 | 2020
2020-01-07 | 19 | 2329.4097 | 2020-06-11 | 1248.3989 | 1171.7485 | 1123.3017 | 1117.2122 | 1147.3916 | 1056.8522 | 769.1468 | 561.4553 | 433.0232 | 292.675 | 135.8699 | -18.5133 | -122.4712 | -142.9075 | -19.6236 | 171.246 | 496.3932 | 1083.5277 | 1556.7041 | 1745.5493 | 1927.4854 | 1884.6094 | 1648.1466 | 1405.1406 | 6 | 4 | 2020
2020-01-07 | 20 | 2423.4775 | 2020-06-12 | 1250.1055 | 1185.4093 | 1137.3964 | 1120.0308 | 1118.9512 | 986.754 | 606.6892 | 325.1792 | 163.9471 | 23.0634 | -91.6109 | -171.0536 | -244.7485 | -262.98 | -137.9263 | 80.9014 | 423.9593 | 1052.0888 | 1556.8648 | 1728.7195 | 1893.3238 | 1861.0135 | 1640.4484 | 1402.1905 | 6 | 5 | 2020
2020-01-07 | 21 | 2382.3854 | 2020-06-13 | 1183.1365 | 1128.926 | 1076.8845 | 1057.7726 | 1075.7361 | 954.1404 | 568.9407 | 295.2689 | 162.0464 | 22.9523 | -124.0889 | -247.9032 | -348.6823 | -417.9652 | -333.9911 | -162.2831 | 192.2045 | 835.0069 | 1339.4961 | 1536.8665 | 1777.091 | 1709.3319 | 1516.2356 | 1329.2219 | 6 | 6 | 2020
2020-01-07 | 22 | 2295.7801 | 2020-06-14 | 1218.1325 | 1168.6424 | 1115.9073 | 1099.9234 | 1113.8812 | 976.1597 | 592.1007 | 327.8682 | 199.8216 | 73.1398 | -66.5963 | -179.3486 | -269.5936 | -317.4555 | -221.2435 | -51.7983 | 295.8023 | 918.9777 | 1415.7289 | 1607.264 | 1837.1106 | 1770.0148 | 1573.2875 | 1367.1044 | 6 | 7 | 2020
2020-01-07 | 23 | 2169.491 | 2020-06-15 | 1234.6337 | 1087.0467 | 1045.451 | 1044.5922 | 1088.3032 | 1028.6201 | 777.8055 | 555.4912 | 372.9936 | 174.7842 | 5.5349 | -118.0682 | -179.8727 | -176.9163 | -77.352 | 133.7297 | 462.5719 | 1067.6522 | 1549.4758 | 1776.1633 | 1946.4566 | 1859.3158 | 1604.8971 | 1361.1455 | 6 | 1 | 2020
2020-01-07 | 24 | 1867.9781 | 2020-06-16 | 1368.906 | 1243.5201 | 1190.5534 | 1176.1336 | 1206.4788 | 1106.9938 | 806.6358 | 589.6788 | 435.1458 | 252.1618 | 136.9283 | 79.7716 | 46.1424 | 79.4535 | 225.1355 | 461.6135 | 836.8467 | 1459.8972 | 1903.4565 | 1999.9231 | 2127.8899 | 2079.4488 | 1853.0359 | 1550.8038 | 6 | 2 | 2020
2020-01-08 | 1 | 1620.4654 | 2020-06-17 | 1305.9346 | 1219.4575 | 1165.1681 | 1145.7058 | 1174.3331 | 1069.3203 | 755.3968 | 520.2998 | 332.5713 | 137.7389 | 9.7886 | -49.3876 | -85.5454 | -47.515 | 98.1352 | 310.8793 | 657.4983 | 1277.8932 | 1743.5097 | 1892.7149 | 2036.0402 | 1994.3673 | 1755.1759 | 1469.5145 | 6 | 3 | 2020
2020-01-08 | 2 | 1462.5795 | 2020-06-18 | 1344.9567 | 1181.876 | 1135.1327 | 1126.4718 | 1161.7453 | 1074.0672 | 771.1505 | 553.7408 | 395.2286 | 207.5694 | 61.4452 | -20.3093 | -69.4752 | -36.1547 | 108.6582 | 339.2676 | 693.5582 | 1323.8682 | 1786.7549 | 1907.9149 | 2053.0328 | 2018.2289 | 1797.4061 | 1513.9293 | 6 | 4 | 2020
2020-01-08 | 3 | 1388.588 | 2020-06-19 | 1344.5543 | 1247.5583 | 1195.162 | 1189.3286 | 1220.7171 | 1119.7852 | 829.8823 | 621.4382 | 452.2256 | 243.552 | 111.8706 | 31.1453 | -15.0928 | 3.8212 | 147.0111 | 377.2576 | 740.9418 | 1348.5022 | 1791.8553 | 1900.5506 | 2026.9576 | 2007.5209 | 1790.9815 | 1517.2868 | 6 | 5 | 2020
2020-01-08 | 4 | 1333.7243 | 2020-06-20 | 1215.1181 | 1161.4185 | 1110.6542 | 1102.1737 | 1117.6191 | 991.2596 | 626.7319 | 351.0427 | 149.9998 | -44.6673 | -205.8661 | -322.3447 | -355.4759 | -345.2591 | -233.4981 | -48.8822 | 322.0794 | 964.5349 | 1470.9003 | 1642.9646 | 1872.823 | 1802.1483 | 1588.3007 | 1364.8712 | 6 | 6 | 2020
2020-01-08 | 5 | 1312.1517 | 2020-06-21 | 1213.8408 | 1152.9024 | 1103.4565 | 1094.0802 | 1118.5076 | 1024.8 | 693.2694 | 415.1445 | 222.9825 | 34.4745 | -124.4302 | -218.9295 | -297.2342 | -310.942 | -192.8984 | 0.53807 | 372.2865 | 1012.4358 | 1516.4484 | 1690.6681 | 1924.6566 | 1836.2949 | 1593.9337 | 1350.7258 | 6 | 7 | 2020
2020-01-08 | 6 | 1339.2509 | 2020-06-22 | 1436.783 | 1278.1612 | 1227.7376 | 1213.0689 | 1233.0907 | 1145.4525 | 837.4504 | 638.963 | 464.055 | 294.533 | 207.6494 | 155.8674 | 159.2399 | 225.5576 | 387.1071 | 641.2486 | 995.6272 | 1609.9476 | 2074.0098 | 2163.8883 | 2256.0748 | 2198.1752 | 1939.4832 | 1630.8632 | 6 | 1 | 2020
2020-01-08 | 7 | 1469.1808 | 2020-06-23 | 1497.6881 | 1321.1912 | 1261.3466 | 1233.4518 | 1261.0757 | 1172.1368 | 856.1079 | 668.1646 | 512.8244 | 362.4441 | 282.62 | 245.5671 | 237.8149 | 306.4237 | 485.2435 | 734.4692 | 1079.5411 | 1723.1697 | 2200.2746 | 2288.0972 | 2349.7735 | 2283.827 | 2035.5063 | 1733.7637 | 6 | 2 | 2020
2020-01-08 | 8 | 1565.6012 | 2020-06-24 | 1417.5977 | 1303.0574 | 1244.9728 | 1226.5346 | 1249.5895 | 1147.8695 | 830.9458 | 608.2218 | 414.7526 | 227.6976 | 164.1869 | 128.7763 | 137.8972 | 203.9353 | 356.3992 | 604.4676 | 954.5551 | 1586.712 | 2069.2101 | 2165.1254 | 2244.8468 | 2173.1964 | 1925.1443 | 1620.4899 | 6 | 3 | 2020
2020-01-08 | 9 | 1140.6418 | 2020-06-25 | 1563.3157 | 1392.376 | 1319.7931 | 1292.733 | 1307.0768 | 1221.162 | 864.7522 | 650.8251 | 498.8983 | 332.0898 | 260.0767 | 221.5974 | 229.8745 | 341.2046 | 509.3896 | 741.3067 | 1097.7599 | 1753.6851 | 2219.2347 | 2306.7167 | 2389.4876 | 2340.1726 | 2094.6168 | 1806.1581 | 6 | 4 | 2020
2020-01-08 | 10 | 634.155 | 2020-06-26 | 1380.5518 | 1246.4896 | 1190.8468 | 1174.276 | 1199.7159 | 1100.3086 | 788.759 | 535.103 | 328.3231 | 134.1265 | 30.4306 | -27.6659 | -32.1058 | 25.0355 | 192.6032 | 437.7465 | 815.3404 | 1455.3566 | 1927.4127 | 2028.9846 | 2143.4254 | 2094.1131 | 1861.6208 | 1562.8367 | 6 | 5 | 2020
2020-01-08 | 11 | 363.7403 | 2020-06-27 | 1244.8427 | 1151.3949 | 1095.837 | 1089.2721 | 1128.4974 | 1057.8439 | 771.9313 | 520.0953 | 316.6223 | 93.7673 | -62.1138 | -153.6733 | -193.9711 | -168.5931 | -43.5027 | 150.5715 | 481.1714 | 1076.9896 | 1558.6717 | 1723.624 | 1924.1618 | 1847.2517 | 1638.5364 | 1407.9361 | 6 | 6 | 2020
2020-01-08 | 12 | 238.1517 | 2020-06-28 | 1219.9552 | 1125.1907 | 1086.0806 | 1083.5732 | 1128.5959 | 1085.3849 | 835.3459 | 613.9809 | 391.2719 | 162.3811 | -7.6264 | -111.5238 | -153.6568 | -112.7134 | 26.3776 | 217.8235 | 547.5565 | 1156.6402 | 1632.7173 | 1794.9326 | 2010.4603 | 1900.0226 | 1630.3632 | 1378.4466 | 6 | 7 | 2020
2020-01-08 | 13 | 202.4105 | 2020-06-29 | 1353.0665 | 1231.7745 | 1184.9765 | 1171.03 | 1200.3997 | 1102.1796 | 820.8653 | 601.458 | 396.2295 | 194.7205 | 71.2521 | -4.26 | -23.916 | 25.4421 | 173.2966 | 396.9731 | 735.0883 | 1340.8109 | 1817.8034 | 1942.5568 | 2097.447 | 2049.1033 | 1820.2219 | 1530.1276 | 6 | 1 | 2020
2020-01-08 | 14 | 209.9843 | 2020-06-30 | 1342.3189 | 1233.6116 | 1185.0541 | 1170.7299 | 1200.4918 | 1100.1457 | 815.1319 | 594.7869 | 391.4152 | 195.914 | 74.2906 | -0.65604 | -23.3025 | 24.486 | 170.637 | 392.7869 | 731.4903 | 1336.0666 | 1812.9668 | 1938.1251 | 2092.8945 | 2043.6272 | 1815.977 | 1526.3991 | 6 | 2 | 2020
2020-01-08 | 15 | 403.6904 | 2020-07-01 | 1491.8199 | 1366.2822 | 1320.3447 | 1296.9043 | 1305.8913 | 1267.6913 | 935.1245 | 654.6234 | 495.1179 | 334.8189 | 225.2399 | 187.0694 | 181.4349 | 235.5525 | 347.1972 | 605.4229 | 955.9679 | 1545.7434 | 1973.4212 | 2072.3396 | 2196.6054 | 2182.097 | 1962.3642 | 1675.8154 | 7 | 3 | 2020
2020-01-08 | 16 | 832.9879 | 2020-07-02 | 1554.9977 | 1467.0924 | 1411.8099 | 1383.521 | 1400.6594 | 1368.7104 | 1091.6437 | 862.9506 | 729.8408 | 525.3779 | 390.937 | 309.094 | 303.901 | 385.2067 | 505.3882 | 774.1048 | 1136.1432 | 1718.6915 | 2133.0917 | 2212.8327 | 2326.7432 | 2288.6922 | 2056.1741 | 1761.3549 | 7 | 4 | 2020
2020-01-08 | 17 | 1460.2901 | 2020-07-03 | 1393.369 | 1342.3582 | 1298.9053 | 1276.0853 | 1278.9418 | 1211.4144 | 814.1299 | 493.3897 | 301.8379 | 153.3706 | 30.7107 | -13.9301 | -29.5615 | 19.9523 | 149.1178 | 428.3887 | 792.5416 | 1367.4294 | 1820.4266 | 1924.5061 | 2054.0425 | 2037.6631 | 1815.7705 | 1554.1956 | 7 | 5 | 2020
2020-01-08 | 18 | 1867.1389 | 2020-07-04 | 1370.4404 | 1304.1884 | 1264.556 | 1241.9393 | 1249.0967 | 1188.5366 | 814.9381 | 508.3608 | 312.6347 | 131.394 | -16.6827 | -82.4081 | -116.7119 | -81.8345 | 21.9925 | 247.6358 | 616.1217 | 1197.6454 | 1630.7999 | 1740.3575 | 1937.1717 | 1891.1429 | 1734.3451 | 1523.9925 | 7 | 6 | 2020
2020-01-08 | 19 | 2300.0339 | 2020-07-05 | 1338.2929 | 1299.8608 | 1247.4776 | 1246.1155 | 1250.5408 | 1186.8241 | 825.1041 | 511.0402 | 337.4505 | 171.4027 | 8.1524 | -88.0516 | -150.8893 | -148.887 | -63.1163 | 154.3928 | 511.9156 | 1098.2146 | 1537.6142 | 1678.4333 | 1884.2993 | 1842.9272 | 1683.1027 | 1469.6104 | 7 | 7 | 2020
2020-01-08 | 20 | 2389.538 | 2020-07-06 | 1475.69 | 1350.916 | 1302.9795 | 1277.726 | 1291.3001 | 1270.8291 | 980.384 | 733.3443 | 576.9772 | 391.2725 | 245.9822 | 174.8172 | 159.1818 | 223.1726 | 348.8342 | 605.8117 | 950.7809 | 1509.7523 | 1908.0542 | 1989.8807 | 2132.7959 | 2104.1331 | 1893.1378 | 1626.6227 | 7 | 1 | 2020
2020-01-08 | 21 | 2340.19 | 2020-07-07 | 1450.1499 | 1354.4963 | 1315.8609 | 1309.2481 | 1315.5501 | 1272.8152 | 938.8177 | 660.8035 | 499.3267 | 326.3946 | 191.0244 | 133.4703 | 103.9678 | 151.0164 | 258.1877 | 510.7404 | 860.7134 | 1427.8253 | 1861.2707 | 1961.0695 | 2120.8063 | 2094.2131 | 1889.3456 | 1622.6109 | 7 | 2 | 2020
2020-01-08 | 22 | 2266.6211 | 2020-07-08 | 1536.616 | 1393.6764 | 1329.3385 | 1302.8753 | 1318.5783 | 1274.2944 | 965.7243 | 702.8598 | 515.0849 | 342.4727 | 248.0311 | 217.5547 | 228.0144 | 274.241 | 410.9094 | 691.1211 | 1046.2012 | 1632.9423 | 2055.723 | 2121.2536 | 2233.5903 | 2214.4108 | 2007.1554 | 1735.5979 | 7 | 3 | 2020
2020-01-08 | 23 | 2145.4224 | 2020-07-09 | 1497.211 | 1398.167 | 1334.2805 | 1309.8662 | 1324.0444 | 1272.9595 | 955.5785 | 666.264 | 496.0402 | 345.7686 | 249.4164 | 215.8154 | 202.7784 | 237.771 | 366.8683 | 645.2492 | 1002.986 | 1581.9264 | 1992.8876 | 2057.5719 | 2163.5744 | 2147.9258 | 1962.64 | 1691.0628 | 7 | 4 | 2020
2020-01-08 | 24 | 1863.9239 | 2020-07-10 | 1526.5851 | 1402.3035 | 1349.3227 | 1336.3588 | 1348.5329 | 1335.5277 | 1051.2368 | 794.0686 | 599.7549 | 390.9902 | 279.1819 | 250.864 | 260.3088 | 307.9088 | 434.3301 | 730.7758 | 1094.589 | 1652.7271 | 2066.1753 | 2143.6922 | 2264.4437 | 2215.3535 | 1984.8699 | 1712.1946 | 7 | 5 | 2020
2020-01-09 | 1 | 1597.1983 | 2020-07-11 | 1421.522 | 1349.1279 | 1297.0998 | 1273.9576 | 1288.5837 | 1234.6219 | 865.3628 | 544.9774 | 350.2496 | 208.8691 | 113.691 | 81.0402 | 98.2146 | 153.0398 | 273.2859 | 517.3457 | 887.697 | 1456.8221 | 1890.686 | 1953.9571 | 2120.0003 | 2057.1931 | 1862.4426 | 1592.88 | 7 | 6 | 2020
2020-01-09 | 2 | 1414.8288 | 2020-07-12 | 1428.8822 | 1325.5662 | 1287.8185 | 1270.7893 | 1296.7297 | 1252.8574 | 941.7051 | 644.5178 | 472.8755 | 292.1053 | 167.367 | 110.5262 | 110.5381 | 151.6458 | 267.3855 | 510.089 | 879.7623 | 1427.759 | 1849.624 | 1950.5121 | 2133.268 | 2059.301 | 1846.3291 | 1588.0089 | 7 | 7 | 2020
2020-01-09 | 3 | 1348.395 | 2020-07-13 | 1528.3036 | 1407.3227 | 1361.5661 | 1341.9358 | 1363.4818 | 1351.239 | 1053.1245 | 799.9924 | 619.8456 | 447.3091 | 338.4673 | 294.0524 | 278.1457 | 331.1125 | 459.208 | 737.4879 | 1099.9625 | 1654.7492 | 2058.1769 | 2116.2869 | 2244.6588 | 2205.6309 | 1986.9316 | 1712.721 | 7 | 1 | 2020
2020-01-09 | 4 | 1306.1629 | 2020-07-14 | 1558.2613 | 1395.6535 | 1351.266 | 1323.8893 | 1346.3249 | 1327.4596 | 1061.4142 | 831.6182 | 661.4852 | 501.0648 | 392.5062 | 345.5532 | 351.0683 | 409.3165 | 549.9626 | 821.2263 | 1196.6578 | 1769.5878 | 2162.3114 | 2235.1098 | 2337.7752 | 2294.0031 | 2056.3635 | 1761.0851 | 7 | 2 | 2020
2020-01-09 | 5 | 1297.0742 | 2020-07-15 | 1421.5078 | 1357.6845 | 1301.0437 | 1282.5601 | 1289.3756 | 1253.6965 | 966.6679 | 721.6022 | 524.2029 | 331.908 | 208.1736 | 158.9733 | 146.1285 | 198.1612 | 339.3368 | 617.8684 | 992.7627 | 1587.2141 | 2015.9723 | 2089.6462 | 2191.0743 | 2150.9326 | 1898.8529 | 1598.0991 | 7 | 3 | 2020
2020-01-09 | 6 | 1318.6813 | 2020-07-16 | 1634.7209 | 1523.199 | 1458.2027 | 1423.2388 | 1435.8322 | 1405.3348 | 1137.1339 | 915.0178 | 727.2974 | 573.7147 | 456.8037 | 432.9198 | 448.2342 | 552.851 | 743.7308 | 1073.2524 | 1395.7387 | 1937.8654 | 2309.7093 | 2355.6552 | 2430.7616 | 2395.9676 | 2161.0022 | 1867.6948 | 7 | 4 | 2020
2020-01-09 | 7 | 1460.9836 | 2020-07-17 | 1482.963 | 1396.4049 | 1339.4524 | 1329.2081 | 1357.7425 | 1340.1758 | 1050.5238 | 794.2416 | 577.4075 | 358.7453 | 228.8012 | 187.852 | 161.5694 | 236.1256 | 368.6214 | 636.8482 | 988.7219 | 1570.576 | 1978.6575 | 2054.5198 | 2169.1787 | 2141.1863 | 1944.0494 | 1675.1956 | 7 | 5 | 2020
2020-01-09 | 8 | 1568.8296 | 2020-07-18 | 1382.4468 | 1321.0768 | 1274.7944 | 1252.4121 | 1249.9149 | 1175.0891 | 795.7247 | 441.5117 | 197.8979 | 10.0114 | -107.0058 | -145.0703 | -143.6912 | -81.3642 | 58.2543 | 318.2887 | 687.9453 | 1268.14 | 1725.5526 | 1847.2617 | 2013.3263 | 1961.8943 | 1779.9204 | 1544.2737 | 7 | 6 | 2020
2020-01-09 | 9 | 1147.3974 | 2020-07-19 | 1424.0198 | 1353.1656 | 1310.5454 | 1294.5822 | 1307.3174 | 1266.8324 | 967.7957 | 682.3674 | 483.5201 | 288.5105 | 139.1779 | 69.4166 | 55.9629 | 106.4193 | 212.2317 | 438.434 | 790.7707 | 1341.3398 | 1743.7105 | 1851.888 | 2067.7227 | 2025.9112 | 1828.4847 | 1584.8183 | 7 | 7 | 2020
2020-01-09 | 10 | 640.6724 | 2020-07-20 | 1569.7415 | 1560.1148 | 1462.7766 | 1411.1281 | 1414.6677 | 1389.1492 | 1082.5314 | 819.8978 | 623.0451 | 440.4094 | 331.303 | 280.9303 | 287.7122 | 361.6029 | 511.1682 | 796.55 | 1169.138 | 1758.2014 | 2177.2852 | 2246.8721 | 2341.0122 | 2305.7426 | 2086.9233 | 1788.9608 | 7 | 1 | 2020
2020-01-09 | 11 | 363.6688 | 2020-07-21 | 1573.9544 | 1426.3025 | 1366.9241 | 1345.2973 | 1342.8128 | 1300.953 | 967.7066 | 689.2697 | 496.3734 | 323.8062 | 236.1034 | 210.3748 | 214.3092 | 288.6083 | 440.9511 | 724.0522 | 1110.1896 | 1706.5618 | 2132.5658 | 2201.5213 | 2299.3737 | 2269.6993 | 2049.953 | 1769.9943 | 7 | 2 | 2020
2020-01-09 | 12 | 248.1953 | 2020-07-22 | 1684.4778 | 1546.0995 | 1489.8167 | 1432.7783 | 1440.2098 | 1423.4476 | 1162.3807 | 1009.6574 | 825.1288 | 660.8144 | 528.5724 | 443.6401 | 435.584 | 545.7514 | 744.3861 | 1092.1881 | 1484.7743 | 2020.5884 | 2392.2394 | 2448.3287 | 2518.6647 | 2471.7242 | 2225.6729 | 1921.2643 | 7 | 3 | 2020
2020-01-09 | 13 | 207.0358 | 2020-07-23 | 1751.4683 | 1508.7077 | 1441.7858 | 1403.9681 | 1417.1918 | 1404.9744 | 1154.3989 | 989.6482 | 850.8928 | 686.3667 | 554.7898 | 525.2022 | 550.8075 | 727.3424 | 930.7113 | 1251.3666 | 1636.4957 | 2168.7933 | 2494.76 | 2533.9053 | 2591.6693 | 2539.1008 | 2306.2169 | 1998.7943 | 7 | 4 | 2020
2020-01-09 | 14 | 209.2212 | 2020-07-24 | 1693.1773 | 1512.7021 | 1453.1747 | 1414.6918 | 1432.8202 | 1399.0562 | 1156.3473 | 986.2467 | 832.9657 | 673.116 | 549.4072 | 493.6312 | 511.5012 | 647.9799 | 866.481 | 1200.3523 | 1564.219 | 2080.7815 | 2446.4021 | 2474.6499 | 2526.8621 | 2483.1242 | 2242.4942 | 1940.9879 | 7 | 5 | 2020
2020-01-09 | 15 | 392.216 | 2020-07-25 | 1431.4589 | 1359.3034 | 1318.3061 | 1307.1468 | 1336.1916 | 1327.0682 | 1046.2121 | 825.4361 | 660.5788 | 428.4492 | 252.4278 | 160.6526 | 126.1866 | 182.2835 | 321.597 | 578.1748 | 961.1227 | 1547.1635 | 1944.3991 | 2008.6016 | 2172.7818 | 2110.5363 | 1885.3083 | 1609.4986 | 7 | 6 | 2020
2020-01-09 | 16 | 824.0704 | 2020-07-26 | 1428.5627 | 1341.6291 | 1304.0464 | 1276.9545 | 1291.3394 | 1276.2469 | 1021.9512 | 783.8523 | 634.993 | 427.0556 | 249.6379 | 166.511 | 138.1047 | 182.993 | 305.1915 | 552.7278 | 905.3677 | 1447.0008 | 1859.0701 | 1948.003 | 2104.0562 | 2042.4114 | 1845.8494 | 1592.1517 | 7 | 7 | 2020
2020-01-09 | 17 | 1452.4397 | 2020-07-27 | 1660.0593 | 1481.1329 | 1429.3849 | 1396.4904 | 1409.6493 | 1393.6183 | 1148.9392 | 977.8218 | 817.9163 | 649.373 | 502.0551 | 453.0167 | 422.3524 | 501.4065 | 677.1486 | 992.3116 | 1397.1419 | 1962.7629 | 2361.4262 | 2418.8552 | 2484.5202 | 2436.247 | 2202.889 | 1894.2078 | 7 | 1 | 2020
2020-01-09 | 18 | 1861.6669 | 2020-07-28 | 1563.5865 | 1451.2461 | 1389.7369 | 1364.0617 | 1394.4126 | 1385.0605 | 1142.6271 | 938.6885 | 768.255 | 585.4574 | 440.0143 | 367.3944 | 328.8004 | 409.3643 | 544.6874 | 835.0845 | 1201.2939 | 1769.883 | 2179.0573 | 2243.1926 | 2329.8369 | 2284.3543 | 2046.8649 | 1753.9652 | 7 | 2 | 2020
2020-01-09 | 19 | 2294.7045 | 2020-07-29 | 1549.3035 | 1421.144 | 1368.3843 | 1334.5895 | 1346.7916 | 1325.3541 | 1029.1064 | 816.6931 | 642.0912 | 456.5459 | 330.6028 | 256.5502 | 244.0435 | 324.7215 | 502.5641 | 802.8855 | 1182.5372 | 1747.1841 | 2155.4763 | 2229.9092 | 2322.6537 | 2281.6664 | 2054.6846 | 1759.735 | 7 | 3 | 2020
2020-01-09 | 20 | 2402.7227 | 2020-07-30 | 1583.7336 | 1474.2708 | 1412.1812 | 1384.0109 | 1399.0103 | 1387.3809 | 1143.3857 | 953.5962 | 779.6295 | 613.9998 | 471.4211 | 410.7783 | 380.0947 | 460.5587 | 610.6101 | 932.7865 | 1308.6881 | 1884.9969 | 2283.375 | 2318.7127 | 2389.8046 | 2344.4702 | 2099.0486 | 1800.2907 | 7 | 4 | 2020
2020-01-09 | 21 | 2356.1306 | 2020-07-31 | 1583.3036 | 1472.7759 | 1411.074 | 1383.21 | 1398.4815 | 1388.2614 | 1146.6672 | 963.3768 | 794.4448 | 630.3889 | 488.0232 | 421.6613 | 396.8913 | 482.6268 | 623.1572 | 943.5999 | 1326.4241 | 1908.7084 | 2294.3278 | 2323.6004 | 2394.1712 | 2346.4124 | 2099.0574 | 1800.5831 | 7 | 5 | 2020
2020-01-09 | 22 | 2273.5069 | 2020-08-01 | 1498.3697 | 1449.0253 | 1396.1567 | 1365.2011 | 1380.387 | 1396.3302 | 1117.4132 | 698.8746 | 465.9023 | 263.7452 | 96.501 | -41.3229 | -50.5732 | 5.3918 | 148.5144 | 411.5298 | 864.9916 | 1473.4223 | 1838.2107 | 1962.8428 | 2123.2526 | 2049.8592 | 1890.9897 | 1679.5875 | 8 | 6 | 2020
2020-01-09 | 23 | 2135.866 | 2020-08-02 | 1437.1695 | 1384.5626 | 1345.5406 | 1324.2215 | 1329.172 | 1333.1156 | 1026.9771 | 592.1191 | 353.6254 | 168.7735 | -14.3167 | -118.3316 | -131.3167 | -72.8088 | 79.7334 | 347.9696 | 826.1189 | 1439.271 | 1801.5376 | 1943.5134 | 2103.9712 | 2006.3511 | 1819.6139 | 1595.1602 | 8 | 7 | 2020
2020-01-09 | 24 | 1839.2654 | 2020-08-03 | 1675.4782 | 1555.5317 | 1496.2953 | 1463.0932 | 1490.2487 | 1556.0198 | 1376.6193 | 1025.7573 | 759.3604 | 562.1072 | 436.5591 | 378.2511 | 421.9755 | 546.7141 | 740.0576 | 1045.9354 | 1513.7301 | 2098.5342 | 2394.7735 | 2436.811 | 2494.0767 | 2407.5968 | 2165.0095 | 1892.3 | 8 | 1 | 2020
2020-01-10 | 1 | 1589.6914 | 2020-08-04 | 1757.0763 | 1594.7791 | 1525.7965 | 1486.9683 | 1500.0448 | 1562.0233 | 1372.8282 | 1024.2328 | 787.3205 | 618.2781 | 518.8539 | 468.3159 | 508.7 | 617.0072 | 853.822 | 1184.642 | 1648.5365 | 2196.6628 | 2476.8541 | 2556.5184 | 2590.4207 | 2492.4354 | 2267.3715 | 1980.8151 | 8 | 2 | 2020
2020-01-10 | 2 | 1429.2855 | 2020-08-05 | 1647.2413 | 1554.0778 | 1489.3516 | 1450.1632 | 1457.9467 | 1510.8928 | 1282.317 | 926.4724 | 694.663 | 518.6385 | 415.4597 | 364.2666 | 395.6719 | 502.2229 | 663.5993 | 963.9429 | 1423.6757 | 2013.0477 | 2342.5911 | 2375.1125 | 2454.7852 | 2386.6188 | 2144.5215 | 1868.3881 | 8 | 3 | 2020
2020-01-10 | 3 | 1349.0598 | 2020-08-06 | 1589.3668 | 1439.933 | 1394.0135 | 1371.4788 | 1392.1993 | 1422.2484 | 1173.3676 | 807.8814 | 553.3379 | 335.6576 | 219.1338 | 169.406 | 213.3834 | 305.2739 | 480.9211 | 775.5198 | 1242.8726 | 1861.3024 | 2210.5855 | 2280.2843 | 2359.2847 | 2272.2806 | 2055.2242 | 1804.8274 | 8 | 4 | 2020
2020-01-10 | 4 | 1298.5587 | 2020-08-07 | 1515.4083 | 1459.1664 | 1408.3203 | 1389.7017 | 1407.1254 | 1460.8323 | 1250.7191 | 857.0215 | 588.4958 | 390.1319 | 216.3347 | 137.3223 | 144.4112 | 206.6835 | 360.0972 | 641.6907 | 1079.6777 | 1679.8544 | 2028.6923 | 2169.1539 | 2266.8307 | 2170.3607 | 1951.3075 | 1696.8848 | 8 | 5 | 2020
2020-01-10 | 5 | 1273.427 | 2020-08-08 | 1471.6461 | 1378.5952 | 1338.5958 | 1309.7273 | 1317.9129 | 1321.4616 | 1011.9602 | 591.1219 | 340.7267 | 140.081 | 14.9803 | -68.7275 | -68.818 | -12.2655 | 156.7111 | 448.0455 | 932.257 | 1572.1691 | 1941.0041 | 2066.959 | 2211.1539 | 2101.623 | 1900.4062 | 1656.1333 | 8 | 6 | 2020
2020-01-10 | 6 | 1290.9899 | 2020-08-09 | 1501.4168 | 1420.2362 | 1366.8486 | 1342.1413 | 1359.1989 | 1365.7485 | 1054.8371 | 612.998 | 353.5412 | 152.4059 | 29.2844 | -31.5939 | -24.5928 | 57.5485 | 233.4551 | 521.5462 | 997.6961 | 1623.8137 | 2000.5459 | 2107.1739 | 2248.6822 | 2126.9617 | 1925.4188 | 1678.3463 | 8 | 7 | 2020
2020-01-10 | 7 | 1386.8002 | 2020-08-10 | 1553.6821 | 1465.232 | 1412.567 | 1391.1613 | 1410.7599 | 1474.1348 | 1262.1158 | 907.1234 | 676.0813 | 419.8756 | 284.7986 | 181.2524 | 176.1087 | 247.2941 | 394.4608 | 700.6578 | 1139.7429 | 1747.9021 | 2085.7261 | 2177.0168 | 2278.2636 | 2199.2118 | 1987.7909 | 1742.7678 | 8 | 1 | 2020
2020-01-10 | 8 | 1421.0308 | 2020-08-11 | 1567.6991 | 1489.1869 | 1434.6696 | 1406.0716 | 1419.466 | 1463.9815 | 1234.6135 | 876.0507 | 627.8162 | 389.6 | 259.5845 | 196.6916 | 207.8521 | 276.5074 | 446.7343 | 735.2388 | 1201.5814 | 1818.2443 | 2148.2768 | 2235.8012 | 2307.993 | 2224.5219 | 2009.9414 | 1768.1324 | 8 | 2 | 2020
2020-01-10 | 9 | 969.4019 | 2020-08-12 | 1595.294 | 1493.0421 | 1446.1173 | 1418.783 | 1436.3164 | 1487.3186 | 1290.0351 | 950.5799 | 705.714 | 474.1999 | 347.4904 | 238.5749 | 223.6313 | 289.6779 | 457.9177 | 755.9431 | 1211.2714 | 1856.4077 | 2215.2752 | 2314.9679 | 2397.0881 | 2300.4206 | 2065.7815 | 1801.1541 | 8 | 3 | 2020
2020-01-10 | 10 | 514.378 | 2020-08-13 | 1590.227 | 1498.3335 | 1452.5004 | 1418.5316 | 1440.5124 | 1486.2155 | 1271.5541 | 931.4614 | 682.5863 | 448.882 | 326.6687 | 257.1236 | 284.1838 | 360.2535 | 528.1942 | 843.9088 | 1300.4443 | 1919.0759 | 2251.163 | 2350.6828 | 2403.5488 | 2299.9548 | 2066.9141 | 1803.0924 | 8 | 4 | 2020
2020-01-10 | 11 | 284.4068 | 2020-08-14 | 1612.4763 | 1487.0674 | 1442.5595 | 1417.0836 | 1441.0403 | 1486.1361 | 1281.2854 | 924.2116 | 662.6967 | 458.5676 | 337.886 | 282.0433 | 320.8794 | 402.9372 | 570.705 | 886.3064 | 1343.4117 | 1966.5069 | 2303.6249 | 2384.6016 | 2448.3888 | 2349.0577 | 2099.7957 | 1824.682 | 8 | 5 | 2020
2020-01-10 | 12 | 191.3268 | 2020-08-15 | 1492.2626 | 1421.1121 | 1380.3455 | 1358.8309 | 1386.117 | 1461.4873 | 1268.8621 | 939.9029 | 678.7382 | 457.1322 | 310.9444 | 239.8858 | 263.2867 | 324.1641 | 468.8625 | 704.2102 | 1139.265 | 1734.3703 | 2055.0074 | 2124.1341 | 2262.9597 | 2142.0589 | 1932.2709 | 1676.9395 | 8 | 6 | 2020
2020-01-10 | 13 | 162.8546 | 2020-08-16 | 1514.8126 | 1469.795 | 1426.9716 | 1418.8579 | 1420.6404 | 1468.5471 | 1222.8317 | 860.7448 | 641.595 | 427.1332 | 272.0678 | 203.1345 | 222.4141 | 267.1941 | 402.0449 | 636.8505 | 1069.4047 | 1652.4106 | 2007.9448 | 2099.1244 | 2240.4195 | 2123.6055 | 1939.1796 | 1699.5522 | 8 | 7 | 2020
2020-01-10 | 14 | 190.4107 | 2020-08-17 | 2003.121 | 1728.6321 | 1638.168 | 1582.8193 | 1594.2463 | 1676.6662 | 1505.553 | 1174.8727 | 980.1671 | 826.9067 | 790.7856 | 885.9753 | 1000.5828 | 1111.639 | 1301.0345 | 1674.7884 | 2113.7826 | 2680.653 | 2960.8783 | 2989.1313 | 2922.6439 | 2754.1857 | 2532.6248 | 2249.1339 | 8 | 1 | 2020
2020-01-10 | 15 | 368.011 | 2020-08-18 | 1643.9753 | 1560.5909 | 1509.642 | 1472.3851 | 1469.5941 | 1507.5645 | 1277.2642 | 920.9933 | 687.5962 | 484.2889 | 406.3443 | 364.321 | 389.1586 | 473.4299 | 651.5534 | 939.594 | 1380.8793 | 2017.0388 | 2341.0374 | 2392.9755 | 2435.2261 | 2353.3515 | 2132.2326 | 1867.2863 | 8 | 2 | 2020
2020-01-10 | 16 | 777.3644 | 2020-08-19 | 1619.1474 | 1499.8593 | 1438.9484 | 1405.3009 | 1409.058 | 1459.3592 | 1227.3858 | 865.9929 | 631.1123 | 451.7148 | 344.8911 | 294.6212 | 334.6041 | 415.6386 | 598.1361 | 882.1784 | 1339.8067 | 1960.1123 | 2290.9371 | 2365.4287 | 2411.1035 | 2322.395 | 2096.8705 | 1835.2805 | 8 | 3 | 2020
2020-01-10 | 17 | 1389.6133 | 2020-08-20 | 1601.948 | 1506.281 | 1447.375 | 1422.6895 | 1440.3026 | 1469.9088 | 1216.8512 | 867.4602 | 619.1337 | 413.1883 | 296.1589 | 249.2711 | 286.4272 | 382.3446 | 549.6945 | 833.8137 | 1302.1775 | 1956.6548 | 2281.9892 | 2343.4118 | 2396.6382 | 2305.2348 | 2076.612 | 1815.0471 | 8 | 4 | 2020
2020-01-10 | 18 | 1802.0546 | 2020-08-21 | 1659.9711 | 1564.21 | 1513.0136 | 1472.1098 | 1474.9035 | 1491.3557 | 1220.0223 | 866.0039 | 626.6721 | 444.8579 | 364.2592 | 337.635 | 408.2592 | 517.5583 | 711.4833 | 1016.3183 | 1487.5098 | 2105.8843 | 2437.883 | 2474.5276 | 2515.6215 | 2414.0738 | 2158.3594 | 1875.7069 | 8 | 5 | 2020
2020-01-10 | 19 | 2230.1158 | 2020-08-22 | 1497.5358 | 1421.0839 | 1362.7854 | 1349.7664 | 1371.7297 | 1421.1232 | 1186.397 | 826.1407 | 552.6141 | 346.0237 | 228.1912 | 175.2929 | 207.0553 | 312.7845 | 457.8964 | 698.0993 | 1162.3665 | 1776.0311 | 2097.5228 | 2136.4593 | 2271.5384 | 2149.3416 | 1941.4614 | 1692.0007 | 8 | 6 | 2020
2020-01-10 | 20 | 2309.184 | 2020-08-23 | 1505.456 | 1464.3451 | 1410.3669 | 1385.4544 | 1397.5341 | 1413.4947 | 1128.8913 | 701.5317 | 463.3569 | 296.9918 | 191.7137 | 148.5007 | 163.9969 | 240.9455 | 391.9826 | 625.4966 | 1077.6454 | 1679.8299 | 2034.6655 | 2090.8749 | 2223.8681 | 2116.8771 | 1932.2542 | 1686.179 | 8 | 7 | 2020
2020-01-10 | 21 | 2260.7442 | 2020-08-24 | 1722.8616 | 1536.4486 | 1481.635 | 1452.0288 | 1469.7121 | 1534.1256 | 1345.9847 | 1012.1902 | 750.1065 | 583.3811 | 502.6859 | 485.156 | 541.6965 | 681.6404 | 902.0406 | 1200.2429 | 1622.3373 | 2201.0513 | 2488.7196 | 2509.5794 | 2553.8961 | 2463.3324 | 2207.1633 | 1937.4696 | 8 | 1 | 2020
2020-01-10 | 22 | 2190.1337 | 2020-08-25 | 1718.327 | 1571.4963 | 1498.7944 | 1464.5935 | 1480.4264 | 1524.9971 | 1325.3192 | 967.5128 | 704.0077 | 538.9065 | 466.6745 | 447.2013 | 497.4548 | 613.3732 | 804.3059 | 1115.976 | 1578.0869 | 2192.8525 | 2492.3689 | 2531.5282 | 2557.8931 | 2471.9765 | 2215.589 | 1940.6054 | 8 | 2 | 2020
2020-01-10 | 23 | 2072.0749 | 2020-08-26 | 1846.1773 | 1628.1249 | 1551.684 | 1509.5877 | 1525.9007 | 1596.4749 | 1416.8759 | 1058.2083 | 806.2509 | 647.9013 | 577.2907 | 608.377 | 787.368 | 945.4409 | 1119.4428 | 1521.4067 | 2013.5507 | 2609.5489 | 2847.9028 | 2794.4445 | 2797.393 | 2672.9929 | 2420.2922 | 2089.0553 | 8 | 3 | 2020
2020-01-10 | 24 | 1810.8123 | 2020-08-27 | 1838.8265 | 1665.3338 | 1589.5413 | 1550.3208 | 1560.4768 | 1639.5442 | 1470.4192 | 1132.1496 | 903.715 | 745.1095 | 683.3922 | 795.1579 | 912.2553 | 1072.3527 | 1255.0306 | 1558.7854 | 2011.3911 | 2601.9827 | 2856.9072 | 2802.5608 | 2790.3846 | 2651.0372 | 2391.9261 | 2070.9362 | 8 | 4 | 2020
2020-01-11 | 1 | 1531.7931 | 2020-08-28 | 1876.5252 | 1715.6631 | 1613.8507 | 1562.1758 | 1566.132 | 1608.3921 | 1404.3159 | 1055.4497 | 833.7205 | 695.152 | 633.3257 | 661.8819 | 809.606 | 949.121 | 1143.2111 | 1425.4036 | 1886.2875 | 2481.1203 | 2649.1597 | 2638.1434 | 2671.9061 | 2613.8592 | 2398.1171 | 2117.2064 | 8 | 5 | 2020
2020-01-11 | 2 | 1449.7186 | 2020-08-29 | 1497.8912 | 1421.4015 | 1363.3452 | 1350.1009 | 1372.0862 | 1421.1866 | 1186.2546 | 822.6632 | 550.1596 | 344.6172 | 227.7352 | 173.955 | 205.4536 | 306.812 | 453.0968 | 697.4568 | 1163.3917 | 1780.9546 | 2101.8939 | 2137.0964 | 2271.9483 | 2149.9284 | 1942.4434 | 1693.4779 | 8 | 6 | 2020
2020-01-11 | 3 | 1383.1816 | 2020-08-30 | 1507.6178 | 1463.4099 | 1410.0048 | 1384.9989 | 1397.8483 | 1413.9684 | 1130.3986 | 703.2866 | 463.1044 | 292.0662 | 191.9992 | 149.0174 | 164.4605 | 242.2997 | 393.4517 | 628.7693 | 1081.7103 | 1684.7627 | 2039.1626 | 2091.5848 | 2225.2039 | 2120.7544 | 1935.306 | 1689.1255 | 8 | 7 | 2020
2020-01-11 | 4 | 1321.7627 | 2020-08-31 | 1787.3198 | 1673.183 | 1582.0065 | 1540.7283 | 1545.7844 | 1596.8643 | 1400.1178 | 1060.8137 | 836.9268 | 685.6389 | 612.2368 | 617.3319 | 714.0413 | 894.2429 | 1086.0065 | 1384.7523 | 1856.0615 | 2415.2539 | 2637.9716 | 2641.2306 | 2653.6873 | 2545.6881 | 2297.7812 | 2004.4367 | 8 | 1 | 2020
2020-01-11 | 5 | 1289.5189 | 2020-09-01 | 2158.4344 | 1926.3482 | 1812.0324 | 1730.674 | 1712.5854 | 1795.739 | 1688.0596 | 1234.8281 | 993.9214 | 853.4719 | 841.4136 | 942.1527 | 1034.5434 | 1267.3861 | 1520.3482 | 1907.4796 | 2451.1982 | 3034.9637 | 3162.0595 | 3231.3501 | 3169.8748 | 2926.1671 | 2667.1948 | 2387.7507 | 9 | 2 | 2020
2020-01-11 | 6 | 1293.5074 | 2020-09-02 | 2190.2078 | 1818.8161 | 1707.9538 | 1644.1562 | 1638.5573 | 1755.8288 | 1691.5866 | 1264.3441 | 1035.48 | 899.8365 | 991.6527 | 1070.7815 | 1200.0311 | 1438.829 | 1675.3077 | 2163.1912 | 2691.6626 | 3179.793 | 3272.4205 | 3338.0645 | 3267.4275 | 3024.4482 | 2730.0779 | 2431.3953 | 9 | 3 | 2020
2020-01-11 | 7 | 1349.4482 | 2020-09-03 | 1782.7142 | 1571.4354 | 1598.5503 | 1552.004 | 1547.7422 | 1623.7984 | 1565.3566 | 1113.2903 | 797.4329 | 609.4233 | 526.4204 | 497.1813 | 527.8707 | 659.4884 | 883.0349 | 1191.3062 | 1766.3983 | 2312.9794 | 2483.8819 | 2589.9473 | 2574.0977 | 2467.3841 | 2233.2401 | 1990.2035 | 9 | 4 | 2020
2020-01-11 | 8 | 1270.2409 | 2020-09-04 | 1828.2586 | 1740.963 | 1637.6735 | 1581.3908 | 1566.6263 | 1638.8009 | 1531.3437 | 1081.5799 | 797.5273 | 640.5663 | 585.9532 | 587.1602 | 655.8206 | 852.5264 | 1099.0193 | 1443.2606 | 2070.7326 | 2545.8007 | 2635.9343 | 2717.3717 | 2684.4538 | 2562.6032 | 2320.6972 | 2048.5583 | 9 | 5 | 2020
2020-01-11 | 9 | 780.2914 | 2020-09-05 | 1620.4319 | 1529.9008 | 1466.1131 | 1418.3757 | 1432.7466 | 1534.238 | 1491.777 | 1047.8289 | 726.2311 | 526.3584 | 442.8882 | 407.2455 | 417.161 | 521.3399 | 728.128 | 1023.8238 | 1638.918 | 2215.6589 | 2377.4857 | 2521.6282 | 2513.062 | 2322.5353 | 2085.9942 | 1820.7425 | 9 | 6 | 2020
2020-01-11 | 10 | 362.9868 | 2020-09-06 | 1585.888 | 1523.0838 | 1456.732 | 1415.5311 | 1413.5668 | 1490.5913 | 1376.3001 | 914.9006 | 642.0994 | 433.2154 | 336.9103 | 290.4503 | 297.8171 | 412.9201 | 609.7333 | 901.3362 | 1505.743 | 2059.1834 | 2235.4125 | 2387.84 | 2383.1005 | 2206.514 | 2006.7481 | 1761.3193 | 9 | 7 | 2020
2020-01-11 | 11 | 145.8326 | 2020-09-07 | 1554.7489 | 1458.604 | 1406.3648 | 1372.3207 | 1384.3112 | 1477.7642 | 1406.9095 | 969.1791 | 660.7746 | 441.6879 | 315.1628 | 246.786 | 251.5514 | 376.0832 | 567.261 | 841.5866 | 1425.4877 | 1987.5053 | 2171.2897 | 2347.1099 | 2310.3854 | 2191.552 | 1988.2443 | 1728.837 | 9 | 1 | 2020
2020-01-11 | 12 | 67.0873 | 2020-09-08 | 1725.228 | 1614.4803 | 1540.4433 | 1489.3618 | 1485.1586 | 1528.8312 | 1403.7539 | 962.7921 | 694.7027 | 522.8681 | 453.8002 | 440.3655 | 480.4475 | 650.2956 | 865.853 | 1207.4819 | 1781.509 | 2340.0285 | 2502.205 | 2597.5118 | 2570.972 | 2438.0597 | 2181.422 | 1921.7245 | 9 | 2 | 2020
2020-01-11 | 13 | 22.8646 | 2020-09-09 | 1664.8126 | 1565.3966 | 1490.3828 | 1439.3539 | 1459.7651 | 1546.0816 | 1476.7632 | 1039.7937 | 748.6905 | 544.7907 | 449.4628 | 402.6314 | 443.6242 | 606.5256 | 830.9298 | 1169.0587 | 1796.4869 | 2339.985 | 2472.7087 | 2575.0465 | 2524.3277 | 2389.5739 | 2140.6789 | 1871.2492 | 9 | 3 | 2020
2020-01-11 | 14 | 51.8898 | 2020-09-10 | 1946.2072 | 1879.7896 | 1781.5878 | 1708.8315 | 1697.0023 | 1765.2239 | 1650.4496 | 1206.4486 | 937.8975 | 761.5443 | 687.7436 | 706.0627 | 843.231 | 1004.691 | 1219.1695 | 1578.8133 | 2181.4312 | 2730.7524 | 2740.6614 | 2805.4887 | 2782.7517 | 2669.5512 | 2439.4268 | 2162.5963 | 9 | 4 | 2020
2020-01-11 | 15 | 242.8643 | 2020-09-11 | 1870.3977 | 1823.182 | 1725.5777 | 1658.5068 | 1666.2885 | 1790.464 | 1731.3602 | 1321.1369 | 1072.4557 | 918.1897 | 876.4936 | 951.8806 | 1047.136 | 1237.1417 | 1462.1493 | 1596.1957 | 2187.3989 | 2746.2306 | 2742.9272 | 2790.4571 | 2725.3033 | 2593.5598 | 2339.8296 | 2074.2542 | 9 | 5 | 2020
2020-01-11 | 16 | 645.9068 | 2020-09-12 | 1596.0963 | 1492.616 | 1436.0332 | 1392.0765 | 1400.0466 | 1488.8987 | 1397.7512 | 944.2112 | 653.8957 | 454.8944 | 343.1337 | 311.6072 | 349.5039 | 492.1132 | 707.5905 | 1001.2311 | 1599.6765 | 2152.3834 | 2329.8195 | 2447.3948 | 2437.9075 | 2255.2839 | 2039.0543 | 1784.889 | 9 | 6 | 2020
2020-01-11 | 17 | 1249.0744 | 2020-09-13 | 1669.2035 | 1664.6021 | 1569.7908 | 1527.6058 | 1531.4369 | 1611.3303 | 1509.4616 | 1070.9002 | 794.75 | 606.0107 | 495.2185 | 446.8283 | 477.178 | 604.2222 | 801.2522 | 1090.9583 | 1692.4222 | 2258.8835 | 2410.044 | 2509.6164 | 2518.5538 | 2344.7234 | 2125.6987 | 1870.4402 | 9 | 7 | 2020
2020-01-11 | 18 | 1650.0733 | 2020-09-14 | 1810.5638 | 1664.0523 | 1585.9579 | 1529.6274 | 1530.2479 | 1624.0545 | 1557.9397 | 1118.4078 | 827.1976 | 663.8184 | 560.5861 | 526.879 | 563.0485 | 739.1346 | 987.7806 | 1341.0373 | 1929.0909 | 2454.2074 | 2565.0381 | 2648.9636 | 2633.2274 | 2512.0656 | 2263.6928 | 2011.2213 | 9 | 1 | 2020
2020-01-11 | 19 | 2126.8041 | 2020-09-15 | 1685.603 | 1568.7203 | 1499.8506 | 1448.7901 | 1441.6607 | 1508.5844 | 1398.0819 | 964.8971 | 682.7577 | 489.0024 | 374.5005 | 307.7113 | 353.2564 | 500.8123 | 730.3503 | 1086.161 | 1683.8054 | 2294.6315 | 2439.2135 | 2518.6237 | 2486.0786 | 2365.564 | 2144.7752 | 1885.6234 | 9 | 2 | 2020
2020-01-11 | 20 | 2229.327 | 2020-09-16 | 1602.5741 | 1512.3737 | 1447.9197 | 1384.3339 | 1375.2038 | 1486.6053 | 1463.7207 | 1038.4343 | 743.8432 | 505.7787 | 378.2381 | 285.4879 | 302.9636 | 450.8889 | 660.771 | 1003.1397 | 1619.9515 | 2194.0605 | 2356.4721 | 2459.2039 | 2426.4222 | 2284.8317 | 2043.1672 | 1786.5199 | 9 | 3 | 2020
2020-01-11 | 21 | 2177.6444 | 2020-09-17 | 1605.8522 | 1493.7708 | 1442.7136 | 1394.8239 | 1389.1586 | 1452.1356 | 1320.9931 | 877.2155 | 598.7345 | 389.4977 | 253.4596 | 158.987 | 167.1214 | 296.2568 | 505.0388 | 836.942 | 1453.2789 | 2034.752 | 2183.0447 | 2311.6457 | 2287.058 | 2189.0748 | 2011.724 | 1784.8551 | 9 | 4 | 2020
2020-01-11 | 22 | 2125.5137 | 2020-09-18 | 1530.3762 | 1467.7698 | 1402.1391 | 1361.2914 | 1362.9005 | 1422.0504 | 1317.3789 | 869.1544 | 577.5842 | 347.3508 | 209.1171 | 109.245 | 105.3308 | 218.8376 | 429.4553 | 762.7527 | 1379.355 | 1967.2595 | 2164.6521 | 2316.9644 | 2276.2698 | 2158.492 | 1929.6967 | 1683.1288 | 9 | 5 | 2020
2020-01-11 | 23 | 1966.5933 | 2020-09-19 | 1519.4295 | 1468.7963 | 1405.7319 | 1365.1256 | 1367.2314 | 1406.1159 | 1240.9765 | 763.3663 | 505.0883 | 274.1467 | 112.5929 | 8.4534 | 2.3498 | 105.2142 | 297.1707 | 600.3408 | 1240.3422 | 1847.6436 | 2036.2805 | 2169.1978 | 2205.2005 | 2084.5885 | 1895.6506 | 1668.5135 | 9 | 6 | 2020
2020-01-11 | 24 | 1726.1387 | 2020-09-20 | 1512.5209 | 1442.4815 | 1393.9274 | 1350.5135 | 1352.1436 | 1417.0696 | 1280.3379 | 815.3597 | 535.5814 | 333.4708 | 218.1859 | 140.6296 | 145.005 | 254.2171 | 455.955 | 756.0071 | 1382.3195 | 1963.8503 | 2126.8482 | 2249.2524 | 2282.6704 | 2128.8501 | 1919.0224 | 1672.7803 | 9 | 7 | 2020
2020-01-12 | 1 | 1586.4721 | 2020-09-21 | 1821.3159 | 1681.9653 | 1600.4362 | 1537.4151 | 1533.5325 | 1607.6596 | 1527.4098 | 1095.3993 | 798.4488 | 602.6257 | 487.1209 | 437.3191 | 489.5777 | 664.2357 | 900.209 | 1252.0957 | 1876.3049 | 2447.1016 | 2567.827 | 2631.1737 | 2615.5329 | 2502.7838 | 2269.5829 | 2022.8097 | 9 | 1 | 2020
2020-01-12 | 2 | 1448.7038 | 2020-09-22 | 1579.5985 | 1501.2457 | 1448.1531 | 1404.1827 | 1394.0416 | 1470.3351 | 1375.9826 | 936.3972 | 630.9949 | 418.8356 | 326.8057 | 287.1111 | 323.276 | 484.0828 | 671.5805 | 990.9046 | 1588.3337 | 2159.2266 | 2288.6299 | 2394.0697 | 2359.8469 | 2214.9717 | 1999.7379 | 1747.8801 | 9 | 2 | 2020
2020-01-12 | 3 | 1371.6538 | 2020-09-23 | 1664.1304 | 1518.2757 | 1457.6778 | 1417.0261 | 1417.5696 | 1474.0256 | 1358.178 | 912.9373 | 597.929 | 388.1709 | 297.783 | 278.4698 | 328.2764 | 502.5639 | 705.3042 | 1049.4693 | 1668.2077 | 2274.6924 | 2399.4651 | 2483.2747 | 2445.551 | 2324.112 | 2108.842 | 1868.1296 | 9 | 3 | 2020
2020-01-12 | 4 | 1325.2964 | 2020-09-24 | 1589.7265 | 1501.428 | 1446.2557 | 1403.4603 | 1405.8582 | 1493.5304 | 1426.7164 | 992.7372 | 655.9923 | 458.3657 | 372.9178 | 296.5127 | 309.4606 | 470.5739 | 645.9144 | 958.2372 | 1555.9106 | 2148.8888 | 2270.2874 | 2379.5801 | 2353.077 | 2217.782 | 2012.737 | 1761.6002 | 9 | 4 | 2020
2020-01-12 | 5 | 1310.5379 | 2020-09-25 | 1543.1185 | 1480.3791 | 1429.4346 | 1394.7023 | 1402.1226 | 1486.4679 | 1423.803 | 985.8455 | 655.8479 | 443.181 | 328.9511 | 260.522 | 267.9928 | 418.4467 | 603.5459 | 913.9496 | 1507.6875 | 2085.249 | 2213.1943 | 2339.3298 | 2301.7839 | 2172.1318 | 1958.2676 | 1707.5085 | 9 | 5 | 2020
2020-01-12 | 6 | 1338.7083 | 2020-09-26 | 1476.04 | 1421.3061 | 1375.0616 | 1335.6109 | 1328.581 | 1358.5439 | 1164.9566 | 677.4706 | 377.5573 | 174.1717 | 64.2702 | -21.2442 | -6.2516 | 137.2248 | 319.1784 | 619.3792 | 1241.5237 | 1832.536 | 2006.0899 | 2121.7153 | 2141.6043 | 2020.3871 | 1842.9116 | 1629.631 | 9 | 6 | 2020
2020-01-12 | 7 | 1426.4476 | 2020-09-27 | 1491.9246 | 1438.6273 | 1397.3918 | 1358.6229 | 1378.1878 | 1461.2055 | 1376.0483 | 935.6847 | 622.1424 | 387.8588 | 257.4702 | 188.8208 | 196.2623 | 320.7953 | 484.5116 | 759.2649 | 1361.4333 | 1932.9314 | 2086.3624 | 2236.087 | 2230.1989 | 2086.4931 | 1874.3153 | 1640.1473 | 9 | 7 | 2020
2020-01-12 | 8 | 1419.6951 | 2020-09-28 | 1561.4759 | 1513.5098 | 1450.4088 | 1405.3081 | 1410.3735 | 1481.3421 | 1421.6521 | 992.3096 | 661.1978 | 432.3666 | 335.9207 | 277.2631 | 297.4644 | 459.7455 | 640.3669 | 953.9074 | 1565.7529 | 2148.0277 | 2268.7011 | 2391.4988 | 2348.6575 | 2205.9087 | 1979.7811 | 1725.7736 | 9 | 1 | 2020
2020-01-12 | 9 | 976.1068 | 2020-09-29 | 1580.7188 | 1504.0105 | 1449.9928 | 1405.755 | 1395.2141 | 1471.2602 | 1377.0784 | 936.0515 | 629.0728 | 422.6777 | 333.5873 | 294.5825 | 331.3557 | 492.1454 | 680.0454 | 998.0992 | 1595.7094 | 2168.8644 | 2294.4089 | 2397.344 | 2362.1995 | 2217.9956 | 2001.471 | 1749.0895 | 9 | 2 | 2020
2020-01-12 | 10 | 556.3741 | 2020-09-30 | 1664.6656 | 1520.8479 | 1458.9993 | 1418.2103 | 1418.6556 | 1475.2436 | 1358.9921 | 914.9003 | 599.8436 | 390.3399 | 300.9795 | 283.3143 | 335.453 | 509.5466 | 712.1315 | 1056.8049 | 1674.3093 | 2283.1745 | 2404.2273 | 2485.0193 | 2446.023 | 2325.5581 | 2109.692 | 1869.1847 | 9 | 3 | 2020
2020-01-12 | 11 | 323.4867 | 2020-10-01 | 1599.5545 | 1491.6744 | 1430.1412 | 1387.699 | 1357.182 | 1397.5719 | 1353.5584 | 846.3225 | 463.2797 | 309.3629 | 272.4727 | 283.6092 | 370.8181 | 548.8956 | 822.3505 | 1331.597 | 1994.2838 | 2341.4944 | 2484.7741 | 2561.8031 | 2481.035 | 2314.8917 | 2038.1703 | 1759.8723 | 10 | 4 | 2020
2020-01-12 | 12 | 244.3862 | 2020-10-02 | 1572.9447 | 1431.3288 | 1384.8984 | 1355.8959 | 1353.5716 | 1445.4146 | 1519.8405 | 1048.5531 | 626.2785 | 422.2142 | 367.9089 | 355.3448 | 401.1629 | 566.6223 | 816.8056 | 1304.5805 | 1987.2758 | 2351.1142 | 2517.325 | 2576.6848 | 2490.9744 | 2325.7459 | 2049.746 | 1761.5279 | 10 | 5 | 2020
2020-01-12 | 13 | 205.2396 | 2020-10-03 | 1452.5605 | 1350.3695 | 1312.5412 | 1286.0556 | 1299.8712 | 1398.5372 | 1437.2873 | 984.4443 | 549.0178 | 324.5611 | 237.4622 | 185.4807 | 224.7387 | 377.7579 | 607.217 | 1052.894 | 1704.1228 | 2066.4394 | 2299.6223 | 2368.0647 | 2313.9362 | 2119.377 | 1847.379 | 1591.5579 | 10 | 6 | 2020
2020-01-12 | 14 | 218.9166 | 2020-10-04 | 1411.9566 | 1390.5873 | 1348.6604 | 1311.1644 | 1297.8078 | 1336.1933 | 1260.9423 | 745.7541 | 329.6012 | 137.4712 | 44.2715 | 0.074472 | 17.2836 | 156.3797 | 371.1387 | 818.1559 | 1480.2231 | 1866.6687 | 2158.4659 | 2203.3374 | 2161.0168 | 1992.4784 | 1759.7329 | 1534.4208 | 10 | 7 | 2020
2020-01-12 | 15 | 400.6517 | 2020-10-05 | 1661.5457 | 1555.5479 | 1487.417 | 1441.5881 | 1428.8515 | 1517.0328 | 1583.3933 | 1122.4275 | 747.5871 | 593.9484 | 572.9889 | 585.7312 | 684.0282 | 909.3953 | 1227.5366 | 1767.6368 | 2383.471 | 2683.7171 | 2750.9323 | 2777.8377 | 2672.1709 | 2496.7256 | 2188.3504 | 1872.519 | 10 | 1 | 2020
2020-01-12 | 16 | 809.4113 | 2020-10-06 | 1498.6459 | 1455.1315 | 1397.3717 | 1365.2127 | 1356.1288 | 1432.9765 | 1457.4675 | 987.6058 | 602.5185 | 403.0814 | 329.8757 | 312.3537 | 361.8098 | 523.764 | 763.7784 | 1231.9539 | 1884.7448 | 2233.0726 | 2395.8607 | 2445.1873 | 2359.3131 | 2204.7984 | 1927.3985 | 1646.1871 | 10 | 2 | 2020
2020-01-12 | 17 | 1368.3004 | 2020-10-07 | 1542.3856 | 1452.7562 | 1395.079 | 1365.175 | 1365.6048 | 1456.0835 | 1482.5308 | 1040.4668 | 643.7178 | 432.8256 | 342.7563 | 287.9625 | 314.2181 | 462.6074 | 691.0371 | 1155.6184 | 1802.9685 | 2151.0989 | 2333.1269 | 2415.1104 | 2336.451 | 2203.4032 | 1951.6767 | 1694.8845 | 10 | 3 | 2020
2020-01-12 | 18 | 1772.4352 | 2020-10-08 | 1493.8425 | 1458.2809 | 1419.0759 | 1395.9584 | 1397.7686 | 1489.2139 | 1551.8606 | 1100.6834 | 692.9207 | 439.3365 | 291.8151 | 215.8952 | 218.4608 | 335.6638 | 566.2806 | 1032.6349 | 1684.9007 | 2073.7315 | 2247.2027 | 2334.8085 | 2260.6073 | 2130.4385 | 1898.3033 | 1641.5641 | 10 | 4 | 2020
2020-01-12 | 19 | 2207.0767 | 2020-10-09 | 1521.6383 | 1432.0713 | 1381.7643 | 1349.5579 | 1345.4278 | 1436.6205 | 1477.6619 | 1029.9713 | 610.4094 | 373.3907 | 274.7615 | 214.5906 | 235.4602 | 372.5129 | 604.8919 | 1098.3661 | 1802.0528 | 2207.7535 | 2387.1528 | 2462.8707 | 2373.7389 | 2219.3026 | 1942.4105 | 1673.7098 | 10 | 5 | 2020
2020-01-12 | 20 | 2273.9116 | 2020-10-10 | 1409.0666 | 1385.2398 | 1342.3433 | 1305.8344 | 1301.7115 | 1355.3771 | 1289.2783 | 817.638 | 402.772 | 163.4487 | 40.4065 | -16.8102 | -38.1475 | 76.7033 | 298.9074 | 750.5045 | 1438.3206 | 1867.1129 | 2122.0967 | 2167.7124 | 2130.844 | 1983.2655 | 1770.6298 | 1544.8722 | 10 | 6 | 2020
2020-01-12 | 21 | 2230.8701 | 2020-10-11 | 1400.8847 | 1327.6042 | 1286.8632 | 1264.5238 | 1269.8879 | 1369.1282 | 1401.0933 | 949.7739 | 536.078 | 287.7428 | 151.0082 | 76.9447 | 53.1208 | 157.1456 | 373.0521 | 822.6467 | 1513.0449 | 1932.5976 | 2163.2611 | 2195.7464 | 2165.6034 | 1998.6029 | 1759.8796 | 1533.7511 | 10 | 7 | 2020
2020-01-12 | 22 | 2194.7474 | 2020-10-12 | 1629.855 | 1527.8298 | 1463.731 | 1419.1717 | 1396.3568 | 1445.5571 | 1419.5724 | 945.4126 | 577.077 | 395.1449 | 357.2078 | 364.5133 | 412.0038 | 576.9866 | 846.7839 | 1362.5276 | 2075.4217 | 2468.0546 | 2574.22 | 2626.2399 | 2534.3295 | 2377.5592 | 2106.877 | 1820.5238 | 10 | 1 | 2020
2020-01-12 | 23 | 2045.7296 | 2020-10-13 | 1630.5153 | 1537.5238 | 1458.7892 | 1420.7498 | 1410.1779 | 1476.0338 | 1506.737 | 1041.6597 | 656.3741 | 479.9258 | 434.7889 | 414.3239 | 464.5404 | 623.1384 | 893.3586 | 1430.2882 | 2129.8806 | 2518.8246 | 2607.5888 | 2629.9821 | 2540.096 | 2387.8367 | 2121.3254 | 1836.0653 | 10 | 2 | 2020
2020-01-12 | 24 | 1801.5631 | 2020-10-14 | 1716.0117 | 1476.0644 | 1414.86 | 1383.2642 | 1367.9654 | 1469.5632 | 1518.0802 | 1065.471 | 683.5131 | 520.5686 | 493.9869 | 512.7608 | 572.7984 | 790.8064 | 1152.9865 | 1762.7204 | 2494.0252 | 2781.4817 | 2831.3459 | 2845.0921 | 2731.646 | 2567.4069 | 2260.7327 | 1941.3715 | 10 | 3 | 2020
2020-01-13 | 1 | 1660.4745 | 2020-10-15 | 1424.4153 | 1343.6835 | 1297.7945 | 1274.6101 | 1280.8433 | 1383.6445 | 1451.7765 | 1049.5967 | 676.9204 | 474.3636 | 390.5121 | 340.3504 | 358.1402 | 472.3054 | 686.1239 | 1118.995 | 1729.6115 | 2057.0836 | 2275.6329 | 2319.5355 | 2232.2729 | 2078.7423 | 1804.9029 | 1562.5188 | 10 | 4 | 2020
2020-01-13 | 2 | 1454.7095 | 2020-10-16 | 1426.898 | 1370.362 | 1331.7775 | 1307.7322 | 1309.7313 | 1390.3623 | 1423.174 | 1014.4395 | 657.0433 | 462.8657 | 371.3996 | 316.4661 | 320.9286 | 416.295 | 636.8025 | 1058.5368 | 1666.3035 | 1999.5653 | 2215.9509 | 2261.4728 | 2187.1718 | 2044.7893 | 1791.7451 | 1558.9284 | 10 | 5 | 2020
2020-01-13 | 3 | 1374.1827 | 2020-10-17 | 1398.2611 | 1363.3213 | 1316.747 | 1282.9032 | 1270.7507 | 1304.7101 | 1209.2783 | 743.259 | 421.2371 | 239.2119 | 132.5727 | 60.8679 | 38.6182 | 98.3369 | 314.3058 | 743.8231 | 1393.1272 | 1731.322 | 1956.469 | 2069.946 | 2052.3575 | 1924.4507 | 1737.0949 | 1543.1918 | 10 | 6 | 2020
2020-01-13 | 4 | 1321.4545 | 2020-10-18 | 1404.7372 | 1364.9442 | 1324.7656 | 1294.1075 | 1275.9789 | 1303.2652 | 1227.2118 | 751.0835 | 412.1107 | 264.7648 | 200.7472 | 149.6267 | 145.7817 | 235.4793 | 440.5324 | 839.4695 | 1492.9712 | 1841.939 | 2111.1195 | 2177.8328 | 2142.6966 | 1977.2491 | 1754.37 | 1535.2319 | 10 | 7 | 2020
2020-01-13 | 5 | 1296.6917 | 2020-10-19 | 1446.8181 | 1367.6562 | 1329.5717 | 1298.5716 | 1300.3511 | 1393.7167 | 1451.836 | 1058.9924 | 712.3876 | 513.4496 | 409.8193 | 343.0982 | 338.0532 | 426.6908 | 649.5539 | 1084.3005 | 1700.866 | 2021.7787 | 2233.0479 | 2315.0014 | 2229.2975 | 2081.4462 | 1815.0841 | 1576.1162 | 10 | 1 | 2020
2020-01-13 | 6 | 1320.4586 | 2020-10-20 | 1445.0573 | 1357.7904 | 1302.5771 | 1276.9677 | 1281.3706 | 1362.5479 | 1395.7634 | 971.548 | 615.3166 | 425.353 | 339.034 | 284.8377 | 307.0273 | 418.9549 | 648.9259 | 1080.2142 | 1700.2807 | 2024.5573 | 2258.3388 | 2319.0274 | 2234.9603 | 2090.6314 | 1827.5407 | 1587.0855 | 10 | 2 | 2020
2020-01-13 | 7 | 1444.1583 | 2020-10-21 | 1523.1922 | 1429.6321 | 1371.7169 | 1337.9443 | 1338.0416 | 1397.2541 | 1423.065 | 994.2287 | 654.3257 | 476.5245 | 399.22 | 356.1071 | 363.6409 | 487.4836 | 725.2894 | 1166.0572 | 1788.5412 | 2113.8443 | 2285.4495 | 2317.147 | 2246.2986 | 2137.2196 | 1909.5011 | 1667.0047 | 10 | 3 | 2020
2020-01-13 | 8 | 1544.1532 | 2020-10-22 | 1420.6489 | 1349.6441 | 1301.7298 | 1275.2146 | 1289.8721 | 1378.9917 | 1449.2359 | 1035.8594 | 564.1541 | 289.9353 | 167.5352 | 89.8401 | 63.7471 | 130.5225 | 368.0329 | 851.2694 | 1525.5412 | 1899.1964 | 2161.5315 | 2205.6738 | 2146.035 | 2021.3298 | 1788.3857 | 1551.3933 | 10 | 4 | 2020
2020-01-13 | 9 | 1140.3609 | 2020-10-23 | 1449.2003 | 1388.7812 | 1345.978 | 1319.9613 | 1313.0033 | 1355.4107 | 1342.4633 | 894.4937 | 491.8091 | 248.9878 | 125.7707 | 57.2448 | 60.4375 | 86.252 | 346.1499 | 847.6303 | 1538.8921 | 1903.1924 | 2109.9346 | 2209.7387 | 2154.3722 | 2026.468 | 1806.083 | 1585.0439 | 10 | 5 | 2020
2020-01-13 | 10 | 682.1166 | 2020-10-24 | 1393.7258 | 1359.1691 | 1306.2853 | 1276.087 | 1269.0717 | 1322.165 | 1267.3964 | 814.5342 | 390.9577 | 155.5605 | 38.9664 | -16.1393 | -34.5127 | 30.5465 | 285.6044 | 764.052 | 1469.572 | 1843.0652 | 2061.4676 | 2151.8003 | 2114.724 | 1949.6079 | 1733.9313 | 1529.0583 | 10 | 6 | 2020
2020-01-13 | 11 | 434.6751 | 2020-10-25 | 1377.4534 | 1385.2429 | 1323.9311 | 1296.6449 | 1288.0662 | 1307.4738 | 1215.5446 | 740.6389 | 332.2762 | 126.0265 | 42.4617 | -24.8705 | -48.085 | 3.3408 | 231.2592 | 711.4006 | 1417.8612 | 1822.759 | 2079.2351 | 2111.0887 | 2077.2101 | 1919.2243 | 1707.9865 | 1500.3905 | 10 | 7 | 2020
2020-01-13 | 12 | 332.1374 | 2020-10-26 | 1494.9239 | 1387.8628 | 1340.9037 | 1318.583 | 1314.1274 | 1390.5348 | 1419.285 | 997.9937 | 555.3751 | 297.5377 | 198.4375 | 122.2894 | 99.4499 | 161.7108 | 415.4375 | 913.1433 | 1603.7272 | 1985.2645 | 2210.7139 | 2301.7887 | 2232.4388 | 2110.0809 | 1876.2232 | 1622.4513 | 10 | 1 | 2020
2020-01-13 | 13 | 283.993 | 2020-10-27 | 1407.1954 | 1361.4308 | 1313.1492 | 1294.6317 | 1280.8825 | 1385.0045 | 1453.63 | 1046.5321 | 582.8515 | 315.7633 | 186.8996 | 109.4347 | 88.137 | 148.9028 | 408.5164 | 895.0907 | 1582.6705 | 1943.1521 | 2147.6892 | 2237.2183 | 2172.1428 | 2028.393 | 1777.2325 | 1537.7542 | 10 | 2 | 2020
2020-01-13 | 14 | 304.7385 | 2020-10-28 | 1430.74 | 1362.2836 | 1329.6075 | 1301.2075 | 1301.7261 | 1405.2587 | 1471.32 | 1047.936 | 585.1073 | 327.7732 | 218.091 | 163.0732 | 141.8954 | 211.2185 | 472.6142 | 963.2378 | 1637.5659 | 2005.3926 | 2243.4821 | 2290.7082 | 2206.7298 | 2065.0536 | 1808.5663 | 1573.8067 | 10 | 3 | 2020
2020-01-13 | 15 | 490.0612 | 2020-10-29 | 1446.4571 | 1367.5631 | 1327.5518 | 1301.2069 | 1294.1205 | 1405.6682 | 1438.7026 | 942.2582 | 507.66 | 262.4051 | 154.2546 | 95.1194 | 85.6144 | 154.7975 | 417.5625 | 910.9936 | 1596.7626 | 1975.6238 | 2213.3831 | 2271.0784 | 2198.3817 | 2079.5608 | 1829.0782 | 1596.5515 | 10 | 4 | 2020
2020-01-13 | 16 | 907.3042 | 2020-10-30 | 1413.457 | 1353.5098 | 1305.1314 | 1279.9439 | 1294.2352 | 1385.9138 | 1458.2207 | 1060.6254 | 592.4524 | 321.0626 | 192.9026 | 125.1769 | 104.4905 | 180.629 | 434.6217 | 919.6393 | 1611.4682 | 1995.0903 | 2205.6064 | 2262.0866 | 2192.4743 | 2057.7009 | 1801.8704 | 1557.5568 | 10 | 5 | 2020
2020-01-13 | 17 | 1527.7699 | 2020-10-31 | 1394.5933 | 1359.7591 | 1307.1435 | 1277.2116 | 1270.2254 | 1322.9912 | 1268.8938 | 819.0334 | 394.5098 | 159.2751 | 42.1195 | -12.2847 | -29.7195 | 32.6717 | 287.7717 | 767.8683 | 1475.1245 | 1846.4751 | 2063.6803 | 2153.4135 | 2115.9087 | 1950.8968 | 1735.048 | 1529.6861 | 10 | 6 | 2020
2020-01-13 | 18 | 1941.6466 | 2020-11-01 | 1457.7165 | 1344.3709 | 1247.9028 | 1204.5706 | 1191.6275 | 1221.5948 | 1300.9642 | 1010.9844 | 436.1778 | 160.5224 | 13.5281 | -53.8125 | -94.5505 | -33.0442 | 207.5304 | 824.6892 | 1427.6224 | 1778.4452 | 2164.4128 | 2173.2349 | 2096.0372 | 2034.8396 | 1860.3679 | 1627.8344 | 11 | 7 | 2020
2020-01-13 | 19 | 2394.0033 | 2020-11-02 | 1528.7507 | 1389.4094 | 1293.3639 | 1230.3601 | 1195.289 | 1201.6233 | 1258.4493 | 982.3202 | 424.5583 | 166.9378 | 37.1094 | 24.8108 | 0.73978 | 69.0473 | 344.1001 | 971.6701 | 1608.0788 | 1946.4128 | 2293.4039 | 2291.6967 | 2205.8093 | 2119.9322 | 1978.1097 | 1721.4419 | 11 | 1 | 2020
2020-01-13 | 20 | 2479.3691 | 2020-11-03 | 1466.9526 | 1354.3769 | 1262.3651 | 1217.382 | 1187.8619 | 1214.3031 | 1300.479 | 1032.8154 | 457.5261 | 156.7748 | -29.4051 | -43.989 | -70.7267 | 5.1226 | 282.5322 | 905.9516 | 1528.5903 | 1845.9828 | 2229.1897 | 2247.9106 | 2179.1914 | 2075.0004 | 1917.9039 | 1650.6371 | 11 | 2 | 2020
2020-01-13 | 21 | 2432.194 | 2020-11-04 | 1458.9297 | 1320.5536 | 1231.969 | 1184.438 | 1147.8935 | 1175.4463 | 1248.9542 | 1001.088 | 433.8341 | 117.5845 | -40.7957 | -63.9606 | -86.7949 | -5.0767 | 256.1551 | 878.4199 | 1486.0721 | 1824.012 | 2230.9144 | 2263.1489 | 2194.6838 | 2094.1046 | 1941.4973 | 1658.3641 | 11 | 3 | 2020
2020-01-13 | 22 | 2349.9089 | 2020-11-05 | 1461.466 | 1356.5188 | 1273.6332 | 1220.9619 | 1207.4933 | 1215.2545 | 1296.1258 | 1029.9538 | 456.8309 | 172.2208 | 9.9399 | -43.4958 | -63.4882 | -5.7887 | 261.7855 | 862.7397 | 1494.8177 | 1841.8196 | 2229.2276 | 2247.2411 | 2179.7839 | 2071.9606 | 1907.8768 | 1646.0847 | 11 | 4 | 2020
2020-01-13 | 23 | 2213.7107 | 2020-11-06 | 1451.8478 | 1321.3237 | 1230.3645 | 1183.1826 | 1160.9588 | 1185.5822 | 1263.4986 | 991.7343 | 419.4312 | 117.9695 | -23.1199 | -67.1775 | -94.217 | -22.8165 | 241.4456 | 862.0157 | 1485.245 | 1808.5699 | 2189.7862 | 2192.3367 | 2120.0269 | 2012.3536 | 1870.7008 | 1631.7947 | 11 | 5 | 2020
2020-01-13 | 24 | 1913.7449 | 2020-11-07 | 1399.747 | 1344.8019 | 1251.6241 | 1198.4804 | 1174.7303 | 1177.8389 | 1191.2804 | 797.2276 | 197.9696 | -74.5221 | -201.9691 | -243.0434 | -256.554 | -211.8259 | 18.2406 | 643.5578 | 1241.0658 | 1563.7088 | 1984.7013 | 2016.5364 | 1949.7031 | 1885.7687 | 1726.1554 | 1558.3841 | 11 | 6 | 2020
2020-01-14 | 1 | 1627.7436 | 2020-11-08 | 1438.2667 | 1370.3493 | 1275.7037 | 1215.8868 | 1177.0391 | 1166.4031 | 1153.4939 | 751.7652 | 153.0615 | -110.6617 | -222.4532 | -239.7782 | -249.9002 | -179.9648 | 86.4114 | 702.263 | 1302.036 | 1665.4433 | 2105.8956 | 2146.188 | 2097.2336 | 2035.8437 | 1863.7678 | 1621.2293 | 11 | 7 | 2020
2020-01-14 | 2 | 1507.4303 | 2020-11-09 | 1538.9456 | 1368.6818 | 1263.9231 | 1210.3205 | 1174.3755 | 1187.2477 | 1258.6761 | 974.3136 | 468.3726 | 248.0588 | 183.2387 | 208.7423 | 238.4246 | 354.7839 | 678.3051 | 1320.2318 | 1939.4578 | 2167.8266 | 2446.325 | 2422.9202 | 2324.4269 | 2203.8335 | 2048.6409 | 1761.762 | 11 | 1 | 2020
2020-01-14 | 3 | 1438.8451 | 2020-11-10 | 1483.5907 | 1347.3114 | 1249.4246 | 1194.4537 | 1157.9828 | 1173.5965 | 1235.6188 | 971.6168 | 457.7126 | 202.4688 | 102.8125 | 89.2531 | 86.9987 | 168.3383 | 482.8843 | 1091.4225 | 1713.4963 | 1979.8249 | 2321.3649 | 2329.0085 | 2246.362 | 2142.4681 | 1980.8197 | 1694.9625 | 11 | 2 | 2020
2020-01-14 | 4 | 1385.4894 | 2020-11-11 | 1477.2608 | 1353.2032 | 1266.9751 | 1212.7205 | 1179.2605 | 1198.1797 | 1262.0238 | 949.225 | 394.2115 | 143.1368 | 43.0785 | 7.9792 | 8.1013 | 63.4512 | 328.2428 | 951.5993 | 1570.9956 | 1861.7079 | 2208.2151 | 2219.3522 | 2141.5729 | 2042.9646 | 1905.6043 | 1665.3654 | 11 | 3 | 2020
2020-01-14 | 5 | 1359.0749 | 2020-11-12 | 1526.5114 | 1377.4608 | 1270.4675 | 1220.1245 | 1181.5768 | 1182.6085 | 1234.0068 | 962.8154 | 431.0059 | 182.2151 | 103.665 | 128.8024 | 178.9926 | 277.1187 | 595.9663 | 1240.7488 | 1868.6267 | 2090.6501 | 2381.5457 | 2355.4671 | 2269.9747 | 2172.1997 | 2028.8658 | 1752.0771 | 11 | 4 | 2020
2020-01-14 | 6 | 1373.528 | 2020-11-13 | 1375.4781 | 1307.3601 | 1233.7554 | 1193.1744 | 1184.9008 | 1235.1968 | 1362.5102 | 1038.1387 | 461.6481 | 177.8108 | 57.2932 | 28.3073 | 17.2546 | 95.9433 | 369.7096 | 962.8566 | 1539.1617 | 1793.0554 | 2128.5923 | 2137.6675 | 2049.8067 | 1909.695 | 1727.1521 | 1524.5847 | 11 | 5 | 2020
2020-01-14 | 7 | 1471.2933 | 2020-11-14 | 1403.4444 | 1332.3696 | 1229.2423 | 1207.6748 | 1185.2075 | 1178.9672 | 1182.1959 | 781.3875 | 203.9987 | -77.7806 | -200.9573 | -222.0279 | -196.1761 | -144.9296 | 138.6113 | 746.8857 | 1339.9127 | 1661.1196 | 2072.533 | 2087.7884 | 2011.7144 | 1932.6472 | 1751.4868 | 1567.5264 | 11 | 6 | 2020
2020-01-14 | 8 | 1512.2753 | 2020-11-15 | 1451.8601 | 1348.3561 | 1254.023 | 1205.2607 | 1177.6967 | 1176.8782 | 1173.2079 | 785.5201 | 223.1423 | -15.9938 | -83.2935 | -102.483 | -139.6595 | -83.6953 | 139.3132 | 741.2289 | 1328.8502 | 1638.2402 | 2053.3238 | 2089.7681 | 2040.7895 | 1988.8335 | 1829.5202 | 1617.4012 | 11 | 7 | 2020
2020-01-14 | 9 | 1060.8591 | 2020-11-16 | 1517.3446 | 1370.7784 | 1271.5804 | 1219.9118 | 1183.8068 | 1187.8145 | 1230.8607 | 954.3298 | 456.4035 | 222.162 | 118.7839 | 59.2809 | 18.3097 | 78.8714 | 334.7519 | 925.018 | 1533.1896 | 1849.1966 | 2221.9586 | 2233.236 | 2172.7487 | 2082.5783 | 1948.6454 | 1698.3762 | 11 | 1 | 2020
2020-01-14 | 10 | 599.3682 | 2020-11-17 | 1476.5182 | 1325.7552 | 1243.0727 | 1189.463 | 1159.0907 | 1163.5641 | 1201.6647 | 914.9243 | 412.7407 | 191.799 | 101.4585 | 67.8567 | 55.3059 | 115.0611 | 383.1036 | 987.6241 | 1583.6151 | 1867.7657 | 2245.5158 | 2268.3309 | 2193.2731 | 2089.0523 | 1934.7509 | 1671.5674 | 11 | 2 | 2020
2020-01-14 | 11 | 339.0853 | 2020-11-18 | 1470.1135 | 1321.5393 | 1244.2187 | 1201.5231 | 1173.5516 | 1195.9688 | 1279.5084 | 1037.7302 | 528.3679 | 272.2389 | 158.1453 | 99.797 | 55.7161 | 106.6476 | 366.9603 | 965.5496 | 1564.5209 | 1856.7095 | 2234.5658 | 2252.1092 | 2188.6528 | 2085.6456 | 1934.5354 | 1664.8969 | 11 | 3 | 2020
2020-01-14 | 12 | 214.7822 | 2020-11-19 | 1479.3866 | 1365.3115 | 1280.5644 | 1223.9945 | 1183.6555 | 1185.0281 | 1223.0929 | 937.2109 | 409.2053 | 154.578 | 66.7313 | 52.3451 | 43.391 | 126.6161 | 408.7163 | 1015.4919 | 1641.6271 | 1902.4158 | 2256.2615 | 2263.0828 | 2186.7517 | 2087.92 | 1944.9513 | 1678.807 | 11 | 4 | 2020
2020-01-14 | 13 | 165.4777 | 2020-11-20 | 1472.2685 | 1355.0591 | 1263.1089 | 1211.5451 | 1188.5955 | 1208.7761 | 1283.9234 | 1012.2671 | 509.5622 | 252.8289 | 166.2039 | 125.8665 | 64.5674 | 100.7133 | 343.0323 | 931.4334 | 1528.1463 | 1821.26 | 2191.4262 | 2204.0149 | 2137.3454 | 2030.9586 | 1892.6173 | 1655.9495 | 11 | 5 | 2020
2020-01-14 | 14 | 177.9277 | 2020-11-21 | 1426.3691 | 1325.0474 | 1242.3784 | 1188.7133 | 1157.768 | 1152.6638 | 1140.9803 | 774.8404 | 233.2936 | -18.2194 | -105.8724 | -138.2259 | -161.4938 | -118.3216 | 92.5274 | 691.0102 | 1280.5017 | 1602.9761 | 2026.1415 | 2057.0161 | 2000.2067 | 1951.8175 | 1803.7541 | 1607.1047 | 11 | 6 | 2020
2020-01-14 | 15 | 362.9817 | 2020-11-22 | 1417.8561 | 1329.5764 | 1242.6804 | 1193.4238 | 1158.3137 | 1155.1452 | 1152.9726 | 769.0991 | 234.1706 | -7.8064 | -133.5637 | -162.6647 | -191.1997 | -132.4115 | 130.2945 | 741.0215 | 1353.0809 | 1677.7673 | 2094.6005 | 2124.205 | 2052.8687 | 1983.8732 | 1803.9043 | 1587.1996 | 11 | 7 | 2020
2020-01-14 | 16 | 776.263 | 2020-11-23 | 1507.905 | 1336.9417 | 1257.1534 | 1212.8177 | 1193.5265 | 1222.2901 | 1297.1511 | 1069.1263 | 584.803 | 301.1515 | 137.5274 | 87.7411 | 44.8255 | 87.8611 | 360.2813 | 986.9249 | 1617.011 | 1911.0893 | 2282.6105 | 2297.5458 | 2217.3419 | 2116.797 | 1963.6953 | 1701.0487 | 11 | 1 | 2020
2020-01-14 | 17 | 1401.6989 | 2020-11-24 | 1489.8954 | 1339.0235 | 1251.3844 | 1201.6848 | 1169.847 | 1188.817 | 1259.7152 | 1029.0389 | 560.5098 | 285.224 | 121.7403 | 55.0903 | -5.7542 | 27.2295 | 300.9875 | 927.6973 | 1559.4324 | 1875.3585 | 2264.6586 | 2296.6675 | 2224.7915 | 2134.8387 | 1981.8121 | 1697.3455 | 11 | 2 | 2020
2020-01-14 | 18 | 1819.1519 | 2020-11-25 | 1473.3885 | 1345.7282 | 1249.8549 | 1182.8345 | 1141.8899 | 1187.441 | 1252.9998 | 991.0571 | 552.4062 | 289.3832 | 127.8809 | 48.091 | 12.8693 | 75.1188 | 326.8213 | 932.4658 | 1581.7693 | 1878.2112 | 2250.8502 | 2267.6426 | 2192.8418 | 2087.7785 | 1934.2072 | 1663.3809 | 11 | 3 | 2020
2020-01-14 | 19 | 2277.2729 | 2020-11-26 | 1408.6245 | 1382.0066 | 1272.8547 | 1218.2289 | 1190.2191 | 1182.6288 | 1177.2486 | 824.335 | 286.2759 | 52.3557 | -32.4381 | -57.8488 | -88.5384 | -54.4793 | 172.4638 | 757.5644 | 1345.2153 | 1569.2819 | 1858.9474 | 1852.3013 | 1804.5901 | 1744.5711 | 1683.3922 | 1556.6404 | 11 | 4 | 2020
2020-01-14 | 20 | 2383.0551 | 2020-11-27 | 1441.337 | 1312.7241 | 1233.5439 | 1184.7053 | 1158.1919 | 1179.0922 | 1236.4642 | 930.2296 | 392.4409 | 175.8965 | 37.6505 | -0.15471 | -35.6156 | 6.0498 | 251.1679 | 871.2243 | 1482.2289 | 1760.1644 | 2136.9149 | 2150.3893 | 2053.8097 | 1967.0237 | 1836.052 | 1613.5615 | 11 | 5 | 2020
2020-01-14 | 21 | 2352.3656 | 2020-11-28 | 1416.602 | 1336.0844 | 1240.2758 | 1204.6909 | 1179.4367 | 1168.9613 | 1183.5919 | 829.1883 | 280.9494 | 20.4005 | -101.4248 | -139.7748 | -169.2244 | -131.2659 | 120.0602 | 732.0285 | 1326.9265 | 1637.6204 | 2005.1737 | 2008.5814 | 1943.3227 | 1888.9298 | 1748.058 | 1579.334 | 11 | 6 | 2020
2020-01-14 | 22 | 2278.6513 | 2020-11-29 | 1419.0271 | 1328.5543 | 1242.0256 | 1192.9395 | 1158.1001 | 1155.1217 | 1153.6364 | 771.94 | 237.8046 | -6.47 | -131.4194 | -160.5284 | -189.5827 | -130.6665 | 132.3122 | 744.8175 | 1354.2837 | 1678.8451 | 2094.7795 | 2124.7163 | 2053.5611 | 1982.9534 | 1803.3908 | 1587.5951 | 11 | 7 | 2020
2020-01-14 | 23 | 2160.0858 | 2020-11-30 | 1480.6208 | 1374.0122 | 1268.8902 | 1210.253 | 1159.3595 | 1128.2266 | 1114.2989 | 776.624 | 226.7877 | -11.8063 | -109.3179 | -127.8522 | -170.149 | -126.1349 | 141.7609 | 771.4952 | 1419.2448 | 1718.9897 | 2111.454 | 2117.1179 | 2037.7216 | 1950.1825 | 1836.8154 | 1634.1012 | 11 | 1 | 2020
2020-01-14 | 24 | 1873.5277 | 2020-12-01 | 1636.7095 | 1457.3646 | 1358.8635 | 1311.2418 | 1272.9625 | 1288.0541 | 1403.7456 | 1425.2536 | 1001.8885 | 635.0207 | 405.6039 | 302.3349 | 238.9271 | 302.1106 | 540.6845 | 1074.6895 | 1631.3058 | 1985.246 | 2371.6656 | 2403.2217 | 2362.6979 | 2283.8877 | 2178.2237 | 1913.5209 | 12 | 2 | 2020
2020-01-15 | 1 | 1591.9828 | 2020-12-02 | 1641.0058 | 1460.1532 | 1374.4619 | 1316.4478 | 1278.7342 | 1305.9742 | 1422.2191 | 1475.1316 | 1061.7843 | 662.9064 | 448.623 | 347.6717 | 287.3404 | 345.5747 | 576.5297 | 1093.8511 | 1658.9162 | 2031.5084 | 2391.6542 | 2423.8868 | 2378.7517 | 2309.9801 | 2195.8202 | 1923.019 | 12 | 3 | 2020
2020-01-15 | 2 | 1456.6697 | 2020-12-03 | 1623.1041 | 1478.2276 | 1390.8971 | 1332.9841 | 1299.7208 | 1309.121 | 1424.0021 | 1419.001 | 987.8506 | 622.297 | 378.3102 | 268.9662 | 210.9976 | 263.6017 | 506.8108 | 1018.255 | 1568.4265 | 1942.107 | 2317.6323 | 2371.7717 | 2358.2974 | 2277.9593 | 2168.0079 | 1878.1792 | 12 | 4 | 2020
2020-01-15 | 3 | 1380.1941 | 2020-12-04 | 1636.0436 | 1501.5181 | 1407.4781 | 1341.2249 | 1299.4376 | 1310.4366 | 1391.3709 | 1325.577 | 895.943 | 559.2938 | 372.8276 | 270.8243 | 222.8802 | 286.6531 | 495.1221 | 1002.928 | 1555.8402 | 1926.1605 | 2303.7332 | 2336.0194 | 2289.8416 | 2229.2899 | 2136.5288 | 1892.4667 | 12 | 5 | 2020
2020-01-15 | 4 | 1344.7605 | 2020-12-05 | 1590.8277 | 1470.6173 | 1369.6433 | 1313.3076 | 1273.2899 | 1270.7751 | 1324.5212 | 1169.9406 | 694.7999 | 382.7446 | 213.4271 | 130.1531 | 78.573 | 134.492 | 337.4662 | 846.7951 | 1374.6685 | 1740.5024 | 2136.7099 | 2182.647 | 2149.8921 | 2126.4426 | 2010.136 | 1805.299 | 12 | 6 | 2020
2020-01-15 | 5 | 1320.4687 | 2020-12-06 | 1621.4086 | 1501.4395 | 1395.4825 | 1340.0741 | 1310.6339 | 1318.3932 | 1366.2282 | 1233.3646 | 760.1085 | 464.2807 | 270.8199 | 199.435 | 143.8128 | 188.6722 | 384.3775 | 893.8374 | 1421.9798 | 1807.6009 | 2221.2535 | 2256.287 | 2216.6712 | 2188.0923 | 2068.4702 | 1843.3188 | 12 | 7 | 2020
2020-01-15 | 6 | 1322.9812 | 2020-12-07 | 1644.7502 | 1492.7521 | 1394.0252 | 1332.9554 | 1289.2921 | 1320.5119 | 1443.4401 | 1484.8519 | 1051.3917 | 631.6467 | 404.7007 | 320.9551 | 269.2702 | 312.6985 | 553.8716 | 1090.0377 | 1648.0816 | 2041.5167 | 2403.3961 | 2433.4365 | 2387.951 | 2309.208 | 2181.1777 | 1917.249 | 12 | 1 | 2020
2020-01-15 | 7 | 1435.6069 | 2020-12-08 | 1622.6114 | 1453.9181 | 1368.7168 | 1315.727 | 1271.1765 | 1299.1701 | 1422.2396 | 1449.0867 | 1031.6581 | 618.6991 | 393.6583 | 301.569 | 250.8059 | 311.6249 | 540.9449 | 1088.813 | 1619.3555 | 2004.2998 | 2405.9574 | 2465.5245 | 2413.5906 | 2333.3807 | 2195.7139 | 1897.5128 | 12 | 2 | 2020
2020-01-15 | 8 | 1494.7495 | 2020-12-09 | 1654.426 | 1478.7946 | 1389.848 | 1325.7179 | 1290.1884 | 1313.0729 | 1429.9532 | 1443.8221 | 1040.0413 | 651.2732 | 448.9096 | 376.8345 | 327.1345 | 373.167 | 592.7245 | 1121.4535 | 1673.5669 | 2030.8864 | 2406.7638 | 2446.4151 | 2404.9557 | 2331.9568 | 2214.8728 | 1936.9915 | 12 | 3 | 2020
2020-01-15 | 9 | 1080.9611 | 2020-12-10 | 1669.7012 | 1510.451 | 1412.9973 | 1354.078 | 1322.3033 | 1339.9129 | 1466.0155 | 1504.5231 | 1085.0508 | 663.942 | 421.5623 | 323.8321 | 257.8945 | 316.1446 | 534.0604 | 1055.6009 | 1603.1139 | 1990.8109 | 2395.2392 | 2451.3646 | 2416.0018 | 2351.0643 | 2230.2171 | 1947.1582 | 12 | 4 | 2020
2020-01-15 | 10 | 651.3924 | 2020-12-11 | 1624.7809 | 1446.9429 | 1347.9218 | 1284.3047 | 1249.4997 | 1273.0556 | 1387.0543 | 1381.6751 | 953.2266 | 560.1611 | 361.0717 | 301.2631 | 258.1172 | 325.2425 | 584.4833 | 1105.0453 | 1636.0075 | 2001.7772 | 2370.3914 | 2401.9529 | 2367.147 | 2286.4702 | 2164.4538 | 1884.7989 | 12 | 5 | 2020
2020-01-15 | 11 | 447.3103 | 2020-12-12 | 1599.2032 | 1490.8983 | 1378.0374 | 1324.0256 | 1284.0241 | 1281.0762 | 1319.9649 | 1167.7362 | 695.7126 | 371.6893 | 212.2124 | 166.0061 | 109.364 | 168.9869 | 377.666 | 888.9399 | 1411.1383 | 1779.5205 | 2183.9391 | 2206.7874 | 2160.1051 | 2130.9509 | 2012.981 | 1814.1548 | 12 | 6 | 2020
2020-01-15 | 12 | 383.8963 | 2020-12-13 | 1652.854 | 1521.7892 | 1415.1723 | 1362.3179 | 1339.5894 | 1363.1951 | 1450.9417 | 1361.7948 | 905.6887 | 547.3327 | 333.9302 | 256.2036 | 185.4591 | 224.3402 | 433.0311 | 961.4668 | 1473.3692 | 1846.2915 | 2272.264 | 2329.157 | 2273.1878 | 2252.7799 | 2119.1878 | 1892.7956 | 12 | 7 | 2020
2020-01-15 | 13 | 342.8227 | 2020-12-14 | 1818.3494 | 1529.2831 | 1427.5639 | 1378.5007 | 1346.1395 | 1375.0189 | 1520.8505 | 1595.2648 | 1167.1798 | 728.0708 | 453.0892 | 370.9843 | 298.2362 | 302.5339 | 512.3679 | 1040.1244 | 1615.1243 | 2033.4544 | 2487.1847 | 2553.1366 | 2525.1494 | 2466.8157 | 2358.2061 | 2103.594 | 12 | 1 | 2020
2020-01-15 | 14 | 393.8548 | 2020-12-15 | 1643.682 | 1458.5501 | 1358.6694 | 1307.2792 | 1263.0474 | 1288.8881 | 1410.0696 | 1424.6851 | 1063.0104 | 715.2712 | 538.2789 | 517.0148 | 500.1237 | 560.5359 | 767.8717 | 1278.7163 | 1752.8065 | 2066.4019 | 2439.0519 | 2476.3756 | 2432.2113 | 2340.0743 | 2216.8078 | 1924.3573 | 12 | 2 | 2020
2020-01-15 | 15 | 582.747 | 2020-12-16 | 1684.4134 | 1475.4421 | 1372.1859 | 1317.9124 | 1278.6735 | 1291.897 | 1410.3938 | 1444.684 | 1081.0024 | 709.8809 | 510.1773 | 493.7237 | 469.2089 | 526.1354 | 740.9452 | 1234.5423 | 1733.4878 | 2071.6855 | 2443.7277 | 2503.6672 | 2468.7171 | 2393.3038 | 2277.4897 | 1986.2334 | 12 | 3 | 2020
2020-01-15 | 16 | 975.9614 | 2020-12-17 | 1656.4619 | 1472.9151 | 1385.1384 | 1326.7441 | 1290.6952 | 1319.6469 | 1447.4014 | 1507.7519 | 1140.0568 | 740.6495 | 512.715 | 489.044 | 456.6871 | 503.0295 | 715.4783 | 1232.0271 | 1730.3526 | 2059.6989 | 2414.5066 | 2465.4154 | 2418.7306 | 2344.5147 | 2224.3569 | 1938.2743 | 12 | 4 | 2020
2020-01-15 | 17 | 1506.1248 | 2020-12-18 | 1623.9182 | 1459.9111 | 1369.9316 | 1308.472 | 1269.7466 | 1301.3328 | 1422.183 | 1448.7367 | 1081.3798 | 708.4075 | 522.0666 | 498.5127 | 466.88 | 503.4371 | 711.539 | 1213.6827 | 1695.4958 | 2020.0995 | 2381.2899 | 2425.3223 | 2372.7457 | 2285.4224 | 2166.1526 | 1894.9698 | 12 | 5 | 2020
2020-01-15 | 18 | 1830.8802 | 2020-12-19 | 1637.6727 | 1505.2341 | 1404.6767 | 1349.0983 | 1316.0312 | 1317.8605 | 1369.2124 | 1237.1955 | 793.8526 | 472.2391 | 287.9701 | 263.9829 | 258.5634 | 305.6698 | 473.2001 | 996.7611 | 1463.0614 | 1824.8805 | 2244.9791 | 2303.7378 | 2269.6295 | 2253.9165 | 2123.3839 | 1889.65 | 12 | 6 | 2020
2020-01-15 | 19 | 2278.0137 | 2020-12-20 | 1621.7081 | 1485.4627 | 1377.8393 | 1332.6417 | 1304.2772 | 1322.5351 | 1412.2897 | 1312.5715 | 897.0062 | 575.3605 | 404.3703 | 386.8487 | 365.6125 | 382.9092 | 573.1751 | 1058.3406 | 1504.2123 | 1837.5801 | 2261.7749 | 2310.012 | 2252.2277 | 2220.6565 | 2081.8642 | 1850.4529 | 12 | 7 | 2020
2020-01-15 | 20 | 2359.9421 | 2020-12-21 | 1695.0235 | 1491.8722 | 1392.4559 | 1335.8495 | 1303.1069 | 1329.5436 | 1462.8075 | 1534.4627 | 1163.09 | 793.6578 | 590.7875 | 547.252 | 500.3704 | 521.7766 | 728.7564 | 1222.6049 | 1721.3134 | 2073.047 | 2476.864 | 2529.518 | 2497.9712 | 2420.7053 | 2293.3972 | 1994.8196 | 12 | 1 | 2020
2020-01-15 | 21 | 2305.6838 | 2020-12-22 | 1646.1327 | 1495.0521 | 1399.843 | 1337.2448 | 1280.0269 | 1288.765 | 1334.6908 | 1229.5312 | 787.3557 | 450.449 | 252.2125 | 193.3538 | 152.1546 | 210.7329 | 437.9267 | 947.3233 | 1494.8255 | 1893.7158 | 2272.8556 | 2316.3716 | 2276.9445 | 2215.8031 | 2125.18 | 1881.6785 | 12 | 2 | 2020
2020-01-15 | 22 | 2232.9933 | 2020-12-23 | 1635.8079 | 1485.4864 | 1384.8489 | 1323.1121 | 1288.2329 | 1292.5904 | 1368.238 | 1296.4624 | 873.5559 | 494.917 | 276.9864 | 183.738 | 122.7106 | 156.6159 | 367.11 | 891.8432 | 1456.3369 | 1862.6654 | 2284.3011 | 2320.5605 | 2254.1587 | 2190.1434 | 2104.4513 | 1882.9622 | 12 | 3 | 2020
2020-01-15 | 23 | 2106.6572 | 2020-12-24 | 1639.5559 | 1461.8622 | 1352.0439 | 1289.0904 | 1249.1043 | 1268.4204 | 1372.9501 | 1313.0586 | 909.2469 | 581.698 | 408.9497 | 330.62 | 262.7718 | 299.9173 | 530.679 | 1047.031 | 1583.2712 | 1969.8913 | 2344.3563 | 2381.3414 | 2334.5463 | 2253.845 | 2142.7256 | 1895.8413 | 12 | 4 | 2020
2020-01-15 | 24 | 1824.5035 | 2020-12-25 | 1584.4025 | 1536.3454 | 1419.9592 | 1351.2923 | 1298.1262 | 1284.597 | 1319.7137 | 1165.1717 | 710.4075 | 336.2143 | 142.2926 | 40.7992 | -32.0491 | 9.1607 | 220.5724 | 720.2963 | 1267.9689 | 1614.9497 | 2021.211 | 2067.3702 | 2060.2271 | 2031.2998 | 1979.6768 | 1784.165 | 12 | 5 | 2020
2020-01-16 | 1 | 1551.4644 | 2020-12-26 | 1608.3351 | 1489.4201 | 1383.2215 | 1324.496 | 1285.4337 | 1291.522 | 1339.6606 | 1205.6316 | 753.3757 | 393.3446 | 194.2407 | 131.6298 | 71.3017 | 122.0457 | 324.9735 | 833.5866 | 1363.9154 | 1762.3347 | 2209.8886 | 2245.6346 | 2192.6554 | 2163.7837 | 2050.7569 | 1829.7077 | 12 | 6 | 2020
2020-01-16 | 2 | 1430.477 | 2020-12-27 | 1636.524 | 1509.9525 | 1409.9638 | 1355.2635 | 1317.5135 | 1326.228 | 1388.02 | 1256.6857 | 813.7542 | 537.0759 | 355.2282 | 253.1497 | 186.4493 | 242.0776 | 439.1215 | 932.628 | 1480.4841 | 1906.8226 | 2261.6632 | 2289.5971 | 2237.5679 | 2208.9937 | 2081.618 | 1865.738 | 12 | 7 | 2020
2020-01-16 | 3 | 1356.6564 | 2020-12-28 | 1678.8958 | 1495.5769 | 1406.4902 | 1349.8097 | 1314.8672 | 1333.1552 | 1430.879 | 1379.1987 | 977.5833 | 615.7227 | 390.3414 | 295.889 | 195.2127 | 222.2007 | 426.9161 | 935.6666 | 1481.4414 | 1901.7661 | 2333.4122 | 2384.3287 | 2358.8492 | 2289.5733 | 2190.2347 | 1943.6451 | 12 | 1 | 2020
2020-01-16 | 4 | 1310.4845 | 2020-12-29 | 1646.2632 | 1495.1998 | 1399.8022 | 1337.0759 | 1280.0197 | 1288.8051 | 1334.919 | 1230.2738 | 786.6825 | 449.5552 | 251.7447 | 193.313 | 149.9508 | 209.8442 | 440.1568 | 945.4731 | 1495.218 | 1893.8151 | 2273.1911 | 2317.1903 | 2277.7965 | 2216.4651 | 2125.1286 | 1881.7803 | 12 | 2 | 2020
2020-01-16 | 5 | 1284.691 | 2020-12-30 | 1637.6795 | 1486.7662 | 1386.1574 | 1324.6777 | 1289.56 | 1293.2928 | 1368.8802 | 1301.9537 | 883.9514 | 506.7425 | 290.0957 | 198.2396 | 136.9996 | 175.4353 | 394.804 | 909.3742 | 1462.3731 | 1868.1166 | 2288.3135 | 2323.2852 | 2256.2322 | 2191.5797 | 2105.7594 | 1885.2673 | 12 | 3 | 2020
2020-01-16 | 6 | 1304.7952 | 2020-12-31 | 1633.4107 | 1489.1598 | 1402.352 | 1332.0185 | 1292.4024 | 1307.9889 | 1398.5298 | 1374.3787 | 977.8715 | 576.4632 | 359.9537 | 268.4929 | 204.7937 | 268.0985 | 509.9528 | 1033.3742 | 1577.2152 | 1970.7929 | 2347.5782 | 2391.6215 | 2353.1955 | 2272.7042 | 2162.0055 | 1890.0912 | 12 | 4 | 2020
2020-01-16 | 7 | 1436.5454
2020-01-16 | 8 | 1525.2838
2020-01-16 | 9 | 1101.8685
2020-01-16 | 10 | 640.4012
2020-01-16 | 11 | 429.6218
2020-01-16 | 12 | 354.9361
2020-01-16 | 13 | 310.1681
2020-01-16 | 14 | 350.8264
2020-01-16 | 15 | 560.0319
2020-01-16 | 16 | 978.648
2020-01-16 | 17 | 1514.2836
2020-01-16 | 18 | 1824.8702
2020-01-16 | 19 | 2231.796
2020-01-16 | 20 | 2333.3395
2020-01-16 | 21 | 2274.3879
2020-01-16 | 22 | 2199.0366
2020-01-16 | 23 | 2060.5485
2020-01-16 | 24 | 1768.7777
2020-01-17 | 1 | 1574.892
2020-01-17 | 2 | 1463.3855
2020-01-17 | 3 | 1380.0294
2020-01-17 | 4 | 1336.7727
2020-01-17 | 5 | 1306.402
2020-01-17 | 6 | 1318.9909
2020-01-17 | 7 | 1394.6322
2020-01-17 | 8 | 1378.2881
2020-01-17 | 9 | 935.5029
2020-01-17 | 10 | 522.6989
2020-01-17 | 11 | 314.1629
2020-01-17 | 12 | 258.7701
2020-01-17 | 13 | 218.2966
2020-01-17 | 14 | 264.7389
2020-01-17 | 15 | 460.4189
2020-01-17 | 16 | 868.3807
2020-01-17 | 17 | 1408.0447
2020-01-17 | 18 | 1744.6219
2020-01-17 | 19 | 2204.055
2020-01-17 | 20 | 2272.8244
2020-01-17 | 21 | 2225.5747
2020-01-17 | 22 | 2147.9007
2020-01-17 | 23 | 2028.7393
2020-01-17 | 24 | 1783.6518
2020-01-18 | 1 | 1518.5869
2020-01-18 | 2 | 1449.9758
2020-01-18 | 3 | 1363.1085
2020-01-18 | 4 | 1313.5026
2020-01-18 | 5 | 1283.3084
2020-01-18 | 6 | 1270.2853
2020-01-18 | 7 | 1303.3645
2020-01-18 | 8 | 1192.2666
2020-01-18 | 9 | 702.5298
2020-01-18 | 10 | 329.1429
2020-01-18 | 11 | 167.4841
2020-01-18 | 12 | 125.3996
2020-01-18 | 13 | 99.051
2020-01-18 | 14 | 156.4062
2020-01-18 | 15 | 332.3888
2020-01-18 | 16 | 727.2641
2020-01-18 | 17 | 1236.3307
2020-01-18 | 18 | 1556.979
2020-01-18 | 19 | 2033.6785
2020-01-18 | 20 | 2138.1231
2020-01-18 | 21 | 2094.659
2020-01-18 | 22 | 2054.5082
2020-01-18 | 23 | 1912.0804
2020-01-18 | 24 | 1699.4451
2020-01-19 | 1 | 1526.4876
2020-01-19 | 2 | 1447.8031
2020-01-19 | 3 | 1376.3383
2020-01-19 | 4 | 1317.513
2020-01-19 | 5 | 1296.5787
2020-01-19 | 6 | 1304.5881
2020-01-19 | 7 | 1331.0042
2020-01-19 | 8 | 1233.3639
2020-01-19 | 9 | 759.8199
2020-01-19 | 10 | 398.0417
2020-01-19 | 11 | 258.1972
2020-01-19 | 12 | 180.2684
2020-01-19 | 13 | 139.2322
2020-01-19 | 14 | 181.4154
2020-01-19 | 15 | 350.9785
2020-01-19 | 16 | 754.5737
2020-01-19 | 17 | 1277.8806
2020-01-19 | 18 | 1605.9696
2020-01-19 | 19 | 2073.7056
2020-01-19 | 20 | 2176.0277
2020-01-19 | 21 | 2122.9429
2020-01-19 | 22 | 2075.3569
2020-01-19 | 23 | 1927.7709
2020-01-19 | 24 | 1702.6914
2020-01-20 | 1 | 1598.7491
2020-01-20 | 2 | 1452.1556
2020-01-20 | 3 | 1372.8132
2020-01-20 | 4 | 1315.9367
2020-01-20 | 5 | 1300.4156
2020-01-20 | 6 | 1340.554
2020-01-20 | 7 | 1455.826
2020-01-20 | 8 | 1542.684
2020-01-20 | 9 | 1139.1314
2020-01-20 | 10 | 695.0361
2020-01-20 | 11 | 468.5976
2020-01-20 | 12 | 390.2837
2020-01-20 | 13 | 333.4414
2020-01-20 | 14 | 367.0272
2020-01-20 | 15 | 557.9688
2020-01-20 | 16 | 953.8708
2020-01-20 | 17 | 1492.5773
2020-01-20 | 18 | 1817.1244
2020-01-20 | 19 | 2290.2917
2020-01-20 | 20 | 2364.3271
2020-01-20 | 21 | 2306.3869
2020-01-20 | 22 | 2227.001
2020-01-20 | 23 | 2095.3365
2020-01-20 | 24 | 1809.4607
2020-01-21 | 1 | 1616.8898
2020-01-21 | 2 | 1504.8099
2020-01-21 | 3 | 1434.8883
2020-01-21 | 4 | 1395.2014
2020-01-21 | 5 | 1373.3159
2020-01-21 | 6 | 1386.5508
2020-01-21 | 7 | 1497.2154
2020-01-21 | 8 | 1582.9795
2020-01-21 | 9 | 1164.4122
2020-01-21 | 10 | 700.5582
2020-01-21 | 11 | 460.9224
2020-01-21 | 12 | 378.4653
2020-01-21 | 13 | 338.8675
2020-01-21 | 14 | 380.7344
2020-01-21 | 15 | 574.6142
2020-01-21 | 16 | 977.3612
2020-01-21 | 17 | 1536.6715
2020-01-21 | 18 | 1873.9727
2020-01-21 | 19 | 2335.9091
2020-01-21 | 20 | 2411.1671
2020-01-21 | 21 | 2369.4043
2020-01-21 | 22 | 2283.7793
2020-01-21 | 23 | 2149.8975
2020-01-21 | 24 | 1862.7795
2020-01-22 | 1 | 1636.5252
2020-01-22 | 2 | 1468.871
2020-01-22 | 3 | 1393.4899
2020-01-22 | 4 | 1343.2243
2020-01-22 | 5 | 1319.2106
2020-01-22 | 6 | 1342.6784
2020-01-22 | 7 | 1453.1036
2020-01-22 | 8 | 1508.5276
2020-01-22 | 9 | 1065.061
2020-01-22 | 10 | 580.6303
2020-01-22 | 11 | 315.2917
2020-01-22 | 12 | 198.564
2020-01-22 | 13 | 123.4097
2020-01-22 | 14 | 152.2337
2020-01-22 | 15 | 318.2251
2020-01-22 | 16 | 703.2781
2020-01-22 | 17 | 1320.0591
2020-01-22 | 18 | 1786.6636
2020-01-22 | 19 | 2256.6016
2020-01-22 | 20 | 2357.0315
2020-01-22 | 21 | 2315.3658
2020-01-22 | 22 | 2250.3761
2020-01-22 | 23 | 2136.97
2020-01-22 | 24 | 1871.6235
2020-01-23 | 1 | 1543.008
2020-01-23 | 2 | 1436.7584
2020-01-23 | 3 | 1367.5956
2020-01-23 | 4 | 1312.2482
2020-01-23 | 5 | 1284.6872
2020-01-23 | 6 | 1286.125
2020-01-23 | 7 | 1361.2701
2020-01-23 | 8 | 1352.3031
2020-01-23 | 9 | 876.75
2020-01-23 | 10 | 451.6969
2020-01-23 | 11 | 238.9056
2020-01-23 | 12 | 153.1315
2020-01-23 | 13 | 94.0247
2020-01-23 | 14 | 139.7342
2020-01-23 | 15 | 315.8634
2020-01-23 | 16 | 730.9939
2020-01-23 | 17 | 1320.5703
2020-01-23 | 18 | 1751.2486
2020-01-23 | 19 | 2212.7296
2020-01-23 | 20 | 2285.9773
2020-01-23 | 21 | 2235.8517
2020-01-23 | 22 | 2151.0168
2020-01-23 | 23 | 2019.4277
2020-01-23 | 24 | 1749.9784
2020-01-24 | 1 | 1597.6861
2020-01-24 | 2 | 1497.4177
2020-01-24 | 3 | 1408.2106
2020-01-24 | 4 | 1343.3388
2020-01-24 | 5 | 1305.8338
2020-01-24 | 6 | 1300.2699
2020-01-24 | 7 | 1342.0114
2020-01-24 | 8 | 1272.6062
2020-01-24 | 9 | 772.3103
2020-01-24 | 10 | 377.5343
2020-01-24 | 11 | 185.6039
2020-01-24 | 12 | 112.0448
2020-01-24 | 13 | 69.0252
2020-01-24 | 14 | 110.394
2020-01-24 | 15 | 259.006
2020-01-24 | 16 | 655.4514
2020-01-24 | 17 | 1257.2346
2020-01-24 | 18 | 1685.6079
2020-01-24 | 19 | 2170.6919
2020-01-24 | 20 | 2249.3642
2020-01-24 | 21 | 2211.1114
2020-01-24 | 22 | 2138.683
2020-01-24 | 23 | 2038.2055
2020-01-24 | 24 | 1807.2938
2020-01-25 | 1 | 1527.7733
2020-01-25 | 2 | 1451.5728
2020-01-25 | 3 | 1370.576
2020-01-25 | 4 | 1326.0681
2020-01-25 | 5 | 1315.8665
2020-01-25 | 6 | 1330.3756
2020-01-25 | 7 | 1371.1525
2020-01-25 | 8 | 1257.9216
2020-01-25 | 9 | 759.92
2020-01-25 | 10 | 337.2246
2020-01-25 | 11 | 113.1341
2020-01-25 | 12 | 14.3569
2020-01-25 | 13 | -45.5388
2020-01-25 | 14 | -14.0196
2020-01-25 | 15 | 132.684
2020-01-25 | 16 | 528.0745
2020-01-25 | 17 | 1112.189
2020-01-25 | 18 | 1540.8213
2020-01-25 | 19 | 2001.4019
2020-01-25 | 20 | 2126.332
2020-01-25 | 21 | 2078.298
2020-01-25 | 22 | 2048.1204
2020-01-25 | 23 | 1908.6946
2020-01-25 | 24 | 1703.0752
2020-01-26 | 1 | 1539.5329
2020-01-26 | 2 | 1450.8401
2020-01-26 | 3 | 1380.2902
2020-01-26 | 4 | 1325.0354
2020-01-26 | 5 | 1302.4975
2020-01-26 | 6 | 1300.7836
2020-01-26 | 7 | 1324.78
2020-01-26 | 8 | 1220.8383
2020-01-26 | 9 | 715.6638
2020-01-26 | 10 | 312.0145
2020-01-26 | 11 | 138.1284
2020-01-26 | 12 | 47.0522
2020-01-26 | 13 | -14.2707
2020-01-26 | 14 | 15.7921
2020-01-26 | 15 | 176.7697
2020-01-26 | 16 | 588.2276
2020-01-26 | 17 | 1161.5626
2020-01-26 | 18 | 1626.1797
2020-01-26 | 19 | 2120.0599
2020-01-26 | 20 | 2218.2516
2020-01-26 | 21 | 2178.6054
2020-01-26 | 22 | 2137.8758
2020-01-26 | 23 | 1977.7462
2020-01-26 | 24 | 1733.7186
2020-01-27 | 1 | 1643.8616
2020-01-27 | 2 | 1459.138
2020-01-27 | 3 | 1395.1233
2020-01-27 | 4 | 1344.8608
2020-01-27 | 5 | 1325.3226
2020-01-27 | 6 | 1355.0612
2020-01-27 | 7 | 1481.1674
2020-01-27 | 8 | 1584.6772
2020-01-27 | 9 | 1162.1127
2020-01-27 | 10 | 677.7062
2020-01-27 | 11 | 439.7906
2020-01-27 | 12 | 331.7089
2020-01-27 | 13 | 261.5761
2020-01-27 | 14 | 302.8076
2020-01-27 | 15 | 459.4779
2020-01-27 | 16 | 835.5642
2020-01-27 | 17 | 1426.7875
2020-01-27 | 18 | 1878.1796
2020-01-27 | 19 | 2354.4915
2020-01-27 | 20 | 2417.7729
2020-01-27 | 21 | 2379.5262
2020-01-27 | 22 | 2291.7148
2020-01-27 | 23 | 2169.7171
2020-01-27 | 24 | 1882.0787
2020-01-28 | 1 | 1578.1221
2020-01-28 | 2 | 1439.9309
2020-01-28 | 3 | 1373.0921
2020-01-28 | 4 | 1323.6523
2020-01-28 | 5 | 1299.6119
2020-01-28 | 6 | 1332.4607
2020-01-28 | 7 | 1454.9041
2020-01-28 | 8 | 1551.1358
2020-01-28 | 9 | 1098.3818
2020-01-28 | 10 | 599.7968
2020-01-28 | 11 | 342.9213
2020-01-28 | 12 | 232.2499
2020-01-28 | 13 | 175.5407
2020-01-28 | 14 | 226.3037
2020-01-28 | 15 | 399.6066
2020-01-28 | 16 | 788.4094
2020-01-28 | 17 | 1383.4422
2020-01-28 | 18 | 1818.385
2020-01-28 | 19 | 2268.1898
2020-01-28 | 20 | 2368.2193
2020-01-28 | 21 | 2318.3046
2020-01-28 | 22 | 2241.0439
2020-01-28 | 23 | 2107.4872
2020-01-28 | 24 | 1806.5169
2020-01-29 | 1 | 1560.0758
2020-01-29 | 2 | 1443.2115
2020-01-29 | 3 | 1372.5029
2020-01-29 | 4 | 1328.7672
2020-01-29 | 5 | 1307.9617
2020-01-29 | 6 | 1329.5485
2020-01-29 | 7 | 1451.0515
2020-01-29 | 8 | 1552.525
2020-01-29 | 9 | 1099.3791
2020-01-29 | 10 | 597.4573
2020-01-29 | 11 | 325.6435
2020-01-29 | 12 | 198.8575
2020-01-29 | 13 | 144.9648
2020-01-29 | 14 | 155.7126
2020-01-29 | 15 | 335.0902
2020-01-29 | 16 | 749.9059
2020-01-29 | 17 | 1363.6243
2020-01-29 | 18 | 1805.1275
2020-01-29 | 19 | 2239.7137
2020-01-29 | 20 | 2345.067
2020-01-29 | 21 | 2284.9157
2020-01-29 | 22 | 2206.5067
2020-01-29 | 23 | 2070.5584
2020-01-29 | 24 | 1779.6038
2020-01-30 | 1 | 1551.0974
2020-01-30 | 2 | 1421.4411
2020-01-30 | 3 | 1350.2779
2020-01-30 | 4 | 1296.1516
2020-01-30 | 5 | 1282.3241
2020-01-30 | 6 | 1319.131
2020-01-30 | 7 | 1439.2909
2020-01-30 | 8 | 1553.4412
2020-01-30 | 9 | 1106.3534
2020-01-30 | 10 | 609.9626
2020-01-30 | 11 | 353.8597
2020-01-30 | 12 | 221.607
2020-01-30 | 13 | 155.5841
2020-01-30 | 14 | 196.322
2020-01-30 | 15 | 375.0678
2020-01-30 | 16 | 779.5973
2020-01-30 | 17 | 1374.43
2020-01-30 | 18 | 1806.0234
2020-01-30 | 19 | 2242.4905
2020-01-30 | 20 | 2360.6966
2020-01-30 | 21 | 2307.1072
2020-01-30 | 22 | 2226.3911
2020-01-30 | 23 | 2082.7178
2020-01-30 | 24 | 1776.4796
2020-01-31 | 1 | 1612.7651
2020-01-31 | 2 | 1439.7249
2020-01-31 | 3 | 1365.3468
2020-01-31 | 4 | 1327.2245
2020-01-31 | 5 | 1300.9398
2020-01-31 | 6 | 1321.8135
2020-01-31 | 7 | 1456.5594
2020-01-31 | 8 | 1557.508
2020-01-31 | 9 | 1146.8033
2020-01-31 | 10 | 677.2283
2020-01-31 | 11 | 430.9691
2020-01-31 | 12 | 310.1384
2020-01-31 | 13 | 250.9386
2020-01-31 | 14 | 276.2933
2020-01-31 | 15 | 431.4256
2020-01-31 | 16 | 815.7067
2020-01-31 | 17 | 1408.22
2020-01-31 | 18 | 1868.5064
2020-01-31 | 19 | 2360.1994
2020-01-31 | 20 | 2415.7598
2020-01-31 | 21 | 2372.6438
2020-01-31 | 22 | 2285.5116
2020-01-31 | 23 | 2151.8497
2020-01-31 | 24 | 1862.4744
2020-02-01 | 1 | 1483.1952
2020-02-01 | 2 | 1415.9125
2020-02-01 | 3 | 1338.6493
2020-02-01 | 4 | 1287.2063
2020-02-01 | 5 | 1253.7774
2020-02-01 | 6 | 1253.6912
2020-02-01 | 7 | 1273.2733
2020-02-01 | 8 | 972.6124
2020-02-01 | 9 | 441.1507
2020-02-01 | 10 | 78.982
2020-02-01 | 11 | -84.9557
2020-02-01 | 12 | -187.876
2020-02-01 | 13 | -245.4083
2020-02-01 | 14 | -253.8252
2020-02-01 | 15 | -158.1643
2020-02-01 | 16 | 205.3072
2020-02-01 | 17 | 878.6281
2020-02-01 | 18 | 1446.1847
2020-02-01 | 19 | 1839.9844
2020-02-01 | 20 | 2110.312
2020-02-01 | 21 | 2099.6481
2020-02-01 | 22 | 2064.3364
2020-02-01 | 23 | 1916.0169
2020-02-01 | 24 | 1680.7356
2020-02-02 | 1 | 1444.8616
2020-02-02 | 2 | 1383.2417
2020-02-02 | 3 | 1300.7656
2020-02-02 | 4 | 1259.1054
2020-02-02 | 5 | 1232.2357
2020-02-02 | 6 | 1222.4706
2020-02-02 | 7 | 1248.7281
2020-02-02 | 8 | 956.5919
2020-02-02 | 9 | 409.5275
2020-02-02 | 10 | 62.4558
2020-02-02 | 11 | -129.004
2020-02-02 | 12 | -222.3311
2020-02-02 | 13 | -269.4452
2020-02-02 | 14 | -260.1692
2020-02-02 | 15 | -139.3368
2020-02-02 | 16 | 228.7871
2020-02-02 | 17 | 908.2487
2020-02-02 | 18 | 1450.1509
2020-02-02 | 19 | 1814.7585
2020-02-02 | 20 | 2024.2514
2020-02-02 | 21 | 2027.7737
2020-02-02 | 22 | 2016.0319
2020-02-02 | 23 | 1855.0756
2020-02-02 | 24 | 1633.2919
2020-02-03 | 1 | 1613.2946
2020-02-03 | 2 | 1378.7259
2020-02-03 | 3 | 1314.4051
2020-02-03 | 4 | 1271.3689
2020-02-03 | 5 | 1246.0946
2020-02-03 | 6 | 1264.8023
2020-02-03 | 7 | 1358.5533
2020-02-03 | 8 | 1266.9233
2020-02-03 | 9 | 834.7641
2020-02-03 | 10 | 460.4858
2020-02-03 | 11 | 266.932
2020-02-03 | 12 | 185.8009
2020-02-03 | 13 | 147.3983
2020-02-03 | 14 | 143.77
2020-02-03 | 15 | 265.8851
2020-02-03 | 16 | 650.1372
2020-02-03 | 17 | 1372.4597
2020-02-03 | 18 | 1941.8834
2020-02-03 | 19 | 2268.3537
2020-02-03 | 20 | 2430.9929
2020-02-03 | 21 | 2393.4566
2020-02-03 | 22 | 2306.5323
2020-02-03 | 23 | 2161.3956
2020-02-03 | 24 | 1868.582
2020-02-04 | 1 | 1607.2538
2020-02-04 | 2 | 1398.6198
2020-02-04 | 3 | 1326.9537
2020-02-04 | 4 | 1283.7483
2020-02-04 | 5 | 1264.1463
2020-02-04 | 6 | 1283.3453
2020-02-04 | 7 | 1389.1808
2020-02-04 | 8 | 1315.6537
2020-02-04 | 9 | 868.9692
2020-02-04 | 10 | 459.6018
2020-02-04 | 11 | 240.3283
2020-02-04 | 12 | 115.379
2020-02-04 | 13 | 45.5124
2020-02-04 | 14 | 16.3938
2020-02-04 | 15 | 138.5022
2020-02-04 | 16 | 514.2944
2020-02-04 | 17 | 1222.0667
2020-02-04 | 18 | 1817.923
2020-02-04 | 19 | 2207.0892
2020-02-04 | 20 | 2395.4206
2020-02-04 | 21 | 2384.553
2020-02-04 | 22 | 2301.0121
2020-02-04 | 23 | 2163.7415
2020-02-04 | 24 | 1873.5144
2020-02-05 | 1 | 1534.4092
2020-02-05 | 2 | 1391.8136
2020-02-05 | 3 | 1315.739
2020-02-05 | 4 | 1274.813
2020-02-05 | 5 | 1240.3106
2020-02-05 | 6 | 1256.236
2020-02-05 | 7 | 1359.265
2020-02-05 | 8 | 1276.0397
2020-02-05 | 9 | 814.9788
2020-02-05 | 10 | 413.2354
2020-02-05 | 11 | 175.3537
2020-02-05 | 12 | 33.6332
2020-02-05 | 13 | -45.3231
2020-02-05 | 14 | -48.2193
2020-02-05 | 15 | 83.9433
2020-02-05 | 16 | 468.1664
2020-02-05 | 17 | 1168.7732
2020-02-05 | 18 | 1730.6666
2020-02-05 | 19 | 2102.7636
2020-02-05 | 20 | 2293.009
2020-02-05 | 21 | 2264.149
2020-02-05 | 22 | 2193.9937
2020-02-05 | 23 | 2053.9062
2020-02-05 | 24 | 1770.8702
2020-02-06 | 1 | 1531.6734
2020-02-06 | 2 | 1388.5887
2020-02-06 | 3 | 1331.7549
2020-02-06 | 4 | 1280.9544
2020-02-06 | 5 | 1257.5001
2020-02-06 | 6 | 1274.1392
2020-02-06 | 7 | 1372.1616
2020-02-06 | 8 | 1290.5237
2020-02-06 | 9 | 829.6968
2020-02-06 | 10 | 413.8027
2020-02-06 | 11 | 185.7392
2020-02-06 | 12 | 73.0913
2020-02-06 | 13 | 4.0673
2020-02-06 | 14 | 1.1776
2020-02-06 | 15 | 133.7901
2020-02-06 | 16 | 513.1137
2020-02-06 | 17 | 1202.6837
2020-02-06 | 18 | 1764.1047
2020-02-06 | 19 | 2126.3888
2020-02-06 | 20 | 2298.9343
2020-02-06 | 21 | 2261.9774
2020-02-06 | 22 | 2185.6719
2020-02-06 | 23 | 2051.3486
2020-02-06 | 24 | 1768.0292
2020-02-07 | 1 | 1529.665
2020-02-07 | 2 | 1396.4431
2020-02-07 | 3 | 1332.8333
2020-02-07 | 4 | 1276.4422
2020-02-07 | 5 | 1249.7146
2020-02-07 | 6 | 1274.0131
2020-02-07 | 7 | 1360.692
2020-02-07 | 8 | 1277.7603
2020-02-07 | 9 | 807.2398
2020-02-07 | 10 | 389.6938
2020-02-07 | 11 | 140.55
2020-02-07 | 12 | 0.48916
2020-02-07 | 13 | -80.0059
2020-02-07 | 14 | -86.4987
2020-02-07 | 15 | 42.0327
2020-02-07 | 16 | 410.8384
2020-02-07 | 17 | 1109.7195
2020-02-07 | 18 | 1673.7113
2020-02-07 | 19 | 2008.9284
2020-02-07 | 20 | 2202.7878
2020-02-07 | 21 | 2194.587
2020-02-07 | 22 | 2114.2007
2020-02-07 | 23 | 1986.3436
2020-02-07 | 24 | 1753.7698
2020-02-08 | 1 | 1484.0294
2020-02-08 | 2 | 1368.2216
2020-02-08 | 3 | 1297.1601
2020-02-08 | 4 | 1246.5056
2020-02-08 | 5 | 1210.9266
2020-02-08 | 6 | 1217.3444
2020-02-08 | 7 | 1260.9897
2020-02-08 | 8 | 1001.4319
2020-02-08 | 9 | 466.1204
2020-02-08 | 10 | 155.1884
2020-02-08 | 11 | 16.4442
2020-02-08 | 12 | -36.7918
2020-02-08 | 13 | -108.0095
2020-02-08 | 14 | -130.1819
2020-02-08 | 15 | -76.7174
2020-02-08 | 16 | 274.3348
2020-02-08 | 17 | 954.367
2020-02-08 | 18 | 1509.4986
2020-02-08 | 19 | 1908.6943
2020-02-08 | 20 | 2140.704
2020-02-08 | 21 | 2122.1457
2020-02-08 | 22 | 2089.3711
2020-02-08 | 23 | 1926.9528
2020-02-08 | 24 | 1682.9426
2020-02-09 | 1 | 1531.8221
2020-02-09 | 2 | 1419.6854
2020-02-09 | 3 | 1351.574
2020-02-09 | 4 | 1309.7602
2020-02-09 | 5 | 1287.211
2020-02-09 | 6 | 1290.3085
2020-02-09 | 7 | 1324.5293
2020-02-09 | 8 | 1047.7252
2020-02-09 | 9 | 490.3331
2020-02-09 | 10 | 135.6457
2020-02-09 | 11 | -35.9419
2020-02-09 | 12 | -111.8283
2020-02-09 | 13 | -183.0399
2020-02-09 | 14 | -228.5327
2020-02-09 | 15 | -173.0682
2020-02-09 | 16 | 175.0309
2020-02-09 | 17 | 879.957
2020-02-09 | 18 | 1470.5551
2020-02-09 | 19 | 1932.9557
2020-02-09 | 20 | 2178.0253
2020-02-09 | 21 | 2165.2413
2020-02-09 | 22 | 2126.2477
2020-02-09 | 23 | 1970.2887
2020-02-09 | 24 | 1736.8551
2020-02-10 | 1 | 1557.5362
2020-02-10 | 2 | 1373.0679
2020-02-10 | 3 | 1311.3067
2020-02-10 | 4 | 1272.2409
2020-02-10 | 5 | 1239.3886
2020-02-10 | 6 | 1237.0999
2020-02-10 | 7 | 1323.6759
2020-02-10 | 8 | 1167.2851
2020-02-10 | 9 | 679.8486
2020-02-10 | 10 | 329.9316
2020-02-10 | 11 | 156.7937
2020-02-10 | 12 | 103.6141
2020-02-10 | 13 | 73.9
2020-02-10 | 14 | 57.1731
2020-02-10 | 15 | 147.7776
2020-02-10 | 16 | 510.9893
2020-02-10 | 17 | 1239.4971
2020-02-10 | 18 | 1813.3467
2020-02-10 | 19 | 2165.35
2020-02-10 | 20 | 2333.3818
2020-02-10 | 21 | 2294.0087
2020-02-10 | 22 | 2207.3236
2020-02-10 | 23 | 2067.5582
2020-02-10 | 24 | 1790.6384
2020-02-11 | 1 | 1520.5733
2020-02-11 | 2 | 1388.4147
2020-02-11 | 3 | 1326.8679
2020-02-11 | 4 | 1276.7454
2020-02-11 | 5 | 1248.8281
2020-02-11 | 6 | 1256.0608
2020-02-11 | 7 | 1370.9257
2020-02-11 | 8 | 1263.3059
2020-02-11 | 9 | 764.3149
2020-02-11 | 10 | 337.895
2020-02-11 | 11 | 121.399
2020-02-11 | 12 | 35.27
2020-02-11 | 13 | -26.3595
2020-02-11 | 14 | -51.7445
2020-02-11 | 15 | 34.1724
2020-02-11 | 16 | 398.2818
2020-02-11 | 17 | 1110.9563
2020-02-11 | 18 | 1673.0541
2020-02-11 | 19 | 2069.2019
2020-02-11 | 20 | 2284.4214
2020-02-11 | 21 | 2260.3311
2020-02-11 | 22 | 2186.2534
2020-02-11 | 23 | 2047.9909
2020-02-11 | 24 | 1761.0081
2020-02-12 | 1 | 1531.2736
2020-02-12 | 2 | 1405.9124
2020-02-12 | 3 | 1352.5536
2020-02-12 | 4 | 1302.9361
2020-02-12 | 5 | 1277.6834
2020-02-12 | 6 | 1297.6692
2020-02-12 | 7 | 1412.0202
2020-02-12 | 8 | 1335.324
2020-02-12 | 9 | 828.866
2020-02-12 | 10 | 382.7186
2020-02-12 | 11 | 130.066
2020-02-12 | 12 | 25.3957
2020-02-12 | 13 | -56.7265
2020-02-12 | 14 | -87.929
2020-02-12 | 15 | -11.3676
2020-02-12 | 16 | 342.4184
2020-02-12 | 17 | 1068.4872
2020-02-12 | 18 | 1655.1586
2020-02-12 | 19 | 2112.9932
2020-02-12 | 20 | 2300.2722
2020-02-12 | 21 | 2282.285
2020-02-12 | 22 | 2208.8896
2020-02-12 | 23 | 2062.5554
2020-02-12 | 24 | 1768.0102
2020-02-13 | 1 | 1513.8539
2020-02-13 | 2 | 1379.2072
2020-02-13 | 3 | 1314.4101
2020-02-13 | 4 | 1270.4575
2020-02-13 | 5 | 1244.0424
2020-02-13 | 6 | 1256.0372
2020-02-13 | 7 | 1357.8503
2020-02-13 | 8 | 1251.709
2020-02-13 | 9 | 745.9341
2020-02-13 | 10 | 331.7474
2020-02-13 | 11 | 119.1204
2020-02-13 | 12 | 32.5308
2020-02-13 | 13 | -36.1882
2020-02-13 | 14 | -63.6615
2020-02-13 | 15 | 10.1866
2020-02-13 | 16 | 366.1194
2020-02-13 | 17 | 1090.3278
2020-02-13 | 18 | 1658.5101
2020-02-13 | 19 | 2052.8958
2020-02-13 | 20 | 2275.0471
2020-02-13 | 21 | 2256.4926
2020-02-13 | 22 | 2181.0981
2020-02-13 | 23 | 2052.6233
2020-02-13 | 24 | 1748.7833
2020-02-14 | 1 | 1508.0743
2020-02-14 | 2 | 1380.9066
2020-02-14 | 3 | 1304.1994
2020-02-14 | 4 | 1274.9333
2020-02-14 | 5 | 1247.5079
2020-02-14 | 6 | 1250.038
2020-02-14 | 7 | 1352.2583
2020-02-14 | 8 | 1215.8362
2020-02-14 | 9 | 728.6208
2020-02-14 | 10 | 336.6485
2020-02-14 | 11 | 140.4148
2020-02-14 | 12 | 52.6368
2020-02-14 | 13 | -10.8782
2020-02-14 | 14 | -35.2893
2020-02-14 | 15 | 37.0099
2020-02-14 | 16 | 378.6922
2020-02-14 | 17 | 1081.883
2020-02-14 | 18 | 1641.9608
2020-02-14 | 19 | 2024.331
2020-02-14 | 20 | 2240.1629
2020-02-14 | 21 | 2224.3328
2020-02-14 | 22 | 2143.3886
2020-02-14 | 23 | 2007.9745
2020-02-14 | 24 | 1733.1248
2020-02-15 | 1 | 1469.3239
2020-02-15 | 2 | 1396.3814
2020-02-15 | 3 | 1323.2681
2020-02-15 | 4 | 1281.4625
2020-02-15 | 5 | 1238.621
2020-02-15 | 6 | 1233.3768
2020-02-15 | 7 | 1243.6737
2020-02-15 | 8 | 936.8216
2020-02-15 | 9 | 368.1476
2020-02-15 | 10 | 70.4856
2020-02-15 | 11 | -64.5116
2020-02-15 | 12 | -135.9573
2020-02-15 | 13 | -220.8701
2020-02-15 | 14 | -242.9412
2020-02-15 | 15 | -138.2488
2020-02-15 | 16 | 224.4285
2020-02-15 | 17 | 863.7201
2020-02-15 | 18 | 1397.046
2020-02-15 | 19 | 1819.4998
2020-02-15 | 20 | 2057.3314
2020-02-15 | 21 | 2055.985
2020-02-15 | 22 | 2032.9273
2020-02-15 | 23 | 1881.5229
2020-02-15 | 24 | 1657.1489
2020-02-16 | 1 | 1508.4519
2020-02-16 | 2 | 1401.943
2020-02-16 | 3 | 1319.3076
2020-02-16 | 4 | 1275.2084
2020-02-16 | 5 | 1259.5662
2020-02-16 | 6 | 1249.661
2020-02-16 | 7 | 1267.2551
2020-02-16 | 8 | 969.212
2020-02-16 | 9 | 418.1449
2020-02-16 | 10 | 99.1175
2020-02-16 | 11 | -44.6898
2020-02-16 | 12 | -122.037
2020-02-16 | 13 | -209.1776
2020-02-16 | 14 | -218.2397
2020-02-16 | 15 | -128.8875
2020-02-16 | 16 | 224.1023
2020-02-16 | 17 | 859.6929
2020-02-16 | 18 | 1404.1012
2020-02-16 | 19 | 1834.5192
2020-02-16 | 20 | 2080.3581
2020-02-16 | 21 | 2060.0547
2020-02-16 | 22 | 2030.4296
2020-02-16 | 23 | 1903.3805
2020-02-16 | 24 | 1693.2917
2020-02-17 | 1 | 1546.9172
2020-02-17 | 2 | 1379.9533
2020-02-17 | 3 | 1309.6748
2020-02-17 | 4 | 1264.3223
2020-02-17 | 5 | 1239.3264
2020-02-17 | 6 | 1252.4642
2020-02-17 | 7 | 1366.4007
2020-02-17 | 8 | 1185.7797
2020-02-17 | 9 | 668.4294
2020-02-17 | 10 | 331.1734
2020-02-17 | 11 | 169.9861
2020-02-17 | 12 | 81.6195
2020-02-17 | 13 | -20.6585
2020-02-17 | 14 | -36.5572
2020-02-17 | 15 | 60.6832
2020-02-17 | 16 | 415.0884
2020-02-17 | 17 | 1071.2847
2020-02-17 | 18 | 1595.1256
2020-02-17 | 19 | 2009.1379
2020-02-17 | 20 | 2226.0727
2020-02-17 | 21 | 2212.8234
2020-02-17 | 22 | 2135.4533
2020-02-17 | 23 | 2010.0088
2020-02-17 | 24 | 1756.4639
2020-02-18 | 1 | 1566.3322
2020-02-18 | 2 | 1368.4325
2020-02-18 | 3 | 1311.0693
2020-02-18 | 4 | 1268.0448
2020-02-18 | 5 | 1232.3143
2020-02-18 | 6 | 1248.0006
2020-02-18 | 7 | 1342.9193
2020-02-18 | 8 | 1243.9696
2020-02-18 | 9 | 752.2715
2020-02-18 | 10 | 397.1461
2020-02-18 | 11 | 230.9837
2020-02-18 | 12 | 142.1556
2020-02-18 | 13 | 50.4228
2020-02-18 | 14 | 30.2244
2020-02-18 | 15 | 160.9175
2020-02-18 | 16 | 525.0609
2020-02-18 | 17 | 1185.8073
2020-02-18 | 18 | 1733.8367
2020-02-18 | 19 | 2170.2564
2020-02-18 | 20 | 2351.2524
2020-02-18 | 21 | 2323.1276
2020-02-18 | 22 | 2234.8702
2020-02-18 | 23 | 2095.1161
2020-02-18 | 24 | 1814.4547
2020-02-19 | 1 | 1537.7458
2020-02-19 | 2 | 1379.2607
2020-02-19 | 3 | 1311.7095
2020-02-19 | 4 | 1268.3925
2020-02-19 | 5 | 1237.5855
2020-02-19 | 6 | 1253.0274
2020-02-19 | 7 | 1349.1345
2020-02-19 | 8 | 1240.3118
2020-02-19 | 9 | 742.5347
2020-02-19 | 10 | 372.5569
2020-02-19 | 11 | 184.404
2020-02-19 | 12 | 104.9919
2020-02-19 | 13 | 19.8354
2020-02-19 | 14 | 4.5275
2020-02-19 | 15 | 137.2387
2020-02-19 | 16 | 501.4055
2020-02-19 | 17 | 1173.1027
2020-02-19 | 18 | 1711.9349
2020-02-19 | 19 | 2120.4095
2020-02-19 | 20 | 2320.8189
2020-02-19 | 21 | 2287.6376
2020-02-19 | 22 | 2208.0461
2020-02-19 | 23 | 2063.7963
2020-02-19 | 24 | 1776.576
2020-02-20 | 1 | 1539.6595
2020-02-20 | 2 | 1390.1528
2020-02-20 | 3 | 1322.8352
2020-02-20 | 4 | 1283.8966
2020-02-20 | 5 | 1257.8798
2020-02-20 | 6 | 1281.2416
2020-02-20 | 7 | 1399.285
2020-02-20 | 8 | 1313.7356
2020-02-20 | 9 | 786.7474
2020-02-20 | 10 | 375.6836
2020-02-20 | 11 | 157.0917
2020-02-20 | 12 | 38.8223
2020-02-20 | 13 | -68.5646
2020-02-20 | 14 | -76.0653
2020-02-20 | 15 | 68.9029
2020-02-20 | 16 | 444.8337
2020-02-20 | 17 | 1106.0334
2020-02-20 | 18 | 1631.0782
2020-02-20 | 19 | 2040.453
2020-02-20 | 20 | 2268.1834
2020-02-20 | 21 | 2246.6258
2020-02-20 | 22 | 2177.1648
2020-02-20 | 23 | 2040.2065
2020-02-20 | 24 | 1765.5713
2020-02-21 | 1 | 1523.1784
2020-02-21 | 2 | 1393.8886
2020-02-21 | 3 | 1321.1654
2020-02-21 | 4 | 1276.6819
2020-02-21 | 5 | 1250.2193
2020-02-21 | 6 | 1251.6463
2020-02-21 | 7 | 1327.345
2020-02-21 | 8 | 1141.2746
2020-02-21 | 9 | 616.3424
2020-02-21 | 10 | 271.7398
2020-02-21 | 11 | 99.7447
2020-02-21 | 12 | 5.281
2020-02-21 | 13 | -90.3113
2020-02-21 | 14 | -99.6304
2020-02-21 | 15 | 30.1125
2020-02-21 | 16 | 392.6873
2020-02-21 | 17 | 1059.9336
2020-02-21 | 18 | 1589.1108
2020-02-21 | 19 | 1970.8376
2020-02-21 | 20 | 2179.4381
2020-02-21 | 21 | 2152.7461
2020-02-21 | 22 | 2068.9948
2020-02-21 | 23 | 1958.5047
2020-02-21 | 24 | 1733.2289
2020-02-22 | 1 | 1485.1456
2020-02-22 | 2 | 1388.4149
2020-02-22 | 3 | 1296.9534
2020-02-22 | 4 | 1251.752
2020-02-22 | 5 | 1221.4766
2020-02-22 | 6 | 1204.7718
2020-02-22 | 7 | 1220.5706
2020-02-22 | 8 | 914.5434
2020-02-22 | 9 | 331.611
2020-02-22 | 10 | 57.3185
2020-02-22 | 11 | -79.2678
2020-02-22 | 12 | -176.8347
2020-02-22 | 13 | -252.8135
2020-02-22 | 14 | -267.6235
2020-02-22 | 15 | -172.4573
2020-02-22 | 16 | 158.8053
2020-02-22 | 17 | 848.2336
2020-02-22 | 18 | 1422.6563
2020-02-22 | 19 | 1877.4179
2020-02-22 | 20 | 2090.1743
2020-02-22 | 21 | 2076.2099
2020-02-22 | 22 | 2041.7744
2020-02-22 | 23 | 1895.4574
2020-02-22 | 24 | 1679.8055
2020-02-23 | 1 | 1495.8533
2020-02-23 | 2 | 1392.7205
2020-02-23 | 3 | 1310.9842
2020-02-23 | 4 | 1264.2203
2020-02-23 | 5 | 1240.1959
2020-02-23 | 6 | 1233.4702
2020-02-23 | 7 | 1255.4843
2020-02-23 | 8 | 943.4923
2020-02-23 | 9 | 343.4831
2020-02-23 | 10 | 37.2195
2020-02-23 | 11 | -137.3688
2020-02-23 | 12 | -242.6568
2020-02-23 | 13 | -321.6069
2020-02-23 | 14 | -325.9904
2020-02-23 | 15 | -227.7289
2020-02-23 | 16 | 132.5638
2020-02-23 | 17 | 824.3277
2020-02-23 | 18 | 1389.8374
2020-02-23 | 19 | 1842.508
2020-02-23 | 20 | 2135.3606
2020-02-23 | 21 | 2116.3779
2020-02-23 | 22 | 2074.8405
2020-02-23 | 23 | 1926.3724
2020-02-23 | 24 | 1698.2626
2020-02-24 | 1 | 1551.4854
2020-02-24 | 2 | 1404.0592
2020-02-24 | 3 | 1331.3185
2020-02-24 | 4 | 1290.4535
2020-02-24 | 5 | 1262.7824
2020-02-24 | 6 | 1282.3909
2020-02-24 | 7 | 1373.8356
2020-02-24 | 8 | 1253.1344
2020-02-24 | 9 | 724.7944
2020-02-24 | 10 | 365.902
2020-02-24 | 11 | 172.0632
2020-02-24 | 12 | 50.545
2020-02-24 | 13 | -34.8891
2020-02-24 | 14 | -41.2727
2020-02-24 | 15 | 79.8109
2020-02-24 | 16 | 444.9377
2020-02-24 | 17 | 1153.1085
2020-02-24 | 18 | 1702.4545
2020-02-24 | 19 | 2112.719
2020-02-24 | 20 | 2325.8731
2020-02-24 | 21 | 2305.1772
2020-02-24 | 22 | 2229.0451
2020-02-24 | 23 | 2078.5438
2020-02-24 | 24 | 1784.1792
2020-02-25 | 1 | 1538.3207
2020-02-25 | 2 | 1405.992
2020-02-25 | 3 | 1334.0424
2020-02-25 | 4 | 1290.5775
2020-02-25 | 5 | 1260.5871
2020-02-25 | 6 | 1275.1644
2020-02-25 | 7 | 1364.5015
2020-02-25 | 8 | 1194.8933
2020-02-25 | 9 | 653.6221
2020-02-25 | 10 | 295.1861
2020-02-25 | 11 | 90.9218
2020-02-25 | 12 | -44.5049
2020-02-25 | 13 | -141.9446
2020-02-25 | 14 | -159.134
2020-02-25 | 15 | -51.5366
2020-02-25 | 16 | 297.152
2020-02-25 | 17 | 997.9627
2020-02-25 | 18 | 1553.4306
2020-02-25 | 19 | 2000.2472
2020-02-25 | 20 | 2256.7015
2020-02-25 | 21 | 2242.536
2020-02-25 | 22 | 2169.4834
2020-02-25 | 23 | 2037.5466
2020-02-25 | 24 | 1771.2233
2020-02-26 | 1 | 1496.8131
2020-02-26 | 2 | 1360.2475
2020-02-26 | 3 | 1295.7276
2020-02-26 | 4 | 1255.5962
2020-02-26 | 5 | 1228.4219
2020-02-26 | 6 | 1235.3089
2020-02-26 | 7 | 1329.5442
2020-02-26 | 8 | 1141.3886
2020-02-26 | 9 | 607.496
2020-02-26 | 10 | 263.904
2020-02-26 | 11 | 82.0565
2020-02-26 | 12 | -21.0817
2020-02-26 | 13 | -95.6004
2020-02-26 | 14 | -99.0011
2020-02-26 | 15 | 3.8367
2020-02-26 | 16 | 362.6955
2020-02-26 | 17 | 1075.2598
2020-02-26 | 18 | 1621.0309
2020-02-26 | 19 | 2004.9673
2020-02-26 | 20 | 2258.685
2020-02-26 | 21 | 2248.4855
2020-02-26 | 22 | 2168.9636
2020-02-26 | 23 | 2013.191
2020-02-26 | 24 | 1725.5353
2020-02-27 | 1 | 1539.9933
2020-02-27 | 2 | 1410.2413
2020-02-27 | 3 | 1336.6218
2020-02-27 | 4 | 1297.7824
2020-02-27 | 5 | 1272.2861
2020-02-27 | 6 | 1287.5214
2020-02-27 | 7 | 1394.4913
2020-02-27 | 8 | 1248.6398
2020-02-27 | 9 | 701.4145
2020-02-27 | 10 | 324.6033
2020-02-27 | 11 | 128.1842
2020-02-27 | 12 | 16.9704
2020-02-27 | 13 | -77.5294
2020-02-27 | 14 | -96.6041
2020-02-27 | 15 | 13.1064
2020-02-27 | 16 | 371.3855
2020-02-27 | 17 | 1070.418
2020-02-27 | 18 | 1599.0344
2020-02-27 | 19 | 1985.5997
2020-02-27 | 20 | 2210.6346
2020-02-27 | 21 | 2201.9311
2020-02-27 | 22 | 2122.7999
2020-02-27 | 23 | 2002.5661
2020-02-27 | 24 | 1761.0833
2020-02-28 | 1 | 1523.3011
2020-02-28 | 2 | 1372.5163
2020-02-28 | 3 | 1317.2942
2020-02-28 | 4 | 1268.7847
2020-02-28 | 5 | 1243.5413
2020-02-28 | 6 | 1261.4804
2020-02-28 | 7 | 1356.0871
2020-02-28 | 8 | 1226.6605
2020-02-28 | 9 | 714.6893
2020-02-28 | 10 | 357.877
2020-02-28 | 11 | 147.9757
2020-02-28 | 12 | 16.3151
2020-02-28 | 13 | -83.1507
2020-02-28 | 14 | -101.4617
2020-02-28 | 15 | 2.6274
2020-02-28 | 16 | 340.4254
2020-02-28 | 17 | 1025.6666
2020-02-28 | 18 | 1557.8396
2020-02-28 | 19 | 1968.7722
2020-02-28 | 20 | 2195.279
2020-02-28 | 21 | 2178.5857
2020-02-28 | 22 | 2101.7798
2020-02-28 | 23 | 1985.0899
2020-02-28 | 24 | 1746.0672
2020-02-29 | 1 | 1525.0983
2020-02-29 | 2 | 1374.4768
2020-02-29 | 3 | 1319.8511
2020-02-29 | 4 | 1276.2669
2020-02-29 | 5 | 1263.3037
2020-02-29 | 6 | 1297.7908
2020-02-29 | 7 | 1410.6859
2020-02-29 | 8 | 1295.0123
2020-02-29 | 9 | 790.8815
2020-02-29 | 10 | 437.0857
2020-02-29 | 11 | 227.9582
2020-02-29 | 12 | 96.5361
2020-02-29 | 13 | -2.1677
2020-02-29 | 14 | -22.8674
2020-02-29 | 15 | 74.1253
2020-02-29 | 16 | 402.7326
2020-02-29 | 17 | 1078.1892
2020-02-29 | 18 | 1597.2679
2020-02-29 | 19 | 1997.4473
2020-02-29 | 20 | 2219.5149
2020-02-29 | 21 | 2199.1272
2020-02-29 | 22 | 2118.5115
2020-02-29 | 23 | 1998.7095
2020-02-29 | 24 | 1756.8933
2020-03-01 | 1 | 1229.6765
2020-03-01 | 2 | 1184.9718
2020-03-01 | 3 | 1136.3328
2020-03-01 | 4 | 1127.8227
2020-03-01 | 5 | 1151.1042
2020-03-01 | 6 | 1272.9765
2020-03-01 | 7 | 1325.8198
2020-03-01 | 8 | 890.8281
2020-03-01 | 9 | 420.5429
2020-03-01 | 10 | 108.1494
2020-03-01 | 11 | -67.1251
2020-03-01 | 12 | -108.2215
2020-03-01 | 13 | -151.7795
2020-03-01 | 14 | -137.3107
2020-03-01 | 15 | -56.8369
2020-03-01 | 16 | 192.8973
2020-03-01 | 17 | 755.2973
2020-03-01 | 18 | 1425.1786
2020-03-01 | 19 | 1721.6626
2020-03-01 | 20 | 2003.486
2020-03-01 | 21 | 1998.6266
2020-03-01 | 22 | 1876.9135
2020-03-01 | 23 | 1612.5416
2020-03-01 | 24 | 1389.7328
2020-03-02 | 1 | 1372.2079
2020-03-02 | 2 | 1195.6329
2020-03-02 | 3 | 1111.3976
2020-03-02 | 4 | 1059.7559
2020-03-02 | 5 | 1067.772
2020-03-02 | 6 | 1123.8524
2020-03-02 | 7 | 1124.3351
2020-03-02 | 8 | 803.9928
2020-03-02 | 9 | 433.0915
2020-03-02 | 10 | 161.7386
2020-03-02 | 11 | 28.5285
2020-03-02 | 12 | -18.7732
2020-03-02 | 13 | -69.4318
2020-03-02 | 14 | -57.9924
2020-03-02 | 15 | 27.5755
2020-03-02 | 16 | 309.0198
2020-03-02 | 17 | 946.4361
2020-03-02 | 18 | 1596.4203
2020-03-02 | 19 | 1950.8809
2020-03-02 | 20 | 2223.2362
2020-03-02 | 21 | 2188.782
2020-03-02 | 22 | 2070.3586
2020-03-02 | 23 | 1890.2814
2020-03-02 | 24 | 1595.6344
2020-03-03 | 1 | 1356.595
2020-03-03 | 2 | 1229.0399
2020-03-03 | 3 | 1170.8553
2020-03-03 | 4 | 1139.374
2020-03-03 | 5 | 1139.9228
2020-03-03 | 6 | 1234.1013
2020-03-03 | 7 | 1284.7529
2020-03-03 | 8 | 930.2334
2020-03-03 | 9 | 490.3865
2020-03-03 | 10 | 149.2096
2020-03-03 | 11 | -18.6341
2020-03-03 | 12 | -67.9952
2020-03-03 | 13 | -114.1717
2020-03-03 | 14 | -93.8069
2020-03-03 | 15 | -22.1774
2020-03-03 | 16 | 239.4474
2020-03-03 | 17 | 849.8693
2020-03-03 | 18 | 1519.4113
2020-03-03 | 19 | 1853.9689
2020-03-03 | 20 | 2128.7507
2020-03-03 | 21 | 2118.6153
2020-03-03 | 22 | 2005.4734
2020-03-03 | 23 | 1826.2505
2020-03-03 | 24 | 1559.0446
2020-03-04 | 1 | 1360.3448
2020-03-04 | 2 | 1244.9535
2020-03-04 | 3 | 1180.4519
2020-03-04 | 4 | 1146.4417
2020-03-04 | 5 | 1131.301
2020-03-04 | 6 | 1189.5694
2020-03-04 | 7 | 1202.1346
2020-03-04 | 8 | 874.3093
2020-03-04 | 9 | 459.3888
2020-03-04 | 10 | 135.4767
2020-03-04 | 11 | -35.0603
2020-03-04 | 12 | -79.7726
2020-03-04 | 13 | -144.9996
2020-03-04 | 14 | -146.1861
2020-03-04 | 15 | -51.4609
2020-03-04 | 16 | 220.9878
2020-03-04 | 17 | 836.511
2020-03-04 | 18 | 1524.2253
2020-03-04 | 19 | 1889.3772
2020-03-04 | 20 | 2162.669
2020-03-04 | 21 | 2146.6547
2020-03-04 | 22 | 2041.6438
2020-03-04 | 23 | 1871.9522
2020-03-04 | 24 | 1587.5331
2020-03-05 | 1 | 1328.7588
2020-03-05 | 2 | 1209.9495
2020-03-05 | 3 | 1142.2737
2020-03-05 | 4 | 1102.5253
2020-03-05 | 5 | 1088.1673
2020-03-05 | 6 | 1162.3111
2020-03-05 | 7 | 1177.7603
2020-03-05 | 8 | 801.4829
2020-03-05 | 9 | 395.8034
2020-03-05 | 10 | 112.203
2020-03-05 | 11 | -20.5319
2020-03-05 | 12 | -37.5035
2020-03-05 | 13 | -63.9495
2020-03-05 | 14 | -25.7118
2020-03-05 | 15 | 79.7899
2020-03-05 | 16 | 355.045
2020-03-05 | 17 | 980.5358
2020-03-05 | 18 | 1643.5703
2020-03-05 | 19 | 1948.5813
2020-03-05 | 20 | 2170.8669
2020-03-05 | 21 | 2149.1268
2020-03-05 | 22 | 2027.5633
2020-03-05 | 23 | 1835.9519
2020-03-05 | 24 | 1548.7297
2020-03-06 | 1 | 1316.7974
2020-03-06 | 2 | 1185.1699
2020-03-06 | 3 | 1134.0907
2020-03-06 | 4 | 1112.3527
2020-03-06 | 5 | 1114.4261
2020-03-06 | 6 | 1211.034
2020-03-06 | 7 | 1264.1482
2020-03-06 | 8 | 894.4578
2020-03-06 | 9 | 443.7359
2020-03-06 | 10 | 98.1383
2020-03-06 | 11 | -56.9682
2020-03-06 | 12 | -112.6972
2020-03-06 | 13 | -164.9855
2020-03-06 | 14 | -157.3541
2020-03-06 | 15 | -60.4376
2020-03-06 | 16 | 221.8511
2020-03-06 | 17 | 836.7613
2020-03-06 | 18 | 1510.8963
2020-03-06 | 19 | 1811.3833
2020-03-06 | 20 | 2073.8065
2020-03-06 | 21 | 2059.6172
2020-03-06 | 22 | 1921.189
2020-03-06 | 23 | 1733.3194
2020-03-06 | 24 | 1495.902
2020-03-07 | 1 | 1229.5949
2020-03-07 | 2 | 1203.6174
2020-03-07 | 3 | 1141.8073
2020-03-07 | 4 | 1112.5975
2020-03-07 | 5 | 1114.7024
2020-03-07 | 6 | 1181.5215
2020-03-07 | 7 | 1146.4542
2020-03-07 | 8 | 624.3101
2020-03-07 | 9 | 175.2318
2020-03-07 | 10 | -117.4111
2020-03-07 | 11 | -250.0339
2020-03-07 | 12 | -299.3026
2020-03-07 | 13 | -358.7582
2020-03-07 | 14 | -366.0667
2020-03-07 | 15 | -290.1073
2020-03-07 | 16 | -12.4996
2020-03-07 | 17 | 580.4533
2020-03-07 | 18 | 1265.0652
2020-03-07 | 19 | 1598.1103
2020-03-07 | 20 | 1903.6791
2020-03-07 | 21 | 1913.9176
2020-03-07 | 22 | 1825.2828
2020-03-07 | 23 | 1601.7487
2020-03-07 | 24 | 1399.2829
2020-03-08 | 1 | 1253.7342
2020-03-08 | 2 | 1221.006
2020-03-08 | 3 | 1166.9153
2020-03-08 | 4 | 1135.1938
2020-03-08 | 5 | 1142.4964
2020-03-08 | 6 | 1207.0262
2020-03-08 | 7 | 1178.9061
2020-03-08 | 8 | 688.3688
2020-03-08 | 9 | 217.4141
2020-03-08 | 10 | -99.3722
2020-03-08 | 11 | -308.1409
2020-03-08 | 12 | -428.7909
2020-03-08 | 13 | -449.9138
2020-03-08 | 14 | -405.8566
2020-03-08 | 15 | -335.24
2020-03-08 | 16 | -104.339
2020-03-08 | 17 | 535.5633
2020-03-08 | 18 | 1292.8736
2020-03-08 | 19 | 1679.8809
2020-03-08 | 20 | 1959.6326
2020-03-08 | 21 | 2000.2958
2020-03-08 | 22 | 1862.0826
2020-03-08 | 23 | 1636.5212
2020-03-08 | 24 | 1419.7522
2020-03-09 | 1 | 1306.1933
2020-03-09 | 2 | 1206.7527
2020-03-09 | 3 | 1153.2989
2020-03-09 | 4 | 1129.4313
2020-03-09 | 5 | 1132.1075
2020-03-09 | 6 | 1227.0827
2020-03-09 | 7 | 1279.898
2020-03-09 | 8 | 906.3592
2020-03-09 | 9 | 423.1822
2020-03-09 | 10 | 73.5273
2020-03-09 | 11 | -127.0383
2020-03-09 | 12 | -218.6523
2020-03-09 | 13 | -265.8405
2020-03-09 | 14 | -210.1334
2020-03-09 | 15 | -100.1665
2020-03-09 | 16 | 165.8933
2020-03-09 | 17 | 751.8084
2020-03-09 | 18 | 1474.302
2020-03-09 | 19 | 1825.262
2020-03-09 | 20 | 2087.1604
2020-03-09 | 21 | 2074.1296
2020-03-09 | 22 | 1983.7111
2020-03-09 | 23 | 1744.8141
2020-03-09 | 24 | 1491.6534
2020-03-10 | 1 | 1269.8081
2020-03-10 | 2 | 1169.9525
2020-03-10 | 3 | 1119.0099
2020-03-10 | 4 | 1101.0777
2020-03-10 | 5 | 1119.1438
2020-03-10 | 6 | 1240.9083
2020-03-10 | 7 | 1327.6152
2020-03-10 | 8 | 932.4501
2020-03-10 | 9 | 437.3218
2020-03-10 | 10 | 91.4854
2020-03-10 | 11 | -97.4715
2020-03-10 | 12 | -186.4132
2020-03-10 | 13 | -242.0635
2020-03-10 | 14 | -201.5566
2020-03-10 | 15 | -109.124
2020-03-10 | 16 | 157.8634
2020-03-10 | 17 | 721.479
2020-03-10 | 18 | 1449.6959
2020-03-10 | 19 | 1825.5758
2020-03-10 | 20 | 2093.011
2020-03-10 | 21 | 2081.013
2020-03-10 | 22 | 1963.1223
2020-03-10 | 23 | 1689.0054
2020-03-10 | 24 | 1434.1973
2020-03-11 | 1 | 1257.6264
2020-03-11 | 2 | 1177.177
2020-03-11 | 3 | 1134.355
2020-03-11 | 4 | 1127.4263
2020-03-11 | 5 | 1141.2583
2020-03-11 | 6 | 1271.7602
2020-03-11 | 7 | 1370.857
2020-03-11 | 8 | 1008.9417
2020-03-11 | 9 | 489.3482
2020-03-11 | 10 | 124.8864
2020-03-11 | 11 | -100.975
2020-03-11 | 12 | -224.524
2020-03-11 | 13 | -297.3529
2020-03-11 | 14 | -254.1526
2020-03-11 | 15 | -174.2291
2020-03-11 | 16 | 90.3985
2020-03-11 | 17 | 679.8921
2020-03-11 | 18 | 1415.5486
2020-03-11 | 19 | 1809.0105
2020-03-11 | 20 | 2080.8422
2020-03-11 | 21 | 2068.5603
2020-03-11 | 22 | 1954.7639
2020-03-11 | 23 | 1678.1925
2020-03-11 | 24 | 1426.9011
2020-03-12 | 1 | 1349.6652
2020-03-12 | 2 | 1229.1204
2020-03-12 | 3 | 1176.0575
2020-03-12 | 4 | 1148.4234
2020-03-12 | 5 | 1138.1072
2020-03-12 | 6 | 1200.5685
2020-03-12 | 7 | 1220.5736
2020-03-12 | 8 | 854.7355
2020-03-12 | 9 | 385.3338
2020-03-12 | 10 | 39.0663
2020-03-12 | 11 | -130.2222
2020-03-12 | 12 | -218.9995
2020-03-12 | 13 | -266.2688
2020-03-12 | 14 | -223.0871
2020-03-12 | 15 | -123.6839
2020-03-12 | 16 | 161.4498
2020-03-12 | 17 | 760.5715
2020-03-12 | 18 | 1490.774
2020-03-12 | 19 | 1874.6985
2020-03-12 | 20 | 2151.8114
2020-03-12 | 21 | 2125.9161
2020-03-12 | 22 | 2059.2411
2020-03-12 | 23 | 1843.4261
2020-03-12 | 24 | 1570.7068
2020-03-13 | 1 | 1281.4279
2020-03-13 | 2 | 1200.6753
2020-03-13 | 3 | 1148.3706
2020-03-13 | 4 | 1132.4163
2020-03-13 | 5 | 1136.0404
2020-03-13 | 6 | 1223.8181
2020-03-13 | 7 | 1268.6142
2020-03-13 | 8 | 886.8719
2020-03-13 | 9 | 390.5398
2020-03-13 | 10 | 43.2757
2020-03-13 | 11 | -172.9404
2020-03-13 | 12 | -277.9335
2020-03-13 | 13 | -338.4622
2020-03-13 | 14 | -289.9324
2020-03-13 | 15 | -187.4588
2020-03-13 | 16 | 75.6817
2020-03-13 | 17 | 681.1992
2020-03-13 | 18 | 1415.0372
2020-03-13 | 19 | 1801.4267
2020-03-13 | 20 | 2070.0986
2020-03-13 | 21 | 2033.6043
2020-03-13 | 22 | 1937.9378
2020-03-13 | 23 | 1698.4009
2020-03-13 | 24 | 1459.3721
2020-03-14 | 1 | 1266.2066
2020-03-14 | 2 | 1187.1992
2020-03-14 | 3 | 1136.5418
2020-03-14 | 4 | 1119.9992
2020-03-14 | 5 | 1141.3262
2020-03-14 | 6 | 1253.9004
2020-03-14 | 7 | 1297.8651
2020-03-14 | 8 | 878.3006
2020-03-14 | 9 | 395.2217
2020-03-14 | 10 | 87.2455
2020-03-14 | 11 | -96.5214
2020-03-14 | 12 | -227.9776
2020-03-14 | 13 | -314.2405
2020-03-14 | 14 | -302.5358
2020-03-14 | 15 | -245.4174
2020-03-14 | 16 | -40.2014
2020-03-14 | 17 | 548.3913
2020-03-14 | 18 | 1281.0307
2020-03-14 | 19 | 1700.7147
2020-03-14 | 20 | 1983.9563
2020-03-14 | 21 | 2035.1932
2020-03-14 | 22 | 1913.0858
2020-03-14 | 23 | 1669.5516
2020-03-14 | 24 | 1440.1249
2020-03-15 | 1 | 1257.4099
2020-03-15 | 2 | 1177.7858
2020-03-15 | 3 | 1125.5249
2020-03-15 | 4 | 1107.6058
2020-03-15 | 5 | 1131.9024
2020-03-15 | 6 | 1243.6604
2020-03-15 | 7 | 1293.3852
2020-03-15 | 8 | 847.8798
2020-03-15 | 9 | 366.6974
2020-03-15 | 10 | 88.0408
2020-03-15 | 11 | -84.2304
2020-03-15 | 12 | -197.9786
2020-03-15 | 13 | -271.9729
2020-03-15 | 14 | -272.1328
2020-03-15 | 15 | -176.9483
2020-03-15 | 16 | 105.3151
2020-03-15 | 17 | 711.5601
2020-03-15 | 18 | 1408.6635
2020-03-15 | 19 | 1753.5562
2020-03-15 | 20 | 2051.6727
2020-03-15 | 21 | 2084.8347
2020-03-15 | 22 | 1932.1843
2020-03-15 | 23 | 1670.8767
2020-03-15 | 24 | 1430.8312
2020-03-16 | 1 | 1380.6075
2020-03-16 | 2 | 1272.5944
2020-03-16 | 3 | 1200.0931
2020-03-16 | 4 | 1152.566
2020-03-16 | 5 | 1128.7378
2020-03-16 | 6 | 1161.2129
2020-03-16 | 7 | 1134.2958
2020-03-16 | 8 | 765.9044
2020-03-16 | 9 | 337.4669
2020-03-16 | 10 | 83.0936
2020-03-16 | 11 | -90.0691
2020-03-16 | 12 | -187.3058
2020-03-16 | 13 | -245.1821
2020-03-16 | 14 | -241.2563
2020-03-16 | 15 | -129.9352
2020-03-16 | 16 | 184.606
2020-03-16 | 17 | 772.6506
2020-03-16 | 18 | 1481.4549
2020-03-16 | 19 | 1868.5024
2020-03-16 | 20 | 2163.8077
2020-03-16 | 21 | 2138.4952
2020-03-16 | 22 | 2088.2237
2020-03-16 | 23 | 1889.9094
2020-03-16 | 24 | 1612.2869
2020-03-17 | 1 | 1260.7769
2020-03-17 | 2 | 1180.7913
2020-03-17 | 3 | 1137.5274
2020-03-17 | 4 | 1118.362
2020-03-17 | 5 | 1129.9987
2020-03-17 | 6 | 1237.9074
2020-03-17 | 7 | 1322.8447
2020-03-17 | 8 | 944.9094
2020-03-17 | 9 | 440.5226
2020-03-17 | 10 | 128.3686
2020-03-17 | 11 | -75.0308
2020-03-17 | 12 | -208.2063
2020-03-17 | 13 | -294.7126
2020-03-17 | 14 | -313.267
2020-03-17 | 15 | -219.1801
2020-03-17 | 16 | 71.4203
2020-03-17 | 17 | 669.7604
2020-03-17 | 18 | 1389.5411
2020-03-17 | 19 | 1756.678
2020-03-17 | 20 | 2064.2029
2020-03-17 | 21 | 2049.67
2020-03-17 | 22 | 1949.4247
2020-03-17 | 23 | 1690.8518
2020-03-17 | 24 | 1435.4597
2020-03-18 | 1 | 1289.294
2020-03-18 | 2 | 1177.8619
2020-03-18 | 3 | 1128.5055
2020-03-18 | 4 | 1109.2332
2020-03-18 | 5 | 1125.138
2020-03-18 | 6 | 1238.362
2020-03-18 | 7 | 1319.2875
2020-03-18 | 8 | 945.0564
2020-03-18 | 9 | 449.639
2020-03-18 | 10 | 146.6926
2020-03-18 | 11 | -51.2692
2020-03-18 | 12 | -200.528
2020-03-18 | 13 | -289.6996
2020-03-18 | 14 | -291.1596
2020-03-18 | 15 | -198.2489
2020-03-18 | 16 | 98.4488
2020-03-18 | 17 | 696.5401
2020-03-18 | 18 | 1414.3392
2020-03-18 | 19 | 1777.6798
2020-03-18 | 20 | 2089.4905
2020-03-18 | 21 | 2087.0501
2020-03-18 | 22 | 1990.1823
2020-03-18 | 23 | 1734.8331
2020-03-18 | 24 | 1481.1827
2020-03-19 | 1 | 1256.183
2020-03-19 | 2 | 1194.0568
2020-03-19 | 3 | 1144.0406
2020-03-19 | 4 | 1132.881
2020-03-19 | 5 | 1158.4764
2020-03-19 | 6 | 1286.4814
2020-03-19 | 7 | 1399.5942
2020-03-19 | 8 | 1006.5288
2020-03-19 | 9 | 499.2336
2020-03-19 | 10 | 174.6267
2020-03-19 | 11 | -48.3013
2020-03-19 | 12 | -206.1494
2020-03-19 | 13 | -297.5653
2020-03-19 | 14 | -308.4964
2020-03-19 | 15 | -223.1946
2020-03-19 | 16 | 67.5791
2020-03-19 | 17 | 660.9449
2020-03-19 | 18 | 1363.2068
2020-03-19 | 19 | 1712.6321
2020-03-19 | 20 | 2033.3303
2020-03-19 | 21 | 2036.3278
2020-03-19 | 22 | 1937.1997
2020-03-19 | 23 | 1676.9495
2020-03-19 | 24 | 1430.4044
2020-03-20 | 1 | 1240.5062
2020-03-20 | 2 | 1150.8348
2020-03-20 | 3 | 1095.188
2020-03-20 | 4 | 1072.0352
2020-03-20 | 5 | 1102.4706
2020-03-20 | 6 | 1218.0414
2020-03-20 | 7 | 1262.3004
2020-03-20 | 8 | 797.004
2020-03-20 | 9 | 304.8408
2020-03-20 | 10 | 30.2163
2020-03-20 | 11 | -153.646
2020-03-20 | 12 | -283.7154
2020-03-20 | 13 | -366.852
2020-03-20 | 14 | -358.6122
2020-03-20 | 15 | -263.7928
2020-03-20 | 16 | 32.5772
2020-03-20 | 17 | 631.4386
2020-03-20 | 18 | 1337.7359
2020-03-20 | 19 | 1685.5002
2020-03-20 | 20 | 1967.9998
2020-03-20 | 21 | 1968.7006
2020-03-20 | 22 | 1869.7406
2020-03-20 | 23 | 1627.6228
2020-03-20 | 24 | 1411.6518
2020-03-21 | 1 | 1235.3054
2020-03-21 | 2 | 1194.8983
2020-03-21 | 3 | 1127.8018
2020-03-21 | 4 | 1087.8078
2020-03-21 | 5 | 1054.8561
2020-03-21 | 6 | 1123.2141
2020-03-21 | 7 | 1090.1314
2020-03-21 | 8 | 627.4827
2020-03-21 | 9 | 159.2348
2020-03-21 | 10 | -126.2199
2020-03-21 | 11 | -281.2268
2020-03-21 | 12 | -407.2779
2020-03-21 | 13 | -495.4828
2020-03-21 | 14 | -502.76
2020-03-21 | 15 | -433.4998
2020-03-21 | 16 | -162.5176
2020-03-21 | 17 | 453.3917
2020-03-21 | 18 | 1177.1376
2020-03-21 | 19 | 1562.2161
2020-03-21 | 20 | 1896.5001
2020-03-21 | 21 | 1929.7261
2020-03-21 | 22 | 1802.1508
2020-03-21 | 23 | 1595.4261
2020-03-21 | 24 | 1405
2020-03-22 | 1 | 1207.6695
2020-03-22 | 2 | 1194.6179
2020-03-22 | 3 | 1127.9704
2020-03-22 | 4 | 1095.4256
2020-03-22 | 5 | 1096.5983
2020-03-22 | 6 | 1164.4316
2020-03-22 | 7 | 1111.9491
2020-03-22 | 8 | 603.8862
2020-03-22 | 9 | 126.3273
2020-03-22 | 10 | -160.1354
2020-03-22 | 11 | -302.049
2020-03-22 | 12 | -398.7357
2020-03-22 | 13 | -470.9666
2020-03-22 | 14 | -498.9644
2020-03-22 | 15 | -410.548
2020-03-22 | 16 | -136.928
2020-03-22 | 17 | 481.4874
2020-03-22 | 18 | 1192.0131
2020-03-22 | 19 | 1532.6997
2020-03-22 | 20 | 1873.7577
2020-03-22 | 21 | 1927.887
2020-03-22 | 22 | 1787.0304
2020-03-22 | 23 | 1559.8583
2020-03-22 | 24 | 1373.2745
2020-03-23 | 1 | 1289.074
2020-03-23 | 2 | 1217.3371
2020-03-23 | 3 | 1162.5131
2020-03-23 | 4 | 1126.6003
2020-03-23 | 5 | 1110.4335
2020-03-23 | 6 | 1154.6882
2020-03-23 | 7 | 1113.343
2020-03-23 | 8 | 609.1819
2020-03-23 | 9 | 100.4067
2020-03-23 | 10 | -171.7638
2020-03-23 | 11 | -321.0564
2020-03-23 | 12 | -393.3892
2020-03-23 | 13 | -485.4589
2020-03-23 | 14 | -512.0245
2020-03-23 | 15 | -408.5093
2020-03-23 | 16 | -93.6065
2020-03-23 | 17 | 524.604
2020-03-23 | 18 | 1268.8004
2020-03-23 | 19 | 1668.3177
2020-03-23 | 20 | 2012.4615
2020-03-23 | 21 | 2010.1059
2020-03-23 | 22 | 1934.301
2020-03-23 | 23 | 1708.2066
2020-03-23 | 24 | 1463.4222
2020-03-24 | 1 | 1259.8949
2020-03-24 | 2 | 1150.0503
2020-03-24 | 3 | 1094.2662
2020-03-24 | 4 | 1069.136
2020-03-24 | 5 | 1107.4855
2020-03-24 | 6 | 1222.5215
2020-03-24 | 7 | 1304.5355
2020-03-24 | 8 | 853.3248
2020-03-24 | 9 | 345.48
2020-03-24 | 10 | 33.5996
2020-03-24 | 11 | -160.6817
2020-03-24 | 12 | -260.491
2020-03-24 | 13 | -324.3556
2020-03-24 | 14 | -337.4804
2020-03-24 | 15 | -240.9699
2020-03-24 | 16 | 56.7289
2020-03-24 | 17 | 647.6786
2020-03-24 | 18 | 1345.8959
2020-03-24 | 19 | 1683.662
2020-03-24 | 20 | 1992.976
2020-03-24 | 21 | 1979.533
2020-03-24 | 22 | 1873.8234
2020-03-24 | 23 | 1642.1569
2020-03-24 | 24 | 1427.536
2020-03-25 | 1 | 1281.8239
2020-03-25 | 2 | 1181.2688
2020-03-25 | 3 | 1119.5882
2020-03-25 | 4 | 1096.3433
2020-03-25 | 5 | 1100.5858
2020-03-25 | 6 | 1188.4118
2020-03-25 | 7 | 1207.2726
2020-03-25 | 8 | 720.442
2020-03-25 | 9 | 221.8938
2020-03-25 | 10 | -64.1808
2020-03-25 | 11 | -220.2779
2020-03-25 | 12 | -300.6425
2020-03-25 | 13 | -348.353
2020-03-25 | 14 | -351.2654
2020-03-25 | 15 | -255.8334
2020-03-25 | 16 | 49.4339
2020-03-25 | 17 | 648.2385
2020-03-25 | 18 | 1355.5501
2020-03-25 | 19 | 1714.4715
2020-03-25 | 20 | 2010.0465
2020-03-25 | 21 | 1999.3292
2020-03-25 | 22 | 1912.3584
2020-03-25 | 23 | 1680.7245
2020-03-25 | 24 | 1453.2723
2020-03-26 | 1 | 1253.6133
2020-03-26 | 2 | 1169.596
2020-03-26 | 3 | 1118.906
2020-03-26 | 4 | 1102.3163
2020-03-26 | 5 | 1129.0875
2020-03-26 | 6 | 1256.7689
2020-03-26 | 7 | 1352.1927
2020-03-26 | 8 | 930.4013
2020-03-26 | 9 | 394.4548
2020-03-26 | 10 | 63.2514
2020-03-26 | 11 | -129.925
2020-03-26 | 12 | -227.9142
2020-03-26 | 13 | -289.9869
2020-03-26 | 14 | -298.8923
2020-03-26 | 15 | -199.312
2020-03-26 | 16 | 101.3021
2020-03-26 | 17 | 686.2679
2020-03-26 | 18 | 1386.8259
2020-03-26 | 19 | 1719.5449
2020-03-26 | 20 | 2044.2318
2020-03-26 | 21 | 2038.0002
2020-03-26 | 22 | 1931.4097
2020-03-26 | 23 | 1671.2361
2020-03-26 | 24 | 1427.9542
2020-03-27 | 1 | 1283.6364
2020-03-27 | 2 | 1227.932
2020-03-27 | 3 | 1172.7278
2020-03-27 | 4 | 1136.3322
2020-03-27 | 5 | 1122.439
2020-03-27 | 6 | 1158.4191
2020-03-27 | 7 | 1123.9983
2020-03-27 | 8 | 623.4536
2020-03-27 | 9 | 103.902
2020-03-27 | 10 | -181.9889
2020-03-27 | 11 | -358.9433
2020-03-27 | 12 | -452.7364
2020-03-27 | 13 | -515.1288
2020-03-27 | 14 | -523.4872
2020-03-27 | 15 | -452.3937
2020-03-27 | 16 | -158.8992
2020-03-27 | 17 | 446.6435
2020-03-27 | 18 | 1170.0019
2020-03-27 | 19 | 1574.0647
2020-03-27 | 20 | 1943.2428
2020-03-27 | 21 | 1946.1741
2020-03-27 | 22 | 1891.2925
2020-03-27 | 23 | 1689.7587
2020-03-27 | 24 | 1465.742
2020-03-28 | 1 | 1214.0298
2020-03-28 | 2 | 1171.4994
2020-03-28 | 3 | 1120.9331
2020-03-28 | 4 | 1101.0075
2020-03-28 | 5 | 1103.1047
2020-03-28 | 6 | 1156.3315
2020-03-28 | 7 | 1109.4046
2020-03-28 | 8 | 586.0269
2020-03-28 | 9 | 138.178
2020-03-28 | 10 | -118.3543
2020-03-28 | 11 | -273.8672
2020-03-28 | 12 | -379.5318
2020-03-28 | 13 | -460.2297
2020-03-28 | 14 | -513.8862
2020-03-28 | 15 | -452.1069
2020-03-28 | 16 | -182.5483
2020-03-28 | 17 | 434.5279
2020-03-28 | 18 | 1152.7218
2020-03-28 | 19 | 1476.3625
2020-03-28 | 20 | 1842.9318
2020-03-28 | 21 | 1898.3727
2020-03-28 | 22 | 1770.1313
2020-03-28 | 23 | 1552.7808
2020-03-28 | 24 | 1371.4101
2020-03-29 | 1 | 1200.5296
2020-03-29 | 2 | 1168.5046
2020-03-29 | 3 | 1112.0282
2020-03-29 | 4 | 1084.1685
2020-03-29 | 5 | 1102.953
2020-03-29 | 6 | 1157.4123
2020-03-29 | 7 | 1100.5614
2020-03-29 | 8 | 568.7563
2020-03-29 | 9 | 88.8755
2020-03-29 | 10 | -183.5454
2020-03-29 | 11 | -343.2051
2020-03-29 | 12 | -441.0421
2020-03-29 | 13 | -522.6501
2020-03-29 | 14 | -568.1028
2020-03-29 | 15 | -494.7723
2020-03-29 | 16 | -243.0483
2020-03-29 | 17 | 373.7225
2020-03-29 | 18 | 1093.0427
2020-03-29 | 19 | 1447.7898
2020-03-29 | 20 | 1815.4341
2020-03-29 | 21 | 1879.3386
2020-03-29 | 22 | 1742.1609
2020-03-29 | 23 | 1527.6518
2020-03-29 | 24 | 1349.4603
2020-03-30 | 1 | 1271.1451
2020-03-30 | 2 | 1203.5987
2020-03-30 | 3 | 1148.1136
2020-03-30 | 4 | 1117.845
2020-03-30 | 5 | 1110.4944
2020-03-30 | 6 | 1174.08
2020-03-30 | 7 | 1148.9887
2020-03-30 | 8 | 631.3744
2020-03-30 | 9 | 136.6636
2020-03-30 | 10 | -157.5487
2020-03-30 | 11 | -345.7803
2020-03-30 | 12 | -417.1166
2020-03-30 | 13 | -484.7456
2020-03-30 | 14 | -506.0672
2020-03-30 | 15 | -412.6304
2020-03-30 | 16 | -106.3461
2020-03-30 | 17 | 498.2185
2020-03-30 | 18 | 1209.7661
2020-03-30 | 19 | 1571.4569
2020-03-30 | 20 | 1919.8883
2020-03-30 | 21 | 1922.917
2020-03-30 | 22 | 1844.5687
2020-03-30 | 23 | 1634.9879
2020-03-30 | 24 | 1430.1744
2020-03-31 | 1 | 1256.6477
2020-03-31 | 2 | 1172.9307
2020-03-31 | 3 | 1122.1428
2020-03-31 | 4 | 1102.1872
2020-03-31 | 5 | 1114.4107
2020-03-31 | 6 | 1213.0996
2020-03-31 | 7 | 1255.8211
2020-03-31 | 8 | 783.5289
2020-03-31 | 9 | 251.9764
2020-03-31 | 10 | -67.8317
2020-03-31 | 11 | -242.8073
2020-03-31 | 12 | -294.3064
2020-03-31 | 13 | -354.7538
2020-03-31 | 14 | -365.7938
2020-03-31 | 15 | -284.4965
2020-03-31 | 16 | 10.2223
2020-03-31 | 17 | 589.4502
2020-03-31 | 18 | 1299.5171
2020-03-31 | 19 | 1670.3499
2020-03-31 | 20 | 2021.0773
2020-03-31 | 21 | 2025.5673
2020-03-31 | 22 | 1924.1322
2020-03-31 | 23 | 1668.1898
2020-03-31 | 24 | 1428.4905
2020-04-01 | 1 | 1209.8349
2020-04-01 | 2 | 1111.8086
2020-04-01 | 3 | 1069.2025
2020-04-01 | 4 | 1048.2778
2020-04-01 | 5 | 1067.0324
2020-04-01 | 6 | 1146.2319
2020-04-01 | 7 | 952.8552
2020-04-01 | 8 | 532.0039
2020-04-01 | 9 | 178.8619
2020-04-01 | 10 | -61.2896
2020-04-01 | 11 | -215.5047
2020-04-01 | 12 | -305.8484
2020-04-01 | 13 | -346.9541
2020-04-01 | 14 | -294.2399
2020-04-01 | 15 | -186.5943
2020-04-01 | 16 | 45.3975
2020-04-01 | 17 | 541.2395
2020-04-01 | 18 | 1268.2683
2020-04-01 | 19 | 1654.234
2020-04-01 | 20 | 1911.1619
2020-04-01 | 21 | 1959.1862
2020-04-01 | 22 | 1867.1394
2020-04-01 | 23 | 1603.5156
2020-04-01 | 24 | 1353.793
2020-04-02 | 1 | 1216.1841
2020-04-02 | 2 | 1105.0604
2020-04-02 | 3 | 1066.1088
2020-04-02 | 4 | 1041.5245
2020-04-02 | 5 | 1071.5724
2020-04-02 | 6 | 1152.7379
2020-04-02 | 7 | 957.1209
2020-04-02 | 8 | 548.8004
2020-04-02 | 9 | 215.5713
2020-04-02 | 10 | -42.852
2020-04-02 | 11 | -202.6064
2020-04-02 | 12 | -339.8626
2020-04-02 | 13 | -398.1558
2020-04-02 | 14 | -350.6275
2020-04-02 | 15 | -236.5008
2020-04-02 | 16 | 17.977
2020-04-02 | 17 | 519.7749
2020-04-02 | 18 | 1249.421
2020-04-02 | 19 | 1643.8581
2020-04-02 | 20 | 1896.7262
2020-04-02 | 21 | 1960.0246
2020-04-02 | 22 | 1867.052
2020-04-02 | 23 | 1608.7778
2020-04-02 | 24 | 1360.902
2020-04-03 | 1 | 1207.0947
2020-04-03 | 2 | 1119.3991
2020-04-03 | 3 | 1077.487
2020-04-03 | 4 | 1047.4086
2020-04-03 | 5 | 1071.2826
2020-04-03 | 6 | 1138.0173
2020-04-03 | 7 | 923.237
2020-04-03 | 8 | 510.8847
2020-04-03 | 9 | 169.47
2020-04-03 | 10 | -79.2
2020-04-03 | 11 | -225.6115
2020-04-03 | 12 | -327.0868
2020-04-03 | 13 | -380.7165
2020-04-03 | 14 | -333.5805
2020-04-03 | 15 | -239.6317
2020-04-03 | 16 | 1.9985
2020-04-03 | 17 | 497.644
2020-04-03 | 18 | 1210.8764
2020-04-03 | 19 | 1614.482
2020-04-03 | 20 | 1874.4625
2020-04-03 | 21 | 1925.6911
2020-04-03 | 22 | 1828.1409
2020-04-03 | 23 | 1582.5448
2020-04-03 | 24 | 1343.8615
2020-04-04 | 1 | 1173.286
2020-04-04 | 2 | 1133.5151
2020-04-04 | 3 | 1082.1195
2020-04-04 | 4 | 1042.3431
2020-04-04 | 5 | 1050.3023
2020-04-04 | 6 | 1060.2393
2020-04-04 | 7 | 742.0012
2020-04-04 | 8 | 265.9196
2020-04-04 | 9 | -57.0971
2020-04-04 | 10 | -289.6608
2020-04-04 | 11 | -433.013
2020-04-04 | 12 | -539.6098
2020-04-04 | 13 | -601.31
2020-04-04 | 14 | -582.1109
2020-04-04 | 15 | -489.2485
2020-04-04 | 16 | -248.0424
2020-04-04 | 17 | 303.251
2020-04-04 | 18 | 1048.0476
2020-04-04 | 19 | 1464.9568
2020-04-04 | 20 | 1727.6098
2020-04-04 | 21 | 1839.0753
2020-04-04 | 22 | 1730.0895
2020-04-04 | 23 | 1521.4331
2020-04-04 | 24 | 1327.0501
2020-04-05 | 1 | 1183.2369
2020-04-05 | 2 | 1134.8867
2020-04-05 | 3 | 1084.545
2020-04-05 | 4 | 1051.503
2020-04-05 | 5 | 1056.5742
2020-04-05 | 6 | 1066.4081
2020-04-05 | 7 | 742.3788
2020-04-05 | 8 | 274.7978
2020-04-05 | 9 | -48.613
2020-04-05 | 10 | -275.1377
2020-04-05 | 11 | -409.7785
2020-04-05 | 12 | -527.8552
2020-04-05 | 13 | -596.9554
2020-04-05 | 14 | -583.1241
2020-04-05 | 15 | -496.7406
2020-04-05 | 16 | -267.9702
2020-04-05 | 17 | 265.764
2020-04-05 | 18 | 1013.9499
2020-04-05 | 19 | 1442.5846
2020-04-05 | 20 | 1716.2983
2020-04-05 | 21 | 1846.8584
2020-04-05 | 22 | 1735.504
2020-04-05 | 23 | 1529.0343
2020-04-05 | 24 | 1324.0211
2020-04-06 | 1 | 1202.5482
2020-04-06 | 2 | 1108.0714
2020-04-06 | 3 | 1067.4191
2020-04-06 | 4 | 1049.1427
2020-04-06 | 5 | 1067.4592
2020-04-06 | 6 | 1156.8947
2020-04-06 | 7 | 980.3371
2020-04-06 | 8 | 567.7267
2020-04-06 | 9 | 210.3813
2020-04-06 | 10 | -63.1324
2020-04-06 | 11 | -232.5546
2020-04-06 | 12 | -354.0364
2020-04-06 | 13 | -408.9512
2020-04-06 | 14 | -354.5035
2020-04-06 | 15 | -256.7874
2020-04-06 | 16 | -7.9653
2020-04-06 | 17 | 503.3156
2020-04-06 | 18 | 1237.1912
2020-04-06 | 19 | 1625.3541
2020-04-06 | 20 | 1893.9694
2020-04-06 | 21 | 1963.354
2020-04-06 | 22 | 1852.6554
2020-04-06 | 23 | 1577.6667
2020-04-06 | 24 | 1331.4638
2020-04-07 | 1 | 1203.5525
2020-04-07 | 2 | 1110.3175
2020-04-07 | 3 | 1058.6004
2020-04-07 | 4 | 1013.4594
2020-04-07 | 5 | 1056.3774
2020-04-07 | 6 | 1118.9973
2020-04-07 | 7 | 902.1989
2020-04-07 | 8 | 463.2078
2020-04-07 | 9 | 134.9739
2020-04-07 | 10 | -109.2427
2020-04-07 | 11 | -270.8494
2020-04-07 | 12 | -399.0943
2020-04-07 | 13 | -470.2129
2020-04-07 | 14 | -422.2514
2020-04-07 | 15 | -311.6644
2020-04-07 | 16 | -48.2986
2020-04-07 | 17 | 453.7227
2020-04-07 | 18 | 1192.3524
2020-04-07 | 19 | 1615.7047
2020-04-07 | 20 | 1894.2137
2020-04-07 | 21 | 1944.4793
2020-04-07 | 22 | 1845.5107
2020-04-07 | 23 | 1581.8267
2020-04-07 | 24 | 1338.0617
2020-04-08 | 1 | 1201.679
2020-04-08 | 2 | 1100.5765
2020-04-08 | 3 | 1055.6203
2020-04-08 | 4 | 1024.3479
2020-04-08 | 5 | 1057.6088
2020-04-08 | 6 | 1128.214
2020-04-08 | 7 | 909.7888
2020-04-08 | 8 | 449.2203
2020-04-08 | 9 | 100.8227
2020-04-08 | 10 | -146.9848
2020-04-08 | 11 | -238.9199
2020-04-08 | 12 | -306.9486
2020-04-08 | 13 | -365.7406
2020-04-08 | 14 | -336.6012
2020-04-08 | 15 | -202.8847
2020-04-08 | 16 | 52.8093
2020-04-08 | 17 | 545.8781
2020-04-08 | 18 | 1252.4969
2020-04-08 | 19 | 1645.2602
2020-04-08 | 20 | 1913.8332
2020-04-08 | 21 | 1972.785
2020-04-08 | 22 | 1868.5909
2020-04-08 | 23 | 1597.2418
2020-04-08 | 24 | 1342.5993
2020-04-09 | 1 | 1203.5677
2020-04-09 | 2 | 1108.1492
2020-04-09 | 3 | 1063.4963
2020-04-09 | 4 | 1033.28
2020-04-09 | 5 | 1048.1727
2020-04-09 | 6 | 1119.3069
2020-04-09 | 7 | 878.5974
2020-04-09 | 8 | 463.3447
2020-04-09 | 9 | 96.8233
2020-04-09 | 10 | -118.9237
2020-04-09 | 11 | -239.6836
2020-04-09 | 12 | -344.3214
2020-04-09 | 13 | -404.9447
2020-04-09 | 14 | -374.7737
2020-04-09 | 15 | -242.5973
2020-04-09 | 16 | 14.279
2020-04-09 | 17 | 521.7287
2020-04-09 | 18 | 1222.3348
2020-04-09 | 19 | 1601.2648
2020-04-09 | 20 | 1839.4494
2020-04-09 | 21 | 1915.0575
2020-04-09 | 22 | 1822.5019
2020-04-09 | 23 | 1581.9131
2020-04-09 | 24 | 1342.1873
2020-04-10 | 1 | 1217.1631
2020-04-10 | 2 | 1120.4745
2020-04-10 | 3 | 1074.2429
2020-04-10 | 4 | 1053.0736
2020-04-10 | 5 | 1070.2462
2020-04-10 | 6 | 1119.2245
2020-04-10 | 7 | 863.7163
2020-04-10 | 8 | 395.3838
2020-04-10 | 9 | 86.3768
2020-04-10 | 10 | -149.117
2020-04-10 | 11 | -265.0781
2020-04-10 | 12 | -360.6891
2020-04-10 | 13 | -434.7579
2020-04-10 | 14 | -422.6915
2020-04-10 | 15 | -288.3411
2020-04-10 | 16 | -25.5821
2020-04-10 | 17 | 488.1423
2020-04-10 | 18 | 1176.7165
2020-04-10 | 19 | 1571.224
2020-04-10 | 20 | 1826.3114
2020-04-10 | 21 | 1890.3169
2020-04-10 | 22 | 1816.1786
2020-04-10 | 23 | 1591.6688
2020-04-10 | 24 | 1360.0116
2020-04-11 | 1 | 1134.496
2020-04-11 | 2 | 1103.5427
2020-04-11 | 3 | 1025.6967
2020-04-11 | 4 | 995.189
2020-04-11 | 5 | 1006.191
2020-04-11 | 6 | 1018.4835
2020-04-11 | 7 | 686.9413
2020-04-11 | 8 | 187.1436
2020-04-11 | 9 | -123.5648
2020-04-11 | 10 | -348.1758
2020-04-11 | 11 | -435.7111
2020-04-11 | 12 | -540.4293
2020-04-11 | 13 | -616.1661
2020-04-11 | 14 | -637.2636
2020-04-11 | 15 | -528.353
2020-04-11 | 16 | -309.9687
2020-04-11 | 17 | 208.5223
2020-04-11 | 18 | 932.9575
2020-04-11 | 19 | 1353.4265
2020-04-11 | 20 | 1658.5516
2020-04-11 | 21 | 1780.0216
2020-04-11 | 22 | 1660.0665
2020-04-11 | 23 | 1462.7041
2020-04-11 | 24 | 1269.1805
2020-04-12 | 1 | 1154.1728
2020-04-12 | 2 | 1118.57
2020-04-12 | 3 | 1076.0749
2020-04-12 | 4 | 1039.4178
2020-04-12 | 5 | 1047.5408
2020-04-12 | 6 | 1046.2706
2020-04-12 | 7 | 708.5805
2020-04-12 | 8 | 214.1457
2020-04-12 | 9 | -121.1833
2020-04-12 | 10 | -326.3997
2020-04-12 | 11 | -435.8713
2020-04-12 | 12 | -538.5481
2020-04-12 | 13 | -602.5083
2020-04-12 | 14 | -593.625
2020-04-12 | 15 | -494.3703
2020-04-12 | 16 | -247.0027
2020-04-12 | 17 | 280.7321
2020-04-12 | 18 | 1022.5388
2020-04-12 | 19 | 1459.5527
2020-04-12 | 20 | 1759.2527
2020-04-12 | 21 | 1874.8025
2020-04-12 | 22 | 1733.6237
2020-04-12 | 23 | 1503.2939
2020-04-12 | 24 | 1289.9058
2020-04-13 | 1 | 1214.8401
2020-04-13 | 2 | 1122.5547
2020-04-13 | 3 | 1085.0365
2020-04-13 | 4 | 1059.1153
2020-04-13 | 5 | 1080.0836
2020-04-13 | 6 | 1164.3538
2020-04-13 | 7 | 985.4804
2020-04-13 | 8 | 560.9967
2020-04-13 | 9 | 212.1161
2020-04-13 | 10 | -25.3135
2020-04-13 | 11 | -164.1896
2020-04-13 | 12 | -277.5931
2020-04-13 | 13 | -343.7386
2020-04-13 | 14 | -325.8022
2020-04-13 | 15 | -199.8445
2020-04-13 | 16 | 46.5787
2020-04-13 | 17 | 537.2072
2020-04-13 | 18 | 1250.3678
2020-04-13 | 19 | 1652.043
2020-04-13 | 20 | 1925.5744
2020-04-13 | 21 | 1982.8743
2020-04-13 | 22 | 1873.3316
2020-04-13 | 23 | 1596.8078
2020-04-13 | 24 | 1346.6635
2020-04-14 | 1 | 1210.8371
2020-04-14 | 2 | 1106.9998
2020-04-14 | 3 | 1068.0722
2020-04-14 | 4 | 1036.9027
2020-04-14 | 5 | 1058.0495
2020-04-14 | 6 | 1138.2639
2020-04-14 | 7 | 912.6616
2020-04-14 | 8 | 458.5039
2020-04-14 | 9 | 113.3332
2020-04-14 | 10 | -113.2142
2020-04-14 | 11 | -193.3033
2020-04-14 | 12 | -260.0978
2020-04-14 | 13 | -299.2851
2020-04-14 | 14 | -263.304
2020-04-14 | 15 | -111.7039
2020-04-14 | 16 | 146.5427
2020-04-14 | 17 | 631.4452
2020-04-14 | 18 | 1335.8915
2020-04-14 | 19 | 1704.4687
2020-04-14 | 20 | 1929.1073
2020-04-14 | 21 | 1994.2795
2020-04-14 | 22 | 1889.5425
2020-04-14 | 23 | 1619.1124
2020-04-14 | 24 | 1361.5808
2020-04-15 | 1 | 1241.9608
2020-04-15 | 2 | 1109.2734
2020-04-15 | 3 | 1058.2027
2020-04-15 | 4 | 1016.8233
2020-04-15 | 5 | 1060.3545
2020-04-15 | 6 | 1145.5424
2020-04-15 | 7 | 925.0645
2020-04-15 | 8 | 472.355
2020-04-15 | 9 | 147.9935
2020-04-15 | 10 | -77.3072
2020-04-15 | 11 | -182.5644
2020-04-15 | 12 | -227.7055
2020-04-15 | 13 | -254.9192
2020-04-15 | 14 | -186.1416
2020-04-15 | 15 | -35.3124
2020-04-15 | 16 | 243.5752
2020-04-15 | 17 | 766.296
2020-04-15 | 18 | 1478.4126
2020-04-15 | 19 | 1814.6179
2020-04-15 | 20 | 1997.8744
2020-04-15 | 21 | 2051.2218
2020-04-15 | 22 | 1946.427
2020-04-15 | 23 | 1685.3582
2020-04-15 | 24 | 1402.2501
2020-04-16 | 1 | 1217.3788
2020-04-16 | 2 | 1109.4406
2020-04-16 | 3 | 1059.531
2020-04-16 | 4 | 1039.8221
2020-04-16 | 5 | 1069.2192
2020-04-16 | 6 | 1149.1407
2020-04-16 | 7 | 945.7942
2020-04-16 | 8 | 538.3729
2020-04-16 | 9 | 196.9757
2020-04-16 | 10 | -67.9567
2020-04-16 | 11 | -202.7049
2020-04-16 | 12 | -297.0683
2020-04-16 | 13 | -356.7863
2020-04-16 | 14 | -297.421
2020-04-16 | 15 | -180.0092
2020-04-16 | 16 | 64.9993
2020-04-16 | 17 | 563.3779
2020-04-16 | 18 | 1289.5406
2020-04-16 | 19 | 1663.8557
2020-04-16 | 20 | 1910.4561
2020-04-16 | 21 | 1976.5066
2020-04-16 | 22 | 1877.5303
2020-04-16 | 23 | 1614.0864
2020-04-16 | 24 | 1367.208
2020-04-17 | 1 | 1183.0422
2020-04-17 | 2 | 1097.6898
2020-04-17 | 3 | 1055.1264
2020-04-17 | 4 | 1031.8908
2020-04-17 | 5 | 1049.991
2020-04-17 | 6 | 1132.4848
2020-04-17 | 7 | 939.2059
2020-04-17 | 8 | 521.52
2020-04-17 | 9 | 181.0509
2020-04-17 | 10 | -43.9087
2020-04-17 | 11 | -185.024
2020-04-17 | 12 | -269.3423
2020-04-17 | 13 | -338.8423
2020-04-17 | 14 | -302.9166
2020-04-17 | 15 | -184.5747
2020-04-17 | 16 | 83.0376
2020-04-17 | 17 | 596.8306
2020-04-17 | 18 | 1312.6298
2020-04-17 | 19 | 1678.4357
2020-04-17 | 20 | 1910.3106
2020-04-17 | 21 | 1982.1472
2020-04-17 | 22 | 1870.6781
2020-04-17 | 23 | 1589.5146
2020-04-17 | 24 | 1332.1989
2020-04-18 | 1 | 1206.9371
2020-04-18 | 2 | 1124.6528
2020-04-18 | 3 | 1075.4544
2020-04-18 | 4 | 1047.4463
2020-04-18 | 5 | 1069.4052
2020-04-18 | 6 | 1121.9288
2020-04-18 | 7 | 862.8316
2020-04-18 | 8 | 394.8056
2020-04-18 | 9 | 47.7708
2020-04-18 | 10 | -181.9764
2020-04-18 | 11 | -306.2895
2020-04-18 | 12 | -393.5237
2020-04-18 | 13 | -455.5828
2020-04-18 | 14 | -419.3056
2020-04-18 | 15 | -296.164
2020-04-18 | 16 | -48.9541
2020-04-18 | 17 | 471.9961
2020-04-18 | 18 | 1186.5633
2020-04-18 | 19 | 1565.625
2020-04-18 | 20 | 1819.7606
2020-04-18 | 21 | 1917.4285
2020-04-18 | 22 | 1802.7172
2020-04-18 | 23 | 1587.0598
2020-04-18 | 24 | 1367.1516
2020-04-19 | 1 | 1176.8954
2020-04-19 | 2 | 1117.7052
2020-04-19 | 3 | 1075.3153
2020-04-19 | 4 | 1031.3602
2020-04-19 | 5 | 1027.5615
2020-04-19 | 6 | 1066.0053
2020-04-19 | 7 | 748.5126
2020-04-19 | 8 | 251.7556
2020-04-19 | 9 | -65.07
2020-04-19 | 10 | -303.5506
2020-04-19 | 11 | -427.2381
2020-04-19 | 12 | -501.3474
2020-04-19 | 13 | -561.0563
2020-04-19 | 14 | -533.6982
2020-04-19 | 15 | -403.0422
2020-04-19 | 16 | -156.4453
2020-04-19 | 17 | 377.0789
2020-04-19 | 18 | 1122.7146
2020-04-19 | 19 | 1552.3511
2020-04-19 | 20 | 1824.8359
2020-04-19 | 21 | 1926.3858
2020-04-19 | 22 | 1784.2334
2020-04-19 | 23 | 1533.2842
2020-04-19 | 24 | 1313.209
2020-04-20 | 1 | 1231.5338
2020-04-20 | 2 | 1115.9785
2020-04-20 | 3 | 1073.7899
2020-04-20 | 4 | 1050.8968
2020-04-20 | 5 | 1079.6168
2020-04-20 | 6 | 1164.5848
2020-04-20 | 7 | 969.333
2020-04-20 | 8 | 518.843
2020-04-20 | 9 | 163.699
2020-04-20 | 10 | -79.3238
2020-04-20 | 11 | -204.9142
2020-04-20 | 12 | -279.8588
2020-04-20 | 13 | -339.5568
2020-04-20 | 14 | -294.7154
2020-04-20 | 15 | -159.6074
2020-04-20 | 16 | 115.7
2020-04-20 | 17 | 638.7561
2020-04-20 | 18 | 1367.7068
2020-04-20 | 19 | 1740.9631
2020-04-20 | 20 | 1976.7912
2020-04-20 | 21 | 2032.8059
2020-04-20 | 22 | 1918.6083
2020-04-20 | 23 | 1635.8582
2020-04-20 | 24 | 1374.5153
2020-04-21 | 1 | 1232.5987
2020-04-21 | 2 | 1139.1468
2020-04-21 | 3 | 1096.5278
2020-04-21 | 4 | 1064.1198
2020-04-21 | 5 | 1082.9934
2020-04-21 | 6 | 1170.6735
2020-04-21 | 7 | 943.7613
2020-04-21 | 8 | 486.9977
2020-04-21 | 9 | 153.8758
2020-04-21 | 10 | -82.0861
2020-04-21 | 11 | -196.154
2020-04-21 | 12 | -267.1819
2020-04-21 | 13 | -319.6564
2020-04-21 | 14 | -286.9461
2020-04-21 | 15 | -147.3968
2020-04-21 | 16 | 115.9882
2020-04-21 | 17 | 609.4754
2020-04-21 | 18 | 1323.1115
2020-04-21 | 19 | 1694.2326
2020-04-21 | 20 | 1950.9574
2020-04-21 | 21 | 2000.4543
2020-04-21 | 22 | 1895.3094
2020-04-21 | 23 | 1622.9722
2020-04-21 | 24 | 1377.6953
2020-04-22 | 1 | 1279.7036
2020-04-22 | 2 | 1154.4018
2020-04-22 | 3 | 1110.3857
2020-04-22 | 4 | 1076.0671
2020-04-22 | 5 | 1094.1396
2020-04-22 | 6 | 1167.2641
2020-04-22 | 7 | 953.0262
2020-04-22 | 8 | 527.0035
2020-04-22 | 9 | 246.2484
2020-04-22 | 10 | 48.9747
2020-04-22 | 11 | -43.1422
2020-04-22 | 12 | -81.1474
2020-04-22 | 13 | -107.1714
2020-04-22 | 14 | -69.9221
2020-04-22 | 15 | 91.4279
2020-04-22 | 16 | 401.2757
2020-04-22 | 17 | 929.1164
2020-04-22 | 18 | 1622.5442
2020-04-22 | 19 | 1944.5526
2020-04-22 | 20 | 2118.6114
2020-04-22 | 21 | 2148.0582
2020-04-22 | 22 | 2033.5176
2020-04-22 | 23 | 1762.3173
2020-04-22 | 24 | 1462.6241
2020-04-23 | 1 | 1252.2007
2020-04-23 | 2 | 1120.5289
2020-04-23 | 3 | 1087.0587
2020-04-23 | 4 | 1052.2893
2020-04-23 | 5 | 1072.7214
2020-04-23 | 6 | 1151.7296
2020-04-23 | 7 | 930.1931
2020-04-23 | 8 | 542.7634
2020-04-23 | 9 | 241.1084
2020-04-23 | 10 | 47.84
2020-04-23 | 11 | -46.9481
2020-04-23 | 12 | -101.1311
2020-04-23 | 13 | -138.8996
2020-04-23 | 14 | -94.446
2020-04-23 | 15 | 56.1673
2020-04-23 | 16 | 354.2848
2020-04-23 | 17 | 871.3821
2020-04-23 | 18 | 1561.0872
2020-04-23 | 19 | 1893.1816
2020-04-23 | 20 | 2057.1475
2020-04-23 | 21 | 2138.7128
2020-04-23 | 22 | 2015.3264
2020-04-23 | 23 | 1720.0097
2020-04-23 | 24 | 1424.8903
2020-04-24 | 1 | 1189.5143
2020-04-24 | 2 | 1113.5793
2020-04-24 | 3 | 1065.2898
2020-04-24 | 4 | 1044.1088
2020-04-24 | 5 | 1074.2552
2020-04-24 | 6 | 1154.7064
2020-04-24 | 7 | 946.4525
2020-04-24 | 8 | 502.3224
2020-04-24 | 9 | 198.6413
2020-04-24 | 10 | -50.2353
2020-04-24 | 11 | -184.027
2020-04-24 | 12 | -277.7161
2020-04-24 | 13 | -356.6779
2020-04-24 | 14 | -362.051
2020-04-24 | 15 | -257.3321
2020-04-24 | 16 | 2.35
2020-04-24 | 17 | 484.7183
2020-04-24 | 18 | 1186.8946
2020-04-24 | 19 | 1571.0574
2020-04-24 | 20 | 1862.5447
2020-04-24 | 21 | 1939.4728
2020-04-24 | 22 | 1836.055
2020-04-24 | 23 | 1577.4125
2020-04-24 | 24 | 1333.8693
2020-04-25 | 1 | 1156.2536
2020-04-25 | 2 | 1127.964
2020-04-25 | 3 | 1071.6021
2020-04-25 | 4 | 1042.4316
2020-04-25 | 5 | 1046.1513
2020-04-25 | 6 | 1045.1363
2020-04-25 | 7 | 705.607
2020-04-25 | 8 | 194.7166
2020-04-25 | 9 | -108.9883
2020-04-25 | 10 | -342.9567
2020-04-25 | 11 | -462.5069
2020-04-25 | 12 | -517.6431
2020-04-25 | 13 | -585.8371
2020-04-25 | 14 | -597.1857
2020-04-25 | 15 | -484.4726
2020-04-25 | 16 | -229.7715
2020-04-25 | 17 | 301.4292
2020-04-25 | 18 | 1043.2922
2020-04-25 | 19 | 1486.6699
2020-04-25 | 20 | 1778.5025
2020-04-25 | 21 | 1881.0529
2020-04-25 | 22 | 1746.1902
2020-04-25 | 23 | 1505.9927
2020-04-25 | 24 | 1297.214
2020-04-26 | 1 | 1181.8853
2020-04-26 | 2 | 1120.4889
2020-04-26 | 3 | 1078.0047
2020-04-26 | 4 | 1048.2919
2020-04-26 | 5 | 1059.0172
2020-04-26 | 6 | 1099.1972
2020-04-26 | 7 | 791.7404
2020-04-26 | 8 | 297.6928
2020-04-26 | 9 | 14.8385
2020-04-26 | 10 | -163.835
2020-04-26 | 11 | -291.03
2020-04-26 | 12 | -389.3148
2020-04-26 | 13 | -483.1051
2020-04-26 | 14 | -502.7032
2020-04-26 | 15 | -397.7725
2020-04-26 | 16 | -164.856
2020-04-26 | 17 | 343.753
2020-04-26 | 18 | 1052.4216
2020-04-26 | 19 | 1454.1016
2020-04-26 | 20 | 1741.0469
2020-04-26 | 21 | 1872.7567
2020-04-26 | 22 | 1753.5616
2020-04-26 | 23 | 1534.2204
2020-04-26 | 24 | 1320.18
2020-04-27 | 1 | 1225.5472
2020-04-27 | 2 | 1112.595
2020-04-27 | 3 | 1071.9802
2020-04-27 | 4 | 1040.6236
2020-04-27 | 5 | 1066.4542
2020-04-27 | 6 | 1155.6749
2020-04-27 | 7 | 945.8344
2020-04-27 | 8 | 499.3682
2020-04-27 | 9 | 197.2675
2020-04-27 | 10 | -30.5596
2020-04-27 | 11 | -153.4611
2020-04-27 | 12 | -223.3899
2020-04-27 | 13 | -290.5529
2020-04-27 | 14 | -281.6395
2020-04-27 | 15 | -161.4078
2020-04-27 | 16 | 94.124
2020-04-27 | 17 | 573.6352
2020-04-27 | 18 | 1270.1534
2020-04-27 | 19 | 1672.963
2020-04-27 | 20 | 1935.3119
2020-04-27 | 21 | 1991.4629
2020-04-27 | 22 | 1890.5781
2020-04-27 | 23 | 1620.7069
2020-04-27 | 24 | 1364.4164
2020-04-28 | 1 | 1214.7598
2020-04-28 | 2 | 1106.4274
2020-04-28 | 3 | 1076.0689
2020-04-28 | 4 | 1055.6779
2020-04-28 | 5 | 1076.371
2020-04-28 | 6 | 1158.108
2020-04-28 | 7 | 958.1865
2020-04-28 | 8 | 520.0807
2020-04-28 | 9 | 229.3201
2020-04-28 | 10 | 19.8754
2020-04-28 | 11 | -103.0658
2020-04-28 | 12 | -169.0554
2020-04-28 | 13 | -238.8729
2020-04-28 | 14 | -214.0281
2020-04-28 | 15 | -82.3707
2020-04-28 | 16 | 188.016
2020-04-28 | 17 | 668.5133
2020-04-28 | 18 | 1366.4714
2020-04-28 | 19 | 1742.5083
2020-04-28 | 20 | 1985.9319
2020-04-28 | 21 | 2025.0524
2020-04-28 | 22 | 1905.7859
2020-04-28 | 23 | 1619.7942
2020-04-28 | 24 | 1365.0816
2020-04-29 | 1 | 1191.0122
2020-04-29 | 2 | 1115.365
2020-04-29 | 3 | 1066.1504
2020-04-29 | 4 | 1044.6365
2020-04-29 | 5 | 1074.6421
2020-04-29 | 6 | 1153.0847
2020-04-29 | 7 | 940.6155
2020-04-29 | 8 | 486.7515
2020-04-29 | 9 | 175.1311
2020-04-29 | 10 | -74.9664
2020-04-29 | 11 | -208.022
2020-04-29 | 12 | -299.4381
2020-04-29 | 13 | -378.3593
2020-04-29 | 14 | -381.4277
2020-04-29 | 15 | -265.0369
2020-04-29 | 16 | -1.6823
2020-04-29 | 17 | 480.7509
2020-04-29 | 18 | 1181.6777
2020-04-29 | 19 | 1565.4809
2020-04-29 | 20 | 1859.6572
2020-04-29 | 21 | 1937.6983
2020-04-29 | 22 | 1836.2055
2020-04-29 | 23 | 1579.3953
2020-04-29 | 24 | 1334.8791
2020-04-30 | 1 | 1212.9724
2020-04-30 | 2 | 1123.2945
2020-04-30 | 3 | 1084.3177
2020-04-30 | 4 | 1057.305
2020-04-30 | 5 | 1071.4272
2020-04-30 | 6 | 1154.9514
2020-04-30 | 7 | 941.9285
2020-04-30 | 8 | 492.4515
2020-04-30 | 9 | 177.4895
2020-04-30 | 10 | -52.5614
2020-04-30 | 11 | -178.2484
2020-04-30 | 12 | -257.7085
2020-04-30 | 13 | -333.7716
2020-04-30 | 14 | -320.6318
2020-04-30 | 15 | -205.9756
2020-04-30 | 16 | 68.2967
2020-04-30 | 17 | 557.5626
2020-04-30 | 18 | 1270.7227
2020-04-30 | 19 | 1649.8128
2020-04-30 | 20 | 1909.8709
2020-04-30 | 21 | 1991.3385
2020-04-30 | 22 | 1888.8622
2020-04-30 | 23 | 1615.1849
2020-04-30 | 24 | 1366.4154
2020-05-01 | 1 | 1300.5063
2020-05-01 | 2 | 1178.2988
2020-05-01 | 3 | 1118.2314
2020-05-01 | 4 | 1095.454
2020-05-01 | 5 | 1114.5292
2020-05-01 | 6 | 1065.2529
2020-05-01 | 7 | 771.2586
2020-05-01 | 8 | 513.5261
2020-05-01 | 9 | 332.1627
2020-05-01 | 10 | 168.7301
2020-05-01 | 11 | 81.9009
2020-05-01 | 12 | 28.5761
2020-05-01 | 13 | 31.9673
2020-05-01 | 14 | 73.4561
2020-05-01 | 15 | 257.4021
2020-05-01 | 16 | 562.3341
2020-05-01 | 17 | 1002.7946
2020-05-01 | 18 | 1707.0598
2020-05-01 | 19 | 2129.2585
2020-05-01 | 20 | 2218.2376
2020-05-01 | 21 | 2287.257
2020-05-01 | 22 | 2136.2919
2020-05-01 | 23 | 1834.7054
2020-05-01 | 24 | 1493.2355
2020-05-02 | 1 | 1138.1137
2020-05-02 | 2 | 1089.5819
2020-05-02 | 3 | 1046.1555
2020-05-02 | 4 | 1020.9559
2020-05-02 | 5 | 1025.6348
2020-05-02 | 6 | 953.8135
2020-05-02 | 7 | 569.7221
2020-05-02 | 8 | 204.942
2020-05-02 | 9 | -32.0409
2020-05-02 | 10 | -233.4861
2020-05-02 | 11 | -388.0273
2020-05-02 | 12 | -502.2437
2020-05-02 | 13 | -556.4181
2020-05-02 | 14 | -575.666
2020-05-02 | 15 | -441.5926
2020-05-02 | 16 | -195.2299
2020-05-02 | 17 | 244.2911
2020-05-02 | 18 | 970.7061
2020-05-02 | 19 | 1470.6123
2020-05-02 | 20 | 1683.4831
2020-05-02 | 21 | 1862.1188
2020-05-02 | 22 | 1741.5171
2020-05-02 | 23 | 1501.3424
2020-05-02 | 24 | 1269.6831
2020-05-03 | 1 | 1144.745
2020-05-03 | 2 | 1082.4176
2020-05-03 | 3 | 1012.6965
2020-05-03 | 4 | 997.5352
2020-05-03 | 5 | 1019.9093
2020-05-03 | 6 | 960.8441
2020-05-03 | 7 | 598.9715
2020-05-03 | 8 | 244.9125
2020-05-03 | 9 | -9.7575
2020-05-03 | 10 | -227.4259
2020-05-03 | 11 | -374.3668
2020-05-03 | 12 | -487.3439
2020-05-03 | 13 | -522.0653
2020-05-03 | 14 | -532.1942
2020-05-03 | 15 | -424.5996
2020-05-03 | 16 | -200.1587
2020-05-03 | 17 | 209.8962
2020-05-03 | 18 | 953.1428
2020-05-03 | 19 | 1444.0115
2020-05-03 | 20 | 1686.2526
2020-05-03 | 21 | 1859.0863
2020-05-03 | 22 | 1733.0018
2020-05-03 | 23 | 1507.8829
2020-05-03 | 24 | 1268.1522
2020-05-04 | 1 | 1190.6906
2020-05-04 | 2 | 1082.0935
2020-05-04 | 3 | 1050.1844
2020-05-04 | 4 | 1037.9606
2020-05-04 | 5 | 1054.1517
2020-05-04 | 6 | 1033.3812
2020-05-04 | 7 | 749.9907
2020-05-04 | 8 | 438.3715
2020-05-04 | 9 | 213.7581
2020-05-04 | 10 | 1.2621
2020-05-04 | 11 | -165.0809
2020-05-04 | 12 | -289.3371
2020-05-04 | 13 | -342.7162
2020-05-04 | 14 | -348.5961
2020-05-04 | 15 | -224.5618
2020-05-04 | 16 | 24.9534
2020-05-04 | 17 | 417.2527
2020-05-04 | 18 | 1113.063
2020-05-04 | 19 | 1586.0881
2020-05-04 | 20 | 1797.4636
2020-05-04 | 21 | 1945.1813
2020-05-04 | 22 | 1847.3205
2020-05-04 | 23 | 1565.6412
2020-05-04 | 24 | 1311.0049
2020-05-05 | 1 | 1182.897
2020-05-05 | 2 | 1097.053
2020-05-05 | 3 | 1055.196
2020-05-05 | 4 | 1038.5448
2020-05-05 | 5 | 1050.3961
2020-05-05 | 6 | 1015.4951
2020-05-05 | 7 | 695.9093
2020-05-05 | 8 | 366.8585
2020-05-05 | 9 | 144.688
2020-05-05 | 10 | -58.5136
2020-05-05 | 11 | -229.8319
2020-05-05 | 12 | -358.5105
2020-05-05 | 13 | -403.2847
2020-05-05 | 14 | -410.8499
2020-05-05 | 15 | -291.4782
2020-05-05 | 16 | -30.4385
2020-05-05 | 17 | 394.7317
2020-05-05 | 18 | 1104.1312
2020-05-05 | 19 | 1579.8985
2020-05-05 | 20 | 1783.8721
2020-05-05 | 21 | 1931.689
2020-05-05 | 22 | 1828.3705
2020-05-05 | 23 | 1558.6196
2020-05-05 | 24 | 1311.2013
2020-05-06 | 1 | 1198.5212
2020-05-06 | 2 | 1101.0604
2020-05-06 | 3 | 1073.6195
2020-05-06 | 4 | 1053.2652
2020-05-06 | 5 | 1073.0823
2020-05-06 | 6 | 1030.1523
2020-05-06 | 7 | 723.5073
2020-05-06 | 8 | 431.6843
2020-05-06 | 9 | 200.84
2020-05-06 | 10 | -23.8363
2020-05-06 | 11 | -189.2573
2020-05-06 | 12 | -312.1394
2020-05-06 | 13 | -340.8853
2020-05-06 | 14 | -328.6991
2020-05-06 | 15 | -187.0338
2020-05-06 | 16 | 66.9018
2020-05-06 | 17 | 475.7849
2020-05-06 | 18 | 1191.1555
2020-05-06 | 19 | 1652.745
2020-05-06 | 20 | 1808.8159
2020-05-06 | 21 | 1956.827
2020-05-06 | 22 | 1887.4725
2020-05-06 | 23 | 1609.5383
2020-05-06 | 24 | 1338.7046
2020-05-07 | 1 | 1244.407
2020-05-07 | 2 | 1171.1447
2020-05-07 | 3 | 1112.9254
2020-05-07 | 4 | 1085.948
2020-05-07 | 5 | 1099.658
2020-05-07 | 6 | 1072.5216
2020-05-07 | 7 | 779.905
2020-05-07 | 8 | 506.9146
2020-05-07 | 9 | 307.6371
2020-05-07 | 10 | 139.997
2020-05-07 | 11 | 17.5178
2020-05-07 | 12 | -61.0316
2020-05-07 | 13 | -71.2742
2020-05-07 | 14 | -52.6188
2020-05-07 | 15 | 87.5184
2020-05-07 | 16 | 347.1558
2020-05-07 | 17 | 750.9672
2020-05-07 | 18 | 1436.0542
2020-05-07 | 19 | 1845.1359
2020-05-07 | 20 | 1980.0919
2020-05-07 | 21 | 2073.5189
2020-05-07 | 22 | 1974.6274
2020-05-07 | 23 | 1709.0016
2020-05-07 | 24 | 1402.2995
2020-05-08 | 1 | 1160.168
2020-05-08 | 2 | 1058.4994
2020-05-08 | 3 | 1013.5143
2020-05-08 | 4 | 1002.4522
2020-05-08 | 5 | 1018.6233
2020-05-08 | 6 | 986.1661
2020-05-08 | 7 | 678.719
2020-05-08 | 8 | 378.9274
2020-05-08 | 9 | 164.7215
2020-05-08 | 10 | -41.6428
2020-05-08 | 11 | -208.6568
2020-05-08 | 12 | -349.2225
2020-05-08 | 13 | -396.5361
2020-05-08 | 14 | -407.7815
2020-05-08 | 15 | -290.7494
2020-05-08 | 16 | -40.5441
2020-05-08 | 17 | 343.3284
2020-05-08 | 18 | 1016.9953
2020-05-08 | 19 | 1466.1797
2020-05-08 | 20 | 1675.6278
2020-05-08 | 21 | 1844.6153
2020-05-08 | 22 | 1759.4575
2020-05-08 | 23 | 1525.2474
2020-05-08 | 24 | 1289.1985
2020-05-09 | 1 | 1142.0911
2020-05-09 | 2 | 1081.2831
2020-05-09 | 3 | 1023.9416
2020-05-09 | 4 | 998.4252
2020-05-09 | 5 | 994.6489
2020-05-09 | 6 | 895.4989
2020-05-09 | 7 | 479.9886
2020-05-09 | 8 | 124.2098
2020-05-09 | 9 | -63.6032
2020-05-09 | 10 | -310.0297
2020-05-09 | 11 | -458.0443
2020-05-09 | 12 | -565.4886
2020-05-09 | 13 | -607.968
2020-05-09 | 14 | -641.7658
2020-05-09 | 15 | -530.3366
2020-05-09 | 16 | -283.0106
2020-05-09 | 17 | 149.8232
2020-05-09 | 18 | 866.2407
2020-05-09 | 19 | 1359.2176
2020-05-09 | 20 | 1581.6688
2020-05-09 | 21 | 1786.5419
2020-05-09 | 22 | 1695.7428
2020-05-09 | 23 | 1483.2803
2020-05-09 | 24 | 1270.7043
2020-05-10 | 1 | 1133.7575
2020-05-10 | 2 | 1090.456
2020-05-10 | 3 | 1029.3984
2020-05-10 | 4 | 1004.255
2020-05-10 | 5 | 1000.1036
2020-05-10 | 6 | 913.2668
2020-05-10 | 7 | 494.9619
2020-05-10 | 8 | 138.2224
2020-05-10 | 9 | -75.584
2020-05-10 | 10 | -261.996
2020-05-10 | 11 | -420.621
2020-05-10 | 12 | -540.5194
2020-05-10 | 13 | -609.7627
2020-05-10 | 14 | -651.1704
2020-05-10 | 15 | -526.3588
2020-05-10 | 16 | -303.3253
2020-05-10 | 17 | 141.013
2020-05-10 | 18 | 850.8042
2020-05-10 | 19 | 1372.1506
2020-05-10 | 20 | 1610.7734
2020-05-10 | 21 | 1815.9968
2020-05-10 | 22 | 1704.9317
2020-05-10 | 23 | 1473.9878
2020-05-10 | 24 | 1261.3691
2020-05-11 | 1 | 1222.9479
2020-05-11 | 2 | 1124.1053
2020-05-11 | 3 | 1079.3263
2020-05-11 | 4 | 1057.1769
2020-05-11 | 5 | 1072.3219
2020-05-11 | 6 | 1050.1491
2020-05-11 | 7 | 772.7041
2020-05-11 | 8 | 492.1129
2020-05-11 | 9 | 267.2667
2020-05-11 | 10 | 75.3001
2020-05-11 | 11 | -61.561
2020-05-11 | 12 | -152.6958
2020-05-11 | 13 | -179.1638
2020-05-11 | 14 | -168.3766
2020-05-11 | 15 | -41.5897
2020-05-11 | 16 | 213.0395
2020-05-11 | 17 | 619.0504
2020-05-11 | 18 | 1312.279
2020-05-11 | 19 | 1761.6475
2020-05-11 | 20 | 1940.2859
2020-05-11 | 21 | 2043.6011
2020-05-11 | 22 | 1933.0339
2020-05-11 | 23 | 1645.2334
2020-05-11 | 24 | 1358.7971
2020-05-12 | 1 | 1211.1613
2020-05-12 | 2 | 1099.3124
2020-05-12 | 3 | 1054.5566
2020-05-12 | 4 | 1033.7846
2020-05-12 | 5 | 1046.8622
2020-05-12 | 6 | 1013.1054
2020-05-12 | 7 | 706.3894
2020-05-12 | 8 | 399.5347
2020-05-12 | 9 | 194.1853
2020-05-12 | 10 | 4.6715
2020-05-12 | 11 | -114.6653
2020-05-12 | 12 | -203.8046
2020-05-12 | 13 | -227.8535
2020-05-12 | 14 | -222.2613
2020-05-12 | 15 | -74.9391
2020-05-12 | 16 | 199.972
2020-05-12 | 17 | 609.0705
2020-05-12 | 18 | 1311.4551
2020-05-12 | 19 | 1778.5581
2020-05-12 | 20 | 1957.7194
2020-05-12 | 21 | 2052.2977
2020-05-12 | 22 | 1941.4432
2020-05-12 | 23 | 1649.5397
2020-05-12 | 24 | 1357.7884
2020-05-13 | 1 | 1224.1098
2020-05-13 | 2 | 1087.3506
2020-05-13 | 3 | 1047.8347
2020-05-13 | 4 | 1029.2777
2020-05-13 | 5 | 1046.1466
2020-05-13 | 6 | 1023.5759
2020-05-13 | 7 | 732.6083
2020-05-13 | 8 | 456.711
2020-05-13 | 9 | 248.3076
2020-05-13 | 10 | 65.5418
2020-05-13 | 11 | -57.67
2020-05-13 | 12 | -144.6825
2020-05-13 | 13 | -161.5588
2020-05-13 | 14 | -149.1376
2020-05-13 | 15 | -0.76417
2020-05-13 | 16 | 281.7874
2020-05-13 | 17 | 705.5335
2020-05-13 | 18 | 1396.6261
2020-05-13 | 19 | 1833.375
2020-05-13 | 20 | 1996.2113
2020-05-13 | 21 | 2108.0749
2020-05-13 | 22 | 1986.3128
2020-05-13 | 23 | 1687.6862
2020-05-13 | 24 | 1371.2107
2020-05-14 | 1 | 1170.7054
2020-05-14 | 2 | 1089.7381
2020-05-14 | 3 | 1048.8284
2020-05-14 | 4 | 1026.575
2020-05-14 | 5 | 1031.9001
2020-05-14 | 6 | 970.0621
2020-05-14 | 7 | 614.0969
2020-05-14 | 8 | 283.8943
2020-05-14 | 9 | 48.5915
2020-05-14 | 10 | -159.6924
2020-05-14 | 11 | -286.52
2020-05-14 | 12 | -409.4489
2020-05-14 | 13 | -460.7157
2020-05-14 | 14 | -484.7329
2020-05-14 | 15 | -359.2369
2020-05-14 | 16 | -93.1218
2020-05-14 | 17 | 289.1667
2020-05-14 | 18 | 973.7793
2020-05-14 | 19 | 1464.8009
2020-05-14 | 20 | 1684.5118
2020-05-14 | 21 | 1831.9819
2020-05-14 | 22 | 1756.4609
2020-05-14 | 23 | 1526.516
2020-05-14 | 24 | 1294.5522
2020-05-15 | 1 | 1216.0662
2020-05-15 | 2 | 1121.6776
2020-05-15 | 3 | 1075.2579
2020-05-15 | 4 | 1057.3286
2020-05-15 | 5 | 1070.4771
2020-05-15 | 6 | 1040.1492
2020-05-15 | 7 | 726.2724
2020-05-15 | 8 | 431.644
2020-05-15 | 9 | 258.4436
2020-05-15 | 10 | 78.431
2020-05-15 | 11 | -51.8387
2020-05-15 | 12 | -158.7501
2020-05-15 | 13 | -197.4448
2020-05-15 | 14 | -219.4146
2020-05-15 | 15 | -102.1662
2020-05-15 | 16 | 150.7407
2020-05-15 | 17 | 550.1286
2020-05-15 | 18 | 1237.8628
2020-05-15 | 19 | 1685.5101
2020-05-15 | 20 | 1850.666
2020-05-15 | 21 | 1990.9093
2020-05-15 | 22 | 1903.6357
2020-05-15 | 23 | 1642.3215
2020-05-15 | 24 | 1366.0697
2020-05-16 | 1 | 1129.9198
2020-05-16 | 2 | 1058.1658
2020-05-16 | 3 | 1017.9155
2020-05-16 | 4 | 1005.9036
2020-05-16 | 5 | 1015.5831
2020-05-16 | 6 | 942.3483
2020-05-16 | 7 | 570.4922
2020-05-16 | 8 | 223.875
2020-05-16 | 9 | 25.2419
2020-05-16 | 10 | -157.9271
2020-05-16 | 11 | -275.0127
2020-05-16 | 12 | -374.7721
2020-05-16 | 13 | -428.1418
2020-05-16 | 14 | -470.5654
2020-05-16 | 15 | -394.1658
2020-05-16 | 16 | -189.594
2020-05-16 | 17 | 208.4253
2020-05-16 | 18 | 896.6559
2020-05-16 | 19 | 1373.2792
2020-05-16 | 20 | 1619.0947
2020-05-16 | 21 | 1841.5166
2020-05-16 | 22 | 1721.7416
2020-05-16 | 23 | 1481.4131
2020-05-16 | 24 | 1258.3178
2020-05-17 | 1 | 1150.1896
2020-05-17 | 2 | 1076.8135
2020-05-17 | 3 | 1024.5078
2020-05-17 | 4 | 1009.7498
2020-05-17 | 5 | 1021.7518
2020-05-17 | 6 | 959.766
2020-05-17 | 7 | 572.5401
2020-05-17 | 8 | 228.4969
2020-05-17 | 9 | 32.3065
2020-05-17 | 10 | -133.2011
2020-05-17 | 11 | -252.7278
2020-05-17 | 12 | -326.3537
2020-05-17 | 13 | -352.3725
2020-05-17 | 14 | -388.919
2020-05-17 | 15 | -291.5265
2020-05-17 | 16 | -69.1846
2020-05-17 | 17 | 328.8394
2020-05-17 | 18 | 1001.2872
2020-05-17 | 19 | 1481.2948
2020-05-17 | 20 | 1684.4886
2020-05-17 | 21 | 1900.6589
2020-05-17 | 22 | 1775.8205
2020-05-17 | 23 | 1513.2501
2020-05-17 | 24 | 1275.3396
2020-05-18 | 1 | 1160.2343
2020-05-18 | 2 | 1085.0618
2020-05-18 | 3 | 1039.1915
2020-05-18 | 4 | 1017.3647
2020-05-18 | 5 | 1040.4265
2020-05-18 | 6 | 1008.3656
2020-05-18 | 7 | 714.7398
2020-05-18 | 8 | 410.2635
2020-05-18 | 9 | 229.6372
2020-05-18 | 10 | 25.6353
2020-05-18 | 11 | -129.5508
2020-05-18 | 12 | -274.3288
2020-05-18 | 13 | -310.526
2020-05-18 | 14 | -338.1161
2020-05-18 | 15 | -261.6196
2020-05-18 | 16 | -48.1432
2020-05-18 | 17 | 314.9168
2020-05-18 | 18 | 978.0885
2020-05-18 | 19 | 1457.4817
2020-05-18 | 20 | 1708.0033
2020-05-18 | 21 | 1859.8252
2020-05-18 | 22 | 1766.0737
2020-05-18 | 23 | 1517.1687
2020-05-18 | 24 | 1277.6207
2020-05-19 | 1 | 1199.9079
2020-05-19 | 2 | 1143.0775
2020-05-19 | 3 | 1096.2742
2020-05-19 | 4 | 1076.837
2020-05-19 | 5 | 1088.2694
2020-05-19 | 6 | 1054.5454
2020-05-19 | 7 | 736.224
2020-05-19 | 8 | 435.1357
2020-05-19 | 9 | 246.1314
2020-05-19 | 10 | 46.1783
2020-05-19 | 11 | -105.8397
2020-05-19 | 12 | -227.0684
2020-05-19 | 13 | -266.5733
2020-05-19 | 14 | -273.3836
2020-05-19 | 15 | -170.7694
2020-05-19 | 16 | 65.3871
2020-05-19 | 17 | 463.559
2020-05-19 | 18 | 1143.6654
2020-05-19 | 19 | 1604.874
2020-05-19 | 20 | 1811.8915
2020-05-19 | 21 | 1965.4577
2020-05-19 | 22 | 1867.7436
2020-05-19 | 23 | 1591.9901
2020-05-19 | 24 | 1329.5627
2020-05-20 | 1 | 1138.3499
2020-05-20 | 2 | 1089.6085
2020-05-20 | 3 | 1061.807
2020-05-20 | 4 | 1047.2078
2020-05-20 | 5 | 1065.0123
2020-05-20 | 6 | 1022.7084
2020-05-20 | 7 | 697.2025
2020-05-20 | 8 | 374.8381
2020-05-20 | 9 | 175.007
2020-05-20 | 10 | -14.9187
2020-05-20 | 11 | -174.1224
2020-05-20 | 12 | -295.5842
2020-05-20 | 13 | -332.4859
2020-05-20 | 14 | -343.8528
2020-05-20 | 15 | -250.3766
2020-05-20 | 16 | -9.7883
2020-05-20 | 17 | 359.2258
2020-05-20 | 18 | 1027.1227
2020-05-20 | 19 | 1481.8595
2020-05-20 | 20 | 1701.5865
2020-05-20 | 21 | 1861.7807
2020-05-20 | 22 | 1768.0717
2020-05-20 | 23 | 1511.738
2020-05-20 | 24 | 1270.7516
2020-05-21 | 1 | 1243.2262
2020-05-21 | 2 | 1121.3744
2020-05-21 | 3 | 1077.4879
2020-05-21 | 4 | 1056.8099
2020-05-21 | 5 | 1077.2386
2020-05-21 | 6 | 1046.6914
2020-05-21 | 7 | 755.8086
2020-05-21 | 8 | 482.6816
2020-05-21 | 9 | 311.9434
2020-05-21 | 10 | 159.0496
2020-05-21 | 11 | 55.49
2020-05-21 | 12 | -25.1934
2020-05-21 | 13 | -43.0281
2020-05-21 | 14 | -34.4156
2020-05-21 | 15 | 80.7755
2020-05-21 | 16 | 343.3091
2020-05-21 | 17 | 748.6057
2020-05-21 | 18 | 1431.5902
2020-05-21 | 19 | 1846.5853
2020-05-21 | 20 | 1994.1918
2020-05-21 | 21 | 2115.3428
2020-05-21 | 22 | 2003.91
2020-05-21 | 23 | 1719.1586
2020-05-21 | 24 | 1399.5608
2020-05-22 | 1 | 1176.5493
2020-05-22 | 2 | 1109.643
2020-05-22 | 3 | 1067.6595
2020-05-22 | 4 | 1043.0804
2020-05-22 | 5 | 1053.9886
2020-05-22 | 6 | 1017.5401
2020-05-22 | 7 | 678.0837
2020-05-22 | 8 | 358.4751
2020-05-22 | 9 | 135.1403
2020-05-22 | 10 | -63.0832
2020-05-22 | 11 | -185.2613
2020-05-22 | 12 | -279.7037
2020-05-22 | 13 | -338.0767
2020-05-22 | 14 | -348.465
2020-05-22 | 15 | -217.9438
2020-05-22 | 16 | 14.8399
2020-05-22 | 17 | 414.3561
2020-05-22 | 18 | 1097.6889
2020-05-22 | 19 | 1541.4489
2020-05-22 | 20 | 1737.0663
2020-05-22 | 21 | 1907.3395
2020-05-22 | 22 | 1833.4015
2020-05-22 | 23 | 1568.1446
2020-05-22 | 24 | 1312.6987
2020-05-23 | 1 | 1125.8095
2020-05-23 | 2 | 1078.3024
2020-05-23 | 3 | 1031.4149
2020-05-23 | 4 | 1000.739
2020-05-23 | 5 | 999.1791
2020-05-23 | 6 | 899.0869
2020-05-23 | 7 | 470.3962
2020-05-23 | 8 | 97.2842
2020-05-23 | 9 | -112.8243
2020-05-23 | 10 | -282.7433
2020-05-23 | 11 | -389.7321
2020-05-23 | 12 | -502.6653
2020-05-23 | 13 | -573.8132
2020-05-23 | 14 | -615.8901
2020-05-23 | 15 | -505.3938
2020-05-23 | 16 | -315.0489
2020-05-23 | 17 | 70.9242
2020-05-23 | 18 | 783.5811
2020-05-23 | 19 | 1280.2629
2020-05-23 | 20 | 1528.6249
2020-05-23 | 21 | 1757.685
2020-05-23 | 22 | 1671.2714
2020-05-23 | 23 | 1456.2122
2020-05-23 | 24 | 1250.9295
2020-05-24 | 1 | 1143.1448
2020-05-24 | 2 | 1089.1347
2020-05-24 | 3 | 1038.3141
2020-05-24 | 4 | 1021.9879
2020-05-24 | 5 | 1023.7273
2020-05-24 | 6 | 918.9189
2020-05-24 | 7 | 496.7683
2020-05-24 | 8 | 126.1945
2020-05-24 | 9 | -69.7859
2020-05-24 | 10 | -282.2403
2020-05-24 | 11 | -398.8384
2020-05-24 | 12 | -501.7809
2020-05-24 | 13 | -567.0591
2020-05-24 | 14 | -617.2945
2020-05-24 | 15 | -522.9332
2020-05-24 | 16 | -341.2518
2020-05-24 | 17 | 59.5682
2020-05-24 | 18 | 768.1915
2020-05-24 | 19 | 1263.6802
2020-05-24 | 20 | 1486.443
2020-05-24 | 21 | 1734.4534
2020-05-24 | 22 | 1656.4044
2020-05-24 | 23 | 1461.9827
2020-05-24 | 24 | 1266.6103
2020-05-25 | 1 | 1148.231
2020-05-25 | 2 | 1086.7413
2020-05-25 | 3 | 1036.2698
2020-05-25 | 4 | 1019.5421
2020-05-25 | 5 | 1031.6529
2020-05-25 | 6 | 959.4775
2020-05-25 | 7 | 572.0911
2020-05-25 | 8 | 219.806
2020-05-25 | 9 | 46.6877
2020-05-25 | 10 | -116.6482
2020-05-25 | 11 | -219.5045
2020-05-25 | 12 | -320.0472
2020-05-25 | 13 | -402.7623
2020-05-25 | 14 | -451.8858
2020-05-25 | 15 | -348.3857
2020-05-25 | 16 | -132.98
2020-05-25 | 17 | 270.5046
2020-05-25 | 18 | 968.3284
2020-05-25 | 19 | 1471.8369
2020-05-25 | 20 | 1686.1489
2020-05-25 | 21 | 1855.1264
2020-05-25 | 22 | 1770.3246
2020-05-25 | 23 | 1512.039
2020-05-25 | 24 | 1273.705
2020-05-26 | 1 | 1392.7376
2020-05-26 | 2 | 1213.0596
2020-05-26 | 3 | 1160.7932
2020-05-26 | 4 | 1132.5107
2020-05-26 | 5 | 1140.2482
2020-05-26 | 6 | 1072.1227
2020-05-26 | 7 | 713.263
2020-05-26 | 8 | 424.7357
2020-05-26 | 9 | 259.1759
2020-05-26 | 10 | 119.2282
2020-05-26 | 11 | 66.6641
2020-05-26 | 12 | 47.4686
2020-05-26 | 13 | 43.1565
2020-05-26 | 14 | 85.8588
2020-05-26 | 15 | 287.2345
2020-05-26 | 16 | 582.1739
2020-05-26 | 17 | 1024.0682
2020-05-26 | 18 | 1727.0384
2020-05-26 | 19 | 2162.3632
2020-05-26 | 20 | 2212.0715
2020-05-26 | 21 | 2289.1824
2020-05-26 | 22 | 2215.091
2020-05-26 | 23 | 1946.5851
2020-05-26 | 24 | 1608.8933
2020-05-27 | 1 | 1198.5408
2020-05-27 | 2 | 1102.3249
2020-05-27 | 3 | 1058.1931
2020-05-27 | 4 | 1045.4368
2020-05-27 | 5 | 1056.8481
2020-05-27 | 6 | 1031.0598
2020-05-27 | 7 | 745.8005
2020-05-27 | 8 | 448.0775
2020-05-27 | 9 | 211.4363
2020-05-27 | 10 | 3.1602
2020-05-27 | 11 | -89.9589
2020-05-27 | 12 | -187.5808
2020-05-27 | 13 | -248.3767
2020-05-27 | 14 | -256.4399
2020-05-27 | 15 | -110.2532
2020-05-27 | 16 | 124.8216
2020-05-27 | 17 | 521.237
2020-05-27 | 18 | 1213.03
2020-05-27 | 19 | 1650.7776
2020-05-27 | 20 | 1835.3638
2020-05-27 | 21 | 1998.0167
2020-05-27 | 22 | 1897.0751
2020-05-27 | 23 | 1617.1335
2020-05-27 | 24 | 1335.6351
2020-05-28 | 1 | 1182.9339
2020-05-28 | 2 | 1098.9066
2020-05-28 | 3 | 1072.5696
2020-05-28 | 4 | 1053.2116
2020-05-28 | 5 | 1058.0977
2020-05-28 | 6 | 1018.2412
2020-05-28 | 7 | 711.4371
2020-05-28 | 8 | 388.9092
2020-05-28 | 9 | 159.6061
2020-05-28 | 10 | -34.6196
2020-05-28 | 11 | -155.9043
2020-05-28 | 12 | -254.8189
2020-05-28 | 13 | -323.3288
2020-05-28 | 14 | -341.1985
2020-05-28 | 15 | -202.6417
2020-05-28 | 16 | 19.8987
2020-05-28 | 17 | 418.3064
2020-05-28 | 18 | 1108.3042
2020-05-28 | 19 | 1582.7833
2020-05-28 | 20 | 1815.1607
2020-05-28 | 21 | 1954.2053
2020-05-28 | 22 | 1846.941
2020-05-28 | 23 | 1558.4509
2020-05-28 | 24 | 1301.0636
2020-05-29 | 1 | 1162.0023
2020-05-29 | 2 | 1077.2434
2020-05-29 | 3 | 1035.8693
2020-05-29 | 4 | 1015.9172
2020-05-29 | 5 | 1030.9743
2020-05-29 | 6 | 1009.6617
2020-05-29 | 7 | 715.5979
2020-05-29 | 8 | 376.387
2020-05-29 | 9 | 148.9262
2020-05-29 | 10 | -46.1167
2020-05-29 | 11 | -180.5644
2020-05-29 | 12 | -303.7733
2020-05-29 | 13 | -348.3225
2020-05-29 | 14 | -364.3351
2020-05-29 | 15 | -241.9927
2020-05-29 | 16 | -19.0172
2020-05-29 | 17 | 362.1183
2020-05-29 | 18 | 1054.0572
2020-05-29 | 19 | 1534.7691
2020-05-29 | 20 | 1767.8001
2020-05-29 | 21 | 1909.4452
2020-05-29 | 22 | 1815.9191
2020-05-29 | 23 | 1543.5765
2020-05-29 | 24 | 1294.1754
2020-05-30 | 1 | 1126.1096
2020-05-30 | 2 | 1078.3769
2020-05-30 | 3 | 1031.1891
2020-05-30 | 4 | 1000.5075
2020-05-30 | 5 | 999.2072
2020-05-30 | 6 | 899.2763
2020-05-30 | 7 | 469.7786
2020-05-30 | 8 | 95.6838
2020-05-30 | 9 | -90.2454
2020-05-30 | 10 | -282.0672
2020-05-30 | 11 | -391.0922
2020-05-30 | 12 | -506.3061
2020-05-30 | 13 | -576.8643
2020-05-30 | 14 | -620.7883
2020-05-30 | 15 | -513.725
2020-05-30 | 16 | -326.091
2020-05-30 | 17 | 60.2932
2020-05-30 | 18 | 766.979
2020-05-30 | 19 | 1272.0248
2020-05-30 | 20 | 1523.647
2020-05-30 | 21 | 1755.2119
2020-05-30 | 22 | 1669.8121
2020-05-30 | 23 | 1455.0715
2020-05-30 | 24 | 1250.4201
2020-05-31 | 1 | 1139.6115
2020-05-31 | 2 | 1090.0003
2020-05-31 | 3 | 1038.8733
2020-05-31 | 4 | 1022.487
2020-05-31 | 5 | 1023.5926
2020-05-31 | 6 | 918.9649
2020-05-31 | 7 | 495.2946
2020-05-31 | 8 | 123.9323
2020-05-31 | 9 | -90.2929
2020-05-31 | 10 | -279.7851
2020-05-31 | 11 | -397.8124
2020-05-31 | 12 | -501.6376
2020-05-31 | 13 | -567.8381
2020-05-31 | 14 | -617.071
2020-05-31 | 15 | -525.8814
2020-05-31 | 16 | -344.3415
2020-05-31 | 17 | 53.1359
2020-05-31 | 18 | 756.7756
2020-05-31 | 19 | 1253.3446
2020-05-31 | 20 | 1482.9377
2020-05-31 | 21 | 1734.7488
2020-05-31 | 22 | 1656.7015
2020-05-31 | 23 | 1461.045
2020-05-31 | 24 | 1265.4389
2020-06-01 | 1 | 1291.0314
2020-06-01 | 2 | 1181.8582
2020-06-01 | 3 | 1136.6934
2020-06-01 | 4 | 1131.7976
2020-06-01 | 5 | 1145.0729
2020-06-01 | 6 | 1030.6831
2020-06-01 | 7 | 689.5411
2020-06-01 | 8 | 380.2832
2020-06-01 | 9 | 149.9231
2020-06-01 | 10 | -42.4132
2020-06-01 | 11 | -148.9646
2020-06-01 | 12 | -208.7076
2020-06-01 | 13 | -250.9739
2020-06-01 | 14 | -216.3757
2020-06-01 | 15 | -46.9573
2020-06-01 | 16 | 197.9195
2020-06-01 | 17 | 550.2469
2020-06-01 | 18 | 1183.6397
2020-06-01 | 19 | 1697.3428
2020-06-01 | 20 | 1845.1827
2020-06-01 | 21 | 1981.5969
2020-06-01 | 22 | 1939.7363
2020-06-01 | 23 | 1713.0163
2020-06-01 | 24 | 1438.7975
2020-06-02 | 1 | 1274.0667
2020-06-02 | 2 | 1164.5145
2020-06-02 | 3 | 1123.1964
2020-06-02 | 4 | 1113.1821
2020-06-02 | 5 | 1143.9716
2020-06-02 | 6 | 1057.8607
2020-06-02 | 7 | 753.1528
2020-06-02 | 8 | 496.1195
2020-06-02 | 9 | 284.9881
2020-06-02 | 10 | 67.5999
2020-06-02 | 11 | -53.7225
2020-06-02 | 12 | -124.7111
2020-06-02 | 13 | -136.7775
2020-06-02 | 14 | -135.723
2020-06-02 | 15 | 14.7586
2020-06-02 | 16 | 246.2046
2020-06-02 | 17 | 583.1285
2020-06-02 | 18 | 1203.0617
2020-06-02 | 19 | 1675.5327
2020-06-02 | 20 | 1813.7671
2020-06-02 | 21 | 1963.4364
2020-06-02 | 22 | 1917.4262
2020-06-02 | 23 | 1688.1212
2020-06-02 | 24 | 1423.7586
2020-06-03 | 1 | 1284.5376
2020-06-03 | 2 | 1213.9716
2020-06-03 | 3 | 1155.5645
2020-06-03 | 4 | 1134.681
2020-06-03 | 5 | 1157.1493
2020-06-03 | 6 | 1037.3321
2020-06-03 | 7 | 685.1978
2020-06-03 | 8 | 383.5828
2020-06-03 | 9 | 175.6109
2020-06-03 | 10 | -40.5561
2020-06-03 | 11 | -163.0053
2020-06-03 | 12 | -224.462
2020-06-03 | 13 | -279.3809
2020-06-03 | 14 | -253.7953
2020-06-03 | 15 | -96.5004
2020-06-03 | 16 | 143.4423
2020-06-03 | 17 | 499.8846
2020-06-03 | 18 | 1134.2067
2020-06-03 | 19 | 1622.583
2020-06-03 | 20 | 1756.0467
2020-06-03 | 21 | 1910.7737
2020-06-03 | 22 | 1889.3382
2020-06-03 | 23 | 1692.6814
2020-06-03 | 24 | 1441.0687
2020-06-04 | 1 | 1243.2236
2020-06-04 | 2 | 1163.5732
2020-06-04 | 3 | 1113.836
2020-06-04 | 4 | 1103.3415
2020-06-04 | 5 | 1137.6999
2020-06-04 | 6 | 1055.78
2020-06-04 | 7 | 767.1302
2020-06-04 | 8 | 518.5895
2020-06-04 | 9 | 279.7871
2020-06-04 | 10 | 78.4089
2020-06-04 | 11 | -37.4112
2020-06-04 | 12 | -113.6396
2020-06-04 | 13 | -188.4761
2020-06-04 | 14 | -167.179
2020-06-04 | 15 | -33.0997
2020-06-04 | 16 | 174.3906
2020-06-04 | 17 | 513.2127
2020-06-04 | 18 | 1117.8935
2020-06-04 | 19 | 1611.9911
2020-06-04 | 20 | 1797.3537
2020-06-04 | 21 | 1929.4927
2020-06-04 | 22 | 1875.0261
2020-06-04 | 23 | 1635.1716
2020-06-04 | 24 | 1388.8725
2020-06-05 | 1 | 1240.1389
2020-06-05 | 2 | 1142.1097
2020-06-05 | 3 | 1096.0546
2020-06-05 | 4 | 1096.574
2020-06-05 | 5 | 1122.7066
2020-06-05 | 6 | 1052.334
2020-06-05 | 7 | 773.9097
2020-06-05 | 8 | 522.6744
2020-06-05 | 9 | 302.1665
2020-06-05 | 10 | 88.0004
2020-06-05 | 11 | -45.0053
2020-06-05 | 12 | -118.5215
2020-06-05 | 13 | -164.4198
2020-06-05 | 14 | -139.9736
2020-06-05 | 15 | -1.7078
2020-06-05 | 16 | 213.2323
2020-06-05 | 17 | 541.3171
2020-06-05 | 18 | 1151.6604
2020-06-05 | 19 | 1641.5852
2020-06-05 | 20 | 1806.2198
2020-06-05 | 21 | 1970.9105
2020-06-05 | 22 | 1911.1324
2020-06-05 | 23 | 1650.9626
2020-06-05 | 24 | 1393.1721
2020-06-06 | 1 | 1200.9317
2020-06-06 | 2 | 1161.8747
2020-06-06 | 3 | 1114.1952
2020-06-06 | 4 | 1099.4351
2020-06-06 | 5 | 1102.8908
2020-06-06 | 6 | 957.2942
2020-06-06 | 7 | 548.049
2020-06-06 | 8 | 210.6179
2020-06-06 | 9 | 1.6984
2020-06-06 | 10 | -203.1018
2020-06-06 | 11 | -298.711
2020-06-06 | 12 | -372.1859
2020-06-06 | 13 | -429.7339
2020-06-06 | 14 | -433.1631
2020-06-06 | 15 | -313.9076
2020-06-06 | 16 | -111.8337
2020-06-06 | 17 | 248.1411
2020-06-06 | 18 | 879.9246
2020-06-06 | 19 | 1407.1828
2020-06-06 | 20 | 1592.491
2020-06-06 | 21 | 1825.2131
2020-06-06 | 22 | 1759.6141
2020-06-06 | 23 | 1550.962
2020-06-06 | 24 | 1346.4014
2020-06-07 | 1 | 1228.4103
2020-06-07 | 2 | 1137.9462
2020-06-07 | 3 | 1085.8374
2020-06-07 | 4 | 1082.6741
2020-06-07 | 5 | 1112.9364
2020-06-07 | 6 | 991.4998
2020-06-07 | 7 | 616.9326
2020-06-07 | 8 | 285.549
2020-06-07 | 9 | 56.1888
2020-06-07 | 10 | -144.1648
2020-06-07 | 11 | -267.7716
2020-06-07 | 12 | -325.7927
2020-06-07 | 13 | -387.0305
2020-06-07 | 14 | -360.0535
2020-06-07 | 15 | -221.9901
2020-06-07 | 16 | -10.8632
2020-06-07 | 17 | 351.486
2020-06-07 | 18 | 986.5107
2020-06-07 | 19 | 1512.3007
2020-06-07 | 20 | 1694.5277
2020-06-07 | 21 | 1909.0928
2020-06-07 | 22 | 1832.3708
2020-06-07 | 23 | 1589.6602
2020-06-07 | 24 | 1364.0815
2020-06-08 | 1 | 1295.3718
2020-06-08 | 2 | 1166.4369
2020-06-08 | 3 | 1119.4285
2020-06-08 | 4 | 1109.5735
2020-06-08 | 5 | 1137.3341
2020-06-08 | 6 | 1056.3731
2020-06-08 | 7 | 752.6978
2020-06-08 | 8 | 540.9326
2020-06-08 | 9 | 398.8935
2020-06-08 | 10 | 237.8756
2020-06-08 | 11 | 108.9968
2020-06-08 | 12 | 15.7427
2020-06-08 | 13 | -50.6381
2020-06-08 | 14 | -60.5697
2020-06-08 | 15 | 64.6268
2020-06-08 | 16 | 279.3703
2020-06-08 | 17 | 615.0761
2020-06-08 | 18 | 1228.0354
2020-06-08 | 19 | 1707.4705
2020-06-08 | 20 | 1856.8443
2020-06-08 | 21 | 2003.9879
2020-06-08 | 22 | 1964.4356
2020-06-08 | 23 | 1720.1674
2020-06-08 | 24 | 1445.9321
2020-06-09 | 1 | 1320.1877
2020-06-09 | 2 | 1190.2798
2020-06-09 | 3 | 1143.578
2020-06-09 | 4 | 1137.5389
2020-06-09 | 5 | 1153.7146
2020-06-09 | 6 | 1045.305
2020-06-09 | 7 | 721.657
2020-06-09 | 8 | 482.8582
2020-06-09 | 9 | 361.5336
2020-06-09 | 10 | 241.6975
2020-06-09 | 11 | 134.9222
2020-06-09 | 12 | 60.231
2020-06-09 | 13 | 13.7633
2020-06-09 | 14 | 23.3329
2020-06-09 | 15 | 163.1315
2020-06-09 | 16 | 379.3044
2020-06-09 | 17 | 704.4737
2020-06-09 | 18 | 1315.862
2020-06-09 | 19 | 1754.4589
2020-06-09 | 20 | 1886.925
2020-06-09 | 21 | 2017.731
2020-06-09 | 22 | 1984.8753
2020-06-09 | 23 | 1757.5949
2020-06-09 | 24 | 1481.1076
2020-06-10 | 1 | 1280.5662
2020-06-10 | 2 | 1167.4981
2020-06-10 | 3 | 1139.8197
2020-06-10 | 4 | 1124.899
2020-06-10 | 5 | 1164.1353
2020-06-10 | 6 | 1074.9316
2020-06-10 | 7 | 795.1632
2020-06-10 | 8 | 599.7981
2020-06-10 | 9 | 470.687
2020-06-10 | 10 | 322.5027
2020-06-10 | 11 | 180.9685
2020-06-10 | 12 | 85.8623
2020-06-10 | 13 | 11.023
2020-06-10 | 14 | -4.1019
2020-06-10 | 15 | 115.8845
2020-06-10 | 16 | 322.1786
2020-06-10 | 17 | 639.6402
2020-06-10 | 18 | 1223.1417
2020-06-10 | 19 | 1677.637
2020-06-10 | 20 | 1827.8945
2020-06-10 | 21 | 1981.3895
2020-06-10 | 22 | 1935.5406
2020-06-10 | 23 | 1700.0449
2020-06-10 | 24 | 1427.3513
2020-06-11 | 1 | 1248.3989
2020-06-11 | 2 | 1171.7485
2020-06-11 | 3 | 1123.3017
2020-06-11 | 4 | 1117.2122
2020-06-11 | 5 | 1147.3916
2020-06-11 | 6 | 1056.8522
2020-06-11 | 7 | 769.1468
2020-06-11 | 8 | 561.4553
2020-06-11 | 9 | 433.0232
2020-06-11 | 10 | 292.675
2020-06-11 | 11 | 135.8699
2020-06-11 | 12 | -18.5133
2020-06-11 | 13 | -122.4712
2020-06-11 | 14 | -142.9075
2020-06-11 | 15 | -19.6236
2020-06-11 | 16 | 171.246
2020-06-11 | 17 | 496.3932
2020-06-11 | 18 | 1083.5277
2020-06-11 | 19 | 1556.7041
2020-06-11 | 20 | 1745.5493
2020-06-11 | 21 | 1927.4854
2020-06-11 | 22 | 1884.6094
2020-06-11 | 23 | 1648.1466
2020-06-11 | 24 | 1405.1406
2020-06-12 | 1 | 1250.1055
2020-06-12 | 2 | 1185.4093
2020-06-12 | 3 | 1137.3964
2020-06-12 | 4 | 1120.0308
2020-06-12 | 5 | 1118.9512
2020-06-12 | 6 | 986.754
2020-06-12 | 7 | 606.6892
2020-06-12 | 8 | 325.1792
2020-06-12 | 9 | 163.9471
2020-06-12 | 10 | 23.0634
2020-06-12 | 11 | -91.6109
2020-06-12 | 12 | -171.0536
2020-06-12 | 13 | -244.7485
2020-06-12 | 14 | -262.98
2020-06-12 | 15 | -137.9263
2020-06-12 | 16 | 80.9014
2020-06-12 | 17 | 423.9593
2020-06-12 | 18 | 1052.0888
2020-06-12 | 19 | 1556.8648
2020-06-12 | 20 | 1728.7195
2020-06-12 | 21 | 1893.3238
2020-06-12 | 22 | 1861.0135
2020-06-12 | 23 | 1640.4484
2020-06-12 | 24 | 1402.1905
2020-06-13 | 1 | 1183.1365
2020-06-13 | 2 | 1128.926
2020-06-13 | 3 | 1076.8845
2020-06-13 | 4 | 1057.7726
2020-06-13 | 5 | 1075.7361
2020-06-13 | 6 | 954.1404
2020-06-13 | 7 | 568.9407
2020-06-13 | 8 | 295.2689
2020-06-13 | 9 | 162.0464
2020-06-13 | 10 | 22.9523
2020-06-13 | 11 | -124.0889
2020-06-13 | 12 | -247.9032
2020-06-13 | 13 | -348.6823
2020-06-13 | 14 | -417.9652
2020-06-13 | 15 | -333.9911
2020-06-13 | 16 | -162.2831
2020-06-13 | 17 | 192.2045
2020-06-13 | 18 | 835.0069
2020-06-13 | 19 | 1339.4961
2020-06-13 | 20 | 1536.8665
2020-06-13 | 21 | 1777.091
2020-06-13 | 22 | 1709.3319
2020-06-13 | 23 | 1516.2356
2020-06-13 | 24 | 1329.2219
2020-06-14 | 1 | 1218.1325
2020-06-14 | 2 | 1168.6424
2020-06-14 | 3 | 1115.9073
2020-06-14 | 4 | 1099.9234
2020-06-14 | 5 | 1113.8812
2020-06-14 | 6 | 976.1597
2020-06-14 | 7 | 592.1007
2020-06-14 | 8 | 327.8682
2020-06-14 | 9 | 199.8216
2020-06-14 | 10 | 73.1398
2020-06-14 | 11 | -66.5963
2020-06-14 | 12 | -179.3486
2020-06-14 | 13 | -269.5936
2020-06-14 | 14 | -317.4555
2020-06-14 | 15 | -221.2435
2020-06-14 | 16 | -51.7983
2020-06-14 | 17 | 295.8023
2020-06-14 | 18 | 918.9777
2020-06-14 | 19 | 1415.7289
2020-06-14 | 20 | 1607.264
2020-06-14 | 21 | 1837.1106
2020-06-14 | 22 | 1770.0148
2020-06-14 | 23 | 1573.2875
2020-06-14 | 24 | 1367.1044
2020-06-15 | 1 | 1234.6337
2020-06-15 | 2 | 1087.0467
2020-06-15 | 3 | 1045.451
2020-06-15 | 4 | 1044.5922
2020-06-15 | 5 | 1088.3032
2020-06-15 | 6 | 1028.6201
2020-06-15 | 7 | 777.8055
2020-06-15 | 8 | 555.4912
2020-06-15 | 9 | 372.9936
2020-06-15 | 10 | 174.7842
2020-06-15 | 11 | 5.5349
2020-06-15 | 12 | -118.0682
2020-06-15 | 13 | -179.8727
2020-06-15 | 14 | -176.9163
2020-06-15 | 15 | -77.352
2020-06-15 | 16 | 133.7297
2020-06-15 | 17 | 462.5719
2020-06-15 | 18 | 1067.6522
2020-06-15 | 19 | 1549.4758
2020-06-15 | 20 | 1776.1633
2020-06-15 | 21 | 1946.4566
2020-06-15 | 22 | 1859.3158
2020-06-15 | 23 | 1604.8971
2020-06-15 | 24 | 1361.1455
2020-06-16 | 1 | 1368.906
2020-06-16 | 2 | 1243.5201
2020-06-16 | 3 | 1190.5534
2020-06-16 | 4 | 1176.1336
2020-06-16 | 5 | 1206.4788
2020-06-16 | 6 | 1106.9938
2020-06-16 | 7 | 806.6358
2020-06-16 | 8 | 589.6788
2020-06-16 | 9 | 435.1458
2020-06-16 | 10 | 252.1618
2020-06-16 | 11 | 136.9283
2020-06-16 | 12 | 79.7716
2020-06-16 | 13 | 46.1424
2020-06-16 | 14 | 79.4535
2020-06-16 | 15 | 225.1355
2020-06-16 | 16 | 461.6135
2020-06-16 | 17 | 836.8467
2020-06-16 | 18 | 1459.8972
2020-06-16 | 19 | 1903.4565
2020-06-16 | 20 | 1999.9231
2020-06-16 | 21 | 2127.8899
2020-06-16 | 22 | 2079.4488
2020-06-16 | 23 | 1853.0359
2020-06-16 | 24 | 1550.8038
2020-06-17 | 1 | 1305.9346
2020-06-17 | 2 | 1219.4575
2020-06-17 | 3 | 1165.1681
2020-06-17 | 4 | 1145.7058
2020-06-17 | 5 | 1174.3331
2020-06-17 | 6 | 1069.3203
2020-06-17 | 7 | 755.3968
2020-06-17 | 8 | 520.2998
2020-06-17 | 9 | 332.5713
2020-06-17 | 10 | 137.7389
2020-06-17 | 11 | 9.7886
2020-06-17 | 12 | -49.3876
2020-06-17 | 13 | -85.5454
2020-06-17 | 14 | -47.515
2020-06-17 | 15 | 98.1352
2020-06-17 | 16 | 310.8793
2020-06-17 | 17 | 657.4983
2020-06-17 | 18 | 1277.8932
2020-06-17 | 19 | 1743.5097
2020-06-17 | 20 | 1892.7149
2020-06-17 | 21 | 2036.0402
2020-06-17 | 22 | 1994.3673
2020-06-17 | 23 | 1755.1759
2020-06-17 | 24 | 1469.5145
2020-06-18 | 1 | 1344.9567
2020-06-18 | 2 | 1181.876
2020-06-18 | 3 | 1135.1327
2020-06-18 | 4 | 1126.4718
2020-06-18 | 5 | 1161.7453
2020-06-18 | 6 | 1074.0672
2020-06-18 | 7 | 771.1505
2020-06-18 | 8 | 553.7408
2020-06-18 | 9 | 395.2286
2020-06-18 | 10 | 207.5694
2020-06-18 | 11 | 61.4452
2020-06-18 | 12 | -20.3093
2020-06-18 | 13 | -69.4752
2020-06-18 | 14 | -36.1547
2020-06-18 | 15 | 108.6582
2020-06-18 | 16 | 339.2676
2020-06-18 | 17 | 693.5582
2020-06-18 | 18 | 1323.8682
2020-06-18 | 19 | 1786.7549
2020-06-18 | 20 | 1907.9149
2020-06-18 | 21 | 2053.0328
2020-06-18 | 22 | 2018.2289
2020-06-18 | 23 | 1797.4061
2020-06-18 | 24 | 1513.9293
2020-06-19 | 1 | 1344.5543
2020-06-19 | 2 | 1247.5583
2020-06-19 | 3 | 1195.162
2020-06-19 | 4 | 1189.3286
2020-06-19 | 5 | 1220.7171
2020-06-19 | 6 | 1119.7852
2020-06-19 | 7 | 829.8823
2020-06-19 | 8 | 621.4382
2020-06-19 | 9 | 452.2256
2020-06-19 | 10 | 243.552
2020-06-19 | 11 | 111.8706
2020-06-19 | 12 | 31.1453
2020-06-19 | 13 | -15.0928
2020-06-19 | 14 | 3.8212
2020-06-19 | 15 | 147.0111
2020-06-19 | 16 | 377.2576
2020-06-19 | 17 | 740.9418
2020-06-19 | 18 | 1348.5022
2020-06-19 | 19 | 1791.8553
2020-06-19 | 20 | 1900.5506
2020-06-19 | 21 | 2026.9576
2020-06-19 | 22 | 2007.5209
2020-06-19 | 23 | 1790.9815
2020-06-19 | 24 | 1517.2868
2020-06-20 | 1 | 1215.1181
2020-06-20 | 2 | 1161.4185
2020-06-20 | 3 | 1110.6542
2020-06-20 | 4 | 1102.1737
2020-06-20 | 5 | 1117.6191
2020-06-20 | 6 | 991.2596
2020-06-20 | 7 | 626.7319
2020-06-20 | 8 | 351.0427
2020-06-20 | 9 | 149.9998
2020-06-20 | 10 | -44.6673
2020-06-20 | 11 | -205.8661
2020-06-20 | 12 | -322.3447
2020-06-20 | 13 | -355.4759
2020-06-20 | 14 | -345.2591
2020-06-20 | 15 | -233.4981
2020-06-20 | 16 | -48.8822
2020-06-20 | 17 | 322.0794
2020-06-20 | 18 | 964.5349
2020-06-20 | 19 | 1470.9003
2020-06-20 | 20 | 1642.9646
2020-06-20 | 21 | 1872.823
2020-06-20 | 22 | 1802.1483
2020-06-20 | 23 | 1588.3007
2020-06-20 | 24 | 1364.8712
2020-06-21 | 1 | 1213.8408
2020-06-21 | 2 | 1152.9024
2020-06-21 | 3 | 1103.4565
2020-06-21 | 4 | 1094.0802
2020-06-21 | 5 | 1118.5076
2020-06-21 | 6 | 1024.8
2020-06-21 | 7 | 693.2694
2020-06-21 | 8 | 415.1445
2020-06-21 | 9 | 222.9825
2020-06-21 | 10 | 34.4745
2020-06-21 | 11 | -124.4302
2020-06-21 | 12 | -218.9295
2020-06-21 | 13 | -297.2342
2020-06-21 | 14 | -310.942
2020-06-21 | 15 | -192.8984
2020-06-21 | 16 | 0.53807
2020-06-21 | 17 | 372.2865
2020-06-21 | 18 | 1012.4358
2020-06-21 | 19 | 1516.4484
2020-06-21 | 20 | 1690.6681
2020-06-21 | 21 | 1924.6566
2020-06-21 | 22 | 1836.2949
2020-06-21 | 23 | 1593.9337
2020-06-21 | 24 | 1350.7258
2020-06-22 | 1 | 1436.783
2020-06-22 | 2 | 1278.1612
2020-06-22 | 3 | 1227.7376
2020-06-22 | 4 | 1213.0689
2020-06-22 | 5 | 1233.0907
2020-06-22 | 6 | 1145.4525
2020-06-22 | 7 | 837.4504
2020-06-22 | 8 | 638.963
2020-06-22 | 9 | 464.055
2020-06-22 | 10 | 294.533
2020-06-22 | 11 | 207.6494
2020-06-22 | 12 | 155.8674
2020-06-22 | 13 | 159.2399
2020-06-22 | 14 | 225.5576
2020-06-22 | 15 | 387.1071
2020-06-22 | 16 | 641.2486
2020-06-22 | 17 | 995.6272
2020-06-22 | 18 | 1609.9476
2020-06-22 | 19 | 2074.0098
2020-06-22 | 20 | 2163.8883
2020-06-22 | 21 | 2256.0748
2020-06-22 | 22 | 2198.1752
2020-06-22 | 23 | 1939.4832
2020-06-22 | 24 | 1630.8632
2020-06-23 | 1 | 1497.6881
2020-06-23 | 2 | 1321.1912
2020-06-23 | 3 | 1261.3466
2020-06-23 | 4 | 1233.4518
2020-06-23 | 5 | 1261.0757
2020-06-23 | 6 | 1172.1368
2020-06-23 | 7 | 856.1079
2020-06-23 | 8 | 668.1646
2020-06-23 | 9 | 512.8244
2020-06-23 | 10 | 362.4441
2020-06-23 | 11 | 282.62
2020-06-23 | 12 | 245.5671
2020-06-23 | 13 | 237.8149
2020-06-23 | 14 | 306.4237
2020-06-23 | 15 | 485.2435
2020-06-23 | 16 | 734.4692
2020-06-23 | 17 | 1079.5411
2020-06-23 | 18 | 1723.1697
2020-06-23 | 19 | 2200.2746
2020-06-23 | 20 | 2288.0972
2020-06-23 | 21 | 2349.7735
2020-06-23 | 22 | 2283.827
2020-06-23 | 23 | 2035.5063
2020-06-23 | 24 | 1733.7637
2020-06-24 | 1 | 1417.5977
2020-06-24 | 2 | 1303.0574
2020-06-24 | 3 | 1244.9728
2020-06-24 | 4 | 1226.5346
2020-06-24 | 5 | 1249.5895
2020-06-24 | 6 | 1147.8695
2020-06-24 | 7 | 830.9458
2020-06-24 | 8 | 608.2218
2020-06-24 | 9 | 414.7526
2020-06-24 | 10 | 227.6976
2020-06-24 | 11 | 164.1869
2020-06-24 | 12 | 128.7763
2020-06-24 | 13 | 137.8972
2020-06-24 | 14 | 203.9353
2020-06-24 | 15 | 356.3992
2020-06-24 | 16 | 604.4676
2020-06-24 | 17 | 954.5551
2020-06-24 | 18 | 1586.712
2020-06-24 | 19 | 2069.2101
2020-06-24 | 20 | 2165.1254
2020-06-24 | 21 | 2244.8468
2020-06-24 | 22 | 2173.1964
2020-06-24 | 23 | 1925.1443
2020-06-24 | 24 | 1620.4899
2020-06-25 | 1 | 1563.3157
2020-06-25 | 2 | 1392.376
2020-06-25 | 3 | 1319.7931
2020-06-25 | 4 | 1292.733
2020-06-25 | 5 | 1307.0768
2020-06-25 | 6 | 1221.162
2020-06-25 | 7 | 864.7522
2020-06-25 | 8 | 650.8251
2020-06-25 | 9 | 498.8983
2020-06-25 | 10 | 332.0898
2020-06-25 | 11 | 260.0767
2020-06-25 | 12 | 221.5974
2020-06-25 | 13 | 229.8745
2020-06-25 | 14 | 341.2046
2020-06-25 | 15 | 509.3896
2020-06-25 | 16 | 741.3067
2020-06-25 | 17 | 1097.7599
2020-06-25 | 18 | 1753.6851
2020-06-25 | 19 | 2219.2347
2020-06-25 | 20 | 2306.7167
2020-06-25 | 21 | 2389.4876
2020-06-25 | 22 | 2340.1726
2020-06-25 | 23 | 2094.6168
2020-06-25 | 24 | 1806.1581
2020-06-26 | 1 | 1380.5518
2020-06-26 | 2 | 1246.4896
2020-06-26 | 3 | 1190.8468
2020-06-26 | 4 | 1174.276
2020-06-26 | 5 | 1199.7159
2020-06-26 | 6 | 1100.3086
2020-06-26 | 7 | 788.759
2020-06-26 | 8 | 535.103
2020-06-26 | 9 | 328.3231
2020-06-26 | 10 | 134.1265
2020-06-26 | 11 | 30.4306
2020-06-26 | 12 | -27.6659
2020-06-26 | 13 | -32.1058
2020-06-26 | 14 | 25.0355
2020-06-26 | 15 | 192.6032
2020-06-26 | 16 | 437.7465
2020-06-26 | 17 | 815.3404
2020-06-26 | 18 | 1455.3566
2020-06-26 | 19 | 1927.4127
2020-06-26 | 20 | 2028.9846
2020-06-26 | 21 | 2143.4254
2020-06-26 | 22 | 2094.1131
2020-06-26 | 23 | 1861.6208
2020-06-26 | 24 | 1562.8367
2020-06-27 | 1 | 1244.8427
2020-06-27 | 2 | 1151.3949
2020-06-27 | 3 | 1095.837
2020-06-27 | 4 | 1089.2721
2020-06-27 | 5 | 1128.4974
2020-06-27 | 6 | 1057.8439
2020-06-27 | 7 | 771.9313
2020-06-27 | 8 | 520.0953
2020-06-27 | 9 | 316.6223
2020-06-27 | 10 | 93.7673
2020-06-27 | 11 | -62.1138
2020-06-27 | 12 | -153.6733
2020-06-27 | 13 | -193.9711
2020-06-27 | 14 | -168.5931
2020-06-27 | 15 | -43.5027
2020-06-27 | 16 | 150.5715
2020-06-27 | 17 | 481.1714
2020-06-27 | 18 | 1076.9896
2020-06-27 | 19 | 1558.6717
2020-06-27 | 20 | 1723.624
2020-06-27 | 21 | 1924.1618
2020-06-27 | 22 | 1847.2517
2020-06-27 | 23 | 1638.5364
2020-06-27 | 24 | 1407.9361
2020-06-28 | 1 | 1219.9552
2020-06-28 | 2 | 1125.1907
2020-06-28 | 3 | 1086.0806
2020-06-28 | 4 | 1083.5732
2020-06-28 | 5 | 1128.5959
2020-06-28 | 6 | 1085.3849
2020-06-28 | 7 | 835.3459
2020-06-28 | 8 | 613.9809
2020-06-28 | 9 | 391.2719
2020-06-28 | 10 | 162.3811
2020-06-28 | 11 | -7.6264
2020-06-28 | 12 | -111.5238
2020-06-28 | 13 | -153.6568
2020-06-28 | 14 | -112.7134
2020-06-28 | 15 | 26.3776
2020-06-28 | 16 | 217.8235
2020-06-28 | 17 | 547.5565
2020-06-28 | 18 | 1156.6402
2020-06-28 | 19 | 1632.7173
2020-06-28 | 20 | 1794.9326
2020-06-28 | 21 | 2010.4603
2020-06-28 | 22 | 1900.0226
2020-06-28 | 23 | 1630.3632
2020-06-28 | 24 | 1378.4466
2020-06-29 | 1 | 1353.0665
2020-06-29 | 2 | 1231.7745
2020-06-29 | 3 | 1184.9765
2020-06-29 | 4 | 1171.03
2020-06-29 | 5 | 1200.3997
2020-06-29 | 6 | 1102.1796
2020-06-29 | 7 | 820.8653
2020-06-29 | 8 | 601.458
2020-06-29 | 9 | 396.2295
2020-06-29 | 10 | 194.7205
2020-06-29 | 11 | 71.2521
2020-06-29 | 12 | -4.26
2020-06-29 | 13 | -23.916
2020-06-29 | 14 | 25.4421
2020-06-29 | 15 | 173.2966
2020-06-29 | 16 | 396.9731
2020-06-29 | 17 | 735.0883
2020-06-29 | 18 | 1340.8109
2020-06-29 | 19 | 1817.8034
2020-06-29 | 20 | 1942.5568
2020-06-29 | 21 | 2097.447
2020-06-29 | 22 | 2049.1033
2020-06-29 | 23 | 1820.2219
2020-06-29 | 24 | 1530.1276
2020-06-30 | 1 | 1342.3189
2020-06-30 | 2 | 1233.6116
2020-06-30 | 3 | 1185.0541
2020-06-30 | 4 | 1170.7299
2020-06-30 | 5 | 1200.4918
2020-06-30 | 6 | 1100.1457
2020-06-30 | 7 | 815.1319
2020-06-30 | 8 | 594.7869
2020-06-30 | 9 | 391.4152
2020-06-30 | 10 | 195.914
2020-06-30 | 11 | 74.2906
2020-06-30 | 12 | -0.65604
2020-06-30 | 13 | -23.3025
2020-06-30 | 14 | 24.486
2020-06-30 | 15 | 170.637
2020-06-30 | 16 | 392.7869
2020-06-30 | 17 | 731.4903
2020-06-30 | 18 | 1336.0666
2020-06-30 | 19 | 1812.9668
2020-06-30 | 20 | 1938.1251
2020-06-30 | 21 | 2092.8945
2020-06-30 | 22 | 2043.6272
2020-06-30 | 23 | 1815.977
2020-06-30 | 24 | 1526.3991
2020-07-01 | 1 | 1491.8199
2020-07-01 | 2 | 1366.2822
2020-07-01 | 3 | 1320.3447
2020-07-01 | 4 | 1296.9043
2020-07-01 | 5 | 1305.8913
2020-07-01 | 6 | 1267.6913
2020-07-01 | 7 | 935.1245
2020-07-01 | 8 | 654.6234
2020-07-01 | 9 | 495.1179
2020-07-01 | 10 | 334.8189
2020-07-01 | 11 | 225.2399
2020-07-01 | 12 | 187.0694
2020-07-01 | 13 | 181.4349
2020-07-01 | 14 | 235.5525
2020-07-01 | 15 | 347.1972
2020-07-01 | 16 | 605.4229
2020-07-01 | 17 | 955.9679
2020-07-01 | 18 | 1545.7434
2020-07-01 | 19 | 1973.4212
2020-07-01 | 20 | 2072.3396
2020-07-01 | 21 | 2196.6054
2020-07-01 | 22 | 2182.097
2020-07-01 | 23 | 1962.3642
2020-07-01 | 24 | 1675.8154
2020-07-02 | 1 | 1554.9977
2020-07-02 | 2 | 1467.0924
2020-07-02 | 3 | 1411.8099
2020-07-02 | 4 | 1383.521
2020-07-02 | 5 | 1400.6594
2020-07-02 | 6 | 1368.7104
2020-07-02 | 7 | 1091.6437
2020-07-02 | 8 | 862.9506
2020-07-02 | 9 | 729.8408
2020-07-02 | 10 | 525.3779
2020-07-02 | 11 | 390.937
2020-07-02 | 12 | 309.094
2020-07-02 | 13 | 303.901
2020-07-02 | 14 | 385.2067
2020-07-02 | 15 | 505.3882
2020-07-02 | 16 | 774.1048
2020-07-02 | 17 | 1136.1432
2020-07-02 | 18 | 1718.6915
2020-07-02 | 19 | 2133.0917
2020-07-02 | 20 | 2212.8327
2020-07-02 | 21 | 2326.7432
2020-07-02 | 22 | 2288.6922
2020-07-02 | 23 | 2056.1741
2020-07-02 | 24 | 1761.3549
2020-07-03 | 1 | 1393.369
2020-07-03 | 2 | 1342.3582
2020-07-03 | 3 | 1298.9053
2020-07-03 | 4 | 1276.0853
2020-07-03 | 5 | 1278.9418
2020-07-03 | 6 | 1211.4144
2020-07-03 | 7 | 814.1299
2020-07-03 | 8 | 493.3897
2020-07-03 | 9 | 301.8379
2020-07-03 | 10 | 153.3706
2020-07-03 | 11 | 30.7107
2020-07-03 | 12 | -13.9301
2020-07-03 | 13 | -29.5615
2020-07-03 | 14 | 19.9523
2020-07-03 | 15 | 149.1178
2020-07-03 | 16 | 428.3887
2020-07-03 | 17 | 792.5416
2020-07-03 | 18 | 1367.4294
2020-07-03 | 19 | 1820.4266
2020-07-03 | 20 | 1924.5061
2020-07-03 | 21 | 2054.0425
2020-07-03 | 22 | 2037.6631
2020-07-03 | 23 | 1815.7705
2020-07-03 | 24 | 1554.1956
2020-07-04 | 1 | 1370.4404
2020-07-04 | 2 | 1304.1884
2020-07-04 | 3 | 1264.556
2020-07-04 | 4 | 1241.9393
2020-07-04 | 5 | 1249.0967
2020-07-04 | 6 | 1188.5366
2020-07-04 | 7 | 814.9381
2020-07-04 | 8 | 508.3608
2020-07-04 | 9 | 312.6347
2020-07-04 | 10 | 131.394
2020-07-04 | 11 | -16.6827
2020-07-04 | 12 | -82.4081
2020-07-04 | 13 | -116.7119
2020-07-04 | 14 | -81.8345
2020-07-04 | 15 | 21.9925
2020-07-04 | 16 | 247.6358
2020-07-04 | 17 | 616.1217
2020-07-04 | 18 | 1197.6454
2020-07-04 | 19 | 1630.7999
2020-07-04 | 20 | 1740.3575
2020-07-04 | 21 | 1937.1717
2020-07-04 | 22 | 1891.1429
2020-07-04 | 23 | 1734.3451
2020-07-04 | 24 | 1523.9925
2020-07-05 | 1 | 1338.2929
2020-07-05 | 2 | 1299.8608
2020-07-05 | 3 | 1247.4776
2020-07-05 | 4 | 1246.1155
2020-07-05 | 5 | 1250.5408
2020-07-05 | 6 | 1186.8241
2020-07-05 | 7 | 825.1041
2020-07-05 | 8 | 511.0402
2020-07-05 | 9 | 337.4505
2020-07-05 | 10 | 171.4027
2020-07-05 | 11 | 8.1524
2020-07-05 | 12 | -88.0516
2020-07-05 | 13 | -150.8893
2020-07-05 | 14 | -148.887
2020-07-05 | 15 | -63.1163
2020-07-05 | 16 | 154.3928
2020-07-05 | 17 | 511.9156
2020-07-05 | 18 | 1098.2146
2020-07-05 | 19 | 1537.6142
2020-07-05 | 20 | 1678.4333
2020-07-05 | 21 | 1884.2993
2020-07-05 | 22 | 1842.9272
2020-07-05 | 23 | 1683.1027
2020-07-05 | 24 | 1469.6104
2020-07-06 | 1 | 1475.69
2020-07-06 | 2 | 1350.916
2020-07-06 | 3 | 1302.9795
2020-07-06 | 4 | 1277.726
2020-07-06 | 5 | 1291.3001
2020-07-06 | 6 | 1270.8291
2020-07-06 | 7 | 980.384
2020-07-06 | 8 | 733.3443
2020-07-06 | 9 | 576.9772
2020-07-06 | 10 | 391.2725
2020-07-06 | 11 | 245.9822
2020-07-06 | 12 | 174.8172
2020-07-06 | 13 | 159.1818
2020-07-06 | 14 | 223.1726
2020-07-06 | 15 | 348.8342
2020-07-06 | 16 | 605.8117
2020-07-06 | 17 | 950.7809
2020-07-06 | 18 | 1509.7523
2020-07-06 | 19 | 1908.0542
2020-07-06 | 20 | 1989.8807
2020-07-06 | 21 | 2132.7959
2020-07-06 | 22 | 2104.1331
2020-07-06 | 23 | 1893.1378
2020-07-06 | 24 | 1626.6227
2020-07-07 | 1 | 1450.1499
2020-07-07 | 2 | 1354.4963
2020-07-07 | 3 | 1315.8609
2020-07-07 | 4 | 1309.2481
2020-07-07 | 5 | 1315.5501
2020-07-07 | 6 | 1272.8152
2020-07-07 | 7 | 938.8177
2020-07-07 | 8 | 660.8035
2020-07-07 | 9 | 499.3267
2020-07-07 | 10 | 326.3946
2020-07-07 | 11 | 191.0244
2020-07-07 | 12 | 133.4703
2020-07-07 | 13 | 103.9678
2020-07-07 | 14 | 151.0164
2020-07-07 | 15 | 258.1877
2020-07-07 | 16 | 510.7404
2020-07-07 | 17 | 860.7134
2020-07-07 | 18 | 1427.8253
2020-07-07 | 19 | 1861.2707
2020-07-07 | 20 | 1961.0695
2020-07-07 | 21 | 2120.8063
2020-07-07 | 22 | 2094.2131
2020-07-07 | 23 | 1889.3456
2020-07-07 | 24 | 1622.6109
2020-07-08 | 1 | 1536.616
2020-07-08 | 2 | 1393.6764
2020-07-08 | 3 | 1329.3385
2020-07-08 | 4 | 1302.8753
2020-07-08 | 5 | 1318.5783
2020-07-08 | 6 | 1274.2944
2020-07-08 | 7 | 965.7243
2020-07-08 | 8 | 702.8598
2020-07-08 | 9 | 515.0849
2020-07-08 | 10 | 342.4727
2020-07-08 | 11 | 248.0311
2020-07-08 | 12 | 217.5547
2020-07-08 | 13 | 228.0144
2020-07-08 | 14 | 274.241
2020-07-08 | 15 | 410.9094
2020-07-08 | 16 | 691.1211
2020-07-08 | 17 | 1046.2012
2020-07-08 | 18 | 1632.9423
2020-07-08 | 19 | 2055.723
2020-07-08 | 20 | 2121.2536
2020-07-08 | 21 | 2233.5903
2020-07-08 | 22 | 2214.4108
2020-07-08 | 23 | 2007.1554
2020-07-08 | 24 | 1735.5979
2020-07-09 | 1 | 1497.211
2020-07-09 | 2 | 1398.167
2020-07-09 | 3 | 1334.2805
2020-07-09 | 4 | 1309.8662
2020-07-09 | 5 | 1324.0444
2020-07-09 | 6 | 1272.9595
2020-07-09 | 7 | 955.5785
2020-07-09 | 8 | 666.264
2020-07-09 | 9 | 496.0402
2020-07-09 | 10 | 345.7686
2020-07-09 | 11 | 249.4164
2020-07-09 | 12 | 215.8154
2020-07-09 | 13 | 202.7784
2020-07-09 | 14 | 237.771
2020-07-09 | 15 | 366.8683
2020-07-09 | 16 | 645.2492
2020-07-09 | 17 | 1002.986
2020-07-09 | 18 | 1581.9264
2020-07-09 | 19 | 1992.8876
2020-07-09 | 20 | 2057.5719
2020-07-09 | 21 | 2163.5744
2020-07-09 | 22 | 2147.9258
2020-07-09 | 23 | 1962.64
2020-07-09 | 24 | 1691.0628
2020-07-10 | 1 | 1526.5851
2020-07-10 | 2 | 1402.3035
2020-07-10 | 3 | 1349.3227
2020-07-10 | 4 | 1336.3588
2020-07-10 | 5 | 1348.5329
2020-07-10 | 6 | 1335.5277
2020-07-10 | 7 | 1051.2368
2020-07-10 | 8 | 794.0686
2020-07-10 | 9 | 599.7549
2020-07-10 | 10 | 390.9902
2020-07-10 | 11 | 279.1819
2020-07-10 | 12 | 250.864
2020-07-10 | 13 | 260.3088
2020-07-10 | 14 | 307.9088
2020-07-10 | 15 | 434.3301
2020-07-10 | 16 | 730.7758
2020-07-10 | 17 | 1094.589
2020-07-10 | 18 | 1652.7271
2020-07-10 | 19 | 2066.1753
2020-07-10 | 20 | 2143.6922
2020-07-10 | 21 | 2264.4437
2020-07-10 | 22 | 2215.3535
2020-07-10 | 23 | 1984.8699
2020-07-10 | 24 | 1712.1946
2020-07-11 | 1 | 1421.522
2020-07-11 | 2 | 1349.1279
2020-07-11 | 3 | 1297.0998
2020-07-11 | 4 | 1273.9576
2020-07-11 | 5 | 1288.5837
2020-07-11 | 6 | 1234.6219
2020-07-11 | 7 | 865.3628
2020-07-11 | 8 | 544.9774
2020-07-11 | 9 | 350.2496
2020-07-11 | 10 | 208.8691
2020-07-11 | 11 | 113.691
2020-07-11 | 12 | 81.0402
2020-07-11 | 13 | 98.2146
2020-07-11 | 14 | 153.0398
2020-07-11 | 15 | 273.2859
2020-07-11 | 16 | 517.3457
2020-07-11 | 17 | 887.697
2020-07-11 | 18 | 1456.8221
2020-07-11 | 19 | 1890.686
2020-07-11 | 20 | 1953.9571
2020-07-11 | 21 | 2120.0003
2020-07-11 | 22 | 2057.1931
2020-07-11 | 23 | 1862.4426
2020-07-11 | 24 | 1592.88
2020-07-12 | 1 | 1428.8822
2020-07-12 | 2 | 1325.5662
2020-07-12 | 3 | 1287.8185
2020-07-12 | 4 | 1270.7893
2020-07-12 | 5 | 1296.7297
2020-07-12 | 6 | 1252.8574
2020-07-12 | 7 | 941.7051
2020-07-12 | 8 | 644.5178
2020-07-12 | 9 | 472.8755
2020-07-12 | 10 | 292.1053
2020-07-12 | 11 | 167.367
2020-07-12 | 12 | 110.5262
2020-07-12 | 13 | 110.5381
2020-07-12 | 14 | 151.6458
2020-07-12 | 15 | 267.3855
2020-07-12 | 16 | 510.089
2020-07-12 | 17 | 879.7623
2020-07-12 | 18 | 1427.759
2020-07-12 | 19 | 1849.624
2020-07-12 | 20 | 1950.5121
2020-07-12 | 21 | 2133.268
2020-07-12 | 22 | 2059.301
2020-07-12 | 23 | 1846.3291
2020-07-12 | 24 | 1588.0089
2020-07-13 | 1 | 1528.3036
2020-07-13 | 2 | 1407.3227
2020-07-13 | 3 | 1361.5661
2020-07-13 | 4 | 1341.9358
2020-07-13 | 5 | 1363.4818
2020-07-13 | 6 | 1351.239
2020-07-13 | 7 | 1053.1245
2020-07-13 | 8 | 799.9924
2020-07-13 | 9 | 619.8456
2020-07-13 | 10 | 447.3091
2020-07-13 | 11 | 338.4673
2020-07-13 | 12 | 294.0524
2020-07-13 | 13 | 278.1457
2020-07-13 | 14 | 331.1125
2020-07-13 | 15 | 459.208
2020-07-13 | 16 | 737.4879
2020-07-13 | 17 | 1099.9625
2020-07-13 | 18 | 1654.7492
2020-07-13 | 19 | 2058.1769
2020-07-13 | 20 | 2116.2869
2020-07-13 | 21 | 2244.6588
2020-07-13 | 22 | 2205.6309
2020-07-13 | 23 | 1986.9316
2020-07-13 | 24 | 1712.721
2020-07-14 | 1 | 1558.2613
2020-07-14 | 2 | 1395.6535
2020-07-14 | 3 | 1351.266
2020-07-14 | 4 | 1323.8893
2020-07-14 | 5 | 1346.3249
2020-07-14 | 6 | 1327.4596
2020-07-14 | 7 | 1061.4142
2020-07-14 | 8 | 831.6182
2020-07-14 | 9 | 661.4852
2020-07-14 | 10 | 501.0648
2020-07-14 | 11 | 392.5062
2020-07-14 | 12 | 345.5532
2020-07-14 | 13 | 351.0683
2020-07-14 | 14 | 409.3165
2020-07-14 | 15 | 549.9626
2020-07-14 | 16 | 821.2263
2020-07-14 | 17 | 1196.6578
2020-07-14 | 18 | 1769.5878
2020-07-14 | 19 | 2162.3114
2020-07-14 | 20 | 2235.1098
2020-07-14 | 21 | 2337.7752
2020-07-14 | 22 | 2294.0031
2020-07-14 | 23 | 2056.3635
2020-07-14 | 24 | 1761.0851
2020-07-15 | 1 | 1421.5078
2020-07-15 | 2 | 1357.6845
2020-07-15 | 3 | 1301.0437
2020-07-15 | 4 | 1282.5601
2020-07-15 | 5 | 1289.3756
2020-07-15 | 6 | 1253.6965
2020-07-15 | 7 | 966.6679
2020-07-15 | 8 | 721.6022
2020-07-15 | 9 | 524.2029
2020-07-15 | 10 | 331.908
2020-07-15 | 11 | 208.1736
2020-07-15 | 12 | 158.9733
2020-07-15 | 13 | 146.1285
2020-07-15 | 14 | 198.1612
2020-07-15 | 15 | 339.3368
2020-07-15 | 16 | 617.8684
2020-07-15 | 17 | 992.7627
2020-07-15 | 18 | 1587.2141
2020-07-15 | 19 | 2015.9723
2020-07-15 | 20 | 2089.6462
2020-07-15 | 21 | 2191.0743
2020-07-15 | 22 | 2150.9326
2020-07-15 | 23 | 1898.8529
2020-07-15 | 24 | 1598.0991
2020-07-16 | 1 | 1634.7209
2020-07-16 | 2 | 1523.199
2020-07-16 | 3 | 1458.2027
2020-07-16 | 4 | 1423.2388
2020-07-16 | 5 | 1435.8322
2020-07-16 | 6 | 1405.3348
2020-07-16 | 7 | 1137.1339
2020-07-16 | 8 | 915.0178
2020-07-16 | 9 | 727.2974
2020-07-16 | 10 | 573.7147
2020-07-16 | 11 | 456.8037
2020-07-16 | 12 | 432.9198
2020-07-16 | 13 | 448.2342
2020-07-16 | 14 | 552.851
2020-07-16 | 15 | 743.7308
2020-07-16 | 16 | 1073.2524
2020-07-16 | 17 | 1395.7387
2020-07-16 | 18 | 1937.8654
2020-07-16 | 19 | 2309.7093
2020-07-16 | 20 | 2355.6552
2020-07-16 | 21 | 2430.7616
2020-07-16 | 22 | 2395.9676
2020-07-16 | 23 | 2161.0022
2020-07-16 | 24 | 1867.6948
2020-07-17 | 1 | 1482.963
2020-07-17 | 2 | 1396.4049
2020-07-17 | 3 | 1339.4524
2020-07-17 | 4 | 1329.2081
2020-07-17 | 5 | 1357.7425
2020-07-17 | 6 | 1340.1758
2020-07-17 | 7 | 1050.5238
2020-07-17 | 8 | 794.2416
2020-07-17 | 9 | 577.4075
2020-07-17 | 10 | 358.7453
2020-07-17 | 11 | 228.8012
2020-07-17 | 12 | 187.852
2020-07-17 | 13 | 161.5694
2020-07-17 | 14 | 236.1256
2020-07-17 | 15 | 368.6214
2020-07-17 | 16 | 636.8482
2020-07-17 | 17 | 988.7219
2020-07-17 | 18 | 1570.576
2020-07-17 | 19 | 1978.6575
2020-07-17 | 20 | 2054.5198
2020-07-17 | 21 | 2169.1787
2020-07-17 | 22 | 2141.1863
2020-07-17 | 23 | 1944.0494
2020-07-17 | 24 | 1675.1956
2020-07-18 | 1 | 1382.4468
2020-07-18 | 2 | 1321.0768
2020-07-18 | 3 | 1274.7944
2020-07-18 | 4 | 1252.4121
2020-07-18 | 5 | 1249.9149
2020-07-18 | 6 | 1175.0891
2020-07-18 | 7 | 795.7247
2020-07-18 | 8 | 441.5117
2020-07-18 | 9 | 197.8979
2020-07-18 | 10 | 10.0114
2020-07-18 | 11 | -107.0058
2020-07-18 | 12 | -145.0703
2020-07-18 | 13 | -143.6912
2020-07-18 | 14 | -81.3642
2020-07-18 | 15 | 58.2543
2020-07-18 | 16 | 318.2887
2020-07-18 | 17 | 687.9453
2020-07-18 | 18 | 1268.14
2020-07-18 | 19 | 1725.5526
2020-07-18 | 20 | 1847.2617
2020-07-18 | 21 | 2013.3263
2020-07-18 | 22 | 1961.8943
2020-07-18 | 23 | 1779.9204
2020-07-18 | 24 | 1544.2737
2020-07-19 | 1 | 1424.0198
2020-07-19 | 2 | 1353.1656
2020-07-19 | 3 | 1310.5454
2020-07-19 | 4 | 1294.5822
2020-07-19 | 5 | 1307.3174
2020-07-19 | 6 | 1266.8324
2020-07-19 | 7 | 967.7957
2020-07-19 | 8 | 682.3674
2020-07-19 | 9 | 483.5201
2020-07-19 | 10 | 288.5105
2020-07-19 | 11 | 139.1779
2020-07-19 | 12 | 69.4166
2020-07-19 | 13 | 55.9629
2020-07-19 | 14 | 106.4193
2020-07-19 | 15 | 212.2317
2020-07-19 | 16 | 438.434
2020-07-19 | 17 | 790.7707
2020-07-19 | 18 | 1341.3398
2020-07-19 | 19 | 1743.7105
2020-07-19 | 20 | 1851.888
2020-07-19 | 21 | 2067.7227
2020-07-19 | 22 | 2025.9112
2020-07-19 | 23 | 1828.4847
2020-07-19 | 24 | 1584.8183
2020-07-20 | 1 | 1569.7415
2020-07-20 | 2 | 1560.1148
2020-07-20 | 3 | 1462.7766
2020-07-20 | 4 | 1411.1281
2020-07-20 | 5 | 1414.6677
2020-07-20 | 6 | 1389.1492
2020-07-20 | 7 | 1082.5314
2020-07-20 | 8 | 819.8978
2020-07-20 | 9 | 623.0451
2020-07-20 | 10 | 440.4094
2020-07-20 | 11 | 331.303
2020-07-20 | 12 | 280.9303
2020-07-20 | 13 | 287.7122
2020-07-20 | 14 | 361.6029
2020-07-20 | 15 | 511.1682
2020-07-20 | 16 | 796.55
2020-07-20 | 17 | 1169.138
2020-07-20 | 18 | 1758.2014
2020-07-20 | 19 | 2177.2852
2020-07-20 | 20 | 2246.8721
2020-07-20 | 21 | 2341.0122
2020-07-20 | 22 | 2305.7426
2020-07-20 | 23 | 2086.9233
2020-07-20 | 24 | 1788.9608
2020-07-21 | 1 | 1573.9544
2020-07-21 | 2 | 1426.3025
2020-07-21 | 3 | 1366.9241
2020-07-21 | 4 | 1345.2973
2020-07-21 | 5 | 1342.8128
2020-07-21 | 6 | 1300.953
2020-07-21 | 7 | 967.7066
2020-07-21 | 8 | 689.2697
2020-07-21 | 9 | 496.3734
2020-07-21 | 10 | 323.8062
2020-07-21 | 11 | 236.1034
2020-07-21 | 12 | 210.3748
2020-07-21 | 13 | 214.3092
2020-07-21 | 14 | 288.6083
2020-07-21 | 15 | 440.9511
2020-07-21 | 16 | 724.0522
2020-07-21 | 17 | 1110.1896
2020-07-21 | 18 | 1706.5618
2020-07-21 | 19 | 2132.5658
2020-07-21 | 20 | 2201.5213
2020-07-21 | 21 | 2299.3737
2020-07-21 | 22 | 2269.6993
2020-07-21 | 23 | 2049.953
2020-07-21 | 24 | 1769.9943
2020-07-22 | 1 | 1684.4778
2020-07-22 | 2 | 1546.0995
2020-07-22 | 3 | 1489.8167
2020-07-22 | 4 | 1432.7783
2020-07-22 | 5 | 1440.2098
2020-07-22 | 6 | 1423.4476
2020-07-22 | 7 | 1162.3807
2020-07-22 | 8 | 1009.6574
2020-07-22 | 9 | 825.1288
2020-07-22 | 10 | 660.8144
2020-07-22 | 11 | 528.5724
2020-07-22 | 12 | 443.6401
2020-07-22 | 13 | 435.584
2020-07-22 | 14 | 545.7514
2020-07-22 | 15 | 744.3861
2020-07-22 | 16 | 1092.1881
2020-07-22 | 17 | 1484.7743
2020-07-22 | 18 | 2020.5884
2020-07-22 | 19 | 2392.2394
2020-07-22 | 20 | 2448.3287
2020-07-22 | 21 | 2518.6647
2020-07-22 | 22 | 2471.7242
2020-07-22 | 23 | 2225.6729
2020-07-22 | 24 | 1921.2643
2020-07-23 | 1 | 1751.4683
2020-07-23 | 2 | 1508.7077
2020-07-23 | 3 | 1441.7858
2020-07-23 | 4 | 1403.9681
2020-07-23 | 5 | 1417.1918
2020-07-23 | 6 | 1404.9744
2020-07-23 | 7 | 1154.3989
2020-07-23 | 8 | 989.6482
2020-07-23 | 9 | 850.8928
2020-07-23 | 10 | 686.3667
2020-07-23 | 11 | 554.7898
2020-07-23 | 12 | 525.2022
2020-07-23 | 13 | 550.8075
2020-07-23 | 14 | 727.3424
2020-07-23 | 15 | 930.7113
2020-07-23 | 16 | 1251.3666
2020-07-23 | 17 | 1636.4957
2020-07-23 | 18 | 2168.7933
2020-07-23 | 19 | 2494.76
2020-07-23 | 20 | 2533.9053
2020-07-23 | 21 | 2591.6693
2020-07-23 | 22 | 2539.1008
2020-07-23 | 23 | 2306.2169
2020-07-23 | 24 | 1998.7943
2020-07-24 | 1 | 1693.1773
2020-07-24 | 2 | 1512.7021
2020-07-24 | 3 | 1453.1747
2020-07-24 | 4 | 1414.6918
2020-07-24 | 5 | 1432.8202
2020-07-24 | 6 | 1399.0562
2020-07-24 | 7 | 1156.3473
2020-07-24 | 8 | 986.2467
2020-07-24 | 9 | 832.9657
2020-07-24 | 10 | 673.116
2020-07-24 | 11 | 549.4072
2020-07-24 | 12 | 493.6312
2020-07-24 | 13 | 511.5012
2020-07-24 | 14 | 647.9799
2020-07-24 | 15 | 866.481
2020-07-24 | 16 | 1200.3523
2020-07-24 | 17 | 1564.219
2020-07-24 | 18 | 2080.7815
2020-07-24 | 19 | 2446.4021
2020-07-24 | 20 | 2474.6499
2020-07-24 | 21 | 2526.8621
2020-07-24 | 22 | 2483.1242
2020-07-24 | 23 | 2242.4942
2020-07-24 | 24 | 1940.9879
2020-07-25 | 1 | 1431.4589
2020-07-25 | 2 | 1359.3034
2020-07-25 | 3 | 1318.3061
2020-07-25 | 4 | 1307.1468
2020-07-25 | 5 | 1336.1916
2020-07-25 | 6 | 1327.0682
2020-07-25 | 7 | 1046.2121
2020-07-25 | 8 | 825.4361
2020-07-25 | 9 | 660.5788
2020-07-25 | 10 | 428.4492
2020-07-25 | 11 | 252.4278
2020-07-25 | 12 | 160.6526
2020-07-25 | 13 | 126.1866
2020-07-25 | 14 | 182.2835
2020-07-25 | 15 | 321.597
2020-07-25 | 16 | 578.1748
2020-07-25 | 17 | 961.1227
2020-07-25 | 18 | 1547.1635
2020-07-25 | 19 | 1944.3991
2020-07-25 | 20 | 2008.6016
2020-07-25 | 21 | 2172.7818
2020-07-25 | 22 | 2110.5363
2020-07-25 | 23 | 1885.3083
2020-07-25 | 24 | 1609.4986
2020-07-26 | 1 | 1428.5627
2020-07-26 | 2 | 1341.6291
2020-07-26 | 3 | 1304.0464
2020-07-26 | 4 | 1276.9545
2020-07-26 | 5 | 1291.3394
2020-07-26 | 6 | 1276.2469
2020-07-26 | 7 | 1021.9512
2020-07-26 | 8 | 783.8523
2020-07-26 | 9 | 634.993
2020-07-26 | 10 | 427.0556
2020-07-26 | 11 | 249.6379
2020-07-26 | 12 | 166.511
2020-07-26 | 13 | 138.1047
2020-07-26 | 14 | 182.993
2020-07-26 | 15 | 305.1915
2020-07-26 | 16 | 552.7278
2020-07-26 | 17 | 905.3677
2020-07-26 | 18 | 1447.0008
2020-07-26 | 19 | 1859.0701
2020-07-26 | 20 | 1948.003
2020-07-26 | 21 | 2104.0562
2020-07-26 | 22 | 2042.4114
2020-07-26 | 23 | 1845.8494
2020-07-26 | 24 | 1592.1517
2020-07-27 | 1 | 1660.0593
2020-07-27 | 2 | 1481.1329
2020-07-27 | 3 | 1429.3849
2020-07-27 | 4 | 1396.4904
2020-07-27 | 5 | 1409.6493
2020-07-27 | 6 | 1393.6183
2020-07-27 | 7 | 1148.9392
2020-07-27 | 8 | 977.8218
2020-07-27 | 9 | 817.9163
2020-07-27 | 10 | 649.373
2020-07-27 | 11 | 502.0551
2020-07-27 | 12 | 453.0167
2020-07-27 | 13 | 422.3524
2020-07-27 | 14 | 501.4065
2020-07-27 | 15 | 677.1486
2020-07-27 | 16 | 992.3116
2020-07-27 | 17 | 1397.1419
2020-07-27 | 18 | 1962.7629
2020-07-27 | 19 | 2361.4262
2020-07-27 | 20 | 2418.8552
2020-07-27 | 21 | 2484.5202
2020-07-27 | 22 | 2436.247
2020-07-27 | 23 | 2202.889
2020-07-27 | 24 | 1894.2078
2020-07-28 | 1 | 1563.5865
2020-07-28 | 2 | 1451.2461
2020-07-28 | 3 | 1389.7369
2020-07-28 | 4 | 1364.0617
2020-07-28 | 5 | 1394.4126
2020-07-28 | 6 | 1385.0605
2020-07-28 | 7 | 1142.6271
2020-07-28 | 8 | 938.6885
2020-07-28 | 9 | 768.255
2020-07-28 | 10 | 585.4574
2020-07-28 | 11 | 440.0143
2020-07-28 | 12 | 367.3944
2020-07-28 | 13 | 328.8004
2020-07-28 | 14 | 409.3643
2020-07-28 | 15 | 544.6874
2020-07-28 | 16 | 835.0845
2020-07-28 | 17 | 1201.2939
2020-07-28 | 18 | 1769.883
2020-07-28 | 19 | 2179.0573
2020-07-28 | 20 | 2243.1926
2020-07-28 | 21 | 2329.8369
2020-07-28 | 22 | 2284.3543
2020-07-28 | 23 | 2046.8649
2020-07-28 | 24 | 1753.9652
2020-07-29 | 1 | 1549.3035
2020-07-29 | 2 | 1421.144
2020-07-29 | 3 | 1368.3843
2020-07-29 | 4 | 1334.5895
2020-07-29 | 5 | 1346.7916
2020-07-29 | 6 | 1325.3541
2020-07-29 | 7 | 1029.1064
2020-07-29 | 8 | 816.6931
2020-07-29 | 9 | 642.0912
2020-07-29 | 10 | 456.5459
2020-07-29 | 11 | 330.6028
2020-07-29 | 12 | 256.5502
2020-07-29 | 13 | 244.0435
2020-07-29 | 14 | 324.7215
2020-07-29 | 15 | 502.5641
2020-07-29 | 16 | 802.8855
2020-07-29 | 17 | 1182.5372
2020-07-29 | 18 | 1747.1841
2020-07-29 | 19 | 2155.4763
2020-07-29 | 20 | 2229.9092
2020-07-29 | 21 | 2322.6537
2020-07-29 | 22 | 2281.6664
2020-07-29 | 23 | 2054.6846
2020-07-29 | 24 | 1759.735
2020-07-30 | 1 | 1583.7336
2020-07-30 | 2 | 1474.2708
2020-07-30 | 3 | 1412.1812
2020-07-30 | 4 | 1384.0109
2020-07-30 | 5 | 1399.0103
2020-07-30 | 6 | 1387.3809
2020-07-30 | 7 | 1143.3857
2020-07-30 | 8 | 953.5962
2020-07-30 | 9 | 779.6295
2020-07-30 | 10 | 613.9998
2020-07-30 | 11 | 471.4211
2020-07-30 | 12 | 410.7783
2020-07-30 | 13 | 380.0947
2020-07-30 | 14 | 460.5587
2020-07-30 | 15 | 610.6101
2020-07-30 | 16 | 932.7865
2020-07-30 | 17 | 1308.6881
2020-07-30 | 18 | 1884.9969
2020-07-30 | 19 | 2283.375
2020-07-30 | 20 | 2318.7127
2020-07-30 | 21 | 2389.8046
2020-07-30 | 22 | 2344.4702
2020-07-30 | 23 | 2099.0486
2020-07-30 | 24 | 1800.2907
2020-07-31 | 1 | 1583.3036
2020-07-31 | 2 | 1472.7759
2020-07-31 | 3 | 1411.074
2020-07-31 | 4 | 1383.21
2020-07-31 | 5 | 1398.4815
2020-07-31 | 6 | 1388.2614
2020-07-31 | 7 | 1146.6672
2020-07-31 | 8 | 963.3768
2020-07-31 | 9 | 794.4448
2020-07-31 | 10 | 630.3889
2020-07-31 | 11 | 488.0232
2020-07-31 | 12 | 421.6613
2020-07-31 | 13 | 396.8913
2020-07-31 | 14 | 482.6268
2020-07-31 | 15 | 623.1572
2020-07-31 | 16 | 943.5999
2020-07-31 | 17 | 1326.4241
2020-07-31 | 18 | 1908.7084
2020-07-31 | 19 | 2294.3278
2020-07-31 | 20 | 2323.6004
2020-07-31 | 21 | 2394.1712
2020-07-31 | 22 | 2346.4124
2020-07-31 | 23 | 2099.0574
2020-07-31 | 24 | 1800.5831
2020-08-01 | 1 | 1498.3697
2020-08-01 | 2 | 1449.0253
2020-08-01 | 3 | 1396.1567
2020-08-01 | 4 | 1365.2011
2020-08-01 | 5 | 1380.387
2020-08-01 | 6 | 1396.3302
2020-08-01 | 7 | 1117.4132
2020-08-01 | 8 | 698.8746
2020-08-01 | 9 | 465.9023
2020-08-01 | 10 | 263.7452
2020-08-01 | 11 | 96.501
2020-08-01 | 12 | -41.3229
2020-08-01 | 13 | -50.5732
2020-08-01 | 14 | 5.3918
2020-08-01 | 15 | 148.5144
2020-08-01 | 16 | 411.5298
2020-08-01 | 17 | 864.9916
2020-08-01 | 18 | 1473.4223
2020-08-01 | 19 | 1838.2107
2020-08-01 | 20 | 1962.8428
2020-08-01 | 21 | 2123.2526
2020-08-01 | 22 | 2049.8592
2020-08-01 | 23 | 1890.9897
2020-08-01 | 24 | 1679.5875
2020-08-02 | 1 | 1437.1695
2020-08-02 | 2 | 1384.5626
2020-08-02 | 3 | 1345.5406
2020-08-02 | 4 | 1324.2215
2020-08-02 | 5 | 1329.172
2020-08-02 | 6 | 1333.1156
2020-08-02 | 7 | 1026.9771
2020-08-02 | 8 | 592.1191
2020-08-02 | 9 | 353.6254
2020-08-02 | 10 | 168.7735
2020-08-02 | 11 | -14.3167
2020-08-02 | 12 | -118.3316
2020-08-02 | 13 | -131.3167
2020-08-02 | 14 | -72.8088
2020-08-02 | 15 | 79.7334
2020-08-02 | 16 | 347.9696
2020-08-02 | 17 | 826.1189
2020-08-02 | 18 | 1439.271
2020-08-02 | 19 | 1801.5376
2020-08-02 | 20 | 1943.5134
2020-08-02 | 21 | 2103.9712
2020-08-02 | 22 | 2006.3511
2020-08-02 | 23 | 1819.6139
2020-08-02 | 24 | 1595.1602
2020-08-03 | 1 | 1675.4782
2020-08-03 | 2 | 1555.5317
2020-08-03 | 3 | 1496.2953
2020-08-03 | 4 | 1463.0932
2020-08-03 | 5 | 1490.2487
2020-08-03 | 6 | 1556.0198
2020-08-03 | 7 | 1376.6193
2020-08-03 | 8 | 1025.7573
2020-08-03 | 9 | 759.3604
2020-08-03 | 10 | 562.1072
2020-08-03 | 11 | 436.5591
2020-08-03 | 12 | 378.2511
2020-08-03 | 13 | 421.9755
2020-08-03 | 14 | 546.7141
2020-08-03 | 15 | 740.0576
2020-08-03 | 16 | 1045.9354
2020-08-03 | 17 | 1513.7301
2020-08-03 | 18 | 2098.5342
2020-08-03 | 19 | 2394.7735
2020-08-03 | 20 | 2436.811
2020-08-03 | 21 | 2494.0767
2020-08-03 | 22 | 2407.5968
2020-08-03 | 23 | 2165.0095
2020-08-03 | 24 | 1892.3
2020-08-04 | 1 | 1757.0763
2020-08-04 | 2 | 1594.7791
2020-08-04 | 3 | 1525.7965
2020-08-04 | 4 | 1486.9683
2020-08-04 | 5 | 1500.0448
2020-08-04 | 6 | 1562.0233
2020-08-04 | 7 | 1372.8282
2020-08-04 | 8 | 1024.2328
2020-08-04 | 9 | 787.3205
2020-08-04 | 10 | 618.2781
2020-08-04 | 11 | 518.8539
2020-08-04 | 12 | 468.3159
2020-08-04 | 13 | 508.7
2020-08-04 | 14 | 617.0072
2020-08-04 | 15 | 853.822
2020-08-04 | 16 | 1184.642
2020-08-04 | 17 | 1648.5365
2020-08-04 | 18 | 2196.6628
2020-08-04 | 19 | 2476.8541
2020-08-04 | 20 | 2556.5184
2020-08-04 | 21 | 2590.4207
2020-08-04 | 22 | 2492.4354
2020-08-04 | 23 | 2267.3715
2020-08-04 | 24 | 1980.8151
2020-08-05 | 1 | 1647.2413
2020-08-05 | 2 | 1554.0778
2020-08-05 | 3 | 1489.3516
2020-08-05 | 4 | 1450.1632
2020-08-05 | 5 | 1457.9467
2020-08-05 | 6 | 1510.8928
2020-08-05 | 7 | 1282.317
2020-08-05 | 8 | 926.4724
2020-08-05 | 9 | 694.663
2020-08-05 | 10 | 518.6385
2020-08-05 | 11 | 415.4597
2020-08-05 | 12 | 364.2666
2020-08-05 | 13 | 395.6719
2020-08-05 | 14 | 502.2229
2020-08-05 | 15 | 663.5993
2020-08-05 | 16 | 963.9429
2020-08-05 | 17 | 1423.6757
2020-08-05 | 18 | 2013.0477
2020-08-05 | 19 | 2342.5911
2020-08-05 | 20 | 2375.1125
2020-08-05 | 21 | 2454.7852
2020-08-05 | 22 | 2386.6188
2020-08-05 | 23 | 2144.5215
2020-08-05 | 24 | 1868.3881
2020-08-06 | 1 | 1589.3668
2020-08-06 | 2 | 1439.933
2020-08-06 | 3 | 1394.0135
2020-08-06 | 4 | 1371.4788
2020-08-06 | 5 | 1392.1993
2020-08-06 | 6 | 1422.2484
2020-08-06 | 7 | 1173.3676
2020-08-06 | 8 | 807.8814
2020-08-06 | 9 | 553.3379
2020-08-06 | 10 | 335.6576
2020-08-06 | 11 | 219.1338
2020-08-06 | 12 | 169.406
2020-08-06 | 13 | 213.3834
2020-08-06 | 14 | 305.2739
2020-08-06 | 15 | 480.9211
2020-08-06 | 16 | 775.5198
2020-08-06 | 17 | 1242.8726
2020-08-06 | 18 | 1861.3024
2020-08-06 | 19 | 2210.5855
2020-08-06 | 20 | 2280.2843
2020-08-06 | 21 | 2359.2847
2020-08-06 | 22 | 2272.2806
2020-08-06 | 23 | 2055.2242
2020-08-06 | 24 | 1804.8274
2020-08-07 | 1 | 1515.4083
2020-08-07 | 2 | 1459.1664
2020-08-07 | 3 | 1408.3203
2020-08-07 | 4 | 1389.7017
2020-08-07 | 5 | 1407.1254
2020-08-07 | 6 | 1460.8323
2020-08-07 | 7 | 1250.7191
2020-08-07 | 8 | 857.0215
2020-08-07 | 9 | 588.4958
2020-08-07 | 10 | 390.1319
2020-08-07 | 11 | 216.3347
2020-08-07 | 12 | 137.3223
2020-08-07 | 13 | 144.4112
2020-08-07 | 14 | 206.6835
2020-08-07 | 15 | 360.0972
2020-08-07 | 16 | 641.6907
2020-08-07 | 17 | 1079.6777
2020-08-07 | 18 | 1679.8544
2020-08-07 | 19 | 2028.6923
2020-08-07 | 20 | 2169.1539
2020-08-07 | 21 | 2266.8307
2020-08-07 | 22 | 2170.3607
2020-08-07 | 23 | 1951.3075
2020-08-07 | 24 | 1696.8848
2020-08-08 | 1 | 1471.6461
2020-08-08 | 2 | 1378.5952
2020-08-08 | 3 | 1338.5958
2020-08-08 | 4 | 1309.7273
2020-08-08 | 5 | 1317.9129
2020-08-08 | 6 | 1321.4616
2020-08-08 | 7 | 1011.9602
2020-08-08 | 8 | 591.1219
2020-08-08 | 9 | 340.7267
2020-08-08 | 10 | 140.081
2020-08-08 | 11 | 14.9803
2020-08-08 | 12 | -68.7275
2020-08-08 | 13 | -68.818
2020-08-08 | 14 | -12.2655
2020-08-08 | 15 | 156.7111
2020-08-08 | 16 | 448.0455
2020-08-08 | 17 | 932.257
2020-08-08 | 18 | 1572.1691
2020-08-08 | 19 | 1941.0041
2020-08-08 | 20 | 2066.959
2020-08-08 | 21 | 2211.1539
2020-08-08 | 22 | 2101.623
2020-08-08 | 23 | 1900.4062
2020-08-08 | 24 | 1656.1333
2020-08-09 | 1 | 1501.4168
2020-08-09 | 2 | 1420.2362
2020-08-09 | 3 | 1366.8486
2020-08-09 | 4 | 1342.1413
2020-08-09 | 5 | 1359.1989
2020-08-09 | 6 | 1365.7485
2020-08-09 | 7 | 1054.8371
2020-08-09 | 8 | 612.998
2020-08-09 | 9 | 353.5412
2020-08-09 | 10 | 152.4059
2020-08-09 | 11 | 29.2844
2020-08-09 | 12 | -31.5939
2020-08-09 | 13 | -24.5928
2020-08-09 | 14 | 57.5485
2020-08-09 | 15 | 233.4551
2020-08-09 | 16 | 521.5462
2020-08-09 | 17 | 997.6961
2020-08-09 | 18 | 1623.8137
2020-08-09 | 19 | 2000.5459
2020-08-09 | 20 | 2107.1739
2020-08-09 | 21 | 2248.6822
2020-08-09 | 22 | 2126.9617
2020-08-09 | 23 | 1925.4188
2020-08-09 | 24 | 1678.3463
2020-08-10 | 1 | 1553.6821
2020-08-10 | 2 | 1465.232
2020-08-10 | 3 | 1412.567
2020-08-10 | 4 | 1391.1613
2020-08-10 | 5 | 1410.7599
2020-08-10 | 6 | 1474.1348
2020-08-10 | 7 | 1262.1158
2020-08-10 | 8 | 907.1234
2020-08-10 | 9 | 676.0813
2020-08-10 | 10 | 419.8756
2020-08-10 | 11 | 284.7986
2020-08-10 | 12 | 181.2524
2020-08-10 | 13 | 176.1087
2020-08-10 | 14 | 247.2941
2020-08-10 | 15 | 394.4608
2020-08-10 | 16 | 700.6578
2020-08-10 | 17 | 1139.7429
2020-08-10 | 18 | 1747.9021
2020-08-10 | 19 | 2085.7261
2020-08-10 | 20 | 2177.0168
2020-08-10 | 21 | 2278.2636
2020-08-10 | 22 | 2199.2118
2020-08-10 | 23 | 1987.7909
2020-08-10 | 24 | 1742.7678
2020-08-11 | 1 | 1567.6991
2020-08-11 | 2 | 1489.1869
2020-08-11 | 3 | 1434.6696
2020-08-11 | 4 | 1406.0716
2020-08-11 | 5 | 1419.466
2020-08-11 | 6 | 1463.9815
2020-08-11 | 7 | 1234.6135
2020-08-11 | 8 | 876.0507
2020-08-11 | 9 | 627.8162
2020-08-11 | 10 | 389.6
2020-08-11 | 11 | 259.5845
2020-08-11 | 12 | 196.6916
2020-08-11 | 13 | 207.8521
2020-08-11 | 14 | 276.5074
2020-08-11 | 15 | 446.7343
2020-08-11 | 16 | 735.2388
2020-08-11 | 17 | 1201.5814
2020-08-11 | 18 | 1818.2443
2020-08-11 | 19 | 2148.2768
2020-08-11 | 20 | 2235.8012
2020-08-11 | 21 | 2307.993
2020-08-11 | 22 | 2224.5219
2020-08-11 | 23 | 2009.9414
2020-08-11 | 24 | 1768.1324
2020-08-12 | 1 | 1595.294
2020-08-12 | 2 | 1493.0421
2020-08-12 | 3 | 1446.1173
2020-08-12 | 4 | 1418.783
2020-08-12 | 5 | 1436.3164
2020-08-12 | 6 | 1487.3186
2020-08-12 | 7 | 1290.0351
2020-08-12 | 8 | 950.5799
2020-08-12 | 9 | 705.714
2020-08-12 | 10 | 474.1999
2020-08-12 | 11 | 347.4904
2020-08-12 | 12 | 238.5749
2020-08-12 | 13 | 223.6313
2020-08-12 | 14 | 289.6779
2020-08-12 | 15 | 457.9177
2020-08-12 | 16 | 755.9431
2020-08-12 | 17 | 1211.2714
2020-08-12 | 18 | 1856.4077
2020-08-12 | 19 | 2215.2752
2020-08-12 | 20 | 2314.9679
2020-08-12 | 21 | 2397.0881
2020-08-12 | 22 | 2300.4206
2020-08-12 | 23 | 2065.7815
2020-08-12 | 24 | 1801.1541
2020-08-13 | 1 | 1590.227
2020-08-13 | 2 | 1498.3335
2020-08-13 | 3 | 1452.5004
2020-08-13 | 4 | 1418.5316
2020-08-13 | 5 | 1440.5124
2020-08-13 | 6 | 1486.2155
2020-08-13 | 7 | 1271.5541
2020-08-13 | 8 | 931.4614
2020-08-13 | 9 | 682.5863
2020-08-13 | 10 | 448.882
2020-08-13 | 11 | 326.6687
2020-08-13 | 12 | 257.1236
2020-08-13 | 13 | 284.1838
2020-08-13 | 14 | 360.2535
2020-08-13 | 15 | 528.1942
2020-08-13 | 16 | 843.9088
2020-08-13 | 17 | 1300.4443
2020-08-13 | 18 | 1919.0759
2020-08-13 | 19 | 2251.163
2020-08-13 | 20 | 2350.6828
2020-08-13 | 21 | 2403.5488
2020-08-13 | 22 | 2299.9548
2020-08-13 | 23 | 2066.9141
2020-08-13 | 24 | 1803.0924
2020-08-14 | 1 | 1612.4763
2020-08-14 | 2 | 1487.0674
2020-08-14 | 3 | 1442.5595
2020-08-14 | 4 | 1417.0836
2020-08-14 | 5 | 1441.0403
2020-08-14 | 6 | 1486.1361
2020-08-14 | 7 | 1281.2854
2020-08-14 | 8 | 924.2116
2020-08-14 | 9 | 662.6967
2020-08-14 | 10 | 458.5676
2020-08-14 | 11 | 337.886
2020-08-14 | 12 | 282.0433
2020-08-14 | 13 | 320.8794
2020-08-14 | 14 | 402.9372
2020-08-14 | 15 | 570.705
2020-08-14 | 16 | 886.3064
2020-08-14 | 17 | 1343.4117
2020-08-14 | 18 | 1966.5069
2020-08-14 | 19 | 2303.6249
2020-08-14 | 20 | 2384.6016
2020-08-14 | 21 | 2448.3888
2020-08-14 | 22 | 2349.0577
2020-08-14 | 23 | 2099.7957
2020-08-14 | 24 | 1824.682
2020-08-15 | 1 | 1492.2626
2020-08-15 | 2 | 1421.1121
2020-08-15 | 3 | 1380.3455
2020-08-15 | 4 | 1358.8309
2020-08-15 | 5 | 1386.117
2020-08-15 | 6 | 1461.4873
2020-08-15 | 7 | 1268.8621
2020-08-15 | 8 | 939.9029
2020-08-15 | 9 | 678.7382
2020-08-15 | 10 | 457.1322
2020-08-15 | 11 | 310.9444
2020-08-15 | 12 | 239.8858
2020-08-15 | 13 | 263.2867
2020-08-15 | 14 | 324.1641
2020-08-15 | 15 | 468.8625
2020-08-15 | 16 | 704.2102
2020-08-15 | 17 | 1139.265
2020-08-15 | 18 | 1734.3703
2020-08-15 | 19 | 2055.0074
2020-08-15 | 20 | 2124.1341
2020-08-15 | 21 | 2262.9597
2020-08-15 | 22 | 2142.0589
2020-08-15 | 23 | 1932.2709
2020-08-15 | 24 | 1676.9395
2020-08-16 | 1 | 1514.8126
2020-08-16 | 2 | 1469.795
2020-08-16 | 3 | 1426.9716
2020-08-16 | 4 | 1418.8579
2020-08-16 | 5 | 1420.6404
2020-08-16 | 6 | 1468.5471
2020-08-16 | 7 | 1222.8317
2020-08-16 | 8 | 860.7448
2020-08-16 | 9 | 641.595
2020-08-16 | 10 | 427.1332
2020-08-16 | 11 | 272.0678
2020-08-16 | 12 | 203.1345
2020-08-16 | 13 | 222.4141
2020-08-16 | 14 | 267.1941
2020-08-16 | 15 | 402.0449
2020-08-16 | 16 | 636.8505
2020-08-16 | 17 | 1069.4047
2020-08-16 | 18 | 1652.4106
2020-08-16 | 19 | 2007.9448
2020-08-16 | 20 | 2099.1244
2020-08-16 | 21 | 2240.4195
2020-08-16 | 22 | 2123.6055
2020-08-16 | 23 | 1939.1796
2020-08-16 | 24 | 1699.5522
2020-08-17 | 1 | 2003.121
2020-08-17 | 2 | 1728.6321
2020-08-17 | 3 | 1638.168
2020-08-17 | 4 | 1582.8193
2020-08-17 | 5 | 1594.2463
2020-08-17 | 6 | 1676.6662
2020-08-17 | 7 | 1505.553
2020-08-17 | 8 | 1174.8727
2020-08-17 | 9 | 980.1671
2020-08-17 | 10 | 826.9067
2020-08-17 | 11 | 790.7856
2020-08-17 | 12 | 885.9753
2020-08-17 | 13 | 1000.5828
2020-08-17 | 14 | 1111.639
2020-08-17 | 15 | 1301.0345
2020-08-17 | 16 | 1674.7884
2020-08-17 | 17 | 2113.7826
2020-08-17 | 18 | 2680.653
2020-08-17 | 19 | 2960.8783
2020-08-17 | 20 | 2989.1313
2020-08-17 | 21 | 2922.6439
2020-08-17 | 22 | 2754.1857
2020-08-17 | 23 | 2532.6248
2020-08-17 | 24 | 2249.1339
2020-08-18 | 1 | 1643.9753
2020-08-18 | 2 | 1560.5909
2020-08-18 | 3 | 1509.642
2020-08-18 | 4 | 1472.3851
2020-08-18 | 5 | 1469.5941
2020-08-18 | 6 | 1507.5645
2020-08-18 | 7 | 1277.2642
2020-08-18 | 8 | 920.9933
2020-08-18 | 9 | 687.5962
2020-08-18 | 10 | 484.2889
2020-08-18 | 11 | 406.3443
2020-08-18 | 12 | 364.321
2020-08-18 | 13 | 389.1586
2020-08-18 | 14 | 473.4299
2020-08-18 | 15 | 651.5534
2020-08-18 | 16 | 939.594
2020-08-18 | 17 | 1380.8793
2020-08-18 | 18 | 2017.0388
2020-08-18 | 19 | 2341.0374
2020-08-18 | 20 | 2392.9755
2020-08-18 | 21 | 2435.2261
2020-08-18 | 22 | 2353.3515
2020-08-18 | 23 | 2132.2326
2020-08-18 | 24 | 1867.2863
2020-08-19 | 1 | 1619.1474
2020-08-19 | 2 | 1499.8593
2020-08-19 | 3 | 1438.9484
2020-08-19 | 4 | 1405.3009
2020-08-19 | 5 | 1409.058
2020-08-19 | 6 | 1459.3592
2020-08-19 | 7 | 1227.3858
2020-08-19 | 8 | 865.9929
2020-08-19 | 9 | 631.1123
2020-08-19 | 10 | 451.7148
2020-08-19 | 11 | 344.8911
2020-08-19 | 12 | 294.6212
2020-08-19 | 13 | 334.6041
2020-08-19 | 14 | 415.6386
2020-08-19 | 15 | 598.1361
2020-08-19 | 16 | 882.1784
2020-08-19 | 17 | 1339.8067
2020-08-19 | 18 | 1960.1123
2020-08-19 | 19 | 2290.9371
2020-08-19 | 20 | 2365.4287
2020-08-19 | 21 | 2411.1035
2020-08-19 | 22 | 2322.395
2020-08-19 | 23 | 2096.8705
2020-08-19 | 24 | 1835.2805
2020-08-20 | 1 | 1601.948
2020-08-20 | 2 | 1506.281
2020-08-20 | 3 | 1447.375
2020-08-20 | 4 | 1422.6895
2020-08-20 | 5 | 1440.3026
2020-08-20 | 6 | 1469.9088
2020-08-20 | 7 | 1216.8512
2020-08-20 | 8 | 867.4602
2020-08-20 | 9 | 619.1337
2020-08-20 | 10 | 413.1883
2020-08-20 | 11 | 296.1589
2020-08-20 | 12 | 249.2711
2020-08-20 | 13 | 286.4272
2020-08-20 | 14 | 382.3446
2020-08-20 | 15 | 549.6945
2020-08-20 | 16 | 833.8137
2020-08-20 | 17 | 1302.1775
2020-08-20 | 18 | 1956.6548
2020-08-20 | 19 | 2281.9892
2020-08-20 | 20 | 2343.4118
2020-08-20 | 21 | 2396.6382
2020-08-20 | 22 | 2305.2348
2020-08-20 | 23 | 2076.612
2020-08-20 | 24 | 1815.0471
2020-08-21 | 1 | 1659.9711
2020-08-21 | 2 | 1564.21
2020-08-21 | 3 | 1513.0136
2020-08-21 | 4 | 1472.1098
2020-08-21 | 5 | 1474.9035
2020-08-21 | 6 | 1491.3557
2020-08-21 | 7 | 1220.0223
2020-08-21 | 8 | 866.0039
2020-08-21 | 9 | 626.6721
2020-08-21 | 10 | 444.8579
2020-08-21 | 11 | 364.2592
2020-08-21 | 12 | 337.635
2020-08-21 | 13 | 408.2592
2020-08-21 | 14 | 517.5583
2020-08-21 | 15 | 711.4833
2020-08-21 | 16 | 1016.3183
2020-08-21 | 17 | 1487.5098
2020-08-21 | 18 | 2105.8843
2020-08-21 | 19 | 2437.883
2020-08-21 | 20 | 2474.5276
2020-08-21 | 21 | 2515.6215
2020-08-21 | 22 | 2414.0738
2020-08-21 | 23 | 2158.3594
2020-08-21 | 24 | 1875.7069
2020-08-22 | 1 | 1497.5358
2020-08-22 | 2 | 1421.0839
2020-08-22 | 3 | 1362.7854
2020-08-22 | 4 | 1349.7664
2020-08-22 | 5 | 1371.7297
2020-08-22 | 6 | 1421.1232
2020-08-22 | 7 | 1186.397
2020-08-22 | 8 | 826.1407
2020-08-22 | 9 | 552.6141
2020-08-22 | 10 | 346.0237
2020-08-22 | 11 | 228.1912
2020-08-22 | 12 | 175.2929
2020-08-22 | 13 | 207.0553
2020-08-22 | 14 | 312.7845
2020-08-22 | 15 | 457.8964
2020-08-22 | 16 | 698.0993
2020-08-22 | 17 | 1162.3665
2020-08-22 | 18 | 1776.0311
2020-08-22 | 19 | 2097.5228
2020-08-22 | 20 | 2136.4593
2020-08-22 | 21 | 2271.5384
2020-08-22 | 22 | 2149.3416
2020-08-22 | 23 | 1941.4614
2020-08-22 | 24 | 1692.0007
2020-08-23 | 1 | 1505.456
2020-08-23 | 2 | 1464.3451
2020-08-23 | 3 | 1410.3669
2020-08-23 | 4 | 1385.4544
2020-08-23 | 5 | 1397.5341
2020-08-23 | 6 | 1413.4947
2020-08-23 | 7 | 1128.8913
2020-08-23 | 8 | 701.5317
2020-08-23 | 9 | 463.3569
2020-08-23 | 10 | 296.9918
2020-08-23 | 11 | 191.7137
2020-08-23 | 12 | 148.5007
2020-08-23 | 13 | 163.9969
2020-08-23 | 14 | 240.9455
2020-08-23 | 15 | 391.9826
2020-08-23 | 16 | 625.4966
2020-08-23 | 17 | 1077.6454
2020-08-23 | 18 | 1679.8299
2020-08-23 | 19 | 2034.6655
2020-08-23 | 20 | 2090.8749
2020-08-23 | 21 | 2223.8681
2020-08-23 | 22 | 2116.8771
2020-08-23 | 23 | 1932.2542
2020-08-23 | 24 | 1686.179
2020-08-24 | 1 | 1722.8616
2020-08-24 | 2 | 1536.4486
2020-08-24 | 3 | 1481.635
2020-08-24 | 4 | 1452.0288
2020-08-24 | 5 | 1469.7121
2020-08-24 | 6 | 1534.1256
2020-08-24 | 7 | 1345.9847
2020-08-24 | 8 | 1012.1902
2020-08-24 | 9 | 750.1065
2020-08-24 | 10 | 583.3811
2020-08-24 | 11 | 502.6859
2020-08-24 | 12 | 485.156
2020-08-24 | 13 | 541.6965
2020-08-24 | 14 | 681.6404
2020-08-24 | 15 | 902.0406
2020-08-24 | 16 | 1200.2429
2020-08-24 | 17 | 1622.3373
2020-08-24 | 18 | 2201.0513
2020-08-24 | 19 | 2488.7196
2020-08-24 | 20 | 2509.5794
2020-08-24 | 21 | 2553.8961
2020-08-24 | 22 | 2463.3324
2020-08-24 | 23 | 2207.1633
2020-08-24 | 24 | 1937.4696
2020-08-25 | 1 | 1718.327
2020-08-25 | 2 | 1571.4963
2020-08-25 | 3 | 1498.7944
2020-08-25 | 4 | 1464.5935
2020-08-25 | 5 | 1480.4264
2020-08-25 | 6 | 1524.9971
2020-08-25 | 7 | 1325.3192
2020-08-25 | 8 | 967.5128
2020-08-25 | 9 | 704.0077
2020-08-25 | 10 | 538.9065
2020-08-25 | 11 | 466.6745
2020-08-25 | 12 | 447.2013
2020-08-25 | 13 | 497.4548
2020-08-25 | 14 | 613.3732
2020-08-25 | 15 | 804.3059
2020-08-25 | 16 | 1115.976
2020-08-25 | 17 | 1578.0869
2020-08-25 | 18 | 2192.8525
2020-08-25 | 19 | 2492.3689
2020-08-25 | 20 | 2531.5282
2020-08-25 | 21 | 2557.8931
2020-08-25 | 22 | 2471.9765
2020-08-25 | 23 | 2215.589
2020-08-25 | 24 | 1940.6054
2020-08-26 | 1 | 1846.1773
2020-08-26 | 2 | 1628.1249
2020-08-26 | 3 | 1551.684
2020-08-26 | 4 | 1509.5877
2020-08-26 | 5 | 1525.9007
2020-08-26 | 6 | 1596.4749
2020-08-26 | 7 | 1416.8759
2020-08-26 | 8 | 1058.2083
2020-08-26 | 9 | 806.2509
2020-08-26 | 10 | 647.9013
2020-08-26 | 11 | 577.2907
2020-08-26 | 12 | 608.377
2020-08-26 | 13 | 787.368
2020-08-26 | 14 | 945.4409
2020-08-26 | 15 | 1119.4428
2020-08-26 | 16 | 1521.4067
2020-08-26 | 17 | 2013.5507
2020-08-26 | 18 | 2609.5489
2020-08-26 | 19 | 2847.9028
2020-08-26 | 20 | 2794.4445
2020-08-26 | 21 | 2797.393
2020-08-26 | 22 | 2672.9929
2020-08-26 | 23 | 2420.2922
2020-08-26 | 24 | 2089.0553
2020-08-27 | 1 | 1838.8265
2020-08-27 | 2 | 1665.3338
2020-08-27 | 3 | 1589.5413
2020-08-27 | 4 | 1550.3208
2020-08-27 | 5 | 1560.4768
2020-08-27 | 6 | 1639.5442
2020-08-27 | 7 | 1470.4192
2020-08-27 | 8 | 1132.1496
2020-08-27 | 9 | 903.715
2020-08-27 | 10 | 745.1095
2020-08-27 | 11 | 683.3922
2020-08-27 | 12 | 795.1579
2020-08-27 | 13 | 912.2553
2020-08-27 | 14 | 1072.3527
2020-08-27 | 15 | 1255.0306
2020-08-27 | 16 | 1558.7854
2020-08-27 | 17 | 2011.3911
2020-08-27 | 18 | 2601.9827
2020-08-27 | 19 | 2856.9072
2020-08-27 | 20 | 2802.5608
2020-08-27 | 21 | 2790.3846
2020-08-27 | 22 | 2651.0372
2020-08-27 | 23 | 2391.9261
2020-08-27 | 24 | 2070.9362
2020-08-28 | 1 | 1876.5252
2020-08-28 | 2 | 1715.6631
2020-08-28 | 3 | 1613.8507
2020-08-28 | 4 | 1562.1758
2020-08-28 | 5 | 1566.132
2020-08-28 | 6 | 1608.3921
2020-08-28 | 7 | 1404.3159
2020-08-28 | 8 | 1055.4497
2020-08-28 | 9 | 833.7205
2020-08-28 | 10 | 695.152
2020-08-28 | 11 | 633.3257
2020-08-28 | 12 | 661.8819
2020-08-28 | 13 | 809.606
2020-08-28 | 14 | 949.121
2020-08-28 | 15 | 1143.2111
2020-08-28 | 16 | 1425.4036
2020-08-28 | 17 | 1886.2875
2020-08-28 | 18 | 2481.1203
2020-08-28 | 19 | 2649.1597
2020-08-28 | 20 | 2638.1434
2020-08-28 | 21 | 2671.9061
2020-08-28 | 22 | 2613.8592
2020-08-28 | 23 | 2398.1171
2020-08-28 | 24 | 2117.2064
2020-08-29 | 1 | 1497.8912
2020-08-29 | 2 | 1421.4015
2020-08-29 | 3 | 1363.3452
2020-08-29 | 4 | 1350.1009
2020-08-29 | 5 | 1372.0862
2020-08-29 | 6 | 1421.1866
2020-08-29 | 7 | 1186.2546
2020-08-29 | 8 | 822.6632
2020-08-29 | 9 | 550.1596
2020-08-29 | 10 | 344.6172
2020-08-29 | 11 | 227.7352
2020-08-29 | 12 | 173.955
2020-08-29 | 13 | 205.4536
2020-08-29 | 14 | 306.812
2020-08-29 | 15 | 453.0968
2020-08-29 | 16 | 697.4568
2020-08-29 | 17 | 1163.3917
2020-08-29 | 18 | 1780.9546
2020-08-29 | 19 | 2101.8939
2020-08-29 | 20 | 2137.0964
2020-08-29 | 21 | 2271.9483
2020-08-29 | 22 | 2149.9284
2020-08-29 | 23 | 1942.4434
2020-08-29 | 24 | 1693.4779
2020-08-30 | 1 | 1507.6178
2020-08-30 | 2 | 1463.4099
2020-08-30 | 3 | 1410.0048
2020-08-30 | 4 | 1384.9989
2020-08-30 | 5 | 1397.8483
2020-08-30 | 6 | 1413.9684
2020-08-30 | 7 | 1130.3986
2020-08-30 | 8 | 703.2866
2020-08-30 | 9 | 463.1044
2020-08-30 | 10 | 292.0662
2020-08-30 | 11 | 191.9992
2020-08-30 | 12 | 149.0174
2020-08-30 | 13 | 164.4605
2020-08-30 | 14 | 242.2997
2020-08-30 | 15 | 393.4517
2020-08-30 | 16 | 628.7693
2020-08-30 | 17 | 1081.7103
2020-08-30 | 18 | 1684.7627
2020-08-30 | 19 | 2039.1626
2020-08-30 | 20 | 2091.5848
2020-08-30 | 21 | 2225.2039
2020-08-30 | 22 | 2120.7544
2020-08-30 | 23 | 1935.306
2020-08-30 | 24 | 1689.1255
2020-08-31 | 1 | 1787.3198
2020-08-31 | 2 | 1673.183
2020-08-31 | 3 | 1582.0065
2020-08-31 | 4 | 1540.7283
2020-08-31 | 5 | 1545.7844
2020-08-31 | 6 | 1596.8643
2020-08-31 | 7 | 1400.1178
2020-08-31 | 8 | 1060.8137
2020-08-31 | 9 | 836.9268
2020-08-31 | 10 | 685.6389
2020-08-31 | 11 | 612.2368
2020-08-31 | 12 | 617.3319
2020-08-31 | 13 | 714.0413
2020-08-31 | 14 | 894.2429
2020-08-31 | 15 | 1086.0065
2020-08-31 | 16 | 1384.7523
2020-08-31 | 17 | 1856.0615
2020-08-31 | 18 | 2415.2539
2020-08-31 | 19 | 2637.9716
2020-08-31 | 20 | 2641.2306
2020-08-31 | 21 | 2653.6873
2020-08-31 | 22 | 2545.6881
2020-08-31 | 23 | 2297.7812
2020-08-31 | 24 | 2004.4367
2020-09-01 | 1 | 2158.4344
2020-09-01 | 2 | 1926.3482
2020-09-01 | 3 | 1812.0324
2020-09-01 | 4 | 1730.674
2020-09-01 | 5 | 1712.5854
2020-09-01 | 6 | 1795.739
2020-09-01 | 7 | 1688.0596
2020-09-01 | 8 | 1234.8281
2020-09-01 | 9 | 993.9214
2020-09-01 | 10 | 853.4719
2020-09-01 | 11 | 841.4136
2020-09-01 | 12 | 942.1527
2020-09-01 | 13 | 1034.5434
2020-09-01 | 14 | 1267.3861
2020-09-01 | 15 | 1520.3482
2020-09-01 | 16 | 1907.4796
2020-09-01 | 17 | 2451.1982
2020-09-01 | 18 | 3034.9637
2020-09-01 | 19 | 3162.0595
2020-09-01 | 20 | 3231.3501
2020-09-01 | 21 | 3169.8748
2020-09-01 | 22 | 2926.1671
2020-09-01 | 23 | 2667.1948
2020-09-01 | 24 | 2387.7507
2020-09-02 | 1 | 2190.2078
2020-09-02 | 2 | 1818.8161
2020-09-02 | 3 | 1707.9538
2020-09-02 | 4 | 1644.1562
2020-09-02 | 5 | 1638.5573
2020-09-02 | 6 | 1755.8288
2020-09-02 | 7 | 1691.5866
2020-09-02 | 8 | 1264.3441
2020-09-02 | 9 | 1035.48
2020-09-02 | 10 | 899.8365
2020-09-02 | 11 | 991.6527
2020-09-02 | 12 | 1070.7815
2020-09-02 | 13 | 1200.0311
2020-09-02 | 14 | 1438.829
2020-09-02 | 15 | 1675.3077
2020-09-02 | 16 | 2163.1912
2020-09-02 | 17 | 2691.6626
2020-09-02 | 18 | 3179.793
2020-09-02 | 19 | 3272.4205
2020-09-02 | 20 | 3338.0645
2020-09-02 | 21 | 3267.4275
2020-09-02 | 22 | 3024.4482
2020-09-02 | 23 | 2730.0779
2020-09-02 | 24 | 2431.3953
2020-09-03 | 1 | 1782.7142
2020-09-03 | 2 | 1571.4354
2020-09-03 | 3 | 1598.5503
2020-09-03 | 4 | 1552.004
2020-09-03 | 5 | 1547.7422
2020-09-03 | 6 | 1623.7984
2020-09-03 | 7 | 1565.3566
2020-09-03 | 8 | 1113.2903
2020-09-03 | 9 | 797.4329
2020-09-03 | 10 | 609.4233
2020-09-03 | 11 | 526.4204
2020-09-03 | 12 | 497.1813
2020-09-03 | 13 | 527.8707
2020-09-03 | 14 | 659.4884
2020-09-03 | 15 | 883.0349
2020-09-03 | 16 | 1191.3062
2020-09-03 | 17 | 1766.3983
2020-09-03 | 18 | 2312.9794
2020-09-03 | 19 | 2483.8819
2020-09-03 | 20 | 2589.9473
2020-09-03 | 21 | 2574.0977
2020-09-03 | 22 | 2467.3841
2020-09-03 | 23 | 2233.2401
2020-09-03 | 24 | 1990.2035
2020-09-04 | 1 | 1828.2586
2020-09-04 | 2 | 1740.963
2020-09-04 | 3 | 1637.6735
2020-09-04 | 4 | 1581.3908
2020-09-04 | 5 | 1566.6263
2020-09-04 | 6 | 1638.8009
2020-09-04 | 7 | 1531.3437
2020-09-04 | 8 | 1081.5799
2020-09-04 | 9 | 797.5273
2020-09-04 | 10 | 640.5663
2020-09-04 | 11 | 585.9532
2020-09-04 | 12 | 587.1602
2020-09-04 | 13 | 655.8206
2020-09-04 | 14 | 852.5264
2020-09-04 | 15 | 1099.0193
2020-09-04 | 16 | 1443.2606
2020-09-04 | 17 | 2070.7326
2020-09-04 | 18 | 2545.8007
2020-09-04 | 19 | 2635.9343
2020-09-04 | 20 | 2717.3717
2020-09-04 | 21 | 2684.4538
2020-09-04 | 22 | 2562.6032
2020-09-04 | 23 | 2320.6972
2020-09-04 | 24 | 2048.5583
2020-09-05 | 1 | 1620.4319
2020-09-05 | 2 | 1529.9008
2020-09-05 | 3 | 1466.1131
2020-09-05 | 4 | 1418.3757
2020-09-05 | 5 | 1432.7466
2020-09-05 | 6 | 1534.238
2020-09-05 | 7 | 1491.777
2020-09-05 | 8 | 1047.8289
2020-09-05 | 9 | 726.2311
2020-09-05 | 10 | 526.3584
2020-09-05 | 11 | 442.8882
2020-09-05 | 12 | 407.2455
2020-09-05 | 13 | 417.161
2020-09-05 | 14 | 521.3399
2020-09-05 | 15 | 728.128
2020-09-05 | 16 | 1023.8238
2020-09-05 | 17 | 1638.918
2020-09-05 | 18 | 2215.6589
2020-09-05 | 19 | 2377.4857
2020-09-05 | 20 | 2521.6282
2020-09-05 | 21 | 2513.062
2020-09-05 | 22 | 2322.5353
2020-09-05 | 23 | 2085.9942
2020-09-05 | 24 | 1820.7425
2020-09-06 | 1 | 1585.888
2020-09-06 | 2 | 1523.0838
2020-09-06 | 3 | 1456.732
2020-09-06 | 4 | 1415.5311
2020-09-06 | 5 | 1413.5668
2020-09-06 | 6 | 1490.5913
2020-09-06 | 7 | 1376.3001
2020-09-06 | 8 | 914.9006
2020-09-06 | 9 | 642.0994
2020-09-06 | 10 | 433.2154
2020-09-06 | 11 | 336.9103
2020-09-06 | 12 | 290.4503
2020-09-06 | 13 | 297.8171
2020-09-06 | 14 | 412.9201
2020-09-06 | 15 | 609.7333
2020-09-06 | 16 | 901.3362
2020-09-06 | 17 | 1505.743
2020-09-06 | 18 | 2059.1834
2020-09-06 | 19 | 2235.4125
2020-09-06 | 20 | 2387.84
2020-09-06 | 21 | 2383.1005
2020-09-06 | 22 | 2206.514
2020-09-06 | 23 | 2006.7481
2020-09-06 | 24 | 1761.3193
2020-09-07 | 1 | 1554.7489
2020-09-07 | 2 | 1458.604
2020-09-07 | 3 | 1406.3648
2020-09-07 | 4 | 1372.3207
2020-09-07 | 5 | 1384.3112
2020-09-07 | 6 | 1477.7642
2020-09-07 | 7 | 1406.9095
2020-09-07 | 8 | 969.1791
2020-09-07 | 9 | 660.7746
2020-09-07 | 10 | 441.6879
2020-09-07 | 11 | 315.1628
2020-09-07 | 12 | 246.786
2020-09-07 | 13 | 251.5514
2020-09-07 | 14 | 376.0832
2020-09-07 | 15 | 567.261
2020-09-07 | 16 | 841.5866
2020-09-07 | 17 | 1425.4877
2020-09-07 | 18 | 1987.5053
2020-09-07 | 19 | 2171.2897
2020-09-07 | 20 | 2347.1099
2020-09-07 | 21 | 2310.3854
2020-09-07 | 22 | 2191.552
2020-09-07 | 23 | 1988.2443
2020-09-07 | 24 | 1728.837
2020-09-08 | 1 | 1725.228
2020-09-08 | 2 | 1614.4803
2020-09-08 | 3 | 1540.4433
2020-09-08 | 4 | 1489.3618
2020-09-08 | 5 | 1485.1586
2020-09-08 | 6 | 1528.8312
2020-09-08 | 7 | 1403.7539
2020-09-08 | 8 | 962.7921
2020-09-08 | 9 | 694.7027
2020-09-08 | 10 | 522.8681
2020-09-08 | 11 | 453.8002
2020-09-08 | 12 | 440.3655
2020-09-08 | 13 | 480.4475
2020-09-08 | 14 | 650.2956
2020-09-08 | 15 | 865.853
2020-09-08 | 16 | 1207.4819
2020-09-08 | 17 | 1781.509
2020-09-08 | 18 | 2340.0285
2020-09-08 | 19 | 2502.205
2020-09-08 | 20 | 2597.5118
2020-09-08 | 21 | 2570.972
2020-09-08 | 22 | 2438.0597
2020-09-08 | 23 | 2181.422
2020-09-08 | 24 | 1921.7245
2020-09-09 | 1 | 1664.8126
2020-09-09 | 2 | 1565.3966
2020-09-09 | 3 | 1490.3828
2020-09-09 | 4 | 1439.3539
2020-09-09 | 5 | 1459.7651
2020-09-09 | 6 | 1546.0816
2020-09-09 | 7 | 1476.7632
2020-09-09 | 8 | 1039.7937
2020-09-09 | 9 | 748.6905
2020-09-09 | 10 | 544.7907
2020-09-09 | 11 | 449.4628
2020-09-09 | 12 | 402.6314
2020-09-09 | 13 | 443.6242
2020-09-09 | 14 | 606.5256
2020-09-09 | 15 | 830.9298
2020-09-09 | 16 | 1169.0587
2020-09-09 | 17 | 1796.4869
2020-09-09 | 18 | 2339.985
2020-09-09 | 19 | 2472.7087
2020-09-09 | 20 | 2575.0465
2020-09-09 | 21 | 2524.3277
2020-09-09 | 22 | 2389.5739
2020-09-09 | 23 | 2140.6789
2020-09-09 | 24 | 1871.2492
2020-09-10 | 1 | 1946.2072
2020-09-10 | 2 | 1879.7896
2020-09-10 | 3 | 1781.5878
2020-09-10 | 4 | 1708.8315
2020-09-10 | 5 | 1697.0023
2020-09-10 | 6 | 1765.2239
2020-09-10 | 7 | 1650.4496
2020-09-10 | 8 | 1206.4486
2020-09-10 | 9 | 937.8975
2020-09-10 | 10 | 761.5443
2020-09-10 | 11 | 687.7436
2020-09-10 | 12 | 706.0627
2020-09-10 | 13 | 843.231
2020-09-10 | 14 | 1004.691
2020-09-10 | 15 | 1219.1695
2020-09-10 | 16 | 1578.8133
2020-09-10 | 17 | 2181.4312
2020-09-10 | 18 | 2730.7524
2020-09-10 | 19 | 2740.6614
2020-09-10 | 20 | 2805.4887
2020-09-10 | 21 | 2782.7517
2020-09-10 | 22 | 2669.5512
2020-09-10 | 23 | 2439.4268
2020-09-10 | 24 | 2162.5963
2020-09-11 | 1 | 1870.3977
2020-09-11 | 2 | 1823.182
2020-09-11 | 3 | 1725.5777
2020-09-11 | 4 | 1658.5068
2020-09-11 | 5 | 1666.2885
2020-09-11 | 6 | 1790.464
2020-09-11 | 7 | 1731.3602
2020-09-11 | 8 | 1321.1369
2020-09-11 | 9 | 1072.4557
2020-09-11 | 10 | 918.1897
2020-09-11 | 11 | 876.4936
2020-09-11 | 12 | 951.8806
2020-09-11 | 13 | 1047.136
2020-09-11 | 14 | 1237.1417
2020-09-11 | 15 | 1462.1493
2020-09-11 | 16 | 1596.1957
2020-09-11 | 17 | 2187.3989
2020-09-11 | 18 | 2746.2306
2020-09-11 | 19 | 2742.9272
2020-09-11 | 20 | 2790.4571
2020-09-11 | 21 | 2725.3033
2020-09-11 | 22 | 2593.5598
2020-09-11 | 23 | 2339.8296
2020-09-11 | 24 | 2074.2542
2020-09-12 | 1 | 1596.0963
2020-09-12 | 2 | 1492.616
2020-09-12 | 3 | 1436.0332
2020-09-12 | 4 | 1392.0765
2020-09-12 | 5 | 1400.0466
2020-09-12 | 6 | 1488.8987
2020-09-12 | 7 | 1397.7512
2020-09-12 | 8 | 944.2112
2020-09-12 | 9 | 653.8957
2020-09-12 | 10 | 454.8944
2020-09-12 | 11 | 343.1337
2020-09-12 | 12 | 311.6072
2020-09-12 | 13 | 349.5039
2020-09-12 | 14 | 492.1132
2020-09-12 | 15 | 707.5905
2020-09-12 | 16 | 1001.2311
2020-09-12 | 17 | 1599.6765
2020-09-12 | 18 | 2152.3834
2020-09-12 | 19 | 2329.8195
2020-09-12 | 20 | 2447.3948
2020-09-12 | 21 | 2437.9075
2020-09-12 | 22 | 2255.2839
2020-09-12 | 23 | 2039.0543
2020-09-12 | 24 | 1784.889
2020-09-13 | 1 | 1669.2035
2020-09-13 | 2 | 1664.6021
2020-09-13 | 3 | 1569.7908
2020-09-13 | 4 | 1527.6058
2020-09-13 | 5 | 1531.4369
2020-09-13 | 6 | 1611.3303
2020-09-13 | 7 | 1509.4616
2020-09-13 | 8 | 1070.9002
2020-09-13 | 9 | 794.75
2020-09-13 | 10 | 606.0107
2020-09-13 | 11 | 495.2185
2020-09-13 | 12 | 446.8283
2020-09-13 | 13 | 477.178
2020-09-13 | 14 | 604.2222
2020-09-13 | 15 | 801.2522
2020-09-13 | 16 | 1090.9583
2020-09-13 | 17 | 1692.4222
2020-09-13 | 18 | 2258.8835
2020-09-13 | 19 | 2410.044
2020-09-13 | 20 | 2509.6164
2020-09-13 | 21 | 2518.5538
2020-09-13 | 22 | 2344.7234
2020-09-13 | 23 | 2125.6987
2020-09-13 | 24 | 1870.4402
2020-09-14 | 1 | 1810.5638
2020-09-14 | 2 | 1664.0523
2020-09-14 | 3 | 1585.9579
2020-09-14 | 4 | 1529.6274
2020-09-14 | 5 | 1530.2479
2020-09-14 | 6 | 1624.0545
2020-09-14 | 7 | 1557.9397
2020-09-14 | 8 | 1118.4078
2020-09-14 | 9 | 827.1976
2020-09-14 | 10 | 663.8184
2020-09-14 | 11 | 560.5861
2020-09-14 | 12 | 526.879
2020-09-14 | 13 | 563.0485
2020-09-14 | 14 | 739.1346
2020-09-14 | 15 | 987.7806
2020-09-14 | 16 | 1341.0373
2020-09-14 | 17 | 1929.0909
2020-09-14 | 18 | 2454.2074
2020-09-14 | 19 | 2565.0381
2020-09-14 | 20 | 2648.9636
2020-09-14 | 21 | 2633.2274
2020-09-14 | 22 | 2512.0656
2020-09-14 | 23 | 2263.6928
2020-09-14 | 24 | 2011.2213
2020-09-15 | 1 | 1685.603
2020-09-15 | 2 | 1568.7203
2020-09-15 | 3 | 1499.8506
2020-09-15 | 4 | 1448.7901
2020-09-15 | 5 | 1441.6607
2020-09-15 | 6 | 1508.5844
2020-09-15 | 7 | 1398.0819
2020-09-15 | 8 | 964.8971
2020-09-15 | 9 | 682.7577
2020-09-15 | 10 | 489.0024
2020-09-15 | 11 | 374.5005
2020-09-15 | 12 | 307.7113
2020-09-15 | 13 | 353.2564
2020-09-15 | 14 | 500.8123
2020-09-15 | 15 | 730.3503
2020-09-15 | 16 | 1086.161
2020-09-15 | 17 | 1683.8054
2020-09-15 | 18 | 2294.6315
2020-09-15 | 19 | 2439.2135
2020-09-15 | 20 | 2518.6237
2020-09-15 | 21 | 2486.0786
2020-09-15 | 22 | 2365.564
2020-09-15 | 23 | 2144.7752
2020-09-15 | 24 | 1885.6234
2020-09-16 | 1 | 1602.5741
2020-09-16 | 2 | 1512.3737
2020-09-16 | 3 | 1447.9197
2020-09-16 | 4 | 1384.3339
2020-09-16 | 5 | 1375.2038
2020-09-16 | 6 | 1486.6053
2020-09-16 | 7 | 1463.7207
2020-09-16 | 8 | 1038.4343
2020-09-16 | 9 | 743.8432
2020-09-16 | 10 | 505.7787
2020-09-16 | 11 | 378.2381
2020-09-16 | 12 | 285.4879
2020-09-16 | 13 | 302.9636
2020-09-16 | 14 | 450.8889
2020-09-16 | 15 | 660.771
2020-09-16 | 16 | 1003.1397
2020-09-16 | 17 | 1619.9515
2020-09-16 | 18 | 2194.0605
2020-09-16 | 19 | 2356.4721
2020-09-16 | 20 | 2459.2039
2020-09-16 | 21 | 2426.4222
2020-09-16 | 22 | 2284.8317
2020-09-16 | 23 | 2043.1672
2020-09-16 | 24 | 1786.5199
2020-09-17 | 1 | 1605.8522
2020-09-17 | 2 | 1493.7708
2020-09-17 | 3 | 1442.7136
2020-09-17 | 4 | 1394.8239
2020-09-17 | 5 | 1389.1586
2020-09-17 | 6 | 1452.1356
2020-09-17 | 7 | 1320.9931
2020-09-17 | 8 | 877.2155
2020-09-17 | 9 | 598.7345
2020-09-17 | 10 | 389.4977
2020-09-17 | 11 | 253.4596
2020-09-17 | 12 | 158.987
2020-09-17 | 13 | 167.1214
2020-09-17 | 14 | 296.2568
2020-09-17 | 15 | 505.0388
2020-09-17 | 16 | 836.942
2020-09-17 | 17 | 1453.2789
2020-09-17 | 18 | 2034.752
2020-09-17 | 19 | 2183.0447
2020-09-17 | 20 | 2311.6457
2020-09-17 | 21 | 2287.058
2020-09-17 | 22 | 2189.0748
2020-09-17 | 23 | 2011.724
2020-09-17 | 24 | 1784.8551
2020-09-18 | 1 | 1530.3762
2020-09-18 | 2 | 1467.7698
2020-09-18 | 3 | 1402.1391
2020-09-18 | 4 | 1361.2914
2020-09-18 | 5 | 1362.9005
2020-09-18 | 6 | 1422.0504
2020-09-18 | 7 | 1317.3789
2020-09-18 | 8 | 869.1544
2020-09-18 | 9 | 577.5842
2020-09-18 | 10 | 347.3508
2020-09-18 | 11 | 209.1171
2020-09-18 | 12 | 109.245
2020-09-18 | 13 | 105.3308
2020-09-18 | 14 | 218.8376
2020-09-18 | 15 | 429.4553
2020-09-18 | 16 | 762.7527
2020-09-18 | 17 | 1379.355
2020-09-18 | 18 | 1967.2595
2020-09-18 | 19 | 2164.6521
2020-09-18 | 20 | 2316.9644
2020-09-18 | 21 | 2276.2698
2020-09-18 | 22 | 2158.492
2020-09-18 | 23 | 1929.6967
2020-09-18 | 24 | 1683.1288
2020-09-19 | 1 | 1519.4295
2020-09-19 | 2 | 1468.7963
2020-09-19 | 3 | 1405.7319
2020-09-19 | 4 | 1365.1256
2020-09-19 | 5 | 1367.2314
2020-09-19 | 6 | 1406.1159
2020-09-19 | 7 | 1240.9765
2020-09-19 | 8 | 763.3663
2020-09-19 | 9 | 505.0883
2020-09-19 | 10 | 274.1467
2020-09-19 | 11 | 112.5929
2020-09-19 | 12 | 8.4534
2020-09-19 | 13 | 2.3498
2020-09-19 | 14 | 105.2142
2020-09-19 | 15 | 297.1707
2020-09-19 | 16 | 600.3408
2020-09-19 | 17 | 1240.3422
2020-09-19 | 18 | 1847.6436
2020-09-19 | 19 | 2036.2805
2020-09-19 | 20 | 2169.1978
2020-09-19 | 21 | 2205.2005
2020-09-19 | 22 | 2084.5885
2020-09-19 | 23 | 1895.6506
2020-09-19 | 24 | 1668.5135
2020-09-20 | 1 | 1512.5209
2020-09-20 | 2 | 1442.4815
2020-09-20 | 3 | 1393.9274
2020-09-20 | 4 | 1350.5135
2020-09-20 | 5 | 1352.1436
2020-09-20 | 6 | 1417.0696
2020-09-20 | 7 | 1280.3379
2020-09-20 | 8 | 815.3597
2020-09-20 | 9 | 535.5814
2020-09-20 | 10 | 333.4708
2020-09-20 | 11 | 218.1859
2020-09-20 | 12 | 140.6296
2020-09-20 | 13 | 145.005
2020-09-20 | 14 | 254.2171
2020-09-20 | 15 | 455.955
2020-09-20 | 16 | 756.0071
2020-09-20 | 17 | 1382.3195
2020-09-20 | 18 | 1963.8503
2020-09-20 | 19 | 2126.8482
2020-09-20 | 20 | 2249.2524
2020-09-20 | 21 | 2282.6704
2020-09-20 | 22 | 2128.8501
2020-09-20 | 23 | 1919.0224
2020-09-20 | 24 | 1672.7803
2020-09-21 | 1 | 1821.3159
2020-09-21 | 2 | 1681.9653
2020-09-21 | 3 | 1600.4362
2020-09-21 | 4 | 1537.4151
2020-09-21 | 5 | 1533.5325
2020-09-21 | 6 | 1607.6596
2020-09-21 | 7 | 1527.4098
2020-09-21 | 8 | 1095.3993
2020-09-21 | 9 | 798.4488
2020-09-21 | 10 | 602.6257
2020-09-21 | 11 | 487.1209
2020-09-21 | 12 | 437.3191
2020-09-21 | 13 | 489.5777
2020-09-21 | 14 | 664.2357
2020-09-21 | 15 | 900.209
2020-09-21 | 16 | 1252.0957
2020-09-21 | 17 | 1876.3049
2020-09-21 | 18 | 2447.1016
2020-09-21 | 19 | 2567.827
2020-09-21 | 20 | 2631.1737
2020-09-21 | 21 | 2615.5329
2020-09-21 | 22 | 2502.7838
2020-09-21 | 23 | 2269.5829
2020-09-21 | 24 | 2022.8097
2020-09-22 | 1 | 1579.5985
2020-09-22 | 2 | 1501.2457
2020-09-22 | 3 | 1448.1531
2020-09-22 | 4 | 1404.1827
2020-09-22 | 5 | 1394.0416
2020-09-22 | 6 | 1470.3351
2020-09-22 | 7 | 1375.9826
2020-09-22 | 8 | 936.3972
2020-09-22 | 9 | 630.9949
2020-09-22 | 10 | 418.8356
2020-09-22 | 11 | 326.8057
2020-09-22 | 12 | 287.1111
2020-09-22 | 13 | 323.276
2020-09-22 | 14 | 484.0828
2020-09-22 | 15 | 671.5805
2020-09-22 | 16 | 990.9046
2020-09-22 | 17 | 1588.3337
2020-09-22 | 18 | 2159.2266
2020-09-22 | 19 | 2288.6299
2020-09-22 | 20 | 2394.0697
2020-09-22 | 21 | 2359.8469
2020-09-22 | 22 | 2214.9717
2020-09-22 | 23 | 1999.7379
2020-09-22 | 24 | 1747.8801
2020-09-23 | 1 | 1664.1304
2020-09-23 | 2 | 1518.2757
2020-09-23 | 3 | 1457.6778
2020-09-23 | 4 | 1417.0261
2020-09-23 | 5 | 1417.5696
2020-09-23 | 6 | 1474.0256
2020-09-23 | 7 | 1358.178
2020-09-23 | 8 | 912.9373
2020-09-23 | 9 | 597.929
2020-09-23 | 10 | 388.1709
2020-09-23 | 11 | 297.783
2020-09-23 | 12 | 278.4698
2020-09-23 | 13 | 328.2764
2020-09-23 | 14 | 502.5639
2020-09-23 | 15 | 705.3042
2020-09-23 | 16 | 1049.4693
2020-09-23 | 17 | 1668.2077
2020-09-23 | 18 | 2274.6924
2020-09-23 | 19 | 2399.4651
2020-09-23 | 20 | 2483.2747
2020-09-23 | 21 | 2445.551
2020-09-23 | 22 | 2324.112
2020-09-23 | 23 | 2108.842
2020-09-23 | 24 | 1868.1296
2020-09-24 | 1 | 1589.7265
2020-09-24 | 2 | 1501.428
2020-09-24 | 3 | 1446.2557
2020-09-24 | 4 | 1403.4603
2020-09-24 | 5 | 1405.8582
2020-09-24 | 6 | 1493.5304
2020-09-24 | 7 | 1426.7164
2020-09-24 | 8 | 992.7372
2020-09-24 | 9 | 655.9923
2020-09-24 | 10 | 458.3657
2020-09-24 | 11 | 372.9178
2020-09-24 | 12 | 296.5127
2020-09-24 | 13 | 309.4606
2020-09-24 | 14 | 470.5739
2020-09-24 | 15 | 645.9144
2020-09-24 | 16 | 958.2372
2020-09-24 | 17 | 1555.9106
2020-09-24 | 18 | 2148.8888
2020-09-24 | 19 | 2270.2874
2020-09-24 | 20 | 2379.5801
2020-09-24 | 21 | 2353.077
2020-09-24 | 22 | 2217.782
2020-09-24 | 23 | 2012.737
2020-09-24 | 24 | 1761.6002
2020-09-25 | 1 | 1543.1185
2020-09-25 | 2 | 1480.3791
2020-09-25 | 3 | 1429.4346
2020-09-25 | 4 | 1394.7023
2020-09-25 | 5 | 1402.1226
2020-09-25 | 6 | 1486.4679
2020-09-25 | 7 | 1423.803
2020-09-25 | 8 | 985.8455
2020-09-25 | 9 | 655.8479
2020-09-25 | 10 | 443.181
2020-09-25 | 11 | 328.9511
2020-09-25 | 12 | 260.522
2020-09-25 | 13 | 267.9928
2020-09-25 | 14 | 418.4467
2020-09-25 | 15 | 603.5459
2020-09-25 | 16 | 913.9496
2020-09-25 | 17 | 1507.6875
2020-09-25 | 18 | 2085.249
2020-09-25 | 19 | 2213.1943
2020-09-25 | 20 | 2339.3298
2020-09-25 | 21 | 2301.7839
2020-09-25 | 22 | 2172.1318
2020-09-25 | 23 | 1958.2676
2020-09-25 | 24 | 1707.5085
2020-09-26 | 1 | 1476.04
2020-09-26 | 2 | 1421.3061
2020-09-26 | 3 | 1375.0616
2020-09-26 | 4 | 1335.6109
2020-09-26 | 5 | 1328.581
2020-09-26 | 6 | 1358.5439
2020-09-26 | 7 | 1164.9566
2020-09-26 | 8 | 677.4706
2020-09-26 | 9 | 377.5573
2020-09-26 | 10 | 174.1717
2020-09-26 | 11 | 64.2702
2020-09-26 | 12 | -21.2442
2020-09-26 | 13 | -6.2516
2020-09-26 | 14 | 137.2248
2020-09-26 | 15 | 319.1784
2020-09-26 | 16 | 619.3792
2020-09-26 | 17 | 1241.5237
2020-09-26 | 18 | 1832.536
2020-09-26 | 19 | 2006.0899
2020-09-26 | 20 | 2121.7153
2020-09-26 | 21 | 2141.6043
2020-09-26 | 22 | 2020.3871
2020-09-26 | 23 | 1842.9116
2020-09-26 | 24 | 1629.631
2020-09-27 | 1 | 1491.9246
2020-09-27 | 2 | 1438.6273
2020-09-27 | 3 | 1397.3918
2020-09-27 | 4 | 1358.6229
2020-09-27 | 5 | 1378.1878
2020-09-27 | 6 | 1461.2055
2020-09-27 | 7 | 1376.0483
2020-09-27 | 8 | 935.6847
2020-09-27 | 9 | 622.1424
2020-09-27 | 10 | 387.8588
2020-09-27 | 11 | 257.4702
2020-09-27 | 12 | 188.8208
2020-09-27 | 13 | 196.2623
2020-09-27 | 14 | 320.7953
2020-09-27 | 15 | 484.5116
2020-09-27 | 16 | 759.2649
2020-09-27 | 17 | 1361.4333
2020-09-27 | 18 | 1932.9314
2020-09-27 | 19 | 2086.3624
2020-09-27 | 20 | 2236.087
2020-09-27 | 21 | 2230.1989
2020-09-27 | 22 | 2086.4931
2020-09-27 | 23 | 1874.3153
2020-09-27 | 24 | 1640.1473
2020-09-28 | 1 | 1561.4759
2020-09-28 | 2 | 1513.5098
2020-09-28 | 3 | 1450.4088
2020-09-28 | 4 | 1405.3081
2020-09-28 | 5 | 1410.3735
2020-09-28 | 6 | 1481.3421
2020-09-28 | 7 | 1421.6521
2020-09-28 | 8 | 992.3096
2020-09-28 | 9 | 661.1978
2020-09-28 | 10 | 432.3666
2020-09-28 | 11 | 335.9207
2020-09-28 | 12 | 277.2631
2020-09-28 | 13 | 297.4644
2020-09-28 | 14 | 459.7455
2020-09-28 | 15 | 640.3669
2020-09-28 | 16 | 953.9074
2020-09-28 | 17 | 1565.7529
2020-09-28 | 18 | 2148.0277
2020-09-28 | 19 | 2268.7011
2020-09-28 | 20 | 2391.4988
2020-09-28 | 21 | 2348.6575
2020-09-28 | 22 | 2205.9087
2020-09-28 | 23 | 1979.7811
2020-09-28 | 24 | 1725.7736
2020-09-29 | 1 | 1580.7188
2020-09-29 | 2 | 1504.0105
2020-09-29 | 3 | 1449.9928
2020-09-29 | 4 | 1405.755
2020-09-29 | 5 | 1395.2141
2020-09-29 | 6 | 1471.2602
2020-09-29 | 7 | 1377.0784
2020-09-29 | 8 | 936.0515
2020-09-29 | 9 | 629.0728
2020-09-29 | 10 | 422.6777
2020-09-29 | 11 | 333.5873
2020-09-29 | 12 | 294.5825
2020-09-29 | 13 | 331.3557
2020-09-29 | 14 | 492.1454
2020-09-29 | 15 | 680.0454
2020-09-29 | 16 | 998.0992
2020-09-29 | 17 | 1595.7094
2020-09-29 | 18 | 2168.8644
2020-09-29 | 19 | 2294.4089
2020-09-29 | 20 | 2397.344
2020-09-29 | 21 | 2362.1995
2020-09-29 | 22 | 2217.9956
2020-09-29 | 23 | 2001.471
2020-09-29 | 24 | 1749.0895
2020-09-30 | 1 | 1664.6656
2020-09-30 | 2 | 1520.8479
2020-09-30 | 3 | 1458.9993
2020-09-30 | 4 | 1418.2103
2020-09-30 | 5 | 1418.6556
2020-09-30 | 6 | 1475.2436
2020-09-30 | 7 | 1358.9921
2020-09-30 | 8 | 914.9003
2020-09-30 | 9 | 599.8436
2020-09-30 | 10 | 390.3399
2020-09-30 | 11 | 300.9795
2020-09-30 | 12 | 283.3143
2020-09-30 | 13 | 335.453
2020-09-30 | 14 | 509.5466
2020-09-30 | 15 | 712.1315
2020-09-30 | 16 | 1056.8049
2020-09-30 | 17 | 1674.3093
2020-09-30 | 18 | 2283.1745
2020-09-30 | 19 | 2404.2273
2020-09-30 | 20 | 2485.0193
2020-09-30 | 21 | 2446.023
2020-09-30 | 22 | 2325.5581
2020-09-30 | 23 | 2109.692
2020-09-30 | 24 | 1869.1847
2020-10-01 | 1 | 1599.5545
2020-10-01 | 2 | 1491.6744
2020-10-01 | 3 | 1430.1412
2020-10-01 | 4 | 1387.699
2020-10-01 | 5 | 1357.182
2020-10-01 | 6 | 1397.5719
2020-10-01 | 7 | 1353.5584
2020-10-01 | 8 | 846.3225
2020-10-01 | 9 | 463.2797
2020-10-01 | 10 | 309.3629
2020-10-01 | 11 | 272.4727
2020-10-01 | 12 | 283.6092
2020-10-01 | 13 | 370.8181
2020-10-01 | 14 | 548.8956
2020-10-01 | 15 | 822.3505
2020-10-01 | 16 | 1331.597
2020-10-01 | 17 | 1994.2838
2020-10-01 | 18 | 2341.4944
2020-10-01 | 19 | 2484.7741
2020-10-01 | 20 | 2561.8031
2020-10-01 | 21 | 2481.035
2020-10-01 | 22 | 2314.8917
2020-10-01 | 23 | 2038.1703
2020-10-01 | 24 | 1759.8723
2020-10-02 | 1 | 1572.9447
2020-10-02 | 2 | 1431.3288
2020-10-02 | 3 | 1384.8984
2020-10-02 | 4 | 1355.8959
2020-10-02 | 5 | 1353.5716
2020-10-02 | 6 | 1445.4146
2020-10-02 | 7 | 1519.8405
2020-10-02 | 8 | 1048.5531
2020-10-02 | 9 | 626.2785
2020-10-02 | 10 | 422.2142
2020-10-02 | 11 | 367.9089
2020-10-02 | 12 | 355.3448
2020-10-02 | 13 | 401.1629
2020-10-02 | 14 | 566.6223
2020-10-02 | 15 | 816.8056
2020-10-02 | 16 | 1304.5805
2020-10-02 | 17 | 1987.2758
2020-10-02 | 18 | 2351.1142
2020-10-02 | 19 | 2517.325
2020-10-02 | 20 | 2576.6848
2020-10-02 | 21 | 2490.9744
2020-10-02 | 22 | 2325.7459
2020-10-02 | 23 | 2049.746
2020-10-02 | 24 | 1761.5279
2020-10-03 | 1 | 1452.5605
2020-10-03 | 2 | 1350.3695
2020-10-03 | 3 | 1312.5412
2020-10-03 | 4 | 1286.0556
2020-10-03 | 5 | 1299.8712
2020-10-03 | 6 | 1398.5372
2020-10-03 | 7 | 1437.2873
2020-10-03 | 8 | 984.4443
2020-10-03 | 9 | 549.0178
2020-10-03 | 10 | 324.5611
2020-10-03 | 11 | 237.4622
2020-10-03 | 12 | 185.4807
2020-10-03 | 13 | 224.7387
2020-10-03 | 14 | 377.7579
2020-10-03 | 15 | 607.217
2020-10-03 | 16 | 1052.894
2020-10-03 | 17 | 1704.1228
2020-10-03 | 18 | 2066.4394
2020-10-03 | 19 | 2299.6223
2020-10-03 | 20 | 2368.0647
2020-10-03 | 21 | 2313.9362
2020-10-03 | 22 | 2119.377
2020-10-03 | 23 | 1847.379
2020-10-03 | 24 | 1591.5579
2020-10-04 | 1 | 1411.9566
2020-10-04 | 2 | 1390.5873
2020-10-04 | 3 | 1348.6604
2020-10-04 | 4 | 1311.1644
2020-10-04 | 5 | 1297.8078
2020-10-04 | 6 | 1336.1933
2020-10-04 | 7 | 1260.9423
2020-10-04 | 8 | 745.7541
2020-10-04 | 9 | 329.6012
2020-10-04 | 10 | 137.4712
2020-10-04 | 11 | 44.2715
2020-10-04 | 12 | 0.074472
2020-10-04 | 13 | 17.2836
2020-10-04 | 14 | 156.3797
2020-10-04 | 15 | 371.1387
2020-10-04 | 16 | 818.1559
2020-10-04 | 17 | 1480.2231
2020-10-04 | 18 | 1866.6687
2020-10-04 | 19 | 2158.4659
2020-10-04 | 20 | 2203.3374
2020-10-04 | 21 | 2161.0168
2020-10-04 | 22 | 1992.4784
2020-10-04 | 23 | 1759.7329
2020-10-04 | 24 | 1534.4208
2020-10-05 | 1 | 1661.5457
2020-10-05 | 2 | 1555.5479
2020-10-05 | 3 | 1487.417
2020-10-05 | 4 | 1441.5881
2020-10-05 | 5 | 1428.8515
2020-10-05 | 6 | 1517.0328
2020-10-05 | 7 | 1583.3933
2020-10-05 | 8 | 1122.4275
2020-10-05 | 9 | 747.5871
2020-10-05 | 10 | 593.9484
2020-10-05 | 11 | 572.9889
2020-10-05 | 12 | 585.7312
2020-10-05 | 13 | 684.0282
2020-10-05 | 14 | 909.3953
2020-10-05 | 15 | 1227.5366
2020-10-05 | 16 | 1767.6368
2020-10-05 | 17 | 2383.471
2020-10-05 | 18 | 2683.7171
2020-10-05 | 19 | 2750.9323
2020-10-05 | 20 | 2777.8377
2020-10-05 | 21 | 2672.1709
2020-10-05 | 22 | 2496.7256
2020-10-05 | 23 | 2188.3504
2020-10-05 | 24 | 1872.519
2020-10-06 | 1 | 1498.6459
2020-10-06 | 2 | 1455.1315
2020-10-06 | 3 | 1397.3717
2020-10-06 | 4 | 1365.2127
2020-10-06 | 5 | 1356.1288
2020-10-06 | 6 | 1432.9765
2020-10-06 | 7 | 1457.4675
2020-10-06 | 8 | 987.6058
2020-10-06 | 9 | 602.5185
2020-10-06 | 10 | 403.0814
2020-10-06 | 11 | 329.8757
2020-10-06 | 12 | 312.3537
2020-10-06 | 13 | 361.8098
2020-10-06 | 14 | 523.764
2020-10-06 | 15 | 763.7784
2020-10-06 | 16 | 1231.9539
2020-10-06 | 17 | 1884.7448
2020-10-06 | 18 | 2233.0726
2020-10-06 | 19 | 2395.8607
2020-10-06 | 20 | 2445.1873
2020-10-06 | 21 | 2359.3131
2020-10-06 | 22 | 2204.7984
2020-10-06 | 23 | 1927.3985
2020-10-06 | 24 | 1646.1871
2020-10-07 | 1 | 1542.3856
2020-10-07 | 2 | 1452.7562
2020-10-07 | 3 | 1395.079
2020-10-07 | 4 | 1365.175
2020-10-07 | 5 | 1365.6048
2020-10-07 | 6 | 1456.0835
2020-10-07 | 7 | 1482.5308
2020-10-07 | 8 | 1040.4668
2020-10-07 | 9 | 643.7178
2020-10-07 | 10 | 432.8256
2020-10-07 | 11 | 342.7563
2020-10-07 | 12 | 287.9625
2020-10-07 | 13 | 314.2181
2020-10-07 | 14 | 462.6074
2020-10-07 | 15 | 691.0371
2020-10-07 | 16 | 1155.6184
2020-10-07 | 17 | 1802.9685
2020-10-07 | 18 | 2151.0989
2020-10-07 | 19 | 2333.1269
2020-10-07 | 20 | 2415.1104
2020-10-07 | 21 | 2336.451
2020-10-07 | 22 | 2203.4032
2020-10-07 | 23 | 1951.6767
2020-10-07 | 24 | 1694.8845
2020-10-08 | 1 | 1493.8425
2020-10-08 | 2 | 1458.2809
2020-10-08 | 3 | 1419.0759
2020-10-08 | 4 | 1395.9584
2020-10-08 | 5 | 1397.7686
2020-10-08 | 6 | 1489.2139
2020-10-08 | 7 | 1551.8606
2020-10-08 | 8 | 1100.6834
2020-10-08 | 9 | 692.9207
2020-10-08 | 10 | 439.3365
2020-10-08 | 11 | 291.8151
2020-10-08 | 12 | 215.8952
2020-10-08 | 13 | 218.4608
2020-10-08 | 14 | 335.6638
2020-10-08 | 15 | 566.2806
2020-10-08 | 16 | 1032.6349
2020-10-08 | 17 | 1684.9007
2020-10-08 | 18 | 2073.7315
2020-10-08 | 19 | 2247.2027
2020-10-08 | 20 | 2334.8085
2020-10-08 | 21 | 2260.6073
2020-10-08 | 22 | 2130.4385
2020-10-08 | 23 | 1898.3033
2020-10-08 | 24 | 1641.5641
2020-10-09 | 1 | 1521.6383
2020-10-09 | 2 | 1432.0713
2020-10-09 | 3 | 1381.7643
2020-10-09 | 4 | 1349.5579
2020-10-09 | 5 | 1345.4278
2020-10-09 | 6 | 1436.6205
2020-10-09 | 7 | 1477.6619
2020-10-09 | 8 | 1029.9713
2020-10-09 | 9 | 610.4094
2020-10-09 | 10 | 373.3907
2020-10-09 | 11 | 274.7615
2020-10-09 | 12 | 214.5906
2020-10-09 | 13 | 235.4602
2020-10-09 | 14 | 372.5129
2020-10-09 | 15 | 604.8919
2020-10-09 | 16 | 1098.3661
2020-10-09 | 17 | 1802.0528
2020-10-09 | 18 | 2207.7535
2020-10-09 | 19 | 2387.1528
2020-10-09 | 20 | 2462.8707
2020-10-09 | 21 | 2373.7389
2020-10-09 | 22 | 2219.3026
2020-10-09 | 23 | 1942.4105
2020-10-09 | 24 | 1673.7098
2020-10-10 | 1 | 1409.0666
2020-10-10 | 2 | 1385.2398
2020-10-10 | 3 | 1342.3433
2020-10-10 | 4 | 1305.8344
2020-10-10 | 5 | 1301.7115
2020-10-10 | 6 | 1355.3771
2020-10-10 | 7 | 1289.2783
2020-10-10 | 8 | 817.638
2020-10-10 | 9 | 402.772
2020-10-10 | 10 | 163.4487
2020-10-10 | 11 | 40.4065
2020-10-10 | 12 | -16.8102
2020-10-10 | 13 | -38.1475
2020-10-10 | 14 | 76.7033
2020-10-10 | 15 | 298.9074
2020-10-10 | 16 | 750.5045
2020-10-10 | 17 | 1438.3206
2020-10-10 | 18 | 1867.1129
2020-10-10 | 19 | 2122.0967
2020-10-10 | 20 | 2167.7124
2020-10-10 | 21 | 2130.844
2020-10-10 | 22 | 1983.2655
2020-10-10 | 23 | 1770.6298
2020-10-10 | 24 | 1544.8722
2020-10-11 | 1 | 1400.8847
2020-10-11 | 2 | 1327.6042
2020-10-11 | 3 | 1286.8632
2020-10-11 | 4 | 1264.5238
2020-10-11 | 5 | 1269.8879
2020-10-11 | 6 | 1369.1282
2020-10-11 | 7 | 1401.0933
2020-10-11 | 8 | 949.7739
2020-10-11 | 9 | 536.078
2020-10-11 | 10 | 287.7428
2020-10-11 | 11 | 151.0082
2020-10-11 | 12 | 76.9447
2020-10-11 | 13 | 53.1208
2020-10-11 | 14 | 157.1456
2020-10-11 | 15 | 373.0521
2020-10-11 | 16 | 822.6467
2020-10-11 | 17 | 1513.0449
2020-10-11 | 18 | 1932.5976
2020-10-11 | 19 | 2163.2611
2020-10-11 | 20 | 2195.7464
2020-10-11 | 21 | 2165.6034
2020-10-11 | 22 | 1998.6029
2020-10-11 | 23 | 1759.8796
2020-10-11 | 24 | 1533.7511
2020-10-12 | 1 | 1629.855
2020-10-12 | 2 | 1527.8298
2020-10-12 | 3 | 1463.731
2020-10-12 | 4 | 1419.1717
2020-10-12 | 5 | 1396.3568
2020-10-12 | 6 | 1445.5571
2020-10-12 | 7 | 1419.5724
2020-10-12 | 8 | 945.4126
2020-10-12 | 9 | 577.077
2020-10-12 | 10 | 395.1449
2020-10-12 | 11 | 357.2078
2020-10-12 | 12 | 364.5133
2020-10-12 | 13 | 412.0038
2020-10-12 | 14 | 576.9866
2020-10-12 | 15 | 846.7839
2020-10-12 | 16 | 1362.5276
2020-10-12 | 17 | 2075.4217
2020-10-12 | 18 | 2468.0546
2020-10-12 | 19 | 2574.22
2020-10-12 | 20 | 2626.2399
2020-10-12 | 21 | 2534.3295
2020-10-12 | 22 | 2377.5592
2020-10-12 | 23 | 2106.877
2020-10-12 | 24 | 1820.5238
2020-10-13 | 1 | 1630.5153
2020-10-13 | 2 | 1537.5238
2020-10-13 | 3 | 1458.7892
2020-10-13 | 4 | 1420.7498
2020-10-13 | 5 | 1410.1779
2020-10-13 | 6 | 1476.0338
2020-10-13 | 7 | 1506.737
2020-10-13 | 8 | 1041.6597
2020-10-13 | 9 | 656.3741
2020-10-13 | 10 | 479.9258
2020-10-13 | 11 | 434.7889
2020-10-13 | 12 | 414.3239
2020-10-13 | 13 | 464.5404
2020-10-13 | 14 | 623.1384
2020-10-13 | 15 | 893.3586
2020-10-13 | 16 | 1430.2882
2020-10-13 | 17 | 2129.8806
2020-10-13 | 18 | 2518.8246
2020-10-13 | 19 | 2607.5888
2020-10-13 | 20 | 2629.9821
2020-10-13 | 21 | 2540.096
2020-10-13 | 22 | 2387.8367
2020-10-13 | 23 | 2121.3254
2020-10-13 | 24 | 1836.0653
2020-10-14 | 1 | 1716.0117
2020-10-14 | 2 | 1476.0644
2020-10-14 | 3 | 1414.86
2020-10-14 | 4 | 1383.2642
2020-10-14 | 5 | 1367.9654
2020-10-14 | 6 | 1469.5632
2020-10-14 | 7 | 1518.0802
2020-10-14 | 8 | 1065.471
2020-10-14 | 9 | 683.5131
2020-10-14 | 10 | 520.5686
2020-10-14 | 11 | 493.9869
2020-10-14 | 12 | 512.7608
2020-10-14 | 13 | 572.7984
2020-10-14 | 14 | 790.8064
2020-10-14 | 15 | 1152.9865
2020-10-14 | 16 | 1762.7204
2020-10-14 | 17 | 2494.0252
2020-10-14 | 18 | 2781.4817
2020-10-14 | 19 | 2831.3459
2020-10-14 | 20 | 2845.0921
2020-10-14 | 21 | 2731.646
2020-10-14 | 22 | 2567.4069
2020-10-14 | 23 | 2260.7327
2020-10-14 | 24 | 1941.3715
2020-10-15 | 1 | 1424.4153
2020-10-15 | 2 | 1343.6835
2020-10-15 | 3 | 1297.7945
2020-10-15 | 4 | 1274.6101
2020-10-15 | 5 | 1280.8433
2020-10-15 | 6 | 1383.6445
2020-10-15 | 7 | 1451.7765
2020-10-15 | 8 | 1049.5967
2020-10-15 | 9 | 676.9204
2020-10-15 | 10 | 474.3636
2020-10-15 | 11 | 390.5121
2020-10-15 | 12 | 340.3504
2020-10-15 | 13 | 358.1402
2020-10-15 | 14 | 472.3054
2020-10-15 | 15 | 686.1239
2020-10-15 | 16 | 1118.995
2020-10-15 | 17 | 1729.6115
2020-10-15 | 18 | 2057.0836
2020-10-15 | 19 | 2275.6329
2020-10-15 | 20 | 2319.5355
2020-10-15 | 21 | 2232.2729
2020-10-15 | 22 | 2078.7423
2020-10-15 | 23 | 1804.9029
2020-10-15 | 24 | 1562.5188
2020-10-16 | 1 | 1426.898
2020-10-16 | 2 | 1370.362
2020-10-16 | 3 | 1331.7775
2020-10-16 | 4 | 1307.7322
2020-10-16 | 5 | 1309.7313
2020-10-16 | 6 | 1390.3623
2020-10-16 | 7 | 1423.174
2020-10-16 | 8 | 1014.4395
2020-10-16 | 9 | 657.0433
2020-10-16 | 10 | 462.8657
2020-10-16 | 11 | 371.3996
2020-10-16 | 12 | 316.4661
2020-10-16 | 13 | 320.9286
2020-10-16 | 14 | 416.295
2020-10-16 | 15 | 636.8025
2020-10-16 | 16 | 1058.5368
2020-10-16 | 17 | 1666.3035
2020-10-16 | 18 | 1999.5653
2020-10-16 | 19 | 2215.9509
2020-10-16 | 20 | 2261.4728
2020-10-16 | 21 | 2187.1718
2020-10-16 | 22 | 2044.7893
2020-10-16 | 23 | 1791.7451
2020-10-16 | 24 | 1558.9284
2020-10-17 | 1 | 1398.2611
2020-10-17 | 2 | 1363.3213
2020-10-17 | 3 | 1316.747
2020-10-17 | 4 | 1282.9032
2020-10-17 | 5 | 1270.7507
2020-10-17 | 6 | 1304.7101
2020-10-17 | 7 | 1209.2783
2020-10-17 | 8 | 743.259
2020-10-17 | 9 | 421.2371
2020-10-17 | 10 | 239.2119
2020-10-17 | 11 | 132.5727
2020-10-17 | 12 | 60.8679
2020-10-17 | 13 | 38.6182
2020-10-17 | 14 | 98.3369
2020-10-17 | 15 | 314.3058
2020-10-17 | 16 | 743.8231
2020-10-17 | 17 | 1393.1272
2020-10-17 | 18 | 1731.322
2020-10-17 | 19 | 1956.469
2020-10-17 | 20 | 2069.946
2020-10-17 | 21 | 2052.3575
2020-10-17 | 22 | 1924.4507
2020-10-17 | 23 | 1737.0949
2020-10-17 | 24 | 1543.1918
2020-10-18 | 1 | 1404.7372
2020-10-18 | 2 | 1364.9442
2020-10-18 | 3 | 1324.7656
2020-10-18 | 4 | 1294.1075
2020-10-18 | 5 | 1275.9789
2020-10-18 | 6 | 1303.2652
2020-10-18 | 7 | 1227.2118
2020-10-18 | 8 | 751.0835
2020-10-18 | 9 | 412.1107
2020-10-18 | 10 | 264.7648
2020-10-18 | 11 | 200.7472
2020-10-18 | 12 | 149.6267
2020-10-18 | 13 | 145.7817
2020-10-18 | 14 | 235.4793
2020-10-18 | 15 | 440.5324
2020-10-18 | 16 | 839.4695
2020-10-18 | 17 | 1492.9712
2020-10-18 | 18 | 1841.939
2020-10-18 | 19 | 2111.1195
2020-10-18 | 20 | 2177.8328
2020-10-18 | 21 | 2142.6966
2020-10-18 | 22 | 1977.2491
2020-10-18 | 23 | 1754.37
2020-10-18 | 24 | 1535.2319
2020-10-19 | 1 | 1446.8181
2020-10-19 | 2 | 1367.6562
2020-10-19 | 3 | 1329.5717
2020-10-19 | 4 | 1298.5716
2020-10-19 | 5 | 1300.3511
2020-10-19 | 6 | 1393.7167
2020-10-19 | 7 | 1451.836
2020-10-19 | 8 | 1058.9924
2020-10-19 | 9 | 712.3876
2020-10-19 | 10 | 513.4496
2020-10-19 | 11 | 409.8193
2020-10-19 | 12 | 343.0982
2020-10-19 | 13 | 338.0532
2020-10-19 | 14 | 426.6908
2020-10-19 | 15 | 649.5539
2020-10-19 | 16 | 1084.3005
2020-10-19 | 17 | 1700.866
2020-10-19 | 18 | 2021.7787
2020-10-19 | 19 | 2233.0479
2020-10-19 | 20 | 2315.0014
2020-10-19 | 21 | 2229.2975
2020-10-19 | 22 | 2081.4462
2020-10-19 | 23 | 1815.0841
2020-10-19 | 24 | 1576.1162
2020-10-20 | 1 | 1445.0573
2020-10-20 | 2 | 1357.7904
2020-10-20 | 3 | 1302.5771
2020-10-20 | 4 | 1276.9677
2020-10-20 | 5 | 1281.3706
2020-10-20 | 6 | 1362.5479
2020-10-20 | 7 | 1395.7634
2020-10-20 | 8 | 971.548
2020-10-20 | 9 | 615.3166
2020-10-20 | 10 | 425.353
2020-10-20 | 11 | 339.034
2020-10-20 | 12 | 284.8377
2020-10-20 | 13 | 307.0273
2020-10-20 | 14 | 418.9549
2020-10-20 | 15 | 648.9259
2020-10-20 | 16 | 1080.2142
2020-10-20 | 17 | 1700.2807
2020-10-20 | 18 | 2024.5573
2020-10-20 | 19 | 2258.3388
2020-10-20 | 20 | 2319.0274
2020-10-20 | 21 | 2234.9603
2020-10-20 | 22 | 2090.6314
2020-10-20 | 23 | 1827.5407
2020-10-20 | 24 | 1587.0855
2020-10-21 | 1 | 1523.1922
2020-10-21 | 2 | 1429.6321
2020-10-21 | 3 | 1371.7169
2020-10-21 | 4 | 1337.9443
2020-10-21 | 5 | 1338.0416
2020-10-21 | 6 | 1397.2541
2020-10-21 | 7 | 1423.065
2020-10-21 | 8 | 994.2287
2020-10-21 | 9 | 654.3257
2020-10-21 | 10 | 476.5245
2020-10-21 | 11 | 399.22
2020-10-21 | 12 | 356.1071
2020-10-21 | 13 | 363.6409
2020-10-21 | 14 | 487.4836
2020-10-21 | 15 | 725.2894
2020-10-21 | 16 | 1166.0572
2020-10-21 | 17 | 1788.5412
2020-10-21 | 18 | 2113.8443
2020-10-21 | 19 | 2285.4495
2020-10-21 | 20 | 2317.147
2020-10-21 | 21 | 2246.2986
2020-10-21 | 22 | 2137.2196
2020-10-21 | 23 | 1909.5011
2020-10-21 | 24 | 1667.0047
2020-10-22 | 1 | 1420.6489
2020-10-22 | 2 | 1349.6441
2020-10-22 | 3 | 1301.7298
2020-10-22 | 4 | 1275.2146
2020-10-22 | 5 | 1289.8721
2020-10-22 | 6 | 1378.9917
2020-10-22 | 7 | 1449.2359
2020-10-22 | 8 | 1035.8594
2020-10-22 | 9 | 564.1541
2020-10-22 | 10 | 289.9353
2020-10-22 | 11 | 167.5352
2020-10-22 | 12 | 89.8401
2020-10-22 | 13 | 63.7471
2020-10-22 | 14 | 130.5225
2020-10-22 | 15 | 368.0329
2020-10-22 | 16 | 851.2694
2020-10-22 | 17 | 1525.5412
2020-10-22 | 18 | 1899.1964
2020-10-22 | 19 | 2161.5315
2020-10-22 | 20 | 2205.6738
2020-10-22 | 21 | 2146.035
2020-10-22 | 22 | 2021.3298
2020-10-22 | 23 | 1788.3857
2020-10-22 | 24 | 1551.3933
2020-10-23 | 1 | 1449.2003
2020-10-23 | 2 | 1388.7812
2020-10-23 | 3 | 1345.978
2020-10-23 | 4 | 1319.9613
2020-10-23 | 5 | 1313.0033
2020-10-23 | 6 | 1355.4107
2020-10-23 | 7 | 1342.4633
2020-10-23 | 8 | 894.4937
2020-10-23 | 9 | 491.8091
2020-10-23 | 10 | 248.9878
2020-10-23 | 11 | 125.7707
2020-10-23 | 12 | 57.2448
2020-10-23 | 13 | 60.4375
2020-10-23 | 14 | 86.252
2020-10-23 | 15 | 346.1499
2020-10-23 | 16 | 847.6303
2020-10-23 | 17 | 1538.8921
2020-10-23 | 18 | 1903.1924
2020-10-23 | 19 | 2109.9346
2020-10-23 | 20 | 2209.7387
2020-10-23 | 21 | 2154.3722
2020-10-23 | 22 | 2026.468
2020-10-23 | 23 | 1806.083
2020-10-23 | 24 | 1585.0439
2020-10-24 | 1 | 1393.7258
2020-10-24 | 2 | 1359.1691
2020-10-24 | 3 | 1306.2853
2020-10-24 | 4 | 1276.087
2020-10-24 | 5 | 1269.0717
2020-10-24 | 6 | 1322.165
2020-10-24 | 7 | 1267.3964
2020-10-24 | 8 | 814.5342
2020-10-24 | 9 | 390.9577
2020-10-24 | 10 | 155.5605
2020-10-24 | 11 | 38.9664
2020-10-24 | 12 | -16.1393
2020-10-24 | 13 | -34.5127
2020-10-24 | 14 | 30.5465
2020-10-24 | 15 | 285.6044
2020-10-24 | 16 | 764.052
2020-10-24 | 17 | 1469.572
2020-10-24 | 18 | 1843.0652
2020-10-24 | 19 | 2061.4676
2020-10-24 | 20 | 2151.8003
2020-10-24 | 21 | 2114.724
2020-10-24 | 22 | 1949.6079
2020-10-24 | 23 | 1733.9313
2020-10-24 | 24 | 1529.0583
2020-10-25 | 1 | 1377.4534
2020-10-25 | 2 | 1385.2429
2020-10-25 | 3 | 1323.9311
2020-10-25 | 4 | 1296.6449
2020-10-25 | 5 | 1288.0662
2020-10-25 | 6 | 1307.4738
2020-10-25 | 7 | 1215.5446
2020-10-25 | 8 | 740.6389
2020-10-25 | 9 | 332.2762
2020-10-25 | 10 | 126.0265
2020-10-25 | 11 | 42.4617
2020-10-25 | 12 | -24.8705
2020-10-25 | 13 | -48.085
2020-10-25 | 14 | 3.3408
2020-10-25 | 15 | 231.2592
2020-10-25 | 16 | 711.4006
2020-10-25 | 17 | 1417.8612
2020-10-25 | 18 | 1822.759
2020-10-25 | 19 | 2079.2351
2020-10-25 | 20 | 2111.0887
2020-10-25 | 21 | 2077.2101
2020-10-25 | 22 | 1919.2243
2020-10-25 | 23 | 1707.9865
2020-10-25 | 24 | 1500.3905
2020-10-26 | 1 | 1494.9239
2020-10-26 | 2 | 1387.8628
2020-10-26 | 3 | 1340.9037
2020-10-26 | 4 | 1318.583
2020-10-26 | 5 | 1314.1274
2020-10-26 | 6 | 1390.5348
2020-10-26 | 7 | 1419.285
2020-10-26 | 8 | 997.9937
2020-10-26 | 9 | 555.3751
2020-10-26 | 10 | 297.5377
2020-10-26 | 11 | 198.4375
2020-10-26 | 12 | 122.2894
2020-10-26 | 13 | 99.4499
2020-10-26 | 14 | 161.7108
2020-10-26 | 15 | 415.4375
2020-10-26 | 16 | 913.1433
2020-10-26 | 17 | 1603.7272
2020-10-26 | 18 | 1985.2645
2020-10-26 | 19 | 2210.7139
2020-10-26 | 20 | 2301.7887
2020-10-26 | 21 | 2232.4388
2020-10-26 | 22 | 2110.0809
2020-10-26 | 23 | 1876.2232
2020-10-26 | 24 | 1622.4513
2020-10-27 | 1 | 1407.1954
2020-10-27 | 2 | 1361.4308
2020-10-27 | 3 | 1313.1492
2020-10-27 | 4 | 1294.6317
2020-10-27 | 5 | 1280.8825
2020-10-27 | 6 | 1385.0045
2020-10-27 | 7 | 1453.63
2020-10-27 | 8 | 1046.5321
2020-10-27 | 9 | 582.8515
2020-10-27 | 10 | 315.7633
2020-10-27 | 11 | 186.8996
2020-10-27 | 12 | 109.4347
2020-10-27 | 13 | 88.137
2020-10-27 | 14 | 148.9028
2020-10-27 | 15 | 408.5164
2020-10-27 | 16 | 895.0907
2020-10-27 | 17 | 1582.6705
2020-10-27 | 18 | 1943.1521
2020-10-27 | 19 | 2147.6892
2020-10-27 | 20 | 2237.2183
2020-10-27 | 21 | 2172.1428
2020-10-27 | 22 | 2028.393
2020-10-27 | 23 | 1777.2325
2020-10-27 | 24 | 1537.7542
2020-10-28 | 1 | 1430.74
2020-10-28 | 2 | 1362.2836
2020-10-28 | 3 | 1329.6075
2020-10-28 | 4 | 1301.2075
2020-10-28 | 5 | 1301.7261
2020-10-28 | 6 | 1405.2587
2020-10-28 | 7 | 1471.32
2020-10-28 | 8 | 1047.936
2020-10-28 | 9 | 585.1073
2020-10-28 | 10 | 327.7732
2020-10-28 | 11 | 218.091
2020-10-28 | 12 | 163.0732
2020-10-28 | 13 | 141.8954
2020-10-28 | 14 | 211.2185
2020-10-28 | 15 | 472.6142
2020-10-28 | 16 | 963.2378
2020-10-28 | 17 | 1637.5659
2020-10-28 | 18 | 2005.3926
2020-10-28 | 19 | 2243.4821
2020-10-28 | 20 | 2290.7082
2020-10-28 | 21 | 2206.7298
2020-10-28 | 22 | 2065.0536
2020-10-28 | 23 | 1808.5663
2020-10-28 | 24 | 1573.8067
2020-10-29 | 1 | 1446.4571
2020-10-29 | 2 | 1367.5631
2020-10-29 | 3 | 1327.5518
2020-10-29 | 4 | 1301.2069
2020-10-29 | 5 | 1294.1205
2020-10-29 | 6 | 1405.6682
2020-10-29 | 7 | 1438.7026
2020-10-29 | 8 | 942.2582
2020-10-29 | 9 | 507.66
2020-10-29 | 10 | 262.4051
2020-10-29 | 11 | 154.2546
2020-10-29 | 12 | 95.1194
2020-10-29 | 13 | 85.6144
2020-10-29 | 14 | 154.7975
2020-10-29 | 15 | 417.5625
2020-10-29 | 16 | 910.9936
2020-10-29 | 17 | 1596.7626
2020-10-29 | 18 | 1975.6238
2020-10-29 | 19 | 2213.3831
2020-10-29 | 20 | 2271.0784
2020-10-29 | 21 | 2198.3817
2020-10-29 | 22 | 2079.5608
2020-10-29 | 23 | 1829.0782
2020-10-29 | 24 | 1596.5515
2020-10-30 | 1 | 1413.457
2020-10-30 | 2 | 1353.5098
2020-10-30 | 3 | 1305.1314
2020-10-30 | 4 | 1279.9439
2020-10-30 | 5 | 1294.2352
2020-10-30 | 6 | 1385.9138
2020-10-30 | 7 | 1458.2207
2020-10-30 | 8 | 1060.6254
2020-10-30 | 9 | 592.4524
2020-10-30 | 10 | 321.0626
2020-10-30 | 11 | 192.9026
2020-10-30 | 12 | 125.1769
2020-10-30 | 13 | 104.4905
2020-10-30 | 14 | 180.629
2020-10-30 | 15 | 434.6217
2020-10-30 | 16 | 919.6393
2020-10-30 | 17 | 1611.4682
2020-10-30 | 18 | 1995.0903
2020-10-30 | 19 | 2205.6064
2020-10-30 | 20 | 2262.0866
2020-10-30 | 21 | 2192.4743
2020-10-30 | 22 | 2057.7009
2020-10-30 | 23 | 1801.8704
2020-10-30 | 24 | 1557.5568
2020-10-31 | 1 | 1394.5933
2020-10-31 | 2 | 1359.7591
2020-10-31 | 3 | 1307.1435
2020-10-31 | 4 | 1277.2116
2020-10-31 | 5 | 1270.2254
2020-10-31 | 6 | 1322.9912
2020-10-31 | 7 | 1268.8938
2020-10-31 | 8 | 819.0334
2020-10-31 | 9 | 394.5098
2020-10-31 | 10 | 159.2751
2020-10-31 | 11 | 42.1195
2020-10-31 | 12 | -12.2847
2020-10-31 | 13 | -29.7195
2020-10-31 | 14 | 32.6717
2020-10-31 | 15 | 287.7717
2020-10-31 | 16 | 767.8683
2020-10-31 | 17 | 1475.1245
2020-10-31 | 18 | 1846.4751
2020-10-31 | 19 | 2063.6803
2020-10-31 | 20 | 2153.4135
2020-10-31 | 21 | 2115.9087
2020-10-31 | 22 | 1950.8968
2020-10-31 | 23 | 1735.048
2020-10-31 | 24 | 1529.6861
2020-11-01 | 1 | 1457.7165
2020-11-01 | 2 | 1344.3709
2020-11-01 | 3 | 1247.9028
2020-11-01 | 4 | 1204.5706
2020-11-01 | 5 | 1191.6275
2020-11-01 | 6 | 1221.5948
2020-11-01 | 7 | 1300.9642
2020-11-01 | 8 | 1010.9844
2020-11-01 | 9 | 436.1778
2020-11-01 | 10 | 160.5224
2020-11-01 | 11 | 13.5281
2020-11-01 | 12 | -53.8125
2020-11-01 | 13 | -94.5505
2020-11-01 | 14 | -33.0442
2020-11-01 | 15 | 207.5304
2020-11-01 | 16 | 824.6892
2020-11-01 | 17 | 1427.6224
2020-11-01 | 18 | 1778.4452
2020-11-01 | 19 | 2164.4128
2020-11-01 | 20 | 2173.2349
2020-11-01 | 21 | 2096.0372
2020-11-01 | 22 | 2034.8396
2020-11-01 | 23 | 1860.3679
2020-11-01 | 24 | 1627.8344
2020-11-02 | 1 | 1528.7507
2020-11-02 | 2 | 1389.4094
2020-11-02 | 3 | 1293.3639
2020-11-02 | 4 | 1230.3601
2020-11-02 | 5 | 1195.289
2020-11-02 | 6 | 1201.6233
2020-11-02 | 7 | 1258.4493
2020-11-02 | 8 | 982.3202
2020-11-02 | 9 | 424.5583
2020-11-02 | 10 | 166.9378
2020-11-02 | 11 | 37.1094
2020-11-02 | 12 | 24.8108
2020-11-02 | 13 | 0.73978
2020-11-02 | 14 | 69.0473
2020-11-02 | 15 | 344.1001
2020-11-02 | 16 | 971.6701
2020-11-02 | 17 | 1608.0788
2020-11-02 | 18 | 1946.4128
2020-11-02 | 19 | 2293.4039
2020-11-02 | 20 | 2291.6967
2020-11-02 | 21 | 2205.8093
2020-11-02 | 22 | 2119.9322
2020-11-02 | 23 | 1978.1097
2020-11-02 | 24 | 1721.4419
2020-11-03 | 1 | 1466.9526
2020-11-03 | 2 | 1354.3769
2020-11-03 | 3 | 1262.3651
2020-11-03 | 4 | 1217.382
2020-11-03 | 5 | 1187.8619
2020-11-03 | 6 | 1214.3031
2020-11-03 | 7 | 1300.479
2020-11-03 | 8 | 1032.8154
2020-11-03 | 9 | 457.5261
2020-11-03 | 10 | 156.7748
2020-11-03 | 11 | -29.4051
2020-11-03 | 12 | -43.989
2020-11-03 | 13 | -70.7267
2020-11-03 | 14 | 5.1226
2020-11-03 | 15 | 282.5322
2020-11-03 | 16 | 905.9516
2020-11-03 | 17 | 1528.5903
2020-11-03 | 18 | 1845.9828
2020-11-03 | 19 | 2229.1897
2020-11-03 | 20 | 2247.9106
2020-11-03 | 21 | 2179.1914
2020-11-03 | 22 | 2075.0004
2020-11-03 | 23 | 1917.9039
2020-11-03 | 24 | 1650.6371
2020-11-04 | 1 | 1458.9297
2020-11-04 | 2 | 1320.5536
2020-11-04 | 3 | 1231.969
2020-11-04 | 4 | 1184.438
2020-11-04 | 5 | 1147.8935
2020-11-04 | 6 | 1175.4463
2020-11-04 | 7 | 1248.9542
2020-11-04 | 8 | 1001.088
2020-11-04 | 9 | 433.8341
2020-11-04 | 10 | 117.5845
2020-11-04 | 11 | -40.7957
2020-11-04 | 12 | -63.9606
2020-11-04 | 13 | -86.7949
2020-11-04 | 14 | -5.0767
2020-11-04 | 15 | 256.1551
2020-11-04 | 16 | 878.4199
2020-11-04 | 17 | 1486.0721
2020-11-04 | 18 | 1824.012
2020-11-04 | 19 | 2230.9144
2020-11-04 | 20 | 2263.1489
2020-11-04 | 21 | 2194.6838
2020-11-04 | 22 | 2094.1046
2020-11-04 | 23 | 1941.4973
2020-11-04 | 24 | 1658.3641
2020-11-05 | 1 | 1461.466
2020-11-05 | 2 | 1356.5188
2020-11-05 | 3 | 1273.6332
2020-11-05 | 4 | 1220.9619
2020-11-05 | 5 | 1207.4933
2020-11-05 | 6 | 1215.2545
2020-11-05 | 7 | 1296.1258
2020-11-05 | 8 | 1029.9538
2020-11-05 | 9 | 456.8309
2020-11-05 | 10 | 172.2208
2020-11-05 | 11 | 9.9399
2020-11-05 | 12 | -43.4958
2020-11-05 | 13 | -63.4882
2020-11-05 | 14 | -5.7887
2020-11-05 | 15 | 261.7855
2020-11-05 | 16 | 862.7397
2020-11-05 | 17 | 1494.8177
2020-11-05 | 18 | 1841.8196
2020-11-05 | 19 | 2229.2276
2020-11-05 | 20 | 2247.2411
2020-11-05 | 21 | 2179.7839
2020-11-05 | 22 | 2071.9606
2020-11-05 | 23 | 1907.8768
2020-11-05 | 24 | 1646.0847
2020-11-06 | 1 | 1451.8478
2020-11-06 | 2 | 1321.3237
2020-11-06 | 3 | 1230.3645
2020-11-06 | 4 | 1183.1826
2020-11-06 | 5 | 1160.9588
2020-11-06 | 6 | 1185.5822
2020-11-06 | 7 | 1263.4986
2020-11-06 | 8 | 991.7343
2020-11-06 | 9 | 419.4312
2020-11-06 | 10 | 117.9695
2020-11-06 | 11 | -23.1199
2020-11-06 | 12 | -67.1775
2020-11-06 | 13 | -94.217
2020-11-06 | 14 | -22.8165
2020-11-06 | 15 | 241.4456
2020-11-06 | 16 | 862.0157
2020-11-06 | 17 | 1485.245
2020-11-06 | 18 | 1808.5699
2020-11-06 | 19 | 2189.7862
2020-11-06 | 20 | 2192.3367
2020-11-06 | 21 | 2120.0269
2020-11-06 | 22 | 2012.3536
2020-11-06 | 23 | 1870.7008
2020-11-06 | 24 | 1631.7947
2020-11-07 | 1 | 1399.747
2020-11-07 | 2 | 1344.8019
2020-11-07 | 3 | 1251.6241
2020-11-07 | 4 | 1198.4804
2020-11-07 | 5 | 1174.7303
2020-11-07 | 6 | 1177.8389
2020-11-07 | 7 | 1191.2804
2020-11-07 | 8 | 797.2276
2020-11-07 | 9 | 197.9696
2020-11-07 | 10 | -74.5221
2020-11-07 | 11 | -201.9691
2020-11-07 | 12 | -243.0434
2020-11-07 | 13 | -256.554
2020-11-07 | 14 | -211.8259
2020-11-07 | 15 | 18.2406
2020-11-07 | 16 | 643.5578
2020-11-07 | 17 | 1241.0658
2020-11-07 | 18 | 1563.7088
2020-11-07 | 19 | 1984.7013
2020-11-07 | 20 | 2016.5364
2020-11-07 | 21 | 1949.7031
2020-11-07 | 22 | 1885.7687
2020-11-07 | 23 | 1726.1554
2020-11-07 | 24 | 1558.3841
2020-11-08 | 1 | 1438.2667
2020-11-08 | 2 | 1370.3493
2020-11-08 | 3 | 1275.7037
2020-11-08 | 4 | 1215.8868
2020-11-08 | 5 | 1177.0391
2020-11-08 | 6 | 1166.4031
2020-11-08 | 7 | 1153.4939
2020-11-08 | 8 | 751.7652
2020-11-08 | 9 | 153.0615
2020-11-08 | 10 | -110.6617
2020-11-08 | 11 | -222.4532
2020-11-08 | 12 | -239.7782
2020-11-08 | 13 | -249.9002
2020-11-08 | 14 | -179.9648
2020-11-08 | 15 | 86.4114
2020-11-08 | 16 | 702.263
2020-11-08 | 17 | 1302.036
2020-11-08 | 18 | 1665.4433
2020-11-08 | 19 | 2105.8956
2020-11-08 | 20 | 2146.188
2020-11-08 | 21 | 2097.2336
2020-11-08 | 22 | 2035.8437
2020-11-08 | 23 | 1863.7678
2020-11-08 | 24 | 1621.2293
2020-11-09 | 1 | 1538.9456
2020-11-09 | 2 | 1368.6818
2020-11-09 | 3 | 1263.9231
2020-11-09 | 4 | 1210.3205
2020-11-09 | 5 | 1174.3755
2020-11-09 | 6 | 1187.2477
2020-11-09 | 7 | 1258.6761
2020-11-09 | 8 | 974.3136
2020-11-09 | 9 | 468.3726
2020-11-09 | 10 | 248.0588
2020-11-09 | 11 | 183.2387
2020-11-09 | 12 | 208.7423
2020-11-09 | 13 | 238.4246
2020-11-09 | 14 | 354.7839
2020-11-09 | 15 | 678.3051
2020-11-09 | 16 | 1320.2318
2020-11-09 | 17 | 1939.4578
2020-11-09 | 18 | 2167.8266
2020-11-09 | 19 | 2446.325
2020-11-09 | 20 | 2422.9202
2020-11-09 | 21 | 2324.4269
2020-11-09 | 22 | 2203.8335
2020-11-09 | 23 | 2048.6409
2020-11-09 | 24 | 1761.762
2020-11-10 | 1 | 1483.5907
2020-11-10 | 2 | 1347.3114
2020-11-10 | 3 | 1249.4246
2020-11-10 | 4 | 1194.4537
2020-11-10 | 5 | 1157.9828
2020-11-10 | 6 | 1173.5965
2020-11-10 | 7 | 1235.6188
2020-11-10 | 8 | 971.6168
2020-11-10 | 9 | 457.7126
2020-11-10 | 10 | 202.4688
2020-11-10 | 11 | 102.8125
2020-11-10 | 12 | 89.2531
2020-11-10 | 13 | 86.9987
2020-11-10 | 14 | 168.3383
2020-11-10 | 15 | 482.8843
2020-11-10 | 16 | 1091.4225
2020-11-10 | 17 | 1713.4963
2020-11-10 | 18 | 1979.8249
2020-11-10 | 19 | 2321.3649
2020-11-10 | 20 | 2329.0085
2020-11-10 | 21 | 2246.362
2020-11-10 | 22 | 2142.4681
2020-11-10 | 23 | 1980.8197
2020-11-10 | 24 | 1694.9625
2020-11-11 | 1 | 1477.2608
2020-11-11 | 2 | 1353.2032
2020-11-11 | 3 | 1266.9751
2020-11-11 | 4 | 1212.7205
2020-11-11 | 5 | 1179.2605
2020-11-11 | 6 | 1198.1797
2020-11-11 | 7 | 1262.0238
2020-11-11 | 8 | 949.225
2020-11-11 | 9 | 394.2115
2020-11-11 | 10 | 143.1368
2020-11-11 | 11 | 43.0785
2020-11-11 | 12 | 7.9792
2020-11-11 | 13 | 8.1013
2020-11-11 | 14 | 63.4512
2020-11-11 | 15 | 328.2428
2020-11-11 | 16 | 951.5993
2020-11-11 | 17 | 1570.9956
2020-11-11 | 18 | 1861.7079
2020-11-11 | 19 | 2208.2151
2020-11-11 | 20 | 2219.3522
2020-11-11 | 21 | 2141.5729
2020-11-11 | 22 | 2042.9646
2020-11-11 | 23 | 1905.6043
2020-11-11 | 24 | 1665.3654
2020-11-12 | 1 | 1526.5114
2020-11-12 | 2 | 1377.4608
2020-11-12 | 3 | 1270.4675
2020-11-12 | 4 | 1220.1245
2020-11-12 | 5 | 1181.5768
2020-11-12 | 6 | 1182.6085
2020-11-12 | 7 | 1234.0068
2020-11-12 | 8 | 962.8154
2020-11-12 | 9 | 431.0059
2020-11-12 | 10 | 182.2151
2020-11-12 | 11 | 103.665
2020-11-12 | 12 | 128.8024
2020-11-12 | 13 | 178.9926
2020-11-12 | 14 | 277.1187
2020-11-12 | 15 | 595.9663
2020-11-12 | 16 | 1240.7488
2020-11-12 | 17 | 1868.6267
2020-11-12 | 18 | 2090.6501
2020-11-12 | 19 | 2381.5457
2020-11-12 | 20 | 2355.4671
2020-11-12 | 21 | 2269.9747
2020-11-12 | 22 | 2172.1997
2020-11-12 | 23 | 2028.8658
2020-11-12 | 24 | 1752.0771
2020-11-13 | 1 | 1375.4781
2020-11-13 | 2 | 1307.3601
2020-11-13 | 3 | 1233.7554
2020-11-13 | 4 | 1193.1744
2020-11-13 | 5 | 1184.9008
2020-11-13 | 6 | 1235.1968
2020-11-13 | 7 | 1362.5102
2020-11-13 | 8 | 1038.1387
2020-11-13 | 9 | 461.6481
2020-11-13 | 10 | 177.8108
2020-11-13 | 11 | 57.2932
2020-11-13 | 12 | 28.3073
2020-11-13 | 13 | 17.2546
2020-11-13 | 14 | 95.9433
2020-11-13 | 15 | 369.7096
2020-11-13 | 16 | 962.8566
2020-11-13 | 17 | 1539.1617
2020-11-13 | 18 | 1793.0554
2020-11-13 | 19 | 2128.5923
2020-11-13 | 20 | 2137.6675
2020-11-13 | 21 | 2049.8067
2020-11-13 | 22 | 1909.695
2020-11-13 | 23 | 1727.1521
2020-11-13 | 24 | 1524.5847
2020-11-14 | 1 | 1403.4444
2020-11-14 | 2 | 1332.3696
2020-11-14 | 3 | 1229.2423
2020-11-14 | 4 | 1207.6748
2020-11-14 | 5 | 1185.2075
2020-11-14 | 6 | 1178.9672
2020-11-14 | 7 | 1182.1959
2020-11-14 | 8 | 781.3875
2020-11-14 | 9 | 203.9987
2020-11-14 | 10 | -77.7806
2020-11-14 | 11 | -200.9573
2020-11-14 | 12 | -222.0279
2020-11-14 | 13 | -196.1761
2020-11-14 | 14 | -144.9296
2020-11-14 | 15 | 138.6113
2020-11-14 | 16 | 746.8857
2020-11-14 | 17 | 1339.9127
2020-11-14 | 18 | 1661.1196
2020-11-14 | 19 | 2072.533
2020-11-14 | 20 | 2087.7884
2020-11-14 | 21 | 2011.7144
2020-11-14 | 22 | 1932.6472
2020-11-14 | 23 | 1751.4868
2020-11-14 | 24 | 1567.5264
2020-11-15 | 1 | 1451.8601
2020-11-15 | 2 | 1348.3561
2020-11-15 | 3 | 1254.023
2020-11-15 | 4 | 1205.2607
2020-11-15 | 5 | 1177.6967
2020-11-15 | 6 | 1176.8782
2020-11-15 | 7 | 1173.2079
2020-11-15 | 8 | 785.5201
2020-11-15 | 9 | 223.1423
2020-11-15 | 10 | -15.9938
2020-11-15 | 11 | -83.2935
2020-11-15 | 12 | -102.483
2020-11-15 | 13 | -139.6595
2020-11-15 | 14 | -83.6953
2020-11-15 | 15 | 139.3132
2020-11-15 | 16 | 741.2289
2020-11-15 | 17 | 1328.8502
2020-11-15 | 18 | 1638.2402
2020-11-15 | 19 | 2053.3238
2020-11-15 | 20 | 2089.7681
2020-11-15 | 21 | 2040.7895
2020-11-15 | 22 | 1988.8335
2020-11-15 | 23 | 1829.5202
2020-11-15 | 24 | 1617.4012
2020-11-16 | 1 | 1517.3446
2020-11-16 | 2 | 1370.7784
2020-11-16 | 3 | 1271.5804
2020-11-16 | 4 | 1219.9118
2020-11-16 | 5 | 1183.8068
2020-11-16 | 6 | 1187.8145
2020-11-16 | 7 | 1230.8607
2020-11-16 | 8 | 954.3298
2020-11-16 | 9 | 456.4035
2020-11-16 | 10 | 222.162
2020-11-16 | 11 | 118.7839
2020-11-16 | 12 | 59.2809
2020-11-16 | 13 | 18.3097
2020-11-16 | 14 | 78.8714
2020-11-16 | 15 | 334.7519
2020-11-16 | 16 | 925.018
2020-11-16 | 17 | 1533.1896
2020-11-16 | 18 | 1849.1966
2020-11-16 | 19 | 2221.9586
2020-11-16 | 20 | 2233.236
2020-11-16 | 21 | 2172.7487
2020-11-16 | 22 | 2082.5783
2020-11-16 | 23 | 1948.6454
2020-11-16 | 24 | 1698.3762
2020-11-17 | 1 | 1476.5182
2020-11-17 | 2 | 1325.7552
2020-11-17 | 3 | 1243.0727
2020-11-17 | 4 | 1189.463
2020-11-17 | 5 | 1159.0907
2020-11-17 | 6 | 1163.5641
2020-11-17 | 7 | 1201.6647
2020-11-17 | 8 | 914.9243
2020-11-17 | 9 | 412.7407
2020-11-17 | 10 | 191.799
2020-11-17 | 11 | 101.4585
2020-11-17 | 12 | 67.8567
2020-11-17 | 13 | 55.3059
2020-11-17 | 14 | 115.0611
2020-11-17 | 15 | 383.1036
2020-11-17 | 16 | 987.6241
2020-11-17 | 17 | 1583.6151
2020-11-17 | 18 | 1867.7657
2020-11-17 | 19 | 2245.5158
2020-11-17 | 20 | 2268.3309
2020-11-17 | 21 | 2193.2731
2020-11-17 | 22 | 2089.0523
2020-11-17 | 23 | 1934.7509
2020-11-17 | 24 | 1671.5674
2020-11-18 | 1 | 1470.1135
2020-11-18 | 2 | 1321.5393
2020-11-18 | 3 | 1244.2187
2020-11-18 | 4 | 1201.5231
2020-11-18 | 5 | 1173.5516
2020-11-18 | 6 | 1195.9688
2020-11-18 | 7 | 1279.5084
2020-11-18 | 8 | 1037.7302
2020-11-18 | 9 | 528.3679
2020-11-18 | 10 | 272.2389
2020-11-18 | 11 | 158.1453
2020-11-18 | 12 | 99.797
2020-11-18 | 13 | 55.7161
2020-11-18 | 14 | 106.6476
2020-11-18 | 15 | 366.9603
2020-11-18 | 16 | 965.5496
2020-11-18 | 17 | 1564.5209
2020-11-18 | 18 | 1856.7095
2020-11-18 | 19 | 2234.5658
2020-11-18 | 20 | 2252.1092
2020-11-18 | 21 | 2188.6528
2020-11-18 | 22 | 2085.6456
2020-11-18 | 23 | 1934.5354
2020-11-18 | 24 | 1664.8969
2020-11-19 | 1 | 1479.3866
2020-11-19 | 2 | 1365.3115
2020-11-19 | 3 | 1280.5644
2020-11-19 | 4 | 1223.9945
2020-11-19 | 5 | 1183.6555
2020-11-19 | 6 | 1185.0281
2020-11-19 | 7 | 1223.0929
2020-11-19 | 8 | 937.2109
2020-11-19 | 9 | 409.2053
2020-11-19 | 10 | 154.578
2020-11-19 | 11 | 66.7313
2020-11-19 | 12 | 52.3451
2020-11-19 | 13 | 43.391
2020-11-19 | 14 | 126.6161
2020-11-19 | 15 | 408.7163
2020-11-19 | 16 | 1015.4919
2020-11-19 | 17 | 1641.6271
2020-11-19 | 18 | 1902.4158
2020-11-19 | 19 | 2256.2615
2020-11-19 | 20 | 2263.0828
2020-11-19 | 21 | 2186.7517
2020-11-19 | 22 | 2087.92
2020-11-19 | 23 | 1944.9513
2020-11-19 | 24 | 1678.807
2020-11-20 | 1 | 1472.2685
2020-11-20 | 2 | 1355.0591
2020-11-20 | 3 | 1263.1089
2020-11-20 | 4 | 1211.5451
2020-11-20 | 5 | 1188.5955
2020-11-20 | 6 | 1208.7761
2020-11-20 | 7 | 1283.9234
2020-11-20 | 8 | 1012.2671
2020-11-20 | 9 | 509.5622
2020-11-20 | 10 | 252.8289
2020-11-20 | 11 | 166.2039
2020-11-20 | 12 | 125.8665
2020-11-20 | 13 | 64.5674
2020-11-20 | 14 | 100.7133
2020-11-20 | 15 | 343.0323
2020-11-20 | 16 | 931.4334
2020-11-20 | 17 | 1528.1463
2020-11-20 | 18 | 1821.26
2020-11-20 | 19 | 2191.4262
2020-11-20 | 20 | 2204.0149
2020-11-20 | 21 | 2137.3454
2020-11-20 | 22 | 2030.9586
2020-11-20 | 23 | 1892.6173
2020-11-20 | 24 | 1655.9495
2020-11-21 | 1 | 1426.3691
2020-11-21 | 2 | 1325.0474
2020-11-21 | 3 | 1242.3784
2020-11-21 | 4 | 1188.7133
2020-11-21 | 5 | 1157.768
2020-11-21 | 6 | 1152.6638
2020-11-21 | 7 | 1140.9803
2020-11-21 | 8 | 774.8404
2020-11-21 | 9 | 233.2936
2020-11-21 | 10 | -18.2194
2020-11-21 | 11 | -105.8724
2020-11-21 | 12 | -138.2259
2020-11-21 | 13 | -161.4938
2020-11-21 | 14 | -118.3216
2020-11-21 | 15 | 92.5274
2020-11-21 | 16 | 691.0102
2020-11-21 | 17 | 1280.5017
2020-11-21 | 18 | 1602.9761
2020-11-21 | 19 | 2026.1415
2020-11-21 | 20 | 2057.0161
2020-11-21 | 21 | 2000.2067
2020-11-21 | 22 | 1951.8175
2020-11-21 | 23 | 1803.7541
2020-11-21 | 24 | 1607.1047
2020-11-22 | 1 | 1417.8561
2020-11-22 | 2 | 1329.5764
2020-11-22 | 3 | 1242.6804
2020-11-22 | 4 | 1193.4238
2020-11-22 | 5 | 1158.3137
2020-11-22 | 6 | 1155.1452
2020-11-22 | 7 | 1152.9726
2020-11-22 | 8 | 769.0991
2020-11-22 | 9 | 234.1706
2020-11-22 | 10 | -7.8064
2020-11-22 | 11 | -133.5637
2020-11-22 | 12 | -162.6647
2020-11-22 | 13 | -191.1997
2020-11-22 | 14 | -132.4115
2020-11-22 | 15 | 130.2945
2020-11-22 | 16 | 741.0215
2020-11-22 | 17 | 1353.0809
2020-11-22 | 18 | 1677.7673
2020-11-22 | 19 | 2094.6005
2020-11-22 | 20 | 2124.205
2020-11-22 | 21 | 2052.8687
2020-11-22 | 22 | 1983.8732
2020-11-22 | 23 | 1803.9043
2020-11-22 | 24 | 1587.1996
2020-11-23 | 1 | 1507.905
2020-11-23 | 2 | 1336.9417
2020-11-23 | 3 | 1257.1534
2020-11-23 | 4 | 1212.8177
2020-11-23 | 5 | 1193.5265
2020-11-23 | 6 | 1222.2901
2020-11-23 | 7 | 1297.1511
2020-11-23 | 8 | 1069.1263
2020-11-23 | 9 | 584.803
2020-11-23 | 10 | 301.1515
2020-11-23 | 11 | 137.5274
2020-11-23 | 12 | 87.7411
2020-11-23 | 13 | 44.8255
2020-11-23 | 14 | 87.8611
2020-11-23 | 15 | 360.2813
2020-11-23 | 16 | 986.9249
2020-11-23 | 17 | 1617.011
2020-11-23 | 18 | 1911.0893
2020-11-23 | 19 | 2282.6105
2020-11-23 | 20 | 2297.5458
2020-11-23 | 21 | 2217.3419
2020-11-23 | 22 | 2116.797
2020-11-23 | 23 | 1963.6953
2020-11-23 | 24 | 1701.0487
2020-11-24 | 1 | 1489.8954
2020-11-24 | 2 | 1339.0235
2020-11-24 | 3 | 1251.3844
2020-11-24 | 4 | 1201.6848
2020-11-24 | 5 | 1169.847
2020-11-24 | 6 | 1188.817
2020-11-24 | 7 | 1259.7152
2020-11-24 | 8 | 1029.0389
2020-11-24 | 9 | 560.5098
2020-11-24 | 10 | 285.224
2020-11-24 | 11 | 121.7403
2020-11-24 | 12 | 55.0903
2020-11-24 | 13 | -5.7542
2020-11-24 | 14 | 27.2295
2020-11-24 | 15 | 300.9875
2020-11-24 | 16 | 927.6973
2020-11-24 | 17 | 1559.4324
2020-11-24 | 18 | 1875.3585
2020-11-24 | 19 | 2264.6586
2020-11-24 | 20 | 2296.6675
2020-11-24 | 21 | 2224.7915
2020-11-24 | 22 | 2134.8387
2020-11-24 | 23 | 1981.8121
2020-11-24 | 24 | 1697.3455
2020-11-25 | 1 | 1473.3885
2020-11-25 | 2 | 1345.7282
2020-11-25 | 3 | 1249.8549
2020-11-25 | 4 | 1182.8345
2020-11-25 | 5 | 1141.8899
2020-11-25 | 6 | 1187.441
2020-11-25 | 7 | 1252.9998
2020-11-25 | 8 | 991.0571
2020-11-25 | 9 | 552.4062
2020-11-25 | 10 | 289.3832
2020-11-25 | 11 | 127.8809
2020-11-25 | 12 | 48.091
2020-11-25 | 13 | 12.8693
2020-11-25 | 14 | 75.1188
2020-11-25 | 15 | 326.8213
2020-11-25 | 16 | 932.4658
2020-11-25 | 17 | 1581.7693
2020-11-25 | 18 | 1878.2112
2020-11-25 | 19 | 2250.8502
2020-11-25 | 20 | 2267.6426
2020-11-25 | 21 | 2192.8418
2020-11-25 | 22 | 2087.7785
2020-11-25 | 23 | 1934.2072
2020-11-25 | 24 | 1663.3809
2020-11-26 | 1 | 1408.6245
2020-11-26 | 2 | 1382.0066
2020-11-26 | 3 | 1272.8547
2020-11-26 | 4 | 1218.2289
2020-11-26 | 5 | 1190.2191
2020-11-26 | 6 | 1182.6288
2020-11-26 | 7 | 1177.2486
2020-11-26 | 8 | 824.335
2020-11-26 | 9 | 286.2759
2020-11-26 | 10 | 52.3557
2020-11-26 | 11 | -32.4381
2020-11-26 | 12 | -57.8488
2020-11-26 | 13 | -88.5384
2020-11-26 | 14 | -54.4793
2020-11-26 | 15 | 172.4638
2020-11-26 | 16 | 757.5644
2020-11-26 | 17 | 1345.2153
2020-11-26 | 18 | 1569.2819
2020-11-26 | 19 | 1858.9474
2020-11-26 | 20 | 1852.3013
2020-11-26 | 21 | 1804.5901
2020-11-26 | 22 | 1744.5711
2020-11-26 | 23 | 1683.3922
2020-11-26 | 24 | 1556.6404
2020-11-27 | 1 | 1441.337
2020-11-27 | 2 | 1312.7241
2020-11-27 | 3 | 1233.5439
2020-11-27 | 4 | 1184.7053
2020-11-27 | 5 | 1158.1919
2020-11-27 | 6 | 1179.0922
2020-11-27 | 7 | 1236.4642
2020-11-27 | 8 | 930.2296
2020-11-27 | 9 | 392.4409
2020-11-27 | 10 | 175.8965
2020-11-27 | 11 | 37.6505
2020-11-27 | 12 | -0.15471
2020-11-27 | 13 | -35.6156
2020-11-27 | 14 | 6.0498
2020-11-27 | 15 | 251.1679
2020-11-27 | 16 | 871.2243
2020-11-27 | 17 | 1482.2289
2020-11-27 | 18 | 1760.1644
2020-11-27 | 19 | 2136.9149
2020-11-27 | 20 | 2150.3893
2020-11-27 | 21 | 2053.8097
2020-11-27 | 22 | 1967.0237
2020-11-27 | 23 | 1836.052
2020-11-27 | 24 | 1613.5615
2020-11-28 | 1 | 1416.602
2020-11-28 | 2 | 1336.0844
2020-11-28 | 3 | 1240.2758
2020-11-28 | 4 | 1204.6909
2020-11-28 | 5 | 1179.4367
2020-11-28 | 6 | 1168.9613
2020-11-28 | 7 | 1183.5919
2020-11-28 | 8 | 829.1883
2020-11-28 | 9 | 280.9494
2020-11-28 | 10 | 20.4005
2020-11-28 | 11 | -101.4248
2020-11-28 | 12 | -139.7748
2020-11-28 | 13 | -169.2244
2020-11-28 | 14 | -131.2659
2020-11-28 | 15 | 120.0602
2020-11-28 | 16 | 732.0285
2020-11-28 | 17 | 1326.9265
2020-11-28 | 18 | 1637.6204
2020-11-28 | 19 | 2005.1737
2020-11-28 | 20 | 2008.5814
2020-11-28 | 21 | 1943.3227
2020-11-28 | 22 | 1888.9298
2020-11-28 | 23 | 1748.058
2020-11-28 | 24 | 1579.334
2020-11-29 | 1 | 1419.0271
2020-11-29 | 2 | 1328.5543
2020-11-29 | 3 | 1242.0256
2020-11-29 | 4 | 1192.9395
2020-11-29 | 5 | 1158.1001
2020-11-29 | 6 | 1155.1217
2020-11-29 | 7 | 1153.6364
2020-11-29 | 8 | 771.94
2020-11-29 | 9 | 237.8046
2020-11-29 | 10 | -6.47
2020-11-29 | 11 | -131.4194
2020-11-29 | 12 | -160.5284
2020-11-29 | 13 | -189.5827
2020-11-29 | 14 | -130.6665
2020-11-29 | 15 | 132.3122
2020-11-29 | 16 | 744.8175
2020-11-29 | 17 | 1354.2837
2020-11-29 | 18 | 1678.8451
2020-11-29 | 19 | 2094.7795
2020-11-29 | 20 | 2124.7163
2020-11-29 | 21 | 2053.5611
2020-11-29 | 22 | 1982.9534
2020-11-29 | 23 | 1803.3908
2020-11-29 | 24 | 1587.5951
2020-11-30 | 1 | 1480.6208
2020-11-30 | 2 | 1374.0122
2020-11-30 | 3 | 1268.8902
2020-11-30 | 4 | 1210.253
2020-11-30 | 5 | 1159.3595
2020-11-30 | 6 | 1128.2266
2020-11-30 | 7 | 1114.2989
2020-11-30 | 8 | 776.624
2020-11-30 | 9 | 226.7877
2020-11-30 | 10 | -11.8063
2020-11-30 | 11 | -109.3179
2020-11-30 | 12 | -127.8522
2020-11-30 | 13 | -170.149
2020-11-30 | 14 | -126.1349
2020-11-30 | 15 | 141.7609
2020-11-30 | 16 | 771.4952
2020-11-30 | 17 | 1419.2448
2020-11-30 | 18 | 1718.9897
2020-11-30 | 19 | 2111.454
2020-11-30 | 20 | 2117.1179
2020-11-30 | 21 | 2037.7216
2020-11-30 | 22 | 1950.1825
2020-11-30 | 23 | 1836.8154
2020-11-30 | 24 | 1634.1012
2020-12-01 | 1 | 1636.7095
2020-12-01 | 2 | 1457.3646
2020-12-01 | 3 | 1358.8635
2020-12-01 | 4 | 1311.2418
2020-12-01 | 5 | 1272.9625
2020-12-01 | 6 | 1288.0541
2020-12-01 | 7 | 1403.7456
2020-12-01 | 8 | 1425.2536
2020-12-01 | 9 | 1001.8885
2020-12-01 | 10 | 635.0207
2020-12-01 | 11 | 405.6039
2020-12-01 | 12 | 302.3349
2020-12-01 | 13 | 238.9271
2020-12-01 | 14 | 302.1106
2020-12-01 | 15 | 540.6845
2020-12-01 | 16 | 1074.6895
2020-12-01 | 17 | 1631.3058
2020-12-01 | 18 | 1985.246
2020-12-01 | 19 | 2371.6656
2020-12-01 | 20 | 2403.2217
2020-12-01 | 21 | 2362.6979
2020-12-01 | 22 | 2283.8877
2020-12-01 | 23 | 2178.2237
2020-12-01 | 24 | 1913.5209
2020-12-02 | 1 | 1641.0058
2020-12-02 | 2 | 1460.1532
2020-12-02 | 3 | 1374.4619
2020-12-02 | 4 | 1316.4478
2020-12-02 | 5 | 1278.7342
2020-12-02 | 6 | 1305.9742
2020-12-02 | 7 | 1422.2191
2020-12-02 | 8 | 1475.1316
2020-12-02 | 9 | 1061.7843
2020-12-02 | 10 | 662.9064
2020-12-02 | 11 | 448.623
2020-12-02 | 12 | 347.6717
2020-12-02 | 13 | 287.3404
2020-12-02 | 14 | 345.5747
2020-12-02 | 15 | 576.5297
2020-12-02 | 16 | 1093.8511
2020-12-02 | 17 | 1658.9162
2020-12-02 | 18 | 2031.5084
2020-12-02 | 19 | 2391.6542
2020-12-02 | 20 | 2423.8868
2020-12-02 | 21 | 2378.7517
2020-12-02 | 22 | 2309.9801
2020-12-02 | 23 | 2195.8202
2020-12-02 | 24 | 1923.019
2020-12-03 | 1 | 1623.1041
2020-12-03 | 2 | 1478.2276
2020-12-03 | 3 | 1390.8971
2020-12-03 | 4 | 1332.9841
2020-12-03 | 5 | 1299.7208
2020-12-03 | 6 | 1309.121
2020-12-03 | 7 | 1424.0021
2020-12-03 | 8 | 1419.001
2020-12-03 | 9 | 987.8506
2020-12-03 | 10 | 622.297
2020-12-03 | 11 | 378.3102
2020-12-03 | 12 | 268.9662
2020-12-03 | 13 | 210.9976
2020-12-03 | 14 | 263.6017
2020-12-03 | 15 | 506.8108
2020-12-03 | 16 | 1018.255
2020-12-03 | 17 | 1568.4265
2020-12-03 | 18 | 1942.107
2020-12-03 | 19 | 2317.6323
2020-12-03 | 20 | 2371.7717
2020-12-03 | 21 | 2358.2974
2020-12-03 | 22 | 2277.9593
2020-12-03 | 23 | 2168.0079
2020-12-03 | 24 | 1878.1792
2020-12-04 | 1 | 1636.0436
2020-12-04 | 2 | 1501.5181
2020-12-04 | 3 | 1407.4781
2020-12-04 | 4 | 1341.2249
2020-12-04 | 5 | 1299.4376
2020-12-04 | 6 | 1310.4366
2020-12-04 | 7 | 1391.3709
2020-12-04 | 8 | 1325.577
2020-12-04 | 9 | 895.943
2020-12-04 | 10 | 559.2938
2020-12-04 | 11 | 372.8276
2020-12-04 | 12 | 270.8243
2020-12-04 | 13 | 222.8802
2020-12-04 | 14 | 286.6531
2020-12-04 | 15 | 495.1221
2020-12-04 | 16 | 1002.928
2020-12-04 | 17 | 1555.8402
2020-12-04 | 18 | 1926.1605
2020-12-04 | 19 | 2303.7332
2020-12-04 | 20 | 2336.0194
2020-12-04 | 21 | 2289.8416
2020-12-04 | 22 | 2229.2899
2020-12-04 | 23 | 2136.5288
2020-12-04 | 24 | 1892.4667
2020-12-05 | 1 | 1590.8277
2020-12-05 | 2 | 1470.6173
2020-12-05 | 3 | 1369.6433
2020-12-05 | 4 | 1313.3076
2020-12-05 | 5 | 1273.2899
2020-12-05 | 6 | 1270.7751
2020-12-05 | 7 | 1324.5212
2020-12-05 | 8 | 1169.9406
2020-12-05 | 9 | 694.7999
2020-12-05 | 10 | 382.7446
2020-12-05 | 11 | 213.4271
2020-12-05 | 12 | 130.1531
2020-12-05 | 13 | 78.573
2020-12-05 | 14 | 134.492
2020-12-05 | 15 | 337.4662
2020-12-05 | 16 | 846.7951
2020-12-05 | 17 | 1374.6685
2020-12-05 | 18 | 1740.5024
2020-12-05 | 19 | 2136.7099
2020-12-05 | 20 | 2182.647
2020-12-05 | 21 | 2149.8921
2020-12-05 | 22 | 2126.4426
2020-12-05 | 23 | 2010.136
2020-12-05 | 24 | 1805.299
2020-12-06 | 1 | 1621.4086
2020-12-06 | 2 | 1501.4395
2020-12-06 | 3 | 1395.4825
2020-12-06 | 4 | 1340.0741
2020-12-06 | 5 | 1310.6339
2020-12-06 | 6 | 1318.3932
2020-12-06 | 7 | 1366.2282
2020-12-06 | 8 | 1233.3646
2020-12-06 | 9 | 760.1085
2020-12-06 | 10 | 464.2807
2020-12-06 | 11 | 270.8199
2020-12-06 | 12 | 199.435
2020-12-06 | 13 | 143.8128
2020-12-06 | 14 | 188.6722
2020-12-06 | 15 | 384.3775
2020-12-06 | 16 | 893.8374
2020-12-06 | 17 | 1421.9798
2020-12-06 | 18 | 1807.6009
2020-12-06 | 19 | 2221.2535
2020-12-06 | 20 | 2256.287
2020-12-06 | 21 | 2216.6712
2020-12-06 | 22 | 2188.0923
2020-12-06 | 23 | 2068.4702
2020-12-06 | 24 | 1843.3188
2020-12-07 | 1 | 1644.7502
2020-12-07 | 2 | 1492.7521
2020-12-07 | 3 | 1394.0252
2020-12-07 | 4 | 1332.9554
2020-12-07 | 5 | 1289.2921
2020-12-07 | 6 | 1320.5119
2020-12-07 | 7 | 1443.4401
2020-12-07 | 8 | 1484.8519
2020-12-07 | 9 | 1051.3917
2020-12-07 | 10 | 631.6467
2020-12-07 | 11 | 404.7007
2020-12-07 | 12 | 320.9551
2020-12-07 | 13 | 269.2702
2020-12-07 | 14 | 312.6985
2020-12-07 | 15 | 553.8716
2020-12-07 | 16 | 1090.0377
2020-12-07 | 17 | 1648.0816
2020-12-07 | 18 | 2041.5167
2020-12-07 | 19 | 2403.3961
2020-12-07 | 20 | 2433.4365
2020-12-07 | 21 | 2387.951
2020-12-07 | 22 | 2309.208
2020-12-07 | 23 | 2181.1777
2020-12-07 | 24 | 1917.249
2020-12-08 | 1 | 1622.6114
2020-12-08 | 2 | 1453.9181
2020-12-08 | 3 | 1368.7168
2020-12-08 | 4 | 1315.727
2020-12-08 | 5 | 1271.1765
2020-12-08 | 6 | 1299.1701
2020-12-08 | 7 | 1422.2396
2020-12-08 | 8 | 1449.0867
2020-12-08 | 9 | 1031.6581
2020-12-08 | 10 | 618.6991
2020-12-08 | 11 | 393.6583
2020-12-08 | 12 | 301.569
2020-12-08 | 13 | 250.8059
2020-12-08 | 14 | 311.6249
2020-12-08 | 15 | 540.9449
2020-12-08 | 16 | 1088.813
2020-12-08 | 17 | 1619.3555
2020-12-08 | 18 | 2004.2998
2020-12-08 | 19 | 2405.9574
2020-12-08 | 20 | 2465.5245
2020-12-08 | 21 | 2413.5906
2020-12-08 | 22 | 2333.3807
2020-12-08 | 23 | 2195.7139
2020-12-08 | 24 | 1897.5128
2020-12-09 | 1 | 1654.426
2020-12-09 | 2 | 1478.7946
2020-12-09 | 3 | 1389.848
2020-12-09 | 4 | 1325.7179
2020-12-09 | 5 | 1290.1884
2020-12-09 | 6 | 1313.0729
2020-12-09 | 7 | 1429.9532
2020-12-09 | 8 | 1443.8221
2020-12-09 | 9 | 1040.0413
2020-12-09 | 10 | 651.2732
2020-12-09 | 11 | 448.9096
2020-12-09 | 12 | 376.8345
2020-12-09 | 13 | 327.1345
2020-12-09 | 14 | 373.167
2020-12-09 | 15 | 592.7245
2020-12-09 | 16 | 1121.4535
2020-12-09 | 17 | 1673.5669
2020-12-09 | 18 | 2030.8864
2020-12-09 | 19 | 2406.7638
2020-12-09 | 20 | 2446.4151
2020-12-09 | 21 | 2404.9557
2020-12-09 | 22 | 2331.9568
2020-12-09 | 23 | 2214.8728
2020-12-09 | 24 | 1936.9915
2020-12-10 | 1 | 1669.7012
2020-12-10 | 2 | 1510.451
2020-12-10 | 3 | 1412.9973
2020-12-10 | 4 | 1354.078
2020-12-10 | 5 | 1322.3033
2020-12-10 | 6 | 1339.9129
2020-12-10 | 7 | 1466.0155
2020-12-10 | 8 | 1504.5231
2020-12-10 | 9 | 1085.0508
2020-12-10 | 10 | 663.942
2020-12-10 | 11 | 421.5623
2020-12-10 | 12 | 323.8321
2020-12-10 | 13 | 257.8945
2020-12-10 | 14 | 316.1446
2020-12-10 | 15 | 534.0604
2020-12-10 | 16 | 1055.6009
2020-12-10 | 17 | 1603.1139
2020-12-10 | 18 | 1990.8109
2020-12-10 | 19 | 2395.2392
2020-12-10 | 20 | 2451.3646
2020-12-10 | 21 | 2416.0018
2020-12-10 | 22 | 2351.0643
2020-12-10 | 23 | 2230.2171
2020-12-10 | 24 | 1947.1582
2020-12-11 | 1 | 1624.7809
2020-12-11 | 2 | 1446.9429
2020-12-11 | 3 | 1347.9218
2020-12-11 | 4 | 1284.3047
2020-12-11 | 5 | 1249.4997
2020-12-11 | 6 | 1273.0556
2020-12-11 | 7 | 1387.0543
2020-12-11 | 8 | 1381.6751
2020-12-11 | 9 | 953.2266
2020-12-11 | 10 | 560.1611
2020-12-11 | 11 | 361.0717
2020-12-11 | 12 | 301.2631
2020-12-11 | 13 | 258.1172
2020-12-11 | 14 | 325.2425
2020-12-11 | 15 | 584.4833
2020-12-11 | 16 | 1105.0453
2020-12-11 | 17 | 1636.0075
2020-12-11 | 18 | 2001.7772
2020-12-11 | 19 | 2370.3914
2020-12-11 | 20 | 2401.9529
2020-12-11 | 21 | 2367.147
2020-12-11 | 22 | 2286.4702
2020-12-11 | 23 | 2164.4538
2020-12-11 | 24 | 1884.7989
2020-12-12 | 1 | 1599.2032
2020-12-12 | 2 | 1490.8983
2020-12-12 | 3 | 1378.0374
2020-12-12 | 4 | 1324.0256
2020-12-12 | 5 | 1284.0241
2020-12-12 | 6 | 1281.0762
2020-12-12 | 7 | 1319.9649
2020-12-12 | 8 | 1167.7362
2020-12-12 | 9 | 695.7126
2020-12-12 | 10 | 371.6893
2020-12-12 | 11 | 212.2124
2020-12-12 | 12 | 166.0061
2020-12-12 | 13 | 109.364
2020-12-12 | 14 | 168.9869
2020-12-12 | 15 | 377.666
2020-12-12 | 16 | 888.9399
2020-12-12 | 17 | 1411.1383
2020-12-12 | 18 | 1779.5205
2020-12-12 | 19 | 2183.9391
2020-12-12 | 20 | 2206.7874
2020-12-12 | 21 | 2160.1051
2020-12-12 | 22 | 2130.9509
2020-12-12 | 23 | 2012.981
2020-12-12 | 24 | 1814.1548
2020-12-13 | 1 | 1652.854
2020-12-13 | 2 | 1521.7892
2020-12-13 | 3 | 1415.1723
2020-12-13 | 4 | 1362.3179
2020-12-13 | 5 | 1339.5894
2020-12-13 | 6 | 1363.1951
2020-12-13 | 7 | 1450.9417
2020-12-13 | 8 | 1361.7948
2020-12-13 | 9 | 905.6887
2020-12-13 | 10 | 547.3327
2020-12-13 | 11 | 333.9302
2020-12-13 | 12 | 256.2036
2020-12-13 | 13 | 185.4591
2020-12-13 | 14 | 224.3402
2020-12-13 | 15 | 433.0311
2020-12-13 | 16 | 961.4668
2020-12-13 | 17 | 1473.3692
2020-12-13 | 18 | 1846.2915
2020-12-13 | 19 | 2272.264
2020-12-13 | 20 | 2329.157
2020-12-13 | 21 | 2273.1878
2020-12-13 | 22 | 2252.7799
2020-12-13 | 23 | 2119.1878
2020-12-13 | 24 | 1892.7956
2020-12-14 | 1 | 1818.3494
2020-12-14 | 2 | 1529.2831
2020-12-14 | 3 | 1427.5639
2020-12-14 | 4 | 1378.5007
2020-12-14 | 5 | 1346.1395
2020-12-14 | 6 | 1375.0189
2020-12-14 | 7 | 1520.8505
2020-12-14 | 8 | 1595.2648
2020-12-14 | 9 | 1167.1798
2020-12-14 | 10 | 728.0708
2020-12-14 | 11 | 453.0892
2020-12-14 | 12 | 370.9843
2020-12-14 | 13 | 298.2362
2020-12-14 | 14 | 302.5339
2020-12-14 | 15 | 512.3679
2020-12-14 | 16 | 1040.1244
2020-12-14 | 17 | 1615.1243
2020-12-14 | 18 | 2033.4544
2020-12-14 | 19 | 2487.1847
2020-12-14 | 20 | 2553.1366
2020-12-14 | 21 | 2525.1494
2020-12-14 | 22 | 2466.8157
2020-12-14 | 23 | 2358.2061
2020-12-14 | 24 | 2103.594
2020-12-15 | 1 | 1643.682
2020-12-15 | 2 | 1458.5501
2020-12-15 | 3 | 1358.6694
2020-12-15 | 4 | 1307.2792
2020-12-15 | 5 | 1263.0474
2020-12-15 | 6 | 1288.8881
2020-12-15 | 7 | 1410.0696
2020-12-15 | 8 | 1424.6851
2020-12-15 | 9 | 1063.0104
2020-12-15 | 10 | 715.2712
2020-12-15 | 11 | 538.2789
2020-12-15 | 12 | 517.0148
2020-12-15 | 13 | 500.1237
2020-12-15 | 14 | 560.5359
2020-12-15 | 15 | 767.8717
2020-12-15 | 16 | 1278.7163
2020-12-15 | 17 | 1752.8065
2020-12-15 | 18 | 2066.4019
2020-12-15 | 19 | 2439.0519
2020-12-15 | 20 | 2476.3756
2020-12-15 | 21 | 2432.2113
2020-12-15 | 22 | 2340.0743
2020-12-15 | 23 | 2216.8078
2020-12-15 | 24 | 1924.3573
2020-12-16 | 1 | 1684.4134
2020-12-16 | 2 | 1475.4421
2020-12-16 | 3 | 1372.1859
2020-12-16 | 4 | 1317.9124
2020-12-16 | 5 | 1278.6735
2020-12-16 | 6 | 1291.897
2020-12-16 | 7 | 1410.3938
2020-12-16 | 8 | 1444.684
2020-12-16 | 9 | 1081.0024
2020-12-16 | 10 | 709.8809
2020-12-16 | 11 | 510.1773
2020-12-16 | 12 | 493.7237
2020-12-16 | 13 | 469.2089
2020-12-16 | 14 | 526.1354
2020-12-16 | 15 | 740.9452
2020-12-16 | 16 | 1234.5423
2020-12-16 | 17 | 1733.4878
2020-12-16 | 18 | 2071.6855
2020-12-16 | 19 | 2443.7277
2020-12-16 | 20 | 2503.6672
2020-12-16 | 21 | 2468.7171
2020-12-16 | 22 | 2393.3038
2020-12-16 | 23 | 2277.4897
2020-12-16 | 24 | 1986.2334
2020-12-17 | 1 | 1656.4619
2020-12-17 | 2 | 1472.9151
2020-12-17 | 3 | 1385.1384
2020-12-17 | 4 | 1326.7441
2020-12-17 | 5 | 1290.6952
2020-12-17 | 6 | 1319.6469
2020-12-17 | 7 | 1447.4014
2020-12-17 | 8 | 1507.7519
2020-12-17 | 9 | 1140.0568
2020-12-17 | 10 | 740.6495
2020-12-17 | 11 | 512.715
2020-12-17 | 12 | 489.044
2020-12-17 | 13 | 456.6871
2020-12-17 | 14 | 503.0295
2020-12-17 | 15 | 715.4783
2020-12-17 | 16 | 1232.0271
2020-12-17 | 17 | 1730.3526
2020-12-17 | 18 | 2059.6989
2020-12-17 | 19 | 2414.5066
2020-12-17 | 20 | 2465.4154
2020-12-17 | 21 | 2418.7306
2020-12-17 | 22 | 2344.5147
2020-12-17 | 23 | 2224.3569
2020-12-17 | 24 | 1938.2743
2020-12-18 | 1 | 1623.9182
2020-12-18 | 2 | 1459.9111
2020-12-18 | 3 | 1369.9316
2020-12-18 | 4 | 1308.472
2020-12-18 | 5 | 1269.7466
2020-12-18 | 6 | 1301.3328
2020-12-18 | 7 | 1422.183
2020-12-18 | 8 | 1448.7367
2020-12-18 | 9 | 1081.3798
2020-12-18 | 10 | 708.4075
2020-12-18 | 11 | 522.0666
2020-12-18 | 12 | 498.5127
2020-12-18 | 13 | 466.88
2020-12-18 | 14 | 503.4371
2020-12-18 | 15 | 711.539
2020-12-18 | 16 | 1213.6827
2020-12-18 | 17 | 1695.4958
2020-12-18 | 18 | 2020.0995
2020-12-18 | 19 | 2381.2899
2020-12-18 | 20 | 2425.3223
2020-12-18 | 21 | 2372.7457
2020-12-18 | 22 | 2285.4224
2020-12-18 | 23 | 2166.1526
2020-12-18 | 24 | 1894.9698
2020-12-19 | 1 | 1637.6727
2020-12-19 | 2 | 1505.2341
2020-12-19 | 3 | 1404.6767
2020-12-19 | 4 | 1349.0983
2020-12-19 | 5 | 1316.0312
2020-12-19 | 6 | 1317.8605
2020-12-19 | 7 | 1369.2124
2020-12-19 | 8 | 1237.1955
2020-12-19 | 9 | 793.8526
2020-12-19 | 10 | 472.2391
2020-12-19 | 11 | 287.9701
2020-12-19 | 12 | 263.9829
2020-12-19 | 13 | 258.5634
2020-12-19 | 14 | 305.6698
2020-12-19 | 15 | 473.2001
2020-12-19 | 16 | 996.7611
2020-12-19 | 17 | 1463.0614
2020-12-19 | 18 | 1824.8805
2020-12-19 | 19 | 2244.9791
2020-12-19 | 20 | 2303.7378
2020-12-19 | 21 | 2269.6295
2020-12-19 | 22 | 2253.9165
2020-12-19 | 23 | 2123.3839
2020-12-19 | 24 | 1889.65
2020-12-20 | 1 | 1621.7081
2020-12-20 | 2 | 1485.4627
2020-12-20 | 3 | 1377.8393
2020-12-20 | 4 | 1332.6417
2020-12-20 | 5 | 1304.2772
2020-12-20 | 6 | 1322.5351
2020-12-20 | 7 | 1412.2897
2020-12-20 | 8 | 1312.5715
2020-12-20 | 9 | 897.0062
2020-12-20 | 10 | 575.3605
2020-12-20 | 11 | 404.3703
2020-12-20 | 12 | 386.8487
2020-12-20 | 13 | 365.6125
2020-12-20 | 14 | 382.9092
2020-12-20 | 15 | 573.1751
2020-12-20 | 16 | 1058.3406
2020-12-20 | 17 | 1504.2123
2020-12-20 | 18 | 1837.5801
2020-12-20 | 19 | 2261.7749
2020-12-20 | 20 | 2310.012
2020-12-20 | 21 | 2252.2277
2020-12-20 | 22 | 2220.6565
2020-12-20 | 23 | 2081.8642
2020-12-20 | 24 | 1850.4529
2020-12-21 | 1 | 1695.0235
2020-12-21 | 2 | 1491.8722
2020-12-21 | 3 | 1392.4559
2020-12-21 | 4 | 1335.8495
2020-12-21 | 5 | 1303.1069
2020-12-21 | 6 | 1329.5436
2020-12-21 | 7 | 1462.8075
2020-12-21 | 8 | 1534.4627
2020-12-21 | 9 | 1163.09
2020-12-21 | 10 | 793.6578
2020-12-21 | 11 | 590.7875
2020-12-21 | 12 | 547.252
2020-12-21 | 13 | 500.3704
2020-12-21 | 14 | 521.7766
2020-12-21 | 15 | 728.7564
2020-12-21 | 16 | 1222.6049
2020-12-21 | 17 | 1721.3134
2020-12-21 | 18 | 2073.047
2020-12-21 | 19 | 2476.864
2020-12-21 | 20 | 2529.518
2020-12-21 | 21 | 2497.9712
2020-12-21 | 22 | 2420.7053
2020-12-21 | 23 | 2293.3972
2020-12-21 | 24 | 1994.8196
2020-12-22 | 1 | 1646.1327
2020-12-22 | 2 | 1495.0521
2020-12-22 | 3 | 1399.843
2020-12-22 | 4 | 1337.2448
2020-12-22 | 5 | 1280.0269
2020-12-22 | 6 | 1288.765
2020-12-22 | 7 | 1334.6908
2020-12-22 | 8 | 1229.5312
2020-12-22 | 9 | 787.3557
2020-12-22 | 10 | 450.449
2020-12-22 | 11 | 252.2125
2020-12-22 | 12 | 193.3538
2020-12-22 | 13 | 152.1546
2020-12-22 | 14 | 210.7329
2020-12-22 | 15 | 437.9267
2020-12-22 | 16 | 947.3233
2020-12-22 | 17 | 1494.8255
2020-12-22 | 18 | 1893.7158
2020-12-22 | 19 | 2272.8556
2020-12-22 | 20 | 2316.3716
2020-12-22 | 21 | 2276.9445
2020-12-22 | 22 | 2215.8031
2020-12-22 | 23 | 2125.18
2020-12-22 | 24 | 1881.6785
2020-12-23 | 1 | 1635.8079
2020-12-23 | 2 | 1485.4864
2020-12-23 | 3 | 1384.8489
2020-12-23 | 4 | 1323.1121
2020-12-23 | 5 | 1288.2329
2020-12-23 | 6 | 1292.5904
2020-12-23 | 7 | 1368.238
2020-12-23 | 8 | 1296.4624
2020-12-23 | 9 | 873.5559
2020-12-23 | 10 | 494.917
2020-12-23 | 11 | 276.9864
2020-12-23 | 12 | 183.738
2020-12-23 | 13 | 122.7106
2020-12-23 | 14 | 156.6159
2020-12-23 | 15 | 367.11
2020-12-23 | 16 | 891.8432
2020-12-23 | 17 | 1456.3369
2020-12-23 | 18 | 1862.6654
2020-12-23 | 19 | 2284.3011
2020-12-23 | 20 | 2320.5605
2020-12-23 | 21 | 2254.1587
2020-12-23 | 22 | 2190.1434
2020-12-23 | 23 | 2104.4513
2020-12-23 | 24 | 1882.9622
2020-12-24 | 1 | 1639.5559
2020-12-24 | 2 | 1461.8622
2020-12-24 | 3 | 1352.0439
2020-12-24 | 4 | 1289.0904
2020-12-24 | 5 | 1249.1043
2020-12-24 | 6 | 1268.4204
2020-12-24 | 7 | 1372.9501
2020-12-24 | 8 | 1313.0586
2020-12-24 | 9 | 909.2469
2020-12-24 | 10 | 581.698
2020-12-24 | 11 | 408.9497
2020-12-24 | 12 | 330.62
2020-12-24 | 13 | 262.7718
2020-12-24 | 14 | 299.9173
2020-12-24 | 15 | 530.679
2020-12-24 | 16 | 1047.031
2020-12-24 | 17 | 1583.2712
2020-12-24 | 18 | 1969.8913
2020-12-24 | 19 | 2344.3563
2020-12-24 | 20 | 2381.3414
2020-12-24 | 21 | 2334.5463
2020-12-24 | 22 | 2253.845
2020-12-24 | 23 | 2142.7256
2020-12-24 | 24 | 1895.8413
2020-12-25 | 1 | 1584.4025
2020-12-25 | 2 | 1536.3454
2020-12-25 | 3 | 1419.9592
2020-12-25 | 4 | 1351.2923
2020-12-25 | 5 | 1298.1262
2020-12-25 | 6 | 1284.597
2020-12-25 | 7 | 1319.7137
2020-12-25 | 8 | 1165.1717
2020-12-25 | 9 | 710.4075
2020-12-25 | 10 | 336.2143
2020-12-25 | 11 | 142.2926
2020-12-25 | 12 | 40.7992
2020-12-25 | 13 | -32.0491
2020-12-25 | 14 | 9.1607
2020-12-25 | 15 | 220.5724
2020-12-25 | 16 | 720.2963
2020-12-25 | 17 | 1267.9689
2020-12-25 | 18 | 1614.9497
2020-12-25 | 19 | 2021.211
2020-12-25 | 20 | 2067.3702
2020-12-25 | 21 | 2060.2271
2020-12-25 | 22 | 2031.2998
2020-12-25 | 23 | 1979.6768
2020-12-25 | 24 | 1784.165
2020-12-26 | 1 | 1608.3351
2020-12-26 | 2 | 1489.4201
2020-12-26 | 3 | 1383.2215
2020-12-26 | 4 | 1324.496
2020-12-26 | 5 | 1285.4337
2020-12-26 | 6 | 1291.522
2020-12-26 | 7 | 1339.6606
2020-12-26 | 8 | 1205.6316
2020-12-26 | 9 | 753.3757
2020-12-26 | 10 | 393.3446
2020-12-26 | 11 | 194.2407
2020-12-26 | 12 | 131.6298
2020-12-26 | 13 | 71.3017
2020-12-26 | 14 | 122.0457
2020-12-26 | 15 | 324.9735
2020-12-26 | 16 | 833.5866
2020-12-26 | 17 | 1363.9154
2020-12-26 | 18 | 1762.3347
2020-12-26 | 19 | 2209.8886
2020-12-26 | 20 | 2245.6346
2020-12-26 | 21 | 2192.6554
2020-12-26 | 22 | 2163.7837
2020-12-26 | 23 | 2050.7569
2020-12-26 | 24 | 1829.7077
2020-12-27 | 1 | 1636.524
2020-12-27 | 2 | 1509.9525
2020-12-27 | 3 | 1409.9638
2020-12-27 | 4 | 1355.2635
2020-12-27 | 5 | 1317.5135
2020-12-27 | 6 | 1326.228
2020-12-27 | 7 | 1388.02
2020-12-27 | 8 | 1256.6857
2020-12-27 | 9 | 813.7542
2020-12-27 | 10 | 537.0759
2020-12-27 | 11 | 355.2282
2020-12-27 | 12 | 253.1497
2020-12-27 | 13 | 186.4493
2020-12-27 | 14 | 242.0776
2020-12-27 | 15 | 439.1215
2020-12-27 | 16 | 932.628
2020-12-27 | 17 | 1480.4841
2020-12-27 | 18 | 1906.8226
2020-12-27 | 19 | 2261.6632
2020-12-27 | 20 | 2289.5971
2020-12-27 | 21 | 2237.5679
2020-12-27 | 22 | 2208.9937
2020-12-27 | 23 | 2081.618
2020-12-27 | 24 | 1865.738
2020-12-28 | 1 | 1678.8958
2020-12-28 | 2 | 1495.5769
2020-12-28 | 3 | 1406.4902
2020-12-28 | 4 | 1349.8097
2020-12-28 | 5 | 1314.8672
2020-12-28 | 6 | 1333.1552
2020-12-28 | 7 | 1430.879
2020-12-28 | 8 | 1379.1987
2020-12-28 | 9 | 977.5833
2020-12-28 | 10 | 615.7227
2020-12-28 | 11 | 390.3414
2020-12-28 | 12 | 295.889
2020-12-28 | 13 | 195.2127
2020-12-28 | 14 | 222.2007
2020-12-28 | 15 | 426.9161
2020-12-28 | 16 | 935.6666
2020-12-28 | 17 | 1481.4414
2020-12-28 | 18 | 1901.7661
2020-12-28 | 19 | 2333.4122
2020-12-28 | 20 | 2384.3287
2020-12-28 | 21 | 2358.8492
2020-12-28 | 22 | 2289.5733
2020-12-28 | 23 | 2190.2347
2020-12-28 | 24 | 1943.6451
2020-12-29 | 1 | 1646.2632
2020-12-29 | 2 | 1495.1998
2020-12-29 | 3 | 1399.8022
2020-12-29 | 4 | 1337.0759
2020-12-29 | 5 | 1280.0197
2020-12-29 | 6 | 1288.8051
2020-12-29 | 7 | 1334.919
2020-12-29 | 8 | 1230.2738
2020-12-29 | 9 | 786.6825
2020-12-29 | 10 | 449.5552
2020-12-29 | 11 | 251.7447
2020-12-29 | 12 | 193.313
2020-12-29 | 13 | 149.9508
2020-12-29 | 14 | 209.8442
2020-12-29 | 15 | 440.1568
2020-12-29 | 16 | 945.4731
2020-12-29 | 17 | 1495.218
2020-12-29 | 18 | 1893.8151
2020-12-29 | 19 | 2273.1911
2020-12-29 | 20 | 2317.1903
2020-12-29 | 21 | 2277.7965
2020-12-29 | 22 | 2216.4651
2020-12-29 | 23 | 2125.1286
2020-12-29 | 24 | 1881.7803
2020-12-30 | 1 | 1637.6795
2020-12-30 | 2 | 1486.7662
2020-12-30 | 3 | 1386.1574
2020-12-30 | 4 | 1324.6777
2020-12-30 | 5 | 1289.56
2020-12-30 | 6 | 1293.2928
2020-12-30 | 7 | 1368.8802
2020-12-30 | 8 | 1301.9537
2020-12-30 | 9 | 883.9514
2020-12-30 | 10 | 506.7425
2020-12-30 | 11 | 290.0957
2020-12-30 | 12 | 198.2396
2020-12-30 | 13 | 136.9996
2020-12-30 | 14 | 175.4353
2020-12-30 | 15 | 394.804
2020-12-30 | 16 | 909.3742
2020-12-30 | 17 | 1462.3731
2020-12-30 | 18 | 1868.1166
2020-12-30 | 19 | 2288.3135
2020-12-30 | 20 | 2323.2852
2020-12-30 | 21 | 2256.2322
2020-12-30 | 22 | 2191.5797
2020-12-30 | 23 | 2105.7594
2020-12-30 | 24 | 1885.2673
2020-12-31 | 1 | 1633.4107
2020-12-31 | 2 | 1489.1598
2020-12-31 | 3 | 1402.352
2020-12-31 | 4 | 1332.0185
2020-12-31 | 5 | 1292.4024
2020-12-31 | 6 | 1307.9889
2020-12-31 | 7 | 1398.5298
2020-12-31 | 8 | 1374.3787
2020-12-31 | 9 | 977.8715
2020-12-31 | 10 | 576.4632
2020-12-31 | 11 | 359.9537
2020-12-31 | 12 | 268.4929
2020-12-31 | 13 | 204.7937
2020-12-31 | 14 | 268.0985
2020-12-31 | 15 | 509.9528
2020-12-31 | 16 | 1033.3742
2020-12-31 | 17 | 1577.2152
2020-12-31 | 18 | 1970.7929
2020-12-31 | 19 | 2347.5782
2020-12-31 | 20 | 2391.6215
2020-12-31 | 21 | 2353.1955
2020-12-31 | 22 | 2272.7042
2020-12-31 | 23 | 2162.0055
2020-12-31 | 24 | 1890.0912

## Net Load DST
DATE | Month | Weekday | Year | 1 | 2 | 3 | 4 | 5 | 6 | 7 | 8 | 9 | 10 | 11 | 12 | 13 | 14 | 15 | 16 | 17 | 18 | 19 | 20 | 21 | 22 | 23 | 24
2020-01-01 | 1 | 3 | 2020 | 1600.0148 | 1538.4166 | 1452.7603 | 1393.1723 | 1362.831 | 1361.2803 | 1414.6762 | 1360.1234 | 869.4746 | 428.8047 | 215.509 | 110.428 | 55.1771 | 72.2913 | 260.8711 | 683.2066 | 1308.8759 | 1743.4148 | 2174.2368 | 2265.8566 | 2236.799 | 2162.1934 | 2057.4254 | 1814.5051
2020-01-02 | 1 | 4 | 2020 | 1674.3617 | 1489.6179 | 1415.1463 | 1369.9796 | 1351.7425 | 1374.8479 | 1500.7395 | 1613.5421 | 1210.9762 | 720.2305 | 471.7266 | 359.8388 | 298.5236 | 350.2783 | 564.945 | 999.8359 | 1638.3747 | 2085.4409 | 2447.0709 | 2501.3004 | 2441.7716 | 2365.539 | 2235.2544 | 1958.1636
2020-01-03 | 1 | 5 | 2020 | 1544.3128 | 1434.4458 | 1369.1682 | 1311.0079 | 1279.1686 | 1299.2645 | 1400.9541 | 1454.1065 | 1023.8328 | 552.7109 | 318.0047 | 218.8543 | 188.3879 | 244.9876 | 448.2846 | 884.2462 | 1493.7661 | 1907.9573 | 2242.5311 | 2324.4883 | 2276.8302 | 2196.0208 | 2056.0844 | 1768.1756
2020-01-04 | 1 | 6 | 2020 | 1514.7415 | 1432.9644 | 1355.1372 | 1304.7968 | 1283.3945 | 1291.1593 | 1342.4068 | 1272.3604 | 803.5025 | 388.8695 | 184.9398 | 71.6875 | 10.453 | 58.1485 | 244.3864 | 688.553 | 1280.6875 | 1667.8313 | 2060.1285 | 2183.1292 | 2128.1793 | 2079.4366 | 1927.6988 | 1693.5878
2020-01-05 | 1 | 7 | 2020 | 1582.0167 | 1432.289 | 1358.5075 | 1306.9026 | 1293.9462 | 1325.5271 | 1428.9328 | 1440.3203 | 1007.7691 | 581.9673 | 375.6261 | 258.8588 | 221.1302 | 274.6742 | 476.9568 | 910.7745 | 1478.9074 | 1880.4053 | 2227.4 | 2315.5358 | 2259.5396 | 2213.5571 | 2054.6965 | 1799.1822
2020-01-06 | 1 | 1 | 2020 | 1657.1781 | 1480.3637 | 1410.6717 | 1371.4111 | 1344.3856 | 1368.7303 | 1486.911 | 1589.4712 | 1188.6201 | 697.83 | 454.2286 | 335.2914 | 281.2109 | 311.908 | 512.7262 | 953.5512 | 1588.9945 | 2023.2788 | 2398.2199 | 2473.4909 | 2421.045 | 2332.1067 | 2199.7488 | 1906.5708
2020-01-07 | 1 | 2 | 2020 | 1622.0911 | 1461.4927 | 1389.5689 | 1351.2088 | 1336.7434 | 1363.4853 | 1502.3772 | 1630.9742 | 1206.6848 | 696.8998 | 446.2259 | 319.4295 | 253.8375 | 285.7794 | 483.9309 | 896.5166 | 1501.0396 | 1930.191 | 2329.4097 | 2423.4775 | 2382.3854 | 2295.7801 | 2169.491 | 1867.9781
2020-01-08 | 1 | 3 | 2020 | 1620.4654 | 1462.5795 | 1388.588 | 1333.7243 | 1312.1517 | 1339.2509 | 1469.1808 | 1565.6012 | 1140.6418 | 634.155 | 363.7403 | 238.1517 | 202.4105 | 209.9843 | 403.6904 | 832.9879 | 1460.2901 | 1867.1389 | 2300.0339 | 2389.538 | 2340.19 | 2266.6211 | 2145.4224 | 1863.9239
2020-01-09 | 1 | 4 | 2020 | 1597.1983 | 1414.8288 | 1348.395 | 1306.1629 | 1297.0742 | 1318.6813 | 1460.9836 | 1568.8296 | 1147.3974 | 640.6724 | 363.6688 | 248.1953 | 207.0358 | 209.2212 | 392.216 | 824.0704 | 1452.4397 | 1861.6669 | 2294.7045 | 2402.7227 | 2356.1306 | 2273.5069 | 2135.866 | 1839.2654
2020-01-10 | 1 | 5 | 2020 | 1589.6914 | 1429.2855 | 1349.0598 | 1298.5587 | 1273.427 | 1290.9899 | 1386.8002 | 1421.0308 | 969.4019 | 514.378 | 284.4068 | 191.3268 | 162.8546 | 190.4107 | 368.011 | 777.3644 | 1389.6133 | 1802.0546 | 2230.1158 | 2309.184 | 2260.7442 | 2190.1337 | 2072.0749 | 1810.8123
2020-01-11 | 1 | 6 | 2020 | 1531.7931 | 1449.7186 | 1383.1816 | 1321.7627 | 1289.5189 | 1293.5074 | 1349.4482 | 1270.2409 | 780.2914 | 362.9868 | 145.8326 | 67.0873 | 22.8646 | 51.8898 | 242.8643 | 645.9068 | 1249.0744 | 1650.0733 | 2126.8041 | 2229.327 | 2177.6444 | 2125.5137 | 1966.5933 | 1726.1387
2020-01-12 | 1 | 7 | 2020 | 1586.4721 | 1448.7038 | 1371.6538 | 1325.2964 | 1310.5379 | 1338.7083 | 1426.4476 | 1419.6951 | 976.1068 | 556.3741 | 323.4867 | 244.3862 | 205.2396 | 218.9166 | 400.6517 | 809.4113 | 1368.3004 | 1772.4352 | 2207.0767 | 2273.9116 | 2230.8701 | 2194.7474 | 2045.7296 | 1801.5631
2020-01-13 | 1 | 1 | 2020 | 1660.4745 | 1454.7095 | 1374.1827 | 1321.4545 | 1296.6917 | 1320.4586 | 1444.1583 | 1544.1532 | 1140.3609 | 682.1166 | 434.6751 | 332.1374 | 283.993 | 304.7385 | 490.0612 | 907.3042 | 1527.7699 | 1941.6466 | 2394.0033 | 2479.3691 | 2432.194 | 2349.9089 | 2213.7107 | 1913.7449
2020-01-14 | 1 | 2 | 2020 | 1627.7436 | 1507.4303 | 1438.8451 | 1385.4894 | 1359.0749 | 1373.528 | 1471.2933 | 1512.2753 | 1060.8591 | 599.3682 | 339.0853 | 214.7822 | 165.4777 | 177.9277 | 362.9817 | 776.263 | 1401.6989 | 1819.1519 | 2277.2729 | 2383.0551 | 2352.3656 | 2278.6513 | 2160.0858 | 1873.5277
2020-01-15 | 1 | 3 | 2020 | 1591.9828 | 1456.6697 | 1380.1941 | 1344.7605 | 1320.4687 | 1322.9812 | 1435.6069 | 1494.7495 | 1080.9611 | 651.3924 | 447.3103 | 383.8963 | 342.8227 | 393.8548 | 582.747 | 975.9614 | 1506.1248 | 1830.8802 | 2278.0137 | 2359.9421 | 2305.6838 | 2232.9933 | 2106.6572 | 1824.5035
2020-01-16 | 1 | 4 | 2020 | 1551.4644 | 1430.477 | 1356.6564 | 1310.4845 | 1284.691 | 1304.7952 | 1436.5454 | 1525.2838 | 1101.8685 | 640.4012 | 429.6218 | 354.9361 | 310.1681 | 350.8264 | 560.0319 | 978.648 | 1514.2836 | 1824.8702 | 2231.796 | 2333.3395 | 2274.3879 | 2199.0366 | 2060.5485 | 1768.7777
2020-01-17 | 1 | 5 | 2020 | 1574.892 | 1463.3855 | 1380.0294 | 1336.7727 | 1306.402 | 1318.9909 | 1394.6322 | 1378.2881 | 935.5029 | 522.6989 | 314.1629 | 258.7701 | 218.2966 | 264.7389 | 460.4189 | 868.3807 | 1408.0447 | 1744.6219 | 2204.055 | 2272.8244 | 2225.5747 | 2147.9007 | 2028.7393 | 1783.6518
2020-01-18 | 1 | 6 | 2020 | 1518.5869 | 1449.9758 | 1363.1085 | 1313.5026 | 1283.3084 | 1270.2853 | 1303.3645 | 1192.2666 | 702.5298 | 329.1429 | 167.4841 | 125.3996 | 99.051 | 156.4062 | 332.3888 | 727.2641 | 1236.3307 | 1556.979 | 2033.6785 | 2138.1231 | 2094.659 | 2054.5082 | 1912.0804 | 1699.4451
2020-01-19 | 1 | 7 | 2020 | 1526.4876 | 1447.8031 | 1376.3383 | 1317.513 | 1296.5787 | 1304.5881 | 1331.0042 | 1233.3639 | 759.8199 | 398.0417 | 258.1972 | 180.2684 | 139.2322 | 181.4154 | 350.9785 | 754.5737 | 1277.8806 | 1605.9696 | 2073.7056 | 2176.0277 | 2122.9429 | 2075.3569 | 1927.7709 | 1702.6914
2020-01-20 | 1 | 1 | 2020 | 1598.7491 | 1452.1556 | 1372.8132 | 1315.9367 | 1300.4156 | 1340.554 | 1455.826 | 1542.684 | 1139.1314 | 695.0361 | 468.5976 | 390.2837 | 333.4414 | 367.0272 | 557.9688 | 953.8708 | 1492.5773 | 1817.1244 | 2290.2917 | 2364.3271 | 2306.3869 | 2227.001 | 2095.3365 | 1809.4607
2020-01-21 | 1 | 2 | 2020 | 1616.8898 | 1504.8099 | 1434.8883 | 1395.2014 | 1373.3159 | 1386.5508 | 1497.2154 | 1582.9795 | 1164.4122 | 700.5582 | 460.9224 | 378.4653 | 338.8675 | 380.7344 | 574.6142 | 977.3612 | 1536.6715 | 1873.9727 | 2335.9091 | 2411.1671 | 2369.4043 | 2283.7793 | 2149.8975 | 1862.7795
2020-01-22 | 1 | 3 | 2020 | 1636.5252 | 1468.871 | 1393.4899 | 1343.2243 | 1319.2106 | 1342.6784 | 1453.1036 | 1508.5276 | 1065.061 | 580.6303 | 315.2917 | 198.564 | 123.4097 | 152.2337 | 318.2251 | 703.2781 | 1320.0591 | 1786.6636 | 2256.6016 | 2357.0315 | 2315.3658 | 2250.3761 | 2136.97 | 1871.6235
2020-01-23 | 1 | 4 | 2020 | 1543.008 | 1436.7584 | 1367.5956 | 1312.2482 | 1284.6872 | 1286.125 | 1361.2701 | 1352.3031 | 876.75 | 451.6969 | 238.9056 | 153.1315 | 94.0247 | 139.7342 | 315.8634 | 730.9939 | 1320.5703 | 1751.2486 | 2212.7296 | 2285.9773 | 2235.8517 | 2151.0168 | 2019.4277 | 1749.9784
2020-01-24 | 1 | 5 | 2020 | 1597.6861 | 1497.4177 | 1408.2106 | 1343.3388 | 1305.8338 | 1300.2699 | 1342.0114 | 1272.6062 | 772.3103 | 377.5343 | 185.6039 | 112.0448 | 69.0252 | 110.394 | 259.006 | 655.4514 | 1257.2346 | 1685.6079 | 2170.6919 | 2249.3642 | 2211.1114 | 2138.683 | 2038.2055 | 1807.2938
2020-01-25 | 1 | 6 | 2020 | 1527.7733 | 1451.5728 | 1370.576 | 1326.0681 | 1315.8665 | 1330.3756 | 1371.1525 | 1257.9216 | 759.92 | 337.2246 | 113.1341 | 14.3569 | -45.5388 | -14.0196 | 132.684 | 528.0745 | 1112.189 | 1540.8213 | 2001.4019 | 2126.332 | 2078.298 | 2048.1204 | 1908.6946 | 1703.0752
2020-01-26 | 1 | 7 | 2020 | 1539.5329 | 1450.8401 | 1380.2902 | 1325.0354 | 1302.4975 | 1300.7836 | 1324.78 | 1220.8383 | 715.6638 | 312.0145 | 138.1284 | 47.0522 | -14.2707 | 15.7921 | 176.7697 | 588.2276 | 1161.5626 | 1626.1797 | 2120.0599 | 2218.2516 | 2178.6054 | 2137.8758 | 1977.7462 | 1733.7186
2020-01-27 | 1 | 1 | 2020 | 1643.8616 | 1459.138 | 1395.1233 | 1344.8608 | 1325.3226 | 1355.0612 | 1481.1674 | 1584.6772 | 1162.1127 | 677.7062 | 439.7906 | 331.7089 | 261.5761 | 302.8076 | 459.4779 | 835.5642 | 1426.7875 | 1878.1796 | 2354.4915 | 2417.7729 | 2379.5262 | 2291.7148 | 2169.7171 | 1882.0787
2020-01-28 | 1 | 2 | 2020 | 1578.1221 | 1439.9309 | 1373.0921 | 1323.6523 | 1299.6119 | 1332.4607 | 1454.9041 | 1551.1358 | 1098.3818 | 599.7968 | 342.9213 | 232.2499 | 175.5407 | 226.3037 | 399.6066 | 788.4094 | 1383.4422 | 1818.385 | 2268.1898 | 2368.2193 | 2318.3046 | 2241.0439 | 2107.4872 | 1806.5169
2020-01-29 | 1 | 3 | 2020 | 1560.0758 | 1443.2115 | 1372.5029 | 1328.7672 | 1307.9617 | 1329.5485 | 1451.0515 | 1552.525 | 1099.3791 | 597.4573 | 325.6435 | 198.8575 | 144.9648 | 155.7126 | 335.0902 | 749.9059 | 1363.6243 | 1805.1275 | 2239.7137 | 2345.067 | 2284.9157 | 2206.5067 | 2070.5584 | 1779.6038
2020-01-30 | 1 | 4 | 2020 | 1551.0974 | 1421.4411 | 1350.2779 | 1296.1516 | 1282.3241 | 1319.131 | 1439.2909 | 1553.4412 | 1106.3534 | 609.9626 | 353.8597 | 221.607 | 155.5841 | 196.322 | 375.0678 | 779.5973 | 1374.43 | 1806.0234 | 2242.4905 | 2360.6966 | 2307.1072 | 2226.3911 | 2082.7178 | 1776.4796
2020-01-31 | 1 | 5 | 2020 | 1612.7651 | 1439.7249 | 1365.3468 | 1327.2245 | 1300.9398 | 1321.8135 | 1456.5594 | 1557.508 | 1146.8033 | 677.2283 | 430.9691 | 310.1384 | 250.9386 | 276.2933 | 431.4256 | 815.7067 | 1408.22 | 1868.5064 | 2360.1994 | 2415.7598 | 2372.6438 | 2285.5116 | 2151.8497 | 1862.4744
2020-02-01 | 2 | 6 | 2020 | 1483.1952 | 1415.9125 | 1338.6493 | 1287.2063 | 1253.7774 | 1253.6912 | 1273.2733 | 972.6124 | 441.1507 | 78.982 | -84.9557 | -187.876 | -245.4083 | -253.8252 | -158.1643 | 205.3072 | 878.6281 | 1446.1847 | 1839.9844 | 2110.312 | 2099.6481 | 2064.3364 | 1916.0169 | 1680.7356
2020-02-02 | 2 | 7 | 2020 | 1444.8616 | 1383.2417 | 1300.7656 | 1259.1054 | 1232.2357 | 1222.4706 | 1248.7281 | 956.5919 | 409.5275 | 62.4558 | -129.004 | -222.3311 | -269.4452 | -260.1692 | -139.3368 | 228.7871 | 908.2487 | 1450.1509 | 1814.7585 | 2024.2514 | 2027.7737 | 2016.0319 | 1855.0756 | 1633.2919
2020-02-03 | 2 | 1 | 2020 | 1613.2946 | 1378.7259 | 1314.4051 | 1271.3689 | 1246.0946 | 1264.8023 | 1358.5533 | 1266.9233 | 834.7641 | 460.4858 | 266.932 | 185.8009 | 147.3983 | 143.77 | 265.8851 | 650.1372 | 1372.4597 | 1941.8834 | 2268.3537 | 2430.9929 | 2393.4566 | 2306.5323 | 2161.3956 | 1868.582
2020-02-04 | 2 | 2 | 2020 | 1607.2538 | 1398.6198 | 1326.9537 | 1283.7483 | 1264.1463 | 1283.3453 | 1389.1808 | 1315.6537 | 868.9692 | 459.6018 | 240.3283 | 115.379 | 45.5124 | 16.3938 | 138.5022 | 514.2944 | 1222.0667 | 1817.923 | 2207.0892 | 2395.4206 | 2384.553 | 2301.0121 | 2163.7415 | 1873.5144
2020-02-05 | 2 | 3 | 2020 | 1534.4092 | 1391.8136 | 1315.739 | 1274.813 | 1240.3106 | 1256.236 | 1359.265 | 1276.0397 | 814.9788 | 413.2354 | 175.3537 | 33.6332 | -45.3231 | -48.2193 | 83.9433 | 468.1664 | 1168.7732 | 1730.6666 | 2102.7636 | 2293.009 | 2264.149 | 2193.9937 | 2053.9062 | 1770.8702
2020-02-06 | 2 | 4 | 2020 | 1531.6734 | 1388.5887 | 1331.7549 | 1280.9544 | 1257.5001 | 1274.1392 | 1372.1616 | 1290.5237 | 829.6968 | 413.8027 | 185.7392 | 73.0913 | 4.0673 | 1.1776 | 133.7901 | 513.1137 | 1202.6837 | 1764.1047 | 2126.3888 | 2298.9343 | 2261.9774 | 2185.6719 | 2051.3486 | 1768.0292
2020-02-07 | 2 | 5 | 2020 | 1529.665 | 1396.4431 | 1332.8333 | 1276.4422 | 1249.7146 | 1274.0131 | 1360.692 | 1277.7603 | 807.2398 | 389.6938 | 140.55 | 0.48916 | -80.0059 | -86.4987 | 42.0327 | 410.8384 | 1109.7195 | 1673.7113 | 2008.9284 | 2202.7878 | 2194.587 | 2114.2007 | 1986.3436 | 1753.7698
2020-02-08 | 2 | 6 | 2020 | 1484.0294 | 1368.2216 | 1297.1601 | 1246.5056 | 1210.9266 | 1217.3444 | 1260.9897 | 1001.4319 | 466.1204 | 155.1884 | 16.4442 | -36.7918 | -108.0095 | -130.1819 | -76.7174 | 274.3348 | 954.367 | 1509.4986 | 1908.6943 | 2140.704 | 2122.1457 | 2089.3711 | 1926.9528 | 1682.9426
2020-02-09 | 2 | 7 | 2020 | 1531.8221 | 1419.6854 | 1351.574 | 1309.7602 | 1287.211 | 1290.3085 | 1324.5293 | 1047.7252 | 490.3331 | 135.6457 | -35.9419 | -111.8283 | -183.0399 | -228.5327 | -173.0682 | 175.0309 | 879.957 | 1470.5551 | 1932.9557 | 2178.0253 | 2165.2413 | 2126.2477 | 1970.2887 | 1736.8551
2020-02-10 | 2 | 1 | 2020 | 1557.5362 | 1373.0679 | 1311.3067 | 1272.2409 | 1239.3886 | 1237.0999 | 1323.6759 | 1167.2851 | 679.8486 | 329.9316 | 156.7937 | 103.6141 | 73.9 | 57.1731 | 147.7776 | 510.9893 | 1239.4971 | 1813.3467 | 2165.35 | 2333.3818 | 2294.0087 | 2207.3236 | 2067.5582 | 1790.6384
2020-02-11 | 2 | 2 | 2020 | 1520.5733 | 1388.4147 | 1326.8679 | 1276.7454 | 1248.8281 | 1256.0608 | 1370.9257 | 1263.3059 | 764.3149 | 337.895 | 121.399 | 35.27 | -26.3595 | -51.7445 | 34.1724 | 398.2818 | 1110.9563 | 1673.0541 | 2069.2019 | 2284.4214 | 2260.3311 | 2186.2534 | 2047.9909 | 1761.0081
2020-02-12 | 2 | 3 | 2020 | 1531.2736 | 1405.9124 | 1352.5536 | 1302.9361 | 1277.6834 | 1297.6692 | 1412.0202 | 1335.324 | 828.866 | 382.7186 | 130.066 | 25.3957 | -56.7265 | -87.929 | -11.3676 | 342.4184 | 1068.4872 | 1655.1586 | 2112.9932 | 2300.2722 | 2282.285 | 2208.8896 | 2062.5554 | 1768.0102
2020-02-13 | 2 | 4 | 2020 | 1513.8539 | 1379.2072 | 1314.4101 | 1270.4575 | 1244.0424 | 1256.0372 | 1357.8503 | 1251.709 | 745.9341 | 331.7474 | 119.1204 | 32.5308 | -36.1882 | -63.6615 | 10.1866 | 366.1194 | 1090.3278 | 1658.5101 | 2052.8958 | 2275.0471 | 2256.4926 | 2181.0981 | 2052.6233 | 1748.7833
2020-02-14 | 2 | 5 | 2020 | 1508.0743 | 1380.9066 | 1304.1994 | 1274.9333 | 1247.5079 | 1250.038 | 1352.2583 | 1215.8362 | 728.6208 | 336.6485 | 140.4148 | 52.6368 | -10.8782 | -35.2893 | 37.0099 | 378.6922 | 1081.883 | 1641.9608 | 2024.331 | 2240.1629 | 2224.3328 | 2143.3886 | 2007.9745 | 1733.1248
2020-02-15 | 2 | 6 | 2020 | 1469.3239 | 1396.3814 | 1323.2681 | 1281.4625 | 1238.621 | 1233.3768 | 1243.6737 | 936.8216 | 368.1476 | 70.4856 | -64.5116 | -135.9573 | -220.8701 | -242.9412 | -138.2488 | 224.4285 | 863.7201 | 1397.046 | 1819.4998 | 2057.3314 | 2055.985 | 2032.9273 | 1881.5229 | 1657.1489
2020-02-16 | 2 | 7 | 2020 | 1508.4519 | 1401.943 | 1319.3076 | 1275.2084 | 1259.5662 | 1249.661 | 1267.2551 | 969.212 | 418.1449 | 99.1175 | -44.6898 | -122.037 | -209.1776 | -218.2397 | -128.8875 | 224.1023 | 859.6929 | 1404.1012 | 1834.5192 | 2080.3581 | 2060.0547 | 2030.4296 | 1903.3805 | 1693.2917
2020-02-17 | 2 | 1 | 2020 | 1546.9172 | 1379.9533 | 1309.6748 | 1264.3223 | 1239.3264 | 1252.4642 | 1366.4007 | 1185.7797 | 668.4294 | 331.1734 | 169.9861 | 81.6195 | -20.6585 | -36.5572 | 60.6832 | 415.0884 | 1071.2847 | 1595.1256 | 2009.1379 | 2226.0727 | 2212.8234 | 2135.4533 | 2010.0088 | 1756.4639
2020-02-18 | 2 | 2 | 2020 | 1566.3322 | 1368.4325 | 1311.0693 | 1268.0448 | 1232.3143 | 1248.0006 | 1342.9193 | 1243.9696 | 752.2715 | 397.1461 | 230.9837 | 142.1556 | 50.4228 | 30.2244 | 160.9175 | 525.0609 | 1185.8073 | 1733.8367 | 2170.2564 | 2351.2524 | 2323.1276 | 2234.8702 | 2095.1161 | 1814.4547
2020-02-19 | 2 | 3 | 2020 | 1537.7458 | 1379.2607 | 1311.7095 | 1268.3925 | 1237.5855 | 1253.0274 | 1349.1345 | 1240.3118 | 742.5347 | 372.5569 | 184.404 | 104.9919 | 19.8354 | 4.5275 | 137.2387 | 501.4055 | 1173.1027 | 1711.9349 | 2120.4095 | 2320.8189 | 2287.6376 | 2208.0461 | 2063.7963 | 1776.576
2020-02-20 | 2 | 4 | 2020 | 1539.6595 | 1390.1528 | 1322.8352 | 1283.8966 | 1257.8798 | 1281.2416 | 1399.285 | 1313.7356 | 786.7474 | 375.6836 | 157.0917 | 38.8223 | -68.5646 | -76.0653 | 68.9029 | 444.8337 | 1106.0334 | 1631.0782 | 2040.453 | 2268.1834 | 2246.6258 | 2177.1648 | 2040.2065 | 1765.5713
2020-02-21 | 2 | 5 | 2020 | 1523.1784 | 1393.8886 | 1321.1654 | 1276.6819 | 1250.2193 | 1251.6463 | 1327.345 | 1141.2746 | 616.3424 | 271.7398 | 99.7447 | 5.281 | -90.3113 | -99.6304 | 30.1125 | 392.6873 | 1059.9336 | 1589.1108 | 1970.8376 | 2179.4381 | 2152.7461 | 2068.9948 | 1958.5047 | 1733.2289
2020-02-22 | 2 | 6 | 2020 | 1485.1456 | 1388.4149 | 1296.9534 | 1251.752 | 1221.4766 | 1204.7718 | 1220.5706 | 914.5434 | 331.611 | 57.3185 | -79.2678 | -176.8347 | -252.8135 | -267.6235 | -172.4573 | 158.8053 | 848.2336 | 1422.6563 | 1877.4179 | 2090.1743 | 2076.2099 | 2041.7744 | 1895.4574 | 1679.8055
2020-02-23 | 2 | 7 | 2020 | 1495.8533 | 1392.7205 | 1310.9842 | 1264.2203 | 1240.1959 | 1233.4702 | 1255.4843 | 943.4923 | 343.4831 | 37.2195 | -137.3688 | -242.6568 | -321.6069 | -325.9904 | -227.7289 | 132.5638 | 824.3277 | 1389.8374 | 1842.508 | 2135.3606 | 2116.3779 | 2074.8405 | 1926.3724 | 1698.2626
2020-02-24 | 2 | 1 | 2020 | 1551.4854 | 1404.0592 | 1331.3185 | 1290.4535 | 1262.7824 | 1282.3909 | 1373.8356 | 1253.1344 | 724.7944 | 365.902 | 172.0632 | 50.545 | -34.8891 | -41.2727 | 79.8109 | 444.9377 | 1153.1085 | 1702.4545 | 2112.719 | 2325.8731 | 2305.1772 | 2229.0451 | 2078.5438 | 1784.1792
2020-02-25 | 2 | 2 | 2020 | 1538.3207 | 1405.992 | 1334.0424 | 1290.5775 | 1260.5871 | 1275.1644 | 1364.5015 | 1194.8933 | 653.6221 | 295.1861 | 90.9218 | -44.5049 | -141.9446 | -159.134 | -51.5366 | 297.152 | 997.9627 | 1553.4306 | 2000.2472 | 2256.7015 | 2242.536 | 2169.4834 | 2037.5466 | 1771.2233
2020-02-26 | 2 | 3 | 2020 | 1496.8131 | 1360.2475 | 1295.7276 | 1255.5962 | 1228.4219 | 1235.3089 | 1329.5442 | 1141.3886 | 607.496 | 263.904 | 82.0565 | -21.0817 | -95.6004 | -99.0011 | 3.8367 | 362.6955 | 1075.2598 | 1621.0309 | 2004.9673 | 2258.685 | 2248.4855 | 2168.9636 | 2013.191 | 1725.5353
2020-02-27 | 2 | 4 | 2020 | 1539.9933 | 1410.2413 | 1336.6218 | 1297.7824 | 1272.2861 | 1287.5214 | 1394.4913 | 1248.6398 | 701.4145 | 324.6033 | 128.1842 | 16.9704 | -77.5294 | -96.6041 | 13.1064 | 371.3855 | 1070.418 | 1599.0344 | 1985.5997 | 2210.6346 | 2201.9311 | 2122.7999 | 2002.5661 | 1761.0833
2020-02-28 | 2 | 5 | 2020 | 1523.3011 | 1372.5163 | 1317.2942 | 1268.7847 | 1243.5413 | 1261.4804 | 1356.0871 | 1226.6605 | 714.6893 | 357.877 | 147.9757 | 16.3151 | -83.1507 | -101.4617 | 2.6274 | 340.4254 | 1025.6666 | 1557.8396 | 1968.7722 | 2195.279 | 2178.5857 | 2101.7798 | 1985.0899 | 1746.0672
2020-02-29 | 2 | 6 | 2020 | 1525.0983 | 1374.4768 | 1319.8511 | 1276.2669 | 1263.3037 | 1297.7908 | 1410.6859 | 1295.0123 | 790.8815 | 437.0857 | 227.9582 | 96.5361 | -2.1677 | -22.8674 | 74.1253 | 402.7326 | 1078.1892 | 1597.2679 | 1997.4473 | 2219.5149 | 2199.1272 | 2118.5115 | 1998.7095 | 1756.8933
2020-03-01 | 3 | 7 | 2020 | 1229.6765 | 1184.9718 | 1136.3328 | 1127.8227 | 1151.1042 | 1272.9765 | 1325.8198 | 890.8281 | 420.5429 | 108.1494 | -67.1251 | -108.2215 | -151.7795 | -137.3107 | -56.8369 | 192.8973 | 755.2973 | 1425.1786 | 1721.6626 | 2003.486 | 1998.6266 | 1876.9135 | 1612.5416 | 1389.7328
2020-03-02 | 3 | 1 | 2020 | 1372.2079 | 1195.6329 | 1111.3976 | 1059.7559 | 1067.772 | 1123.8524 | 1124.3351 | 803.9928 | 433.0915 | 161.7386 | 28.5285 | -18.7732 | -69.4318 | -57.9924 | 27.5755 | 309.0198 | 946.4361 | 1596.4203 | 1950.8809 | 2223.2362 | 2188.782 | 2070.3586 | 1890.2814 | 1595.6344
2020-03-03 | 3 | 2 | 2020 | 1356.595 | 1229.0399 | 1170.8553 | 1139.374 | 1139.9228 | 1234.1013 | 1284.7529 | 930.2334 | 490.3865 | 149.2096 | -18.6341 | -67.9952 | -114.1717 | -93.8069 | -22.1774 | 239.4474 | 849.8693 | 1519.4113 | 1853.9689 | 2128.7507 | 2118.6153 | 2005.4734 | 1826.2505 | 1559.0446
2020-03-04 | 3 | 3 | 2020 | 1360.3448 | 1244.9535 | 1180.4519 | 1146.4417 | 1131.301 | 1189.5694 | 1202.1346 | 874.3093 | 459.3888 | 135.4767 | -35.0603 | -79.7726 | -144.9996 | -146.1861 | -51.4609 | 220.9878 | 836.511 | 1524.2253 | 1889.3772 | 2162.669 | 2146.6547 | 2041.6438 | 1871.9522 | 1587.5331
2020-03-05 | 3 | 4 | 2020 | 1328.7588 | 1209.9495 | 1142.2737 | 1102.5253 | 1088.1673 | 1162.3111 | 1177.7603 | 801.4829 | 395.8034 | 112.203 | -20.5319 | -37.5035 | -63.9495 | -25.7118 | 79.7899 | 355.045 | 980.5358 | 1643.5703 | 1948.5813 | 2170.8669 | 2149.1268 | 2027.5633 | 1835.9519 | 1548.7297
2020-03-06 | 3 | 5 | 2020 | 1316.7974 | 1185.1699 | 1134.0907 | 1112.3527 | 1114.4261 | 1211.034 | 1264.1482 | 894.4578 | 443.7359 | 98.1383 | -56.9682 | -112.6972 | -164.9855 | -157.3541 | -60.4376 | 221.8511 | 836.7613 | 1510.8963 | 1811.3833 | 2073.8065 | 2059.6172 | 1921.189 | 1733.3194 | 1495.902
2020-03-07 | 3 | 6 | 2020 | 1229.5949 | 1203.6174 | 1141.8073 | 1112.5975 | 1114.7024 | 1181.5215 | 1146.4542 | 624.3101 | 175.2318 | -117.4111 | -250.0339 | -299.3026 | -358.7582 | -366.0667 | -290.1073 | -12.4996 | 580.4533 | 1265.0652 | 1598.1103 | 1903.6791 | 1913.9176 | 1825.2828 | 1601.7487 | 1399.2829
2020-03-08 | 3 | 7 | 2020 | 1253.7342 | 1221.006 |  | 1166.9153 | 1135.1938 | 1142.4964 | 1207.0262 | 1178.9061 | 688.3688 | 217.4141 | -99.3722 | -308.1409 | -428.7909 | -449.9138 | -405.8566 | -335.24 | -104.339 | 535.5633 | 1292.8736 | 1679.8809 | 1959.6326 | 2000.2958 | 1862.0826 | 1636.5212
2020-03-09 | 3 | 1 | 2020 | 1419.7522 | 1306.1933 | 1206.7527 | 1153.2989 | 1129.4313 | 1132.1075 | 1227.0827 | 1279.898 | 906.3592 | 423.1822 | 73.5273 | -127.0383 | -218.6523 | -265.8405 | -210.1334 | -100.1665 | 165.8933 | 751.8084 | 1474.302 | 1825.262 | 2087.1604 | 2074.1296 | 1983.7111 | 1744.8141
2020-03-10 | 3 | 2 | 2020 | 1491.6534 | 1269.8081 | 1169.9525 | 1119.0099 | 1101.0777 | 1119.1438 | 1240.9083 | 1327.6152 | 932.4501 | 437.3218 | 91.4854 | -97.4715 | -186.4132 | -242.0635 | -201.5566 | -109.124 | 157.8634 | 721.479 | 1449.6959 | 1825.5758 | 2093.011 | 2081.013 | 1963.1223 | 1689.0054
2020-03-11 | 3 | 3 | 2020 | 1434.1973 | 1257.6264 | 1177.177 | 1134.355 | 1127.4263 | 1141.2583 | 1271.7602 | 1370.857 | 1008.9417 | 489.3482 | 124.8864 | -100.975 | -224.524 | -297.3529 | -254.1526 | -174.2291 | 90.3985 | 679.8921 | 1415.5486 | 1809.0105 | 2080.8422 | 2068.5603 | 1954.7639 | 1678.1925
2020-03-12 | 3 | 4 | 2020 | 1426.9011 | 1349.6652 | 1229.1204 | 1176.0575 | 1148.4234 | 1138.1072 | 1200.5685 | 1220.5736 | 854.7355 | 385.3338 | 39.0663 | -130.2222 | -218.9995 | -266.2688 | -223.0871 | -123.6839 | 161.4498 | 760.5715 | 1490.774 | 1874.6985 | 2151.8114 | 2125.9161 | 2059.2411 | 1843.4261
2020-03-13 | 3 | 5 | 2020 | 1570.7068 | 1281.4279 | 1200.6753 | 1148.3706 | 1132.4163 | 1136.0404 | 1223.8181 | 1268.6142 | 886.8719 | 390.5398 | 43.2757 | -172.9404 | -277.9335 | -338.4622 | -289.9324 | -187.4588 | 75.6817 | 681.1992 | 1415.0372 | 1801.4267 | 2070.0986 | 2033.6043 | 1937.9378 | 1698.4009
2020-03-14 | 3 | 6 | 2020 | 1459.3721 | 1266.2066 | 1187.1992 | 1136.5418 | 1119.9992 | 1141.3262 | 1253.9004 | 1297.8651 | 878.3006 | 395.2217 | 87.2455 | -96.5214 | -227.9776 | -314.2405 | -302.5358 | -245.4174 | -40.2014 | 548.3913 | 1281.0307 | 1700.7147 | 1983.9563 | 2035.1932 | 1913.0858 | 1669.5516
2020-03-15 | 3 | 7 | 2020 | 1440.1249 | 1257.4099 | 1177.7858 | 1125.5249 | 1107.6058 | 1131.9024 | 1243.6604 | 1293.3852 | 847.8798 | 366.6974 | 88.0408 | -84.2304 | -197.9786 | -271.9729 | -272.1328 | -176.9483 | 105.3151 | 711.5601 | 1408.6635 | 1753.5562 | 2051.6727 | 2084.8347 | 1932.1843 | 1670.8767
2020-03-16 | 3 | 1 | 2020 | 1430.8312 | 1380.6075 | 1272.5944 | 1200.0931 | 1152.566 | 1128.7378 | 1161.2129 | 1134.2958 | 765.9044 | 337.4669 | 83.0936 | -90.0691 | -187.3058 | -245.1821 | -241.2563 | -129.9352 | 184.606 | 772.6506 | 1481.4549 | 1868.5024 | 2163.8077 | 2138.4952 | 2088.2237 | 1889.9094
2020-03-17 | 3 | 2 | 2020 | 1612.2869 | 1260.7769 | 1180.7913 | 1137.5274 | 1118.362 | 1129.9987 | 1237.9074 | 1322.8447 | 944.9094 | 440.5226 | 128.3686 | -75.0308 | -208.2063 | -294.7126 | -313.267 | -219.1801 | 71.4203 | 669.7604 | 1389.5411 | 1756.678 | 2064.2029 | 2049.67 | 1949.4247 | 1690.8518
2020-03-18 | 3 | 3 | 2020 | 1435.4597 | 1289.294 | 1177.8619 | 1128.5055 | 1109.2332 | 1125.138 | 1238.362 | 1319.2875 | 945.0564 | 449.639 | 146.6926 | -51.2692 | -200.528 | -289.6996 | -291.1596 | -198.2489 | 98.4488 | 696.5401 | 1414.3392 | 1777.6798 | 2089.4905 | 2087.0501 | 1990.1823 | 1734.8331
2020-03-19 | 3 | 4 | 2020 | 1481.1827 | 1256.183 | 1194.0568 | 1144.0406 | 1132.881 | 1158.4764 | 1286.4814 | 1399.5942 | 1006.5288 | 499.2336 | 174.6267 | -48.3013 | -206.1494 | -297.5653 | -308.4964 | -223.1946 | 67.5791 | 660.9449 | 1363.2068 | 1712.6321 | 2033.3303 | 2036.3278 | 1937.1997 | 1676.9495
2020-03-20 | 3 | 5 | 2020 | 1430.4044 | 1240.5062 | 1150.8348 | 1095.188 | 1072.0352 | 1102.4706 | 1218.0414 | 1262.3004 | 797.004 | 304.8408 | 30.2163 | -153.646 | -283.7154 | -366.852 | -358.6122 | -263.7928 | 32.5772 | 631.4386 | 1337.7359 | 1685.5002 | 1967.9998 | 1968.7006 | 1869.7406 | 1627.6228
2020-03-21 | 3 | 6 | 2020 | 1411.6518 | 1235.3054 | 1194.8983 | 1127.8018 | 1087.8078 | 1054.8561 | 1123.2141 | 1090.1314 | 627.4827 | 159.2348 | -126.2199 | -281.2268 | -407.2779 | -495.4828 | -502.76 | -433.4998 | -162.5176 | 453.3917 | 1177.1376 | 1562.2161 | 1896.5001 | 1929.7261 | 1802.1508 | 1595.4261
2020-03-22 | 3 | 7 | 2020 | 1405 | 1207.6695 | 1194.6179 | 1127.9704 | 1095.4256 | 1096.5983 | 1164.4316 | 1111.9491 | 603.8862 | 126.3273 | -160.1354 | -302.049 | -398.7357 | -470.9666 | -498.9644 | -410.548 | -136.928 | 481.4874 | 1192.0131 | 1532.6997 | 1873.7577 | 1927.887 | 1787.0304 | 1559.8583
2020-03-23 | 3 | 1 | 2020 | 1373.2745 | 1289.074 | 1217.3371 | 1162.5131 | 1126.6003 | 1110.4335 | 1154.6882 | 1113.343 | 609.1819 | 100.4067 | -171.7638 | -321.0564 | -393.3892 | -485.4589 | -512.0245 | -408.5093 | -93.6065 | 524.604 | 1268.8004 | 1668.3177 | 2012.4615 | 2010.1059 | 1934.301 | 1708.2066
2020-03-24 | 3 | 2 | 2020 | 1463.4222 | 1259.8949 | 1150.0503 | 1094.2662 | 1069.136 | 1107.4855 | 1222.5215 | 1304.5355 | 853.3248 | 345.48 | 33.5996 | -160.6817 | -260.491 | -324.3556 | -337.4804 | -240.9699 | 56.7289 | 647.6786 | 1345.8959 | 1683.662 | 1992.976 | 1979.533 | 1873.8234 | 1642.1569
2020-03-25 | 3 | 3 | 2020 | 1427.536 | 1281.8239 | 1181.2688 | 1119.5882 | 1096.3433 | 1100.5858 | 1188.4118 | 1207.2726 | 720.442 | 221.8938 | -64.1808 | -220.2779 | -300.6425 | -348.353 | -351.2654 | -255.8334 | 49.4339 | 648.2385 | 1355.5501 | 1714.4715 | 2010.0465 | 1999.3292 | 1912.3584 | 1680.7245
2020-03-26 | 3 | 4 | 2020 | 1453.2723 | 1253.6133 | 1169.596 | 1118.906 | 1102.3163 | 1129.0875 | 1256.7689 | 1352.1927 | 930.4013 | 394.4548 | 63.2514 | -129.925 | -227.9142 | -289.9869 | -298.8923 | -199.312 | 101.3021 | 686.2679 | 1386.8259 | 1719.5449 | 2044.2318 | 2038.0002 | 1931.4097 | 1671.2361
2020-03-27 | 3 | 5 | 2020 | 1427.9542 | 1283.6364 | 1227.932 | 1172.7278 | 1136.3322 | 1122.439 | 1158.4191 | 1123.9983 | 623.4536 | 103.902 | -181.9889 | -358.9433 | -452.7364 | -515.1288 | -523.4872 | -452.3937 | -158.8992 | 446.6435 | 1170.0019 | 1574.0647 | 1943.2428 | 1946.1741 | 1891.2925 | 1689.7587
2020-03-28 | 3 | 6 | 2020 | 1465.742 | 1214.0298 | 1171.4994 | 1120.9331 | 1101.0075 | 1103.1047 | 1156.3315 | 1109.4046 | 586.0269 | 138.178 | -118.3543 | -273.8672 | -379.5318 | -460.2297 | -513.8862 | -452.1069 | -182.5483 | 434.5279 | 1152.7218 | 1476.3625 | 1842.9318 | 1898.3727 | 1770.1313 | 1552.7808
2020-03-29 | 3 | 7 | 2020 | 1371.4101 | 1200.5296 | 1168.5046 | 1112.0282 | 1084.1685 | 1102.953 | 1157.4123 | 1100.5614 | 568.7563 | 88.8755 | -183.5454 | -343.2051 | -441.0421 | -522.6501 | -568.1028 | -494.7723 | -243.0483 | 373.7225 | 1093.0427 | 1447.7898 | 1815.4341 | 1879.3386 | 1742.1609 | 1527.6518
2020-03-30 | 3 | 1 | 2020 | 1349.4603 | 1271.1451 | 1203.5987 | 1148.1136 | 1117.845 | 1110.4944 | 1174.08 | 1148.9887 | 631.3744 | 136.6636 | -157.5487 | -345.7803 | -417.1166 | -484.7456 | -506.0672 | -412.6304 | -106.3461 | 498.2185 | 1209.7661 | 1571.4569 | 1919.8883 | 1922.917 | 1844.5687 | 1634.9879
2020-03-31 | 3 | 2 | 2020 | 1430.1744 | 1256.6477 | 1172.9307 | 1122.1428 | 1102.1872 | 1114.4107 | 1213.0996 | 1255.8211 | 783.5289 | 251.9764 | -67.8317 | -242.8073 | -294.3064 | -354.7538 | -365.7938 | -284.4965 | 10.2223 | 589.4502 | 1299.5171 | 1670.3499 | 2021.0773 | 2025.5673 | 1924.1322 | 1668.1898
2020-04-01 | 4 | 3 | 2020 | 1428.4905 | 1209.8349 | 1111.8086 | 1069.2025 | 1048.2778 | 1067.0324 | 1146.2319 | 952.8552 | 532.0039 | 178.8619 | -61.2896 | -215.5047 | -305.8484 | -346.9541 | -294.2399 | -186.5943 | 45.3975 | 541.2395 | 1268.2683 | 1654.234 | 1911.1619 | 1959.1862 | 1867.1394 | 1603.5156
2020-04-02 | 4 | 4 | 2020 | 1353.793 | 1216.1841 | 1105.0604 | 1066.1088 | 1041.5245 | 1071.5724 | 1152.7379 | 957.1209 | 548.8004 | 215.5713 | -42.852 | -202.6064 | -339.8626 | -398.1558 | -350.6275 | -236.5008 | 17.977 | 519.7749 | 1249.421 | 1643.8581 | 1896.7262 | 1960.0246 | 1867.052 | 1608.7778
2020-04-03 | 4 | 5 | 2020 | 1360.902 | 1207.0947 | 1119.3991 | 1077.487 | 1047.4086 | 1071.2826 | 1138.0173 | 923.237 | 510.8847 | 169.47 | -79.2 | -225.6115 | -327.0868 | -380.7165 | -333.5805 | -239.6317 | 1.9985 | 497.644 | 1210.8764 | 1614.482 | 1874.4625 | 1925.6911 | 1828.1409 | 1582.5448
2020-04-04 | 4 | 6 | 2020 | 1343.8615 | 1173.286 | 1133.5151 | 1082.1195 | 1042.3431 | 1050.3023 | 1060.2393 | 742.0012 | 265.9196 | -57.0971 | -289.6608 | -433.013 | -539.6098 | -601.31 | -582.1109 | -489.2485 | -248.0424 | 303.251 | 1048.0476 | 1464.9568 | 1727.6098 | 1839.0753 | 1730.0895 | 1521.4331
2020-04-05 | 4 | 7 | 2020 | 1327.0501 | 1183.2369 | 1134.8867 | 1084.545 | 1051.503 | 1056.5742 | 1066.4081 | 742.3788 | 274.7978 | -48.613 | -275.1377 | -409.7785 | -527.8552 | -596.9554 | -583.1241 | -496.7406 | -267.9702 | 265.764 | 1013.9499 | 1442.5846 | 1716.2983 | 1846.8584 | 1735.504 | 1529.0343
2020-04-06 | 4 | 1 | 2020 | 1324.0211 | 1202.5482 | 1108.0714 | 1067.4191 | 1049.1427 | 1067.4592 | 1156.8947 | 980.3371 | 567.7267 | 210.3813 | -63.1324 | -232.5546 | -354.0364 | -408.9512 | -354.5035 | -256.7874 | -7.9653 | 503.3156 | 1237.1912 | 1625.3541 | 1893.9694 | 1963.354 | 1852.6554 | 1577.6667
2020-04-07 | 4 | 2 | 2020 | 1331.4638 | 1203.5525 | 1110.3175 | 1058.6004 | 1013.4594 | 1056.3774 | 1118.9973 | 902.1989 | 463.2078 | 134.9739 | -109.2427 | -270.8494 | -399.0943 | -470.2129 | -422.2514 | -311.6644 | -48.2986 | 453.7227 | 1192.3524 | 1615.7047 | 1894.2137 | 1944.4793 | 1845.5107 | 1581.8267
2020-04-08 | 4 | 3 | 2020 | 1338.0617 | 1201.679 | 1100.5765 | 1055.6203 | 1024.3479 | 1057.6088 | 1128.214 | 909.7888 | 449.2203 | 100.8227 | -146.9848 | -238.9199 | -306.9486 | -365.7406 | -336.6012 | -202.8847 | 52.8093 | 545.8781 | 1252.4969 | 1645.2602 | 1913.8332 | 1972.785 | 1868.5909 | 1597.2418
2020-04-09 | 4 | 4 | 2020 | 1342.5993 | 1203.5677 | 1108.1492 | 1063.4963 | 1033.28 | 1048.1727 | 1119.3069 | 878.5974 | 463.3447 | 96.8233 | -118.9237 | -239.6836 | -344.3214 | -404.9447 | -374.7737 | -242.5973 | 14.279 | 521.7287 | 1222.3348 | 1601.2648 | 1839.4494 | 1915.0575 | 1822.5019 | 1581.9131
2020-04-10 | 4 | 5 | 2020 | 1342.1873 | 1217.1631 | 1120.4745 | 1074.2429 | 1053.0736 | 1070.2462 | 1119.2245 | 863.7163 | 395.3838 | 86.3768 | -149.117 | -265.0781 | -360.6891 | -434.7579 | -422.6915 | -288.3411 | -25.5821 | 488.1423 | 1176.7165 | 1571.224 | 1826.3114 | 1890.3169 | 1816.1786 | 1591.6688
2020-04-11 | 4 | 6 | 2020 | 1360.0116 | 1134.496 | 1103.5427 | 1025.6967 | 995.189 | 1006.191 | 1018.4835 | 686.9413 | 187.1436 | -123.5648 | -348.1758 | -435.7111 | -540.4293 | -616.1661 | -637.2636 | -528.353 | -309.9687 | 208.5223 | 932.9575 | 1353.4265 | 1658.5516 | 1780.0216 | 1660.0665 | 1462.7041
2020-04-12 | 4 | 7 | 2020 | 1269.1805 | 1154.1728 | 1118.57 | 1076.0749 | 1039.4178 | 1047.5408 | 1046.2706 | 708.5805 | 214.1457 | -121.1833 | -326.3997 | -435.8713 | -538.5481 | -602.5083 | -593.625 | -494.3703 | -247.0027 | 280.7321 | 1022.5388 | 1459.5527 | 1759.2527 | 1874.8025 | 1733.6237 | 1503.2939
2020-04-13 | 4 | 1 | 2020 | 1289.9058 | 1214.8401 | 1122.5547 | 1085.0365 | 1059.1153 | 1080.0836 | 1164.3538 | 985.4804 | 560.9967 | 212.1161 | -25.3135 | -164.1896 | -277.5931 | -343.7386 | -325.8022 | -199.8445 | 46.5787 | 537.2072 | 1250.3678 | 1652.043 | 1925.5744 | 1982.8743 | 1873.3316 | 1596.8078
2020-04-14 | 4 | 2 | 2020 | 1346.6635 | 1210.8371 | 1106.9998 | 1068.0722 | 1036.9027 | 1058.0495 | 1138.2639 | 912.6616 | 458.5039 | 113.3332 | -113.2142 | -193.3033 | -260.0978 | -299.2851 | -263.304 | -111.7039 | 146.5427 | 631.4452 | 1335.8915 | 1704.4687 | 1929.1073 | 1994.2795 | 1889.5425 | 1619.1124
2020-04-15 | 4 | 3 | 2020 | 1361.5808 | 1241.9608 | 1109.2734 | 1058.2027 | 1016.8233 | 1060.3545 | 1145.5424 | 925.0645 | 472.355 | 147.9935 | -77.3072 | -182.5644 | -227.7055 | -254.9192 | -186.1416 | -35.3124 | 243.5752 | 766.296 | 1478.4126 | 1814.6179 | 1997.8744 | 2051.2218 | 1946.427 | 1685.3582
2020-04-16 | 4 | 4 | 2020 | 1402.2501 | 1217.3788 | 1109.4406 | 1059.531 | 1039.8221 | 1069.2192 | 1149.1407 | 945.7942 | 538.3729 | 196.9757 | -67.9567 | -202.7049 | -297.0683 | -356.7863 | -297.421 | -180.0092 | 64.9993 | 563.3779 | 1289.5406 | 1663.8557 | 1910.4561 | 1976.5066 | 1877.5303 | 1614.0864
2020-04-17 | 4 | 5 | 2020 | 1367.208 | 1183.0422 | 1097.6898 | 1055.1264 | 1031.8908 | 1049.991 | 1132.4848 | 939.2059 | 521.52 | 181.0509 | -43.9087 | -185.024 | -269.3423 | -338.8423 | -302.9166 | -184.5747 | 83.0376 | 596.8306 | 1312.6298 | 1678.4357 | 1910.3106 | 1982.1472 | 1870.6781 | 1589.5146
2020-04-18 | 4 | 6 | 2020 | 1332.1989 | 1206.9371 | 1124.6528 | 1075.4544 | 1047.4463 | 1069.4052 | 1121.9288 | 862.8316 | 394.8056 | 47.7708 | -181.9764 | -306.2895 | -393.5237 | -455.5828 | -419.3056 | -296.164 | -48.9541 | 471.9961 | 1186.5633 | 1565.625 | 1819.7606 | 1917.4285 | 1802.7172 | 1587.0598
2020-04-19 | 4 | 7 | 2020 | 1367.1516 | 1176.8954 | 1117.7052 | 1075.3153 | 1031.3602 | 1027.5615 | 1066.0053 | 748.5126 | 251.7556 | -65.07 | -303.5506 | -427.2381 | -501.3474 | -561.0563 | -533.6982 | -403.0422 | -156.4453 | 377.0789 | 1122.7146 | 1552.3511 | 1824.8359 | 1926.3858 | 1784.2334 | 1533.2842
2020-04-20 | 4 | 1 | 2020 | 1313.209 | 1231.5338 | 1115.9785 | 1073.7899 | 1050.8968 | 1079.6168 | 1164.5848 | 969.333 | 518.843 | 163.699 | -79.3238 | -204.9142 | -279.8588 | -339.5568 | -294.7154 | -159.6074 | 115.7 | 638.7561 | 1367.7068 | 1740.9631 | 1976.7912 | 2032.8059 | 1918.6083 | 1635.8582
2020-04-21 | 4 | 2 | 2020 | 1374.5153 | 1232.5987 | 1139.1468 | 1096.5278 | 1064.1198 | 1082.9934 | 1170.6735 | 943.7613 | 486.9977 | 153.8758 | -82.0861 | -196.154 | -267.1819 | -319.6564 | -286.9461 | -147.3968 | 115.9882 | 609.4754 | 1323.1115 | 1694.2326 | 1950.9574 | 2000.4543 | 1895.3094 | 1622.9722
2020-04-22 | 4 | 3 | 2020 | 1377.6953 | 1279.7036 | 1154.4018 | 1110.3857 | 1076.0671 | 1094.1396 | 1167.2641 | 953.0262 | 527.0035 | 246.2484 | 48.9747 | -43.1422 | -81.1474 | -107.1714 | -69.9221 | 91.4279 | 401.2757 | 929.1164 | 1622.5442 | 1944.5526 | 2118.6114 | 2148.0582 | 2033.5176 | 1762.3173
2020-04-23 | 4 | 4 | 2020 | 1462.6241 | 1252.2007 | 1120.5289 | 1087.0587 | 1052.2893 | 1072.7214 | 1151.7296 | 930.1931 | 542.7634 | 241.1084 | 47.84 | -46.9481 | -101.1311 | -138.8996 | -94.446 | 56.1673 | 354.2848 | 871.3821 | 1561.0872 | 1893.1816 | 2057.1475 | 2138.7128 | 2015.3264 | 1720.0097
2020-04-24 | 4 | 5 | 2020 | 1424.8903 | 1189.5143 | 1113.5793 | 1065.2898 | 1044.1088 | 1074.2552 | 1154.7064 | 946.4525 | 502.3224 | 198.6413 | -50.2353 | -184.027 | -277.7161 | -356.6779 | -362.051 | -257.3321 | 2.35 | 484.7183 | 1186.8946 | 1571.0574 | 1862.5447 | 1939.4728 | 1836.055 | 1577.4125
2020-04-25 | 4 | 6 | 2020 | 1333.8693 | 1156.2536 | 1127.964 | 1071.6021 | 1042.4316 | 1046.1513 | 1045.1363 | 705.607 | 194.7166 | -108.9883 | -342.9567 | -462.5069 | -517.6431 | -585.8371 | -597.1857 | -484.4726 | -229.7715 | 301.4292 | 1043.2922 | 1486.6699 | 1778.5025 | 1881.0529 | 1746.1902 | 1505.9927
2020-04-26 | 4 | 7 | 2020 | 1297.214 | 1181.8853 | 1120.4889 | 1078.0047 | 1048.2919 | 1059.0172 | 1099.1972 | 791.7404 | 297.6928 | 14.8385 | -163.835 | -291.03 | -389.3148 | -483.1051 | -502.7032 | -397.7725 | -164.856 | 343.753 | 1052.4216 | 1454.1016 | 1741.0469 | 1872.7567 | 1753.5616 | 1534.2204
2020-04-27 | 4 | 1 | 2020 | 1320.18 | 1225.5472 | 1112.595 | 1071.9802 | 1040.6236 | 1066.4542 | 1155.6749 | 945.8344 | 499.3682 | 197.2675 | -30.5596 | -153.4611 | -223.3899 | -290.5529 | -281.6395 | -161.4078 | 94.124 | 573.6352 | 1270.1534 | 1672.963 | 1935.3119 | 1991.4629 | 1890.5781 | 1620.7069
2020-04-28 | 4 | 2 | 2020 | 1364.4164 | 1214.7598 | 1106.4274 | 1076.0689 | 1055.6779 | 1076.371 | 1158.108 | 958.1865 | 520.0807 | 229.3201 | 19.8754 | -103.0658 | -169.0554 | -238.8729 | -214.0281 | -82.3707 | 188.016 | 668.5133 | 1366.4714 | 1742.5083 | 1985.9319 | 2025.0524 | 1905.7859 | 1619.7942
2020-04-29 | 4 | 3 | 2020 | 1365.0816 | 1191.0122 | 1115.365 | 1066.1504 | 1044.6365 | 1074.6421 | 1153.0847 | 940.6155 | 486.7515 | 175.1311 | -74.9664 | -208.022 | -299.4381 | -378.3593 | -381.4277 | -265.0369 | -1.6823 | 480.7509 | 1181.6777 | 1565.4809 | 1859.6572 | 1937.6983 | 1836.2055 | 1579.3953
2020-04-30 | 4 | 4 | 2020 | 1334.8791 | 1212.9724 | 1123.2945 | 1084.3177 | 1057.305 | 1071.4272 | 1154.9514 | 941.9285 | 492.4515 | 177.4895 | -52.5614 | -178.2484 | -257.7085 | -333.7716 | -320.6318 | -205.9756 | 68.2967 | 557.5626 | 1270.7227 | 1649.8128 | 1909.8709 | 1991.3385 | 1888.8622 | 1615.1849
2020-05-01 | 5 | 5 | 2020 | 1366.4154 | 1300.5063 | 1178.2988 | 1118.2314 | 1095.454 | 1114.5292 | 1065.2529 | 771.2586 | 513.5261 | 332.1627 | 168.7301 | 81.9009 | 28.5761 | 31.9673 | 73.4561 | 257.4021 | 562.3341 | 1002.7946 | 1707.0598 | 2129.2585 | 2218.2376 | 2287.257 | 2136.2919 | 1834.7054
2020-05-02 | 5 | 6 | 2020 | 1493.2355 | 1138.1137 | 1089.5819 | 1046.1555 | 1020.9559 | 1025.6348 | 953.8135 | 569.7221 | 204.942 | -32.0409 | -233.4861 | -388.0273 | -502.2437 | -556.4181 | -575.666 | -441.5926 | -195.2299 | 244.2911 | 970.7061 | 1470.6123 | 1683.4831 | 1862.1188 | 1741.5171 | 1501.3424
2020-05-03 | 5 | 7 | 2020 | 1269.6831 | 1144.745 | 1082.4176 | 1012.6965 | 997.5352 | 1019.9093 | 960.8441 | 598.9715 | 244.9125 | -9.7575 | -227.4259 | -374.3668 | -487.3439 | -522.0653 | -532.1942 | -424.5996 | -200.1587 | 209.8962 | 953.1428 | 1444.0115 | 1686.2526 | 1859.0863 | 1733.0018 | 1507.8829
2020-05-04 | 5 | 1 | 2020 | 1268.1522 | 1190.6906 | 1082.0935 | 1050.1844 | 1037.9606 | 1054.1517 | 1033.3812 | 749.9907 | 438.3715 | 213.7581 | 1.2621 | -165.0809 | -289.3371 | -342.7162 | -348.5961 | -224.5618 | 24.9534 | 417.2527 | 1113.063 | 1586.0881 | 1797.4636 | 1945.1813 | 1847.3205 | 1565.6412
2020-05-05 | 5 | 2 | 2020 | 1311.0049 | 1182.897 | 1097.053 | 1055.196 | 1038.5448 | 1050.3961 | 1015.4951 | 695.9093 | 366.8585 | 144.688 | -58.5136 | -229.8319 | -358.5105 | -403.2847 | -410.8499 | -291.4782 | -30.4385 | 394.7317 | 1104.1312 | 1579.8985 | 1783.8721 | 1931.689 | 1828.3705 | 1558.6196
2020-05-06 | 5 | 3 | 2020 | 1311.2013 | 1198.5212 | 1101.0604 | 1073.6195 | 1053.2652 | 1073.0823 | 1030.1523 | 723.5073 | 431.6843 | 200.84 | -23.8363 | -189.2573 | -312.1394 | -340.8853 | -328.6991 | -187.0338 | 66.9018 | 475.7849 | 1191.1555 | 1652.745 | 1808.8159 | 1956.827 | 1887.4725 | 1609.5383
2020-05-07 | 5 | 4 | 2020 | 1338.7046 | 1244.407 | 1171.1447 | 1112.9254 | 1085.948 | 1099.658 | 1072.5216 | 779.905 | 506.9146 | 307.6371 | 139.997 | 17.5178 | -61.0316 | -71.2742 | -52.6188 | 87.5184 | 347.1558 | 750.9672 | 1436.0542 | 1845.1359 | 1980.0919 | 2073.5189 | 1974.6274 | 1709.0016
2020-05-08 | 5 | 5 | 2020 | 1402.2995 | 1160.168 | 1058.4994 | 1013.5143 | 1002.4522 | 1018.6233 | 986.1661 | 678.719 | 378.9274 | 164.7215 | -41.6428 | -208.6568 | -349.2225 | -396.5361 | -407.7815 | -290.7494 | -40.5441 | 343.3284 | 1016.9953 | 1466.1797 | 1675.6278 | 1844.6153 | 1759.4575 | 1525.2474
2020-05-09 | 5 | 6 | 2020 | 1289.1985 | 1142.0911 | 1081.2831 | 1023.9416 | 998.4252 | 994.6489 | 895.4989 | 479.9886 | 124.2098 | -63.6032 | -310.0297 | -458.0443 | -565.4886 | -607.968 | -641.7658 | -530.3366 | -283.0106 | 149.8232 | 866.2407 | 1359.2176 | 1581.6688 | 1786.5419 | 1695.7428 | 1483.2803
2020-05-10 | 5 | 7 | 2020 | 1270.7043 | 1133.7575 | 1090.456 | 1029.3984 | 1004.255 | 1000.1036 | 913.2668 | 494.9619 | 138.2224 | -75.584 | -261.996 | -420.621 | -540.5194 | -609.7627 | -651.1704 | -526.3588 | -303.3253 | 141.013 | 850.8042 | 1372.1506 | 1610.7734 | 1815.9968 | 1704.9317 | 1473.9878
2020-05-11 | 5 | 1 | 2020 | 1261.3691 | 1222.9479 | 1124.1053 | 1079.3263 | 1057.1769 | 1072.3219 | 1050.1491 | 772.7041 | 492.1129 | 267.2667 | 75.3001 | -61.561 | -152.6958 | -179.1638 | -168.3766 | -41.5897 | 213.0395 | 619.0504 | 1312.279 | 1761.6475 | 1940.2859 | 2043.6011 | 1933.0339 | 1645.2334
2020-05-12 | 5 | 2 | 2020 | 1358.7971 | 1211.1613 | 1099.3124 | 1054.5566 | 1033.7846 | 1046.8622 | 1013.1054 | 706.3894 | 399.5347 | 194.1853 | 4.6715 | -114.6653 | -203.8046 | -227.8535 | -222.2613 | -74.9391 | 199.972 | 609.0705 | 1311.4551 | 1778.5581 | 1957.7194 | 2052.2977 | 1941.4432 | 1649.5397
2020-05-13 | 5 | 3 | 2020 | 1357.7884 | 1224.1098 | 1087.3506 | 1047.8347 | 1029.2777 | 1046.1466 | 1023.5759 | 732.6083 | 456.711 | 248.3076 | 65.5418 | -57.67 | -144.6825 | -161.5588 | -149.1376 | -0.76417 | 281.7874 | 705.5335 | 1396.6261 | 1833.375 | 1996.2113 | 2108.0749 | 1986.3128 | 1687.6862
2020-05-14 | 5 | 4 | 2020 | 1371.2107 | 1170.7054 | 1089.7381 | 1048.8284 | 1026.575 | 1031.9001 | 970.0621 | 614.0969 | 283.8943 | 48.5915 | -159.6924 | -286.52 | -409.4489 | -460.7157 | -484.7329 | -359.2369 | -93.1218 | 289.1667 | 973.7793 | 1464.8009 | 1684.5118 | 1831.9819 | 1756.4609 | 1526.516
2020-05-15 | 5 | 5 | 2020 | 1294.5522 | 1216.0662 | 1121.6776 | 1075.2579 | 1057.3286 | 1070.4771 | 1040.1492 | 726.2724 | 431.644 | 258.4436 | 78.431 | -51.8387 | -158.7501 | -197.4448 | -219.4146 | -102.1662 | 150.7407 | 550.1286 | 1237.8628 | 1685.5101 | 1850.666 | 1990.9093 | 1903.6357 | 1642.3215
2020-05-16 | 5 | 6 | 2020 | 1366.0697 | 1129.9198 | 1058.1658 | 1017.9155 | 1005.9036 | 1015.5831 | 942.3483 | 570.4922 | 223.875 | 25.2419 | -157.9271 | -275.0127 | -374.7721 | -428.1418 | -470.5654 | -394.1658 | -189.594 | 208.4253 | 896.6559 | 1373.2792 | 1619.0947 | 1841.5166 | 1721.7416 | 1481.4131
2020-05-17 | 5 | 7 | 2020 | 1258.3178 | 1150.1896 | 1076.8135 | 1024.5078 | 1009.7498 | 1021.7518 | 959.766 | 572.5401 | 228.4969 | 32.3065 | -133.2011 | -252.7278 | -326.3537 | -352.3725 | -388.919 | -291.5265 | -69.1846 | 328.8394 | 1001.2872 | 1481.2948 | 1684.4886 | 1900.6589 | 1775.8205 | 1513.2501
2020-05-18 | 5 | 1 | 2020 | 1275.3396 | 1160.2343 | 1085.0618 | 1039.1915 | 1017.3647 | 1040.4265 | 1008.3656 | 714.7398 | 410.2635 | 229.6372 | 25.6353 | -129.5508 | -274.3288 | -310.526 | -338.1161 | -261.6196 | -48.1432 | 314.9168 | 978.0885 | 1457.4817 | 1708.0033 | 1859.8252 | 1766.0737 | 1517.1687
2020-05-19 | 5 | 2 | 2020 | 1277.6207 | 1199.9079 | 1143.0775 | 1096.2742 | 1076.837 | 1088.2694 | 1054.5454 | 736.224 | 435.1357 | 246.1314 | 46.1783 | -105.8397 | -227.0684 | -266.5733 | -273.3836 | -170.7694 | 65.3871 | 463.559 | 1143.6654 | 1604.874 | 1811.8915 | 1965.4577 | 1867.7436 | 1591.9901
2020-05-20 | 5 | 3 | 2020 | 1329.5627 | 1138.3499 | 1089.6085 | 1061.807 | 1047.2078 | 1065.0123 | 1022.7084 | 697.2025 | 374.8381 | 175.007 | -14.9187 | -174.1224 | -295.5842 | -332.4859 | -343.8528 | -250.3766 | -9.7883 | 359.2258 | 1027.1227 | 1481.8595 | 1701.5865 | 1861.7807 | 1768.0717 | 1511.738
2020-05-21 | 5 | 4 | 2020 | 1270.7516 | 1243.2262 | 1121.3744 | 1077.4879 | 1056.8099 | 1077.2386 | 1046.6914 | 755.8086 | 482.6816 | 311.9434 | 159.0496 | 55.49 | -25.1934 | -43.0281 | -34.4156 | 80.7755 | 343.3091 | 748.6057 | 1431.5902 | 1846.5853 | 1994.1918 | 2115.3428 | 2003.91 | 1719.1586
2020-05-22 | 5 | 5 | 2020 | 1399.5608 | 1176.5493 | 1109.643 | 1067.6595 | 1043.0804 | 1053.9886 | 1017.5401 | 678.0837 | 358.4751 | 135.1403 | -63.0832 | -185.2613 | -279.7037 | -338.0767 | -348.465 | -217.9438 | 14.8399 | 414.3561 | 1097.6889 | 1541.4489 | 1737.0663 | 1907.3395 | 1833.4015 | 1568.1446
2020-05-23 | 5 | 6 | 2020 | 1312.6987 | 1125.8095 | 1078.3024 | 1031.4149 | 1000.739 | 999.1791 | 899.0869 | 470.3962 | 97.2842 | -112.8243 | -282.7433 | -389.7321 | -502.6653 | -573.8132 | -615.8901 | -505.3938 | -315.0489 | 70.9242 | 783.5811 | 1280.2629 | 1528.6249 | 1757.685 | 1671.2714 | 1456.2122
2020-05-24 | 5 | 7 | 2020 | 1250.9295 | 1143.1448 | 1089.1347 | 1038.3141 | 1021.9879 | 1023.7273 | 918.9189 | 496.7683 | 126.1945 | -69.7859 | -282.2403 | -398.8384 | -501.7809 | -567.0591 | -617.2945 | -522.9332 | -341.2518 | 59.5682 | 768.1915 | 1263.6802 | 1486.443 | 1734.4534 | 1656.4044 | 1461.9827
2020-05-25 | 5 | 1 | 2020 | 1266.6103 | 1148.231 | 1086.7413 | 1036.2698 | 1019.5421 | 1031.6529 | 959.4775 | 572.0911 | 219.806 | 46.6877 | -116.6482 | -219.5045 | -320.0472 | -402.7623 | -451.8858 | -348.3857 | -132.98 | 270.5046 | 968.3284 | 1471.8369 | 1686.1489 | 1855.1264 | 1770.3246 | 1512.039
2020-05-26 | 5 | 2 | 2020 | 1273.705 | 1392.7376 | 1213.0596 | 1160.7932 | 1132.5107 | 1140.2482 | 1072.1227 | 713.263 | 424.7357 | 259.1759 | 119.2282 | 66.6641 | 47.4686 | 43.1565 | 85.8588 | 287.2345 | 582.1739 | 1024.0682 | 1727.0384 | 2162.3632 | 2212.0715 | 2289.1824 | 2215.091 | 1946.5851
2020-05-27 | 5 | 3 | 2020 | 1608.8933 | 1198.5408 | 1102.3249 | 1058.1931 | 1045.4368 | 1056.8481 | 1031.0598 | 745.8005 | 448.0775 | 211.4363 | 3.1602 | -89.9589 | -187.5808 | -248.3767 | -256.4399 | -110.2532 | 124.8216 | 521.237 | 1213.03 | 1650.7776 | 1835.3638 | 1998.0167 | 1897.0751 | 1617.1335
2020-05-28 | 5 | 4 | 2020 | 1335.6351 | 1182.9339 | 1098.9066 | 1072.5696 | 1053.2116 | 1058.0977 | 1018.2412 | 711.4371 | 388.9092 | 159.6061 | -34.6196 | -155.9043 | -254.8189 | -323.3288 | -341.1985 | -202.6417 | 19.8987 | 418.3064 | 1108.3042 | 1582.7833 | 1815.1607 | 1954.2053 | 1846.941 | 1558.4509
2020-05-29 | 5 | 5 | 2020 | 1301.0636 | 1162.0023 | 1077.2434 | 1035.8693 | 1015.9172 | 1030.9743 | 1009.6617 | 715.5979 | 376.387 | 148.9262 | -46.1167 | -180.5644 | -303.7733 | -348.3225 | -364.3351 | -241.9927 | -19.0172 | 362.1183 | 1054.0572 | 1534.7691 | 1767.8001 | 1909.4452 | 1815.9191 | 1543.5765
2020-05-30 | 5 | 6 | 2020 | 1294.1754 | 1126.1096 | 1078.3769 | 1031.1891 | 1000.5075 | 999.2072 | 899.2763 | 469.7786 | 95.6838 | -90.2454 | -282.0672 | -391.0922 | -506.3061 | -576.8643 | -620.7883 | -513.725 | -326.091 | 60.2932 | 766.979 | 1272.0248 | 1523.647 | 1755.2119 | 1669.8121 | 1455.0715
2020-05-31 | 5 | 7 | 2020 | 1250.4201 | 1139.6115 | 1090.0003 | 1038.8733 | 1022.487 | 1023.5926 | 918.9649 | 495.2946 | 123.9323 | -90.2929 | -279.7851 | -397.8124 | -501.6376 | -567.8381 | -617.071 | -525.8814 | -344.3415 | 53.1359 | 756.7756 | 1253.3446 | 1482.9377 | 1734.7488 | 1656.7015 | 1461.045
2020-06-01 | 6 | 1 | 2020 | 1265.4389 | 1291.0314 | 1181.8582 | 1136.6934 | 1131.7976 | 1145.0729 | 1030.6831 | 689.5411 | 380.2832 | 149.9231 | -42.4132 | -148.9646 | -208.7076 | -250.9739 | -216.3757 | -46.9573 | 197.9195 | 550.2469 | 1183.6397 | 1697.3428 | 1845.1827 | 1981.5969 | 1939.7363 | 1713.0163
2020-06-02 | 6 | 2 | 2020 | 1438.7975 | 1274.0667 | 1164.5145 | 1123.1964 | 1113.1821 | 1143.9716 | 1057.8607 | 753.1528 | 496.1195 | 284.9881 | 67.5999 | -53.7225 | -124.7111 | -136.7775 | -135.723 | 14.7586 | 246.2046 | 583.1285 | 1203.0617 | 1675.5327 | 1813.7671 | 1963.4364 | 1917.4262 | 1688.1212
2020-06-03 | 6 | 3 | 2020 | 1423.7586 | 1284.5376 | 1213.9716 | 1155.5645 | 1134.681 | 1157.1493 | 1037.3321 | 685.1978 | 383.5828 | 175.6109 | -40.5561 | -163.0053 | -224.462 | -279.3809 | -253.7953 | -96.5004 | 143.4423 | 499.8846 | 1134.2067 | 1622.583 | 1756.0467 | 1910.7737 | 1889.3382 | 1692.6814
2020-06-04 | 6 | 4 | 2020 | 1441.0687 | 1243.2236 | 1163.5732 | 1113.836 | 1103.3415 | 1137.6999 | 1055.78 | 767.1302 | 518.5895 | 279.7871 | 78.4089 | -37.4112 | -113.6396 | -188.4761 | -167.179 | -33.0997 | 174.3906 | 513.2127 | 1117.8935 | 1611.9911 | 1797.3537 | 1929.4927 | 1875.0261 | 1635.1716
2020-06-05 | 6 | 5 | 2020 | 1388.8725 | 1240.1389 | 1142.1097 | 1096.0546 | 1096.574 | 1122.7066 | 1052.334 | 773.9097 | 522.6744 | 302.1665 | 88.0004 | -45.0053 | -118.5215 | -164.4198 | -139.9736 | -1.7078 | 213.2323 | 541.3171 | 1151.6604 | 1641.5852 | 1806.2198 | 1970.9105 | 1911.1324 | 1650.9626
2020-06-06 | 6 | 6 | 2020 | 1393.1721 | 1200.9317 | 1161.8747 | 1114.1952 | 1099.4351 | 1102.8908 | 957.2942 | 548.049 | 210.6179 | 1.6984 | -203.1018 | -298.711 | -372.1859 | -429.7339 | -433.1631 | -313.9076 | -111.8337 | 248.1411 | 879.9246 | 1407.1828 | 1592.491 | 1825.2131 | 1759.6141 | 1550.962
2020-06-07 | 6 | 7 | 2020 | 1346.4014 | 1228.4103 | 1137.9462 | 1085.8374 | 1082.6741 | 1112.9364 | 991.4998 | 616.9326 | 285.549 | 56.1888 | -144.1648 | -267.7716 | -325.7927 | -387.0305 | -360.0535 | -221.9901 | -10.8632 | 351.486 | 986.5107 | 1512.3007 | 1694.5277 | 1909.0928 | 1832.3708 | 1589.6602
2020-06-08 | 6 | 1 | 2020 | 1364.0815 | 1295.3718 | 1166.4369 | 1119.4285 | 1109.5735 | 1137.3341 | 1056.3731 | 752.6978 | 540.9326 | 398.8935 | 237.8756 | 108.9968 | 15.7427 | -50.6381 | -60.5697 | 64.6268 | 279.3703 | 615.0761 | 1228.0354 | 1707.4705 | 1856.8443 | 2003.9879 | 1964.4356 | 1720.1674
2020-06-09 | 6 | 2 | 2020 | 1445.9321 | 1320.1877 | 1190.2798 | 1143.578 | 1137.5389 | 1153.7146 | 1045.305 | 721.657 | 482.8582 | 361.5336 | 241.6975 | 134.9222 | 60.231 | 13.7633 | 23.3329 | 163.1315 | 379.3044 | 704.4737 | 1315.862 | 1754.4589 | 1886.925 | 2017.731 | 1984.8753 | 1757.5949
2020-06-10 | 6 | 3 | 2020 | 1481.1076 | 1280.5662 | 1167.4981 | 1139.8197 | 1124.899 | 1164.1353 | 1074.9316 | 795.1632 | 599.7981 | 470.687 | 322.5027 | 180.9685 | 85.8623 | 11.023 | -4.1019 | 115.8845 | 322.1786 | 639.6402 | 1223.1417 | 1677.637 | 1827.8945 | 1981.3895 | 1935.5406 | 1700.0449
2020-06-11 | 6 | 4 | 2020 | 1427.3513 | 1248.3989 | 1171.7485 | 1123.3017 | 1117.2122 | 1147.3916 | 1056.8522 | 769.1468 | 561.4553 | 433.0232 | 292.675 | 135.8699 | -18.5133 | -122.4712 | -142.9075 | -19.6236 | 171.246 | 496.3932 | 1083.5277 | 1556.7041 | 1745.5493 | 1927.4854 | 1884.6094 | 1648.1466
2020-06-12 | 6 | 5 | 2020 | 1405.1406 | 1250.1055 | 1185.4093 | 1137.3964 | 1120.0308 | 1118.9512 | 986.754 | 606.6892 | 325.1792 | 163.9471 | 23.0634 | -91.6109 | -171.0536 | -244.7485 | -262.98 | -137.9263 | 80.9014 | 423.9593 | 1052.0888 | 1556.8648 | 1728.7195 | 1893.3238 | 1861.0135 | 1640.4484
2020-06-13 | 6 | 6 | 2020 | 1402.1905 | 1183.1365 | 1128.926 | 1076.8845 | 1057.7726 | 1075.7361 | 954.1404 | 568.9407 | 295.2689 | 162.0464 | 22.9523 | -124.0889 | -247.9032 | -348.6823 | -417.9652 | -333.9911 | -162.2831 | 192.2045 | 835.0069 | 1339.4961 | 1536.8665 | 1777.091 | 1709.3319 | 1516.2356
2020-06-14 | 6 | 7 | 2020 | 1329.2219 | 1218.1325 | 1168.6424 | 1115.9073 | 1099.9234 | 1113.8812 | 976.1597 | 592.1007 | 327.8682 | 199.8216 | 73.1398 | -66.5963 | -179.3486 | -269.5936 | -317.4555 | -221.2435 | -51.7983 | 295.8023 | 918.9777 | 1415.7289 | 1607.264 | 1837.1106 | 1770.0148 | 1573.2875
2020-06-15 | 6 | 1 | 2020 | 1367.1044 | 1234.6337 | 1087.0467 | 1045.451 | 1044.5922 | 1088.3032 | 1028.6201 | 777.8055 | 555.4912 | 372.9936 | 174.7842 | 5.5349 | -118.0682 | -179.8727 | -176.9163 | -77.352 | 133.7297 | 462.5719 | 1067.6522 | 1549.4758 | 1776.1633 | 1946.4566 | 1859.3158 | 1604.8971
2020-06-16 | 6 | 2 | 2020 | 1361.1455 | 1368.906 | 1243.5201 | 1190.5534 | 1176.1336 | 1206.4788 | 1106.9938 | 806.6358 | 589.6788 | 435.1458 | 252.1618 | 136.9283 | 79.7716 | 46.1424 | 79.4535 | 225.1355 | 461.6135 | 836.8467 | 1459.8972 | 1903.4565 | 1999.9231 | 2127.8899 | 2079.4488 | 1853.0359
2020-06-17 | 6 | 3 | 2020 | 1550.8038 | 1305.9346 | 1219.4575 | 1165.1681 | 1145.7058 | 1174.3331 | 1069.3203 | 755.3968 | 520.2998 | 332.5713 | 137.7389 | 9.7886 | -49.3876 | -85.5454 | -47.515 | 98.1352 | 310.8793 | 657.4983 | 1277.8932 | 1743.5097 | 1892.7149 | 2036.0402 | 1994.3673 | 1755.1759
2020-06-18 | 6 | 4 | 2020 | 1469.5145 | 1344.9567 | 1181.876 | 1135.1327 | 1126.4718 | 1161.7453 | 1074.0672 | 771.1505 | 553.7408 | 395.2286 | 207.5694 | 61.4452 | -20.3093 | -69.4752 | -36.1547 | 108.6582 | 339.2676 | 693.5582 | 1323.8682 | 1786.7549 | 1907.9149 | 2053.0328 | 2018.2289 | 1797.4061
2020-06-19 | 6 | 5 | 2020 | 1513.9293 | 1344.5543 | 1247.5583 | 1195.162 | 1189.3286 | 1220.7171 | 1119.7852 | 829.8823 | 621.4382 | 452.2256 | 243.552 | 111.8706 | 31.1453 | -15.0928 | 3.8212 | 147.0111 | 377.2576 | 740.9418 | 1348.5022 | 1791.8553 | 1900.5506 | 2026.9576 | 2007.5209 | 1790.9815
2020-06-20 | 6 | 6 | 2020 | 1517.2868 | 1215.1181 | 1161.4185 | 1110.6542 | 1102.1737 | 1117.6191 | 991.2596 | 626.7319 | 351.0427 | 149.9998 | -44.6673 | -205.8661 | -322.3447 | -355.4759 | -345.2591 | -233.4981 | -48.8822 | 322.0794 | 964.5349 | 1470.9003 | 1642.9646 | 1872.823 | 1802.1483 | 1588.3007
2020-06-21 | 6 | 7 | 2020 | 1364.8712 | 1213.8408 | 1152.9024 | 1103.4565 | 1094.0802 | 1118.5076 | 1024.8 | 693.2694 | 415.1445 | 222.9825 | 34.4745 | -124.4302 | -218.9295 | -297.2342 | -310.942 | -192.8984 | 0.53807 | 372.2865 | 1012.4358 | 1516.4484 | 1690.6681 | 1924.6566 | 1836.2949 | 1593.9337
2020-06-22 | 6 | 1 | 2020 | 1350.7258 | 1436.783 | 1278.1612 | 1227.7376 | 1213.0689 | 1233.0907 | 1145.4525 | 837.4504 | 638.963 | 464.055 | 294.533 | 207.6494 | 155.8674 | 159.2399 | 225.5576 | 387.1071 | 641.2486 | 995.6272 | 1609.9476 | 2074.0098 | 2163.8883 | 2256.0748 | 2198.1752 | 1939.4832
2020-06-23 | 6 | 2 | 2020 | 1630.8632 | 1497.6881 | 1321.1912 | 1261.3466 | 1233.4518 | 1261.0757 | 1172.1368 | 856.1079 | 668.1646 | 512.8244 | 362.4441 | 282.62 | 245.5671 | 237.8149 | 306.4237 | 485.2435 | 734.4692 | 1079.5411 | 1723.1697 | 2200.2746 | 2288.0972 | 2349.7735 | 2283.827 | 2035.5063
2020-06-24 | 6 | 3 | 2020 | 1733.7637 | 1417.5977 | 1303.0574 | 1244.9728 | 1226.5346 | 1249.5895 | 1147.8695 | 830.9458 | 608.2218 | 414.7526 | 227.6976 | 164.1869 | 128.7763 | 137.8972 | 203.9353 | 356.3992 | 604.4676 | 954.5551 | 1586.712 | 2069.2101 | 2165.1254 | 2244.8468 | 2173.1964 | 1925.1443
2020-06-25 | 6 | 4 | 2020 | 1620.4899 | 1563.3157 | 1392.376 | 1319.7931 | 1292.733 | 1307.0768 | 1221.162 | 864.7522 | 650.8251 | 498.8983 | 332.0898 | 260.0767 | 221.5974 | 229.8745 | 341.2046 | 509.3896 | 741.3067 | 1097.7599 | 1753.6851 | 2219.2347 | 2306.7167 | 2389.4876 | 2340.1726 | 2094.6168
2020-06-26 | 6 | 5 | 2020 | 1806.1581 | 1380.5518 | 1246.4896 | 1190.8468 | 1174.276 | 1199.7159 | 1100.3086 | 788.759 | 535.103 | 328.3231 | 134.1265 | 30.4306 | -27.6659 | -32.1058 | 25.0355 | 192.6032 | 437.7465 | 815.3404 | 1455.3566 | 1927.4127 | 2028.9846 | 2143.4254 | 2094.1131 | 1861.6208
2020-06-27 | 6 | 6 | 2020 | 1562.8367 | 1244.8427 | 1151.3949 | 1095.837 | 1089.2721 | 1128.4974 | 1057.8439 | 771.9313 | 520.0953 | 316.6223 | 93.7673 | -62.1138 | -153.6733 | -193.9711 | -168.5931 | -43.5027 | 150.5715 | 481.1714 | 1076.9896 | 1558.6717 | 1723.624 | 1924.1618 | 1847.2517 | 1638.5364
2020-06-28 | 6 | 7 | 2020 | 1407.9361 | 1219.9552 | 1125.1907 | 1086.0806 | 1083.5732 | 1128.5959 | 1085.3849 | 835.3459 | 613.9809 | 391.2719 | 162.3811 | -7.6264 | -111.5238 | -153.6568 | -112.7134 | 26.3776 | 217.8235 | 547.5565 | 1156.6402 | 1632.7173 | 1794.9326 | 2010.4603 | 1900.0226 | 1630.3632
2020-06-29 | 6 | 1 | 2020 | 1378.4466 | 1353.0665 | 1231.7745 | 1184.9765 | 1171.03 | 1200.3997 | 1102.1796 | 820.8653 | 601.458 | 396.2295 | 194.7205 | 71.2521 | -4.26 | -23.916 | 25.4421 | 173.2966 | 396.9731 | 735.0883 | 1340.8109 | 1817.8034 | 1942.5568 | 2097.447 | 2049.1033 | 1820.2219
2020-06-30 | 6 | 2 | 2020 | 1530.1276 | 1342.3189 | 1233.6116 | 1185.0541 | 1170.7299 | 1200.4918 | 1100.1457 | 815.1319 | 594.7869 | 391.4152 | 195.914 | 74.2906 | -0.65604 | -23.3025 | 24.486 | 170.637 | 392.7869 | 731.4903 | 1336.0666 | 1812.9668 | 1938.1251 | 2092.8945 | 2043.6272 | 1815.977
2020-07-01 | 7 | 3 | 2020 | 1526.3991 | 1491.8199 | 1366.2822 | 1320.3447 | 1296.9043 | 1305.8913 | 1267.6913 | 935.1245 | 654.6234 | 495.1179 | 334.8189 | 225.2399 | 187.0694 | 181.4349 | 235.5525 | 347.1972 | 605.4229 | 955.9679 | 1545.7434 | 1973.4212 | 2072.3396 | 2196.6054 | 2182.097 | 1962.3642
2020-07-02 | 7 | 4 | 2020 | 1675.8154 | 1554.9977 | 1467.0924 | 1411.8099 | 1383.521 | 1400.6594 | 1368.7104 | 1091.6437 | 862.9506 | 729.8408 | 525.3779 | 390.937 | 309.094 | 303.901 | 385.2067 | 505.3882 | 774.1048 | 1136.1432 | 1718.6915 | 2133.0917 | 2212.8327 | 2326.7432 | 2288.6922 | 2056.1741
2020-07-03 | 7 | 5 | 2020 | 1761.3549 | 1393.369 | 1342.3582 | 1298.9053 | 1276.0853 | 1278.9418 | 1211.4144 | 814.1299 | 493.3897 | 301.8379 | 153.3706 | 30.7107 | -13.9301 | -29.5615 | 19.9523 | 149.1178 | 428.3887 | 792.5416 | 1367.4294 | 1820.4266 | 1924.5061 | 2054.0425 | 2037.6631 | 1815.7705
2020-07-04 | 7 | 6 | 2020 | 1554.1956 | 1370.4404 | 1304.1884 | 1264.556 | 1241.9393 | 1249.0967 | 1188.5366 | 814.9381 | 508.3608 | 312.6347 | 131.394 | -16.6827 | -82.4081 | -116.7119 | -81.8345 | 21.9925 | 247.6358 | 616.1217 | 1197.6454 | 1630.7999 | 1740.3575 | 1937.1717 | 1891.1429 | 1734.3451
2020-07-05 | 7 | 7 | 2020 | 1523.9925 | 1338.2929 | 1299.8608 | 1247.4776 | 1246.1155 | 1250.5408 | 1186.8241 | 825.1041 | 511.0402 | 337.4505 | 171.4027 | 8.1524 | -88.0516 | -150.8893 | -148.887 | -63.1163 | 154.3928 | 511.9156 | 1098.2146 | 1537.6142 | 1678.4333 | 1884.2993 | 1842.9272 | 1683.1027
2020-07-06 | 7 | 1 | 2020 | 1469.6104 | 1475.69 | 1350.916 | 1302.9795 | 1277.726 | 1291.3001 | 1270.8291 | 980.384 | 733.3443 | 576.9772 | 391.2725 | 245.9822 | 174.8172 | 159.1818 | 223.1726 | 348.8342 | 605.8117 | 950.7809 | 1509.7523 | 1908.0542 | 1989.8807 | 2132.7959 | 2104.1331 | 1893.1378
2020-07-07 | 7 | 2 | 2020 | 1626.6227 | 1450.1499 | 1354.4963 | 1315.8609 | 1309.2481 | 1315.5501 | 1272.8152 | 938.8177 | 660.8035 | 499.3267 | 326.3946 | 191.0244 | 133.4703 | 103.9678 | 151.0164 | 258.1877 | 510.7404 | 860.7134 | 1427.8253 | 1861.2707 | 1961.0695 | 2120.8063 | 2094.2131 | 1889.3456
2020-07-08 | 7 | 3 | 2020 | 1622.6109 | 1536.616 | 1393.6764 | 1329.3385 | 1302.8753 | 1318.5783 | 1274.2944 | 965.7243 | 702.8598 | 515.0849 | 342.4727 | 248.0311 | 217.5547 | 228.0144 | 274.241 | 410.9094 | 691.1211 | 1046.2012 | 1632.9423 | 2055.723 | 2121.2536 | 2233.5903 | 2214.4108 | 2007.1554
2020-07-09 | 7 | 4 | 2020 | 1735.5979 | 1497.211 | 1398.167 | 1334.2805 | 1309.8662 | 1324.0444 | 1272.9595 | 955.5785 | 666.264 | 496.0402 | 345.7686 | 249.4164 | 215.8154 | 202.7784 | 237.771 | 366.8683 | 645.2492 | 1002.986 | 1581.9264 | 1992.8876 | 2057.5719 | 2163.5744 | 2147.9258 | 1962.64
2020-07-10 | 7 | 5 | 2020 | 1691.0628 | 1526.5851 | 1402.3035 | 1349.3227 | 1336.3588 | 1348.5329 | 1335.5277 | 1051.2368 | 794.0686 | 599.7549 | 390.9902 | 279.1819 | 250.864 | 260.3088 | 307.9088 | 434.3301 | 730.7758 | 1094.589 | 1652.7271 | 2066.1753 | 2143.6922 | 2264.4437 | 2215.3535 | 1984.8699
2020-07-11 | 7 | 6 | 2020 | 1712.1946 | 1421.522 | 1349.1279 | 1297.0998 | 1273.9576 | 1288.5837 | 1234.6219 | 865.3628 | 544.9774 | 350.2496 | 208.8691 | 113.691 | 81.0402 | 98.2146 | 153.0398 | 273.2859 | 517.3457 | 887.697 | 1456.8221 | 1890.686 | 1953.9571 | 2120.0003 | 2057.1931 | 1862.4426
2020-07-12 | 7 | 7 | 2020 | 1592.88 | 1428.8822 | 1325.5662 | 1287.8185 | 1270.7893 | 1296.7297 | 1252.8574 | 941.7051 | 644.5178 | 472.8755 | 292.1053 | 167.367 | 110.5262 | 110.5381 | 151.6458 | 267.3855 | 510.089 | 879.7623 | 1427.759 | 1849.624 | 1950.5121 | 2133.268 | 2059.301 | 1846.3291
2020-07-13 | 7 | 1 | 2020 | 1588.0089 | 1528.3036 | 1407.3227 | 1361.5661 | 1341.9358 | 1363.4818 | 1351.239 | 1053.1245 | 799.9924 | 619.8456 | 447.3091 | 338.4673 | 294.0524 | 278.1457 | 331.1125 | 459.208 | 737.4879 | 1099.9625 | 1654.7492 | 2058.1769 | 2116.2869 | 2244.6588 | 2205.6309 | 1986.9316
2020-07-14 | 7 | 2 | 2020 | 1712.721 | 1558.2613 | 1395.6535 | 1351.266 | 1323.8893 | 1346.3249 | 1327.4596 | 1061.4142 | 831.6182 | 661.4852 | 501.0648 | 392.5062 | 345.5532 | 351.0683 | 409.3165 | 549.9626 | 821.2263 | 1196.6578 | 1769.5878 | 2162.3114 | 2235.1098 | 2337.7752 | 2294.0031 | 2056.3635
2020-07-15 | 7 | 3 | 2020 | 1761.0851 | 1421.5078 | 1357.6845 | 1301.0437 | 1282.5601 | 1289.3756 | 1253.6965 | 966.6679 | 721.6022 | 524.2029 | 331.908 | 208.1736 | 158.9733 | 146.1285 | 198.1612 | 339.3368 | 617.8684 | 992.7627 | 1587.2141 | 2015.9723 | 2089.6462 | 2191.0743 | 2150.9326 | 1898.8529
2020-07-16 | 7 | 4 | 2020 | 1598.0991 | 1634.7209 | 1523.199 | 1458.2027 | 1423.2388 | 1435.8322 | 1405.3348 | 1137.1339 | 915.0178 | 727.2974 | 573.7147 | 456.8037 | 432.9198 | 448.2342 | 552.851 | 743.7308 | 1073.2524 | 1395.7387 | 1937.8654 | 2309.7093 | 2355.6552 | 2430.7616 | 2395.9676 | 2161.0022
2020-07-17 | 7 | 5 | 2020 | 1867.6948 | 1482.963 | 1396.4049 | 1339.4524 | 1329.2081 | 1357.7425 | 1340.1758 | 1050.5238 | 794.2416 | 577.4075 | 358.7453 | 228.8012 | 187.852 | 161.5694 | 236.1256 | 368.6214 | 636.8482 | 988.7219 | 1570.576 | 1978.6575 | 2054.5198 | 2169.1787 | 2141.1863 | 1944.0494
2020-07-18 | 7 | 6 | 2020 | 1675.1956 | 1382.4468 | 1321.0768 | 1274.7944 | 1252.4121 | 1249.9149 | 1175.0891 | 795.7247 | 441.5117 | 197.8979 | 10.0114 | -107.0058 | -145.0703 | -143.6912 | -81.3642 | 58.2543 | 318.2887 | 687.9453 | 1268.14 | 1725.5526 | 1847.2617 | 2013.3263 | 1961.8943 | 1779.9204
2020-07-19 | 7 | 7 | 2020 | 1544.2737 | 1424.0198 | 1353.1656 | 1310.5454 | 1294.5822 | 1307.3174 | 1266.8324 | 967.7957 | 682.3674 | 483.5201 | 288.5105 | 139.1779 | 69.4166 | 55.9629 | 106.4193 | 212.2317 | 438.434 | 790.7707 | 1341.3398 | 1743.7105 | 1851.888 | 2067.7227 | 2025.9112 | 1828.4847
2020-07-20 | 7 | 1 | 2020 | 1584.8183 | 1569.7415 | 1560.1148 | 1462.7766 | 1411.1281 | 1414.6677 | 1389.1492 | 1082.5314 | 819.8978 | 623.0451 | 440.4094 | 331.303 | 280.9303 | 287.7122 | 361.6029 | 511.1682 | 796.55 | 1169.138 | 1758.2014 | 2177.2852 | 2246.8721 | 2341.0122 | 2305.7426 | 2086.9233
2020-07-21 | 7 | 2 | 2020 | 1788.9608 | 1573.9544 | 1426.3025 | 1366.9241 | 1345.2973 | 1342.8128 | 1300.953 | 967.7066 | 689.2697 | 496.3734 | 323.8062 | 236.1034 | 210.3748 | 214.3092 | 288.6083 | 440.9511 | 724.0522 | 1110.1896 | 1706.5618 | 2132.5658 | 2201.5213 | 2299.3737 | 2269.6993 | 2049.953
2020-07-22 | 7 | 3 | 2020 | 1769.9943 | 1684.4778 | 1546.0995 | 1489.8167 | 1432.7783 | 1440.2098 | 1423.4476 | 1162.3807 | 1009.6574 | 825.1288 | 660.8144 | 528.5724 | 443.6401 | 435.584 | 545.7514 | 744.3861 | 1092.1881 | 1484.7743 | 2020.5884 | 2392.2394 | 2448.3287 | 2518.6647 | 2471.7242 | 2225.6729
2020-07-23 | 7 | 4 | 2020 | 1921.2643 | 1751.4683 | 1508.7077 | 1441.7858 | 1403.9681 | 1417.1918 | 1404.9744 | 1154.3989 | 989.6482 | 850.8928 | 686.3667 | 554.7898 | 525.2022 | 550.8075 | 727.3424 | 930.7113 | 1251.3666 | 1636.4957 | 2168.7933 | 2494.76 | 2533.9053 | 2591.6693 | 2539.1008 | 2306.2169
2020-07-24 | 7 | 5 | 2020 | 1998.7943 | 1693.1773 | 1512.7021 | 1453.1747 | 1414.6918 | 1432.8202 | 1399.0562 | 1156.3473 | 986.2467 | 832.9657 | 673.116 | 549.4072 | 493.6312 | 511.5012 | 647.9799 | 866.481 | 1200.3523 | 1564.219 | 2080.7815 | 2446.4021 | 2474.6499 | 2526.8621 | 2483.1242 | 2242.4942
2020-07-25 | 7 | 6 | 2020 | 1940.9879 | 1431.4589 | 1359.3034 | 1318.3061 | 1307.1468 | 1336.1916 | 1327.0682 | 1046.2121 | 825.4361 | 660.5788 | 428.4492 | 252.4278 | 160.6526 | 126.1866 | 182.2835 | 321.597 | 578.1748 | 961.1227 | 1547.1635 | 1944.3991 | 2008.6016 | 2172.7818 | 2110.5363 | 1885.3083
2020-07-26 | 7 | 7 | 2020 | 1609.4986 | 1428.5627 | 1341.6291 | 1304.0464 | 1276.9545 | 1291.3394 | 1276.2469 | 1021.9512 | 783.8523 | 634.993 | 427.0556 | 249.6379 | 166.511 | 138.1047 | 182.993 | 305.1915 | 552.7278 | 905.3677 | 1447.0008 | 1859.0701 | 1948.003 | 2104.0562 | 2042.4114 | 1845.8494
2020-07-27 | 7 | 1 | 2020 | 1592.1517 | 1660.0593 | 1481.1329 | 1429.3849 | 1396.4904 | 1409.6493 | 1393.6183 | 1148.9392 | 977.8218 | 817.9163 | 649.373 | 502.0551 | 453.0167 | 422.3524 | 501.4065 | 677.1486 | 992.3116 | 1397.1419 | 1962.7629 | 2361.4262 | 2418.8552 | 2484.5202 | 2436.247 | 2202.889
2020-07-28 | 7 | 2 | 2020 | 1894.2078 | 1563.5865 | 1451.2461 | 1389.7369 | 1364.0617 | 1394.4126 | 1385.0605 | 1142.6271 | 938.6885 | 768.255 | 585.4574 | 440.0143 | 367.3944 | 328.8004 | 409.3643 | 544.6874 | 835.0845 | 1201.2939 | 1769.883 | 2179.0573 | 2243.1926 | 2329.8369 | 2284.3543 | 2046.8649
2020-07-29 | 7 | 3 | 2020 | 1753.9652 | 1549.3035 | 1421.144 | 1368.3843 | 1334.5895 | 1346.7916 | 1325.3541 | 1029.1064 | 816.6931 | 642.0912 | 456.5459 | 330.6028 | 256.5502 | 244.0435 | 324.7215 | 502.5641 | 802.8855 | 1182.5372 | 1747.1841 | 2155.4763 | 2229.9092 | 2322.6537 | 2281.6664 | 2054.6846
2020-07-30 | 7 | 4 | 2020 | 1759.735 | 1583.7336 | 1474.2708 | 1412.1812 | 1384.0109 | 1399.0103 | 1387.3809 | 1143.3857 | 953.5962 | 779.6295 | 613.9998 | 471.4211 | 410.7783 | 380.0947 | 460.5587 | 610.6101 | 932.7865 | 1308.6881 | 1884.9969 | 2283.375 | 2318.7127 | 2389.8046 | 2344.4702 | 2099.0486
2020-07-31 | 7 | 5 | 2020 | 1800.2907 | 1583.3036 | 1472.7759 | 1411.074 | 1383.21 | 1398.4815 | 1388.2614 | 1146.6672 | 963.3768 | 794.4448 | 630.3889 | 488.0232 | 421.6613 | 396.8913 | 482.6268 | 623.1572 | 943.5999 | 1326.4241 | 1908.7084 | 2294.3278 | 2323.6004 | 2394.1712 | 2346.4124 | 2099.0574
2020-08-01 | 8 | 6 | 2020 | 1800.5831 | 1498.3697 | 1449.0253 | 1396.1567 | 1365.2011 | 1380.387 | 1396.3302 | 1117.4132 | 698.8746 | 465.9023 | 263.7452 | 96.501 | -41.3229 | -50.5732 | 5.3918 | 148.5144 | 411.5298 | 864.9916 | 1473.4223 | 1838.2107 | 1962.8428 | 2123.2526 | 2049.8592 | 1890.9897
2020-08-02 | 8 | 7 | 2020 | 1679.5875 | 1437.1695 | 1384.5626 | 1345.5406 | 1324.2215 | 1329.172 | 1333.1156 | 1026.9771 | 592.1191 | 353.6254 | 168.7735 | -14.3167 | -118.3316 | -131.3167 | -72.8088 | 79.7334 | 347.9696 | 826.1189 | 1439.271 | 1801.5376 | 1943.5134 | 2103.9712 | 2006.3511 | 1819.6139
2020-08-03 | 8 | 1 | 2020 | 1595.1602 | 1675.4782 | 1555.5317 | 1496.2953 | 1463.0932 | 1490.2487 | 1556.0198 | 1376.6193 | 1025.7573 | 759.3604 | 562.1072 | 436.5591 | 378.2511 | 421.9755 | 546.7141 | 740.0576 | 1045.9354 | 1513.7301 | 2098.5342 | 2394.7735 | 2436.811 | 2494.0767 | 2407.5968 | 2165.0095
2020-08-04 | 8 | 2 | 2020 | 1892.3 | 1757.0763 | 1594.7791 | 1525.7965 | 1486.9683 | 1500.0448 | 1562.0233 | 1372.8282 | 1024.2328 | 787.3205 | 618.2781 | 518.8539 | 468.3159 | 508.7 | 617.0072 | 853.822 | 1184.642 | 1648.5365 | 2196.6628 | 2476.8541 | 2556.5184 | 2590.4207 | 2492.4354 | 2267.3715
2020-08-05 | 8 | 3 | 2020 | 1980.8151 | 1647.2413 | 1554.0778 | 1489.3516 | 1450.1632 | 1457.9467 | 1510.8928 | 1282.317 | 926.4724 | 694.663 | 518.6385 | 415.4597 | 364.2666 | 395.6719 | 502.2229 | 663.5993 | 963.9429 | 1423.6757 | 2013.0477 | 2342.5911 | 2375.1125 | 2454.7852 | 2386.6188 | 2144.5215
2020-08-06 | 8 | 4 | 2020 | 1868.3881 | 1589.3668 | 1439.933 | 1394.0135 | 1371.4788 | 1392.1993 | 1422.2484 | 1173.3676 | 807.8814 | 553.3379 | 335.6576 | 219.1338 | 169.406 | 213.3834 | 305.2739 | 480.9211 | 775.5198 | 1242.8726 | 1861.3024 | 2210.5855 | 2280.2843 | 2359.2847 | 2272.2806 | 2055.2242
2020-08-07 | 8 | 5 | 2020 | 1804.8274 | 1515.4083 | 1459.1664 | 1408.3203 | 1389.7017 | 1407.1254 | 1460.8323 | 1250.7191 | 857.0215 | 588.4958 | 390.1319 | 216.3347 | 137.3223 | 144.4112 | 206.6835 | 360.0972 | 641.6907 | 1079.6777 | 1679.8544 | 2028.6923 | 2169.1539 | 2266.8307 | 2170.3607 | 1951.3075
2020-08-08 | 8 | 6 | 2020 | 1696.8848 | 1471.6461 | 1378.5952 | 1338.5958 | 1309.7273 | 1317.9129 | 1321.4616 | 1011.9602 | 591.1219 | 340.7267 | 140.081 | 14.9803 | -68.7275 | -68.818 | -12.2655 | 156.7111 | 448.0455 | 932.257 | 1572.1691 | 1941.0041 | 2066.959 | 2211.1539 | 2101.623 | 1900.4062
2020-08-09 | 8 | 7 | 2020 | 1656.1333 | 1501.4168 | 1420.2362 | 1366.8486 | 1342.1413 | 1359.1989 | 1365.7485 | 1054.8371 | 612.998 | 353.5412 | 152.4059 | 29.2844 | -31.5939 | -24.5928 | 57.5485 | 233.4551 | 521.5462 | 997.6961 | 1623.8137 | 2000.5459 | 2107.1739 | 2248.6822 | 2126.9617 | 1925.4188
2020-08-10 | 8 | 1 | 2020 | 1678.3463 | 1553.6821 | 1465.232 | 1412.567 | 1391.1613 | 1410.7599 | 1474.1348 | 1262.1158 | 907.1234 | 676.0813 | 419.8756 | 284.7986 | 181.2524 | 176.1087 | 247.2941 | 394.4608 | 700.6578 | 1139.7429 | 1747.9021 | 2085.7261 | 2177.0168 | 2278.2636 | 2199.2118 | 1987.7909
2020-08-11 | 8 | 2 | 2020 | 1742.7678 | 1567.6991 | 1489.1869 | 1434.6696 | 1406.0716 | 1419.466 | 1463.9815 | 1234.6135 | 876.0507 | 627.8162 | 389.6 | 259.5845 | 196.6916 | 207.8521 | 276.5074 | 446.7343 | 735.2388 | 1201.5814 | 1818.2443 | 2148.2768 | 2235.8012 | 2307.993 | 2224.5219 | 2009.9414
2020-08-12 | 8 | 3 | 2020 | 1768.1324 | 1595.294 | 1493.0421 | 1446.1173 | 1418.783 | 1436.3164 | 1487.3186 | 1290.0351 | 950.5799 | 705.714 | 474.1999 | 347.4904 | 238.5749 | 223.6313 | 289.6779 | 457.9177 | 755.9431 | 1211.2714 | 1856.4077 | 2215.2752 | 2314.9679 | 2397.0881 | 2300.4206 | 2065.7815
2020-08-13 | 8 | 4 | 2020 | 1801.1541 | 1590.227 | 1498.3335 | 1452.5004 | 1418.5316 | 1440.5124 | 1486.2155 | 1271.5541 | 931.4614 | 682.5863 | 448.882 | 326.6687 | 257.1236 | 284.1838 | 360.2535 | 528.1942 | 843.9088 | 1300.4443 | 1919.0759 | 2251.163 | 2350.6828 | 2403.5488 | 2299.9548 | 2066.9141
2020-08-14 | 8 | 5 | 2020 | 1803.0924 | 1612.4763 | 1487.0674 | 1442.5595 | 1417.0836 | 1441.0403 | 1486.1361 | 1281.2854 | 924.2116 | 662.6967 | 458.5676 | 337.886 | 282.0433 | 320.8794 | 402.9372 | 570.705 | 886.3064 | 1343.4117 | 1966.5069 | 2303.6249 | 2384.6016 | 2448.3888 | 2349.0577 | 2099.7957
2020-08-15 | 8 | 6 | 2020 | 1824.682 | 1492.2626 | 1421.1121 | 1380.3455 | 1358.8309 | 1386.117 | 1461.4873 | 1268.8621 | 939.9029 | 678.7382 | 457.1322 | 310.9444 | 239.8858 | 263.2867 | 324.1641 | 468.8625 | 704.2102 | 1139.265 | 1734.3703 | 2055.0074 | 2124.1341 | 2262.9597 | 2142.0589 | 1932.2709
2020-08-16 | 8 | 7 | 2020 | 1676.9395 | 1514.8126 | 1469.795 | 1426.9716 | 1418.8579 | 1420.6404 | 1468.5471 | 1222.8317 | 860.7448 | 641.595 | 427.1332 | 272.0678 | 203.1345 | 222.4141 | 267.1941 | 402.0449 | 636.8505 | 1069.4047 | 1652.4106 | 2007.9448 | 2099.1244 | 2240.4195 | 2123.6055 | 1939.1796
2020-08-17 | 8 | 1 | 2020 | 1699.5522 | 2003.121 | 1728.6321 | 1638.168 | 1582.8193 | 1594.2463 | 1676.6662 | 1505.553 | 1174.8727 | 980.1671 | 826.9067 | 790.7856 | 885.9753 | 1000.5828 | 1111.639 | 1301.0345 | 1674.7884 | 2113.7826 | 2680.653 | 2960.8783 | 2989.1313 | 2922.6439 | 2754.1857 | 2532.6248
2020-08-18 | 8 | 2 | 2020 | 2249.1339 | 1643.9753 | 1560.5909 | 1509.642 | 1472.3851 | 1469.5941 | 1507.5645 | 1277.2642 | 920.9933 | 687.5962 | 484.2889 | 406.3443 | 364.321 | 389.1586 | 473.4299 | 651.5534 | 939.594 | 1380.8793 | 2017.0388 | 2341.0374 | 2392.9755 | 2435.2261 | 2353.3515 | 2132.2326
2020-08-19 | 8 | 3 | 2020 | 1867.2863 | 1619.1474 | 1499.8593 | 1438.9484 | 1405.3009 | 1409.058 | 1459.3592 | 1227.3858 | 865.9929 | 631.1123 | 451.7148 | 344.8911 | 294.6212 | 334.6041 | 415.6386 | 598.1361 | 882.1784 | 1339.8067 | 1960.1123 | 2290.9371 | 2365.4287 | 2411.1035 | 2322.395 | 2096.8705
2020-08-20 | 8 | 4 | 2020 | 1835.2805 | 1601.948 | 1506.281 | 1447.375 | 1422.6895 | 1440.3026 | 1469.9088 | 1216.8512 | 867.4602 | 619.1337 | 413.1883 | 296.1589 | 249.2711 | 286.4272 | 382.3446 | 549.6945 | 833.8137 | 1302.1775 | 1956.6548 | 2281.9892 | 2343.4118 | 2396.6382 | 2305.2348 | 2076.612
2020-08-21 | 8 | 5 | 2020 | 1815.0471 | 1659.9711 | 1564.21 | 1513.0136 | 1472.1098 | 1474.9035 | 1491.3557 | 1220.0223 | 866.0039 | 626.6721 | 444.8579 | 364.2592 | 337.635 | 408.2592 | 517.5583 | 711.4833 | 1016.3183 | 1487.5098 | 2105.8843 | 2437.883 | 2474.5276 | 2515.6215 | 2414.0738 | 2158.3594
2020-08-22 | 8 | 6 | 2020 | 1875.7069 | 1497.5358 | 1421.0839 | 1362.7854 | 1349.7664 | 1371.7297 | 1421.1232 | 1186.397 | 826.1407 | 552.6141 | 346.0237 | 228.1912 | 175.2929 | 207.0553 | 312.7845 | 457.8964 | 698.0993 | 1162.3665 | 1776.0311 | 2097.5228 | 2136.4593 | 2271.5384 | 2149.3416 | 1941.4614
2020-08-23 | 8 | 7 | 2020 | 1692.0007 | 1505.456 | 1464.3451 | 1410.3669 | 1385.4544 | 1397.5341 | 1413.4947 | 1128.8913 | 701.5317 | 463.3569 | 296.9918 | 191.7137 | 148.5007 | 163.9969 | 240.9455 | 391.9826 | 625.4966 | 1077.6454 | 1679.8299 | 2034.6655 | 2090.8749 | 2223.8681 | 2116.8771 | 1932.2542
2020-08-24 | 8 | 1 | 2020 | 1686.179 | 1722.8616 | 1536.4486 | 1481.635 | 1452.0288 | 1469.7121 | 1534.1256 | 1345.9847 | 1012.1902 | 750.1065 | 583.3811 | 502.6859 | 485.156 | 541.6965 | 681.6404 | 902.0406 | 1200.2429 | 1622.3373 | 2201.0513 | 2488.7196 | 2509.5794 | 2553.8961 | 2463.3324 | 2207.1633
2020-08-25 | 8 | 2 | 2020 | 1937.4696 | 1718.327 | 1571.4963 | 1498.7944 | 1464.5935 | 1480.4264 | 1524.9971 | 1325.3192 | 967.5128 | 704.0077 | 538.9065 | 466.6745 | 447.2013 | 497.4548 | 613.3732 | 804.3059 | 1115.976 | 1578.0869 | 2192.8525 | 2492.3689 | 2531.5282 | 2557.8931 | 2471.9765 | 2215.589
2020-08-26 | 8 | 3 | 2020 | 1940.6054 | 1846.1773 | 1628.1249 | 1551.684 | 1509.5877 | 1525.9007 | 1596.4749 | 1416.8759 | 1058.2083 | 806.2509 | 647.9013 | 577.2907 | 608.377 | 787.368 | 945.4409 | 1119.4428 | 1521.4067 | 2013.5507 | 2609.5489 | 2847.9028 | 2794.4445 | 2797.393 | 2672.9929 | 2420.2922
2020-08-27 | 8 | 4 | 2020 | 2089.0553 | 1838.8265 | 1665.3338 | 1589.5413 | 1550.3208 | 1560.4768 | 1639.5442 | 1470.4192 | 1132.1496 | 903.715 | 745.1095 | 683.3922 | 795.1579 | 912.2553 | 1072.3527 | 1255.0306 | 1558.7854 | 2011.3911 | 2601.9827 | 2856.9072 | 2802.5608 | 2790.3846 | 2651.0372 | 2391.9261
2020-08-28 | 8 | 5 | 2020 | 2070.9362 | 1876.5252 | 1715.6631 | 1613.8507 | 1562.1758 | 1566.132 | 1608.3921 | 1404.3159 | 1055.4497 | 833.7205 | 695.152 | 633.3257 | 661.8819 | 809.606 | 949.121 | 1143.2111 | 1425.4036 | 1886.2875 | 2481.1203 | 2649.1597 | 2638.1434 | 2671.9061 | 2613.8592 | 2398.1171
2020-08-29 | 8 | 6 | 2020 | 2117.2064 | 1497.8912 | 1421.4015 | 1363.3452 | 1350.1009 | 1372.0862 | 1421.1866 | 1186.2546 | 822.6632 | 550.1596 | 344.6172 | 227.7352 | 173.955 | 205.4536 | 306.812 | 453.0968 | 697.4568 | 1163.3917 | 1780.9546 | 2101.8939 | 2137.0964 | 2271.9483 | 2149.9284 | 1942.4434
2020-08-30 | 8 | 7 | 2020 | 1693.4779 | 1507.6178 | 1463.4099 | 1410.0048 | 1384.9989 | 1397.8483 | 1413.9684 | 1130.3986 | 703.2866 | 463.1044 | 292.0662 | 191.9992 | 149.0174 | 164.4605 | 242.2997 | 393.4517 | 628.7693 | 1081.7103 | 1684.7627 | 2039.1626 | 2091.5848 | 2225.2039 | 2120.7544 | 1935.306
2020-08-31 | 8 | 1 | 2020 | 1689.1255 | 1787.3198 | 1673.183 | 1582.0065 | 1540.7283 | 1545.7844 | 1596.8643 | 1400.1178 | 1060.8137 | 836.9268 | 685.6389 | 612.2368 | 617.3319 | 714.0413 | 894.2429 | 1086.0065 | 1384.7523 | 1856.0615 | 2415.2539 | 2637.9716 | 2641.2306 | 2653.6873 | 2545.6881 | 2297.7812
2020-09-01 | 9 | 2 | 2020 | 2004.4367 | 2158.4344 | 1926.3482 | 1812.0324 | 1730.674 | 1712.5854 | 1795.739 | 1688.0596 | 1234.8281 | 993.9214 | 853.4719 | 841.4136 | 942.1527 | 1034.5434 | 1267.3861 | 1520.3482 | 1907.4796 | 2451.1982 | 3034.9637 | 3162.0595 | 3231.3501 | 3169.8748 | 2926.1671 | 2667.1948
2020-09-02 | 9 | 3 | 2020 | 2387.7507 | 2190.2078 | 1818.8161 | 1707.9538 | 1644.1562 | 1638.5573 | 1755.8288 | 1691.5866 | 1264.3441 | 1035.48 | 899.8365 | 991.6527 | 1070.7815 | 1200.0311 | 1438.829 | 1675.3077 | 2163.1912 | 2691.6626 | 3179.793 | 3272.4205 | 3338.0645 | 3267.4275 | 3024.4482 | 2730.0779
2020-09-03 | 9 | 4 | 2020 | 2431.3953 | 1782.7142 | 1571.4354 | 1598.5503 | 1552.004 | 1547.7422 | 1623.7984 | 1565.3566 | 1113.2903 | 797.4329 | 609.4233 | 526.4204 | 497.1813 | 527.8707 | 659.4884 | 883.0349 | 1191.3062 | 1766.3983 | 2312.9794 | 2483.8819 | 2589.9473 | 2574.0977 | 2467.3841 | 2233.2401
2020-09-04 | 9 | 5 | 2020 | 1990.2035 | 1828.2586 | 1740.963 | 1637.6735 | 1581.3908 | 1566.6263 | 1638.8009 | 1531.3437 | 1081.5799 | 797.5273 | 640.5663 | 585.9532 | 587.1602 | 655.8206 | 852.5264 | 1099.0193 | 1443.2606 | 2070.7326 | 2545.8007 | 2635.9343 | 2717.3717 | 2684.4538 | 2562.6032 | 2320.6972
2020-09-05 | 9 | 6 | 2020 | 2048.5583 | 1620.4319 | 1529.9008 | 1466.1131 | 1418.3757 | 1432.7466 | 1534.238 | 1491.777 | 1047.8289 | 726.2311 | 526.3584 | 442.8882 | 407.2455 | 417.161 | 521.3399 | 728.128 | 1023.8238 | 1638.918 | 2215.6589 | 2377.4857 | 2521.6282 | 2513.062 | 2322.5353 | 2085.9942
2020-09-06 | 9 | 7 | 2020 | 1820.7425 | 1585.888 | 1523.0838 | 1456.732 | 1415.5311 | 1413.5668 | 1490.5913 | 1376.3001 | 914.9006 | 642.0994 | 433.2154 | 336.9103 | 290.4503 | 297.8171 | 412.9201 | 609.7333 | 901.3362 | 1505.743 | 2059.1834 | 2235.4125 | 2387.84 | 2383.1005 | 2206.514 | 2006.7481
2020-09-07 | 9 | 1 | 2020 | 1761.3193 | 1554.7489 | 1458.604 | 1406.3648 | 1372.3207 | 1384.3112 | 1477.7642 | 1406.9095 | 969.1791 | 660.7746 | 441.6879 | 315.1628 | 246.786 | 251.5514 | 376.0832 | 567.261 | 841.5866 | 1425.4877 | 1987.5053 | 2171.2897 | 2347.1099 | 2310.3854 | 2191.552 | 1988.2443
2020-09-08 | 9 | 2 | 2020 | 1728.837 | 1725.228 | 1614.4803 | 1540.4433 | 1489.3618 | 1485.1586 | 1528.8312 | 1403.7539 | 962.7921 | 694.7027 | 522.8681 | 453.8002 | 440.3655 | 480.4475 | 650.2956 | 865.853 | 1207.4819 | 1781.509 | 2340.0285 | 2502.205 | 2597.5118 | 2570.972 | 2438.0597 | 2181.422
2020-09-09 | 9 | 3 | 2020 | 1921.7245 | 1664.8126 | 1565.3966 | 1490.3828 | 1439.3539 | 1459.7651 | 1546.0816 | 1476.7632 | 1039.7937 | 748.6905 | 544.7907 | 449.4628 | 402.6314 | 443.6242 | 606.5256 | 830.9298 | 1169.0587 | 1796.4869 | 2339.985 | 2472.7087 | 2575.0465 | 2524.3277 | 2389.5739 | 2140.6789
2020-09-10 | 9 | 4 | 2020 | 1871.2492 | 1946.2072 | 1879.7896 | 1781.5878 | 1708.8315 | 1697.0023 | 1765.2239 | 1650.4496 | 1206.4486 | 937.8975 | 761.5443 | 687.7436 | 706.0627 | 843.231 | 1004.691 | 1219.1695 | 1578.8133 | 2181.4312 | 2730.7524 | 2740.6614 | 2805.4887 | 2782.7517 | 2669.5512 | 2439.4268
2020-09-11 | 9 | 5 | 2020 | 2162.5963 | 1870.3977 | 1823.182 | 1725.5777 | 1658.5068 | 1666.2885 | 1790.464 | 1731.3602 | 1321.1369 | 1072.4557 | 918.1897 | 876.4936 | 951.8806 | 1047.136 | 1237.1417 | 1462.1493 | 1596.1957 | 2187.3989 | 2746.2306 | 2742.9272 | 2790.4571 | 2725.3033 | 2593.5598 | 2339.8296
2020-09-12 | 9 | 6 | 2020 | 2074.2542 | 1596.0963 | 1492.616 | 1436.0332 | 1392.0765 | 1400.0466 | 1488.8987 | 1397.7512 | 944.2112 | 653.8957 | 454.8944 | 343.1337 | 311.6072 | 349.5039 | 492.1132 | 707.5905 | 1001.2311 | 1599.6765 | 2152.3834 | 2329.8195 | 2447.3948 | 2437.9075 | 2255.2839 | 2039.0543
2020-09-13 | 9 | 7 | 2020 | 1784.889 | 1669.2035 | 1664.6021 | 1569.7908 | 1527.6058 | 1531.4369 | 1611.3303 | 1509.4616 | 1070.9002 | 794.75 | 606.0107 | 495.2185 | 446.8283 | 477.178 | 604.2222 | 801.2522 | 1090.9583 | 1692.4222 | 2258.8835 | 2410.044 | 2509.6164 | 2518.5538 | 2344.7234 | 2125.6987
2020-09-14 | 9 | 1 | 2020 | 1870.4402 | 1810.5638 | 1664.0523 | 1585.9579 | 1529.6274 | 1530.2479 | 1624.0545 | 1557.9397 | 1118.4078 | 827.1976 | 663.8184 | 560.5861 | 526.879 | 563.0485 | 739.1346 | 987.7806 | 1341.0373 | 1929.0909 | 2454.2074 | 2565.0381 | 2648.9636 | 2633.2274 | 2512.0656 | 2263.6928
2020-09-15 | 9 | 2 | 2020 | 2011.2213 | 1685.603 | 1568.7203 | 1499.8506 | 1448.7901 | 1441.6607 | 1508.5844 | 1398.0819 | 964.8971 | 682.7577 | 489.0024 | 374.5005 | 307.7113 | 353.2564 | 500.8123 | 730.3503 | 1086.161 | 1683.8054 | 2294.6315 | 2439.2135 | 2518.6237 | 2486.0786 | 2365.564 | 2144.7752
2020-09-16 | 9 | 3 | 2020 | 1885.6234 | 1602.5741 | 1512.3737 | 1447.9197 | 1384.3339 | 1375.2038 | 1486.6053 | 1463.7207 | 1038.4343 | 743.8432 | 505.7787 | 378.2381 | 285.4879 | 302.9636 | 450.8889 | 660.771 | 1003.1397 | 1619.9515 | 2194.0605 | 2356.4721 | 2459.2039 | 2426.4222 | 2284.8317 | 2043.1672
2020-09-17 | 9 | 4 | 2020 | 1786.5199 | 1605.8522 | 1493.7708 | 1442.7136 | 1394.8239 | 1389.1586 | 1452.1356 | 1320.9931 | 877.2155 | 598.7345 | 389.4977 | 253.4596 | 158.987 | 167.1214 | 296.2568 | 505.0388 | 836.942 | 1453.2789 | 2034.752 | 2183.0447 | 2311.6457 | 2287.058 | 2189.0748 | 2011.724
2020-09-18 | 9 | 5 | 2020 | 1784.8551 | 1530.3762 | 1467.7698 | 1402.1391 | 1361.2914 | 1362.9005 | 1422.0504 | 1317.3789 | 869.1544 | 577.5842 | 347.3508 | 209.1171 | 109.245 | 105.3308 | 218.8376 | 429.4553 | 762.7527 | 1379.355 | 1967.2595 | 2164.6521 | 2316.9644 | 2276.2698 | 2158.492 | 1929.6967
2020-09-19 | 9 | 6 | 2020 | 1683.1288 | 1519.4295 | 1468.7963 | 1405.7319 | 1365.1256 | 1367.2314 | 1406.1159 | 1240.9765 | 763.3663 | 505.0883 | 274.1467 | 112.5929 | 8.4534 | 2.3498 | 105.2142 | 297.1707 | 600.3408 | 1240.3422 | 1847.6436 | 2036.2805 | 2169.1978 | 2205.2005 | 2084.5885 | 1895.6506
2020-09-20 | 9 | 7 | 2020 | 1668.5135 | 1512.5209 | 1442.4815 | 1393.9274 | 1350.5135 | 1352.1436 | 1417.0696 | 1280.3379 | 815.3597 | 535.5814 | 333.4708 | 218.1859 | 140.6296 | 145.005 | 254.2171 | 455.955 | 756.0071 | 1382.3195 | 1963.8503 | 2126.8482 | 2249.2524 | 2282.6704 | 2128.8501 | 1919.0224
2020-09-21 | 9 | 1 | 2020 | 1672.7803 | 1821.3159 | 1681.9653 | 1600.4362 | 1537.4151 | 1533.5325 | 1607.6596 | 1527.4098 | 1095.3993 | 798.4488 | 602.6257 | 487.1209 | 437.3191 | 489.5777 | 664.2357 | 900.209 | 1252.0957 | 1876.3049 | 2447.1016 | 2567.827 | 2631.1737 | 2615.5329 | 2502.7838 | 2269.5829
2020-09-22 | 9 | 2 | 2020 | 2022.8097 | 1579.5985 | 1501.2457 | 1448.1531 | 1404.1827 | 1394.0416 | 1470.3351 | 1375.9826 | 936.3972 | 630.9949 | 418.8356 | 326.8057 | 287.1111 | 323.276 | 484.0828 | 671.5805 | 990.9046 | 1588.3337 | 2159.2266 | 2288.6299 | 2394.0697 | 2359.8469 | 2214.9717 | 1999.7379
2020-09-23 | 9 | 3 | 2020 | 1747.8801 | 1664.1304 | 1518.2757 | 1457.6778 | 1417.0261 | 1417.5696 | 1474.0256 | 1358.178 | 912.9373 | 597.929 | 388.1709 | 297.783 | 278.4698 | 328.2764 | 502.5639 | 705.3042 | 1049.4693 | 1668.2077 | 2274.6924 | 2399.4651 | 2483.2747 | 2445.551 | 2324.112 | 2108.842
2020-09-24 | 9 | 4 | 2020 | 1868.1296 | 1589.7265 | 1501.428 | 1446.2557 | 1403.4603 | 1405.8582 | 1493.5304 | 1426.7164 | 992.7372 | 655.9923 | 458.3657 | 372.9178 | 296.5127 | 309.4606 | 470.5739 | 645.9144 | 958.2372 | 1555.9106 | 2148.8888 | 2270.2874 | 2379.5801 | 2353.077 | 2217.782 | 2012.737
2020-09-25 | 9 | 5 | 2020 | 1761.6002 | 1543.1185 | 1480.3791 | 1429.4346 | 1394.7023 | 1402.1226 | 1486.4679 | 1423.803 | 985.8455 | 655.8479 | 443.181 | 328.9511 | 260.522 | 267.9928 | 418.4467 | 603.5459 | 913.9496 | 1507.6875 | 2085.249 | 2213.1943 | 2339.3298 | 2301.7839 | 2172.1318 | 1958.2676
2020-09-26 | 9 | 6 | 2020 | 1707.5085 | 1476.04 | 1421.3061 | 1375.0616 | 1335.6109 | 1328.581 | 1358.5439 | 1164.9566 | 677.4706 | 377.5573 | 174.1717 | 64.2702 | -21.2442 | -6.2516 | 137.2248 | 319.1784 | 619.3792 | 1241.5237 | 1832.536 | 2006.0899 | 2121.7153 | 2141.6043 | 2020.3871 | 1842.9116
2020-09-27 | 9 | 7 | 2020 | 1629.631 | 1491.9246 | 1438.6273 | 1397.3918 | 1358.6229 | 1378.1878 | 1461.2055 | 1376.0483 | 935.6847 | 622.1424 | 387.8588 | 257.4702 | 188.8208 | 196.2623 | 320.7953 | 484.5116 | 759.2649 | 1361.4333 | 1932.9314 | 2086.3624 | 2236.087 | 2230.1989 | 2086.4931 | 1874.3153
2020-09-28 | 9 | 1 | 2020 | 1640.1473 | 1561.4759 | 1513.5098 | 1450.4088 | 1405.3081 | 1410.3735 | 1481.3421 | 1421.6521 | 992.3096 | 661.1978 | 432.3666 | 335.9207 | 277.2631 | 297.4644 | 459.7455 | 640.3669 | 953.9074 | 1565.7529 | 2148.0277 | 2268.7011 | 2391.4988 | 2348.6575 | 2205.9087 | 1979.7811
2020-09-29 | 9 | 2 | 2020 | 1725.7736 | 1580.7188 | 1504.0105 | 1449.9928 | 1405.755 | 1395.2141 | 1471.2602 | 1377.0784 | 936.0515 | 629.0728 | 422.6777 | 333.5873 | 294.5825 | 331.3557 | 492.1454 | 680.0454 | 998.0992 | 1595.7094 | 2168.8644 | 2294.4089 | 2397.344 | 2362.1995 | 2217.9956 | 2001.471
2020-09-30 | 9 | 3 | 2020 | 1749.0895 | 1664.6656 | 1520.8479 | 1458.9993 | 1418.2103 | 1418.6556 | 1475.2436 | 1358.9921 | 914.9003 | 599.8436 | 390.3399 | 300.9795 | 283.3143 | 335.453 | 509.5466 | 712.1315 | 1056.8049 | 1674.3093 | 2283.1745 | 2404.2273 | 2485.0193 | 2446.023 | 2325.5581 | 2109.692
2020-10-01 | 10 | 4 | 2020 | 1869.1847 | 1599.5545 | 1491.6744 | 1430.1412 | 1387.699 | 1357.182 | 1397.5719 | 1353.5584 | 846.3225 | 463.2797 | 309.3629 | 272.4727 | 283.6092 | 370.8181 | 548.8956 | 822.3505 | 1331.597 | 1994.2838 | 2341.4944 | 2484.7741 | 2561.8031 | 2481.035 | 2314.8917 | 2038.1703
2020-10-02 | 10 | 5 | 2020 | 1759.8723 | 1572.9447 | 1431.3288 | 1384.8984 | 1355.8959 | 1353.5716 | 1445.4146 | 1519.8405 | 1048.5531 | 626.2785 | 422.2142 | 367.9089 | 355.3448 | 401.1629 | 566.6223 | 816.8056 | 1304.5805 | 1987.2758 | 2351.1142 | 2517.325 | 2576.6848 | 2490.9744 | 2325.7459 | 2049.746
2020-10-03 | 10 | 6 | 2020 | 1761.5279 | 1452.5605 | 1350.3695 | 1312.5412 | 1286.0556 | 1299.8712 | 1398.5372 | 1437.2873 | 984.4443 | 549.0178 | 324.5611 | 237.4622 | 185.4807 | 224.7387 | 377.7579 | 607.217 | 1052.894 | 1704.1228 | 2066.4394 | 2299.6223 | 2368.0647 | 2313.9362 | 2119.377 | 1847.379
2020-10-04 | 10 | 7 | 2020 | 1591.5579 | 1411.9566 | 1390.5873 | 1348.6604 | 1311.1644 | 1297.8078 | 1336.1933 | 1260.9423 | 745.7541 | 329.6012 | 137.4712 | 44.2715 | 0.074472 | 17.2836 | 156.3797 | 371.1387 | 818.1559 | 1480.2231 | 1866.6687 | 2158.4659 | 2203.3374 | 2161.0168 | 1992.4784 | 1759.7329
2020-10-05 | 10 | 1 | 2020 | 1534.4208 | 1661.5457 | 1555.5479 | 1487.417 | 1441.5881 | 1428.8515 | 1517.0328 | 1583.3933 | 1122.4275 | 747.5871 | 593.9484 | 572.9889 | 585.7312 | 684.0282 | 909.3953 | 1227.5366 | 1767.6368 | 2383.471 | 2683.7171 | 2750.9323 | 2777.8377 | 2672.1709 | 2496.7256 | 2188.3504
2020-10-06 | 10 | 2 | 2020 | 1872.519 | 1498.6459 | 1455.1315 | 1397.3717 | 1365.2127 | 1356.1288 | 1432.9765 | 1457.4675 | 987.6058 | 602.5185 | 403.0814 | 329.8757 | 312.3537 | 361.8098 | 523.764 | 763.7784 | 1231.9539 | 1884.7448 | 2233.0726 | 2395.8607 | 2445.1873 | 2359.3131 | 2204.7984 | 1927.3985
2020-10-07 | 10 | 3 | 2020 | 1646.1871 | 1542.3856 | 1452.7562 | 1395.079 | 1365.175 | 1365.6048 | 1456.0835 | 1482.5308 | 1040.4668 | 643.7178 | 432.8256 | 342.7563 | 287.9625 | 314.2181 | 462.6074 | 691.0371 | 1155.6184 | 1802.9685 | 2151.0989 | 2333.1269 | 2415.1104 | 2336.451 | 2203.4032 | 1951.6767
2020-10-08 | 10 | 4 | 2020 | 1694.8845 | 1493.8425 | 1458.2809 | 1419.0759 | 1395.9584 | 1397.7686 | 1489.2139 | 1551.8606 | 1100.6834 | 692.9207 | 439.3365 | 291.8151 | 215.8952 | 218.4608 | 335.6638 | 566.2806 | 1032.6349 | 1684.9007 | 2073.7315 | 2247.2027 | 2334.8085 | 2260.6073 | 2130.4385 | 1898.3033
2020-10-09 | 10 | 5 | 2020 | 1641.5641 | 1521.6383 | 1432.0713 | 1381.7643 | 1349.5579 | 1345.4278 | 1436.6205 | 1477.6619 | 1029.9713 | 610.4094 | 373.3907 | 274.7615 | 214.5906 | 235.4602 | 372.5129 | 604.8919 | 1098.3661 | 1802.0528 | 2207.7535 | 2387.1528 | 2462.8707 | 2373.7389 | 2219.3026 | 1942.4105
2020-10-10 | 10 | 6 | 2020 | 1673.7098 | 1409.0666 | 1385.2398 | 1342.3433 | 1305.8344 | 1301.7115 | 1355.3771 | 1289.2783 | 817.638 | 402.772 | 163.4487 | 40.4065 | -16.8102 | -38.1475 | 76.7033 | 298.9074 | 750.5045 | 1438.3206 | 1867.1129 | 2122.0967 | 2167.7124 | 2130.844 | 1983.2655 | 1770.6298
2020-10-11 | 10 | 7 | 2020 | 1544.8722 | 1400.8847 | 1327.6042 | 1286.8632 | 1264.5238 | 1269.8879 | 1369.1282 | 1401.0933 | 949.7739 | 536.078 | 287.7428 | 151.0082 | 76.9447 | 53.1208 | 157.1456 | 373.0521 | 822.6467 | 1513.0449 | 1932.5976 | 2163.2611 | 2195.7464 | 2165.6034 | 1998.6029 | 1759.8796
2020-10-12 | 10 | 1 | 2020 | 1533.7511 | 1629.855 | 1527.8298 | 1463.731 | 1419.1717 | 1396.3568 | 1445.5571 | 1419.5724 | 945.4126 | 577.077 | 395.1449 | 357.2078 | 364.5133 | 412.0038 | 576.9866 | 846.7839 | 1362.5276 | 2075.4217 | 2468.0546 | 2574.22 | 2626.2399 | 2534.3295 | 2377.5592 | 2106.877
2020-10-13 | 10 | 2 | 2020 | 1820.5238 | 1630.5153 | 1537.5238 | 1458.7892 | 1420.7498 | 1410.1779 | 1476.0338 | 1506.737 | 1041.6597 | 656.3741 | 479.9258 | 434.7889 | 414.3239 | 464.5404 | 623.1384 | 893.3586 | 1430.2882 | 2129.8806 | 2518.8246 | 2607.5888 | 2629.9821 | 2540.096 | 2387.8367 | 2121.3254
2020-10-14 | 10 | 3 | 2020 | 1836.0653 | 1716.0117 | 1476.0644 | 1414.86 | 1383.2642 | 1367.9654 | 1469.5632 | 1518.0802 | 1065.471 | 683.5131 | 520.5686 | 493.9869 | 512.7608 | 572.7984 | 790.8064 | 1152.9865 | 1762.7204 | 2494.0252 | 2781.4817 | 2831.3459 | 2845.0921 | 2731.646 | 2567.4069 | 2260.7327
2020-10-15 | 10 | 4 | 2020 | 1941.3715 | 1424.4153 | 1343.6835 | 1297.7945 | 1274.6101 | 1280.8433 | 1383.6445 | 1451.7765 | 1049.5967 | 676.9204 | 474.3636 | 390.5121 | 340.3504 | 358.1402 | 472.3054 | 686.1239 | 1118.995 | 1729.6115 | 2057.0836 | 2275.6329 | 2319.5355 | 2232.2729 | 2078.7423 | 1804.9029
2020-10-16 | 10 | 5 | 2020 | 1562.5188 | 1426.898 | 1370.362 | 1331.7775 | 1307.7322 | 1309.7313 | 1390.3623 | 1423.174 | 1014.4395 | 657.0433 | 462.8657 | 371.3996 | 316.4661 | 320.9286 | 416.295 | 636.8025 | 1058.5368 | 1666.3035 | 1999.5653 | 2215.9509 | 2261.4728 | 2187.1718 | 2044.7893 | 1791.7451
2020-10-17 | 10 | 6 | 2020 | 1558.9284 | 1398.2611 | 1363.3213 | 1316.747 | 1282.9032 | 1270.7507 | 1304.7101 | 1209.2783 | 743.259 | 421.2371 | 239.2119 | 132.5727 | 60.8679 | 38.6182 | 98.3369 | 314.3058 | 743.8231 | 1393.1272 | 1731.322 | 1956.469 | 2069.946 | 2052.3575 | 1924.4507 | 1737.0949
2020-10-18 | 10 | 7 | 2020 | 1543.1918 | 1404.7372 | 1364.9442 | 1324.7656 | 1294.1075 | 1275.9789 | 1303.2652 | 1227.2118 | 751.0835 | 412.1107 | 264.7648 | 200.7472 | 149.6267 | 145.7817 | 235.4793 | 440.5324 | 839.4695 | 1492.9712 | 1841.939 | 2111.1195 | 2177.8328 | 2142.6966 | 1977.2491 | 1754.37
2020-10-19 | 10 | 1 | 2020 | 1535.2319 | 1446.8181 | 1367.6562 | 1329.5717 | 1298.5716 | 1300.3511 | 1393.7167 | 1451.836 | 1058.9924 | 712.3876 | 513.4496 | 409.8193 | 343.0982 | 338.0532 | 426.6908 | 649.5539 | 1084.3005 | 1700.866 | 2021.7787 | 2233.0479 | 2315.0014 | 2229.2975 | 2081.4462 | 1815.0841
2020-10-20 | 10 | 2 | 2020 | 1576.1162 | 1445.0573 | 1357.7904 | 1302.5771 | 1276.9677 | 1281.3706 | 1362.5479 | 1395.7634 | 971.548 | 615.3166 | 425.353 | 339.034 | 284.8377 | 307.0273 | 418.9549 | 648.9259 | 1080.2142 | 1700.2807 | 2024.5573 | 2258.3388 | 2319.0274 | 2234.9603 | 2090.6314 | 1827.5407
2020-10-21 | 10 | 3 | 2020 | 1587.0855 | 1523.1922 | 1429.6321 | 1371.7169 | 1337.9443 | 1338.0416 | 1397.2541 | 1423.065 | 994.2287 | 654.3257 | 476.5245 | 399.22 | 356.1071 | 363.6409 | 487.4836 | 725.2894 | 1166.0572 | 1788.5412 | 2113.8443 | 2285.4495 | 2317.147 | 2246.2986 | 2137.2196 | 1909.5011
2020-10-22 | 10 | 4 | 2020 | 1667.0047 | 1420.6489 | 1349.6441 | 1301.7298 | 1275.2146 | 1289.8721 | 1378.9917 | 1449.2359 | 1035.8594 | 564.1541 | 289.9353 | 167.5352 | 89.8401 | 63.7471 | 130.5225 | 368.0329 | 851.2694 | 1525.5412 | 1899.1964 | 2161.5315 | 2205.6738 | 2146.035 | 2021.3298 | 1788.3857
2020-10-23 | 10 | 5 | 2020 | 1551.3933 | 1449.2003 | 1388.7812 | 1345.978 | 1319.9613 | 1313.0033 | 1355.4107 | 1342.4633 | 894.4937 | 491.8091 | 248.9878 | 125.7707 | 57.2448 | 60.4375 | 86.252 | 346.1499 | 847.6303 | 1538.8921 | 1903.1924 | 2109.9346 | 2209.7387 | 2154.3722 | 2026.468 | 1806.083
2020-10-24 | 10 | 6 | 2020 | 1585.0439 | 1393.7258 | 1359.1691 | 1306.2853 | 1276.087 | 1269.0717 | 1322.165 | 1267.3964 | 814.5342 | 390.9577 | 155.5605 | 38.9664 | -16.1393 | -34.5127 | 30.5465 | 285.6044 | 764.052 | 1469.572 | 1843.0652 | 2061.4676 | 2151.8003 | 2114.724 | 1949.6079 | 1733.9313
2020-10-25 | 10 | 7 | 2020 | 1529.0583 | 1377.4534 | 1385.2429 | 1323.9311 | 1296.6449 | 1288.0662 | 1307.4738 | 1215.5446 | 740.6389 | 332.2762 | 126.0265 | 42.4617 | -24.8705 | -48.085 | 3.3408 | 231.2592 | 711.4006 | 1417.8612 | 1822.759 | 2079.2351 | 2111.0887 | 2077.2101 | 1919.2243 | 1707.9865
2020-10-26 | 10 | 1 | 2020 | 1500.3905 | 1494.9239 | 1387.8628 | 1340.9037 | 1318.583 | 1314.1274 | 1390.5348 | 1419.285 | 997.9937 | 555.3751 | 297.5377 | 198.4375 | 122.2894 | 99.4499 | 161.7108 | 415.4375 | 913.1433 | 1603.7272 | 1985.2645 | 2210.7139 | 2301.7887 | 2232.4388 | 2110.0809 | 1876.2232
2020-10-27 | 10 | 2 | 2020 | 1622.4513 | 1407.1954 | 1361.4308 | 1313.1492 | 1294.6317 | 1280.8825 | 1385.0045 | 1453.63 | 1046.5321 | 582.8515 | 315.7633 | 186.8996 | 109.4347 | 88.137 | 148.9028 | 408.5164 | 895.0907 | 1582.6705 | 1943.1521 | 2147.6892 | 2237.2183 | 2172.1428 | 2028.393 | 1777.2325
2020-10-28 | 10 | 3 | 2020 | 1537.7542 | 1430.74 | 1362.2836 | 1329.6075 | 1301.2075 | 1301.7261 | 1405.2587 | 1471.32 | 1047.936 | 585.1073 | 327.7732 | 218.091 | 163.0732 | 141.8954 | 211.2185 | 472.6142 | 963.2378 | 1637.5659 | 2005.3926 | 2243.4821 | 2290.7082 | 2206.7298 | 2065.0536 | 1808.5663
2020-10-29 | 10 | 4 | 2020 | 1573.8067 | 1446.4571 | 1367.5631 | 1327.5518 | 1301.2069 | 1294.1205 | 1405.6682 | 1438.7026 | 942.2582 | 507.66 | 262.4051 | 154.2546 | 95.1194 | 85.6144 | 154.7975 | 417.5625 | 910.9936 | 1596.7626 | 1975.6238 | 2213.3831 | 2271.0784 | 2198.3817 | 2079.5608 | 1829.0782
2020-10-30 | 10 | 5 | 2020 | 1596.5515 | 1413.457 | 1353.5098 | 1305.1314 | 1279.9439 | 1294.2352 | 1385.9138 | 1458.2207 | 1060.6254 | 592.4524 | 321.0626 | 192.9026 | 125.1769 | 104.4905 | 180.629 | 434.6217 | 919.6393 | 1611.4682 | 1995.0903 | 2205.6064 | 2262.0866 | 2192.4743 | 2057.7009 | 1801.8704
2020-10-31 | 10 | 6 | 2020 | 1557.5568 | 1394.5933 | 1359.7591 | 1307.1435 | 1277.2116 | 1270.2254 | 1322.9912 | 1268.8938 | 819.0334 | 394.5098 | 159.2751 | 42.1195 | -12.2847 | -29.7195 | 32.6717 | 287.7717 | 767.8683 | 1475.1245 | 1846.4751 | 2063.6803 | 2153.4135 | 2115.9087 | 1950.8968 | 1735.048
2020-11-01 | 11 | 7 | 2020 | 1529.6861 | 1457.7165 | 1247.9028 | 1204.5706 | 1191.6275 | 1221.5948 | 1300.9642 | 1010.9844 | 436.1778 | 160.5224 | 13.5281 | -53.8125 | -94.5505 | -33.0442 | 207.5304 | 824.6892 | 1427.6224 | 1778.4452 | 2164.4128 | 2173.2349 | 2096.0372 | 2034.8396 | 1860.3679 | 1627.8344
2020-11-02 | 11 | 1 | 2020 | 1528.7507 | 1389.4094 | 1293.3639 | 1230.3601 | 1195.289 | 1201.6233 | 1258.4493 | 982.3202 | 424.5583 | 166.9378 | 37.1094 | 24.8108 | 0.73978 | 69.0473 | 344.1001 | 971.6701 | 1608.0788 | 1946.4128 | 2293.4039 | 2291.6967 | 2205.8093 | 2119.9322 | 1978.1097 | 1721.4419
2020-11-03 | 11 | 2 | 2020 | 1466.9526 | 1354.3769 | 1262.3651 | 1217.382 | 1187.8619 | 1214.3031 | 1300.479 | 1032.8154 | 457.5261 | 156.7748 | -29.4051 | -43.989 | -70.7267 | 5.1226 | 282.5322 | 905.9516 | 1528.5903 | 1845.9828 | 2229.1897 | 2247.9106 | 2179.1914 | 2075.0004 | 1917.9039 | 1650.6371
2020-11-04 | 11 | 3 | 2020 | 1458.9297 | 1320.5536 | 1231.969 | 1184.438 | 1147.8935 | 1175.4463 | 1248.9542 | 1001.088 | 433.8341 | 117.5845 | -40.7957 | -63.9606 | -86.7949 | -5.0767 | 256.1551 | 878.4199 | 1486.0721 | 1824.012 | 2230.9144 | 2263.1489 | 2194.6838 | 2094.1046 | 1941.4973 | 1658.3641
2020-11-05 | 11 | 4 | 2020 | 1461.466 | 1356.5188 | 1273.6332 | 1220.9619 | 1207.4933 | 1215.2545 | 1296.1258 | 1029.9538 | 456.8309 | 172.2208 | 9.9399 | -43.4958 | -63.4882 | -5.7887 | 261.7855 | 862.7397 | 1494.8177 | 1841.8196 | 2229.2276 | 2247.2411 | 2179.7839 | 2071.9606 | 1907.8768 | 1646.0847
2020-11-06 | 11 | 5 | 2020 | 1451.8478 | 1321.3237 | 1230.3645 | 1183.1826 | 1160.9588 | 1185.5822 | 1263.4986 | 991.7343 | 419.4312 | 117.9695 | -23.1199 | -67.1775 | -94.217 | -22.8165 | 241.4456 | 862.0157 | 1485.245 | 1808.5699 | 2189.7862 | 2192.3367 | 2120.0269 | 2012.3536 | 1870.7008 | 1631.7947
2020-11-07 | 11 | 6 | 2020 | 1399.747 | 1344.8019 | 1251.6241 | 1198.4804 | 1174.7303 | 1177.8389 | 1191.2804 | 797.2276 | 197.9696 | -74.5221 | -201.9691 | -243.0434 | -256.554 | -211.8259 | 18.2406 | 643.5578 | 1241.0658 | 1563.7088 | 1984.7013 | 2016.5364 | 1949.7031 | 1885.7687 | 1726.1554 | 1558.3841
2020-11-08 | 11 | 7 | 2020 | 1438.2667 | 1370.3493 | 1275.7037 | 1215.8868 | 1177.0391 | 1166.4031 | 1153.4939 | 751.7652 | 153.0615 | -110.6617 | -222.4532 | -239.7782 | -249.9002 | -179.9648 | 86.4114 | 702.263 | 1302.036 | 1665.4433 | 2105.8956 | 2146.188 | 2097.2336 | 2035.8437 | 1863.7678 | 1621.2293
2020-11-09 | 11 | 1 | 2020 | 1538.9456 | 1368.6818 | 1263.9231 | 1210.3205 | 1174.3755 | 1187.2477 | 1258.6761 | 974.3136 | 468.3726 | 248.0588 | 183.2387 | 208.7423 | 238.4246 | 354.7839 | 678.3051 | 1320.2318 | 1939.4578 | 2167.8266 | 2446.325 | 2422.9202 | 2324.4269 | 2203.8335 | 2048.6409 | 1761.762
2020-11-10 | 11 | 2 | 2020 | 1483.5907 | 1347.3114 | 1249.4246 | 1194.4537 | 1157.9828 | 1173.5965 | 1235.6188 | 971.6168 | 457.7126 | 202.4688 | 102.8125 | 89.2531 | 86.9987 | 168.3383 | 482.8843 | 1091.4225 | 1713.4963 | 1979.8249 | 2321.3649 | 2329.0085 | 2246.362 | 2142.4681 | 1980.8197 | 1694.9625
2020-11-11 | 11 | 3 | 2020 | 1477.2608 | 1353.2032 | 1266.9751 | 1212.7205 | 1179.2605 | 1198.1797 | 1262.0238 | 949.225 | 394.2115 | 143.1368 | 43.0785 | 7.9792 | 8.1013 | 63.4512 | 328.2428 | 951.5993 | 1570.9956 | 1861.7079 | 2208.2151 | 2219.3522 | 2141.5729 | 2042.9646 | 1905.6043 | 1665.3654
2020-11-12 | 11 | 4 | 2020 | 1526.5114 | 1377.4608 | 1270.4675 | 1220.1245 | 1181.5768 | 1182.6085 | 1234.0068 | 962.8154 | 431.0059 | 182.2151 | 103.665 | 128.8024 | 178.9926 | 277.1187 | 595.9663 | 1240.7488 | 1868.6267 | 2090.6501 | 2381.5457 | 2355.4671 | 2269.9747 | 2172.1997 | 2028.8658 | 1752.0771
2020-11-13 | 11 | 5 | 2020 | 1375.4781 | 1307.3601 | 1233.7554 | 1193.1744 | 1184.9008 | 1235.1968 | 1362.5102 | 1038.1387 | 461.6481 | 177.8108 | 57.2932 | 28.3073 | 17.2546 | 95.9433 | 369.7096 | 962.8566 | 1539.1617 | 1793.0554 | 2128.5923 | 2137.6675 | 2049.8067 | 1909.695 | 1727.1521 | 1524.5847
2020-11-14 | 11 | 6 | 2020 | 1403.4444 | 1332.3696 | 1229.2423 | 1207.6748 | 1185.2075 | 1178.9672 | 1182.1959 | 781.3875 | 203.9987 | -77.7806 | -200.9573 | -222.0279 | -196.1761 | -144.9296 | 138.6113 | 746.8857 | 1339.9127 | 1661.1196 | 2072.533 | 2087.7884 | 2011.7144 | 1932.6472 | 1751.4868 | 1567.5264
2020-11-15 | 11 | 7 | 2020 | 1451.8601 | 1348.3561 | 1254.023 | 1205.2607 | 1177.6967 | 1176.8782 | 1173.2079 | 785.5201 | 223.1423 | -15.9938 | -83.2935 | -102.483 | -139.6595 | -83.6953 | 139.3132 | 741.2289 | 1328.8502 | 1638.2402 | 2053.3238 | 2089.7681 | 2040.7895 | 1988.8335 | 1829.5202 | 1617.4012
2020-11-16 | 11 | 1 | 2020 | 1517.3446 | 1370.7784 | 1271.5804 | 1219.9118 | 1183.8068 | 1187.8145 | 1230.8607 | 954.3298 | 456.4035 | 222.162 | 118.7839 | 59.2809 | 18.3097 | 78.8714 | 334.7519 | 925.018 | 1533.1896 | 1849.1966 | 2221.9586 | 2233.236 | 2172.7487 | 2082.5783 | 1948.6454 | 1698.3762
2020-11-17 | 11 | 2 | 2020 | 1476.5182 | 1325.7552 | 1243.0727 | 1189.463 | 1159.0907 | 1163.5641 | 1201.6647 | 914.9243 | 412.7407 | 191.799 | 101.4585 | 67.8567 | 55.3059 | 115.0611 | 383.1036 | 987.6241 | 1583.6151 | 1867.7657 | 2245.5158 | 2268.3309 | 2193.2731 | 2089.0523 | 1934.7509 | 1671.5674
2020-11-18 | 11 | 3 | 2020 | 1470.1135 | 1321.5393 | 1244.2187 | 1201.5231 | 1173.5516 | 1195.9688 | 1279.5084 | 1037.7302 | 528.3679 | 272.2389 | 158.1453 | 99.797 | 55.7161 | 106.6476 | 366.9603 | 965.5496 | 1564.5209 | 1856.7095 | 2234.5658 | 2252.1092 | 2188.6528 | 2085.6456 | 1934.5354 | 1664.8969
2020-11-19 | 11 | 4 | 2020 | 1479.3866 | 1365.3115 | 1280.5644 | 1223.9945 | 1183.6555 | 1185.0281 | 1223.0929 | 937.2109 | 409.2053 | 154.578 | 66.7313 | 52.3451 | 43.391 | 126.6161 | 408.7163 | 1015.4919 | 1641.6271 | 1902.4158 | 2256.2615 | 2263.0828 | 2186.7517 | 2087.92 | 1944.9513 | 1678.807
2020-11-20 | 11 | 5 | 2020 | 1472.2685 | 1355.0591 | 1263.1089 | 1211.5451 | 1188.5955 | 1208.7761 | 1283.9234 | 1012.2671 | 509.5622 | 252.8289 | 166.2039 | 125.8665 | 64.5674 | 100.7133 | 343.0323 | 931.4334 | 1528.1463 | 1821.26 | 2191.4262 | 2204.0149 | 2137.3454 | 2030.9586 | 1892.6173 | 1655.9495
2020-11-21 | 11 | 6 | 2020 | 1426.3691 | 1325.0474 | 1242.3784 | 1188.7133 | 1157.768 | 1152.6638 | 1140.9803 | 774.8404 | 233.2936 | -18.2194 | -105.8724 | -138.2259 | -161.4938 | -118.3216 | 92.5274 | 691.0102 | 1280.5017 | 1602.9761 | 2026.1415 | 2057.0161 | 2000.2067 | 1951.8175 | 1803.7541 | 1607.1047
2020-11-22 | 11 | 7 | 2020 | 1417.8561 | 1329.5764 | 1242.6804 | 1193.4238 | 1158.3137 | 1155.1452 | 1152.9726 | 769.0991 | 234.1706 | -7.8064 | -133.5637 | -162.6647 | -191.1997 | -132.4115 | 130.2945 | 741.0215 | 1353.0809 | 1677.7673 | 2094.6005 | 2124.205 | 2052.8687 | 1983.8732 | 1803.9043 | 1587.1996
2020-11-23 | 11 | 1 | 2020 | 1507.905 | 1336.9417 | 1257.1534 | 1212.8177 | 1193.5265 | 1222.2901 | 1297.1511 | 1069.1263 | 584.803 | 301.1515 | 137.5274 | 87.7411 | 44.8255 | 87.8611 | 360.2813 | 986.9249 | 1617.011 | 1911.0893 | 2282.6105 | 2297.5458 | 2217.3419 | 2116.797 | 1963.6953 | 1701.0487
2020-11-24 | 11 | 2 | 2020 | 1489.8954 | 1339.0235 | 1251.3844 | 1201.6848 | 1169.847 | 1188.817 | 1259.7152 | 1029.0389 | 560.5098 | 285.224 | 121.7403 | 55.0903 | -5.7542 | 27.2295 | 300.9875 | 927.6973 | 1559.4324 | 1875.3585 | 2264.6586 | 2296.6675 | 2224.7915 | 2134.8387 | 1981.8121 | 1697.3455
2020-11-25 | 11 | 3 | 2020 | 1473.3885 | 1345.7282 | 1249.8549 | 1182.8345 | 1141.8899 | 1187.441 | 1252.9998 | 991.0571 | 552.4062 | 289.3832 | 127.8809 | 48.091 | 12.8693 | 75.1188 | 326.8213 | 932.4658 | 1581.7693 | 1878.2112 | 2250.8502 | 2267.6426 | 2192.8418 | 2087.7785 | 1934.2072 | 1663.3809
2020-11-26 | 11 | 4 | 2020 | 1408.6245 | 1382.0066 | 1272.8547 | 1218.2289 | 1190.2191 | 1182.6288 | 1177.2486 | 824.335 | 286.2759 | 52.3557 | -32.4381 | -57.8488 | -88.5384 | -54.4793 | 172.4638 | 757.5644 | 1345.2153 | 1569.2819 | 1858.9474 | 1852.3013 | 1804.5901 | 1744.5711 | 1683.3922 | 1556.6404
2020-11-27 | 11 | 5 | 2020 | 1441.337 | 1312.7241 | 1233.5439 | 1184.7053 | 1158.1919 | 1179.0922 | 1236.4642 | 930.2296 | 392.4409 | 175.8965 | 37.6505 | -0.15471 | -35.6156 | 6.0498 | 251.1679 | 871.2243 | 1482.2289 | 1760.1644 | 2136.9149 | 2150.3893 | 2053.8097 | 1967.0237 | 1836.052 | 1613.5615
2020-11-28 | 11 | 6 | 2020 | 1416.602 | 1336.0844 | 1240.2758 | 1204.6909 | 1179.4367 | 1168.9613 | 1183.5919 | 829.1883 | 280.9494 | 20.4005 | -101.4248 | -139.7748 | -169.2244 | -131.2659 | 120.0602 | 732.0285 | 1326.9265 | 1637.6204 | 2005.1737 | 2008.5814 | 1943.3227 | 1888.9298 | 1748.058 | 1579.334
2020-11-29 | 11 | 7 | 2020 | 1419.0271 | 1328.5543 | 1242.0256 | 1192.9395 | 1158.1001 | 1155.1217 | 1153.6364 | 771.94 | 237.8046 | -6.47 | -131.4194 | -160.5284 | -189.5827 | -130.6665 | 132.3122 | 744.8175 | 1354.2837 | 1678.8451 | 2094.7795 | 2124.7163 | 2053.5611 | 1982.9534 | 1803.3908 | 1587.5951
2020-11-30 | 11 | 1 | 2020 | 1480.6208 | 1374.0122 | 1268.8902 | 1210.253 | 1159.3595 | 1128.2266 | 1114.2989 | 776.624 | 226.7877 | -11.8063 | -109.3179 | -127.8522 | -170.149 | -126.1349 | 141.7609 | 771.4952 | 1419.2448 | 1718.9897 | 2111.454 | 2117.1179 | 2037.7216 | 1950.1825 | 1836.8154 | 1634.1012
2020-12-01 | 12 | 2 | 2020 | 1636.7095 | 1457.3646 | 1358.8635 | 1311.2418 | 1272.9625 | 1288.0541 | 1403.7456 | 1425.2536 | 1001.8885 | 635.0207 | 405.6039 | 302.3349 | 238.9271 | 302.1106 | 540.6845 | 1074.6895 | 1631.3058 | 1985.246 | 2371.6656 | 2403.2217 | 2362.6979 | 2283.8877 | 2178.2237 | 1913.5209
2020-12-02 | 12 | 3 | 2020 | 1641.0058 | 1460.1532 | 1374.4619 | 1316.4478 | 1278.7342 | 1305.9742 | 1422.2191 | 1475.1316 | 1061.7843 | 662.9064 | 448.623 | 347.6717 | 287.3404 | 345.5747 | 576.5297 | 1093.8511 | 1658.9162 | 2031.5084 | 2391.6542 | 2423.8868 | 2378.7517 | 2309.9801 | 2195.8202 | 1923.019
2020-12-03 | 12 | 4 | 2020 | 1623.1041 | 1478.2276 | 1390.8971 | 1332.9841 | 1299.7208 | 1309.121 | 1424.0021 | 1419.001 | 987.8506 | 622.297 | 378.3102 | 268.9662 | 210.9976 | 263.6017 | 506.8108 | 1018.255 | 1568.4265 | 1942.107 | 2317.6323 | 2371.7717 | 2358.2974 | 2277.9593 | 2168.0079 | 1878.1792
2020-12-04 | 12 | 5 | 2020 | 1636.0436 | 1501.5181 | 1407.4781 | 1341.2249 | 1299.4376 | 1310.4366 | 1391.3709 | 1325.577 | 895.943 | 559.2938 | 372.8276 | 270.8243 | 222.8802 | 286.6531 | 495.1221 | 1002.928 | 1555.8402 | 1926.1605 | 2303.7332 | 2336.0194 | 2289.8416 | 2229.2899 | 2136.5288 | 1892.4667
2020-12-05 | 12 | 6 | 2020 | 1590.8277 | 1470.6173 | 1369.6433 | 1313.3076 | 1273.2899 | 1270.7751 | 1324.5212 | 1169.9406 | 694.7999 | 382.7446 | 213.4271 | 130.1531 | 78.573 | 134.492 | 337.4662 | 846.7951 | 1374.6685 | 1740.5024 | 2136.7099 | 2182.647 | 2149.8921 | 2126.4426 | 2010.136 | 1805.299
2020-12-06 | 12 | 7 | 2020 | 1621.4086 | 1501.4395 | 1395.4825 | 1340.0741 | 1310.6339 | 1318.3932 | 1366.2282 | 1233.3646 | 760.1085 | 464.2807 | 270.8199 | 199.435 | 143.8128 | 188.6722 | 384.3775 | 893.8374 | 1421.9798 | 1807.6009 | 2221.2535 | 2256.287 | 2216.6712 | 2188.0923 | 2068.4702 | 1843.3188
2020-12-07 | 12 | 1 | 2020 | 1644.7502 | 1492.7521 | 1394.0252 | 1332.9554 | 1289.2921 | 1320.5119 | 1443.4401 | 1484.8519 | 1051.3917 | 631.6467 | 404.7007 | 320.9551 | 269.2702 | 312.6985 | 553.8716 | 1090.0377 | 1648.0816 | 2041.5167 | 2403.3961 | 2433.4365 | 2387.951 | 2309.208 | 2181.1777 | 1917.249
2020-12-08 | 12 | 2 | 2020 | 1622.6114 | 1453.9181 | 1368.7168 | 1315.727 | 1271.1765 | 1299.1701 | 1422.2396 | 1449.0867 | 1031.6581 | 618.6991 | 393.6583 | 301.569 | 250.8059 | 311.6249 | 540.9449 | 1088.813 | 1619.3555 | 2004.2998 | 2405.9574 | 2465.5245 | 2413.5906 | 2333.3807 | 2195.7139 | 1897.5128
2020-12-09 | 12 | 3 | 2020 | 1654.426 | 1478.7946 | 1389.848 | 1325.7179 | 1290.1884 | 1313.0729 | 1429.9532 | 1443.8221 | 1040.0413 | 651.2732 | 448.9096 | 376.8345 | 327.1345 | 373.167 | 592.7245 | 1121.4535 | 1673.5669 | 2030.8864 | 2406.7638 | 2446.4151 | 2404.9557 | 2331.9568 | 2214.8728 | 1936.9915
2020-12-10 | 12 | 4 | 2020 | 1669.7012 | 1510.451 | 1412.9973 | 1354.078 | 1322.3033 | 1339.9129 | 1466.0155 | 1504.5231 | 1085.0508 | 663.942 | 421.5623 | 323.8321 | 257.8945 | 316.1446 | 534.0604 | 1055.6009 | 1603.1139 | 1990.8109 | 2395.2392 | 2451.3646 | 2416.0018 | 2351.0643 | 2230.2171 | 1947.1582
2020-12-11 | 12 | 5 | 2020 | 1624.7809 | 1446.9429 | 1347.9218 | 1284.3047 | 1249.4997 | 1273.0556 | 1387.0543 | 1381.6751 | 953.2266 | 560.1611 | 361.0717 | 301.2631 | 258.1172 | 325.2425 | 584.4833 | 1105.0453 | 1636.0075 | 2001.7772 | 2370.3914 | 2401.9529 | 2367.147 | 2286.4702 | 2164.4538 | 1884.7989
2020-12-12 | 12 | 6 | 2020 | 1599.2032 | 1490.8983 | 1378.0374 | 1324.0256 | 1284.0241 | 1281.0762 | 1319.9649 | 1167.7362 | 695.7126 | 371.6893 | 212.2124 | 166.0061 | 109.364 | 168.9869 | 377.666 | 888.9399 | 1411.1383 | 1779.5205 | 2183.9391 | 2206.7874 | 2160.1051 | 2130.9509 | 2012.981 | 1814.1548
2020-12-13 | 12 | 7 | 2020 | 1652.854 | 1521.7892 | 1415.1723 | 1362.3179 | 1339.5894 | 1363.1951 | 1450.9417 | 1361.7948 | 905.6887 | 547.3327 | 333.9302 | 256.2036 | 185.4591 | 224.3402 | 433.0311 | 961.4668 | 1473.3692 | 1846.2915 | 2272.264 | 2329.157 | 2273.1878 | 2252.7799 | 2119.1878 | 1892.7956
2020-12-14 | 12 | 1 | 2020 | 1818.3494 | 1529.2831 | 1427.5639 | 1378.5007 | 1346.1395 | 1375.0189 | 1520.8505 | 1595.2648 | 1167.1798 | 728.0708 | 453.0892 | 370.9843 | 298.2362 | 302.5339 | 512.3679 | 1040.1244 | 1615.1243 | 2033.4544 | 2487.1847 | 2553.1366 | 2525.1494 | 2466.8157 | 2358.2061 | 2103.594
2020-12-15 | 12 | 2 | 2020 | 1643.682 | 1458.5501 | 1358.6694 | 1307.2792 | 1263.0474 | 1288.8881 | 1410.0696 | 1424.6851 | 1063.0104 | 715.2712 | 538.2789 | 517.0148 | 500.1237 | 560.5359 | 767.8717 | 1278.7163 | 1752.8065 | 2066.4019 | 2439.0519 | 2476.3756 | 2432.2113 | 2340.0743 | 2216.8078 | 1924.3573
2020-12-16 | 12 | 3 | 2020 | 1684.4134 | 1475.4421 | 1372.1859 | 1317.9124 | 1278.6735 | 1291.897 | 1410.3938 | 1444.684 | 1081.0024 | 709.8809 | 510.1773 | 493.7237 | 469.2089 | 526.1354 | 740.9452 | 1234.5423 | 1733.4878 | 2071.6855 | 2443.7277 | 2503.6672 | 2468.7171 | 2393.3038 | 2277.4897 | 1986.2334
2020-12-17 | 12 | 4 | 2020 | 1656.4619 | 1472.9151 | 1385.1384 | 1326.7441 | 1290.6952 | 1319.6469 | 1447.4014 | 1507.7519 | 1140.0568 | 740.6495 | 512.715 | 489.044 | 456.6871 | 503.0295 | 715.4783 | 1232.0271 | 1730.3526 | 2059.6989 | 2414.5066 | 2465.4154 | 2418.7306 | 2344.5147 | 2224.3569 | 1938.2743
2020-12-18 | 12 | 5 | 2020 | 1623.9182 | 1459.9111 | 1369.9316 | 1308.472 | 1269.7466 | 1301.3328 | 1422.183 | 1448.7367 | 1081.3798 | 708.4075 | 522.0666 | 498.5127 | 466.88 | 503.4371 | 711.539 | 1213.6827 | 1695.4958 | 2020.0995 | 2381.2899 | 2425.3223 | 2372.7457 | 2285.4224 | 2166.1526 | 1894.9698
2020-12-19 | 12 | 6 | 2020 | 1637.6727 | 1505.2341 | 1404.6767 | 1349.0983 | 1316.0312 | 1317.8605 | 1369.2124 | 1237.1955 | 793.8526 | 472.2391 | 287.9701 | 263.9829 | 258.5634 | 305.6698 | 473.2001 | 996.7611 | 1463.0614 | 1824.8805 | 2244.9791 | 2303.7378 | 2269.6295 | 2253.9165 | 2123.3839 | 1889.65
2020-12-20 | 12 | 7 | 2020 | 1621.7081 | 1485.4627 | 1377.8393 | 1332.6417 | 1304.2772 | 1322.5351 | 1412.2897 | 1312.5715 | 897.0062 | 575.3605 | 404.3703 | 386.8487 | 365.6125 | 382.9092 | 573.1751 | 1058.3406 | 1504.2123 | 1837.5801 | 2261.7749 | 2310.012 | 2252.2277 | 2220.6565 | 2081.8642 | 1850.4529
2020-12-21 | 12 | 1 | 2020 | 1695.0235 | 1491.8722 | 1392.4559 | 1335.8495 | 1303.1069 | 1329.5436 | 1462.8075 | 1534.4627 | 1163.09 | 793.6578 | 590.7875 | 547.252 | 500.3704 | 521.7766 | 728.7564 | 1222.6049 | 1721.3134 | 2073.047 | 2476.864 | 2529.518 | 2497.9712 | 2420.7053 | 2293.3972 | 1994.8196
2020-12-22 | 12 | 2 | 2020 | 1646.1327 | 1495.0521 | 1399.843 | 1337.2448 | 1280.0269 | 1288.765 | 1334.6908 | 1229.5312 | 787.3557 | 450.449 | 252.2125 | 193.3538 | 152.1546 | 210.7329 | 437.9267 | 947.3233 | 1494.8255 | 1893.7158 | 2272.8556 | 2316.3716 | 2276.9445 | 2215.8031 | 2125.18 | 1881.6785
2020-12-23 | 12 | 3 | 2020 | 1635.8079 | 1485.4864 | 1384.8489 | 1323.1121 | 1288.2329 | 1292.5904 | 1368.238 | 1296.4624 | 873.5559 | 494.917 | 276.9864 | 183.738 | 122.7106 | 156.6159 | 367.11 | 891.8432 | 1456.3369 | 1862.6654 | 2284.3011 | 2320.5605 | 2254.1587 | 2190.1434 | 2104.4513 | 1882.9622
2020-12-24 | 12 | 4 | 2020 | 1639.5559 | 1461.8622 | 1352.0439 | 1289.0904 | 1249.1043 | 1268.4204 | 1372.9501 | 1313.0586 | 909.2469 | 581.698 | 408.9497 | 330.62 | 262.7718 | 299.9173 | 530.679 | 1047.031 | 1583.2712 | 1969.8913 | 2344.3563 | 2381.3414 | 2334.5463 | 2253.845 | 2142.7256 | 1895.8413
2020-12-25 | 12 | 5 | 2020 | 1584.4025 | 1536.3454 | 1419.9592 | 1351.2923 | 1298.1262 | 1284.597 | 1319.7137 | 1165.1717 | 710.4075 | 336.2143 | 142.2926 | 40.7992 | -32.0491 | 9.1607 | 220.5724 | 720.2963 | 1267.9689 | 1614.9497 | 2021.211 | 2067.3702 | 2060.2271 | 2031.2998 | 1979.6768 | 1784.165
2020-12-26 | 12 | 6 | 2020 | 1608.3351 | 1489.4201 | 1383.2215 | 1324.496 | 1285.4337 | 1291.522 | 1339.6606 | 1205.6316 | 753.3757 | 393.3446 | 194.2407 | 131.6298 | 71.3017 | 122.0457 | 324.9735 | 833.5866 | 1363.9154 | 1762.3347 | 2209.8886 | 2245.6346 | 2192.6554 | 2163.7837 | 2050.7569 | 1829.7077
2020-12-27 | 12 | 7 | 2020 | 1636.524 | 1509.9525 | 1409.9638 | 1355.2635 | 1317.5135 | 1326.228 | 1388.02 | 1256.6857 | 813.7542 | 537.0759 | 355.2282 | 253.1497 | 186.4493 | 242.0776 | 439.1215 | 932.628 | 1480.4841 | 1906.8226 | 2261.6632 | 2289.5971 | 2237.5679 | 2208.9937 | 2081.618 | 1865.738
2020-12-28 | 12 | 1 | 2020 | 1678.8958 | 1495.5769 | 1406.4902 | 1349.8097 | 1314.8672 | 1333.1552 | 1430.879 | 1379.1987 | 977.5833 | 615.7227 | 390.3414 | 295.889 | 195.2127 | 222.2007 | 426.9161 | 935.6666 | 1481.4414 | 1901.7661 | 2333.4122 | 2384.3287 | 2358.8492 | 2289.5733 | 2190.2347 | 1943.6451
2020-12-29 | 12 | 2 | 2020 | 1646.2632 | 1495.1998 | 1399.8022 | 1337.0759 | 1280.0197 | 1288.8051 | 1334.919 | 1230.2738 | 786.6825 | 449.5552 | 251.7447 | 193.313 | 149.9508 | 209.8442 | 440.1568 | 945.4731 | 1495.218 | 1893.8151 | 2273.1911 | 2317.1903 | 2277.7965 | 2216.4651 | 2125.1286 | 1881.7803
2020-12-30 | 12 | 3 | 2020 | 1637.6795 | 1486.7662 | 1386.1574 | 1324.6777 | 1289.56 | 1293.2928 | 1368.8802 | 1301.9537 | 883.9514 | 506.7425 | 290.0957 | 198.2396 | 136.9996 | 175.4353 | 394.804 | 909.3742 | 1462.3731 | 1868.1166 | 2288.3135 | 2323.2852 | 2256.2322 | 2191.5797 | 2105.7594 | 1885.2673
2020-12-31 | 12 | 4 | 2020 | 1633.4107 | 1489.1598 | 1402.352 | 1332.0185 | 1292.4024 | 1307.9889 | 1398.5298 | 1374.3787 | 977.8715 | 576.4632 | 359.9537 | 268.4929 | 204.7937 | 268.0985 | 509.9528 | 1033.3742 | 1577.2152 | 1970.7929 | 2347.5782 | 2391.6215 | 2353.1955 | 2272.7042 | 2162.0055 | 1890.0912

## Net Load On Peak
DATE | 1 | 2 | 3 | 4 | 5 | 6 | 7 | 8 | 9 | 10 | 11 | 12 | 13 | 14 | 15 | 16 | 17 | 18 | 19 | 20 | 21 | 22 | 23 | 24 | Month | Weekday | Year | Monthly Days | Monthly Avg
2020-01-01 | [6 empty] | 1414.6762 | 1360.1234 | 869.4746 | 428.8047 | 215.509 | 110.428 | 55.1771 | 72.2913 | 260.8711 | 683.2066 | 1308.8759 | 1743.4148 | 2174.2368 | 2265.8566 | 2236.799 | 2162.1934 |  |  | 1 | 3 | 2020 | 31 | 1187.7652
2020-01-02 | [6 empty] | 1500.7395 | 1613.5421 | 1210.9762 | 720.2305 | 471.7266 | 359.8388 | 298.5236 | 350.2783 | 564.945 | 999.8359 | 1638.3747 | 2085.4409 | 2447.0709 | 2501.3004 | 2441.7716 | 2365.539 |  |  | 1 | 4 | 2020 | 31 | 1187.7652
2020-01-03 | [6 empty] | 1400.9541 | 1454.1065 | 1023.8328 | 552.7109 | 318.0047 | 218.8543 | 188.3879 | 244.9876 | 448.2846 | 884.2462 | 1493.7661 | 1907.9573 | 2242.5311 | 2324.4883 | 2276.8302 | 2196.0208 |  |  | 1 | 5 | 2020 | 31 | 1187.7652
2020-01-04 | [6 empty] | 1342.4068 | 1272.3604 | 803.5025 | 388.8695 | 184.9398 | 71.6875 | 10.453 | 58.1485 | 244.3864 | 688.553 | 1280.6875 | 1667.8313 | 2060.1285 | 2183.1292 | 2128.1793 | 2079.4366 |  |  | 1 | 6 | 2020 | 31 | 1187.7652
2020-01-05 | [24 empty] | 1 | 7 | 2020 | 31 | 1187.7652
2020-01-06 | [6 empty] | 1486.911 | 1589.4712 | 1188.6201 | 697.83 | 454.2286 | 335.2914 | 281.2109 | 311.908 | 512.7262 | 953.5512 | 1588.9945 | 2023.2788 | 2398.2199 | 2473.4909 | 2421.045 | 2332.1067 |  |  | 1 | 1 | 2020 | 31 | 1187.7652
2020-01-07 | [6 empty] | 1502.3772 | 1630.9742 | 1206.6848 | 696.8998 | 446.2259 | 319.4295 | 253.8375 | 285.7794 | 483.9309 | 896.5166 | 1501.0396 | 1930.191 | 2329.4097 | 2423.4775 | 2382.3854 | 2295.7801 |  |  | 1 | 2 | 2020 | 31 | 1187.7652
2020-01-08 | [6 empty] | 1469.1808 | 1565.6012 | 1140.6418 | 634.155 | 363.7403 | 238.1517 | 202.4105 | 209.9843 | 403.6904 | 832.9879 | 1460.2901 | 1867.1389 | 2300.0339 | 2389.538 | 2340.19 | 2266.6211 |  |  | 1 | 3 | 2020 | 31 | 1187.7652
2020-01-09 | [6 empty] | 1460.9836 | 1568.8296 | 1147.3974 | 640.6724 | 363.6688 | 248.1953 | 207.0358 | 209.2212 | 392.216 | 824.0704 | 1452.4397 | 1861.6669 | 2294.7045 | 2402.7227 | 2356.1306 | 2273.5069 |  |  | 1 | 4 | 2020 | 31 | 1187.7652
2020-01-10 | [6 empty] | 1386.8002 | 1421.0308 | 969.4019 | 514.378 | 284.4068 | 191.3268 | 162.8546 | 190.4107 | 368.011 | 777.3644 | 1389.6133 | 1802.0546 | 2230.1158 | 2309.184 | 2260.7442 | 2190.1337 |  |  | 1 | 5 | 2020 | 31 | 1187.7652
2020-01-11 | [6 empty] | 1349.4482 | 1270.2409 | 780.2914 | 362.9868 | 145.8326 | 67.0873 | 22.8646 | 51.8898 | 242.8643 | 645.9068 | 1249.0744 | 1650.0733 | 2126.8041 | 2229.327 | 2177.6444 | 2125.5137 |  |  | 1 | 6 | 2020 | 31 | 1187.7652
2020-01-12 | [24 empty] | 1 | 7 | 2020 | 31 | 1187.7652
2020-01-13 | [6 empty] | 1444.1583 | 1544.1532 | 1140.3609 | 682.1166 | 434.6751 | 332.1374 | 283.993 | 304.7385 | 490.0612 | 907.3042 | 1527.7699 | 1941.6466 | 2394.0033 | 2479.3691 | 2432.194 | 2349.9089 |  |  | 1 | 1 | 2020 | 31 | 1187.7652
2020-01-14 | [6 empty] | 1471.2933 | 1512.2753 | 1060.8591 | 599.3682 | 339.0853 | 214.7822 | 165.4777 | 177.9277 | 362.9817 | 776.263 | 1401.6989 | 1819.1519 | 2277.2729 | 2383.0551 | 2352.3656 | 2278.6513 |  |  | 1 | 2 | 2020 | 31 | 1187.7652
2020-01-15 | [6 empty] | 1435.6069 | 1494.7495 | 1080.9611 | 651.3924 | 447.3103 | 383.8963 | 342.8227 | 393.8548 | 582.747 | 975.9614 | 1506.1248 | 1830.8802 | 2278.0137 | 2359.9421 | 2305.6838 | 2232.9933 |  |  | 1 | 3 | 2020 | 31 | 1187.7652
2020-01-16 | [6 empty] | 1436.5454 | 1525.2838 | 1101.8685 | 640.4012 | 429.6218 | 354.9361 | 310.1681 | 350.8264 | 560.0319 | 978.648 | 1514.2836 | 1824.8702 | 2231.796 | 2333.3395 | 2274.3879 | 2199.0366 |  |  | 1 | 4 | 2020 | 31 | 1187.7652
2020-01-17 | [6 empty] | 1394.6322 | 1378.2881 | 935.5029 | 522.6989 | 314.1629 | 258.7701 | 218.2966 | 264.7389 | 460.4189 | 868.3807 | 1408.0447 | 1744.6219 | 2204.055 | 2272.8244 | 2225.5747 | 2147.9007 |  |  | 1 | 5 | 2020 | 31 | 1187.7652
2020-01-18 | [6 empty] | 1303.3645 | 1192.2666 | 702.5298 | 329.1429 | 167.4841 | 125.3996 | 99.051 | 156.4062 | 332.3888 | 727.2641 | 1236.3307 | 1556.979 | 2033.6785 | 2138.1231 | 2094.659 | 2054.5082 |  |  | 1 | 6 | 2020 | 31 | 1187.7652
2020-01-19 | [24 empty] | 1 | 7 | 2020 | 31 | 1187.7652
2020-01-20 | [6 empty] | 1455.826 | 1542.684 | 1139.1314 | 695.0361 | 468.5976 | 390.2837 | 333.4414 | 367.0272 | 557.9688 | 953.8708 | 1492.5773 | 1817.1244 | 2290.2917 | 2364.3271 | 2306.3869 | 2227.001 |  |  | 1 | 1 | 2020 | 31 | 1187.7652
2020-01-21 | [6 empty] | 1497.2154 | 1582.9795 | 1164.4122 | 700.5582 | 460.9224 | 378.4653 | 338.8675 | 380.7344 | 574.6142 | 977.3612 | 1536.6715 | 1873.9727 | 2335.9091 | 2411.1671 | 2369.4043 | 2283.7793 |  |  | 1 | 2 | 2020 | 31 | 1187.7652
2020-01-22 | [6 empty] | 1453.1036 | 1508.5276 | 1065.061 | 580.6303 | 315.2917 | 198.564 | 123.4097 | 152.2337 | 318.2251 | 703.2781 | 1320.0591 | 1786.6636 | 2256.6016 | 2357.0315 | 2315.3658 | 2250.3761 |  |  | 1 | 3 | 2020 | 31 | 1187.7652
2020-01-23 | [6 empty] | 1361.2701 | 1352.3031 | 876.75 | 451.6969 | 238.9056 | 153.1315 | 94.0247 | 139.7342 | 315.8634 | 730.9939 | 1320.5703 | 1751.2486 | 2212.7296 | 2285.9773 | 2235.8517 | 2151.0168 |  |  | 1 | 4 | 2020 | 31 | 1187.7652
2020-01-24 | [6 empty] | 1342.0114 | 1272.6062 | 772.3103 | 377.5343 | 185.6039 | 112.0448 | 69.0252 | 110.394 | 259.006 | 655.4514 | 1257.2346 | 1685.6079 | 2170.6919 | 2249.3642 | 2211.1114 | 2138.683 |  |  | 1 | 5 | 2020 | 31 | 1187.7652
2020-01-25 | [6 empty] | 1371.1525 | 1257.9216 | 759.92 | 337.2246 | 113.1341 | 14.3569 | -45.5388 | -14.0196 | 132.684 | 528.0745 | 1112.189 | 1540.8213 | 2001.4019 | 2126.332 | 2078.298 | 2048.1204 |  |  | 1 | 6 | 2020 | 31 | 1187.7652
2020-01-26 | [24 empty] | 1 | 7 | 2020 | 31 | 1187.7652
2020-01-27 | [6 empty] | 1481.1674 | 1584.6772 | 1162.1127 | 677.7062 | 439.7906 | 331.7089 | 261.5761 | 302.8076 | 459.4779 | 835.5642 | 1426.7875 | 1878.1796 | 2354.4915 | 2417.7729 | 2379.5262 | 2291.7148 |  |  | 1 | 1 | 2020 | 31 | 1187.7652
2020-01-28 | [6 empty] | 1454.9041 | 1551.1358 | 1098.3818 | 599.7968 | 342.9213 | 232.2499 | 175.5407 | 226.3037 | 399.6066 | 788.4094 | 1383.4422 | 1818.385 | 2268.1898 | 2368.2193 | 2318.3046 | 2241.0439 |  |  | 1 | 2 | 2020 | 31 | 1187.7652
2020-01-29 | [6 empty] | 1451.0515 | 1552.525 | 1099.3791 | 597.4573 | 325.6435 | 198.8575 | 144.9648 | 155.7126 | 335.0902 | 749.9059 | 1363.6243 | 1805.1275 | 2239.7137 | 2345.067 | 2284.9157 | 2206.5067 |  |  | 1 | 3 | 2020 | 31 | 1187.7652
2020-01-30 | [6 empty] | 1439.2909 | 1553.4412 | 1106.3534 | 609.9626 | 353.8597 | 221.607 | 155.5841 | 196.322 | 375.0678 | 779.5973 | 1374.43 | 1806.0234 | 2242.4905 | 2360.6966 | 2307.1072 | 2226.3911 |  |  | 1 | 4 | 2020 | 31 | 1187.7652
2020-01-31 | [6 empty] | 1456.5594 | 1557.508 | 1146.8033 | 677.2283 | 430.9691 | 310.1384 | 250.9386 | 276.2933 | 431.4256 | 815.7067 | 1408.22 | 1868.5064 | 2360.1994 | 2415.7598 | 2372.6438 | 2285.5116 |  |  | 1 | 5 | 2020 | 31 | 1187.7652
2020-02-01 | [6 empty] | 1273.2733 | 972.6124 | 441.1507 | 78.982 | -84.9557 | -187.876 | -245.4083 | -253.8252 | -158.1643 | 205.3072 | 878.6281 | 1446.1847 | 1839.9844 | 2110.312 | 2099.6481 | 2064.3364 |  |  | 2 | 6 | 2020 | 29 | 964.1205
2020-02-02 | [24 empty] | 2 | 7 | 2020 | 29 | 964.1205
2020-02-03 | [6 empty] | 1358.5533 | 1266.9233 | 834.7641 | 460.4858 | 266.932 | 185.8009 | 147.3983 | 143.77 | 265.8851 | 650.1372 | 1372.4597 | 1941.8834 | 2268.3537 | 2430.9929 | 2393.4566 | 2306.5323 |  |  | 2 | 1 | 2020 | 29 | 964.1205
2020-02-04 | [6 empty] | 1389.1808 | 1315.6537 | 868.9692 | 459.6018 | 240.3283 | 115.379 | 45.5124 | 16.3938 | 138.5022 | 514.2944 | 1222.0667 | 1817.923 | 2207.0892 | 2395.4206 | 2384.553 | 2301.0121 |  |  | 2 | 2 | 2020 | 29 | 964.1205
2020-02-05 | [6 empty] | 1359.265 | 1276.0397 | 814.9788 | 413.2354 | 175.3537 | 33.6332 | -45.3231 | -48.2193 | 83.9433 | 468.1664 | 1168.7732 | 1730.6666 | 2102.7636 | 2293.009 | 2264.149 | 2193.9937 |  |  | 2 | 3 | 2020 | 29 | 964.1205
2020-02-06 | [6 empty] | 1372.1616 | 1290.5237 | 829.6968 | 413.8027 | 185.7392 | 73.0913 | 4.0673 | 1.1776 | 133.7901 | 513.1137 | 1202.6837 | 1764.1047 | 2126.3888 | 2298.9343 | 2261.9774 | 2185.6719 |  |  | 2 | 4 | 2020 | 29 | 964.1205
2020-02-07 | [6 empty] | 1360.692 | 1277.7603 | 807.2398 | 389.6938 | 140.55 | 0.48916 | -80.0059 | -86.4987 | 42.0327 | 410.8384 | 1109.7195 | 1673.7113 | 2008.9284 | 2202.7878 | 2194.587 | 2114.2007 |  |  | 2 | 5 | 2020 | 29 | 964.1205
2020-02-08 | [6 empty] | 1260.9897 | 1001.4319 | 466.1204 | 155.1884 | 16.4442 | -36.7918 | -108.0095 | -130.1819 | -76.7174 | 274.3348 | 954.367 | 1509.4986 | 1908.6943 | 2140.704 | 2122.1457 | 2089.3711 |  |  | 2 | 6 | 2020 | 29 | 964.1205
2020-02-09 | [24 empty] | 2 | 7 | 2020 | 29 | 964.1205
2020-02-10 | [6 empty] | 1323.6759 | 1167.2851 | 679.8486 | 329.9316 | 156.7937 | 103.6141 | 73.9 | 57.1731 | 147.7776 | 510.9893 | 1239.4971 | 1813.3467 | 2165.35 | 2333.3818 | 2294.0087 | 2207.3236 |  |  | 2 | 1 | 2020 | 29 | 964.1205
2020-02-11 | [6 empty] | 1370.9257 | 1263.3059 | 764.3149 | 337.895 | 121.399 | 35.27 | -26.3595 | -51.7445 | 34.1724 | 398.2818 | 1110.9563 | 1673.0541 | 2069.2019 | 2284.4214 | 2260.3311 | 2186.2534 |  |  | 2 | 2 | 2020 | 29 | 964.1205
2020-02-12 | [6 empty] | 1412.0202 | 1335.324 | 828.866 | 382.7186 | 130.066 | 25.3957 | -56.7265 | -87.929 | -11.3676 | 342.4184 | 1068.4872 | 1655.1586 | 2112.9932 | 2300.2722 | 2282.285 | 2208.8896 |  |  | 2 | 3 | 2020 | 29 | 964.1205
2020-02-13 | [6 empty] | 1357.8503 | 1251.709 | 745.9341 | 331.7474 | 119.1204 | 32.5308 | -36.1882 | -63.6615 | 10.1866 | 366.1194 | 1090.3278 | 1658.5101 | 2052.8958 | 2275.0471 | 2256.4926 | 2181.0981 |  |  | 2 | 4 | 2020 | 29 | 964.1205
2020-02-14 | [6 empty] | 1352.2583 | 1215.8362 | 728.6208 | 336.6485 | 140.4148 | 52.6368 | -10.8782 | -35.2893 | 37.0099 | 378.6922 | 1081.883 | 1641.9608 | 2024.331 | 2240.1629 | 2224.3328 | 2143.3886 |  |  | 2 | 5 | 2020 | 29 | 964.1205
2020-02-15 | [6 empty] | 1243.6737 | 936.8216 | 368.1476 | 70.4856 | -64.5116 | -135.9573 | -220.8701 | -242.9412 | -138.2488 | 224.4285 | 863.7201 | 1397.046 | 1819.4998 | 2057.3314 | 2055.985 | 2032.9273 |  |  | 2 | 6 | 2020 | 29 | 964.1205
2020-02-16 | [24 empty] | 2 | 7 | 2020 | 29 | 964.1205
2020-02-17 | [6 empty] | 1366.4007 | 1185.7797 | 668.4294 | 331.1734 | 169.9861 | 81.6195 | -20.6585 | -36.5572 | 60.6832 | 415.0884 | 1071.2847 | 1595.1256 | 2009.1379 | 2226.0727 | 2212.8234 | 2135.4533 |  |  | 2 | 1 | 2020 | 29 | 964.1205
2020-02-18 | [6 empty] | 1342.9193 | 1243.9696 | 752.2715 | 397.1461 | 230.9837 | 142.1556 | 50.4228 | 30.2244 | 160.9175 | 525.0609 | 1185.8073 | 1733.8367 | 2170.2564 | 2351.2524 | 2323.1276 | 2234.8702 |  |  | 2 | 2 | 2020 | 29 | 964.1205
2020-02-19 | [6 empty] | 1349.1345 | 1240.3118 | 742.5347 | 372.5569 | 184.404 | 104.9919 | 19.8354 | 4.5275 | 137.2387 | 501.4055 | 1173.1027 | 1711.9349 | 2120.4095 | 2320.8189 | 2287.6376 | 2208.0461 |  |  | 2 | 3 | 2020 | 29 | 964.1205
2020-02-20 | [6 empty] | 1399.285 | 1313.7356 | 786.7474 | 375.6836 | 157.0917 | 38.8223 | -68.5646 | -76.0653 | 68.9029 | 444.8337 | 1106.0334 | 1631.0782 | 2040.453 | 2268.1834 | 2246.6258 | 2177.1648 |  |  | 2 | 4 | 2020 | 29 | 964.1205
2020-02-21 | [6 empty] | 1327.345 | 1141.2746 | 616.3424 | 271.7398 | 99.7447 | 5.281 | -90.3113 | -99.6304 | 30.1125 | 392.6873 | 1059.9336 | 1589.1108 | 1970.8376 | 2179.4381 | 2152.7461 | 2068.9948 |  |  | 2 | 5 | 2020 | 29 | 964.1205
2020-02-22 | [6 empty] | 1220.5706 | 914.5434 | 331.611 | 57.3185 | -79.2678 | -176.8347 | -252.8135 | -267.6235 | -172.4573 | 158.8053 | 848.2336 | 1422.6563 | 1877.4179 | 2090.1743 | 2076.2099 | 2041.7744 |  |  | 2 | 6 | 2020 | 29 | 964.1205
2020-02-23 | [24 empty] | 2 | 7 | 2020 | 29 | 964.1205
2020-02-24 | [6 empty] | 1373.8356 | 1253.1344 | 724.7944 | 365.902 | 172.0632 | 50.545 | -34.8891 | -41.2727 | 79.8109 | 444.9377 | 1153.1085 | 1702.4545 | 2112.719 | 2325.8731 | 2305.1772 | 2229.0451 |  |  | 2 | 1 | 2020 | 29 | 964.1205
2020-02-25 | [6 empty] | 1364.5015 | 1194.8933 | 653.6221 | 295.1861 | 90.9218 | -44.5049 | -141.9446 | -159.134 | -51.5366 | 297.152 | 997.9627 | 1553.4306 | 2000.2472 | 2256.7015 | 2242.536 | 2169.4834 |  |  | 2 | 2 | 2020 | 29 | 964.1205
2020-02-26 | [6 empty] | 1329.5442 | 1141.3886 | 607.496 | 263.904 | 82.0565 | -21.0817 | -95.6004 | -99.0011 | 3.8367 | 362.6955 | 1075.2598 | 1621.0309 | 2004.9673 | 2258.685 | 2248.4855 | 2168.9636 |  |  | 2 | 3 | 2020 | 29 | 964.1205
2020-02-27 | [6 empty] | 1394.4913 | 1248.6398 | 701.4145 | 324.6033 | 128.1842 | 16.9704 | -77.5294 | -96.6041 | 13.1064 | 371.3855 | 1070.418 | 1599.0344 | 1985.5997 | 2210.6346 | 2201.9311 | 2122.7999 |  |  | 2 | 4 | 2020 | 29 | 964.1205
2020-02-28 | [6 empty] | 1356.0871 | 1226.6605 | 714.6893 | 357.877 | 147.9757 | 16.3151 | -83.1507 | -101.4617 | 2.6274 | 340.4254 | 1025.6666 | 1557.8396 | 1968.7722 | 2195.279 | 2178.5857 | 2101.7798 |  |  | 2 | 5 | 2020 | 29 | 964.1205
2020-02-29 | [6 empty] | 1410.6859 | 1295.0123 | 790.8815 | 437.0857 | 227.9582 | 96.5361 | -2.1677 | -22.8674 | 74.1253 | 402.7326 | 1078.1892 | 1597.2679 | 1997.4473 | 2219.5149 | 2199.1272 | 2118.5115 |  |  | 2 | 6 | 2020 | 29 | 964.1205
2020-03-01 | [24 empty] | 3 | 7 | 2020 | 31 | 660.5253
2020-03-02 | [6 empty] | 1124.3351 | 803.9928 | 433.0915 | 161.7386 | 28.5285 | -18.7732 | -69.4318 | -57.9924 | 27.5755 | 309.0198 | 946.4361 | 1596.4203 | 1950.8809 | 2223.2362 | 2188.782 | 2070.3586 |  |  | 3 | 1 | 2020 | 31 | 660.5253
2020-03-03 | [6 empty] | 1284.7529 | 930.2334 | 490.3865 | 149.2096 | -18.6341 | -67.9952 | -114.1717 | -93.8069 | -22.1774 | 239.4474 | 849.8693 | 1519.4113 | 1853.9689 | 2128.7507 | 2118.6153 | 2005.4734 |  |  | 3 | 2 | 2020 | 31 | 660.5253
2020-03-04 | [6 empty] | 1202.1346 | 874.3093 | 459.3888 | 135.4767 | -35.0603 | -79.7726 | -144.9996 | -146.1861 | -51.4609 | 220.9878 | 836.511 | 1524.2253 | 1889.3772 | 2162.669 | 2146.6547 | 2041.6438 |  |  | 3 | 3 | 2020 | 31 | 660.5253
2020-03-05 | [6 empty] | 1177.7603 | 801.4829 | 395.8034 | 112.203 | -20.5319 | -37.5035 | -63.9495 | -25.7118 | 79.7899 | 355.045 | 980.5358 | 1643.5703 | 1948.5813 | 2170.8669 | 2149.1268 | 2027.5633 |  |  | 3 | 4 | 2020 | 31 | 660.5253
2020-03-06 | [6 empty] | 1264.1482 | 894.4578 | 443.7359 | 98.1383 | -56.9682 | -112.6972 | -164.9855 | -157.3541 | -60.4376 | 221.8511 | 836.7613 | 1510.8963 | 1811.3833 | 2073.8065 | 2059.6172 | 1921.189 |  |  | 3 | 5 | 2020 | 31 | 660.5253
2020-03-07 | [6 empty] | 1146.4542 | 624.3101 | 175.2318 | -117.4111 | -250.0339 | -299.3026 | -358.7582 | -366.0667 | -290.1073 | -12.4996 | 580.4533 | 1265.0652 | 1598.1103 | 1903.6791 | 1913.9176 | 1825.2828 |  |  | 3 | 6 | 2020 | 31 | 660.5253
2020-03-08 | [24 empty] | 3 | 7 | 2020 | 31 | 660.5253
2020-03-09 | [6 empty] | 1227.0827 | 1279.898 | 906.3592 | 423.1822 | 73.5273 | -127.0383 | -218.6523 | -265.8405 | -210.1334 | -100.1665 | 165.8933 | 751.8084 | 1474.302 | 1825.262 | 2087.1604 | 2074.1296 |  |  | 3 | 1 | 2020 | 31 | 660.5253
2020-03-10 | [6 empty] | 1240.9083 | 1327.6152 | 932.4501 | 437.3218 | 91.4854 | -97.4715 | -186.4132 | -242.0635 | -201.5566 | -109.124 | 157.8634 | 721.479 | 1449.6959 | 1825.5758 | 2093.011 | 2081.013 |  |  | 3 | 2 | 2020 | 31 | 660.5253
2020-03-11 | [6 empty] | 1271.7602 | 1370.857 | 1008.9417 | 489.3482 | 124.8864 | -100.975 | -224.524 | -297.3529 | -254.1526 | -174.2291 | 90.3985 | 679.8921 | 1415.5486 | 1809.0105 | 2080.8422 | 2068.5603 |  |  | 3 | 3 | 2020 | 31 | 660.5253
2020-03-12 | [6 empty] | 1200.5685 | 1220.5736 | 854.7355 | 385.3338 | 39.0663 | -130.2222 | -218.9995 | -266.2688 | -223.0871 | -123.6839 | 161.4498 | 760.5715 | 1490.774 | 1874.6985 | 2151.8114 | 2125.9161 |  |  | 3 | 4 | 2020 | 31 | 660.5253
2020-03-13 | [6 empty] | 1223.8181 | 1268.6142 | 886.8719 | 390.5398 | 43.2757 | -172.9404 | -277.9335 | -338.4622 | -289.9324 | -187.4588 | 75.6817 | 681.1992 | 1415.0372 | 1801.4267 | 2070.0986 | 2033.6043 |  |  | 3 | 5 | 2020 | 31 | 660.5253
2020-03-14 | [6 empty] | 1253.9004 | 1297.8651 | 878.3006 | 395.2217 | 87.2455 | -96.5214 | -227.9776 | -314.2405 | -302.5358 | -245.4174 | -40.2014 | 548.3913 | 1281.0307 | 1700.7147 | 1983.9563 | 2035.1932 |  |  | 3 | 6 | 2020 | 31 | 660.5253
2020-03-15 | [24 empty] | 3 | 7 | 2020 | 31 | 660.5253
2020-03-16 | [6 empty] | 1161.2129 | 1134.2958 | 765.9044 | 337.4669 | 83.0936 | -90.0691 | -187.3058 | -245.1821 | -241.2563 | -129.9352 | 184.606 | 772.6506 | 1481.4549 | 1868.5024 | 2163.8077 | 2138.4952 |  |  | 3 | 1 | 2020 | 31 | 660.5253
2020-03-17 | [6 empty] | 1237.9074 | 1322.8447 | 944.9094 | 440.5226 | 128.3686 | -75.0308 | -208.2063 | -294.7126 | -313.267 | -219.1801 | 71.4203 | 669.7604 | 1389.5411 | 1756.678 | 2064.2029 | 2049.67 |  |  | 3 | 2 | 2020 | 31 | 660.5253
2020-03-18 | [6 empty] | 1238.362 | 1319.2875 | 945.0564 | 449.639 | 146.6926 | -51.2692 | -200.528 | -289.6996 | -291.1596 | -198.2489 | 98.4488 | 696.5401 | 1414.3392 | 1777.6798 | 2089.4905 | 2087.0501 |  |  | 3 | 3 | 2020 | 31 | 660.5253
2020-03-19 | [6 empty] | 1286.4814 | 1399.5942 | 1006.5288 | 499.2336 | 174.6267 | -48.3013 | -206.1494 | -297.5653 | -308.4964 | -223.1946 | 67.5791 | 660.9449 | 1363.2068 | 1712.6321 | 2033.3303 | 2036.3278 |  |  | 3 | 4 | 2020 | 31 | 660.5253
2020-03-20 | [6 empty] | 1218.0414 | 1262.3004 | 797.004 | 304.8408 | 30.2163 | -153.646 | -283.7154 | -366.852 | -358.6122 | -263.7928 | 32.5772 | 631.4386 | 1337.7359 | 1685.5002 | 1967.9998 | 1968.7006 |  |  | 3 | 5 | 2020 | 31 | 660.5253
2020-03-21 | [6 empty] | 1123.2141 | 1090.1314 | 627.4827 | 159.2348 | -126.2199 | -281.2268 | -407.2779 | -495.4828 | -502.76 | -433.4998 | -162.5176 | 453.3917 | 1177.1376 | 1562.2161 | 1896.5001 | 1929.7261 |  |  | 3 | 6 | 2020 | 31 | 660.5253
2020-03-22 | [24 empty] | 3 | 7 | 2020 | 31 | 660.5253
2020-03-23 | [6 empty] | 1154.6882 | 1113.343 | 609.1819 | 100.4067 | -171.7638 | -321.0564 | -393.3892 | -485.4589 | -512.0245 | -408.5093 | -93.6065 | 524.604 | 1268.8004 | 1668.3177 | 2012.4615 | 2010.1059 |  |  | 3 | 1 | 2020 | 31 | 660.5253
2020-03-24 | [6 empty] | 1222.5215 | 1304.5355 | 853.3248 | 345.48 | 33.5996 | -160.6817 | -260.491 | -324.3556 | -337.4804 | -240.9699 | 56.7289 | 647.6786 | 1345.8959 | 1683.662 | 1992.976 | 1979.533 |  |  | 3 | 2 | 2020 | 31 | 660.5253
2020-03-25 | [6 empty] | 1188.4118 | 1207.2726 | 720.442 | 221.8938 | -64.1808 | -220.2779 | -300.6425 | -348.353 | -351.2654 | -255.8334 | 49.4339 | 648.2385 | 1355.5501 | 1714.4715 | 2010.0465 | 1999.3292 |  |  | 3 | 3 | 2020 | 31 | 660.5253
2020-03-26 | [6 empty] | 1256.7689 | 1352.1927 | 930.4013 | 394.4548 | 63.2514 | -129.925 | -227.9142 | -289.9869 | -298.8923 | -199.312 | 101.3021 | 686.2679 | 1386.8259 | 1719.5449 | 2044.2318 | 2038.0002 |  |  | 3 | 4 | 2020 | 31 | 660.5253
2020-03-27 | [6 empty] | 1158.4191 | 1123.9983 | 623.4536 | 103.902 | -181.9889 | -358.9433 | -452.7364 | -515.1288 | -523.4872 | -452.3937 | -158.8992 | 446.6435 | 1170.0019 | 1574.0647 | 1943.2428 | 1946.1741 |  |  | 3 | 5 | 2020 | 31 | 660.5253
2020-03-28 | [6 empty] | 1156.3315 | 1109.4046 | 586.0269 | 138.178 | -118.3543 | -273.8672 | -379.5318 | -460.2297 | -513.8862 | -452.1069 | -182.5483 | 434.5279 | 1152.7218 | 1476.3625 | 1842.9318 | 1898.3727 |  |  | 3 | 6 | 2020 | 31 | 660.5253
2020-03-29 | [24 empty] | 3 | 7 | 2020 | 31 | 660.5253
2020-03-30 | [6 empty] | 1174.08 | 1148.9887 | 631.3744 | 136.6636 | -157.5487 | -345.7803 | -417.1166 | -484.7456 | -506.0672 | -412.6304 | -106.3461 | 498.2185 | 1209.7661 | 1571.4569 | 1919.8883 | 1922.917 |  |  | 3 | 1 | 2020 | 31 | 660.5253
2020-03-31 | [6 empty] | 1213.0996 | 1255.8211 | 783.5289 | 251.9764 | -67.8317 | -242.8073 | -294.3064 | -354.7538 | -365.7938 | -284.4965 | 10.2223 | 589.4502 | 1299.5171 | 1670.3499 | 2021.0773 | 2025.5673 |  |  | 3 | 2 | 2020 | 31 | 660.5253
2020-04-01 | [6 empty] | 1146.2319 | 952.8552 | 532.0039 | 178.8619 | -61.2896 | -215.5047 | -305.8484 | -346.9541 | -294.2399 | -186.5943 | 45.3975 | 541.2395 | 1268.2683 | 1654.234 | 1911.1619 | 1959.1862 |  |  | 4 | 3 | 2020 | 30 | 529.0066
2020-04-02 | [6 empty] | 1152.7379 | 957.1209 | 548.8004 | 215.5713 | -42.852 | -202.6064 | -339.8626 | -398.1558 | -350.6275 | -236.5008 | 17.977 | 519.7749 | 1249.421 | 1643.8581 | 1896.7262 | 1960.0246 |  |  | 4 | 4 | 2020 | 30 | 529.0066
2020-04-03 | [6 empty] | 1138.0173 | 923.237 | 510.8847 | 169.47 | -79.2 | -225.6115 | -327.0868 | -380.7165 | -333.5805 | -239.6317 | 1.9985 | 497.644 | 1210.8764 | 1614.482 | 1874.4625 | 1925.6911 |  |  | 4 | 5 | 2020 | 30 | 529.0066
2020-04-04 | [6 empty] | 1060.2393 | 742.0012 | 265.9196 | -57.0971 | -289.6608 | -433.013 | -539.6098 | -601.31 | -582.1109 | -489.2485 | -248.0424 | 303.251 | 1048.0476 | 1464.9568 | 1727.6098 | 1839.0753 |  |  | 4 | 6 | 2020 | 30 | 529.0066
2020-04-05 | [24 empty] | 4 | 7 | 2020 | 30 | 529.0066
2020-04-06 | [6 empty] | 1156.8947 | 980.3371 | 567.7267 | 210.3813 | -63.1324 | -232.5546 | -354.0364 | -408.9512 | -354.5035 | -256.7874 | -7.9653 | 503.3156 | 1237.1912 | 1625.3541 | 1893.9694 | 1963.354 |  |  | 4 | 1 | 2020 | 30 | 529.0066
2020-04-07 | [6 empty] | 1118.9973 | 902.1989 | 463.2078 | 134.9739 | -109.2427 | -270.8494 | -399.0943 | -470.2129 | -422.2514 | -311.6644 | -48.2986 | 453.7227 | 1192.3524 | 1615.7047 | 1894.2137 | 1944.4793 |  |  | 4 | 2 | 2020 | 30 | 529.0066
2020-04-08 | [6 empty] | 1128.214 | 909.7888 | 449.2203 | 100.8227 | -146.9848 | -238.9199 | -306.9486 | -365.7406 | -336.6012 | -202.8847 | 52.8093 | 545.8781 | 1252.4969 | 1645.2602 | 1913.8332 | 1972.785 |  |  | 4 | 3 | 2020 | 30 | 529.0066
2020-04-09 | [6 empty] | 1119.3069 | 878.5974 | 463.3447 | 96.8233 | -118.9237 | -239.6836 | -344.3214 | -404.9447 | -374.7737 | -242.5973 | 14.279 | 521.7287 | 1222.3348 | 1601.2648 | 1839.4494 | 1915.0575 |  |  | 4 | 4 | 2020 | 30 | 529.0066
2020-04-10 | [6 empty] | 1119.2245 | 863.7163 | 395.3838 | 86.3768 | -149.117 | -265.0781 | -360.6891 | -434.7579 | -422.6915 | -288.3411 | -25.5821 | 488.1423 | 1176.7165 | 1571.224 | 1826.3114 | 1890.3169 |  |  | 4 | 5 | 2020 | 30 | 529.0066
2020-04-11 | [6 empty] | 1018.4835 | 686.9413 | 187.1436 | -123.5648 | -348.1758 | -435.7111 | -540.4293 | -616.1661 | -637.2636 | -528.353 | -309.9687 | 208.5223 | 932.9575 | 1353.4265 | 1658.5516 | 1780.0216 |  |  | 4 | 6 | 2020 | 30 | 529.0066
2020-04-12 | [24 empty] | 4 | 7 | 2020 | 30 | 529.0066
2020-04-13 | [6 empty] | 1164.3538 | 985.4804 | 560.9967 | 212.1161 | -25.3135 | -164.1896 | -277.5931 | -343.7386 | -325.8022 | -199.8445 | 46.5787 | 537.2072 | 1250.3678 | 1652.043 | 1925.5744 | 1982.8743 |  |  | 4 | 1 | 2020 | 30 | 529.0066
2020-04-14 | [6 empty] | 1138.2639 | 912.6616 | 458.5039 | 113.3332 | -113.2142 | -193.3033 | -260.0978 | -299.2851 | -263.304 | -111.7039 | 146.5427 | 631.4452 | 1335.8915 | 1704.4687 | 1929.1073 | 1994.2795 |  |  | 4 | 2 | 2020 | 30 | 529.0066
2020-04-15 | [6 empty] | 1145.5424 | 925.0645 | 472.355 | 147.9935 | -77.3072 | -182.5644 | -227.7055 | -254.9192 | -186.1416 | -35.3124 | 243.5752 | 766.296 | 1478.4126 | 1814.6179 | 1997.8744 | 2051.2218 |  |  | 4 | 3 | 2020 | 30 | 529.0066
2020-04-16 | [6 empty] | 1149.1407 | 945.7942 | 538.3729 | 196.9757 | -67.9567 | -202.7049 | -297.0683 | -356.7863 | -297.421 | -180.0092 | 64.9993 | 563.3779 | 1289.5406 | 1663.8557 | 1910.4561 | 1976.5066 |  |  | 4 | 4 | 2020 | 30 | 529.0066
2020-04-17 | [6 empty] | 1132.4848 | 939.2059 | 521.52 | 181.0509 | -43.9087 | -185.024 | -269.3423 | -338.8423 | -302.9166 | -184.5747 | 83.0376 | 596.8306 | 1312.6298 | 1678.4357 | 1910.3106 | 1982.1472 |  |  | 4 | 5 | 2020 | 30 | 529.0066
2020-04-18 | [6 empty] | 1121.9288 | 862.8316 | 394.8056 | 47.7708 | -181.9764 | -306.2895 | -393.5237 | -455.5828 | -419.3056 | -296.164 | -48.9541 | 471.9961 | 1186.5633 | 1565.625 | 1819.7606 | 1917.4285 |  |  | 4 | 6 | 2020 | 30 | 529.0066
2020-04-19 | [24 empty] | 4 | 7 | 2020 | 30 | 529.0066
2020-04-20 | [6 empty] | 1164.5848 | 969.333 | 518.843 | 163.699 | -79.3238 | -204.9142 | -279.8588 | -339.5568 | -294.7154 | -159.6074 | 115.7 | 638.7561 | 1367.7068 | 1740.9631 | 1976.7912 | 2032.8059 |  |  | 4 | 1 | 2020 | 30 | 529.0066
2020-04-21 | [6 empty] | 1170.6735 | 943.7613 | 486.9977 | 153.8758 | -82.0861 | -196.154 | -267.1819 | -319.6564 | -286.9461 | -147.3968 | 115.9882 | 609.4754 | 1323.1115 | 1694.2326 | 1950.9574 | 2000.4543 |  |  | 4 | 2 | 2020 | 30 | 529.0066
2020-04-22 | [6 empty] | 1167.2641 | 953.0262 | 527.0035 | 246.2484 | 48.9747 | -43.1422 | -81.1474 | -107.1714 | -69.9221 | 91.4279 | 401.2757 | 929.1164 | 1622.5442 | 1944.5526 | 2118.6114 | 2148.0582 |  |  | 4 | 3 | 2020 | 30 | 529.0066
2020-04-23 | [6 empty] | 1151.7296 | 930.1931 | 542.7634 | 241.1084 | 47.84 | -46.9481 | -101.1311 | -138.8996 | -94.446 | 56.1673 | 354.2848 | 871.3821 | 1561.0872 | 1893.1816 | 2057.1475 | 2138.7128 |  |  | 4 | 4 | 2020 | 30 | 529.0066
2020-04-24 | [6 empty] | 1154.7064 | 946.4525 | 502.3224 | 198.6413 | -50.2353 | -184.027 | -277.7161 | -356.6779 | -362.051 | -257.3321 | 2.35 | 484.7183 | 1186.8946 | 1571.0574 | 1862.5447 | 1939.4728 |  |  | 4 | 5 | 2020 | 30 | 529.0066
2020-04-25 | [6 empty] | 1045.1363 | 705.607 | 194.7166 | -108.9883 | -342.9567 | -462.5069 | -517.6431 | -585.8371 | -597.1857 | -484.4726 | -229.7715 | 301.4292 | 1043.2922 | 1486.6699 | 1778.5025 | 1881.0529 |  |  | 4 | 6 | 2020 | 30 | 529.0066
2020-04-26 | [24 empty] | 4 | 7 | 2020 | 30 | 529.0066
2020-04-27 | [6 empty] | 1155.6749 | 945.8344 | 499.3682 | 197.2675 | -30.5596 | -153.4611 | -223.3899 | -290.5529 | -281.6395 | -161.4078 | 94.124 | 573.6352 | 1270.1534 | 1672.963 | 1935.3119 | 1991.4629 |  |  | 4 | 1 | 2020 | 30 | 529.0066
2020-04-28 | [6 empty] | 1158.108 | 958.1865 | 520.0807 | 229.3201 | 19.8754 | -103.0658 | -169.0554 | -238.8729 | -214.0281 | -82.3707 | 188.016 | 668.5133 | 1366.4714 | 1742.5083 | 1985.9319 | 2025.0524 |  |  | 4 | 2 | 2020 | 30 | 529.0066
2020-04-29 | [6 empty] | 1153.0847 | 940.6155 | 486.7515 | 175.1311 | -74.9664 | -208.022 | -299.4381 | -378.3593 | -381.4277 | -265.0369 | -1.6823 | 480.7509 | 1181.6777 | 1565.4809 | 1859.6572 | 1937.6983 |  |  | 4 | 3 | 2020 | 30 | 529.0066
2020-04-30 | [6 empty] | 1154.9514 | 941.9285 | 492.4515 | 177.4895 | -52.5614 | -178.2484 | -257.7085 | -333.7716 | -320.6318 | -205.9756 | 68.2967 | 557.5626 | 1270.7227 | 1649.8128 | 1909.8709 | 1991.3385 |  |  | 4 | 4 | 2020 | 30 | 529.0066
2020-05-01 | [6 empty] | 1065.2529 | 771.2586 | 513.5261 | 332.1627 | 168.7301 | 81.9009 | 28.5761 | 31.9673 | 73.4561 | 257.4021 | 562.3341 | 1002.7946 | 1707.0598 | 2129.2585 | 2218.2376 | 2287.257 |  |  | 5 | 5 | 2020 | 31 | 495.0562
2020-05-02 | [6 empty] | 953.8135 | 569.7221 | 204.942 | -32.0409 | -233.4861 | -388.0273 | -502.2437 | -556.4181 | -575.666 | -441.5926 | -195.2299 | 244.2911 | 970.7061 | 1470.6123 | 1683.4831 | 1862.1188 |  |  | 5 | 6 | 2020 | 31 | 495.0562
2020-05-03 | [24 empty] | 5 | 7 | 2020 | 31 | 495.0562
2020-05-04 | [6 empty] | 1033.3812 | 749.9907 | 438.3715 | 213.7581 | 1.2621 | -165.0809 | -289.3371 | -342.7162 | -348.5961 | -224.5618 | 24.9534 | 417.2527 | 1113.063 | 1586.0881 | 1797.4636 | 1945.1813 |  |  | 5 | 1 | 2020 | 31 | 495.0562
2020-05-05 | [6 empty] | 1015.4951 | 695.9093 | 366.8585 | 144.688 | -58.5136 | -229.8319 | -358.5105 | -403.2847 | -410.8499 | -291.4782 | -30.4385 | 394.7317 | 1104.1312 | 1579.8985 | 1783.8721 | 1931.689 |  |  | 5 | 2 | 2020 | 31 | 495.0562
2020-05-06 | [6 empty] | 1030.1523 | 723.5073 | 431.6843 | 200.84 | -23.8363 | -189.2573 | -312.1394 | -340.8853 | -328.6991 | -187.0338 | 66.9018 | 475.7849 | 1191.1555 | 1652.745 | 1808.8159 | 1956.827 |  |  | 5 | 3 | 2020 | 31 | 495.0562
2020-05-07 | [6 empty] | 1072.5216 | 779.905 | 506.9146 | 307.6371 | 139.997 | 17.5178 | -61.0316 | -71.2742 | -52.6188 | 87.5184 | 347.1558 | 750.9672 | 1436.0542 | 1845.1359 | 1980.0919 | 2073.5189 |  |  | 5 | 4 | 2020 | 31 | 495.0562
2020-05-08 | [6 empty] | 986.1661 | 678.719 | 378.9274 | 164.7215 | -41.6428 | -208.6568 | -349.2225 | -396.5361 | -407.7815 | -290.7494 | -40.5441 | 343.3284 | 1016.9953 | 1466.1797 | 1675.6278 | 1844.6153 |  |  | 5 | 5 | 2020 | 31 | 495.0562
2020-05-09 | [6 empty] | 895.4989 | 479.9886 | 124.2098 | -63.6032 | -310.0297 | -458.0443 | -565.4886 | -607.968 | -641.7658 | -530.3366 | -283.0106 | 149.8232 | 866.2407 | 1359.2176 | 1581.6688 | 1786.5419 |  |  | 5 | 6 | 2020 | 31 | 495.0562
2020-05-10 | [24 empty] | 5 | 7 | 2020 | 31 | 495.0562
2020-05-11 | [6 empty] | 1050.1491 | 772.7041 | 492.1129 | 267.2667 | 75.3001 | -61.561 | -152.6958 | -179.1638 | -168.3766 | -41.5897 | 213.0395 | 619.0504 | 1312.279 | 1761.6475 | 1940.2859 | 2043.6011 |  |  | 5 | 1 | 2020 | 31 | 495.0562
2020-05-12 | [6 empty] | 1013.1054 | 706.3894 | 399.5347 | 194.1853 | 4.6715 | -114.6653 | -203.8046 | -227.8535 | -222.2613 | -74.9391 | 199.972 | 609.0705 | 1311.4551 | 1778.5581 | 1957.7194 | 2052.2977 |  |  | 5 | 2 | 2020 | 31 | 495.0562
2020-05-13 | [6 empty] | 1023.5759 | 732.6083 | 456.711 | 248.3076 | 65.5418 | -57.67 | -144.6825 | -161.5588 | -149.1376 | -0.76417 | 281.7874 | 705.5335 | 1396.6261 | 1833.375 | 1996.2113 | 2108.0749 |  |  | 5 | 3 | 2020 | 31 | 495.0562
2020-05-14 | [6 empty] | 970.0621 | 614.0969 | 283.8943 | 48.5915 | -159.6924 | -286.52 | -409.4489 | -460.7157 | -484.7329 | -359.2369 | -93.1218 | 289.1667 | 973.7793 | 1464.8009 | 1684.5118 | 1831.9819 |  |  | 5 | 4 | 2020 | 31 | 495.0562
2020-05-15 | [6 empty] | 1040.1492 | 726.2724 | 431.644 | 258.4436 | 78.431 | -51.8387 | -158.7501 | -197.4448 | -219.4146 | -102.1662 | 150.7407 | 550.1286 | 1237.8628 | 1685.5101 | 1850.666 | 1990.9093 |  |  | 5 | 5 | 2020 | 31 | 495.0562
2020-05-16 | [6 empty] | 942.3483 | 570.4922 | 223.875 | 25.2419 | -157.9271 | -275.0127 | -374.7721 | -428.1418 | -470.5654 | -394.1658 | -189.594 | 208.4253 | 896.6559 | 1373.2792 | 1619.0947 | 1841.5166 |  |  | 5 | 6 | 2020 | 31 | 495.0562
2020-05-17 | [24 empty] | 5 | 7 | 2020 | 31 | 495.0562
2020-05-18 | [6 empty] | 1008.3656 | 714.7398 | 410.2635 | 229.6372 | 25.6353 | -129.5508 | -274.3288 | -310.526 | -338.1161 | -261.6196 | -48.1432 | 314.9168 | 978.0885 | 1457.4817 | 1708.0033 | 1859.8252 |  |  | 5 | 1 | 2020 | 31 | 495.0562
2020-05-19 | [6 empty] | 1054.5454 | 736.224 | 435.1357 | 246.1314 | 46.1783 | -105.8397 | -227.0684 | -266.5733 | -273.3836 | -170.7694 | 65.3871 | 463.559 | 1143.6654 | 1604.874 | 1811.8915 | 1965.4577 |  |  | 5 | 2 | 2020 | 31 | 495.0562
2020-05-20 | [6 empty] | 1022.7084 | 697.2025 | 374.8381 | 175.007 | -14.9187 | -174.1224 | -295.5842 | -332.4859 | -343.8528 | -250.3766 | -9.7883 | 359.2258 | 1027.1227 | 1481.8595 | 1701.5865 | 1861.7807 |  |  | 5 | 3 | 2020 | 31 | 495.0562
2020-05-21 | [6 empty] | 1046.6914 | 755.8086 | 482.6816 | 311.9434 | 159.0496 | 55.49 | -25.1934 | -43.0281 | -34.4156 | 80.7755 | 343.3091 | 748.6057 | 1431.5902 | 1846.5853 | 1994.1918 | 2115.3428 |  |  | 5 | 4 | 2020 | 31 | 495.0562
2020-05-22 | [6 empty] | 1017.5401 | 678.0837 | 358.4751 | 135.1403 | -63.0832 | -185.2613 | -279.7037 | -338.0767 | -348.465 | -217.9438 | 14.8399 | 414.3561 | 1097.6889 | 1541.4489 | 1737.0663 | 1907.3395 |  |  | 5 | 5 | 2020 | 31 | 495.0562
2020-05-23 | [6 empty] | 899.0869 | 470.3962 | 97.2842 | -112.8243 | -282.7433 | -389.7321 | -502.6653 | -573.8132 | -615.8901 | -505.3938 | -315.0489 | 70.9242 | 783.5811 | 1280.2629 | 1528.6249 | 1757.685 |  |  | 5 | 6 | 2020 | 31 | 495.0562
2020-05-24 | [24 empty] | 5 | 7 | 2020 | 31 | 495.0562
2020-05-25 | [6 empty] | 959.4775 | 572.0911 | 219.806 | 46.6877 | -116.6482 | -219.5045 | -320.0472 | -402.7623 | -451.8858 | -348.3857 | -132.98 | 270.5046 | 968.3284 | 1471.8369 | 1686.1489 | 1855.1264 |  |  | 5 | 1 | 2020 | 31 | 495.0562
2020-05-26 | [6 empty] | 1072.1227 | 713.263 | 424.7357 | 259.1759 | 119.2282 | 66.6641 | 47.4686 | 43.1565 | 85.8588 | 287.2345 | 582.1739 | 1024.0682 | 1727.0384 | 2162.3632 | 2212.0715 | 2289.1824 |  |  | 5 | 2 | 2020 | 31 | 495.0562
2020-05-27 | [6 empty] | 1031.0598 | 745.8005 | 448.0775 | 211.4363 | 3.1602 | -89.9589 | -187.5808 | -248.3767 | -256.4399 | -110.2532 | 124.8216 | 521.237 | 1213.03 | 1650.7776 | 1835.3638 | 1998.0167 |  |  | 5 | 3 | 2020 | 31 | 495.0562
2020-05-28 | [6 empty] | 1018.2412 | 711.4371 | 388.9092 | 159.6061 | -34.6196 | -155.9043 | -254.8189 | -323.3288 | -341.1985 | -202.6417 | 19.8987 | 418.3064 | 1108.3042 | 1582.7833 | 1815.1607 | 1954.2053 |  |  | 5 | 4 | 2020 | 31 | 495.0562
2020-05-29 | [6 empty] | 1009.6617 | 715.5979 | 376.387 | 148.9262 | -46.1167 | -180.5644 | -303.7733 | -348.3225 | -364.3351 | -241.9927 | -19.0172 | 362.1183 | 1054.0572 | 1534.7691 | 1767.8001 | 1909.4452 |  |  | 5 | 5 | 2020 | 31 | 495.0562
2020-05-30 | [6 empty] | 899.2763 | 469.7786 | 95.6838 | -90.2454 | -282.0672 | -391.0922 | -506.3061 | -576.8643 | -620.7883 | -513.725 | -326.091 | 60.2932 | 766.979 | 1272.0248 | 1523.647 | 1755.2119 |  |  | 5 | 6 | 2020 | 31 | 495.0562
2020-05-31 | [24 empty] | 5 | 7 | 2020 | 31 | 495.0562
2020-06-01 | [6 empty] | 1030.6831 | 689.5411 | 380.2832 | 149.9231 | -42.4132 | -148.9646 | -208.7076 | -250.9739 | -216.3757 | -46.9573 | 197.9195 | 550.2469 | 1183.6397 | 1697.3428 | 1845.1827 | 1981.5969 |  |  | 6 | 1 | 2020 | 30 | 659.2205
2020-06-02 | [6 empty] | 1057.8607 | 753.1528 | 496.1195 | 284.9881 | 67.5999 | -53.7225 | -124.7111 | -136.7775 | -135.723 | 14.7586 | 246.2046 | 583.1285 | 1203.0617 | 1675.5327 | 1813.7671 | 1963.4364 |  |  | 6 | 2 | 2020 | 30 | 659.2205
2020-06-03 | [6 empty] | 1037.3321 | 685.1978 | 383.5828 | 175.6109 | -40.5561 | -163.0053 | -224.462 | -279.3809 | -253.7953 | -96.5004 | 143.4423 | 499.8846 | 1134.2067 | 1622.583 | 1756.0467 | 1910.7737 |  |  | 6 | 3 | 2020 | 30 | 659.2205
2020-06-04 | [6 empty] | 1055.78 | 767.1302 | 518.5895 | 279.7871 | 78.4089 | -37.4112 | -113.6396 | -188.4761 | -167.179 | -33.0997 | 174.3906 | 513.2127 | 1117.8935 | 1611.9911 | 1797.3537 | 1929.4927 |  |  | 6 | 4 | 2020 | 30 | 659.2205
2020-06-05 | [6 empty] | 1052.334 | 773.9097 | 522.6744 | 302.1665 | 88.0004 | -45.0053 | -118.5215 | -164.4198 | -139.9736 | -1.7078 | 213.2323 | 541.3171 | 1151.6604 | 1641.5852 | 1806.2198 | 1970.9105 |  |  | 6 | 5 | 2020 | 30 | 659.2205
2020-06-06 | [6 empty] | 957.2942 | 548.049 | 210.6179 | 1.6984 | -203.1018 | -298.711 | -372.1859 | -429.7339 | -433.1631 | -313.9076 | -111.8337 | 248.1411 | 879.9246 | 1407.1828 | 1592.491 | 1825.2131 |  |  | 6 | 6 | 2020 | 30 | 659.2205
2020-06-07 | [24 empty] | 6 | 7 | 2020 | 30 | 659.2205
2020-06-08 | [6 empty] | 1056.3731 | 752.6978 | 540.9326 | 398.8935 | 237.8756 | 108.9968 | 15.7427 | -50.6381 | -60.5697 | 64.6268 | 279.3703 | 615.0761 | 1228.0354 | 1707.4705 | 1856.8443 | 2003.9879 |  |  | 6 | 1 | 2020 | 30 | 659.2205
2020-06-09 | [6 empty] | 1045.305 | 721.657 | 482.8582 | 361.5336 | 241.6975 | 134.9222 | 60.231 | 13.7633 | 23.3329 | 163.1315 | 379.3044 | 704.4737 | 1315.862 | 1754.4589 | 1886.925 | 2017.731 |  |  | 6 | 2 | 2020 | 30 | 659.2205
2020-06-10 | [6 empty] | 1074.9316 | 795.1632 | 599.7981 | 470.687 | 322.5027 | 180.9685 | 85.8623 | 11.023 | -4.1019 | 115.8845 | 322.1786 | 639.6402 | 1223.1417 | 1677.637 | 1827.8945 | 1981.3895 |  |  | 6 | 3 | 2020 | 30 | 659.2205
2020-06-11 | [6 empty] | 1056.8522 | 769.1468 | 561.4553 | 433.0232 | 292.675 | 135.8699 | -18.5133 | -122.4712 | -142.9075 | -19.6236 | 171.246 | 496.3932 | 1083.5277 | 1556.7041 | 1745.5493 | 1927.4854 |  |  | 6 | 4 | 2020 | 30 | 659.2205
2020-06-12 | [6 empty] | 986.754 | 606.6892 | 325.1792 | 163.9471 | 23.0634 | -91.6109 | -171.0536 | -244.7485 | -262.98 | -137.9263 | 80.9014 | 423.9593 | 1052.0888 | 1556.8648 | 1728.7195 | 1893.3238 |  |  | 6 | 5 | 2020 | 30 | 659.2205
2020-06-13 | [6 empty] | 954.1404 | 568.9407 | 295.2689 | 162.0464 | 22.9523 | -124.0889 | -247.9032 | -348.6823 | -417.9652 | -333.9911 | -162.2831 | 192.2045 | 835.0069 | 1339.4961 | 1536.8665 | 1777.091 |  |  | 6 | 6 | 2020 | 30 | 659.2205
2020-06-14 | [24 empty] | 6 | 7 | 2020 | 30 | 659.2205
2020-06-15 | [6 empty] | 1028.6201 | 777.8055 | 555.4912 | 372.9936 | 174.7842 | 5.5349 | -118.0682 | -179.8727 | -176.9163 | -77.352 | 133.7297 | 462.5719 | 1067.6522 | 1549.4758 | 1776.1633 | 1946.4566 |  |  | 6 | 1 | 2020 | 30 | 659.2205
2020-06-16 | [6 empty] | 1106.9938 | 806.6358 | 589.6788 | 435.1458 | 252.1618 | 136.9283 | 79.7716 | 46.1424 | 79.4535 | 225.1355 | 461.6135 | 836.8467 | 1459.8972 | 1903.4565 | 1999.9231 | 2127.8899 |  |  | 6 | 2 | 2020 | 30 | 659.2205
2020-06-17 | [6 empty] | 1069.3203 | 755.3968 | 520.2998 | 332.5713 | 137.7389 | 9.7886 | -49.3876 | -85.5454 | -47.515 | 98.1352 | 310.8793 | 657.4983 | 1277.8932 | 1743.5097 | 1892.7149 | 2036.0402 |  |  | 6 | 3 | 2020 | 30 | 659.2205
2020-06-18 | [6 empty] | 1074.0672 | 771.1505 | 553.7408 | 395.2286 | 207.5694 | 61.4452 | -20.3093 | -69.4752 | -36.1547 | 108.6582 | 339.2676 | 693.5582 | 1323.8682 | 1786.7549 | 1907.9149 | 2053.0328 |  |  | 6 | 4 | 2020 | 30 | 659.2205
2020-06-19 | [6 empty] | 1119.7852 | 829.8823 | 621.4382 | 452.2256 | 243.552 | 111.8706 | 31.1453 | -15.0928 | 3.8212 | 147.0111 | 377.2576 | 740.9418 | 1348.5022 | 1791.8553 | 1900.5506 | 2026.9576 |  |  | 6 | 5 | 2020 | 30 | 659.2205
2020-06-20 | [6 empty] | 991.2596 | 626.7319 | 351.0427 | 149.9998 | -44.6673 | -205.8661 | -322.3447 | -355.4759 | -345.2591 | -233.4981 | -48.8822 | 322.0794 | 964.5349 | 1470.9003 | 1642.9646 | 1872.823 |  |  | 6 | 6 | 2020 | 30 | 659.2205
2020-06-21 | [24 empty] | 6 | 7 | 2020 | 30 | 659.2205
2020-06-22 | [6 empty] | 1145.4525 | 837.4504 | 638.963 | 464.055 | 294.533 | 207.6494 | 155.8674 | 159.2399 | 225.5576 | 387.1071 | 641.2486 | 995.6272 | 1609.9476 | 2074.0098 | 2163.8883 | 2256.0748 |  |  | 6 | 1 | 2020 | 30 | 659.2205
2020-06-23 | [6 empty] | 1172.1368 | 856.1079 | 668.1646 | 512.8244 | 362.4441 | 282.62 | 245.5671 | 237.8149 | 306.4237 | 485.2435 | 734.4692 | 1079.5411 | 1723.1697 | 2200.2746 | 2288.0972 | 2349.7735 |  |  | 6 | 2 | 2020 | 30 | 659.2205
2020-06-24 | [6 empty] | 1147.8695 | 830.9458 | 608.2218 | 414.7526 | 227.6976 | 164.1869 | 128.7763 | 137.8972 | 203.9353 | 356.3992 | 604.4676 | 954.5551 | 1586.712 | 2069.2101 | 2165.1254 | 2244.8468 |  |  | 6 | 3 | 2020 | 30 | 659.2205
2020-06-25 | [6 empty] | 1221.162 | 864.7522 | 650.8251 | 498.8983 | 332.0898 | 260.0767 | 221.5974 | 229.8745 | 341.2046 | 509.3896 | 741.3067 | 1097.7599 | 1753.6851 | 2219.2347 | 2306.7167 | 2389.4876 |  |  | 6 | 4 | 2020 | 30 | 659.2205
2020-06-26 | [6 empty] | 1100.3086 | 788.759 | 535.103 | 328.3231 | 134.1265 | 30.4306 | -27.6659 | -32.1058 | 25.0355 | 192.6032 | 437.7465 | 815.3404 | 1455.3566 | 1927.4127 | 2028.9846 | 2143.4254 |  |  | 6 | 5 | 2020 | 30 | 659.2205
2020-06-27 | [6 empty] | 1057.8439 | 771.9313 | 520.0953 | 316.6223 | 93.7673 | -62.1138 | -153.6733 | -193.9711 | -168.5931 | -43.5027 | 150.5715 | 481.1714 | 1076.9896 | 1558.6717 | 1723.624 | 1924.1618 |  |  | 6 | 6 | 2020 | 30 | 659.2205
2020-06-28 | [24 empty] | 6 | 7 | 2020 | 30 | 659.2205
2020-06-29 | [6 empty] | 1102.1796 | 820.8653 | 601.458 | 396.2295 | 194.7205 | 71.2521 | -4.26 | -23.916 | 25.4421 | 173.2966 | 396.9731 | 735.0883 | 1340.8109 | 1817.8034 | 1942.5568 | 2097.447 |  |  | 6 | 1 | 2020 | 30 | 659.2205
2020-06-30 | [6 empty] | 1100.1457 | 815.1319 | 594.7869 | 391.4152 | 195.914 | 74.2906 | -0.65604 | -23.3025 | 24.486 | 170.637 | 392.7869 | 731.4903 | 1336.0666 | 1812.9668 | 1938.1251 | 2092.8945 |  |  | 6 | 2 | 2020 | 30 | 659.2205
2020-07-01 | [6 empty] | 1267.6913 | 935.1245 | 654.6234 | 495.1179 | 334.8189 | 225.2399 | 187.0694 | 181.4349 | 235.5525 | 347.1972 | 605.4229 | 955.9679 | 1545.7434 | 1973.4212 | 2072.3396 | 2196.6054 |  |  | 7 | 3 | 2020 | 31 | 986.6966
2020-07-02 | [6 empty] | 1368.7104 | 1091.6437 | 862.9506 | 729.8408 | 525.3779 | 390.937 | 309.094 | 303.901 | 385.2067 | 505.3882 | 774.1048 | 1136.1432 | 1718.6915 | 2133.0917 | 2212.8327 | 2326.7432 |  |  | 7 | 4 | 2020 | 31 | 986.6966
2020-07-03 | [6 empty] | 1211.4144 | 814.1299 | 493.3897 | 301.8379 | 153.3706 | 30.7107 | -13.9301 | -29.5615 | 19.9523 | 149.1178 | 428.3887 | 792.5416 | 1367.4294 | 1820.4266 | 1924.5061 | 2054.0425 |  |  | 7 | 5 | 2020 | 31 | 986.6966
2020-07-04 | [6 empty] | 1188.5366 | 814.9381 | 508.3608 | 312.6347 | 131.394 | -16.6827 | -82.4081 | -116.7119 | -81.8345 | 21.9925 | 247.6358 | 616.1217 | 1197.6454 | 1630.7999 | 1740.3575 | 1937.1717 |  |  | 7 | 6 | 2020 | 31 | 986.6966
2020-07-05 | [24 empty] | 7 | 7 | 2020 | 31 | 986.6966
2020-07-06 | [6 empty] | 1270.8291 | 980.384 | 733.3443 | 576.9772 | 391.2725 | 245.9822 | 174.8172 | 159.1818 | 223.1726 | 348.8342 | 605.8117 | 950.7809 | 1509.7523 | 1908.0542 | 1989.8807 | 2132.7959 |  |  | 7 | 1 | 2020 | 31 | 986.6966
2020-07-07 | [6 empty] | 1272.8152 | 938.8177 | 660.8035 | 499.3267 | 326.3946 | 191.0244 | 133.4703 | 103.9678 | 151.0164 | 258.1877 | 510.7404 | 860.7134 | 1427.8253 | 1861.2707 | 1961.0695 | 2120.8063 |  |  | 7 | 2 | 2020 | 31 | 986.6966
2020-07-08 | [6 empty] | 1274.2944 | 965.7243 | 702.8598 | 515.0849 | 342.4727 | 248.0311 | 217.5547 | 228.0144 | 274.241 | 410.9094 | 691.1211 | 1046.2012 | 1632.9423 | 2055.723 | 2121.2536 | 2233.5903 |  |  | 7 | 3 | 2020 | 31 | 986.6966
2020-07-09 | [6 empty] | 1272.9595 | 955.5785 | 666.264 | 496.0402 | 345.7686 | 249.4164 | 215.8154 | 202.7784 | 237.771 | 366.8683 | 645.2492 | 1002.986 | 1581.9264 | 1992.8876 | 2057.5719 | 2163.5744 |  |  | 7 | 4 | 2020 | 31 | 986.6966
2020-07-10 | [6 empty] | 1335.5277 | 1051.2368 | 794.0686 | 599.7549 | 390.9902 | 279.1819 | 250.864 | 260.3088 | 307.9088 | 434.3301 | 730.7758 | 1094.589 | 1652.7271 | 2066.1753 | 2143.6922 | 2264.4437 |  |  | 7 | 5 | 2020 | 31 | 986.6966
2020-07-11 | [6 empty] | 1234.6219 | 865.3628 | 544.9774 | 350.2496 | 208.8691 | 113.691 | 81.0402 | 98.2146 | 153.0398 | 273.2859 | 517.3457 | 887.697 | 1456.8221 | 1890.686 | 1953.9571 | 2120.0003 |  |  | 7 | 6 | 2020 | 31 | 986.6966
2020-07-12 | [24 empty] | 7 | 7 | 2020 | 31 | 986.6966
2020-07-13 | [6 empty] | 1351.239 | 1053.1245 | 799.9924 | 619.8456 | 447.3091 | 338.4673 | 294.0524 | 278.1457 | 331.1125 | 459.208 | 737.4879 | 1099.9625 | 1654.7492 | 2058.1769 | 2116.2869 | 2244.6588 |  |  | 7 | 1 | 2020 | 31 | 986.6966
2020-07-14 | [6 empty] | 1327.4596 | 1061.4142 | 831.6182 | 661.4852 | 501.0648 | 392.5062 | 345.5532 | 351.0683 | 409.3165 | 549.9626 | 821.2263 | 1196.6578 | 1769.5878 | 2162.3114 | 2235.1098 | 2337.7752 |  |  | 7 | 2 | 2020 | 31 | 986.6966
2020-07-15 | [6 empty] | 1253.6965 | 966.6679 | 721.6022 | 524.2029 | 331.908 | 208.1736 | 158.9733 | 146.1285 | 198.1612 | 339.3368 | 617.8684 | 992.7627 | 1587.2141 | 2015.9723 | 2089.6462 | 2191.0743 |  |  | 7 | 3 | 2020 | 31 | 986.6966
2020-07-16 | [6 empty] | 1405.3348 | 1137.1339 | 915.0178 | 727.2974 | 573.7147 | 456.8037 | 432.9198 | 448.2342 | 552.851 | 743.7308 | 1073.2524 | 1395.7387 | 1937.8654 | 2309.7093 | 2355.6552 | 2430.7616 |  |  | 7 | 4 | 2020 | 31 | 986.6966
2020-07-17 | [6 empty] | 1340.1758 | 1050.5238 | 794.2416 | 577.4075 | 358.7453 | 228.8012 | 187.852 | 161.5694 | 236.1256 | 368.6214 | 636.8482 | 988.7219 | 1570.576 | 1978.6575 | 2054.5198 | 2169.1787 |  |  | 7 | 5 | 2020 | 31 | 986.6966
2020-07-18 | [6 empty] | 1175.0891 | 795.7247 | 441.5117 | 197.8979 | 10.0114 | -107.0058 | -145.0703 | -143.6912 | -81.3642 | 58.2543 | 318.2887 | 687.9453 | 1268.14 | 1725.5526 | 1847.2617 | 2013.3263 |  |  | 7 | 6 | 2020 | 31 | 986.6966
2020-07-19 | [24 empty] | 7 | 7 | 2020 | 31 | 986.6966
2020-07-20 | [6 empty] | 1389.1492 | 1082.5314 | 819.8978 | 623.0451 | 440.4094 | 331.303 | 280.9303 | 287.7122 | 361.6029 | 511.1682 | 796.55 | 1169.138 | 1758.2014 | 2177.2852 | 2246.8721 | 2341.0122 |  |  | 7 | 1 | 2020 | 31 | 986.6966
2020-07-21 | [6 empty] | 1300.953 | 967.7066 | 689.2697 | 496.3734 | 323.8062 | 236.1034 | 210.3748 | 214.3092 | 288.6083 | 440.9511 | 724.0522 | 1110.1896 | 1706.5618 | 2132.5658 | 2201.5213 | 2299.3737 |  |  | 7 | 2 | 2020 | 31 | 986.6966
2020-07-22 | [6 empty] | 1423.4476 | 1162.3807 | 1009.6574 | 825.1288 | 660.8144 | 528.5724 | 443.6401 | 435.584 | 545.7514 | 744.3861 | 1092.1881 | 1484.7743 | 2020.5884 | 2392.2394 | 2448.3287 | 2518.6647 |  |  | 7 | 3 | 2020 | 31 | 986.6966
2020-07-23 | [6 empty] | 1404.9744 | 1154.3989 | 989.6482 | 850.8928 | 686.3667 | 554.7898 | 525.2022 | 550.8075 | 727.3424 | 930.7113 | 1251.3666 | 1636.4957 | 2168.7933 | 2494.76 | 2533.9053 | 2591.6693 |  |  | 7 | 4 | 2020 | 31 | 986.6966
2020-07-24 | [6 empty] | 1399.0562 | 1156.3473 | 986.2467 | 832.9657 | 673.116 | 549.4072 | 493.6312 | 511.5012 | 647.9799 | 866.481 | 1200.3523 | 1564.219 | 2080.7815 | 2446.4021 | 2474.6499 | 2526.8621 |  |  | 7 | 5 | 2020 | 31 | 986.6966
2020-07-25 | [6 empty] | 1327.0682 | 1046.2121 | 825.4361 | 660.5788 | 428.4492 | 252.4278 | 160.6526 | 126.1866 | 182.2835 | 321.597 | 578.1748 | 961.1227 | 1547.1635 | 1944.3991 | 2008.6016 | 2172.7818 |  |  | 7 | 6 | 2020 | 31 | 986.6966
2020-07-26 | [24 empty] | 7 | 7 | 2020 | 31 | 986.6966
2020-07-27 | [6 empty] | 1393.6183 | 1148.9392 | 977.8218 | 817.9163 | 649.373 | 502.0551 | 453.0167 | 422.3524 | 501.4065 | 677.1486 | 992.3116 | 1397.1419 | 1962.7629 | 2361.4262 | 2418.8552 | 2484.5202 |  |  | 7 | 1 | 2020 | 31 | 986.6966
2020-07-28 | [6 empty] | 1385.0605 | 1142.6271 | 938.6885 | 768.255 | 585.4574 | 440.0143 | 367.3944 | 328.8004 | 409.3643 | 544.6874 | 835.0845 | 1201.2939 | 1769.883 | 2179.0573 | 2243.1926 | 2329.8369 |  |  | 7 | 2 | 2020 | 31 | 986.6966
2020-07-29 | [6 empty] | 1325.3541 | 1029.1064 | 816.6931 | 642.0912 | 456.5459 | 330.6028 | 256.5502 | 244.0435 | 324.7215 | 502.5641 | 802.8855 | 1182.5372 | 1747.1841 | 2155.4763 | 2229.9092 | 2322.6537 |  |  | 7 | 3 | 2020 | 31 | 986.6966
2020-07-30 | [6 empty] | 1387.3809 | 1143.3857 | 953.5962 | 779.6295 | 613.9998 | 471.4211 | 410.7783 | 380.0947 | 460.5587 | 610.6101 | 932.7865 | 1308.6881 | 1884.9969 | 2283.375 | 2318.7127 | 2389.8046 |  |  | 7 | 4 | 2020 | 31 | 986.6966
2020-07-31 | [6 empty] | 1388.2614 | 1146.6672 | 963.3768 | 794.4448 | 630.3889 | 488.0232 | 421.6613 | 396.8913 | 482.6268 | 623.1572 | 943.5999 | 1326.4241 | 1908.7084 | 2294.3278 | 2323.6004 | 2394.1712 |  |  | 7 | 5 | 2020 | 31 | 986.6966
2020-08-01 | [6 empty] | 1396.3302 | 1117.4132 | 698.8746 | 465.9023 | 263.7452 | 96.501 | -41.3229 | -50.5732 | 5.3918 | 148.5144 | 411.5298 | 864.9916 | 1473.4223 | 1838.2107 | 1962.8428 | 2123.2526 |  |  | 8 | 6 | 2020 | 31 | 1171.7252
2020-08-02 | [24 empty] | 8 | 7 | 2020 | 31 | 1171.7252
2020-08-03 | [6 empty] | 1556.0198 | 1376.6193 | 1025.7573 | 759.3604 | 562.1072 | 436.5591 | 378.2511 | 421.9755 | 546.7141 | 740.0576 | 1045.9354 | 1513.7301 | 2098.5342 | 2394.7735 | 2436.811 | 2494.0767 |  |  | 8 | 1 | 2020 | 31 | 1171.7252
2020-08-04 | [6 empty] | 1562.0233 | 1372.8282 | 1024.2328 | 787.3205 | 618.2781 | 518.8539 | 468.3159 | 508.7 | 617.0072 | 853.822 | 1184.642 | 1648.5365 | 2196.6628 | 2476.8541 | 2556.5184 | 2590.4207 |  |  | 8 | 2 | 2020 | 31 | 1171.7252
2020-08-05 | [6 empty] | 1510.8928 | 1282.317 | 926.4724 | 694.663 | 518.6385 | 415.4597 | 364.2666 | 395.6719 | 502.2229 | 663.5993 | 963.9429 | 1423.6757 | 2013.0477 | 2342.5911 | 2375.1125 | 2454.7852 |  |  | 8 | 3 | 2020 | 31 | 1171.7252
2020-08-06 | [6 empty] | 1422.2484 | 1173.3676 | 807.8814 | 553.3379 | 335.6576 | 219.1338 | 169.406 | 213.3834 | 305.2739 | 480.9211 | 775.5198 | 1242.8726 | 1861.3024 | 2210.5855 | 2280.2843 | 2359.2847 |  |  | 8 | 4 | 2020 | 31 | 1171.7252
2020-08-07 | [6 empty] | 1460.8323 | 1250.7191 | 857.0215 | 588.4958 | 390.1319 | 216.3347 | 137.3223 | 144.4112 | 206.6835 | 360.0972 | 641.6907 | 1079.6777 | 1679.8544 | 2028.6923 | 2169.1539 | 2266.8307 |  |  | 8 | 5 | 2020 | 31 | 1171.7252
2020-08-08 | [6 empty] | 1321.4616 | 1011.9602 | 591.1219 | 340.7267 | 140.081 | 14.9803 | -68.7275 | -68.818 | -12.2655 | 156.7111 | 448.0455 | 932.257 | 1572.1691 | 1941.0041 | 2066.959 | 2211.1539 |  |  | 8 | 6 | 2020 | 31 | 1171.7252
2020-08-09 | [24 empty] | 8 | 7 | 2020 | 31 | 1171.7252
2020-08-10 | [6 empty] | 1474.1348 | 1262.1158 | 907.1234 | 676.0813 | 419.8756 | 284.7986 | 181.2524 | 176.1087 | 247.2941 | 394.4608 | 700.6578 | 1139.7429 | 1747.9021 | 2085.7261 | 2177.0168 | 2278.2636 |  |  | 8 | 1 | 2020 | 31 | 1171.7252
2020-08-11 | [6 empty] | 1463.9815 | 1234.6135 | 876.0507 | 627.8162 | 389.6 | 259.5845 | 196.6916 | 207.8521 | 276.5074 | 446.7343 | 735.2388 | 1201.5814 | 1818.2443 | 2148.2768 | 2235.8012 | 2307.993 |  |  | 8 | 2 | 2020 | 31 | 1171.7252
2020-08-12 | [6 empty] | 1487.3186 | 1290.0351 | 950.5799 | 705.714 | 474.1999 | 347.4904 | 238.5749 | 223.6313 | 289.6779 | 457.9177 | 755.9431 | 1211.2714 | 1856.4077 | 2215.2752 | 2314.9679 | 2397.0881 |  |  | 8 | 3 | 2020 | 31 | 1171.7252
2020-08-13 | [6 empty] | 1486.2155 | 1271.5541 | 931.4614 | 682.5863 | 448.882 | 326.6687 | 257.1236 | 284.1838 | 360.2535 | 528.1942 | 843.9088 | 1300.4443 | 1919.0759 | 2251.163 | 2350.6828 | 2403.5488 |  |  | 8 | 4 | 2020 | 31 | 1171.7252
2020-08-14 | [6 empty] | 1486.1361 | 1281.2854 | 924.2116 | 662.6967 | 458.5676 | 337.886 | 282.0433 | 320.8794 | 402.9372 | 570.705 | 886.3064 | 1343.4117 | 1966.5069 | 2303.6249 | 2384.6016 | 2448.3888 |  |  | 8 | 5 | 2020 | 31 | 1171.7252
2020-08-15 | [6 empty] | 1461.4873 | 1268.8621 | 939.9029 | 678.7382 | 457.1322 | 310.9444 | 239.8858 | 263.2867 | 324.1641 | 468.8625 | 704.2102 | 1139.265 | 1734.3703 | 2055.0074 | 2124.1341 | 2262.9597 |  |  | 8 | 6 | 2020 | 31 | 1171.7252
2020-08-16 | [24 empty] | 8 | 7 | 2020 | 31 | 1171.7252
2020-08-17 | [6 empty] | 1676.6662 | 1505.553 | 1174.8727 | 980.1671 | 826.9067 | 790.7856 | 885.9753 | 1000.5828 | 1111.639 | 1301.0345 | 1674.7884 | 2113.7826 | 2680.653 | 2960.8783 | 2989.1313 | 2922.6439 |  |  | 8 | 1 | 2020 | 31 | 1171.7252
2020-08-18 | [6 empty] | 1507.5645 | 1277.2642 | 920.9933 | 687.5962 | 484.2889 | 406.3443 | 364.321 | 389.1586 | 473.4299 | 651.5534 | 939.594 | 1380.8793 | 2017.0388 | 2341.0374 | 2392.9755 | 2435.2261 |  |  | 8 | 2 | 2020 | 31 | 1171.7252
2020-08-19 | [6 empty] | 1459.3592 | 1227.3858 | 865.9929 | 631.1123 | 451.7148 | 344.8911 | 294.6212 | 334.6041 | 415.6386 | 598.1361 | 882.1784 | 1339.8067 | 1960.1123 | 2290.9371 | 2365.4287 | 2411.1035 |  |  | 8 | 3 | 2020 | 31 | 1171.7252
2020-08-20 | [6 empty] | 1469.9088 | 1216.8512 | 867.4602 | 619.1337 | 413.1883 | 296.1589 | 249.2711 | 286.4272 | 382.3446 | 549.6945 | 833.8137 | 1302.1775 | 1956.6548 | 2281.9892 | 2343.4118 | 2396.6382 |  |  | 8 | 4 | 2020 | 31 | 1171.7252
2020-08-21 | [6 empty] | 1491.3557 | 1220.0223 | 866.0039 | 626.6721 | 444.8579 | 364.2592 | 337.635 | 408.2592 | 517.5583 | 711.4833 | 1016.3183 | 1487.5098 | 2105.8843 | 2437.883 | 2474.5276 | 2515.6215 |  |  | 8 | 5 | 2020 | 31 | 1171.7252
2020-08-22 | [6 empty] | 1421.1232 | 1186.397 | 826.1407 | 552.6141 | 346.0237 | 228.1912 | 175.2929 | 207.0553 | 312.7845 | 457.8964 | 698.0993 | 1162.3665 | 1776.0311 | 2097.5228 | 2136.4593 | 2271.5384 |  |  | 8 | 6 | 2020 | 31 | 1171.7252
2020-08-23 | [24 empty] | 8 | 7 | 2020 | 31 | 1171.7252
2020-08-24 | [6 empty] | 1534.1256 | 1345.9847 | 1012.1902 | 750.1065 | 583.3811 | 502.6859 | 485.156 | 541.6965 | 681.6404 | 902.0406 | 1200.2429 | 1622.3373 | 2201.0513 | 2488.7196 | 2509.5794 | 2553.8961 |  |  | 8 | 1 | 2020 | 31 | 1171.7252
2020-08-25 | [6 empty] | 1524.9971 | 1325.3192 | 967.5128 | 704.0077 | 538.9065 | 466.6745 | 447.2013 | 497.4548 | 613.3732 | 804.3059 | 1115.976 | 1578.0869 | 2192.8525 | 2492.3689 | 2531.5282 | 2557.8931 |  |  | 8 | 2 | 2020 | 31 | 1171.7252
2020-08-26 | [6 empty] | 1596.4749 | 1416.8759 | 1058.2083 | 806.2509 | 647.9013 | 577.2907 | 608.377 | 787.368 | 945.4409 | 1119.4428 | 1521.4067 | 2013.5507 | 2609.5489 | 2847.9028 | 2794.4445 | 2797.393 |  |  | 8 | 3 | 2020 | 31 | 1171.7252
2020-08-27 | [6 empty] | 1639.5442 | 1470.4192 | 1132.1496 | 903.715 | 745.1095 | 683.3922 | 795.1579 | 912.2553 | 1072.3527 | 1255.0306 | 1558.7854 | 2011.3911 | 2601.9827 | 2856.9072 | 2802.5608 | 2790.3846 |  |  | 8 | 4 | 2020 | 31 | 1171.7252
2020-08-28 | [6 empty] | 1608.3921 | 1404.3159 | 1055.4497 | 833.7205 | 695.152 | 633.3257 | 661.8819 | 809.606 | 949.121 | 1143.2111 | 1425.4036 | 1886.2875 | 2481.1203 | 2649.1597 | 2638.1434 | 2671.9061 |  |  | 8 | 5 | 2020 | 31 | 1171.7252
2020-08-29 | [6 empty] | 1421.1866 | 1186.2546 | 822.6632 | 550.1596 | 344.6172 | 227.7352 | 173.955 | 205.4536 | 306.812 | 453.0968 | 697.4568 | 1163.3917 | 1780.9546 | 2101.8939 | 2137.0964 | 2271.9483 |  |  | 8 | 6 | 2020 | 31 | 1171.7252
2020-08-30 | [24 empty] | 8 | 7 | 2020 | 31 | 1171.7252
2020-08-31 | [6 empty] | 1596.8643 | 1400.1178 | 1060.8137 | 836.9268 | 685.6389 | 612.2368 | 617.3319 | 714.0413 | 894.2429 | 1086.0065 | 1384.7523 | 1856.0615 | 2415.2539 | 2637.9716 | 2641.2306 | 2653.6873 |  |  | 8 | 1 | 2020 | 31 | 1171.7252
2020-09-01 | [6 empty] | 1795.739 | 1688.0596 | 1234.8281 | 993.9214 | 853.4719 | 841.4136 | 942.1527 | 1034.5434 | 1267.3861 | 1520.3482 | 1907.4796 | 2451.1982 | 3034.9637 | 3162.0595 | 3231.3501 | 3169.8748 |  |  | 9 | 2 | 2020 | 30 | 1286.8026
2020-09-02 | [6 empty] | 1755.8288 | 1691.5866 | 1264.3441 | 1035.48 | 899.8365 | 991.6527 | 1070.7815 | 1200.0311 | 1438.829 | 1675.3077 | 2163.1912 | 2691.6626 | 3179.793 | 3272.4205 | 3338.0645 | 3267.4275 |  |  | 9 | 3 | 2020 | 30 | 1286.8026
2020-09-03 | [6 empty] | 1623.7984 | 1565.3566 | 1113.2903 | 797.4329 | 609.4233 | 526.4204 | 497.1813 | 527.8707 | 659.4884 | 883.0349 | 1191.3062 | 1766.3983 | 2312.9794 | 2483.8819 | 2589.9473 | 2574.0977 |  |  | 9 | 4 | 2020 | 30 | 1286.8026
2020-09-04 | [6 empty] | 1638.8009 | 1531.3437 | 1081.5799 | 797.5273 | 640.5663 | 585.9532 | 587.1602 | 655.8206 | 852.5264 | 1099.0193 | 1443.2606 | 2070.7326 | 2545.8007 | 2635.9343 | 2717.3717 | 2684.4538 |  |  | 9 | 5 | 2020 | 30 | 1286.8026
2020-09-05 | [6 empty] | 1534.238 | 1491.777 | 1047.8289 | 726.2311 | 526.3584 | 442.8882 | 407.2455 | 417.161 | 521.3399 | 728.128 | 1023.8238 | 1638.918 | 2215.6589 | 2377.4857 | 2521.6282 | 2513.062 |  |  | 9 | 6 | 2020 | 30 | 1286.8026
2020-09-06 | [24 empty] | 9 | 7 | 2020 | 30 | 1286.8026
2020-09-07 | [6 empty] | 1477.7642 | 1406.9095 | 969.1791 | 660.7746 | 441.6879 | 315.1628 | 246.786 | 251.5514 | 376.0832 | 567.261 | 841.5866 | 1425.4877 | 1987.5053 | 2171.2897 | 2347.1099 | 2310.3854 |  |  | 9 | 1 | 2020 | 30 | 1286.8026
2020-09-08 | [6 empty] | 1528.8312 | 1403.7539 | 962.7921 | 694.7027 | 522.8681 | 453.8002 | 440.3655 | 480.4475 | 650.2956 | 865.853 | 1207.4819 | 1781.509 | 2340.0285 | 2502.205 | 2597.5118 | 2570.972 |  |  | 9 | 2 | 2020 | 30 | 1286.8026
2020-09-09 | [6 empty] | 1546.0816 | 1476.7632 | 1039.7937 | 748.6905 | 544.7907 | 449.4628 | 402.6314 | 443.6242 | 606.5256 | 830.9298 | 1169.0587 | 1796.4869 | 2339.985 | 2472.7087 | 2575.0465 | 2524.3277 |  |  | 9 | 3 | 2020 | 30 | 1286.8026
2020-09-10 | [6 empty] | 1765.2239 | 1650.4496 | 1206.4486 | 937.8975 | 761.5443 | 687.7436 | 706.0627 | 843.231 | 1004.691 | 1219.1695 | 1578.8133 | 2181.4312 | 2730.7524 | 2740.6614 | 2805.4887 | 2782.7517 |  |  | 9 | 4 | 2020 | 30 | 1286.8026
2020-09-11 | [6 empty] | 1790.464 | 1731.3602 | 1321.1369 | 1072.4557 | 918.1897 | 876.4936 | 951.8806 | 1047.136 | 1237.1417 | 1462.1493 | 1596.1957 | 2187.3989 | 2746.2306 | 2742.9272 | 2790.4571 | 2725.3033 |  |  | 9 | 5 | 2020 | 30 | 1286.8026
2020-09-12 | [6 empty] | 1488.8987 | 1397.7512 | 944.2112 | 653.8957 | 454.8944 | 343.1337 | 311.6072 | 349.5039 | 492.1132 | 707.5905 | 1001.2311 | 1599.6765 | 2152.3834 | 2329.8195 | 2447.3948 | 2437.9075 |  |  | 9 | 6 | 2020 | 30 | 1286.8026
2020-09-13 | [24 empty] | 9 | 7 | 2020 | 30 | 1286.8026
2020-09-14 | [6 empty] | 1624.0545 | 1557.9397 | 1118.4078 | 827.1976 | 663.8184 | 560.5861 | 526.879 | 563.0485 | 739.1346 | 987.7806 | 1341.0373 | 1929.0909 | 2454.2074 | 2565.0381 | 2648.9636 | 2633.2274 |  |  | 9 | 1 | 2020 | 30 | 1286.8026
2020-09-15 | [6 empty] | 1508.5844 | 1398.0819 | 964.8971 | 682.7577 | 489.0024 | 374.5005 | 307.7113 | 353.2564 | 500.8123 | 730.3503 | 1086.161 | 1683.8054 | 2294.6315 | 2439.2135 | 2518.6237 | 2486.0786 |  |  | 9 | 2 | 2020 | 30 | 1286.8026
2020-09-16 | [6 empty] | 1486.6053 | 1463.7207 | 1038.4343 | 743.8432 | 505.7787 | 378.2381 | 285.4879 | 302.9636 | 450.8889 | 660.771 | 1003.1397 | 1619.9515 | 2194.0605 | 2356.4721 | 2459.2039 | 2426.4222 |  |  | 9 | 3 | 2020 | 30 | 1286.8026
2020-09-17 | [6 empty] | 1452.1356 | 1320.9931 | 877.2155 | 598.7345 | 389.4977 | 253.4596 | 158.987 | 167.1214 | 296.2568 | 505.0388 | 836.942 | 1453.2789 | 2034.752 | 2183.0447 | 2311.6457 | 2287.058 |  |  | 9 | 4 | 2020 | 30 | 1286.8026
2020-09-18 | [6 empty] | 1422.0504 | 1317.3789 | 869.1544 | 577.5842 | 347.3508 | 209.1171 | 109.245 | 105.3308 | 218.8376 | 429.4553 | 762.7527 | 1379.355 | 1967.2595 | 2164.6521 | 2316.9644 | 2276.2698 |  |  | 9 | 5 | 2020 | 30 | 1286.8026
2020-09-19 | [6 empty] | 1406.1159 | 1240.9765 | 763.3663 | 505.0883 | 274.1467 | 112.5929 | 8.4534 | 2.3498 | 105.2142 | 297.1707 | 600.3408 | 1240.3422 | 1847.6436 | 2036.2805 | 2169.1978 | 2205.2005 |  |  | 9 | 6 | 2020 | 30 | 1286.8026
2020-09-20 | [24 empty] | 9 | 7 | 2020 | 30 | 1286.8026
2020-09-21 | [6 empty] | 1607.6596 | 1527.4098 | 1095.3993 | 798.4488 | 602.6257 | 487.1209 | 437.3191 | 489.5777 | 664.2357 | 900.209 | 1252.0957 | 1876.3049 | 2447.1016 | 2567.827 | 2631.1737 | 2615.5329 |  |  | 9 | 1 | 2020 | 30 | 1286.8026
2020-09-22 | [6 empty] | 1470.3351 | 1375.9826 | 936.3972 | 630.9949 | 418.8356 | 326.8057 | 287.1111 | 323.276 | 484.0828 | 671.5805 | 990.9046 | 1588.3337 | 2159.2266 | 2288.6299 | 2394.0697 | 2359.8469 |  |  | 9 | 2 | 2020 | 30 | 1286.8026
2020-09-23 | [6 empty] | 1474.0256 | 1358.178 | 912.9373 | 597.929 | 388.1709 | 297.783 | 278.4698 | 328.2764 | 502.5639 | 705.3042 | 1049.4693 | 1668.2077 | 2274.6924 | 2399.4651 | 2483.2747 | 2445.551 |  |  | 9 | 3 | 2020 | 30 | 1286.8026
2020-09-24 | [6 empty] | 1493.5304 | 1426.7164 | 992.7372 | 655.9923 | 458.3657 | 372.9178 | 296.5127 | 309.4606 | 470.5739 | 645.9144 | 958.2372 | 1555.9106 | 2148.8888 | 2270.2874 | 2379.5801 | 2353.077 |  |  | 9 | 4 | 2020 | 30 | 1286.8026
2020-09-25 | [6 empty] | 1486.4679 | 1423.803 | 985.8455 | 655.8479 | 443.181 | 328.9511 | 260.522 | 267.9928 | 418.4467 | 603.5459 | 913.9496 | 1507.6875 | 2085.249 | 2213.1943 | 2339.3298 | 2301.7839 |  |  | 9 | 5 | 2020 | 30 | 1286.8026
2020-09-26 | [6 empty] | 1358.5439 | 1164.9566 | 677.4706 | 377.5573 | 174.1717 | 64.2702 | -21.2442 | -6.2516 | 137.2248 | 319.1784 | 619.3792 | 1241.5237 | 1832.536 | 2006.0899 | 2121.7153 | 2141.6043 |  |  | 9 | 6 | 2020 | 30 | 1286.8026
2020-09-27 | [24 empty] | 9 | 7 | 2020 | 30 | 1286.8026
2020-09-28 | [6 empty] | 1481.3421 | 1421.6521 | 992.3096 | 661.1978 | 432.3666 | 335.9207 | 277.2631 | 297.4644 | 459.7455 | 640.3669 | 953.9074 | 1565.7529 | 2148.0277 | 2268.7011 | 2391.4988 | 2348.6575 |  |  | 9 | 1 | 2020 | 30 | 1286.8026
2020-09-29 | [6 empty] | 1471.2602 | 1377.0784 | 936.0515 | 629.0728 | 422.6777 | 333.5873 | 294.5825 | 331.3557 | 492.1454 | 680.0454 | 998.0992 | 1595.7094 | 2168.8644 | 2294.4089 | 2397.344 | 2362.1995 |  |  | 9 | 2 | 2020 | 30 | 1286.8026
2020-09-30 | [6 empty] | 1475.2436 | 1358.9921 | 914.9003 | 599.8436 | 390.3399 | 300.9795 | 283.3143 | 335.453 | 509.5466 | 712.1315 | 1056.8049 | 1674.3093 | 2283.1745 | 2404.2273 | 2485.0193 | 2446.023 |  |  | 9 | 3 | 2020 | 30 | 1286.8026
2020-10-01 | [6 empty] | 1397.5719 | 1353.5584 | 846.3225 | 463.2797 | 309.3629 | 272.4727 | 283.6092 | 370.8181 | 548.8956 | 822.3505 | 1331.597 | 1994.2838 | 2341.4944 | 2484.7741 | 2561.8031 | 2481.035 |  |  | 10 | 4 | 2020 | 31 | 1149.0623
2020-10-02 | [6 empty] | 1445.4146 | 1519.8405 | 1048.5531 | 626.2785 | 422.2142 | 367.9089 | 355.3448 | 401.1629 | 566.6223 | 816.8056 | 1304.5805 | 1987.2758 | 2351.1142 | 2517.325 | 2576.6848 | 2490.9744 |  |  | 10 | 5 | 2020 | 31 | 1149.0623
2020-10-03 | [6 empty] | 1398.5372 | 1437.2873 | 984.4443 | 549.0178 | 324.5611 | 237.4622 | 185.4807 | 224.7387 | 377.7579 | 607.217 | 1052.894 | 1704.1228 | 2066.4394 | 2299.6223 | 2368.0647 | 2313.9362 |  |  | 10 | 6 | 2020 | 31 | 1149.0623
2020-10-04 | [24 empty] | 10 | 7 | 2020 | 31 | 1149.0623
2020-10-05 | [6 empty] | 1517.0328 | 1583.3933 | 1122.4275 | 747.5871 | 593.9484 | 572.9889 | 585.7312 | 684.0282 | 909.3953 | 1227.5366 | 1767.6368 | 2383.471 | 2683.7171 | 2750.9323 | 2777.8377 | 2672.1709 |  |  | 10 | 1 | 2020 | 31 | 1149.0623
2020-10-06 | [6 empty] | 1432.9765 | 1457.4675 | 987.6058 | 602.5185 | 403.0814 | 329.8757 | 312.3537 | 361.8098 | 523.764 | 763.7784 | 1231.9539 | 1884.7448 | 2233.0726 | 2395.8607 | 2445.1873 | 2359.3131 |  |  | 10 | 2 | 2020 | 31 | 1149.0623
2020-10-07 | [6 empty] | 1456.0835 | 1482.5308 | 1040.4668 | 643.7178 | 432.8256 | 342.7563 | 287.9625 | 314.2181 | 462.6074 | 691.0371 | 1155.6184 | 1802.9685 | 2151.0989 | 2333.1269 | 2415.1104 | 2336.451 |  |  | 10 | 3 | 2020 | 31 | 1149.0623
2020-10-08 | [6 empty] | 1489.2139 | 1551.8606 | 1100.6834 | 692.9207 | 439.3365 | 291.8151 | 215.8952 | 218.4608 | 335.6638 | 566.2806 | 1032.6349 | 1684.9007 | 2073.7315 | 2247.2027 | 2334.8085 | 2260.6073 |  |  | 10 | 4 | 2020 | 31 | 1149.0623
2020-10-09 | [6 empty] | 1436.6205 | 1477.6619 | 1029.9713 | 610.4094 | 373.3907 | 274.7615 | 214.5906 | 235.4602 | 372.5129 | 604.8919 | 1098.3661 | 1802.0528 | 2207.7535 | 2387.1528 | 2462.8707 | 2373.7389 |  |  | 10 | 5 | 2020 | 31 | 1149.0623
2020-10-10 | [6 empty] | 1355.3771 | 1289.2783 | 817.638 | 402.772 | 163.4487 | 40.4065 | -16.8102 | -38.1475 | 76.7033 | 298.9074 | 750.5045 | 1438.3206 | 1867.1129 | 2122.0967 | 2167.7124 | 2130.844 |  |  | 10 | 6 | 2020 | 31 | 1149.0623
2020-10-11 | [24 empty] | 10 | 7 | 2020 | 31 | 1149.0623
2020-10-12 | [6 empty] | 1445.5571 | 1419.5724 | 945.4126 | 577.077 | 395.1449 | 357.2078 | 364.5133 | 412.0038 | 576.9866 | 846.7839 | 1362.5276 | 2075.4217 | 2468.0546 | 2574.22 | 2626.2399 | 2534.3295 |  |  | 10 | 1 | 2020 | 31 | 1149.0623
2020-10-13 | [6 empty] | 1476.0338 | 1506.737 | 1041.6597 | 656.3741 | 479.9258 | 434.7889 | 414.3239 | 464.5404 | 623.1384 | 893.3586 | 1430.2882 | 2129.8806 | 2518.8246 | 2607.5888 | 2629.9821 | 2540.096 |  |  | 10 | 2 | 2020 | 31 | 1149.0623
2020-10-14 | [6 empty] | 1469.5632 | 1518.0802 | 1065.471 | 683.5131 | 520.5686 | 493.9869 | 512.7608 | 572.7984 | 790.8064 | 1152.9865 | 1762.7204 | 2494.0252 | 2781.4817 | 2831.3459 | 2845.0921 | 2731.646 |  |  | 10 | 3 | 2020 | 31 | 1149.0623
2020-10-15 | [6 empty] | 1383.6445 | 1451.7765 | 1049.5967 | 676.9204 | 474.3636 | 390.5121 | 340.3504 | 358.1402 | 472.3054 | 686.1239 | 1118.995 | 1729.6115 | 2057.0836 | 2275.6329 | 2319.5355 | 2232.2729 |  |  | 10 | 4 | 2020 | 31 | 1149.0623
2020-10-16 | [6 empty] | 1390.3623 | 1423.174 | 1014.4395 | 657.0433 | 462.8657 | 371.3996 | 316.4661 | 320.9286 | 416.295 | 636.8025 | 1058.5368 | 1666.3035 | 1999.5653 | 2215.9509 | 2261.4728 | 2187.1718 |  |  | 10 | 5 | 2020 | 31 | 1149.0623
2020-10-17 | [6 empty] | 1304.7101 | 1209.2783 | 743.259 | 421.2371 | 239.2119 | 132.5727 | 60.8679 | 38.6182 | 98.3369 | 314.3058 | 743.8231 | 1393.1272 | 1731.322 | 1956.469 | 2069.946 | 2052.3575 |  |  | 10 | 6 | 2020 | 31 | 1149.0623
2020-10-18 | [24 empty] | 10 | 7 | 2020 | 31 | 1149.0623
2020-10-19 | [6 empty] | 1393.7167 | 1451.836 | 1058.9924 | 712.3876 | 513.4496 | 409.8193 | 343.0982 | 338.0532 | 426.6908 | 649.5539 | 1084.3005 | 1700.866 | 2021.7787 | 2233.0479 | 2315.0014 | 2229.2975 |  |  | 10 | 1 | 2020 | 31 | 1149.0623
2020-10-20 | [6 empty] | 1362.5479 | 1395.7634 | 971.548 | 615.3166 | 425.353 | 339.034 | 284.8377 | 307.0273 | 418.9549 | 648.9259 | 1080.2142 | 1700.2807 | 2024.5573 | 2258.3388 | 2319.0274 | 2234.9603 |  |  | 10 | 2 | 2020 | 31 | 1149.0623
2020-10-21 | [6 empty] | 1397.2541 | 1423.065 | 994.2287 | 654.3257 | 476.5245 | 399.22 | 356.1071 | 363.6409 | 487.4836 | 725.2894 | 1166.0572 | 1788.5412 | 2113.8443 | 2285.4495 | 2317.147 | 2246.2986 |  |  | 10 | 3 | 2020 | 31 | 1149.0623
2020-10-22 | [6 empty] | 1378.9917 | 1449.2359 | 1035.8594 | 564.1541 | 289.9353 | 167.5352 | 89.8401 | 63.7471 | 130.5225 | 368.0329 | 851.2694 | 1525.5412 | 1899.1964 | 2161.5315 | 2205.6738 | 2146.035 |  |  | 10 | 4 | 2020 | 31 | 1149.0623
2020-10-23 | [6 empty] | 1355.4107 | 1342.4633 | 894.4937 | 491.8091 | 248.9878 | 125.7707 | 57.2448 | 60.4375 | 86.252 | 346.1499 | 847.6303 | 1538.8921 | 1903.1924 | 2109.9346 | 2209.7387 | 2154.3722 |  |  | 10 | 5 | 2020 | 31 | 1149.0623
2020-10-24 | [6 empty] | 1322.165 | 1267.3964 | 814.5342 | 390.9577 | 155.5605 | 38.9664 | -16.1393 | -34.5127 | 30.5465 | 285.6044 | 764.052 | 1469.572 | 1843.0652 | 2061.4676 | 2151.8003 | 2114.724 |  |  | 10 | 6 | 2020 | 31 | 1149.0623
2020-10-25 | [24 empty] | 10 | 7 | 2020 | 31 | 1149.0623
2020-10-26 | [6 empty] | 1390.5348 | 1419.285 | 997.9937 | 555.3751 | 297.5377 | 198.4375 | 122.2894 | 99.4499 | 161.7108 | 415.4375 | 913.1433 | 1603.7272 | 1985.2645 | 2210.7139 | 2301.7887 | 2232.4388 |  |  | 10 | 1 | 2020 | 31 | 1149.0623
2020-10-27 | [6 empty] | 1385.0045 | 1453.63 | 1046.5321 | 582.8515 | 315.7633 | 186.8996 | 109.4347 | 88.137 | 148.9028 | 408.5164 | 895.0907 | 1582.6705 | 1943.1521 | 2147.6892 | 2237.2183 | 2172.1428 |  |  | 10 | 2 | 2020 | 31 | 1149.0623
2020-10-28 | [6 empty] | 1405.2587 | 1471.32 | 1047.936 | 585.1073 | 327.7732 | 218.091 | 163.0732 | 141.8954 | 211.2185 | 472.6142 | 963.2378 | 1637.5659 | 2005.3926 | 2243.4821 | 2290.7082 | 2206.7298 |  |  | 10 | 3 | 2020 | 31 | 1149.0623
2020-10-29 | [6 empty] | 1405.6682 | 1438.7026 | 942.2582 | 507.66 | 262.4051 | 154.2546 | 95.1194 | 85.6144 | 154.7975 | 417.5625 | 910.9936 | 1596.7626 | 1975.6238 | 2213.3831 | 2271.0784 | 2198.3817 |  |  | 10 | 4 | 2020 | 31 | 1149.0623
2020-10-30 | [6 empty] | 1385.9138 | 1458.2207 | 1060.6254 | 592.4524 | 321.0626 | 192.9026 | 125.1769 | 104.4905 | 180.629 | 434.6217 | 919.6393 | 1611.4682 | 1995.0903 | 2205.6064 | 2262.0866 | 2192.4743 |  |  | 10 | 5 | 2020 | 31 | 1149.0623
2020-10-31 | [6 empty] | 1322.9912 | 1268.8938 | 819.0334 | 394.5098 | 159.2751 | 42.1195 | -12.2847 | -29.7195 | 32.6717 | 287.7717 | 767.8683 | 1475.1245 | 1846.4751 | 2063.6803 | 2153.4135 | 2115.9087 |  |  | 10 | 6 | 2020 | 31 | 1149.0623
2020-11-01 | [24 empty] | 11 | 7 | 2020 | 30 | 994.9921
2020-11-02 | [6 empty] | 1258.4493 | 982.3202 | 424.5583 | 166.9378 | 37.1094 | 24.8108 | 0.73978 | 69.0473 | 344.1001 | 971.6701 | 1608.0788 | 1946.4128 | 2293.4039 | 2291.6967 | 2205.8093 | 2119.9322 |  |  | 11 | 1 | 2020 | 30 | 994.9921
2020-11-03 | [6 empty] | 1300.479 | 1032.8154 | 457.5261 | 156.7748 | -29.4051 | -43.989 | -70.7267 | 5.1226 | 282.5322 | 905.9516 | 1528.5903 | 1845.9828 | 2229.1897 | 2247.9106 | 2179.1914 | 2075.0004 |  |  | 11 | 2 | 2020 | 30 | 994.9921
2020-11-04 | [6 empty] | 1248.9542 | 1001.088 | 433.8341 | 117.5845 | -40.7957 | -63.9606 | -86.7949 | -5.0767 | 256.1551 | 878.4199 | 1486.0721 | 1824.012 | 2230.9144 | 2263.1489 | 2194.6838 | 2094.1046 |  |  | 11 | 3 | 2020 | 30 | 994.9921
2020-11-05 | [6 empty] | 1296.1258 | 1029.9538 | 456.8309 | 172.2208 | 9.9399 | -43.4958 | -63.4882 | -5.7887 | 261.7855 | 862.7397 | 1494.8177 | 1841.8196 | 2229.2276 | 2247.2411 | 2179.7839 | 2071.9606 |  |  | 11 | 4 | 2020 | 30 | 994.9921
2020-11-06 | [6 empty] | 1263.4986 | 991.7343 | 419.4312 | 117.9695 | -23.1199 | -67.1775 | -94.217 | -22.8165 | 241.4456 | 862.0157 | 1485.245 | 1808.5699 | 2189.7862 | 2192.3367 | 2120.0269 | 2012.3536 |  |  | 11 | 5 | 2020 | 30 | 994.9921
2020-11-07 | [6 empty] | 1191.2804 | 797.2276 | 197.9696 | -74.5221 | -201.9691 | -243.0434 | -256.554 | -211.8259 | 18.2406 | 643.5578 | 1241.0658 | 1563.7088 | 1984.7013 | 2016.5364 | 1949.7031 | 1885.7687 |  |  | 11 | 6 | 2020 | 30 | 994.9921
2020-11-08 | [24 empty] | 11 | 7 | 2020 | 30 | 994.9921
2020-11-09 | [6 empty] | 1258.6761 | 974.3136 | 468.3726 | 248.0588 | 183.2387 | 208.7423 | 238.4246 | 354.7839 | 678.3051 | 1320.2318 | 1939.4578 | 2167.8266 | 2446.325 | 2422.9202 | 2324.4269 | 2203.8335 |  |  | 11 | 1 | 2020 | 30 | 994.9921
2020-11-10 | [6 empty] | 1235.6188 | 971.6168 | 457.7126 | 202.4688 | 102.8125 | 89.2531 | 86.9987 | 168.3383 | 482.8843 | 1091.4225 | 1713.4963 | 1979.8249 | 2321.3649 | 2329.0085 | 2246.362 | 2142.4681 |  |  | 11 | 2 | 2020 | 30 | 994.9921
2020-11-11 | [6 empty] | 1262.0238 | 949.225 | 394.2115 | 143.1368 | 43.0785 | 7.9792 | 8.1013 | 63.4512 | 328.2428 | 951.5993 | 1570.9956 | 1861.7079 | 2208.2151 | 2219.3522 | 2141.5729 | 2042.9646 |  |  | 11 | 3 | 2020 | 30 | 994.9921
2020-11-12 | [6 empty] | 1234.0068 | 962.8154 | 431.0059 | 182.2151 | 103.665 | 128.8024 | 178.9926 | 277.1187 | 595.9663 | 1240.7488 | 1868.6267 | 2090.6501 | 2381.5457 | 2355.4671 | 2269.9747 | 2172.1997 |  |  | 11 | 4 | 2020 | 30 | 994.9921
2020-11-13 | [6 empty] | 1362.5102 | 1038.1387 | 461.6481 | 177.8108 | 57.2932 | 28.3073 | 17.2546 | 95.9433 | 369.7096 | 962.8566 | 1539.1617 | 1793.0554 | 2128.5923 | 2137.6675 | 2049.8067 | 1909.695 |  |  | 11 | 5 | 2020 | 30 | 994.9921
2020-11-14 | [6 empty] | 1182.1959 | 781.3875 | 203.9987 | -77.7806 | -200.9573 | -222.0279 | -196.1761 | -144.9296 | 138.6113 | 746.8857 | 1339.9127 | 1661.1196 | 2072.533 | 2087.7884 | 2011.7144 | 1932.6472 |  |  | 11 | 6 | 2020 | 30 | 994.9921
2020-11-15 | [24 empty] | 11 | 7 | 2020 | 30 | 994.9921
2020-11-16 | [6 empty] | 1230.8607 | 954.3298 | 456.4035 | 222.162 | 118.7839 | 59.2809 | 18.3097 | 78.8714 | 334.7519 | 925.018 | 1533.1896 | 1849.1966 | 2221.9586 | 2233.236 | 2172.7487 | 2082.5783 |  |  | 11 | 1 | 2020 | 30 | 994.9921
2020-11-17 | [6 empty] | 1201.6647 | 914.9243 | 412.7407 | 191.799 | 101.4585 | 67.8567 | 55.3059 | 115.0611 | 383.1036 | 987.6241 | 1583.6151 | 1867.7657 | 2245.5158 | 2268.3309 | 2193.2731 | 2089.0523 |  |  | 11 | 2 | 2020 | 30 | 994.9921
2020-11-18 | [6 empty] | 1279.5084 | 1037.7302 | 528.3679 | 272.2389 | 158.1453 | 99.797 | 55.7161 | 106.6476 | 366.9603 | 965.5496 | 1564.5209 | 1856.7095 | 2234.5658 | 2252.1092 | 2188.6528 | 2085.6456 |  |  | 11 | 3 | 2020 | 30 | 994.9921
2020-11-19 | [6 empty] | 1223.0929 | 937.2109 | 409.2053 | 154.578 | 66.7313 | 52.3451 | 43.391 | 126.6161 | 408.7163 | 1015.4919 | 1641.6271 | 1902.4158 | 2256.2615 | 2263.0828 | 2186.7517 | 2087.92 |  |  | 11 | 4 | 2020 | 30 | 994.9921
2020-11-20 | [6 empty] | 1283.9234 | 1012.2671 | 509.5622 | 252.8289 | 166.2039 | 125.8665 | 64.5674 | 100.7133 | 343.0323 | 931.4334 | 1528.1463 | 1821.26 | 2191.4262 | 2204.0149 | 2137.3454 | 2030.9586 |  |  | 11 | 5 | 2020 | 30 | 994.9921
2020-11-21 | [6 empty] | 1140.9803 | 774.8404 | 233.2936 | -18.2194 | -105.8724 | -138.2259 | -161.4938 | -118.3216 | 92.5274 | 691.0102 | 1280.5017 | 1602.9761 | 2026.1415 | 2057.0161 | 2000.2067 | 1951.8175 |  |  | 11 | 6 | 2020 | 30 | 994.9921
2020-11-22 | [24 empty] | 11 | 7 | 2020 | 30 | 994.9921
2020-11-23 | [6 empty] | 1297.1511 | 1069.1263 | 584.803 | 301.1515 | 137.5274 | 87.7411 | 44.8255 | 87.8611 | 360.2813 | 986.9249 | 1617.011 | 1911.0893 | 2282.6105 | 2297.5458 | 2217.3419 | 2116.797 |  |  | 11 | 1 | 2020 | 30 | 994.9921
2020-11-24 | [6 empty] | 1259.7152 | 1029.0389 | 560.5098 | 285.224 | 121.7403 | 55.0903 | -5.7542 | 27.2295 | 300.9875 | 927.6973 | 1559.4324 | 1875.3585 | 2264.6586 | 2296.6675 | 2224.7915 | 2134.8387 |  |  | 11 | 2 | 2020 | 30 | 994.9921
2020-11-25 | [6 empty] | 1252.9998 | 991.0571 | 552.4062 | 289.3832 | 127.8809 | 48.091 | 12.8693 | 75.1188 | 326.8213 | 932.4658 | 1581.7693 | 1878.2112 | 2250.8502 | 2267.6426 | 2192.8418 | 2087.7785 |  |  | 11 | 3 | 2020 | 30 | 994.9921
2020-11-26 | [6 empty] | 1177.2486 | 824.335 | 286.2759 | 52.3557 | -32.4381 | -57.8488 | -88.5384 | -54.4793 | 172.4638 | 757.5644 | 1345.2153 | 1569.2819 | 1858.9474 | 1852.3013 | 1804.5901 | 1744.5711 |  |  | 11 | 4 | 2020 | 30 | 994.9921
2020-11-27 | [6 empty] | 1236.4642 | 930.2296 | 392.4409 | 175.8965 | 37.6505 | -0.15471 | -35.6156 | 6.0498 | 251.1679 | 871.2243 | 1482.2289 | 1760.1644 | 2136.9149 | 2150.3893 | 2053.8097 | 1967.0237 |  |  | 11 | 5 | 2020 | 30 | 994.9921
2020-11-28 | [6 empty] | 1183.5919 | 829.1883 | 280.9494 | 20.4005 | -101.4248 | -139.7748 | -169.2244 | -131.2659 | 120.0602 | 732.0285 | 1326.9265 | 1637.6204 | 2005.1737 | 2008.5814 | 1943.3227 | 1888.9298 |  |  | 11 | 6 | 2020 | 30 | 994.9921
2020-11-29 | [24 empty] | 11 | 7 | 2020 | 30 | 994.9921
2020-11-30 | [6 empty] | 1114.2989 | 776.624 | 226.7877 | -11.8063 | -109.3179 | -127.8522 | -170.149 | -126.1349 | 141.7609 | 771.4952 | 1419.2448 | 1718.9897 | 2111.454 | 2117.1179 | 2037.7216 | 1950.1825 |  |  | 11 | 1 | 2020 | 30 | 994.9921
2020-12-01 | [6 empty] | 1403.7456 | 1425.2536 | 1001.8885 | 635.0207 | 405.6039 | 302.3349 | 238.9271 | 302.1106 | 540.6845 | 1074.6895 | 1631.3058 | 1985.246 | 2371.6656 | 2403.2217 | 2362.6979 | 2283.8877 |  |  | 12 | 2 | 2020 | 31 | 1242.503
2020-12-02 | [6 empty] | 1422.2191 | 1475.1316 | 1061.7843 | 662.9064 | 448.623 | 347.6717 | 287.3404 | 345.5747 | 576.5297 | 1093.8511 | 1658.9162 | 2031.5084 | 2391.6542 | 2423.8868 | 2378.7517 | 2309.9801 |  |  | 12 | 3 | 2020 | 31 | 1242.503
2020-12-03 | [6 empty] | 1424.0021 | 1419.001 | 987.8506 | 622.297 | 378.3102 | 268.9662 | 210.9976 | 263.6017 | 506.8108 | 1018.255 | 1568.4265 | 1942.107 | 2317.6323 | 2371.7717 | 2358.2974 | 2277.9593 |  |  | 12 | 4 | 2020 | 31 | 1242.503
2020-12-04 | [6 empty] | 1391.3709 | 1325.577 | 895.943 | 559.2938 | 372.8276 | 270.8243 | 222.8802 | 286.6531 | 495.1221 | 1002.928 | 1555.8402 | 1926.1605 | 2303.7332 | 2336.0194 | 2289.8416 | 2229.2899 |  |  | 12 | 5 | 2020 | 31 | 1242.503
2020-12-05 | [6 empty] | 1324.5212 | 1169.9406 | 694.7999 | 382.7446 | 213.4271 | 130.1531 | 78.573 | 134.492 | 337.4662 | 846.7951 | 1374.6685 | 1740.5024 | 2136.7099 | 2182.647 | 2149.8921 | 2126.4426 |  |  | 12 | 6 | 2020 | 31 | 1242.503
2020-12-06 | [24 empty] | 12 | 7 | 2020 | 31 | 1242.503
2020-12-07 | [6 empty] | 1443.4401 | 1484.8519 | 1051.3917 | 631.6467 | 404.7007 | 320.9551 | 269.2702 | 312.6985 | 553.8716 | 1090.0377 | 1648.0816 | 2041.5167 | 2403.3961 | 2433.4365 | 2387.951 | 2309.208 |  |  | 12 | 1 | 2020 | 31 | 1242.503
2020-12-08 | [6 empty] | 1422.2396 | 1449.0867 | 1031.6581 | 618.6991 | 393.6583 | 301.569 | 250.8059 | 311.6249 | 540.9449 | 1088.813 | 1619.3555 | 2004.2998 | 2405.9574 | 2465.5245 | 2413.5906 | 2333.3807 |  |  | 12 | 2 | 2020 | 31 | 1242.503
2020-12-09 | [6 empty] | 1429.9532 | 1443.8221 | 1040.0413 | 651.2732 | 448.9096 | 376.8345 | 327.1345 | 373.167 | 592.7245 | 1121.4535 | 1673.5669 | 2030.8864 | 2406.7638 | 2446.4151 | 2404.9557 | 2331.9568 |  |  | 12 | 3 | 2020 | 31 | 1242.503
2020-12-10 | [6 empty] | 1466.0155 | 1504.5231 | 1085.0508 | 663.942 | 421.5623 | 323.8321 | 257.8945 | 316.1446 | 534.0604 | 1055.6009 | 1603.1139 | 1990.8109 | 2395.2392 | 2451.3646 | 2416.0018 | 2351.0643 |  |  | 12 | 4 | 2020 | 31 | 1242.503
2020-12-11 | [6 empty] | 1387.0543 | 1381.6751 | 953.2266 | 560.1611 | 361.0717 | 301.2631 | 258.1172 | 325.2425 | 584.4833 | 1105.0453 | 1636.0075 | 2001.7772 | 2370.3914 | 2401.9529 | 2367.147 | 2286.4702 |  |  | 12 | 5 | 2020 | 31 | 1242.503
2020-12-12 | [6 empty] | 1319.9649 | 1167.7362 | 695.7126 | 371.6893 | 212.2124 | 166.0061 | 109.364 | 168.9869 | 377.666 | 888.9399 | 1411.1383 | 1779.5205 | 2183.9391 | 2206.7874 | 2160.1051 | 2130.9509 |  |  | 12 | 6 | 2020 | 31 | 1242.503
2020-12-13 | [24 empty] | 12 | 7 | 2020 | 31 | 1242.503
2020-12-14 | [6 empty] | 1520.8505 | 1595.2648 | 1167.1798 | 728.0708 | 453.0892 | 370.9843 | 298.2362 | 302.5339 | 512.3679 | 1040.1244 | 1615.1243 | 2033.4544 | 2487.1847 | 2553.1366 | 2525.1494 | 2466.8157 |  |  | 12 | 1 | 2020 | 31 | 1242.503
2020-12-15 | [6 empty] | 1410.0696 | 1424.6851 | 1063.0104 | 715.2712 | 538.2789 | 517.0148 | 500.1237 | 560.5359 | 767.8717 | 1278.7163 | 1752.8065 | 2066.4019 | 2439.0519 | 2476.3756 | 2432.2113 | 2340.0743 |  |  | 12 | 2 | 2020 | 31 | 1242.503
2020-12-16 | [6 empty] | 1410.3938 | 1444.684 | 1081.0024 | 709.8809 | 510.1773 | 493.7237 | 469.2089 | 526.1354 | 740.9452 | 1234.5423 | 1733.4878 | 2071.6855 | 2443.7277 | 2503.6672 | 2468.7171 | 2393.3038 |  |  | 12 | 3 | 2020 | 31 | 1242.503
2020-12-17 | [6 empty] | 1447.4014 | 1507.7519 | 1140.0568 | 740.6495 | 512.715 | 489.044 | 456.6871 | 503.0295 | 715.4783 | 1232.0271 | 1730.3526 | 2059.6989 | 2414.5066 | 2465.4154 | 2418.7306 | 2344.5147 |  |  | 12 | 4 | 2020 | 31 | 1242.503
2020-12-18 | [6 empty] | 1422.183 | 1448.7367 | 1081.3798 | 708.4075 | 522.0666 | 498.5127 | 466.88 | 503.4371 | 711.539 | 1213.6827 | 1695.4958 | 2020.0995 | 2381.2899 | 2425.3223 | 2372.7457 | 2285.4224 |  |  | 12 | 5 | 2020 | 31 | 1242.503
2020-12-19 | [6 empty] | 1369.2124 | 1237.1955 | 793.8526 | 472.2391 | 287.9701 | 263.9829 | 258.5634 | 305.6698 | 473.2001 | 996.7611 | 1463.0614 | 1824.8805 | 2244.9791 | 2303.7378 | 2269.6295 | 2253.9165 |  |  | 12 | 6 | 2020 | 31 | 1242.503
2020-12-20 | [24 empty] | 12 | 7 | 2020 | 31 | 1242.503
2020-12-21 | [6 empty] | 1462.8075 | 1534.4627 | 1163.09 | 793.6578 | 590.7875 | 547.252 | 500.3704 | 521.7766 | 728.7564 | 1222.6049 | 1721.3134 | 2073.047 | 2476.864 | 2529.518 | 2497.9712 | 2420.7053 |  |  | 12 | 1 | 2020 | 31 | 1242.503
2020-12-22 | [6 empty] | 1334.6908 | 1229.5312 | 787.3557 | 450.449 | 252.2125 | 193.3538 | 152.1546 | 210.7329 | 437.9267 | 947.3233 | 1494.8255 | 1893.7158 | 2272.8556 | 2316.3716 | 2276.9445 | 2215.8031 |  |  | 12 | 2 | 2020 | 31 | 1242.503
2020-12-23 | [6 empty] | 1368.238 | 1296.4624 | 873.5559 | 494.917 | 276.9864 | 183.738 | 122.7106 | 156.6159 | 367.11 | 891.8432 | 1456.3369 | 1862.6654 | 2284.3011 | 2320.5605 | 2254.1587 | 2190.1434 |  |  | 12 | 3 | 2020 | 31 | 1242.503
2020-12-24 | [6 empty] | 1372.9501 | 1313.0586 | 909.2469 | 581.698 | 408.9497 | 330.62 | 262.7718 | 299.9173 | 530.679 | 1047.031 | 1583.2712 | 1969.8913 | 2344.3563 | 2381.3414 | 2334.5463 | 2253.845 |  |  | 12 | 4 | 2020 | 31 | 1242.503
2020-12-25 | [6 empty] | 1319.7137 | 1165.1717 | 710.4075 | 336.2143 | 142.2926 | 40.7992 | -32.0491 | 9.1607 | 220.5724 | 720.2963 | 1267.9689 | 1614.9497 | 2021.211 | 2067.3702 | 2060.2271 | 2031.2998 |  |  | 12 | 5 | 2020 | 31 | 1242.503
2020-12-26 | [6 empty] | 1339.6606 | 1205.6316 | 753.3757 | 393.3446 | 194.2407 | 131.6298 | 71.3017 | 122.0457 | 324.9735 | 833.5866 | 1363.9154 | 1762.3347 | 2209.8886 | 2245.6346 | 2192.6554 | 2163.7837 |  |  | 12 | 6 | 2020 | 31 | 1242.503
2020-12-27 | [24 empty] | 12 | 7 | 2020 | 31 | 1242.503
2020-12-28 | [6 empty] | 1430.879 | 1379.1987 | 977.5833 | 615.7227 | 390.3414 | 295.889 | 195.2127 | 222.2007 | 426.9161 | 935.6666 | 1481.4414 | 1901.7661 | 2333.4122 | 2384.3287 | 2358.8492 | 2289.5733 |  |  | 12 | 1 | 2020 | 31 | 1242.503
2020-12-29 | [6 empty] | 1334.919 | 1230.2738 | 786.6825 | 449.5552 | 251.7447 | 193.313 | 149.9508 | 209.8442 | 440.1568 | 945.4731 | 1495.218 | 1893.8151 | 2273.1911 | 2317.1903 | 2277.7965 | 2216.4651 |  |  | 12 | 2 | 2020 | 31 | 1242.503
2020-12-30 | [6 empty] | 1368.8802 | 1301.9537 | 883.9514 | 506.7425 | 290.0957 | 198.2396 | 136.9996 | 175.4353 | 394.804 | 909.3742 | 1462.3731 | 1868.1166 | 2288.3135 | 2323.2852 | 2256.2322 | 2191.5797 |  |  | 12 | 3 | 2020 | 31 | 1242.503
2020-12-31 | [6 empty] | 1398.5298 | 1374.3787 | 977.8715 | 576.4632 | 359.9537 | 268.4929 | 204.7937 | 268.0985 | 509.9528 | 1033.3742 | 1577.2152 | 1970.7929 | 2347.5782 | 2391.6215 | 2353.1955 | 2272.7042 |  |  | 12 | 4 | 2020 | 31 | 1242.503

## Net Load Off Peak
DATE | 1 | 2 | 3 | 4 | 5 | 6 | 7 | 8 | 9 | 10 | 11 | 12 | 13 | 14 | 15 | 16 | 17 | 18 | 19 | 20 | 21 | 22 | 23 | 24 | Month | Weekday | Year | Monthly Days | Monthly Avg
2020-01-01 | 1600.0148 | 1538.4166 | 1452.7603 | 1393.1723 | 1362.831 | 1361.2803 | [16 empty] | 2057.4254 | 1814.5051 | 1 | 3 | 2020 | 31 | 1447.1763
2020-01-02 | 1674.3617 | 1489.6179 | 1415.1463 | 1369.9796 | 1351.7425 | 1374.8479 | [16 empty] | 2235.2544 | 1958.1636 | 1 | 4 | 2020 | 31 | 1447.1763
2020-01-03 | 1544.3128 | 1434.4458 | 1369.1682 | 1311.0079 | 1279.1686 | 1299.2645 | [16 empty] | 2056.0844 | 1768.1756 | 1 | 5 | 2020 | 31 | 1447.1763
2020-01-04 | 1514.7415 | 1432.9644 | 1355.1372 | 1304.7968 | 1283.3945 | 1291.1593 | [16 empty] | 1927.6988 | 1693.5878 | 1 | 6 | 2020 | 31 | 1447.1763
2020-01-05 | 1582.0167 | 1432.289 | 1358.5075 | 1306.9026 | 1293.9462 | 1325.5271 | 1428.9328 | 1440.3203 | 1007.7691 | 581.9673 | 375.6261 | 258.8588 | 221.1302 | 274.6742 | 476.9568 | 910.7745 | 1478.9074 | 1880.4053 | 2227.4 | 2315.5358 | 2259.5396 | 2213.5571 | 2054.6965 | 1799.1822 | 1 | 7 | 2020 | 31 | 1447.1763
2020-01-06 | 1657.1781 | 1480.3637 | 1410.6717 | 1371.4111 | 1344.3856 | 1368.7303 | [16 empty] | 2199.7488 | 1906.5708 | 1 | 1 | 2020 | 31 | 1447.1763
2020-01-07 | 1622.0911 | 1461.4927 | 1389.5689 | 1351.2088 | 1336.7434 | 1363.4853 | [16 empty] | 2169.491 | 1867.9781 | 1 | 2 | 2020 | 31 | 1447.1763
2020-01-08 | 1620.4654 | 1462.5795 | 1388.588 | 1333.7243 | 1312.1517 | 1339.2509 | [16 empty] | 2145.4224 | 1863.9239 | 1 | 3 | 2020 | 31 | 1447.1763
2020-01-09 | 1597.1983 | 1414.8288 | 1348.395 | 1306.1629 | 1297.0742 | 1318.6813 | [16 empty] | 2135.866 | 1839.2654 | 1 | 4 | 2020 | 31 | 1447.1763
2020-01-10 | 1589.6914 | 1429.2855 | 1349.0598 | 1298.5587 | 1273.427 | 1290.9899 | [16 empty] | 2072.0749 | 1810.8123 | 1 | 5 | 2020 | 31 | 1447.1763
2020-01-11 | 1531.7931 | 1449.7186 | 1383.1816 | 1321.7627 | 1289.5189 | 1293.5074 | [16 empty] | 1966.5933 | 1726.1387 | 1 | 6 | 2020 | 31 | 1447.1763
2020-01-12 | 1586.4721 | 1448.7038 | 1371.6538 | 1325.2964 | 1310.5379 | 1338.7083 | 1426.4476 | 1419.6951 | 976.1068 | 556.3741 | 323.4867 | 244.3862 | 205.2396 | 218.9166 | 400.6517 | 809.4113 | 1368.3004 | 1772.4352 | 2207.0767 | 2273.9116 | 2230.8701 | 2194.7474 | 2045.7296 | 1801.5631 | 1 | 7 | 2020 | 31 | 1447.1763
2020-01-13 | 1660.4745 | 1454.7095 | 1374.1827 | 1321.4545 | 1296.6917 | 1320.4586 | [16 empty] | 2213.7107 | 1913.7449 | 1 | 1 | 2020 | 31 | 1447.1763
2020-01-14 | 1627.7436 | 1507.4303 | 1438.8451 | 1385.4894 | 1359.0749 | 1373.528 | [16 empty] | 2160.0858 | 1873.5277 | 1 | 2 | 2020 | 31 | 1447.1763
2020-01-15 | 1591.9828 | 1456.6697 | 1380.1941 | 1344.7605 | 1320.4687 | 1322.9812 | [16 empty] | 2106.6572 | 1824.5035 | 1 | 3 | 2020 | 31 | 1447.1763
2020-01-16 | 1551.4644 | 1430.477 | 1356.6564 | 1310.4845 | 1284.691 | 1304.7952 | [16 empty] | 2060.5485 | 1768.7777 | 1 | 4 | 2020 | 31 | 1447.1763
2020-01-17 | 1574.892 | 1463.3855 | 1380.0294 | 1336.7727 | 1306.402 | 1318.9909 | [16 empty] | 2028.7393 | 1783.6518 | 1 | 5 | 2020 | 31 | 1447.1763
2020-01-18 | 1518.5869 | 1449.9758 | 1363.1085 | 1313.5026 | 1283.3084 | 1270.2853 | [16 empty] | 1912.0804 | 1699.4451 | 1 | 6 | 2020 | 31 | 1447.1763
2020-01-19 | 1526.4876 | 1447.8031 | 1376.3383 | 1317.513 | 1296.5787 | 1304.5881 | 1331.0042 | 1233.3639 | 759.8199 | 398.0417 | 258.1972 | 180.2684 | 139.2322 | 181.4154 | 350.9785 | 754.5737 | 1277.8806 | 1605.9696 | 2073.7056 | 2176.0277 | 2122.9429 | 2075.3569 | 1927.7709 | 1702.6914 | 1 | 7 | 2020 | 31 | 1447.1763
2020-01-20 | 1598.7491 | 1452.1556 | 1372.8132 | 1315.9367 | 1300.4156 | 1340.554 | [16 empty] | 2095.3365 | 1809.4607 | 1 | 1 | 2020 | 31 | 1447.1763
2020-01-21 | 1616.8898 | 1504.8099 | 1434.8883 | 1395.2014 | 1373.3159 | 1386.5508 | [16 empty] | 2149.8975 | 1862.7795 | 1 | 2 | 2020 | 31 | 1447.1763
2020-01-22 | 1636.5252 | 1468.871 | 1393.4899 | 1343.2243 | 1319.2106 | 1342.6784 | [16 empty] | 2136.97 | 1871.6235 | 1 | 3 | 2020 | 31 | 1447.1763
2020-01-23 | 1543.008 | 1436.7584 | 1367.5956 | 1312.2482 | 1284.6872 | 1286.125 | [16 empty] | 2019.4277 | 1749.9784 | 1 | 4 | 2020 | 31 | 1447.1763
2020-01-24 | 1597.6861 | 1497.4177 | 1408.2106 | 1343.3388 | 1305.8338 | 1300.2699 | [16 empty] | 2038.2055 | 1807.2938 | 1 | 5 | 2020 | 31 | 1447.1763
2020-01-25 | 1527.7733 | 1451.5728 | 1370.576 | 1326.0681 | 1315.8665 | 1330.3756 | [16 empty] | 1908.6946 | 1703.0752 | 1 | 6 | 2020 | 31 | 1447.1763
2020-01-26 | 1539.5329 | 1450.8401 | 1380.2902 | 1325.0354 | 1302.4975 | 1300.7836 | 1324.78 | 1220.8383 | 715.6638 | 312.0145 | 138.1284 | 47.0522 | -14.2707 | 15.7921 | 176.7697 | 588.2276 | 1161.5626 | 1626.1797 | 2120.0599 | 2218.2516 | 2178.6054 | 2137.8758 | 1977.7462 | 1733.7186 | 1 | 7 | 2020 | 31 | 1447.1763
2020-01-27 | 1643.8616 | 1459.138 | 1395.1233 | 1344.8608 | 1325.3226 | 1355.0612 | [16 empty] | 2169.7171 | 1882.0787 | 1 | 1 | 2020 | 31 | 1447.1763
2020-01-28 | 1578.1221 | 1439.9309 | 1373.0921 | 1323.6523 | 1299.6119 | 1332.4607 | [16 empty] | 2107.4872 | 1806.5169 | 1 | 2 | 2020 | 31 | 1447.1763
2020-01-29 | 1560.0758 | 1443.2115 | 1372.5029 | 1328.7672 | 1307.9617 | 1329.5485 | [16 empty] | 2070.5584 | 1779.6038 | 1 | 3 | 2020 | 31 | 1447.1763
2020-01-30 | 1551.0974 | 1421.4411 | 1350.2779 | 1296.1516 | 1282.3241 | 1319.131 | [16 empty] | 2082.7178 | 1776.4796 | 1 | 4 | 2020 | 31 | 1447.1763
2020-01-31 | 1612.7651 | 1439.7249 | 1365.3468 | 1327.2245 | 1300.9398 | 1321.8135 | [16 empty] | 2151.8497 | 1862.4744 | 1 | 5 | 2020 | 31 | 1447.1763
2020-02-01 | 1483.1952 | 1415.9125 | 1338.6493 | 1287.2063 | 1253.7774 | 1253.6912 | [16 empty] | 1916.0169 | 1680.7356 | 2 | 6 | 2020 | 29 | 1321.233
2020-02-02 | 1444.8616 | 1383.2417 | 1300.7656 | 1259.1054 | 1232.2357 | 1222.4706 | 1248.7281 | 956.5919 | 409.5275 | 62.4558 | -129.004 | -222.3311 | -269.4452 | -260.1692 | -139.3368 | 228.7871 | 908.2487 | 1450.1509 | 1814.7585 | 2024.2514 | 2027.7737 | 2016.0319 | 1855.0756 | 1633.2919 | 2 | 7 | 2020 | 29 | 1321.233
2020-02-03 | 1613.2946 | 1378.7259 | 1314.4051 | 1271.3689 | 1246.0946 | 1264.8023 | [16 empty] | 2161.3956 | 1868.582 | 2 | 1 | 2020 | 29 | 1321.233
2020-02-04 | 1607.2538 | 1398.6198 | 1326.9537 | 1283.7483 | 1264.1463 | 1283.3453 | [16 empty] | 2163.7415 | 1873.5144 | 2 | 2 | 2020 | 29 | 1321.233
2020-02-05 | 1534.4092 | 1391.8136 | 1315.739 | 1274.813 | 1240.3106 | 1256.236 | [16 empty] | 2053.9062 | 1770.8702 | 2 | 3 | 2020 | 29 | 1321.233
2020-02-06 | 1531.6734 | 1388.5887 | 1331.7549 | 1280.9544 | 1257.5001 | 1274.1392 | [16 empty] | 2051.3486 | 1768.0292 | 2 | 4 | 2020 | 29 | 1321.233
2020-02-07 | 1529.665 | 1396.4431 | 1332.8333 | 1276.4422 | 1249.7146 | 1274.0131 | [16 empty] | 1986.3436 | 1753.7698 | 2 | 5 | 2020 | 29 | 1321.233
2020-02-08 | 1484.0294 | 1368.2216 | 1297.1601 | 1246.5056 | 1210.9266 | 1217.3444 | [16 empty] | 1926.9528 | 1682.9426 | 2 | 6 | 2020 | 29 | 1321.233
2020-02-09 | 1531.8221 | 1419.6854 | 1351.574 | 1309.7602 | 1287.211 | 1290.3085 | 1324.5293 | 1047.7252 | 490.3331 | 135.6457 | -35.9419 | -111.8283 | -183.0399 | -228.5327 | -173.0682 | 175.0309 | 879.957 | 1470.5551 | 1932.9557 | 2178.0253 | 2165.2413 | 2126.2477 | 1970.2887 | 1736.8551 | 2 | 7 | 2020 | 29 | 1321.233
2020-02-10 | 1557.5362 | 1373.0679 | 1311.3067 | 1272.2409 | 1239.3886 | 1237.0999 | [16 empty] | 2067.5582 | 1790.6384 | 2 | 1 | 2020 | 29 | 1321.233
2020-02-11 | 1520.5733 | 1388.4147 | 1326.8679 | 1276.7454 | 1248.8281 | 1256.0608 | [16 empty] | 2047.9909 | 1761.0081 | 2 | 2 | 2020 | 29 | 1321.233
2020-02-12 | 1531.2736 | 1405.9124 | 1352.5536 | 1302.9361 | 1277.6834 | 1297.6692 | [16 empty] | 2062.5554 | 1768.0102 | 2 | 3 | 2020 | 29 | 1321.233
2020-02-13 | 1513.8539 | 1379.2072 | 1314.4101 | 1270.4575 | 1244.0424 | 1256.0372 | [16 empty] | 2052.6233 | 1748.7833 | 2 | 4 | 2020 | 29 | 1321.233
2020-02-14 | 1508.0743 | 1380.9066 | 1304.1994 | 1274.9333 | 1247.5079 | 1250.038 | [16 empty] | 2007.9745 | 1733.1248 | 2 | 5 | 2020 | 29 | 1321.233
2020-02-15 | 1469.3239 | 1396.3814 | 1323.2681 | 1281.4625 | 1238.621 | 1233.3768 | [16 empty] | 1881.5229 | 1657.1489 | 2 | 6 | 2020 | 29 | 1321.233
2020-02-16 | 1508.4519 | 1401.943 | 1319.3076 | 1275.2084 | 1259.5662 | 1249.661 | 1267.2551 | 969.212 | 418.1449 | 99.1175 | -44.6898 | -122.037 | -209.1776 | -218.2397 | -128.8875 | 224.1023 | 859.6929 | 1404.1012 | 1834.5192 | 2080.3581 | 2060.0547 | 2030.4296 | 1903.3805 | 1693.2917 | 2 | 7 | 2020 | 29 | 1321.233
2020-02-17 | 1546.9172 | 1379.9533 | 1309.6748 | 1264.3223 | 1239.3264 | 1252.4642 | [16 empty] | 2010.0088 | 1756.4639 | 2 | 1 | 2020 | 29 | 1321.233
2020-02-18 | 1566.3322 | 1368.4325 | 1311.0693 | 1268.0448 | 1232.3143 | 1248.0006 | [16 empty] | 2095.1161 | 1814.4547 | 2 | 2 | 2020 | 29 | 1321.233
2020-02-19 | 1537.7458 | 1379.2607 | 1311.7095 | 1268.3925 | 1237.5855 | 1253.0274 | [16 empty] | 2063.7963 | 1776.576 | 2 | 3 | 2020 | 29 | 1321.233
2020-02-20 | 1539.6595 | 1390.1528 | 1322.8352 | 1283.8966 | 1257.8798 | 1281.2416 | [16 empty] | 2040.2065 | 1765.5713 | 2 | 4 | 2020 | 29 | 1321.233
2020-02-21 | 1523.1784 | 1393.8886 | 1321.1654 | 1276.6819 | 1250.2193 | 1251.6463 | [16 empty] | 1958.5047 | 1733.2289 | 2 | 5 | 2020 | 29 | 1321.233
2020-02-22 | 1485.1456 | 1388.4149 | 1296.9534 | 1251.752 | 1221.4766 | 1204.7718 | [16 empty] | 1895.4574 | 1679.8055 | 2 | 6 | 2020 | 29 | 1321.233
2020-02-23 | 1495.8533 | 1392.7205 | 1310.9842 | 1264.2203 | 1240.1959 | 1233.4702 | 1255.4843 | 943.4923 | 343.4831 | 37.2195 | -137.3688 | -242.6568 | -321.6069 | -325.9904 | -227.7289 | 132.5638 | 824.3277 | 1389.8374 | 1842.508 | 2135.3606 | 2116.3779 | 2074.8405 | 1926.3724 | 1698.2626 | 2 | 7 | 2020 | 29 | 1321.233
2020-02-24 | 1551.4854 | 1404.0592 | 1331.3185 | 1290.4535 | 1262.7824 | 1282.3909 | [16 empty] | 2078.5438 | 1784.1792 | 2 | 1 | 2020 | 29 | 1321.233
2020-02-25 | 1538.3207 | 1405.992 | 1334.0424 | 1290.5775 | 1260.5871 | 1275.1644 | [16 empty] | 2037.5466 | 1771.2233 | 2 | 2 | 2020 | 29 | 1321.233
2020-02-26 | 1496.8131 | 1360.2475 | 1295.7276 | 1255.5962 | 1228.4219 | 1235.3089 | [16 empty] | 2013.191 | 1725.5353 | 2 | 3 | 2020 | 29 | 1321.233
2020-02-27 | 1539.9933 | 1410.2413 | 1336.6218 | 1297.7824 | 1272.2861 | 1287.5214 | [16 empty] | 2002.5661 | 1761.0833 | 2 | 4 | 2020 | 29 | 1321.233
2020-02-28 | 1523.3011 | 1372.5163 | 1317.2942 | 1268.7847 | 1243.5413 | 1261.4804 | [16 empty] | 1985.0899 | 1746.0672 | 2 | 5 | 2020 | 29 | 1321.233
2020-02-29 | 1525.0983 | 1374.4768 | 1319.8511 | 1276.2669 | 1263.3037 | 1297.7908 | [16 empty] | 1998.7095 | 1756.8933 | 2 | 6 | 2020 | 29 | 1321.233
2020-03-01 | 1229.6765 | 1184.9718 | 1136.3328 | 1127.8227 | 1151.1042 | 1272.9765 | 1325.8198 | 890.8281 | 420.5429 | 108.1494 | -67.1251 | -108.2215 | -151.7795 | -137.3107 | -56.8369 | 192.8973 | 755.2973 | 1425.1786 | 1721.6626 | 2003.486 | 1998.6266 | 1876.9135 | 1612.5416 | 1389.7328 | 3 | 7 | 2020 | 31 | 1152.0911
2020-03-02 | 1372.2079 | 1195.6329 | 1111.3976 | 1059.7559 | 1067.772 | 1123.8524 | [16 empty] | 1890.2814 | 1595.6344 | 3 | 1 | 2020 | 31 | 1152.0911
2020-03-03 | 1356.595 | 1229.0399 | 1170.8553 | 1139.374 | 1139.9228 | 1234.1013 | [16 empty] | 1826.2505 | 1559.0446 | 3 | 2 | 2020 | 31 | 1152.0911
2020-03-04 | 1360.3448 | 1244.9535 | 1180.4519 | 1146.4417 | 1131.301 | 1189.5694 | [16 empty] | 1871.9522 | 1587.5331 | 3 | 3 | 2020 | 31 | 1152.0911
2020-03-05 | 1328.7588 | 1209.9495 | 1142.2737 | 1102.5253 | 1088.1673 | 1162.3111 | [16 empty] | 1835.9519 | 1548.7297 | 3 | 4 | 2020 | 31 | 1152.0911
2020-03-06 | 1316.7974 | 1185.1699 | 1134.0907 | 1112.3527 | 1114.4261 | 1211.034 | [16 empty] | 1733.3194 | 1495.902 | 3 | 5 | 2020 | 31 | 1152.0911
2020-03-07 | 1229.5949 | 1203.6174 | 1141.8073 | 1112.5975 | 1114.7024 | 1181.5215 | [16 empty] | 1601.7487 | 1399.2829 | 3 | 6 | 2020 | 31 | 1152.0911
2020-03-08 | 1253.7342 | 1221.006 | 0 | 1166.9153 | 1135.1938 | 1142.4964 | 1207.0262 | 1178.9061 | 688.3688 | 217.4141 | -99.3722 | -308.1409 | -428.7909 | -449.9138 | -405.8566 | -335.24 | -104.339 | 535.5633 | 1292.8736 | 1679.8809 | 1959.6326 | 2000.2958 | 1862.0826 | 1636.5212 | 3 | 7 | 2020 | 31 | 1152.0911
2020-03-09 | 1419.7522 | 1306.1933 | 1206.7527 | 1153.2989 | 1129.4313 | 1132.1075 | [16 empty] | 1983.7111 | 1744.8141 | 3 | 1 | 2020 | 31 | 1152.0911
2020-03-10 | 1491.6534 | 1269.8081 | 1169.9525 | 1119.0099 | 1101.0777 | 1119.1438 | [16 empty] | 1963.1223 | 1689.0054 | 3 | 2 | 2020 | 31 | 1152.0911
2020-03-11 | 1434.1973 | 1257.6264 | 1177.177 | 1134.355 | 1127.4263 | 1141.2583 | [16 empty] | 1954.7639 | 1678.1925 | 3 | 3 | 2020 | 31 | 1152.0911
2020-03-12 | 1426.9011 | 1349.6652 | 1229.1204 | 1176.0575 | 1148.4234 | 1138.1072 | [16 empty] | 2059.2411 | 1843.4261 | 3 | 4 | 2020 | 31 | 1152.0911
2020-03-13 | 1570.7068 | 1281.4279 | 1200.6753 | 1148.3706 | 1132.4163 | 1136.0404 | [16 empty] | 1937.9378 | 1698.4009 | 3 | 5 | 2020 | 31 | 1152.0911
2020-03-14 | 1459.3721 | 1266.2066 | 1187.1992 | 1136.5418 | 1119.9992 | 1141.3262 | [16 empty] | 1913.0858 | 1669.5516 | 3 | 6 | 2020 | 31 | 1152.0911
2020-03-15 | 1440.1249 | 1257.4099 | 1177.7858 | 1125.5249 | 1107.6058 | 1131.9024 | 1243.6604 | 1293.3852 | 847.8798 | 366.6974 | 88.0408 | -84.2304 | -197.9786 | -271.9729 | -272.1328 | -176.9483 | 105.3151 | 711.5601 | 1408.6635 | 1753.5562 | 2051.6727 | 2084.8347 | 1932.1843 | 1670.8767 | 3 | 7 | 2020 | 31 | 1152.0911
2020-03-16 | 1430.8312 | 1380.6075 | 1272.5944 | 1200.0931 | 1152.566 | 1128.7378 | [16 empty] | 2088.2237 | 1889.9094 | 3 | 1 | 2020 | 31 | 1152.0911
2020-03-17 | 1612.2869 | 1260.7769 | 1180.7913 | 1137.5274 | 1118.362 | 1129.9987 | [16 empty] | 1949.4247 | 1690.8518 | 3 | 2 | 2020 | 31 | 1152.0911
2020-03-18 | 1435.4597 | 1289.294 | 1177.8619 | 1128.5055 | 1109.2332 | 1125.138 | [16 empty] | 1990.1823 | 1734.8331 | 3 | 3 | 2020 | 31 | 1152.0911
2020-03-19 | 1481.1827 | 1256.183 | 1194.0568 | 1144.0406 | 1132.881 | 1158.4764 | [16 empty] | 1937.1997 | 1676.9495 | 3 | 4 | 2020 | 31 | 1152.0911
2020-03-20 | 1430.4044 | 1240.5062 | 1150.8348 | 1095.188 | 1072.0352 | 1102.4706 | [16 empty] | 1869.7406 | 1627.6228 | 3 | 5 | 2020 | 31 | 1152.0911
2020-03-21 | 1411.6518 | 1235.3054 | 1194.8983 | 1127.8018 | 1087.8078 | 1054.8561 | [16 empty] | 1802.1508 | 1595.4261 | 3 | 6 | 2020 | 31 | 1152.0911
2020-03-22 | 1405 | 1207.6695 | 1194.6179 | 1127.9704 | 1095.4256 | 1096.5983 | 1164.4316 | 1111.9491 | 603.8862 | 126.3273 | -160.1354 | -302.049 | -398.7357 | -470.9666 | -498.9644 | -410.548 | -136.928 | 481.4874 | 1192.0131 | 1532.6997 | 1873.7577 | 1927.887 | 1787.0304 | 1559.8583 | 3 | 7 | 2020 | 31 | 1152.0911
2020-03-23 | 1373.2745 | 1289.074 | 1217.3371 | 1162.5131 | 1126.6003 | 1110.4335 | [16 empty] | 1934.301 | 1708.2066 | 3 | 1 | 2020 | 31 | 1152.0911
2020-03-24 | 1463.4222 | 1259.8949 | 1150.0503 | 1094.2662 | 1069.136 | 1107.4855 | [16 empty] | 1873.8234 | 1642.1569 | 3 | 2 | 2020 | 31 | 1152.0911
2020-03-25 | 1427.536 | 1281.8239 | 1181.2688 | 1119.5882 | 1096.3433 | 1100.5858 | [16 empty] | 1912.3584 | 1680.7245 | 3 | 3 | 2020 | 31 | 1152.0911
2020-03-26 | 1453.2723 | 1253.6133 | 1169.596 | 1118.906 | 1102.3163 | 1129.0875 | [16 empty] | 1931.4097 | 1671.2361 | 3 | 4 | 2020 | 31 | 1152.0911
2020-03-27 | 1427.9542 | 1283.6364 | 1227.932 | 1172.7278 | 1136.3322 | 1122.439 | [16 empty] | 1891.2925 | 1689.7587 | 3 | 5 | 2020 | 31 | 1152.0911
2020-03-28 | 1465.742 | 1214.0298 | 1171.4994 | 1120.9331 | 1101.0075 | 1103.1047 | [16 empty] | 1770.1313 | 1552.7808 | 3 | 6 | 2020 | 31 | 1152.0911
2020-03-29 | 1371.4101 | 1200.5296 | 1168.5046 | 1112.0282 | 1084.1685 | 1102.953 | 1157.4123 | 1100.5614 | 568.7563 | 88.8755 | -183.5454 | -343.2051 | -441.0421 | -522.6501 | -568.1028 | -494.7723 | -243.0483 | 373.7225 | 1093.0427 | 1447.7898 | 1815.4341 | 1879.3386 | 1742.1609 | 1527.6518 | 3 | 7 | 2020 | 31 | 1152.0911
2020-03-30 | 1349.4603 | 1271.1451 | 1203.5987 | 1148.1136 | 1117.845 | 1110.4944 | [16 empty] | 1844.5687 | 1634.9879 | 3 | 1 | 2020 | 31 | 1152.0911
2020-03-31 | 1430.1744 | 1256.6477 | 1172.9307 | 1122.1428 | 1102.1872 | 1114.4107 | [16 empty] | 1924.1322 | 1668.1898 | 3 | 2 | 2020 | 31 | 1152.0911
2020-04-01 | 1428.4905 | 1209.8349 | 1111.8086 | 1069.2025 | 1048.2778 | 1067.0324 | [16 empty] | 1867.1394 | 1603.5156 | 4 | 3 | 2020 | 30 | 1088.9178
2020-04-02 | 1353.793 | 1216.1841 | 1105.0604 | 1066.1088 | 1041.5245 | 1071.5724 | [16 empty] | 1867.052 | 1608.7778 | 4 | 4 | 2020 | 30 | 1088.9178
2020-04-03 | 1360.902 | 1207.0947 | 1119.3991 | 1077.487 | 1047.4086 | 1071.2826 | [16 empty] | 1828.1409 | 1582.5448 | 4 | 5 | 2020 | 30 | 1088.9178
2020-04-04 | 1343.8615 | 1173.286 | 1133.5151 | 1082.1195 | 1042.3431 | 1050.3023 | [16 empty] | 1730.0895 | 1521.4331 | 4 | 6 | 2020 | 30 | 1088.9178
2020-04-05 | 1327.0501 | 1183.2369 | 1134.8867 | 1084.545 | 1051.503 | 1056.5742 | 1066.4081 | 742.3788 | 274.7978 | -48.613 | -275.1377 | -409.7785 | -527.8552 | -596.9554 | -583.1241 | -496.7406 | -267.9702 | 265.764 | 1013.9499 | 1442.5846 | 1716.2983 | 1846.8584 | 1735.504 | 1529.0343 | 4 | 7 | 2020 | 30 | 1088.9178
2020-04-06 | 1324.0211 | 1202.5482 | 1108.0714 | 1067.4191 | 1049.1427 | 1067.4592 | [16 empty] | 1852.6554 | 1577.6667 | 4 | 1 | 2020 | 30 | 1088.9178
2020-04-07 | 1331.4638 | 1203.5525 | 1110.3175 | 1058.6004 | 1013.4594 | 1056.3774 | [16 empty] | 1845.5107 | 1581.8267 | 4 | 2 | 2020 | 30 | 1088.9178
2020-04-08 | 1338.0617 | 1201.679 | 1100.5765 | 1055.6203 | 1024.3479 | 1057.6088 | [16 empty] | 1868.5909 | 1597.2418 | 4 | 3 | 2020 | 30 | 1088.9178
2020-04-09 | 1342.5993 | 1203.5677 | 1108.1492 | 1063.4963 | 1033.28 | 1048.1727 | [16 empty] | 1822.5019 | 1581.9131 | 4 | 4 | 2020 | 30 | 1088.9178
2020-04-10 | 1342.1873 | 1217.1631 | 1120.4745 | 1074.2429 | 1053.0736 | 1070.2462 | [16 empty] | 1816.1786 | 1591.6688 | 4 | 5 | 2020 | 30 | 1088.9178
2020-04-11 | 1360.0116 | 1134.496 | 1103.5427 | 1025.6967 | 995.189 | 1006.191 | [16 empty] | 1660.0665 | 1462.7041 | 4 | 6 | 2020 | 30 | 1088.9178
2020-04-12 | 1269.1805 | 1154.1728 | 1118.57 | 1076.0749 | 1039.4178 | 1047.5408 | 1046.2706 | 708.5805 | 214.1457 | -121.1833 | -326.3997 | -435.8713 | -538.5481 | -602.5083 | -593.625 | -494.3703 | -247.0027 | 280.7321 | 1022.5388 | 1459.5527 | 1759.2527 | 1874.8025 | 1733.6237 | 1503.2939 | 4 | 7 | 2020 | 30 | 1088.9178
2020-04-13 | 1289.9058 | 1214.8401 | 1122.5547 | 1085.0365 | 1059.1153 | 1080.0836 | [16 empty] | 1873.3316 | 1596.8078 | 4 | 1 | 2020 | 30 | 1088.9178
2020-04-14 | 1346.6635 | 1210.8371 | 1106.9998 | 1068.0722 | 1036.9027 | 1058.0495 | [16 empty] | 1889.5425 | 1619.1124 | 4 | 2 | 2020 | 30 | 1088.9178
2020-04-15 | 1361.5808 | 1241.9608 | 1109.2734 | 1058.2027 | 1016.8233 | 1060.3545 | [16 empty] | 1946.427 | 1685.3582 | 4 | 3 | 2020 | 30 | 1088.9178
2020-04-16 | 1402.2501 | 1217.3788 | 1109.4406 | 1059.531 | 1039.8221 | 1069.2192 | [16 empty] | 1877.5303 | 1614.0864 | 4 | 4 | 2020 | 30 | 1088.9178
2020-04-17 | 1367.208 | 1183.0422 | 1097.6898 | 1055.1264 | 1031.8908 | 1049.991 | [16 empty] | 1870.6781 | 1589.5146 | 4 | 5 | 2020 | 30 | 1088.9178
2020-04-18 | 1332.1989 | 1206.9371 | 1124.6528 | 1075.4544 | 1047.4463 | 1069.4052 | [16 empty] | 1802.7172 | 1587.0598 | 4 | 6 | 2020 | 30 | 1088.9178
2020-04-19 | 1367.1516 | 1176.8954 | 1117.7052 | 1075.3153 | 1031.3602 | 1027.5615 | 1066.0053 | 748.5126 | 251.7556 | -65.07 | -303.5506 | -427.2381 | -501.3474 | -561.0563 | -533.6982 | -403.0422 | -156.4453 | 377.0789 | 1122.7146 | 1552.3511 | 1824.8359 | 1926.3858 | 1784.2334 | 1533.2842 | 4 | 7 | 2020 | 30 | 1088.9178
2020-04-20 | 1313.209 | 1231.5338 | 1115.9785 | 1073.7899 | 1050.8968 | 1079.6168 | [16 empty] | 1918.6083 | 1635.8582 | 4 | 1 | 2020 | 30 | 1088.9178
2020-04-21 | 1374.5153 | 1232.5987 | 1139.1468 | 1096.5278 | 1064.1198 | 1082.9934 | [16 empty] | 1895.3094 | 1622.9722 | 4 | 2 | 2020 | 30 | 1088.9178
2020-04-22 | 1377.6953 | 1279.7036 | 1154.4018 | 1110.3857 | 1076.0671 | 1094.1396 | [16 empty] | 2033.5176 | 1762.3173 | 4 | 3 | 2020 | 30 | 1088.9178
2020-04-23 | 1462.6241 | 1252.2007 | 1120.5289 | 1087.0587 | 1052.2893 | 1072.7214 | [16 empty] | 2015.3264 | 1720.0097 | 4 | 4 | 2020 | 30 | 1088.9178
2020-04-24 | 1424.8903 | 1189.5143 | 1113.5793 | 1065.2898 | 1044.1088 | 1074.2552 | [16 empty] | 1836.055 | 1577.4125 | 4 | 5 | 2020 | 30 | 1088.9178
2020-04-25 | 1333.8693 | 1156.2536 | 1127.964 | 1071.6021 | 1042.4316 | 1046.1513 | [16 empty] | 1746.1902 | 1505.9927 | 4 | 6 | 2020 | 30 | 1088.9178
2020-04-26 | 1297.214 | 1181.8853 | 1120.4889 | 1078.0047 | 1048.2919 | 1059.0172 | 1099.1972 | 791.7404 | 297.6928 | 14.8385 | -163.835 | -291.03 | -389.3148 | -483.1051 | -502.7032 | -397.7725 | -164.856 | 343.753 | 1052.4216 | 1454.1016 | 1741.0469 | 1872.7567 | 1753.5616 | 1534.2204 | 4 | 7 | 2020 | 30 | 1088.9178
2020-04-27 | 1320.18 | 1225.5472 | 1112.595 | 1071.9802 | 1040.6236 | 1066.4542 | [16 empty] | 1890.5781 | 1620.7069 | 4 | 1 | 2020 | 30 | 1088.9178
2020-04-28 | 1364.4164 | 1214.7598 | 1106.4274 | 1076.0689 | 1055.6779 | 1076.371 | [16 empty] | 1905.7859 | 1619.7942 | 4 | 2 | 2020 | 30 | 1088.9178
2020-04-29 | 1365.0816 | 1191.0122 | 1115.365 | 1066.1504 | 1044.6365 | 1074.6421 | [16 empty] | 1836.2055 | 1579.3953 | 4 | 3 | 2020 | 30 | 1088.9178
2020-04-30 | 1334.8791 | 1212.9724 | 1123.2945 | 1084.3177 | 1057.305 | 1071.4272 | [16 empty] | 1888.8622 | 1615.1849 | 4 | 4 | 2020 | 30 | 1088.9178
2020-05-01 | 1366.4154 | 1300.5063 | 1178.2988 | 1118.2314 | 1095.454 | 1114.5292 | [16 empty] | 2136.2919 | 1834.7054 | 5 | 5 | 2020 | 31 | 1028.4141
2020-05-02 | 1493.2355 | 1138.1137 | 1089.5819 | 1046.1555 | 1020.9559 | 1025.6348 | [16 empty] | 1741.5171 | 1501.3424 | 5 | 6 | 2020 | 31 | 1028.4141
2020-05-03 | 1269.6831 | 1144.745 | 1082.4176 | 1012.6965 | 997.5352 | 1019.9093 | 960.8441 | 598.9715 | 244.9125 | -9.7575 | -227.4259 | -374.3668 | -487.3439 | -522.0653 | -532.1942 | -424.5996 | -200.1587 | 209.8962 | 953.1428 | 1444.0115 | 1686.2526 | 1859.0863 | 1733.0018 | 1507.8829 | 5 | 7 | 2020 | 31 | 1028.4141
2020-05-04 | 1268.1522 | 1190.6906 | 1082.0935 | 1050.1844 | 1037.9606 | 1054.1517 | [16 empty] | 1847.3205 | 1565.6412 | 5 | 1 | 2020 | 31 | 1028.4141
2020-05-05 | 1311.0049 | 1182.897 | 1097.053 | 1055.196 | 1038.5448 | 1050.3961 | [16 empty] | 1828.3705 | 1558.6196 | 5 | 2 | 2020 | 31 | 1028.4141
2020-05-06 | 1311.2013 | 1198.5212 | 1101.0604 | 1073.6195 | 1053.2652 | 1073.0823 | [16 empty] | 1887.4725 | 1609.5383 | 5 | 3 | 2020 | 31 | 1028.4141
2020-05-07 | 1338.7046 | 1244.407 | 1171.1447 | 1112.9254 | 1085.948 | 1099.658 | [16 empty] | 1974.6274 | 1709.0016 | 5 | 4 | 2020 | 31 | 1028.4141
2020-05-08 | 1402.2995 | 1160.168 | 1058.4994 | 1013.5143 | 1002.4522 | 1018.6233 | [16 empty] | 1759.4575 | 1525.2474 | 5 | 5 | 2020 | 31 | 1028.4141
2020-05-09 | 1289.1985 | 1142.0911 | 1081.2831 | 1023.9416 | 998.4252 | 994.6489 | [16 empty] | 1695.7428 | 1483.2803 | 5 | 6 | 2020 | 31 | 1028.4141
2020-05-10 | 1270.7043 | 1133.7575 | 1090.456 | 1029.3984 | 1004.255 | 1000.1036 | 913.2668 | 494.9619 | 138.2224 | -75.584 | -261.996 | -420.621 | -540.5194 | -609.7627 | -651.1704 | -526.3588 | -303.3253 | 141.013 | 850.8042 | 1372.1506 | 1610.7734 | 1815.9968 | 1704.9317 | 1473.9878 | 5 | 7 | 2020 | 31 | 1028.4141
2020-05-11 | 1261.3691 | 1222.9479 | 1124.1053 | 1079.3263 | 1057.1769 | 1072.3219 | [16 empty] | 1933.0339 | 1645.2334 | 5 | 1 | 2020 | 31 | 1028.4141
2020-05-12 | 1358.7971 | 1211.1613 | 1099.3124 | 1054.5566 | 1033.7846 | 1046.8622 | [16 empty] | 1941.4432 | 1649.5397 | 5 | 2 | 2020 | 31 | 1028.4141
2020-05-13 | 1357.7884 | 1224.1098 | 1087.3506 | 1047.8347 | 1029.2777 | 1046.1466 | [16 empty] | 1986.3128 | 1687.6862 | 5 | 3 | 2020 | 31 | 1028.4141
2020-05-14 | 1371.2107 | 1170.7054 | 1089.7381 | 1048.8284 | 1026.575 | 1031.9001 | [16 empty] | 1756.4609 | 1526.516 | 5 | 4 | 2020 | 31 | 1028.4141
2020-05-15 | 1294.5522 | 1216.0662 | 1121.6776 | 1075.2579 | 1057.3286 | 1070.4771 | [16 empty] | 1903.6357 | 1642.3215 | 5 | 5 | 2020 | 31 | 1028.4141
2020-05-16 | 1366.0697 | 1129.9198 | 1058.1658 | 1017.9155 | 1005.9036 | 1015.5831 | [16 empty] | 1721.7416 | 1481.4131 | 5 | 6 | 2020 | 31 | 1028.4141
2020-05-17 | 1258.3178 | 1150.1896 | 1076.8135 | 1024.5078 | 1009.7498 | 1021.7518 | 959.766 | 572.5401 | 228.4969 | 32.3065 | -133.2011 | -252.7278 | -326.3537 | -352.3725 | -388.919 | -291.5265 | -69.1846 | 328.8394 | 1001.2872 | 1481.2948 | 1684.4886 | 1900.6589 | 1775.8205 | 1513.2501 | 5 | 7 | 2020 | 31 | 1028.4141
2020-05-18 | 1275.3396 | 1160.2343 | 1085.0618 | 1039.1915 | 1017.3647 | 1040.4265 | [16 empty] | 1766.0737 | 1517.1687 | 5 | 1 | 2020 | 31 | 1028.4141
2020-05-19 | 1277.6207 | 1199.9079 | 1143.0775 | 1096.2742 | 1076.837 | 1088.2694 | [16 empty] | 1867.7436 | 1591.9901 | 5 | 2 | 2020 | 31 | 1028.4141
2020-05-20 | 1329.5627 | 1138.3499 | 1089.6085 | 1061.807 | 1047.2078 | 1065.0123 | [16 empty] | 1768.0717 | 1511.738 | 5 | 3 | 2020 | 31 | 1028.4141
2020-05-21 | 1270.7516 | 1243.2262 | 1121.3744 | 1077.4879 | 1056.8099 | 1077.2386 | [16 empty] | 2003.91 | 1719.1586 | 5 | 4 | 2020 | 31 | 1028.4141
2020-05-22 | 1399.5608 | 1176.5493 | 1109.643 | 1067.6595 | 1043.0804 | 1053.9886 | [16 empty] | 1833.4015 | 1568.1446 | 5 | 5 | 2020 | 31 | 1028.4141
2020-05-23 | 1312.6987 | 1125.8095 | 1078.3024 | 1031.4149 | 1000.739 | 999.1791 | [16 empty] | 1671.2714 | 1456.2122 | 5 | 6 | 2020 | 31 | 1028.4141
2020-05-24 | 1250.9295 | 1143.1448 | 1089.1347 | 1038.3141 | 1021.9879 | 1023.7273 | 918.9189 | 496.7683 | 126.1945 | -69.7859 | -282.2403 | -398.8384 | -501.7809 | -567.0591 | -617.2945 | -522.9332 | -341.2518 | 59.5682 | 768.1915 | 1263.6802 | 1486.443 | 1734.4534 | 1656.4044 | 1461.9827 | 5 | 7 | 2020 | 31 | 1028.4141
2020-05-25 | 1266.6103 | 1148.231 | 1086.7413 | 1036.2698 | 1019.5421 | 1031.6529 | [16 empty] | 1770.3246 | 1512.039 | 5 | 1 | 2020 | 31 | 1028.4141
2020-05-26 | 1273.705 | 1392.7376 | 1213.0596 | 1160.7932 | 1132.5107 | 1140.2482 | [16 empty] | 2215.091 | 1946.5851 | 5 | 2 | 2020 | 31 | 1028.4141
2020-05-27 | 1608.8933 | 1198.5408 | 1102.3249 | 1058.1931 | 1045.4368 | 1056.8481 | [16 empty] | 1897.0751 | 1617.1335 | 5 | 3 | 2020 | 31 | 1028.4141
2020-05-28 | 1335.6351 | 1182.9339 | 1098.9066 | 1072.5696 | 1053.2116 | 1058.0977 | [16 empty] | 1846.941 | 1558.4509 | 5 | 4 | 2020 | 31 | 1028.4141
2020-05-29 | 1301.0636 | 1162.0023 | 1077.2434 | 1035.8693 | 1015.9172 | 1030.9743 | [16 empty] | 1815.9191 | 1543.5765 | 5 | 5 | 2020 | 31 | 1028.4141
2020-05-30 | 1294.1754 | 1126.1096 | 1078.3769 | 1031.1891 | 1000.5075 | 999.2072 | [16 empty] | 1669.8121 | 1455.0715 | 5 | 6 | 2020 | 31 | 1028.4141
2020-05-31 | 1250.4201 | 1139.6115 | 1090.0003 | 1038.8733 | 1022.487 | 1023.5926 | 918.9649 | 495.2946 | 123.9323 | -90.2929 | -279.7851 | -397.8124 | -501.6376 | -567.8381 | -617.071 | -525.8814 | -344.3415 | 53.1359 | 756.7756 | 1253.3446 | 1482.9377 | 1734.7488 | 1656.7015 | 1461.045 | 5 | 7 | 2020 | 31 | 1028.4141
2020-06-01 | 1265.4389 | 1291.0314 | 1181.8582 | 1136.6934 | 1131.7976 | 1145.0729 | [16 empty] | 1939.7363 | 1713.0163 | 6 | 1 | 2020 | 30 | 1198.2176
2020-06-02 | 1438.7975 | 1274.0667 | 1164.5145 | 1123.1964 | 1113.1821 | 1143.9716 | [16 empty] | 1917.4262 | 1688.1212 | 6 | 2 | 2020 | 30 | 1198.2176
2020-06-03 | 1423.7586 | 1284.5376 | 1213.9716 | 1155.5645 | 1134.681 | 1157.1493 | [16 empty] | 1889.3382 | 1692.6814 | 6 | 3 | 2020 | 30 | 1198.2176
2020-06-04 | 1441.0687 | 1243.2236 | 1163.5732 | 1113.836 | 1103.3415 | 1137.6999 | [16 empty] | 1875.0261 | 1635.1716 | 6 | 4 | 2020 | 30 | 1198.2176
2020-06-05 | 1388.8725 | 1240.1389 | 1142.1097 | 1096.0546 | 1096.574 | 1122.7066 | [16 empty] | 1911.1324 | 1650.9626 | 6 | 5 | 2020 | 30 | 1198.2176
2020-06-06 | 1393.1721 | 1200.9317 | 1161.8747 | 1114.1952 | 1099.4351 | 1102.8908 | [16 empty] | 1759.6141 | 1550.962 | 6 | 6 | 2020 | 30 | 1198.2176
2020-06-07 | 1346.4014 | 1228.4103 | 1137.9462 | 1085.8374 | 1082.6741 | 1112.9364 | 991.4998 | 616.9326 | 285.549 | 56.1888 | -144.1648 | -267.7716 | -325.7927 | -387.0305 | -360.0535 | -221.9901 | -10.8632 | 351.486 | 986.5107 | 1512.3007 | 1694.5277 | 1909.0928 | 1832.3708 | 1589.6602 | 6 | 7 | 2020 | 30 | 1198.2176
2020-06-08 | 1364.0815 | 1295.3718 | 1166.4369 | 1119.4285 | 1109.5735 | 1137.3341 | [16 empty] | 1964.4356 | 1720.1674 | 6 | 1 | 2020 | 30 | 1198.2176
2020-06-09 | 1445.9321 | 1320.1877 | 1190.2798 | 1143.578 | 1137.5389 | 1153.7146 | [16 empty] | 1984.8753 | 1757.5949 | 6 | 2 | 2020 | 30 | 1198.2176
2020-06-10 | 1481.1076 | 1280.5662 | 1167.4981 | 1139.8197 | 1124.899 | 1164.1353 | [16 empty] | 1935.5406 | 1700.0449 | 6 | 3 | 2020 | 30 | 1198.2176
2020-06-11 | 1427.3513 | 1248.3989 | 1171.7485 | 1123.3017 | 1117.2122 | 1147.3916 | [16 empty] | 1884.6094 | 1648.1466 | 6 | 4 | 2020 | 30 | 1198.2176
2020-06-12 | 1405.1406 | 1250.1055 | 1185.4093 | 1137.3964 | 1120.0308 | 1118.9512 | [16 empty] | 1861.0135 | 1640.4484 | 6 | 5 | 2020 | 30 | 1198.2176
2020-06-13 | 1402.1905 | 1183.1365 | 1128.926 | 1076.8845 | 1057.7726 | 1075.7361 | [16 empty] | 1709.3319 | 1516.2356 | 6 | 6 | 2020 | 30 | 1198.2176
2020-06-14 | 1329.2219 | 1218.1325 | 1168.6424 | 1115.9073 | 1099.9234 | 1113.8812 | 976.1597 | 592.1007 | 327.8682 | 199.8216 | 73.1398 | -66.5963 | -179.3486 | -269.5936 | -317.4555 | -221.2435 | -51.7983 | 295.8023 | 918.9777 | 1415.7289 | 1607.264 | 1837.1106 | 1770.0148 | 1573.2875 | 6 | 7 | 2020 | 30 | 1198.2176
2020-06-15 | 1367.1044 | 1234.6337 | 1087.0467 | 1045.451 | 1044.5922 | 1088.3032 | [16 empty] | 1859.3158 | 1604.8971 | 6 | 1 | 2020 | 30 | 1198.2176
2020-06-16 | 1361.1455 | 1368.906 | 1243.5201 | 1190.5534 | 1176.1336 | 1206.4788 | [16 empty] | 2079.4488 | 1853.0359 | 6 | 2 | 2020 | 30 | 1198.2176
2020-06-17 | 1550.8038 | 1305.9346 | 1219.4575 | 1165.1681 | 1145.7058 | 1174.3331 | [16 empty] | 1994.3673 | 1755.1759 | 6 | 3 | 2020 | 30 | 1198.2176
2020-06-18 | 1469.5145 | 1344.9567 | 1181.876 | 1135.1327 | 1126.4718 | 1161.7453 | [16 empty] | 2018.2289 | 1797.4061 | 6 | 4 | 2020 | 30 | 1198.2176
2020-06-19 | 1513.9293 | 1344.5543 | 1247.5583 | 1195.162 | 1189.3286 | 1220.7171 | [16 empty] | 2007.5209 | 1790.9815 | 6 | 5 | 2020 | 30 | 1198.2176
2020-06-20 | 1517.2868 | 1215.1181 | 1161.4185 | 1110.6542 | 1102.1737 | 1117.6191 | [16 empty] | 1802.1483 | 1588.3007 | 6 | 6 | 2020 | 30 | 1198.2176
2020-06-21 | 1364.8712 | 1213.8408 | 1152.9024 | 1103.4565 | 1094.0802 | 1118.5076 | 1024.8 | 693.2694 | 415.1445 | 222.9825 | 34.4745 | -124.4302 | -218.9295 | -297.2342 | -310.942 | -192.8984 | 0.53807 | 372.2865 | 1012.4358 | 1516.4484 | 1690.6681 | 1924.6566 | 1836.2949 | 1593.9337 | 6 | 7 | 2020 | 30 | 1198.2176
2020-06-22 | 1350.7258 | 1436.783 | 1278.1612 | 1227.7376 | 1213.0689 | 1233.0907 | [16 empty] | 2198.1752 | 1939.4832 | 6 | 1 | 2020 | 30 | 1198.2176
2020-06-23 | 1630.8632 | 1497.6881 | 1321.1912 | 1261.3466 | 1233.4518 | 1261.0757 | [16 empty] | 2283.827 | 2035.5063 | 6 | 2 | 2020 | 30 | 1198.2176
2020-06-24 | 1733.7637 | 1417.5977 | 1303.0574 | 1244.9728 | 1226.5346 | 1249.5895 | [16 empty] | 2173.1964 | 1925.1443 | 6 | 3 | 2020 | 30 | 1198.2176
2020-06-25 | 1620.4899 | 1563.3157 | 1392.376 | 1319.7931 | 1292.733 | 1307.0768 | [16 empty] | 2340.1726 | 2094.6168 | 6 | 4 | 2020 | 30 | 1198.2176
2020-06-26 | 1806.1581 | 1380.5518 | 1246.4896 | 1190.8468 | 1174.276 | 1199.7159 | [16 empty] | 2094.1131 | 1861.6208 | 6 | 5 | 2020 | 30 | 1198.2176
2020-06-27 | 1562.8367 | 1244.8427 | 1151.3949 | 1095.837 | 1089.2721 | 1128.4974 | [16 empty] | 1847.2517 | 1638.5364 | 6 | 6 | 2020 | 30 | 1198.2176
2020-06-28 | 1407.9361 | 1219.9552 | 1125.1907 | 1086.0806 | 1083.5732 | 1128.5959 | 1085.3849 | 835.3459 | 613.9809 | 391.2719 | 162.3811 | -7.6264 | -111.5238 | -153.6568 | -112.7134 | 26.3776 | 217.8235 | 547.5565 | 1156.6402 | 1632.7173 | 1794.9326 | 2010.4603 | 1900.0226 | 1630.3632 | 6 | 7 | 2020 | 30 | 1198.2176
2020-06-29 | 1378.4466 | 1353.0665 | 1231.7745 | 1184.9765 | 1171.03 | 1200.3997 | [16 empty] | 2049.1033 | 1820.2219 | 6 | 1 | 2020 | 30 | 1198.2176
2020-06-30 | 1530.1276 | 1342.3189 | 1233.6116 | 1185.0541 | 1170.7299 | 1200.4918 | [16 empty] | 2043.6272 | 1815.977 | 6 | 2 | 2020 | 30 | 1198.2176
2020-07-01 | 1526.3991 | 1491.8199 | 1366.2822 | 1320.3447 | 1296.9043 | 1305.8913 | [16 empty] | 2182.097 | 1962.3642 | 7 | 3 | 2020 | 31 | 1432.7952
2020-07-02 | 1675.8154 | 1554.9977 | 1467.0924 | 1411.8099 | 1383.521 | 1400.6594 | [16 empty] | 2288.6922 | 2056.1741 | 7 | 4 | 2020 | 31 | 1432.7952
2020-07-03 | 1761.3549 | 1393.369 | 1342.3582 | 1298.9053 | 1276.0853 | 1278.9418 | [16 empty] | 2037.6631 | 1815.7705 | 7 | 5 | 2020 | 31 | 1432.7952
2020-07-04 | 1554.1956 | 1370.4404 | 1304.1884 | 1264.556 | 1241.9393 | 1249.0967 | [16 empty] | 1891.1429 | 1734.3451 | 7 | 6 | 2020 | 31 | 1432.7952
2020-07-05 | 1523.9925 | 1338.2929 | 1299.8608 | 1247.4776 | 1246.1155 | 1250.5408 | 1186.8241 | 825.1041 | 511.0402 | 337.4505 | 171.4027 | 8.1524 | -88.0516 | -150.8893 | -148.887 | -63.1163 | 154.3928 | 511.9156 | 1098.2146 | 1537.6142 | 1678.4333 | 1884.2993 | 1842.9272 | 1683.1027 | 7 | 7 | 2020 | 31 | 1432.7952
2020-07-06 | 1469.6104 | 1475.69 | 1350.916 | 1302.9795 | 1277.726 | 1291.3001 | [16 empty] | 2104.1331 | 1893.1378 | 7 | 1 | 2020 | 31 | 1432.7952
2020-07-07 | 1626.6227 | 1450.1499 | 1354.4963 | 1315.8609 | 1309.2481 | 1315.5501 | [16 empty] | 2094.2131 | 1889.3456 | 7 | 2 | 2020 | 31 | 1432.7952
2020-07-08 | 1622.6109 | 1536.616 | 1393.6764 | 1329.3385 | 1302.8753 | 1318.5783 | [16 empty] | 2214.4108 | 2007.1554 | 7 | 3 | 2020 | 31 | 1432.7952
2020-07-09 | 1735.5979 | 1497.211 | 1398.167 | 1334.2805 | 1309.8662 | 1324.0444 | [16 empty] | 2147.9258 | 1962.64 | 7 | 4 | 2020 | 31 | 1432.7952
2020-07-10 | 1691.0628 | 1526.5851 | 1402.3035 | 1349.3227 | 1336.3588 | 1348.5329 | [16 empty] | 2215.3535 | 1984.8699 | 7 | 5 | 2020 | 31 | 1432.7952
2020-07-11 | 1712.1946 | 1421.522 | 1349.1279 | 1297.0998 | 1273.9576 | 1288.5837 | [16 empty] | 2057.1931 | 1862.4426 | 7 | 6 | 2020 | 31 | 1432.7952
2020-07-12 | 1592.88 | 1428.8822 | 1325.5662 | 1287.8185 | 1270.7893 | 1296.7297 | 1252.8574 | 941.7051 | 644.5178 | 472.8755 | 292.1053 | 167.367 | 110.5262 | 110.5381 | 151.6458 | 267.3855 | 510.089 | 879.7623 | 1427.759 | 1849.624 | 1950.5121 | 2133.268 | 2059.301 | 1846.3291 | 7 | 7 | 2020 | 31 | 1432.7952
2020-07-13 | 1588.0089 | 1528.3036 | 1407.3227 | 1361.5661 | 1341.9358 | 1363.4818 | [16 empty] | 2205.6309 | 1986.9316 | 7 | 1 | 2020 | 31 | 1432.7952
2020-07-14 | 1712.721 | 1558.2613 | 1395.6535 | 1351.266 | 1323.8893 | 1346.3249 | [16 empty] | 2294.0031 | 2056.3635 | 7 | 2 | 2020 | 31 | 1432.7952
2020-07-15 | 1761.0851 | 1421.5078 | 1357.6845 | 1301.0437 | 1282.5601 | 1289.3756 | [16 empty] | 2150.9326 | 1898.8529 | 7 | 3 | 2020 | 31 | 1432.7952
2020-07-16 | 1598.0991 | 1634.7209 | 1523.199 | 1458.2027 | 1423.2388 | 1435.8322 | [16 empty] | 2395.9676 | 2161.0022 | 7 | 4 | 2020 | 31 | 1432.7952
2020-07-17 | 1867.6948 | 1482.963 | 1396.4049 | 1339.4524 | 1329.2081 | 1357.7425 | [16 empty] | 2141.1863 | 1944.0494 | 7 | 5 | 2020 | 31 | 1432.7952
2020-07-18 | 1675.1956 | 1382.4468 | 1321.0768 | 1274.7944 | 1252.4121 | 1249.9149 | [16 empty] | 1961.8943 | 1779.9204 | 7 | 6 | 2020 | 31 | 1432.7952
2020-07-19 | 1544.2737 | 1424.0198 | 1353.1656 | 1310.5454 | 1294.5822 | 1307.3174 | 1266.8324 | 967.7957 | 682.3674 | 483.5201 | 288.5105 | 139.1779 | 69.4166 | 55.9629 | 106.4193 | 212.2317 | 438.434 | 790.7707 | 1341.3398 | 1743.7105 | 1851.888 | 2067.7227 | 2025.9112 | 1828.4847 | 7 | 7 | 2020 | 31 | 1432.7952
2020-07-20 | 1584.8183 | 1569.7415 | 1560.1148 | 1462.7766 | 1411.1281 | 1414.6677 | [16 empty] | 2305.7426 | 2086.9233 | 7 | 1 | 2020 | 31 | 1432.7952
2020-07-21 | 1788.9608 | 1573.9544 | 1426.3025 | 1366.9241 | 1345.2973 | 1342.8128 | [16 empty] | 2269.6993 | 2049.953 | 7 | 2 | 2020 | 31 | 1432.7952
2020-07-22 | 1769.9943 | 1684.4778 | 1546.0995 | 1489.8167 | 1432.7783 | 1440.2098 | [16 empty] | 2471.7242 | 2225.6729 | 7 | 3 | 2020 | 31 | 1432.7952
2020-07-23 | 1921.2643 | 1751.4683 | 1508.7077 | 1441.7858 | 1403.9681 | 1417.1918 | [16 empty] | 2539.1008 | 2306.2169 | 7 | 4 | 2020 | 31 | 1432.7952
2020-07-24 | 1998.7943 | 1693.1773 | 1512.7021 | 1453.1747 | 1414.6918 | 1432.8202 | [16 empty] | 2483.1242 | 2242.4942 | 7 | 5 | 2020 | 31 | 1432.7952
2020-07-25 | 1940.9879 | 1431.4589 | 1359.3034 | 1318.3061 | 1307.1468 | 1336.1916 | [16 empty] | 2110.5363 | 1885.3083 | 7 | 6 | 2020 | 31 | 1432.7952
2020-07-26 | 1609.4986 | 1428.5627 | 1341.6291 | 1304.0464 | 1276.9545 | 1291.3394 | 1276.2469 | 1021.9512 | 783.8523 | 634.993 | 427.0556 | 249.6379 | 166.511 | 138.1047 | 182.993 | 305.1915 | 552.7278 | 905.3677 | 1447.0008 | 1859.0701 | 1948.003 | 2104.0562 | 2042.4114 | 1845.8494 | 7 | 7 | 2020 | 31 | 1432.7952
2020-07-27 | 1592.1517 | 1660.0593 | 1481.1329 | 1429.3849 | 1396.4904 | 1409.6493 | [16 empty] | 2436.247 | 2202.889 | 7 | 1 | 2020 | 31 | 1432.7952
2020-07-28 | 1894.2078 | 1563.5865 | 1451.2461 | 1389.7369 | 1364.0617 | 1394.4126 | [16 empty] | 2284.3543 | 2046.8649 | 7 | 2 | 2020 | 31 | 1432.7952
2020-07-29 | 1753.9652 | 1549.3035 | 1421.144 | 1368.3843 | 1334.5895 | 1346.7916 | [16 empty] | 2281.6664 | 2054.6846 | 7 | 3 | 2020 | 31 | 1432.7952
2020-07-30 | 1759.735 | 1583.7336 | 1474.2708 | 1412.1812 | 1384.0109 | 1399.0103 | [16 empty] | 2344.4702 | 2099.0486 | 7 | 4 | 2020 | 31 | 1432.7952
2020-07-31 | 1800.2907 | 1583.3036 | 1472.7759 | 1411.074 | 1383.21 | 1398.4815 | [16 empty] | 2346.4124 | 2099.0574 | 7 | 5 | 2020 | 31 | 1432.7952
2020-08-01 | 1800.5831 | 1498.3697 | 1449.0253 | 1396.1567 | 1365.2011 | 1380.387 | [16 empty] | 2049.8592 | 1890.9897 | 8 | 6 | 2020 | 31 | 1509.232
2020-08-02 | 1679.5875 | 1437.1695 | 1384.5626 | 1345.5406 | 1324.2215 | 1329.172 | 1333.1156 | 1026.9771 | 592.1191 | 353.6254 | 168.7735 | -14.3167 | -118.3316 | -131.3167 | -72.8088 | 79.7334 | 347.9696 | 826.1189 | 1439.271 | 1801.5376 | 1943.5134 | 2103.9712 | 2006.3511 | 1819.6139 | 8 | 7 | 2020 | 31 | 1509.232
2020-08-03 | 1595.1602 | 1675.4782 | 1555.5317 | 1496.2953 | 1463.0932 | 1490.2487 | [16 empty] | 2407.5968 | 2165.0095 | 8 | 1 | 2020 | 31 | 1509.232
2020-08-04 | 1892.3 | 1757.0763 | 1594.7791 | 1525.7965 | 1486.9683 | 1500.0448 | [16 empty] | 2492.4354 | 2267.3715 | 8 | 2 | 2020 | 31 | 1509.232
2020-08-05 | 1980.8151 | 1647.2413 | 1554.0778 | 1489.3516 | 1450.1632 | 1457.9467 | [16 empty] | 2386.6188 | 2144.5215 | 8 | 3 | 2020 | 31 | 1509.232
2020-08-06 | 1868.3881 | 1589.3668 | 1439.933 | 1394.0135 | 1371.4788 | 1392.1993 | [16 empty] | 2272.2806 | 2055.2242 | 8 | 4 | 2020 | 31 | 1509.232
2020-08-07 | 1804.8274 | 1515.4083 | 1459.1664 | 1408.3203 | 1389.7017 | 1407.1254 | [16 empty] | 2170.3607 | 1951.3075 | 8 | 5 | 2020 | 31 | 1509.232
2020-08-08 | 1696.8848 | 1471.6461 | 1378.5952 | 1338.5958 | 1309.7273 | 1317.9129 | [16 empty] | 2101.623 | 1900.4062 | 8 | 6 | 2020 | 31 | 1509.232
2020-08-09 | 1656.1333 | 1501.4168 | 1420.2362 | 1366.8486 | 1342.1413 | 1359.1989 | 1365.7485 | 1054.8371 | 612.998 | 353.5412 | 152.4059 | 29.2844 | -31.5939 | -24.5928 | 57.5485 | 233.4551 | 521.5462 | 997.6961 | 1623.8137 | 2000.5459 | 2107.1739 | 2248.6822 | 2126.9617 | 1925.4188 | 8 | 7 | 2020 | 31 | 1509.232
2020-08-10 | 1678.3463 | 1553.6821 | 1465.232 | 1412.567 | 1391.1613 | 1410.7599 | [16 empty] | 2199.2118 | 1987.7909 | 8 | 1 | 2020 | 31 | 1509.232
2020-08-11 | 1742.7678 | 1567.6991 | 1489.1869 | 1434.6696 | 1406.0716 | 1419.466 | [16 empty] | 2224.5219 | 2009.9414 | 8 | 2 | 2020 | 31 | 1509.232
2020-08-12 | 1768.1324 | 1595.294 | 1493.0421 | 1446.1173 | 1418.783 | 1436.3164 | [16 empty] | 2300.4206 | 2065.7815 | 8 | 3 | 2020 | 31 | 1509.232
2020-08-13 | 1801.1541 | 1590.227 | 1498.3335 | 1452.5004 | 1418.5316 | 1440.5124 | [16 empty] | 2299.9548 | 2066.9141 | 8 | 4 | 2020 | 31 | 1509.232
2020-08-14 | 1803.0924 | 1612.4763 | 1487.0674 | 1442.5595 | 1417.0836 | 1441.0403 | [16 empty] | 2349.0577 | 2099.7957 | 8 | 5 | 2020 | 31 | 1509.232
2020-08-15 | 1824.682 | 1492.2626 | 1421.1121 | 1380.3455 | 1358.8309 | 1386.117 | [16 empty] | 2142.0589 | 1932.2709 | 8 | 6 | 2020 | 31 | 1509.232
2020-08-16 | 1676.9395 | 1514.8126 | 1469.795 | 1426.9716 | 1418.8579 | 1420.6404 | 1468.5471 | 1222.8317 | 860.7448 | 641.595 | 427.1332 | 272.0678 | 203.1345 | 222.4141 | 267.1941 | 402.0449 | 636.8505 | 1069.4047 | 1652.4106 | 2007.9448 | 2099.1244 | 2240.4195 | 2123.6055 | 1939.1796 | 8 | 7 | 2020 | 31 | 1509.232
2020-08-17 | 1699.5522 | 2003.121 | 1728.6321 | 1638.168 | 1582.8193 | 1594.2463 | [16 empty] | 2754.1857 | 2532.6248 | 8 | 1 | 2020 | 31 | 1509.232
2020-08-18 | 2249.1339 | 1643.9753 | 1560.5909 | 1509.642 | 1472.3851 | 1469.5941 | [16 empty] | 2353.3515 | 2132.2326 | 8 | 2 | 2020 | 31 | 1509.232
2020-08-19 | 1867.2863 | 1619.1474 | 1499.8593 | 1438.9484 | 1405.3009 | 1409.058 | [16 empty] | 2322.395 | 2096.8705 | 8 | 3 | 2020 | 31 | 1509.232
2020-08-20 | 1835.2805 | 1601.948 | 1506.281 | 1447.375 | 1422.6895 | 1440.3026 | [16 empty] | 2305.2348 | 2076.612 | 8 | 4 | 2020 | 31 | 1509.232
2020-08-21 | 1815.0471 | 1659.9711 | 1564.21 | 1513.0136 | 1472.1098 | 1474.9035 | [16 empty] | 2414.0738 | 2158.3594 | 8 | 5 | 2020 | 31 | 1509.232
2020-08-22 | 1875.7069 | 1497.5358 | 1421.0839 | 1362.7854 | 1349.7664 | 1371.7297 | [16 empty] | 2149.3416 | 1941.4614 | 8 | 6 | 2020 | 31 | 1509.232
2020-08-23 | 1692.0007 | 1505.456 | 1464.3451 | 1410.3669 | 1385.4544 | 1397.5341 | 1413.4947 | 1128.8913 | 701.5317 | 463.3569 | 296.9918 | 191.7137 | 148.5007 | 163.9969 | 240.9455 | 391.9826 | 625.4966 | 1077.6454 | 1679.8299 | 2034.6655 | 2090.8749 | 2223.8681 | 2116.8771 | 1932.2542 | 8 | 7 | 2020 | 31 | 1509.232
2020-08-24 | 1686.179 | 1722.8616 | 1536.4486 | 1481.635 | 1452.0288 | 1469.7121 | [16 empty] | 2463.3324 | 2207.1633 | 8 | 1 | 2020 | 31 | 1509.232
2020-08-25 | 1937.4696 | 1718.327 | 1571.4963 | 1498.7944 | 1464.5935 | 1480.4264 | [16 empty] | 2471.9765 | 2215.589 | 8 | 2 | 2020 | 31 | 1509.232
2020-08-26 | 1940.6054 | 1846.1773 | 1628.1249 | 1551.684 | 1509.5877 | 1525.9007 | [16 empty] | 2672.9929 | 2420.2922 | 8 | 3 | 2020 | 31 | 1509.232
2020-08-27 | 2089.0553 | 1838.8265 | 1665.3338 | 1589.5413 | 1550.3208 | 1560.4768 | [16 empty] | 2651.0372 | 2391.9261 | 8 | 4 | 2020 | 31 | 1509.232
2020-08-28 | 2070.9362 | 1876.5252 | 1715.6631 | 1613.8507 | 1562.1758 | 1566.132 | [16 empty] | 2613.8592 | 2398.1171 | 8 | 5 | 2020 | 31 | 1509.232
2020-08-29 | 2117.2064 | 1497.8912 | 1421.4015 | 1363.3452 | 1350.1009 | 1372.0862 | [16 empty] | 2149.9284 | 1942.4434 | 8 | 6 | 2020 | 31 | 1509.232
2020-08-30 | 1693.4779 | 1507.6178 | 1463.4099 | 1410.0048 | 1384.9989 | 1397.8483 | 1413.9684 | 1130.3986 | 703.2866 | 463.1044 | 292.0662 | 191.9992 | 149.0174 | 164.4605 | 242.2997 | 393.4517 | 628.7693 | 1081.7103 | 1684.7627 | 2039.1626 | 2091.5848 | 2225.2039 | 2120.7544 | 1935.306 | 8 | 7 | 2020 | 31 | 1509.232
2020-08-31 | 1689.1255 | 1787.3198 | 1673.183 | 1582.0065 | 1540.7283 | 1545.7844 | [16 empty] | 2545.6881 | 2297.7812 | 8 | 1 | 2020 | 31 | 1509.232
2020-09-01 | 2004.4367 | 2158.4344 | 1926.3482 | 1812.0324 | 1730.674 | 1712.5854 | [16 empty] | 2926.1671 | 2667.1948 | 9 | 2 | 2020 | 30 | 1622.9782
2020-09-02 | 2387.7507 | 2190.2078 | 1818.8161 | 1707.9538 | 1644.1562 | 1638.5573 | [16 empty] | 3024.4482 | 2730.0779 | 9 | 3 | 2020 | 30 | 1622.9782
2020-09-03 | 2431.3953 | 1782.7142 | 1571.4354 | 1598.5503 | 1552.004 | 1547.7422 | [16 empty] | 2467.3841 | 2233.2401 | 9 | 4 | 2020 | 30 | 1622.9782
2020-09-04 | 1990.2035 | 1828.2586 | 1740.963 | 1637.6735 | 1581.3908 | 1566.6263 | [16 empty] | 2562.6032 | 2320.6972 | 9 | 5 | 2020 | 30 | 1622.9782
2020-09-05 | 2048.5583 | 1620.4319 | 1529.9008 | 1466.1131 | 1418.3757 | 1432.7466 | [16 empty] | 2322.5353 | 2085.9942 | 9 | 6 | 2020 | 30 | 1622.9782
2020-09-06 | 1820.7425 | 1585.888 | 1523.0838 | 1456.732 | 1415.5311 | 1413.5668 | 1490.5913 | 1376.3001 | 914.9006 | 642.0994 | 433.2154 | 336.9103 | 290.4503 | 297.8171 | 412.9201 | 609.7333 | 901.3362 | 1505.743 | 2059.1834 | 2235.4125 | 2387.84 | 2383.1005 | 2206.514 | 2006.7481 | 9 | 7 | 2020 | 30 | 1622.9782
2020-09-07 | 1761.3193 | 1554.7489 | 1458.604 | 1406.3648 | 1372.3207 | 1384.3112 | [16 empty] | 2191.552 | 1988.2443 | 9 | 1 | 2020 | 30 | 1622.9782
2020-09-08 | 1728.837 | 1725.228 | 1614.4803 | 1540.4433 | 1489.3618 | 1485.1586 | [16 empty] | 2438.0597 | 2181.422 | 9 | 2 | 2020 | 30 | 1622.9782
2020-09-09 | 1921.7245 | 1664.8126 | 1565.3966 | 1490.3828 | 1439.3539 | 1459.7651 | [16 empty] | 2389.5739 | 2140.6789 | 9 | 3 | 2020 | 30 | 1622.9782
2020-09-10 | 1871.2492 | 1946.2072 | 1879.7896 | 1781.5878 | 1708.8315 | 1697.0023 | [16 empty] | 2669.5512 | 2439.4268 | 9 | 4 | 2020 | 30 | 1622.9782
2020-09-11 | 2162.5963 | 1870.3977 | 1823.182 | 1725.5777 | 1658.5068 | 1666.2885 | [16 empty] | 2593.5598 | 2339.8296 | 9 | 5 | 2020 | 30 | 1622.9782
2020-09-12 | 2074.2542 | 1596.0963 | 1492.616 | 1436.0332 | 1392.0765 | 1400.0466 | [16 empty] | 2255.2839 | 2039.0543 | 9 | 6 | 2020 | 30 | 1622.9782
2020-09-13 | 1784.889 | 1669.2035 | 1664.6021 | 1569.7908 | 1527.6058 | 1531.4369 | 1611.3303 | 1509.4616 | 1070.9002 | 794.75 | 606.0107 | 495.2185 | 446.8283 | 477.178 | 604.2222 | 801.2522 | 1090.9583 | 1692.4222 | 2258.8835 | 2410.044 | 2509.6164 | 2518.5538 | 2344.7234 | 2125.6987 | 9 | 7 | 2020 | 30 | 1622.9782
2020-09-14 | 1870.4402 | 1810.5638 | 1664.0523 | 1585.9579 | 1529.6274 | 1530.2479 | [16 empty] | 2512.0656 | 2263.6928 | 9 | 1 | 2020 | 30 | 1622.9782
2020-09-15 | 2011.2213 | 1685.603 | 1568.7203 | 1499.8506 | 1448.7901 | 1441.6607 | [16 empty] | 2365.564 | 2144.7752 | 9 | 2 | 2020 | 30 | 1622.9782
2020-09-16 | 1885.6234 | 1602.5741 | 1512.3737 | 1447.9197 | 1384.3339 | 1375.2038 | [16 empty] | 2284.8317 | 2043.1672 | 9 | 3 | 2020 | 30 | 1622.9782
2020-09-17 | 1786.5199 | 1605.8522 | 1493.7708 | 1442.7136 | 1394.8239 | 1389.1586 | [16 empty] | 2189.0748 | 2011.724 | 9 | 4 | 2020 | 30 | 1622.9782
2020-09-18 | 1784.8551 | 1530.3762 | 1467.7698 | 1402.1391 | 1361.2914 | 1362.9005 | [16 empty] | 2158.492 | 1929.6967 | 9 | 5 | 2020 | 30 | 1622.9782
2020-09-19 | 1683.1288 | 1519.4295 | 1468.7963 | 1405.7319 | 1365.1256 | 1367.2314 | [16 empty] | 2084.5885 | 1895.6506 | 9 | 6 | 2020 | 30 | 1622.9782
2020-09-20 | 1668.5135 | 1512.5209 | 1442.4815 | 1393.9274 | 1350.5135 | 1352.1436 | 1417.0696 | 1280.3379 | 815.3597 | 535.5814 | 333.4708 | 218.1859 | 140.6296 | 145.005 | 254.2171 | 455.955 | 756.0071 | 1382.3195 | 1963.8503 | 2126.8482 | 2249.2524 | 2282.6704 | 2128.8501 | 1919.0224 | 9 | 7 | 2020 | 30 | 1622.9782
2020-09-21 | 1672.7803 | 1821.3159 | 1681.9653 | 1600.4362 | 1537.4151 | 1533.5325 | [16 empty] | 2502.7838 | 2269.5829 | 9 | 1 | 2020 | 30 | 1622.9782
2020-09-22 | 2022.8097 | 1579.5985 | 1501.2457 | 1448.1531 | 1404.1827 | 1394.0416 | [16 empty] | 2214.9717 | 1999.7379 | 9 | 2 | 2020 | 30 | 1622.9782
2020-09-23 | 1747.8801 | 1664.1304 | 1518.2757 | 1457.6778 | 1417.0261 | 1417.5696 | [16 empty] | 2324.112 | 2108.842 | 9 | 3 | 2020 | 30 | 1622.9782
2020-09-24 | 1868.1296 | 1589.7265 | 1501.428 | 1446.2557 | 1403.4603 | 1405.8582 | [16 empty] | 2217.782 | 2012.737 | 9 | 4 | 2020 | 30 | 1622.9782
2020-09-25 | 1761.6002 | 1543.1185 | 1480.3791 | 1429.4346 | 1394.7023 | 1402.1226 | [16 empty] | 2172.1318 | 1958.2676 | 9 | 5 | 2020 | 30 | 1622.9782
2020-09-26 | 1707.5085 | 1476.04 | 1421.3061 | 1375.0616 | 1335.6109 | 1328.581 | [16 empty] | 2020.3871 | 1842.9116 | 9 | 6 | 2020 | 30 | 1622.9782
2020-09-27 | 1629.631 | 1491.9246 | 1438.6273 | 1397.3918 | 1358.6229 | 1378.1878 | 1461.2055 | 1376.0483 | 935.6847 | 622.1424 | 387.8588 | 257.4702 | 188.8208 | 196.2623 | 320.7953 | 484.5116 | 759.2649 | 1361.4333 | 1932.9314 | 2086.3624 | 2236.087 | 2230.1989 | 2086.4931 | 1874.3153 | 9 | 7 | 2020 | 30 | 1622.9782
2020-09-28 | 1640.1473 | 1561.4759 | 1513.5098 | 1450.4088 | 1405.3081 | 1410.3735 | [16 empty] | 2205.9087 | 1979.7811 | 9 | 1 | 2020 | 30 | 1622.9782
2020-09-29 | 1725.7736 | 1580.7188 | 1504.0105 | 1449.9928 | 1405.755 | 1395.2141 | [16 empty] | 2217.9956 | 2001.471 | 9 | 2 | 2020 | 30 | 1622.9782
2020-09-30 | 1749.0895 | 1664.6656 | 1520.8479 | 1458.9993 | 1418.2103 | 1418.6556 | [16 empty] | 2325.5581 | 2109.692 | 9 | 3 | 2020 | 30 | 1622.9782
2020-10-01 | 1869.1847 | 1599.5545 | 1491.6744 | 1430.1412 | 1387.699 | 1357.182 | [16 empty] | 2314.8917 | 2038.1703 | 10 | 4 | 2020 | 31 | 1440.0162
2020-10-02 | 1759.8723 | 1572.9447 | 1431.3288 | 1384.8984 | 1355.8959 | 1353.5716 | [16 empty] | 2325.7459 | 2049.746 | 10 | 5 | 2020 | 31 | 1440.0162
2020-10-03 | 1761.5279 | 1452.5605 | 1350.3695 | 1312.5412 | 1286.0556 | 1299.8712 | [16 empty] | 2119.377 | 1847.379 | 10 | 6 | 2020 | 31 | 1440.0162
2020-10-04 | 1591.5579 | 1411.9566 | 1390.5873 | 1348.6604 | 1311.1644 | 1297.8078 | 1336.1933 | 1260.9423 | 745.7541 | 329.6012 | 137.4712 | 44.2715 | 0.074472 | 17.2836 | 156.3797 | 371.1387 | 818.1559 | 1480.2231 | 1866.6687 | 2158.4659 | 2203.3374 | 2161.0168 | 1992.4784 | 1759.7329 | 10 | 7 | 2020 | 31 | 1440.0162
2020-10-05 | 1534.4208 | 1661.5457 | 1555.5479 | 1487.417 | 1441.5881 | 1428.8515 | [16 empty] | 2496.7256 | 2188.3504 | 10 | 1 | 2020 | 31 | 1440.0162
2020-10-06 | 1872.519 | 1498.6459 | 1455.1315 | 1397.3717 | 1365.2127 | 1356.1288 | [16 empty] | 2204.7984 | 1927.3985 | 10 | 2 | 2020 | 31 | 1440.0162
2020-10-07 | 1646.1871 | 1542.3856 | 1452.7562 | 1395.079 | 1365.175 | 1365.6048 | [16 empty] | 2203.4032 | 1951.6767 | 10 | 3 | 2020 | 31 | 1440.0162
2020-10-08 | 1694.8845 | 1493.8425 | 1458.2809 | 1419.0759 | 1395.9584 | 1397.7686 | [16 empty] | 2130.4385 | 1898.3033 | 10 | 4 | 2020 | 31 | 1440.0162
2020-10-09 | 1641.5641 | 1521.6383 | 1432.0713 | 1381.7643 | 1349.5579 | 1345.4278 | [16 empty] | 2219.3026 | 1942.4105 | 10 | 5 | 2020 | 31 | 1440.0162
2020-10-10 | 1673.7098 | 1409.0666 | 1385.2398 | 1342.3433 | 1305.8344 | 1301.7115 | [16 empty] | 1983.2655 | 1770.6298 | 10 | 6 | 2020 | 31 | 1440.0162
2020-10-11 | 1544.8722 | 1400.8847 | 1327.6042 | 1286.8632 | 1264.5238 | 1269.8879 | 1369.1282 | 1401.0933 | 949.7739 | 536.078 | 287.7428 | 151.0082 | 76.9447 | 53.1208 | 157.1456 | 373.0521 | 822.6467 | 1513.0449 | 1932.5976 | 2163.2611 | 2195.7464 | 2165.6034 | 1998.6029 | 1759.8796 | 10 | 7 | 2020 | 31 | 1440.0162
2020-10-12 | 1533.7511 | 1629.855 | 1527.8298 | 1463.731 | 1419.1717 | 1396.3568 | [16 empty] | 2377.5592 | 2106.877 | 10 | 1 | 2020 | 31 | 1440.0162
2020-10-13 | 1820.5238 | 1630.5153 | 1537.5238 | 1458.7892 | 1420.7498 | 1410.1779 | [16 empty] | 2387.8367 | 2121.3254 | 10 | 2 | 2020 | 31 | 1440.0162
2020-10-14 | 1836.0653 | 1716.0117 | 1476.0644 | 1414.86 | 1383.2642 | 1367.9654 | [16 empty] | 2567.4069 | 2260.7327 | 10 | 3 | 2020 | 31 | 1440.0162
2020-10-15 | 1941.3715 | 1424.4153 | 1343.6835 | 1297.7945 | 1274.6101 | 1280.8433 | [16 empty] | 2078.7423 | 1804.9029 | 10 | 4 | 2020 | 31 | 1440.0162
2020-10-16 | 1562.5188 | 1426.898 | 1370.362 | 1331.7775 | 1307.7322 | 1309.7313 | [16 empty] | 2044.7893 | 1791.7451 | 10 | 5 | 2020 | 31 | 1440.0162
2020-10-17 | 1558.9284 | 1398.2611 | 1363.3213 | 1316.747 | 1282.9032 | 1270.7507 | [16 empty] | 1924.4507 | 1737.0949 | 10 | 6 | 2020 | 31 | 1440.0162
2020-10-18 | 1543.1918 | 1404.7372 | 1364.9442 | 1324.7656 | 1294.1075 | 1275.9789 | 1303.2652 | 1227.2118 | 751.0835 | 412.1107 | 264.7648 | 200.7472 | 149.6267 | 145.7817 | 235.4793 | 440.5324 | 839.4695 | 1492.9712 | 1841.939 | 2111.1195 | 2177.8328 | 2142.6966 | 1977.2491 | 1754.37 | 10 | 7 | 2020 | 31 | 1440.0162
2020-10-19 | 1535.2319 | 1446.8181 | 1367.6562 | 1329.5717 | 1298.5716 | 1300.3511 | [16 empty] | 2081.4462 | 1815.0841 | 10 | 1 | 2020 | 31 | 1440.0162
2020-10-20 | 1576.1162 | 1445.0573 | 1357.7904 | 1302.5771 | 1276.9677 | 1281.3706 | [16 empty] | 2090.6314 | 1827.5407 | 10 | 2 | 2020 | 31 | 1440.0162
2020-10-21 | 1587.0855 | 1523.1922 | 1429.6321 | 1371.7169 | 1337.9443 | 1338.0416 | [16 empty] | 2137.2196 | 1909.5011 | 10 | 3 | 2020 | 31 | 1440.0162
2020-10-22 | 1667.0047 | 1420.6489 | 1349.6441 | 1301.7298 | 1275.2146 | 1289.8721 | [16 empty] | 2021.3298 | 1788.3857 | 10 | 4 | 2020 | 31 | 1440.0162
2020-10-23 | 1551.3933 | 1449.2003 | 1388.7812 | 1345.978 | 1319.9613 | 1313.0033 | [16 empty] | 2026.468 | 1806.083 | 10 | 5 | 2020 | 31 | 1440.0162
2020-10-24 | 1585.0439 | 1393.7258 | 1359.1691 | 1306.2853 | 1276.087 | 1269.0717 | [16 empty] | 1949.6079 | 1733.9313 | 10 | 6 | 2020 | 31 | 1440.0162
2020-10-25 | 1529.0583 | 1377.4534 | 1385.2429 | 1323.9311 | 1296.6449 | 1288.0662 | 1307.4738 | 1215.5446 | 740.6389 | 332.2762 | 126.0265 | 42.4617 | -24.8705 | -48.085 | 3.3408 | 231.2592 | 711.4006 | 1417.8612 | 1822.759 | 2079.2351 | 2111.0887 | 2077.2101 | 1919.2243 | 1707.9865 | 10 | 7 | 2020 | 31 | 1440.0162
2020-10-26 | 1500.3905 | 1494.9239 | 1387.8628 | 1340.9037 | 1318.583 | 1314.1274 | [16 empty] | 2110.0809 | 1876.2232 | 10 | 1 | 2020 | 31 | 1440.0162
2020-10-27 | 1622.4513 | 1407.1954 | 1361.4308 | 1313.1492 | 1294.6317 | 1280.8825 | [16 empty] | 2028.393 | 1777.2325 | 10 | 2 | 2020 | 31 | 1440.0162
2020-10-28 | 1537.7542 | 1430.74 | 1362.2836 | 1329.6075 | 1301.2075 | 1301.7261 | [16 empty] | 2065.0536 | 1808.5663 | 10 | 3 | 2020 | 31 | 1440.0162
2020-10-29 | 1573.8067 | 1446.4571 | 1367.5631 | 1327.5518 | 1301.2069 | 1294.1205 | [16 empty] | 2079.5608 | 1829.0782 | 10 | 4 | 2020 | 31 | 1440.0162
2020-10-30 | 1596.5515 | 1413.457 | 1353.5098 | 1305.1314 | 1279.9439 | 1294.2352 | [16 empty] | 2057.7009 | 1801.8704 | 10 | 5 | 2020 | 31 | 1440.0162
2020-10-31 | 1557.5568 | 1394.5933 | 1359.7591 | 1307.1435 | 1277.2116 | 1270.2254 | [16 empty] | 1950.8968 | 1735.048 | 10 | 6 | 2020 | 31 | 1440.0162
2020-11-01 | 1529.6861 | 1457.7165 | 1247.9028 | 1204.5706 | 1191.6275 | 1221.5948 | 1300.9642 | 1010.9844 | 436.1778 | 160.5224 | 13.5281 | -53.8125 | -94.5505 | -33.0442 | 207.5304 | 824.6892 | 1427.6224 | 1778.4452 | 2164.4128 | 2173.2349 | 2096.0372 | 2034.8396 | 1860.3679 | 1627.8344 | 11 | 7 | 2020 | 30 | 1263.9304
2020-11-02 | 1528.7507 | 1389.4094 | 1293.3639 | 1230.3601 | 1195.289 | 1201.6233 | [16 empty] | 1978.1097 | 1721.4419 | 11 | 1 | 2020 | 30 | 1263.9304
2020-11-03 | 1466.9526 | 1354.3769 | 1262.3651 | 1217.382 | 1187.8619 | 1214.3031 | [16 empty] | 1917.9039 | 1650.6371 | 11 | 2 | 2020 | 30 | 1263.9304
2020-11-04 | 1458.9297 | 1320.5536 | 1231.969 | 1184.438 | 1147.8935 | 1175.4463 | [16 empty] | 1941.4973 | 1658.3641 | 11 | 3 | 2020 | 30 | 1263.9304
2020-11-05 | 1461.466 | 1356.5188 | 1273.6332 | 1220.9619 | 1207.4933 | 1215.2545 | [16 empty] | 1907.8768 | 1646.0847 | 11 | 4 | 2020 | 30 | 1263.9304
2020-11-06 | 1451.8478 | 1321.3237 | 1230.3645 | 1183.1826 | 1160.9588 | 1185.5822 | [16 empty] | 1870.7008 | 1631.7947 | 11 | 5 | 2020 | 30 | 1263.9304
2020-11-07 | 1399.747 | 1344.8019 | 1251.6241 | 1198.4804 | 1174.7303 | 1177.8389 | [16 empty] | 1726.1554 | 1558.3841 | 11 | 6 | 2020 | 30 | 1263.9304
2020-11-08 | 1438.2667 | 1370.3493 | 1275.7037 | 1215.8868 | 1177.0391 | 1166.4031 | 1153.4939 | 751.7652 | 153.0615 | -110.6617 | -222.4532 | -239.7782 | -249.9002 | -179.9648 | 86.4114 | 702.263 | 1302.036 | 1665.4433 | 2105.8956 | 2146.188 | 2097.2336 | 2035.8437 | 1863.7678 | 1621.2293 | 11 | 7 | 2020 | 30 | 1263.9304
2020-11-09 | 1538.9456 | 1368.6818 | 1263.9231 | 1210.3205 | 1174.3755 | 1187.2477 | [16 empty] | 2048.6409 | 1761.762 | 11 | 1 | 2020 | 30 | 1263.9304
2020-11-10 | 1483.5907 | 1347.3114 | 1249.4246 | 1194.4537 | 1157.9828 | 1173.5965 | [16 empty] | 1980.8197 | 1694.9625 | 11 | 2 | 2020 | 30 | 1263.9304
2020-11-11 | 1477.2608 | 1353.2032 | 1266.9751 | 1212.7205 | 1179.2605 | 1198.1797 | [16 empty] | 1905.6043 | 1665.3654 | 11 | 3 | 2020 | 30 | 1263.9304
2020-11-12 | 1526.5114 | 1377.4608 | 1270.4675 | 1220.1245 | 1181.5768 | 1182.6085 | [16 empty] | 2028.8658 | 1752.0771 | 11 | 4 | 2020 | 30 | 1263.9304
2020-11-13 | 1375.4781 | 1307.3601 | 1233.7554 | 1193.1744 | 1184.9008 | 1235.1968 | [16 empty] | 1727.1521 | 1524.5847 | 11 | 5 | 2020 | 30 | 1263.9304
2020-11-14 | 1403.4444 | 1332.3696 | 1229.2423 | 1207.6748 | 1185.2075 | 1178.9672 | [16 empty] | 1751.4868 | 1567.5264 | 11 | 6 | 2020 | 30 | 1263.9304
2020-11-15 | 1451.8601 | 1348.3561 | 1254.023 | 1205.2607 | 1177.6967 | 1176.8782 | 1173.2079 | 785.5201 | 223.1423 | -15.9938 | -83.2935 | -102.483 | -139.6595 | -83.6953 | 139.3132 | 741.2289 | 1328.8502 | 1638.2402 | 2053.3238 | 2089.7681 | 2040.7895 | 1988.8335 | 1829.5202 | 1617.4012 | 11 | 7 | 2020 | 30 | 1263.9304
2020-11-16 | 1517.3446 | 1370.7784 | 1271.5804 | 1219.9118 | 1183.8068 | 1187.8145 | [16 empty] | 1948.6454 | 1698.3762 | 11 | 1 | 2020 | 30 | 1263.9304
2020-11-17 | 1476.5182 | 1325.7552 | 1243.0727 | 1189.463 | 1159.0907 | 1163.5641 | [16 empty] | 1934.7509 | 1671.5674 | 11 | 2 | 2020 | 30 | 1263.9304
2020-11-18 | 1470.1135 | 1321.5393 | 1244.2187 | 1201.5231 | 1173.5516 | 1195.9688 | [16 empty] | 1934.5354 | 1664.8969 | 11 | 3 | 2020 | 30 | 1263.9304
2020-11-19 | 1479.3866 | 1365.3115 | 1280.5644 | 1223.9945 | 1183.6555 | 1185.0281 | [16 empty] | 1944.9513 | 1678.807 | 11 | 4 | 2020 | 30 | 1263.9304
2020-11-20 | 1472.2685 | 1355.0591 | 1263.1089 | 1211.5451 | 1188.5955 | 1208.7761 | [16 empty] | 1892.6173 | 1655.9495 | 11 | 5 | 2020 | 30 | 1263.9304
2020-11-21 | 1426.3691 | 1325.0474 | 1242.3784 | 1188.7133 | 1157.768 | 1152.6638 | [16 empty] | 1803.7541 | 1607.1047 | 11 | 6 | 2020 | 30 | 1263.9304
2020-11-22 | 1417.8561 | 1329.5764 | 1242.6804 | 1193.4238 | 1158.3137 | 1155.1452 | 1152.9726 | 769.0991 | 234.1706 | -7.8064 | -133.5637 | -162.6647 | -191.1997 | -132.4115 | 130.2945 | 741.0215 | 1353.0809 | 1677.7673 | 2094.6005 | 2124.205 | 2052.8687 | 1983.8732 | 1803.9043 | 1587.1996 | 11 | 7 | 2020 | 30 | 1263.9304
2020-11-23 | 1507.905 | 1336.9417 | 1257.1534 | 1212.8177 | 1193.5265 | 1222.2901 | [16 empty] | 1963.6953 | 1701.0487 | 11 | 1 | 2020 | 30 | 1263.9304
2020-11-24 | 1489.8954 | 1339.0235 | 1251.3844 | 1201.6848 | 1169.847 | 1188.817 | [16 empty] | 1981.8121 | 1697.3455 | 11 | 2 | 2020 | 30 | 1263.9304
2020-11-25 | 1473.3885 | 1345.7282 | 1249.8549 | 1182.8345 | 1141.8899 | 1187.441 | [16 empty] | 1934.2072 | 1663.3809 | 11 | 3 | 2020 | 30 | 1263.9304
2020-11-26 | 1408.6245 | 1382.0066 | 1272.8547 | 1218.2289 | 1190.2191 | 1182.6288 | [16 empty] | 1683.3922 | 1556.6404 | 11 | 4 | 2020 | 30 | 1263.9304
2020-11-27 | 1441.337 | 1312.7241 | 1233.5439 | 1184.7053 | 1158.1919 | 1179.0922 | [16 empty] | 1836.052 | 1613.5615 | 11 | 5 | 2020 | 30 | 1263.9304
2020-11-28 | 1416.602 | 1336.0844 | 1240.2758 | 1204.6909 | 1179.4367 | 1168.9613 | [16 empty] | 1748.058 | 1579.334 | 11 | 6 | 2020 | 30 | 1263.9304
2020-11-29 | 1419.0271 | 1328.5543 | 1242.0256 | 1192.9395 | 1158.1001 | 1155.1217 | 1153.6364 | 771.94 | 237.8046 | -6.47 | -131.4194 | -160.5284 | -189.5827 | -130.6665 | 132.3122 | 744.8175 | 1354.2837 | 1678.8451 | 2094.7795 | 2124.7163 | 2053.5611 | 1982.9534 | 1803.3908 | 1587.5951 | 11 | 7 | 2020 | 30 | 1263.9304
2020-11-30 | 1480.6208 | 1374.0122 | 1268.8902 | 1210.253 | 1159.3595 | 1128.2266 | [16 empty] | 1836.8154 | 1634.1012 | 11 | 1 | 2020 | 30 | 1263.9304
2020-12-01 | 1636.7095 | 1457.3646 | 1358.8635 | 1311.2418 | 1272.9625 | 1288.0541 | [16 empty] | 2178.2237 | 1913.5209 | 12 | 2 | 2020 | 31 | 1484.2673
2020-12-02 | 1641.0058 | 1460.1532 | 1374.4619 | 1316.4478 | 1278.7342 | 1305.9742 | [16 empty] | 2195.8202 | 1923.019 | 12 | 3 | 2020 | 31 | 1484.2673
2020-12-03 | 1623.1041 | 1478.2276 | 1390.8971 | 1332.9841 | 1299.7208 | 1309.121 | [16 empty] | 2168.0079 | 1878.1792 | 12 | 4 | 2020 | 31 | 1484.2673
2020-12-04 | 1636.0436 | 1501.5181 | 1407.4781 | 1341.2249 | 1299.4376 | 1310.4366 | [16 empty] | 2136.5288 | 1892.4667 | 12 | 5 | 2020 | 31 | 1484.2673
2020-12-05 | 1590.8277 | 1470.6173 | 1369.6433 | 1313.3076 | 1273.2899 | 1270.7751 | [16 empty] | 2010.136 | 1805.299 | 12 | 6 | 2020 | 31 | 1484.2673
2020-12-06 | 1621.4086 | 1501.4395 | 1395.4825 | 1340.0741 | 1310.6339 | 1318.3932 | 1366.2282 | 1233.3646 | 760.1085 | 464.2807 | 270.8199 | 199.435 | 143.8128 | 188.6722 | 384.3775 | 893.8374 | 1421.9798 | 1807.6009 | 2221.2535 | 2256.287 | 2216.6712 | 2188.0923 | 2068.4702 | 1843.3188 | 12 | 7 | 2020 | 31 | 1484.2673
2020-12-07 | 1644.7502 | 1492.7521 | 1394.0252 | 1332.9554 | 1289.2921 | 1320.5119 | [16 empty] | 2181.1777 | 1917.249 | 12 | 1 | 2020 | 31 | 1484.2673
2020-12-08 | 1622.6114 | 1453.9181 | 1368.7168 | 1315.727 | 1271.1765 | 1299.1701 | [16 empty] | 2195.7139 | 1897.5128 | 12 | 2 | 2020 | 31 | 1484.2673
2020-12-09 | 1654.426 | 1478.7946 | 1389.848 | 1325.7179 | 1290.1884 | 1313.0729 | [16 empty] | 2214.8728 | 1936.9915 | 12 | 3 | 2020 | 31 | 1484.2673
2020-12-10 | 1669.7012 | 1510.451 | 1412.9973 | 1354.078 | 1322.3033 | 1339.9129 | [16 empty] | 2230.2171 | 1947.1582 | 12 | 4 | 2020 | 31 | 1484.2673
2020-12-11 | 1624.7809 | 1446.9429 | 1347.9218 | 1284.3047 | 1249.4997 | 1273.0556 | [16 empty] | 2164.4538 | 1884.7989 | 12 | 5 | 2020 | 31 | 1484.2673
2020-12-12 | 1599.2032 | 1490.8983 | 1378.0374 | 1324.0256 | 1284.0241 | 1281.0762 | [16 empty] | 2012.981 | 1814.1548 | 12 | 6 | 2020 | 31 | 1484.2673
2020-12-13 | 1652.854 | 1521.7892 | 1415.1723 | 1362.3179 | 1339.5894 | 1363.1951 | 1450.9417 | 1361.7948 | 905.6887 | 547.3327 | 333.9302 | 256.2036 | 185.4591 | 224.3402 | 433.0311 | 961.4668 | 1473.3692 | 1846.2915 | 2272.264 | 2329.157 | 2273.1878 | 2252.7799 | 2119.1878 | 1892.7956 | 12 | 7 | 2020 | 31 | 1484.2673
2020-12-14 | 1818.3494 | 1529.2831 | 1427.5639 | 1378.5007 | 1346.1395 | 1375.0189 | [16 empty] | 2358.2061 | 2103.594 | 12 | 1 | 2020 | 31 | 1484.2673
2020-12-15 | 1643.682 | 1458.5501 | 1358.6694 | 1307.2792 | 1263.0474 | 1288.8881 | [16 empty] | 2216.8078 | 1924.3573 | 12 | 2 | 2020 | 31 | 1484.2673
2020-12-16 | 1684.4134 | 1475.4421 | 1372.1859 | 1317.9124 | 1278.6735 | 1291.897 | [16 empty] | 2277.4897 | 1986.2334 | 12 | 3 | 2020 | 31 | 1484.2673
2020-12-17 | 1656.4619 | 1472.9151 | 1385.1384 | 1326.7441 | 1290.6952 | 1319.6469 | [16 empty] | 2224.3569 | 1938.2743 | 12 | 4 | 2020 | 31 | 1484.2673
2020-12-18 | 1623.9182 | 1459.9111 | 1369.9316 | 1308.472 | 1269.7466 | 1301.3328 | [16 empty] | 2166.1526 | 1894.9698 | 12 | 5 | 2020 | 31 | 1484.2673
2020-12-19 | 1637.6727 | 1505.2341 | 1404.6767 | 1349.0983 | 1316.0312 | 1317.8605 | [16 empty] | 2123.3839 | 1889.65 | 12 | 6 | 2020 | 31 | 1484.2673
2020-12-20 | 1621.7081 | 1485.4627 | 1377.8393 | 1332.6417 | 1304.2772 | 1322.5351 | 1412.2897 | 1312.5715 | 897.0062 | 575.3605 | 404.3703 | 386.8487 | 365.6125 | 382.9092 | 573.1751 | 1058.3406 | 1504.2123 | 1837.5801 | 2261.7749 | 2310.012 | 2252.2277 | 2220.6565 | 2081.8642 | 1850.4529 | 12 | 7 | 2020 | 31 | 1484.2673
2020-12-21 | 1695.0235 | 1491.8722 | 1392.4559 | 1335.8495 | 1303.1069 | 1329.5436 | [16 empty] | 2293.3972 | 1994.8196 | 12 | 1 | 2020 | 31 | 1484.2673
2020-12-22 | 1646.1327 | 1495.0521 | 1399.843 | 1337.2448 | 1280.0269 | 1288.765 | [16 empty] | 2125.18 | 1881.6785 | 12 | 2 | 2020 | 31 | 1484.2673
2020-12-23 | 1635.8079 | 1485.4864 | 1384.8489 | 1323.1121 | 1288.2329 | 1292.5904 | [16 empty] | 2104.4513 | 1882.9622 | 12 | 3 | 2020 | 31 | 1484.2673
2020-12-24 | 1639.5559 | 1461.8622 | 1352.0439 | 1289.0904 | 1249.1043 | 1268.4204 | [16 empty] | 2142.7256 | 1895.8413 | 12 | 4 | 2020 | 31 | 1484.2673
2020-12-25 | 1584.4025 | 1536.3454 | 1419.9592 | 1351.2923 | 1298.1262 | 1284.597 | [16 empty] | 1979.6768 | 1784.165 | 12 | 5 | 2020 | 31 | 1484.2673
2020-12-26 | 1608.3351 | 1489.4201 | 1383.2215 | 1324.496 | 1285.4337 | 1291.522 | [16 empty] | 2050.7569 | 1829.7077 | 12 | 6 | 2020 | 31 | 1484.2673
2020-12-27 | 1636.524 | 1509.9525 | 1409.9638 | 1355.2635 | 1317.5135 | 1326.228 | 1388.02 | 1256.6857 | 813.7542 | 537.0759 | 355.2282 | 253.1497 | 186.4493 | 242.0776 | 439.1215 | 932.628 | 1480.4841 | 1906.8226 | 2261.6632 | 2289.5971 | 2237.5679 | 2208.9937 | 2081.618 | 1865.738 | 12 | 7 | 2020 | 31 | 1484.2673
2020-12-28 | 1678.8958 | 1495.5769 | 1406.4902 | 1349.8097 | 1314.8672 | 1333.1552 | [16 empty] | 2190.2347 | 1943.6451 | 12 | 1 | 2020 | 31 | 1484.2673
2020-12-29 | 1646.2632 | 1495.1998 | 1399.8022 | 1337.0759 | 1280.0197 | 1288.8051 | [16 empty] | 2125.1286 | 1881.7803 | 12 | 2 | 2020 | 31 | 1484.2673
2020-12-30 | 1637.6795 | 1486.7662 | 1386.1574 | 1324.6777 | 1289.56 | 1293.2928 | [16 empty] | 2105.7594 | 1885.2673 | 12 | 3 | 2020 | 31 | 1484.2673
2020-12-31 | 1633.4107 | 1489.1598 | 1402.352 | 1332.0185 | 1292.4024 | 1307.9889 | [16 empty] | 2162.0055 | 1890.0912 | 12 | 4 | 2020 | 31 | 1484.2673

## Monthly Load Shape
DATE | 1 | 2 | 3 | 4 | 5 | 6 | 7 | 8 | 9 | 10 | 11 | 12 | 13 | 14 | 15 | 16 | 17 | 18 | 19 | 20 | 21 | 22 | 23 | 24 | Weekday | Month | Year
2020-01-01 | 1.1056 | 1.063 | 1.0039 | 0.96268 | 0.94172 | 0.94065 | 1.191 | 1.1451 | 0.73203 | 0.36102 | 0.18144 | 0.092971 | 0.046455 | 0.060863 | 0.21963 | 0.5752 | 1.102 | 1.4678 | 1.8305 | 1.9077 | 1.8832 | 1.8204 | 1.4217 | 1.2538 | 3 | 1 | 2020
2020-01-02 | 1.157 | 1.0293 | 0.97787 | 0.94666 | 0.93406 | 0.95002 | 1.2635 | 1.3585 | 1.0195 | 0.60637 | 0.39715 | 0.30295 | 0.25133 | 0.29491 | 0.47564 | 0.84178 | 1.3794 | 1.7558 | 2.0602 | 2.1059 | 2.0558 | 1.9916 | 1.5446 | 1.3531 | 4 | 1 | 2020
2020-01-03 | 1.0671 | 0.9912 | 0.9461 | 0.90591 | 0.88391 | 0.89779 | 1.1795 | 1.2242 | 0.86198 | 0.46534 | 0.26773 | 0.18426 | 0.15861 | 0.20626 | 0.37742 | 0.74446 | 1.2576 | 1.6063 | 1.888 | 1.957 | 1.9169 | 1.8489 | 1.4208 | 1.2218 | 5 | 1 | 2020
2020-01-04 | 1.0467 | 0.99018 | 0.9364 | 0.90162 | 0.88683 | 0.89219 | 1.1302 | 1.0712 | 0.67648 | 0.3274 | 0.1557 | 0.060355 | 0.0088006 | 0.048956 | 0.20575 | 0.5797 | 1.0782 | 1.4042 | 1.7345 | 1.838 | 1.7918 | 1.7507 | 1.332 | 1.1703 | 6 | 1 | 2020
2020-01-05 | 1.0932 | 0.98971 | 0.93873 | 0.90307 | 0.89412 | 0.91594 | 0.98739 | 0.99526 | 0.69637 | 0.40214 | 0.25956 | 0.17887 | 0.1528 | 0.1898 | 0.32958 | 0.62935 | 1.0219 | 1.2994 | 1.5391 | 1.6 | 1.5613 | 1.5296 | 1.4198 | 1.2432 | 7 | 1 | 2020
2020-01-06 | 1.1451 | 1.0229 | 0.97478 | 0.94765 | 0.92897 | 0.94579 | 1.2519 | 1.3382 | 1.0007 | 0.58752 | 0.38242 | 0.28229 | 0.23676 | 0.2626 | 0.43167 | 0.80281 | 1.3378 | 1.7034 | 2.0191 | 2.0825 | 2.0383 | 1.9634 | 1.52 | 1.3174 | 1 | 1 | 2020
2020-01-07 | 1.1209 | 1.0099 | 0.96019 | 0.93369 | 0.92369 | 0.94217 | 1.2649 | 1.3731 | 1.0159 | 0.58673 | 0.37569 | 0.26893 | 0.21371 | 0.2406 | 0.40743 | 0.75479 | 1.2638 | 1.6251 | 1.9612 | 2.0404 | 2.0058 | 1.9329 | 1.4991 | 1.2908 | 2 | 1 | 2020
2020-01-08 | 1.1197 | 1.0106 | 0.95952 | 0.9216 | 0.9067 | 0.92542 | 1.2369 | 1.3181 | 0.96033 | 0.53391 | 0.30624 | 0.2005 | 0.17041 | 0.17679 | 0.33987 | 0.70131 | 1.2294 | 1.572 | 1.9364 | 2.0118 | 1.9702 | 1.9083 | 1.4825 | 1.288 | 3 | 1 | 2020
2020-01-09 | 1.1037 | 0.97765 | 0.93174 | 0.90256 | 0.89628 | 0.91121 | 1.23 | 1.3208 | 0.96601 | 0.53939 | 0.30618 | 0.20896 | 0.17431 | 0.17615 | 0.33021 | 0.6938 | 1.2228 | 1.5674 | 1.932 | 2.0229 | 1.9837 | 1.9141 | 1.4759 | 1.2709 | 4 | 1 | 2020
2020-01-10 | 1.0985 | 0.98764 | 0.9322 | 0.89731 | 0.87994 | 0.89208 | 1.1676 | 1.1964 | 0.81616 | 0.43306 | 0.23945 | 0.16108 | 0.13711 | 0.16031 | 0.30983 | 0.65448 | 1.1699 | 1.5172 | 1.8776 | 1.9441 | 1.9034 | 1.8439 | 1.4318 | 1.2513 | 5 | 1 | 2020
2020-01-11 | 1.0585 | 1.0018 | 0.95578 | 0.91334 | 0.89106 | 0.89381 | 1.1361 | 1.0694 | 0.65694 | 0.3056 | 0.12278 | 0.056482 | 0.01925 | 0.043687 | 0.20447 | 0.5438 | 1.0516 | 1.3892 | 1.7906 | 1.8769 | 1.8334 | 1.7895 | 1.3589 | 1.1928 | 6 | 1 | 2020
2020-01-12 | 1.0963 | 1.0011 | 0.94781 | 0.91578 | 0.90558 | 0.92505 | 0.98568 | 0.98101 | 0.67449 | 0.38445 | 0.22353 | 0.16887 | 0.14182 | 0.15127 | 0.27685 | 0.5593 | 0.9455 | 1.2248 | 1.5251 | 1.5713 | 1.5415 | 1.5166 | 1.4136 | 1.2449 | 7 | 1 | 2020
2020-01-13 | 1.1474 | 1.0052 | 0.94956 | 0.91313 | 0.89602 | 0.91244 | 1.2159 | 1.3 | 0.96009 | 0.57429 | 0.36596 | 0.27963 | 0.2391 | 0.25656 | 0.41259 | 0.76388 | 1.2863 | 1.6347 | 2.0156 | 2.0874 | 2.0477 | 1.9784 | 1.5297 | 1.3224 | 1 | 1 | 2020
2020-01-14 | 1.1248 | 1.0416 | 0.99424 | 0.95737 | 0.93912 | 0.94911 | 1.2387 | 1.2732 | 0.89316 | 0.50462 | 0.28548 | 0.18083 | 0.13932 | 0.1498 | 0.3056 | 0.65355 | 1.1801 | 1.5316 | 1.9173 | 2.0063 | 1.9805 | 1.9184 | 1.4926 | 1.2946 | 2 | 1 | 2020
2020-01-15 | 1.1001 | 1.0066 | 0.95372 | 0.92923 | 0.91244 | 0.91418 | 1.2087 | 1.2585 | 0.91008 | 0.54842 | 0.3766 | 0.32321 | 0.28863 | 0.33159 | 0.49062 | 0.82168 | 1.268 | 1.5414 | 1.9179 | 1.9869 | 1.9412 | 1.88 | 1.4557 | 1.2607 | 3 | 1 | 2020
2020-01-16 | 1.0721 | 0.98846 | 0.93745 | 0.90555 | 0.88772 | 0.90161 | 1.2095 | 1.2842 | 0.92768 | 0.53916 | 0.36171 | 0.29883 | 0.26114 | 0.29537 | 0.4715 | 0.82394 | 1.2749 | 1.5364 | 1.879 | 1.9645 | 1.9148 | 1.8514 | 1.4238 | 1.2222 | 4 | 1 | 2020
2020-01-17 | 1.0883 | 1.0112 | 0.9536 | 0.92371 | 0.90272 | 0.91142 | 1.1742 | 1.1604 | 0.78762 | 0.44007 | 0.2645 | 0.21786 | 0.18379 | 0.22289 | 0.38763 | 0.7311 | 1.1855 | 1.4688 | 1.8556 | 1.9135 | 1.8737 | 1.8084 | 1.4019 | 1.2325 | 5 | 1 | 2020
2020-01-18 | 1.0493 | 1.0019 | 0.94191 | 0.90763 | 0.88677 | 0.87777 | 1.0973 | 1.0038 | 0.59147 | 0.27711 | 0.14101 | 0.10558 | 0.083393 | 0.13168 | 0.27984 | 0.6123 | 1.0409 | 1.3108 | 1.7122 | 1.8001 | 1.7635 | 1.7297 | 1.3212 | 1.1743 | 6 | 1 | 2020
2020-01-19 | 1.0548 | 1.0004 | 0.95105 | 0.9104 | 0.89594 | 0.90147 | 0.91973 | 0.85226 | 0.52504 | 0.27505 | 0.17841 | 0.12457 | 0.09621 | 0.12536 | 0.24253 | 0.52141 | 0.88302 | 1.1097 | 1.4329 | 1.5036 | 1.467 | 1.4341 | 1.3321 | 1.1766 | 7 | 1 | 2020
2020-01-20 | 1.1047 | 1.0034 | 0.94862 | 0.90931 | 0.89859 | 0.92632 | 1.2257 | 1.2988 | 0.95905 | 0.58516 | 0.39452 | 0.32859 | 0.28073 | 0.30901 | 0.46976 | 0.80308 | 1.2566 | 1.5299 | 1.9282 | 1.9906 | 1.9418 | 1.875 | 1.4479 | 1.2503 | 1 | 1 | 2020
2020-01-21 | 1.1173 | 1.0398 | 0.99151 | 0.96409 | 0.94896 | 0.95811 | 1.2605 | 1.3327 | 0.98034 | 0.58981 | 0.38806 | 0.31864 | 0.2853 | 0.32055 | 0.48378 | 0.82286 | 1.2938 | 1.5777 | 1.9666 | 2.03 | 1.9948 | 1.9228 | 1.4856 | 1.2872 | 2 | 1 | 2020
2020-01-22 | 1.1308 | 1.015 | 0.9629 | 0.92817 | 0.91158 | 0.92779 | 1.2234 | 1.2701 | 0.89669 | 0.48884 | 0.26545 | 0.16717 | 0.1039 | 0.12817 | 0.26792 | 0.5921 | 1.1114 | 1.5042 | 1.8999 | 1.9844 | 1.9493 | 1.8946 | 1.4766 | 1.2933 | 3 | 1 | 2020
2020-01-23 | 1.0662 | 0.9928 | 0.94501 | 0.90676 | 0.88772 | 0.88871 | 1.1461 | 1.1385 | 0.73815 | 0.38029 | 0.20114 | 0.12892 | 0.079161 | 0.11764 | 0.26593 | 0.61544 | 1.1118 | 1.4744 | 1.8629 | 1.9246 | 1.8824 | 1.811 | 1.3954 | 1.2092 | 4 | 1 | 2020
2020-01-24 | 1.104 | 1.0347 | 0.97307 | 0.92825 | 0.90233 | 0.89849 | 1.1299 | 1.0714 | 0.65022 | 0.31785 | 0.15626 | 0.094332 | 0.058114 | 0.092943 | 0.21806 | 0.55184 | 1.0585 | 1.4191 | 1.8275 | 1.8938 | 1.8616 | 1.8006 | 1.4084 | 1.2488 | 5 | 1 | 2020
2020-01-25 | 1.0557 | 1.003 | 0.94707 | 0.91631 | 0.90926 | 0.91929 | 1.1544 | 1.0591 | 0.63979 | 0.28392 | 0.09525 | 0.012087 | -0.03834 | -0.011803 | 0.11171 | 0.4446 | 0.93637 | 1.2972 | 1.685 | 1.7902 | 1.7498 | 1.7243 | 1.3189 | 1.1768 | 6 | 1 | 2020
2020-01-26 | 1.0638 | 1.0025 | 0.95378 | 0.9156 | 0.90003 | 0.89884 | 0.91542 | 0.8436 | 0.49452 | 0.2156 | 0.095447 | 0.032513 | -0.0098611 | 0.010912 | 0.12215 | 0.40647 | 0.80264 | 1.1237 | 1.465 | 1.5328 | 1.5054 | 1.4773 | 1.3666 | 1.198 | 7 | 1 | 2020
2020-01-27 | 1.1359 | 1.0083 | 0.96403 | 0.9293 | 0.9158 | 0.93635 | 1.247 | 1.3342 | 0.9784 | 0.57057 | 0.37027 | 0.27927 | 0.22023 | 0.25494 | 0.38684 | 0.70348 | 1.2012 | 1.5813 | 1.9823 | 2.0356 | 2.0034 | 1.9294 | 1.4993 | 1.3005 | 1 | 1 | 2020
2020-01-28 | 1.0905 | 0.99499 | 0.94881 | 0.91464 | 0.89803 | 0.92073 | 1.2249 | 1.3059 | 0.92475 | 0.50498 | 0.28871 | 0.19554 | 0.14779 | 0.19053 | 0.33644 | 0.66378 | 1.1647 | 1.5309 | 1.9096 | 1.9938 | 1.9518 | 1.8868 | 1.4563 | 1.2483 | 2 | 1 | 2020
2020-01-29 | 1.078 | 0.99726 | 0.9484 | 0.91818 | 0.9038 | 0.91872 | 1.2217 | 1.3071 | 0.92559 | 0.50301 | 0.27416 | 0.16742 | 0.12205 | 0.1311 | 0.28212 | 0.63136 | 1.1481 | 1.5198 | 1.8857 | 1.9744 | 1.9237 | 1.8577 | 1.4308 | 1.2297 | 3 | 1 | 2020
2020-01-30 | 1.0718 | 0.98222 | 0.93304 | 0.89564 | 0.88609 | 0.91152 | 1.2118 | 1.3079 | 0.93146 | 0.51354 | 0.29792 | 0.18657 | 0.13099 | 0.16529 | 0.31578 | 0.65636 | 1.1572 | 1.5205 | 1.888 | 1.9875 | 1.9424 | 1.8744 | 1.4392 | 1.2275 | 4 | 1 | 2020
2020-01-31 | 1.1144 | 0.99485 | 0.94346 | 0.91711 | 0.89895 | 0.91337 | 1.2263 | 1.3113 | 0.96551 | 0.57017 | 0.36284 | 0.26111 | 0.21127 | 0.23262 | 0.36322 | 0.68676 | 1.1856 | 1.5731 | 1.9871 | 2.0339 | 1.9976 | 1.9242 | 1.4869 | 1.287 | 5 | 1 | 2020
2020-02-01 | 1.1226 | 1.0717 | 1.0132 | 0.97425 | 0.94895 | 0.94888 | 1.3207 | 1.0088 | 0.45757 | 0.081921 | -0.088117 | -0.19487 | -0.25454 | -0.26327 | -0.16405 | 0.21295 | 0.91133 | 1.5 | 1.9085 | 2.1888 | 2.1778 | 2.1412 | 1.4502 | 1.2721 | 6 | 2 | 2020
2020-02-02 | 1.0936 | 1.0469 | 0.98451 | 0.95298 | 0.93264 | 0.92525 | 0.94512 | 0.72401 | 0.30996 | 0.047271 | -0.097639 | -0.16828 | -0.20393 | -0.19691 | -0.10546 | 0.17316 | 0.68743 | 1.0976 | 1.3735 | 1.5321 | 1.5348 | 1.5259 | 1.404 | 1.2362 | 7 | 2 | 2020
2020-02-03 | 1.2211 | 1.0435 | 0.99483 | 0.96226 | 0.94313 | 0.95729 | 1.4091 | 1.3141 | 0.86583 | 0.47762 | 0.27687 | 0.19272 | 0.15288 | 0.14912 | 0.27578 | 0.67433 | 1.4235 | 2.0142 | 2.3528 | 2.5215 | 2.4825 | 2.3924 | 1.6359 | 1.4143 | 1 | 2 | 2020
2020-02-04 | 1.2165 | 1.0586 | 1.0043 | 0.97163 | 0.95679 | 0.97132 | 1.4409 | 1.3646 | 0.90131 | 0.47671 | 0.24927 | 0.11967 | 0.047206 | 0.017004 | 0.14366 | 0.53343 | 1.2675 | 1.8856 | 2.2892 | 2.4846 | 2.4733 | 2.3866 | 1.6377 | 1.418 | 2 | 2 | 2020
2020-02-05 | 1.1613 | 1.0534 | 0.99584 | 0.96487 | 0.93875 | 0.95081 | 1.4098 | 1.3235 | 0.84531 | 0.42861 | 0.18188 | 0.034885 | -0.04701 | -0.050014 | 0.087067 | 0.48559 | 1.2123 | 1.7951 | 2.181 | 2.3783 | 2.3484 | 2.2756 | 1.5545 | 1.3403 | 3 | 2 | 2020
2020-02-06 | 1.1593 | 1.051 | 1.008 | 0.96951 | 0.95176 | 0.96436 | 1.4232 | 1.3386 | 0.86057 | 0.4292 | 0.19265 | 0.075811 | 0.0042187 | 0.0012214 | 0.13877 | 0.53221 | 1.2474 | 1.8298 | 2.2055 | 2.3845 | 2.3462 | 2.267 | 1.5526 | 1.3382 | 4 | 2 | 2020
2020-02-07 | 1.1578 | 1.0569 | 1.0088 | 0.9661 | 0.94587 | 0.96426 | 1.4113 | 1.3253 | 0.83728 | 0.4042 | 0.14578 | 0.00050736 | -0.082983 | -0.089718 | 0.043597 | 0.42613 | 1.151 | 1.736 | 2.0837 | 2.2848 | 2.2763 | 2.1929 | 1.5034 | 1.3274 | 5 | 2 | 2020
2020-02-08 | 1.1232 | 1.0356 | 0.98178 | 0.94344 | 0.91651 | 0.92137 | 1.3079 | 1.0387 | 0.48347 | 0.16096 | 0.017056 | -0.038161 | -0.11203 | -0.13503 | -0.079572 | 0.28454 | 0.98988 | 1.5657 | 1.9797 | 2.2204 | 2.2011 | 2.1671 | 1.4585 | 1.2738 | 6 | 2 | 2020
2020-02-09 | 1.1594 | 1.0745 | 1.023 | 0.99132 | 0.97425 | 0.97659 | 1.0025 | 0.79299 | 0.37112 | 0.10267 | -0.027203 | -0.084639 | -0.13854 | -0.17297 | -0.13099 | 0.13248 | 0.66601 | 1.113 | 1.463 | 1.6485 | 1.6388 | 1.6093 | 1.4913 | 1.3146 | 7 | 2 | 2020
2020-02-10 | 1.1789 | 1.0392 | 0.99249 | 0.96292 | 0.93805 | 0.93632 | 1.3729 | 1.2107 | 0.70515 | 0.34221 | 0.16263 | 0.10747 | 0.07665 | 0.059301 | 0.15328 | 0.53001 | 1.2856 | 1.8808 | 2.2459 | 2.4202 | 2.3794 | 2.2895 | 1.5649 | 1.3553 | 1 | 2 | 2020
2020-02-11 | 1.1509 | 1.0508 | 1.0043 | 0.96633 | 0.9452 | 0.95067 | 1.4219 | 1.3103 | 0.79276 | 0.35047 | 0.12592 | 0.036583 | -0.02734 | -0.05367 | 0.035444 | 0.4131 | 1.1523 | 1.7353 | 2.1462 | 2.3694 | 2.3444 | 2.2676 | 1.5501 | 1.3329 | 2 | 2 | 2020
2020-02-12 | 1.159 | 1.0641 | 1.0237 | 0.98615 | 0.96704 | 0.98217 | 1.4646 | 1.385 | 0.85971 | 0.39696 | 0.13491 | 0.026341 | -0.058838 | -0.091201 | -0.011791 | 0.35516 | 1.1083 | 1.7168 | 2.1916 | 2.3859 | 2.3672 | 2.2911 | 1.5611 | 1.3382 | 3 | 2 | 2020
2020-02-13 | 1.1458 | 1.0439 | 0.99484 | 0.96157 | 0.94158 | 0.95066 | 1.4084 | 1.2983 | 0.77369 | 0.34409 | 0.12355 | 0.033741 | -0.037535 | -0.066031 | 0.010566 | 0.37974 | 1.1309 | 1.7202 | 2.1293 | 2.3597 | 2.3405 | 2.2623 | 1.5536 | 1.3236 | 4 | 2 | 2020
2020-02-14 | 1.1414 | 1.0452 | 0.98711 | 0.96496 | 0.9442 | 0.94611 | 1.4026 | 1.2611 | 0.75574 | 0.34918 | 0.14564 | 0.054596 | -0.011283 | -0.036603 | 0.038387 | 0.39279 | 1.1221 | 1.7031 | 2.0997 | 2.3235 | 2.3071 | 2.2232 | 1.5198 | 1.3117 | 5 | 2 | 2020
2020-02-15 | 1.1121 | 1.0569 | 1.0015 | 0.9699 | 0.93747 | 0.9335 | 1.29 | 0.97169 | 0.38185 | 0.073109 | -0.066912 | -0.14102 | -0.22909 | -0.25198 | -0.14339 | 0.23278 | 0.89586 | 1.449 | 1.8872 | 2.1339 | 2.1325 | 2.1086 | 1.4241 | 1.2542 | 6 | 2 | 2020
2020-02-16 | 1.1417 | 1.0611 | 0.99854 | 0.96517 | 0.95333 | 0.94583 | 0.95915 | 0.73357 | 0.31648 | 0.075019 | -0.033824 | -0.092366 | -0.15832 | -0.16518 | -0.097551 | 0.16962 | 0.65067 | 1.0627 | 1.3885 | 1.5746 | 1.5592 | 1.5368 | 1.4406 | 1.2816 | 7 | 2 | 2020
2020-02-17 | 1.1708 | 1.0444 | 0.99125 | 0.95693 | 0.93801 | 0.94795 | 1.4173 | 1.2299 | 0.6933 | 0.3435 | 0.17631 | 0.084657 | -0.021427 | -0.037918 | 0.062942 | 0.43054 | 1.1112 | 1.6545 | 2.0839 | 2.3089 | 2.2952 | 2.2149 | 1.5213 | 1.3294 | 1 | 2 | 2020
2020-02-18 | 1.1855 | 1.0357 | 0.99231 | 0.95974 | 0.9327 | 0.94457 | 1.3929 | 1.2903 | 0.78027 | 0.41193 | 0.23958 | 0.14745 | 0.052299 | 0.031349 | 0.16691 | 0.5446 | 1.2299 | 1.7984 | 2.251 | 2.4388 | 2.4096 | 2.318 | 1.5857 | 1.3733 | 2 | 2 | 2020
2020-02-19 | 1.1639 | 1.0439 | 0.99279 | 0.96001 | 0.93669 | 0.94838 | 1.3993 | 1.2865 | 0.77017 | 0.38642 | 0.19127 | 0.1089 | 0.020574 | 0.0046959 | 0.14235 | 0.52007 | 1.2168 | 1.7756 | 2.1993 | 2.4072 | 2.3728 | 2.2902 | 1.562 | 1.3446 | 3 | 2 | 2020
2020-02-20 | 1.1653 | 1.0522 | 1.0012 | 0.97174 | 0.95205 | 0.96973 | 1.4514 | 1.3626 | 0.81603 | 0.38966 | 0.16294 | 0.040267 | -0.071116 | -0.078896 | 0.071467 | 0.46139 | 1.1472 | 1.6918 | 2.1164 | 2.3526 | 2.3302 | 2.2582 | 1.5442 | 1.3363 | 4 | 2 | 2020
2020-02-21 | 1.1528 | 1.055 | 0.99995 | 0.96628 | 0.94625 | 0.94733 | 1.3767 | 1.1837 | 0.63928 | 0.28185 | 0.10346 | 0.0054775 | -0.093672 | -0.10334 | 0.031233 | 0.4073 | 1.0994 | 1.6482 | 2.0442 | 2.2605 | 2.2329 | 2.146 | 1.4823 | 1.3118 | 5 | 2 | 2020
2020-02-22 | 1.1241 | 1.0508 | 0.98162 | 0.94741 | 0.9245 | 0.91185 | 1.266 | 0.94858 | 0.34395 | 0.059452 | -0.082218 | -0.18342 | -0.26222 | -0.27758 | -0.17888 | 0.16472 | 0.8798 | 1.4756 | 1.9473 | 2.168 | 2.1535 | 2.1178 | 1.4346 | 1.2714 | 6 | 2 | 2020
2020-02-23 | 1.1322 | 1.0541 | 0.99224 | 0.95685 | 0.93867 | 0.93358 | 0.95024 | 0.7141 | 0.25997 | 0.02817 | -0.10397 | -0.18366 | -0.24341 | -0.24673 | -0.17236 | 0.10033 | 0.62391 | 1.0519 | 1.3945 | 1.6162 | 1.6018 | 1.5704 | 1.458 | 1.2854 | 7 | 2 | 2020
2020-02-24 | 1.1743 | 1.0627 | 1.0076 | 0.9767 | 0.95576 | 0.9706 | 1.425 | 1.2998 | 0.75177 | 0.37952 | 0.17847 | 0.052426 | -0.036188 | -0.042809 | 0.082781 | 0.4615 | 1.196 | 1.7658 | 2.1913 | 2.4124 | 2.391 | 2.312 | 1.5732 | 1.3504 | 1 | 2 | 2020
2020-02-25 | 1.1643 | 1.0642 | 1.0097 | 0.9768 | 0.9541 | 0.96513 | 1.4153 | 1.2394 | 0.67795 | 0.30617 | 0.094305 | -0.046161 | -0.14723 | -0.16506 | -0.053454 | 0.30821 | 1.0351 | 1.6112 | 2.0747 | 2.3407 | 2.326 | 2.2502 | 1.5422 | 1.3406 | 2 | 2 | 2020
2020-02-26 | 1.1329 | 1.0295 | 0.9807 | 0.95032 | 0.92975 | 0.93497 | 1.379 | 1.1839 | 0.6301 | 0.27373 | 0.08511 | -0.021866 | -0.099158 | -0.10269 | 0.0039795 | 0.37619 | 1.1153 | 1.6814 | 2.0796 | 2.3427 | 2.3322 | 2.2497 | 1.5237 | 1.306 | 3 | 2 | 2020
2020-02-27 | 1.1656 | 1.0674 | 1.0116 | 0.98225 | 0.96295 | 0.97448 | 1.4464 | 1.2951 | 0.72752 | 0.33668 | 0.13295 | 0.017602 | -0.080415 | -0.1002 | 0.013594 | 0.38521 | 1.1103 | 1.6585 | 2.0595 | 2.2929 | 2.2839 | 2.2018 | 1.5157 | 1.3329 | 4 | 2 | 2020
2020-02-28 | 1.1529 | 1.0388 | 0.99702 | 0.9603 | 0.9412 | 0.95478 | 1.4066 | 1.2723 | 0.74129 | 0.3712 | 0.15348 | 0.016922 | -0.086245 | -0.10524 | 0.0027252 | 0.35309 | 1.0638 | 1.6158 | 2.042 | 2.277 | 2.2597 | 2.18 | 1.5025 | 1.3215 | 5 | 2 | 2020
2020-02-29 | 1.1543 | 1.0403 | 0.99895 | 0.96597 | 0.95616 | 0.98226 | 1.4632 | 1.3432 | 0.82031 | 0.45335 | 0.23644 | 0.10013 | -0.0022484 | -0.023718 | 0.076884 | 0.41772 | 1.1183 | 1.6567 | 2.0718 | 2.3021 | 2.281 | 2.1974 | 1.5128 | 1.3297 | 6 | 2 | 2020
2020-03-01 | 1.0673 | 1.0285 | 0.98632 | 0.97894 | 0.99914 | 1.1049 | 1.1508 | 0.77323 | 0.36503 | 0.093872 | -0.058264 | -0.093935 | -0.13174 | -0.11918 | -0.049334 | 0.16743 | 0.65559 | 1.237 | 1.4944 | 1.739 | 1.7348 | 1.6291 | 1.3997 | 1.2063 | 7 | 3 | 2020
2020-03-02 | 1.1911 | 1.0378 | 0.96468 | 0.91985 | 0.92681 | 0.97549 | 1.7022 | 1.2172 | 0.65568 | 0.24486 | 0.043191 | -0.028422 | -0.10512 | -0.087797 | 0.041748 | 0.46784 | 1.4329 | 2.4169 | 2.9535 | 3.3659 | 3.3137 | 3.1344 | 1.6407 | 1.385 | 1 | 3 | 2020
2020-03-03 | 1.1775 | 1.0668 | 1.0163 | 0.98896 | 0.98944 | 1.0712 | 1.945 | 1.4083 | 0.74242 | 0.2259 | -0.028211 | -0.10294 | -0.17285 | -0.14202 | -0.033575 | 0.36251 | 1.2867 | 2.3003 | 2.8068 | 3.2228 | 3.2075 | 3.0362 | 1.5852 | 1.3532 | 2 | 3 | 2020
2020-03-04 | 1.1808 | 1.0806 | 1.0246 | 0.9951 | 0.98195 | 1.0325 | 1.82 | 1.3237 | 0.69549 | 0.2051 | -0.053079 | -0.12077 | -0.21952 | -0.22132 | -0.077909 | 0.33456 | 1.2664 | 2.3076 | 2.8604 | 3.2742 | 3.2499 | 3.0909 | 1.6248 | 1.378 | 3 | 3 | 2020
2020-03-05 | 1.1533 | 1.0502 | 0.99148 | 0.95698 | 0.94452 | 1.0089 | 1.7831 | 1.2134 | 0.59923 | 0.16987 | -0.031084 | -0.056778 | -0.096816 | -0.038926 | 0.1208 | 0.53752 | 1.4845 | 2.4883 | 2.95 | 3.2866 | 3.2537 | 3.0696 | 1.5936 | 1.3443 | 4 | 3 | 2020
2020-03-06 | 1.143 | 1.0287 | 0.98438 | 0.96551 | 0.96731 | 1.0512 | 1.9139 | 1.3542 | 0.67179 | 0.14858 | -0.086247 | -0.17062 | -0.24978 | -0.23823 | -0.091499 | 0.33587 | 1.2668 | 2.2874 | 2.7423 | 3.1396 | 3.1182 | 2.9086 | 1.5045 | 1.2984 | 5 | 3 | 2020
2020-03-07 | 1.0673 | 1.0447 | 0.99107 | 0.96572 | 0.96755 | 1.0255 | 1.7357 | 0.94517 | 0.26529 | -0.17775 | -0.37854 | -0.45313 | -0.54314 | -0.55421 | -0.43921 | -0.018924 | 0.87878 | 1.9152 | 2.4195 | 2.8821 | 2.8976 | 2.7634 | 1.3903 | 1.2146 | 6 | 3 | 2020
2020-03-08 | 1.0882 | 1.0598 | 0 | 1.0129 | 0.98533 | 0.99167 | 1.0477 | 1.0233 | 0.5975 | 0.18871 | -0.086254 | -0.26746 | -0.37218 | -0.39052 | -0.35228 | -0.29098 | -0.090565 | 0.46486 | 1.1222 | 1.4581 | 1.7009 | 1.7362 | 1.6163 | 1.4205 | 7 | 3 | 2020
2020-03-09 | 1.2323 | 1.1338 | 1.0474 | 1.001 | 0.98033 | 0.98265 | 1.8577 | 1.9377 | 1.3722 | 0.64068 | 0.11132 | -0.19233 | -0.33103 | -0.40247 | -0.31813 | -0.15165 | 0.25115 | 1.1382 | 2.232 | 2.7633 | 3.1598 | 3.1401 | 1.7218 | 1.5145 | 1 | 3 | 2020
2020-03-10 | 1.2947 | 1.1022 | 1.0155 | 0.97129 | 0.95572 | 0.9714 | 1.8787 | 2.0099 | 1.4117 | 0.66208 | 0.1385 | -0.14757 | -0.28222 | -0.36647 | -0.30515 | -0.16521 | 0.239 | 1.0923 | 2.1948 | 2.7638 | 3.1687 | 3.1505 | 1.704 | 1.466 | 2 | 3 | 2020
2020-03-11 | 1.2449 | 1.0916 | 1.0218 | 0.98461 | 0.97859 | 0.9906 | 1.9254 | 2.0754 | 1.5275 | 0.74085 | 0.18907 | -0.15287 | -0.33992 | -0.45018 | -0.38477 | -0.26377 | 0.13686 | 1.0293 | 2.1431 | 2.7387 | 3.1503 | 3.1317 | 1.6967 | 1.4566 | 3 | 3 | 2020
2020-03-12 | 1.2385 | 1.1715 | 1.0669 | 1.0208 | 0.99682 | 0.98786 | 1.8176 | 1.8479 | 1.294 | 0.58337 | 0.059144 | -0.19715 | -0.33155 | -0.40312 | -0.33774 | -0.18725 | 0.24443 | 1.1515 | 2.257 | 2.8382 | 3.2577 | 3.2185 | 1.7874 | 1.6001 | 4 | 3 | 2020
2020-03-13 | 1.3634 | 1.1123 | 1.0422 | 0.99677 | 0.98292 | 0.98607 | 1.8528 | 1.9206 | 1.3427 | 0.59126 | 0.065517 | -0.26182 | -0.42078 | -0.51241 | -0.43894 | -0.2838 | 0.11458 | 1.0313 | 2.1423 | 2.7273 | 3.134 | 3.0788 | 1.6821 | 1.4742 | 5 | 3 | 2020
2020-03-14 | 1.2667 | 1.0991 | 1.0305 | 0.9865 | 0.97214 | 0.99066 | 1.8983 | 1.9649 | 1.3297 | 0.59834 | 0.13209 | -0.14613 | -0.34515 | -0.47574 | -0.45802 | -0.37155 | -0.060863 | 0.83024 | 1.9394 | 2.5748 | 3.0036 | 3.0812 | 1.6605 | 1.4491 | 6 | 3 | 2020
2020-03-15 | 1.25 | 1.0914 | 1.0223 | 0.97694 | 0.96139 | 0.98248 | 1.0795 | 1.1226 | 0.73595 | 0.31829 | 0.076418 | -0.073111 | -0.17184 | -0.23607 | -0.23621 | -0.15359 | 0.091412 | 0.61762 | 1.2227 | 1.5221 | 1.7808 | 1.8096 | 1.6771 | 1.4503 | 7 | 3 | 2020
2020-03-16 | 1.2419 | 1.1983 | 1.1046 | 1.0417 | 1.0004 | 0.97973 | 1.758 | 1.7173 | 1.1595 | 0.51091 | 0.1258 | -0.13636 | -0.28357 | -0.37119 | -0.36525 | -0.19672 | 0.27948 | 1.1698 | 2.2428 | 2.8288 | 3.2759 | 3.2376 | 1.8126 | 1.6404 | 1 | 3 | 2020
2020-03-17 | 1.3994 | 1.0943 | 1.0249 | 0.98736 | 0.97072 | 0.98082 | 1.8741 | 2.0027 | 1.4305 | 0.66693 | 0.19434 | -0.11359 | -0.31521 | -0.44618 | -0.47427 | -0.33183 | 0.10813 | 1.014 | 2.1037 | 2.6595 | 3.1251 | 3.1031 | 1.6921 | 1.4676 | 2 | 3 | 2020
2020-03-18 | 1.246 | 1.1191 | 1.0224 | 0.97953 | 0.9628 | 0.97661 | 1.8748 | 1.9973 | 1.4308 | 0.68073 | 0.22208 | -0.077619 | -0.30359 | -0.43859 | -0.4408 | -0.30014 | 0.14905 | 1.0545 | 2.1412 | 2.6913 | 3.1634 | 3.1597 | 1.7275 | 1.5058 | 3 | 3 | 2020
2020-03-19 | 1.2856 | 1.0904 | 1.0364 | 0.99301 | 0.98333 | 1.0055 | 1.9477 | 2.1189 | 1.5238 | 0.75581 | 0.26438 | -0.073126 | -0.3121 | -0.4505 | -0.46705 | -0.3379 | 0.10231 | 1.0006 | 2.0638 | 2.5928 | 3.0784 | 3.0829 | 1.6815 | 1.4556 | 4 | 3 | 2020
2020-03-20 | 1.2416 | 1.0767 | 0.99891 | 0.95061 | 0.93051 | 0.95693 | 1.844 | 1.9111 | 1.2066 | 0.46151 | 0.045746 | -0.23261 | -0.42953 | -0.55539 | -0.54292 | -0.39937 | 0.04932 | 0.95596 | 2.0253 | 2.5518 | 2.9794 | 2.9805 | 1.6229 | 1.4128 | 5 | 3 | 2020
2020-03-21 | 1.2253 | 1.0722 | 1.0372 | 0.97892 | 0.9442 | 0.9156 | 1.7005 | 1.6504 | 0.94998 | 0.24107 | -0.19109 | -0.42576 | -0.6166 | -0.75013 | -0.76115 | -0.6563 | -0.24604 | 0.68641 | 1.7821 | 2.3651 | 2.8712 | 2.9215 | 1.5642 | 1.3848 | 6 | 3 | 2020
2020-03-22 | 1.2195 | 1.0482 | 1.0369 | 0.97906 | 0.95082 | 0.95183 | 1.0107 | 0.96516 | 0.52417 | 0.10965 | -0.139 | -0.26217 | -0.3461 | -0.40879 | -0.43309 | -0.35635 | -0.11885 | 0.41792 | 1.0347 | 1.3304 | 1.6264 | 1.6734 | 1.5511 | 1.3539 | 7 | 3 | 2020
2020-03-23 | 1.192 | 1.1189 | 1.0566 | 1.009 | 0.97787 | 0.96384 | 1.7481 | 1.6855 | 0.92227 | 0.15201 | -0.26004 | -0.48606 | -0.59557 | -0.73496 | -0.77518 | -0.61846 | -0.14172 | 0.79422 | 1.9209 | 2.5257 | 3.0468 | 3.0432 | 1.6789 | 1.4827 | 1 | 3 | 2020
2020-03-24 | 1.2702 | 1.0936 | 0.99823 | 0.94981 | 0.928 | 0.96128 | 1.8508 | 1.975 | 1.2919 | 0.52304 | 0.050868 | -0.24326 | -0.39437 | -0.49106 | -0.51093 | -0.36482 | 0.085884 | 0.98055 | 2.0376 | 2.549 | 3.0173 | 2.9969 | 1.6265 | 1.4254 | 2 | 3 | 2020
2020-03-25 | 1.2391 | 1.1126 | 1.0253 | 0.97179 | 0.95161 | 0.95529 | 1.7992 | 1.8277 | 1.0907 | 0.33594 | -0.097166 | -0.33349 | -0.45516 | -0.52739 | -0.5318 | -0.38732 | 0.07484 | 0.9814 | 2.0522 | 2.5956 | 3.0431 | 3.0269 | 1.6599 | 1.4588 | 3 | 3 | 2020
2020-03-26 | 1.2614 | 1.0881 | 1.0152 | 0.9712 | 0.9568 | 0.98003 | 1.9027 | 2.0471 | 1.4086 | 0.59718 | 0.095759 | -0.1967 | -0.34505 | -0.43902 | -0.45251 | -0.30175 | 0.15337 | 1.039 | 2.0996 | 2.6033 | 3.0949 | 3.0854 | 1.6764 | 1.4506 | 4 | 3 | 2020
2020-03-27 | 1.2394 | 1.1142 | 1.0658 | 1.0179 | 0.98632 | 0.97426 | 1.7538 | 1.7017 | 0.94388 | 0.1573 | -0.27552 | -0.54342 | -0.68542 | -0.77988 | -0.79253 | -0.6849 | -0.24056 | 0.67619 | 1.7713 | 2.383 | 2.942 | 2.9464 | 1.6416 | 1.4667 | 5 | 3 | 2020
2020-03-28 | 1.2722 | 1.0538 | 1.0168 | 0.97296 | 0.95566 | 0.95748 | 1.7506 | 1.6796 | 0.88721 | 0.20919 | -0.17918 | -0.41462 | -0.57459 | -0.69676 | -0.778 | -0.68447 | -0.27637 | 0.65785 | 1.7452 | 2.2351 | 2.7901 | 2.874 | 1.5365 | 1.3478 | 6 | 3 | 2020
2020-03-29 | 1.1904 | 1.042 | 1.0142 | 0.96523 | 0.94104 | 0.95735 | 1.0046 | 0.95527 | 0.49367 | 0.077143 | -0.15932 | -0.2979 | -0.38282 | -0.45365 | -0.49311 | -0.42946 | -0.21096 | 0.32439 | 0.94875 | 1.2567 | 1.5758 | 1.6312 | 1.5122 | 1.326 | 7 | 3 | 2020
2020-03-30 | 1.1713 | 1.1033 | 1.0447 | 0.99655 | 0.97027 | 0.96389 | 1.7775 | 1.7395 | 0.95587 | 0.2069 | -0.23852 | -0.52349 | -0.63149 | -0.73388 | -0.76616 | -0.6247 | -0.161 | 0.75428 | 1.8315 | 2.3791 | 2.9066 | 2.9112 | 1.6011 | 1.4191 | 1 | 3 | 2020
2020-03-31 | 1.2414 | 1.0908 | 1.0181 | 0.97401 | 0.95668 | 0.96729 | 1.8366 | 1.9012 | 1.1862 | 0.38148 | -0.10269 | -0.3676 | -0.44556 | -0.53708 | -0.55379 | -0.43071 | 0.015476 | 0.8924 | 1.9674 | 2.5288 | 3.0598 | 3.0666 | 1.6701 | 1.448 | 2 | 3 | 2020
2020-04-01 | 1.3118 | 1.111 | 1.021 | 0.98189 | 0.96268 | 0.9799 | 2.1668 | 1.8012 | 1.0057 | 0.33811 | -0.11586 | -0.40738 | -0.57816 | -0.65586 | -0.55621 | -0.35273 | 0.085816 | 1.0231 | 2.3975 | 3.1271 | 3.6127 | 3.7035 | 1.7147 | 1.4726 | 3 | 4 | 2020
2020-04-02 | 1.2432 | 1.1169 | 1.0148 | 0.97905 | 0.95648 | 0.98407 | 2.1791 | 1.8093 | 1.0374 | 0.4075 | -0.081005 | -0.38299 | -0.64245 | -0.75265 | -0.6628 | -0.44707 | 0.033983 | 0.98255 | 2.3618 | 3.1074 | 3.5854 | 3.7051 | 1.7146 | 1.4774 | 4 | 4 | 2020
2020-04-03 | 1.2498 | 1.1085 | 1.028 | 0.9895 | 0.96188 | 0.9838 | 2.1512 | 1.7452 | 0.96574 | 0.32036 | -0.14971 | -0.42648 | -0.6183 | -0.71968 | -0.63058 | -0.45298 | 0.0037778 | 0.94071 | 2.289 | 3.0519 | 3.5434 | 3.6402 | 1.6789 | 1.4533 | 5 | 4 | 2020
2020-04-04 | 1.2341 | 1.0775 | 1.041 | 0.99376 | 0.95723 | 0.96454 | 2.0042 | 1.4026 | 0.50268 | -0.10793 | -0.54756 | -0.81854 | -1.02 | -1.1367 | -1.1004 | -0.92484 | -0.46888 | 0.57325 | 1.9812 | 2.7693 | 3.2658 | 3.4765 | 1.5888 | 1.3972 | 6 | 4 | 2020
2020-04-05 | 1.2187 | 1.0866 | 1.0422 | 0.99598 | 0.96564 | 0.9703 | 0.97933 | 0.68176 | 0.25236 | -0.044643 | -0.25267 | -0.37632 | -0.48475 | -0.54821 | -0.53551 | -0.45618 | -0.24609 | 0.24406 | 0.93115 | 1.3248 | 1.5762 | 1.696 | 1.5938 | 1.4042 | 7 | 4 | 2020
2020-04-06 | 1.2159 | 1.1044 | 1.0176 | 0.98026 | 0.96347 | 0.98029 | 2.1869 | 1.8532 | 1.0732 | 0.39769 | -0.11934 | -0.43961 | -0.66925 | -0.77305 | -0.67013 | -0.48541 | -0.015057 | 0.95144 | 2.3387 | 3.0725 | 3.5802 | 3.7114 | 1.7014 | 1.4488 | 1 | 4 | 2020
2020-04-07 | 1.2227 | 1.1053 | 1.0197 | 0.97216 | 0.9307 | 0.97012 | 2.1153 | 1.7055 | 0.87562 | 0.25515 | -0.20651 | -0.512 | -0.75442 | -0.88886 | -0.7982 | -0.58915 | -0.0913 | 0.85769 | 2.2539 | 3.0542 | 3.5807 | 3.6757 | 1.6948 | 1.4527 | 2 | 4 | 2020
2020-04-08 | 1.2288 | 1.1036 | 1.0107 | 0.96942 | 0.9407 | 0.97125 | 2.1327 | 1.7198 | 0.84918 | 0.19059 | -0.27785 | -0.45164 | -0.58024 | -0.69137 | -0.63629 | -0.38352 | 0.099827 | 1.0319 | 2.3676 | 3.1101 | 3.6178 | 3.7292 | 1.716 | 1.4668 | 3 | 4 | 2020
2020-04-09 | 1.233 | 1.1053 | 1.0177 | 0.97665 | 0.94891 | 0.96258 | 2.1159 | 1.6608 | 0.87588 | 0.18303 | -0.22481 | -0.45308 | -0.65088 | -0.76548 | -0.70845 | -0.45859 | 0.026992 | 0.98624 | 2.3106 | 3.0269 | 3.4772 | 3.6201 | 1.6737 | 1.4527 | 4 | 4 | 2020
2020-04-10 | 1.2326 | 1.1178 | 1.029 | 0.98652 | 0.96708 | 0.98285 | 2.1157 | 1.6327 | 0.74741 | 0.16328 | -0.28188 | -0.50109 | -0.68182 | -0.82184 | -0.79903 | -0.54506 | -0.048359 | 0.92275 | 2.2244 | 2.9701 | 3.4523 | 3.5733 | 1.6679 | 1.4617 | 5 | 4 | 2020
2020-04-11 | 1.249 | 1.0419 | 1.0134 | 0.94194 | 0.91392 | 0.92403 | 1.9253 | 1.2985 | 0.35376 | -0.23358 | -0.65817 | -0.82364 | -1.0216 | -1.1648 | -1.2046 | -0.99876 | -0.58594 | 0.39418 | 1.7636 | 2.5584 | 3.1352 | 3.3648 | 1.5245 | 1.3433 | 6 | 4 | 2020
2020-04-12 | 1.1655 | 1.0599 | 1.0272 | 0.98821 | 0.95454 | 0.962 | 0.96084 | 0.65072 | 0.19666 | -0.11129 | -0.29975 | -0.40028 | -0.49457 | -0.55331 | -0.54515 | -0.454 | -0.22683 | 0.25781 | 0.93904 | 1.3404 | 1.6156 | 1.7217 | 1.5921 | 1.3805 | 7 | 4 | 2020
2020-04-13 | 1.1846 | 1.1156 | 1.0309 | 0.99644 | 0.97263 | 0.99189 | 2.201 | 1.8629 | 1.0605 | 0.40097 | -0.047851 | -0.31037 | -0.52474 | -0.64978 | -0.61588 | -0.37777 | 0.088049 | 1.0155 | 2.3636 | 3.1229 | 3.64 | 3.7483 | 1.7204 | 1.4664 | 1 | 4 | 2020
2020-04-14 | 1.2367 | 1.112 | 1.0166 | 0.98086 | 0.95223 | 0.97165 | 2.1517 | 1.7252 | 0.86673 | 0.21424 | -0.21401 | -0.36541 | -0.49167 | -0.56575 | -0.49773 | -0.21116 | 0.27701 | 1.1936 | 2.5253 | 3.222 | 3.6467 | 3.7699 | 1.7352 | 1.4869 | 2 | 4 | 2020
2020-04-15 | 1.2504 | 1.1405 | 1.0187 | 0.97179 | 0.93379 | 0.97377 | 2.1655 | 1.7487 | 0.89291 | 0.27976 | -0.14614 | -0.34511 | -0.43044 | -0.48188 | -0.35187 | -0.066752 | 0.46044 | 1.4486 | 2.7947 | 3.4302 | 3.7767 | 3.8775 | 1.7875 | 1.5477 | 3 | 4 | 2020
2020-04-16 | 1.2877 | 1.118 | 1.0188 | 0.97301 | 0.95491 | 0.98191 | 2.1723 | 1.7879 | 1.0177 | 0.37235 | -0.12846 | -0.38318 | -0.56156 | -0.67445 | -0.56223 | -0.34028 | 0.12287 | 1.065 | 2.4377 | 3.1452 | 3.6114 | 3.7363 | 1.7242 | 1.4823 | 4 | 4 | 2020
2020-04-17 | 1.2556 | 1.0864 | 1.0081 | 0.96897 | 0.94763 | 0.96425 | 2.1408 | 1.7754 | 0.98585 | 0.34225 | -0.083002 | -0.34976 | -0.50915 | -0.64053 | -0.57261 | -0.34891 | 0.15697 | 1.1282 | 2.4813 | 3.1728 | 3.6111 | 3.7469 | 1.7179 | 1.4597 | 5 | 4 | 2020
2020-04-18 | 1.2234 | 1.1084 | 1.0328 | 0.98764 | 0.96191 | 0.98208 | 2.1208 | 1.631 | 0.74632 | 0.090303 | -0.344 | -0.57899 | -0.74389 | -0.8612 | -0.79263 | -0.55985 | -0.09254 | 0.89223 | 2.243 | 2.9596 | 3.44 | 3.6246 | 1.6555 | 1.4575 | 6 | 4 | 2020
2020-04-19 | 1.2555 | 1.0808 | 1.0264 | 0.98751 | 0.94714 | 0.94365 | 0.97896 | 0.68739 | 0.2312 | -0.059757 | -0.27876 | -0.39235 | -0.46041 | -0.51524 | -0.49012 | -0.37013 | -0.14367 | 0.34629 | 1.031 | 1.4256 | 1.6758 | 1.7691 | 1.6385 | 1.4081 | 7 | 4 | 2020
2020-04-20 | 1.206 | 1.131 | 1.0249 | 0.98611 | 0.96508 | 0.99146 | 2.2015 | 1.8324 | 0.98079 | 0.30945 | -0.14995 | -0.38736 | -0.52903 | -0.64188 | -0.55711 | -0.30171 | 0.21871 | 1.2075 | 2.5854 | 3.291 | 3.7368 | 3.8427 | 1.7619 | 1.5023 | 1 | 4 | 2020
2020-04-21 | 1.2623 | 1.1319 | 1.0461 | 1.007 | 0.97723 | 0.99456 | 2.213 | 1.784 | 0.92059 | 0.29088 | -0.15517 | -0.3708 | -0.50506 | -0.60426 | -0.54242 | -0.27863 | 0.21926 | 1.1521 | 2.5011 | 3.2027 | 3.688 | 3.7815 | 1.7405 | 1.4904 | 2 | 4 | 2020
2020-04-22 | 1.2652 | 1.1752 | 1.0601 | 1.0197 | 0.9882 | 1.0048 | 2.2065 | 1.8015 | 0.99621 | 0.46549 | 0.092579 | -0.081553 | -0.1534 | -0.20259 | -0.13218 | 0.17283 | 0.75855 | 1.7563 | 3.0672 | 3.6759 | 4.0049 | 4.0606 | 1.8675 | 1.6184 | 3 | 4 | 2020
2020-04-23 | 1.3432 | 1.1499 | 1.029 | 0.99829 | 0.96636 | 0.98513 | 2.1772 | 1.7584 | 1.026 | 0.45578 | 0.090434 | -0.088748 | -0.19117 | -0.26257 | -0.17853 | 0.10618 | 0.66972 | 1.6472 | 2.951 | 3.5787 | 3.8887 | 4.0429 | 1.8508 | 1.5796 | 4 | 4 | 2020
2020-04-24 | 1.3085 | 1.0924 | 1.0226 | 0.9783 | 0.95885 | 0.98653 | 2.1828 | 1.7891 | 0.94956 | 0.3755 | -0.094962 | -0.34787 | -0.52498 | -0.67424 | -0.6844 | -0.48644 | 0.0044424 | 0.91628 | 2.2436 | 2.9698 | 3.5208 | 3.6663 | 1.6861 | 1.4486 | 5 | 4 | 2020
2020-04-25 | 1.2249 | 1.0618 | 1.0359 | 0.9841 | 0.95731 | 0.96073 | 1.9757 | 1.3338 | 0.36808 | -0.20602 | -0.6483 | -0.87429 | -0.97852 | -1.1074 | -1.1289 | -0.91582 | -0.43435 | 0.5698 | 1.9722 | 2.8103 | 3.362 | 3.5558 | 1.6036 | 1.383 | 6 | 4 | 2020
2020-04-26 | 1.1913 | 1.0854 | 1.029 | 0.98998 | 0.96269 | 0.97254 | 1.0094 | 0.72709 | 0.27338 | 0.013627 | -0.15046 | -0.26727 | -0.35752 | -0.44366 | -0.46165 | -0.36529 | -0.15139 | 0.31568 | 0.96648 | 1.3354 | 1.5989 | 1.7198 | 1.6104 | 1.4089 | 7 | 4 | 2020
2020-04-27 | 1.2124 | 1.1255 | 1.0217 | 0.98445 | 0.95565 | 0.97937 | 2.1846 | 1.7879 | 0.94397 | 0.3729 | -0.057768 | -0.29009 | -0.42228 | -0.54924 | -0.53239 | -0.30511 | 0.17793 | 1.0844 | 2.401 | 3.1625 | 3.6584 | 3.7645 | 1.7362 | 1.4884 | 1 | 4 | 2020
2020-04-28 | 1.253 | 1.1156 | 1.0161 | 0.9882 | 0.96947 | 0.98848 | 2.1892 | 1.8113 | 0.98313 | 0.43349 | 0.037571 | -0.19483 | -0.31957 | -0.45155 | -0.40458 | -0.15571 | 0.35541 | 1.2637 | 2.5831 | 3.2939 | 3.7541 | 3.828 | 1.7502 | 1.4875 | 2 | 4 | 2020
2020-04-29 | 1.2536 | 1.0938 | 1.0243 | 0.97909 | 0.95933 | 0.98689 | 2.1797 | 1.7781 | 0.92012 | 0.33106 | -0.14171 | -0.39323 | -0.56604 | -0.71523 | -0.72103 | -0.50101 | -0.0031802 | 0.90878 | 2.2338 | 2.9593 | 3.5154 | 3.6629 | 1.6863 | 1.4504 | 3 | 4 | 2020
2020-04-30 | 1.2259 | 1.1139 | 1.0316 | 0.99578 | 0.97097 | 0.98394 | 2.1832 | 1.7806 | 0.9309 | 0.33551 | -0.099359 | -0.33695 | -0.48716 | -0.63094 | -0.6061 | -0.38936 | 0.1291 | 1.054 | 2.4021 | 3.1187 | 3.6103 | 3.7643 | 1.7346 | 1.4833 | 4 | 4 | 2020
2020-05-01 | 1.3287 | 1.2646 | 1.1457 | 1.0873 | 1.0652 | 1.0837 | 2.1518 | 1.5579 | 1.0373 | 0.67096 | 0.34083 | 0.16544 | 0.057723 | 0.064573 | 0.14838 | 0.51995 | 1.1359 | 2.0256 | 3.4482 | 4.301 | 4.4808 | 4.6202 | 2.0773 | 1.784 | 5 | 5 | 2020
2020-05-02 | 1.452 | 1.1067 | 1.0595 | 1.0173 | 0.99275 | 0.9973 | 1.9267 | 1.1508 | 0.41398 | -0.064722 | -0.47164 | -0.7838 | -1.0145 | -1.1239 | -1.1628 | -0.89201 | -0.39436 | 0.49346 | 1.9608 | 2.9706 | 3.4006 | 3.7614 | 1.6934 | 1.4599 | 6 | 5 | 2020
2020-05-03 | 1.2346 | 1.1131 | 1.0525 | 0.98472 | 0.96997 | 0.99173 | 0.9343 | 0.58242 | 0.23815 | -0.0094879 | -0.22114 | -0.36402 | -0.47388 | -0.50764 | -0.51749 | -0.41287 | -0.19463 | 0.2041 | 0.92681 | 1.4041 | 1.6397 | 1.8077 | 1.6851 | 1.4662 | 7 | 5 | 2020
2020-05-04 | 1.2331 | 1.1578 | 1.0522 | 1.0212 | 1.0093 | 1.025 | 2.0874 | 1.515 | 0.8855 | 0.43179 | 0.0025495 | -0.33346 | -0.58445 | -0.69228 | -0.70415 | -0.45361 | 0.050405 | 0.84284 | 2.2484 | 3.2039 | 3.6308 | 3.9292 | 1.7963 | 1.5224 | 1 | 5 | 2020
2020-05-05 | 1.2748 | 1.1502 | 1.0667 | 1.026 | 1.0099 | 1.0214 | 2.0513 | 1.4057 | 0.74104 | 0.29227 | -0.1182 | -0.46425 | -0.72418 | -0.81462 | -0.82991 | -0.58878 | -0.061485 | 0.79735 | 2.2303 | 3.1914 | 3.6034 | 3.902 | 1.7779 | 1.5156 | 2 | 5 | 2020
2020-05-06 | 1.275 | 1.1654 | 1.0706 | 1.044 | 1.0242 | 1.0434 | 2.0809 | 1.4615 | 0.87199 | 0.40569 | -0.048149 | -0.38229 | -0.63051 | -0.68858 | -0.66396 | -0.3778 | 0.13514 | 0.96107 | 2.4061 | 3.3385 | 3.6538 | 3.9527 | 1.8353 | 1.5651 | 3 | 5 | 2020
2020-05-07 | 1.3017 | 1.21 | 1.1388 | 1.0822 | 1.0559 | 1.0693 | 2.1665 | 1.5754 | 1.024 | 0.62142 | 0.28279 | 0.035385 | -0.12328 | -0.14397 | -0.10629 | 0.17678 | 0.70125 | 1.5169 | 2.9008 | 3.7271 | 3.9997 | 4.1885 | 1.9201 | 1.6618 | 4 | 5 | 2020
2020-05-08 | 1.3636 | 1.1281 | 1.0293 | 0.98551 | 0.97476 | 0.99048 | 1.992 | 1.371 | 0.76542 | 0.33273 | -0.084117 | -0.42148 | -0.70542 | -0.80099 | -0.82371 | -0.58731 | -0.081898 | 0.69351 | 2.0543 | 2.9616 | 3.3847 | 3.7261 | 1.7108 | 1.4831 | 5 | 5 | 2020
2020-05-09 | 1.2536 | 1.1105 | 1.0514 | 0.99565 | 0.97084 | 0.96717 | 1.8089 | 0.96956 | 0.2509 | -0.12848 | -0.62625 | -0.92524 | -1.1423 | -1.2281 | -1.2963 | -1.0713 | -0.57167 | 0.30264 | 1.7498 | 2.7456 | 3.1949 | 3.6088 | 1.6489 | 1.4423 | 6 | 5 | 2020
2020-05-10 | 1.2356 | 1.1024 | 1.0603 | 1.001 | 0.97651 | 0.97247 | 0.88803 | 0.48129 | 0.1344 | -0.073496 | -0.25476 | -0.409 | -0.52559 | -0.59292 | -0.63318 | -0.51182 | -0.29494 | 0.13712 | 0.8273 | 1.3342 | 1.5663 | 1.7658 | 1.6578 | 1.4333 | 7 | 5 | 2020
2020-05-11 | 1.2265 | 1.1892 | 1.093 | 1.0495 | 1.028 | 1.0427 | 2.1213 | 1.5608 | 0.99405 | 0.53987 | 0.1521 | -0.12435 | -0.30844 | -0.36191 | -0.34012 | -0.08401 | 0.43033 | 1.2505 | 2.6508 | 3.5585 | 3.9193 | 4.128 | 1.8796 | 1.5998 | 1 | 5 | 2020
2020-05-12 | 1.3213 | 1.1777 | 1.0689 | 1.0254 | 1.0052 | 1.0179 | 2.0464 | 1.4269 | 0.80705 | 0.39225 | 0.0094364 | -0.23162 | -0.41168 | -0.46026 | -0.44896 | -0.15138 | 0.40394 | 1.2303 | 2.6491 | 3.5926 | 3.9545 | 4.1456 | 1.8878 | 1.604 | 2 | 5 | 2020
2020-05-13 | 1.3203 | 1.1903 | 1.0573 | 1.0189 | 1.0008 | 1.0172 | 2.0676 | 1.4798 | 0.92254 | 0.50157 | 0.13239 | -0.11649 | -0.29225 | -0.32634 | -0.30125 | -0.0015436 | 0.5692 | 1.4252 | 2.8211 | 3.7034 | 4.0323 | 4.2583 | 1.9314 | 1.6411 | 3 | 5 | 2020
2020-05-14 | 1.3333 | 1.1384 | 1.0596 | 1.0199 | 0.99821 | 1.0034 | 1.9595 | 1.2405 | 0.57346 | 0.098153 | -0.32257 | -0.57876 | -0.82708 | -0.93063 | -0.97915 | -0.72565 | -0.1881 | 0.58411 | 1.967 | 2.9589 | 3.4027 | 3.7006 | 1.7079 | 1.4843 | 4 | 5 | 2020
2020-05-15 | 1.2588 | 1.1825 | 1.0907 | 1.0455 | 1.0281 | 1.0409 | 2.1011 | 1.4671 | 0.87191 | 0.52205 | 0.15843 | -0.10471 | -0.32067 | -0.39883 | -0.44321 | -0.20637 | 0.30449 | 1.1112 | 2.5004 | 3.4047 | 3.7383 | 4.0216 | 1.851 | 1.5969 | 5 | 5 | 2020
2020-05-16 | 1.3283 | 1.0987 | 1.0289 | 0.98979 | 0.97811 | 0.98752 | 1.9035 | 1.1524 | 0.45222 | 0.050988 | -0.31901 | -0.55552 | -0.75703 | -0.86483 | -0.95053 | -0.7962 | -0.38297 | 0.42101 | 1.8112 | 2.774 | 3.2705 | 3.7198 | 1.6742 | 1.4405 | 6 | 5 | 2020
2020-05-17 | 1.2236 | 1.1184 | 1.0471 | 0.9962 | 0.98185 | 0.99352 | 0.93325 | 0.55672 | 0.22218 | 0.031414 | -0.12952 | -0.24575 | -0.31734 | -0.34264 | -0.37817 | -0.28347 | -0.067273 | 0.31975 | 0.97362 | 1.4404 | 1.6379 | 1.8481 | 1.7268 | 1.4714 | 7 | 5 | 2020
2020-05-18 | 1.2401 | 1.1282 | 1.0551 | 1.0105 | 0.98926 | 1.0117 | 2.0369 | 1.4438 | 0.82872 | 0.46386 | 0.051783 | -0.26169 | -0.55414 | -0.62725 | -0.68299 | -0.52846 | -0.097248 | 0.63612 | 1.9757 | 2.9441 | 3.4501 | 3.7568 | 1.7173 | 1.4753 | 1 | 5 | 2020
2020-05-19 | 1.2423 | 1.1668 | 1.1115 | 1.066 | 1.0471 | 1.0582 | 2.1302 | 1.4872 | 0.87896 | 0.49718 | 0.093279 | -0.21379 | -0.45867 | -0.53847 | -0.55223 | -0.34495 | 0.13208 | 0.93638 | 2.3102 | 3.2418 | 3.66 | 3.9702 | 1.8161 | 1.548 | 2 | 5 | 2020
2020-05-20 | 1.2928 | 1.1069 | 1.0595 | 1.0325 | 1.0183 | 1.0356 | 2.0658 | 1.4083 | 0.75716 | 0.35351 | -0.030135 | -0.35172 | -0.59707 | -0.67161 | -0.69457 | -0.50575 | -0.019772 | 0.72563 | 2.0748 | 2.9933 | 3.4372 | 3.7607 | 1.7192 | 1.47 | 3 | 5 | 2020
2020-05-21 | 1.2356 | 1.2089 | 1.0904 | 1.0477 | 1.0276 | 1.0475 | 2.1143 | 1.5267 | 0.975 | 0.63012 | 0.32128 | 0.11209 | -0.05089 | -0.086916 | -0.069519 | 0.16316 | 0.69348 | 1.5122 | 2.8918 | 3.7301 | 4.0282 | 4.2729 | 1.9485 | 1.6717 | 4 | 5 | 2020
2020-05-22 | 1.3609 | 1.144 | 1.079 | 1.0382 | 1.0143 | 1.0249 | 2.0554 | 1.3697 | 0.72411 | 0.27298 | -0.12743 | -0.37422 | -0.56499 | -0.68291 | -0.70389 | -0.44024 | 0.029976 | 0.83699 | 2.2173 | 3.1137 | 3.5088 | 3.8528 | 1.7827 | 1.5248 | 5 | 5 | 2020
2020-05-23 | 1.2764 | 1.0947 | 1.0485 | 1.0029 | 0.97309 | 0.97157 | 1.8161 | 0.95019 | 0.19651 | -0.2279 | -0.57113 | -0.78725 | -1.0154 | -1.1591 | -1.2441 | -1.0209 | -0.63639 | 0.14326 | 1.5828 | 2.5861 | 3.0878 | 3.5505 | 1.6251 | 1.416 | 6 | 5 | 2020
2020-05-24 | 1.2164 | 1.1116 | 1.059 | 1.0096 | 0.99375 | 0.99544 | 0.89353 | 0.48304 | 0.12271 | -0.067858 | -0.27444 | -0.38782 | -0.48792 | -0.55139 | -0.60024 | -0.50849 | -0.33182 | 0.057922 | 0.74697 | 1.2288 | 1.4454 | 1.6865 | 1.6106 | 1.4216 | 7 | 5 | 2020
2020-05-25 | 1.2316 | 1.1165 | 1.0567 | 1.0076 | 0.99137 | 1.0031 | 1.9381 | 1.1556 | 0.444 | 0.094308 | -0.23563 | -0.44339 | -0.64649 | -0.81357 | -0.9128 | -0.70373 | -0.26862 | 0.54641 | 1.956 | 2.9731 | 3.406 | 3.7473 | 1.7214 | 1.4703 | 1 | 5 | 2020
2020-05-26 | 1.2385 | 1.3543 | 1.1795 | 1.1287 | 1.1012 | 1.1087 | 2.1657 | 1.4408 | 0.85795 | 0.52353 | 0.24084 | 0.13466 | 0.095885 | 0.087175 | 0.17343 | 0.58021 | 1.176 | 2.0686 | 3.4886 | 4.3679 | 4.4683 | 4.6241 | 2.1539 | 1.8928 | 2 | 5 | 2020
2020-05-27 | 1.5644 | 1.1654 | 1.0719 | 1.029 | 1.0166 | 1.0276 | 2.0827 | 1.5065 | 0.9051 | 0.4271 | 0.0063835 | -0.18171 | -0.37891 | -0.50171 | -0.518 | -0.22271 | 0.25214 | 1.0529 | 2.4503 | 3.3345 | 3.7074 | 4.0359 | 1.8447 | 1.5725 | 3 | 5 | 2020
2020-05-28 | 1.2987 | 1.1503 | 1.0685 | 1.0429 | 1.0241 | 1.0289 | 2.0568 | 1.4371 | 0.78559 | 0.3224 | -0.069931 | -0.31492 | -0.51473 | -0.65312 | -0.68921 | -0.40933 | 0.040195 | 0.84497 | 2.2387 | 3.1972 | 3.6666 | 3.9474 | 1.7959 | 1.5154 | 4 | 5 | 2020
2020-05-29 | 1.2651 | 1.1299 | 1.0475 | 1.0072 | 0.98785 | 1.0025 | 2.0395 | 1.4455 | 0.76029 | 0.30083 | -0.093155 | -0.36474 | -0.61361 | -0.7036 | -0.73595 | -0.48882 | -0.038414 | 0.73147 | 2.1292 | 3.1002 | 3.5709 | 3.857 | 1.7657 | 1.5009 | 5 | 5 | 2020
2020-05-30 | 1.2584 | 1.095 | 1.0486 | 1.0027 | 0.97286 | 0.9716 | 1.8165 | 0.94894 | 0.19328 | -0.18229 | -0.56977 | -0.79 | -1.0227 | -1.1653 | -1.254 | -1.0377 | -0.65869 | 0.12179 | 1.5493 | 2.5695 | 3.0777 | 3.5455 | 1.6237 | 1.4149 | 6 | 5 | 2020
2020-05-31 | 1.2159 | 1.1081 | 1.0599 | 1.0102 | 0.99424 | 0.99531 | 0.89357 | 0.48161 | 0.12051 | -0.087798 | -0.27205 | -0.38682 | -0.48778 | -0.55215 | -0.60002 | -0.51135 | -0.33483 | 0.051668 | 0.73587 | 1.2187 | 1.442 | 1.6868 | 1.6109 | 1.4207 | 7 | 5 | 2020
2020-06-01 | 1.0561 | 1.0775 | 0.98635 | 0.94865 | 0.94457 | 0.95565 | 1.5635 | 1.046 | 0.57687 | 0.22742 | -0.064338 | -0.22597 | -0.3166 | -0.38071 | -0.32823 | -0.071232 | 0.30023 | 0.83469 | 1.7955 | 2.5748 | 2.799 | 3.006 | 1.6189 | 1.4296 | 1 | 6 | 2020
2020-06-02 | 1.2008 | 1.0633 | 0.97187 | 0.93739 | 0.92903 | 0.95473 | 1.6047 | 1.1425 | 0.75259 | 0.43231 | 0.10255 | -0.081494 | -0.18918 | -0.20748 | -0.20588 | 0.022388 | 0.37348 | 0.88457 | 1.825 | 2.5417 | 2.7514 | 2.9784 | 1.6002 | 1.4089 | 2 | 6 | 2020
2020-06-03 | 1.1882 | 1.072 | 1.0131 | 0.9644 | 0.94697 | 0.96573 | 1.5736 | 1.0394 | 0.58187 | 0.26639 | -0.061521 | -0.24727 | -0.3405 | -0.4238 | -0.38499 | -0.14639 | 0.21759 | 0.7583 | 1.7205 | 2.4614 | 2.6638 | 2.8985 | 1.5768 | 1.4127 | 3 | 6 | 2020
2020-06-04 | 1.2027 | 1.0376 | 0.97109 | 0.92958 | 0.92082 | 0.94949 | 1.6016 | 1.1637 | 0.78667 | 0.42442 | 0.11894 | -0.056751 | -0.17238 | -0.28591 | -0.2536 | -0.05021 | 0.26454 | 0.77851 | 1.6958 | 2.4453 | 2.7265 | 2.9269 | 1.5648 | 1.3647 | 4 | 6 | 2020
2020-06-05 | 1.1591 | 1.035 | 0.95317 | 0.91474 | 0.91517 | 0.93698 | 1.5963 | 1.174 | 0.79287 | 0.45837 | 0.13349 | -0.06827 | -0.17979 | -0.24942 | -0.21233 | -0.0025907 | 0.32346 | 0.82115 | 1.747 | 2.4902 | 2.7399 | 2.9898 | 1.595 | 1.3778 | 5 | 6 | 2020
2020-06-06 | 1.1627 | 1.0023 | 0.96967 | 0.92988 | 0.91756 | 0.92044 | 1.4522 | 0.83136 | 0.3195 | 0.0025763 | -0.30809 | -0.45313 | -0.56458 | -0.65188 | -0.65708 | -0.47618 | -0.16965 | 0.37642 | 1.3348 | 2.1346 | 2.4157 | 2.7687 | 1.4685 | 1.2944 | 6 | 6 | 2020
2020-06-07 | 1.1237 | 1.0252 | 0.9497 | 0.90621 | 0.90357 | 0.92883 | 0.82748 | 0.51488 | 0.23831 | 0.046894 | -0.12032 | -0.22347 | -0.2719 | -0.32301 | -0.30049 | -0.18527 | -0.0090661 | 0.29334 | 0.82332 | 1.2621 | 1.4142 | 1.5933 | 1.5292 | 1.3267 | 7 | 6 | 2020
2020-06-08 | 1.1384 | 1.0811 | 0.97348 | 0.93424 | 0.92602 | 0.94919 | 1.6025 | 1.1418 | 0.82056 | 0.6051 | 0.36084 | 0.16534 | 0.023881 | -0.076815 | -0.091881 | 0.098035 | 0.42379 | 0.93304 | 1.8629 | 2.5901 | 2.8167 | 3.0399 | 1.6395 | 1.4356 | 1 | 6 | 2020
2020-06-09 | 1.2067 | 1.1018 | 0.99338 | 0.9544 | 0.94936 | 0.96286 | 1.5857 | 1.0947 | 0.73247 | 0.54843 | 0.36664 | 0.20467 | 0.091367 | 0.020878 | 0.035395 | 0.24746 | 0.57538 | 1.0686 | 1.9961 | 2.6614 | 2.8624 | 3.0608 | 1.6565 | 1.4668 | 2 | 6 | 2020
2020-06-10 | 1.2361 | 1.0687 | 0.97436 | 0.95126 | 0.93881 | 0.97156 | 1.6306 | 1.2062 | 0.90986 | 0.71401 | 0.48922 | 0.27452 | 0.13025 | 0.016721 | -0.0062223 | 0.17579 | 0.48873 | 0.9703 | 1.8554 | 2.5449 | 2.7728 | 3.0057 | 1.6153 | 1.4188 | 3 | 6 | 2020
2020-06-11 | 1.1912 | 1.0419 | 0.97791 | 0.93748 | 0.9324 | 0.95758 | 1.6032 | 1.1668 | 0.8517 | 0.65687 | 0.44397 | 0.20611 | -0.028084 | -0.18578 | -0.21678 | -0.029768 | 0.25977 | 0.753 | 1.6436 | 2.3614 | 2.6479 | 2.9239 | 1.5728 | 1.3755 | 4 | 6 | 2020
2020-06-12 | 1.1727 | 1.0433 | 0.98931 | 0.94924 | 0.93475 | 0.93385 | 1.4968 | 0.92031 | 0.49328 | 0.2487 | 0.034986 | -0.13897 | -0.25948 | -0.37127 | -0.39893 | -0.20923 | 0.12272 | 0.64312 | 1.596 | 2.3617 | 2.6224 | 2.8721 | 1.5532 | 1.3691 | 5 | 6 | 2020
2020-06-13 | 1.1702 | 0.98741 | 0.94217 | 0.89874 | 0.88279 | 0.89778 | 1.4474 | 0.86305 | 0.44791 | 0.24582 | 0.034817 | -0.18824 | -0.37605 | -0.52893 | -0.63403 | -0.50665 | -0.24617 | 0.29156 | 1.2667 | 2.0319 | 2.3313 | 2.6957 | 1.4266 | 1.2654 | 6 | 6 | 2020
2020-06-14 | 1.1093 | 1.0166 | 0.97532 | 0.93131 | 0.91797 | 0.92962 | 0.81468 | 0.49415 | 0.27363 | 0.16677 | 0.061041 | -0.055579 | -0.14968 | -0.225 | -0.26494 | -0.18464 | -0.043229 | 0.24687 | 0.76695 | 1.1815 | 1.3414 | 1.5332 | 1.4772 | 1.313 | 7 | 6 | 2020
2020-06-15 | 1.1409 | 1.0304 | 0.90722 | 0.87251 | 0.87179 | 0.90827 | 1.5604 | 1.1799 | 0.84265 | 0.56581 | 0.26514 | 0.0083962 | -0.1791 | -0.27286 | -0.26837 | -0.11734 | 0.20286 | 0.7017 | 1.6196 | 2.3505 | 2.6943 | 2.9527 | 1.5517 | 1.3394 | 1 | 6 | 2020
2020-06-16 | 1.136 | 1.1425 | 1.0378 | 0.9936 | 0.98157 | 1.0069 | 1.6792 | 1.2236 | 0.89451 | 0.66009 | 0.38252 | 0.20771 | 0.12101 | 0.069995 | 0.12053 | 0.34152 | 0.70024 | 1.2694 | 2.2146 | 2.8874 | 3.0338 | 3.2279 | 1.7355 | 1.5465 | 2 | 6 | 2020
2020-06-17 | 1.2943 | 1.0899 | 1.0177 | 0.97242 | 0.95618 | 0.98007 | 1.6221 | 1.1459 | 0.78927 | 0.50449 | 0.20894 | 0.014849 | -0.074918 | -0.12977 | -0.072078 | 0.14887 | 0.47159 | 0.99739 | 1.9385 | 2.6448 | 2.8711 | 3.0886 | 1.6644 | 1.4648 | 3 | 6 | 2020
2020-06-18 | 1.2264 | 1.1225 | 0.98636 | 0.94735 | 0.94012 | 0.96956 | 1.6293 | 1.1698 | 0.83999 | 0.59954 | 0.31487 | 0.093209 | -0.030808 | -0.10539 | -0.054845 | 0.16483 | 0.51465 | 1.0521 | 2.0082 | 2.7104 | 2.8942 | 3.1143 | 1.6844 | 1.5001 | 4 | 6 | 2020
2020-06-19 | 1.2635 | 1.1221 | 1.0412 | 0.99745 | 0.99258 | 1.0188 | 1.6987 | 1.2589 | 0.94269 | 0.686 | 0.36945 | 0.1697 | 0.047246 | -0.022895 | 0.0057966 | 0.22301 | 0.57228 | 1.124 | 2.0456 | 2.7181 | 2.883 | 3.0748 | 1.6754 | 1.4947 | 5 | 6 | 2020
2020-06-20 | 1.2663 | 1.0141 | 0.96929 | 0.92692 | 0.91984 | 0.93273 | 1.5037 | 0.95072 | 0.53251 | 0.22754 | -0.067758 | -0.31229 | -0.48898 | -0.53924 | -0.52374 | -0.3542 | -0.074152 | 0.48858 | 1.4631 | 2.2313 | 2.4923 | 2.841 | 1.504 | 1.3256 | 6 | 6 | 2020
2020-06-21 | 1.1391 | 1.013 | 0.96218 | 0.92091 | 0.91309 | 0.93348 | 0.85527 | 0.57858 | 0.34647 | 0.1861 | 0.028772 | -0.10385 | -0.18271 | -0.24806 | -0.2595 | -0.16099 | 0.00044906 | 0.3107 | 0.84495 | 1.2656 | 1.411 | 1.6063 | 1.5325 | 1.3303 | 7 | 6 | 2020
2020-06-22 | 1.1273 | 1.1991 | 1.0667 | 1.0246 | 1.0124 | 1.0291 | 1.7376 | 1.2704 | 0.96927 | 0.70395 | 0.44679 | 0.31499 | 0.23644 | 0.24156 | 0.34216 | 0.58722 | 0.97274 | 1.5103 | 2.4422 | 3.1462 | 3.2825 | 3.4223 | 1.8345 | 1.6186 | 1 | 6 | 2020
2020-06-23 | 1.3611 | 1.2499 | 1.1026 | 1.0527 | 1.0294 | 1.0525 | 1.7781 | 1.2987 | 1.0136 | 0.77793 | 0.54981 | 0.42872 | 0.37251 | 0.36075 | 0.46483 | 0.73609 | 1.1141 | 1.6376 | 2.614 | 3.3377 | 3.4709 | 3.5645 | 1.906 | 1.6988 | 2 | 6 | 2020
2020-06-24 | 1.447 | 1.1831 | 1.0875 | 1.039 | 1.0236 | 1.0429 | 1.7413 | 1.2605 | 0.92264 | 0.62916 | 0.3454 | 0.24906 | 0.19535 | 0.20918 | 0.30936 | 0.54064 | 0.91694 | 1.448 | 2.407 | 3.1389 | 3.2844 | 3.4053 | 1.8137 | 1.6067 | 3 | 6 | 2020
2020-06-25 | 1.3524 | 1.3047 | 1.162 | 1.1015 | 1.0789 | 1.0909 | 1.8524 | 1.3118 | 0.98726 | 0.7568 | 0.50376 | 0.39452 | 0.33615 | 0.34871 | 0.51759 | 0.77272 | 1.1245 | 1.6652 | 2.6602 | 3.3665 | 3.4992 | 3.6247 | 1.953 | 1.7481 | 4 | 6 | 2020
2020-06-26 | 1.5074 | 1.1522 | 1.0403 | 0.99385 | 0.98002 | 1.0013 | 1.6691 | 1.1965 | 0.81172 | 0.49805 | 0.20346 | 0.046162 | -0.041968 | -0.048703 | 0.037977 | 0.29217 | 0.66404 | 1.2368 | 2.2077 | 2.9238 | 3.0779 | 3.2515 | 1.7477 | 1.5537 | 5 | 6 | 2020
2020-06-27 | 1.3043 | 1.0389 | 0.96092 | 0.91456 | 0.90908 | 0.94181 | 1.6047 | 1.171 | 0.78896 | 0.4803 | 0.14224 | -0.094223 | -0.23311 | -0.29424 | -0.25575 | -0.065991 | 0.22841 | 0.72991 | 1.6337 | 2.3644 | 2.6146 | 2.9188 | 1.5417 | 1.3675 | 6 | 6 | 2020
2020-06-28 | 1.175 | 1.0181 | 0.93905 | 0.90641 | 0.90432 | 0.9419 | 0.90583 | 0.69716 | 0.51241 | 0.32654 | 0.13552 | -0.0063648 | -0.093075 | -0.12824 | -0.094068 | 0.022014 | 0.18179 | 0.45698 | 0.9653 | 1.3626 | 1.498 | 1.6779 | 1.5857 | 1.3607 | 7 | 6 | 2020
2020-06-29 | 1.1504 | 1.1292 | 1.028 | 0.98895 | 0.97731 | 1.0018 | 1.6719 | 1.2452 | 0.91238 | 0.60106 | 0.29538 | 0.10809 | -0.0064622 | -0.036279 | 0.038594 | 0.26288 | 0.60219 | 1.1151 | 2.0339 | 2.7575 | 2.9467 | 3.1817 | 1.7101 | 1.5191 | 1 | 6 | 2020
2020-06-30 | 1.277 | 1.1203 | 1.0295 | 0.98901 | 0.97706 | 1.0019 | 1.6689 | 1.2365 | 0.90226 | 0.59375 | 0.29719 | 0.11269 | -0.00099517 | -0.035349 | 0.037144 | 0.25885 | 0.59584 | 1.1096 | 2.0267 | 2.7502 | 2.94 | 3.1748 | 1.7056 | 1.5156 | 2 | 6 | 2020
2020-07-01 | 1.0653 | 1.0412 | 0.95358 | 0.92152 | 0.90516 | 0.91143 | 1.2848 | 0.94773 | 0.66345 | 0.50179 | 0.33933 | 0.22828 | 0.18959 | 0.18388 | 0.23873 | 0.35188 | 0.61359 | 0.96886 | 1.5666 | 2 | 2.1003 | 2.2262 | 1.523 | 1.3696 | 3 | 7 | 2020
2020-07-02 | 1.1696 | 1.0853 | 1.0239 | 0.98535 | 0.96561 | 0.97757 | 1.3872 | 1.1064 | 0.87459 | 0.73968 | 0.53246 | 0.39621 | 0.31326 | 0.308 | 0.3904 | 0.5122 | 0.78454 | 1.1515 | 1.7419 | 2.1619 | 2.2427 | 2.3581 | 1.5974 | 1.4351 | 4 | 7 | 2020
2020-07-03 | 1.2293 | 0.97248 | 0.93688 | 0.90655 | 0.89063 | 0.89262 | 1.2277 | 0.82511 | 0.50004 | 0.30591 | 0.15544 | 0.031125 | -0.014118 | -0.02996 | 0.020221 | 0.15113 | 0.43416 | 0.80323 | 1.3859 | 1.845 | 1.9505 | 2.0817 | 1.4222 | 1.2673 | 5 | 7 | 2020
2020-07-04 | 1.0847 | 0.95648 | 0.91024 | 0.88258 | 0.86679 | 0.87179 | 1.2046 | 0.82593 | 0.51521 | 0.31685 | 0.13317 | -0.016908 | -0.083519 | -0.11829 | -0.082938 | 0.022289 | 0.25097 | 0.62443 | 1.2138 | 1.6528 | 1.7638 | 1.9633 | 1.3199 | 1.2105 | 6 | 7 | 2020
2020-07-05 | 1.0636 | 0.93404 | 0.90722 | 0.87066 | 0.86971 | 0.8728 | 0.82833 | 0.57587 | 0.35667 | 0.23552 | 0.11963 | 0.0056898 | -0.061454 | -0.10531 | -0.10391 | -0.044051 | 0.10776 | 0.35728 | 0.76648 | 1.0732 | 1.1714 | 1.3151 | 1.2862 | 1.1747 | 7 | 7 | 2020
2020-07-06 | 1.0257 | 1.0299 | 0.94285 | 0.9094 | 0.89177 | 0.90125 | 1.288 | 0.9936 | 0.74323 | 0.58476 | 0.39655 | 0.2493 | 0.17717 | 0.16133 | 0.22618 | 0.35354 | 0.61398 | 0.9636 | 1.5301 | 1.9338 | 2.0167 | 2.1616 | 1.4686 | 1.3213 | 1 | 7 | 2020
2020-07-07 | 1.1353 | 1.0121 | 0.94535 | 0.91839 | 0.91377 | 0.91817 | 1.29 | 0.95148 | 0.66971 | 0.50606 | 0.3308 | 0.1936 | 0.13527 | 0.10537 | 0.15305 | 0.26167 | 0.51763 | 0.87232 | 1.4471 | 1.8864 | 1.9875 | 2.1494 | 1.4616 | 1.3186 | 2 | 7 | 2020
2020-07-08 | 1.1325 | 1.0725 | 0.9727 | 0.92779 | 0.90932 | 0.92028 | 1.2915 | 0.97874 | 0.71234 | 0.52203 | 0.34709 | 0.25138 | 0.22049 | 0.23109 | 0.27794 | 0.41645 | 0.70044 | 1.0603 | 1.655 | 2.0834 | 2.1499 | 2.2637 | 1.5455 | 1.4009 | 3 | 7 | 2020
2020-07-09 | 1.2113 | 1.045 | 0.97583 | 0.93124 | 0.9142 | 0.9241 | 1.2901 | 0.96846 | 0.67525 | 0.50273 | 0.35043 | 0.25278 | 0.21873 | 0.20551 | 0.24098 | 0.37181 | 0.65395 | 1.0165 | 1.6033 | 2.0198 | 2.0853 | 2.1927 | 1.4991 | 1.3698 | 4 | 7 | 2020
2020-07-10 | 1.1803 | 1.0655 | 0.97872 | 0.94174 | 0.93269 | 0.94119 | 1.3535 | 1.0654 | 0.80477 | 0.60784 | 0.39626 | 0.28295 | 0.25425 | 0.26382 | 0.31206 | 0.44019 | 0.74063 | 1.1093 | 1.675 | 2.094 | 2.1726 | 2.295 | 1.5462 | 1.3853 | 5 | 7 | 2020
2020-07-11 | 1.195 | 0.99213 | 0.94161 | 0.90529 | 0.88914 | 0.89935 | 1.2513 | 0.87703 | 0.55233 | 0.35497 | 0.21169 | 0.11522 | 0.082133 | 0.099539 | 0.1551 | 0.27697 | 0.52432 | 0.89967 | 1.4765 | 1.9162 | 1.9803 | 2.1486 | 1.4358 | 1.2999 | 6 | 7 | 2020
2020-07-12 | 1.1117 | 0.99727 | 0.92516 | 0.89882 | 0.88693 | 0.90503 | 0.87441 | 0.65725 | 0.44983 | 0.33004 | 0.20387 | 0.11681 | 0.07714 | 0.077149 | 0.10584 | 0.18662 | 0.35601 | 0.61402 | 0.99649 | 1.2909 | 1.3613 | 1.4889 | 1.4373 | 1.2886 | 7 | 7 | 2020
2020-07-13 | 1.1083 | 1.0667 | 0.98222 | 0.95029 | 0.93659 | 0.95162 | 1.3695 | 1.0673 | 0.81078 | 0.6282 | 0.45334 | 0.34303 | 0.29802 | 0.2819 | 0.33558 | 0.4654 | 0.74743 | 1.1148 | 1.6771 | 2.0859 | 2.1448 | 2.2749 | 1.5394 | 1.3868 | 1 | 7 | 2020
2020-07-14 | 1.1954 | 1.0876 | 0.97408 | 0.9431 | 0.92399 | 0.93965 | 1.3454 | 1.0757 | 0.84283 | 0.6704 | 0.50782 | 0.3978 | 0.35021 | 0.3558 | 0.41484 | 0.55738 | 0.8323 | 1.2128 | 1.7934 | 2.1915 | 2.2652 | 2.3693 | 1.6011 | 1.4352 | 2 | 7 | 2020
2020-07-15 | 1.2291 | 0.99212 | 0.94758 | 0.90805 | 0.89515 | 0.8999 | 1.2706 | 0.9797 | 0.73133 | 0.53127 | 0.33638 | 0.21098 | 0.16112 | 0.1481 | 0.20083 | 0.34391 | 0.6262 | 1.0061 | 1.6086 | 2.0432 | 2.1178 | 2.2206 | 1.5012 | 1.3253 | 3 | 7 | 2020
2020-07-16 | 1.1154 | 1.1409 | 1.0631 | 1.0177 | 0.99333 | 1.0021 | 1.4243 | 1.1525 | 0.92735 | 0.7371 | 0.58145 | 0.46296 | 0.43876 | 0.45428 | 0.56031 | 0.75376 | 1.0877 | 1.4146 | 1.964 | 2.3409 | 2.3874 | 2.4635 | 1.6722 | 1.5082 | 4 | 7 | 2020
2020-07-17 | 1.3035 | 1.035 | 0.9746 | 0.93485 | 0.9277 | 0.94762 | 1.3582 | 1.0647 | 0.80495 | 0.58519 | 0.36358 | 0.23189 | 0.19038 | 0.16375 | 0.23931 | 0.37359 | 0.64543 | 1.0021 | 1.5918 | 2.0053 | 2.0822 | 2.1984 | 1.4944 | 1.3568 | 5 | 7 | 2020
2020-07-18 | 1.1692 | 0.96486 | 0.92203 | 0.88973 | 0.8741 | 0.87236 | 1.1909 | 0.80645 | 0.44746 | 0.20057 | 0.010146 | -0.10845 | -0.14703 | -0.14563 | -0.082461 | 0.05904 | 0.32258 | 0.69722 | 1.2852 | 1.7488 | 1.8722 | 2.0405 | 1.3693 | 1.2423 | 6 | 7 | 2020