## Header Descriptions
Header Name | Information Description | Value Description
Version | 2021-08-22
Resource ID | ISO Resource ID | Text
Generator Name | Generator Name | Text
Local Area | Resource Local Capacity Area | Bay Area, Big Creek-Ventura, CAISO System, Fresno, Humboldt, Kern, LA Basin, NCNB, SanDiego-IV, Sierra, Stockton
Jan | January NQC Value | Two decimal number
Feb | February NQC Value | Two decimal number
Mar | March NQC Value | Two decimal number
Apr | April NQC Value | Two decimal number
May | May NQC Value | Two decimal number
Jun | June NQC Value | Two decimal number
Jul | July NQC Value | Two decimal number
Aug | August NQC Value | Two decimal number
Sep | September NQC Value | Two decimal number
Oct | October NQC Value | Two decimal number
Nov | November NQC Value | Two decimal number
Dec | December NQC Value | Two decimal number
Dispatchability | Resource Designated as Dispatchable in Masterfile | Y, N
Path 26 | Resource Path 26 Designation | North, South
Deliverability | Resource Deliverability Status | Full Capacity (FC), Energy Only (EO), Interim Deliverability to % of capacity (ID to #%), Partial Deliverability to Value (PD to ##)
Comment | Additional comments from ISO staff | Text

## 2021 NQC List
Resource ID | Local Area | Generator Name | JAN | FEB | MAR | APR | MAY | JUN | JUL | AUG | SEP | OCT | NOV | DEC | Dispatchable | Path Designation | Deliverability Status | Deliverability MW | Comments
7STDRD_1_SOLAR1 | Kern | Shafter Solar | 0.8 | 0.6 | 3.6 | 3 | 3.2 | 6.2 | 7.8 | 5.4 | 2.8 | 0.4 | 0.4 | 0 | N | North | FC
ACACIA_6_SOLAR | Big Creek-Ventura | West Antelope Solar | 0.8 | 0.6 | 3.6 | 3 | 3.2 | 6.2 | 7.8 | 5.4 | 2.8 | 0.4 | 0.4 | 0 | N | South | FC
ADERA_1_SOLAR1 | Fresno | Adera Solar | 0 | 0 | 0 | 0 | 0 | 0 | 0 | 0 | 0 | 0 | 0 | 0 | N | North | EO
ADLIN_1_UNITS | NCNB | GEYSERS AIDLIN AGGREGATE | 16 | 16 | 16 | 16 | 16 | 16 | 16 | 16 | 16 | 16 | 16 | 16 | Y | North | FC
ADMEST_6_SOLAR | Fresno | Adams East | 0 | 0 | 0 | 0 | 0 | 0 | 0 | 0 | 0 | 0 | 0 | 0 | N | North | EO
ADOBEE_1_SOLAR | Kern | Adobe Solar | 0.8 | 0.6 | 3.6 | 3 | 3.2 | 6.2 | 7.8 | 5.4 | 2.8 | 0.4 | 0.4 | 0 | N | North | FC
AGRICO_6_PL3N5 | Fresno | Fresno Peaker | 22.69 | 22.69 | 22.69 | 22.69 | 22.69 | 22.69 | 22.69 | 22.69 | 22.69 | 22.69 | 22.69 | 22.69 | Y | North | FC
AGRICO_7_UNIT | Fresno | Fresno Cogen | 50.6 | 50.6 | 50.6 | 50.6 | 50.6 | 50.6 | 50.6 | 50.6 | 50.6 | 50.6 | 50.6 | 50.6 | Y | North | FC
AGUCAL_5_SOLAR1 | CAISO System | Agua Caliente Solar | 0 | 0 | 0 | 0 | 0 | 0 | 0 | 0 | 0 | 0 | 0 | 0 | N | South | EO
AKINGS_6_AMESR1 | Fresno | American Kings Solar | 4.92 | 3.69 | 22.14 | 18.45 | 19.68 | 38.13 | 47.97 | 33.21 | 17.22 | 2.46 | 2.46 | 0 | N | North | FC
ALAMIT_2_PL1X3 | LA Basin | Alamitos Energy Center Unit 7 | 674.7 | 674.7 | 674.7 | 674.7 | 674.7 | 674.7 | 674.7 | 674.7 | 674.7 | 674.7 | 674.7 | 674.7 | Y | South | FC
ALAMIT_7_ES1 | LA Basin | Alamitos Energy Storage | 100 | 100 | 100 | 100 | 100 | 100 | 100 | 100 | 100 | 100 | 100 | 100 | Y | South | FC
ALAMIT_7_UNIT 3 | LA Basin | ALAMITOS GEN STA. UNIT 3 | 321.4 | 321.4 | 321.4 | 321.4 | 321.4 | 321.4 | 321.4 | 326.76 | 326.76 | 326.76 | 326.76 | 326.76 | Y | South | FC
ALAMIT_7_UNIT 4 | LA Basin | ALAMITOS GEN STA. UNIT 4 | 335.67 | 335.67 | 335.67 | 335.67 | 335.67 | 335.67 | 335.67 | 335.67 | 335.67 | 335.67 | 335.67 | 335.67 | Y | South | FC
ALAMIT_7_UNIT 5 | LA Basin | ALAMITOS GEN STA. UNIT 5 | 480 | 480 | 480 | 480 | 480 | 480 | 480 | 480 | 480 | 480 | 480 | 480 | Y | South | FC
ALAMO_6_UNIT | Big Creek-Ventura | ALAMO POWER PLANT | 3.38 | 6.25 | 9.82 | 11.37 | 14 | 14 | 14 | 14 | 12.56 | 8.26 | 2.5 | 1.31 | Y | South | FC
ALLGNY_6_HYDRO1 | Sierra | Salmon Creek Hydroelectric Project | 0.31 | 0.42 | 0.47 | 0.51 | 0.47 | 0.37 | 0.21 | 0.06 | 0 | 0 | 0.1 | 0.18 | N | North | FC
ALMASL_2_GS1SR1 | CAISO System | Almasol Generating Station 1 | 5 | 3.75 | 22.5 | 18.75 | 20 | 38.75 | 48.75 | 33.75 | 17.5 | 2.5 | 2.5 | 0 | N | South | ID | 100%
ALMASL_2_GS4SR4 | CAISO System | Almasol Generating Station 4 | 4 | 3 | 18 | 15 | 16 | 31 | 39 | 27 | 14 | 2 | 2 | 0 | N | South | ID | 100%
ALMEGT_1_UNIT 1 | Bay Area | ALAMEDA GT UNIT 1 | 23.4 | 23.4 | 23.4 | 23.4 | 23.4 | 23.4 | 23.4 | 23.4 | 23.4 | 23.4 | 23.4 | 23.4 | Y | North | FC
ALMEGT_1_UNIT 2 | Bay Area | ALAMEDA GT UNIT 2 | 23.5 | 23.5 | 23.5 | 23.5 | 23.5 | 23.5 | 23.5 | 23.5 | 23.5 | 23.5 | 23.5 | 23.5 | Y | North | FC
ALPSLR_1_NTHSLR | CAISO System | Alpaugh North, LLC | 0.8 | 0.6 | 3.6 | 3 | 3.2 | 6.2 | 7.8 | 5.4 | 2.8 | 0.4 | 0.4 | 0 | N | North | FC
ALPSLR_1_SPSSLR | CAISO System | Alpaugh 50 LLC | 2 | 1.5 | 9 | 7.5 | 8 | 15.5 | 19.5 | 13.5 | 7 | 1 | 1 | 0 | N | North | FC
ALT6DN_2_WIND7 | CAISO System | Pinyon Pines 1 | 23.52 | 20.16 | 47.04 | 42 | 42 | 55.44 | 38.64 | 35.28 | 25.2 | 13.44 | 20.16 | 21.84 | N | South | FC
ALT6DS_2_WIND9 | CAISO System | Pinyon Pines 2 | 18.48 | 15.84 | 36.96 | 33 | 33 | 43.56 | 30.36 | 27.72 | 19.8 | 10.56 | 15.84 | 17.16 | N | South | FC
ALTA3A_2_CPCE4 | CAISO System | Alta Wind 4 | 14.28 | 12.24 | 28.56 | 25.5 | 25.5 | 33.66 | 23.46 | 21.42 | 15.3 | 8.16 | 12.24 | 13.26 | N | South | FC
ALTA3A_2_CPCE5 | CAISO System | Alta Wind 5 | 23.52 | 20.16 | 47.04 | 42 | 42 | 55.44 | 38.64 | 35.28 | 25.2 | 13.44 | 20.16 | 21.84 | N | South | FC
ALTA3A_2_CPCE8 | CAISO System | Alta Wind 8 | 21 | 18 | 42 | 37.5 | 37.5 | 49.5 | 34.5 | 31.5 | 22.5 | 12 | 18 | 19.5 | N | South | FC
ALTA4A_2_CPCW1 | CAISO System | Alta Wind 1 | 21 | 18 | 42 | 37.5 | 37.5 | 49.5 | 34.5 | 31.5 | 22.5 | 12 | 18 | 19.5 | N | South | FC
ALTA4B_2_CPCW2 | CAISO System | Alta Wind 2 | 21 | 18 | 42 | 37.5 | 37.5 | 49.5 | 34.5 | 31.5 | 22.5 | 12 | 18 | 19.5 | N | South | FC
ALTA4B_2_CPCW3 | CAISO System | Alta Wind 3 | 21 | 18 | 42 | 37.5 | 37.5 | 49.5 | 34.5 | 31.5 | 22.5 | 12 | 18 | 19.5 | N | South | FC
ALTA4B_2_CPCW6 | CAISO System | Mustang Hills | 21 | 18 | 42 | 37.5 | 37.5 | 49.5 | 34.5 | 31.5 | 22.5 | 12 | 18 | 19.5 | N | South | FC
ALTA6B_2_WIND11 | CAISO System | Alta Wind 11 | 12.6 | 10.8 | 25.2 | 22.5 | 22.5 | 29.7 | 20.7 | 18.9 | 13.5 | 7.2 | 10.8 | 11.7 | N | South | FC
ALTA6E_2_WIND10 | CAISO System | Alta Wind 10 | 19.32 | 16.56 | 38.64 | 34.5 | 34.5 | 45.54 | 31.74 | 28.98 | 20.7 | 11.04 | 16.56 | 17.94 | N | South | FC
ALTWD_1_QF | LA Basin | Altwind | 4.04 | 3.46 | 8.08 | 7.21 | 7.21 | 9.52 | 6.63 | 6.06 | 4.33 | 2.31 | 3.46 | 3.75 | N | South | FC
ALTWD_2_AT3WD3 | LA Basin | Altech 3 | JUL: 2.25; AUG: 2.06; SEP: 1.47; OCT: 0.78; NOV: 1.18; DEC: 1.27 | N | South | FC
ALTWD_2_COAWD1 | LA Basin | Coachella 1 |  |  |  |  | 12.6 | 16.63 | 11.59 | 10.58 | 7.56 | 4.03 | 6.05 | 6.55 | N | South | FC
ANAHM_2_CANYN1 | LA Basin | CANYON POWER PLANT UNIT 1 | 49.4 | 49.4 | 49.4 | 49.4 | 49.4 | 49.4 | 49.4 | 49.4 | 49.4 | 49.4 | 49.4 | 49.4 | Y | South | FC
ANAHM_2_CANYN2 | LA Basin | CANYON POWER PLANT UNIT 2 | 48 | 48 | 48 | 48 | 48 | 48 | 48 | 48 | 48 | 48 | 48 | 48 | Y | South | FC
ANAHM_2_CANYN3 | LA Basin | CANYON POWER PLANT UNIT 3 | 48 | 48 | 48 | 48 | 48 | 48 | 48 | 48 | 48 | 48 | 48 | 48 | Y | South | FC
ANAHM_2_CANYN4 | LA Basin | CANYON POWER PLANT UNIT 4 | 49.4 | 49.4 | 49.4 | 49.4 | 49.4 | 49.4 | 49.4 | 49.4 | 49.4 | 49.4 | 49.4 | 49.4 | Y | South | FC
ANTLPE_2_QF | CAISO System | ANTELOPE QFS | 0.56 | 0.48 | 1.12 | 1 | 1 | 1.32 | 0.92 | 0.84 | 0.6 | 0.32 | 0.48 | 0.52 | N | South | FC
APLHIL_1_SLABCK | Sierra | SLAB CREEK HYDRO | 0 | 0 | 0 | 0 | 0 | 0 | 0 | 0 | 0 | 0 | 0 | 0 | Y | North | EO
ARBWD_6_QF | CAISO System | Wind Resource II | 2.79 | 2.39 | 5.59 | 4.99 | 4.99 | 6.58 | 4.59 | 4.19 | 2.99 | 1.6 | 2.39 | 2.59 | N | South | FC
ARCOGN_2_UNITS | LA Basin | WATSON COGENERATION | 242.47 | 285.41 | 271.23 | 256.19 | 271.25 | 260.4 | 257.39 | 257.16 | 305 | 310 | 236.26 | 263.9 | Y | South | FC
ARVINN_6_ORION1 | CAISO System | Orion 1 Solar | 0.48 | 0.36 | 2.16 | 1.8 | 1.92 | 3.72 | 4.68 | 3.24 | 1.68 | 0.24 | 0.24 | 0 | N | North | FC
ARVINN_6_ORION2 | CAISO System | Orion 2 Solar | 0.32 | 0.24 | 1.44 | 1.2 | 1.28 | 2.48 | 3.12 | 2.16 | 1.12 | 0.16 | 0.16 | 0 | N | North | FC
ASTORA_2_SOLAR1 | CAISO System | Astoria 1 | 4 | 3 | 18 | 15 | 16 | 31 | 39 | 27 | 14 | 2 | 2 | 0 | N | South | FC
ASTORA_2_SOLAR2 | CAISO System | Astoria 2 | 3 | 2.25 | 13.5 | 11.25 | 12 | 23.25 | 29.25 | 20.25 | 10.5 | 1.5 | 1.5 | 0 | N | South | FC
ATWEL2_1_SOLAR1 | CAISO System | Atwell West | 0.8 | 0.6 | 3.6 | 3 | 3.2 | 6.2 | 7.8 | 5.4 | 2.8 | 0.4 | 0.4 | 0 | N | North | FC
ATWELL_1_SOLAR | CAISO System | Atwell Island PV Solar Generating Faci. | 0.8 | 0.6 | 3.6 | 3 | 3.2 | 6.2 | 7.8 | 5.4 | 2.8 | 0.4 | 0.4 | 0 | N | North | FC
AVENAL_6_AVPARK | Fresno | Avenal Park Solar Project | 0.24 | 0.18 | 1.08 | 0.9 | 0.96 | 1.86 | 2.34 | 1.62 | 0.84 | 0.12 | 0.12 | 0 | N | North | ID | 100% | 18DGD Waiting for Reconductor Los Banos-Padre Flat-Panoche 230 kV, Gates #13 500/230 kV and possibly other
AVENAL_6_AVSLR1 | Fresno | Avenal Solar 1 | 0 | 0 | 0 | 0 | 0 | 0 | 0 | 0 | 0 | 0 | 0 | 0 | N | North | EO
AVENAL_6_AVSLR2 | Fresno | Avenal Solar 2 | 0 | 0 | 0 | 0 | 0 | 0 | 0 | 0 | 0 | 0 | 0 | 0 | N | North | EO
AVENAL_6_SANDDG | Fresno | Sand Drag Solar Project | 0.64 | 0.48 | 2.86 | 2.38 | 2.54 | 4.92 | 6.19 | 4.29 | 2.22 | 0.32 | 0.32 | 0 | N | North | ID | 83.58% | 18DGD &lpar;83.58% or 15.88 MW of 19 MW) Waiting for Reconductor Los Banos-Padre Flat-Panoche 230 kV, Gates #13 500/230 kV and possibly other
AVENAL_6_SUNCTY | Fresno | Sun City Solar Project | 0.8 | 0.6 | 3.6 | 3 | 3.2 | 6.2 | 7.8 | 5.4 | 2.8 | 0.4 | 0.4 | 0 | N | North | ID | 100% | 18DGD Waiting for Reconductor Los Banos-Padre Flat-Panoche 230 kV, Gates #13 500/230 kV and possibly other
AVSOLR_2_SOLAR | CAISO System | AV SOLAR RANCH 1 | 9.66 | 7.25 | 43.47 | 36.23 | 38.64 | 74.87 | 94.19 | 65.21 | 33.81 | 4.83 | 4.83 | 0 | N | South | FC
BALCHS_7_UNIT 1 | Fresno | BALCH 1 PH UNIT 1 | 24.8 | 25.44 | 25.44 | 24.8 | 24.8 | 25.6 | 31 | 31 | 31 | 24.8 | 24.8 | 24.8 | Y | North | FC
BALCHS_7_UNIT 2 | Fresno | BALCH 2 PH UNIT 2 | 42 | 42 | 0 | 42 | 42 | 52.5 | 52.5 | 52.5 | 52.5 | 42 | 52.5 | 42 | Y | North | FC
BALCHS_7_UNIT 3 | Fresno | BALCH 2 PH UNIT 3 | 43.68 | 0 | 0 | 43.68 | 43.68 | 54.18 | 54.18 | 54.18 | 54.18 | 43.68 | 44.6 | 43.68 | Y | North | FC
BANGOR_6_HYDRO | Sierra | Virginia Ranch Dam Powerplant | 0.17 | 0.5 | 0.77 | 0.83 | 0.5 | 0.54 | 0.64 | 0.47 | 0.36 | 0.29 | 0.12 | 0 | N | North | FC
BANKPP_2_NSPIN | Bay Area | BANKPP_2_NSPIN | 127 | 127 | 127 | 127 | 127 | 127 | 127 | 127 | 127 | 127 | 127 | 127 | Y | North | FC
BARRE_2_QF | LA Basin | BARRE QFS | 0 | 0 | 0 | 0 | 0 | 0 | 0 | 0 | 0 | 0 | 0 | 0 | N | South | FC
BARRE_6_PEAKER | LA Basin | Barre Peaker | 47 | 47 | 47 | 47 | 47 | 47 | 47 | 47 | 47 | 47 | 47 | 47 | Y | South | FC
BASICE_2_UNITS | CAISO System | King City Cogen | 120 | 120 | 120 | 120 | 120 | 120 | 120 | 120 | 120 | 120 | 120 | 120 | Y | North | FC
BDGRCK_1_UNITS | Kern | BADGER CREEK LIMITED | 46.7 | 45.9 | 45 | 45.6 | 43.7 | 43.2 | 43.4 | 43 | 42.3 | 42.3 | 44.5 | 45.3 | Y | North | FC
BEARDS_7_UNIT 1 | Stockton | Beardsley Hydro | 4.06 | 2.82 | 4.4 | 8.54 | 9.08 | 9.14 | 9.18 | 8.34 | 4.36 | 3.6 | 0.8 | 3.76 | Y | North | FC
BEARMT_1_UNIT | Kern | Bear Mountain Limited | 46.7 | 47.7 | 47.7 | 45.6 | 46.3 | 47 | 46 | 45 | 45.8 | 45.6 | 46.7 | 47.1 | Y | North | FC
BELDEN_7_UNIT 1 | Sierra | BELDEN HYDRO | 44.8 | 2.4 | 0 | 0 | 3.2 | 35.2 | 85.2 | 90.4 | 81.4 | 60 | 3.2 | 32 | Y | North | FC
BGSKYN_2_AS2SR1 | Big Creek-Ventura | Antelope Solar 2 | 4.2 | 3.15 | 18.9 | 15.75 | 16.8 | 32.55 | 40.95 | 28.35 | 14.7 | 2.1 | 2.1 | 0 | N | South | ID | 100% | Waiting for Tehachapi CRAS
BGSKYN_2_ASPSR2 | Big Creek-Ventura | Antelope Solar 2 San Pablo | 4 | 3 | 18 | 15 | 16 | 31 | 39 | 27 | 14 | 2 | 2 | 0 | N | South | ID | 100% | Waiting for Tehachapi CRAS
BGSKYN_2_ASSR3A | Big Creek-Ventura | Antelope Solar 3A | JUL: 5.85; AUG: 4.05; SEP: 2.1; OCT: 0.3; NOV: 0.3; DEC: 0 | N | South | ID | 100% | waiting for Tehachapi CRAS
BGSKYN_2_ASSR3B | Big Creek-Ventura | Antelope Solar 3B | JUL: 1.95; AUG: 1.35; SEP: 0.7; OCT: 0.1; NOV: 0.1; DEC: 0 | N | South | ID | 100% | waiting for Tehachapi CRAS
BGSKYN_2_BS3SR3 | Big Creek-Ventura | Big Sky Solar 3 | 0.8 | 0.6 | 3.6 | 3 | 3.2 | 6.2 | 7.8 | 5.4 | 2.8 | 0.4 | 0.4 | 0 | N | South | FC
BIGCRK_2_EXESWD | Big Creek-Ventura | BIG CREEK HYDRO PROJECT PSP | 455 | 472.04 | 437.8 | 628 | 614.92 | 732.04 | 700.56 | 700 | 708 | 423.32 | 407.32 | 374.28 | Y | South | FC
BIGCRK_7_DAM7 | Big Creek-Ventura | DAM 7 AT BIG CREEK (FISHWATER GEN) | 0 | 0 | 0 | 0 | 0 | 0 | 0 | 0 | 0 | 0 | 0 | 0 | N | South | EO
BIGCRK_7_MAMRES | Big Creek-Ventura | MAMMOTH POOL RESERVOIR (FISHWATER | 0 | 0 | 0 | 0 | 0 | 0 | 0 | 0 | 0 | 0 | 0 | 0 | N | South | EO
BIGSKY_2_BSKSR6 | Big Creek-Ventura | Big Sky Solar 6 | 0.8 | 0.6 | 3.6 | 3 | 3.2 | 6.2 | 7.8 | 5.4 | 2.8 | 0.4 | 0.4 | 0 | N | South | FC
BIGSKY_2_BSKSR7 | Big Creek-Ventura | Big Sky Solar 7 | 0.8 | 0.6 | 3.6 | 3 | 3.2 | 6.2 | 7.8 | 5.4 | 2.8 | 0.4 | 0.4 | 0 | N | South | FC
BIGSKY_2_BSKSR8 | Big Creek-Ventura | Big Sky Solar 8 | 0.8 | 0.6 | 3.6 | 3 | 3.2 | 6.2 | 7.8 | 5.4 | 2.8 | 0.4 | 0.4 | 0 | N | South | FC
BIGSKY_2_SOLAR1 | Big Creek-Ventura | Antelope Big Sky Ranch | 0.8 | 0.6 | 3.6 | 3 | 3.2 | 6.2 | 7.8 | 5.4 | 2.8 | 0.4 | 0.4 | 0 | N | South | FC
BIGSKY_2_SOLAR2 | Big Creek-Ventura | Big Sky Solar 4 | 14.35 | 19.37 | 25.65 | 32.53 | 34.71 | 36.67 | 36.19 | 34.81 | 32.76 | 27.7 | 16.74 | 13.62 | N | South | FC
BIGSKY_2_SOLAR3 | Big Creek-Ventura | Big Sky Summer | 0.8 | 0.6 | 3.6 | 3 | 3.2 | 6.2 | 7.8 | 5.4 | 2.8 | 0.4 | 0.4 | 0 | N | South | FC
BIGSKY_2_SOLAR4 | Big Creek-Ventura | Western Antelope Blue Sky Ranch B | 6.7 | 8.7 | 13.33 | 16.51 | 17.39 | 18.42 | 18.13 | 17.26 | 16.34 | 13.76 | 6.8 | 6.61 | N | South | FC
BIGSKY_2_SOLAR5 | Big Creek-Ventura | Big Sky Solar 2 | 0.2 | 0.15 | 0.9 | 0.75 | 0.8 | 1.55 | 1.95 | 1.35 | 0.7 | 0.1 | 0.1 | 0 | N | South | FC
BIGSKY_2_SOLAR6 | Big Creek-Ventura | Solverde 1 | 3.4 | 2.55 | 15.3 | 12.75 | 13.6 | 26.35 | 33.15 | 22.95 | 11.9 | 1.7 | 1.7 | 0 | N | South | FC
BIGSKY_2_SOLAR7 | Big Creek-Ventura | Big Sky Solar 1 | 2 | 1.5 | 9 | 7.5 | 8 | 15.5 | 19.5 | 13.5 | 7 | 1 | 1 | 0 | N | South | FC
BIOMAS_1_UNIT 1 | Sierra | WOODLAND BIOMASS | 22.41 | 22.41 | 24.06 | 22.89 | 17 | 23.2 | 24.11 | 23.93 | 22.88 | 21.17 | 22.03 | 22.55 | N | North | FC
BISHOP_1_ALAMO | CAISO System | BISHOP CREEK PLANT 2 AND 6 | 3.65 | 4.5 | 6.25 | 8.9 | 10.65 | 11.06 | 11.59 | 11.49 | 8.67 | 4.99 | 3.72 | 3.87 | N | South | FC
BISHOP_1_UNITS | CAISO System | BISHOP CREEK PLANT 3 AND 4 | 4.53 | 4.65 | 4.49 | 8.81 | 11.96 | 14.33 | 14.48 | 14.62 | 10.69 | 8 | 6.87 | 6.7 | N | South | FC
BKRFLD_2_SOLAR1 | Kern | Bakersfield 111 | 0.06 | 0.04 | 0.25 | 0.21 | 0.22 | 0.43 | 0.54 | 0.37 | 0.19 | 0.03 | 0.03 | 0 | N | North | FC
BLACK_7_UNIT 1 | CAISO System | JAMES B. BLACK 1 | 84 | 84 | 84 | 81.62 | 84 | 84.6 | 84.4 | 84.4 | 83.6 | 68 | 80.9 | 84.4 | Y | North | FC
BLACK_7_UNIT 2 | CAISO System | JAMES B. BLACK 2 | 83.28 | 83.28 | 83.28 | 80.82 | 83.28 | 83.88 | 84.08 | 84.08 | 84.08 | 67.28 | 81.28 | 83.88 | Y | North | FC
BLAST_1_WIND | LA Basin | Mountain View IV Wind | 6.86 | 5.88 | 13.72 | 12.25 | 12.25 | 16.17 | 11.27 | 10.29 | 7.35 | 3.92 | 5.88 | 6.37 | N | South | FC
BLCKBT_2_STONEY | CAISO System | BLACK BUTTE HYDRO | 2.04 | 1.6 | 1.3 | 3.5 | 2.7 | 2.57 | 2.02 | 1.83 | 1.5 | 1.5 | 2.1 | 2.51 | Y | North | FC
BLCKWL_6_SOLAR1 | CAISO System | Blackwell Solar | 0.48 | 0.36 | 2.16 | 1.8 | 1.92 | 3.72 | 4.68 | 3.24 | 1.68 | 0.24 | 0.24 | 0 | N | North | FC
BLKCRK_2_GMCBT1 | CAISO System | Genesis McCoy Bess | JUL: 230; AUG: 230; SEP: 230; OCT: 230; NOV: 230; DEC: 230 | Y | South | FC |  | Jan to July NQC should be 0 effective date Aug 01
BLKCRK_2_SOLAR1 | CAISO System | McCoy Station | 10 | 7.5 | 45 | 37.5 | 40 | 77.5 | 97.5 | 0 | 0 | 0 | 0 | 0 | N | South | FC |  | BLKCRK_2_SOLAR1 will become EO when BESS becomes FC. Monthly values already pre-adjusted to 0% for Aug-Dec.
BLM_2_UNITS | CAISO System | BLM EAST Facility | 47 | 47 | 47 | 47 | 47 | 47 | 47 | 47 | 47 | 47 | 47 | 47 | Y | South | FC |  | NQC reduction required due to transfer of deliverability to a new resource. (Adjustment already applied Jan-Dec.)
BLYTHE_1_SOLAR1 | CAISO System | Blythe Solar 1 Project | 0 | 0 | 0 | 0 | 0 | 0 | 0 | 0 | 0 | 0 | 0 | 0 | N | South | EO
BLYTHE_1_SOLAR2 | CAISO System | Blythe Green 1 | 0 | 0 | 0 | 0 | 0 | 0 | 0 | 0 | 0 | 0 | 0 | 0 | N | South | EO
BNNIEN_7_ALTAPH | Sierra | ALTA POWER HOUSE | 0.28 | 0.21 | 0.29 | 0.18 | 0.16 | 0.53 | 0.74 | 0.7 | 0.48 | 0.48 | 0.34 | 0.33 | N | North | FC
BOGUE_1_UNITA1 | Sierra | Feather River Energy Center, Unit #1 | 47.6 | 47.6 | 47.6 | 47.6 | 47.6 | 47.6 | 47.6 | 47.6 | 47.6 | 47.6 | 47.6 | 47.6 | Y | North | FC
BORDER_6_UNITA1 | San Diego-IV | CalPeak Power Border Unit 1 | 51.25 | 51.25 | 51.25 | 51.25 | 51.25 | 51.25 | 51.25 | 51.25 | 51.25 | 51.25 | 51.25 | 51.25 | Y | South | FC
BOWMN_6_HYDRO | Sierra | NID Hydro Bowman Powerhouse | 0.95 | 1.16 | 2 | 2.98 | 3.29 | 1.66 | 2.84 | 2.52 | 2.14 | 1.63 | 0.76 | 0.46 | N | North | FC
BRDGVL_7_BAKER | Humboldt | Baker Station Hydro | 1.08 | 0.77 | 0.92 | 0.74 | 0.12 | 0.01 | 0 | 0 | 0 | 0 | 0.31 | 0.28 | N | North | FC
BRDSLD_2_HIWIND | Bay Area | High Winds Energy Center | 22.68 | 19.44 | 45.36 | 40.5 | 40.5 | 53.46 | 37.26 | 34.02 | 24.3 | 12.96 | 19.44 | 21.06 | N | North | FC
BRDSLD_2_MTZUM2 | Bay Area | NextEra Energy Montezuma Wind II | 10.95 | 9.38 | 21.9 | 19.55 | 19.55 | 25.81 | 17.99 | 16.42 | 11.73 | 6.26 | 9.38 | 10.17 | N | North | FC
BRDSLD_2_MTZUMA | Bay Area | FPL Energy Montezuma Wind | 5.15 | 4.42 | 10.3 | 9.2 | 9.2 | 12.14 | 8.46 | 7.73 | 5.52 | 2.94 | 4.42 | 4.78 | N | North | FC
BRDSLD_2_SHILO1 | Bay Area | Shiloh I Wind Project | 21 | 18 | 42 | 37.5 | 37.5 | 49.5 | 34.5 | 31.5 | 22.5 | 12 | 18 | 19.5 | N | North | FC
BRDSLD_2_SHILO2 | Bay Area | SHILOH WIND PROJECT 2 | 21 | 18 | 42 | 37.5 | 37.5 | 49.5 | 34.5 | 31.5 | 22.5 | 12 | 18 | 19.5 | N | North | FC
BRDSLD_2_SHLO3A | Bay Area | Shiloh III Wind Project, LLC | 14.35 | 12.3 | 28.7 | 25.63 | 25.63 | 33.83 | 23.58 | 21.53 | 15.38 | 8.2 | 12.3 | 13.33 | N | North | FC
BRDSLD_2_SHLO3B | Bay Area | Shiloh IV Wind Project | 14 | 12 | 28 | 25 | 25 | 33 | 23 | 21 | 15 | 8 | 12 | 13 | N | North | FC
BREGGO_6_DEGRSL | San Diego-IV | Desert Green Solar Farm | 0.25 | 0.19 | 1.13 | 0.95 | 1.01 | 1.95 | 2.46 | 1.7 | 0.88 | 0.13 | 0.13 | 0 | N | South | FC
BREGGO_6_SOLAR | San Diego-IV | NRG Borrego Solar One | 1.04 | 0.78 | 4.68 | 3.9 | 4.16 | 8.06 | 10.14 | 7.02 | 3.64 | 0.52 | 0.52 | 0 | N | South | FC
BRODIE_2_WIND | CAISO System | Coram Brodie Wind Project | 14.28 | 12.24 | 28.56 | 25.5 | 25.5 | 33.66 | 23.46 | 21.42 | 15.3 | 8.16 | 12.24 | 13.26 | N | South | FC
BUCKBL_2_PL1X3 | CAISO System | Blythe Energy Center | 493.63 | 493.63 | 493.63 | 493.63 | 493.63 | 493.63 | 493.63 | 493.63 | 493.63 | 493.63 | 493.63 | 493.63 | Y | South | FC
BUCKCK_2_HYDRO | Sierra | Lassen Station Hydro | 0.45 | 0.33 | 0.58 | 0.66 | 0.6 | 0.37 | 0.1 | 0.04 | 0 | 0 | 0.15 | 0.16 | N | North | FC
BUCKCK_7_OAKFLT | Sierra | Oak Flat | 0.52 | 0.32 | 0.25 | 0.26 | 0.39 | 0.58 | 0.8 | 0.66 | 0.47 | 0.15 | 0.17 | 0.37 | N | North | FC
BUCKCK_7_PL1X2 | Sierra | BUCKS CREEK AGGREGATE | 52.88 | 51.34 | 50.17 | 48.32 | 51.32 | 51.32 | 56 | 51.4 | 42.41 | 44 | 45.8 | 50 | Y | North | FC
BUCKWD_1_NPALM1 | LA Basin | North Palm Springs 1A | 0.1 | 0.07 | 0.43 | 0.36 | 0.38 | 0.74 | 0.94 | 0.65 | 0.34 | 0.05 | 0.05 | 0 | N | South | FC
BUCKWD_1_QF | LA Basin | Buckwind Re-powering project | 2.31 | 1.98 | 4.62 | 4.13 | 4.13 | 5.45 | 3.8 | 3.47 | 2.48 | 1.32 | 1.98 | 2.15 | N | South | FC
BUCKWD_7_WINTCV | LA Basin | Wintec Energy, Ltd. | 0.18 | 0.16 | 0.37 | 0.33 | 0.33 | 0.44 | 0.3 | 0.28 | 0.2 | 0.11 | 0.16 | 0.17 | N | South | FC
BURNYF_2_UNIT 1 | CAISO System | Burney Forest Power | 24 | 24.74 | 19.44 | 13.32 | 24.33 | 24.74 | 26.24 | 23.13 | 24.17 | 25.96 | 24.93 | 26.35 | N | North | FC
BUTTVL_7_UNIT 1 | CAISO System | BUTT VALLEY HYDRO | 39.2 | 32 | 28.8 | 31.6 | 32 | 32.8 | 39.5 | 32.8 | 39.5 | 32.8 | 32 | 39.2 | Y | North | FC
CABALO_2_M2WSR2 | Fresno | Mustang 2 Whirlaway Solar | 4 | 3 | 18 | 15 | 16 | 31 | 39 | 27 | 14 | 2 | 2 | 0 | Y | North | ID | 100% | C7 - Waiting for Bellota-Warnerville 230 kV reconductoring and possibly other
CABZON_1_WINDA1 | LA Basin | Cabazon Wind Project | 5.74 | 4.92 | 11.48 | 10.25 | 10.25 | 13.53 | 9.43 | 8.61 | 6.15 | 3.28 | 4.92 | 5.33 | N | South | FC
CALFTN_2_SOLAR | CAISO System | California Flats North | 5.2 | 3.9 | 23.4 | 19.5 | 20.8 | 40.3 | 50.7 | 28.78 | 14.92 | 2.13 | 2.13 | 0 | N | North | FC |  | Resource will become PCDS to 82%, when BESS becomes FC. Monthly values already pre-adjusted to 82% for Aug-Dec.
CALFTS_2_CFSSR1 | CAISO System | California Flats Solar South | 6 | 4.5 | 27 | 22.5 | 24 | 46.5 | 58.5 | 40.5 | 21 | 3 | 3 | 0 | N | North | FC
CALGEN_1_UNITS | CAISO System | Coso Navy 1 | 80 | 80 | 80 | 80 | 80 | 80 | 80 | 80 | 80 | 80 | 80 | 80 | Y | South | FC
CALPIN_1_AGNEW | Bay Area | Agnews Power Plant | 28.56 | 28.56 | 28.56 | 28.56 | 28.56 | 28.56 | 28.56 | 28.56 | 28.56 | 28.56 | 28.56 | 28.56 | Y | North | FC
CAMCHE_1_PL1X3 | Stockton | CAMANCHE UNITS 1, 2 & 3 AGGREGATE | 5.06 | 6.93 | 6.44 | 8.65 | 9.32 | 8.49 | 7 | 4.22 | 3.22 | 2.7 | 1.82 | 1.99 | N | North | FC
CAMLOT_2_SOLAR1 | CAISO System | Camelot | 1.8 | 1.35 | 8.1 | 6.75 | 7.2 | 13.95 | 17.55 | 12.15 | 6.3 | 0.9 | 0.9 | 0 | N | South | FC
CAMLOT_2_SOLAR2 | CAISO System | Columbia Two | 0.6 | 0.45 | 2.7 | 2.25 | 2.4 | 4.65 | 5.85 | 4.05 | 2.1 | 0.3 | 0.3 | 0 | N | South | FC
CAMPFW_7_FARWST | Sierra | CAMP FAR WEST HYDRO | 0 | 2.08 | 5.6 | 5.52 | 3.2 | 2.72 | 3.52 | 3.1 | 0 | 0 | 0 | 0 | Y | North | FC
CANTUA_1_SOLAR | Fresno | Cantua Solar Station | 0.8 | 0.6 | 3.6 | 3 | 3.2 | 6.2 | 7.8 | 5.4 | 2.8 | 0.4 | 0.4 | 0 | N | North | FC | 100%
CAPWD_1_QF | LA Basin | Edom Hills Wind Farm | 2.74 | 2.35 | 5.47 | 4.89 | 4.89 | 6.45 | 4.5 | 4.11 | 2.93 | 1.56 | 2.35 | 2.54 | N | South | FC
CARBOU_7_PL2X3 | CAISO System | CARIBOU PH 1 UNIT 2 & 3 AGGREGATE | 32 | 19.2 | 0.8 | 0 | 0 | 0 | 35.2 | 38.4 | 35.2 | 12.8 | 0 | 12.8 | Y | North | FC
CARBOU_7_PL4X5 | CAISO System | CARIBOU PH 2 UNIT 4 & 5 AGGREGATE | 48 | 43.2 | 44 | 36 | 47.2 | 64 | 106.14 | 93.2 | 102 | 88.4 | 30.4 | 64 | Y | North | FC
CARBOU_7_UNIT 1 | CAISO System | CARIBOU PH 1 UNIT 1 | 14.8 | 8 | 0 | 0 | 0 | 0 | 0.01 | 19.2 | 19.2 | 0 | 0 | 4 | Y | North | FC
CARLS1_2_CARCT1 | San Diego-IV | Carlsbad 1 | 422 | 422 | 422 | 422 | 422 | 422 | 422 | 422 | 422 | 422 | 422 | 422 | Y | South | FC
CARLS2_1_CARCT1 | San Diego-IV | Carlsbad 2 | 105.5 | 105.5 | 105.5 | 105.5 | 105.5 | 105.5 | 105.5 | 105.5 | 105.5 | 105.5 | 105.5 | 105.5 | Y | South | FC
CATLNA_2_SOLAR | CAISO System | Catalina Solar - Phases 1 and 2 | 4.4 | 3.3 | 19.8 | 16.5 | 17.6 | 34.1 | 42.9 | 29.7 | 15.4 | 2.2 | 2.2 | 0 | N | South | FC
CATLNA_2_SOLAR2 | CAISO System | Catalina Solar 2 | 0.72 | 0.54 | 3.24 | 2.7 | 2.88 | 5.58 | 7.02 | 4.86 | 2.52 | 0.36 | 0.36 | 0 | N | South | FC
CAVLSR_2_BSOLAR | CAISO System | California Valley Solar Ranch-Phase B | 1.6 | 1.2 | 7.2 | 6 | 6.4 | 12.4 | 15.6 | 10.8 | 5.6 | 0.8 | 0.8 | 0 | N | North | FC
CAVLSR_2_RSOLAR | CAISO System | California Valley Solar Ranch-Phase A | 8.4 | 6.3 | 37.8 | 31.5 | 33.6 | 65.1 | 81.9 | 56.7 | 29.4 | 4.2 | 4.2 | 0 | N | North | FC
CAYTNO_2_VASCO | Bay Area | Vasco Road | 4.3 | 4.3 | 4.3 | 4.3 | 4.3 | 4.3 | 4.3 | 4.3 | 4.3 | 4.3 | 4.3 | 4.3 | N | North | FC
CDWR07_2_GEN | CAISO System | CDWR07_2_GEN | 115.6 | 115.6 | 115.6 | 115.6 | 115.6 | 115.6 | 115.6 | 115.6 | 115.6 | 115.6 | 115.6 | 115.6 | Y | North | FC
CEDRCK_6_UNIT | CAISO System | Water Wheel Ranch | 0.38 | 0.41 | 0.48 | 0.46 | 0.66 | 0.39 | 0.19 | 0.14 | 0.13 | 0.12 | 0.14 | 0.21 | N | North | FC
CEDUCR_2_SOLAR1 | Big Creek-Ventura | Ducor Solar 1 | 0 | 0 | 0 | 0 | 0 | 0 | 0 | 0 | 0 | 0 | 0 | 0 | N | South | EO
CEDUCR_2_SOLAR2 | Big Creek-Ventura | Ducor Solar 2 | 0 | 0 | 0 | 0 | 0 | 0 | 0 | 0 | 0 | 0 | 0 | 0 | N | South | EO
CEDUCR_2_SOLAR3 | Big Creek-Ventura | Ducor Solar 3 | 0 | 0 | 0 | 0 | 0 | 0 | 0 | 0 | 0 | 0 | 0 | 0 | N | South | EO
CEDUCR_2_SOLAR4 | Big Creek-Ventura | Ducor Solar 4 | 0 | 0 | 0 | 0 | 0 | 0 | 0 | 0 | 0 | 0 | 0 | 0 | N | South | EO
CENT40_1_C40SR1 | Stockton | CENTRAL 40 |  |  |  | 6 | 6.4 | 12.4 | 15.6 | 10.8 | 5.6 | 0.8 | 0.8 | 0 | N | North | FC
CENTER_2_RHONDO | LA Basin | MWD Rio Hondo Hydroelectric Recovery Pla | 1.91 | 1.91 | 1.91 | 1.91 | 1.91 | 1.91 | 1.91 | 1.91 | 1.91 | 1.91 | 1.91 | 1.91 | Y | South | FC
CENTER_2_SOLAR1 | LA Basin | Pico Rivera | 0 | 0 | 0 | 0 | 0 | 0 | 0 | 0 | 0 | 0 | 0 | 0 | N | South | EO
CENTER_2_TECNG1 | LA Basin | TECHNICAST | 0 | 0 | 0 | 0 | 0 | 0 | 0 | 0 | 0 | 0 | 0 | 0 | N | South | EO
CENTER_6_PEAKER | LA Basin | Center Peaker | 47.11 | 47.11 | 47.11 | 47.11 | 47.11 | 47.11 | 47.11 | 47.11 | 47.11 | 47.11 | 47.11 | 47.11 | Y | South | FC
CENTRY_6_PL1X4 | LA Basin | CENTURY GENERATING PLANT (AGGREGATE) | 36 | 36 | 36 | 36 | 36 | 36 | 36 | 36 | 36 | 36 | 36 | 36 | Y | South | FC
CHALK_1_UNIT | CAISO System | CHALK CLIFF LIMITED | 46.84 | 46.06 | 45.5 | 45.2 | 45 | 44.1 | 44.3 | 43.1 | 44.4 | 45 | 46.4 | 47.9 | Y | North | FC
CHARMN_2_PGONG1 | Big Creek-Ventura | PROCTER AND GAMBLE OXNARD I | JUN: 17.4; JUL: 16.78; AUG: 17.21; SEP: 16.54; OCT: 14.84; NOV: 16.41; DEC: 17.48 | N | South | FC
CHEVCD_6_UNIT | CAISO System | CHEVRON USA (TAFT/CADET) | 0.52 | 0.67 | 0.52 | 0.44 | 0.37 | 0.64 | 0.78 | 0.82 | 1.01 | 0.83 | 0.72 | 0.73 | N | North | FC
CHEVCO_6_UNIT 1 | Fresno | CHEVRON USA (COALINGA) | 0.97 | 0.97 | 0.87 | 1 | 1.51 | 1.22 | 1.72 | 1.65 | 1.86 | 1.48 | 0.75 | 1.16 | N | North | FC
CHEVCO_6_UNIT 2 | Fresno | AERA ENERGY LLC. (COALINGA) | 0.85 | 1 | 0.87 | 0.8 | 0.79 | 0.62 | 0.6 | 0.6 | 0.7 | 1.06 | 1.08 | 1.08 | N | North | FC
CHEVCY_1_UNIT | CAISO System | CHEVRON USA (CYMRIC) | 3.99 | 2.27 | 2.21 | 2.89 | 2.2 | 2.3 | 3.34 | 3.16 | 2.38 | 4.26 | 2.68 | 2.5 | N | North | FC
CHEVMN_2_UNITS | LA Basin | CHEVRON U.S.A. UNITS 1 & 2 AGGREGATE | 8.24 | 4.37 | 6.75 | 13.66 | 5.52 | 6.54 | 6.62 | 4.02 | 6.66 | 8.29 | 3.91 | 4.47 | N | South | FC
CHICPK_7_UNIT 1 | Sierra | Chicago Park Powerhouse | 25.02 | 27.08 | 24.18 | 24.8 | 26.74 | 25.04 | 28.6 | 27.8 | 0 | 0 | 20.8 | 25.6 | Y | North | FC
CHILLS_1_SYCENG | San Diego-IV | Sycamore Energy 1 | 0.69 | 0.76 | 0.75 | 0.73 | 0.6 | 0.57 | 0.56 | 0.47 | 0.44 | 0.45 | 0.51 | 0.55 | N | South | FC
CHILLS_7_UNITA1 | San Diego-IV | Sycamore Energy 2 | 1.82 | 2 | 2 | 2 | 1.4 | 1.68 | 1.56 | 1.52 | 1.74 | 1.75 | 1.8 | 1.61 | Y | South | FC
CHINO_2_APEBT1 | LA Basin | Pomona Energy Storage | 20 | 20 | 20 | 20 | 20 | 20 | 20 | 20 | 20 | 20 | 20 | 20 | Y | South | FC
CHINO_2_JURUPA | LA Basin | Jurupa | 0 | 0 | 0 | 0 | 0 | 0 | 0 | 0 | 0 | 0 | 0 | 0 | N | South | EO
CHINO_2_QF | LA Basin | CHINO QFS | 0 | 0 | 0 | 0 | 0 | 0 | 0 | 0 | 0 | 0 | 0 | 0 | N | South | FC
CHINO_2_SASOLR | LA Basin | SS San Antonio West LLC | 0 | 0 | 0 | 0 | 0 | 0 | 0 | 0 | 0 | 0 | 0 | 0 | N | South | EO
CHINO_2_SOLAR | LA Basin | Chino RT Solar 1 | 0.04 | 0.03 | 0.18 | 0.15 | 0.16 | 0.31 | 0.39 | 0.27 | 0.14 | 0.02 | 0.02 | 0 | N | South | FC
CHINO_2_SOLAR2 | LA Basin | Kona Solar - Terra Francesca | 0 | 0 | 0 | 0 | 0 | 0 | 0 | 0 | 0 | 0 | 0 | 0 | N | South | EO
CHINO_6_CIMGEN | LA Basin | Chino Co-Generation | 26 | 26 | 26 | 26 | 26 | 26 | 26 | 26 | 26 | 26 | 26 | 26 | Y | South | FC
CHINO_7_MILIKN | LA Basin | MN Milliken Genco LLC | 1.29 | 1.2 | 1.49 | 1.48 | 1.36 | 1.24 | 1.25 | 1.19 | 1.21 | 1.27 | 1.41 | 1.32 | Y | South | FC
CHWCHL_1_BIOMAS | Fresno | Chow II Biomass to Energy | 8.99 | 9.71 | 10.03 | 9.48 | 8.57 | 9.57 | 9.82 | 9.33 | 10.01 | 9.23 | 9.59 | 9.91 | N | North | FC
CHWCHL_1_UNIT | Fresno | CHOW 2 PEAKER PLANT | 48 | 48 | 48 | 48 | 48 | 48 | 48 | 48 | 48 | 48 | 48 | 48 | Y | North | FC
CLOVDL_1_SOLAR | NCNB | Cloverdale Solar I | 0.06 | 0.05 | 0.27 | 0.23 | 0.24 | 0.47 | 0.59 | 0.41 | 0.21 | 0.03 | 0.03 | 0 | N | North | ID | 100% | 16DGD Waiting for Moraga-Castro Valley 230 kV Capacity Increase and possibly other
CLOVER_2_UNIT | CAISO System | Clover Creek | 0.77 | 0.77 | 0.86 | 0.91 | 0.75 | 0.54 | 0.37 | 0.22 | 0.13 | 0.16 | 0.16 | 0.41 | N | North | FC
CLRKRD_6_LIMESD | CAISO System | Lime Saddle Hydro | 0.2 | 0.2 | 0.19 | 0.38 | 0.28 | 0.34 | 0.39 | 0.4 | 0.43 | 0.46 | 0.23 | 0.21 | N | North | FC
CLRMTK_1_QF | Bay Area | SMALL QF AGGREGATION - OAKLAND | 0 | 0 | 0 | 0 | 0 | 0 | 0 | 0 | 0 | 0 | 0 | 0 | N | North | FC
CNTNLA_2_SOLAR1 | San Diego-IV | Centinela Solar Energy I | 5 | 3.75 | 22.5 | 18.75 | 20 | 38.75 | 48.75 | 33.75 | 17.5 | 2.5 | 2.5 | 0 | N | South | FC
CNTNLA_2_SOLAR2 | San Diego-IV | Centinels Solar Energy 2 | 1.82 | 1.37 | 8.21 | 6.84 | 7.3 | 14.14 | 17.78 | 12.31 | 6.38 | 0.91 | 0.91 | 0 | N | South | FC
CNTRVL_6_UNIT | CAISO System | Centerville | 0 | 0 | 0 | 0 | 0 | 0 | 0 | 0 | 0 | 0 | 0 | 0 | N | North | FC
COCOPP_2_CTG1 | Bay Area | Marsh Landing 1 | 202.49 | 202.49 | 200.6 | 197.53 | 196.71 | 192.92 | 191.45 | 192.29 | 193.74 | 197.14 | 200.73 | 202.03 | Y | North | FC
COCOPP_2_CTG2 | Bay Area | Marsh Landing 2 | 201.61 | 201.63 | 199.72 | 196.7 | 195.93 | 192.14 | 190.76 | 191.53 | 192.9 | 195.94 | 199.73 | 201.15 | Y | North | FC
COCOPP_2_CTG3 | Bay Area | Marsh Landing 3 | 201.2 | 201.2 | 199.3 | 196.28 | 195.58 | 191.4 | 190 | 190.77 | 192.21 | 195.74 | 199.32 | 200.73 | Y | North | FC
COCOPP_2_CTG4 | Bay Area | Marsh Landing 4 | 203.09 | 203.09 | 201.2 | 198.12 | 197.48 | 192.76 | 191.33 | 192.12 | 193.54 | 197.58 | 201.24 | 202.63 | Y | North | FC
COCOSB_6_SOLAR | Bay Area | Oakley Solar Project | 0 | 0 | 0 | 0 | 0 | 0 | 0 | 0 | 0 | 0 | 0 | 0 | N | North | EO
COGNAT_1_UNIT | Stockton | Stockton Biomas | 41.71 | 45 | 42.88 | 21.02 | 27.81 | 30.37 | 39.29 | 45 | 45 | 40.3 | 45 | 43.89 | N | North | FC
COLEMN_2_UNIT | CAISO System | Coleman | 6.3 | 6.4 | 8.81 | 8.93 | 8.94 | 6.33 | 3.71 | 1.67 | 4.37 | 4.24 | 3.77 | 3.19 | N | North | FC
COLGAT_7_UNIT 1 | Sierra | Colgate Powerhouse Unit 1 | 149.85 | 148.64 | 153.29 | 158.63 | 162.79 | 165.7 | 165.1 | 161.65 | 156.74 | 151.87 | 149.95 | 148.24 | Y | North | FC
COLGAT_7_UNIT 2 | Sierra | Colgate Powerhouse Unit 2 | 149.8 | 148.6 | 153.24 | 158.63 | 162.83 | 165.76 | 165.16 | 161.68 | 156.71 | 151.81 | 149.91 | 148.21 | Y | North | FC
COLTON_6_AGUAM1 | LA Basin | AGUA MANSA UNIT 1 (CITY OF COLTON) | 43 | 43 | 43 | 43 | 43 | 43 | 43 | 43 | 43 | 43 | 43 | 43 | Y | South | FC
COLUSA_2_PL1X3 | CAISO System | Colusa Generating Station | 624.88 | 618.9 | 619.21 | 618.9 | 618.9 | 603.46 | 595.31 | 596.62 | 610.72 | 618.9 | 618.9 | 619.43 | Y | North | FC
COLVIL_7_PL1X2 | CAISO System | COLLIERVILLE HYDRO UNIT 1 & 2 AGGREGATE | 246.86 | 246.86 | 246.86 | 246.86 | 246.86 | 246.86 | 246.86 | 246.86 | 246.86 | 246.86 | 246.86 | 246.86 | Y | North | FC
CONTRL_1_CASAD1 | CAISO System | Mammoth G1 | 7.29 | 7.26 | 6.92 | 6.78 | 6.22 | 5.34 | 5 | 5.05 | 5.81 | 6.18 | 7.06 | 7.3 | N | South | FC
CONTRL_1_CASAD2 | CAISO System | Mammoth G2 | 10.11 | 9.97 | 9.45 | 8.35 | 8.63 | 8.23 | 9.41 | 9.28 | 9.17 | 9.16 | 9.99 | 10.2 | Y | South | FC
CONTRL_1_CASAD3 | CAISO System | Mammoth G3 | 12.66 | 12.44 | 11.67 | 6.48 | 6.23 | 5.36 | 7.6 | 7.97 | 8.9 | 10.49 | 11.96 | 12.82 | N | South | FC
CONTRL_1_LUNDY | CAISO System | LUNDY | 0.74 | 0.97 | 1.5 | 1.33 | 2.11 | 2.63 | 2.48 | 2.44 | 1.68 | 0.85 | 0.64 | 0.61 | N | South | FC
CONTRL_1_OXBOW | CAISO System | Dixie Valley Geo | 58.33 | 57.64 | 54.65 | 48.88 | 50.83 | 49.78 | 53.81 | 54.05 | 53.72 | 54.22 | 58.44 | 59.28 | N | South | FC
CONTRL_1_POOLE | CAISO System | POOLE HYDRO PLANT 1 | 0.9 | 0.98 | 0.65 | 0.72 | 1.81 | 8.96 | 7.38 | 4.88 | 10.9 | 0.31 | 0.38 | 0.8 | Y | South | FC
CONTRL_1_QF | CAISO System | CONTROL QFS | 1.74 | 1.89 | 2.25 | 2.19 | 2.02 | 2.09 | 2.28 | 2.08 | 2.11 | 1.96 | 1.72 | 1.94 | N | South | FC
CONTRL_1_RUSHCK | CAISO System | RUSH CREEK | 0.82 | 3.02 | 5.17 | 0.82 | 0.43 | 9.45 | 9.55 | 2.42 | 11.87 | 1 | 1.82 | 0.8 | Y | South | FC
COPMT2_2_SOLAR2 | CAISO System | CMS2 | 6.2 | 4.65 | 27.9 | 23.25 | 24.8 | 48.05 | 60.45 | 41.85 | 21.7 | 3.1 | 3.1 | 0 | N | South | FC
COPMT4_2_SOLAR4 | CAISO System | Copper Mountain Solar 4 | 3.68 | 2.76 | 16.56 | 13.8 | 14.72 | 28.52 | 35.88 | 24.84 | 12.88 | 1.84 | 1.84 | 0 | N | South | ID | 100% | Waiting for Desert Area upgrades
COPMTN_2_CM10 | CAISO System | Copper Mountain 10 | 0.4 | 0.3 | 1.8 | 1.5 | 1.6 | 3.1 | 3.9 | 2.7 | 1.4 | 0.2 | 0.2 | 0 | N | South | PD | 7.25
COPMTN_2_SOLAR1 | CAISO System | Copper Mountain 48 | 1.92 | 1.44 | 8.64 | 7.2 | 7.68 | 14.88 | 16.5 | 12.96 | 6.72 | 0.96 | 0.96 | 0 | N | South | PD | 16.50
CORCAN_1_SOLAR1 | Fresno | CID Solar | 0.8 | 0.6 | 3.6 | 3 | 3.2 | 6.2 | 7.8 | 5.4 | 2.8 | 0.4 | 0.4 | 0 | N | North | FC | 100%
CORCAN_1_SOLAR2 | Fresno | Corcoran City | 0.44 | 0.33 | 1.98 | 1.65 | 1.76 | 3.41 | 4.29 | 2.97 | 1.54 | 0.22 | 0.22 | 0 | N | North | FC | 100%
CORONS_2_SOLAR | LA Basin | Master Development Corona | 0 | 0 | 0 | 0 | 0 | 0 | 0 | 0 | 0 | 0 | 0 | 0 | N | South | EO
Resource ID | Local Area | Generator Name | JAN | FEB | MAR | APR | MAY | JUN | JUL | AUG | SEP | OCT | NOV | DEC | Dispatchable | Path Designation | Deliverability Status | Deliverability MW | Comments
7STDRD_1_SOLAR2 | Kern | Shafter Solar | 33.8075 | 33.3399 | 34.4737 | 33.1828 | 33.748 | 35.1277 | 38.1295 | 36.1183 | 34.838 | 32.7736 | 32.9019 | 33.2282 | N | North | FC
ACACIA_6_SOLAR | Big Creek-Ventura | West Antelope Solar | 33.7484 | 33.2826 | 34.3915 | 33.0872 | 33.6561 | 35.0109 | 38.0352 | 36.0281 | 34.7579 | 32.7175 | 32.8495 | 33.1761 | N | South | FC
ADERA_1_SOLAR2 | Fresno | Adera Solar | 33.6894 | 33.2253 | 34.3094 | 32.9916 | 33.5641 | 34.8942 | 37.9408 | 35.9379 | 34.6778 | 32.6614 | 32.7971 | 33.1241 | N | North | EO
ADLIN_1_UNITS | NCNB | GEYSERS AIDLIN AGGREGATE | 33.6303 | 33.1679 | 34.2272 | 32.8959 | 33.4721 | 34.7774 | 37.8465 | 35.8477 | 34.5976 | 32.6053 | 32.7447 | 33.072 | Y | North | FC
ADMEST_6_SOLAR | Fresno | Adams East | 33.5712 | 33.1106 | 34.1451 | 32.8003 | 33.3801 | 34.6606 | 37.7521 | 35.7574 | 34.5175 | 32.5491 | 32.6923 | 33.0199 | N | North | EO
ADOBEE_1_SOLAR | Kern | Adobe Solar | 33.5122 | 33.0533 | 34.0629 | 32.7047 | 33.2881 | 34.5439 | 37.6578 | 35.6672 | 34.4374 | 32.493 | 32.6399 | 32.9679 | N | North | FC
AGRICO_6_PL3N6 | Fresno | Fresno Peaker | 33.4531 | 32.996 | 33.9808 | 32.6091 | 33.1961 | 34.4271 | 37.5634 | 35.577 | 34.3573 | 32.4369 | 32.5875 | 32.9158 | Y | North | FC
AGRICO_7_UNIT | Fresno | Fresno Cogen | 33.3941 | 32.9387 | 33.8987 | 32.5134 | 33.1041 | 34.3104 | 37.4691 | 35.4868 | 34.2772 | 32.3808 | 32.5351 | 32.8637 | Y | North | FC
AGUCAL_5_SOLAR2 | CAISO System | Agua Caliente Solar | 33.335 | 32.8813 | 33.8165 | 32.4178 | 33.0121 | 34.1936 | 37.3748 | 35.3966 | 34.1971 | 32.3246 | 32.4827 | 32.8117 | N | South | EO
AKINGS_6_AMESR2 | Fresno | American Kings Solar | 33.276 | 32.824 | 33.7344 | 32.3222 | 32.9201 | 34.0768 | 37.2804 | 35.3064 | 34.1169 | 32.2685 | 32.4303 | 32.7596 | N | North | FC
ALAMIT_2_PL1X4 | LA Basin | Alamitos Energy Center Unit 8 | 33.2169 | 32.7667 | 33.6522 | 32.2266 | 32.8281 | 33.9601 | 37.1861 | 35.2161 | 34.0368 | 32.2124 | 32.3779 | 32.7075 | Y | South | FC
ALAMIT_7_ES2 | LA Basin | Alamitos Energy Storage | 33.1578 | 32.7094 | 33.5701 | 32.1309 | 32.7362 | 33.8433 | 37.0917 | 35.1259 | 33.9567 | 32.1563 | 32.3255 | 32.6555 | Y | South | FC
ALAMIT_7_UNIT 6 | LA Basin | ALAMITOS GEN STA. UNIT 6 | 33.0988 | 32.652 | 33.4879 | 32.0353 | 32.6442 | 33.7265 | 36.9974 | 35.0357 | 33.8766 | 32.1001 | 32.2731 | 32.6034 | Y | South | FC
ALAMIT_7_UNIT 7 | LA Basin | ALAMITOS GEN STA. UNIT 7 | 33.0397 | 32.5947 | 33.4058 | 31.9397 | 32.5522 | 33.6098 | 36.903 | 34.9455 | 33.7965 | 32.044 | 32.2207 | 32.5513 | Y | South | FC
ALAMIT_7_UNIT 8 | LA Basin | ALAMITOS GEN STA. UNIT 8 | 32.9807 | 32.5374 | 33.3236 | 31.8441 | 32.4602 | 33.493 | 36.8087 | 34.8553 | 33.7164 | 31.9879 | 32.1683 | 32.4993 | Y | South | FC
ALAMO_6_UNIT | Big Creek-Ventura | ALAMO POWER PLANT | 32.9216 | 32.4801 | 33.2415 | 31.7484 | 32.3682 | 33.3763 | 36.7144 | 34.7651 | 33.6362 | 31.9318 | 32.1159 | 32.4472 | Y | South | FC
ALLGNY_6_HYDRO2 | Sierra | Salmon Creek Hydroelectric Project | 32.8626 | 32.4227 | 33.1593 | 31.6528 | 32.2762 | 33.2595 | 36.62 | 34.6748 | 33.5561 | 31.8756 | 32.0635 | 32.3951 | N | North | FC
ALMASL_2_GS1SR2 | CAISO System | Almasol Generating Station 7 | 32.8035 | 32.3654 | 33.0772 | 31.5572 | 32.1842 | 33.1427 | 36.5257 | 34.5846 | 33.476 | 31.8195 | 32.0111 | 32.343 | N | South | ID | 100%
ALMASL_2_GS4SR5 | CAISO System | Almasol Generating Station 10 | 32.7444 | 32.3081 | 32.9951 | 31.4616 | 32.0922 | 33.026 | 36.4313 | 34.4944 | 33.3959 | 31.7634 | 31.9587 | 32.291 | N | South | ID | 100%
ALMEGT_1_UNIT 3 | Bay Area | ALAMEDA GT UNIT 3 | 32.6854 | 32.2508 | 32.9129 | 31.3659 | 32.0002 | 32.9092 | 36.337 | 34.4042 | 33.3158 | 31.7072 | 31.9063 | 32.2389 | Y | North | FC
ALMEGT_1_UNIT 4 | Bay Area | ALAMEDA GT UNIT 4 | 32.6263 | 32.1935 | 32.8308 | 31.2703 | 31.9083 | 32.7924 | 36.2426 | 34.314 | 33.2356 | 31.6511 | 31.8539 | 32.1868 | Y | North | FC
ALPSLR_1_NTHSLR | CAISO System | Alpaugh North, LLC | 32.5673 | 32.1361 | 32.7486 | 31.1747 | 31.8163 | 32.6757 | 36.1483 | 34.2238 | 33.1555 | 31.595 | 31.8015 | 32.1348 | N | North | FC
ALPSLR_1_SPSSLR | CAISO System | Alpaugh 50 LLC | 32.5082 | 32.0788 | 32.6665 | 31.0791 | 31.7243 | 32.5589 | 36.054 | 34.1335 | 33.0754 | 31.5389 | 31.7491 | 32.0827 | N | North | FC
ALT6DN_2_WIND8 | CAISO System | Pinyon Pines 3 | 32.4492 | 32.0215 | 32.5843 | 30.9834 | 31.6323 | 32.4421 | 35.9596 | 34.0433 | 32.9953 | 31.4827 | 31.6967 | 32.0306 | N | South | FC
ALT6DS_2_WIND10 | CAISO System | Pinyon Pines 4 | 32.3901 | 31.9642 | 32.5022 | 30.8878 | 31.5403 | 32.3254 | 35.8653 | 33.9531 | 32.9152 | 31.4266 | 31.6443 | 31.9786 | N | South | FC
ALTA3A_2_CPCE4 | CAISO System | Alta Wind 4 | 32.331 | 31.9068 | 32.42 | 30.7922 | 31.4483 | 32.2086 | 35.7709 | 33.8629 | 32.8351 | 31.3705 | 31.5919 | 31.9265 | N | South | FC
ALTA3A_2_CPCE5 | CAISO System | Alta Wind 5 | 32.272 | 31.8495 | 32.3379 | 30.6966 | 31.3563 | 32.0919 | 35.6766 | 33.7727 | 32.7549 | 31.3144 | 31.5395 | 31.8744 | N | South | FC
ALTA3A_2_CPCE8 | CAISO System | Alta Wind 8 | 32.2129 | 31.7922 | 32.2557 | 30.6009 | 31.2643 | 31.9751 | 35.5822 | 33.6825 | 32.6748 | 31.2582 | 31.4871 | 31.8224 | N | South | FC
ALTA4A_2_CPCW2 | CAISO System | Alta Wind 1 | 32.1539 | 31.7349 | 32.1736 | 30.5053 | 31.1723 | 31.8583 | 35.4879 | 33.5922 | 32.5947 | 31.2021 | 31.4347 | 31.7703 | N | South | FC
ALTA4B_2_CPCW2 | CAISO System | Alta Wind 2 | 32.0948 | 31.6776 | 32.0914 | 30.4097 | 31.0803 | 31.7416 | 35.3936 | 33.502 | 32.5146 | 31.146 | 31.3823 | 31.7182 | N | South | FC
ALTA4B_2_CPCW3 | CAISO System | Alta Wind 3 | 32.0358 | 31.6202 | 32.0093 | 30.3141 | 30.9884 | 31.6248 | 35.2992 | 33.4118 | 32.4345 | 31.0899 | 31.3299 | 31.6662 | N | South | FC
ALTA4B_2_CPCW6 | CAISO System | Mustang Hills | 31.9767 | 31.5629 | 31.9272 | 30.2184 | 30.8964 | 31.508 | 35.2049 | 33.3216 | 32.3544 | 31.0337 | 31.2775 | 31.6141 | N | South | FC
ALTA6B_2_WIND12 | CAISO System | Alta Wind 9 | 31.9176 | 31.5056 | 31.845 | 30.1228 | 30.8044 | 31.3913 | 35.1105 | 33.2314 | 32.2742 | 30.9776 | 31.2251 | 31.562 | N | South | FC
ALTA6E_2_WIND11 | CAISO System | Alta Wind 8 | 31.8586 | 31.4483 | 31.7629 | 30.0272 | 30.7124 | 31.2745 | 35.0162 | 33.1412 | 32.1941 | 30.9215 | 31.1727 | 31.51 | N | South | FC
ALTWD_1_QF | LA Basin | Altwind | 31.7995 | 31.3909 | 31.6807 | 29.9316 | 30.6204 | 31.1578 | 34.9218 | 33.0509 | 32.114 | 30.8654 | 31.1203 | 31.4579 | N | South | FC
ALTWD_2_AT3WD4 | LA Basin | Altech 4 | 31.7405 | 31.3336 | 31.5986 | 29.8359 | 30.5284 | 31.041 | 34.8275 | 32.9607 | 32.0339 | 30.8092 | 31.0679 | 31.4058 | N | South | FC
ALTWD_2_COAWD2 | LA Basin | Coachella 2 | 31.6814 | 31.2763 | 31.5164 | 29.7403 | 30.4364 | 30.9242 | 34.7332 | 32.8705 | 31.9538 | 30.7531 | 31.0155 | 31.3537 | N | South | FC
ANAHM_2_CANYN5 | LA Basin | CANYON POWER PLANT UNIT 5 | 31.6224 | 31.219 | 31.4343 | 29.6447 | 30.3444 | 30.8075 | 34.6388 | 32.7803 | 31.8736 | 30.697 | 30.9631 | 31.3017 | Y | South | FC
ANAHM_2_CANYN6 | LA Basin | CANYON POWER PLANT UNIT 6 | 31.5633 | 31.1616 | 31.3521 | 29.5491 | 30.2524 | 30.6907 | 34.5445 | 32.6901 | 31.7935 | 30.6408 | 30.9107 | 31.2496 | Y | South | FC
ANAHM_2_CANYN7 | LA Basin | CANYON POWER PLANT UNIT 7 | 31.5043 | 31.1043 | 31.27 | 29.4534 | 30.1605 | 30.5739 | 34.4501 | 32.5999 | 31.7134 | 30.5847 | 30.8583 | 31.1975 | Y | South | FC
ANAHM_2_CANYN8 | LA Basin | CANYON POWER PLANT UNIT 8 | 31.4452 | 31.047 | 31.1878 | 29.3578 | 30.0685 | 30.4572 | 34.3558 | 32.5096 | 31.6333 | 30.5286 | 30.8059 | 31.1455 | Y | South | FC
ANTLPE_2_QF | CAISO System | ANTELOPE QFS | 31.3861 | 30.9897 | 31.1057 | 29.2622 | 29.9765 | 30.3404 | 34.2614 | 32.4194 | 31.5532 | 30.4725 | 30.7535 | 31.0934 | N | South | FC
APLHIL_1_SLABCK | Sierra | SLAB CREEK HYDRO | 31.3271 | 30.9324 | 31.0236 | 29.1666 | 29.8845 | 30.2237 | 34.1671 | 32.3292 | 31.4731 | 30.4163 | 30.7011 | 31.0413 | Y | North | EO
ARBWD_6_QF | CAISO System | Wind Resource II | 31.268 | 30.875 | 30.9414 | 29.0709 | 29.7925 | 30.1069 | 34.0728 | 32.239 | 31.3929 | 30.3602 | 30.6487 | 30.9893 | N | South | FC
ARCOGN_2_UNITS | LA Basin | WATSON COGENERATION | 31.209 | 30.8177 | 30.8593 | 28.9753 | 29.7005 | 29.9901 | 33.9784 | 32.1488 | 31.3128 | 30.3041 | 30.5962 | 30.9372 | Y | South | FC
ARVINN_6_ORION3 | CAISO System | Orion 1 Solar | 31.1499 | 30.7604 | 30.7771 | 28.8797 | 29.6085 | 29.8734 | 33.8841 | 32.0586 | 31.2327 | 30.248 | 30.5438 | 30.8851 | N | North | FC
ARVINN_6_ORION4 | CAISO System | Orion 2 Solar | 31.0909 | 30.7031 | 30.695 | 28.7841 | 29.5165 | 29.7566 | 33.7897 | 31.9684 | 31.1526 | 30.1918 | 30.4914 | 30.8331 | N | North | FC
ASTORA_2_SOLAR3 | CAISO System | Astoria 3 | 31.0318 | 30.6457 | 30.6128 | 28.6884 | 29.4245 | 29.6398 | 33.6954 | 31.8781 | 31.0725 | 30.1357 | 30.439 | 30.781 | N | South | FC
ASTORA_2_SOLAR4 | CAISO System | Astoria 4 | 30.9727 | 30.5884 | 30.5307 | 28.5928 | 29.3325 | 29.5231 | 33.601 | 31.7879 | 30.9923 | 30.0796 | 30.3866 | 30.7289 | N | South | FC
ATWEL2_1_SOLAR2 | CAISO System | Atwell West | 30.9137 | 30.5311 | 30.4485 | 28.4972 | 29.2406 | 29.4063 | 33.5067 | 31.6977 | 30.9122 | 30.0235 | 30.3342 | 30.6769 | N | North | FC
ATWELL_1_SOLAR | CAISO System | Atwell Island PV Solar Generating Faci. | 30.8546 | 30.4738 | 30.3664 | 28.4016 | 29.1486 | 29.2896 | 33.4124 | 31.6075 | 30.8321 | 29.9673 | 30.2818 | 30.6248 | N | North | FC
AVENAL_6_AVPARK | Fresno | Avenal Park Solar Project | 30.7956 | 30.4165 | 30.2842 | 28.3059 | 29.0566 | 29.1728 | 33.318 | 31.5173 | 30.752 | 29.9112 | 30.2294 | 30.5727 | N | North | ID | 100% | 18DGD Waiting for Reconductor Los Banos-Padre Flat-Panoche 230 kV, Gates #13 500/230 kV and possibly other
AVENAL_6_AVSLR3 | Fresno | Avenal Solar 3 | 30.7365 | 30.3591 | 30.2021 | 28.2103 | 28.9646 | 29.056 | 33.2237 | 31.4271 | 30.6719 | 29.8551 | 30.177 | 30.5207 | N | North | EO
AVENAL_6_AVSLR4 | Fresno | Avenal Solar 4 | 30.6775 | 30.3018 | 30.1199 | 28.1147 | 28.8726 | 28.9393 | 33.1293 | 31.3368 | 30.5918 | 29.799 | 30.1246 | 30.4686 | N | North | EO
AVENAL_6_SANDDG | Fresno | Sand Drag Solar Project | 30.6184 | 30.2445 | 30.0378 | 28.0191 | 28.7806 | 28.8225 | 33.035 | 31.2466 | 30.5116 | 29.7428 | 30.0722 | 30.4165 | N | North | ID | 83.58% | 18DGD &lpar;83.58% or 15.88 MW of 19 MW) Waiting for Reconductor Los Banos-Padre Flat-Panoche 230 kV, Gates #13 500/230 kV and possibly other
DEVERS_1_SEPV05 | LA Basin | SEPV 5 | 0 | 0 | 0 | 0 | 0 | 0 | 0 | 0 | 0 | 0 | 0 | 0 | N | South | EO
DEVERS_1_SOLAR | LA Basin | Cascade Solar | 0 | 0 | 0 | 0 | 0 | 0 | 0 | 0 | 0 | 0 | 0 | 0 | N | South | EO
DEVERS_1_SOLAR1 | LA Basin | SEPV8 | 0 | 0 | 0 | 0 | 0 | 0 | 0 | 0 | 0 | 0 | 0 | 0 | N | South | EO
DEVERS_1_SOLAR2 | LA Basin | SEPV9 | 0 | 0 | 0 | 0 | 0 | 0 | 0 | 0 | 0 | 0 | 0 | 0 | N | South | EO
DEVERS_2_CS2SR4 | LA Basin | Caliente Solar 2 | 0 | 0 | 0 | 0 | 0 | 0 | 0 | 0 | 0 | 0 | 0 | 0 | N | South | EO
DEVERS_2_DHSPG2 | LA Basin | Desert Hot Springs 2 | 0 | 0 | 0 | 0 | 0 | 0 | 0 | 0 | 0 | 0 | 0 | 0 | N | South | EO
DEXZEL_1_UNIT | Kern | Western Power and Steam Cogeneration | 17.46 | 17.55 | 17.41 | 12.17 | 17.38 | 17.13 | 17.47 | 16.95 | 17.41 | 16.77 | 14.86 | 13.39 | N | North | FC
DIABLO_7_UNIT 1 | CAISO System | Diablo Canyon Unit 1 | 1140 | 1140 | 1140 | 1140 | 1140 | 1140 | 1140 | 1140 | 1140 | 1140 | 1140 | 1140 | N | North | FC
DIABLO_7_UNIT 2 | CAISO System | Diablo Canyon Unit 2 | 1140 | 1140 | 1140 | 1140 | 1140 | 1140 | 1140 | 1140 | 1140 | 1140 | 1140 | 1140 | N | North | FC
DISCOV_1_CHEVRN | Kern | CHEVRON USA (EASTRIDGE) | 1.79 | 2.44 | 2.84 | 3.55 | 3.01 | 3.77 | 2.94 | 2.69 | 3.43 | 2.74 | 1.8 | 2.38 | N | North | FC
DIXNLD_1_LNDFL | Bay Area | Zero Waste Energy | 0.52 | 0.64 | 0.65 | 0.63 | 0.67 | 0.6 | 0.62 | 0.7 | 0.72 | 0.68 | 0.35 | 0.28 | N | North | FC
DMDVLY_1_UNITS | LA Basin | DIAMOND VALLEY LAKE PUMP-GEN PLANT | 0 | 1.98 | 2.14 | 0 | 0 | 0 | 0 | 10.64 | 0 | 0 | 0 | 0 | N | South | FC
DONNLS_7_UNIT | Stockton | Donnells Hydro | 65.95 | 66.32 | 67.86 | 65.21 | 70.1 | 72 | 72 | 72 | 72 | 70.02 | 67.92 | 66.81 | Y | North | FC
DOSMGO_2_NSPIN | CAISO System | DOSMGO_2_NSPIN | 16 | 15.97 | 16 | 15.99 | 16 | 15.99 | 16 | 16 | 15.99 | 14.4 | 15.99 | 16 | Y | North | FC
DOUBLC_1_UNITS | Kern | DOUBLE "C" LIMITED | 51.48 | 51.44 | 51 | 50.38 | 50.2 | 49.54 | 49.38 | 52.23 | 52.23 | 52.23 | 52.23 | 52.23 | Y | North | FC
DRACKR_2_DS3SR3 | CAISO System | Dracker Solar Unit 3 | 5 | 3.75 | 22.5 | 18.75 | 20 | 38.75 | 48.75 | 33.75 | 0 | 0 | 0 | 0 | N | South | FC
DRACKR_2_DS4SR4 | CAISO System | Dracker Solar Unit 4 | 2.5 | 1.88 | 11.25 | 9.38 | 10 | 19.38 | 24.38 | 16.88 | 8.75 | 1.25 | 1.25 | 0 | N | South | FC
DRACKR_2_DSUBT2 | CAISO System | Dracker Solar Unit 2 BESS | JUN: 115; JUL: 115; AUG: 115; SEP: 115; OCT: 115; NOV: 115; DEC: 115 | Y | South | FC
DRACKR_2_DSUBT3 | CAISO System | Dracker Solar Unit 3 BESS | AUG: 115; SEP: 115; OCT: 115; NOV: 115; DEC: 115 | Y | South | FC
DRACKR_2_SOLAR1 | CAISO System | Dracker Solar Unit 1 | 4.4 | 3.3 | 19.8 | 16.5 | 17.6 | 34.1 | 42.9 | 29.7 | 15.4 | 2.2 | 2.2 | 0 | N | South | FC
DRACKR_2_SOLAR2 | CAISO System | Dracker Solar Unit 2 | 5 | 3.75 | 22.5 | 18.75 | 20 | 0 | 0 | 0 | 0 | 0 | 0 | 0 | N | South | FC |  | DRACKR_2_SOLAR2 will become EO when BESS becomes FC. Monthly values already pre-adjusted to 0 MW for June-Dec.
DREWS_6_PL1X4 | LA Basin | Drews Generating Plant | 36 | 36 | 36 | 36 | 36 | 36 | 36 | 36 | 36 | 36 | 36 | 36 | Y | South | FC
DRUM_7_PL1X2 | Sierra | Drum PH 1 Units 1 & 2 Aggregate | 0 | 0 | 0 | 0 | 0 | 0 | 10.4 | 10.4 | 0 | 0 | 0 | 9.6 | Y | North | FC
DRUM_7_PL3X4 | Sierra | Drum PH 1 Units 3 & 4 Aggregate | 10.4 | 0 | 0 | 12.8 | 12.8 | 12.8 | 12.8 | 12.8 | 0 | 0 | 0 | 12.8 | Y | North | FC
DRUM_7_UNIT 5 | Sierra | DRUM PH 2 UNIT 5 | 39.6 | 45.2 | 46.2 | 39.6 | 39.6 | 39.6 | 48.95 | 47.74 | 0 | 0 | 34.48 | 39.6 | Y | North | FC
DSABLA_7_UNIT | CAISO System | De Sabla Hydro | 5.51 | 5.45 | 3.9 | 1.74 | 7.78 | 7.32 | 10.42 | 6.1 | 3.95 | 2.94 | 3.55 | 6.28 | N | North | FC
DSFLWR_2_WS2SR1 | CAISO System | Willow Springs 2 | 4 | 3 | 18 | 15 | 16 | 31 | 39 | 27 | 14 | 2 | 2 | 0 | N | South | FC
DSRTHV_2_DH1SR1 | CAISO System | Desert Harvest | 3.2 | 2.4 | 14.4 | 12 | 12.8 | 24.8 | 31.2 | 21.6 | 11.2 | 1.6 | 1.6 | 0 | N | South | ID | 100%
DSRTHV_2_DH2BT1 | CAISO System | Desert Harvest BESS | JUL: 35; AUG: 35; SEP: 35; OCT: 35; NOV: 35; DEC: 35 | Y | South | ID | 35.00 | waiting for WOD upgrades, Red Bluff 2AA, ELM upgrades
DSRTHV_2_DH2SR2 | CAISO System | Desert Harvest 2 | 2.8 | 2.1 | 12.6 | 10.5 | 11.2 | 21.7 | 27.3 | 18.9 | 9.8 | 1.4 | 1.4 | 0 | N | South | ID | 100%
DSRTSL_2_SOLAR1 | CAISO System | Desert Stateline | 11.85 | 8.89 | 53.31 | 44.43 | 47.39 | 91.82 | 115.51 | 79.97 | 41.47 | 5.92 | 5.92 | 0 | N | South | FC
DSRTSN_2_SOLAR1 | CAISO System | Desert Sunlight 300 | 12 | 9 | 54 | 45 | 48 | 93 | 117 | 81 | 42 | 6 | 6 | 0 | N | South | FC
DSRTSN_2_SOLAR2 | CAISO System | Desert Sunlight 250 | 10 | 7.5 | 45 | 37.5 | 40 | 77.5 | 97.5 | 67.5 | 35 | 5 | 5 | 0 | N | South | FC
DTCHWD_2_BT3WND | CAISO System | Brookfield Tehachapi 3 | 0.63 | 0.54 | 1.26 | 1.13 | 1.13 | 1.49 | 1.04 | 0.95 | 0.68 | 0.36 | 0.54 | 0.59 | N | South | FC
DTCHWD_2_BT4WND | CAISO System | Brookfield Tehachapi 4 | 0.91 | 0.78 | 1.83 | 1.63 | 1.63 | 2.15 | 1.5 | 1.37 | 0.98 | 0.52 | 0.78 | 0.85 | N | South | FC
DUANE_1_PL1X3 | Bay Area | DONALD VON RAESFELD POWER PROJECT | 147.8 | 147.8 | 147.8 | 147.8 | 143.5 | 143.5 | 143.5 | 143.5 | 143.5 | 147.8 | 147.8 | 147.8 | Y | North | FC
DUTCH1_7_UNIT 1 | Sierra | DUTCH FLAT 1 PH | 18.6 | 17.6 | 0 | 17.6 | 17.52 | 17.6 | 19.6 | 20.32 | 0.48 | 6.8 | 16.8 | 18 | Y | North | FC
DUTCH2_7_UNIT 1 | Sierra | DUTCH FLAT 2 PH | 0 | 16 | 17.52 | 16.72 | 15.2 | 15.2 | 15.44 | 15.21 | 0 | 0 | 0 | 15.28 | Y | North | FC
DVLCYN_1_UNITS | LA Basin | DEVIL CANYON HYDRO UNITS 1-4 AGGREGATE | 32.07 | 75.38 | 104.07 | 134.15 | 150.41 | 165.17 | 172.63 | 181.47 | 186.01 | 182.6 | 172.79 | 156.99 | Y | South | FC
DYERSM_6_DSWWD1 | CAISO System | Dyer Summit Wind Repower | AUG: 6.15; SEP: 4.39; OCT: 2.34; NOV: 3.52; DEC: 3.81 | N | North | FC |  | Currently this unit is modeled at incorrect station.fixing in DB106
EASTWD_7_UNIT | Big Creek-Ventura | EASTWOOD PUMP-GEN | 199 | 199 | 199 | 199 | 199 | 199 | 199 | 199 | 199 | 199 | 199 | 199 | Y | South | FC
EDMONS_2_NSPIN | Big Creek-Ventura | EDMONS_2_NSPIN | 236 | 236 | 236 | 236 | 236 | 236 | 236 | 236 | 236 | 236 | 236 | 236 | Y | South | FC
EEKTMN_6_SOLAR1 | Fresno | EE K Solar 1 | 0 | 0 | 0 | 0 | 0 | 0 | 0 | 0 | 0 | 0 | 0 | 0 | N | North | EO
ELCAJN_6_EB1BT1 | San Diego-IV | Eastern BESS 1 | 7.5 | 7.5 | 7.5 | 7.5 | 7.5 | 7.5 | 7.5 | 7.5 | 7.5 | 7.5 | 7.5 | 7.5 | Y | South | FC
ELCAJN_6_LM6K | San Diego-IV | El Cajon Energy Center | 48.1 | 48.1 | 48.1 | 48.1 | 48.1 | 48.1 | 48.1 | 48.1 | 48.1 | 48.1 | 48.1 | 48.1 | Y | South | FC
ELCAJN_6_UNITA1 | San Diego-IV | Cuyamaca Peak Energy Plant | 45.42 | 45.42 | 45.42 | 45.42 | 45.42 | 45.42 | 45.42 | 45.42 | 45.42 | 45.42 | 45.42 | 45.42 | Y | South | FC
ELCAP_1_SOLAR | Fresno | 2097 Helton | 0 | 0 | 0 | 0 | 0 | 0 | 0 | 0 | 0 | 0 | 0 | 0 | N | North | EO
ELDORO_7_UNIT 1 | Sierra | El Dorado Unit 1 | 5.54 | 3.81 | 5.84 | 7.01 | 6.55 | 8.42 | 5.94 | 3.32 | 3.99 | 0.89 | 3.24 | 4.38 | N | North | FC
ELDORO_7_UNIT 2 | Sierra | El Dorado Unit 2 | 5.82 | 4.31 | 5.72 | 7.18 | 6.81 | 8.47 | 5.82 | 4.57 | 5.53 | 0.89 | 3.36 | 4 | N | North | FC
ELECTR_7_PL1X3 | CAISO System | ELECTRA PH UNIT 1 & 2 AGGREGATE | 49.36 | 47.52 | 52.76 | 48.78 | 61.44 | 62.2 | 57.8 | 51.4 | 53.8 | 49 | 49.4 | 55.36 | Y | North | FC
ELKCRK_6_STONYG | CAISO System | STONEY GORGE HYDRO AGGREGATE | 1.8 | 2.4 | 2.7 | 2.2 | 1.6 | 1.7 | 2.2 | 2 | 1.4 | 0.4 | 0.1 | 0.9 | Y | North | FC
ELKHIL_2_PL1X3 | CAISO System | ELK HILLS COMBINED CYCLE (AGGREGATE) | 380 | 380 | 380 | 380 | 380 | 380 | 380 | 380 | 380 | 380 | 380 | 380 | Y | North | FC
ELLIS_2_QF | LA Basin | ELLIS QFS | 0.01 | 0 | 0.03 | 0.05 | 0.03 | 0.09 | 0.13 | 0.17 | 0.36 | 0.34 | 0.34 | 0.34 | N | South | FC
ELNIDP_6_BIOMAS | Fresno | El Nido Biomass to Energy | 9.6 | 9.95 | 10.26 | 9.01 | 8.54 | 9.63 | 9.95 | 10.05 | 9.44 | 5.41 | 6.85 | 6.99 | N | North | FC | 96%
ELSEGN_2_UN1011 | LA Basin | El Segundo Energy Center 5/6 | 263 | 263 | 263 | 263 | 263 | 263 | 263 | 272.7 | 272.7 | 272.7 | 272.7 | 272.7 | Y | South | FC
ELSEGN_2_UN2021 | LA Basin | El Segundo Energy Center 7/8 | 263.68 | 263.68 | 263.68 | 263.68 | 263.68 | 263.68 | 263.68 | 271.22 | 271.22 | 271.22 | 271.22 | 271.22 | Y | South | FC
ENERSJ_2_WIND | San Diego-IV | ESJ Wind Energy | 21.71 | 18.61 | 43.43 | 38.78 | 38.78 | 51.18 | 35.67 | 32.57 | 23.27 | 12.41 | 18.61 | 20.16 | N | South | FC
ENWIND_2_WIND1 | CAISO System | Cameron Ridge | 6.59 | 5.65 | 13.19 | 11.78 | 11.78 | 15.54 | 10.83 | 9.89 | 7.07 | 3.77 | 5.65 | 6.12 | N | South | FC
ENWIND_2_WIND2 | CAISO System | Ridgetop I | 5.35 | 4.59 | 10.71 | 9.56 | 9.56 | 12.62 | 8.8 | 8.03 | 5.74 | 3.06 | 4.59 | 4.97 | N | South | FC
ESCNDO_6_EB1BT1 | San Diego-IV | Escondido BESS 1 | 10 | 10 | 10 | 10 | 10 | 10 | 10 | 10 | 10 | 10 | 10 | 10 | Y | South | FC
ESCNDO_6_EB2BT2 | San Diego-IV | Escondido BESS 2 | 10 | 10 | 10 | 10 | 10 | 10 | 10 | 10 | 10 | 10 | 10 | 10 | Y | South | FC
ESCNDO_6_EB3BT3 | San Diego-IV | Escondido BESS 3 | 10 | 10 | 10 | 10 | 10 | 10 | 10 | 10 | 10 | 10 | 10 | 10 | Y | South | FC
ESCNDO_6_PL1X2 | San Diego-IV | MMC Escondido Aggregate | 48.71 | 48.71 | 48.71 | 48.71 | 48.71 | 48.71 | 48.71 | 48.71 | 48.71 | 48.71 | 48.71 | 48.71 | Y | South | FC
ESCNDO_6_UNITB1 | San Diego-IV | CalPeak Power Enterprise Unit 1 | 48.04 | 48.04 | 48.04 | 48.04 | 48.04 | 48.04 | 48.04 | 48.04 | 48.04 | 48.04 | 48.04 | 48.04 | Y | South | FC
ESCO_6_GLMQF | San Diego-IV | Goal Line Cogen | 49.9 | 49.9 | 49.9 | 49.9 | 49.9 | 49.9 | 49.9 | 49.9 | 49.9 | 49.9 | 49.9 | 49.9 | Y | North | FC
ESQUON_6_LNDFIL | CAISO System | Neal Road Landfill Generating Facility | 0 | 0 | 0 | 0 | 0 | 0 | 0 | 0 | 0 | 0 | 0 | 0 | N | North | EO
ETIWND_2_CHMPNE | LA Basin | Champagne | 0 | 0 | 0 | 0 | 0 | 0 | 0 | 0 | 0 | 0 | 0 | 0 | N | South | EO
ETIWND_2_FONTNA | LA Basin | FONTANALYTLE CREEK POWERHOUSE P | 0.5 | 0.62 | 0.8 | 0.98 | 0.81 | 0.58 | 0.48 | 0.48 | 0.53 | 0.3 | 0.51 | 0.69 | N | South | FC
ETIWND_2_RTS010 | LA Basin | SPVP010 Fontana RT Solar | 0.06 | 0.05 | 0.27 | 0.23 | 0.24 | 0.47 | 0.59 | 0.41 | 0.21 | 0.03 | 0.03 | 0 | N | South | FC
ETIWND_2_RTS015 | LA Basin | SPVP015 | 0.12 | 0.09 | 0.54 | 0.45 | 0.48 | 0.93 | 1.17 | 0.81 | 0.42 | 0.06 | 0.06 | 0 | N | South | FC
ETIWND_2_RTS017 | LA Basin | SPVP017 | 0.14 | 0.11 | 0.63 | 0.53 | 0.56 | 1.09 | 1.37 | 0.95 | 0.49 | 0.07 | 0.07 | 0 | N | South | FC
ETIWND_2_RTS018 | LA Basin | SPVP018 Fontana RT Solar | 0.06 | 0.05 | 0.27 | 0.23 | 0.24 | 0.47 | 0.59 | 0.41 | 0.21 | 0.03 | 0.03 | 0 | N | South | FC
ETIWND_2_RTS023 | LA Basin | SPVP023 Fontana RT Solar | 0.1 | 0.08 | 0.45 | 0.38 | 0.4 | 0.78 | 0.98 | 0.68 | 0.35 | 0.05 | 0.05 | 0 | N | South | FC
ETIWND_2_RTS026 | LA Basin | SPVP026 | 0.24 | 0.18 | 1.08 | 0.9 | 0.96 | 1.86 | 2.34 | 1.62 | 0.84 | 0.12 | 0.12 | 0 | N | South | FC
ETIWND_2_RTS027 | LA Basin | SPVP027 | 0.08 | 0.06 | 0.36 | 0.3 | 0.32 | 0.62 | 0.78 | 0.54 | 0.28 | 0.04 | 0.04 | 0 | N | South | FC
ETIWND_2_SOLAR1 | LA Basin | Dedeaux Ontario | 0.04 | 0.03 | 0.18 | 0.15 | 0.16 | 0.31 | 0.39 | 0.27 | 0.14 | 0.02 | 0.02 | 0 | N | South | FC
ETIWND_2_SOLAR2 | LA Basin | Rochester | 0 | 0 | 0 | 0 | 0 | 0 | 0 | 0 | 0 | 0 | 0 | 0 | N | South | EO
ETIWND_2_SOLAR5 | LA Basin | Dulles | 0 | 0 | 0 | 0 | 0 | 0 | 0 | 0 | 0 | 0 | 0 | 0 | N | South | EO
ETIWND_2_UNIT1 | LA Basin | ETIWND_2_UNIT1 | 6.09 | 6.11 | 6.14 | 5.04 | 5.67 | 5.91 | 4.67 | 5.05 | 4.7 | 3.9 | 5.64 | 6.22 | N | South | FC
ETIWND_6_GRPLND | LA Basin | Grapeland Peaker | 47.39 | 47.39 | 47.39 | 47.39 | 47.39 | 47.39 | 47.39 | 47.39 | 47.39 | 47.39 | 47.39 | 47.39 | Y | South | FC
ETIWND_6_MWDETI | LA Basin | ETIWANDA RECOVERY HYDRO | 0 | 0 | 0 | 16.68 | 16.75 | 19.11 | 20.43 | 20.91 | 19.64 | 17.74 | 16.88 | 12.79 | N | South | FC
EXCHEC_7_UNIT 1 | Fresno | EXCHEQUER HYDRO | 90.72 | 90.72 | 90.72 | 90.72 | 90.72 | 90.72 | 90.72 | 90.72 | 90.72 | 90.72 | 90.72 | 90.72 | Y | North | FC | 96%
EXCLSG_1_SOLAR | Fresno | Excelsior Solar | 2.4 | 1.8 | 10.8 | 9 | 9.6 | 18.6 | 23.4 | 16.2 | 8.4 | 1.2 | 1.2 | 0 | N | North | FC | 100%
FAIRHV_6_UNIT | Humboldt | FAIRHAVEN POWER CO. | 3.21 | 2.57 | 2.7 | 1.95 | 5.93 | 3.88 | 6.83 | 5.7 | 7.85 | 6.58 | 7.86 | 6.1 | N | North | FC
FELLOW_7_QFUNTS | CAISO System | Fellow QF Aggregate | 1.68 | 1.18 | 1.14 | 1.53 | 1.23 | 1.31 | 1.15 | 0.94 | 1.12 | 1.52 | 1.5 | 1.68 | N | North | FC
FLOWD2_2_FPLWND | CAISO System | DIABLO WINDS | 2.52 | 2.16 | 5.04 | 4.5 | 4.5 | 5.94 | 4.14 | 3.78 | 2.7 | 1.44 | 2.16 | 2.34 | N | North | FC
FLOWD_2_RT2WD2 | CAISO System | Ridgetop 2 | 3.83 | 3.29 | 7.67 | 6.85 | 6.85 | 9.04 | 6.3 | 5.75 | 4.11 | 2.19 | 3.29 | 3.56 | N | South | FC
FLOWD_2_WIND1 | CAISO System | Cameron Ridge 2 | 1.67 | 1.43 | 3.33 | 2.98 | 2.98 | 3.93 | 2.74 | 2.5 | 1.79 | 0.95 | 1.43 | 1.55 | N | South | FC
FMEADO_6_HELLHL | Sierra | FMEADO_6_HELLHL | 0.2 | 0.29 | 0.27 | 0.32 | 0.37 | 0.35 | 0.47 | 0.45 | 0.37 | 0.44 | 0.35 | 0.24 | N | North | FC
FMEADO_7_UNIT | Sierra | FRENCH MEADOWS HYDRO | 16 | 16 | 16 | 16 | 16 | 16 | 16 | 16 | 16 | 16 | 16 | 16 | Y | North | FC
FORBST_7_UNIT 1 | Sierra | FORBESTOWN HYDRO | 31 | 30 | 30 | 37.44 | 30 | 32.4 | 30 | 36 | 30 | 30 | 30 | 37.5 | Y | North | FC
FORKBU_6_UNIT | CAISO System | HYPOWER, INC. (FORKS OF BUTTE) | 7.69 | 10.35 | 12.8 | 13.61 | 9.93 | 5.19 | 1.47 | 0.27 | 0.4 | 0.44 | 2.07 | 1.95 | N | North | FC
FRESHW_1_SOLAR1 | Fresno | Corcoran 3 | 0 | 0 | 0 | 0 | 0 | 0 | 0 | 0 | 0 | 0 | 0 | 0 | N | North | EO
FRIANT_6_UNITS | Fresno | FRIANT DAM | 6.36 | 9.3 | 8.87 | 13.55 | 18.14 | 24.15 | 25 | 19.82 | 11.89 | 8.76 | 3.04 | 0.85 | N | North | FC
FRITO_1_LAY | CAISO System | FRITO-LAY | 0.09 | 0.08 | 0.07 | 0.07 | 0.08 | 0.09 | 0.06 | 0.08 | 0.08 | 0.09 | 0.09 | 0.17 | N | North | FC
FRNTBW_6_SOLAR1 | CAISO System | Frontier Solar | 0.8 | 0.6 | 3.6 | 3 | 3.2 | 6.2 | 7.8 | 5.4 | 2.8 | 0.4 | 0.4 | 0 | N | North | FC
FROGTN_1_UTICAA | Stockton | Angels Powerhouse | 0.75 | 0.84 | 1.01 | 0.94 | 0.92 | 0.86 | 0.82 | 0.79 | 0.72 | 0.69 | 0.26 | 0.64 | N | North | FC
FROGTN_1_UTICAM | Stockton | Murphys Powerhouse | 1.71 | 1.86 | 2.43 | 2.28 | 2.3 | 2.3 | 2.22 | 2.12 | 2.17 | 1.84 | 0.84 | 1.44 | N | North | FC
FTSWRD_6_TRFORK | Humboldt | Three Forks Water Power Project | 0.83 | 0.9 | 0.94 | 1.02 | 0.74 | 0.5 | 0.27 | 0.14 | 0.09 | 0.11 | 0.25 | 0.35 | N | North | PD | 80%
FTSWRD_7_QFUNTS | Humboldt | FTSWRD_7_QFUNTS | 0.01 | 0.01 | 0.01 | 0.01 | 0.01 | 0 | 0 | 0 | 0 | 0 | 0 | 0 | N | North | FC
FULTON_1_QF | NCNB | SMALL QF AGGREGATION - ZENIA | 0.14 | 0.12 | 0.15 | 0.17 | 0.19 | 0.15 | 0.12 | 0.08 | 0.07 | 0.07 | 0.09 | 0.13 | N | North | FC
GALE_1_SR3SR3 | CAISO System | Sunray 3 | 0.55 | 0.41 | 2.48 | 2.07 | 2.21 | 4.28 | 5.38 | 3.73 | 1.93 | 0.28 | 0.28 | 0 | N | South | FC
GANSO_1_WSTBM1 | CAISO System | Weststar Dairy Biogas | 0 | 0 | 0 | 0 | 0 | 0 | 0 | 0 | 0 | 0 | 0 | 0 | N | North | EO
GARLND_2_GASLR | CAISO System | Garland B | 7.2 | 5.4 | 32.4 | 27 | 28.8 | 55.8 | 70.2 | 48.6 | 25.2 | 3.6 | 3.6 | 0 | N | South | FC
GARLND_2_GASLRA | CAISO System | Garland A | 0.8 | 0.6 | 3.6 | 3 | 3.2 | 6.2 | 7.8 | 5.4 | 2.8 | 0.4 | 0.4 | 0 | N | South | FC
GARNET_1_SOLAR | LA Basin | North Palm Springs 4A | 0 | 0 | 0 | 0 | 0 | 0 | 0 | 0 | 0 | 0 | 0 | 0 | N | South | EO
GARNET_1_SOLAR2 | LA Basin | Garnet Solar Power Generation Station 1 | 0.16 | 0.12 | 0.72 | 0.6 | 0.64 | 1.24 | 1.56 | 1.08 | 0.56 | 0.08 | 0.08 | 0 | N | South | ID | 100% | Waiting for: West of Devers (WOD) upgrades
GARNET_1_UNITS | LA Basin | GARNET GREEN POWER PROJECT AGGREGATE | 2.31 | 1.98 | 4.62 | 4.13 | 4.13 | 5.45 | 3.8 | 3.47 | 2.48 | 1.32 | 1.98 | 2.15 | N | South | FC
GARNET_1_WIND | LA Basin | GARNET WIND ENERGY CENTER | 0.91 | 0.78 | 1.82 | 1.63 | 1.63 | 2.15 | 1.5 | 1.37 | 0.98 | 0.52 | 0.78 | 0.85 | N | South | FC
GARNET_1_WINDS | LA Basin | Garnet Winds Aggregation | 3.15 | 2.7 | 6.3 | 5.63 | 5.63 | 7.43 | 5.18 | 4.73 | 3.38 | 1.8 | 2.7 | 2.93 | N | South | FC
GARNET_1_WT3WND | LA Basin | Wagner Wind | 0 | 0 | 0 | 0 | 0 | 0 | 0 | 0 | 0 | 0 | 0 | 0 | N | South | EO
GARNET_2_COAWD2 | LA Basin | Coachella 2 |  |  |  |  | 2.7 | 3.56 | 2.48 | 2.27 | 1.62 | 0.86 | 1.3 | 1.4 | N | South | FC
GARNET_2_DIFWD1 | LA Basin | Difwind | 1.1 | 0.95 | 2.21 | 1.97 | 1.97 | 2.6 | 1.81 | 1.65 | 1.18 | 0.63 | 0.95 | 1.02 | N | South | FC
GARNET_2_HYDRO | LA Basin | Whitewater Hydro | 0.41 | 0.17 | 0.1 | 0.5 | 0.77 | 0.91 | 0.79 | 0.81 | 0.77 | 0.54 | 0.27 | 0.35 | N | South | FC
GARNET_2_WIND1 | LA Basin | Phoenix | 1.57 | 1.34 | 3.14 | 2.8 | 2.8 | 3.7 | 2.58 | 2.35 | 1.68 | 0.9 | 1.34 | 1.46 | N | South | FC
GARNET_2_WIND2 | LA Basin | Karen Avenue Wind Farm | 1.64 | 1.4 | 3.28 | 2.93 | 2.93 | 3.86 | 2.69 | 2.46 | 1.76 | 0.94 | 1.4 | 1.52 | N | South | FC
GARNET_2_WIND3 | LA Basin | San Gorgonio East | 1.76 | 1.51 | 3.53 | 3.15 | 3.15 | 4.16 | 2.9 | 2.65 | 1.89 | 1.01 | 1.51 | 1.64 | N | South | FC
GARNET_2_WIND4 | LA Basin | Windustries | 1.37 | 1.18 | 2.74 | 2.45 | 2.45 | 3.23 | 2.25 | 2.06 | 1.47 | 0.78 | 1.18 | 1.27 | N | South | FC
GARNET_2_WIND5 | LA Basin | Eastwind | 0.42 | 0.36 | 0.84 | 0.75 | 0.75 | 0.99 | 0.69 | 0.63 | 0.45 | 0.24 | 0.36 | 0.39 | N | South | FC
GARNET_2_WPMWD6 | LA Basin | WINTEC PALM | 0.83 | 0.71 | 1.66 | 1.48 | 1.48 | 1.96 | 1.36 | 1.25 | 0.89 | 0.47 | 0.71 | 0.77 | N | South | FC
GASKW1_2_GW1SR1 | CAISO System | Gaskell West 1 | 0.8 | 0.6 | 3.6 | 3 | 3.2 | 6.2 | 7.8 | 5.4 | 2.8 | 0.4 | 0.4 | 0 | N | South | FC
GATES_2_SOLAR | CAISO System | Gates Solar Station | 0.8 | 0.6 | 3.6 | 3 | 3.2 | 6.2 | 7.8 | 5.4 | 2.8 | 0.4 | 0.4 | 0 | N | North | FC
GATES_2_WSOLAR | CAISO System | West Gates Solar Station | 0.4 | 0.3 | 1.8 | 1.5 | 1.6 | 3.1 | 3.9 | 2.7 | 1.4 | 0.2 | 0.2 | 0 | N | North | FC
GATEWY_2_GESBT1 | San Diego-IV | Gateway Energy Stroage | 50 | 50 | 50 | 50 | 50 | 50 | 62.5 | 131.5 | 148.1 | 148.1 | 148.1 | 148.1 | Y | South | ID | 100%
GATWAY_2_PL1X3 | Bay Area | GATEWAY GENERATING STATION | 561.46 | 560.77 | 553.75 | 568.05 | 540.41 | 529.18 | 521.17 | 522.57 | 533.14 | 535.38 | 554.24 | 560.71 | Y | North | FC
GENESI_2_STG | CAISO System | Genesis Station | 10 | 7.5 | 45 | 37.5 | 40 | 77.5 | 97.5 | 67.5 | 35 | 5 | 5 | 0 | N | South | FC
GEYS11_7_UNIT11 | NCNB | GEYSERS UNIT 11 (HEALDSBURG) | 68 | 68 | 68 | 68 | 68 | 68 | 68 | 68 | 68 | 68 | 68 | 68 | Y | North | FC
GEYS12_7_UNIT12 | NCNB | GEYSERS UNIT 12 (HEALDSBURG) | 50 | 50 | 50 | 50 | 50 | 50 | 50 | 50 | 50 | 50 | 50 | 50 | Y | North | FC
GEYS13_7_UNIT13 | NCNB | GEYSERS UNIT 13 (HEALDSBURG) | 56 | 56 | 56 | 56 | 56 | 56 | 56 | 56 | 56 | 56 | 56 | 56 | Y | North | FC
GEYS14_7_UNIT14 | NCNB | GEYSERS UNIT 14 (HEALDSBURG) | 50 | 50 | 50 | 50 | 50 | 50 | 50 | 50 | 50 | 50 | 50 | 50 | Y | North | FC
GEYS16_7_UNIT16 | NCNB | GEYSERS UNIT 16 (HEALDSBURG) | 49 | 49 | 49 | 49 | 49 | 49 | 49 | 49 | 49 | 49 | 49 | 49 | Y | North | FC
GEYS17_2_BOTRCK | NCNB | Bottle Rock Geothermal | 0 | 0 | 0 | 0 | 0 | 0 | 0 | 0 | 0 | 0 | 0 | 0 | N | North | EO
GEYS17_7_UNIT17 | NCNB | GEYSERS UNIT 17 (HEALDSBURG) | 56 | 56 | 56 | 56 | 56 | 56 | 56 | 56 | 56 | 56 | 56 | 56 | Y | North | FC
GEYS18_7_UNIT18 | NCNB | GEYSERS UNIT 18 (HEALDSBURG) | 45 | 45 | 45 | 45 | 45 | 45 | 45 | 45 | 45 | 45 | 45 | 45 | Y | North | FC
GEYS20_7_UNIT20 | NCNB | GEYSERS UNIT 20 (HEALDSBURG) | 40 | 40 | 40 | 40 | 40 | 40 | 40 | 40 | 40 | 40 | 40 | 40 | Y | North | FC
GIFENS_6_BUGSL1 | Fresno | Burford Giffen | 0.8 | 0.6 | 3.6 | 3 | 3.2 | 6.2 | 7.8 | 5.4 | 2.8 | 0.4 | 0.4 | 0 | N | North | FC | 100%
GIFFEN_6_SOLAR | Fresno | Giffen Solar Station | 0.4 | 0.3 | 1.8 | 1.5 | 1.6 | 3.1 | 3.9 | 2.7 | 1.4 | 0.2 | 0.2 | 0 | N | North | FC | 100%
GIFFEN_6_SOLAR1 | Fresno | Aspiration Solar G | 0 | 0 | 0 | 0 | 0 | 0 | 0 | 0 | 0 | 0 | 0 | 0 | N | North | EO
GILROY_1_UNIT | Bay Area | GILROY COGEN AGGREGATE | 120 | 120 | 120 | 120 | 115 | 115 | 115 | 115 | 115 | 120 | 120 | 120 | Y | North | FC
GILRPP_1_PL1X2 | Bay Area | GILROY ENERGY CENTER UNITS 1&2 AGGREGATE | 95.2 | 95.2 | 95.2 | 95.2 | 95.2 | 95.2 | 95.2 | 95.2 | 95.2 | 95.2 | 95.2 | 95.2 | Y | North | FC
GILRPP_1_PL3X4 | Bay Area | GILROY ENERGY CENTER, UNIT #3 | 46.2 | 46.2 | 46.2 | 46.2 | 46.2 | 46.2 | 46.2 | 46.2 | 46.2 | 46.2 | 46.2 | 46.2 | Y | North | FC
GLDFGR_6_SOLAR1 | Big Creek-Ventura | Portal Ridge B | 0.8 | 0.6 | 3.6 | 3 | 3.2 | 6.2 | 7.8 | 5.4 | 2.8 | 0.4 | 0.4 | 0 | N | South | FC
GLDFGR_6_SOLAR2 | Big Creek-Ventura | Portal Ridge C | 0.46 | 0.34 | 2.05 | 1.71 | 1.82 | 3.53 | 4.45 | 3.08 | 1.6 | 0.23 | 0.23 | 0 | N | South | FC
GLDTWN_6_COLUM3 | CAISO System | Columbia 3 | 0.4 | 0.3 | 1.8 | 1.5 | 1.6 | 3.1 | 3.9 | 2.7 | 1.4 | 0.2 | 0.2 | 0 | N | South | FC
GLDTWN_6_SOLAR | CAISO System | Rio Grande | 0.2 | 0.15 | 0.9 | 0.75 | 0.8 | 1.55 | 1.95 | 1.35 | 0.7 | 0.1 | 0.1 | 0 | N | South | FC
GLNARM_2_UNIT 5 | LA Basin | Glenarm Turbine 5 | 65 | 65 | 65 | 65 | 65 | 65 | 65 | 65 | 65 | 65 | 65 | 65 | Y | South | PD | 65.00
GLNARM_7_UNIT 1 | LA Basin | GLEN ARM UNIT 1 | 22.07 | 22.07 | 22.07 | 22.07 | 22.07 | 22.07 | 22.07 | 22.07 | 22.07 | 22.07 | 22.07 | 22.07 | Y | South | FC
GLNARM_7_UNIT 2 | LA Basin | GLEN ARM UNIT 2 | 22.3 | 22.3 | 22.3 | 22.3 | 22.3 | 22.3 | 22.3 | 22.3 | 22.3 | 22.3 | 22.3 | 22.3 | Y | South | FC
GLNARM_7_UNIT 3 | LA Basin | GLEN ARM UNIT 3 | 44.83 | 44.83 | 44.83 | 44.83 | 44.83 | 44.83 | 44.83 | 44.83 | 44.83 | 44.83 | 44.83 | 44.83 | Y | South | FC
GLNARM_7_UNIT 4 | LA Basin | GLEN ARM UNIT 4 | 42.42 | 42.42 | 42.42 | 42.42 | 42.42 | 42.42 | 42.42 | 42.42 | 42.42 | 42.42 | 42.42 | 42.42 | Y | South | FC
GLOW_6_SOLAR | Big Creek-Ventura | Antelope Power Plant | 0 | 0 | 0 | 0 | 0 | 0 | 0 | 0 | 0 | 0 | 0 | 0 | N | South | EO
GOLETA_2_QF | Big Creek-Ventura | GOLETA QFS | 0.01 | 0.01 | 0.02 | 0.05 | 0.03 | 0.06 | 0.08 | 0.06 | 0.08 | 0.08 | 0.04 | 0.01 | N | South | FC
GOLETA_2_VALBT1 | Big Creek-Ventura | Vallecito Energy Storage |  |  |  | 10 | 10 | 10 | 10 | 10 | 10 | 10 | 10 | 10 | Y | South | FC
GOLETA_6_ELLWOD | Big Creek-Ventura | ELLWOOD ENERGY SUPPORT FACILITY | 54 | 54 | 54 | 54 | 54 | 54 | 54 | 54 | 54 | 54 | 54 | 54 | Y | South | FC
GOLETA_6_EXGEN | Big Creek-Ventura | EXXON COMPANY USA | 0 | 0 | 0 | 0 | 0 | 0 | 0 | 0 | 0 | 0 | 0 | 0 | N | South | FC
GOLETA_6_TAJIGS | Big Creek-Ventura | GOLETA_6_TAJIGS | 2.84 | 2.82 | 2.53 | 2.84 | 2.84 | 2.84 | 2.84 | 2.84 | 2.84 | 2.84 | 2.84 | 2.84 | N | South | FC
GONZLS_6_UNIT | CAISO System | Johnson Canyon Landfill | 1.3 | 1.39 | 1.12 | 1.19 | 1.29 | 1.35 | 1.37 | 1.31 | 1.33 | 1.18 | 1.36 | 1.33 | N | North | FC
GOOSLK_1_SOLAR1 | CAISO System | Goose Lake | 0.48 | 0.36 | 2.16 | 1.8 | 1.92 | 3.72 | 4.68 | 3.24 | 1.68 | 0.24 | 0.24 | 0 | N | North | FC
GRIDLY_6_SOLAR | Sierra | GRIDLEY MAIN TWO | 0 | 0 | 0 | 0 | 0 | 0 | 0 | 0 | 0 | 0 | 0 | 0 | N | North | EO
GRIZLY_1_UNIT 1 | CAISO System | GRIZZLY HYDRO | 20 | 20 | 20 | 20 | 20 | 20 | 20 | 20 | 20 | 20 | 20 | 20 | Y | North | FC
GRNLF2_1_UNIT | Sierra | GREENLEAF II COGEN | 49.2 | 49.2 | 49.2 | 49.2 | 49.2 | 49.2 | 49.2 | 49.2 | 49.2 | 49.2 | 49.2 | 49.2 | Y | North | FC
GRNVLY_7_SCLAND | CAISO System | SANTA CRUZ LANDFILL GENERATING PLANT | 3.04 | 3.04 | 3.04 | 3.04 | 3.04 | 3.04 | 3.04 | 3.04 | 3.04 | 3.04 | 3.04 | 3.04 | N | North | FC
GRSCRK_6_BGCKWW | Humboldt | BIG CREEK WATER WORKS - CEDAR FLAT | 1.71 | 2.15 | 2.65 | 3.04 | 1.98 | 0.19 | 0 | 0 | 0 | 0 | 0 | 0 | N | North | FC
GRZZLY_1_BERKLY | Bay Area | Berkeley Cogeneration | 8.05 | 8.37 | 7.31 | 3.21 | 7.34 | 8.11 | 6.84 | 0.61 | 0.22 | 0.32 | 0.58 | 0.83 | N | North | FC
GUERNS_6_HD3BM3 | Fresno | Hanford Digester Genset 3 |  |  |  | 0 | 0 | 0 | 0 | 0 | 0 | 0 | 0 | 0 | Y | North | EO
GUERNS_6_SOLAR | Fresno | Guernsey Solar Station | 0.8 | 0.6 | 3.6 | 3 | 3.2 | 6.2 | 7.8 | 5.4 | 2.8 | 0.4 | 0.4 | 0 | N | North | FC | 100%
GUERNS_6_VH2BM1 | Fresno | Hanford Digester Genset 2 |  |  |  | 0 | 0 | 0 | 0 | 0 | 0 | 0 | 0 | 0 | Y | North | EO
GWFPWR_1_UNITS | Fresno | Hanford Peaker Plant | 97.32 | 97.3 | 96.83 | 95.01 | 93.15 | 91.4 | 89.64 | 90.15 | 92.32 | 96.67 | 96.98 | 97.44 | Y | North | FC
GYS5X6_7_UNITS | NCNB | GEYSERS UNITS 5 & 6 AGGREGATE | 85 | 85 | 85 | 85 | 85 | 85 | 85 | 85 | 85 | 85 | 85 | 85 | Y | North | FC
GYS7X8_7_UNITS | NCNB | GEYSERS UNITS 7 & 8 AGGREGATE | 76 | 76 | 76 | 76 | 76 | 76 | 76 | 76 | 76 | 76 | 76 | 76 | Y | North | FC
GYSRVL_7_WSPRNG | NCNB | Warm Springs Hydro | 1.79 | 1.71 | 1.59 | 1.62 | 1.74 | 1.61 | 1.57 | 1.48 | 1.43 | 1.62 | 1.35 | 1.75 | N | North | FC
HAASPH_7_PL1X2 | Fresno | HAAS PH UNIT 1 & 2 AGGREGATE | 115.2 | 115.2 | 115.2 | 115.2 | 129.6 | 139.2 | 144 | 144 | 129.6 | 115.2 | 57.6 | 57.6 | Y | North | FC
HALSEY_6_UNIT | Sierra | HALSEY HYDRO | 2.21 | 3.86 | 3.07 | 5.04 | 5.14 | 5.44 | 6.16 | 6.13 | 4.5 | 0 | 0 | 1.7 | Y | North | FC
HARBGN_7_UNITS | LA Basin | HARBOR COGEN COMBINED CYCLE | 100 | 100 | 100 | 100 | 100 | 100 | 100 | 100 | 100 | 100 | 100 | 100 | Y | South | FC
HARDWK_6_STWBM1 | Fresno | Still Water Ranch Dairy |  |  |  | 0 | 0 | 0 | 0 | 0 | 0 | 0 | 0 | 0 | Y | North | EO
HATCR1_7_UNIT | CAISO System | Hat Creek #1 | 3.84 | 3.94 | 4.69 | 4.68 | 3.87 | 4.08 | 3.65 | 3.46 | 2.25 | 2.52 | 4.31 | 4.4 | N | North | FC
HATCR2_7_UNIT | CAISO System | Hat Creek #2 | 4.67 | 4.94 | 5.23 | 4.62 | 4.98 | 5.04 | 4.55 | 4.61 | 4.1 | 4.75 | 5.21 | 5.16 | N | North | FC
HATLOS_6_BWDHY1 | CAISO System | Bidwell Ditch | 1.3 | 1.34 | 1.48 | 1.45 | 0.94 | 0.92 | 0.85 | 0.86 | 1.02 | 1.26 | 1.35 | 1.33 | N | North | FC
HATLOS_6_LSCRK | CAISO System | Lost Creek 1 & 2 Hydro Conversion | 0.9 | 1.08 | 1.1 | 1.04 | 0.92 | 0.95 | 0.94 | 0.94 | 0.94 | 0.94 | 0.93 | 0.91 | N | North | FC
HATRDG_2_WIND | CAISO System | Hatchet Ridge Wind Farm | 14.28 | 12.24 | 28.56 | 25.5 | 25.5 | 33.66 | 23.46 | 21.42 | 15.3 | 8.16 | 12.24 | 13.26 | N | North | FC
HAYPRS_6_HAYHD1 | Sierra | Haypress Lower | JUN: 2.72; JUL: 0.69; AUG: 0.04; SEP: 0; OCT: 0; NOV: 0.14; DEC: 0.07 | N | North | FC
HAYPRS_6_HAYHD2 | Sierra | Haypress Middle | JUN: 2.72; JUL: 0.69; AUG: 0.04; SEP: 0; OCT: 0; NOV: 0.14; DEC: 0.07 | N | North | FC
HAYPRS_6_QFUNTS | Sierra | HAYPRESS HYDRO QF UNITS | 0.78 | 0.36 | 2.2 | 6.63 | 8.02 | 5.44 | 1.39 | 0.09 | 0 | 0 | 0.29 | 0.13 | N | North | FC
HELMPG_7_UNIT 1 | Fresno | HELMS PUMP-GEN UNIT 1 | 407 | 407 | 407 | 407 | 407 | 407 | 407 | 407 | 407 | 407 | 407 | 407 | Y | North | FC
HELMPG_7_UNIT 2 | Fresno | HELMS PUMP-GEN UNIT 2 | 407 | 407 | 407 | 407 | 407 | 407 | 407 | 407 | 407 | 407 | 407 | 407 | Y | North | FC
HELMPG_7_UNIT 3 | Fresno | HELMS PUMP-GEN UNIT 3 | 404 | 404 | 404 | 404 | 404 | 404 | 404 | 404 | 404 | 404 | 404 | 404 | Y | North | FC
HENRTA_6_SOLAR1 | Fresno | Lemoore 1 | 0.06 | 0.05 | 0.27 | 0.23 | 0.24 | 0.47 | 0.59 | 0.41 | 0.21 | 0.03 | 0.03 | 0 | N | North | ID | 100% | 18DGD Waiting for Bellota-Warnerville 230 kV reconductoring, Gates #13 500/230 kV transformer, Reconductor Los Banos-Padre Flat-Panoche 230 kV and many other
HENRTA_6_SOLAR2 | Fresno | Westside Solar Power PV1 | 0 | 0 | 0 | 0 | 0 | 0 | 0 | 0 | 0 | 0 | 0 | 0 | N | North | EO
HENRTA_6_UNITA1 | Fresno | GWF HENRIETTA PEAKER PLANT UNIT 1 | 48.34 | 48.4 | 47.99 | 47.19 | 46.46 | 45.4 | 44.53 | 44.78 | 45.85 | 47.24 | 48.5 | 48.42 | Y | North | FC
HENRTA_6_UNITA2 | Fresno | GWF HENRIETTA PEAKER PLANT UNIT 2 | 48.23 | 48.29 | 47.89 | 47.11 | 46.35 | 45.3 | 44.43 | 44.68 | 45.75 | 47.15 | 48.42 | 48.31 | Y | North | FC
HENRTS_1_SOLAR | Fresno | Henrietta Solar Project | 4 | 3 | 18 | 15 | 16 | 31 | 39 | 27 | 14 | 2 | 2 | 0 | N | North | FC
HIDSRT_2_UNITS | CAISO System | HIGH DESERT POWER PROJECT AGGREGATE | 830 | 830 | 830 | 830 | 830 | 830 | 830 | 830 | 830 | 830 | 830 | 830 | Y | South | FC
HIGGNS_1_COMBIE | Sierra | Combie South | 1.2 | 0.93 | 1.32 | 1.35 | 1.36 | 0.92 | 0.64 | 0.35 | 0.03 | 0 | 0.61 | 0.85 | N | North | FC
HIGGNS_7_QFUNTS | Sierra | HIGGNS_7_QFUNTS | 0.2 | 0.21 | 0.28 | 0.26 | 0.27 | 0.26 | 0.25 | 0.25 | 0.23 | 0.04 | 0.08 | 0.17 | N | North | FC
HIGHDS_2_H5SSR1 | CAISO System | High 5 Solar | SEP: 4.9; OCT: 0.7; NOV: 0.7; DEC: 0 | N | South | FC
HILAND_7_YOLOWD | NCNB | CLEAR LAKE UNIT 1 | 0 | 0 | 0 | 0 | 0 | 0 | 0 | 0 | 0 | 0 | 0 | 0 | N | North | EO
HINSON_6_CARBGN | LA Basin | BP WILMINGTON CALCINER | 27.07 | 19.01 | 24.52 | 28.01 | 24.93 | 29.75 | 27.31 | 29.64 | 25.86 | 26.4 | 27.58 | 28.25 | N | South | FC
HINSON_6_LBECH1 | LA Basin | Long Beach Unit 1 | 63 | 63 | 63 | 63 | 63 | 63 | 63 | 63 | 63 | 63 | 63 | 63 | Y | South | FC
HINSON_6_LBECH2 | LA Basin | Long Beach Unit 2 | 63 | 63 | 63 | 63 | 63 | 63 | 63 | 63 | 63 | 63 | 63 | 63 | Y | South | FC
HINSON_6_LBECH3 | LA Basin | Long Beach Unit 3 | 63 | 63 | 63 | 63 | 63 | 63 | 63 | 63 | 63 | 63 | 63 | 63 | Y | South | FC
HINSON_6_LBECH4 | LA Basin | Long Beach Unit 4 | 63 | 63 | 63 | 63 | 63 | 63 | 63 | 63 | 63 | 63 | 63 | 63 | Y | South | FC
HINSON_6_SERRGN | LA Basin | Southeast Resource Recovery | 34 | 34 | 34 | 34 | 34 | 34 | 34 | 34 | 34 | 34 | 34 | 34 | Y | South | FC
HMLTBR_6_UNITS | CAISO System | HAMILTON BRANCH PH (AGGREGATE) | 0.45 | 0.43 | 0.52 | 0.98 | 0.81 | 0.54 | 0.28 | 0.33 | 0.53 | 0.26 | 0.28 | 0.37 | N | North | FC
HNTGBH_2_PL1X3 | LA Basin | Huntington Beach Energy | 673.8 | 673.8 | 673.8 | 673.8 | 673.8 | 673.8 | 673.8 | 673.8 | 673.8 | 673.8 | 673.8 | 673.8 | Y | South | FC
HNTGBH_7_UNIT 2 | LA Basin | HUNTINGTON BEACH GEN STA. UNIT 2 | 225.8 | 225.8 | 225.8 | 225.8 | 225.8 | 225.8 | 225.8 | 226.84 | 226.84 | 226.84 | 226.84 | 226.84 | Y | South | FC
HOLGAT_1_BORAX | CAISO System | U.S. Borax, Unit 1 | 10.36 | 10.61 | 9.94 | 3.46 | 10.52 | 8.26 | 7.66 | 6.79 | 6.02 | 7.86 | 9.09 | 11.03 | N | South | FC
HOLSTR_1_SOLAR | CAISO System | San Benito Smart Park | 0 | 0 | 0 | 0 | 0 | 0 | 0 | 0 | 0 | 0 | 0 | 0 | N | North | EO
HOLSTR_1_SOLAR2 | CAISO System | Hollister Solar | 0.06 | 0.05 | 0.27 | 0.23 | 0.24 | 0.47 | 0.59 | 0.41 | 0.21 | 0.03 | 0.03 | 0 | N | North | FC
HUMBPP_1_UNITS3 | Humboldt | Humboldt Bay Generating Station 3 | 65.08 | 65.08 | 65.08 | 65.08 | 65.08 | 65.08 | 65.08 | 65.08 | 65.08 | 65.08 | 65.08 | 65.08 | Y | North | FC
HUMBPP_6_UNITS | Humboldt | Humboldt Bay Generating Station 1 | 97.62 | 97.62 | 97.62 | 97.62 | 97.62 | 97.62 | 97.62 | 97.62 | 97.62 | 97.62 | 97.62 | 97.62 | Y | North | FC
HUMBSB_1_QF | Humboldt | SMALL QF AGGREGATION - TRINITY | 0 | 0 | 0 | 0 | 0 | 0 | 0 | 0 | 0 | 0 | 0 | 0 | N | North | FC
HURON_6_SOLAR | Fresno | Huron Solar Station | 0.8 | 0.6 | 3.6 | 3 | 3.2 | 6.2 | 7.8 | 5.4 | 2.8 | 0.4 | 0.4 | 0 | N | North | FC
HYTTHM_2_UNITS | CAISO System | HYATT-THERMALITO PUMP-GEN (AGGREGATE) | 135.16 | 140.53 | 95.69 | 138.21 | 245.54 | 366.05 | 865.72 | 749.04 | 407.03 | 245.31 | 224.87 | 177.94 | Y | North | FC
IGNACO_1_QF | NCNB | SMALL QF AGGREGATION - VALLEJO/DINSMORE | 0.01 | 0.01 | 0.03 | 0.02 | 0.02 | 0.02 | 0.01 | 0 | 0.01 | 0 | 0 | 0 | N | North | FC
INDIGO_1_UNIT 1 | LA Basin | INDIGO PEAKER UNIT 1 | 44 | 44 | 44 | 44 | 45 | 45 | 45 | 45 | 45 | 45 | 45 | 45 | Y | South | FC
INDIGO_1_UNIT 2 | LA Basin | INDIGO PEAKER UNIT 2 | 44.53 | 44.53 | 44.53 | 44.53 | 45 | 45 | 45 | 45 | 45 | 45 | 45 | 45 | Y | South | FC
INDIGO_1_UNIT 3 | LA Basin | INDIGO PEAKER UNIT 3 | 43.69 | 43.69 | 43.69 | 43.69 | 45 | 45 | 45 | 45 | 45 | 45 | 45 | 45 | Y | South | FC
INDVLY_1_UNITS | NCNB | Indian Valley Hydro | 0.6 | 0.65 | 0 | 0.23 | 1.05 | 1.96 | 1.56 | 1.57 | 1.58 | 0.13 | 0 | 0 | N | North | FC
INSKIP_2_UNIT | CAISO System | INSKIP HYDRO | 0.67 | 0.45 | 0.43 | 0.38 | 0.36 | 0.38 | 0.41 | 0.77 | 0.81 | 0.24 | 0 | 0 | N | North | FC
INTKEP_2_UNITS | CAISO System | CCSF Hetch_Hetchy Hydro Aggregate | 307 | 307 | 307 | 307 | 307 | 307 | 307 | 307 | 239 | 300 | 307 | 307 | Y | North | FC
INTTRB_6_UNIT | Fresno | International Turbine Research | JUL: 4.23; AUG: 3.86; SEP: 2.76; OCT: 1.47; NOV: 2.21; DEC: 2.39 | N | North | FC
IVANPA_1_UNIT1 | CAISO System | Ivanpah 1 | 5.04 | 3.78 | 22.68 | 18.9 | 20.16 | 39.06 | 49.14 | 34.02 | 17.64 | 2.52 | 2.52 | 0 | N | South | FC
IVANPA_1_UNIT2 | CAISO System | Ivanpah 2 | 5.32 | 3.99 | 23.94 | 19.95 | 21.28 | 41.23 | 51.87 | 35.91 | 18.62 | 2.66 | 2.66 | 0 | N | South | FC
IVANPA_1_UNIT3 | CAISO System | Ivanpah 3 | 5.32 | 3.99 | 23.94 | 19.95 | 21.28 | 41.23 | 51.87 | 35.91 | 18.62 | 2.66 | 2.66 | 0 | N | South | FC
IVSLR2_2_SM2SR1 | San Diego-IV | Silver Ridge Mount Signal 2 | 6 | 4.5 | 27 | 22.5 | 24 | 46.5 | 58.5 | 40.5 | 21 | 3 | 3 | 0 | N | South | FC
IVSLRP_2_SOLAR1 | San Diego-IV | Silver Ridge Mount Signal | 8 | 6 | 36 | 30 | 32 | 62 | 78 | 54 | 28 | 4 | 4 | 0 | N | South | FC
IVWEST_2_SOLAR1 | San Diego-IV | Imperial Valley West ( Q # 608) | 6 | 4.5 | 27 | 22.5 | 24 | 46.5 | 58.5 | 40.5 | 21 | 3 | 3 | 0 | N | South | FC
JACMSR_1_JACSR1 | San Diego-IV | Jacumba Solar Farm | 0.8 | 0.6 | 3.6 | 3 | 3.2 | 6.2 | 7.8 | 5.4 | 2.8 | 0.4 | 0.4 | 0 | N | South | ID | 100% | Waiting for: Desert Area upgrades
JAWBNE_2_NSRWND | CAISO System | North Sky River Wind Project | 22.4 | 19.2 | 44.8 | 40 | 40 | 52.8 | 36.8 | 33.6 | 24 | 12.8 | 19.2 | 20.8 | N | South | FC
JAWBNE_2_SRWND | CAISO System | Sky River | 10.78 | 9.24 | 21.56 | 19.25 | 19.25 | 25.41 | 17.71 | 16.17 | 11.55 | 6.16 | 9.24 | 10.01 | N | South | FC
JAYNE_6_WLSLR | Fresno | Westlands Solar Farm PV 1 | 0 | 0 | 0 | 0 | 0 | 0 | 0 | 0 | 0 | 0 | 0 | 0 | N | North | EO
JOANEC_2_STABT1 | LA Basin | Santa Ana Storage 1 | JUL: 20; AUG: 20; SEP: 20; OCT: 20; NOV: 20; DEC: 20 | Y | South | FC
KANSAS_6_SOLAR | Fresno | RE Kansas South | 0 | 0 | 0 | 0 | 0 | 0 | 0 | 0 | 0 | 0 | 0 | 0 | N | North | EO
KEKAWK_6_UNIT | Humboldt | STS HYDROPOWER LTD. (KEKAWAKA) | 2.17 | 1.64 | 2.83 | 2.38 | 0.33 | 0 | 0 | 0 | 0 | 0 | 0.04 | 0.06 | N | North | FC
KELSO_2_UNITS | Bay Area | Mariposa Energy | 198.03 | 198.03 | 198.03 | 198.03 | 194.59 | 192.24 | 194.59 | 192.27 | 193.09 | 194.91 | 196.93 | 198.03 | Y | North | FC
KELYRG_6_UNIT | Sierra | KELLY RIDGE HYDRO | 8.4 | 8.16 | 8.16 | 8.16 | 8.24 | 8.16 | 8.32 | 10.44 | 8.4 | 0 | 8 | 8.4 | Y | North | FC
KERKH1_7_UNIT 1 | Fresno | KERKHOFF PH 1 UNIT #1 | 0 | 0 | 0 | 0 | 0 | 7.6 | 0 | 0 | 0 | 0 | 0 | 0 | Y | North | FC
KERKH1_7_UNIT 3 | Fresno | KERKHOFF PH 1 UNIT #3 | 0 | 0 | 0 | 0 | 0 | 0 | 0 | 0 | 0 | 0 | 0 | 0 | Y | North | FC
KERKH2_7_UNIT 1 | Fresno | KERKHOFF PH 2 UNIT #1 | 32 | 32 | 36 | 73.6 | 112.9 | 113.4 | 111.2 | 84 | 75 | 0 | 0 | 8 | Y | North | FC
KERMAN_6_SOLAR1 | Fresno | Fresno Solar South | 0 | 0 | 0 | 0 | 0 | 0 | 0 | 0 | 0 | 0 | 0 | 0 | N | North | EO
KERMAN_6_SOLAR2 | Fresno | Fresno Solar West | 0 | 0 | 0 | 0 | 0 | 0 | 0 | 0 | 0 | 0 | 0 | 0 | N | North | EO
KERNFT_1_UNITS | Kern | KERN FRONT LIMITED | 50.98 | 51.06 | 50.61 | 50.11 | 49.94 | 49.28 | 48.68 | 52.4 | 52.4 | 52.4 | 52.4 | 52.4 | Y | North | FC
KERNRG_1_UNITS | CAISO System | South Belridge Cogen Facility | 0.41 | 0.33 | 0.34 | 0.37 | 0.44 | 0.32 | 0.22 | 0.37 | 0.34 | 0.49 | 0.49 | 0.51 | N | North | FC
KERRGN_1_UNIT 1 | Big Creek-Ventura | KERN RIVER HYDRO UNITS 1-4 AGGREGATE | 11.67 | 2.19 | 21.88 | 23.8 | 24.15 | 23.07 | 23.85 | 23.25 | 22.81 | 17.57 | 17.04 | 17.85 | N | South | FC
KILARC_2_UNIT 1 | CAISO System | KILARC HYDRO | 0.87 | 0.87 | 1.11 | 0.89 | 0.75 | 0.74 | 0.66 | 0.74 | 0.71 | 0.53 | 0.53 | 0.49 | N | North | FC
KINGCO_1_KINGBR | Fresno | Kingsburg Cogen | 34.5 | 34.5 | 34.5 | 34.5 | 34.5 | 34.5 | 34.5 | 34.5 | 34.5 | 34.5 | 34.5 | 34.5 | Y | North | FC
KINGRV_7_UNIT 1 | Fresno | KINGS RIVER HYDRO UNIT 1 | 32 | 0 | 11.2 | 11.2 | 11.2 | 35.2 | 37.12 | 36.8 | 32 | 32 | 32 | 35.2 | Y | North | FC
KIRKER_7_KELCYN | Bay Area | KELLER CANYON LANDFILL GEN FACILICITY | 3.56 | 3.46 | 3.53 | 3.41 | 3.56 | 3.35 | 3.29 | 3.22 | 3.54 | 3.5 | 3.56 | 3.56 | N | North | FC
KNGBRD_2_SOLAR1 | CAISO System | Kingbird Solar A | 0.8 | 0.6 | 3.6 | 3 | 3.2 | 6.2 | 7.8 | 5.4 | 2.8 | 0.4 | 0.4 | 0 | N | South | FC
KNGBRD_2_SOLAR2 | CAISO System | Kingbird Solar B | 0.8 | 0.6 | 3.6 | 3 | 3.2 | 6.2 | 7.8 | 5.4 | 2.8 | 0.4 | 0.4 | 0 | N | South | FC
KNGBRG_1_KBSLR1 | Fresno | Kingsburg1 | 0 | 0 | 0 | 0 | 0 | 0 | 0 | 0 | 0 | 0 | 0 | 0 | N | North | EO
KNGBRG_1_KBSLR2 | Fresno | Kingsburg2 | 0 | 0 | 0 | 0 | 0 | 0 | 0 | 0 | 0 | 0 | 0 | 0 | N | North | EO
KNGCTY_6_UNITA1 | CAISO System | King City Energy Center, Unit 1 | 44.6 | 44.6 | 44.6 | 44.6 | 44.6 | 44.6 | 44.6 | 44.6 | 44.6 | 44.6 | 44.6 | 44.6 | Y | North | FC
KNTSTH_6_SOLAR | Fresno | Kent South | 0 | 0 | 0 | 0 | 0 | 0 | 0 | 0 | 0 | 0 | 0 | 0 | N | North | EO
KRAMER_2_SEGS 8 | CAISO System | KRAMER JUNCTION 8 | 3.2 | 2.4 | 14.4 | 12 | 12.8 | 24.8 | 31.2 | 21.6 | 11.2 | 1.6 | 1.6 | 0 | N | South | FC
KRAMER_2_SEGS 9 | CAISO System | KRAMER_2_SEGS 9 | JUN: 24.8; JUL: 31.2; AUG: 21.6; SEP: 11.2; OCT: 1.6; NOV: 1.6; DEC: 0 | N | South | FC
KRAMER_2_SEGS89 | CAISO System | LUZ SOLAR PARTNERS 8-9 AGGREGATE | 3.2 | 2.4 | 14.4 | 12 | 12.8 | 24.8 | 31.2 | 21.6 | 11.2 | 1.6 | 1.6 | 0 | N | South | FC
KRNCNY_6_UNIT | CAISO System | KERN CANYON | 1.63 | 2.12 | 3.26 | 4.08 | 4.5 | 4.85 | 4.74 | 3.25 | 0.99 | 1.17 | 0.8 | 1.06 | N | North | FC
KYCORA_6_KMSBT1 | San Diego-IV | Kearny Mesa Storage | 0 | 0 | 0 | 0 | 0 | 0 | 0 | 0 | 0 | 0 | 0 | 0 | Y | South | EO
LACIEN_2_VENICE | LA Basin | MWD Venice Hydroelectric Recovery Plant | 0 | 0 | 0 | 0 | 0 | 0 | 0 | 0 | 0 | 0 | 0 | 0 | N | South | FC
LAKHDG_6_UNIT 1 | San Diego-IV | Lake Hodges Pumped Storage-Unit1 | 20 | 20 | 20 | 20 | 20 | 20 | 20 | 20 | 20 | 20 | 20 | 20 | Y | South | FC
LAKHDG_6_UNIT 2 | San Diego-IV | Lake Hodges Pumped Storage-Unit2 | 20 | 20 | 20 | 20 | 20 | 20 | 20 | 20 | 20 | 20 | 20 | 20 | Y | South | FC
LAMONT_1_SOLAR1 | Kern | Regulus Solar | 2.4 | 1.8 | 10.8 | 9 | 9.6 | 18.6 | 23.4 | 16.2 | 8.4 | 1.2 | 1.2 | 0 | N | North | FC
LAMONT_1_SOLAR2 | Kern | Redwood Solar Farm 4 | 0.8 | 0.6 | 3.6 | 3 | 3.2 | 6.2 | 7.8 | 5.4 | 2.8 | 0.4 | 0.4 | 0 | N | North | FC
LAMONT_1_SOLAR3 | Kern | Woodmere Solar Farm | 0.6 | 0.45 | 2.7 | 2.25 | 2.4 | 4.65 | 5.85 | 4.05 | 2.1 | 0.3 | 0.3 | 0 | N | North | FC
LAMONT_1_SOLAR4 | Kern | Hayworth Solar Farm | 6.61 | 10.64 | 12.84 | 18.42 | 20.02 | 22.94 | 19.9 | 21.53 | 20 | 15.37 | 8.63 | 6.61 | N | North | FC
LAMONT_1_SOLAR5 | Kern | Redcrest Solar Farm | 0.67 | 0.5 | 3 | 2.5 | 2.67 | 5.16 | 6.5 | 4.5 | 2.33 | 0.33 | 0.33 | 0 | N | North | FC
LAPAC_6_UNIT | Humboldt | LOUISIANA PACIFIC SAMOA | 0 | 0 | 0 | 0 | 0 | 0 | 0 | 0 | 0 | 0 | 0 | 0 | N | North | EO
LAPLMA_2_UNIT 1 | CAISO System | La Paloma Generating Plant Unit #1 | 259.8 | 259.8 | 259.8 | 259.8 | 259.8 | 259.8 | 259.8 | 259.8 | 259.8 | 259.8 | 259.8 | 259.8 | Y | North | FC
LAPLMA_2_UNIT 2 | CAISO System | La Paloma Generating Plant Unit #2 | 260.2 | 260.2 | 260.2 | 260.2 | 260.2 | 260.2 | 260.2 | 260.2 | 260.2 | 260.2 | 260.2 | 260.2 | Y | North | FC
LAPLMA_2_UNIT 3 | CAISO System | La Paloma Generating Plant Unit #3 | 256.15 | 256.15 | 256.15 | 256.15 | 256.15 | 256.15 | 256.15 | 256.15 | 256.15 | 256.15 | 256.15 | 256.15 | Y | North | FC
LAPLMA_2_UNIT 4 | CAISO System | LA PALOMA GENERATING PLANT, UNIT #4 | 253.29 | 253.29 | 253.29 | 253.29 | 253.29 | 253.29 | 253.29 | 253.29 | 253.29 | 253.29 | 253.29 | 253.29 | Y | North | FC
LARKSP_6_UNIT 1 | San Diego-IV | LARKSPUR PEAKER UNIT 1 | 46 | 46 | 46 | 46 | 46 | 46 | 46 | 46 | 46 | 46 | 46 | 46 | Y | South | FC
LARKSP_6_UNIT 2 | San Diego-IV | LARKSPUR PEAKER UNIT 2 | 46 | 46 | 46 | 46 | 47 | 47 | 47 | 47 | 47 | 47 | 47 | 47 | Y | South | FC
LAROA2_2_UNITA1 | San Diego-IV | LR2 | 322 | 322 | 322 | 322 | 322 | 322 | 322 | 322 | 322 | 322 | 322 | 322 | Y | South | FC
LASSEN_6_UNITS | CAISO System | Honey Lake Power | 30 | 30 | 30 | 30 | 30 | 30 | 30 | 30 | 30 | 30 | 30 | 30 | Y | North | FC
LAWRNC_7_SUNYVL | Bay Area | City of Sunnyvale Unit 1 and 2 | 0.03 | 0.01 | 0 | 0 | 0.03 | 0.09 | 0.09 | 0.09 | 0.09 | 0.08 | 0.1 | 0.13 | N | North | FC
LEBECS_2_UNITS | Big Creek-Ventura | Pastoria Energy Facility | 799.47 | 799.47 | 785 | 775 | 775 | 770 | 775 | 775 | 775 | 785 | 799.47 | 799.47 | Y | South | ID | 100%
LECEF_1_UNITS | Bay Area | LOS ESTEROS ENERGY FACILITY AGGREGATE | 305.24 | 304.08 | 305 | 303.6 | 303.6 | 303.6 | 302.2 | 304 | 304 | 304.8 | 305 | 306 | Y | North | FC
LEPRFD_1_KANSAS | Fresno | Kansas | 0.8 | 0.6 | 3.6 | 3 | 3.2 | 6.2 | 7.8 | 5.4 | 2.8 | 0.4 | 0.4 | 0 | N | North | FC
LGHTHP_6_ICEGEN | LA Basin | CARSON COGENERATION | 48 | 48 | 48 | 48 | 48 | 48 | 48 | 48 | 48 | 48 | 48 | 48 | Y | South | FC
LHILLS_6_SOLAR1 | CAISO System | Lost Hills Solar | 0.8 | 0.6 | 3.6 | 3 | 3.2 | 6.2 | 7.8 | 5.4 | 2.8 | 0.4 | 0.4 | 0 | N | North | FC
LILIAC_6_SOLAR | San Diego-IV | Mesa Crest | 0.12 | 0.09 | 0.54 | 0.45 | 0.48 | 0.93 | 1.17 | 0.81 | 0.42 | 0.06 | 0.06 | 0 | N | South | FC
LITLRK_6_GBCSR1 | Big Creek-Ventura | Green Beanworks C | 0.12 | 0.09 | 0.54 | 0.45 | 0.48 | 0.93 | 1.17 | 0.81 | 0.42 | 0.06 | 0.06 | 0 | N | South | FC
LITLRK_6_SEPV01 | Big Creek-Ventura | Gestamp Solar 1 | 0 | 0 | 0 | 0 | 0 | 0 | 0 | 0 | 0 | 0 | 0 | 0 | N | South | EO
LITLRK_6_SOLAR1 | Big Creek-Ventura | Lancaster Little Rock C | 0.2 | 0.15 | 0.9 | 0.75 | 0.8 | 1.55 | 1.95 | 1.35 | 0.7 | 0.1 | 0.1 | 0 | N | South | FC
LITLRK_6_SOLAR2 | Big Creek-Ventura | Palmdale 18 | 0.08 | 0.06 | 0.36 | 0.3 | 0.32 | 0.62 | 0.78 | 0.54 | 0.28 | 0.04 | 0.04 | 0 | N | South | FC
LITLRK_6_SOLAR3 | Big Creek-Ventura | One Ten Partners | 0.08 | 0.06 | 0.36 | 0.3 | 0.32 | 0.62 | 0.78 | 0.54 | 0.28 | 0.04 | 0.04 | 0 | N | South | FC
LITLRK_6_SOLAR4 | Big Creek-Ventura | Little Rock Pham Solar | 0.12 | 0.09 | 0.54 | 0.45 | 0.48 | 0.93 | 1.17 | 0.81 | 0.42 | 0.06 | 0.06 | 0 | N | South | FC
LIVEOK_6_SOLAR | Sierra | Harris | 0.02 | 0.02 | 0.09 | 0.08 | 0.08 | 0.16 | 0.2 | 0.14 | 0.07 | 0.01 | 0.01 | 0 | N | North | PD | 40%
LIVOAK_1_UNIT 1 | Kern | LIVE OAK LIMITED | 48.8 | 47.3 | 45.6 | 46.4 | 44.8 | 44.9 | 43.2 | 42.94 | 43.4 | 44.05 | 44.7 | 44.5 | Y | North | FC
LMBEPK_2_UNITA1 | Bay Area | Lambie Energy Center, Unit #1 | 47.5 | 47.5 | 47.5 | 47.5 | 47.5 | 47.5 | 47.5 | 47.5 | 47.5 | 47.5 | 47.5 | 47.5 | Y | North | FC
LMBEPK_2_UNITA2 | Bay Area | Creed Energy Center, Unit #1 | 47.6 | 47.6 | 47.6 | 47.6 | 47.6 | 47.6 | 47.6 | 47.6 | 47.6 | 47.6 | 47.6 | 47.6 | Y | North | FC
LMBEPK_2_UNITA3 | Bay Area | Goose Haven Energy Center, Unit #1 | 47.4 | 47.4 | 47.4 | 47.4 | 47.4 | 47.4 | 47.4 | 47.4 | 47.4 | 47.4 | 47.4 | 47.4 | Y | North | FC
LMEC_1_PL1X3 | Bay Area | Los Medanos Energy Center AGGREGATE | 580 | 580 | 580 | 580 | 580 | 574.53 | 574.53 | 574.53 | 574.53 | 580 | 580 | 580 | Y | North | FC | 100%
LNCSTR_6_CREST | Big Creek-Ventura | Lanacaster Aggregate Solar Resources | 0 | 0 | 0 | 0 | 0 | 0 | 0 | 0 | 0 | 0 | 0 | 0 | N | South | EO
LNCSTR_6_SOLAR2 | Big Creek-Ventura | SEPV Sierra NGR | 0.05 | 0.04 | 0.26 | 0.18 | 0.19 | 0.37 | 0.47 | 2.75 | 2.75 | 2.75 | 2.75 | 2.75 | Y | South | FC |  | Please replace the external comments with the following - 2.75 MW hybrid of solar PV and BESS now has FCDS.
LOCKFD_1_BEARCK | Stockton | Bear Creek Solar | 0.06 | 0.05 | 0.27 | 0.23 | 0.24 | 0.47 | 0.59 | 0.41 | 0.21 | 0.03 | 0.03 | 0 | N | North | FC
LOCKFD_1_KSOLAR | Stockton | Kettleman Solar | 0.04 | 0.03 | 0.18 | 0.15 | 0.16 | 0.31 | 0.39 | 0.27 | 0.14 | 0.02 | 0.02 | 0 | N | North | FC
LODI25_2_UNIT 1 | Stockton | LODI GAS TURBINE | 23.8 | 23.8 | 23.8 | 23.8 | 23.8 | 23.8 | 23.8 | 23.8 | 23.8 | 23.8 | 23.8 | 23.8 | Y | North | FC
LODIEC_2_PL1X2 | Sierra | Lodi Energy Center | 302.58 | 302.58 | 302.58 | 302.58 | 302.58 | 302.58 | 302.58 | 302.58 | 302.58 | 302.58 | 302.58 | 302.58 | Y | North | FC | 100%
LOTUS_6_LSFSR1 | Fresno | Lotus Solar Farm | 2 | 1.5 | 9 | 7.5 | 8 | 15.5 | 19.5 | 13.5 | 7 | 1 | 1 | 0 | N | North | FC | 100%
LOWGAP_1_SUPHR | Humboldt | Mill & Sulphur Creek Hydro | 0.29 | 0.36 | 0.76 | 0.65 | 0.09 | 0 | 0 | 0 | 0 | 0 | 0.11 | 0.15 | N | North | FC
LOWGAP_7_QFUNTS | CAISO System | Matthews Dam Hydro | 0.81 | 1.08 | 1.21 | 1.19 | 0.78 | 0.45 | 0.23 | 0.21 | 0.21 | 0.21 | 0.28 | 0.29 | N | North | FC
LTBEAR_1_LB3SR3 | Fresno | Little Bear 3 Solar |  | 0.6 | 3.6 | 3 | 3.2 | 6.2 | 7.8 | 5.4 | 2.8 | 0.4 | 0.4 | 0 | N | North | ID | 100% | C7 - Waiting for Bellota-Warnerville 230 kV reconductoring, Wilson - Le Grand 115 kV line reconductoring and possibly other
LTBEAR_1_LB4SR4 | Fresno | Little Bear 4 |  | 1.5 | 9 | 7.5 | 8 | 15.5 | 19.5 | 13.5 | 7 | 1 | 1 | 0 | N | North | ID | 100% | C8 - Waiting for Bellota-Warnerville 230 kV reconductoring, Wilson - Le Grand 115 kV line reconductoring and possibly other
LTBEAR_1_LB4SR5 | Fresno | Little Bear 4 Solar 5 |  | 1.5 | 9 | 7.5 | 8 | 15.5 | 19.5 | 13.5 | 7 | 1 | 1 | 0 | N | North | ID | 100% | C8 - Waiting for Bellota-Warnerville 230 kV reconductoring, Wilson - Le Grand 115 kV line reconductoring and possibly other
LTBERA_1_LB1SR1 | Fresno | Little Bear Solar 1 |  | 1.2 | 7.2 | 6 | 6.4 | 12.4 | 15.6 | 10.8 | 5.6 | 0.8 | 0.8 | 0 | N | North | ID | 100% | C7 - Waiting for Bellota-Warnerville 230 kV reconductoring, Wilson - Le Grand 115 kV line reconductoring and possibly other
MAGUND_1_BKISR1 | Kern | Bakersfield Industrial 1 | 0.04 | 0.03 | 0.18 | 0.15 | 0.16 | 0.31 | 0.39 | 0.27 | 0.14 | 0.02 | 0.02 | 0 | N | North | FC | 100%
MAGUND_1_BKSSR2 | Kern | Bakersfield Solar 1 | 0.21 | 0.16 | 0.95 | 0.79 | 0.84 | 1.63 | 2.05 | 1.42 | 0.74 | 0.11 | 0.11 | 0 | N | North | FC | 100%
MALAGA_1_PL1X2 | Fresno | Malaga Power Aggregate | 96 | 96 | 96 | 96 | 96 | 96 | 96 | 96 | 96 | 96 | 96 | 96 | Y | North | FC
MALCHQ_7_UNIT 1 | CAISO System | MALACHA HYDRO L.P. | 9.56 | 20 | 24.15 | 26.31 | 16.4 | 8.18 | 2.27 | 0.07 | 0 | 0 | 2.94 | 1.72 | N | North | FC
MANTEC_1_ML1SR1 | Stockton | Manteca Land 1 | 0 | 0 | 0 | 0 | 0 | 0 | 0 | 0 | 0 | 0 | 0 | 0 | N | North | EO
MANZNA_2_WIND | CAISO System | Manzana Wind | 26.46 | 22.68 | 52.92 | 47.25 | 47.25 | 62.37 | 43.47 | 39.69 | 28.35 | 15.12 | 22.68 | 24.57 | N | South | FC
MARCPW_6_SOLAR1 | CAISO System | Maricopa West Solar PV | 0.8 | 0.6 | 3.6 | 3 | 3.2 | 6.2 | 7.8 | 5.4 | 2.8 | 0.4 | 0.4 | 0 | N | North | FC
MARTIN_1_SUNSET | Bay Area | Sunset Reservoir - North Basin | 0.18 | 0.14 | 0.81 | 0.68 | 0.72 | 1.4 | 1.76 | 1.22 | 0.63 | 0.09 | 0.09 | 0 | N | North | FC
MCARTH_6_FRIVRB | CAISO System | Fall River Mills Project B | 0.06 | 0.05 | 0.27 | 0.23 | 0.24 | 0.47 | 0.59 | 0.41 | 0.21 | 0.03 | 0.03 | 0 | N | North | ID | 100% | 18DGD Waiting for Modify QC8SPS-02 and many other
MCCALL_1_QF | Fresno | Fish Water | 0.29 | 0.51 | 0.57 | 0.5 | 0.53 | 0.6 | 0.54 | 0.57 | 0.75 | 0.75 | 0.53 | 0.4 | N | North | FC
MCSWAN_6_UNITS | Fresno | MC SWAIN HYDRO | 9.6 | 9.6 | 9.6 | 9.6 | 9.6 | 9.6 | 9.6 | 9.6 | 9.6 | 9.6 | 9.6 | 9.6 | Y | North | FC | 96%
MDFKRL_2_PROJCT | Sierra | MIDDLE FORK AND RALSTON PSP | 210 | 210 | 210 | 210 | 210 | 210 | 210 | 210 | 210 | 210 | 210 | 210 | Y | North | FC
MENBIO_6_RENEW1 | Fresno | CalRENEW - 1(A) | 0.2 | 0.15 | 0.9 | 0.75 | 0.8 | 1.55 | 1.95 | 1.35 | 0.7 | 0.1 | 0.1 | 0 | N | North | FC
MERCED_1_SOLAR1 | Fresno | Mission Solar | 0 | 0 | 0 | 0 | 0 | 0 | 0 | 0 | 0 | 0 | 0 | 0 | N | North | EO
MERCED_1_SOLAR2 | Fresno | Merced Solar | 0 | 0 | 0 | 0 | 0 | 0 | 0 | 0 | 0 | 0 | 0 | 0 | N | North | EO
MERCFL_6_UNIT | Fresno | Merced Falls Powerhouse | 3.36 | 3.36 | 3.36 | 3.36 | 3.36 | 3.36 | 3.36 | 3.36 | 3.36 | 3.36 | 3.36 | 3.36 | Y | North | FC | 96%
MESAP_1_QF | CAISO System | SMALL QF AGGREGATION - SAN LUIS OBISPO | 0 | 0 | 0 | 0 | 0 | 0 | 0 | 0 | 0 | 0 | 0 | 0 | N | North | FC
MESAS_2_QF | LA Basin | MESA QFS | 0 | 0 | 0 | 0 | 0 | 0 | 0 | 0 | 0 | 0 | 0 | 0 | N | South | FC
METEC_2_PL1X3 | Bay Area | Metcalf Energy Center | 593.16 | 593.16 | 593.16 | 593.16 | 593.16 | 593.16 | 593.16 | 593.16 | 593.16 | 593.16 | 593.16 | 593.16 | Y | North | FC
MIDWD_2_WIND2 | CAISO System | Coram Energy | 0.42 | 0.36 | 0.84 | 0.75 | 0.75 | 0.99 | 0.69 | 0.63 | 0.45 | 0.24 | 0.36 | 0.39 | N | South | FC
MIDWD_7_CORAMB | CAISO System | CELLC 7.5 MW Tehachapi Project | 1.05 | 0.9 | 2.1 | 1.88 | 1.88 | 2.48 | 1.73 | 1.58 | 1.13 | 0.6 | 0.9 | 0.98 | N | South | FC
MIRLOM_2_CORONA | LA Basin | MWD Corona Hydroelectric Recovery Plant | 0 | 0 | 0 | 0.78 | 2.7 | 2.7 | 0.79 | 0.92 | 0.86 | 0 | 0 | 0.18 | N | South | FC
MIRLOM_2_CREST | LA Basin | Temescal Canyon RV | 0.06 | 0.05 | 0.27 | 0.23 | 0.24 | 0.47 | 0.59 | 0.41 | 0.21 | 0.03 | 0.03 | 0 | N | South | FC
MIRLOM_2_LNDFL | LA Basin | Milliken Landfill Solar | 0.12 | 0.09 | 0.54 | 0.45 | 0.48 | 0.93 | 1.17 | 0.81 | 0.42 | 0.06 | 0.06 | 0 | N | South | FC
MIRLOM_2_MLBBTA | LA Basin | Mira Loma BESS A | 10 | 10 | 10 | 10 | 10 | 10 | 10 | 10 | 10 | 10 | 10 | 10 | Y | South | FC
MIRLOM_2_MLBBTB | LA Basin | Mira Loma BESS B | 10 | 10 | 10 | 10 | 10 | 10 | 10 | 10 | 10 | 10 | 10 | 10 | Y | South | FC
MIRLOM_2_ONTARO | LA Basin | Ontario RT Solar | 0.22 | 0.17 | 0.99 | 0.83 | 0.88 | 1.71 | 2.15 | 1.49 | 0.77 | 0.11 | 0.11 | 0 | N | South | FC
MIRLOM_2_RTS032 | LA Basin | SPVP032 | 0.06 | 0.05 | 0.27 | 0.23 | 0.24 | 0.47 | 0.59 | 0.41 | 0.21 | 0.03 | 0.03 | 0 | N | South | FC
MIRLOM_2_RTS033 | LA Basin | SPVP033 | 0.04 | 0.03 | 0.18 | 0.15 | 0.16 | 0.31 | 0.39 | 0.27 | 0.14 | 0.02 | 0.02 | 0 | N | South | FC
MIRLOM_2_TEMESC | LA Basin | MWD Temescal Hydroelectric Recovery Plan | 0 | 0 | 0 | 0 | 2.7 | 2.7 | 0 | 0 | 0 | 0 | 0 | 0.17 | N | South | FC
MIRLOM_6_PEAKER | LA Basin | Mira Loma Peaker | 46 | 46 | 46 | 46 | 46 | 46 | 46 | 46 | 46 | 46 | 46 | 46 | Y | South | FC
MIRLOM_7_MWDLKM | LA Basin | Lake Mathews Hydroelectric Recovery Plan | 2.4 | 2.91 | 2.91 | 1.56 | 1.53 | 1.76 | 1.94 | 2.06 | 1.93 | 1.71 | 1.54 | 1.2 | Y | South | FC
MISSIX_1_QF | Bay Area | SMALL QF AGGREGATION - SAB FRABCUSCI | 0.01 | 0.01 | 0.01 | 0.01 | 0.01 | 0.01 | 0.01 | 0.01 | 0.01 | 0.01 | 0.01 | 0.01 | N | North | FC
MKTRCK_1_UNIT 1 | CAISO System | MCKITTRICK LIMITED | 47.3 | 46.65 | 46 | 45.2 | 46.6 | 45.2 | 45.9 | 44.4 | 44.8 | 46 | 46.5 | 46.8 | Y | North | FC
MLPTAS_7_QFUNTS | Bay Area | MLPTAS_7_QFUNTS | 0 | 0 | 0 | 0 | 0 | 0 | 0 | 0 | 0 | 0 | 0 | 0 | N | North | FC
MNDALY_6_MCGRTH | Big Creek-Ventura | McGrath Beach Peaker | 47.2 | 47.2 | 47.2 | 47.2 | 47.2 | 47.2 | 47.2 | 47.2 | 47.2 | 47.2 | 47.2 | 47.2 | Y | South | FC
MNDOTA_1_SOLAR1 | Fresno | North Star Solar 1 | 2.4 | 1.8 | 10.8 | 9 | 9.6 | 18.6 | 23.4 | 16.2 | 8.4 | 1.2 | 1.2 | 0 | N | North | FC
MNDOTA_1_SOLAR2 | Fresno | Citizen Solar B | 0 | 0 | 0 | 0 | 0 | 0 | 0 | 0 | 0 | 0 | 0 | 0 | N | North | EO
MOJAVE_1_SIPHON | LA Basin | MOJAVE SIPHON POWER PLANT | 2.02 | 4.76 | 8.17 | 9.36 | 11.77 | 12.16 | 13.32 | 14.12 | 14.36 | 14 | 12.9 | 11.28 | Y | South | FC
MOJAVW_2_SOLAR | CAISO System | Mojave West | 0.8 | 0.6 | 3.6 | 3 | 3.2 | 6.2 | 7.8 | 5.4 | 2.8 | 0.4 | 0.4 | 0 | N | South | FC
MONLTH_6_BOREL | CAISO System | BOREL HYDRO UNITS 1-3 AGGREGATE | 0 | 0 | 0 | 0 | 0 | 0 | 0 | 0 | 0 | 0 | 0 | 0 | N | South | FC
MONTPH_7_UNITS | NCNB | MONTICELLO HYDRO AGGREGATE | 0.38 | 3.2 | 7.9 | 8.18 | 6.23 | 8.92 | 9.39 | 7.47 | 5.62 | 2.19 | 0.88 | 1.05 | N | North | FC
MOORPK_2_ACOBT1 | Big Creek-Ventura | Acorn I BESS | [12 empty] | Y | South | FC | bar: MAY to DEC
MOORPK_2_CALABS | Big Creek-Ventura | Calabasas Gas-to-Energy Facility | 5.06 | 5.07 | 4.93 | 5 | 5 | 4.69 | 4.72 | 4.97 | 4.85 | 4.94 | 4.95 | 5 | N | South | FC
MOORPK_6_QF | Big Creek-Ventura | MOORPARK QFS | 0.5 | 0.49 | 0.47 | 0.4 | 0.51 | 0.54 | 0.57 | 0.62 | 0.65 | 0.63 | 0.64 | 0.64 | N | South | FC
MORWD_6_QF | CAISO System | Morwind | 5.34 | 4.58 | 10.68 | 9.54 | 9.54 | 12.59 | 8.78 | 8.01 | 5.72 | 3.05 | 4.58 | 4.96 | N | South | FC
MOSSLD_1_QF | Bay Area | SMALL QF AGGREGATION - SANTA CRUZ | 0.01 | 0 | 0.01 | 0 | 0 | 0.01 | 0.01 | 0 | 0.01 | 0.01 | 0.01 | 0.02 | N | North | FC
MOSSLD_2_PSP1 | Bay Area | MOSS LANDING POWER BLOCK 1 | 510 | 510 | 510 | 510 | 510 | 510 | 510 | 510 | 510 | 510 | 510 | 510 | Y | North | FC
MOSSLD_2_PSP2 | Bay Area | MOSS LANDING POWER BLOCK 2 | 510 | 510 | 510 | 510 | 510 | 510 | 510 | 510 | 510 | 510 | 510 | 510 | Y | North | FC
MRCHNT_2_PL1X3 | CAISO System | Desert Star Energy Center | 419.25 | 419.25 | 419.25 | 419.25 | 419.25 | 419.25 | 419.25 | 419.25 | 419.25 | 419.25 | 419.25 | 419.25 | Y | South | PD | 419.25
MRGT_6_MEF2 | San Diego-IV | Miramar Energy Facility II | 44 | 44 | 44 | 44 | 44 | 44 | 44 | 44 | 44 | 44 | 44 | 44 | Y | South | FC
MRGT_6_MMAREF | San Diego-IV | Miramar Energy Facility | 45 | 45 | 45 | 45 | 45 | 45 | 45 | 45 | 45 | 45 | 45 | 45 | Y | South | FC
MRGT_6_TGEBT1 | San Diego-IV | Top Gun Energy Storage | AUG: 30; SEP: 30; OCT: 30; NOV: 30; DEC: 30 | Y | South | ID | 100% | waiting for RAS
MRLSDS_6_SOLAR1 | CAISO System | Morelos Solar | 0.6 | 0.45 | 2.7 | 2.25 | 2.4 | 4.65 | 5.85 | 4.05 | 2.1 | 0.3 | 0.3 | 0 | N | North | FC
MSHGTS_6_MMARLF | San Diego-IV | MIRAMAR LANDFILL | 4.04 | 3.83 | 3.27 | 4.18 | 4.14 | 4.19 | 3.66 | 3.8 | 3.32 | 3.52 | 3.83 | 3.74 | N | South | FC
MSOLAR_2_SOLAR1 | CAISO System | Mesquite Solar 1 | 6.6 | 4.95 | 29.7 | 24.75 | 26.4 | 51.15 | 64.35 | 44.55 | 23.1 | 3.3 | 3.3 | 0 | N | South | ID | 100% | Waiting for: Desert Area upgrades
MSOLAR_2_SOLAR2 | CAISO System | Mesquite Solar 2 | 4.03 | 3.02 | 18.15 | 15.12 | 16.13 | 31.25 | 39.32 | 27.22 | 14.11 | 2.02 | 2.02 | 0 | N | South | ID | 100% | Hybrid - However Solar is FCDS and BESS is EO - Waiting for: Desert Area upgrades
MSOLAR_2_SOLAR3 | CAISO System | Mesquite Solar 3, LLC | 6.08 | 4.56 | 27.36 | 22.8 | 24.32 | 47.12 | 59.28 | 41.04 | 21.28 | 3.04 | 3.04 | 0 | N | South | ID | 100% | Waiting for: Desert Area upgrades
MSSION_2_QF | San Diego-IV | SMALL QF AGGREGATION - SAN DIEGO | 0.44 | 0.46 | 0.48 | 0.51 | 0.45 | 0.44 | 0.48 | 0.41 | 0.43 | 0.44 | 0.51 | 0.51 | N | South | FC
MSTANG_2_SOLAR | Fresno | Mustang | 1.2 | 0.9 | 5.4 | 4.5 | 4.8 | 9.3 | 11.7 | 8.1 | 4.2 | 0.6 | 0.6 | 0 | N | North | FC | 100%
MSTANG_2_SOLAR3 | Fresno | Mustang 3 | 1.6 | 1.2 | 7.2 | 6 | 6.4 | 12.4 | 15.6 | 10.8 | 5.6 | 0.8 | 0.8 | 0 | N | North | FC | 100%
MSTANG_2_SOLAR4 | Fresno | Mustang 4 | 1.2 | 0.9 | 5.4 | 4.5 | 4.8 | 9.3 | 11.7 | 8.1 | 4.2 | 0.6 | 0.6 | 0 | N | North | FC | 100%
MTNPOS_1_UNIT | Kern | MT.POSO COGENERATION CO. | 30.14 | 8.2 | 10.72 | 34.71 | 35.27 | 34.66 | 32.54 | 33.79 | 29.7 | 29.95 | 35.34 | 39.5 | N | North | FC
MTWIND_1_UNIT 1 | LA Basin | Mountain View Power Project I | 6.22 | 5.33 | 12.43 | 11.1 | 11.1 | 14.65 | 10.21 | 9.32 | 6.66 | 3.55 | 5.33 | 5.77 | N | South | FC
MTWIND_1_UNIT 2 | LA Basin | Mountain View Power Project II | 3.11 | 2.66 | 6.22 | 5.55 | 5.55 | 7.33 | 5.11 | 4.66 | 3.33 | 1.78 | 2.66 | 2.89 | N | South | FC
MTWIND_1_UNIT 3 | LA Basin | Mountain View Power Project III | 3.14 | 2.69 | 6.28 | 5.61 | 5.61 | 7.41 | 5.16 | 4.71 | 3.37 | 1.8 | 2.69 | 2.92 | N | South | FC
MURRAY_6_UNIT | San Diego-IV | Grossmont Hospital | 0 | 0 | 0 | 0 | 0 | 0 | 0 | 0 | 0 | 0 | 0 | 0 | N | South | EO
NAROW1_2_UNIT | Sierra | NARROWS PH 1 UNIT | 12 | 12 | 12 | 12 | 12 | 12 | 12 | 12 | 12 | 12 | 12 | 12 | Y | North | FC
NAROW2_2_UNIT | Sierra | Narrows Powerhouse Unit 2 | 18.9 | 16.44 | 28.13 | 38.98 | 38.61 | 39.73 | 39.68 | 28.51 | 0.09 | 2.64 | 8.64 | 29.71 | Y | North | FC
NAVYII_2_UNITS | CAISO System | COSO POWER DEVELOPER (NAVY II) AGGREGATE | 55 | 55 | 55 | 55 | 55 | 55 | 55 | 55 | 55 | 55 | 55 | 55 | Y | South | FC |  | NQC reduction required due to transfer of deliverability to a new resource. (Adjustment already applied Jan-Dec.)
NCPA_7_GP1UN1 | NCNB | NCPA GEO PLANT 1 UNIT 1 | 31 | 31 | 31 | 31 | 31 | 31 | 31 | 31 | 31 | 31 | 31 | 31 | Y | North | FC
NCPA_7_GP1UN2 | NCNB | NCPA GEO PLANT 1 UNIT 2 | 28 | 28 | 28 | 28 | 28 | 28 | 28 | 28 | 28 | 28 | 28 | 28 | Y | North | FC
NCPA_7_GP2UN3 | NCNB | NCPA GEO PLANT 2 UNIT 3 | 0 | 0 | 0 | 0 | 0 | 0 | 0 | 0 | 0 | 0 | 0 | 0 | Y | North | FC
NCPA_7_GP2UN4 | NCNB | NCPA GEO PLANT 2 UNIT 4 | 52.73 | 52.73 | 52.73 | 52.73 | 52.73 | 52.73 | 52.73 | 52.73 | 52.73 | 52.73 | 52.73 | 52.73 | Y | North | FC
NEENCH_6_SOLAR | Big Creek-Ventura | Alpine Solar | 2.64 | 1.98 | 11.88 | 9.9 | 10.56 | 20.46 | 25.74 | 17.82 | 9.24 | 1.32 | 1.32 | 0 | N | South | FC
NEWARK_1_QF | Bay Area | NEWARK 1 QF | 0.05 | 0.05 | 0.05 | 0.05 | 0.04 | 0.04 | 0.04 | 0.04 | 0.04 | 0.04 | 0.04 | 0.04 | N | North | FC
NHOGAN_6_UNITS | CAISO System | NEW HOGAN PH AGGREGATE | 0.63 | 1.54 | 0.9 | 0.38 | 1.8 | 2.04 | 2.17 | 1.89 | 1.23 | 0.36 | 0.13 | 0.31 | N | North | FC
NOVATO_6_LNDFL | NCNB | Redwood Renewable Energy | 2.47 | 2.48 | 2.39 | 2.5 | 2.51 | 2.43 | 2.47 | 2.4 | 2.39 | 3.49 | 3.57 | 3.44 | N | North | ID | 100% | 15DGD Waiting for Moraga-Castro Valley 230 kV Capacity Increase and possibly other
NWCSTL_7_UNIT 1 | Sierra | NEWCASTLE HYDRO | 1.13 | 3.79 | 3 | 3.79 | 4.14 | 2.06 | 1.9 | 0.7 | 0.13 | 0 | 0 | 0.9 | N | North | FC
NZWIND_2_WDSTR5 | CAISO System | Windstream 6111 | 0.88 | 0.76 | 1.77 | 1.58 | 1.58 | 2.08 | 1.45 | 1.33 | 0.95 | 0.5 | 0.76 | 0.82 | N | South | FC
NZWIND_6_CALWND | CAISO System | Wind Resource I | 1.26 | 1.08 | 2.52 | 2.25 | 2.25 | 2.97 | 2.07 | 1.89 | 1.35 | 0.72 | 1.08 | 1.17 | N | South | FC
NZWIND_6_WDSTR | CAISO System | Windstream 39 | 0.47 | 0.4 | 0.94 | 0.84 | 0.84 | 1.11 | 0.77 | 0.7 | 0.5 | 0.27 | 0.4 | 0.44 | N | South | FC
NZWIND_6_WDSTR2 | CAISO System | Windstream 6040 | 0.57 | 0.49 | 1.14 | 1.02 | 1.02 | 1.34 | 0.94 | 0.85 | 0.61 | 0.33 | 0.49 | 0.53 | N | South | FC
NZWIND_6_WDSTR3 | CAISO System | Windstream 6041 | 0.54 | 0.46 | 1.08 | 0.97 | 0.97 | 1.27 | 0.89 | 0.81 | 0.58 | 0.31 | 0.46 | 0.5 | N | South | FC
NZWIND_6_WDSTR4 | CAISO System | Windstream 6042 | 0.95 | 0.81 | 1.9 | 1.69 | 1.69 | 2.23 | 1.56 | 1.42 | 1.02 | 0.54 | 0.81 | 0.88 | N | South | FC
OAK C_1_EBMUD | Bay Area | MWWTP PGS 1 - ENGINES | 0.56 | 0.64 | 1.26 | 1.18 | 1.48 | 1.29 | 1.49 | 1.65 | 1.41 | 1.41 | 1.41 | 0.62 | N | North | FC
OAK C_7_UNIT 1 | Bay Area | OAKLAND STATION C GT UNIT 1 | 55 | 55 | 55 | 55 | 55 | 55 | 55 | 55 | 55 | 55 | 55 | 55 | Y | North | FC
OAK C_7_UNIT 2 | Bay Area | OAKLAND STATION C GT UNIT 2 | 55 | 55 | 55 | 55 | 55 | 55 | 55 | 55 | 55 | 55 | 55 | 55 | Y | North | FC
OAK C_7_UNIT 3 | Bay Area | OAKLAND STATION C GT UNIT 3 | 55 | 55 | 55 | 55 | 55 | 55 | 55 | 55 | 55 | 55 | 55 | 55 | Y | North | FC
OAK L_1_GTG1 | Bay Area | MWWTP PGS 2 - Turbine | 0 | 0 | 0 | 0 | 0 | 0 | 0 | 0 | 0 | 0 | 0 | 0 | N | North | EO
OAKWD_6_QF | CAISO System | Oak Creek | 3.9 | 3.34 | 7.8 | 6.97 | 6.97 | 9.2 | 6.41 | 5.85 | 4.18 | 2.23 | 3.34 | 3.62 | N | South | FC
OAKWD_6_ZEPHWD | CAISO System | Zephyr Park | 0.49 | 0.42 | 0.98 | 0.88 | 0.88 | 1.16 | 0.81 | 0.74 | 0.53 | 0.28 | 0.42 | 0.46 | N | South | FC
OASIS_6_CREST | Big Creek-Ventura | CREST Contracts | 0 | 0 | 0 | 0 | 0 | 0 | 0 | 0 | 0 | 0 | 0 | 0 | N | South | EO
OASIS_6_GBDSR4 | Big Creek-Ventura | Green Beanworks D | 0.12 | 0.09 | 0.54 | 0.45 | 0.48 | 0.93 | 1.17 | 0.81 | 0.42 | 0.06 | 0.06 | 0 | N | South | FC
OASIS_6_SOLAR1 | Big Creek-Ventura | Morgan Lancaster I | 0 | 0 | 0 | 0 | 0 | 0 | 0 | 0 | 0 | 0 | 0 | 0 | N | South | EO
OASIS_6_SOLAR2 | Big Creek-Ventura | Oasis Solar | 0.8 | 0.6 | 3.6 | 3 | 3.2 | 6.2 | 7.8 | 5.4 | 2.8 | 0.4 | 0.4 | 0 | N | South | FC
OASIS_6_SOLAR3 | Big Creek-Ventura | Soccer Center | 0 | 0 | 0 | 0 | 0 | 0 | 0 | 0 | 0 | 0 | 0 | 0 | N | South | EO
OCTILO_5_WIND | San Diego-IV | Ocotillo Wind Energy Facility | 37.1 | 31.8 | 74.2 | 66.25 | 66.25 | 87.45 | 60.95 | 55.65 | 39.75 | 21.2 | 31.8 | 34.45 | N | South | FC
OGROVE_6_PL1X2 | San Diego-IV | Orange Grove Energy Center | 96 | 96 | 96 | 96 | 96 | 96 | 96 | 96 | 96 | 96 | 96 | 96 | Y | South | FC
OILFLD_7_QFUNTS | CAISO System | Nacimiento Hydroelectric Plant | 0.49 | 0.81 | 0.19 | 1.82 | 3.44 | 3.25 | 2.86 | 2.75 | 1.96 | 0.48 | 0.12 | 0.13 | N | North | FC
OLDRIV_6_BIOGAS | Kern | Bidart Old River 1 | 1.31 | 1.51 | 1.69 | 1.61 | 1.49 | 1.68 | 1.7 | 1.69 | 1.69 | 1.65 | 1.57 | 1.5 | N | North | FC
OLDRIV_6_CESDBM | Kern | Ces Dairy Biogas | 0.48 | 0.74 | 0.93 | 0.92 | 0.94 | 0.9 | 0.88 | 0.9 | 0.93 | 0.92 | 0.94 | 0.93 | N | North | FC
OLDRIV_6_LKVBM1 | Kern | Lakeview Dairy Biogas | 0.37 | 0.72 | 0.93 | 0.92 | 0.94 | 0.93 | 0.92 | 0.94 | 0.91 | 0.92 | 0.93 | 0.86 | N | North | FC
OLDRV1_6_SOLAR | Kern | Old River One | 0.8 | 0.6 | 3.6 | 3 | 3.2 | 6.2 | 7.8 | 5.4 | 2.8 | 0.4 | 0.4 | 0 | N | North | FC
OLINDA_2_COYCRK | LA Basin | MWD Coyote Creek Hydroelectric Recovery | 3.13 | 3.13 | 3.13 | 3.13 | 3.13 | 3.13 | 3.13 | 3.13 | 3.13 | 3.13 | 3.13 | 3.13 | Y | South | FC
OLINDA_2_LNDFL2 | LA Basin | Brea Power II | 25.84 | 25.97 | 25.82 | 22.95 | 23.86 | 22.31 | 23.46 | 24.58 | 24.58 | 24.04 | 25.72 | 26.14 | N | South | FC
OLINDA_2_QF | LA Basin | OLINDA QFS | 0 | 0 | 0 | 0 | 0 | 0 | 0 | 0 | 0 | 0 | 0 | 0 | N | South | FC
OLINDA_7_BLKSND | LA Basin | BlackSand Generating Facility | 0.07 | 0.07 | 0.07 | 0.02 | 0.01 | 0.12 | 0.08 | 0.08 | 0.06 | 0.01 | 0 | 0.01 | N | South | FC
OLIVEP_1_SOLAR | CAISO System | White River Solar | 0.8 | 0.6 | 3.6 | 3 | 3.2 | 6.2 | 7.8 | 5.4 | 2.8 | 0.4 | 0.4 | 0 | N | North | FC
OLIVEP_1_SOLAR2 | CAISO System | White River West | 0.79 | 0.59 | 3.56 | 2.96 | 3.16 | 6.12 | 7.7 | 5.33 | 2.77 | 0.4 | 0.4 | 0 | N | North | FC
OLSEN_2_UNIT | CAISO System | OLSEN POWER PARTNERS | 2 | 2.12 | 3.84 | 4.38 | 3.3 | 1.57 | 0.42 | 0.07 | 0 | 0 | 0.28 | 0.16 | N | North | FC
OMAR_2_UNIT 1 | Big Creek-Ventura | KERN RIVER COGENERATION CO. UNIT 1 | 76 | 76 | 75 | 73.1 | 72.04 | 71.02 | 71.04 | 70.72 | 72.32 | 72.7 | 74.72 | 76 | Y | South | FC
OMAR_2_UNIT 2 | Big Creek-Ventura | KERN RIVER COGENERATION CO. UNIT 2 | 76.18 | 76 | 75.12 | 73.99 | 72.59 | 71.26 | 71.08 | 71.52 | 72.12 | 73.3 | 75.04 | 76 | Y | South | FC
OMAR_2_UNIT 3 | Big Creek-Ventura | KERN RIVER COGENERATION CO. UNIT 3 | 78.26 | 78.26 | 77.88 | 77.04 | 75.71 | 74.51 | 74.57 | 75.7 | 75.62 | 76.39 | 78.14 | 78.09 | Y | South | FC
OMAR_2_UNIT 4 | Big Creek-Ventura | KERN RIVER COGENERATION CO. UNIT 4 | 81.44 | 81.44 | 81.44 | 81.44 | 81.44 | 81.44 | 81.44 | 81.44 | 81.44 | 81.44 | 81.44 | 81.44 | Y | South | FC
ONLLPP_6_UNITS | Fresno | O'NEILL PUMP-GEN (AGGREGATE) | 5.05 | 5.84 | 6.52 | 6.55 | 6.64 | 6.36 | 6.62 | 6.04 | 6.13 | 6.24 | 5.36 | 0 | N | North | FC
ORLND_6_HIGHLI | CAISO System | High Line Canal Hydro | 0 | 0 | 0 | 0.03 | 0.13 | 0.12 | 0.1 | 0.02 | 0.02 | 0.06 | 0 | 0 | N | North | FC
ORLND_6_SOLAR1 | CAISO System | Enerparc California 2 | 0.06 | 0.05 | 0.27 | 0.23 | 0.24 | 0.47 | 0.59 | 0.41 | 0.21 | 0.03 | 0.03 | 0 | N | North | FC | 100%
ORMOND_7_UNIT 1 | Big Creek-Ventura | ORMOND BEACH GEN STA. UNIT 1 | 741.27 | 741.27 | 741.27 | 741.27 | 741.27 | 741.27 | 741.27 | 741.27 | 741.27 | 741.27 | 741.27 | 741.27 | Y | South | FC
ORMOND_7_UNIT 2 | Big Creek-Ventura | ORMOND BEACH GEN STA. UNIT 2 | 750 | 750 | 750 | 750 | 750 | 750 | 750 | 750 | 750 | 750 | 750 | 750 | Y | South | FC
OROLOM_1_SOLAR1 | Fresno | Oro Loma Solar 1 | 0 | 0 | 0 | 0 | 0 | 0 | 0 | 0 | 0 | 0 | 0 | 0 | N | North | EO
OROLOM_1_SOLAR2 | Fresno | Oro Loma Solar 2 | 0 | 0 | 0 | 0 | 0 | 0 | 0 | 0 | 0 | 0 | 0 | 0 | N | North | EO
OROVIL_6_UNIT | Sierra | Oroville Cogeneration, LP | 7.5 | 7.5 | 7.5 | 7.5 | 7.5 | 7.5 | 7.5 | 7.5 | 7.5 | 7.5 | 7.5 | 7.5 | Y | North | FC
ORTGA_6_ME1SL1 | Fresno | Merced 1 | 0.12 | 0.09 | 0.54 | 0.45 | 0.48 | 0.93 | 1.17 | 0.81 | 0.42 | 0.06 | 0.06 | 0 | N | North | FC
OSO_6_NSPIN | Big Creek-Ventura | OSO_6_NSPIN | 18 | 18 | 18 | 18 | 18 | 18 | 18 | 18 | 18 | 18 | 18 | 18 | Y | South | FC
OTAY_6_PL1X2 | San Diego-IV | Chula Vista Energy Center, LLC | 35.5 | 35.5 | 35.5 | 35.5 | 35.5 | 35.5 | 35.5 | 35.5 | 37.2 | 37.2 | 37.2 | 37.2 | Y | South | FC |  | FCDS to 37.2 MW maximum.
OTMESA_2_PL1X3 | San Diego-IV | OTAY MESA ENERGY CENTER | 603.6 | 603.6 | 603.6 | 603.6 | 603.6 | 603.6 | 603.6 | 603.6 | 603.6 | 603.6 | 603.6 | 603.6 | Y | South | FC
OXBOW_6_DRUM | Sierra | OXBOW HYDRO | 2.95 | 1.8 | 2.45 | 3.43 | 3.12 | 4.04 | 4.73 | 4.3 | 3.64 | 0 | 2.08 | 3.38 | N | North | FC
OXMTN_6_LNDFIL | Bay Area | Ox Mountain Landfill Generating Plant | 10.14 | 10.14 | 10.14 | 10.14 | 10.49 | 10.37 | 10.14 | 10.51 | 10.55 | 10.4 | 10.52 | 10.58 | N | North | FC
PACLUM_6_UNIT | Humboldt | Humboldt Redwood | 9.51 | 8.22 | 9.11 | 6.95 | 9.36 | 15.02 | 13.21 | 12.55 | 12.55 | 13.76 | 11.48 | 12.79 | N | North | FC
PADUA_2_ONTARO | LA Basin | ONTARIO/SIERRA HYDRO PSP | 0.39 | 0.25 | 0.81 | 1.19 | 1.06 | 0.84 | 0.66 | 0.59 | 0.6 | 0.54 | 0.41 | 0.63 | N | South | FC
PADUA_2_SOLAR1 | LA Basin | Kona Solar - Rancho DC #1 | 0 | 0 | 0 | 0 | 0 | 0 | 0 | 0 | 0 | 0 | 0 | 0 | N | South | EO
PADUA_6_MWDSDM | LA Basin | San Dimas Hydroelectric Recovery Plant | 0 | 0 | 0 | 0 | 0 | 0 | 0 | 0 | 0 | 0 | 0 | 0 | Y | South | FC
PADUA_6_QF | LA Basin | PADUA QFS | 0.1 | 0.07 | 0.24 | 0.3 | 0.37 | 0.39 | 0.42 | 0.33 | 0.37 | 0.35 | 0.37 | 0.09 | N | South | FC
PADUA_7_SDIMAS | LA Basin | San Dimas Wash Hydro | 0 | 0 | 0 | 0 | 1.05 | 1.05 | 1.05 | 1.05 | 1.05 | 0 | 0 | 0 | Y | South | FC
PAIGES_6_SOLAR | Fresno | Paige Solar | 0 | 0 | 0 | 0 | 0 | 0 | 0 | 0 | 0 | 0 | 0 | 0 | N | North | EO
PALALT_7_COBUG | Bay Area | Cooperatively Owned Back Up Generator | 4.5 | 4.5 | 4.5 | 4.5 | 4.5 | 4.5 | 4.5 | 4.5 | 4.5 | 4.5 | 4.5 | 4.5 | N | North | FC
PALOMR_2_PL1X3 | San Diego-IV | Palomar Energy Center | 565.61 | 565.61 | 565.61 | 565.61 | 565.61 | 565.61 | 565.61 | 588.21 | 588.21 | 588.21 | 588.21 | 588.21 | Y | South | FC
PANSEA_1_PANARO | LA Basin | Mesa Wind Project | 4.2 | 3.6 | 8.4 | 7.5 | 7.5 | 9.9 | 6.9 | 6.3 | 4.5 | 2.4 | 3.6 | 3.9 | N | South | FC
PARDEB_6_UNITS | CAISO System | Pardee Power House | 7.48 | 14.88 | 23.68 | 23.76 | 24 | 22.56 | 11.76 | 14.96 | 14.96 | 14.96 | 10.96 | 15.76 | Y | North | FC
PBLOSM_2_SOLAR | CAISO System | PearBlossom | 0.38 | 0.29 | 1.71 | 1.43 | 1.52 | 2.95 | 3.71 | 2.57 | 1.33 | 0.19 | 0.19 | 0 | N | South | FC
PEABDY_2_LNDFIL | CAISO System | G2 Energy Hay Road Power Plant | 1.5 | 1.48 | 1.5 | 1.44 | 1.16 | 1.47 | 1.46 | 1.49 | 1.51 | 1.51 | 1.52 | 1.53 | N | North | ID | 100% | 15DGD Waiting for Moraga-Castro Valley 230 kV Capacity Increase and possibly other
PEABDY_2_LNDFL1 | CAISO System | Potrero Hills Energy Producers | 7.43 | 7.63 | 7.18 | 7.39 | 7.22 | 7.34 | 7.21 | 7.3 | 7.2 | 6.59 | 7.31 | 7.4 | N | North | FC | 100%
PEARBL_2_NSPIN | CAISO System | PEARBL_2_NSPIN | 21 | 21 | 42 | 46 | 46 | 46 | 46 | 46 | 46 | 46 | 46 | 46 | Y | South | FC
PEORIA_1_SOLAR | Stockton | Sonora 1 | 0.06 | 0.05 | 0.27 | 0.23 | 0.24 | 0.47 | 0.59 | 0.41 | 0.21 | 0.03 | 0.03 | 0 | N | North | FC
PGCC_1_PDRP02 | Bay Area | PGCC_1_PDRP02 | 0 | 0.1 | 0.13 | 0.1 | 0.1 | 0.1 | 0.1 | 0.1 | 0.1 | 0.1 | 0.1 | 0.1 | Y | North | FC
PGCC_1_PDRP04 | Bay Area | PGCC_1_PDRP04 | 0 | 0.1 | 0.13 | 0.15 | 0.1 | 0.14 | 0.1 | 0.1 | 0.1 | 0.1 | 0.1 | 0.1 | Y | North | FC
PGCC_1_PDRP12 | Bay Area | PGCC_1_PDRP12 | 0.2 | 0.3 | 0.3 | 0 | 0 | 0 | 0 | 0 | 0 | 0.15 | 0.18 | 0.18 | Y | North | FC
PGCC_1_PDRP13 | Bay Area | PGCC_1_PDRP13 | 0 | 0 | 0 | 0.45 | 0.35 | 0.38 | 0.36 | 0.23 | 0.21 | 0.13 | 0.18 | 0.18 | Y | North | FC
PGCC_1_PDRP16 | Bay Area | PGCC_1_PDRP16 |  |  |  |  | 0.9 | 0.88 | 0.99 | 0.99 | 0.99 | 0.77 | 0 | 0 | Y | North | FC
PGCC_1_PDRP17 | Bay Area | PGCC_1_PDRP17 | OCT: 0.5; NOV: 0; DEC: 0 | Y | North | FC
PGCC_1_PDRP18 | Bay Area | PGCC_1_PDRP18 | 0.56 | 0.56 | 0.65 | 0.65 | 0 | 0 | 0 | 0 | 0 | 0 | 0 | 0 | Y | North | FC
PGCC_1_PDRP21 | Bay Area | PGCC_1_PDRP21 | 0.81 | 0.83 | 0.84 | 0.88 | 0.92 | 0.99 | 0.35 | 0.28 | 0.49 | 0 | 0 | 0 | Y | North | FC
PGCC_1_PDRP22 | Bay Area | PGCC_1_PDRP22 | 0.8 | 0.81 | 0.81 | 0.84 | 0.89 | 0.97 | 0 | 0.2 | 0.99 | 0.12 | 0 | 0 | Y | North | FC
PGCC_1_PDRP24 | Bay Area | VLTS_PDR_PGCC_01 | 3 | 3 | 3 | 3 | 4.2 | 4.2 | 5.5 | 5.5 | 4.2 | 4.2 | 0 | 0 | Y | North | FC
PGCC_1_PDRP25 | Bay Area | PGCC_1_PDRP25 | 0.41 | 0.42 | 0.42 | 0.43 | 0.46 | 0.5 | 0 | 0.1 | 0 | 0 | 0 | 0 | Y | North | FC
PGCC_1_PDRP31 | Bay Area | PGCC_1_PDRP31 | 0.41 | 0.41 | 0.43 | 0.43 | 0.46 | 0.5 | 0 | 0 | 0 | 0.11 | 0 | 0 | Y | North | FC
PGCC_1_PDRP37 | Bay Area | PDR-F PGCC |  |  |  |  | 0.52 | 0.55 | 0.46 | 0.46 | 0.5 | 0.35 | 0 | 0 | Y | North | FC
PGEB_2_PDRP04 | Bay Area | PGEB_2_PDRP04 | 0.3 | 0.3 | 0.3 | 0.96 | 0.69 | 0.48 | 0 | 0 | 0 | 0.27 | 0.4 | 0.79 | Y | North | FC
PGEB_2_PDRP05 | Bay Area | PGEB_2_PDRP05 | 0 | 0.1 | 0.13 | 0.1 | 0.1 | 0.22 | 0.2 | 0.2 | 0.2 | 0.1 | 0.12 | 0.12 | Y | North | FC
PGEB_2_PDRP08 | Bay Area | PGEB_2_PDRP08 | 0 | 0.1 | 0.12 | 0.1 | 0.12 | 0.31 | 0.2 | 0.27 | 0.19 | 0.1 | 0.1 | 0.1 | Y | North | FC
PGEB_2_PDRP09 | Bay Area | PGEB_2_PDRP09 | 0 | 0.1 | 0.12 | 0.1 | 0.1 | 0.22 | 0.2 | 0.2 | 0.2 | 0.1 | 0.12 | 0.12 | Y | North | FC
PGEB_2_PDRP10 | Bay Area | PGEB_2_PDRP10 | 0 | 0.1 | 0.12 | 0.1 | 0.12 | 0.31 | 0.2 | 0.27 | 0.19 | 0.1 | 0.1 | 0.1 | Y | North | FC
PGEB_2_PDRP100 | Bay Area | PGEB_2_PDRP100 |  |  |  |  | 0.9 | 0.97 | 0.99 | 0.99 | 0.99 | 0.8 | 0 | 0 | Y | North | FC
PGEB_2_PDRP101 | Bay Area | PGEB_2_PDRP101 |  |  |  |  | 0.99 | 0.99 | 0.99 | 0.99 | 0.99 | 0.92 | 0 | 0 | Y | North | FC
PGEB_2_PDRP102 | Bay Area | PGEB_2_PDRP102 | SEP: 0.98; OCT: 0.5; NOV: 0; DEC: 0 | Y | North | FC
PGEB_2_PDRP103 | Bay Area | PGEB_2_PDRP103 | OCT: 0.71; NOV: 0; DEC: 0 | Y | North | FC
PGEB_2_PDRP105 | Bay Area | PGEB_2_PDRP105 | 0.66 | 0.66 | 0.81 | 0.81 | 0 | 0 | 0 | 0 | 0 | 0 | 0 | 0 | Y | North | FC
PGEB_2_PDRP106 | Bay Area | PDR-F PGEB |  |  |  |  | 1.37 | 1.53 | 1.65 | 1.57 | 1.7 | 1.56 | 0 | 0 | Y | North | FC
PGEB_2_PDRP107 | Bay Area | VLTS_PDR_PGEB_02 | AUG: 0.25; SEP: 0.3; OCT: 0.2; NOV: 0; DEC: 0 | Y | North | FC
PGEB_2_PDRP21 | Bay Area | PGEB_2_PDRP21 | 0 | 0.1 | 0.12 | 0.1 | 0.1 | 0.23 | 0.2 | 0.2 | 0.2 | 0.1 | 0.12 | 0.12 | Y | North | FC
PGEB_2_PDRP22 | Bay Area | PGEB_2_PDRP22 | 0 | 0.1 | 0.12 | 0.1 | 0.12 | 0.31 | 0.2 | 0.27 | 0.19 | 0.1 | 0.1 | 0.1 | Y | North | FC
PGEB_2_PDRP23 | Bay Area | PGEB_2_PDRP23 | 0 | 0.1 | 0.12 | 0.1 | 0.1 | 0.25 | 0.2 | 0.2 | 0.2 | 0.1 | 0.12 | 0.12 | Y | North | FC
PGEB_2_PDRP24 | Bay Area | PGEB_2_PDRP24 | 0 | 0.1 | 0.12 | 0.1 | 0.12 | 0.31 | 0.2 | 0.27 | 0.19 | 0.1 | 0.1 | 0.1 | Y | North | FC
PGEB_2_PDRP25 | Bay Area | PGEB_2_PDRP25 | 0 | 0.1 | 0.12 | 0.1 | 0.1 | 0.25 | 0.2 | 0.2 | 0.2 | 0.1 | 0.12 | 0.12 | Y | North | FC
PGEB_2_PDRP26 | Bay Area | PGEB_2_PDRP26 | 0 | 0.1 | 0.12 | 0.1 | 0.12 | 0.31 | 0.2 | 0.27 | 0.19 | 0.1 | 0.1 | 0.1 | Y | North | FC
PGEB_2_PDRP27 | Bay Area | PGEB_2_PDRP27 | 0 | 0.1 | 0.12 | 0.1 | 0.1 | 0.25 | 0.2 | 0.2 | 0.2 | 0.1 | 0.12 | 0.12 | Y | North | FC
PGEB_2_PDRP28 | Bay Area | PGEB_2_PDRP28 | 0 | 0.1 | 0.12 | 0.1 | 0.12 | 0.28 | 0.2 | 0.27 | 0.16 | 0.1 | 0.1 | 0.1 | Y | North | FC
PGEB_2_PDRP29 | Bay Area | PGEB_2_PDRP29 | 0 | 0.1 | 0.12 | 0.1 | 0.17 | 0.25 | 0.2 | 0.2 | 0.19 | 0.11 | 0.12 | 0.12 | Y | North | FC
PGEB_2_PDRP30 | Bay Area | PGEB_2_PDRP30 | 0 | 0.1 | 0.12 | 0.1 | 0.12 | 0.27 | 0.1 | 0.27 | 0.14 | 0.15 | 0.1 | 0.1 | Y | North | FC
PGEB_2_PDRP31 | Bay Area | PGEB_2_PDRP31 | 0 | 0.16 | 0.21 | 0.12 | 0.13 | 0.25 | 0.18 | 0.17 | 0.16 | 0.15 | 0.12 | 0.12 | Y | North | FC
PGEB_2_PDRP34 | Bay Area | PGEB_2_PDRP34 | 0 | 0 | 0 | 0 | 0 | 0 | 0.25 | 0.32 | 0.32 | 0.32 | 0 | 0 | Y | North | FC
PGEB_2_PDRP35 | Bay Area | PGEB_2_PDRP35 | 0 | 0 | 0 | 0 | 0 | 0 | 0.25 | 0.32 | 0.32 | 0.32 | 0 | 0 | Y | North | FC
PGEB_2_PDRP36 | Bay Area | PGEB_2_PDRP36 | 0 | 0 | 0 | 0 | 0 | 0 | 0.25 | 0.32 | 0.32 | 0.32 | 0 | 0 | Y | North | FC
PGEB_2_PDRP37 | Bay Area | PGEB_2_PDRP37 | 0 | 0 | 0 | 0 | 0 | 0 | 0.25 | 0.31 | 0.31 | 0.31 | 0 | 0 | Y | North | FC
PGEB_2_PDRP40 | Bay Area | PGEB_2_PDRP40 | 0 | 0 | 0 | 0 | 0 | 0 | 0.25 | 0.31 | 0.31 | 0.31 | 0 | 0 | Y | North | FC
PGEB_2_PDRP41 | Bay Area | PGEB_2_PDRP41 | 0 | 0 | 0 | 0 | 0 | 0 | 0.25 | 0.31 | 0.31 | 0.31 | 0 | 0 | Y | North | FC
PGEB_2_PDRP42 | Bay Area | PGEB_2_PDRP42 | 0 | 0 | 0 | 0 | 0 | 0 | 0.95 | 0.94 | 0.95 | 0 | 0 | 0 | Y | North | FC
PGEB_2_PDRP43 | Bay Area | PGEB_2_PDRP43 | 0 | 0 | 0 | 0.1 | 0.11 | 0.3 | 0.3 | 0.31 | 0.28 | 0 | 0 | 0 | Y | North | FC
PGEB_2_PDRP44 | Bay Area | PGEB_2_PDRP44 | 0 | 0 | 0 | 0.1 | 0.11 | 0.3 | 0.31 | 0.34 | 0.28 | 0 | 0 | 0 | Y | North | FC
PGEB_2_PDRP45 | Bay Area | PGEB_2_PDRP45 | 0 | 0 | 0 | 0.1 | 0.11 | 0.3 | 0.31 | 0.31 | 0.28 | 0 | 0 | 0 | Y | North | FC
PGEB_2_PDRP46 | Bay Area | PGEB_2_PDRP46 | 0 | 0 | 0 | 0.1 | 0.11 | 0.3 | 0.31 | 0.34 | 0.28 | 0 | 0 | 0 | Y | North | FC
PGEB_2_PDRP47 | Bay Area | PGEB_2_PDRP47 | 0.3 | 0.3 | 0.3 | 0.25 | 0.2 | 0.39 | 0.4 | 0.4 | 0.4 | 0.47 | 0.39 | 0.4 | Y | North | FC
PGEB_2_PDRP48 | Bay Area | PGEB_2_PDRP48 | 0 | 0 | 0 | 0 | 0 | 0.2 | 0.2 | 0.6 | 0.93 | 0 | 0 | 0 | Y | North | FC
PGEB_2_PDRP49 | Bay Area | PGEB_2_PDRP49 | 0 | 0 | 0 | 0 | 0 | 0.2 | 0.2 | 0.6 | 0.95 | 0 | 0 | 0 | Y | North | FC
PGEB_2_PDRP50 | Bay Area | PGEB_2_PDRP50 | 0 | 0 | 0 | 0 | 0 | 0 | 0.25 | 0.31 | 0.31 | 0.31 | 0 | 0 | Y | North | FC
PGEB_2_PDRP51 | Bay Area | PGEB_2_PDRP51 | 0 | 0 | 0 | 0 | 0 | 0 | 0.25 | 0.3 | 0.3 | 0.3 | 0 | 0 | Y | North | FC
PGEB_2_PDRP52 | Bay Area | PGEB_2_PDRP52 | 0.5 | 0.5 | 0.5 | 0.96 | 0.7 | 0.5 | 0 | 0 | 0 | 0 | 0.4 | 0.7 | Y | North | FC
PGEB_2_PDRP53 | Bay Area | PGEB_2_PDRP53 | 0 | 0 | 0 | 0 | 0 | 0 | 0.95 | 0.95 | 0.9 | 0 | 0 | 0 | Y | North | FC
PGEB_2_PDRP54 | Bay Area | PGEB_2_PDRP54 | 0 | 0 | 0 | 0 | 0 | 0 | 0.95 | 0.95 | 0.14 | 0 | 0 | 0 | Y | North | FC
PGEB_2_PDRP55 | Bay Area | PGEB_2_PDRP55 | 0 | 0 | 0 | 0 | 0 | 0 | 0.98 | 0.98 | 0.98 | 0 | 0 | 0 | Y | North | FC
PGEB_2_PDRP56 | Bay Area | PGEB_2_PDRP56 | 0 | 0 | 0 | 0 | 0 | 0 | 0.97 | 0.97 | 0.97 | 0 | 0 | 0 | Y | North | FC
PGEB_2_PDRP57 | Bay Area | PGEB_2_PDRP57 | 0 | 0 | 0 | 0 | 0.95 | 0 | 0 | 0 | 0.2 | 0 | 0 | 0 | Y | North | FC
PGEB_2_PDRP60 | Bay Area | PGEB_2_PDRP60 | 1.52 | 1.52 | 2.5 | 2.5 | 3.19 | 3.5 | 3.81 | 2.5 | 2.02 | 2.02 | 0 | 0 | Y | North | FC
PGEB_2_PDRP61 | Bay Area | PGEB_2_PDRP61 | 0.8 | 0.81 | 0.82 | 0.84 | 0.89 | 0.97 | 0.65 | 0.65 | 0.46 | 0.1 | 0 | 0 | Y | North | FC
PGEB_2_PDRP62 | Bay Area | PGEB_2_PDRP62 | 2.42 | 2.45 | 2.47 | 2.56 | 2.7 | 2.93 | 3 | 2.5 | 0 | 0 | 0 | 0 | Y | North | FC
PGEB_2_PDRP63 | Bay Area | PGEB_2_PDRP63 | 0.66 | 0.66 | 0.99 | 0.99 | 0 | 0 | 0 | 0 | 0 | 0 | 0 | 0 | Y | North | FC
PGEB_2_PDRP64 | Bay Area | PGEB_2_PDRP64 | 0.32 | 0.33 | 0.33 | 0.34 | 0.36 | 0 | 0 | 0.35 | 0.72 | 0 | 0 | 0 | Y | North | FC
PGEB_2_PDRP65 | Bay Area | PGEB_2_PDRP65 | 0.48 | 0.49 | 0.49 | 0.51 | 0.54 | 0 | 0 | 0 | 0.48 | 0.14 | 0 | 0 | Y | North | FC
PGEB_2_PDRP66 | Bay Area | PGEB_2_PDRP66 | 0.4 | 0.41 | 0.41 | 0.43 | 0.45 | 0.29 | 0.35 | 0 | 0.26 | 0.63 | 0 | 0 | Y | North | FC
PGEB_2_PDRP67 | Bay Area | PGEB_2_PDRP67 | JUN: 0.39; JUL: 0.75; AUG: 0.9; SEP: 2.12; OCT: 0.86; NOV: 0; DEC: 0 | Y | North | FC
PGEB_2_PDRP68 | Bay Area | PGEB_2_PDRP68 | JUN: 1.15; JUL: 0.27; AUG: 0.65; SEP: 0.36; OCT: 0.85; NOV: 0; DEC: 0 | Y | North | FC
PGEB_2_PDRP69 | Bay Area | PGEB_2_PDRP69 | JUN: 0.97; JUL: 0.35; AUG: 0.65; SEP: 0; OCT: 0.84; NOV: 0; DEC: 0 | Y | North | FC
PGEB_2_PDRP78 | Bay Area | PGEB_2_PDRP78 | 0.8 | 0.81 | 0.81 | 0.84 | 0.89 | 0 | 0 | 0 | 0.99 | 0 | 0 | 0 | Y | North | FC
PGEB_2_PDRP79 | Bay Area | PGEB_2_PDRP79 | 0.8 | 0.81 | 0.81 | 0.84 | 0.89 | 0.61 | 0.31 | 0.15 | 0.99 | 0 | 0 | 0 | Y | North | FC
PGEB_2_PDRP80 | Bay Area | PGEB_2_PDRP80 | 0.48 | 0.49 | 0.49 | 0.51 | 0.54 | 0.59 | 0 | 0 | 0 | 0 | 0 | 0 | Y | North | FC
PGEB_2_PDRP81 | Bay Area | PGEB_2_PDRP81 | 0.4 | 0.4 | 0.41 | 0.42 | 0.45 | 0.49 | 0 | 0 | 0 | 0 | 0 | 0 | Y | North | FC
PGEB_2_PDRP93 | Bay Area | VLTS_PDR_PGEB_1 | 0.5 | 0.5 | 0.9 | 0.9 | 0.9 | 0.9 | 0.9 | 0.9 | 0.9 | 0.9 | 0 | 0 | Y | North | FC
PGEB_2_PDRP94 | Bay Area | PDR-E PGEB | 0.4 | 0.45 | 0.45 | 0.45 | 0.45 | 0.45 | 0.45 | 0.45 | 0.45 | 0 | 0 | 0 | Y | North | FC
PGEB_2_PDRP98 | Bay Area | PGEB_2_PDRP98 | AUG: 0.3; SEP: 0; OCT: 0; NOV: 0; DEC: 0 | Y | North | FC
PGEB_2_PDRP99 | Bay Area | PDR-D PGEB | 0.1 | 0.1 | 0.1 | 0 | 0 | 0 | 0 | 0 | 0 | 0 | 0 | 0 | Y | North | FC
PGF1_2_PDRP03 | Fresno | PGF1_2_PDRP03 | 0 | 0 | 0 | 0.74 | 0.74 | 0.2 | 0 | 0 | 0.3 | 0.48 | 0.61 | 0.61 | Y | North | FC
PGF1_2_PDRP04 | Fresno | PGF1_2_PDRP04 | 0 | 0 | 0 | 0.61 | 0.71 | 0.17 | 0 | 0 | 0.2 | 0.35 | 0.66 | 0.66 | Y | North | FC
PGF1_2_PDRP100 | Fresno | PDR-E PGF1 | 1.1 | 1.2 | 2 | 2 | 2 | 2.4 | 2.5 | 2.5 | 2.5 | 0 | 0 | 0 | Y | North | FC
PGF1_2_PDRP102 | Fresno | PDR-F PGF1 |  |  |  |  | 0.76 | 0.87 | 1.54 | 1.47 | 1.42 | 1.3 | 0 | 0 | Y | North | FC
PGF1_2_PDRP11 | Fresno | PGF1_2_PDRP11 | 0 | 0 | 0 | 0 | 0 | 0 | 0.95 | 0.95 | 0.7 | 0 | 0 | 0 | Y | North | FC
PGF1_2_PDRP16 | Fresno | PGF1_2_PDRP16 | 0 | 0 | 0 | 0 | 0 | 0 | 0.95 | 0.95 | 0.7 | 0 | 0 | 0 | Y | North | FC
PGF1_2_PDRP17 | Fresno | PGF1_2_PDRP17 | 0 | 0 | 0 | 0 | 0 | 0 | 0.95 | 0.95 | 0.7 | 0 | 0 | 0 | Y | North | FC
PGF1_2_PDRP18 | Fresno | PGF1_2_PDRP18 | 0 | 0.1 | 0.16 | 0.15 | 0.26 | 0.56 | 0.5 | 0.45 | 0.54 | 0.2 | 0.2 | 0.2 | Y | North | FC
PGF1_2_PDRP19 | Fresno | PGF1_2_PDRP19 | 0 | 0.1 | 0.14 | 0.15 | 0.25 | 0.64 | 0.55 | 0.59 | 0.58 | 0.15 | 0.15 | 0.15 | Y | North | FC
PGF1_2_PDRP20 | Fresno | PGF1_2_PDRP20 | 0 | 0.1 | 0.16 | 0.15 | 0.2 | 0.56 | 0.55 | 0.45 | 0.54 | 0.2 | 0.2 | 0.2 | Y | North | FC
PGF1_2_PDRP21 | Fresno | PGF1_2_PDRP21 | 0 | 0.1 | 0.14 | 0.15 | 0.25 | 0.64 | 0.55 | 0.59 | 0.58 | 0.15 | 0.15 | 0.15 | Y | North | FC
PGF1_2_PDRP24 | Fresno | PGF1_2_PDRP24 | 0 | 0.1 | 0.15 | 0.15 | 0.2 | 0.56 | 0.55 | 0.45 | 0.54 | 0.2 | 0.2 | 0.2 | Y | North | FC
PGF1_2_PDRP25 | Fresno | PGF1_2_PDRP25 | 0 | 0.1 | 0.14 | 0.15 | 0.25 | 0.64 | 0.56 | 0.59 | 0.58 | 0.15 | 0.15 | 0.15 | Y | North | FC
PGF1_2_PDRP26 | Fresno | PGF1_2_PDRP26 | 0 | 0 | 0 | 0.2 | 0.2 | 0.51 | 0.55 | 0.4 | 0.54 | 0 | 0 | 0 | Y | North | FC
PGF1_2_PDRP27 | Fresno | PGF1_2_PDRP27 | 0 | 0 | 0 | 0.3 | 0.28 | 0.64 | 0.56 | 0.59 | 0.58 | 0 | 0 | 0 | Y | North | FC
PGF1_2_PDRP28 | Fresno | PGF1_2_PDRP28 | 0 | 0 | 0 | 0.2 | 0.2 | 0.51 | 0.55 | 0.4 | 0.49 | 0 | 0 | 0 | Y | North | FC
PGF1_2_PDRP29 | Fresno | PGF1_2_PDRP29 | 0 | 0 | 0 | 0.15 | 0.28 | 0.64 | 0.56 | 0.59 | 0.58 | 0 | 0 | 0 | Y | North | FC
PGF1_2_PDRP30 | Fresno | PGF1_2_PDRP30 | 0 | 0 | 0 | 0.15 | 0.2 | 0.51 | 0.53 | 0.5 | 0.49 | 0 | 0 | 0 | Y | North | FC
PGF1_2_PDRP36 | Fresno | PGF1_2_PDRP36 | 0 | 0 | 0 | 0.15 | 0.28 | 0.64 | 0.56 | 0.59 | 0.58 | 0 | 0 | 0 | Y | North | FC
PGF1_2_PDRP37 | Fresno | PGF1_2_PDRP37 | 0 | 0 | 0 | 0 | 0 | 0 | 0.95 | 0.95 | 0.95 | 0.95 | 0 | 0 | Y | North | FC
PGF1_2_PDRP38 | Fresno | PGF1_2_PDRP38 | 0 | 0 | 0 | 0 | 0 | 0 | 0.95 | 0.95 | 0.95 | 0.95 | 0 | 0 | Y | North | FC
PGF1_2_PDRP39 | Fresno | PGF1_2_PDRP39 | 0 | 0 | 0 | 0 | 0 | 0 | 0.95 | 0.95 | 0.95 | 0.95 | 0 | 0 | Y | North | FC
PGF1_2_PDRP40 | Fresno | PGF1_2_PDRP40 | 0 | 0 | 0 | 0 | 0 | 0 | 0.94 | 0.16 | 0.16 | 0.16 | 0 | 0 | Y | North | FC
PGF1_2_PDRP41 | Fresno | PGF1_2_PDRP41 | 0 | 0 | 0 | 0 | 0 | 0 | 0.95 | 0.95 | 0.73 | 0 | 0 | 0 | Y | North | FC
PGF1_2_PDRP42 | Fresno | PGF1_2_PDRP42 | 0 | 0 | 0 | 0 | 0 | 0 | 0.95 | 0.95 | 0.8 | 0 | 0 | 0 | Y | North | FC
PGF1_2_PDRP43 | Fresno | PGF1_2_PDRP43 | 0 | 0 | 0 | 0 | 0 | 0 | 0.95 | 0.95 | 0.8 | 0 | 0 | 0 | Y | North | FC
PGF1_2_PDRP44 | Fresno | PGF1_2_PDRP44 | 0 | 0 | 0 | 0 | 0 | 0 | 0.95 | 0.95 | 0.8 | 0 | 0 | 0 | Y | North | FC
PGF1_2_PDRP45 | Fresno | PGF1_2_PDRP45 | 0 | 0 | 0 | 0 | 0 | 0 | 0.95 | 0.95 | 0.8 | 0 | 0 | 0 | Y | North | FC
PGF1_2_PDRP46 | Fresno | PGF1_2_PDRP46 | 0 | 0 | 0 | 0 | 0 | 0 | 0.95 | 0.95 | 0.8 | 0 | 0 | 0 | Y | North | FC
PGF1_2_PDRP47 | Fresno | PGF1_2_PDRP47 | 0 | 0 | 0 | 0 | 0 | 0 | 0.95 | 0.95 | 0.8 | 0 | 0 | 0 | Y | North | FC
PGF1_2_PDRP48 | Fresno | PGF1_2_PDRP48 | 0 | 0 | 0 | 0 | 0 | 0 | 0.7 | 0.7 | 0.7 | 0 | 0 | 0 | Y | North | FC
PGF1_2_PDRP49 | Fresno | PGF1_2_PDRP49 | 0 | 0 | 0 | 0 | 0 | 0 | 0.7 | 0.7 | 0.7 | 0 | 0 | 0 | Y | North | FC
PGF1_2_PDRP50 | Fresno | PGF1_2_PDRP50 | 0 | 0 | 0 | 0 | 0 | 0 | 0.6 | 0.6 | 0.6 | 0 | 0 | 0 | Y | North | FC
PGF1_2_PDRP51 | Fresno | PGF1_2_PDRP51 | 0 | 0 | 0 | 0 | 0 | 0.2 | 0.2 | 0.6 | 0.95 | 0 | 0 | 0 | Y | North | FC
PGF1_2_PDRP52 | Fresno | PGF1_2_PDRP52 | 0 | 0 | 0 | 0 | 0 | 0.15 | 0.2 | 0.6 | 0.95 | 0 | 0 | 0 | Y | North | FC
PGF1_2_PDRP53 | Fresno | PGF1_2_PDRP53 | 0 | 0 | 0 | 0 | 0 | 0.2 | 0.2 | 0.6 | 0.9 | 0 | 0 | 0 | Y | North | FC
PGF1_2_PDRP54 | Fresno | PGF1_2_PDRP54 | 0 | 0 | 0 | 0 | 0 | 0.15 | 0.2 | 0.6 | 0.9 | 0 | 0 | 0 | Y | North | FC
PGF1_2_PDRP55 | Fresno | PGF1_2_PDRP55 | 0 | 0 | 0 | 0 | 0 | 0.2 | 0.2 | 0.6 | 0.9 | 0 | 0 | 0 | Y | North | FC
PGF1_2_PDRP56 | Fresno | PGF1_2_PDRP56 | 0 | 0 | 0 | 0 | 0 | 0.15 | 0.2 | 0.6 | 0.9 | 0 | 0 | 0 | Y | North | FC
PGF1_2_PDRP57 | Fresno | PGF1_2_PDRP57 | 0 | 0 | 0 | 0 | 0 | 0 | 0.95 | 0.95 | 0.8 | 0 | 0 | 0 | Y | North | FC
PGF1_2_PDRP58 | Fresno | PGF1_2_PDRP58 | 0 | 0 | 0 | 0 | 0.95 | 0 | 0 | 0 | 0.95 | 0 | 0 | 0 | Y | North | FC
PGF1_2_PDRP61 | Fresno | PGF1_2_PDRP61 | 1.73 | 1.73 | 1.76 | 1.88 | 1.94 | 1.5 | 1.06 | 0.4 | 0 | 0 | 0 | 0 | Y | North | FC
PGF1_2_PDRP62 | Fresno | PGF1_2_PDRP62 |  |  |  |  | 0.89 | 0.95 | 0.99 | 0.99 | 0.99 | 0.87 | 0 | 0 | Y | North | FC
PGF1_2_PDRP63 | Fresno | PGF1_2_PDRP63 | 3.47 | 3.45 | 3.51 | 3.76 | 3.87 | 2 | 0.42 | 0.5 | 0 | 0 | 0 | 0 | Y | North | FC
PGF1_2_PDRP64 | Fresno | PGF1_2_PDRP64 |  |  |  |  | 0.89 | 0.96 | 0.98 | 0.99 | 0.99 | 0.15 | 0 | 0 | Y | North | FC
PGF1_2_PDRP68 | Fresno | PGF1_2_PDRP68 | 0.3 | 0.3 | 0.8 | 0.8 | 0 | 0 | 0 | 0 | 0 | 0 | 0 | 0 | Y | North | FC
PGF1_2_PDRP70 | Fresno | PGF1_2_PDRP70 | OCT: 0.5; NOV: 0; DEC: 0 | Y | North | FC
PGF1_2_PDRP72 | Fresno | PGF1_2_PDRP72 | 0.86 | 0.87 | 0.87 | 0.93 | 0.96 | 0.99 | 0.8 | 0.4 | 0.5 | 0 | 0 | 0 | Y | North | FC
PGF1_2_PDRP73 | Fresno | PGF1_2_PDRP73 | 0.86 | 0.85 | 0.86 | 0.92 | 0.95 | 0.98 | 0 | 0.45 | 0.79 | 0 | 0 | 0 | Y | North | FC
PGF1_2_PDRP74 | Fresno | PGF1_2_PDRP74 | JUN: 2.7; JUL: 2.32; AUG: 0.8; SEP: 1.36; OCT: 0.88; NOV: 0; DEC: 0 | Y | North | FC
PGF1_2_PDRP75 | Fresno | PGF1_2_PDRP75 | JUN: 0.79; JUL: 0.5; AUG: 0.65; SEP: 0.78; OCT: 0; NOV: 0; DEC: 0 | Y | North | FC
PGF1_2_PDRP77 | Fresno | PGF1_2_PDRP77 | 0.86 | 0.85 | 0.87 | 0.93 | 0.96 | 0.99 | 0 | 0.15 | 0.99 | 0 | 0 | 0 | Y | North | FC
PGF1_2_PDRP78 | Fresno | PGF1_2_PDRP78 | 0.86 | 0.85 | 0.87 | 0.93 | 0.96 | 0 | 0 | 0.5 | 0 | 0 | 0 | 0 | Y | North | FC
PGF1_2_PDRP79 | Fresno | PGF1_2_PDRP79 | AUG: 0.3; SEP: 0; OCT: 0; NOV: 0; DEC: 0 | Y | North | FC
PGF1_2_PDRP80 | Fresno | PGF1_2_PDRP80 | AUG: 0.65; SEP: 0; OCT: 0; NOV: 0; DEC: 0 | Y | North | FC
PGF1_2_PDRP81 | Fresno | PGF1_2_PDRP81 | AUG: 0.25; SEP: 0; OCT: 0.54; NOV: 0; DEC: 0 | Y | North | FC
PGF1_2_PDRP82 | Fresno | PGF1_2_PDRP82 | AUG: 0.15; SEP: 0; OCT: 0; NOV: 0; DEC: 0 | Y | North | FC
PGF1_2_PDRP83 | Fresno | PGF1_2_PDRP83 | AUG: 0.15; SEP: 0; OCT: 0; NOV: 0; DEC: 0 | Y | North | FC
PGF1_2_PDRP92 | Fresno | VLTS_PDR_PGF1_01 | 2 | 2 | 1.9 | 1.9 | 1.9 | 2.9 | 1.8 | 1.3 | 2.6 | 1.8 | 0 | 0 | Y | North | FC
PGF1_2_PDRP94 | Fresno | PGF1_2_PDRP94 | OCT: 0.12; NOV: 0; DEC: 0 | Y | North | FC
PGF1_2_PDRP95 | Fresno | PGF1_2_PDRP95 | OCT: 0.11; NOV: 0; DEC: 0 | Y | North | FC
PGF1_2_PDRP96 | Fresno | PGF1_2_PDRP96 | OCT: 0.25; NOV: 0; DEC: 0 | Y | North | FC
PGFG_1_PDRP05 | NCNB | PGFG_1_PDRP05 | 0 | 0.14 | 0.14 | 0.2 | 0.19 | 0.37 | 0.46 | 0.42 | 0.39 | 0.21 | 0.2 | 0.2 | Y | North | FC
PGFG_1_PDRP13 | NCNB | PGFG_1_PDRP13 | 0 | 0.14 | 0.14 | 0.2 | 0.19 | 0.37 | 0.46 | 0.42 | 0.42 | 0.21 | 0.15 | 0.15 | Y | North | FC
PGFG_1_PDRP14 | NCNB | PGFG_1_PDRP14 | 0.2 | 0.2 | 0.2 | 0.19 | 0.22 | 0.2 | 0 | 0 | 0.4 | 0.2 | 0.19 | 0.19 | Y | North | FC
PGFG_1_PDRP15 | NCNB | PGFG_1_PDRP15 | 0 | 0 | 0 | 0 | 0 | 0 | 0 | 0 | 0 | 0 | 0.2 | 0.2 | Y | North | FC
PGFG_1_PDRP17 | NCNB | PGFG_1_PDRP17 | 0 | 0 | 0 | 0 | 0 | 0.2 | 0.2 | 0.6 | 0.38 | 0 | 0 | 0 | Y | North | FC
PGFG_1_PDRP19 | NCNB | PGFG_1_PDRP19 |  |  |  |  | 0.7 | 0.92 | 0.99 | 0.99 | 0.99 | 0.16 | 0 | 0 | Y | North | FC
PGFG_1_PDRP20 | NCNB | PGFG_1_PDRP20 | 0.1 | 0.1 | 0.1 | 0.1 | 0 | 0 | 0 | 0 | 0 | 0 | 0 | 0 | Y | North | FC
PGFG_1_PDRP21 | NCNB | PGFG_1_PDRP21 | 0.78 | 0.81 | 0.82 | 0.63 | 0.87 | 0.91 | 0.45 | 0.3 | 0.34 | 0.32 | 0 | 0 | Y | North | FC
PGFG_1_PDRP22 | NCNB | PGFG_1_PDRP22 | 0 | 0 | 0 | 0.31 | 0.7 | 0.68 | 0.16 | 0.25 | 0 | 0 | 0 | 0 | Y | North | FC
PGFG_1_PDRP23 | NCNB | PGFG_1_PDRP23 | AUG: 0.15; SEP: 0; OCT: 0; NOV: 0; DEC: 0 | Y | North | FC
PGFG_1_PDRP30 | NCNB | PDR-D PGFG | 0.55 | 0.6 | 0.66 | 0.67 | 0.7 | 0.67 | 0.66 | 0.62 | 0.6 | 0 | 0 | 0 | Y | North | FC
PGFG_1_PDRP32 | NCNB | PGFG_1_PDRP32 | 0 | 0 | 0 | 0 | 0 | 0.42 | 0 | 0.16 | 0.32 | 0.1 | 0 | 0 | Y | North | FC
PGFG_1_PDRP37 | NCNB | PGFG_1_PDRP37 |  |  | 0.3 | 0.3 | 0.3 | 0.3 | 0.3 | 0.3 | 0.3 | 0.3 | 0 | 0 | Y | North | FC
PGFG_1_PDRP39 | NCNB | PDR-F PGFG |  |  |  |  | 0.34 | 0.39 | 0.35 | 0.3 | 0.29 | 0.29 | 0 | 0 | Y | North | FC
PGHB_6_PDRP02 | Humboldt | PGHB_6_PDRP02 | 0 | 0.16 | 0.17 | 0.19 | 0.21 | 0.16 | 0.21 | 0.18 | 0.18 | 0.23 | 0.12 | 0.12 | Y | North | FC
PGHB_6_PDRP05 | Humboldt | PGHB_6_PDRP05 | 0 | 0 | 0 | 0 | 0 | 0.16 | 0 | 0 | 0 | 0 | 0 | 0 | Y | North | FC
PGHB_6_PDRP11 | Humboldt | PGHB_6_PDRP11 | OCT: 0.72; NOV: 0; DEC: 0 | Y | North | FC
PGHB_6_PDRP17 | Humboldt | PGHB_6_PDRP17 |  |  | 0.1 | 0.1 | 0.1 | 0.1 | 0.1 | 0.1 | 0.1 | 0.1 | 0 | 0 | Y | North | FC
PGKN_2_PDRP02 | Kern | PGKN_2_PDRP02 | 0.2 | 0.25 | 0.25 | 0.21 | 0.29 | 0.48 | 0.52 | 0.5 | 0.39 | 0.42 | 0.2 | 0.18 | Y | North | FC
PGKN_2_PDRP06 | Kern | PGKN_2_PDRP06 | 0.1 | 0.16 | 0.2 | 0.2 | 0.29 | 0.48 | 0.51 | 0.5 | 0.39 | 0.39 | 0.2 | 0.17 | Y | North | FC
PGKN_2_PDRP07 | Kern | PGKN_2_PDRP07 | 0.15 | 0.15 | 0.15 | 0.2 | 0.29 | 0.48 | 0.52 | 0.5 | 0.39 | 0.39 | 0.2 | 0.17 | Y | North | FC
PGKN_2_PDRP08 | Kern | PGKN_2_PDRP08 | 0 | 0 | 0 | 0.2 | 0.28 | 0.48 | 0.52 | 0.5 | 0.38 | 0.39 | 0 | 0 | Y | North | FC
PGKN_2_PDRP09 | Kern | PGKN_2_PDRP09 | 0 | 0 | 0 | 0.2 | 0.28 | 0.46 | 0.49 | 0.5 | 0.38 | 0 | 0 | 0 | Y | North | FC
PGKN_2_PDRP12 | Kern | PGKN_2_PDRP12 | 0 | 0 | 0 | 0.2 | 0.27 | 0.43 | 0.49 | 0.49 | 0.38 | 0 | 0 | 0 | Y | North | FC
PGKN_2_PDRP13 | Kern | PGKN_2_PDRP13 | 0 | 0 | 0 | 0 | 0 | 0.2 | 0.2 | 0.6 | 0.95 | 0 | 0 | 0 | Y | North | FC
PGKN_2_PDRP14 | Kern | PGKN_2_PDRP14 | 0 | 0 | 0 | 0 | 0 | 0.2 | 0.2 | 0.6 | 0.95 | 0 | 0 | 0 | Y | North | FC
PGKN_2_PDRP15 | Kern | PGKN_2_PDRP15 | 0 | 0 | 0 | 0 | 0 | 0 | 0 | 0 | 0.95 | 0 | 0 | 0 | Y | North | FC
PGKN_2_PDRP16 | Kern | PGKN_2_PDRP16 | 0 | 0 | 0 | 0 | 0 | 0 | 0 | 0 | 0.95 | 0 | 0 | 0 | Y | North | FC
PGKN_2_PDRP17 | Kern | PGKN_2_PDRP17 | AUG: 1.37; SEP: 1.37; OCT: 1.37; NOV: 0.46; DEC: 0.43 | Y | North | FC
PGKN_2_PDRP24 | Kern | PGKN_2_PDRP24 | JUN: 0.5; JUL: 0; AUG: 0.25; SEP: 0; OCT: 0; NOV: 0; DEC: 0 | Y | North | FC
PGKN_2_PDRP25 | Kern | PGKN_2_PDRP25 | 0.6 | 0.68 | 0.69 | 0.99 | 0.99 | 0.99 | 0.79 | 0.54 | 0 | 0.13 | 0 | 0 | Y | North | FC
PGKN_2_PDRP32 | Kern | VLTS_PDR_PGKN_1 | 1.5 | 1.5 | 2.6 | 2.6 | 2.6 | 2.6 | 1.7 | 1.7 | 2.6 | 1.8 | 0 | 0 | Y | North | FC
PGKN_2_PDRP33 | Kern | PGKN_2_PDRP33 | 0 | 0 | 0 | 0.6 | 0.7 | 0 | 0 | 0.15 | 0.31 | 0 | 0 | 0 | Y | North | FC
PGKN_2_PDRP34 | Kern | PGKN_2_PDRP34 | 0 | 0 | 0 | 0.56 | 0.6 | 0 | 0 | 0 | 0 | 0 | 0 | 0 | Y | North | FC
PGKN_2_PDRP35 | Kern | PGKN_2_PDRP35 | 0 | 0 | 0 | 0 | 0.51 | 0.75 | 0.17 | 0.25 | 0 | 0 | 0 | 0 | Y | North | FC
PGKN_2_PDRP36 | Kern | PGKN_2_PDRP36 | 0 | 0 | 0 | 0 | 0 | 0.89 | 0 | 0 | 0 | 0 | 0 | 0 | Y | North | FC
PGKN_2_PDRP43 | Kern | PGKN_2_PDRP43 | JUN: 0.5; JUL: 0; AUG: 0; SEP: 0.32; OCT: 0; NOV: 0; DEC: 0 | Y | North | FC
PGKN_2_PDRP45 | Kern | PDR-F PGKN |  |  |  |  | 0.42 | 0.46 | 0.55 | 0.53 | 0.52 | 0.48 | 0 | 0 | Y | North | FC
PGNB_2_PDRP02 | NCNB | PGNB_2_PDRP02 | 0 | 0.15 | 0.16 | 0.13 | 0.11 | 0.22 | 0.26 | 0.26 | 0.26 | 0.15 | 0.22 | 0.22 | Y | North | FC
PGNB_2_PDRP03 | NCNB | PGNB_2_PDRP03 | 0 | 0.15 | 0.16 | 0.13 | 0.12 | 0.22 | 0.26 | 0.26 | 0.26 | 0.15 | 0.1 | 0.1 | Y | North | FC
PGNB_2_PDRP15 | NCNB | PGNB_2_PDRP15 | 0.1 | 0.1 | 0.1 | 0.29 | 0.2 | 0.39 | 0.4 | 0.4 | 0.4 | 0.15 | 0.4 | 0.4 | Y | North | FC
PGNB_2_PDRP16 | NCNB | PGNB_2_PDRP16 | 0 | 0 | 0 | 0 | 0 | 0.2 | 0.14 | 0.2 | 0 | 0 | 0 | 0 | Y | North | FC
PGNB_2_PDRP19 | NCNB | PGNB_2_PDRP19 | 0.61 | 0.61 | 0.3 | 0.3 | 0.8 | 0.8 | 0.9 | 0.99 | 0.99 | 0.67 | 0 | 0 | Y | North | FC
PGNB_2_PDRP20 | NCNB | PGNB_2_PDRP20 | OCT: 0.5; NOV: 0; DEC: 0 | Y | North | FC
PGNB_2_PDRP23 | NCNB | PDR-E PGNB | 0.85 | 0.85 | 0.85 | 0.85 | 0.85 | 0.85 | 0.84 | 0.8 | 0.8 | 0 | 0 | 0 | Y | North | FC
PGNB_2_PDRP24 | NCNB | PDR-D PGNB | 0.35 | 0.35 | 0.35 | 0.36 | 0.4 | 0.4 | 0.4 | 0.4 | 0.4 | 0 | 0 | 0 | Y | North | FC
PGNB_2_PDRP27 | NCNB | PGNB_2_PDRP27 | 0.76 | 0.78 | 0.8 | 0.62 | 0.98 | 0.9 | 0.42 | 0.25 | 0.46 | 0 | 0 | 0 | Y | North | FC
PGNB_2_PDRP30 | NCNB | PGNB_2_PDRP30 | 0 | 0 | 0 | 0.3 | 0.57 | 0.45 | 0 | 0.3 | 0.1 | 0.16 | 0 | 0 | Y | North | FC
PGNB_2_PDRP31 | NCNB | PGNB_2_PDRP31 | 0 | 0 | 0 | 0 | 0 | 0.15 | 0 | 0.25 | 0 | 0.1 | 0 | 0 | Y | North | FC
PGNB_2_PDRP34 | NCNB | PGNB_2_PDRP34 | JUN: 0.24; JUL: 0.22; AUG: 0.3; SEP: 0; OCT: 0.33; NOV: 0; DEC: 0 | Y | North | FC
PGNB_2_PDRP38 | NCNB | PGNB_2_PDRP38 |  |  | 0.1 | 0.1 | 0.1 | 0.1 | 0.1 | 0.1 | 0.1 | 0.1 | 0 | 0 | Y | North | FC
PGNB_2_PDRP39 | NCNB | PDR-F PGNB |  |  |  |  | 0.31 | 0.36 | 0.42 | 0.37 | 0.35 | 0.32 | 0 | 0 | Y | North | FC
PGNC_1_PDRP01 | NCNB | PGNC_1_PDRP01 | 0 | 0.13 | 0.15 | 0.13 | 0.23 | 0.34 | 0.4 | 0.42 | 0.43 | 0.33 | 0.26 | 0.26 | Y | North | FC
PGNC_1_PDRP04 | NCNB | PGNC_1_PDRP04 | 0 | 0.13 | 0.15 | 0.13 | 0.23 | 0.34 | 0.4 | 0.42 | 0.42 | 0.33 | 0.17 | 0.17 | Y | North | FC
PGNC_1_PDRP06 | NCNB | PGNC_1_PDRP06 | 0.1 | 0.1 | 0.1 | 0.3 | 0.33 | 0.39 | 0.4 | 0.4 | 0.4 | 0.4 | 0.4 | 0.4 | Y | North | FC
PGNC_1_PDRP07 | NCNB | PGNC_1_PDRP07 | 0 | 0 | 0 | 0 | 0 | 0.15 | 0.14 | 0.5 | 0.62 | 0 | 0 | 0 | Y | North | FC
PGNC_1_PDRP14 | NCNB | PGNC_1_PDRP14 | AUG: 0.2; SEP: 0; OCT: 0.16; NOV: 0; DEC: 0 | Y | North | FC
PGNC_1_PDRP17 | NCNB | PGNC_1_PDRP17 | 0.26 | 0.26 | 0.27 | 0.31 | 0.53 | 0.92 | 0.7 | 0.45 | 0.61 | 0.13 | 0 | 0 | Y | North | FC
PGNC_1_PDRP19 | NCNB | PGNC_1_PDRP19 |  |  |  | 0 | 0 | 0 | 0.4 | 0.2 | 0 | 0.36 | 0 | 0 | Y | North | FC
PGNC_1_PDRP20 | NCNB | PGNC_1_PDRP20 |  |  |  | 0 | 0 | 0 | 0 | 0.2 | 0 | 0 | 0 | 0 | Y | North | FC
PGNC_2_PDRP13 | NCNB | PGNC_2_PDRP13 |  |  | 0.1 | 0.1 | 0.1 | 0.1 | 0.1 | 0.1 | 0.1 | 0.1 | 0 | 0 | Y | North | FC
PGNP_2_PDRP02 | CAISO System | PGNP_2_PDRP02 | 0.49 | 0.4 | 0.4 | 0.3 | 0.3 | 0.2 | 0 | 0 | 0.45 | 0.63 | 0.6 | 0.6 | Y | North | FC
PGNP_2_PDRP08 | CAISO System | PGNP_2_PDRP08 | 0.5 | 0.5 | 0.4 | 0.29 | 0.29 | 0 | 0 | 0 | 0.45 | 0.64 | 0.46 | 0.46 | Y | North | FC
PGNP_2_PDRP09 | CAISO System | PGNP_2_PDRP09 | 0 | 0 | 0 | 0 | 0.95 | 0 | 0 | 0 | 0.95 | 0 | 0 | 0 | Y | North | FC
PGNP_2_PDRP10 | CAISO System | PGNP_2_PDRP10 | 0 | 0 | 0 | 0 | 0.27 | 0 | 0 | 0 | 0.4 | 0 | 0 | 0 | Y | North | FC
PGNP_2_PDRP11 | CAISO System | PGNP_2_PDRP11 | 0 | 0 | 0 | 0 | 0 | 0 | 0.81 | 0.83 | 0.8 | 0 | 0 | 0 | Y | North | FC
PGNP_2_PDRP16 | CAISO System | PGNP_2_PDRP16 | 0 | 0.14 | 0.16 | 0.13 | 0.2 | 0.41 | 0.47 | 0.48 | 0.5 | 0.4 | 0.2 | 0.2 | Y | North | FC
PGNP_2_PDRP17 | CAISO System | PGNP_2_PDRP17 | 0 | 0.14 | 0.16 | 0.13 | 0.2 | 0.41 | 0.47 | 0.48 | 0.48 | 0.4 | 0.2 | 0.2 | Y | North | FC
PGNP_2_PDRP18 | CAISO System | PGNP_2_PDRP18 | 0 | 0.14 | 0.16 | 0.13 | 0.2 | 0.41 | 0.47 | 0.48 | 0.5 | 0.4 | 0.2 | 0.2 | Y | North | FC
PGNP_2_PDRP19 | CAISO System | PGNP_2_PDRP19 | 0 | 0.14 | 0.16 | 0.13 | 0.2 | 0.41 | 0.47 | 0.48 | 0.48 | 0.4 | 0.2 | 0.2 | Y | North | FC
PGNP_2_PDRP20 | CAISO System | PGNP_2_PDRP20 | 0 | 0 | 0 | 0 | 0 | 0 | 0.8 | 0.8 | 0.8 | 0 | 0 | 0 | Y | North | FC
PGNP_2_PDRP21 | CAISO System | PGNP_2_PDRP21 | 0 | 0 | 0 | 0 | 0 | 0.15 | 0.15 | 0.5 | 0.95 | 0 | 0 | 0 | Y | North | FC
PGNP_2_PDRP22 | CAISO System | PGNP_2_PDRP22 | 0 | 0 | 0 | 0 | 0 | 0.15 | 0.15 | 0.5 | 0.95 | 0 | 0 | 0 | Y | North | FC
PGNP_2_PDRP23 | CAISO System | PGNP_2_PDRP23 | 0 | 0 | 0 | 0 | 0 | 0 | 0.3 | 0.3 | 0.3 | 0.3 | 0 | 0 | Y | North | FC
PGNP_2_PDRP24 | CAISO System | PGNP_2_PDRP24 | 0 | 0 | 0 | 0 | 0 | 0 | 0.3 | 0.3 | 0.3 | 0.3 | 0 | 0 | Y | North | FC
PGNP_2_PDRP25 | CAISO System | PGNP_2_PDRP25 | 0 | 0 | 0 | 0 | 0 | 0 | 0.39 | 0.51 | 0.51 | 0.51 | 0 | 0 | Y | North | FC
PGNP_2_PDRP26 | CAISO System | PGNP_2_PDRP26 | 0 | 0 | 0 | 0 | 0 | 0 | 0.75 | 0.45 | 0.4 | 0 | 0 | 0 | Y | North | FC
PGNP_2_PDRP27 | CAISO System | PGNP_2_PDRP27 | AUG: 0; SEP: 0; OCT: 0; NOV: 0.46; DEC: 0.6 | Y | North | FC
PGNP_2_PDRP28 | CAISO System | PGNP_2_PDRP28 | 0 | 0 | 0 | 0 | 0 | 0 | 0.6 | 0.6 | 0.6 | 0 | 0 | 0 | Y | North | FC
PGNP_2_PDRP30 | CAISO System | PGNP_2_PDRP30 |  |  |  |  | 0.91 | 0.8 | 0.66 | 0.99 | 0.91 | 0.6 | 0 | 0 | Y | North | FC
PGNP_2_PDRP31 | CAISO System | PGNP_2_PDRP31 | JUN: 0.92; JUL: 0.99; AUG: 0.99; SEP: 0.98; OCT: 0.58; NOV: 0; DEC: 0 | Y | North | FC
PGNP_2_PDRP34 | CAISO System | PGNP_2_PDRP34 | OCT: 0.8; NOV: 0; DEC: 0 | Y | North | FC
PGNP_2_PDRP35 | CAISO System | PDR-D PGNP | 0.3 | 0.17 | 0.14 | 0.12 | 0.13 | 0.16 | 0.18 | 0.12 | 0.12 | 0 | 0 | 0 | Y | North | FC
PGNP_2_PDRP38 | CAISO System | VLTS_PDR_PGNP-Calplant | 3.5 | 3.5 | 1.5 | 1.5 | 1.5 | 1.5 | 5 | 5 | 1.5 | 3.8 | 0 | 0 | Y | North | FC
PGNP_2_PDRP39 | CAISO System | VLTS_PDR_PGNP_02 | 0.5 | 0.5 | 0.95 | 0.95 | 0.95 | 0.95 | 0.95 | 0.95 | 0.95 | 0.8 | 0 | 0 | Y | North | FC
PGNP_2_PDRP40 | CAISO System | PGNP_2_PDRP40 | 0.81 | 0.81 | 0.8 | 0.8 | 0 | 0 | 0 | 0 | 0 | 0 | 0 | 0 | Y | North | FC
PGNP_2_PDRP41 | CAISO System | PGNP_2_PDRP41 | 0.99 | 0.99 | 0.99 | 0.99 | 0.99 | 0.87 | 0.56 | 0.5 | 0.37 | 0.28 | 0 | 0 | Y | North | FC
PGNP_2_PDRP42 | CAISO System | PGNP_2_PDRP42 | 0.46 | 0.45 | 0.51 | 0.5 | 0.7 | 0.68 | 0.6 | 0.5 | 0.25 | 0 | 0 | 0 | Y | North | FC
PGNP_2_PDRP43 | CAISO System | PGNP_2_PDRP43 | 0 | 0 | 0 | 0.24 | 0.49 | 0.49 | 0.3 | 0.3 | 0 | 0 | 0 | 0 | Y | North | FC
PGNP_2_PDRP44 | CAISO System | PGNP_2_PDRP44 | 0 | 0 | 0 | 0 | 0 | 0 | 0 | 0.35 | 0 | 0 | 0 | 0 | Y | North | FC
PGNP_2_PDRP46 | CAISO System | PGNP_2_PDRP46 | JUN: 0.39; JUL: 0.35; AUG: 0.31; SEP: 0.64; OCT: 0; NOV: 0; DEC: 0 | Y | North | FC
PGNP_2_PDRP51 | CAISO System | PDR-F PGNP |  |  |  |  | 0.69 | 0.78 | 0.86 | 0.92 | 0.92 | 0.83 | 0 | 0 | Y | North | FC
PGNP_2_PDRP52 | CAISO System | VLTS_PDR_PGNP_03 | AUG: 0.25; SEP: 0.3; OCT: 0.2; NOV: 0; DEC: 0 | Y | North | FC
PGP2_2_PDRP05 | Bay Area | PGP2_2_PDRP05 | 0 | 0.12 | 0.14 | 0.15 | 0.12 | 0.24 | 0.24 | 0.24 | 0.3 | 0.21 | 0.2 | 0.2 | Y | North | FC
PGP2_2_PDRP07 | Bay Area | PGP2_2_PDRP07 | 0 | 0.12 | 0.14 | 0.1 | 0.1 | 0.12 | 0.24 | 0.24 | 0.24 | 0.21 | 0.11 | 0.11 | Y | North | FC
PGP2_2_PDRP08 | Bay Area | PGP2_2_PDRP08 | 0 | 0.12 | 0.14 | 0.15 | 0.12 | 0.24 | 0.24 | 0.24 | 0.3 | 0.21 | 0.2 | 0.2 | Y | North | FC
PGP2_2_PDRP17 | Bay Area | PGP2_2_PDRP17 | 0 | 0.12 | 0.14 | 0.1 | 0.1 | 0.12 | 0.12 | 0.24 | 0.24 | 0.21 | 0.11 | 0.11 | Y | North | FC
PGP2_2_PDRP22 | Bay Area | PGP2_2_PDRP22 | 0.5 | 0.5 | 0.4 | 0.12 | 0.12 | 0.2 | 0 | 0 | 0.4 | 0.2 | 0.2 | 0.2 | Y | North | FC
PGP2_2_PDRP23 | Bay Area | PGP2_2_PDRP23 | 0 | 0 | 0 | 0 | 0 | 0.15 | 0.15 | 0.5 | 0.95 | 0 | 0 | 0 | Y | North | FC
PGP2_2_PDRP24 | Bay Area | PGP2_2_PDRP24 | 0 | 0 | 0 | 0 | 0 | 0 | 0 | 0 | 0.6 | 0 | 0 | 0 | Y | North | FC
PGP2_2_PDRP25 | Bay Area | PGP2_2_PDRP25 | 0 | 0 | 0 | 0.12 | 0.12 | 0 | 0 | 0 | 0 | 0.2 | 0.2 | 0.2 | Y | North | FC
PGP2_2_PDRP26 | Bay Area | PGP2_2_PDRP26 | 0 | 0 | 0 | 0.12 | 0.12 | 0 | 0 | 0 | 0 | 0.2 | 0.2 | 0.2 | Y | North | FC
PGP2_2_PDRP28 | Bay Area | PGP2_2_PDRP28 | 0 | 0 | 0 | 0.12 | 0.12 | 0 | 0 | 0 | 0 | 0.2 | 0.2 | 0.2 | Y | North | FC
PGP2_2_PDRP29 | Bay Area | PGP2_2_PDRP29 | 0 | 0 | 0 | 0.11 | 0.12 | 0 | 0 | 0 | 0 | 0.2 | 0.2 | 0.2 | Y | North | FC
PGP2_2_PDRP35 | Bay Area | PGP2_2_PDRP35 | 1.32 | 1.32 | 0 | 0 | 2.93 | 1.58 | 1.59 | 1.5 | 1.5 | 1.46 | 0 | 0 | Y | North | FC
PGP2_2_PDRP38 | Bay Area | PGP2_2_PDRP38 | OCT: 0.5; NOV: 0; DEC: 0 | Y | North | FC
PGP2_2_PDRP42 | Bay Area | PGP2_2_PDRP42 |  |  | 0.26 | 0.26 | 0 | 0 | 0 | 0 | 0 | 0 | 0 | 0 | Y | North | FC
PGP2_2_PDRP43 | Bay Area | PGP2_2_PDRP43 | 0.91 | 0.91 | 0.4 | 0.4 | 0 | 0 | 0 | 0 | 0 | 0 | 0 | 0 | Y | North | FC
PGP2_2_PDRP44 | Bay Area | PGP2_2_PDRP44 |  |  | 0.33 | 0.33 | 0 | 0 | 0 | 0 | 0 | 0 | 0 | 0 | Y | North | FC
PGP2_2_PDRP53 | Fresno | PGP2_2_PDRP53 | 0.49 | 0.48 | 0.5 | 0.51 | 0.54 | 0 | 0 | 0.25 | 0.1 | 0.62 | 0 | 0 | Y | North | FC
PGP2_2_PDRP54 | Bay Area | PGP2_2_PDRP54 | 0.72 | 0.74 | 0.74 | 0.77 | 0.81 | 0.88 | 0.15 | 0.5 | 0.1 | 0.1 | 0 | 0 | Y | North | FC
PGP2_2_PDRP55 | Bay Area | PGP2_2_PDRP55 | 0.48 | 0.49 | 0.49 | 0.51 | 0.54 | 0.59 | 0 | 0.4 | 0.75 | 0.12 | 0 | 0 | Y | North | FC
PGP2_2_PDRP56 | Bay Area | PGP2_2_PDRP56 | 0.32 | 0.33 | 0.33 | 0.34 | 0.36 | 0.39 | 0.46 | 0.5 | 0.81 | 0.1 | 0 | 0 | Y | North | FC
PGP2_2_PDRP57 | Bay Area | PDR-D PGP2 | 0.35 | 0.35 | 0.34 | 0.37 | 0.41 | 0.41 | 0.41 | 0.41 | 0.41 | 0 | 0 | 0 | Y | North | FC
PGP2_2_PDRP58 | Bay Area | PGP2_2_PDRP58 |  |  | 0.4 | 0.4 | 0.4 | 0.4 | 0.4 | 0.4 | 0.2 | 0.2 | 0 | 0 | Y | North | FC
PGP2_2_PDRP59 | Bay Area | PDR-F PGP2 |  |  |  |  | 0.65 | 0.73 | 0.47 | 0.52 | 0.51 | 0.51 | 0 | 0 | Y | North | FC
PGP2_2_PDRP63 | Bay Area | PGP2_2_PDRP63 | JUN: 0.59; JUL: 0.5; AUG: 0.6; SEP: 0; OCT: 0; NOV: 0; DEC: 0 | Y | North | FC
PGP2_2_PDRP65 | Bay Area | PGP2_2_PDRP65 | 1.21 | 1.23 | 1.22 | 1.27 | 1.34 | 1.46 | 1.25 | 0.6 | 0 | 0 | 0 | 0 | Y | North | FC
PGSB_1_PDRP04 | Bay Area | PGSB_1_PDRP04 | 0 | 0.2 | 0.26 | 0.2 | 0.22 | 0.35 | 0.39 | 0.39 | 0.44 | 0.29 | 0.2 | 0.2 | Y | North | FC
PGSB_1_PDRP08 | Bay Area | PGSB_1_PDRP08 | 0 | 0.16 | 0.17 | 0.19 | 0.22 | 0.35 | 0.33 | 0.4 | 0.42 | 0.28 | 0.24 | 0.24 | Y | North | FC
PGSB_1_PDRP10 | Bay Area | PGSB_1_PDRP10 | 0.3 | 0.3 | 0.3 | 0.33 | 0.26 | 0.2 | 0 | 0 | 0.35 | 0.2 | 0.25 | 0.25 | Y | North | FC
PGSB_1_PDRP100 | Bay Area | PDR-F PGSB |  |  |  |  | 1.27 | 1.45 | 1.38 | 1.46 | 1.45 | 1.31 | 0 | 0 | Y | North | FC
PGSB_1_PDRP11 | Bay Area | PGSB_1_PDRP11 | 0.3 | 0.3 | 0.3 | 0.33 | 0.26 | 0 | 0 | 0 | 0 | 0.2 | 0.25 | 0.25 | Y | North | FC
PGSB_1_PDRP17 | Bay Area | PGSB_1_PDRP17 | 0.3 | 0.3 | 0.3 | 0.33 | 0.26 | 0 | 0 | 0 | 0 | 0.2 | 0.25 | 0.25 | Y | North | FC
PGSB_1_PDRP29 | Bay Area | PGSB_1_PDRP29 | 0.2 | 0.2 | 0.25 | 0.32 | 0.32 | 0 | 0 | 0 | 0 | 0.2 | 0.25 | 0.25 | Y | North | FC
PGSB_1_PDRP30 | Bay Area | PGSB_1_PDRP30 | 0.2 | 0.2 | 0.21 | 0 | 0 | 0 | 0 | 0 | 0 | 0.2 | 0.25 | 0.25 | Y | North | FC
PGSB_1_PDRP31 | Bay Area | PGSB_1_PDRP31 | 0 | 0 | 0 | 0 | 0 | 0.2 | 0.2 | 0.4 | 0.57 | 0 | 0 | 0 | Y | North | FC
PGSB_1_PDRP32 | Bay Area | PGSB_1_PDRP32 | 0 | 0 | 0 | 0 | 0 | 0 | 0 | 0.28 | 0.5 | 0 | 0 | 0 | Y | North | FC
PGSB_1_PDRP33 | Bay Area | PGSB_1_PDRP33 | 0 | 0 | 0 | 0 | 0 | 0 | 0 | 0 | 0.4 | 0 | 0 | 0 | Y | North | FC
PGSB_1_PDRP34 | Bay Area | PGSB_1_PDRP34 | 0 | 0 | 0 | 0 | 0 | 0 | 0.95 | 0.95 | 0.95 | 0 | 0 | 0 | Y | North | FC
PGSB_1_PDRP35 | Bay Area | PGSB_1_PDRP35 | 0 | 0 | 0 | 0.13 | 0.18 | 0.3 | 0.33 | 0.31 | 0.36 | 0 | 0 | 0 | Y | North | FC
PGSB_1_PDRP36 | Bay Area | PGSB_1_PDRP36 | 0 | 0 | 0 | 0.13 | 0.18 | 0.3 | 0.33 | 0.29 | 0.34 | 0 | 0 | 0 | Y | North | FC
PGSB_1_PDRP42 | Bay Area | PGSB_1_PDRP42 | 0 | 0 | 0 | 0.13 | 0.18 | 0.3 | 0.33 | 0.31 | 0.34 | 0 | 0 | 0 | Y | North | FC
PGSB_1_PDRP43 | Bay Area | PGSB_1_PDRP43 | 0 | 0 | 0 | 0.13 | 0.18 | 0.3 | 0.33 | 0.29 | 0.34 | 0 | 0 | 0 | Y | North | FC
PGSB_1_PDRP44 | Bay Area | PGSB_1_PDRP44 | 0 | 0 | 0 | 0.13 | 0.18 | 0.3 | 0.33 | 0.31 | 0.34 | 0 | 0 | 0 | Y | North | FC
PGSB_1_PDRP45 | Bay Area | PGSB_1_PDRP45 | 0 | 0 | 0 | 0.13 | 0.18 | 0.3 | 0.33 | 0.29 | 0.34 | 0 | 0 | 0 | Y | North | FC
PGSB_1_PDRP46 | Bay Area | PGSB_1_PDRP46 | 0 | 0 | 0 | 0.13 | 0.18 | 0.3 | 0.33 | 0.31 | 0.34 | 0 | 0 | 0 | Y | North | FC
PGSB_1_PDRP47 | Bay Area | PGSB_1_PDRP47 | 0 | 0 | 0 | 0.13 | 0.18 | 0.3 | 0.33 | 0.29 | 0.34 | 0 | 0 | 0 | Y | North | FC
PGSB_1_PDRP48 | Bay Area | PGSB_1_PDRP48 | 0 | 0 | 0 | 0 | 0 | 0 | 0.61 | 0.61 | 0.61 | 0 | 0 | 0 | Y | North | FC
PGSB_1_PDRP49 | Bay Area | PGSB_1_PDRP49 | 0 | 0 | 0 | 0 | 0 | 0 | 0.59 | 0.59 | 0.59 | 0 | 0 | 0 | Y | North | FC
PGSB_1_PDRP50 | Bay Area | PGSB_1_PDRP50 | 0 | 0 | 0 | 0.13 | 0.18 | 0.3 | 0.33 | 0.35 | 0.34 | 0 | 0 | 0 | Y | North | FC
PGSB_1_PDRP51 | Bay Area | PGSB_1_PDRP51 | 0 | 0 | 0 | 0.13 | 0.18 | 0.3 | 0.33 | 0.29 | 0.34 | 0 | 0 | 0 | Y | North | FC
PGSB_1_PDRP52 | Bay Area | PGSB_1_PDRP52 | 0 | 0 | 0 | 0.13 | 0.18 | 0.3 | 0.33 | 0.35 | 0.34 | 0 | 0 | 0 | Y | North | FC
PGSB_1_PDRP53 | Bay Area | PGSB_1_PDRP53 | 0 | 0 | 0 | 0.13 | 0.18 | 0.3 | 0.33 | 0.29 | 0.34 | 0 | 0 | 0 | Y | North | FC
PGSB_1_PDRP54 | Bay Area | PGSB_1_PDRP54 | 0 | 0 | 0 | 0 | 0 | 0 | 0.45 | 0.4 | 0.4 | 0.4 | 0 | 0 | Y | North | FC
PGSB_1_PDRP55 | Bay Area | PGSB_1_PDRP55 | 0 | 0 | 0 | 0 | 0 | 0 | 0.45 | 0.4 | 0.4 | 0.4 | 0 | 0 | Y | North | FC
PGSB_1_PDRP56 | Bay Area | PGSB_1_PDRP56 | 0 | 0 | 0 | 0 | 0 | 0 | 0.45 | 0.4 | 0.4 | 0.4 | 0 | 0 | Y | North | FC
PGSB_1_PDRP57 | Bay Area | PGSB_1_PDRP57 | 0 | 0 | 0 | 0 | 0 | 0 | 0 | 0 | 0.8 | 0 | 0 | 0 | Y | North | FC
PGSB_1_PDRP58 | Bay Area | PGSB_1_PDRP58 | 0 | 0 | 0 | 0 | 0 | 0 | 0 | 0 | 0.46 | 0 | 0 | 0 | Y | North | FC
PGSB_1_PDRP60 | Bay Area | PGSB_1_PDRP60 |  |  |  |  | 3.65 | 2.1 | 2.09 | 2.14 | 1.73 | 2.48 | 0 | 0 | Y | North | FC
PGSB_1_PDRP63 | Bay Area | PGSB_1_PDRP63 | OCT: 0.5; NOV: 0; DEC: 0 | Y | North | FC
PGSB_1_PDRP66 | Bay Area | PGSB_1_PDRP66 | 1.61 | 1.64 | 1.64 | 1.7 | 1.8 | 2.45 | 1.9 | 0.8 | 0 | 0 | 0 | 0 | Y | North | FC
PGSB_1_PDRP67 | Bay Area | PGSB_1_PDRP67 | JUN: 0.98; JUL: 0.5; AUG: 0.75; SEP: 1.63; OCT: 0.83; NOV: 0; DEC: 0 | Y | North | FC
PGSB_1_PDRP69 | Bay Area | PGSB_1_PDRP69 | 0.91 | 0.91 | 0.7 | 0.7 | 0 | 0 | 0 | 0 | 0 | 0 | 0 | 0 | Y | North | FC
PGSB_1_PDRP70 | Bay Area | PGSB_1_PDRP70 | 0.51 | 0.51 | 0.7 | 0.7 | 0 | 0 | 0 | 0 | 0 | 0 | 0 | 0 | Y | North | FC
PGSB_1_PDRP71 | Bay Area | PGSB_1_PDRP71 | 0.71 | 0.71 | 0.7 | 0.7 | 0 | 0 | 0 | 0 | 0 | 0 | 0 | 0 | Y | North | FC
PGSB_1_PDRP72 | Bay Area | PGSB_1_PDRP72 | JUL: 0.5; AUG: 0.75; SEP: 0; OCT: 0.4; NOV: 0; DEC: 0 | Y | North | FC
PGSB_1_PDRP73 | Bay Area | PGSB_1_PDRP73 | 0.61 | 0.61 | 0 | 0 | 0 | 0 | 0 | 0 | 0 | 0 | 0 | 0 | Y | North | FC
PGSB_1_PDRP76 | Bay Area | PGSB_1_PDRP76 | 0.8 | 0.81 | 0.81 | 0.84 | 0.89 | 0.97 | 0.5 | 0.5 | 0.36 | 0.19 | 0 | 0 | Y | North | FC
PGSB_1_PDRP77 | Bay Area | PGSB_1_PDRP77 | 0.8 | 0.81 | 0.81 | 0.84 | 0.99 | 0.97 | 0.5 | 0.4 | 0.28 | 0 | 0 | 0 | Y | North | FC
PGSB_1_PDRP78 | Bay Area | PGSB_1_PDRP78 | 0.48 | 0.49 | 0.49 | 0.51 | 0 | 0 | 0 | 0.4 | 0.83 | 0.26 | 0 | 0 | Y | North | FC
PGSB_1_PDRP86 | Bay Area | PDR-E PGSB | 1.09 | 1.09 | 1.09 | 1.09 | 1.09 | 1.09 | 1.09 | 1.09 | 1.09 | 0 | 0 | 0 | Y | North | FC
PGSB_1_PDRP87 | Bay Area | VLTS_PDR_PGSB_1 | 2.5 | 2.5 | 2.1 | 2.1 | 0.9 | 0.9 | 0.5 | 0.5 | 0.9 | 0.8 | 0 | 0 | Y | North | FC
PGSB_1_PDRP89 | Bay Area | PGSB_1_PDRP89 | 0.4 | 0.41 | 0.41 | 0.43 | 0 | 0 | 0 | 0.3 | 0.83 | 0 | 0 | 0 | Y | North | FC
PGSB_1_PDRP90 | Bay Area | PGSB_1_PDRP90 | 0.5 | 0.51 | 0.51 | 0.53 | 0 | 0.61 | 0.36 | 0.36 | 0 | 0 | 0 | 0 | Y | North | FC
PGSB_1_PDRP91 | Bay Area | PGSB_1_PDRP91 | 0.32 | 0.33 | 0.33 | 0.34 | 0.36 | 0 | 0 | 0 | 0 | 0 | 0 | 0 | Y | North | FC
PGSB_1_PDRP92 | Bay Area | PGSB_1_PDRP92 | 0.72 | 0.72 | 0.75 | 0.77 | 0 | 0.87 | 0.45 | 0.45 | 0 | 0 | 0 | 0 | Y | North | FC
PGSF_2_PDRP03 | Bay Area | PGSF_2_PDRP03 | 0 | 0.1 | 0.16 | 0.11 | 0.17 | 0.11 | 0.19 | 0.19 | 0.13 | 0.1 | 0.1 | 0.1 | Y | North | FC
PGSF_2_PDRP04 | Bay Area | PGSF_2_PDRP04 | 0 | 0.15 | 0.16 | 0.1 | 0.1 | 0.11 | 0.11 | 0.11 | 0.11 | 0.1 | 0.05 | 0.05 | Y | North | FC
PGSF_2_PDRP08 | Bay Area | PGSF_2_PDRP08 | 0 | 0 | 0.15 | 0.12 | 0.12 | 0.2 | 0 | 0 | 0.35 | 0.2 | 0.24 | 0.24 | Y | North | FC
PGSF_2_PDRP12 | Bay Area | PGSF_2_PDRP12 | 0 | 0 | 0 | 0.12 | 0.17 | 0 | 0 | 0 | 0 | 0.2 | 0.24 | 0.24 | Y | North | FC
PGSF_2_PDRP18 | Bay Area | PGSF_2_PDRP18 | 0 | 0 | 0 | 0 | 0 | 0.12 | 0.2 | 0.5 | 0 | 0 | 0 | 0 | Y | North | FC
PGSF_2_PDRP33 | Bay Area | PGSF_2_PDRP33 |  |  |  |  | 0.6 | 0.88 | 0.9 | 0.99 | 0.99 | 0.51 | 0 | 0 | Y | North | FC
PGSF_2_PDRP34 | Bay Area | PGSF_2_PDRP34 | OCT: 0.5; NOV: 0; DEC: 0 | Y | North | FC
PGSF_2_PDRP36 | Bay Area | PGSF_2_PDRP36 | 0.8 | 0.81 | 0.81 | 0.84 | 0.89 | 0.97 | 0.5 | 0.5 | 0.59 | 0.27 | 0 | 0 | Y | North | FC
PGSF_2_PDRP44 | Bay Area | PDR-E PGSF | 0.15 | 0.15 | 0.15 | 0.15 | 0.15 | 0.15 | 0.19 | 0.19 | 0.19 | 0 | 0 | 0 | Y | North | FC
PGSF_2_PDRP49 | Bay Area | VLTS_PDR_PGSF_1 | 0.5 | 0.5 | 0.85 | 0.85 | 0.85 | 0.85 | 0.5 | 0.5 | 0.85 | 0.6 | 0 | 0 | Y | North | FC
PGSF_2_PDRP50 | Bay Area | PGSF_2_PDRP50 | 0.3 | 0.3 | 0.3 | 0.3 | 0 | 0 | 0 | 0 | 0 | 0 | 0 | 0 | Y | North | FC
PGSF_2_PDRP52 | Bay Area | PGSF_2_PDRP52 | 0.8 | 0.81 | 0.81 | 0.84 | 0.89 | 0.97 | 0.16 | 0.3 | 0 | 0.29 | 0 | 0 | Y | North | FC
PGSF_2_PDRP53 | Bay Area | PGSF_2_PDRP53 | 0.41 | 0.42 | 0.42 | 0.43 | 0.46 | 0.5 | 0 | 0.7 | 0 | 0 | 0 | 0 | Y | North | FC
PGSF_2_PDRP54 | Bay Area | PGSF_2_PDRP54 | 0.4 | 0.41 | 0.42 | 0.44 | 0.45 | 0.49 | 0 | 0.15 | 0 | 0 | 0 | 0 | Y | North | FC
PGSF_2_PDRP55 | Bay Area | PDR-F PGSF |  |  |  |  | 0.34 | 0.38 | 0.31 | 0.32 | 0.31 | 0.29 | 0 | 0 | Y | North | FC
PGSI_1_PDRP02 | Sierra | PGSI_1_PDRP02 | 0 | 0.17 | 0.18 | 0.18 | 0.26 | 0.54 | 0.56 | 0.59 | 0.56 | 0.4 | 0.1 | 0.1 | Y | North | FC
PGSI_1_PDRP09 | Sierra | PGSI_1_PDRP09 | 0 | 0.12 | 0.18 | 0.18 | 0.2 | 0.47 | 0.56 | 0.47 | 0.42 | 0.35 | 0.18 | 0.18 | Y | North | FC
PGSI_1_PDRP10 | Sierra | PGSI_1_PDRP10 | 0 | 0.17 | 0.18 | 0.18 | 0.31 | 0.55 | 0.56 | 0.59 | 0.56 | 0.4 | 0.1 | 0.1 | Y | North | FC
PGSI_1_PDRP11 | Sierra | PGSI_1_PDRP11 | 0 | 0.12 | 0.18 | 0.18 | 0.26 | 0.5 | 0.5 | 0.5 | 0.49 | 0.35 | 0.18 | 0.18 | Y | North | FC
PGSI_1_PDRP12 | Sierra | PGSI_1_PDRP12 | 0 | 0.12 | 0.18 | 0.23 | 0.26 | 0.5 | 0.56 | 0.5 | 0.48 | 0.35 | 0.18 | 0.18 | Y | North | FC
PGSI_1_PDRP15 | Sierra | PGSI_1_PDRP15 | 0 | 0.17 | 0.18 | 0.23 | 0.26 | 0.5 | 0.54 | 0.5 | 0.48 | 0.35 | 0.18 | 0.18 | Y | North | FC
PGSI_1_PDRP16 | Sierra | PGSI_1_PDRP16 | 0 | 0.17 | 0.18 | 0.23 | 0.26 | 0.5 | 0.5 | 0.5 | 0.48 | 0.35 | 0.18 | 0.18 | Y | North | FC
PGSI_1_PDRP17 | Sierra | PGSI_1_PDRP17 | 0 | 0 | 0 | 0.12 | 0.12 | 0.2 | 0 | 0 | 0 | 0.2 | 0.2 | 0.2 | Y | North | FC
PGSI_1_PDRP20 | Sierra | PGSI_1_PDRP20 | 0 | 0 | 0 | 0 | 0 | 0 | 0 | 0 | 0 | 0.2 | 0.2 | 0.2 | Y | North | FC
PGSI_1_PDRP21 | Sierra | PGSI_1_PDRP21 | 0 | 0 | 0 | 0.18 | 0.26 | 0.3 | 0.49 | 0.2 | 0.4 | 0.2 | 0.2 | 0.2 | Y | North | FC
PGSI_1_PDRP22 | Sierra | PGSI_1_PDRP22 | 0.3 | 0.3 | 0.2 | 0.18 | 0.26 | 0.3 | 0 | 0 | 0 | 0.2 | 0.2 | 0.2 | Y | North | FC
PGSI_1_PDRP23 | Sierra | PGSI_1_PDRP23 | 0 | 0 | 0 | 0 | 0 | 0.2 | 0.2 | 0.2 | 0.85 | 0 | 0 | 0 | Y | North | FC
PGSI_1_PDRP24 | Sierra | PGSI_1_PDRP24 | 0 | 0 | 0 | 0 | 0 | 0 | 0 | 0.2 | 0.85 | 0 | 0 | 0 | Y | North | FC
PGSI_1_PDRP25 | Sierra | PGSI_1_PDRP25 | 0 | 0 | 0 | 0 | 0 | 0 | 0.95 | 0.95 | 0.95 | 0 | 0 | 0 | Y | North | FC
PGSI_1_PDRP26 | Sierra | PGSI_1_PDRP26 | 0 | 0 | 0 | 0 | 0 | 0 | 0.61 | 0.61 | 0.61 | 0 | 0 | 0 | Y | North | FC
PGSI_1_PDRP27 | Sierra | PGSI_1_PDRP27 | 0.29 | 0.26 | 0.2 | 0.33 | 0.88 | 0.88 | 0.8 | 0.8 | 0.9 | 0.55 | 0 | 0 | Y | North | FC
PGSI_1_PDRP28 | Sierra | PGSI_1_PDRP28 | 0 | 0 | 0 | 0 | 0 | 0 | 0.59 | 0.59 | 0.59 | 0 | 0 | 0 | Y | North | FC
PGSI_1_PDRP29 | Sierra | PGSI_1_PDRP29 | 0 | 0 | 0 | 0 | 0.95 | 0 | 0 | 0 | 0.5 | 0 | 0 | 0 | Y | North | FC
PGSI_1_PDRP31 | Sierra | PGSI_1_PDRP31 |  |  |  |  | 0.44 | 0.9 | 0.96 | 0.99 | 0.99 | 0.56 | 0 | 0 | Y | North | FC
PGSI_1_PDRP33 | Sierra | PGSI_1_PDRP33 | 0.3 | 0.3 | 0.26 | 0.26 | 0 | 0 | 0 | 0 | 0 | 0.5 | 0 | 0 | Y | North | FC
PGSI_1_PDRP35 | Sierra | PGSI_1_PDRP35 | 0.8 | 0.8 | 0.8 | 0.95 | 0.9 | 0.95 | 0.47 | 0.3 | 0.6 | 0.27 | 0 | 0 | Y | North | FC
PGSI_1_PDRP36 | Sierra | PGSI_1_PDRP36 | 0.43 | 0.43 | 0.48 | 0.8 | 0.76 | 0.95 | 0.65 | 0.7 | 0.82 | 0.92 | 0 | 0 | Y | North | FC
PGSI_1_PDRP37 | Sierra | PGSI_1_PDRP37 | 0 | 0 | 0 | 0 | 0.6 | 0.48 | 0.55 | 0.55 | 0 | 0.99 | 0 | 0 | Y | North | FC
PGSI_1_PDRP39 | Sierra | VLTS_PDR_PGSI_01 | 1.5 | 1.5 | 1.7 | 1.7 | 1.7 | 1.7 | 0.95 | 0.95 | 1.7 | 1.3 | 0 | 0 | Y | North | FC
PGSI_1_PDRP42 | Sierra | PGSI_1_PDRP42 | 0 | 0 | 0 | 0 | 0.6 | 0.48 | 0.36 | 0.15 | 0.11 | 0 | 0 | 0 | Y | North | FC
PGSI_1_PDRP43 | Sierra | PGSI_1_PDRP43 | 0 | 0 | 0 | 0 | 0 | 0.73 | 0.21 | 0 | 0 | 0 | 0 | 0 | Y | North | FC
PGSI_1_PDRP44 | Sierra | PGSI_1_PDRP44 | JUL: 0; AUG: 0; SEP: 0; OCT: 0; NOV: 0; DEC: 0 | Y | North | FC
PGSI_1_PDRP47 | Sierra | PDR-E PGSI | 0.31 | 0.31 | 0.42 | 0.42 | 0.42 | 0.42 | 0.42 | 0.42 | 0.42 | 0 | 0 | 0 | Y | North | FC
PGSI_1_PDRP48 | Sierra | PGSI_1_PDRP48 | OCT: 0.4; NOV: 0; DEC: 0 | Y | North | FC
PGSI_1_PDRP49 | Sierra | PGSI_1_PDRP49 | OCT: 0.73; NOV: 0; DEC: 0 | Y | North | FC
PGSI_1_PDRP50 | Sierra | PDR-F PGSI |  |  |  |  | 0.72 | 0.81 | 1.24 | 1.31 | 1.29 | 1.07 | 0 | 0 | Y | North | FC
PGST_2_PDRP01 | Stockton | PGST_2_PDRP01 | 0 | 0 | 0 | 0 | 0.88 | 0 | 0 | 0 | 0.95 | 0 | 0 | 0 | Y | North | FC
PGST_2_PDRP03 | Stockton | PGST_2_PDRP03 | 0.38 | 0.37 | 0.39 | 0.48 | 0.56 | 0.96 | 1.23 | 1.2 | 0.8 | 0.51 | 0.4 | 0.39 | Y | North | FC
PGST_2_PDRP07 | Stockton | PGST_2_PDRP07 | AUG: 0.63; SEP: 0.63; OCT: 0.63; NOV: 0.53; DEC: 0.56 | Y | North | FC
PGST_2_PDRP09 | Stockton | PGST_2_PDRP09 | 0 | 0 | 0 | 0 | 0 | 0.15 | 0.15 | 0.5 | 0.9 | 0 | 0 | 0 | Y | North | FC
PGST_2_PDRP16 | Stockton | PGST_2_PDRP16 | 0.2 | 0.2 | 0.1 | 0.1 | 0.52 | 0.92 | 0.2 | 0.99 | 0.99 | 0.1 | 0 | 0 | Y | North | FC
PGST_2_PDRP21 | Stockton | PDR-D PGST | 0.1 | 0.1 | 0.1 | 0.1 | 0 | 0 | 0 | 0 | 0.17 | 0 | 0 | 0 | Y | North | FC
PGST_2_PDRP22 | Stockton | VLTS_PDR_PGST_1 | 2 | 2 | 0.7 | 0.7 | 0.7 | 0.7 | 0.7 | 0.7 | 0.7 | 0.5 | 0 | 0 | Y | North | FC
PGST_2_PDRP23 | Stockton | PDR-E PGST | 0.25 | 0.25 | 0.25 | 0.25 | 0.25 | 0.25 | 0.25 | 0.25 | 0.25 | 0 | 0 | 0 | Y | North | FC
PGST_2_PDRP24 | Stockton | PDR-F PGST |  |  |  |  | 0.27 | 0.3 | 0.45 | 0.46 | 0.42 | 0.36 | 0 | 0 | Y | North | FC
PGST_2_PDRP32 | Stockton | PGST_2_PDRP32 | 0.8 | 0.8 | 0.8 | 0.85 | 0.76 | 0.93 | 0.55 | 0.45 | 0.38 | 0.12 | 0 | 0 | Y | North | FC
PGST_2_PDRP33 | Stockton | PGST_2_PDRP33 | 0.36 | 0.38 | 0.44 | 0.8 | 0.76 | 0.93 | 0.47 | 0.4 | 0.19 | 0.35 | 0 | 0 | Y | North | FC
PGST_2_PDRP34 | Stockton | PGST_2_PDRP34 | 0 | 0 | 0 | 0 | 0.39 | 0.47 | 0 | 0.2 | 0 | 0 | 0 | 0 | Y | North | FC
PGST_2_PDRP35 | Stockton | PGST_2_PDRP35 | 0 | 0 | 0 | 0 | 0.49 | 0.58 | 0.17 | 0.3 | 0.3 | 0 | 0 | 0 | Y | North | FC
PGZP_2_PDRP02 | CAISO System | PGZP_2_PDRP02 | 0 | 0.15 | 0.16 | 0.14 | 0.16 | 0.26 | 0.34 | 0.33 | 0.35 | 0.61 | 0.1 | 0.1 | Y | North | FC
PGZP_2_PDRP07 | CAISO System | PGZP_2_PDRP07 | 0 | 0.15 | 0.16 | 0.14 | 0.16 | 0.26 | 0.34 | 0.33 | 0.33 | 0.61 | 0.31 | 0.31 | Y | North | FC
PGZP_2_PDRP08 | CAISO System | PGZP_2_PDRP08 | 0 | 0 | 0 | 0.12 | 0.12 | 0.2 | 0 | 0 | 0.4 | 0.2 | 0.26 | 0.26 | Y | North | FC
PGZP_2_PDRP09 | CAISO System | PGZP_2_PDRP09 | 0 | 0 | 0 | 0 | 0 | 0.15 | 0.15 | 0.5 | 0.9 | 0 | 0 | 0 | Y | North | FC
PGZP_2_PDRP10 | CAISO System | PGZP_2_PDRP10 | 0 | 0 | 0 | 0 | 0 | 0.15 | 0.15 | 0.5 | 0.9 | 0 | 0 | 0 | Y | North | FC
PGZP_2_PDRP11 | CAISO System | PGZP_2_PDRP11 | 0.1 | 0.1 | 0.1 | 0.24 | 0.2 | 0.4 | 0.54 | 0.78 | 0.35 | 0.66 | 0.53 | 0.48 | Y | North | FC
PGZP_2_PDRP17 | CAISO System | PGZP_2_PDRP17 | 0 | 0 | 0 | 0 | 0.93 | 0 | 0 | 0 | 0.8 | 0 | 0 | 0 | Y | North | FC
PGZP_2_PDRP18 | CAISO System | PGZP_2_PDRP18 | 0 | 0 | 0 | 0 | 0.61 | 0 | 0 | 0 | 0 | 0 | 0 | 0 | Y | North | FC
PGZP_2_PDRP25 | CAISO System | PGZP_2_PDRP25 | 0.27 | 0.27 | 0.99 | 0.99 | 0.8 | 0.95 | 0.99 | 0.99 | 0.99 | 0.98 | 0 | 0 | Y | North | FC
PGZP_2_PDRP26 | CAISO System | PGZP_2_PDRP26 | 0.74 | 0.74 | 0.31 | 0.31 | 0.89 | 0.98 | 0.98 | 0.99 | 0.99 | 0.36 | 0 | 0 | Y | North | FC
PGZP_2_PDRP27 | CAISO System | PGZP_2_PDRP27 | OCT: 0.5; NOV: 0; DEC: 0 | Y | North | FC
PGZP_2_PDRP29 | CAISO System | PGZP_2_PDRP29 | 0.9 | 0.9 | 0.9 | 0.9 | 0.9 | 0.96 | 0.46 | 0.45 | 0.25 | 0 | 0 | 0 | Y | North | FC
PGZP_2_PDRP30 | CAISO System | PGZP_2_PDRP30 | 0.9 | 0.9 | 0.9 | 0.9 | 0.9 | 0.96 | 0.4 | 0.4 | 0.28 | 0.23 | 0 | 0 | Y | North | FC
PGZP_2_PDRP31 | CAISO System | PGZP_2_PDRP31 | 0.57 | 0.57 | 0.59 | 0.9 | 0.86 | 0.8 | 0.2 | 0.15 | 0 | 0 | 0 | 0 | Y | North | FC
PGZP_2_PDRP32 | CAISO System | PGZP_2_PDRP32 | 0.57 | 0.57 | 0.57 | 0.5 | 0.52 | 0 | 0 | 0 | 0 | 0 | 0 | 0 | Y | North | FC
PGZP_2_PDRP33 | CAISO System | PGZP_2_PDRP33 | 0.47 | 0.44 | 0.56 | 0.5 | 0.62 | 0.39 | 0 | 0.55 | 0 | 0 | 0 | 0 | Y | North | FC
PGZP_2_PDRP34 | CAISO System | PGZP_2_PDRP34 | 0 | 0 | 0 | 0.36 | 0.52 | 1.16 | 1.11 | 0.8 | 0.28 | 0.3 | 0 | 0 | Y | North | FC
PGZP_2_PDRP35 | CAISO System | PGZP_2_PDRP35 | 0 | 0 | 0 | 0 | 0 | 0.47 | 0.2 | 0.2 | 0.55 | 0.92 | 0 | 0 | Y | North | FC
PGZP_2_PDRP36 | CAISO System | PGZP_2_PDRP36 | 0 | 0 | 0 | 0 | 0.8 | 0.98 | 0.92 | 0.95 | 0.42 | 0.4 | 0 | 0 | Y | North | FC
PGZP_2_PDRP45 | CAISO System | VLTS_PDR_PGZP_1 | 0.5 | 0.5 | 0.8 | 0.8 | 0.8 | 0.8 | 0.5 | 0.5 | 1.7 | 1.3 | 0 | 0 | Y | North | FC
PGZP_2_PDRP47 | CAISO System | PDR-F PGZP |  |  |  |  | 0.34 | 0.39 | 0.32 | 0.31 | 0.32 | 0.33 | 0 | 0 | Y | North | FC
PHOENX_1_UNIT | Stockton | PHOENIX PH | 0.57 | 0.6 | 0.88 | 0.85 | 0.88 | 0.84 | 0.91 | 0.9 | 0.83 | 0.33 | 0.32 | 0.54 | N | North | FC
PINFLT_7_UNITS | Fresno | PINE FLAT HYDRO AGGREGATE | 0 | 0 | 19 | 59.85 | 80.2 | 134.84 | 130.9 | 62.3 | 21.75 | 12.75 | 0 | 0 | Y | North | FC
PIOPIC_2_CTG1 | San Diego-IV | Pio Pico Unit 1 | 111.3 | 111.3 | 111.3 | 111.3 | 111.3 | 111.3 | 111.3 | 111.3 | 111.3 | 111.3 | 111.3 | 111.3 | Y | South | ID | 100% | 106 MW with FC priority - the rest C10 waiting for Silvergate-Bay Boulevard 230 kV Reactor
PIOPIC_2_CTG2 | San Diego-IV | Pio Pico Unit 2 | 112.7 | 112.7 | 112.7 | 112.7 | 112.7 | 112.7 | 112.7 | 112.7 | 112.7 | 112.7 | 112.7 | 112.7 | Y | South | ID | 100% | 106 MW with FC priority - the rest C10 waiting for Silvergate-Bay Boulevard 230 kV Reactor
PIOPIC_2_CTG3 | San Diego-IV | Pio Pico Unit 3 | 112 | 112 | 112 | 112 | 112 | 112 | 112 | 112 | 112 | 112 | 112 | 112 | Y | South | ID | 100% | 106 MW with FC priority - the rest C10 waiting for Silvergate-Bay Boulevard 230 kV Reactor
PIT1_6_FRIVRA | CAISO System | Fall River Mills Project A | 0.06 | 0.05 | 0.27 | 0.23 | 0.24 | 0.47 | 0.59 | 0.41 | 0.21 | 0.03 | 0.03 | 0 | N | North | ID | 100% | 18DGD Waiting for Modify QC8SPS-02 and possibly other
PIT1_7_UNIT 1 | CAISO System | PIT PH 1 UNIT 1 | 19.6 | 18 | 18.6 | 18 | 17.6 | 15.8 | 10.8 | 9.2 | 9.2 | 8 | 14.4 | 16 | Y | North | FC
PIT1_7_UNIT 2 | CAISO System | PIT PH 1 UNIT 2 | 14.4 | 14.4 | 15.36 | 14.4 | 9.6 | 9.2 | 9.2 | 9.2 | 9.2 | 6.4 | 14.4 | 14.4 | Y | North | FC
PIT3_7_PL1X3 | CAISO System | PIT PH 3 UNITS 1, 2 & 3 AGGREGATE | 36 | 36.8 | 34.4 | 36.8 | 44.8 | 54.79 | 58.2 | 52.6 | 34.6 | 28.8 | 30.4 | 43.1 | Y | North | FC
PIT4_7_PL1X2 | CAISO System | PIT PH 4 UNITS 1 & 2 AGGREGATE | 50.2 | 47.8 | 44 | 49 | 53.6 | 67.4 | 71 | 67.2 | 44 | 41.4 | 45.2 | 52.2 | Y | North | FC
PIT5_7_PL1X2 | CAISO System | PIT PH 5 UNITS 1 & 2 AGGREGATE | 47.2 | 32.8 | 60 | 62.4 | 56 | 56.8 | 55.2 | 41.6 | 32 | 22.4 | 48 | 40 | Y | North | FC
PIT5_7_PL3X4 | CAISO System | PIT PH 5 UNITS 3 & 4 AGGREGATE | 32.4 | 43.4 | 32 | 32 | 57.6 | 57.6 | 55.2 | 48 | 35.2 | 50.4 | 31.2 | 32 | Y | North | FC
PIT5_7_QFUNTS | CAISO System | GRASSHOPPER FLAT HYDRO | 0.31 | 0.33 | 0.91 | 0.95 | 0.8 | 0.34 | 0.11 | 0.02 | 0 | 0 | 0 | 0.05 | N | North | FC
PIT6_7_UNIT 1 | CAISO System | PIT PH 6 UNIT 1 | 31.2 | 31.2 | 31.2 | 38.2 | 31.2 | 37.8 | 38 | 37.2 | 31.2 | 31.2 | 36.2 | 38 | Y | North | FC
PIT6_7_UNIT 2 | CAISO System | PIT PH 6 UNIT 2 | 38 | 32 | 39.2 | 38.4 | 32 | 38.6 | 38.8 | 38.8 | 37 | 30.64 | 37.6 | 38.8 | Y | North | FC
PIT7_7_UNIT 1 | CAISO System | PIT PH 7 UNIT 1 | 43.2 | 51.6 | 53.55 | 53.4 | 52.2 | 52.78 | 54 | 54.2 | 54.2 | 52.09 | 42.99 | 52.57 | Y | North | FC
PIT7_7_UNIT 2 | CAISO System | PIT PH 7 UNIT 2 | 43.03 | 51 | 53.2 | 53.88 | 43.2 | 51.17 | 53.48 | 53.83 | 53.88 | 53.68 | 44.68 | 42.06 | Y | North | FC
PIUTE_6_GNBSR1 | Big Creek-Ventura | Green Beanworks B | 0.12 | 0.09 | 0.54 | 0.45 | 0.48 | 0.93 | 1.17 | 0.81 | 0.42 | 0.06 | 0.06 | 0 | N | South | FC
PLACVL_1_CHILIB | Sierra | Chili Bar Hydro | 3.16 | 2.88 | 6.58 | 7.36 | 7.24 | 5.95 | 3.85 | 3.24 | 3.02 | 1.61 | 1.67 | 0.83 | N | North | FC
PLACVL_1_RCKCRE | Sierra | Rock Creek Hydro | 0.16 | 0.19 | 0.65 | 0.92 | 0.51 | 0.13 | 0 | 0 | 0 | 0 | 0 | 0 | N | North | FC
PLAINV_6_BSOLAR | Big Creek-Ventura | Western Antelope Blue Sky Ranch A | 0 | 0 | 0 | 0 | 0 | 0 | 0 | 0 | 0 | 0 | 0 | 0 | N | South | EO
PLAINV_6_DSOLAR | Big Creek-Ventura | Western Antelope Dry Ranch | 0.4 | 0.3 | 1.8 | 1.5 | 1.6 | 3.1 | 3.9 | 2.7 | 1.4 | 0.2 | 0.2 | 0 | N | South | FC
PLAINV_6_NLRSR1 | Big Creek-Ventura | North Lancaster Ranch | 0 | 0 | 0 | 0 | 0 | 0 | 0 | 0 | 0 | 0 | 0 | 0 | N | South | EO
PLAINV_6_SOLAR3 | Big Creek-Ventura | Sierra Solar Greenworks LLC | 0 | 0 | 0 | 0 | 0 | 0 | 0 | 0 | 0 | 0 | 0 | 0 | N | South | EO
PLAINV_6_SOLARC | Big Creek-Ventura | Central Antelope Dry Ranch C | 0 | 0 | 0 | 0 | 0 | 0 | 0 | 0 | 0 | 0 | 0 | 0 | N | South | EO
PLSNTG_7_LNCLND | Sierra | Lincoln Landfill Power Plant | 2.8 | 3.01 | 3.17 | 3.24 | 3.32 | 3.22 | 2.91 | 3.02 | 2.93 | 3.12 | 3.15 | 3.14 | N | North | FC | 100%
PMDLET_6_SOLAR1 | Big Creek-Ventura | SEPV Palmdale East, LLC | 0.4 | 0.3 | 1.8 | 1.5 | 1.6 | 3.1 | 3.9 | 2.7 | 1.4 | 0.2 | 0.2 | 0 | N | South | FC
PMPJCK_1_RB2SLR | CAISO System | Rio Bravo Solar 2 | 0.8 | 0.6 | 3.6 | 3 | 3.2 | 6.2 | 7.8 | 5.4 | 2.8 | 0.4 | 0.4 | 0 | N | North | FC | 100%
PMPJCK_1_SOLAR1 | CAISO System | Pumpjack Solar I | 0.8 | 0.6 | 3.6 | 3 | 3.2 | 6.2 | 7.8 | 5.4 | 2.8 | 0.4 | 0.4 | 0 | N | North | FC
PMPJCK_1_SOLAR2 | CAISO System | Rio Bravo Solar 1 | 0.8 | 0.6 | 3.6 | 3 | 3.2 | 6.2 | 7.8 | 5.4 | 2.8 | 0.4 | 0.4 | 0 | N | North | FC
PNCHEG_2_PL1X4 | CAISO System | PANOCHE ENERGY CENTER (Aggregated) | 401 | 401 | 401 | 401 | 401 | 396.55 | 394.25 | 395.2 | 400.8 | 401 | 401 | 401 | Y | North | FC
PNCHPP_1_PL1X2 | Fresno | Midway Peaking Aggregate | 119.68 | 119.43 | 118.51 | 114.93 | 112.92 | 110.36 | 107.92 | 108.5 | 110.38 | 113.41 | 118.23 | 119.47 | Y | North | FC
PNCHVS_2_SOLAR | CAISO System | Panoche Valley Solar | 5.6 | 4.2 | 25.2 | 21 | 22.4 | 43.4 | 54.6 | 37.8 | 19.6 | 2.8 | 2.8 | 0 | N | North | FC
PNOCHE_1_PL1X2 | Fresno | Panoche Peaker | 49.97 | 49.97 | 49.97 | 49.97 | 49.97 | 49.97 | 49.97 | 49.97 | 49.97 | 49.97 | 49.97 | 49.97 | Y | North | FC
PNOCHE_1_UNITA1 | Fresno | CalPeak Power Panoche Unit 1 | 52.01 | 52.01 | 52.01 | 52.01 | 52.01 | 52.01 | 52.01 | 52.01 | 52.01 | 52.01 | 52.01 | 52.01 | Y | North | FC
POEPH_7_UNIT 1 | Sierra | POE HYDRO UNIT 1 | 43.6 | 47.6 | 48 | 48 | 48 | 48 | 48.4 | 48 | 40.4 | 32.4 | 19.4 | 4 | Y | North | FC
POEPH_7_UNIT 2 | Sierra | POE HYDRO UNIT 2 | 40 | 48 | 48 | 48 | 48 | 40 | 44 | 45.9 | 44 | 20 | 6.4 | 1.6 | Y | North | FC
POTTER_6_UNITS | NCNB | Potter Valley | 1.2 | 1.49 | 0.96 | 1.63 | 2.81 | 2.83 | 2.67 | 2.72 | 2.51 | 1.21 | 1.66 | 1.8 | N | North | FC
POTTER_7_VECINO | NCNB | Vecino Vineyards LLC | 0 | 0 | 0 | 0 | 0.01 | 0.01 | 0.01 | 0.01 | 0 | 0 | 0 | 0 | N | North | FC
PRCTVY_1_MIGBT1 | San Diego-IV | Miguel BESS | 0 | 0 | 0 | 0 | 0 | 0 | 0 | 0 | 0 | 0 | 0 | 0 | N | South | EO
PRIMM_2_SOLAR1 | CAISO System | Silver State South | 10 | 7.5 | 45 | 37.5 | 40 | 77.5 | 97.5 | 67.5 | 35 | 5 | 5 | 0 | N | South | FC
PSWEET_1_STCRUZ | CAISO System | Santa Cruz Energy LLC | 0 | 0 | 0 | 0 | 0 | 0 | 0 | 0 | 0 | 0 | 0 | 0 | Y | North | EO
PSWEET_7_QFUNTS | CAISO System | PSWEET_7_QFUNTS | 0 | 0 | 0 | 0 | 0 | 0 | 0 | 0 | 0 | 0 | 0 | 0 | N | North | FC
PTLOMA_6_NTCQF | San Diego-IV | NTC/MCRD COGENERATION | 13.65 | 8.74 | 5.32 | 4.64 | 6.3 | 6.91 | 6.14 | 6.39 | 6.68 | 6.16 | 6.8 | 6.85 | N | South | FC
PUTHCR_1_SOLAR1 | CAISO System | Putah Creek Solar Farm | 0.08 | 0.06 | 0.36 | 0.3 | 0.32 | 0.61 | 0.77 | 0.53 | 0.28 | 0.04 | 0.04 | 0 | N | North | FC | 100%
PWEST_1_UNIT | LA Basin | PACIFIC WEST 1 WIND GENERATION | 0.29 | 0.25 | 0.59 | 0.53 | 0.53 | 0.69 | 0.48 | 0.44 | 0.32 | 0.17 | 0.25 | 0.27 | N | South | FC
RATSKE_2_NROSR1 | CAISO System | North Rosamond Solar | 6 | 4.5 | 27 | 22.5 | 24 | 46.5 | 58.5 | 40.5 | 21 | 3 | 3 | 0 | N | South | FC
RCKCRK_7_UNIT 1 | Sierra | ROCK CREEK HYDRO UNIT 1 | 24 | 20 | 25.6 | 28 | 1.6 | 13.6 | 36 | 32 | 24 | 16 | 0 | 20 | Y | North | FC
RCKCRK_7_UNIT 2 | Sierra | ROCK CREEK HYDRO UNIT 2 | 24 | 24 | 44 | 36 | 36 | 36 | 40 | 40 | 40 | 0 | 0 | 16 | Y | North | FC
RDWAY_1_CREST | CAISO System | CREST Contracts | 0 | 0 | 0 | 0 | 0 | 0 | 0 | 0 | 0 | 0 | 0 | 0 | N | South | EO
RECTOR_2_CREST | Big Creek-Ventura | Rector Aggregate Solar Resources | 0 | 0 | 0 | 0 | 0 | 0 | 0 | 0 | 0 | 0 | 0 | 0 | N | South | EO
RECTOR_2_KAWEAH | Big Creek-Ventura | KAWEAH PH 2 & 3 PSP AGGREGATE | 2.11 | 1.84 | 3.51 | 5.01 | 5.1 | 4.8 | 4.12 | 3.4 | 1.98 | 0 | 0.17 | 2.52 | N | South | FC
RECTOR_2_KAWH 1 | Big Creek-Ventura | KAWEAH PH 1 UNIT 1 | 0.52 | 0.47 | 0.66 | 0.65 | 0.83 | 0.68 | 0.47 | 0.46 | 0.38 | 0 | 0.08 | 0.31 | N | South | FC
RECTOR_2_QF | Big Creek-Ventura | Kaweah Unit 1 | 3.73 | 5.14 | 4.35 | 3.79 | 10.16 | 17 | 14.7 | 3.94 | 0 | 0 | 0 | 0.68 | Y | South | FC
RECTOR_2_TFDBM1 | Big Creek-Ventura | Two Fiets Dairy Digester | 0 | 0 | 0 | 0 | 0 | 0 | 0 | 0 | 0 | 0 | 0 | 0 | N | South | EO
RECTOR_7_TULARE | Big Creek-Ventura | MM Tulare | 0 | 0 | 0 | 0 | 0 | 0 | 0 | 0 | 0 | 0 | 0 | 0 | N | South | EO
REDBLF_6_UNIT | CAISO System | RED BLUFF PEAKER PLANT | 44 | 44 | 44 | 44 | 44 | 44 | 44 | 44 | 44 | 44 | 44 | 44 | Y | North | FC
REDMAN_2_SOLAR | Big Creek-Ventura | Lancaster East Avenue F | 0.15 | 0.11 | 0.68 | 0.56 | 0.6 | 1.16 | 1.46 | 1.01 | 0.53 | 0.08 | 0.08 | 0 | N | South | FC
REDMAN_6_AVSSR1 | Big Creek-Ventura | Antelope Valley Solar | 0.12 | 0.09 | 0.54 | 0.45 | 0.48 | 0.93 | 1.17 | 0.81 | 0.42 | 0.06 | 0.06 | 0 | N | South | FC
REDOND_7_UNIT 5 | LA Basin | REDONDO GEN STA. UNIT 5 | 178.87 | 178.87 | 178.87 | 178.87 | 178.87 | 178.87 | 178.87 | 178.87 | 178.87 | 178.87 | 178.87 | 178.87 | Y | South | FC
REDOND_7_UNIT 6 | LA Basin | REDONDO GEN STA. UNIT 6 | 175 | 175 | 175 | 175 | 175 | 175 | 175 | 175 | 175 | 175 | 175 | 175 | Y | South | FC
REDOND_7_UNIT 8 | LA Basin | REDONDO GEN STA. UNIT 8 | 480 | 480 | 480 | 480 | 480 | 480 | 480 | 480 | 480 | 480 | 480 | 480 | Y | South | FC
REEDLY_6_SOLAR | Fresno | Terzian | 0 | 0 | 0 | 0 | 0 | 0 | 0 | 0 | 0 | 0 | 0 | 0 | N | North | EO
RENWD_1_QF | LA Basin | Renwind re-powering project | 1.4 | 1.2 | 2.8 | 2.5 | 2.5 | 3.3 | 2.3 | 2.1 | 1.5 | 0.8 | 1.2 | 1.3 | N | South | FC
RICHMN_1_CHVSR2 | Bay Area | Chevron 8.5 | 0.34 | 0.26 | 1.53 | 1.28 | 1.36 | 2.64 | 3.32 | 2.3 | 1.19 | 0.17 | 0.17 | 0 | N | North | ID | 100% | 16DGD Waiting for Moraga-Castro Valley 230 kV Line Capacity Increase and possibly other
RICHMN_1_SOLAR | Bay Area | Chevron 2 | 0.08 | 0.06 | 0.36 | 0.3 | 0.32 | 0.62 | 0.78 | 0.54 | 0.28 | 0.04 | 0.04 | 0 | N | North | ID | 100% | 16DGD Waiting for Moraga-Castro Valley 230 kV Line Capacity Increase and possibly other
RICHMN_7_BAYENV | Bay Area | BAY ENVIRONMENTAL (NOVE POWER) | 0.28 | 0.28 | 0.4 | 0.27 | 0.78 | 0.06 | 0.01 | 0.04 | 0.05 | 0.06 | 0.11 | 0.25 | N | North | FC
RIOBRV_6_UNIT 1 | CAISO System | RIO BRAVO HYDRO | 0 | 1.56 | 2.34 | 6.24 | 6.83 | 5.57 | 9.2 | 9.47 | 6.23 | 3.86 | 0.65 | 0 | N | North | FC
RIOOSO_1_QF | Sierra | SMALL QF AGGREGATION - GRASS VALLEY | 0.48 | 0.84 | 0.94 | 0.76 | 0.92 | 1 | 1.08 | 1.14 | 1.07 | 0.31 | 0.06 | 0.09 | N | North | FC
RNDMTN_2_SLSPHY1 | CAISO System | Silver Springs | 0.27 | 0.28 | 0.38 | 0.39 | 0.34 | 0.33 | 0.32 | 0.22 | 0.21 | 0.19 | 0.19 | 0.21 | N | North | FC
RNDSBG_1_HZASR1 | CAISO System | Hazel A | 0.12 | 0.09 | 0.54 | 0.45 | 0.48 | 0.93 | 1.17 | 0.81 | 0.42 | 0.06 | 0.06 | 0 | N | South | FC
ROLLIN_6_UNIT | Sierra | ROLLINS HYDRO | 6.82 | 7.98 | 10.19 | 10.46 | 10.22 | 7.97 | 7.07 | 6.83 | 5.09 | 0 | 0.62 | 6.2 | Y | North | FC
ROSMDW_2_WIND1 | CAISO System | Pacific Wind - Phase 1 | 19.6 | 16.8 | 39.2 | 35 | 35 | 46.2 | 32.2 | 29.4 | 21 | 11.2 | 16.8 | 18.2 | N | South | FC
ROSMND_6_SOLAR | Big Creek-Ventura | Lancaster B | 0.12 | 0.09 | 0.54 | 0.45 | 0.48 | 0.93 | 1.17 | 0.81 | 0.42 | 0.06 | 0.06 | 0 | N | South | FC
RSMSLR_6_SOLAR1 | Big Creek-Ventura | Rosamond One | 0.8 | 0.6 | 3.6 | 3 | 3.2 | 6.2 | 7.8 | 5.4 | 2.8 | 0.4 | 0.4 | 0 | N | South | FC
RSMSLR_6_SOLAR2 | Big Creek-Ventura | Rosamond Two | 0.8 | 0.6 | 3.6 | 3 | 3.2 | 6.2 | 7.8 | 5.4 | 2.8 | 0.4 | 0.4 | 0 | N | South | FC
RTEDDY_2_SC1SR3 | CAISO System | Rosamond West Solar Clean | 1.6 | 1.2 | 7.2 | 6 | 6.4 | 12.4 | 15.6 | 10.8 | 5.6 | 0.8 | 0.8 | 0 | N | South | FC
RTEDDY_2_SEBSR3 | CAISO System | Rosamond West Solar East Bay 3 | 2.24 | 1.68 | 10.08 | 8.4 | 8.96 | 17.36 | 21.84 | 15.12 | 7.84 | 1.12 | 1.12 | 0 | N | South | FC
RTEDDY_2_SEBSR4 | CAISO System | Rosamond West Solar East Bay 4 | 2.24 | 1.68 | 10.08 | 8.4 | 8.96 | 17.36 | 21.84 | 15.12 | 7.84 | 1.12 | 1.12 | 0 | N | South | FC
RTEDDY_2_SOLAR1 | CAISO System | Rosamond West Solar 1 | 2.16 | 1.62 | 9.72 | 8.1 | 8.64 | 16.74 | 21.06 | 14.58 | 7.56 | 1.08 | 1.08 | 0 | N | South | FC
RTEDDY_2_SOLAR2 | CAISO System | Rosamond West Solar 2 | 2.16 | 1.62 | 9.72 | 8.1 | 8.64 | 16.74 | 21.06 | 14.58 | 7.56 | 1.08 | 1.08 | 0 | N | South | FC
RTEDDY_2_SPASR4 | CAISO System | Rosamond West Solar Palo Alto | 1.04 | 0.78 | 4.68 | 3.9 | 4.16 | 8.06 | 10.14 | 7.02 | 3.64 | 0.52 | 0.52 | 0 | N | South | FC
RTEDDY_2_SRXSR4 | CAISO System | Rosamond West Solar Rosie X | 0.54 | 0.41 | 2.45 | 2.04 | 2.18 | 4.22 | 5.3 | 3.67 | 1.9 | 0.27 | 0.27 | 0 | N | South | FC
RTREE_2_WIND1 | CAISO System | Rising Tree 1 | 11.09 | 9.5 | 22.18 | 19.8 | 19.8 | 26.14 | 18.22 | 16.63 | 11.88 | 6.34 | 9.5 | 10.3 | N | South | FC
RTREE_2_WIND2 | CAISO System | Rising Tree 2 | 2.77 | 2.38 | 5.54 | 4.95 | 4.95 | 6.53 | 4.55 | 4.16 | 2.97 | 1.58 | 2.38 | 2.57 | N | South | FC
RTREE_2_WIND3 | CAISO System | Rising Tree 3 | 13.86 | 11.88 | 27.72 | 24.75 | 24.75 | 32.67 | 22.77 | 20.79 | 14.85 | 7.92 | 11.88 | 12.87 | N | South | FC
RUSCTY_2_UNITS | Bay Area | Russell City Energy Center | 620 | 620 | 620 | 617.9 | 620 | 617.54 | 616.31 | 597.4 | 600.9 | 605.32 | 617.48 | 620.5 | Y | North | FC
RVRVEW_1_UNITA1 | Bay Area | Riverview Energy Center (GP Antioch) | 47.6 | 47.6 | 47.6 | 47.6 | 47.6 | 47.6 | 47.6 | 47.6 | 47.6 | 47.6 | 47.6 | 47.6 | Y | North | FC
RVSIDE_2_RERCU3 | LA Basin | Riverside Energy Res. Ctr Unit 3 | 49 | 49 | 49 | 49 | 49 | 49 | 49 | 49 | 49 | 49 | 49 | 49 | Y | South | FC
RVSIDE_2_RERCU4 | LA Basin | Riverside Energy Res. Ctr Unit 4 | 49 | 49 | 49 | 49 | 49 | 49 | 49 | 49 | 49 | 49 | 49 | 49 | Y | South | FC
RVSIDE_6_RERCU1 | LA Basin | Riverside Energy Res. Ctr Unit 1 | 48.35 | 48.35 | 48.35 | 48.35 | 48.35 | 48.35 | 48.35 | 48.35 | 48.35 | 48.35 | 48.35 | 48.35 | Y | South | FC
RVSIDE_6_RERCU2 | LA Basin | Riverside Energy Res. Ctr Unit 2 | 48.5 | 48.5 | 48.5 | 48.5 | 48.5 | 48.5 | 48.5 | 48.5 | 48.5 | 48.5 | 48.5 | 48.5 | Y | South | FC
RVSIDE_6_SOLAR1 | LA Basin | Tequesquite Landfill Solar Project | 0.3 | 0.23 | 1.35 | 1.13 | 1.2 | 2.33 | 2.93 | 2.03 | 1.05 | 0.15 | 0.15 | 0 | N | South | FC
RVSIDE_6_SPRING | LA Basin | SPRINGS GENERATION PROJECT AGGREGATE | 36 | 36 | 36 | 36 | 36 | 36 | 36 | 36 | 36 | 36 | 36 | 36 | Y | South | FC
S_RITA_6_SOLAR1 | Fresno | Sun Harvest Solar | 0 | 0 | 0 | 0 | 0 | 0 | 0 | 0 | 0 | 0 | 0 | 0 | N | North | EO
SALIRV_2_UNIT | CAISO System | Salinas River Cogeneration | 26.56 | 26.49 | 25.49 | 23.62 | 24.94 | 24.75 | 24.57 | 25.24 | 18.38 | 21.68 | 23.08 | 23.81 | N | North | FC
SALTSP_7_UNITS | CAISO System | SALT SPRINGS HYDRO AGGREGATE | 9.6 | 4.72 | 8 | 3.79 | 23.36 | 25.12 | 22.56 | 23.46 | 6.08 | 5.6 | 8 | 25.82 | Y | North | FC
SAMPSN_6_KELCO1 | San Diego-IV | KELCO QUALIFYING FACILITY | 1.05 | 2.71 | 1.62 | 2.53 | 1.8 | 1.22 | 1.21 | 0.9 | 1.9 | 3.58 | 2.68 | 1.3 | N | South | FC
SANDLT_2_SUNITS | CAISO System | Mojave Solar | 11 | 8.25 | 49.5 | 41.25 | 44 | 85.25 | 107.25 | 74.25 | 38.5 | 5.5 | 5.5 | 0 | N | South | FC
SANITR_6_UNITS | LA Basin | LACSD CARSON WATER POLLUTION AGGREGATE | 0.39 | 0.59 | 1.03 | 0.92 | 0.52 | 0.89 | 0.57 | 0.79 | 0.61 | 0.59 | 0.96 | 0.81 | N | South | FC
SANLOB_1_LNDFIL | CAISO System | Cold Canyon | 0 | 0 | 0 | 0 | 0 | 0 | 0 | 0 | 0 | 0 | 0 | 0 | N | North | EO
SANLOB_1_OSFBM1 | CAISO System | HZIU Kompogas SLO | 0 | 0 | 0 | 0 | 0 | 0 | 0 | 0 | 0 | 0 | 0 | 0 | Y | North | EO
SANTFG_7_UNITS | NCNB | GEYSERS CALISTOGA AGGREGATE | 63 | 63 | 63 | 63 | 63 | 63 | 63 | 63 | 63 | 63 | 63 | 63 | Y | North | FC
SANTGO_2_LNDFL1 | LA Basin | Bowerman Power | 17.55 | 18.93 | 19.49 | 17.31 | 18.7 | 18.64 | 18.08 | 18.73 | 18.8 | 18.18 | 17.46 | 19.14 | N | South | FC
SANTGO_2_MABBT1 | LA Basin | Millikan Avenue BESS | 2 | 2 | 2 | 2 | 2 | 2 | 2 | 2 | 2 | 2 | 2 | 2 | Y | South | FC
SANWD_1_QF | LA Basin | San Gorgonio Farms Wind Farm | 4.34 | 3.72 | 8.68 | 7.75 | 7.75 | 10.23 | 7.13 | 6.51 | 4.65 | 2.48 | 3.72 | 4.03 | N | South | FC
SAUGUS_6_CREST | Big Creek-Ventura | East Portal Hydro | 0 | 0 | 0 | 0 | 0 | 0 | 0 | 0 | 0 | 0 | 0 | 0 | N | South | EO
SAUGUS_6_MWDFTH | Big Creek-Ventura | Foothill Hydroelectric Recovery Plant | 6.16 | 4.49 | 4.15 | 5.67 | 5.25 | 4.87 | 4.95 | 4.76 | 5.36 | 7.1 | 6.63 | 6.22 | Y | South | FC
SAUGUS_6_QF | Big Creek-Ventura | SAUGUS QFS | 0.03 | 0.04 | 0.09 | 0.3 | 0.41 | 0.62 | 0.54 | 0.45 | 0.65 | 0.34 | 0.33 | 0.32 | N | South | FC
SAUGUS_7_CHIQCN | Big Creek-Ventura | Chiquita Canyon Landfill Fac | 6.55 | 6.23 | 6.39 | 5.12 | 5.78 | 5.64 | 5.14 | 5.59 | 4.97 | 5.08 | 5.98 | 5.59 | N | South | FC
SAUGUS_7_LOPEZ | Big Creek-Ventura | MM Lopez Energy | 4.12 | 4.67 | 5.67 | 5.69 | 5.55 | 4.67 | 5.09 | 5.34 | 5.47 | 5.24 | 5.48 | 5.29 | Y | South | FC
SBERDO_2_PSP3 | LA Basin | Mountainview Gen Sta. Unit 3 | 555 | 555 | 555 | 555 | 555 | 555 | 555 | 555 | 555 | 555 | 555 | 555 | Y | South | FC
SBERDO_2_PSP4 | LA Basin | Mountainview Gen Sta. Unit 4 | 555 | 555 | 555 | 555 | 555 | 555 | 555 | 555 | 555 | 555 | 555 | 555 | Y | South | FC
SBERDO_2_REDLND | LA Basin | Redlands RT Solar | 0.08 | 0.06 | 0.36 | 0.3 | 0.32 | 0.62 | 0.78 | 0.54 | 0.28 | 0.04 | 0.04 | 0 | N | South | FC
SBERDO_2_RTS005 | LA Basin | SPVP005 Redlands RT Solar | 0.1 | 0.08 | 0.45 | 0.38 | 0.4 | 0.78 | 0.98 | 0.68 | 0.35 | 0.05 | 0.05 | 0 | N | South | FC
SBERDO_2_RTS007 | LA Basin | SPVP007 Redlands RT Solar | 0.1 | 0.08 | 0.45 | 0.38 | 0.4 | 0.78 | 0.98 | 0.68 | 0.35 | 0.05 | 0.05 | 0 | N | South | FC
SBERDO_2_RTS011 | LA Basin | SPVP011 | 0.14 | 0.11 | 0.63 | 0.53 | 0.56 | 1.09 | 1.37 | 0.95 | 0.49 | 0.07 | 0.07 | 0 | N | South | FC
SBERDO_2_RTS013 | LA Basin | SPVP013 | 0.14 | 0.11 | 0.63 | 0.53 | 0.56 | 1.09 | 1.37 | 0.95 | 0.49 | 0.07 | 0.07 | 0 | N | South | FC
SBERDO_2_RTS016 | LA Basin | SPVP016 Redlands RT Solar | 0.06 | 0.05 | 0.27 | 0.23 | 0.24 | 0.47 | 0.59 | 0.41 | 0.21 | 0.03 | 0.03 | 0 | N | South | FC
SBERDO_2_RTS048 | LA Basin | SPVP048 | 0 | 0 | 0 | 0 | 0 | 0 | 0 | 0 | 0 | 0 | 0 | 0 | N | South | EO
SBERDO_2_SNTANA | LA Basin | SANTA ANA PSP | 0.76 | 0.75 | 1.21 | 1.7 | 1.28 | 0.84 | 0.45 | 0.58 | 0.54 | 0.58 | 0.63 | 0.9 | N | South | FC
SBERDO_6_MILLCK | LA Basin | MILL CREEK PSP | 0.76 | 0.98 | 1.33 | 1.69 | 1.72 | 1.57 | 1.86 | 1.77 | 1.67 | 1.41 | 1.39 | 1.28 | N | South | FC
SCEC_1_PDRP05 | LA Basin | SCEC_1_PDRP05 | 0.1 | 0.1 | 0.15 | 0.11 | 0.13 | 0.24 | 0.42 | 0.4 | 0.4 | 0.5 | 0.22 | 0.22 | Y | South | FC
SCEC_1_PDRP06 | LA Basin | SCEC_1_PDRP06 | 0.15 | 0.18 | 0.11 | 0.11 | 0.15 | 0.3 | 0.4 | 0.4 | 0.4 | 0.3 | 0.15 | 0.12 | Y | South | FC
SCEC_1_PDRP07 | LA Basin | SCEC_1_PDRP07 | 0 | 0 | 0.1 | 0.35 | 0.35 | 0.4 | 0.6 | 0.6 | 0.4 | 0.25 | 0.2 | 0.17 | Y | South | FC
SCEC_1_PDRP08 | LA Basin | SCEC_1_PDRP08 | 0 | 0 | 0 | 0.4 | 0.35 | 0.4 | 0.6 | 0.6 | 0.4 | 0.25 | 0.2 | 0.16 | Y | South | FC
SCEC_1_PDRP09 | LA Basin | SCEC_1_PDRP09 | 0 | 0 | 0 | 0.4 | 0.35 | 0.4 | 0.6 | 0.65 | 0.4 | 0.25 | 0.2 | 0.15 | Y | South | FC
SCEC_1_PDRP10 | LA Basin | SCEC_1_PDRP10 | 0 | 0 | 0 | 0.4 | 0.35 | 0.4 | 0.6 | 0.65 | 0.4 | 0.25 | 0.2 | 0.15 | Y | South | FC
SCEC_1_PDRP100 | LA Basin | SCEC_1_PDRP100 | 0 | 0 | 0 | 0 | 0 | 0 | 0.4 | 0.5 | 0.95 | 0 | 0 | 0 | Y | South | FC
SCEC_1_PDRP101 | LA Basin | SCEC_1_PDRP101 | 0 | 0 | 0 | 0 | 0 | 0 | 0.4 | 0.5 | 0.95 | 0 | 0 | 0 | Y | South | FC
SCEC_1_PDRP102 | LA Basin | SCEC_1_PDRP102 | 0 | 0 | 0 | 0 | 0 | 0 | 0.4 | 0.5 | 0.95 | 0 | 0 | 0 | Y | South | FC
SCEC_1_PDRP103 | LA Basin | SCEC_1_PDRP103 | 0 | 0 | 0 | 0 | 0 | 0 | 0 | 0.1 | 0.9 | 0 | 0 | 0 | Y | South | FC
SCEC_1_PDRP104 | LA Basin | SCEC_1_PDRP104 | 0 | 0 | 0 | 0 | 0 | 0 | 0 | 0 | 0 | 0 | 0 | 0 | Y | South | FC
SCEC_1_PDRP106 | LA Basin | SCEC_1_PDRP106 | 0.68 | 0.68 | 0.75 | 0.99 | 0.87 | 0.9 | 0.91 | 0.99 | 0.99 | 0.99 | 0 | 0 | Y | South | FC
SCEC_1_PDRP107 | LA Basin | SCEC_1_PDRP107 | 2.07 | 3.69 | 2.9 | 4.6 | 5.6 | 2 | 1.61 | 4.95 | 4.7 | 2.62 | 0 | 0 | Y | South | FC
SCEC_1_PDRP108 | LA Basin | SCEC_1_PDRP108 | 9.95 | 2.8 | 9.98 | 2.6 | 3 | 9.9 | 9.99 | 1.4 | 1.43 | 1.04 | 0 | 0 | Y | South | FC
SCEC_1_PDRP109 | LA Basin | SCEC_1_PDRP109 | 5.8 | 9.93 | 2.96 | 2.4 | 9.99 | 1.42 | 5.89 | 9.9 | 9.35 | 3.07 | 0 | 0 | Y | South | FC
SCEC_1_PDRP11 | LA Basin | SCEC_1_PDRP11 | 0 | 0 | 0 | 0 | 0.5 | 0 | 0 | 0 | 0.95 | 0 | 0 | 0 | Y | South | FC
SCEC_1_PDRP110 | LA Basin | SCEC_1_PDRP110 | 4.41 | 4.47 | 4.46 | 4.5 | 4.45 | 4.36 | 0 | 2 | 0.83 | 9.56 | 0 | 0 | Y | South | FC
SCEC_1_PDRP111 | LA Basin | SCEC_1_PDRP111 | 0.94 | 0.56 | 0.87 | 0.95 | 0.94 | 0.94 | 0.99 | 0 | 0.95 | 0.99 | 0 | 0 | Y | South | FC
SCEC_1_PDRP113 | LA Basin | SCEC_1_PDRP113 | 0.7 | 0.99 | 0.36 | 0.99 | 0.94 | 0.99 | 0.99 | 0 | 0.99 | 0.99 | 0 | 0 | Y | South | FC
SCEC_1_PDRP114 | LA Basin | SCEC_1_PDRP114 | 0.47 | 0.99 | 0.9 | 0.97 | 0.99 | 0.96 | 0.9 | 0 | 0.88 | 0.98 | 0 | 0 | Y | South | FC
SCEC_1_PDRP115 | LA Basin | SCEC_1_PDRP115 | 0.68 | 0.94 | 0.83 | 0.99 | 0.99 | 0.97 | 0 | 0 | 0.99 | 0.99 | 0 | 0 | Y | South | FC
SCEC_1_PDRP116 | LA Basin | SCEC_1_PDRP116 | 0.97 | 0.53 | 0.83 | 0.99 | 0.96 | 0.97 | 0 | 0 | 0.99 | 0.97 | 0 | 0 | Y | South | FC
SCEC_1_PDRP117 | LA Basin | SCEC_1_PDRP117 | 0.4 | 0.99 | 0.89 | 0.9 | 0.9 | 0.99 | 0 | 0 | 0.99 | 0.88 | 0 | 0 | Y | South | FC
SCEC_1_PDRP118 | LA Basin | SCEC_1_PDRP118 | 0.11 | 0.84 | 0 | 0.99 | 0.87 | 0.98 | 0 | 0 | 0.99 | 0.9 | 0 | 0 | Y | South | FC
SCEC_1_PDRP119 | LA Basin | SCEC_1_PDRP119 | 0.56 | 0 | 0 | 0.85 | 0.99 | 0.97 | 0 | 0 | 0.99 | 0.99 | 0 | 0 | Y | South | FC
SCEC_1_PDRP12 | LA Basin | SCEC_1_PDRP12 | 0 | 0 | 0 | 0 | 0.5 | 0 | 0 | 0 | 0 | 0 | 0 | 0 | Y | South | FC
SCEC_1_PDRP122 | LA Basin | SCEC_1_PDRP122 | 0.82 | 0 | 0 | 0.8 | 0.91 | 0.99 | 0 | 0 | 0.99 | 0 | 0 | 0 | Y | South | FC
SCEC_1_PDRP127 | LA Basin | SCEC_1_PDRP127 | 0.97 | 0.98 | 0.98 | 0.7 | 0.93 | 0.94 | 0 | 0 | 0.99 | 0.88 | 0 | 0 | Y | South | FC
SCEC_1_PDRP129 | LA Basin | SCEC_1_PDRP129 | 0.97 | 0.98 | 0.98 | 0.87 | 0.9 | 0 | 0 | 0 | 0.99 | 0.83 | 0 | 0 | Y | South | FC
SCEC_1_PDRP13 | LA Basin | SCEC_1_PDRP13 | 0 | 0 | 0 | 0 | 0 | 0 | 0 | 0 | 0 | 0 | 0 | 0 | Y | South | FC
SCEC_1_PDRP130 | LA Basin | SCEC_1_PDRP130 | 0.97 | 0.98 | 0.98 | 0.99 | 0.98 | 0.96 | 0.95 | 0.5 | 0.93 | 0.59 | 0 | 0 | Y | South | FC
SCEC_1_PDRP132 | LA Basin | SCEC_1_PDRP132 | 0.97 | 0.98 | 0.98 | 0.99 | 0.98 | 0.96 | 0.46 | 0.35 | 0.99 | 0.9 | 0 | 0 | Y | South | FC
SCEC_1_PDRP134 | LA Basin | SCEC_1_PDRP134 | 0.97 | 0.98 | 0.98 | 0.99 | 0.98 | 0.96 | 0.85 | 0.4 | 0.86 | 0.26 | 0 | 0 | Y | South | FC
SCEC_1_PDRP136 | LA Basin | SCEC_1_PDRP136 | 0.59 | 0.6 | 0.59 | 0.6 | 0.59 | 0.58 | 0.2 | 0.45 | 0.99 | 0.95 | 0 | 0 | Y | South | FC
SCEC_1_PDRP137 | LA Basin | SCEC_1_PDRP137 | 0.39 | 0.4 | 0.4 | 0.4 | 0.4 | 0.39 | 0.8 | 0.4 | 0.99 | 0.96 | 0 | 0 | Y | South | FC
SCEC_1_PDRP138 | LA Basin | SCEC_1_PDRP138 | 0.59 | 0.6 | 0.59 | 0.6 | 0.59 | 0.58 | 0.8 | 0.4 | 0.97 | 0.95 | 0 | 0 | Y | South | FC
SCEC_1_PDRP14 | LA Basin | SCEC_1_PDRP14 | 0 | 0 | 0 | 0.12 | 0.15 | 0.4 | 0.5 | 0.5 | 0.5 | 0.4 | 0.24 | 0.25 | Y | South | FC
SCEC_1_PDRP140 | LA Basin | SCEC_1_PDRP140 | 0.39 | 0.4 | 0.4 | 0.4 | 0.4 | 0.39 | 0.8 | 0.4 | 0.95 | 0.94 | 0 | 0 | Y | South | FC
SCEC_1_PDRP141 | LA Basin | SCEC_1_PDRP141 | 0.49 | 0.5 | 0.5 | 0.5 | 0.49 | 0 | 0.99 | 0.4 | 0.97 | 0.39 | 0 | 0 | Y | South | FC
SCEC_1_PDRP142 | LA Basin | SCEC_1_PDRP142 | 0.49 | 0.5 | 0.5 | 0.5 | 0.49 | 0 | 0.55 | 0.6 | 0.99 | 0.62 | 0 | 0 | Y | South | FC
SCEC_1_PDRP143 | LA Basin | SCEC_1_PDRP143 | 0.61 | 0.63 | 0.63 | 0.62 | 0.65 | 0.62 | 0.6 | 0.6 | 0.99 | 0.6 | 0 | 0 | Y | South | FC
SCEC_1_PDRP144 | LA Basin | SCEC_1_PDRP144 | JUL: 0.9; AUG: 0.15; SEP: 0.96; OCT: 0; NOV: 0; DEC: 0 | Y | South | FC
SCEC_1_PDRP145 | LA Basin | SCEC_1_PDRP145 | JUL: 0.8; AUG: 0.35; SEP: 0.98; OCT: 0; NOV: 0; DEC: 0 | Y | South | FC
SCEC_1_PDRP146 | LA Basin | SCEC_1_PDRP146 | JUL: 0.45; AUG: 0.3; SEP: 0.98; OCT: 0; NOV: 0; DEC: 0 | Y | South | FC
SCEC_1_PDRP147 | LA Basin | SCEC_1_PDRP147 | AUG: 0.45; SEP: 0.98; OCT: 0; NOV: 0; DEC: 0 | Y | South | FC
SCEC_1_PDRP148 | LA Basin | SCEC_1_PDRP148 | AUG: 0.35; SEP: 0.99; OCT: 0; NOV: 0; DEC: 0 | Y | South | FC
SCEC_1_PDRP151 | LA Basin | SCEC_1_PDRP151 | OCT: 0.72; NOV: 0; DEC: 0 | Y | South | FC
SCEC_1_PDRP162 | LA Basin | SCEC_1_PDRP162 | JUN: 0.96; JUL: 0; AUG: 0; SEP: 0.99; OCT: 0; NOV: 0; DEC: 0 | Y | South | FC
SCEC_1_PDRP163 | LA Basin | SCEC_1_PDRP163 | 4.89 | 4.96 | 4.95 | 4.98 | 4.94 | 4.84 | 3.35 | 8.48 | 3 | 5.29 | 0 | 0 | Y | South | FC
SCEC_1_PDRP175 | LA Basin | VLTS_PDR_SCEC_01 | 8 | 8 | 8 | 8 | 8 | 8.9 | 8.9 | 8.9 | 8.15 | 2.15 | 0 | 0 | Y | South | FC
SCEC_1_PDRP176 | LA Basin | VLTS_PDR_SCEC_02 | 3.5 | 3.5 | 3.5 | 3.5 | 3 | 3.5 | 6.95 | 6.95 | 6.95 | 3 | 0 | 0 | Y | South | FC
SCEC_1_PDRP178 | LA Basin | SCEC_1_PDRP178 | OCT: 0.98; NOV: 0; DEC: 0 | Y | South | FC
SCEC_1_PDRP18 | LA Basin | SCEC_1_PDRP18 | 0.1 | 0.1 | 0.1 | 0.11 | 0.15 | 0.28 | 0.35 | 0.32 | 0.32 | 0.32 | 0.25 | 0.18 | Y | South | FC
SCEC_1_PDRP180 | LA Basin | PDR-F SCEC |  |  |  |  | 2.53 | 2.85 | 3.4 | 3.41 | 3.5 | 3.18 | 0 | 0 | Y | South | FC
SCEC_1_PDRP181 | LA Basin | SCEC_1_PDRP181 | AUG: 0.9; SEP: 0; OCT: 0; NOV: 0; DEC: 0 | Y | South | FC
SCEC_1_PDRP185 | LA Basin | VLTS_PDR_SCEC_03 | AUG: 0.75; SEP: 0.75; OCT: 0.75; NOV: 0; DEC: 0 | Y | South | FC
SCEC_1_PDRP19 | LA Basin | SCEC_1_PDRP19 | 0 | 0 | 0 | 0.12 | 0.2 | 0.4 | 0.5 | 0.5 | 0.5 | 0.22 | 0 | 0 | Y | South | FC
SCEC_1_PDRP20 | LA Basin | SCEC_1_PDRP20 | 0.2 | 0.14 | 0.13 | 0.15 | 0.2 | 0.3 | 0.5 | 0.5 | 0.5 | 0.4 | 0.22 | 0.18 | Y | South | FC
SCEC_1_PDRP30 | LA Basin | SCEC_1_PDRP30 | 0 | 0 | 0 | 0.12 | 0.2 | 0.4 | 0.5 | 0.5 | 0.5 | 0 | 0 | 0 | Y | South | FC
SCEC_1_PDRP31 | LA Basin | SCEC_1_PDRP31 | 0 | 0 | 0 | 0 | 0.5 | 0 | 0 | 0 | 0 | 0 | 0 | 0 | Y | South | FC
SCEC_1_PDRP32 | LA Basin | SCEC_1_PDRP32 | 0 | 0 | 0 | 0 | 0.5 | 0 | 0 | 0 | 0 | 0 | 0 | 0 | Y | South | FC
SCEC_1_PDRP38 | LA Basin | SCEC_1_PDRP38 | 0 | 0 | 0 | 0 | 0 | 0.4 | 0.6 | 0.6 | 0.4 | 0.21 | 0.15 | 0 | Y | South | FC
SCEC_1_PDRP42 | LA Basin | SCEC_1_PDRP42 | 0 | 0 | 0 | 0 | 0 | 0.4 | 0.6 | 0.6 | 0.4 | 0 | 0 | 0 | Y | South | FC
SCEC_1_PDRP48 | LA Basin | SCEC_1_PDRP48 | 0 | 0 | 0 | 0 | 0 | 0 | 0.25 | 0.35 | 0.35 | 0.35 | 0 | 0 | Y | South | FC
SCEC_1_PDRP49 | LA Basin | SCEC_1_PDRP49 | 0 | 0 | 0 | 0 | 0 | 0 | 0.4 | 0.35 | 0.35 | 0.35 | 0 | 0 | Y | South | FC
SCEC_1_PDRP50 | LA Basin | SCEC_1_PDRP50 | 0 | 0 | 0 | 0 | 0 | 0 | 0.25 | 0.35 | 0.35 | 0.35 | 0 | 0 | Y | South | FC
SCEC_1_PDRP51 | LA Basin | SCEC_1_PDRP51 | 0 | 0 | 0 | 0 | 0 | 0 | 0.4 | 0.35 | 0.35 | 0.35 | 0 | 0 | Y | South | FC
SCEC_1_PDRP52 | LA Basin | SCEC_1_PDRP52 | 0 | 0 | 0 | 0 | 0 | 0 | 0.25 | 0.35 | 0.35 | 0.35 | 0 | 0 | Y | South | FC
SCEC_1_PDRP53 | LA Basin | SCEC_1_PDRP53 | 0 | 0 | 0 | 0 | 0 | 0 | 0.4 | 0.35 | 0.35 | 0.35 | 0 | 0 | Y | South | FC
SCEC_1_PDRP54 | LA Basin | SCEC_1_PDRP54 | 0 | 0 | 0 | 0 | 0 | 0 | 0.25 | 0.35 | 0.35 | 0.35 | 0 | 0 | Y | South | FC
SCEC_1_PDRP55 | LA Basin | SCEC_1_PDRP55 | 0 | 0 | 0 | 0 | 0 | 0 | 0.4 | 0.35 | 0.35 | 0.35 | 0 | 0 | Y | South | FC
SCEC_1_PDRP56 | LA Basin | SCEC_1_PDRP56 | 0 | 0 | 0 | 0 | 0 | 0 | 0.21 | 0.35 | 0.35 | 0.35 | 0 | 0 | Y | South | FC
SCEC_1_PDRP61 | LA Basin | SCEC_1_PDRP61 | 0 | 0 | 0 | 0 | 0 | 0 | 0.4 | 0.35 | 0.35 | 0.35 | 0 | 0 | Y | South | FC
SCEC_1_PDRP62 | LA Basin | SCEC_1_PDRP62 | 0 | 0 | 0 | 0 | 0 | 0 | 0.2 | 0.35 | 0.35 | 0.35 | 0 | 0 | Y | South | FC
SCEC_1_PDRP63 | LA Basin | SCEC_1_PDRP63 | 0 | 0 | 0 | 0 | 0 | 0 | 0.4 | 0.35 | 0.35 | 0.35 | 0 | 0 | Y | South | FC
SCEC_1_PDRP64 | LA Basin | SCEC_1_PDRP64 | 0 | 0 | 0 | 0 | 0.41 | 0 | 0 | 0 | 0 | 0 | 0 | 0 | Y | South | FC
SCEC_1_PDRP79 | LA Basin | SCEC_1_PDRP79 | 0.25 | 0.25 | 0.27 | 0.35 | 0.4 | 0.47 | 0.52 | 0.54 | 0.34 | 0.22 | 0.15 | 0.15 | Y | South | FC
SCEC_1_PDRP80 | LA Basin | SCEC_1_PDRP80 | 0.25 | 0.25 | 0.27 | 0.35 | 0.4 | 0.45 | 0.55 | 0.54 | 0.34 | 0.22 | 0.15 | 0.15 | Y | South | FC
SCEC_1_PDRP81 | LA Basin | SCEC_1_PDRP81 | 0.25 | 0.25 | 0.27 | 0.35 | 0.4 | 0.45 | 0.55 | 0.54 | 0.34 | 0.22 | 0.15 | 0.15 | Y | South | FC
SCEC_1_PDRP82 | LA Basin | SCEC_1_PDRP82 | 0.25 | 0.25 | 0.27 | 0.35 | 0.4 | 0.45 | 0.55 | 0.54 | 0.34 | 0.22 | 0.15 | 0.15 | Y | South | FC
SCEC_1_PDRP83 | LA Basin | SCEC_1_PDRP83 | 0.25 | 0.25 | 0.27 | 0.35 | 0.4 | 0.45 | 0.55 | 0.54 | 0.34 | 0.22 | 0.15 | 0.15 | Y | South | FC
SCEC_1_PDRP84 | LA Basin | SCEC_1_PDRP84 | 0.25 | 0.41 | 0.3 | 0.13 | 0.39 | 0.45 | 0.55 | 0.54 | 0.34 | 0.25 | 0.15 | 0.15 | Y | South | FC
SCEC_1_PDRP85 | LA Basin | SCEC_1_PDRP85 | 0 | 0 | 0 | 0 | 0.38 | 0.45 | 0.55 | 0.54 | 0.34 | 0.22 | 0.15 | 0.15 | Y | South | FC
SCEC_1_PDRP86 | LA Basin | SCEC_1_PDRP86 | 0 | 0 | 0 | 0 | 0 | 0.43 | 0.55 | 0.54 | 0.34 | 0.21 | 0.15 | 0.15 | Y | South | FC
SCEC_1_PDRP87 | LA Basin | SCEC_1_PDRP87 | 0 | 0 | 0 | 0 | 0 | 0.43 | 0.55 | 0.54 | 0.34 | 0.21 | 0.15 | 0.15 | Y | South | FC
SCEC_1_PDRP88 | LA Basin | SCEC_1_PDRP88 | 0 | 0 | 0 | 0 | 0 | 0.43 | 0.55 | 0.54 | 0.3 | 0.21 | 0.2 | 0.15 | Y | South | FC
SCEC_1_PDRP89 | LA Basin | SCEC_1_PDRP89 | 0 | 0 | 0 | 0 | 0 | 0.43 | 0.55 | 0.54 | 0.3 | 0.21 | 0.2 | 0.15 | Y | South | FC
SCEC_1_PDRP90 | LA Basin | SCEC_1_PDRP90 | 0 | 0 | 0 | 0 | 0 | 0.43 | 0.55 | 0.54 | 0.35 | 0.21 | 0.12 | 0.15 | Y | South | FC
SCEC_1_PDRP91 | LA Basin | SCEC_1_PDRP91 | 0 | 0 | 0 | 0 | 0 | 0.43 | 0.55 | 0.54 | 0.35 | 0.21 | 0.13 | 0 | Y | South | FC
SCEN_6_PDRP01 | Big Creek-Ventura | SCEN_6_PDRP01 | 0.15 | 0.15 | 0.1 | 0.11 | 0.2 | 0.3 | 0.37 | 0.37 | 0.37 | 0.35 | 0.22 | 0.2 | Y | South | FC
SCEN_6_PDRP02 | Big Creek-Ventura | SCEN_6_PDRP02 | 0.2 | 0.21 | 0.22 | 0.15 | 0.2 | 0.4 | 0.51 | 0.51 | 0.51 | 0.4 | 0.25 | 0.26 | Y | South | FC
SCEN_6_PDRP03 | Big Creek-Ventura | SCEN_6_PDRP03 | 0.1 | 0.1 | 0.15 | 0.3 | 0.35 | 0.4 | 0.6 | 0.6 | 0.4 | 0.25 | 0.2 | 0.2 | Y | South | FC
SCEN_6_PDRP06 | Big Creek-Ventura | SCEN_6_PDRP06 | 0 | 0 | 0 | 0.3 | 0.35 | 0.4 | 0.6 | 0.6 | 0.4 | 0.25 | 0.2 | 0.2 | Y | South | FC
SCEN_6_PDRP07 | Big Creek-Ventura | SCEN_6_PDRP07 | 0 | 0 | 0 | 0.3 | 0.35 | 0.4 | 0.6 | 0.65 | 0.4 | 0.25 | 0.2 | 0.16 | Y | South | FC
SCEN_6_PDRP08 | Big Creek-Ventura | SCEN_6_PDRP08 | 0 | 0 | 0 | 0.3 | 0.35 | 0.4 | 0.6 | 0.65 | 0.4 | 0.25 | 0.2 | 0.16 | Y | South | FC
SCEN_6_PDRP101 | Big Creek-Ventura | SCEN_6_PDRP101 | 0.71 | 0.54 | 0.54 | 0.35 | 0.34 | 0.99 | 0.9 | 0.99 | 0.99 | 0.59 | 0 | 0 | Y | South | FC
SCEN_6_PDRP11 | Big Creek-Ventura | SCEN_6_PDRP11 | 0 | 0 | 0 | 0.11 | 0.15 | 0.3 | 0.37 | 0.37 | 0.37 | 0 | 0 | 0 | Y | South | FC
SCEN_6_PDRP14 | Big Creek-Ventura | SCEN_6_PDRP14 | 0 | 0 | 0 | 0.15 | 0.2 | 0.4 | 0.51 | 0.51 | 0.51 | 0.4 | 0.28 | 0.25 | Y | South | FC
SCEN_6_PDRP15 | Big Creek-Ventura | SCEN_6_PDRP15 | 0 | 0 | 0 | 0.11 | 0.15 | 0.3 | 0.37 | 0.37 | 0.37 | 0 | 0 | 0 | Y | South | FC
SCEN_6_PDRP27 | Big Creek-Ventura | SCEN_6_PDRP27 | 0 | 0 | 0 | 0.15 | 0.2 | 0.4 | 0.51 | 0.51 | 0.51 | 0 | 0 | 0 | Y | South | FC
SCEN_6_PDRP29 | Big Creek-Ventura | SCEN_6_PDRP29 | 0 | 0 | 0 | 0.11 | 0.15 | 0.3 | 0.37 | 0.37 | 0.37 | 0 | 0 | 0 | Y | South | FC
SCEN_6_PDRP30 | Big Creek-Ventura | SCEN_6_PDRP30 | 0 | 0 | 0 | 0.15 | 0.2 | 0.4 | 0.51 | 0.51 | 0.51 | 0 | 0 | 0 | Y | South | FC
SCEN_6_PDRP31 | Big Creek-Ventura | SCEN_6_PDRP03 | 0 | 0 | 0 | 0 | 0 | 0 | 0 | 0 | 0 | 0 | 0 | 0 | Y | South | FC
SCEN_6_PDRP32 | Big Creek-Ventura | SCEN_6_PDRP32 | 0 | 0 | 0 | 0.15 | 0.2 | 0.4 | 0.5 | 0.5 | 0.5 | 0 | 0 | 0 | Y | South | FC
SCEN_6_PDRP34 | Big Creek-Ventura | SCEN_6_PDRP34 | 0 | 0 | 0 | 0 | 0 | 0 | 0.6 | 0.5 | 0.95 | 0 | 0 | 0 | Y | South | FC
SCEN_6_PDRP35 | Big Creek-Ventura | SCEN_6_PDRP35 | 0 | 0 | 0 | 0 | 0 | 0 | 0.5 | 0.5 | 0.89 | 0 | 0 | 0 | Y | South | FC
SCEN_6_PDRP36 | Big Creek-Ventura | SCEN_6_PDRP36 | 0 | 0 | 0 | 0 | 0 | 0 | 0.3 | 0.3 | 0.3 | 0 | 0 | 0 | Y | South | FC
SCEN_6_PDRP37 | Big Creek-Ventura | SCEN_6_PDRP37 | 0 | 0 | 0 | 0 | 0 | 0 | 0.31 | 0.31 | 0.31 | 0 | 0 | 0 | Y | South | FC
SCEN_6_PDRP38 | Big Creek-Ventura | SCEN_6_PDRP38 | 0 | 0 | 0 | 0 | 0 | 0.4 | 0.6 | 0.65 | 0.4 | 0.21 | 0.14 | 0 | Y | South | FC
SCEN_6_PDRP39 | Big Creek-Ventura | SCEN_6_PDRP39 | 0 | 0 | 0 | 0 | 0 | 0.4 | 0.6 | 0.6 | 0.4 | 0.21 | 0.11 | 0 | Y | South | FC
SCEN_6_PDRP40 | Big Creek-Ventura | SCEN_6_PDRP40 | 0 | 0 | 0 | 0 | 0 | 0 | 0.4 | 0.4 | 0.4 | 0 | 0 | 0 | Y | South | FC
SCEN_6_PDRP41 | Big Creek-Ventura | SCEN_6_PDRP41 | 0 | 0 | 0 | 0 | 0.5 | 0 | 0 | 0 | 0.26 | 0 | 0 | 0 | Y | South | FC
SCEN_6_PDRP42 | Big Creek-Ventura | SCEN_6_PDRP42 | 0 | 0 | 0 | 0 | 0.5 | 0 | 0 | 0 | 0.25 | 0 | 0 | 0 | Y | South | FC
SCEN_6_PDRP43 | Big Creek-Ventura | SCEN_6_PDRP43 | 0 | 0 | 0 | 0 | 0.5 | 0 | 0 | 0 | 0 | 0 | 0 | 0 | Y | South | FC
SCEN_6_PDRP44 | Big Creek-Ventura | SCEN_6_PDRP44 | 0 | 0 | 0 | 0 | 0.5 | 0 | 0 | 0 | 0 | 0 | 0 | 0 | Y | South | FC
SCEN_6_PDRP45 | Big Creek-Ventura | SCEN_6_PDRP45 | 0 | 0 | 0 | 0 | 0.24 | 0 | 0 | 0 | 0 | 0 | 0 | 0 | Y | South | FC
SCEN_6_PDRP58 | Big Creek-Ventura | SCEN_6_PDRP58 | 0.51 | 0.54 | 0.54 | 0.5 | 0.2 | 0.82 | 0.9 | 0.99 | 0.75 | 0.9 | 0 | 0 | Y | South | FC
SCEN_6_PDRP59 | Big Creek-Ventura | SCEN_6_PDRP59 | OCT: 0.99; NOV: 0; DEC: 0 | Y | South | FC
SCEN_6_PDRP60 | Big Creek-Ventura | SCEN_6_PDRP60 | 0.54 | 0.27 | 0.27 | 0.2 | 0.21 | 0.99 | 0.9 | 0.99 | 0.99 | 0.89 | 0 | 0 | Y | South | FC
SCEN_6_PDRP61 | Big Creek-Ventura | SCEN_6_PDRP61 | OCT: 0.99; NOV: 0; DEC: 0 | Y | South | FC
SCEN_6_PDRP62 | Big Creek-Ventura | SCEN_6_PDRP62 | OCT: 0.99; NOV: 0; DEC: 0 | Y | South | FC
SCEN_6_PDRP63 | Big Creek-Ventura | SCEN_6_PDRP63 | OCT: 0.99; NOV: 0; DEC: 0 | Y | South | FC
SCEN_6_PDRP76 | Big Creek-Ventura | SCEN_6_PDRP76 | 0 | 0.72 | 0.99 | 0.59 | 0.54 | 0.89 | 0.9 | 0.99 | 0 | 0.92 | 0 | 0 | Y | South | FC
SCEN_6_PDRP79 | Big Creek-Ventura | VLTS_PDR_SCEN_01 | 1.5 | 1.5 | 1.5 | 1.5 | 1.5 | 3 | 5.5 | 4.75 | 5.5 | 4.4 | 0 | 0 | Y | South | FC
SCEN_6_PDRP80 | Big Creek-Ventura | SCEN_6_PDRP80 |  |  |  | 0.79 | 0.39 | 0 | 0.74 | 0.99 | 0 | 0 | 0 | 0 | Y | South | FC
SCEN_6_PDRP81 | Big Creek-Ventura | SCEN_6_PDRP81 |  |  |  |  | 0.2 | 0 | 0 | 0 | 0 | 0 | 0 | 0 | Y | South | FC
SCEN_6_PDRP84 | Big Creek-Ventura | SCEN_6_PDRP84 | 0.96 | 0.99 | 0.99 | 0.95 | 0.95 | 0.94 | 0.4 | 0.65 | 0.49 | 0 | 0 | 0 | Y | South | FC
SCEN_6_PDRP85 | Big Creek-Ventura | SCEN_6_PDRP85 | 0.96 | 0.99 | 0.99 | 0.95 | 0.95 | 0.94 | 0 | 0.34 | 0.44 | 0.12 | 0 | 0 | Y | South | FC
SCEN_6_PDRP86 | Big Creek-Ventura | SCEN_6_PDRP86 | 0.96 | 0.99 | 0.99 | 0.95 | 0.95 | 0.94 | 0 | 0 | 0.99 | 0 | 0 | 0 | Y | South | FC
SCEN_6_PDRP87 | Big Creek-Ventura | SCEN_6_PDRP87 | 0.58 | 0.61 | 0.62 | 0.58 | 0.58 | 0.57 | 0 | 0 | 0.99 | 0 | 0 | 0 | Y | South | FC
SCEN_6_PDRP88 | Big Creek-Ventura | SCEN_6_PDRP88 | 0.49 | 0.5 | 0.5 | 0.48 | 0.48 | 0.47 | 0 | 0 | 0.99 | 0 | 0 | 0 | Y | South | FC
SCEN_6_PDRP89 | Big Creek-Ventura | SCEN_6_PDRP89 | 0.66 | 0.65 | 0.67 | 0.65 | 0.65 | 0.63 | 0 | 0 | 0 | 0 | 0 | 0 | Y | South | FC
SCEN_6_PDRP90 | Big Creek-Ventura | PDR-F SCEN |  |  |  |  | 0.86 | 0.96 | 1.12 | 1.11 | 1.06 | 0.97 | 0 | 0 | Y | South | FC
SCEW_2_PDRP100 | LA Basin | SCEW_2_PDRP100 | 0 | 0 | 0 | 0.15 | 0.18 | 0.45 | 0.35 | 0.42 | 0.42 | 0 | 0 | 0 | Y | South | FC
SCEW_2_PDRP101 | LA Basin | SCEW_2_PDRP101 | 0.1 | 0.1 | 0.15 | 0.18 | 0.2 | 0.34 | 0.5 | 0.5 | 0.5 | 0.4 | 0.22 | 0.17 | Y | South | FC
SCEW_2_PDRP102 | LA Basin | SCEW_2_PDRP102 | 0.25 | 0.25 | 0.21 | 0.35 | 0.4 | 0.35 | 0.55 | 0.58 | 0.36 | 0.24 | 0.15 | 0.15 | Y | South | FC
SCEW_2_PDRP103 | LA Basin | SCEW_2_PDRP103 | 0.23 | 0.2 | 0.21 | 0.35 | 0.4 | 0.35 | 0.55 | 0.58 | 0.38 | 0.24 | 0.15 | 0.15 | Y | South | FC
SCEW_2_PDRP104 | LA Basin | SCEW_2_PDRP104 | 0.23 | 0.15 | 0.21 | 0.35 | 0.4 | 0.35 | 0.55 | 0.58 | 0.38 | 0.24 | 0.15 | 0.15 | Y | South | FC
SCEW_2_PDRP105 | LA Basin | SCEW_2_PDRP105 | 0.15 | 0.15 | 0.21 | 0.35 | 0.4 | 0.35 | 0.53 | 0.58 | 0.38 | 0.24 | 0.15 | 0.15 | Y | South | FC
SCEW_2_PDRP106 | LA Basin | SCEW_2_PDRP106 | 3.14 | 2.69 | 1.26 | 3.4 | 3.35 | 3.5 | 4.5 | 6 | 2.93 | 2.03 | 0 | 0 | Y | South | FC
SCEW_2_PDRP107 | LA Basin | SCEW_2_PDRP107 | 0.39 | 0.81 | 0.97 | 0.38 | 0.99 | 0.96 | 0.99 | 0.99 | 0.12 | 0.7 | 0 | 0 | Y | South | FC
SCEW_2_PDRP108 | LA Basin | SCEW_2_PDRP108 | 0.79 | 0.38 | 0.59 | 0.99 | 0.91 | 0.97 | 0.99 | 0.99 | 0.99 | 0.95 | 0 | 0 | Y | South | FC
SCEW_2_PDRP109 | LA Basin | SCEW_2_PDRP109 | 0.91 | 0.86 | 0.97 | 0.99 | 0.95 | 0.96 | 0.95 | 0.99 | 0.99 | 0.69 | 0 | 0 | Y | South | FC
SCEW_2_PDRP110 | LA Basin | SCEW_2_PDRP110 | 0.32 | 0.4 | 0.54 | 0.7 | 0.71 | 0.94 | 0 | 0 | 0.99 | 0.74 | 0 | 0 | Y | South | FC
SCEW_2_PDRP111 | LA Basin | SCEW_2_PDRP111 | 0 | 0.97 | 0.54 | 0.6 | 0.65 | 0.95 | 0 | 0 | 0.99 | 0.95 | 0 | 0 | Y | South | FC
SCEW_2_PDRP112 | LA Basin | SCEW_2_PDRP112 | 0.48 | 0.97 | 0.54 | 0 | 0.5 | 0.94 | 0 | 0 | 0.99 | 0 | 0 | 0 | Y | South | FC
SCEW_2_PDRP117 | LA Basin | SCEW_2_PDRP117 | 0 | 0.86 | 0.54 | 0 | 0.47 | 0.93 | 0 | 0 | 0.99 | 0 | 0 | 0 | Y | South | FC
SCEW_2_PDRP120 | LA Basin | SCEW_2_PDRP120 | 0.97 | 0.98 | 0.98 | 0.99 | 0.98 | 0.96 | 0 | 0 | 0.99 | 0 | 0 | 0 | Y | South | FC
SCEW_2_PDRP121 | LA Basin | SCEW_2_PDRP121 | 0.97 | 0.98 | 0.98 | 0.99 | 0.98 | 0.96 | 0 | 0 | 0.99 | 0 | 0 | 0 | Y | South | FC
SCEW_2_PDRP122 | LA Basin | SCEW_2_PDRP122 | AUG: 0.5; SEP: 0; OCT: 0; NOV: 0; DEC: 0 | Y | South | FC
SCEW_2_PDRP123 | LA Basin | SCEW_2_PDRP123 | 1.99 | 1.64 | 2.63 | 3.49 | 0.94 | 0.2 | 7 | 3.37 | 1.04 | 0.99 | 0 | 0 | Y | South | FC
SCEW_2_PDRP124 | LA Basin | SCEW_2_PDRP124 |  |  | 0.54 | 0 | 0 | 0.99 | 0 | 0 | 0.69 | 0 | 0 | 0 | Y | South | FC
SCEW_2_PDRP130 | LA Basin | SCEW_2_PDRP130 |  |  | 0.54 | 0 | 0 | 0.94 | 0 | 0 | 0 | 0 | 0 | 0 | Y | South | FC
SCEW_2_PDRP131 | LA Basin | SCEW_2_PDRP131 | 0.55 | 0 | 0.54 | 0 | 0 | 0.94 | 0 | 0 | 0.97 | 0.88 | 0 | 0 | Y | South | FC
SCEW_2_PDRP133 | LA Basin | SCEW_2_PDRP133 |  |  | 0.38 | 0 | 0 | 0 | 0 | 0 | 0.94 | 0.9 | 0 | 0 | Y | South | FC
SCEW_2_PDRP168 | LA Basin | VLTS_PDR_SCEW_01 | 3 | 3 | 3 | 3 | 3 | 6.1 | 1.4 | 1.4 | 1.4 | 1.4 | 0 | 0 | Y | South | FC
SCEW_2_PDRP170 | LA Basin | PDR-F SCEW |  |  |  |  | 1.47 | 1.63 | 1.62 | 1.65 | 1.7 | 1.54 | 0 | 0 | Y | South | FC
SCEW_2_PDRP171 | LA Basin | SCEW_2_PDRP171 | AUG: 0.6; SEP: 0.9; OCT: 0.89; NOV: 0; DEC: 0 | Y | South | FC
SCEW_2_PDRP172 | LA Basin | SCEW_2_PDRP172 | 0.49 | 0.5 | 0.5 | 0.5 | 0.49 | 0.48 | 0 | 0.9 | 0.99 | 0 | 0 | 0 | Y | South | FC
SCEW_2_PDRP173 | LA Basin | SCEW_2_PDRP173 | 0.49 | 0.5 | 0.5 | 0.5 | 0.54 | 0.48 | 0.8 | 0.8 | 0.85 | 0.99 | 0 | 0 | Y | South | FC
SCEW_2_PDRP174 | LA Basin | SCEW_2_PDRP174 | 0.58 | 0.59 | 0.59 | 0.59 | 0.54 | 0.57 | 0.15 | 0.44 | 0.99 | 0.26 | 0 | 0 | Y | South | FC
SCEW_2_PDRP175 | LA Basin | SCEW_2_PDRP175 | 0.4 | 0.41 | 0.41 | 0.41 | 0.45 | 0.41 | 0 | 0.49 | 0.99 | 0 | 0 | 0 | Y | South | FC
SCEW_2_PDRP177 | LA Basin | VLTS_PDR_SCEW_02 | JUL: 8.5; AUG: 9; SEP: 9; OCT: 2.8; NOV: 0; DEC: 0 | Y | South | FC
SCEW_2_PDRP19 | LA Basin | SCEW_2_PDRP19 | 0.15 | 0.15 | 0.21 | 0.35 | 0.4 | 0.35 | 0.53 | 0.58 | 0.38 | 0.24 | 0.15 | 0.14 | Y | South | FC
SCEW_2_PDRP20 | LA Basin | SCEW_2_PDRP20 | 0 | 0 | 0 | 0 | 0.14 | 0 | 0 | 0 | 0.52 | 0 | 0 | 0 | Y | South | FC
SCEW_2_PDRP37 | LA Basin | SCEW_2_PDRP37 | 0 | 0 | 0 | 0 | 0 | 0 | 0 | 0 | 0.52 | 0 | 0 | 0 | Y | South | FC
SCEW_2_PDRP38 | LA Basin | SCEW_2_PDRP38 | 0 | 0 | 0 | 0 | 0 | 0 | 0 | 0 | 0.51 | 0 | 0 | 0 | Y | South | FC
SCEW_2_PDRP39 | LA Basin | SCEW_2_PDRP39 | 0 | 0 | 0 | 0 | 0 | 0 | 0 | 0 | 0.44 | 0 | 0 | 0 | Y | South | FC
SCEW_2_PDRP40 | LA Basin | SCEW_2_PDRP40 | 0 | 0 | 0 | 0 | 0 | 0.35 | 0.53 | 0.58 | 0.38 | 0.24 | 0.15 | 0.19 | Y | South | FC
SCEW_2_PDRP41 | LA Basin | SCEW_2_PDRP41 | 0 | 0 | 0 | 0 | 0 | 0.35 | 0.53 | 0.58 | 0.38 | 0.24 | 0.15 | 0 | Y | South | FC
SCEW_2_PDRP42 | LA Basin | SCEW_2_PDRP42 | 0 | 0 | 0 | 0 | 0 | 0.35 | 0.53 | 0.58 | 0.38 | 0.24 | 0.15 | 0 | Y | South | FC
SCEW_2_PDRP43 | LA Basin | SCEW_2_PDRP43 | 0 | 0 | 0 | 0 | 0 | 0.35 | 0.53 | 0.58 | 0.38 | 0.24 | 0.15 | 0 | Y | South | FC
SCEW_2_PDRP44 | LA Basin | SCEW_2_PDRP44 | 0 | 0 | 0 | 0 | 0 | 0.35 | 0.53 | 0.58 | 0.38 | 0.24 | 0.16 | 0 | Y | South | FC
SCEW_2_PDRP45 | LA Basin | SCEW_2_PDRP45 | 0 | 0 | 0 | 0 | 0 | 0.35 | 0.53 | 0.58 | 0.38 | 0.24 | 0 | 0 | Y | South | FC
SCEW_2_PDRP46 | LA Basin | SCEW_2_PDRP46 | AUG: 0; SEP: 0; OCT: 0; NOV: 0.55; DEC: 0.41 | Y | South | FC
SCEW_2_PDRP48 | LA Basin | SCEW_2_PDRP48 | 0.15 | 0.2 | 0.25 | 0.26 | 0.4 | 0.35 | 0.53 | 0.58 | 0.38 | 0.24 | 0 | 0 | Y | South | FC
SCHD_1_PDRP06 | CAISO System | SCHD_1_PDRP06 | 0.15 | 0.17 | 0.19 | 0.17 | 0.22 | 0.3 | 0.5 | 0.5 | 0.5 | 0.4 | 0.36 | 0.19 | Y | South | FC
SCHD_1_PDRP08 | CAISO System | SCHD_1_PDRP08 | 0 | 0 | 0 | 0 | 0.4 | 0 | 0 | 0 | 0 | 0 | 0 | 0 | Y | South | FC
SCHD_1_PDRP09 | CAISO System | SCHD_1_PDRP09 | 0 | 0 | 0 | 0 | 0.31 | 0 | 0 | 0 | 0 | 0 | 0 | 0 | Y | South | FC
SCHD_1_PDRP23 | CAISO System | SCHD_1_PDRP23 | 0.17 | 0.19 | 0.2 | 0.15 | 0.19 | 0.24 | 0.4 | 0.38 | 0.33 | 0.2 | 0.13 | 0.14 | Y | South | FC
SCHD_1_PDRP24 | CAISO System | SCHD_1_PDRP24 | 0 | 0 | 0 | 0.15 | 0.2 | 0.25 | 0.4 | 0.38 | 0.35 | 0.2 | 0.12 | 0.14 | Y | South | FC
SCHD_1_PDRP41 | CAISO System | SCHD_1_PDRP41 | 0.59 | 0.54 | 0.54 | 0.99 | 0.99 | 0.99 | 0.3 | 0.7 | 0.65 | 0.14 | 0 | 0 | Y | South | FC
SCHD_1_PDRP48 | CAISO System | SCHD_1_PDRP48 | 0.53 | 0.52 | 0.34 | 0.58 | 0.83 | 0.5 | 0.99 | 0.99 | 0.99 | 0.61 | 0 | 0 | Y | South | FC
SCHD_1_PDRP53 | CAISO System | VLTS_PDR_SCHD_01 | 4.75 | 4.75 | 4.75 | 4.75 | 4.75 | 4.75 | 4.75 | 4.75 | 4.75 | 2.7 | 0 | 0 | Y | South | FC
SCHD_1_PDRP60 | CAISO System | PDR-F SCHD |  |  |  |  | 0.34 | 0.38 | 0.37 | 0.37 | 0.39 | 0.33 | 0 | 0 | Y | South | FC
SCHD_1_PDRP61 | CAISO System | SCHD_1_PDRP61 |  |  | 0.36 | 1.14 | 0.93 | 0.89 | 0.95 | 5.5 | 0.99 | 0.47 | 0 | 0 | Y | South | FC
SCHD_1_PDRP62 | CAISO System | SCHD_1_PDRP62 | 0.99 | 0.99 | 1 | 0 | 0 | 0 | 0 | 0 | 0 | 0 | 0 | 0 | Y | South | FC
SCHD_1_PDRP63 | CAISO System | SCHD_1_PDRP63 | 1.43 | 1.43 | 1.45 | 0 | 0 | 0 | 0 | 0 | 0 | 0 | 0 | 0 | Y | South | FC
SCHLTE_1_PL1X3 | Stockton | Tracy Combined Cycle Power Plant | 324.88 | 323.66 | 322.37 | 320.32 | 317.26 | 310.75 | 308.15 | 309.07 | 312.69 | 318.74 | 323.69 | 324.67 | Y | North | FC
SCHNDR_1_FIVPTS | Fresno | Five Points Solar Station | 0.6 | 0.45 | 2.7 | 2.25 | 2.4 | 4.65 | 5.85 | 4.05 | 2.1 | 0.3 | 0.3 | 0 | N | North | FC
SCHNDR_1_OS2BM2 | Fresno | Open Sky Digester Genset 2 | 0 | 0 | 0 | 0 | 0 | 0 | 0 | 0 | 0 | 0 | 0 | 0 | N | North | EO
SCHNDR_1_WSTSDE | Fresno | Westside Solar Station | 0.6 | 0.45 | 2.7 | 2.25 | 2.4 | 4.65 | 5.85 | 4.05 | 2.1 | 0.3 | 0.3 | 0 | N | North | FC
SCNW_6_PDRP07 | Big Creek-Ventura | SCNW_6_PDRP07 | 0.1 | 0.1 | 0.1 | 0.1 | 0.1 | 0.1 | 0.42 | 0.4 | 0.4 | 0.34 | 0.22 | 0.16 | Y | South | FC
SCNW_6_PDRP08 | Big Creek-Ventura | SCNW_6_PDRP08 | 0.1 | 0.1 | 0.1 | 0.1 | 0.1 | 0.1 | 0.1 | 0.1 | 0.1 | 0.1 | 0.1 | 0.1 | Y | South | FC
SCNW_6_PDRP11 | Big Creek-Ventura | SCNW_6_PDRP11 | 0.1 | 0.1 | 0.1 | 0.12 | 0.11 | 0.3 | 0.39 | 0.38 | 0.12 | 0.24 | 0.14 | 0.12 | Y | South | FC
SCNW_6_PDRP12 | Big Creek-Ventura | SCNW_6_PDRP12 | 0 | 0 | 0 | 0.13 | 0.11 | 0.3 | 0.32 | 0.31 | 0.11 | 0.24 | 0.15 | 0.13 | Y | South | FC
SCNW_6_PDRP40 | Big Creek-Ventura | SCNW_6_PDRP40 | 0.96 | 0.99 | 0.99 | 0.94 | 0.94 | 0.94 | 0.15 | 0.3 | 0.78 | 0.31 | 0 | 0 | Y | South | FC
SCNW_6_PDRP41 | Big Creek-Ventura | SCNW_6_PDRP41 | 0 | 0.86 | 0.32 | 1.92 | 1.3 | 1.6 | 1.5 | 0.99 | 0 | 0 | 0 | 0 | Y | South | FC
SCNW_6_PDRP42 | Big Creek-Ventura | SCNW_6_PDRP42 | 0.98 | 0.99 | 0.99 | 0.97 | 0.97 | 0.95 | 0 | 0.2 | 0.99 | 0 | 0 | 0 | Y | South | FC
SCNW_6_PDRP50 | Big Creek-Ventura | SCNW_6_PDRP50 | 0.68 | 0.32 | 0.86 | 0.39 | 0.81 | 0.88 | 0.99 | 0.99 | 0.99 | 0.99 | 0 | 0 | Y | South | FC
SCNW_6_PDRP51 | Big Creek-Ventura | SCNW_6_PDRP51 | 0.86 | 0.75 | 0.75 | 0.4 | 0 | 0.8 | 0.52 | 0 | 0 | 0.29 | 0 | 0 | Y | South | FC
SCNW_6_PDRP52 | Big Creek-Ventura | SCNW_6_PDRP52 | 0.86 | 0.42 | 0.64 | 0 | 0 | 0 | 0 | 0 | 0.54 | 0.67 | 0 | 0 | Y | South | FC
SCNW_6_PDRP59 | Big Creek-Ventura | VLTS_PDR_SCNW_1 | 1.5 | 1.5 | 1.5 | 1.5 | 0.5 | 1.5 | 1.5 | 1.5 | 1.5 | 0.8 | 0 | 0 | Y | South | FC
SCNW_6_PDRP70 | Big Creek-Ventura | PDR-F SCNW |  |  |  |  | 1.2 | 1.38 | 1.46 | 1.46 | 1.35 | 1.18 | 0 | 0 | Y | South | FC
SDG1_1_PDRP04 | San Diego-IV | SDG1_1_PDRP04 | 0.11 | 0.11 | 0.11 | 0.1 | 0.1 | 0.21 | 0.25 | 0.2 | 0.25 | 0.2 | 0.15 | 0.14 | Y | South | FC
SDG1_1_PDRP05 | San Diego-IV | SDG1_1_PDRP05 | 0.11 | 0.11 | 0.13 | 0.11 | 0.1 | 0.21 | 0.25 | 0.2 | 0.25 | 0.2 | 0.15 | 0.16 | Y | South | FC
SDG1_1_PDRP06 | San Diego-IV | SDG1_1_PDRP06 | 0.11 | 0.11 | 0.11 | 0.1 | 0.1 | 0.21 | 0.25 | 0.2 | 0.25 | 0.2 | 0.15 | 0.14 | Y | South | FC
SDG1_1_PDRP07 | San Diego-IV | SDG1_1_PDRP07 | 0.11 | 0.11 | 0.13 | 0.11 | 0.1 | 0.21 | 0.25 | 0.2 | 0.25 | 0.2 | 0.15 | 0.16 | Y | South | FC
SDG1_1_PDRP08 | San Diego-IV | SDG1_1_PDRP08 | 0.11 | 0.11 | 0.13 | 0.11 | 0.1 | 0.21 | 0.25 | 0.2 | 0.25 | 0.2 | 0.15 | 0.16 | Y | South | FC
SDG1_1_PDRP09 | San Diego-IV | SDG1_1_PDRP09 | 0.41 | 0.41 | 0.41 | 0.51 | 0.71 | 0.91 | 1.01 | 1.01 | 1.01 | 0.91 | 0.51 | 0.31 | Y | South | FC
SDG1_1_PDRP100 | San Diego-IV | SDG1_1_PDRP100 | 0.88 | 0.32 | 0 | 0.86 | 0.9 | 0.62 | 0.99 | 0.99 | 0.7 | 0.79 | 0 | 0 | Y | South | FC
SDG1_1_PDRP101 | San Diego-IV | SDG1_1_PDRP101 | 0.89 | 0.89 | 0.89 | 0.22 | 0.95 | 0.95 | 0.99 | 0.99 | 0.99 | 0.88 | 0 | 0 | Y | South | FC
SDG1_1_PDRP102 | San Diego-IV | SDG1_1_PDRP102 | 0.87 | 0.88 | 0.88 | 0.89 | 0.76 | 0.99 | 0.94 | 0.99 | 0.99 | 0.99 | 0 | 0 | Y | South | FC
SDG1_1_PDRP103 | San Diego-IV | SDG1_1_PDRP103 | 0.73 | 0.91 | 0.96 | 0.99 | 0.95 | 0.74 | 0.92 | 0.99 | 0.99 | 0.55 | 0 | 0 | Y | South | FC
SDG1_1_PDRP105 | San Diego-IV | SDG1_1_PDRP105 | 0.88 | 0.63 | 0.98 | 0.86 | 0.76 | 0.71 | 0.66 | 0.99 | 0.65 | 0.69 | 0 | 0 | Y | South | FC
SDG1_1_PDRP106 | San Diego-IV | SDG1_1_PDRP106 | 0.99 | 0.99 | 0.99 | 0.99 | 0.99 | 0.99 | 0 | 0 | 0 | 0 | 0 | 0 | Y | South | FC
SDG1_1_PDRP110 | San Diego-IV | PDR-E SDG1 1 | 3.76 | 3.76 | 3.76 | 3.76 | 3.76 | 3.76 | 3.76 | 3.76 | 3.76 | 3.76 | 3.76 | 3.76 | Y | South | FC
SDG1_1_PDRP14 | San Diego-IV | SDG1_1_PDRP14 | 0.11 | 0.11 | 0.11 | 0.1 | 0.1 | 0.21 | 0.25 | 0.2 | 0.25 | 0.2 | 0.15 | 0.14 | Y | South | FC
SDG1_1_PDRP15 | San Diego-IV | SDG1_1_PDRP15 | 0.11 | 0.11 | 0.13 | 0.11 | 0.1 | 0.21 | 0.25 | 0.22 | 0.25 | 0.2 | 0.15 | 0.16 | Y | South | FC
SDG1_1_PDRP25 | San Diego-IV | SDG1_1_PDRP25 | 0.11 | 0.11 | 0.11 | 0.1 | 0.1 | 0.21 | 0.25 | 0.2 | 0.25 | 0.2 | 0.15 | 0.14 | Y | South | FC
SDG1_1_PDRP26 | San Diego-IV | SDG1_1_PDRP26 | 0.11 | 0.11 | 0.12 | 0.11 | 0.1 | 0.21 | 0.25 | 0.3 | 0.25 | 0.29 | 0.15 | 0.16 | Y | South | FC
SDG1_1_PDRP27 | San Diego-IV | SDG1_1_PDRP27 | 0.11 | 0.11 | 0.11 | 0.1 | 0.1 | 0.21 | 0.25 | 0.23 | 0.25 | 0.2 | 0.15 | 0.16 | Y | South | FC
SDG1_1_PDRP28 | San Diego-IV | SDG1_1_PDRP28 | 0.11 | 0.11 | 0.11 | 0.11 | 0.1 | 0.21 | 0.25 | 0.3 | 0.25 | 0.29 | 0.15 | 0.16 | Y | South | FC
SDG1_1_PDRP30 | San Diego-IV | SDG1_1_PDRP30 | 0.11 | 0.11 | 0.11 | 0.1 | 0.1 | 0.21 | 0.25 | 0.3 | 0.25 | 0.25 | 0.15 | 0.16 | Y | South | FC
SDG1_1_PDRP31 | San Diego-IV | SDG1_1_PDRP31 | 0.11 | 0.11 | 0.11 | 0.11 | 0.1 | 0.21 | 0.26 | 0.3 | 0.26 | 0.29 | 0.2 | 0.16 | Y | South | FC
SDG1_1_PDRP32 | San Diego-IV | SDG1_1_PDRP32 | 0.41 | 0.41 | 0.41 | 0.51 | 0.71 | 0.91 | 1.01 | 1.01 | 1.01 | 0.91 | 0.51 | 0.31 | Y | South | FC
SDG1_1_PDRP33 | San Diego-IV | SDG1_1_PDRP33 | 0.12 | 0.12 | 0.13 | 0.1 | 0.1 | 0.21 | 0.25 | 0.3 | 0.25 | 0.29 | 0.15 | 0.16 | Y | South | FC
SDG1_1_PDRP34 | San Diego-IV | SDG1_1_PDRP34 | 0.2 | 0.2 | 0.11 | 0.11 | 0.1 | 0.21 | 0.3 | 0.3 | 0.3 | 0.29 | 0.2 | 0.18 | Y | South | FC
SDG1_1_PDRP37 | San Diego-IV | SDG1_1_PDRP37 | 0.12 | 0.12 | 0.11 | 0.1 | 0.1 | 0.21 | 0.25 | 0.3 | 0.25 | 0.29 | 0.15 | 0.16 | Y | South | FC
SDG1_1_PDRP41 | San Diego-IV | SDG1_1_PDRP41 | 0 | 0 | 0 | 0.1 | 0.1 | 0.15 | 0.28 | 0.25 | 0.25 | 0 | 0 | 0 | Y | South | FC
SDG1_1_PDRP42 | San Diego-IV | SDG1_1_PDRP42 | 0.41 | 0.41 | 0.41 | 0.51 | 0.71 | 0.91 | 1.01 | 1.01 | 1.01 | 0.91 | 0.51 | 0.31 | Y | South | FC
SDG1_1_PDRP43 | San Diego-IV | SDG1_1_PDRP43 | 0 | 0 | 0 | 0.11 | 0.11 | 0.15 | 0.3 | 0.3 | 0.3 | 0 | 0 | 0 | Y | South | FC
SDG1_1_PDRP44 | San Diego-IV | SDG1_1_PDRP44 | 0 | 0 | 0 | 0.1 | 0.1 | 0.1 | 0.25 | 0.25 | 0.25 | 0 | 0 | 0 | Y | South | FC
SDG1_1_PDRP45 | San Diego-IV | SDG1_1_PDRP45 | 0 | 0 | 0 | 0.11 | 0.13 | 0.15 | 0.3 | 0.32 | 0.3 | 0 | 0 | 0 | Y | South | FC
SDG1_1_PDRP46 | San Diego-IV | SDG1_1_PDRP46 | 0 | 0 | 0 | 0.1 | 0.1 | 0.1 | 0.25 | 0.3 | 0.25 | 0 | 0 | 0 | Y | South | FC
SDG1_1_PDRP47 | San Diego-IV | SDG1_1_PDRP47 | 0 | 0 | 0 | 0.1 | 0.13 | 0.15 | 0.3 | 0.32 | 0.3 | 0 | 0 | 0 | Y | South | FC
SDG1_1_PDRP48 | San Diego-IV | SDG1_1_PDRP48 | 0 | 0 | 0 | 0.1 | 0.1 | 0.1 | 0.25 | 0.3 | 0.28 | 0 | 0 | 0 | Y | South | FC
SDG1_1_PDRP49 | San Diego-IV | SDG1_1_PDRP49 | 0 | 0 | 0 | 0.1 | 0.13 | 0.15 | 0.3 | 0.3 | 0.3 | 0 | 0 | 0 | Y | South | FC
SDG1_1_PDRP50 | San Diego-IV | SDG1_1_PDRP50 | 0.39 | 0.39 | 0.39 | 0.5 | 0.71 | 0.92 | 1.02 | 1.02 | 1.02 | 0.92 | 0.5 | 0.29 | Y | South | FC
SDG1_1_PDRP84 | San Diego-IV | SDG1_1_PDRP84 | 0.84 | 0.98 | 0.62 | 0.97 | 0.67 | 0.5 | 0.95 | 0.99 | 0.99 | 0.39 | 0 | 0 | Y | South | FC
SDG1_1_PDRP85 | San Diego-IV | SDG1_1_PDRP85 | 3.95 | 4.08 | 5.03 | 3.5 | 3.5 | 4.09 | 3.5 | 3.84 | 1.91 | 3.29 | 0 | 0 | Y | South | FC
SDG1_1_PDRP86 | San Diego-IV | SDG1_1_PDRP86 | 2.1 | 2.97 | 2.93 | 4.11 | 3.27 | 3.45 | 1.45 | 3.22 | 2.99 | 2.45 | 0 | 0 | Y | South | FC
SDG1_1_PDRP88 | San Diego-IV | SDG1_1_PDRP88 | 0.86 | 0.34 | 0.11 | 0 | 0.64 | 0.95 | 0.86 | 0 | 0.99 | 0.99 | 0 | 0 | Y | South | FC
SDG1_1_PDRP89 | San Diego-IV | SDG1_1_PDRP89 | 0.99 | 0.99 | 0.99 | 0 | 0 | 0 | 0 | 0 | 0 | 0 | 0 | 0 | Y | South | FC
SDG1_1_PDRP91 | San Diego-IV | SDG1_1_PDRP91 | 0.99 | 0.99 | 0.99 | 0.99 | 0.99 | 0.99 | 0.76 | 0 | 0.99 | 0.99 | 0 | 0 | Y | South | FC
SDG1_1_PDRP97 | San Diego-IV | SDG1_1_PDRP97 | 0.99 | 0.99 | 0.99 | 0.99 | 0.99 | 0.99 | 0.98 | 0 | 0.81 | 0.99 | 0 | 0 | Y | South | FC
SDG1_1_PDRP98 | San Diego-IV | SDG1_1_PDRP98 | 0.99 | 0.99 | 0.99 | 0.99 | 0.99 | 0.99 | 0 | 0 | 0 | 0.26 | 0 | 0 | Y | South | FC
SDG1_1_PDRP99 | San Diego-IV | SDG1_1_PDRP99 | 0.99 | 0.99 | 0.99 | 0 | 0 | 0 | 0 | 0 | 0 | 0 | 0 | 0 | Y | South | FC
SEARLS_7_ARGUS | CAISO System | Argus Cogeneration | 4.22 | 4.18 | 3.87 | 2.83 | 1.85 | 3.15 | 2.39 | 2.45 | 2.56 | 2.5 | 3.21 | 3.94 | N | South | FC
SEGS_1_SR2SL2 | CAISO System | Sunray 2 | 0.8 | 0.6 | 3.6 | 3 | 3.2 | 6.2 | 7.8 | 5.4 | 2.8 | 0.4 | 0.4 | 0 | N | South | FC
SENTNL_2_CTG1 | LA Basin | Sentinel Unit 1 | 103.76 | 103.76 | 103.76 | 103.76 | 107.68 | 107.68 | 107.68 | 107.68 | 107.68 | 107.68 | 107.68 | 107.68 | Y | South | FC
SENTNL_2_CTG2 | LA Basin | Sentinel Unit 2 | 95.34 | 95.34 | 95.34 | 95.34 | 102.5 | 102.5 | 102.5 | 102.5 | 102.5 | 102.5 | 102.5 | 102.5 | Y | South | FC
SENTNL_2_CTG3 | LA Basin | Sentinel Unit 3 | 96.85 | 96.85 | 96.85 | 96.85 | 105.69 | 105.69 | 105.69 | 105.69 | 105.69 | 105.69 | 105.69 | 105.69 | Y | South | FC
SENTNL_2_CTG4 | LA Basin | Sentinel Unit 4 | 102.47 | 102.47 | 102.47 | 106.55 | 106.55 | 106.55 | 106.55 | 106.55 | 106.55 | 106.55 | 106.55 | 106.55 | Y | South | FC
SENTNL_2_CTG5 | LA Basin | Sentinel Unit 5 | 103.81 | 103.81 | 103.81 | 103.81 | 107.52 | 107.52 | 107.52 | 107.52 | 107.52 | 107.52 | 107.52 | 107.52 | Y | South | FC
SENTNL_2_CTG6 | LA Basin | Sentinel Unit 6 | 100.99 | 100.99 | 100.99 | 105 | 105 | 105 | 105 | 105 | 105 | 105 | 105 | 105 | Y | South | FC
SENTNL_2_CTG7 | LA Basin | Sentinel Unit 7 | 97.06 | 97.06 | 97.06 | 106.73 | 106.73 | 106.73 | 106.73 | 106.73 | 106.73 | 106.73 | 106.73 | 106.73 | Y | South | FC
SENTNL_2_CTG8 | LA Basin | Sentinel Unit 8 | 101.8 | 101.8 | 101.8 | 106.85 | 106.85 | 106.85 | 106.85 | 106.85 | 106.85 | 106.85 | 106.85 | 106.85 | Y | South | FC
SGREGY_6_SANGER | Fresno | Algonquin Power Sanger 2 | 48.08 | 48.08 | 48.08 | 48.08 | 48.08 | 48.08 | 48.08 | 48.08 | 48.08 | 48.08 | 48.08 | 48.08 | Y | North | FC
SHELRF_1_UNITS | Bay Area | SHELL OIL REFINERY AGGREGATE | 28.27 | 27.21 | 26.44 | 24.79 | 30.34 | 31.04 | 28.44 | 28.98 | 27.9 | 25.12 | 28.72 | 30.48 | N | North | FC
SHUTLE_6_CREST | Big Creek-Ventura | CREST Contracts | 0 | 0 | 0 | 0 | 0 | 0 | 0 | 0 | 0 | 0 | 0 | 0 | N | South | EO
SIERRA_1_UNITS | Kern | HIGH SIERRA LIMITED | 51.64 | 51.7 | 51.06 | 50.74 | 50.31 | 49.58 | 49.46 | 52.43 | 52.43 | 52.43 | 52.43 | 52.43 | Y | North | FC
SISQUC_1_SMARIA | CAISO System | Santa Maria II LFG Power Plant | 1.13 | 0.84 | 0.7 | 0.63 | 0.83 | 0.9 | 1.05 | 1.11 | 1.03 | 1.03 | 0.97 | 0.84 | N | North | FC
SKERN_6_SOLAR1 | Kern | South Kern Solar PV Plant | 0.8 | 0.6 | 3.6 | 3 | 3.2 | 6.2 | 7.8 | 5.4 | 2.8 | 0.4 | 0.4 | 0 | N | North | FC
SKERN_6_SOLAR2 | Kern | SKIC Solar | 0.4 | 0.3 | 1.8 | 1.5 | 1.6 | 3.1 | 3.9 | 2.7 | 1.4 | 0.2 | 0.2 | 0 | N | North | FC
SLRMS3_2_SRMSR1 | San Diego-IV | SILVER RIDGE MOUNT SIGNAL 3 | 10 | 7.5 | 45 | 37.5 | 40 | 77.5 | 97.5 | 67.5 | 35 | 5 | 5 | 0 | N | South | FC
SLST13_2_SOLAR1 | CAISO System | Quinto Solar PV Project | 4.3 | 3.23 | 19.37 | 16.14 | 17.22 | 33.36 | 41.96 | 29.05 | 15.06 | 2.15 | 2.15 | 0 | N | North | FC
SLSTR1_2_SOLAR1 | CAISO System | Solar Star 1 | 12.4 | 9.3 | 55.8 | 46.5 | 49.6 | 96.1 | 120.9 | 83.7 | 43.4 | 6.2 | 6.2 | 0 | N | South | FC
SLSTR2_2_SOLAR2 | CAISO System | Solar Star 2 | 11.04 | 8.28 | 49.68 | 41.4 | 44.16 | 85.56 | 107.64 | 74.52 | 38.64 | 5.52 | 5.52 | 0 | N | South | FC
SLUISP_2_UNITS | CAISO System | SAN LUIS (GIANELLI) PUMP-GEN (AGGREGATE) | 0 | 0 | 0 | 77.92 | 92.98 | 100.66 | 0 | 0 | 0 | 1 | 0 | 0 | N | North | FC
SLYCRK_1_UNIT 1 | Sierra | SLY CREEK HYDRO | 5.6 | 7.2 | 7.2 | 8 | 8.8 | 8.8 | 8 | 8.6 | 6.4 | 6.4 | 5.6 | 6.4 | Y | North | FC
SMPRIP_1_SMPSON | CAISO System | Ripon Cogeneration Unit 1 | 46.05 | 46.05 | 46.05 | 46.05 | 46.05 | 46.05 | 46.05 | 46.05 | 46.05 | 46.05 | 46.05 | 46.05 | Y | North | FC
SMRCOS_6_LNDFIL | San Diego-IV | San Marcos Energy | 1.5 | 1.5 | 1.5 | 1.5 | 1.46 | 1.5 | 1.5 | 1.5 | 1.5 | 1.5 | 1.5 | 1.5 | N | South | FC
SMUDGO_7_UNIT 1 | NCNB | SONOMA POWER PLANT | 47 | 47 | 47 | 47 | 47 | 47 | 47 | 47 | 47 | 47 | 47 | 47 | Y | North | FC
SMYRNA_1_DL1SR1 | CAISO System | Delano Land 1 | 0.04 | 0.03 | 0.18 | 0.15 | 0.16 | 0.31 | 0.39 | 0.27 | 0.14 | 0.02 | 0.02 | 0 | N | North | FC | 100%
SNCLRA_2_HOWLNG | Big Creek-Ventura | Houwelings Nurseries Oxnard, Inc | 5.88 | 4.24 | 6.42 | 7.71 | 8.38 | 6.91 | 5.46 | 5.45 | 9.12 | 10.58 | 8.64 | 5.35 | N | South | FC
SNCLRA_2_SILBT1 | Big Creek-Ventura | Silverstrand BESS | JUN: 11; JUL: 11; AUG: 11; SEP: 11; OCT: 11; NOV: 11; DEC: 11 | Y | South | FC
SNCLRA_2_SPRHYD | Big Creek-Ventura | Springville Hydroelectric Generator | 0.03 | 0.06 | 0.04 | 0.1 | 0.12 | 0.16 | 0.18 | 0.14 | 0.13 | 0.2 | 0.14 | 0.17 | N | South | FC
SNCLRA_2_UNIT | Big Creek-Ventura | Channel Islands Power | 27.5 | 27.5 | 27.5 | 27.5 | 27.5 | 27.5 | 27.5 | 27.5 | 27.5 | 27.5 | 27.5 | 27.5 | Y | South | FC
SNCLRA_2_UNIT1 | Big Creek-Ventura | New Indy Oxnard | 19.38 | 19.41 | 17.69 | 13.13 | 14.56 | 15.79 | 15.39 | 15.67 | 15.53 | 13.83 | 14.22 | 15.16 | N | South | FC
SNCLRA_2_VESBT1 | Big Creek-Ventura | Ventura Energy Storage | JUN: 100; JUL: 100; AUG: 100; SEP: 100; OCT: 100; NOV: 100; DEC: 100 | Y | South | FC
SNCLRA_6_OXGEN | Big Creek-Ventura | OXGEN | 47.7 | 47.7 | 47.7 | 47.7 | 47.7 | 47.7 | 47.7 | 47.7 | 47.7 | 47.7 | 47.7 | 47.7 | Y | South | FC
SNCLRA_6_PROCGN | Big Creek-Ventura | Procter and Gamble Oxnard 2 | 30.45 | 29.25 | 30.01 | 30.41 | 29.23 | 30.45 | 30.51 | 30.37 | 30.31 | 29.71 | 30.43 | 29.96 | N | South | FC
SNCLRA_6_QF | Big Creek-Ventura | SANTA CLARA QFS | 0 | 0 | 0 | 0 | 0 | 0 | 0 | 0 | 0 | 0 | 0 | 0 | N | South | FC
SNDBAR_7_UNIT 1 | Stockton | SANDBAR | 9.9 | 9.13 | 11.61 | 14.87 | 15.13 | 14.88 | 15.34 | 13.64 | 11.53 | 5.05 | 4.62 | 9.43 | N | North | FC
SNMALF_6_UNITS | NCNB | Sonoma County Landfill | 2.75 | 3.25 | 2.85 | 3.34 | 3 | 2.02 | 3.04 | 3.06 | 2.64 | 2.46 | 3.28 | 3.04 | N | North | FC
SOUTH_2_UNIT | CAISO System | SOUTH HYDRO | 3.29 | 3.1 | 3.78 | 2.5 | 2.44 | 0.91 | 1.74 | 1.79 | 2.14 | 2.39 | 2.31 | 2.97 | N | North | FC
SPAULD_6_UNIT 3 | Sierra | SPAULDING HYDRO PH 3 UNIT | 0.97 | 0.79 | 2.07 | 2.34 | 2.98 | 1.36 | 3.89 | 3.48 | 2.89 | 2.6 | 0.74 | 0.42 | N | North | FC
SPAULD_6_UNIT12 | Sierra | SPAULDING HYDRO PH 1 & 2 AGGREGATE | 2.96 | 2.16 | 1.8 | 1.92 | 5.48 | 4.84 | 4.36 | 4.4 | 1.4 | 1.2 | 2 | 2.64 | Y | North | FC
SPBURN_2_UNIT 1 | CAISO System | Burney Biomass | 5.84 | 6.62 | 7.63 | 5.63 | 8.32 | 12.77 | 12.01 | 11.16 | 11.38 | 5.97 | 6.64 | 6.05 | N | North | FC
SPBURN_7_SNOWMT | CAISO System | Burney Creek Hydro | 1.2 | 1.57 | 2.43 | 2.8 | 1.84 | 0.38 | 0 | 0 | 0 | 0 | 0.08 | 0.09 | N | North | FC
SPI LI_2_UNIT 1 | Sierra | Lincoln Biomass | 5.34 | 5.44 | 6.04 | 4.86 | 8.4 | 9.36 | 9.71 | 9.48 | 9.19 | 5.85 | 5.95 | 6.15 | N | North | FC
SPIAND_1_ANDSN2 | CAISO System | SPI Anderson 2 | 14.1 | 14.52 | 15.58 | 12.02 | 17.75 | 18.19 | 17.06 | 18.17 | 18.37 | 14.75 | 9.14 | 14.85 | N | North | FC
SPICER_1_UNITS | CAISO System | SPICER HYDRO UNITS 1-3 AGGREGATE | 6 | 6 | 6 | 6 | 6 | 6 | 6 | 6 | 6 | 6 | 6 | 6 | Y | North | FC
SPIFBD_1_PL1X2 | Stockton | SIERRA PACIFIC IND. (SONORA) | 1.21 | 0.7 | 1.07 | 1.86 | 2.23 | 2.3 | 2.51 | 2.87 | 2.65 | 1.86 | 1.77 | 1.48 | N | North | FC
SPQUIN_6_SRPCQU | CAISO System | Quincy Biomass | 5.92 | 3.4 | 7.82 | 4.98 | 12.94 | 18.21 | 18.44 | 18.16 | 18.09 | 9.65 | 5.64 | 8.05 | N | North | FC
SPRGAP_1_UNIT 1 | Stockton | SPRING GAP HYDRO | 4.87 | 3.9 | 5.18 | 5.09 | 4.62 | 4.83 | 2.77 | 0.09 | 2.66 | 2.68 | 2.68 | 4.09 | N | North | FC
SPRGVL_2_CREST | Big Creek-Ventura | Springerville Aggregate Solar Resources | 0 | 0 | 0 | 0 | 0 | 0 | 0 | 0 | 0 | 0 | 0 | 0 | N | South | EO
SPRGVL_2_QF | Big Creek-Ventura | SPRINGVILLE QFS | 0.1 | 0.18 | 0.18 | 0.18 | 0.18 | 0.18 | 0.18 | 0.18 | 0.18 | 0.14 | 0.04 | 0.01 | N | South | FC
SPRGVL_2_TULE | Big Creek-Ventura | TULE RIVER HYDRO PLANT (PG&E) | 0 | 0 | 0 | 0 | 0 | 0 | 0 | 0 | 0 | 0 | 0 | 0 | N | South | FC
SPRGVL_2_TULESC | Big Creek-Ventura | TULE RIVER HYDRO PLANT (SCE) | 0 | 0 | 0 | 0.26 | 0.68 | 0.6 | 0.6 | 0.44 | 0 | 0 | 0 | 0 | N | South | FC
SRINTL_6_UNIT | Bay Area | SRI INTERNATIONAL | 1.11 | 1.15 | 0.98 | 0.96 | 0.99 | 0.79 | 0.84 | 0.76 | 0.9 | 0.93 | 0.98 | 1.03 | N | North | FC
STANIS_7_UNIT 1 | Stockton | STANISLAUS HYDRO | 57.26 | 52 | 52 | 36 | 51.8 | 55.4 | 60.8 | 62.8 | 59.39 | 23.35 | 0 | 66.7 | Y | North | FC
STANTN_2_STAGT1 | LA Basin | Stanton 1 | 49.65 | 49.65 | 49.65 | 49.65 | 49.65 | 49.65 | 49.65 | 49.65 | 49.65 | 49.65 | 49.65 | 49.65 | Y | South | FC
STANTN_2_STAGT2 | LA Basin | Stanton 2 | 49.65 | 49.65 | 49.65 | 49.65 | 49.65 | 49.65 | 49.65 | 49.65 | 49.65 | 49.65 | 49.65 | 49.65 | Y | South | FC
STAUFF_1_UNIT | Bay Area | RHODIA INC. (RHONE-POULENC) | 0.04 | 0.05 | 0.13 | 0.14 | 0.04 | 0 | 0.06 | 0.04 | 0.03 | 0.11 | 0.09 | 0.14 | N | North | FC
STIGCT_2_LODI | Sierra | LODI STIG UNIT | 49.5 | 49.5 | 49.5 | 49.5 | 49.5 | 49.5 | 49.5 | 49.5 | 49.5 | 49.5 | 49.5 | 49.5 | Y | North | FC
STNRES_1_UNIT | Stockton | Covanta Stanislaus | 12.11 | 18.36 | 18.2 | 18 | 18.1 | 19.1 | 18.5 | 18.01 | 17.7 | 18 | 18.4 | 18 | N | North | FC
STOILS_1_UNITS | Bay Area | Chevron Richmond Refinery | 0.81 | 3.57 | 0.03 | 0 | 0 | 0 | 0.26 | 0 | 0 | 0.17 | 0.01 | 0.02 | N | North | FC
STOREY_2_MDRCH2 | Fresno | Madera Chowchilla 2 | 0.06 | 0.08 | 0.18 | 0.38 | 0.44 | 0.41 | 0.4 | 0.38 | 0.28 | 0.22 | 0.01 | 0 | N | North | FC
STOREY_2_MDRCH3 | Fresno | Madera Chowchilla 3 | 0 | 0 | 0 | 0.11 | 0.23 | 0.3 | 0.31 | 0.22 | 0.11 | 0.13 | 0.01 | 0 | N | North | FC
STOREY_2_MDRCH4 | Fresno | Madera Chowchilla 4 | 0 | 0 | 0.03 | 0.42 | 0.65 | 0.68 | 0.63 | 0.36 | 0.27 | 0.08 | 0 | 0 | N | North | FC
STOREY_7_MDRCHW | Fresno | Madera Canal Site 980 | 0 | 0.22 | 0.61 | 1.11 | 1.08 | 1.17 | 1.3 | 0.61 | 0.42 | 0.34 | 0.05 | 0 | N | North | FC
STROUD_6_SOLAR | Fresno | Stroud Solar Station | 0.8 | 0.6 | 3.6 | 3 | 3.2 | 6.2 | 7.8 | 5.4 | 2.8 | 0.4 | 0.4 | 0 | N | North | FC | 100%
STROUD_6_WWHSR1 | Fresno | Winter Wheat Solar Farm | 0 | 0 | 0 | 0 | 0 | 0 | 0 | 0 | 0 | 0 | 0 | 0 | N | North | EO
SUMWHT_6_SWSSR1 | Fresno | Summer Wheat Solar Farm | 0.74 | 0.56 | 3.33 | 2.78 | 2.96 | 5.74 | 7.22 | 5 | 2.59 | 0.37 | 0.37 | 0 | N | North | FC | 100%
SUNRIS_2_PL1X3 | CAISO System | Sunrise Power Project AGGREGATE II | 586.02 | 586.02 | 586.02 | 586.02 | 586.02 | 586.02 | 586.02 | 586.02 | 586.02 | 586.02 | 586.02 | 586.02 | Y | North | FC
SUNSET_2_UNITS | CAISO System | MIDWAY SUNSET COGENERATION PLANT | 178.4 | 178 | 248 | 245 | 240 | 234 | 229 | 229 | 231 | 243 | 246 | 248 | Y | North | FC
SUNSHN_2_LNDFL | Big Creek-Ventura | Sunshine Gas Producers | 18.03 | 17.61 | 17.6 | 15.67 | 16.58 | 17.3 | 16.72 | 16.46 | 16.84 | 15.18 | 16.64 | 17.67 | N | South | ID | 100% | Waiting for: Desert Area upgrades
SUNSLR_1_SSVSR1 | CAISO System | Sunshine Valley Solar 1 | 4 | 3 | 18 | 15 | 16 | 31 | 39 | 27 | 14 | 2 | 2 | 0 | N | South | ID | 100% | Waiting for ELM upgrades, Jackass Flats - Mercury SW upgrade and multiple RAS implemenation for FCDS.
SUNSPT_2_WNASR1 | CAISO System | Windhub Solar A | 0.8 | 0.6 | 3.6 | 3 | 3.2 | 6.2 | 7.8 | 5.4 | 2.8 | 0.4 | 0.4 | 0 | N | South | FC
SUNST2_5_SS2SR1 | CAISO System | Sun Streams Solar 2 | JUL: 58.5; AUG: 40.5; SEP: 21; OCT: 3; NOV: 3; DEC: 0 | N | South | ID | 100% | waiting for ELM Upgrades and Lugo-Victorville upgrade
SWIFT_1_NAS | Bay Area | YERBA BUENA BATTERY | 3 | 3 | 3 | 3 | 3 | 3 | 3 | 3 | 3 | 3 | 3 | 3 | Y | North | PD | 100%
SYCAMR_2_UNIT 1 | Big Creek-Ventura | Sycamore Cogeneration Unit 1 | 85 | 85.07 | 85.01 | 85 | 81.89 | 80.32 | 79.29 | 76.4 | 78.53 | 80.13 | 82.7 | 82.21 | N | South | FC
SYCAMR_2_UNIT 2 | Big Creek-Ventura | Sycamore Cogeneration Unit 2 | 78 | 78 | 78 | 78 | 78 | 78 | 78 | 78 | 78 | 78 | 78 | 78 | Y | South | FC
SYCAMR_2_UNIT 3 | Big Creek-Ventura | Sycamore Cogeneration Unit 3 | 78 | 78 | 78 | 78 | 78 | 78 | 78 | 78 | 78 | 78 | 78 | 78 | Y | South | FC
SYCAMR_2_UNIT 4 | Big Creek-Ventura | Sycamore Cogeneration Unit 4 | 78 | 78 | 78 | 78 | 78 | 78 | 78 | 78 | 78 | 78 | 78 | 78 | Y | South | FC
TANHIL_6_SOLART | CAISO System | Berry Cogen 18 | 10.93 | 10.31 | 8.35 | 8.37 | 10.27 | 9.39 | 9.35 | 9.92 | 9.79 | 8 | 7.76 | 10.88 | N | North | FC
TBLMTN_6_QF | CAISO System | SMALL QF AGGREGATION - PARADISE | 0.38 | 0.68 | 0.59 | 1.1 | 0.79 | 0.56 | 0.28 | 0.23 | 0.25 | 0.22 | 0.25 | 0.23 | N | North | FC
TEHAPI_2_PW1WD1 | CAISO System | Point Wind 1 |  |  |  |  | 11.87 | 15.67 | 10.92 | 9.97 | 7.12 | 3.8 | 5.7 | 6.17 | N | South | FC
TEHAPI_2_PW2WD2 | CAISO System | Point Wind 2 |  |  |  |  | 3.6 | 4.75 | 3.31 | 3.02 | 2.16 | 1.15 | 1.73 | 1.87 | N | South | FC
TEHAPI_2_WIND1 | CAISO System | Wind Wall Monolith 1 | AUG: 3.13; SEP: 2.24; OCT: 1.19; NOV: 1.79; DEC: 1.94 | N | South | PD | 75% | 4.96MW expansion is EO
TEHAPI_2_WIND2 | CAISO System | Wind Wall Monolith 2 | AUG: 4.22; SEP: 3.02; OCT: 1.61; NOV: 2.41; DEC: 2.62 | N | South | PD | 85% | 3.73MW expansion is EO
TENGEN_2_PL1X2 | Big Creek-Ventura | Berry Cogen 42 | 30.42 | 30.73 | 36.18 | 28.16 | 30.51 | 37.89 | 36.32 | 35.13 | 34.79 | 34.08 | 36.07 | 35.42 | N | South | FC
TERMEX_2_PL1X3 | San Diego-IV | TDM | 605 | 605 | 605 | 605 | 601 | 593 | 591 | 593 | 596 | 605 | 605 | 605 | Y | South | FC
TESLA_1_QF | CAISO System | SMALL QF AGGREGATION - STOCKTON | 0.28 | 0.45 | 0.49 | 0.51 | 0.39 | 0.35 | 0.3 | 0.35 | 0.32 | 0.22 | 0.06 | 0.04 | N | North | FC
TIDWTR_2_UNITS | Bay Area | MARTINEZ COGEN LIMITED PARTNERSHIP | 15 | 12.81 | 6.12 | 9.32 | 9.06 | 25.28 | 22.31 | 13.71 | 9.45 | 21.47 | 20.85 | 18.42 | N | North | FC
TIFFNY_1_DILLON | LA Basin | TIFFNY_1_DILLON | 6.3 | 5.4 | 12.6 | 11.25 | 11.25 | 14.85 | 10.35 | 9.45 | 6.75 | 3.6 | 5.4 | 5.85 | N | South | FC
TIGRCK_7_UNITS | CAISO System | TIGER CREEK HYDRO AGGREGATE | 26.56 | 24 | 24 | 0 | 6.32 | 31.6 | 34.7 | 40.4 | 32.8 | 35.2 | 29.2 | 30.74 | Y | North | FC
TKOPWR_6_HYDRO | CAISO System | Bear Creek Hydroelectric Project | 1.44 | 1.56 | 2.31 | 2.09 | 0.75 | 0.12 | 0 | 0 | 0 | 0 | 0.11 | 0.14 | N | North | FC
TMPLTN_2_SOLAR | CAISO System | Vintner Solar | 0.06 | 0.05 | 0.27 | 0.23 | 0.24 | 0.47 | 0.59 | 0.41 | 0.21 | 0.03 | 0.03 | 0 | N | North | FC
TOADTW_6_UNIT | CAISO System | TOAD TOWN | 0.54 | 0.49 | 0.52 | 0.22 | 0.56 | 0.46 | 0.9 | 0.52 | 0.2 | 0.03 | 0.23 | 0.39 | N | North | FC
TOPAZ_2_SOLAR | CAISO System | Topaz Solar Farms | 22 | 16.5 | 99 | 82.5 | 88 | 170.5 | 214.5 | 148.5 | 77 | 11 | 11 | 0 | N | North | FC
TORTLA_1_SOLAR | CAISO System | Longboat Solar | 0.8 | 0.6 | 3.6 | 3 | 3.2 | 6.2 | 7.8 | 5.4 | 2.8 | 0.4 | 0.4 | 0 | N | South | FC
TRNQL8_2_AMASR1 | Fresno | Tranquillity 8 Amarillo | 0.8 | 0.6 | 3.6 | 3 | 3.2 | 6.2 | 7.8 | 5.4 | 2.8 | 0.4 | 0.4 | 0 | N | North | ID | 100% | C7 Waiting for Bellota-Warnerville 230 kV reconductoring and possibly other
TRNQL8_2_AZUSR1 | Fresno | Tranquillity 8 Azul | 0.8 | 0.6 | 3.6 | 3 | 3.2 | 6.2 | 7.8 | 5.4 | 2.8 | 0.4 | 0.4 | 0 | N | North | ID | 100% | C7 Waiting for Bellota-Warnerville 230 kV reconductoring and possibly other
TRNQL8_2_ROJSR1 | Fresno | Tranquillity 8 Rojo | 4 | 3 | 18 | 15 | 16 | 31 | 39 | 27 | 14 | 2 | 2 | 0 | N | North | ID | 100% | C7 Waiting for Bellota-Warnerville 230 kV reconductoring and possibly other
TRNQL8_2_VERSR1 | Fresno | Tranquillity 8 Verde | 2.4 | 1.8 | 10.8 | 9 | 9.6 | 18.6 | 23.4 | 16.2 | 8.4 | 1.2 | 1.2 | 0 | N | North | ID | 100% | C7 Waiting for Bellota-Warnerville 230 kV reconductoring and possibly other
TRNQLT_2_SOLAR | Fresno | Tranquillity | 8 | 6 | 36 | 30 | 32 | 62 | 78 | 54 | 28 | 4 | 4 | 0 | N | North | FC | 100%
TRNSWD_1_QF | LA Basin | FPL Energy C Wind | 5.46 | 4.68 | 10.91 | 9.74 | 9.74 | 12.86 | 8.96 | 8.18 | 5.85 | 3.12 | 4.68 | 5.07 | N | South | FC
TULARE_2_TULBM1 | Big Creek-Ventura | Tulare BioMAT Fuel Cell | 0 | 0 | 0 | 0 | 0 | 0 | 0 | 0 | 0 | 0 | 0 | 0 | N | South | EO
TULEWD_1_TULWD1 | San Diego-IV | Tule Wind | 18.27 | 15.66 | 36.54 | 32.63 | 32.63 | 43.07 | 30.02 | 27.41 | 19.58 | 10.44 | 15.66 | 16.97 | N | South | FC
TULLCK_7_UNITS | Stockton | Tullock Hydro | 4.32 | 9.49 | 12.81 | 22.19 | 23.82 | 23.16 | 14.11 | 20.24 | 14.46 | 11.51 | 6.28 | 8.92 | N | North | FC
TUPMAN_1_BIOGAS | CAISO System | ABEC Bidart-Stockale #1 | 0.28 | 0.27 | 0.31 | 0.3 | 0.32 | 0.3 | 0.29 | 0.3 | 0.26 | 0.27 | 0.23 | 0.22 | N | North | FC
TWISSL_6_SOLAR | CAISO System | Nickel 1 ("NLH1") | 0.06 | 0.05 | 0.27 | 0.23 | 0.24 | 0.47 | 0.59 | 0.41 | 0.21 | 0.03 | 0.03 | 0 | N | North | FC
TWISSL_6_SOLAR1 | CAISO System | Coronal Lost Hills | 0.8 | 0.6 | 3.6 | 3 | 3.2 | 6.2 | 7.8 | 5.4 | 2.8 | 0.4 | 0.4 | 0 | N | North | FC
TX-ELK_6_ECKSR2 | CAISO System | Eagle Creek | 0 | 0 | 0 | 0 | 0 | 0 | 0 | 0 | 0 | 0 | 0 | 0 | N | North | EO
TX-ELK_6_SOLAR1 | CAISO System | Castor | 0 | 0 | 0 | 0 | 0 | 0 | 0 | 0 | 0 | 0 | 0 | 0 | N | North | EO
TXMCKT_6_UNIT | CAISO System | McKittrick Cogen | 1.4 | 2.35 | 2.4 | 2.38 | 2.91 | 2.54 | 2.47 | 1.3 | 1.78 | 2.74 | 2.89 | 2.66 | N | North | FC
UKIAH_7_LAKEMN | NCNB | UKIAH LAKE MENDOCINO HYDRO | 1.7 | 1.7 | 1.7 | 1.7 | 1.7 | 1.7 | 1.7 | 1.7 | 1.7 | 1.7 | 1.7 | 1.7 | Y | North | FC
ULTPCH_1_UNIT 1 | Stockton | Pacific Ultrapower Chinese Station | 17.29 | 17.46 | 16.29 | 16.16 | 18 | 18 | 17.34 | 17.95 | 17.9 | 16.9 | 16.7 | 17.98 | N | North | FC
ULTPFR_1_UNIT 1 | Fresno | Rio Bravo Fresno | 23.04 | 22.31 | 23.41 | 23.03 | 20.75 | 23.68 | 23.51 | 23.76 | 23.66 | 22.42 | 24.18 | 24.24 | N | North | FC
ULTRCK_2_UNIT | Sierra | Rio Bravo Rocklin | 22.46 | 23.45 | 15.38 | 23.07 | 21.77 | 23.83 | 23.49 | 23.24 | 24.2 | 21.96 | 24.25 | 24.26 | N | North | FC
UNCHEM_1_UNIT | Bay Area | CONTRA COSTA CARBON PLANT | 12.19 | 12.95 | 12.99 | 10.27 | 7.87 | 12.19 | 14.37 | 15.37 | 10.84 | 6.62 | 13.47 | 13.64 | N | North | FC
UNOCAL_1_UNITS | Bay Area | TOSCO (RODEO PLANT) | 3.75 | 0.78 | 0.4 | 0.55 | 0.74 | 0.48 | 1.06 | 0.02 | 0.36 | 7.49 | 7.05 | 2.12 | N | North | FC
UNVRSY_1_UNIT 1 | CAISO System | Berry Cogen 38 - Unit 1 | 36.37 | 35.36 | 25.72 | 20.26 | 33.59 | 34.78 | 33.91 | 34.39 | 34.53 | 34.04 | 34.34 | 35.92 | N | North | FC
USWND2_1_WIND1 | CAISO System | Golden Hills A | 6.01 | 5.16 | 12.03 | 10.74 | 10.74 | 14.18 | 9.88 | 9.02 | 6.44 | 3.44 | 5.16 | 5.58 | N | North | FC
USWND2_1_WIND2 | CAISO System | Golden Hills B | 6.01 | 5.16 | 12.03 | 10.74 | 10.74 | 14.18 | 9.88 | 9.02 | 6.44 | 3.44 | 5.16 | 5.58 | N | North | FC
USWND2_1_WIND3 | CAISO System | Golden Hills C | 6.44 | 5.52 | 12.88 | 11.5 | 11.5 | 15.18 | 10.58 | 9.66 | 6.9 | 3.68 | 5.52 | 5.98 | N | North | FC
USWND4_2_UNIT2 | CAISO System | Altamont Landfill Gas to Energy | 7.4 | 7.4 | 7.35 | 6.41 | 7.4 | 7.4 | 7.4 | 7.4 | 7.4 | 7.23 | 7.4 | 7.4 | Y | North | FC
USWNDR_2_LABWD1 | Bay Area | LaBrisa Wind Project | 1.26 | 1.08 | 2.52 | 2.25 | 2.25 | 2.97 | 2.07 | 1.89 | 1.35 | 0.72 | 1.08 | 1.17 | N | North | FC
USWNDR_2_SMUD | Bay Area | SOLANO WIND FARM | 14.31 | 12.26 | 28.61 | 25.55 | 25.55 | 33.72 | 23.5 | 21.46 | 15.33 | 8.17 | 12.26 | 13.28 | N | North | FC
USWNDR_2_SMUD2 | Bay Area | Solano Wind Project Phase 3 | 17.89 | 15.34 | 35.78 | 31.95 | 31.95 | 42.17 | 29.39 | 26.84 | 19.17 | 10.22 | 15.34 | 16.61 | N | North | FC
USWPFK_6_FRICK | Bay Area | Frick Summit Wind Repower | AUG: 2.06; SEP: 1.47; OCT: 0.79; NOV: 1.18; DEC: 1.28 | N | North | FC
USWPJR_2_UNITS | Bay Area | Vasco Wind | 10.95 | 9.38 | 21.9 | 19.55 | 19.55 | 25.81 | 17.99 | 16.42 | 11.73 | 6.26 | 9.38 | 10.17 | N | North | FC
VACADX_1_NAS | CAISO System | VACA-DIXON BATTERY | [12 empty] | Y | North | ID | 100% | 18DGD (80.42% or 1.93 MW of 2.4 MW) Waiting for Moraga-Castro Valley 230 kV Line Capacity Increase and possibly other | bar: JAN to DEC
VACADX_1_SOLAR | CAISO System | Vaca-Dixon Solar Station | 0.1 | 0.08 | 0.45 | 0.38 | 0.4 | 0.78 | 0.98 | 0.68 | 0.35 | 0.05 | 0.05 | 0 | N | North | FC
VACADX_1_UNITA1 | CAISO System | CalPeak Power Vaca Dixon Unit 1 | 50.61 | 50.61 | 50.61 | 50.61 | 50.61 | 50.61 | 50.61 | 50.61 | 50.61 | 50.61 | 50.61 | 50.61 | Y | North | FC
VALLEY_5_PERRIS | LA Basin | MWD Perris Hydroelectric Recovery Plant | 7.94 | 7.94 | 7.94 | 7.94 | 7.94 | 7.94 | 7.94 | 7.94 | 7.94 | 7.94 | 7.94 | 7.94 | Y | South | FC
VALLEY_5_REDMTN | LA Basin | MWD Red Mountain Hydroelectric Recovery | 1.44 | 1.47 | 1.42 | 2.83 | 2.9 | 3.36 | 3.85 | 4.02 | 3.43 | 2.64 | 2.57 | 1.37 | N | South | FC
VALLEY_5_SOLAR1 | LA Basin | Kona Solar - Meridian #1 | 0 | 0 | 0 | 0 | 0 | 0 | 0 | 0 | 0 | 0 | 0 | 0 | N | South | EO
VALLEY_5_SOLAR2 | LA Basin | AP North Lake Solar | 0.8 | 0.6 | 3.6 | 3 | 3.2 | 6.2 | 7.8 | 5.4 | 2.8 | 0.4 | 0.4 | 0 | N | South | ID | 100% | Waiting for: West of Devers (WOD) upgrades
VALTNE_2_AVASR1 | CAISO System | Valentine Solar | 4 | 3 | 18 | 15 | 16 | 31 | 39 | 27 | 14 | 2 | 2 | 0 | N | South | FC
VEAVST_1_SOLAR | CAISO System | Community Solar | 0 | 0 | 0 | 0 | 0 | 0 | 0 | 0 | 0 | 0 | 0 | 0 | N | South | EO
VEDDER_1_SEKERN | Kern | TEXACO EXPLORATION & PROD (SE KERN RIVER | 0.04 | 0 | 0.18 | 0 | 0.4 | 0 | 0.42 | 0.06 | 0.1 | 0.71 | 0.51 | 0.33 | N | North | FC
VEGA_6_SOLAR1 | Fresno | Vega Solar | 0 | 0 | 0 | 0 | 0 | 0 | 0 | 0 | 0 | 0 | 0 | 0 | N | North | EO
VENWD_1_WIND3 | LA Basin | Painted Hills Windpark |  |  |  |  | 11.13 | 14.68 | 10.24 | 9.35 | 6.68 | 3.56 | 5.34 | 5.79 | N | South | FC
VERNON_6_GONZL1 | LA Basin | H. Gonzales Unit #1 | 5.75 | 5.75 | 5.75 | 5.75 | 5.75 | 5.75 | 5.75 | 5.75 | 5.75 | 5.75 | 5.75 | 5.75 | Y | South | FC
VERNON_6_GONZL2 | LA Basin | H. Gonzales Unit #2 | 5.75 | 5.75 | 5.75 | 5.75 | 5.75 | 5.75 | 5.75 | 5.75 | 5.75 | 5.75 | 5.75 | 5.75 | Y | South | FC
VERNON_6_MALBRG | LA Basin | Malburg Generating Station | 134 | 134 | 134 | 134 | 134 | 134 | 134 | 134 | 134 | 134 | 134 | 134 | Y | South | FC
VESTAL_2_KERN | Big Creek-Ventura | KERN RIVER PH 3 UNITS 1 & 2 AGGREGATE | 15.82 | 21.68 | 28.57 | 31.86 | 33.02 | 30.13 | 25.14 | 22.25 | 12.24 | 8.54 | 11.17 | 13.28 | N | South | FC
VESTAL_2_RTS042 | Big Creek-Ventura | SPVP042 Porterville Solar | 0 | 0 | 0 | 0 | 0 | 0 | 0 | 0 | 0 | 0 | 0 | 0 | N | South | EO
VESTAL_2_SOLAR1 | Big Creek-Ventura | NICOLIS | 0.8 | 0.6 | 3.6 | 3 | 3.2 | 6.2 | 7.8 | 5.4 | 2.8 | 0.4 | 0.4 | 0 | N | South | FC
VESTAL_2_SOLAR2 | Big Creek-Ventura | TROPICO | 0.56 | 0.42 | 2.52 | 2.1 | 2.24 | 4.34 | 5.46 | 3.78 | 1.96 | 0.28 | 0.28 | 0 | N | South | FC
VESTAL_2_UNIT1 | Big Creek-Ventura | CALGREN-PIXLEY | 4.43 | 3.5 | 4.55 | 4.25 | 4.48 | 4.17 | 4.07 | 3.52 | 4.15 | 4.22 | 4.29 | 3.71 | N | South | FC
VESTAL_2_WELLHD | Big Creek-Ventura | Wellhead Power Delano | 49 | 49 | 49 | 49 | 49 | 49 | 49 | 49 | 49 | 49 | 49 | 49 | Y | South | FC
VESTAL_6_QF | Big Creek-Ventura | Isabella Hydro Dam 1 | 1.3 | 2.53 | 4.28 | 5.47 | 6.94 | 8.18 | 9.06 | 8.65 | 5.17 | 3.45 | 1.19 | 1.06 | N | South | FC
VICTOR_1_CREST | CAISO System | Victor Aggregate Solar Resources | 0 | 0 | 0 | 0 | 0 | 0 | 0 | 0 | 0 | 0 | 0 | 0 | N | South | EO
VICTOR_1_EXSLRA | CAISO System | Expressway Solar A | 0.08 | 0.06 | 0.36 | 0.3 | 0.32 | 0.62 | 0.78 | 0.54 | 0.28 | 0.04 | 0.04 | 0 | N | South | FC
VICTOR_1_EXSLRB | CAISO System | Expressway Solar B | 0.08 | 0.06 | 0.36 | 0.3 | 0.32 | 0.62 | 0.78 | 0.54 | 0.28 | 0.04 | 0.04 | 0 | N | South | FC
VICTOR_1_LVSLR1 | CAISO System | Lone Valley Solar Park 1 | 0 | 0 | 0 | 0 | 0 | 0 | 0 | 0 | 0 | 0 | 0 | 0 | N | South | EO
VICTOR_1_LVSLR2 | CAISO System | Lone Valley Solar Park 2 | 0 | 0 | 0 | 0 | 0 | 0 | 0 | 0 | 0 | 0 | 0 | 0 | N | South | EO
VICTOR_1_SLRHES | CAISO System | Sunedison - Hesperia | 0 | 0 | 0 | 0 | 0 | 0 | 0 | 0 | 0 | 0 | 0 | 0 | N | South | EO
VICTOR_1_SOLAR1 | CAISO System | Victor Phelan Solar One | 0 | 0 | 0 | 0 | 0 | 0 | 0 | 0 | 0 | 0 | 0 | 0 | N | South | EO
VICTOR_1_SOLAR2 | CAISO System | Alamo Solar | 0 | 0 | 0 | 0 | 0 | 0 | 0 | 0 | 0 | 0 | 0 | 0 | N | South | EO
VICTOR_1_SOLAR3 | CAISO System | Adelanto Solar 2 | 0.28 | 0.21 | 1.26 | 1.05 | 1.12 | 2.17 | 2.73 | 1.89 | 0.98 | 0.14 | 0.14 | 0 | N | South | FC
VICTOR_1_SOLAR4 | CAISO System | Adelanto Solar | 0 | 0 | 0 | 0 | 0 | 0 | 0 | 0 | 0 | 0 | 0 | 0 | N | South | EO
VICTOR_1_VDRYFA | CAISO System | Victor Dry Farm Ranch A | 0.2 | 0.15 | 0.9 | 0.75 | 0.8 | 1.55 | 1.95 | 1.35 | 0.7 | 0.1 | 0.1 | 0 | N | South | FC
VICTOR_1_VDRYFB | CAISO System | Victor Dry Farm Ranch B | 0 | 0 | 0 | 0 | 0 | 0 | 0 | 0 | 0 | 0 | 0 | 0 | N | South | EO
VILLPK_2_VALLYV | LA Basin | MWD Valley View Hydroelectric Recovery P | 4.1 | 4.1 | 4.1 | 4.1 | 4.1 | 4.1 | 4.1 | 4.1 | 4.1 | 4.1 | 4.1 | 4.1 | Y | South | FC
VILLPK_6_MWDYOR | LA Basin | Yorba Linda Hydroelectric Recovery Plant | 2.63 | 2.7 | 2.66 | 3.07 | 3.08 | 3.51 | 4.17 | 4.27 | 4.01 | 1.87 | 3.1 | 2.35 | Y | South | FC
VINCNT_2_WESTWD | CAISO System | Oasis Power Plant | 8.26 | 7.08 | 16.52 | 14.75 | 14.75 | 19.47 | 13.57 | 12.39 | 8.85 | 4.72 | 7.08 | 7.67 | N | South | FC
VISTA_2_RIALTO | LA Basin | Rialto RT Solar | 0.04 | 0.03 | 0.18 | 0.15 | 0.16 | 0.31 | 0.39 | 0.27 | 0.14 | 0.02 | 0.02 | 0 | N | South | FC
VISTA_2_RTS028 | LA Basin | SPVP028 | 0.14 | 0.11 | 0.63 | 0.53 | 0.56 | 1.09 | 1.37 | 0.95 | 0.49 | 0.07 | 0.07 | 0 | N | South | FC
VISTA_6_QF | LA Basin | VISTA QFS | 0.02 | 0.02 | 0.01 | 0.05 | 0.07 | 0.09 | 0.13 | 0.12 | 0.12 | 0.07 | 0.06 | 0.03 | N | South | FC
VISTRA_5_DALBT1 | Bay Area | Dallas Energy Storage |  |  |  | 100 | 100 | 100 | 100 | 100 | 100 | 100 | 100 | 100 | Y | North | FC
VISTRA_5_DALBT2 | Bay Area | Dallas Energy Storage 2 |  |  |  | 100 | 100 | 100 | 100 | 100 | 100 | 100 | 100 | 100 | Y | North | FC
VISTRA_5_DALBT3 | Bay Area | Dallas Energy Storage 3 |  |  |  |  | 100 | 100 | 100 | 100 | 100 | 100 | 100 | 100 | Y | North | FC
VISTRA_5_DALBT4 | Bay Area | Dallas Energy Storage 4 | AUG: 100; SEP: 100; OCT: 100; NOV: 100; DEC: 100 | Y | North | FC
VLCNTR_6_VCSLR | San Diego-IV | Cole Grade | 0.09 | 0.07 | 0.42 | 0.35 | 0.37 | 0.72 | 0.91 | 0.63 | 0.33 | 0.05 | 0.05 | 0 | N | South | FC
VLCNTR_6_VCSLR1 | San Diego-IV | Valley Center 1 | 0.1 | 0.08 | 0.45 | 0.38 | 0.4 | 0.78 | 0.98 | 0.68 | 0.35 | 0.05 | 0.05 | 0 | N | South | FC
VLCNTR_6_VCSLR2 | San Diego-IV | Valley Center 2 | 0.2 | 0.15 | 0.9 | 0.75 | 0.8 | 1.55 | 1.95 | 1.35 | 0.7 | 0.1 | 0.1 | 0 | N | South | FC
VLYHOM_7_SSJID | Stockton | Woodward Power Plant | 0 | 0 | 0 | 0.09 | 0.74 | 0.71 | 1.12 | 0.72 | 0.13 | 0.01 | 0 | 0 | N | North | FC
VOLTA_2_UNIT 1 | CAISO System | VOLTA HYDRO UNIT 1 | 6.4 | 6.93 | 7.5 | 7.86 | 7.21 | 4.45 | 5.63 | 4.82 | 4.84 | 4.22 | 4.34 | 5.03 | N | North | FC
VOLTA_2_UNIT 2 | CAISO System | Volta Hydro Unit 2 | 0.76 | 0.74 | 0.84 | 0.75 | 0.8 | 0.46 | 0.51 | 0.57 | 0.57 | 0.39 | 0.41 | 0.38 | N | North | FC
VOLTA_6_BAILCK | CAISO System | Bailey Creek Ranch | 0 | 0 | 0 | 0 | 0 | 0 | 0 | 0 | 0 | 0 | 0 | 0 | N | North | EO
VOLTA_6_DIGHYD | CAISO System | Digger Creek Ranch Hydro | 0.37 | 0.36 | 0.51 | 0.58 | 0.49 | 0.5 | 0.44 | 0.4 | 0.36 | 0.29 | 0.31 | 0.33 | N | North | FC
VOLTA_7_PONHY1 | CAISO System | VOLTA_7_PONHY1 | 0.75 | 0.81 | 0.97 | 0.94 | 0.87 | 0.9 | 0.98 | 0.9 | 0.91 | 0.85 | 0.74 | 0.83 | N | North | FC
VOLTA_7_QFUNTS | CAISO System | VOLTA_7_QFUNTS | 0.15 | 0.15 | 0.15 | 0.15 | 0.15 | 0.15 | 0.15 | 0.12 | 0.07 | 0.07 | 0.15 | 0.1 | N | North | FC
VOYAGR_2_VOAWD5 | CAISO System | Voyager Wind Oasis Alta |  |  |  |  | 3.5 | 4.61 | 3.22 | 2.94 | 2.1 | 1.12 | 1.68 | 1.82 | N | South | FC
VOYAGR_2_VOYWD1 | CAISO System | Voyager 1 | 18.35 | 15.73 | 36.71 | 32.78 | 32.78 | 43.26 | 30.15 | 27.53 | 19.67 | 10.49 | 15.73 | 17.04 | N | South | FC
VOYAGR_2_VOYWD2 | CAISO System | Voyager Wind 2 | 18.02 | 15.44 | 36.04 | 32.18 | 32.18 | 42.47 | 29.6 | 27.03 | 19.31 | 10.3 | 15.44 | 16.73 | N | South | FC
VOYAGR_2_VOYWD3 | CAISO System | Voyager Wind 3 | 6.05 | 5.18 | 12.1 | 10.8 | 10.8 | 14.26 | 9.94 | 9.07 | 6.48 | 3.46 | 5.18 | 5.62 | N | South | FC
VOYAGR_2_VOYWD4 | CAISO System | Voyager Wind 4 | 3.02 | 2.59 | 6.05 | 5.4 | 5.4 | 7.13 | 4.97 | 4.54 | 3.24 | 1.73 | 2.59 | 2.81 | N | South | FC
VSTAES_6_VESBT1 | San Diego-IV | Vista Energy Storage | 11 | 11 | 11 | 11 | 11 | 11 | 11 | 11 | 11 | 11 | 11 | 11 | Y | South | ID | 100% | C7-C9 Waiting for San Luis Rey-San Onofre 230 kV remedial action scheme RAS and possibly other
WADHAM_6_UNIT | CAISO System | Wadham Energy LP | 23.68 | 23.62 | 20.63 | 17.56 | 20.63 | 20.26 | 24.32 | 23.96 | 24.11 | 20.54 | 24.64 | 24.73 | N | North | FC
WALCRK_2_CTG1 | LA Basin | Walnut Creek Energy Park Unit 1 | 96.43 | 96.43 | 96.43 | 96.43 | 96.43 | 96.43 | 96.43 | 96.43 | 96.43 | 96.43 | 96.43 | 96.43 | Y | South | FC
WALCRK_2_CTG2 | LA Basin | Walnut Creek Energy Park Unit 2 | 96.91 | 96.91 | 96.91 | 96.91 | 96.91 | 96.91 | 96.91 | 96.91 | 96.91 | 96.91 | 96.91 | 96.91 | Y | South | FC
WALCRK_2_CTG3 | LA Basin | Walnut Creek Energy Park Unit 3 | 96.65 | 96.65 | 96.65 | 96.65 | 96.65 | 96.65 | 96.65 | 96.65 | 96.65 | 96.65 | 96.65 | 96.65 | Y | South | FC
WALCRK_2_CTG4 | LA Basin | Walnut Creek Energy Park Unit 4 | 96.49 | 96.49 | 96.49 | 96.49 | 96.49 | 96.49 | 96.49 | 96.49 | 96.49 | 96.49 | 96.49 | 96.49 | Y | South | FC
WALCRK_2_CTG5 | LA Basin | Walnut Creek Energy Park Unit 5 | 96.65 | 96.65 | 96.65 | 96.65 | 96.65 | 96.65 | 96.65 | 96.65 | 96.65 | 96.65 | 96.65 | 96.65 | Y | South | FC
WALNUT_2_SOLAR | LA Basin | Industry MetroLink PV 1 | 0 | 0 | 0 | 0 | 0 | 0 | 0 | 0 | 0 | 0 | 0 | 0 | N | South | EO
WALNUT_6_HILLGEN | LA Basin | Puente Hills | 32.56 | 32.77 | 32.62 | 31.19 | 23.58 | 28.21 | 27.79 | 27.43 | 27.6 | 24.61 | 27.04 | 26.59 | N | South | FC
WALNUT_7_WCOVST | LA Basin | MM West Covina - ST Unit | 5.2 | 5.54 | 5.65 | 5.32 | 5.62 | 5.6 | 5.45 | 5.19 | 5.51 | 5.42 | 5.38 | 5.41 | N | South | FC
WARNE_2_UNIT | Big Creek-Ventura | WARNE HYDRO AGGREGATE | 41.21 | 43.15 | 32.65 | 42.84 | 40.95 | 42.66 | 41.53 | 41.52 | 42.52 | 41.36 | 42.97 | 40.51 | Y | South | FC
WAUKNA_1_SOLAR | Fresno | Corcoran Solar | 0.8 | 0.6 | 3.6 | 3 | 3.2 | 6.2 | 7.8 | 5.4 | 2.8 | 0.4 | 0.4 | 0 | N | North | FC | 100%
WAUKNA_1_SOLAR2 | Fresno | Corcoran 2 | 0.79 | 0.59 | 3.56 | 2.96 | 3.16 | 6.12 | 7.7 | 5.33 | 2.77 | 0.4 | 0.4 | 0 | N | North | FC
WDLEAF_7_UNIT 1 | Sierra | WOODLEAF HYDRO | 48 | 48 | 44 | 56 | 56 | 54.9 | 48 | 60 | 48 | 58.4 | 48 | 58 | Y | North | FC
WEBER_6_FORWRD | Stockton | Forward | 4.2 | 4.2 | 4.2 | 4.2 | 4.2 | 4.2 | 4.2 | 4.2 | 4.2 | 4.2 | 4.2 | 4.2 | N | North | FC
WESTPT_2_UNIT | CAISO System | West Point Hydro Plant | 10.14 | 9.6 | 11.12 | 10.72 | 0 | 10.72 | 11.22 | 12 | 10.34 | 10.82 | 10.6 | 11.31 | Y | North | FC
WFRESN_1_SOLAR | Fresno | Joya Del Sol | 0 | 0 | 0 | 0 | 0 | 0 | 0 | 0 | 0 | 0 | 0 | 0 | N | North | EO
WHEATL_6_LNDFIL | Sierra | G2 ENERGY, OSTROM ROAD LLC | 3.55 | 3.55 | 3.55 | 3.55 | 3.55 | 3.55 | 3.55 | 3.55 | 3.55 | 3.55 | 3.55 | 3.55 | N | North | FC | 100%
WHITNY_6_SOLAR | Fresno | Whitney Point Solar | 0 | 0 | 0 | 0 | 0 | 0 | 0 | 0 | 0 | 0 | 0 | 0 | N | North | EO
WHTWTR_1_WINDA1 | LA Basin | Whitewater Hill Wind Project | 8.61 | 7.38 | 17.22 | 15.38 | 15.38 | 20.3 | 14.15 | 12.92 | 9.23 | 4.92 | 7.38 | 8 | N | South | FC
WISE_1_UNIT 1 | Sierra | Wise Hydro Unit 1 | 4.87 | 6.5 | 4.9 | 7.58 | 8.64 | 8.17 | 9.36 | 8.9 | 6.42 | 0 | 0 | 3.74 | Y | North | FC
WISE_1_UNIT 2 | Sierra | WISE HYDRO UNIT 2 | 0 | 0 | 0 | 0 | 0 | 0 | 0 | 0 | 0 | 0 | 0 | 0 | Y | North | FC
WISHON_6_UNITS | Fresno | Wishon/San Joaquin #1-A AGGREGATE | 2 | 2.57 | 5.3 | 5.06 | 1.1 | 0.64 | 0 | 0 | 0 | 7.08 | 6.56 | 2 | Y | North | FC
WISTRA_2_WRSSR1 | San Diego-IV | Wistaria Ranch Solar | 4 | 3 | 18 | 15 | 16 | 31 | 39 | 27 | 14 | 2 | 2 | 0 | N | South | FC
WLDWD_1_SOLAR1 | CAISO System | Wildwood Solar I | 0.8 | 0.6 | 3.6 | 3 | 3.2 | 6.2 | 7.8 | 5.4 | 2.8 | 0.4 | 0.4 | 0 | N | North | FC
WLDWD_1_SOLAR2 | CAISO System | Wildwood Solar 2 | 0.6 | 0.45 | 2.7 | 2.25 | 2.4 | 4.65 | 5.85 | 4.05 | 2.1 | 0.3 | 0.3 | 0 | N | North | FC
WNDMAS_2_UNIT 1 | Bay Area | BUENA VISTA ENERGY, LLC | 5.32 | 4.56 | 10.64 | 9.5 | 9.5 | 12.54 | 8.74 | 7.98 | 5.7 | 3.04 | 4.56 | 4.94 | N | North | FC
WNDSTR_2_WIND | CAISO System | Windstar | 16.8 | 14.4 | 33.6 | 30 | 30 | 39.6 | 27.6 | 25.2 | 18 | 9.6 | 14.4 | 15.6 | N | South | FC
WOLFSK_1_UNITA1 | CAISO System | Wolfskill Energy Center | 46.9 | 46.9 | 46.9 | 46.9 | 46.9 | 46.9 | 46.9 | 46.9 | 46.9 | 46.9 | 46.9 | 46.9 | Y | North | FC
WOODWR_1_HYDRO | Fresno | Quinten Luallen | 0 | 0 | 0 | 0 | 0 | 0 | 0 | 0 | 0 | 0 | 0 | 0 | N | North | EO
WRGHTP_7_AMENGY | Fresno | SMALL QF AGGREGATION - LOS BANOS | 0.02 | 0.07 | 0 | 0.04 | 0.28 | 0.38 | 0.67 | 0.78 | 0.75 | 0.46 | 0.24 | 0.04 | N | North | FC
WRGTSR_2_WSFSR1 | CAISO System | Wright Solar Freeman | 8 | 6 | 36 | 30 | 32 | 62 | 78 | 54 | 28 | 4 | 4 | 0 | N | North | FC
WSENGY_1_UNIT 1 | CAISO System | Wheelabrator Shasta | 38.54 | 36.21 | 31.04 | 31.57 | 37.65 | 38.23 | 37.61 | 34.42 | 38.31 | 37.24 | 34.69 | 34.08 | N | North | FC
WSTWND_2_M89WD1 | CAISO System | Mojave 89 | 11.57 | 9.92 | 23.14 | 20.66 | 20.66 | 27.27 | 19.01 | 17.36 | 12.4 | 6.61 | 9.92 | 10.74 | Y | South | FC |  | Hybrid - However Wind is FCDS and BESS is EO
WSTWND_2_M90WD2 | CAISO System | Mojave 90 | 9.07 | 7.78 | 18.15 | 16.21 | 16.21 | 21.39 | 14.91 | 13.61 | 9.72 | 5.19 | 7.78 | 8.43 | N | South | FC |  | Hybrid - However Wind is FCDS and BESS is EO
YUBACT_1_SUNSWT | Sierra | YUBA CITY COGEN | 49.97 | 49.97 | 49.97 | 49.97 | 49.97 | 49.97 | 49.97 | 49.97 | 49.97 | 49.97 | 49.97 | 49.97 | Y | North | FC
YUBACT_6_UNITA1 | Sierra | Yuba City Energy Center (Calpine) | 47.6 | 47.6 | 47.6 | 47.6 | 47.6 | 47.6 | 47.6 | 47.6 | 47.6 | 47.6 | 47.6 | 47.6 | Y | North | FC
ZOND_6_UNIT | Bay Area | ZOND WINDSYSTEMS INC. | 2.39 | 2.05 | 4.79 | 4.28 | 4.28 | 5.64 | 3.93 | 3.59 | 2.57 | 1.37 | 2.05 | 2.22 | N | North | FC

## 2021 Other
Resources on this tab have not yet declared COD. NQC values for resources listed on this tab are not final and are subject to change based on the status of transmission upgrades, Unit Capability at time of COD, and declaration of COD. Month ahead NQC may be decreased per actual Pmax test.
Resource ID | Area_Name | Generator Name | Jan | Feb | Mar | Apr | May | Jun | Jul | Aug | Sep | Oct | Nov | Dec | Path 26 | Deliverability | Dispatchability | Comment
ALMASL_2_GS1SR1 | CAISO System | Almasol Generation Station 1 | 5 | 3.75 | 22.5 | 18.75 | 20 | 38.75 | 48.75 | 33.75 | 17.5 | 2.5 | 2.5 | 0 | South | ID to 100% |  | Waiting for WOD upgrade
ALMASL_2_GS4SR4 | CAISO System | Almasol Generation Station 4 | 4 | 3 | 18 | 15 | 16 | 31 | 39 | 27 | 14 | 2 | 2 | 0 | South | ID to 100% |  | Waiting for WOD upgrade
BLKCRK_2_GMCBT1 | CAISO system | Genessis McCoy Energy Storage | - | - | - | - | - | - | - | - | - | 230 | 230 | 230 | South | FC |  | BLKCRK_2_SOLAR1 will become EO when BESS becomes FC. BLKCRK_2_SOLAR1 monthly values already pre-adjusted to 0% for Aug-Dec.
CABALO_2_M2WSR2 | Fresno | Mustang 2 Whirlaway Solar | [12 empty] | North | ID to 100% |  | C7: Waiting for Bellota-Warnerville 230 kV reconductoring and possibly other | bar: Jan to Dec
CONTRL_1_CASAD2 | CAISO System | Mammoth Lakes G2 | [12 empty] | South | FC |  | QF conversion from CONTRL_1_QF; Anticipated Pmax=15. | bar: Jan to Dec
DRACKR_2_DSUBT2 | CAISO system | Dracker Solar Unit 2 BESS | [12 empty] | South | FC |  | DRACKR_2_SOLAR2 will become EO when BESS becomes FC. DRACKR_2_SOLAR2 monthly values already pre-adjusted to 0% for May-Dec. | bar: Jan to Dec
DRACKR_2_DSUBT3 | CAISO system | Dracker Solar Unit 3 BESS | [12 empty] | South | FC |  | DRACKR_2_DS3SR3 will become EO when BESS becomes FC. DRACKR_2_DS3SR3 monthly values already pre-adjusted to 0% for Aug-Dec. | bar: Jan to Dec
DSRTHV_2_DH1SR1 | CAISO System | Desert Harvest | 3.2 | 2.4 | 14.4 | 12 | 12.8 | 24.8 | 31.2 | 21.6 | 11.2 | 1.6 | 1.6 | 0 | South | ID to 100% |  | Waiting for WOD upgrade, Red Bluff 500/230kV bank No. 2 and ELM upgrade.
DSRTHV_2_DH2BT1 | CAISO System | Desert Harvest BESS | 35 | 35 | 35 | 35 | 35 | 35 | 35 | 35 | 35 | 35 | 35 | 35 | South | ID to 35 MW |  | Waiting for WOD upgrade, Red Bluff 500/230kV bank No. 2 and ELM upgrade.
DSRTHV_2_DH2SR2 | CAISO System | Desert Harvest 2 | 2.8 | 2.1 | 12.6 | 10.5 | 11.2 | 21.7 | 27.3 | 18.9 | 9.8 | 1.4 | 1.4 | 0 | South | ID to 100% |  | Waiting for WOD upgrade, Red Bluff 500/230kV bank No. 2 and ELM upgrade.
ESNHWR_2_WC1BT1 | LA Basin | Wildcat I Energy Storage | 1.5 | 1.5 | 1.5 | 1.5 | 1.5 | 1.5 | 1.5 | 1.5 | 1.5 | 1.5 | 1.5 | 1.5 | South | ID to 100% |  | Waiting for WOD upgrades and Mesa loop-in upgrade
GATEWY_2_GESBT1 | San Diego-IV | Gateway Energy Storage | 250 | 250 | 250 | 250 | 250 | 250 | 250 | 250 | 250 | 250 | 250 | 250 | South | ID to 100% |  | C8: Waiting for: Remedial Action Scheme
JAVASR_1_JAVSR1 | Fresno | Java Solar | [12 empty] | North | ID to 100% |  | C6: Waiting for Bellota-Warnerville 230 kV reconductoring and possibly other | bar: Jan to Dec
JOHANN_2_JOSBT1 | LA Basin | Johanna Storage 1 | 10 | 10 | 10 | 10 | 10 | 10 | 10 | 10 | 10 | 10 | 10 | 10 | South | FC
JOHANN_2_JOSBT2 | LA Basin | Johanna Storage 2 | 10 | 10 | 10 | 10 | 10 | 10 | 10 | 10 | 10 | 10 | 10 | 10 | South | FC
LNCSTR_6_SOLAR2 | Big Creek-Ventura | SEPV Sierra | 0.34 | 0.26 | 1.53 | 1.28 | 1.38 | 2.64 | 3.32 | 2.3 | 1.19 | 0.17 | 0.17 | 0 | South | FC |  | Hybrid - However Solar is FCDS and BESS is EO
LTBEAR_1_LB3SR3 | Fresno | Little Bear Solar 3 | 0.8 | 0.6 | 3.6 | 3 | 3.2 | 6.2 | 7.8 | 5.4 | 2.8 | 0.4 | 0.4 | 0 | North | ID to 100% |  | C7: Waiting for Bellota-Warnerville 230 kV reconductoring, Wilson - Le Grand 115 kV line reconductoring and possibly other
LTBEAR_1_LB3SR4 | Fresno | Little Bear Solar 4 | 2 | 1.5 | 9 | 7.5 | 8 | 15.5 | 19.5 | 13.5 | 7 | 1 | 1 | 0 | North | ID to 100% |  | C8: Waiting for Bellota-Warnerville 230 kV reconductoring, Wilson - Le Grand 115 kV line reconductoring and possibly other
LTBEAR_1_LB3SR5 | Fresno | Little Bear Solar 5 | 2 | 1.5 | 9 | 7.5 | 8 | 15.5 | 19.5 | 13.5 | 7 | 1 | 1 | 0 | North | ID to 100% |  | C8: Waiting for Bellota-Warnerville 230 kV reconductoring, Wilson - Le Grand 115 kV line reconductoring and possibly other
LTBERA_1_LB1SR1 | Fresno | Little Bear Solar 1 | 1.6 | 1.2 | 7.2 | 6 | 6.4 | 12.4 | 15.6 | 10.8 | 5.6 | 0.8 | 0.8 | 0 | North | ID to 100% |  | C7: Waiting for Bellota-Warnerville 230 kV reconductoring, Wilson - Le Grand 115 kV line reconductoring and possibly other
MOORPK_2_ACOBT1 | Big Creek-Ventura | Acorn I Energy Storage | [12 empty] | South | ID to 100% |  | Waiting for Moorpark - Pardee 220 kV No. 4 | bar: Jan to Dec
RTEDDY_2_SC1SR3 | CAISO System | Rosamont West Solar Clean | [12 empty] | South | FC | bar: Jan to Dec
RTEDDY_2_SEBSR3 | CAISO System | Rosamont West East Bay 3 | [12 empty] | South | FC | bar: Jan to Dec
RTEDDY_2_SEBSR4 | CAISO System | Rosamont West East Bay 4 | [12 empty] | South | FC | bar: Jan to Dec
RTEDDY_2_SPASR4 | CAISO System | Rosamont West Solar Palo Alto | [12 empty] | South | FC | bar: Jan to Dec
RTEDDY_2_SRXSR4 | CAISO System | Rosamont West Solar Rosie X | [12 empty] | South | FC | bar: Jan to Dec
SONOMA_1_PN5SR1 | NCNB | Pond 5 | 0 | 0 | 0 | 0 | 0 | 0 | 0 | 0 | 0 | 0 | 0 | 0 | North | EO
TBD | CAISO System | NEE Blythe Solar Unit 2 | [12 empty] | South | FC | bar: Jan to Dec
TBD | Fresno | 2275 Hattesen | 0 | 0 | 0 | 0 | 0 | 0 | 0 | 0 | 0 | 0 | 0 | 0 | North | EO
TBD | CAISO System | Maricopa West Solar 2 | 0 | 0 | 0 | 0 | 0 | 0 | 0 | 0 | 0 | 0 | 0 | 0 | North | EO
TBD | CAISO System | SR Solis Oro Loma Teresina Solar Project A | 0 | 0 | 0 | 0 | 0 | 0 | 0 | 0 | 0 | 0 | 0 | 0 | North | EO
TBD | CAISO System | SR Solis Oro Loma Teresina Solar Project B | 0 | 0 | 0 | 0 | 0 | 0 | 0 | 0 | 0 | 0 | 0 | 0 | North | EO
TBD | CAISO System | 2245 Gentry | 0 | 0 | 0 | 0 | 0 | 0 | 0 | 0 | 0 | 0 | 0 | 0 | North | EO
TBD | CAISO System | Eagle Solar | 0 | 0 | 0 | 0 | 0 | 0 | 0 | 0 | 0 | 0 | 0 | 0 | North | EO
TBD | CAISO System | Golden Hills Storage | [12 empty] | North | FC | bar: Jan to Dec
TBD | CAISO System | RE Gaskell West 3 | [12 empty] | South | FC | bar: Jan to Dec
TBD | CAISO System | RE Gaskell West 4 | [12 empty] | South | FC | bar: Jan to Dec
TBD | CAISO System | RE Gaskell West 5 | [12 empty] | South | FC | bar: Jan to Dec
TBD | Fresno | Van Der Kooi Dairy Digester | 0 | 0 | 0 | 0 | 0 | 0 | 0 | 0 | 0 | 0 | 0 | 0 | North | EO
TBD | Fresno | Verwey-Hanford Dairy Digester Genset #2 | 0 | 0 | 0 | 0 | 0 | 0 | 0 | 0 | 0 | 0 | 0 | 0 | North | EO
TBD | Fresno | Verwey-Hanford Dairy Digester III | 0 | 0 | 0 | 0 | 0 | 0 | 0 | 0 | 0 | 0 | 0 | 0 | North | EO
TBD | Fresno | Verwey Madera Dairy Digester Genset #2 | 0 | 0 | 0 | 0 | 0 | 0 | 0 | 0 | 0 | 0 | 0 | 0 | North | EO
TBD | NCNB | Napa Recycling Biomass Plant | 0 | 0 | 0 | 0 | 0 | 0 | 0 | 0 | 0 | 0 | 0 | 0 | North | EO
TBD | Fresno | David Tevelde Dairy Digester | 0 | 0 | 0 | 0 | 0 | 0 | 0 | 0 | 0 | 0 | 0 | 0 | North | EO
TBD | CAISO System | Dracker Solar Unit 4 | [12 empty] | South | FC |  | Deliverability status could be EO, PC or FC depending on deliverability assignment among units 2, 3 and 4. | bar: Jan to Dec
TBD | CAISO System | Avalon Dairy Digester | 0 | 0 | 0 | 0 | 0 | 0 | 0 | 0 | 0 | 0 | 0 | 0 | North | EO
TBD | Fresno | Chowchilla Dairy Power | 0 | 0 | 0 | 0 | 0 | 0 | 0 | 0 | 0 | 0 | 0 | 0 | North | EO
TBD | Fresno | RuAnn Dairy Digester | 0 | 0 | 0 | 0 | 0 | 0 | 0 | 0 | 0 | 0 | 0 | 0 | North | EO
TBD | Sierra | Lisa Boone Harris | 0 | 0 | 0 | 0 | 0 | 0 | 0 | 0 | 0 | 0 | 0 | 0 | North | EO
TBD | Fresno | Lone Oak Dairy Digester | 0 | 0 | 0 | 0 | 0 | 0 | 0 | 0 | 0 | 0 | 0 | 0 | North | EO
TBD | Fresno | WCW Generator 1 | 0 | 0 | 0 | 0 | 0 | 0 | 0 | 0 | 0 | 0 | 0 | 0 | North | EO
TBD |  | Blue Mountain Electric Company | [15 empty] | Unknown resource ID, Queue and/ or WDAT number | bar: Jan to Dec
TBD | Bay Area | Hummingbird Energy Storage | [12 empty] | North | ID to 100% |  | C11: Waiting for RNUs and DNUs per LGIA. | bar: Jan to Dec
TBD | Bay Area | Elkhorn Energy Storage | - | - | - | - | - | - | - | - | - | 182.5 | 182.5 | 182.5 | North | ID to 100% |  | C10: Waiting for RNUs and DNUs per LGIA.
TBD | LA Basin | Organic Energy Solutions | 0 | 0 | 0 | 0 | 0 | 0 | 0 | 0 | 0 | 0 | 0 | 0 | South | EO
TBD | Big Creek-Ventura | Antelope DSR 3 | [12 empty] | South | FC | bar: Jan to Dec
TBD | Big Creek-Ventura | Santa Barbara County Public Works Department | 0 | 0 | 0 | 0 | 0 | 0 | 0 | 0 | 0 | 0 | 0 | 0 | South | EO
TBD | CAISO System | Avalon Hybrid | [12 empty] | South | FC | bar: Jan to Dec
TBD | CAISO System | CalCity Solar I | 0 | 0 | 0 | 0 | 0 | 0 | 0 | 0 | 0 | 0 | 0 | 0 | South | EO
TBD | LA Basin | Stanton Energy Reliability Center, LLC | [12 empty] | South | FC | bar: Jan to Dec
TBD | LA Basin | Stanton Energy Reliability Center, LLC | [12 empty] | South | FC | bar: Jan to Dec
TBD |  | AltaGas Power Holdings (U.S.) Inc. | [15 empty] | Unknown resource ID, Queue and/ or WDAT number | bar: Jan to Dec
TBD |  | The Procter & Gamble Paper Products Company | [15 empty] | Unknown resource ID, Queue and/ or WDAT number | bar: Jan to Dec
TBD | CAISO System | Victorville Energy Center | 0 | 0 | 0 | 0 | 0 | 0 | 0 | 0 | 0 | 0 | 0 | 0 | South | EO
TBD | CAISO System | Strauss Wind Energy | [12 empty] | North | FC | bar: Jan to Dec
TBD | Fresno | American Kings Solar | [12 empty] | North | FC | bar: Jan to Dec
TBD | Fresno | Slate | [12 empty] | North | ID to 100% |  | C8: Waiting for Bellota-Warnerville 230 kV reconductoring and possibly other (PV: 50.50 MW, ESS: 0.00 MW) | bar: Jan to Dec
TBD | Fresno | Slate 2 | [12 empty] | North | ID to 100% |  | Hybrid - C8: Waiting for Bellota-Warnerville 230 kV reconductoring and possibly other (PV: 93.00 MW, ESS: 46.50 MW) | bar: Jan to Dec
TBD | Fresno | Slate 3 | [12 empty] | North | ID to 100% |  | Hybrid - C8: Waiting for Bellota-Warnerville 230 kV reconductoring and possibly other (PV: 67.50 MW, ESS: 33.75 MW) | bar: Jan to Dec
TBD | CAISO System | Sun Streams Solar 2 | [12 empty] | South | ID to 100% |  | Waiting for Desert Area upgrades. | bar: Jan to Dec
TBD | San Diego-IV | Valley Center Renewable | 0 | 0 | 0 | 0 | 0 | 0 | 0 | 0 | 0 | 0 | 0 | 0 | South | ID to 0% |  | Not included in the 2021 NQC study due to COD.
TBD | CAISO System | Aquamarine Westside | [12 empty] | North | ID to 100% |  | C8: Waiting for RNUs and DNUs per LGIA. | bar: Jan to Dec
TBD | CAISO System | Maverick 6 (Almasol Generating Station 6) | 0 | 0 | 0 | 0 | 0 | 0 | 0 | 0 | 0 | 0 | 0 | 0 | South | ID to 0% |  | Hybrid - Waiting for WOD upgrade; Not included in the 2021 NQC study due to COD.
TBD | CAISO System | Maverick 7 (Almasol Generation Station 7) | 0 | 0 | 0 | 0 | 0 | 0 | 0 | 0 | 0 | 0 | 0 | 0 | South | ID to 0% |  | Hybrid - Waiting for WOD upgrade; Not included in the 2021 NQC study due to COD.
TBD | CAISO System | Maverick 8 (Almasol Generation Station 8) | 0 | 0 | 0 | 0 | 0 | 0 | 0 | 0 | 0 | 0 | 0 | 0 | South | ID to 0% |  | Hybrid - Waiting for WOD upgrade; Not included in the 2021 NQC study due to COD.
TBD | Big Creek-Ventura | Luna | [12 empty] | South | ID to 100% |  | Waiting for Tehachapi cRAS | bar: Jan to Dec
TBD | CAISO System | Sanborn | [12 empty] | South | ID to 100% |  | Waiting for Tehachapi cRAS | bar: Jan to Dec
TBD | CAISO System | High Desert | [12 empty] | South | FC |  | HIDSRT_2_UNITS will be reduced in order for this resource to be FC (limited to 850 MW total). HIDSRT_2_UNITS monthly values already pre-adjusted for Aug-Dec. | bar: Jan to Dec
TBD | CAISO system | Cal Flats BESS | 0 | 0 | 0 | 0 | 0 | 0 | 0 | 60 | 60 | 60 | 60 | 60 | North | FC |  | CALFTN_2_SOLAR will become PCDS to 82% when BESS becomes FC. CALFTN_2_SOLAR monthly values already pre-adjusted to 82% for Aug-Dec.
TBD | Bay Area | Black Diamond Energy Storage | [12 empty] | North | ID to 100% |  | C8: Waiting for RNU and DNU per LGIA | bar: Jan to Dec
TBD | Bay Area | SunRun -Bay Area LIP | 0.7 | 0.7 | 0.7 | 0.7 | 0.7 | 0.7 | 0.7 | 0.7 | 0.7 | 0.7 | 0.7 | 0.7 | North | FC |  | Maximum agregated PDRR by provider
TBD | Fresno | SunRun - Fresno LIP | 0.1 | 0.1 | 0.1 | 0.1 | 0.1 | 0.1 | 0.1 | 0.1 | 0.1 | 0.1 | 0.1 | 0.1 | North | FC |  | Maximum agregated PDRR by provider
TBD | NCNB | SunRun -NCNB LIP | 0.2 | 0.2 | 0.2 | 0.2 | 0.2 | 0.2 | 0.2 | 0.2 | 0.2 | 0.2 | 0.2 | 0.2 | North | FC |  | Maximum agregated PDRR by provider
TBD | Sierra | SunRun -Sierra LIP | 0.13 | 0.13 | 0.13 | 0.13 | 0.13 | 0.13 | 0.13 | 0.13 | 0.13 | 0.13 | 0.13 | 0.13 | North | FC |  | Maximum agregated PDRR by provider
TBD | Stockton | SunRun -Stockton LIP | 0.1 | 0.1 | 0.1 | 0.1 | 0.1 | 0.1 | 0.1 | 0.1 | 0.1 | 0.1 | 0.1 | 0.1 | North | FC |  | Maximum agregated PDRR by provider
TBD | CAISO System | SunRun - PGE System LIP | 0.3 | 0.3 | 0.3 | 0.3 | 0.3 | 0.3 | 0.3 | 0.3 | 0.3 | 0.3 | 0.3 | 0.3 | North | FC |  | Maximum agregated PDRR by provider
TBD | LA Basin | SunRun - LA Basin LIP | 0.8 | 0.8 | 0.8 | 0.8 | 0.8 | 0.8 | 0.8 | 0.8 | 0.8 | 0.8 | 0.8 | 0.8 | South | FC |  | Maximum agregated PDRR by provider
TBD | Big Creek-Ventura | SunRun - BCV LIP | 0.59 | 0.59 | 0.59 | 0.59 | 0.59 | 0.59 | 0.59 | 0.59 | 0.59 | 0.59 | 0.59 | 0.59 | South | FC |  | Maximum agregated PDRR by provider
TBD | CAISO System | SunRun - SCE System LIP | 0.17 | 0.17 | 0.17 | 0.17 | 0.17 | 0.17 | 0.17 | 0.17 | 0.17 | 0.17 | 0.17 | 0.17 | South | FC |  | Maximum agregated PDRR by provider
TBD | San Diego-IV | SunRun - San Diego-IV LIP | 1.1 | 1.1 | 1.1 | 1.1 | 1.1 | 1.1 | 1.1 | 1.1 | 1.1 | 1.1 | 1.1 | 1.1 | South | FC |  | Maximum agregated PDRR by provider
TBD | Bay Area | Leapfrog -Bay Area LIP | 20.59 | 20.91 | 21.03 | 21.78 | 23.01 | 25.04 | 25.57 | 25.27 | 25.51 | 23.26 | 21.19 | 20.94 | North | FC |  | Maximum agregated PDRR by provider
TBD | Fresno | Leapfrog - Fresno LIP | 8.64 | 8.6 | 8.74 | 9.35 | 9.64 | 9.95 | 9.96 | 9.88 | 9.82 | 9.42 | 8.76 | 8.64 | North | FC |  | Maximum agregated PDRR by provider
TBD | NCNB | Leapfrog -NCNB LIP | 1.8 | 1.85 | 1.89 | 2.17 | 3.65 | 4.67 | 5.16 | 4.89 | 4.47 | 2.94 | 1.91 | 1.88 | North | FC |  | Maximum agregated PDRR by provider
TBD | Sierra | Leapfrog -Sierra LIP | 1.23 | 1.23 | 1.28 | 1.75 | 2.86 | 3.59 | 3.75 | 3.5 | 3.23 | 2.03 | 1.27 | 1.24 | North | FC |  | Maximum agregated PDRR by provider
TBD | Stockton | Leapfrog -Stockton LIP | 1.16 | 1.18 | 1.24 | 1.65 | 2.4 | 2.91 | 3.11 | 2.9 | 2.74 | 1.86 | 1.23 | 1.18 | North | FC |  | Maximum agregated PDRR by provider
TBD | CAISO System | Leapfrog - PGE System LIP | 4.86 | 4.82 | 5.02 | 5.79 | 7.3 | 8.15 | 8.39 | 8.07 | 7.74 | 6.27 | 4.96 | 4.88 | North | FC |  | Maximum agregated PDRR by provider
TBD | Humboldt | Leapfrog - Humboldt LIP | 0.6 | 0.68 | 0.69 | 2.15 | 2.8 | 3.63 | 3.62 | 3.42 | 3.19 | 2.18 | 0.68 | 0.62 | North | FC |  | Maximum agregated PDRR by provider
TBD | Kern | Leapfrog - Kern LIP | 0.6 | 0.68 | 0.69 | 2.15 | 2.8 | 3.63 | 3.62 | 3.42 | 3.19 | 2.18 | 0.68 | 0.62 | North | FC |  | Maximum agregated PDRR by provider
TBD | LA Basin | Leapfrog - LA Basin LIP | 21.6 | 21.92 | 21.88 | 22.03 | 21.85 | 21.38 | 21.14 | 20.74 | 21.27 | 21.65 | 22.1 | 21.55 | South | FC |  | Maximum agregated PDRR by provider
TBD | Big Creek-Ventura | Leapfrog - BCV LIP | 6.55 | 6.71 | 6.74 | 6.47 | 6.47 | 6.38 | 6.32 | 6.28 | 6.28 | 6.38 | 6.7 | 6.55 | South | FC |  | Maximum agregated PDRR by provider
TBD | CAISO System | Leapfrog - SCE System LIP | 2.42 | 2.42 | 2.45 | 2.38 | 2.33 | 2.29 | 2.28 | 2.29 | 2.31 | 2.38 | 2.44 | 2.43 | South | FC |  | Maximum agregated PDRR by provider
TBD | San Diego-IV | Leapfrog - San Diego-IV LIP | 6.06 | 6.04 | 6.14 | 6.22 | 6.14 | 6.25 | 6.11 | 5.93 | 5.72 | 6.04 | 6.25 | 6.06 | South | FC |  | Maximum agregated PDRR by provider
TBD | San Diego-IV | OhmConnect - San Diego-IV LIP | 2.3 | 2.38 | 2.77 | 4.01 | 3.81 | 6.19 | 7.44 | 8.95 | 11.84 | 6.06 | 4.56 | 3.77 | South | FC |  | Maximum agregated PDRR by provider
TBD | Bay Area | OhmConnect -Bay Area LIP | 4.56 | 4.93 | 5.38 | 7.86 | 7.2 | 14.42 | 17.16 | 17.22 | 18.36 | 8.6 | 7.94 | 7.97 | North | FC |  | Maximum agregated PDRR by provider
TBD | Fresno | OhmConnect - Fresno LIP | 1.19 | 1.39 | 1.55 | 7.1 | 10.34 | 19.35 | 21.94 | 22.21 | 23.04 | 10.07 | 2.72 | 2.59 | North | FC |  | Maximum agregated PDRR by provider
TBD | NCNB | OhmConnect -NCNB LIP | 0.76 | 0.82 | 0.89 | 1.19 | 1.4 | 2.4 | 2.91 | 2.86 | 2.85 | 1.37 | 1.33 | 1.38 | North | FC |  | Maximum agregated PDRR by provider
TBD | Sierra | OhmConnect -Sierra LIP | 1.23 | 1.33 | 1.45 | 2.81 | 4.13 | 7.45 | 8.29 | 8.16 | 8.34 | 3.32 | 2.23 | 2.3 | North | FC |  | Maximum agregated PDRR by provider
TBD | Stockton | OhmConnect -Stockton LIP | 0.4 | 0.45 | 0.51 | 0.88 | 1.44 | 3 | 3.36 | 3.42 | 3.76 | 1.5 | 0.93 | 0.95 | North | FC |  | Maximum agregated PDRR by provider
TBD | CAISO System | OhmConnect - PGE System LIP | 1.46 | 1.64 | 1.84 | 3.81 | 5.39 | 10.01 | 12.18 | 12.19 | 12.7 | 5.18 | 3.11 | 3.2 | North | FC |  | Maximum agregated PDRR by provider
TBD | Humboldt | OhmConnect - Humboldt LIP | 0.16 | 0.17 | 0.17 | 0.19 | 0.21 | 0.16 | 0.17 | 0.18 | 0.18 | 0.23 | 0.23 | 0.24 | North | FC |  | Maximum agregated PDRR by provider
TBD | Kern | OhmConnect - Kern LIP | 0.45 | 0.58 | 0.65 | 3.13 | 4.27 | 8.16 | 8.07 | 8.22 | 9.55 | 4.45 | 1.06 | 0.95 | North | FC |  | Maximum agregated PDRR by provider
TBD | LA Basin | OhmConnect - LA Basin LIP | 2.68 | 3.11 | 3.48 | 7.32 | 9.14 | 16.35 | 22.23 | 25.04 | 22.27 | 13.12 | 6.83 | 4.88 | South | FC |  | Maximum agregated PDRR by provider
TBD | Big Creek-Ventura | OhmConnect - BCV LIP | 1.04 | 1.2 | 1.3 | 3.9 | 4.06 | 5.23 | 8.47 | 9.56 | 7.58 | 5.42 | 4.17 | 1.76 | South | FC |  | Maximum agregated PDRR by provider
TBD | CAISO System | OhmConnect - SCE System LIP | 0.28 | 0.35 | 0.41 | 0.95 | 1.25 | 1.72 | 2.26 | 2.31 | 1.88 | 1.08 | 0.83 | 0.41 | South | FC |  | Maximum agregated PDRR by provider
TBD | CAISO System | Cpower - PGE System DRAM | 0 | 0 | 0 | 0 | 8 | 9 | 10 | 10 | 10 | 9 | 0 | 0 | North | FC |  | Maximum agregated PDRR by provider
TBD | CAISO System | Enel X - PGE System DRAM | 1.75 | 1.75 | 1.75 | 1.75 | 1.75 | 1.75 | 1.75 | 1.75 | 1.75 | 1.75 | 1.75 | 1.75 | North | FC |  | Maximum agregated PDRR by provider
TBD | CAISO System | Leapfrog - PGE System DRAM | 12 | 12 | 12 | 12 | 20 | 20 | 20 | 20 | 20 | 20 | 12 | 12 | North | FC |  | Maximum agregated PDRR by provider
TBD | CAISO System | OhmConnect - PGE System DRAM | 6.35 | 6.35 | 7.65 | 10.2 | 12.75 | 25.49 | 25.49 | 25.49 | 25.49 | 11.45 | 7.65 | 7.65 | North | FC |  | Maximum agregated PDRR by provider
TBD | CAISO System | Stem - PGE System DRAM | 5.7 | 5.7 | 5.7 | 5.7 | 5.7 | 5.7 | 5.7 | 5.7 | 5.7 | 5.7 | 5.7 | 5.7 | North | FC |  | Maximum agregated PDRR by provider
TBD | CAISO System | Voltus - PGE System DRAM | 18 | 18 | 18 | 18 | 18 | 19 | 20 | 20 | 20 | 19 | 18 | 18 | North | FC |  | Maximum agregated PDRR by provider
TBD | CAISO System | Leapfrog - SDGE DRAM | 12 | 12 | 12.4 | 12.4 | 12.4 | 13 | 13 | 13 | 13 | 13 | 12 | 12 | South | FC |  | Maximum agregated PDRR by provider
TBD | San Diego-IV | OhmConnect - San Diego-IV DRAM | 1.87 | 1.87 | 1.87 | 2.5 | 2.5 | 4.41 | 6.29 | 6.29 | 6.29 | 3.79 | 2.5 | 2.5 | South | FC |  | Maximum agregated PDRR by provider
TBD | CAISO System | Enerwise - SCE System DRAM | 0 | 0 | 0 | 0 | 6.4 | 7.2 | 8 | 8 | 8 | 7.2 | 0 | 0 | South | FC |  | Maximum agregated PDRR by provider
TBD | CAISO System | Leapfrog - SCE System DRAM | 38 | 38 | 38 | 38 | 45 | 45 | 45 | 45 | 45 | 45 | 38 | 38 | South | FC |  | Maximum agregated PDRR by provider
TBD | CAISO System | OhmConnect- SCE System DRAM | 1.35 | 1.35 | 1.35 | 2.73 | 3.63 | 6.81 | 9.06 | 9.06 | 9.06 | 4.53 | 2.73 | 2.28 | South | FC |  | Maximum agregated PDRR by provider
TBD | CAISO System | Voltus - SCE System DRAM | 22.25 | 22.25 | 22.25 | 22.25 | 22.25 | 30.25 | 38 | 38 | 38 | 30.25 | 22.25 | 22.25 | South | FC |  | Maximum agregated PDRR by provider
TBD | Bay Area | Dallas Energy Storage 4 | - | - | - | - | - | 100 | 100 | 100 | 100 | 100 | 100 | 100 | North | ID to 100% |  | C11: Waiting for RNUs and DNUs per LGIA.
VISTRA_5_DALBT1 | Bay Area | Dallas Energy Storage | 100 | 100 | 100 | 100 | 100 | 100 | 100 | 100 | 100 | 100 | 100 | 100 | North | ID to 100% |  | C11: Waiting for RNUs and DNUs per LGIA.
VISTRA_5_DALBT2 | Bay Area | Dallas Energy Storage 2 | 100 | 100 | 100 | 100 | 100 | 100 | 100 | 100 | 100 | 100 | 100 | 100 | North | ID to 100% |  | C11: Waiting for RNUs and DNUs per LGIA.
VISTRA_5_DALBT3 | Bay Area | Dallas Energy Storage 3 | 100 | 100 | 100 | 100 | 100 | 100 | 100 | 100 | 100 | 100 | 100 | 100 | North | ID to 100% |  | C11: Waiting for RNUs and DNUs per LGIA.
TBD | LA Basin | Orange County Energy Storage 1 LLC | [12 empty] | South | FC | bar: Jan to Dec
TBD | LA Basin | Orange County Energy Storage 2 LLC | [12 empty] | South | FC | bar: Jan to Dec
TBD | LA Basin | Orange County Energy Storage 3 LLC | [12 empty] | South | FC | bar: Jan to Dec
JOHANN_2_JOSBT1 | LA Basin | Hecate Energy Johanna Facility LLC | [12 empty] | South | FC | bar: Jan to Dec
JOHANN_2_JOSBT2 | LA Basin | Hecate Energy Johanna Facility LLC | [12 empty] | South | FC | bar: Jan to Dec
TBD | Big Creek-Ventura | Silverstrand Grid, LLC | [12 empty] | South | ID to 100% |  | Waiting for Moorpark - Pardee upgrade | bar: Jan to Dec
GOLETA_2_VALBT1 | Big Creek-Ventura | Orni 34 LLC | [12 empty] | South | FC | bar: Jan to Dec
TBD | Big Creek-Ventura | Strata Saticoy, LLC | [12 empty] | South | ID to 100% |  | Waiting for Moorpark - Pardee upgrade | bar: Jan to Dec
TBD | Fresno | SP Tranquillity Solar Storage, LLC | 0 | 0 | 0 | 0 | 0 | 0 | 0 | 0 | 0 | 0 | 0 | 0 | North | EO |  | Year 2021 deliverability already allocated to TRNQLT_2_SOLAR and cannot be reduced per ISO Tariff.
TBD | CAISO System | SP Garland Solar Storage, LLC | [12 empty] | South | FC | bar: Jan to Dec
TBD | CAISO System | Edwards Sanborn Storage I, LLC | 0 | 0 | 0 | 0 | 0 | 0 | 0 | 0 | 0 | 0 | 0 | 0 | South | ID to 0% |  | Not included in the 2021 NQC study due to COD.
3 Interconnection studies and IAs that apply to the project

## 2021 Tech Factors
2021 ELCC Values and Technology Factors
Non-Dispatchable Solar, Wind, Biomass, Cogeneration, Geothermal, and
Hydro Technology Factors for Compliance Year 2021
Solar PV and Solar Thermal
| Month | CY 2021 Solar ELCC
| 1 | 4%
| 2 | 3%
| 3 | 18%
| 4 | 15%
| 5 | 16%
| 6 | 31%
| 7 | 39%
| 8 | 27%
| 9 | 14%
| 10 | 2%
| 11 | 2%
| 12 | 0%
Wind
| Month | CY 2021 Wind ELCC
| 1 | 14%
| 2 | 12%
| 3 | 28%
| 4 | 25%
| 5 | 25%
| 6 | 33%
| 7 | 23%
| 8 | 21%
| 9 | 15%
| 10 | 8%
| 11 | 12%
| 12 | 13%
Biomass
| Month | 2017 | 2018 | 2019 | Average
| 1 | 80.96% | 90.99% | 92.72% | 88.22%
| 2 | 92.27% | 89.28% | 91.51% | 91.02%
| 3 | 87.74% | 86.41% | 92.75% | 88.97%
| 4 | 80.41% | 84.6% | 89.64% | 84.88%
| 5 | 90.89% | 87.56% | 91.2% | 89.88%
| 6 | 94.2% | 91.16% | 94.68% | 93.35%
| 7 | 89% | 91.99% | 94.12% | 91.71%
| 8 | 96.51% | 93.03% | 92.72% | 94.08%
| 9 | 93.28% | 94.6% | 93.55% | 93.81%
| 10 | 85.5% | 88.19% | 88.59% | 87.43%
| 11 | 90.07% | 87.81% | 92.42% | 90.1%
| 12 | 90.78% | 91.68% | 92.64% | 91.7%
Cogeneration
| Month | 2017 | 2018 | 2019 | Average
| 1 | 76.56% | 82.97% | 88.11% | 82.55%
| 2 | 83.37% | 74.38% | 85.79% | 81.18%
| 3 | 74.77% | 74.77% | 86.63% | 78.73%
| 4 | 64.15% | 68.71% | 87.67% | 73.51%
| 5 | 77.41% | 80.1% | 81.94% | 79.82%
| 6 | 87.86% | 87.99% | 86.84% | 87.56%
| 7 | 85.75% | 80.81% | 86.81% | 84.46%
| 8 | 82.77% | 88.88% | 88.24% | 86.63%
| 9 | 84.81% | 78.86% | 86.1% | 83.26%
| 10 | 69.68% | 71.8% | 82.52% | 74.67%
| 11 | 82.71% | 74.57% | 90.53% | 82.6%
| 12 | 86.01% | 88.14% | 89.75% | 87.97%
Geothermal
| Month | 2017 | 2018 | 2019 | Average
| 1 | 96.59% | 93.94% | 98.38% | 96.3%
| 2 | 92.98% | 94.32% | 97.64% | 94.98%
| 3 | 85.05% | 90.32% | 94.75% | 90.04%
| 4 | 87.27% | 62.84% | 88.36% | 79.49%
| 5 | 80.28% | 71.41% | 94.86% | 82.18%
| 6 | 69.76% | 73.97% | 91.37% | 78.37%
| 7 | 84.11% | 90.99% | 93.87% | 89.66%
| 8 | 75.37% | 94.93% | 94.95% | 88.42%
| 9 | 77.89% | 93.16% | 91.05% | 87.37%
| 10 | 81.98% | 91.37% | 88.31% | 87.22%
| 11 | 93.04% | 95.05% | 97.34% | 95.14%
| 12 | 93.79% | 98.43% | 99.18% | 97.13%
Hydro
| Month | 2017 | 2018 | 2019 | Average
| 1 | 57.34% | 61.65% | 61.45% | 60.14%
| 2 | 67.34% | 64.72% | 63.18% | 65.08%
| 3 | 82.65% | 67.02% | 83.15% | 77.61%
| 4 | 76.73% | 71.57% | 77.76% | 75.36%
| 5 | 63.22% | 72.76% | 73.41% | 69.8%
| 6 | 76.74% | 71.81% | 68.07% | 72.21%
| 7 | 79.68% | 74.49% | 81.48% | 78.55%
| 8 | 72.33% | 70.23% | 72.78% | 71.78%
| 9 | 71.85% | 76.54% | 69.5% | 72.63%
| 10 | 64.19% | 69.76% | 69.18% | 67.71%
| 11 | 60.29% | 55.56% | 61.79% | 59.22%
| 12 | 74.53% | 59.2% | 66.6% | 66.77%
Please refer any questions regarding these tables to:
Simone Brant, CPUC, 415-703-5239, simone.brant@cpuc.ca.gov