2027 | 357 | 357-750R | Tier-2 | Tier-2---2 | 5--5 | 272 | 2 | 1439.7107 | 82.49% | 17.1% | 0.4096% | 2.5323 | 0 | 0 | 2.5323 | 0 | 2.3044 | 0.25196 | 9.1459 | 2.3044 | 0.25196 | 9.1459 | 2.5572 | 0.2796 | 9.1459 | 0.1759% | 0.171 | 0.17064 | 8419.2134 | 1423.2143 | 1353.8833 | 5642.1158 | 8422.3641 | 0 | 0 | 8422.3641 | 0.0005315%
2027 | 357 | CB 357 | Tier-3 | Tier-3---10 | 5--5 | 162 | 25 | 902.4975 | 73.58% | 26.03% | 0.3952% | 29.7175 | 0 | 0 | 29.7175 | 0 | 27.0425 | 3.1495 | 8.5863 | 27.0425 | 3.1495 | 8.5863 | 30.0095 | 3.4951 | 8.5863 | 3.293% | 0.12773 | 0.12202 | 7065.5334 | 866.3454 | 1820.4674 | 4378.7206 | 7152.9981 | 0 | 0 | 7152.9981 | 0.006238%
2027 | 358 | 358-1175F | Tier-2 | Tier-2---11 | 5--3 | 21 | 4 | 71.8528 | 77.22% | 22.39% | 0.388% | 3.0648 | 0 | 0 | 3.0648 | 0 | 2.7889 | 0.50392 | 5.5345 | 2.7889 | 0.50392 | 5.5345 | 3.0949 | 0.55921 | 5.5345 | 4.265% | 0.14195 | 0.13411 | 506.195 | 64.3327 | 105.8745 | 335.9879 | 512.9373 | 0 | 0 | 512.9373 | 0.0006433%
2027 | 358 | 358-682F | Tier-3 | Tier-3---3 | 5--5 | 344 | 66 | 3753.9781 | 86.22% | 13.57% | 0.2039% | 180.0938 | 0 | 0 | 180.0938 | 0 | 163.883 | 8.3147 | 19.7101 | 163.883 | 8.3147 | 19.7101 | 181.8638 | 9.2269 | 19.7101 | 4.797% | 0.54241 | 0.51223 | 6920.8673 | 1067.6333 | 861.2358 | 4991.9981 | 6977.0441 | 0 | 0 | 6977.0441 | 0.0378%
2027 | 358 | CB 358 | Tier-3 | Tier-3---15 | 5--4 | 21 | 2 | 699.283 | 2.295% | 97.69% | 0.01935% | 0.44332 | 0 | 0 | 0.44332 | 0 | 0.40342 | 0.25196 | 1.6011 | 0.40342 | 0.25196 | 1.6011 | 0.44768 | 0.2796 | 1.6011 | 0.0634% | 0.1387 | 0.13487 | 5041.5636 | 26.6978 | 4414.3494 | 600.5164 | 5181.4749 | 0 | 0 | 5181.4749 | 9.305e-05%
2027 | 393 | 393-14R | Tier-2 | Tier-2---10 | 5--4 | 76 | 41 | 777.0926 | 5.544% | 94.24% | 0.2191% | 6.7404 | 0 | 0 | 6.7404 | 0 | 6.1337 | 5.1652 | 1.1875 | 6.1337 | 5.1652 | 1.1875 | 6.8066 | 5.7319 | 1.1875 | 0.8674% | 0.10079 | 0.085024 | 7709.7876 | 115.9827 | 6667.436 | 926.369 | 9060.3877 | 0 | 0 | 9060.3877 | 0.001415%
2027 | 396 | 396-699R | Tier-2 | Tier-2---5 | 5--5 | 748 | 455 | 888.3486 | 59.21% | 39.34% | 1.447% | 92.7929 | 0 | 0 | 92.7929 | 0 | 84.4403 | 57.3208 | 1.4731 | 84.4403 | 57.3208 | 1.4731 | 93.7048 | 63.6099 | 1.4731 | 10.45% | 0.15664 | 0.12901 | 5671.3841 | 668.179 | 2146.3409 | 2856.8642 | 6166.8286 | 0 | 0 | 6166.8286 | 0.01948%
2027 | 396 | CB 396 | Tier-2 | Tier-2---11 | 5--4 | 145 | 5 | 591.9026 | 5.239% | 94.32% | 0.4451% | 0.31011 | 0 | 0 | 0.31011 | 0 | 0.2822 | 0.6299 | 0.448 | 0.2822 | 0.6299 | 0.448 | 0.31316 | 0.69901 | 0.448 | 0.05239% | 0.10036 | 0.099356 | 5897.7936 | 58.5391 | 5103.2719 | 735.9827 | 5954.2461 | 0 | 0 | 5954.2461 | 6.509e-05%
2027 | 411 | 411-30R | Tier-3 | Tier-3---6 | 5--5 | 856 | 83 | 1028.3805 | 90.72% | 7.641% | 1.643% | 26.2325 | 0 | 0 | 26.2325 | 0 | 23.8712 | 10.4563 | 2.2829 | 23.8712 | 10.4563 | 2.2829 | 26.4903 | 11.6036 | 2.2829 | 2.551% | 0.10309 | 0.10019 | 9975.2889 | 1901.318 | 929.458 | 7144.5129 | 10002.0837 | 0 | 0 | 10002.0837 | 0.005506%
2027 | 441 | 441-23R | Tier-3 | Tier-3---11 | 5--4 | 84 | 58 | 647.4088 | 86.44% | 13.14% | 0.4218% | 112.0585 | 0 | 0 | 112.0585 | 0 | 101.9717 | 7.3068 | 13.9557 | 101.9717 | 7.3068 | 13.9557 | 113.1598 | 8.1085 | 13.9557 | 17.31% | 0.54783 | 0.43813 | 1181.7687 | 148.5478 | 135.1005 | 898.1204 | 1221.8876 | 0 | 0 | 1221.8876 | 0.02352%
2027 | 449 | 449-693R | Tier-3 | Tier-3---9 | 5--5 | 165 | 1 | 869.7515 | 92.74% | 6.815% | 0.4405% | 1.4177 | 0 | 0 | 1.4177 | 0 | 1.2901 | 0.12598 | 10.2407 | 1.2901 | 0.12598 | 10.2407 | 1.4317 | 0.1398 | 10.2407 | 0.163% | 0.26107 | 0.26061 | 3331.4725 | 480.9166 | 218.7859 | 2631.7699 | 3331.8981 | 0 | 0 | 3331.8981 | 0.0002976%
2027 | 441 | 441-279R | Tier-3 | Tier-3---18 | 5--2 | 49 | 49 | 161.5568 | 69.39% | 29.65% | 0.9602% | 32.5116 | 0 | 0 | 32.5116 | 0 | 29.5851 | 6.173 | 4.7927 | 29.5851 | 6.173 | 4.7927 | 32.8311 | 6.8503 | 4.7927 | 20.12% | 0.53527 | 0.38004 | 301.8227 | 28.024 | 73.3421 | 200.4565 | 339.555 | 0 | 0 | 339.555 | 0.006824%
2027 | 441 | 441-27R | Tier-3 | Tier-3---9 | 5--4 | 133 | 21 | 878.0372 | 89.43% | 10.14% | 0.4287% | 35.9551 | 0 | 0 | 35.9551 | 0 | 32.7187 | 2.6456 | 12.3673 | 32.7187 | 2.6456 | 12.3673 | 36.3085 | 2.9358 | 12.3673 | 4.095% | 0.55752 | 0.53199 | 1574.8947 | 207.3126 | 146.5629 | 1221.0192 | 1582.883 | 0 | 0 | 1582.883 | 0.007547%
2027 | 441 | 441-30R | Tier-3 | Tier-3---9 | 5--4 | 101 | 1 | 950.7549 | 92.15% | 7.507% | 0.3471% | 2.5155 | 0 | 0 | 2.5155 | 0 | 2.2891 | 0.12598 | 18.17 | 2.2891 | 0.12598 | 18.17 | 2.5402 | 0.1398 | 18.17 | 0.2646% | 0.55519 | 0.5536 | 1712.4757 | 231.3815 | 120.1168 | 1360.9775 | 1712.863 | 0 | 0 | 1712.863 | 0.000528%
2027 | 441 | 441-30R | Tier-3 | Tier-3---9 | 5--4 | 101 | 90 | 950.7549 | 92.15% | 7.507% | 0.3471% | 226.3935 | 0 | 0 | 226.3935 | 0 | 206.015 | 11.3382 | 18.17 | 206.015 | 11.3382 | 18.17 | 228.6184 | 12.5822 | 18.17 | 23.81% | 0.55519 | 0.41172 | 1712.4757 | 231.3815 | 120.1168 | 1360.9775 | 1759.3439 | 0 | 0 | 1759.3439 | 0.04752%
2027 | 441 | CB 441 | Tier-3 | Tier-3---15 | 5--3 | 94 | 43 | 331.3843 | 80.16% | 18.98% | 0.8593% | 35.2387 | 0 | 0 | 35.2387 | 0 | 32.0667 | 5.4171 | 5.9195 | 32.0667 | 5.4171 | 5.9195 | 35.585 | 6.0115 | 5.9195 | 10.63% | 0.54555 | 0.47317 | 607.4359 | 49.8353 | 106.5497 | 451.0509 | 625.8702 | 0 | 0 | 625.8702 | 0.007397%
2027 | 442 | 442-46R | Tier-3 | Tier-3---19 | 5--1 | 3 | 3 | 85.0858 | 0.5117% | 99.4% | 0.08534% | 0.12627 | 0 | 0 | 0.12627 | 0 | 0.1149 | 0.37794 | 0.30402 | 0.1149 | 0.37794 | 0.30402 | 0.12751 | 0.41941 | 0.30402 | 0.1484% | 0.35092 | 0.24915 | 242.465 | 0.40496 | 218.5335 | 23.5266 | 340.9932 | 0 | 0 | 340.9932 | 2.65e-05%
2027 | 442 | 442-509R | Tier-3 | Tier-3---15 | 5--3 | 145 | 49 | 278.3023 | 54.83% | 44.11% | 1.062% | 14.9528 | 0 | 0 | 14.9528 | 0 | 13.6069 | 6.173 | 2.2043 | 13.6069 | 6.173 | 2.2043 | 15.0998 | 6.8503 | 2.2043 | 5.373% | 0.36954 | 0.33333 | 753.0994 | 59.1542 | 305.0958 | 388.8494 | 790.0624 | 0 | 0 | 790.0624 | 0.003139%
2027 | 442 | 442-525 | Tier-3 | Tier-3---18 | 5--2 | 144 | 71 | 299.6774 | 27.82% | 71.36% | 0.8189% | 11.9206 | 0 | 0 | 11.9206 | 0 | 10.8476 | 8.9446 | 1.2128 | 10.8476 | 8.9446 | 1.2128 | 12.0378 | 9.9259 | 1.2128 | 3.978% | 0.36155 | 0.30985 | 828.8663 | 34.3592 | 535.1133 | 259.3938 | 928.6845 | 0 | 0 | 928.6845 | 0.002502%
2027 | 442 | 442-728R | Tier-3 | Tier-3---5 | 5--5 | 763 | 160 | 2907.2477 | 55.16% | 44.36% | 0.4825% | 97.5227 | 0 | 0 | 97.5227 | 0 | 88.7444 | 20.1568 | 4.4027 | 88.7444 | 20.1568 | 4.4027 | 98.4812 | 22.3683 | 4.4027 | 3.354% | 0.35802 | 0.33625 | 8120.3954 | 853.7381 | 3313.1015 | 3953.5558 | 8356.1588 | 0 | 0 | 8356.1588 | 0.02047%
2027 | 442 | 442-729 | Tier-3 | Tier-3---15 | 5--3 | 54 | 24 | 182.1056 | 87.18% | 11.88% | 0.9486% | 20.4612 | 0 | 0 | 20.4612 | 0 | 18.6194 | 3.0235 | 6.1582 | 18.6194 | 3.0235 | 6.1582 | 20.6623 | 3.3552 | 6.1582 | 11.24% | 0.36059 | 0.31412 | 505.0174 | 48.5793 | 97.3314 | 359.1067 | 514.6004 | 0 | 0 | 514.6004 | 0.004295%
2027 | 442 | 442-780 | Tier-3 | Tier-3---19 | 5--1 | 73 | 26 | 89.5952 | 24.38% | 74.86% | 0.754% | 2.2563 | 0 | 0 | 2.2563 | 0 | 2.0532 | 3.2755 | 0.62684 | 2.0532 | 3.2755 | 0.62684 | 2.2785 | 3.6349 | 0.62684 | 2.518% | 0.34601 | 0.31027 | 258.9415 | 9.1784 | 175.8129 | 73.9502 | 281.4956 | 0 | 0 | 281.4956 | 0.0004736%
2027 | 445 | 445-1311R | Tier-3 | Tier-3---5 | 5--5 | 337 | 144 | 2047.0117 | 76.8% | 22.84% | 0.359% | 194.8096 | 0 | 0 | 194.8096 | 0 | 177.2741 | 18.1411 | 9.772 | 177.2741 | 18.1411 | 9.772 | 196.7242 | 20.1315 | 9.772 | 9.517% | 0.53792 | 0.47126 | 3805.4061 | 462.3517 | 801.0027 | 2542.0517 | 3930.2825 | 0 | 0 | 3930.2825 | 0.04089%
2027 | 445 | 445-1325F | Tier-2 | Tier-2---2 | 5--4 | 220 | 97 | 1447.5424 | 80.92% | 18.64% | 0.4376% | 149.7791 | 0 | 0 | 149.7791 | 0 | 136.2969 | 12.22 | 11.1536 | 136.2969 | 12.22 | 11.1536 | 151.2511 | 13.5608 | 11.1536 | 10.35% | 0.57356 | 0.50022 | 2523.7784 | 315.2588 | 429.2208 | 1779.2988 | 2594.3647 | 0 | 0 | 2594.3647 | 0.03144%
2027 | 445 | 445-17R | Tier-2 | Tier-2---8 | 5--3 | 97 | 36 | 440.7591 | 59.87% | 39.69% | 0.4369% | 28.4021 | 0 | 0 | 28.4021 | 0 | 25.8455 | 4.5353 | 5.6988 | 25.8455 | 4.5353 | 5.6988 | 28.6812 | 5.0329 | 5.6988 | 6.444% | 0.53426 | 0.47676 | 824.9822 | 74.1046 | 294.4492 | 456.4284 | 864.9105 | 0 | 0 | 864.9105 | 0.005962%
2027 | 445 | 445-39R | Tier-2 | Tier-2---5 | 5--4 | 246 | 1 | 1104.2716 | 59.42% | 40.16% | 0.4235% | 0.77353 | 0 | 0 | 0.77353 | 0 | 0.7039 | 0.12598 | 5.5874 | 0.7039 | 0.12598 | 5.5874 | 0.78113 | 0.1398 | 5.5874 | 0.07005% | 0.48997 | 0.48939 | 2253.7709 | 194.1003 | 866.8973 | 1192.7734 | 2254.8504 | 0 | 0 | 2254.8504 | 0.0001624%
2027 | 445 | 445-18R | Tier-2 | Tier-2---2 | 5--5 | 526 | 144 | 2423.1968 | 81.52% | 17.92% | 0.5628% | 156.829 | 0 | 0 | 156.829 | 0 | 142.7122 | 18.1411 | 7.8668 | 142.7122 | 18.1411 | 7.8668 | 158.3703 | 20.1315 | 7.8668 | 6.472% | 0.6048 | 0.55678 | 4006.6402 | 487.3751 | 662.1707 | 2857.0944 | 4070.4942 | 0 | 0 | 4070.4942 | 0.03292%
2027 | 445 | 445-19R | Tier-2 | Tier-2---8 | 5--3 | 238 | 147 | 654.5269 | 59.7% | 39.33% | 0.9775% | 69.9856 | 0 | 0 | 69.9856 | 0 | 63.686 | 18.519 | 3.4389 | 63.686 | 18.519 | 3.4389 | 70.6734 | 20.5509 | 3.4389 | 10.69% | 0.56527 | 0.46402 | 1157.9013 | 92.6902 | 418.9958 | 646.2153 | 1259.7324 | 0 | 0 | 1259.7324 | 0.01469%
2027 | 445 | 445-17R | Tier-2 | Tier-2---8 | 5--3 | 97 | 1 | 440.7591 | 59.87% | 39.69% | 0.4369% | 0.78895 | 0 | 0 | 0.78895 | 0 | 0.71793 | 0.12598 | 5.6988 | 0.71793 | 0.12598 | 5.6988 | 0.7967 | 0.1398 | 5.6988 | 0.179% | 0.53426 | 0.53267 | 824.9822 | 74.1046 | 294.4492 | 456.4284 | 825.9749 | 0 | 0 | 825.9749 | 0.0001656%
2027 | 445 | 445-39R | Tier-2 | Tier-2---5 | 5--4 | 246 | 125 | 1104.2716 | 59.42% | 40.16% | 0.4235% | 96.6914 | 0 | 0 | 96.6914 | 0 | 87.9878 | 15.7475 | 5.5874 | 87.9878 | 15.7475 | 5.5874 | 97.6416 | 17.4753 | 5.5874 | 8.756% | 0.48997 | 0.41777 | 2253.7709 | 194.1003 | 866.8973 | 1192.7734 | 2411.8298 | 0 | 0 | 2411.8298 | 0.0203%
2027 | 445 | 445-894R | Tier-2 | Tier-2---5 | 5--4 | 587 | 494 | 1498.1966 | 65.73% | 33.21% | 1.065% | 240.328 | 0 | 0 | 240.328 | 0 | 218.6952 | 62.234 | 3.5141 | 218.6952 | 62.234 | 3.5141 | 242.69 | 69.0622 | 3.5141 | 16.04% | 0.63526 | 0.48022 | 2358.411 | 194.1011 | 729.7847 | 1434.5253 | 2619.3618 | 0 | 0 | 2619.3618 | 0.05045%
2027 | 445 | 445-897R | Tier-2 | Tier-2---10 | 5--3 | 25 | 13 | 278.2745 | 86.91% | 12.87% | 0.2201% | 36.4714 | 0 | 0 | 36.4714 | 0 | 33.1884 | 1.6377 | 20.2648 | 33.1884 | 1.6377 | 20.2648 | 36.8298 | 1.8174 | 20.2648 | 13.11% | 0.75637 | 0.64231 | 367.9091 | 46.7882 | 51.285 | 269.8359 | 376.4602 | 0 | 0 | 376.4602 | 0.007655%
2027 | 448 | 448-724R | Tier-3 | Tier-3---18 | 5--2 | 202 | 29 | 255.0047 | 52.43% | 45.5% | 2.066% | 5.5667 | 0 | 0 | 5.5667 | 0 | 5.0656 | 3.6534 | 1.3865 | 5.0656 | 3.6534 | 1.3865 | 5.6214 | 4.0543 | 1.3865 | 2.183% | 0.55035 | 0.52744 | 463.3505 | 25.9997 | 195.8184 | 241.5324 | 472.9253 | 0 | 0 | 472.9253 | 0.001168%
2027 | 448 | 448-744R | Tier-3 | Tier-3---7 | 5--5 | 717 | 30 | 2370.1609 | 68.76% | 30.51% | 0.7221% | 19.7759 | 0 | 0 | 19.7759 | 0 | 17.9958 | 3.7794 | 4.7616 | 17.9958 | 3.7794 | 4.7616 | 19.9702 | 4.1941 | 4.7616 | 0.8344% | 0.49442 | 0.48842 | 4793.8402 | 492.7082 | 1356.6651 | 2944.4669 | 4812.233 | 0 | 0 | 4812.233 | 0.004151%
2027 | 448 | 448-9R | Tier-3 | Tier-3---9 | 5--4 | 413 | 9 | 1381.6742 | 73.74% | 25.5% | 0.7592% | 6.4387 | 0 | 0 | 6.4387 | 0 | 5.8591 | 1.1338 | 5.1676 | 5.8591 | 1.1338 | 5.1676 | 6.502 | 1.2582 | 5.1676 | 0.466% | 0.54394 | 0.5405 | 2540.1235 | 273.4783 | 621.4078 | 1645.2374 | 2544.3657 | 0 | 0 | 2544.3657 | 0.001351%
2027 | 449 | 449-13R | Tier-3 | Tier-3---7 | 5--5 | 557 | 194 | 1663.2464 | 62.39% | 36.97% | 0.6428% | 104.8148 | 0 | 0 | 104.8148 | 0 | 95.3801 | 24.4401 | 3.9026 | 95.3801 | 24.4401 | 3.9026 | 105.8449 | 27.1216 | 3.9026 | 6.302% | 0.28234 | 0.25382 | 5890.9135 | 610.6402 | 2022.1047 | 3258.1686 | 6139.835 | 0 | 0 | 6139.835 | 0.022%
2027 | 449 | 449-16R | Tier-3 | Tier-3---15 | 5--4 | 72 | 55 | 266.6482 | 83.41% | 16.04% | 0.5501% | 49.2676 | 0 | 0 | 49.2676 | 0 | 44.8328 | 6.9289 | 6.4704 | 44.8328 | 6.9289 | 6.4704 | 49.7518 | 7.6891 | 6.4704 | 18.48% | 0.23738 | 0.18479 | 1123.2928 | 151.839 | 170.3603 | 801.0935 | 1176.3379 | 0 | 0 | 1176.3379 | 0.01034%
2027 | 449 | 449-693R | Tier-3 | Tier-3---9 | 5--5 | 165 | 101 | 869.7515 | 92.74% | 6.815% | 0.4405% | 143.1917 | 0 | 0 | 143.1917 | 0 | 130.3025 | 12.724 | 10.2407 | 130.3025 | 12.724 | 10.2407 | 144.599 | 14.12 | 10.2407 | 16.46% | 0.26107 | 0.21473 | 3331.4725 | 480.9166 | 218.7859 | 2631.7699 | 3383.6428 | 0 | 0 | 3383.6428 | 0.03006%
2027 | 449 | 449-6R | Tier-3 | Tier-3---14 | 5--4 | 161 | 56 | 487.7509 | 79.3% | 20.07% | 0.6273% | 39.0161 | 0 | 0 | 39.0161 | 0 | 35.5041 | 7.0549 | 5.0326 | 35.5041 | 7.0549 | 5.0326 | 39.3995 | 7.8289 | 5.0326 | 7.999% | 0.24779 | 0.22279 | 1968.4202 | 236.5464 | 397.0448 | 1334.829 | 2014.1269 | 0 | 0 | 2014.1269 | 0.00819%
2027 | 463 | 463-1136F | Tier-2 | Tier-2---18 | 4--2 | 11 | 10 | 16.8212 | 86.42% | 11.45% | 2.121% | 3.8326 | 0 | 0 | 3.8326 | 0 | 3.4877 | 1.2598 | 2.7684 | 3.4877 | 1.2598 | 2.7684 | 3.8703 | 1.398 | 2.7684 | 22.78% | 0.060434 | 0.044501 | 278.3405 | 39.3529 | 30.6582 | 208.3293 | 291.8688 | 0 | 0 | 291.8688 | 0.0008045%
2027 | 463 | 463-1229 | Tier-2 | Tier-2---9 | 5--4 | 231 | 1 | 220.9596 | 94% | 3.511% | 2.487% | 0.26076 | 0 | 0 | 0.26076 | 0 | 0.23729 | 0.12598 | 1.8835 | 0.23729 | 0.12598 | 1.8835 | 0.26332 | 0.1398 | 1.8835 | 0.118% | 0.096723 | 0.096601 | 2284.4628 | 504.7537 | 115.6932 | 1664.0158 | 2284.635 | 0 | 0 | 2284.635 | 5.473e-05%
2027 | 470 | 470-40AE | Tier-2 | Tier-2---4 | 4--5 | 142 | 125 | 675.3424 | 87.26% | 12.19% | 0.553% | 150.4344 | 0 | 0 | 150.4344 | 0 | 136.8932 | 15.7475 | 8.693 | 136.8932 | 15.7475 | 8.693 | 151.9128 | 17.4753 | 8.693 | 22.28% | 0.091034 | 0.067795 | 7418.573 | 1155.6027 | 850.5498 | 5412.4205 | 7742.613 | 0 | 0 | 7742.613 | 0.03158%
2027 | 470 | 470-47R | Tier-3 | Tier-3---2 | 5--5 | 534 | 96 | 2012.6027 | 94.87% | 4.37% | 0.7559% | 99.5485 | 0 | 0 | 99.5485 | 0 | 90.5878 | 12.0941 | 7.4903 | 90.5878 | 12.0941 | 7.4903 | 100.5269 | 13.421 | 7.4903 | 4.946% | 0.16225 | 0.15379 | 12404.0406 | 2097.9829 | 564.7309 | 9741.3268 | 12439.0106 | 0 | 0 | 12439.0106 | 0.0209%
2027 | 791 | 791-419F | Tier-2 | Tier-2---5 | 5--5 | 141 | 1 | 638.6863 | 61.95% | 37.46% | 0.5934% | 0.81377 | 0 | 0 | 0.81377 | 0 | 0.74052 | 0.12598 | 5.8781 | 0.74052 | 0.12598 | 5.8781 | 0.82177 | 0.1398 | 5.8781 | 0.1274% | 0.11325 | 0.11302 | 5639.4744 | 649.4436 | 1934.52 | 3055.5108 | 5643.897 | 0 | 0 | 5643.897 | 0.0001708%
2027 | 470 | CB 470 | Tier-2 | Tier-2---6 | 5--5 | 381 | 48 | 1121.5891 | 72.77% | 26.47% | 0.763% | 29.8198 | 0 | 0 | 29.8198 | 0 | 27.1356 | 6.047 | 4.4874 | 27.1356 | 6.047 | 4.4874 | 30.1128 | 6.7105 | 4.4874 | 2.659% | 0.114 | 0.10983 | 9838.8116 | 1666.77 | 2557.3386 | 5614.703 | 9940.4034 | 0 | 0 | 9940.4034 | 0.006259%
2027 | 520 | 520-1489R | Tier-2 | Tier-2---8 | 5--5 | 408 | 14 | 662.1633 | 87.36% | 10.91% | 1.733% | 5.7563 | 0 | 0 | 5.7563 | 0 | 5.2381 | 1.7637 | 2.9699 | 5.2381 | 1.7637 | 2.9699 | 5.8128 | 1.9572 | 2.9699 | 0.8693% | 0.13822 | 0.13684 | 4790.7448 | 574.961 | 546.3603 | 3669.4236 | 4796.8314 | 0 | 0 | 4796.8314 | 0.001208%
2027 | 520 | 520-1525R | Tier-2 | Tier-2---8 | 5--5 | 145 | 43 | 360.0635 | 92.4% | 6.369% | 1.229% | 28.6129 | 0 | 0 | 28.6129 | 0 | 26.0373 | 5.4171 | 4.8065 | 26.0373 | 5.4171 | 4.8065 | 28.8941 | 6.0115 | 4.8065 | 7.947% | 0.099044 | 0.090526 | 3635.4035 | 686.7062 | 313.6705 | 2635.0268 | 3661.3917 | 0 | 0 | 3661.3917 | 0.006006%
2027 | 520 | 520-1902R | Tier-2 | Tier-2---9 | 4--4 | 408 | 22 | 295.4783 | 43.89% | 53.74% | 2.376% | 2.0278 | 0 | 0 | 2.0278 | 0 | 1.8453 | 2.7716 | 0.6658 | 1.8453 | 2.7716 | 0.6658 | 2.0478 | 3.0756 | 0.6658 | 0.6863% | 0.058932 | 0.05801 | 5013.9026 | 463.7784 | 2584.0113 | 1966.1129 | 5058.5954 | 0 | 0 | 5058.5954 | 0.0004256%
2027 | 521 | 521-14R | Tier-3 | Tier-3---5 | 5--5 | 315 | 12 | 1719.0003 | 78.65% | 20.86% | 0.4907% | 14.9358 | 0 | 0 | 14.9358 | 0 | 13.5914 | 1.5118 | 8.9905 | 13.5914 | 1.5118 | 8.9905 | 15.0826 | 1.6776 | 8.9905 | 0.8689% | 0.27097 | 0.26797 | 6343.9843 | 812.9811 | 1238.2176 | 4292.7856 | 6359.1166 | 0 | 0 | 6359.1166 | 0.003135%
2027 | 521 | 521-1819R | Tier-2 | Tier-2---9 | 4--5 | 199 | 101 | 223.8855 | 62.17% | 36.25% | 1.574% | 20.4874 | 0 | 0 | 20.4874 | 0 | 18.6433 | 12.724 | 1.4652 | 18.6433 | 12.724 | 1.4652 | 20.6888 | 14.12 | 1.4652 | 9.151% | 0.043667 | 0.03724 | 5127.1322 | 737.124 | 1856.4943 | 2533.514 | 5461.866 | 0 | 0 | 5461.866 | 0.0043%
2027 | 521 | 521-1856R | Tier-3 | Tier-3---6 | 5--5 | 335 | 3 | 1212.5663 | 84.9% | 14.39% | 0.7143% | 2.6735 | 0 | 0 | 2.6735 | 0 | 2.4329 | 0.37794 | 6.4373 | 2.4329 | 0.37794 | 6.4373 | 2.6998 | 0.41941 | 6.4373 | 0.2205% | 0.15411 | 0.15371 | 7868.3195 | 1087.4875 | 1070.4078 | 5710.4242 | 7871.4131 | 0 | 0 | 7871.4131 | 0.0005612%
2027 | 521 | 521-18R | Tier-3 | Tier-3---6 | 4--5 | 307 | 1 | 1129.9866 | 95.19% | 4.09% | 0.7206% | 1.0161 | 0 | 0 | 1.0161 | 0 | 0.92461 | 0.12598 | 7.3393 | 0.92461 | 0.12598 | 7.3393 | 1.0261 | 0.1398 | 7.3393 | 0.08992% | 0.071321 | 0.071254 | 15843.6289 | 2470.7432 | 733.9331 | 12638.9526 | 15844.3496 | 0 | 0 | 15844.3496 | 0.0002133%
2027 | 521 | 521-18R | Tier-3 | Tier-3---6 | 4--5 | 307 | 165 | 1129.9866 | 95.19% | 4.09% | 0.7206% | 167.6512 | 0 | 0 | 167.6512 | 0 | 152.5603 | 20.7867 | 7.3393 | 152.5603 | 20.7867 | 7.3393 | 169.2988 | 23.0673 | 7.3393 | 14.84% | 0.071321 | 0.060205 | 15843.6289 | 2470.7432 | 733.9331 | 12638.9526 | 15984.3512 | 0 | 0 | 15984.3512 | 0.03519%
2027 | 521 | 521-27R | Tier-2 | Tier-2---3 | 4--5 | 358 | 70 | 810.4848 | 91.73% | 7.398% | 0.8745% | 42.1559 | 0 | 0 | 42.1559 | 0 | 38.3613 | 8.8186 | 4.3501 | 38.3613 | 8.8186 | 4.3501 | 42.5702 | 9.7861 | 4.3501 | 5.201% | 0.063668 | 0.060057 | 12729.941 | 2154.4423 | 1058.961 | 9516.5377 | 12793.2431 | 0 | 0 | 12793.2431 | 0.008849%
2027 | 521 | 521-27R | Tier-2 | Tier-2---3 | 4--5 | 358 | 1 | 810.4848 | 91.73% | 7.398% | 0.8745% | 0.60223 | 0 | 0 | 0.60223 | 0 | 0.54802 | 0.12598 | 4.3501 | 0.54802 | 0.12598 | 4.3501 | 0.60815 | 0.1398 | 4.3501 | 0.0743% | 0.063668 | 0.063616 | 12729.941 | 2154.4423 | 1058.961 | 9516.5377 | 12730.7947 | 0 | 0 | 12730.7947 | 0.0001264%
2027 | 521 | 521-700R | Tier-2 | Tier-2---3 | 4--5 | 437 | 135 | 1225.9943 | 93.19% | 6.054% | 0.7541% | 102.3571 | 0 | 0 | 102.3571 | 0 | 93.1435 | 17.0073 | 5.4767 | 93.1435 | 17.0073 | 5.4767 | 103.363 | 18.8733 | 5.4767 | 8.349% | 0.074421 | 0.067753 | 16473.8564 | 2889.9121 | 1156.3836 | 12427.5607 | 16584.219 | 0 | 0 | 16584.219 | 0.02148%
2027 | 521 | CB 521 | Tier-2 | Tier-2---20 | 3--1 | 14 | 10 | 11.4145 | 12.51% | 85.49% | 2% | 0.29573 | 0 | 0 | 0.29573 | 0 | 0.26911 | 1.2598 | 0.21361 | 0.26911 | 1.2598 | 0.21361 | 0.29863 | 1.398 | 0.21361 | 2.591% | 0.025917 | 0.020548 | 440.4321 | 3.6709 | 389.1723 | 47.5888 | 541.108 | 0 | 0 | 541.108 | 6.207e-05%
2027 | 522 | 522-34 | Tier-2 | Tier-2---16 | 4--3 | 64 | 8 | 77.0016 | 18.51% | 79.83% | 1.663% | 0.51656 | 0 | 0 | 0.51656 | 0 | 0.47006 | 1.0078 | 0.46641 | 0.47006 | 1.0078 | 0.46641 | 0.52164 | 1.1184 | 0.46641 | 0.6708% | 0.030009 | 0.028921 | 2565.9512 | 64.6552 | 2012.714 | 488.582 | 2644.6047 | 0 | 0 | 2644.6047 | 0.0001084%
2027 | 522 | 522-34 | Tier-2 | Tier-2---16 | 4--3 | 64 | 26 | 77.0016 | 18.51% | 79.83% | 1.663% | 1.6788 | 0 | 0 | 1.6788 | 0 | 1.5277 | 3.2755 | 0.46641 | 1.5277 | 3.2755 | 0.46641 | 1.6953 | 3.6349 | 0.46641 | 2.18% | 0.030009 | 0.026474 | 2565.9512 | 64.6552 | 2012.714 | 488.582 | 2845.2086 | 0 | 0 | 2845.2086 | 0.0003524%
2027 | 523 | CB 523 | Tier-2 | Tier-2---13 | 4--4 | 259 | 6 | 222.6972 | 15.76% | 82.25% | 1.985% | 0.23582 | 0 | 0 | 0.23582 | 0 | 0.21459 | 0.75588 | 0.28389 | 0.21459 | 0.75588 | 0.28389 | 0.23813 | 0.83881 | 0.28389 | 0.1059% | 0.044603 | 0.044303 | 4992.8754 | 164.6768 | 3992.464 | 835.7347 | 5021.3224 | 0 | 0 | 5021.3224 | 4.95e-05%
2027 | 231 | 231-1136R | Tier-2 | Tier-2---7 | 4--5 | 357 | 1 | 532.5953 | 91.49% | 6.883% | 1.625% | 0.39583 | 0 | 0 | 0.39583 | 0 | 0.3602 | 0.12598 | 2.8592 | 0.3602 | 0.12598 | 2.8592 | 0.39972 | 0.1398 | 2.8592 | 0.07432% | 0.054655 | 0.05461 | 9744.7482 | 1528.1869 | 1244.2736 | 6972.2877 | 9745.4222 | 0 | 0 | 9745.4222 | 8.309e-05%
2027 | 522 | 522-36 | Tier-2 | Tier-2---16 | 4--3 | 93 | 41 | 95.5847 | 7.342% | 91.11% | 1.546% | 0.89721 | 0 | 0 | 0.89721 | 0 | 0.81645 | 5.1652 | 0.15807 | 0.81645 | 5.1652 | 0.15807 | 0.90603 | 5.7319 | 0.15807 | 0.9387% | 0.031092 | 0.027117 | 3074.2923 | 36.1538 | 2591.8703 | 446.2683 | 3491.869 | 0 | 0 | 3491.869 | 0.0001883%
2027 | 522 | 522-38R | Tier-2 | Tier-2---6 | 4--5 | 606 | 1 | 1016.2869 | 80.7% | 18.11% | 1.19% | 0.39249 | 0 | 0 | 0.39249 | 0 | 0.35716 | 0.12598 | 2.835 | 0.35716 | 0.12598 | 2.835 | 0.39635 | 0.1398 | 2.835 | 0.03862% | 0.088602 | 0.08856 | 11470.2225 | 2251.3608 | 2088.2887 | 7130.573 | 11471.2822 | 0 | 0 | 11471.2822 | 8.238e-05%
2027 | 522 | 522-38R | Tier-2 | Tier-2---6 | 4--5 | 606 | 353 | 1016.2869 | 80.7% | 18.11% | 1.19% | 138.5482 | 0 | 0 | 138.5482 | 0 | 126.077 | 44.4709 | 2.835 | 126.077 | 44.4709 | 2.835 | 139.9099 | 49.3501 | 2.835 | 13.63% | 0.088602 | 0.073635 | 11470.2225 | 2251.3608 | 2088.2887 | 7130.573 | 11920.1516 | 0 | 0 | 11920.1516 | 0.02908%
2027 | 521 | 521-1819R | Tier-2 | Tier-2---9 | 4--5 | 199 | 1 | 223.8855 | 62.17% | 36.25% | 1.574% | 0.20285 | 0 | 0 | 0.20285 | 0 | 0.18459 | 0.12598 | 1.4652 | 0.18459 | 0.12598 | 1.4652 | 0.20484 | 0.1398 | 1.4652 | 0.0906% | 0.043667 | 0.043603 | 5127.1322 | 737.124 | 1856.4943 | 2533.514 | 5129.9627 | 0 | 0 | 5129.9627 | 4.258e-05%
2027 | 522 | CB 522 | Tier-2 | Tier-2---9 | 4--5 | 253 | 129 | 287.6477 | 61.65% | 36.8% | 1.551% | 26.2231 | 0 | 0 | 26.2231 | 0 | 23.8627 | 16.2514 | 1.4683 | 23.8627 | 16.2514 | 1.4683 | 26.4808 | 18.0345 | 1.4683 | 9.116% | 0.049006 | 0.04176 | 5869.6662 | 552.6079 | 2337.7067 | 2979.3516 | 6260.2375 | 0 | 0 | 6260.2375 | 0.005504%
2027 | 523 | 523-31AE | Tier-2 | Tier-2---14 | 4--4 | 199 | 38 | 275.1089 | 4.221% | 94.59% | 1.185% | 0.64299 | 0 | 0 | 0.64299 | 0 | 0.58511 | 4.7872 | 0.12222 | 0.58511 | 4.7872 | 0.12222 | 0.64931 | 5.3125 | 0.12222 | 0.2337% | 0.037419 | 0.035347 | 7352.039 | 68.2792 | 6334.1642 | 949.5956 | 7764.8489 | 0 | 0 | 7764.8489 | 0.000135%
2027 | 523 | CB 523 | Tier-2 | Tier-2---13 | 4--4 | 259 | 104 | 222.6972 | 15.76% | 82.25% | 1.985% | 4.0875 | 0 | 0 | 4.0875 | 0 | 3.7195 | 13.1019 | 0.28389 | 3.7195 | 13.1019 | 0.28389 | 4.1276 | 14.5394 | 0.28389 | 1.835% | 0.044603 | 0.039409 | 4992.8754 | 164.6768 | 3992.464 | 835.7347 | 5547.1933 | 0 | 0 | 5547.1933 | 0.000858%
2027 | 594 | 594-1379F | Tier-2 | Tier-2---17 | 1--5 | 9 | 9 | 10.6264 | 97.33% | 0% | 2.675% | 2.9992 | 0 | 0 | 2.9992 | 0 | 2.7292 | 1.1338 | 2.4071 | 2.7292 | 1.1338 | 2.4071 | 3.0287 | 1.2582 | 2.4071 | 28.22% | 0.0021822 | 0.0015494 | 4869.5729 | 1396.0349 | 121.0441 | 3352.4938 | 4922.7772 | 0 | 0 | 4922.7772 | 0.0006295%
2027 | 597 | 597-595 | Tier-2 | Tier-2---1 | 5--5 | 398 | 303 | 2598.8794 | 68.57% | 30.98% | 0.4453% | 393.4497 | 0 | 0 | 393.4497 | 0 | 358.0339 | 38.1719 | 9.3795 | 358.0339 | 38.1719 | 9.3795 | 397.3165 | 42.36 | 9.3795 | 15.14% | 0.15307 | 0.11927 | 16978.8381 | 2723.3618 | 4869.9544 | 9385.5219 | 18490.7425 | 0 | 0 | 18490.7425 | 0.08259%
2027 | 599 | 599-19R | Tier-2 | Tier-2---1 | 5--5 | 753 | 514 | 2814.0812 | 94.6% | 4.701% | 0.7012% | 526.9669 | 0 | 0 | 526.9669 | 0 | 479.5327 | 64.7536 | 7.4055 | 479.5327 | 64.7536 | 7.4055 | 532.1459 | 71.8582 | 7.4055 | 18.73% | 0.15161 | 0.1216 | 18560.9002 | 2880.2053 | 906.7756 | 14773.9194 | 18808.3834 | 0 | 0 | 18808.3834 | 0.1106%
2027 | 859 | 859-42R | Tier-2 | Tier-2---3 | 4--5 | 557 | 1 | 1138.7404 | 98.96% | 0% | 1.04% | 0.58671 | 0 | 0 | 0.58671 | 0 | 0.5339 | 0.12598 | 4.238 | 0.5339 | 0.12598 | 4.238 | 0.59248 | 0.1398 | 4.238 | 0.05152% | 0.067132 | 0.067097 | 16962.7575 | 2757.3465 | 237.2903 | 13968.1207 | 16962.8494 | 0 | 0 | 16962.8494 | 0.0001232%
2027 | 599 | CB 599 | Tier-2 | Tier-2---4 | 4--5 | 369 | 106 | 599.9379 | 98.66% | 0% | 1.337% | 49.3102 | 0 | 0 | 49.3102 | 0 | 44.8716 | 13.3539 | 3.3602 | 44.8716 | 13.3539 | 3.3602 | 49.7948 | 14.819 | 3.3602 | 8.219% | 0.043095 | 0.039505 | 13921.4169 | 2931.9396 | 582.1864 | 10407.2909 | 13938.3364 | 0 | 0 | 13938.3364 | 0.01035%
2027 | 770 | 770-259R | Tier-2 | Tier-2---17 | 2--3 | 24 | 20 | 10.9444 | 90.49% | 1.971% | 7.54% | 2.3933 | 0 | 0 | 2.3933 | 0 | 2.1779 | 2.5196 | 0.86439 | 2.1779 | 2.5196 | 0.86439 | 2.4169 | 2.796 | 0.86439 | 21.87% | 0.010605 | 0.0080423 | 1031.9841 | 188.7755 | 88.8418 | 754.3668 | 1063.2626 | 0 | 0 | 1063.2626 | 0.0005024%
2027 | 776 | CB 776 | Tier-2 | Tier-2---18 | 3--3 | 53 | 1 | 19.7396 | 79.97% | 11.02% | 9.01% | 0.086379 | 0 | 0 | 0.086379 | 0 | 0.078604 | 0.12598 | 0.62394 | 0.078604 | 0.12598 | 0.62394 | 0.087228 | 0.1398 | 0.62394 | 0.4376% | 0.014982 | 0.0149 | 1317.5724 | 201.6613 | 223.1115 | 892.7996 | 1319.0241 | 0 | 0 | 1319.0241 | 1.813e-05%
2027 | 776 | CB 776 | Tier-2 | Tier-2---18 | 3--3 | 53 | 39 | 19.7396 | 79.97% | 11.02% | 9.01% | 3.3688 | 0 | 0 | 3.3688 | 0 | 3.0655 | 4.9132 | 0.62394 | 3.0655 | 4.9132 | 0.62394 | 3.4019 | 5.4523 | 0.62394 | 17.07% | 0.014982 | 0.011785 | 1317.5724 | 201.6613 | 223.1115 | 892.7996 | 1389.1543 | 0 | 0 | 1389.1543 | 0.0007071%
2027 | 788 | 788-34R | Tier-2 | Tier-2---6 | 5--5 | 521 | 33 | 1602.6496 | 68.44% | 30.89% | 0.6716% | 20.1471 | 0 | 0 | 20.1471 | 0 | 18.3336 | 4.1573 | 4.4099 | 18.3336 | 4.1573 | 4.4099 | 20.3452 | 4.6135 | 4.4099 | 1.257% | 0.12404 | 0.12177 | 12920.0508 | 2335.3392 | 3828.2096 | 6756.5021 | 12996.3548 | 0 | 0 | 12996.3548 | 0.004229%
2027 | 788 | CB 788 | Tier-2 | Tier-2---2 | 5--5 | 708 | 24 | 1509.6378 | 72.67% | 26.38% | 0.9544% | 10.7839 | 0 | 0 | 10.7839 | 0 | 9.8132 | 3.0235 | 3.2456 | 9.8132 | 3.0235 | 3.2456 | 10.8899 | 3.3552 | 3.2456 | 0.7143% | 0.14181 | 0.14042 | 10645.451 | 1766.7834 | 2805.5671 | 6073.1005 | 10674.3408 | 0 | 0 | 10674.3408 | 0.002264%
2027 | 791 | 791-419F | Tier-2 | Tier-2---5 | 5--5 | 141 | 11 | 638.6863 | 61.95% | 37.46% | 0.5934% | 8.9514 | 0 | 0 | 8.9514 | 0 | 8.1457 | 1.3858 | 5.8781 | 8.1457 | 1.3858 | 5.8781 | 9.0394 | 1.5378 | 5.8781 | 1.402% | 0.11325 | 0.11069 | 5639.4744 | 649.4436 | 1934.52 | 3055.5108 | 5689.1468 | 0 | 0 | 5689.1468 | 0.001879%
2027 | 835 | 835-10F | Tier-2 | Tier-2---19 | 1--4 | 13 | 6 | 3.5155 | 95.99% | 0% | 4.014% | 0.45165 | 0 | 0 | 0.45165 | 0 | 0.411 | 0.75588 | 0.54373 | 0.411 | 0.75588 | 0.54373 | 0.45609 | 0.83881 | 0.54373 | 12.85% | 0.0010446 | 0.00090478 | 3365.4208 | 527.6091 | 131.7666 | 2706.0451 | 3386.2948 | 0 | 0 | 3386.2948 | 9.48e-05%
2027 | 835 | 835-11F | Tier-2 | Tier-2---15 | 1--5 | 17 | 17 | 29.5331 | 98.28% | 0% | 1.716% | 8.4176 | 0 | 0 | 8.4176 | 0 | 7.6599 | 2.1417 | 3.5766 | 7.6599 | 2.1417 | 3.5766 | 8.5003 | 2.3766 | 3.5766 | 28.5% | 0.0041866 | 0.0029725 | 7054.2016 | 1691.248 | 112.5867 | 5250.3669 | 7103.6589 | 0 | 0 | 7103.6589 | 0.001767%
2027 | 835 | CB 835 | Tier-2 | Tier-2---17 | 1--5 | 12 | 8 | 10.4449 | 97.71% | 0% | 2.289% | 1.9731 | 0 | 0 | 1.9731 | 0 | 1.7955 | 1.0078 | 1.7816 | 1.7955 | 1.0078 | 1.7816 | 1.9925 | 1.1184 | 1.7816 | 18.89% | 0.0017112 | 0.0013804 | 6103.8249 | 1270.1971 | 131.1199 | 4702.5079 | 6137.3037 | 0 | 0 | 6137.3037 | 0.0004142%
2027 | 840 | 840-308F | Tier-2 | Tier-2---13 | 4--4 | 16 | 5 | 43.5719 | 95.47% | 3.384% | 1.143% | 3.77 | 0 | 0 | 3.77 | 0 | 3.4306 | 0.6299 | 5.4463 | 3.4306 | 0.6299 | 5.4463 | 3.807 | 0.69901 | 5.4463 | 8.652% | 0.063249 | 0.057517 | 688.8919 | 152.3879 | 26.757 | 509.7471 | 691.9995 | 0 | 0 | 691.9995 | 0.0007913%
2027 | 859 | 859-42R | Tier-2 | Tier-2---3 | 4--5 | 557 | 31 | 1138.7404 | 98.96% | 0% | 1.04% | 18.1881 | 0 | 0 | 18.1881 | 0 | 16.551 | 3.9054 | 4.238 | 16.551 | 3.9054 | 4.238 | 18.3669 | 4.3339 | 4.238 | 1.597% | 0.067132 | 0.066048 | 16962.7575 | 2757.3465 | 237.2903 | 13968.1207 | 16965.6519 | 0 | 0 | 16965.6519 | 0.003818%
2027 | 920 | 920-1342R | Tier-3 | Tier-3---12 | 4--5 | 131 | 83 | 408.8204 | 94.62% | 4.403% | 0.9773% | 71.0751 | 0 | 0 | 71.0751 | 0 | 64.6774 | 10.4563 | 6.1855 | 64.6774 | 10.4563 | 6.1855 | 71.7736 | 11.6036 | 6.1855 | 17.39% | 0.068604 | 0.055999 | 5959.0983 | 1229.6301 | 289.5515 | 4439.9167 | 6031.2739 | 0 | 0 | 6031.2739 | 0.01492%
2027 | 921 | 921-800F | Tier-2 | Tier-2---7 | 4--5 | 252 | 10 | 650.3067 | 29.95% | 69.36% | 0.6872% | 2.2417 | 0 | 0 | 2.2417 | 0 | 2.0399 | 1.2598 | 1.6193 | 2.0399 | 1.2598 | 1.6193 | 2.2638 | 1.398 | 1.6193 | 0.3447% | 0.065336 | 0.064584 | 9953.2373 | 702.3415 | 6282.5542 | 2968.3417 | 10034.402 | 0 | 0 | 10034.402 | 0.0004705%
2027 | 928 | CB 928 | Tier-2 | Tier-2---7 | 4--5 | 62 | 17 | 505.3794 | 35.21% | 64.4% | 0.3975% | 14.1477 | 0 | 0 | 14.1477 | 0 | 12.8742 | 2.1417 | 6.0113 | 12.8742 | 2.1417 | 6.0113 | 14.2868 | 2.3766 | 6.0113 | 2.799% | 0.057199 | 0.05265 | 8835.5199 | 595.4493 | 5398.0775 | 2841.9931 | 9330.0671 | 0 | 0 | 9330.0671 | 0.00297%
2027 | 968 | 968-476F | Tier-2 | Tier-2---17 | 3--3 | 44 | 12 | 17.6086 | 89.28% | 2.69% | 8.028% | 1.2434 | 0 | 0 | 1.2434 | 0 | 1.1315 | 1.5118 | 0.74846 | 1.1315 | 1.5118 | 0.74846 | 1.2556 | 1.6776 | 0.74846 | 7.061% | 0.015315 | 0.014104 | 1149.748 | 271.1398 | 111.0595 | 767.5487 | 1160.3313 | 0 | 0 | 1160.3313 | 0.000261%
2027 | 973 | 973-1226R | Tier-3 | Tier-3---10 | 5--5 | 194 | 74 | 738.9301 | 81.66% | 17.71% | 0.6284% | 66.7515 | 0 | 0 | 66.7515 | 0 | 60.743 | 9.3225 | 6.5157 | 60.743 | 9.3225 | 6.5157 | 67.4076 | 10.3453 | 6.5157 | 9.034% | 0.13989 | 0.12442 | 5282.0414 | 696.4842 | 883.7073 | 3701.85 | 5402.5033 | 0 | 0 | 5402.5033 | 0.01401%
2027 | 973 | 973-626R | Tier-3 | Tier-3---7 | 5--5 | 199 | 76 | 933.998 | 86.55% | 12.73% | 0.7172% | 89.533 | 0 | 0 | 89.533 | 0 | 81.4738 | 9.5745 | 8.5095 | 81.4738 | 9.5745 | 8.5095 | 90.413 | 10.625 | 8.5095 | 9.586% | 0.1523 | 0.13543 | 6132.6277 | 944.3399 | 738.3045 | 4449.9833 | 6235.3416 | 0 | 0 | 6235.3416 | 0.01879%
2027 | 240 | 240-2032R | Tier-3 | Tier-3---12 | 5--5 | 344 | 1 | 650.049 | 82.45% | 16.15% | 1.395% | 0.45185 | 0 | 0 | 0.45185 | 0 | 0.41118 | 0.12598 | 3.2638 | 0.41118 | 0.12598 | 3.2638 | 0.45629 | 0.1398 | 3.2638 | 0.06951% | 0.12278 | 0.12267 | 5294.5591 | 720.5691 | 843.0129 | 3730.977 | 5295.3429 | 0 | 0 | 5295.3429 | 9.484e-05%
2027 | 973 | 973-1226R | Tier-3 | Tier-3---10 | 5--5 | 194 | 1 | 738.9301 | 81.66% | 17.71% | 0.6284% | 0.90205 | 0 | 0 | 0.90205 | 0 | 0.82085 | 0.12598 | 6.5157 | 0.82085 | 0.12598 | 6.5157 | 0.91091 | 0.1398 | 6.5157 | 0.1221% | 0.13989 | 0.13969 | 5282.0414 | 696.4842 | 883.7073 | 3701.85 | 5283.4914 | 0 | 0 | 5283.4914 | 0.0001893%
2027 | 974 | 974-23R | Tier-3 | Tier-3---11 | 5--5 | 389 | 305 | 770.0113 | 72.03% | 26.78% | 1.193% | 126.1042 | 0 | 0 | 126.1042 | 0 | 114.7531 | 38.4238 | 2.9865 | 114.7531 | 38.4238 | 2.9865 | 127.3435 | 42.6396 | 2.9865 | 16.38% | 0.16472 | 0.12727 | 4674.6625 | 542.8961 | 1175.2982 | 2956.4682 | 5059.5195 | 0 | 0 | 5059.5195 | 0.02647%
2027 | 974 | 974-715R | Tier-3 | Tier-3---6 | 5--5 | 134 | 16 | 765.8632 | 95.89% | 3.616% | 0.4898% | 25.4306 | 0 | 0 | 25.4306 | 0 | 23.1415 | 2.0157 | 11.4808 | 23.1415 | 2.0157 | 11.4808 | 25.6805 | 2.2368 | 11.4808 | 3.321% | 0.14069 | 0.13582 | 5443.6999 | 833.249 | 274.7582 | 4335.6927 | 5451.7168 | 0 | 0 | 5451.7168 | 0.005338%
2027 | 991 | 991-1 | Tier-2 | Tier-2---12 | 4--5 | 29 | 2 | 269.0349 | 22.26% | 77.39% | 0.3477% | 1.198 | 0 | 0 | 1.198 | 0 | 1.0902 | 0.25196 | 4.3267 | 1.0902 | 0.25196 | 4.3267 | 1.2098 | 0.2796 | 4.3267 | 0.4453% | 0.034773 | 0.034077 | 7736.9795 | 537.9923 | 5445.2245 | 1753.7627 | 7859.7216 | 0 | 0 | 7859.7216 | 0.0002515%
2027 | 991 | 991-1206R | Tier-2 | Tier-2---4 | 4--5 | 164 | 103 | 580.6091 | 98.3% | 0.7633% | 0.9388% | 103.9489 | 0 | 0 | 103.9489 | 0 | 94.592 | 12.9759 | 7.2898 | 94.592 | 12.9759 | 7.2898 | 104.9705 | 14.3996 | 7.2898 | 17.9% | 0.063785 | 0.052168 | 9102.5384 | 2181.358 | 136.565 | 6784.6154 | 9137.04 | 0 | 0 | 9137.04 | 0.02182%
2027 | 1001 | 1001-1814AE | Tier-2 | Tier-2---11 | 5--3 | 10 | 2 | 47.9998 | 92.92% | 6.426% | 0.6525% | 2.5869 | 0 | 0 | 2.5869 | 0 | 2.3541 | 0.25196 | 9.343 | 2.3541 | 0.25196 | 9.343 | 2.6123 | 0.2796 | 9.343 | 5.389% | 0.094213 | 0.088748 | 509.4829 | 78.1654 | 33.1388 | 398.1787 | 511.7034 | 0 | 0 | 511.7034 | 0.000543%
2027 | 1001 | 1001-1820F | Tier-2 | Tier-2---5 | 5--5 | 146 | 49 | 829.5199 | 57.26% | 42.23% | 0.5113% | 46.2309 | 0 | 0 | 46.2309 | 0 | 42.0695 | 6.173 | 6.8151 | 42.0695 | 6.173 | 6.8151 | 46.6852 | 6.8503 | 6.8151 | 5.573% | 0.12846 | 0.11596 | 6457.4377 | 610.0184 | 2517.829 | 3329.5903 | 6755.0078 | 0 | 0 | 6755.0078 | 0.009704%
2027 | 1006 | 1006-829F | Tier-2 | Tier-2---15 | 1--5 | 10 | 10 | 17.7536 | 98.49% | 0% | 1.506% | 5.071 | 0 | 0 | 5.071 | 0 | 4.6145 | 1.2598 | 3.6629 | 4.6145 | 1.2598 | 3.6629 | 5.1208 | 1.398 | 3.6629 | 28.56% | 0.0022112 | 0.00157 | 8028.9403 | 1624.4298 | 111.3505 | 6293.1601 | 8078.3416 | 0 | 0 | 8078.3416 | 0.001064%
2027 | 1023 | 1023-200R | Tier-2 | Tier-2---5 | 4--5 | 82 | 40 | 340.3967 | 93.71% | 5.554% | 0.7407% | 45.1227 | 0 | 0 | 45.1227 | 0 | 41.0611 | 5.0392 | 8.1483 | 41.0611 | 5.0392 | 8.1483 | 45.5662 | 5.5921 | 8.1483 | 13.26% | 0.083115 | 0.071357 | 4095.5104 | 628.6418 | 234.4876 | 3232.381 | 4137.9865 | 0 | 0 | 4137.9865 | 0.009471%
2027 | 1023 | 1023-46AE | Tier-2 | Tier-2---2 | 5--5 | 469 | 141 | 1480.046 | 74.84% | 24.29% | 0.8655% | 96.5754 | 0 | 0 | 96.5754 | 0 | 87.8823 | 17.7632 | 4.9474 | 87.8823 | 17.7632 | 4.9474 | 97.5245 | 19.7121 | 4.9474 | 6.525% | 0.13914 | 0.127 | 10637.4667 | 1301.0798 | 2440.2216 | 6896.1652 | 10893.0729 | 0 | 0 | 10893.0729 | 0.02027%
2027 | 1039 | 1039-13 | Tier-2 | Tier-2---3 | 5--5 | 534 | 13 | 2056.5259 | 80.69% | 18.74% | 0.569% | 11.7155 | 0 | 0 | 11.7155 | 0 | 10.6609 | 1.6377 | 6.5095 | 10.6609 | 1.6377 | 6.5095 | 11.8306 | 1.8174 | 6.5095 | 0.5697% | 0.1351 | 0.13415 | 15222.1821 | 2652.795 | 2719.3692 | 9850.0179 | 15243.0805 | 0 | 0 | 15243.0805 | 0.002459%
2027 | 1073 | 1073-872F | Tier-2 | Tier-2---20 | 3--2 | 16 | 12 | 7.9014 | 70.78% | 23.83% | 5.396% | 1.2163 | 0 | 0 | 1.2163 | 0 | 1.1068 | 1.5118 | 0.73215 | 1.1068 | 1.5118 | 0.73215 | 1.2283 | 1.6776 | 0.73215 | 15.39% | 0.018584 | 0.014542 | 425.1621 | 49.479 | 114.8811 | 260.802 | 459.6979 | 0 | 0 | 459.6979 | 0.0002553%
2027 | 1073 | 1073-874F | Tier-2 | Tier-2---20 | 3--3 | 40 | 1 | 35.832 | 14.27% | 82.6% | 3.135% | 0.037069 | 0 | 0 | 0.037069 | 0 | 0.033732 | 0.12598 | 0.26776 | 0.033732 | 0.12598 | 0.26776 | 0.037433 | 0.1398 | 0.26776 | 0.1035% | 0.021565 | 0.021408 | 1661.6132 | 28.3794 | 1209.603 | 423.6308 | 1672.0164 | 0 | 0 | 1672.0164 | 7.781e-06%
2027 | 1073 | 1073-886F | Tier-2 | Tier-2---20 | 3--2 | 4 | 4 | 24.1814 | 4.506% | 95.04% | 0.4562% | 0.31597 | 0 | 0 | 0.31597 | 0 | 0.28753 | 0.50392 | 0.57058 | 0.28753 | 0.50392 | 0.57058 | 0.31907 | 0.55921 | 0.57058 | 1.307% | 0.016776 | 0.011911 | 1441.409 | 12.0618 | 1249.7892 | 179.558 | 2003.6262 | 0 | 0 | 2003.6262 | 6.632e-05%
2027 | 1073 | 1073-887F | Tier-2 | Tier-2---21 | 3--1 | 3 | 3 | 4.8278 | 14.92% | 83.66% | 1.424% | 0.20888 | 0 | 0 | 0.20888 | 0 | 0.19008 | 0.37794 | 0.50294 | 0.19008 | 0.37794 | 0.50294 | 0.21094 | 0.41941 | 0.50294 | 4.327% | 0.016639 | 0.011814 | 290.1481 | 7.5827 | 212.0226 | 70.5428 | 390.9778 | 0 | 0 | 390.9778 | 4.385e-05%
2027 | 1090 | 1090-639R | Tier-3 | Tier-3---18 | 5--2 | 80 | 18 | 130.2918 | 69.21% | 28.83% | 1.952% | 5.8843 | 0 | 0 | 5.8843 | 0 | 5.3546 | 2.2676 | 2.3613 | 5.3546 | 2.2676 | 2.3613 | 5.9421 | 2.5164 | 2.3613 | 4.516% | 0.37006 | 0.34591 | 352.0864 | 32.8232 | 86.7133 | 232.5499 | 359.6528 | 0 | 0 | 359.6528 | 0.001235%
2027 | 1094 | 1094-35F | Tier-2 | Tier-2---7 | 3--5 | 167 | 1 | 314.0502 | 98.71% | 0% | 1.287% | 0.53834 | 0 | 0 | 0.53834 | 0 | 0.48988 | 0.12598 | 3.8886 | 0.48988 | 0.12598 | 3.8886 | 0.54363 | 0.1398 | 3.8886 | 0.1714% | 0.020398 | 0.020362 | 15396.4279 | 2493.2081 | 249.741 | 12653.4788 | 15396.7725 | 0 | 0 | 15396.7725 | 0.000113%
2027 | 1094 | 1094-35F | Tier-2 | Tier-2---7 | 3--5 | 167 | 25 | 314.0502 | 98.71% | 0% | 1.287% | 13.4585 | 0 | 0 | 13.4585 | 0 | 12.247 | 3.1495 | 3.8886 | 12.247 | 3.1495 | 3.8886 | 13.5908 | 3.4951 | 3.8886 | 4.285% | 0.020398 | 0.019512 | 15396.4279 | 2493.2081 | 249.741 | 12653.4788 | 15405.4188 | 0 | 0 | 15405.4188 | 0.002825%
2027 | 599 | CB 599 | Tier-2 | Tier-2---4 | 4--5 | 369 | 1 | 599.9379 | 98.66% | 0% | 1.337% | 0.46519 | 0 | 0 | 0.46519 | 0 | 0.42332 | 0.12598 | 3.3602 | 0.42332 | 0.12598 | 3.3602 | 0.46976 | 0.1398 | 3.3602 | 0.07754% | 0.043095 | 0.043061 | 13921.4169 | 2931.9396 | 582.1864 | 10407.2909 | 13921.5633 | 0 | 0 | 13921.5633 | 9.764e-05%
2027 | 1118 | 1118-1718F | Tier-2 | Tier-2---10 | 5--4 | 19 | 17 | 86.4712 | 94.68% | 4.653% | 0.67% | 21.2426 | 0 | 0 | 21.2426 | 0 | 19.3304 | 2.1417 | 9.0259 | 19.3304 | 2.1417 | 9.0259 | 21.4513 | 2.3766 | 9.0259 | 24.57% | 0.10781 | 0.079835 | 802.0788 | 148.072 | 34.1971 | 619.8097 | 817.04 | 0 | 0 | 817.04 | 0.004459%
2027 | 597 | 597-595 | Tier-2 | Tier-2---1 | 5--5 | 398 | 1 | 2598.8794 | 68.57% | 30.98% | 0.4453% | 1.2985 | 0 | 0 | 1.2985 | 0 | 1.1816 | 0.12598 | 9.3795 | 1.1816 | 0.12598 | 9.3795 | 1.3113 | 0.1398 | 9.3795 | 0.04996% | 0.15307 | 0.15295 | 16978.8381 | 2723.3618 | 4869.9544 | 9385.5219 | 16982.7291 | 0 | 0 | 16982.7291 | 0.0002726%
2027 | 1138 | 1138-6R | Tier-2 | Tier-2---5 | 5--5 | 804 | 334 | 1117.3657 | 63.79% | 34.95% | 1.264% | 85.8663 | 0 | 0 | 85.8663 | 0 | 78.1372 | 42.0773 | 1.857 | 78.1372 | 42.0773 | 1.857 | 86.7102 | 46.6939 | 1.857 | 7.685% | 0.17153 | 0.15086 | 6514.2797 | 790.3405 | 2180.8634 | 3543.0757 | 6837.395 | 0 | 0 | 6837.395 | 0.01802%
2027 | 396 | 396-699R | Tier-2 | Tier-2---5 | 5--5 | 748 | 1 | 888.3486 | 59.21% | 39.34% | 1.447% | 0.20394 | 0 | 0 | 0.20394 | 0 | 0.18558 | 0.12598 | 1.4731 | 0.18558 | 0.12598 | 1.4731 | 0.20594 | 0.1398 | 1.4731 | 0.02296% | 0.15664 | 0.15658 | 5671.3841 | 668.179 | 2146.3409 | 2856.8642 | 5672.2813 | 0 | 0 | 5672.2813 | 4.281e-05%
2027 | 1138 | CB 1138 | Tier-2 | Tier-2---10 | 5--4 | 291 | 70 | 305.5776 | 38.78% | 59.44% | 1.777% | 8.2665 | 0 | 0 | 8.2665 | 0 | 7.5224 | 8.8186 | 0.85302 | 7.5224 | 8.8186 | 0.85302 | 8.3477 | 9.7861 | 0.85302 | 2.705% | 0.11418 | 0.10621 | 2676.3311 | 209.1802 | 1537.4835 | 929.6674 | 2799.2017 | 0 | 0 | 2799.2017 | 0.001735%
2027 | 1162 | 1162-329R | Tier-2 | Tier-2---13 | 4--3 | 49 | 7 | 43.5602 | 84.31% | 12.05% | 3.642% | 1.5214 | 0 | 0 | 1.5214 | 0 | 1.3845 | 0.88186 | 1.57 | 1.3845 | 0.88186 | 1.57 | 1.5364 | 0.97861 | 1.57 | 3.493% | 0.070019 | 0.067119 | 622.1156 | 81.8972 | 81.6762 | 458.5422 | 626.3349 | 0 | 0 | 626.3349 | 0.0003194%
2027 | 1166 | 1166-15R | Tier-3 | Tier-3---11 | 5--5 | 123 | 66 | 528.031 | 87.26% | 12.17% | 0.5736% | 71.6984 | 0 | 0 | 71.6984 | 0 | 65.2446 | 8.3147 | 7.8469 | 65.2446 | 8.3147 | 7.8469 | 72.4031 | 9.2269 | 7.8469 | 13.58% | 0.19397 | 0.16378 | 2722.2863 | 390.5327 | 317.9476 | 2013.8061 | 2786.2024 | 0 | 0 | 2786.2024 | 0.01505%
2027 | 1166 | 1166-18R | Tier-3 | Tier-3---5 | 5--5 | 100 | 55 | 1129.6851 | 97.99% | 1.718% | 0.2919% | 176.5637 | 0 | 0 | 176.5637 | 0 | 160.6706 | 6.9289 | 23.1885 | 160.6706 | 6.9289 | 23.1885 | 178.299 | 7.6891 | 23.1885 | 15.63% | 0.21365 | 0.17957 | 5287.5602 | 933.108 | 102.1782 | 4252.2741 | 5307.725 | 0 | 0 | 5307.725 | 0.03706%
2027 | 1166 | CB 1166 | Tier-3 | Tier-3---20 | 1--5 | 5 | 3 | 8.8101 | 98.41% | 0% | 1.594% | 1.5085 | 0 | 0 | 1.5085 | 0 | 1.3727 | 0.37794 | 3.6321 | 1.3727 | 0.37794 | 3.6321 | 1.5233 | 0.41941 | 3.6321 | 17.12% | 0.0005142 | 0.00042473 | 17133.5613 | 2694.9948 | 342.3743 | 14096.1921 | 17191.0939 | 0 | 0 | 17191.0939 | 0.0003166%
2027 | 1215 | 1215-12R | Tier-3 | Tier-3---9 | 5--4 | 149 | 69 | 1149.8777 | 88.93% | 10.69% | 0.3802% | 137.3313 | 0 | 0 | 137.3313 | 0 | 124.9696 | 8.6926 | 14.3765 | 124.9696 | 8.6926 | 14.3765 | 138.681 | 9.6463 | 14.3765 | 11.94% | 0.69907 | 0.60519 | 1644.8687 | 214.1134 | 166.723 | 1264.0324 | 1673.1109 | 0 | 0 | 1673.1109 | 0.02883%
2027 | 1215 | 1215-32R | Tier-3 | Tier-3---7 | 5--4 | 234 | 7 | 1677.0531 | 82.12% | 17.49% | 0.3917% | 11.9479 | 0 | 0 | 11.9479 | 0 | 10.8724 | 0.88186 | 12.329 | 10.8724 | 0.88186 | 12.329 | 12.0653 | 0.97861 | 12.329 | 0.7124% | 0.68132 | 0.67541 | 2461.4685 | 295.8109 | 389.7657 | 1775.8918 | 2465.3193 | 0 | 0 | 2465.3193 | 0.002508%
2027 | 1234 | CB 1234 | Tier-3 | Tier-3---10 | 5--5 | 240 | 168 | 1703.5911 | 47.26% | 52.1% | 0.6391% | 163.4396 | 0 | 0 | 163.4396 | 0 | 148.7278 | 21.1646 | 7.0272 | 148.7278 | 21.1646 | 7.0272 | 165.0459 | 23.4867 | 7.0272 | 9.594% | 0.11961 | 0.095332 | 14242.4054 | 1075.4767 | 7121.7223 | 6045.2064 | 16155.6006 | 0 | 0 | 16155.6006 | 0.03431%
2027 | 1235 | CB 1235 | Tier-2 | Tier-2---6 | 4--5 | 622 | 203 | 1038.4291 | 94.32% | 4.296% | 1.381% | 92.7043 | 0 | 0 | 92.7043 | 0 | 84.3596 | 25.5739 | 3.2987 | 84.3596 | 25.5739 | 3.2987 | 93.6153 | 28.3798 | 3.2987 | 8.927% | 0.082825 | 0.074986 | 12537.6589 | 2179.7945 | 762.6013 | 9595.263 | 12612.0627 | 0 | 0 | 12612.0627 | 0.01946%
2027 | 230 | CB 230 | Tier-2 | Tier-2---14 | 1--5 | 12 | 1 | 37.0692 | 98.96% | 0% | 1.045% | 0.88648 | 0 | 0 | 0.88648 | 0 | 0.80669 | 0.12598 | 6.4033 | 0.80669 | 0.12598 | 6.4033 | 0.8952 | 0.1398 | 6.4033 | 2.391% | 0.0025822 | 0.0025198 | 14355.6795 | 1973.4751 | 2354.5204 | 10027.684 | 14359.3929 | 0 | 0 | 14359.3929 | 0.0001861%
2027 | 1242 | 1242-1079R | Tier-2 | Tier-2---12 | 2--5 | 44 | 12 | 62.7006 | 97.78% | 0% | 2.22% | 4.849 | 0 | 0 | 4.849 | 0 | 4.4125 | 1.5118 | 2.9188 | 4.4125 | 1.5118 | 2.9188 | 4.8966 | 1.6776 | 2.9188 | 7.734% | 0.0067316 | 0.0061992 | 9314.3707 | 3724.1415 | 317.0899 | 5273.1393 | 9332.1264 | 0 | 0 | 9332.1264 | 0.001018%
2027 | 1243 | 1243-319R | Tier-2 | Tier-2---9 | 4--4 | 64 | 52 | 157.976 | 95.24% | 3.794% | 0.9624% | 35.4526 | 0 | 0 | 35.4526 | 0 | 32.2614 | 6.5509 | 4.9247 | 32.2614 | 6.5509 | 4.9247 | 35.801 | 7.2697 | 4.9247 | 22.44% | 0.081051 | 0.061953 | 1949.0936 | 286.756 | 79.621 | 1582.7166 | 1977.6713 | 0 | 0 | 1977.6713 | 0.007442%
2027 | 1243 | 1243-45R | Tier-2 | Tier-2---7 | 4--5 | 72 | 9 | 254.5086 | 93.11% | 5.994% | 0.8952% | 8.5904 | 0 | 0 | 8.5904 | 0 | 7.8171 | 1.1338 | 6.8945 | 7.8171 | 1.1338 | 6.8945 | 8.6748 | 1.2582 | 6.8945 | 3.375% | 0.087615 | 0.084439 | 2904.8382 | 427.4889 | 168.1582 | 2309.191 | 2912.3652 | 0 | 0 | 2912.3652 | 0.001803%
2027 | 1458 | 1458-1075F | Tier-3 | Tier-3---20 | 1--5 | 2 | 2 | 5.049 | 99.29% | 0% | 0.71% | 1.4538 | 0 | 0 | 1.4538 | 0 | 1.3229 | 0.25196 | 5.2506 | 1.3229 | 0.25196 | 5.2506 | 1.4681 | 0.2796 | 5.2506 | 28.79% | 0.00013 | 9.23e-05 | 38838.3667 | 6319.0217 | 320.6643 | 32198.6807 | 38950.9906 | 0 | 0 | 38950.9906 | 0.0003052%
2027 | 1458 | 1458-454F | Tier-2 | Tier-2---18 | 5--2 | 2 | 1 | 82.2149 | 0% | 100% | 0% | 0 | 0 | 0 | 0 | 0 | 0 | 0.12598 | 0 | 0 | 0.12598 | 0 | 0 | 0.1398 | 0 | 0% | 0.13508 | 0.11549 | 608.6572 | 0.80898 | 545.689 | 62.1593 | 711.8798 | 0 | 0 | 711.8798 | 0%
2027 | 1458 | 1458-565R | Tier-3 | Tier-3---6 | 5--5 | 127 | 108 | 865.4889 | 93.04% | 6.555% | 0.3997% | 198.5969 | 0 | 0 | 198.5969 | 0 | 180.7204 | 13.6058 | 13.2826 | 180.7204 | 13.6058 | 13.2826 | 200.5487 | 15.0986 | 13.2826 | 22.95% | 0.15819 | 0.11918 | 5471.15 | 831.2842 | 343.7471 | 4296.1187 | 5595.7101 | 0 | 0 | 5595.7101 | 0.04169%
2027 | 1458 | 1458-601R | Tier-3 | Tier-3---2 | 5--5 | 441 | 29 | 3446.9071 | 93.23% | 6.468% | 0.3015% | 61.284 | 0 | 0 | 61.284 | 0 | 55.7676 | 3.6534 | 15.2645 | 55.7676 | 3.6534 | 15.2645 | 61.8863 | 4.0543 | 15.2645 | 1.778% | 0.20421 | 0.20032 | 16878.9798 | 3452.9233 | 1062.0214 | 12364.0351 | 16901.1922 | 0 | 0 | 16901.1922 | 0.01286%
2027 | 1525 | 1525-23R | Tier-2 | Tier-2---20 | 4--1 | 9 | 7 | 2.2492 | 62.24% | 25.04% | 12.72% | 0.31574 | 0 | 0 | 0.31574 | 0 | 0.28732 | 0.88186 | 0.32581 | 0.28732 | 0.88186 | 0.32581 | 0.31884 | 0.97861 | 0.32581 | 14.04% | 0.032823 | 0.025419 | 68.526 | 7.5628 | 21.4776 | 39.4855 | 76.0629 | 0 | 0 | 76.0629 | 6.627e-05%
2027 | 1525 | CB 1525 | Tier-2 | Tier-2---13 | 4--4 | 184 | 8 | 193.8892 | 15.57% | 82.62% | 1.812% | 0.38053 | 0 | 0 | 0.38053 | 0 | 0.34628 | 1.0078 | 0.34358 | 0.34628 | 1.0078 | 0.34358 | 0.38427 | 1.1184 | 0.34358 | 0.1963% | 0.050512 | 0.049875 | 3838.4933 | 115.2522 | 3031.2128 | 692.0283 | 3879.8801 | 0 | 0 | 3879.8801 | 7.987e-05%
2027 | RC1 | CB RC1 | Tier-2 | Tier-2---4 | 4--5 | 94 | 4 | 397.5199 | 92.07% | 7.427% | 0.5025% | 4.5166 | 0 | 0 | 4.5166 | 0 | 4.11 | 0.50392 | 8.1561 | 4.11 | 0.50392 | 8.1561 | 4.561 | 0.55921 | 8.1561 | 1.136% | 0.084253 | 0.083214 | 4718.147 | 893.9653 | 343.0371 | 3481.1447 | 4722.8214 | 0 | 0 | 4722.8214 | 0.000948%
2027 | 231 | 231-1136R | Tier-2 | Tier-2---7 | 4--5 | 357 | 2 | 532.5953 | 91.49% | 6.883% | 1.625% | 0.79167 | 0 | 0 | 0.79167 | 0 | 0.72041 | 0.25196 | 2.8592 | 0.72041 | 0.25196 | 2.8592 | 0.79945 | 0.2796 | 2.8592 | 0.1486% | 0.054655 | 0.054566 | 9744.7482 | 1528.1869 | 1244.2736 | 6972.2877 | 9746.0973 | 0 | 0 | 9746.0973 | 0.0001662%
2027 | FB1 | CB FB1 | Tier-2 | Tier-2---11 | 4--4 | 371 | 7 | 245.022 | 12.75% | 85.01% | 2.236% | 0.17097 | 0 | 0 | 0.17097 | 0 | 0.15558 | 0.88186 | 0.17642 | 0.15558 | 0.88186 | 0.17642 | 0.17265 | 0.97861 | 0.17642 | 0.06978% | 0.04664 | 0.046385 | 5253.4738 | 206.1005 | 4090.6925 | 956.6808 | 5278.6916 | 0 | 0 | 5278.6916 | 3.589e-05%
2027 | FB1 | CB FB1 | Tier-2 | Tier-2---11 | 4--4 | 371 | 74 | 245.022 | 12.75% | 85.01% | 2.236% | 1.8074 | 0 | 0 | 1.8074 | 0 | 1.6447 | 9.3225 | 0.17642 | 1.6447 | 9.3225 | 0.17642 | 1.8251 | 10.3453 | 0.17642 | 0.7376% | 0.04664 | 0.043942 | 5253.4738 | 206.1005 | 4090.6925 | 956.6808 | 5534.8801 | 0 | 0 | 5534.8801 | 0.0003794%
2027 | 522 | 522-36 | Tier-2 | Tier-2---16 | 4--3 | 93 | 1 | 95.5847 | 7.342% | 91.11% | 1.546% | 0.021883 | 0 | 0 | 0.021883 | 0 | 0.019913 | 0.12598 | 0.15807 | 0.019913 | 0.12598 | 0.15807 | 0.022098 | 0.1398 | 0.15807 | 0.02289% | 0.031092 | 0.030995 | 3074.2923 | 36.1538 | 2591.8703 | 446.2683 | 3083.2028 | 0 | 0 | 3083.2028 | 4.593e-06%
2027 | FB2 | CB FB2 | Tier-2 | Tier-2---9 | 4--5 | 173 | 1 | 225.8323 | 74.73% | 23.69% | 1.581% | 0.28289 | 0 | 0 | 0.28289 | 0 | 0.25743 | 0.12598 | 2.0434 | 0.25743 | 0.12598 | 2.0434 | 0.28567 | 0.1398 | 2.0434 | 0.1253% | 0.045688 | 0.045612 | 4942.9022 | 871.2523 | 1151.504 | 2920.1458 | 4944.9997 | 0 | 0 | 4944.9997 | 5.938e-05%
2027 | FB2 | CB FB2 | Tier-2 | Tier-2---9 | 4--5 | 173 | 70 | 225.8323 | 74.73% | 23.69% | 1.581% | 19.8024 | 0 | 0 | 19.8024 | 0 | 18.0199 | 8.8186 | 2.0434 | 18.0199 | 8.8186 | 2.0434 | 19.997 | 9.7861 | 2.0434 | 8.769% | 0.045688 | 0.040327 | 4942.9022 | 871.2523 | 1151.504 | 2920.1458 | 5108.9695 | 0 | 0 | 5108.9695 | 0.004157%
2028 | 67 | 67-37R | Tier-3 | Tier-3---17 | 5--3 | 190 | 54 | 226.6286 | 65.58% | 32.17% | 2.242% | 12.2505 | 0 | 0 | 12.2505 | 0 | 10.6342 | 6.4895 | 1.6387 | 10.6342 | 6.4895 | 1.6387 | 12.4315 | 7.5863 | 1.6387 | 5.406% | 0.20095 | 0.18439 | 1127.7881 | 99.8375 | 351.0117 | 676.9389 | 1162.6522 | 0 | 0 | 1162.6522 | 0.002571%
2028 | 78 | 78-35R | Tier-3 | Tier-3---10 | 2--5 | 29 | 24 | 489.2316 | 99.8% | 0% | 0.2011% | 117.1794 | 0 | 0 | 117.1794 | 0 | 101.7194 | 2.8842 | 35.2675 | 101.7194 | 2.8842 | 35.2675 | 118.9111 | 3.3717 | 35.2675 | 23.95% | 0.008188 | 0.0062229 | 59749.8307 | 9713.1665 | 132.8814 | 49903.7828 | 59787.7787 | 0 | 0 | 59787.7787 | 0.0246%
2028 | 79 | 79-658R | Tier-3 | Tier-3---5 | 5--5 | 198 | 21 | 1583.1515 | 94.39% | 5.201% | 0.4074% | 45.9631 | 0 | 0 | 45.9631 | 0 | 39.899 | 2.5237 | 15.8097 | 39.899 | 2.5237 | 15.8097 | 46.6423 | 2.9502 | 15.8097 | 2.903% | 0.46655 | 0.4522 | 3393.3013 | 536.1336 | 179.2959 | 2677.8718 | 3399.3402 | 0 | 0 | 3399.3402 | 0.009648%
2028 | 79 | 79-660R | Tier-3 | Tier-3---14 | 5--3 | 179 | 72 | 410.2866 | 87.38% | 11.28% | 1.342% | 41.8198 | 0 | 0 | 41.8198 | 0 | 36.3023 | 8.6527 | 4.1955 | 36.3023 | 8.6527 | 4.1955 | 42.4378 | 10.1151 | 4.1955 | 10.19% | 0.45747 | 0.40411 | 896.8574 | 100.1714 | 108.3483 | 688.3376 | 911.8021 | 0 | 0 | 911.8021 | 0.008778%
2028 | 79 | 79-668R | Tier-3 | Tier-3---15 | 5--3 | 309 | 101 | 744.6976 | 38.65% | 60.41% | 0.9336% | 27.2855 | 0 | 0 | 27.2855 | 0 | 23.6856 | 12.1378 | 1.9514 | 23.6856 | 12.1378 | 1.9514 | 27.6887 | 14.1892 | 1.9514 | 3.664% | 0.43999 | 0.39828 | 1692.5377 | 90.5162 | 925.3729 | 676.6485 | 1801.265 | 0 | 0 | 1801.265 | 0.005727%
2028 | 175 | 175-2024R | Tier-2 | Tier-2---5 | 5--5 | 103 | 71 | 563.0882 | 93.71% | 5.71% | 0.5784% | 105.4845 | 0 | 0 | 105.4845 | 0 | 91.5674 | 8.5325 | 10.7316 | 91.5674 | 8.5325 | 10.7316 | 107.0433 | 9.9746 | 10.7316 | 18.73% | 0.19114 | 0.15293 | 2945.925 | 621.2029 | 162.2415 | 2162.4806 | 2992.2105 | 0 | 0 | 2992.2105 | 0.02214%
2028 | 175 | 175-24R | Tier-2 | Tier-2---8 | 5--4 | 86 | 62 | 1055.746 | 27.96% | 71.78% | 0.2605% | 61.7086 | 0 | 0 | 61.7086 | 0 | 53.5671 | 7.4509 | 7.1893 | 53.5671 | 7.4509 | 7.1893 | 62.6206 | 8.7102 | 7.1893 | 5.845% | 0.17491 | 0.13834 | 6035.8973 | 385.7406 | 3993.7328 | 1656.4239 | 7185.3336 | 0 | 0 | 7185.3336 | 0.01295%
2028 | 175 | 175-90R | Tier-3 | Tier-3---9 | 5--5 | 300 | 180 | 894.6693 | 80.29% | 18.79% | 0.921% | 124.9937 | 0 | 0 | 124.9937 | 0 | 108.5027 | 21.6317 | 5.0159 | 108.5027 | 21.6317 | 5.0159 | 126.8409 | 25.2877 | 5.0159 | 13.97% | 0.20491 | 0.16926 | 4366.1148 | 584.0624 | 757.6208 | 3024.4316 | 4547.3698 | 0 | 0 | 4547.3698 | 0.02624%
2028 | 175 | 175-94R | Tier-2 | Tier-2---10 | 5--4 | 52 | 43 | 275.6722 | 39.95% | 59.59% | 0.4576% | 26.4121 | 0 | 0 | 26.4121 | 0 | 22.9274 | 5.1676 | 4.4368 | 22.9274 | 5.1676 | 4.4368 | 26.8024 | 6.041 | 4.4368 | 9.581% | 0.16555 | 0.12585 | 1665.1861 | 117.2564 | 895.8047 | 652.125 | 1980.611 | 0 | 0 | 1980.611 | 0.005544%
2028 | 176 | 176-161R | Tier-3 | Tier-3---5 | 5--5 | 236 | 66 | 1442.7596 | 90.39% | 9.157% | 0.4576% | 105.7606 | 0 | 0 | 105.7606 | 0 | 91.8071 | 7.9316 | 11.5748 | 91.8071 | 7.9316 | 11.5748 | 107.3236 | 9.2722 | 11.5748 | 7.33% | 0.22417 | 0.20599 | 6436.0353 | 957.8537 | 605.899 | 4872.2826 | 6490.6482 | 0 | 0 | 6490.6482 | 0.0222%
2028 | 176 | 176-1834R | Tier-3 | Tier-3---5 | 5--5 | 312 | 250 | 1527.634 | 81.51% | 17.94% | 0.5573% | 289.3343 | 0 | 0 | 289.3343 | 0 | 251.1611 | 30.044 | 8.3598 | 251.1611 | 30.044 | 8.3598 | 293.6101 | 35.1218 | 8.3598 | 18.94% | 0.23205 | 0.17812 | 6583.3295 | 1087.0711 | 1168.7765 | 4327.4819 | 6951.8614 | 0 | 0 | 6951.8614 | 0.06073%
2028 | 176 | 176-1836R | Tier-2 | Tier-2---11 | 5--3 | 50 | 9 | 176.1999 | 27.39% | 72.07% | 0.5367% | 2.5193 | 0 | 0 | 2.5193 | 0 | 2.1869 | 1.0816 | 2.022 | 2.1869 | 1.0816 | 2.022 | 2.5565 | 1.2644 | 2.022 | 1.43% | 0.10638 | 0.10083 | 1656.3379 | 87.619 | 1121.6433 | 447.0755 | 1722.574 | 0 | 0 | 1722.574 | 0.0005288%
2028 | 176 | 176-194R | Tier-3 | Tier-3---9 | 5--5 | 214 | 166 | 677.779 | 83.64% | 15.51% | 0.8494% | 127.5237 | 0 | 0 | 127.5237 | 0 | 110.6989 | 19.9492 | 5.549 | 110.6989 | 19.9492 | 5.549 | 129.4082 | 23.3209 | 5.549 | 18.81% | 0.21542 | 0.16696 | 3146.314 | 445.8846 | 458.0112 | 2242.4182 | 3295.7199 | 0 | 0 | 3295.7199 | 0.02677%
2028 | 177 | 177-955 | Tier-2 | Tier-2---5 | 5--5 | 176 | 7 | 950.0511 | 33.62% | 66.04% | 0.3363% | 3.6841 | 0 | 0 | 3.6841 | 0 | 3.198 | 0.84123 | 3.8016 | 3.198 | 0.84123 | 3.8016 | 3.7386 | 0.98341 | 3.8016 | 0.3878% | 0.11726 | 0.11591 | 8102.2285 | 665.4806 | 4864.4056 | 2572.3423 | 8164.9853 | 0 | 0 | 8164.9853 | 0.0007733%
2028 | 178 | 178-968AE | Tier-2 | Tier-2---18 | 3--3 | 200 | 7 | 15.4322 | 73.56% | 0% | 26.44% | 0.11522 | 0 | 0 | 0.11522 | 0 | 0.10002 | 0.84123 | 0.1189 | 0.10002 | 0.84123 | 0.1189 | 0.11692 | 0.98341 | 0.1189 | 0.7466% | 0.018466 | 0.018279 | 835.6994 | 94.2014 | 379.7988 | 361.6992 | 837.9652 | 0 | 0 | 837.9652 | 2.418e-05%
2028 | 178 | 178-982 | Tier-2 | Tier-2---21 | 1--1 | 45 | 7 | 0.93128 | 13.4% | 0% | 86.6% | 0.0056297 | 0 | 0 | 0.0056297 | 0 | 0.0048869 | 0.84123 | 0.0058093 | 0.0048869 | 0.84123 | 0.0058093 | 0.0057129 | 0.98341 | 0.0058093 | 0.6045% | 0.0033454 | 0.0031945 | 278.3757 | 0.63264 | 254.3025 | 23.4406 | 289.7645 | 0 | 0 | 289.7645 | 1.182e-06%
2028 | 182 | 182-2240F | Tier-2 | Tier-2---2 | 5--5 | 291 | 1 | 1849.4802 | 64.04% | 35.59% | 0.3658% | 1.1803 | 0 | 0 | 1.1803 | 0 | 1.0246 | 0.12018 | 8.5259 | 1.0246 | 0.12018 | 8.5259 | 1.1978 | 0.14049 | 8.5259 | 0.06382% | 0.1455 | 0.14536 | 12710.8197 | 2473.4049 | 4337.8066 | 5899.6082 | 12715.3794 | 0 | 0 | 12715.3794 | 0.0002478%
2028 | 182 | 182-2254R | Tier-2 | Tier-2---11 | 5--4 | 19 | 19 | 74.8792 | 92.6% | 6.527% | 0.8705% | 20.1086 | 0 | 0 | 20.1086 | 0 | 17.4556 | 2.2833 | 7.6447 | 17.4556 | 2.2833 | 7.6447 | 20.4058 | 2.6693 | 7.6447 | 26.85% | 0.10223 | 0.072581 | 732.4796 | 113.3566 | 46.859 | 572.264 | 754.611 | 0 | 0 | 754.611 | 0.004221%
2028 | 185 | 185-51F | Tier-2 | Tier-2---7 | 4--5 | 260 | 161 | 390.6047 | 65.18% | 33.32% | 1.503% | 45.7176 | 0 | 0 | 45.7176 | 0 | 39.6858 | 19.3484 | 2.0511 | 39.6858 | 19.3484 | 2.0511 | 46.3932 | 22.6185 | 2.0511 | 11.7% | 0.048222 | 0.039562 | 8100.2023 | 1032.7815 | 2609.1587 | 4458.2621 | 8717.6115 | 0 | 0 | 8717.6115 | 0.009596%
2028 | 185 | CB 185 | Tier-2 | Tier-2---12 | 3--4 | 154 | 2 | 138.4091 | 43.72% | 54.12% | 2.153% | 0.22791 | 0 | 0 | 0.22791 | 0 | 0.19784 | 0.24035 | 0.82314 | 0.19784 | 0.24035 | 0.82314 | 0.23128 | 0.28097 | 0.82314 | 0.1647% | 0.027797 | 0.027692 | 4979.3165 | 370.0673 | 2508.501 | 2100.7482 | 4989.9104 | 0 | 0 | 4989.9104 | 4.784e-05%
2028 | 197 | 197-1150F | Tier-2 | Tier-2---15 | 3--4 | 29 | 29 | 37.9092 | 96.86% | 0.4538% | 2.686% | 10.6485 | 0 | 0 | 10.6485 | 0 | 9.2436 | 3.4851 | 2.6523 | 9.2436 | 3.4851 | 2.6523 | 10.8059 | 4.0741 | 2.6523 | 28.09% | 0.021777 | 0.015462 | 1740.8051 | 277.2878 | 48.7789 | 1414.7385 | 1763.1285 | 0 | 0 | 1763.1285 | 0.002235%
2028 | 197 | 197-1155F | Tier-2 | Tier-2---21 | 1--4 | 9 | 9 | 2.6346 | 91.13% | 0% | 8.87% | 0.69625 | 0 | 0 | 0.69625 | 0 | 0.60439 | 1.0816 | 0.5588 | 0.60439 | 1.0816 | 0.5588 | 0.70654 | 1.2644 | 0.5588 | 26.43% | 0.0010316 | 0.00073244 | 2553.8632 | 379.4847 | 234.4628 | 1939.9157 | 2646.392 | 0 | 0 | 2646.392 | 0.0001461%
2028 | 196 | CB 196 | Tier-2 | Tier-2---15 | 3--4 | 24 | 1 | 130.1585 | 2.113% | 97.57% | 0.316% | 0.033236 | 0 | 0 | 0.033236 | 0 | 0.028851 | 0.12018 | 0.24008 | 0.028851 | 0.12018 | 0.24008 | 0.033728 | 0.14049 | 0.24008 | 0.02554% | 0.019464 | 0.019229 | 6687.0046 | 19.3582 | 5804.1249 | 863.5215 | 6767.0658 | 0 | 0 | 6767.0658 | 6.976e-06%
2028 | 198 | 198-37R | Tier-2 | Tier-2---9 | 4--5 | 188 | 28 | 225.7204 | 81.18% | 16.94% | 1.877% | 7.9148 | 0 | 0 | 7.9148 | 0 | 6.8706 | 3.3649 | 2.0418 | 6.8706 | 3.3649 | 2.0418 | 8.0318 | 3.9336 | 2.0418 | 3.506% | 0.030671 | 0.029346 | 7359.4074 | 2410.2174 | 1700.5946 | 3248.5954 | 7421.915 | 0 | 0 | 7421.915 | 0.001661%
2028 | 202 | CB 202 | Tier-2 | Tier-2---16 | 4--3 | 193 | 73 | 63.0384 | 89.89% | 0% | 10.11% | 6.2156 | 0 | 0 | 6.2156 | 0 | 5.3956 | 8.7729 | 0.61503 | 5.3956 | 8.7729 | 0.61503 | 6.3075 | 10.2556 | 0.61503 | 9.86% | 0.040966 | 0.036473 | 1538.7821 | 188.6374 | 158.7642 | 1191.3805 | 1557.9467 | 0 | 0 | 1557.9467 | 0.001305%
2028 | 206 | 206-1105 | Tier-2 | Tier-2---9 | 3--5 | 132 | 9 | 189.805 | 98.58% | 0% | 1.419% | 3.6997 | 0 | 0 | 3.6997 | 0 | 3.2116 | 1.0816 | 2.9693 | 3.2116 | 1.0816 | 2.9693 | 3.7544 | 1.2644 | 2.9693 | 1.949% | 0.014019 | 0.013742 | 13539.1253 | 2187.5417 | 263.1851 | 11088.3985 | 13542.9994 | 0 | 0 | 13542.9994 | 0.0007766%
2028 | 206 | 206-1817 | Tier-2 | Tier-2---4 | 4--5 | 413 | 22 | 414.414 | 98.25% | 0% | 1.752% | 6.2897 | 0 | 0 | 6.2897 | 0 | 5.4598 | 2.6439 | 2.0651 | 5.4598 | 2.6439 | 2.0651 | 6.3826 | 3.0907 | 2.0651 | 1.518% | 0.038208 | 0.037618 | 10846.319 | 1742.1104 | 241.9911 | 8862.2175 | 10849.3012 | 0 | 0 | 10849.3012 | 0.00132%
2028 | 209 | 209-1769F | Tier-2 | Tier-2---6 | 5--5 | 1069 | 253 | 1246.6839 | 98.28% | 0% | 1.716% | 84.0967 | 0 | 0 | 84.0967 | 0 | 73.0014 | 30.4046 | 2.401 | 73.0014 | 30.4046 | 2.401 | 85.3395 | 35.5433 | 2.401 | 6.746% | 0.11169 | 0.10403 | 11161.7212 | 1795.9566 | 261.2581 | 9104.5065 | 11175.8378 | 0 | 0 | 11175.8378 | 0.01765%
2028 | 210 | 210-172R | Tier-2 | Tier-2---11 | 5--2 | 111 | 93 | 187.8449 | 74.26% | 23.89% | 1.85% | 33.8943 | 0 | 0 | 33.8943 | 0 | 29.4224 | 11.1764 | 2.6326 | 29.4224 | 11.1764 | 2.6326 | 34.3952 | 13.0653 | 2.6326 | 18.04% | 0.32588 | 0.2467 | 576.4292 | 39.7856 | 130.795 | 405.8486 | 624.0461 | 0 | 0 | 624.0461 | 0.007114%
2028 | 210 | 210-392R | Tier-2 | Tier-2---10 | 5--3 | 221 | 177 | 420.3387 | 65.56% | 32.94% | 1.504% | 64.006 | 0 | 0 | 64.006 | 0 | 55.5614 | 21.2712 | 2.6121 | 55.5614 | 21.2712 | 2.6121 | 64.9519 | 24.8663 | 2.6121 | 15.23% | 0.34771 | 0.26695 | 1208.8925 | 89.1732 | 378.0363 | 741.683 | 1334.846 | 0 | 0 | 1334.846 | 0.01343%
2028 | 210 | 210-394R | Tier-2 | Tier-2---16 | 5--2 | 77 | 72 | 90.8214 | 45.65% | 51.72% | 2.624% | 11.2434 | 0 | 0 | 11.2434 | 0 | 9.76 | 8.6527 | 1.128 | 9.76 | 8.6527 | 1.128 | 11.4096 | 10.1151 | 1.128 | 12.38% | 0.31841 | 0.23207 | 285.2308 | 14.2948 | 124.8192 | 146.1168 | 342.9054 | 0 | 0 | 342.9054 | 0.00236%
2028 | 210 | 210-9R | Tier-2 | Tier-2---13 | 5--2 | 95 | 71 | 204.3186 | 25.26% | 73.76% | 0.9801% | 11.1863 | 0 | 0 | 11.1863 | 0 | 9.7105 | 8.5325 | 1.1381 | 9.7105 | 8.5325 | 1.1381 | 11.3516 | 9.9746 | 1.1381 | 5.475% | 0.31397 | 0.24592 | 650.7604 | 21.6073 | 447.6112 | 181.5419 | 785.3448 | 0 | 0 | 785.3448 | 0.002348%
2028 | 211 | 211-279R | Tier-2 | Tier-2---10 | 5--3 | 293 | 249 | 472.6727 | 73.92% | 24.32% | 1.766% | 86.1085 | 0 | 0 | 86.1085 | 0 | 74.7478 | 29.9239 | 2.4979 | 74.7478 | 29.9239 | 2.4979 | 87.381 | 34.9813 | 2.4979 | 18.22% | 0.37314 | 0.28118 | 1266.7597 | 81.8701 | 334.8802 | 850.0094 | 1374.8128 | 0 | 0 | 1374.8128 | 0.01807%
2028 | 211 | 211-312R | Tier-2 | Tier-2---8 | 5--3 | 420 | 132 | 754.0624 | 63.09% | 35.39% | 1.526% | 43.3577 | 0 | 0 | 43.3577 | 0 | 37.6373 | 15.8633 | 2.3726 | 37.6373 | 15.8633 | 2.3726 | 43.9985 | 18.5443 | 2.3726 | 5.75% | 0.39031 | 0.35473 | 1931.9795 | 162.2508 | 643.7527 | 1125.9761 | 2003.4974 | 0 | 0 | 2003.4974 | 0.009101%
2028 | 211 | 211-771R | Tier-3 | Tier-3---14 | 5--4 | 279 | 122 | 617.3051 | 73.22% | 25.44% | 1.334% | 57.3202 | 0 | 0 | 57.3202 | 0 | 49.7577 | 14.6615 | 3.3938 | 49.7577 | 14.6615 | 3.3938 | 58.1673 | 17.1395 | 3.3938 | 9.286% | 0.3743 | 0.32684 | 1649.207 | 127.1804 | 388.1922 | 1133.8343 | 1713.3373 | 0 | 0 | 1713.3373 | 0.01203%
2028 | 212 | 212-1177R | Tier-2 | Tier-2---8 | 5--4 | 287 | 250 | 484.9484 | 83.96% | 14.37% | 1.67% | 102.8567 | 0 | 0 | 102.8567 | 0 | 89.2863 | 30.044 | 2.9718 | 89.2863 | 30.044 | 2.9718 | 104.3768 | 35.1218 | 2.9718 | 21.21% | 0.15054 | 0.11251 | 3221.4606 | 348.4219 | 528.8758 | 2344.1629 | 3396.092 | 0 | 0 | 3396.092 | 0.02159%
2028 | 212 | 212-1204R | Tier-2 | Tier-2---8 | 5--4 | 219 | 185 | 431.7599 | 82.12% | 16.51% | 1.365% | 86.8597 | 0 | 0 | 86.8597 | 0 | 75.3999 | 22.2326 | 3.3914 | 75.3999 | 22.2326 | 3.3914 | 88.1433 | 25.9902 | 3.3914 | 20.12% | 0.19221 | 0.14512 | 2246.3396 | 244.3912 | 383.4547 | 1618.4937 | 2376.6571 | 0 | 0 | 2376.6571 | 0.01823%
2028 | 212 | 212-734R | Tier-2 | Tier-2---10 | 5--4 | 273 | 228 | 405.6391 | 93.64% | 4.241% | 2.118% | 91.9974 | 0 | 0 | 91.9974 | 0 | 79.8597 | 27.4002 | 2.9146 | 79.8597 | 27.4002 | 2.9146 | 93.3569 | 32.0311 | 2.9146 | 22.68% | 0.17753 | 0.13454 | 2284.84 | 188.9421 | 239.3419 | 1856.5561 | 2331.2773 | 0 | 0 | 2331.2773 | 0.01931%
2028 | 212 | 212-743R | Tier-2 | Tier-2---13 | 5--3 | 71 | 66 | 81.923 | 90.82% | 6.613% | 2.567% | 20.0571 | 0 | 0 | 20.0571 | 0 | 17.4109 | 7.9316 | 2.1951 | 17.4109 | 7.9316 | 2.1951 | 20.3536 | 9.2722 | 2.1951 | 24.48% | 0.11654 | 0.085127 | 702.9342 | 71.3752 | 58.8304 | 572.7286 | 726.7511 | 0 | 0 | 726.7511 | 0.00421%
2028 | 212 | 212-758R | Tier-2 | Tier-2---8 | 5--4 | 201 | 183 | 381.3507 | 89.63% | 8.808% | 1.561% | 90.2484 | 0 | 0 | 90.2484 | 0 | 78.3415 | 21.9922 | 3.5622 | 78.3415 | 21.9922 | 3.5622 | 91.5821 | 25.7092 | 3.5622 | 23.67% | 0.1427 | 0.10503 | 2672.3387 | 313.5648 | 256.9237 | 2101.8502 | 2771.739 | 0 | 0 | 2771.739 | 0.01894%
2028 | 212 | 212-773R | Tier-2 | Tier-2---5 | 5--4 | 297 | 221 | 677.1103 | 83.18% | 15.77% | 1.046% | 121.541 | 0 | 0 | 121.541 | 0 | 105.5055 | 26.5589 | 3.9725 | 105.5055 | 26.5589 | 3.9725 | 123.3372 | 31.0477 | 3.9725 | 17.95% | 0.19881 | 0.15591 | 3405.7885 | 402.585 | 522.8709 | 2480.3327 | 3563.4017 | 0 | 0 | 3563.4017 | 0.02551%
2028 | 212 | 212-799R | Tier-2 | Tier-2---10 | 5--4 | 115 | 105 | 254.923 | 88.52% | 10.12% | 1.358% | 59.7512 | 0 | 0 | 59.7512 | 0 | 51.868 | 12.6185 | 4.1105 | 51.868 | 12.6185 | 4.1105 | 60.6343 | 14.7512 | 4.1105 | 23.44% | 0.12493 | 0.091851 | 2040.5268 | 236.751 | 211.9535 | 1591.8223 | 2124.8803 | 0 | 0 | 2124.8803 | 0.01254%
2028 | 212 | 212-880R | Tier-2 | Tier-2---16 | 5--2 | 31 | 29 | 30.3116 | 92.5% | 4.382% | 3.114% | 7.6068 | 0 | 0 | 7.6068 | 0 | 6.6032 | 3.4851 | 1.8947 | 6.6032 | 3.4851 | 1.8947 | 7.7192 | 4.0741 | 1.8947 | 25.1% | 0.10736 | 0.078234 | 282.3367 | 28.4993 | 19.5005 | 234.337 | 290.216 | 0 | 0 | 290.216 | 0.001597%
2028 | 212 | 212-886R | Tier-2 | Tier-2---8 | 5--4 | 155 | 69 | 472.8052 | 94.27% | 4.633% | 1.099% | 57.5392 | 0 | 0 | 57.5392 | 0 | 49.9478 | 8.2922 | 6.0235 | 49.9478 | 8.2922 | 6.0235 | 58.3895 | 9.6936 | 6.0235 | 12.17% | 0.18767 | 0.16344 | 2519.3545 | 323.5371 | 126.2126 | 2069.6048 | 2540.7593 | 0 | 0 | 2540.7593 | 0.01208%
2028 | 212 | 212-888R | Tier-2 | Tier-2---8 | 5--4 | 147 | 133 | 346.5382 | 90.95% | 7.817% | 1.237% | 82.6925 | 0 | 0 | 82.6925 | 0 | 71.7825 | 15.9834 | 4.4911 | 71.7825 | 15.9834 | 4.4911 | 83.9146 | 18.6848 | 4.4911 | 23.86% | 0.13116 | 0.096743 | 2642.179 | 334.1686 | 213.131 | 2094.8795 | 2727.2754 | 0 | 0 | 2727.2754 | 0.01736%
2028 | 214 | 214-1122R | Tier-3 | Tier-3---3 | 5--5 | 446 | 15 | 2893.3725 | 90.28% | 9.311% | 0.4067% | 25.4779 | 0 | 0 | 25.4779 | 0 | 22.1164 | 1.8026 | 12.2689 | 22.1164 | 1.8026 | 12.2689 | 25.8544 | 2.1073 | 12.2689 | 0.8806% | 0.26918 | 0.26655 | 10749.0069 | 1574.7708 | 951.5348 | 8222.7013 | 10759.2949 | 0 | 0 | 10759.2949 | 0.005348%
2028 | 214 | 214-1135R | Tier-3 | Tier-3---6 | 4--5 | 285 | 140 | 805.3146 | 95.2% | 3.81% | 0.9931% | 109.2116 | 0 | 0 | 109.2116 | 0 | 94.8028 | 16.8247 | 5.6348 | 94.8028 | 16.8247 | 5.6348 | 110.8256 | 19.6682 | 5.6348 | 13.56% | 0.090777 | 0.077845 | 8871.3507 | 1468.4713 | 438.4999 | 6964.3795 | 8942.1369 | 0 | 0 | 8942.1369 | 0.02292%
2028 | 214 | 214-17AE | Tier-3 | Tier-3---17 | 4--4 | 157 | 155 | 127.491 | 90.35% | 5.503% | 4.145% | 32.9796 | 0 | 0 | 32.9796 | 0 | 28.6285 | 18.6273 | 1.5369 | 28.6285 | 18.6273 | 1.5369 | 33.467 | 21.7755 | 1.5369 | 25.87% | 0.071957 | 0.051355 | 1771.7769 | 216.0551 | 150.3479 | 1405.374 | 1840.3539 | 0 | 0 | 1840.3539 | 0.006922%
2028 | 214 | 214-4R | Tier-3 | Tier-3---17 | 4--4 | 94 | 89 | 89.6399 | 90.66% | 5.945% | 3.4% | 22.3129 | 0 | 0 | 22.3129 | 0 | 19.3691 | 10.6957 | 1.8109 | 19.3691 | 10.6957 | 1.8109 | 22.6427 | 12.5034 | 1.8109 | 24.89% | 0.059676 | 0.04329 | 1502.1196 | 200.0517 | 124.6473 | 1177.4206 | 1555.2473 | 0 | 0 | 1555.2473 | 0.004683%
2028 | 214 | 214-536R | Tier-3 | Tier-3---17 | 4--4 | 70 | 60 | 96.9267 | 93.35% | 4.585% | 2.069% | 22.4901 | 0 | 0 | 22.4901 | 0 | 19.5229 | 7.2106 | 2.7075 | 19.5229 | 7.2106 | 2.7075 | 22.8225 | 8.4292 | 2.7075 | 23.2% | 0.053744 | 0.040384 | 1803.5024 | 246.1785 | 178.6516 | 1378.6723 | 1843.1979 | 0 | 0 | 1843.1979 | 0.004721%
2028 | 214 | 214-583R | Tier-3 | Tier-3---13 | 4--5 | 174 | 89 | 328.9866 | 94.06% | 4.474% | 1.469% | 45.8997 | 0 | 0 | 45.8997 | 0 | 39.8439 | 10.6957 | 3.7252 | 39.8439 | 10.6957 | 3.7252 | 46.578 | 12.5034 | 3.7252 | 13.95% | 0.070413 | 0.059968 | 4672.2426 | 712.2083 | 352.9213 | 3607.1129 | 4720.6008 | 0 | 0 | 4720.6008 | 0.009634%
2028 | 214 | 214-613R | Tier-3 | Tier-3---14 | 5--3 | 196 | 89 | 480.8617 | 49.89% | 49.25% | 0.8586% | 31.5898 | 0 | 0 | 31.5898 | 0 | 27.422 | 10.6957 | 2.5638 | 27.422 | 10.6957 | 2.5638 | 32.0566 | 12.5034 | 2.5638 | 6.569% | 0.43289 | 0.37588 | 1110.8228 | 86.441 | 501.4412 | 522.9406 | 1195.2422 | 0 | 0 | 1195.2422 | 0.006631%
2028 | 215 | 215-38R | Tier-3 | Tier-3---10 | 5--5 | 126 | 1 | 650.1784 | 91.15% | 8.25% | 0.6037% | 1.364 | 0 | 0 | 1.364 | 0 | 1.184 | 0.12018 | 9.8522 | 1.184 | 0.12018 | 9.8522 | 1.3841 | 0.14049 | 9.8522 | 0.2098% | 0.12528 | 0.12499 | 5189.8024 | 828.3476 | 472.2938 | 3889.161 | 5190.8623 | 0 | 0 | 5190.8623 | 0.0002863%
2028 | 215 | 215-38R | Tier-3 | Tier-3---10 | 5--5 | 126 | 9 | 650.1784 | 91.15% | 8.25% | 0.6037% | 12.2756 | 0 | 0 | 12.2756 | 0 | 10.656 | 1.0816 | 9.8522 | 10.656 | 1.0816 | 9.8522 | 12.457 | 1.2644 | 9.8522 | 1.888% | 0.12528 | 0.12268 | 5189.8024 | 828.3476 | 472.2938 | 3889.161 | 5199.5213 | 0 | 0 | 5199.5213 | 0.002577%
2028 | 217 | 217-837R | Tier-3 | Tier-3---12 | 5--5 | 293 | 84 | 680.508 | 71.93% | 26.93% | 1.134% | 40.6982 | 0 | 0 | 40.6982 | 0 | 35.3287 | 10.0948 | 3.4997 | 35.3287 | 10.0948 | 3.4997 | 41.2997 | 11.8009 | 3.4997 | 5.981% | 0.14269 | 0.13083 | 4769.0891 | 589.9072 | 1292.048 | 2887.1339 | 4890.4634 | 0 | 0 | 4890.4634 | 0.008543%
2028 | 217 | 217-983R | Tier-3 | Tier-3---5 | 5--5 | 116 | 38 | 1187.4841 | 92.09% | 7.578% | 0.3365% | 103.8822 | 0 | 0 | 103.8822 | 0 | 90.1765 | 4.5667 | 19.7466 | 90.1765 | 4.5667 | 19.7466 | 105.4174 | 5.3385 | 19.7466 | 8.748% | 0.2438 | 0.22063 | 4870.8263 | 716.2537 | 353.1181 | 3801.4544 | 4911.295 | 0 | 0 | 4911.295 | 0.0218%
2028 | 220 | 220-294R | Tier-3 | Tier-3---14 | 5--3 | 328 | 92 | 720.9399 | 58.97% | 39.92% | 1.12% | 34.5785 | 0 | 0 | 34.5785 | 0 | 30.0164 | 11.0562 | 2.7149 | 30.0164 | 11.0562 | 2.7149 | 35.0895 | 12.9248 | 2.7149 | 4.796% | 0.44397 | 0.40786 | 1623.8364 | 124.0259 | 599.3861 | 900.4244 | 1682.8366 | 0 | 0 | 1682.8366 | 0.007258%
2028 | 220 | 220-298R | Tier-3 | Tier-3---11 | 5--4 | 614 | 30 | 1053.2838 | 64.6% | 33.51% | 1.887% | 9.6418 | 0 | 0 | 9.6418 | 0 | 8.3697 | 3.6053 | 2.3215 | 8.3697 | 3.6053 | 2.3215 | 9.7843 | 4.2146 | 2.3215 | 0.9154% | 0.50177 | 0.49466 | 2099.1459 | 164.9638 | 658.2461 | 1275.9359 | 2109.8251 | 0 | 0 | 2109.8251 | 0.002024%
2028 | 222 | 222-2013R | Tier-3 | Tier-3---7 | 5--5 | 407 | 3 | 1434.8215 | 80% | 19.3% | 0.6983% | 2.4538 | 0 | 0 | 2.4538 | 0 | 2.13 | 0.36053 | 5.9081 | 2.13 | 0.36053 | 5.9081 | 2.49 | 0.42146 | 5.9081 | 0.171% | 0.27927 | 0.27867 | 5137.7317 | 647.5611 | 923.7481 | 3566.4225 | 5139.9324 | 0 | 0 | 5139.9324 | 0.0005151%
2028 | 79 | 79-668R | Tier-3 | Tier-3---15 | 5--3 | 309 | 1 | 744.6976 | 38.65% | 60.41% | 0.9336% | 0.27015 | 0 | 0 | 0.27015 | 0 | 0.23451 | 0.12018 | 1.9514 | 0.23451 | 0.12018 | 1.9514 | 0.27415 | 0.14049 | 1.9514 | 0.03628% | 0.43999 | 0.43958 | 1692.5377 | 90.5162 | 925.3729 | 676.6485 | 1693.5131 | 0 | 0 | 1693.5131 | 5.671e-05%
2028 | 231 | 231-1136R | Tier-2 | Tier-2---7 | 4--5 | 357 | 40 | 532.5953 | 91.49% | 6.883% | 1.625% | 15.8333 | 0 | 0 | 15.8333 | 0 | 13.7444 | 4.807 | 2.8592 | 13.7444 | 4.807 | 2.8592 | 16.0673 | 5.6195 | 2.8592 | 2.973% | 0.054655 | 0.052879 | 9744.7482 | 1528.1869 | 1244.2736 | 6972.2877 | 9772.5909 | 0 | 0 | 9772.5909 | 0.003323%
2028 | 231 | 231-1635R | Tier-2 | Tier-2---4 | 5--5 | 862 | 67 | 1024.1696 | 93.53% | 4.422% | 2.048% | 21.5919 | 0 | 0 | 21.5919 | 0 | 18.7431 | 8.0518 | 2.3278 | 18.7431 | 8.0518 | 2.3278 | 21.9109 | 9.4126 | 2.3278 | 2.108% | 0.11648 | 0.11385 | 8792.8912 | 1469.9696 | 598.2137 | 6724.7079 | 8806.0095 | 0 | 0 | 8806.0095 | 0.004532%
2028 | 233 | 233-123R | Tier-2 | Tier-2---4 | 4--5 | 412 | 1 | 528.7545 | 93.49% | 4.613% | 1.898% | 0.34795 | 0 | 0 | 0.34795 | 0 | 0.30204 | 0.12018 | 2.5133 | 0.30204 | 0.12018 | 2.5133 | 0.35309 | 0.14049 | 2.5133 | 0.06581% | 0.06125 | 0.061207 | 8632.6707 | 1309.838 | 600.1971 | 6722.6355 | 8633.0666 | 0 | 0 | 8633.0666 | 7.303e-05%
2028 | 233 | 233-123R | Tier-2 | Tier-2---4 | 4--5 | 412 | 95 | 528.7545 | 93.49% | 4.613% | 1.898% | 33.055 | 0 | 0 | 33.055 | 0 | 28.6939 | 11.4167 | 2.5133 | 28.6939 | 11.4167 | 2.5133 | 33.5435 | 13.3463 | 2.5133 | 6.251% | 0.06125 | 0.057155 | 8632.6707 | 1309.838 | 600.1971 | 6722.6355 | 8672.9509 | 0 | 0 | 8672.9509 | 0.006938%
2028 | 233 | 233-41R | Tier-2 | Tier-2---9 | 4--5 | 273 | 18 | 183.353 | 90.69% | 5.205% | 4.101% | 3.1796 | 0 | 0 | 3.1796 | 0 | 2.7601 | 2.1632 | 1.276 | 2.7601 | 2.1632 | 1.276 | 3.2266 | 2.5288 | 1.276 | 1.734% | 0.044487 | 0.043636 | 4121.4954 | 626.0879 | 496.8097 | 2998.5978 | 4128.9721 | 0 | 0 | 4128.9721 | 0.0006674%
2028 | 243 | 243-14R | Tier-2 | Tier-2---11 | 4--4 | 470 | 1 | 321.4724 | 13.36% | 84.05% | 2.591% | 0.026499 | 0 | 0 | 0.026499 | 0 | 0.023003 | 0.12018 | 0.19141 | 0.023003 | 0.12018 | 0.19141 | 0.026891 | 0.14049 | 0.19141 | 0.008243% | 0.066445 | 0.066404 | 4838.1873 | 94.8929 | 3936.5433 | 806.7511 | 4840.7754 | 0 | 0 | 4840.7754 | 5.562e-06%
2028 | 246 | 246-34R | Tier-3 | Tier-3---12 | 4--5 | 436 | 95 | 673.2377 | 73.17% | 25.57% | 1.264% | 31.1262 | 0 | 0 | 31.1262 | 0 | 27.0196 | 11.4167 | 2.3667 | 27.0196 | 11.4167 | 2.3667 | 31.5862 | 13.3463 | 2.3667 | 4.623% | 0.070488 | 0.066034 | 9551.097 | 1283.5559 | 2416.0529 | 5851.4883 | 9723.953 | 0 | 0 | 9723.953 | 0.006533%
2028 | 246 | CB 246 | Tier-2 | Tier-2---7 | 4--5 | 303 | 171 | 397.8494 | 64.68% | 33.47% | 1.858% | 42.1122 | 0 | 0 | 42.1122 | 0 | 36.5561 | 20.5501 | 1.7789 | 36.5561 | 20.5501 | 1.7789 | 42.7346 | 24.0233 | 1.7789 | 10.58% | 0.066431 | 0.055559 | 5988.8765 | 880.2356 | 2229.0372 | 2879.6037 | 6402.8717 | 0 | 0 | 6402.8717 | 0.008839%
2028 | 247 | CB 247 | Tier-2 | Tier-2---12 | 4--4 | 90 | 12 | 172.2064 | 35.95% | 62.53% | 1.527% | 2.3936 | 0 | 0 | 2.3936 | 0 | 2.0778 | 1.4421 | 1.4408 | 2.0778 | 1.4421 | 1.4408 | 2.429 | 1.6858 | 1.4408 | 1.39% | 0.038566 | 0.037075 | 4465.2144 | 298.159 | 2868.7773 | 1298.2781 | 4580.2527 | 0 | 0 | 4580.2527 | 0.0005024%
2028 | 292 | CB 292 | Tier-2 | Tier-2---18 | 4--3 | 17 | 1 | 47.5044 | 34.5% | 64.33% | 1.17% | 0.27961 | 0 | 0 | 0.27961 | 0 | 0.24272 | 0.12018 | 2.0197 | 0.24272 | 0.12018 | 2.0197 | 0.28374 | 0.14049 | 2.0197 | 0.5886% | 0.048129 | 0.047308 | 987.0231 | 50.0827 | 552.1658 | 384.7746 | 998.2423 | 0 | 0 | 998.2423 | 5.869e-05%
2028 | 300 | 300-483F | Tier-2 | Tier-2---12 | 3--5 | 69 | 1 | 101.1563 | 97.7% | 0% | 2.297% | 0.41538 | 0 | 0 | 0.41538 | 0 | 0.36058 | 0.12018 | 3.0004 | 0.36058 | 0.12018 | 3.0004 | 0.42152 | 0.14049 | 3.0004 | 0.4106% | 0.018397 | 0.01832 | 5498.5218 | 994.0131 | 114.7317 | 4389.777 | 5499.0549 | 0 | 0 | 5499.0549 | 8.719e-05%
2028 | 300 | 300-484F | Tier-2 | Tier-2---9 | 4--5 | 250 | 1 | 230.1484 | 75.7% | 22.04% | 2.261% | 0.20208 | 0 | 0 | 0.20208 | 0 | 0.17542 | 0.12018 | 1.4597 | 0.17542 | 0.12018 | 1.4597 | 0.20507 | 0.14049 | 1.4597 | 0.08781% | 0.039922 | 0.039876 | 5764.9522 | 606.5801 | 1692.4173 | 3465.9548 | 5766.5794 | 0 | 0 | 5766.5794 | 4.242e-05%
2028 | 300 | 300-484F | Tier-2 | Tier-2---9 | 4--5 | 250 | 173 | 230.1484 | 75.7% | 22.04% | 2.261% | 34.9607 | 0 | 0 | 34.9607 | 0 | 30.3481 | 20.7905 | 1.4597 | 30.3481 | 20.7905 | 1.4597 | 35.4773 | 24.3043 | 1.4597 | 15.19% | 0.039922 | 0.03191 | 5764.9522 | 606.5801 | 1692.4173 | 3465.9548 | 6116.7341 | 0 | 0 | 6116.7341 | 0.007338%
2028 | 311 | 311-1199 | Tier-2 | Tier-2---20 | 3--2 | 15 | 7 | 10.8001 | 28.53% | 67.91% | 3.563% | 0.41693 | 0 | 0 | 0.41693 | 0 | 0.36193 | 0.84123 | 0.43023 | 0.36193 | 0.84123 | 0.43023 | 0.42309 | 0.98341 | 0.43023 | 3.86% | 0.018336 | 0.015854 | 589.0165 | 20.3604 | 431.6923 | 136.9639 | 654.9087 | 0 | 0 | 654.9087 | 8.751e-05%
2028 | 311 | 311-43 | Tier-2 | Tier-2---15 | 3--4 | 195 | 17 | 155.2668 | 1.703% | 96.44% | 1.86% | 0.066863 | 0 | 0 | 0.066863 | 0 | 0.058042 | 2.043 | 0.02841 | 0.058042 | 2.043 | 0.02841 | 0.067851 | 2.3883 | 0.02841 | 0.04306% | 0.027937 | 0.027231 | 5557.7075 | 11.1328 | 4976.695 | 569.8797 | 5699.4069 | 0 | 0 | 5699.4069 | 1.403e-05%
2028 | 315 | 315-1192F | Tier-2 | Tier-2---19 | 1--4 | 9 | 9 | 2.9239 | 90.71% | 0% | 9.29% | 0.76916 | 0 | 0 | 0.76916 | 0 | 0.66768 | 1.0816 | 0.61732 | 0.66768 | 1.0816 | 0.61732 | 0.78053 | 1.2644 | 0.61732 | 26.31% | 0.0015284 | 0.0010852 | 1913.0654 | 1007.4875 | 168.1228 | 737.4551 | 1985.6599 | 0 | 0 | 1985.6599 | 0.0001614%
2028 | 315 | 315-485AE | Tier-2 | Tier-2---14 | 2--5 | 39 | 34 | 44.4978 | 97.71% | 0% | 2.29% | 10.9923 | 0 | 0 | 10.9923 | 0 | 9.542 | 4.086 | 2.3353 | 9.542 | 4.086 | 2.3353 | 11.1547 | 4.7766 | 2.3353 | 24.7% | 0.00637 | 0.0047595 | 6985.5251 | 2468.7203 | 170.1118 | 4346.6929 | 7039.6604 | 0 | 0 | 7039.6604 | 0.002307%
2028 | 315 | CB 315 | Tier-2 | Tier-2---19 | 1--4 | 21 | 1 | 5.1424 | 94.4% | 0% | 5.599% | 0.067038 | 0 | 0 | 0.067038 | 0 | 0.058193 | 0.12018 | 0.48423 | 0.058193 | 0.12018 | 0.48423 | 0.068029 | 0.14049 | 0.48423 | 1.304% | 0.0017586 | 0.0017343 | 2924.1607 | 267.0973 | 1290.9222 | 1366.1411 | 2926.4534 | 0 | 0 | 2926.4534 | 1.407e-05%
2028 | 327 | CB 327 | Tier-3 | Tier-3---16 | 4--5 | 22 | 21 | 193.645 | 98.47% | 1.165% | 0.3624% | 52.7857 | 0 | 0 | 52.7857 | 0 | 45.8214 | 2.5237 | 18.1564 | 45.8214 | 2.5237 | 18.1564 | 53.5658 | 2.9502 | 18.1564 | 27.26% | 0.076966 | 0.055661 | 2515.9681 | 429.9476 | 31.582 | 2054.4384 | 2530.6781 | 0 | 0 | 2530.6781 | 0.01108%
2028 | 351 | 351-819R | Tier-2 | Tier-2---1 | 5--5 | 341 | 149 | 2090.3176 | 91.75% | 7.875% | 0.3732% | 243.0273 | 0 | 0 | 243.0273 | 0 | 210.9635 | 17.9062 | 11.7816 | 210.9635 | 17.9062 | 11.7816 | 246.6188 | 20.9326 | 11.7816 | 11.63% | 0.14376 | 0.12554 | 14540.4698 | 3135.0555 | 1103.9508 | 10301.4635 | 14714.5025 | 0 | 0 | 14714.5025 | 0.05101%
2028 | 351 | CB 351 | Tier-2 | Tier-2---3 | 5--5 | 154 | 7 | 1226.0332 | 96.06% | 3.555% | 0.3808% | 15.5252 | 0 | 0 | 15.5252 | 0 | 13.4769 | 0.84123 | 16.0204 | 13.4769 | 0.84123 | 16.0204 | 15.7546 | 0.98341 | 16.0204 | 1.266% | 0.12463 | 0.12299 | 9837.0052 | 2175.7089 | 389.2547 | 7272.0416 | 9842.1775 | 0 | 0 | 9842.1775 | 0.003259%
2028 | 352 | 352-27R | Tier-3 | Tier-3---2 | 5--5 | 359 | 29 | 1835.8142 | 93.66% | 5.876% | 0.4611% | 40.2806 | 0 | 0 | 40.2806 | 0 | 34.9662 | 3.4851 | 10.033 | 34.9662 | 3.4851 | 10.033 | 40.8759 | 4.0741 | 10.033 | 2.194% | 0.11814 | 0.11537 | 15539.9427 | 3024.467 | 902.1857 | 11613.29 | 15563.5671 | 0 | 0 | 15563.5671 | 0.008455%
2028 | 411 | 411-1873R | Tier-2 | Tier-2---7 | 4--5 | 342 | 168 | 340.3229 | 88.45% | 9.585% | 1.967% | 42.8805 | 0 | 0 | 42.8805 | 0 | 37.2231 | 20.1896 | 1.8437 | 37.2231 | 20.1896 | 1.8437 | 43.5142 | 23.6019 | 1.8437 | 12.6% | 0.04682 | 0.04015 | 7268.7189 | 1142.008 | 975.4979 | 5151.213 | 7408.2095 | 0 | 0 | 7408.2095 | 0.009001%
2028 | 411 | 411-30R | Tier-3 | Tier-3---6 | 5--5 | 856 | 1 | 1028.3805 | 90.72% | 7.641% | 1.643% | 0.31605 | 0 | 0 | 0.31605 | 0 | 0.27436 | 0.12018 | 2.2829 | 0.27436 | 0.12018 | 2.2829 | 0.32073 | 0.14049 | 2.2829 | 0.03073% | 0.10309 | 0.10306 | 9975.2889 | 1901.318 | 929.458 | 7144.5129 | 9975.6028 | 0 | 0 | 9975.6028 | 6.634e-05%
2028 | 411 | 411-30R | Tier-3 | Tier-3---6 | 5--5 | 856 | 386 | 1028.3805 | 90.72% | 7.641% | 1.643% | 121.997 | 0 | 0 | 121.997 | 0 | 105.9014 | 46.388 | 2.2829 | 105.9014 | 46.388 | 2.2829 | 123.7999 | 54.2281 | 2.2829 | 11.86% | 0.10309 | 0.089611 | 9975.2889 | 1901.318 | 929.458 | 7144.5129 | 10114.617 | 0 | 0 | 10114.617 | 0.02561%
2028 | 411 | 411-47R | Tier-2 | Tier-2---9 | 4--5 | 459 | 24 | 334.7019 | 84.13% | 13.18% | 2.693% | 4.2698 | 0 | 0 | 4.2698 | 0 | 3.7064 | 2.8842 | 1.2851 | 3.7064 | 2.8842 | 1.2851 | 4.3329 | 3.3717 | 1.2851 | 1.276% | 0.063274 | 0.062315 | 5289.7062 | 845.5012 | 1035.5091 | 3408.6958 | 5302.6315 | 0 | 0 | 5302.6315 | 0.0008962%
2028 | 442 | 442-729 | Tier-3 | Tier-3---15 | 5--3 | 54 | 1 | 182.1056 | 87.18% | 11.88% | 0.9486% | 0.85255 | 0 | 0 | 0.85255 | 0 | 0.74007 | 0.12018 | 6.1582 | 0.74007 | 0.12018 | 6.1582 | 0.86515 | 0.14049 | 6.1582 | 0.4682% | 0.36059 | 0.35866 | 505.0174 | 48.5793 | 97.3314 | 359.1067 | 505.3671 | 0 | 0 | 505.3671 | 0.000179%
2028 | 442 | 442-764R | Tier-3 | Tier-3---18 | 5--2 | 74 | 33 | 133.0317 | 69.69% | 29.04% | 1.271% | 11.9888 | 0 | 0 | 11.9888 | 0 | 10.4071 | 3.9658 | 2.6242 | 10.4071 | 3.9658 | 2.6242 | 12.166 | 4.6361 | 2.6242 | 9.012% | 0.35448 | 0.30864 | 375.2846 | 31.8241 | 102.8444 | 240.6162 | 392.1827 | 0 | 0 | 392.1827 | 0.002516%
2028 | 444 | 444-43R | Tier-2 | Tier-2---5 | 5--5 | 403 | 10 | 962.2981 | 91.92% | 6.922% | 1.16% | 6.3651 | 0 | 0 | 6.3651 | 0 | 5.5253 | 1.2018 | 4.5977 | 5.5253 | 1.2018 | 4.5977 | 6.4592 | 1.4049 | 4.5977 | 0.6614% | 0.2124 | 0.21087 | 4530.5338 | 537.4714 | 429.3017 | 3563.7607 | 4533.1876 | 0 | 0 | 4533.1876 | 0.001336%
2028 | 445 | 445-1311R | Tier-3 | Tier-3---5 | 5--5 | 337 | 12 | 2047.0117 | 76.8% | 22.84% | 0.359% | 16.2341 | 0 | 0 | 16.2341 | 0 | 14.0923 | 1.4421 | 9.772 | 14.0923 | 1.4421 | 9.772 | 16.474 | 1.6858 | 9.772 | 0.7931% | 0.53792 | 0.53237 | 3805.4061 | 462.3517 | 801.0027 | 2542.0517 | 3814.6181 | 0 | 0 | 3814.6181 | 0.003408%
2028 | 445 | 445-1325F | Tier-2 | Tier-2---2 | 5--4 | 220 | 97 | 1447.5424 | 80.92% | 18.64% | 0.4376% | 149.7791 | 0 | 0 | 149.7791 | 0 | 130.018 | 11.6571 | 11.1536 | 130.018 | 11.6571 | 11.1536 | 151.9925 | 13.6273 | 11.1536 | 10.35% | 0.57356 | 0.50022 | 2523.7784 | 315.2588 | 429.2208 | 1779.2988 | 2594.3647 | 0 | 0 | 2594.3647 | 0.03144%
2028 | 445 | 445-18R | Tier-2 | Tier-2---2 | 5--5 | 526 | 68 | 2423.1968 | 81.52% | 17.92% | 0.5628% | 74.0581 | 0 | 0 | 74.0581 | 0 | 64.2873 | 8.172 | 7.8668 | 64.2873 | 8.172 | 7.8668 | 75.1526 | 9.5531 | 7.8668 | 3.056% | 0.6048 | 0.58212 | 4006.6402 | 487.3751 | 662.1707 | 2857.0944 | 4035.4808 | 0 | 0 | 4035.4808 | 0.01554%
2028 | 445 | 445-19R | Tier-2 | Tier-2---8 | 5--3 | 238 | 46 | 654.5269 | 59.7% | 39.33% | 0.9775% | 21.9003 | 0 | 0 | 21.9003 | 0 | 19.0109 | 5.5281 | 3.4389 | 19.0109 | 5.5281 | 3.4389 | 22.2239 | 6.4624 | 3.4389 | 3.346% | 0.56527 | 0.53359 | 1157.9013 | 92.6902 | 418.9958 | 646.2153 | 1185.6123 | 0 | 0 | 1185.6123 | 0.004597%
2028 | 445 | 445-39R | Tier-2 | Tier-2---5 | 5--4 | 246 | 18 | 1104.2716 | 59.42% | 40.16% | 0.4235% | 13.9236 | 0 | 0 | 13.9236 | 0 | 12.0866 | 2.1632 | 5.5874 | 12.0866 | 2.1632 | 5.5874 | 14.1293 | 2.5288 | 5.5874 | 1.261% | 0.48997 | 0.47957 | 2253.7709 | 194.1003 | 866.8973 | 1192.7734 | 2273.5982 | 0 | 0 | 2273.5982 | 0.002923%
2028 | 445 | 445-894R | Tier-2 | Tier-2---5 | 5--4 | 587 | 1 | 1498.1966 | 65.73% | 33.21% | 1.065% | 0.48649 | 0 | 0 | 0.48649 | 0 | 0.42231 | 0.12018 | 3.5141 | 0.42231 | 0.12018 | 3.5141 | 0.49368 | 0.14049 | 3.5141 | 0.03247% | 0.63526 | 0.63494 | 2358.411 | 194.1011 | 729.7847 | 1434.5253 | 2358.8106 | 0 | 0 | 2358.8106 | 0.0001021%
2028 | 445 | 445-894R | Tier-2 | Tier-2---5 | 5--4 | 587 | 9 | 1498.1966 | 65.73% | 33.21% | 1.065% | 4.3784 | 0 | 0 | 4.3784 | 0 | 3.8008 | 1.0816 | 3.5141 | 3.8008 | 1.0816 | 3.5141 | 4.4432 | 1.2644 | 3.5141 | 0.2922% | 0.63526 | 0.63243 | 2358.411 | 194.1011 | 729.7847 | 1434.5253 | 2362.021 | 0 | 0 | 2362.021 | 0.000919%
2028 | 445 | 445-897R | Tier-2 | Tier-2---10 | 5--3 | 25 | 9 | 278.2745 | 86.91% | 12.87% | 0.2201% | 25.2494 | 0 | 0 | 25.2494 | 0 | 21.9181 | 1.0816 | 20.2648 | 21.9181 | 1.0816 | 20.2648 | 25.6225 | 1.2644 | 20.2648 | 9.074% | 0.75637 | 0.6774 | 367.9091 | 46.7882 | 51.285 | 269.8359 | 373.5223 | 0 | 0 | 373.5223 | 0.0053%
2028 | 448 | 448-1234R | Tier-3 | Tier-3---15 | 5--3 | 51 | 45 | 246.005 | 87.44% | 11.91% | 0.6491% | 55.0414 | 0 | 0 | 55.0414 | 0 | 47.7795 | 5.4079 | 8.8351 | 47.7795 | 5.4079 | 8.8351 | 55.8548 | 6.3219 | 8.8351 | 22.37% | 0.62101 | 0.4621 | 396.1396 | 50.2628 | 45.6467 | 300.2301 | 413.2505 | 0 | 0 | 413.2505 | 0.01155%
2028 | 448 | 448-714R | Tier-3 | Tier-3---14 | 5--3 | 314 | 213 | 1225.9869 | 25.1% | 74.31% | 0.5831% | 60.5404 | 0 | 0 | 60.5404 | 0 | 52.553 | 25.5975 | 2.0531 | 52.553 | 25.5975 | 2.0531 | 61.4351 | 29.9238 | 2.0531 | 4.938% | 0.46343 | 0.37226 | 2645.4709 | 92.606 | 1775.6477 | 777.2172 | 3130.7068 | 0 | 0 | 3130.7068 | 0.01271%
2028 | 448 | 448-724R | Tier-3 | Tier-3---18 | 5--2 | 202 | 101 | 255.0047 | 52.43% | 45.5% | 2.066% | 19.3874 | 0 | 0 | 19.3874 | 0 | 16.8296 | 12.1378 | 1.3865 | 16.8296 | 12.1378 | 1.3865 | 19.6739 | 14.1892 | 1.3865 | 7.603% | 0.55035 | 0.47055 | 463.3505 | 25.9997 | 195.8184 | 241.5324 | 500.7286 | 0 | 0 | 500.7286 | 0.004069%
2028 | 448 | 448-735R | Tier-3 | Tier-3---18 | 5--2 | 170 | 82 | 276.9497 | 53.49% | 44.76% | 1.748% | 20.7215 | 0 | 0 | 20.7215 | 0 | 17.9876 | 9.8544 | 1.8253 | 17.9876 | 9.8544 | 1.8253 | 21.0277 | 11.52 | 1.8253 | 7.482% | 0.54202 | 0.4662 | 510.9626 | 35.205 | 210.0136 | 265.744 | 549.6134 | 0 | 0 | 549.6134 | 0.004349%
2028 | 448 | 448-744R | Tier-3 | Tier-3---7 | 5--5 | 717 | 336 | 2370.1609 | 68.76% | 30.51% | 0.7221% | 221.49 | 0 | 0 | 221.49 | 0 | 192.2677 | 40.3792 | 4.7616 | 192.2677 | 40.3792 | 4.7616 | 224.7632 | 47.2037 | 4.7616 | 9.345% | 0.49442 | 0.42723 | 4793.8402 | 492.7082 | 1356.6651 | 2944.4669 | 5029.3448 | 0 | 0 | 5029.3448 | 0.04649%
2028 | 448 | 448-9R | Tier-3 | Tier-3---9 | 5--4 | 413 | 65 | 1381.6742 | 73.74% | 25.5% | 0.7592% | 46.5018 | 0 | 0 | 46.5018 | 0 | 40.3666 | 7.8115 | 5.1676 | 40.3666 | 7.8115 | 5.1676 | 47.189 | 9.1317 | 5.1676 | 3.366% | 0.54394 | 0.51911 | 2540.1235 | 273.4783 | 621.4078 | 1645.2374 | 2572.0241 | 0 | 0 | 2572.0241 | 0.009761%
2028 | 449 | 449-13R | Tier-3 | Tier-3---7 | 5--5 | 557 | 79 | 1663.2464 | 62.39% | 36.97% | 0.6428% | 42.6823 | 0 | 0 | 42.6823 | 0 | 37.051 | 9.4939 | 3.9026 | 37.051 | 9.4939 | 3.9026 | 43.3131 | 11.0985 | 3.9026 | 2.566% | 0.28234 | 0.27073 | 5890.9135 | 610.6402 | 2022.1047 | 3258.1686 | 5985.9489 | 0 | 0 | 5985.9489 | 0.008959%
2028 | 450 | 450-1850 | Tier-2 | Tier-2---13 | 4--3 | 18 | 15 | 42.3233 | 80.24% | 18.63% | 1.138% | 8.2067 | 0 | 0 | 8.2067 | 0 | 7.1239 | 1.8026 | 3.9519 | 7.1239 | 1.8026 | 3.9519 | 8.328 | 2.1073 | 3.9519 | 19.39% | 0.073712 | 0.055899 | 574.1677 | 75.9334 | 104.2813 | 393.953 | 610.3301 | 0 | 0 | 610.3301 | 0.001723%
2028 | 450 | 450-1851F | Tier-2 | Tier-2---3 | 5--5 | 209 | 126 | 915.4961 | 93.2% | 6.334% | 0.4614% | 149.1814 | 0 | 0 | 149.1814 | 0 | 129.4992 | 15.1422 | 8.5522 | 129.4992 | 15.1422 | 8.5522 | 151.386 | 17.7014 | 8.5522 | 16.3% | 0.099477 | 0.082085 | 9203.0933 | 2582.2914 | 565.9601 | 6054.8418 | 9335.6031 | 0 | 0 | 9335.6031 | 0.03131%
2028 | 450 | 450-1853F | Tier-2 | Tier-2---10 | 4--4 | 44 | 22 | 133.4424 | 58.04% | 41.41% | 0.5447% | 11.2307 | 0 | 0 | 11.2307 | 0 | 9.7489 | 2.6439 | 3.6874 | 9.7489 | 2.6439 | 3.6874 | 11.3966 | 3.0907 | 3.6874 | 8.416% | 0.075291 | 0.064374 | 1772.351 | 169.5911 | 681.6123 | 921.1476 | 1898.4655 | 0 | 0 | 1898.4655 | 0.002357%
2028 | 450 | 450-1854 | Tier-2 | Tier-2---9 | 4--4 | 70 | 41 | 167.8113 | 68.69% | 30.5% | 0.8174% | 19.5786 | 0 | 0 | 19.5786 | 0 | 16.9955 | 4.9272 | 3.4493 | 16.9955 | 4.9272 | 3.4493 | 19.868 | 5.76 | 3.4493 | 11.67% | 0.079085 | 0.065652 | 2121.91 | 277.0369 | 611.709 | 1233.1641 | 2257.859 | 0 | 0 | 2257.859 | 0.00411%
2028 | 450 | 450-50R | Tier-2 | Tier-2---11 | 4--4 | 18 | 5 | 377.7999 | 6.265% | 93.65% | 0.08234% | 1.9066 | 0 | 0 | 1.9066 | 0 | 1.655 | 0.60088 | 2.7543 | 1.655 | 0.60088 | 2.7543 | 1.9347 | 0.70244 | 2.7543 | 0.5047% | 0.071801 | 0.066017 | 5261.778 | 61.1615 | 4507.3206 | 693.2959 | 5693.8996 | 0 | 0 | 5693.8996 | 0.0004002%
2028 | 452 | 452-1403 | Tier-2 | Tier-2---15 | 1--5 | 5 | 5 | 16.9711 | 99.17% | 0% | 0.8269% | 4.8809 | 0 | 0 | 4.8809 | 0 | 4.237 | 0.60088 | 7.0513 | 4.237 | 0.60088 | 7.0513 | 4.9531 | 0.70244 | 7.0513 | 28.76% | 0.0007938 | 0.0005636 | 21379.6258 | 3471.6579 | 162.5094 | 17745.4585 | 21451.8368 | 0 | 0 | 21451.8368 | 0.001025%
2028 | 452 | 452-1404F | Tier-2 | Tier-2---12 | 1--5 | 20 | 19 | 78.1615 | 99.25% | 0% | 0.7504% | 21.3719 | 0 | 0 | 21.3719 | 0 | 18.5522 | 2.2833 | 8.125 | 18.5522 | 2.2833 | 8.125 | 21.6877 | 2.6693 | 8.125 | 27.34% | 0.0036434 | 0.0026396 | 21452.8882 | 5121.8123 | 152.3056 | 16178.7703 | 21514.1026 | 0 | 0 | 21514.1026 | 0.004486%
2028 | 452 | 452-1405 | Tier-2 | Tier-2---15 | 1--5 | 12 | 10 | 24.9262 | 98.86% | 0% | 1.141% | 5.9551 | 0 | 0 | 5.9551 | 0 | 5.1694 | 1.2018 | 4.3015 | 5.1694 | 1.2018 | 4.3015 | 6.0431 | 1.4049 | 4.3015 | 23.89% | 0.001513 | 0.0011474 | 16474.6859 | 3100.6815 | 174.1987 | 13199.8057 | 16534.5979 | 0 | 0 | 16534.5979 | 0.00125%
2028 | 452 | 452-38AE | Tier-2 | Tier-2---4 | 2--5 | 71 | 58 | 306.0513 | 99.41% | 0% | 0.595% | 72.0726 | 0 | 0 | 72.0726 | 0 | 62.5637 | 6.9702 | 8.9759 | 62.5637 | 6.9702 | 8.9759 | 73.1377 | 8.1483 | 8.9759 | 23.55% | 0.011395 | 0.0086957 | 26857.9154 | 5689.4503 | 153.4079 | 21015.0572 | 26907.5254 | 0 | 0 | 26907.5254 | 0.01513%
2028 | 454 | 454-1814 | Tier-2 | Tier-2---20 | 4--2 | 3 | 3 | 7.1232 | 85.18% | 13.84% | 0.9794% | 1.7595 | 0 | 0 | 1.7595 | 0 | 1.5274 | 0.36053 | 4.2364 | 1.5274 | 0.36053 | 4.2364 | 1.7855 | 0.42146 | 4.2364 | 24.7% | 0.072066 | 0.051167 | 98.8421 | 13.8906 | 13.4536 | 71.498 | 104.8267 | 0 | 0 | 104.8267 | 0.0003693%
2028 | 454 | 454-48F | Tier-2 | Tier-2---4 | 4--5 | 53 | 1 | 395.265 | 97.43% | 2.166% | 0.3994% | 2.1073 | 0 | 0 | 2.1073 | 0 | 1.8293 | 0.12018 | 15.2214 | 1.8293 | 0.12018 | 15.2214 | 2.1384 | 0.14049 | 15.2214 | 0.5331% | 0.085487 | 0.085019 | 4623.6959 | 1485.502 | 103.1361 | 3035.0579 | 4624.3487 | 0 | 0 | 4624.3487 | 0.0004423%
2028 | 454 | 454-48F | Tier-2 | Tier-2---4 | 4--5 | 53 | 45 | 395.265 | 97.43% | 2.166% | 0.3994% | 94.8274 | 0 | 0 | 94.8274 | 0 | 82.3164 | 5.4079 | 15.2214 | 82.3164 | 5.4079 | 15.2214 | 96.2288 | 6.3219 | 15.2214 | 23.99% | 0.085487 | 0.064438 | 4623.6959 | 1485.502 | 103.1361 | 3035.0579 | 4662.4501 | 0 | 0 | 4662.4501 | 0.0199%
2028 | 454 | 454-49F | Tier-2 | Tier-2---13 | 4--3 | 52 | 1 | 107.3713 | 36.14% | 62.92% | 0.9466% | 0.2164 | 0 | 0 | 0.2164 | 0 | 0.18785 | 0.12018 | 1.5631 | 0.18785 | 0.12018 | 1.5631 | 0.21959 | 0.14049 | 1.5631 | 0.2015% | 0.077203 | 0.076773 | 1390.7624 | 149.1136 | 807.2692 | 434.3795 | 1395.7434 | 0 | 0 | 1395.7434 | 4.542e-05%
2028 | 499 | CB 499 | Tier-2 | Tier-2---19 | 2--3 | 31 | 1 | 12.7092 | 92.01% | 0% | 7.988% | 0.1094 | 0 | 0 | 0.1094 | 0 | 0.094963 | 0.12018 | 0.79019 | 0.094963 | 0.12018 | 0.79019 | 0.11101 | 0.14049 | 0.79019 | 0.8608% | 0.00687 | 0.0068057 | 1849.953 | 152.4302 | 848.7409 | 848.782 | 1851.3484 | 0 | 0 | 1851.3484 | 2.296e-05%
2028 | 499 | CB 499 | Tier-2 | Tier-2---19 | 2--3 | 31 | 1 | 12.7092 | 92.01% | 0% | 7.988% | 0.1094 | 0 | 0 | 0.1094 | 0 | 0.094963 | 0.12018 | 0.79019 | 0.094963 | 0.12018 | 0.79019 | 0.11101 | 0.14049 | 0.79019 | 0.8608% | 0.00687 | 0.0068057 | 1849.953 | 152.4302 | 848.7409 | 848.782 | 1851.3484 | 0 | 0 | 1851.3484 | 2.296e-05%
2028 | 499 | CB 499 | Tier-2 | Tier-2---19 | 2--3 | 31 | 3 | 12.7092 | 92.01% | 0% | 7.988% | 0.32819 | 0 | 0 | 0.32819 | 0 | 0.28489 | 0.36053 | 0.79019 | 0.28489 | 0.36053 | 0.79019 | 0.33304 | 0.42146 | 0.79019 | 2.582% | 0.00687 | 0.0066772 | 1849.953 | 152.4302 | 848.7409 | 848.782 | 1854.2198 | 0 | 0 | 1854.2198 | 6.889e-05%
2028 | 500 | 500-1531 | Tier-2 | Tier-2---10 | 4--4 | 20 | 16 | 642.8265 | 4.579% | 95.33% | 0.095% | 6.829 | 0 | 0 | 6.829 | 0 | 5.928 | 1.9228 | 3.083 | 5.928 | 1.9228 | 3.083 | 6.9299 | 2.2478 | 3.083 | 1.062% | 0.071178 | 0.054665 | 9031.2778 | 80.4341 | 7853.8811 | 1096.9626 | 11634.5504 | 0 | 0 | 11634.5504 | 0.001433%
2028 | 501 | 501-786 | Tier-2 | Tier-2---14 | 2--5 | 23 | 3 | 41.2155 | 98.22% | 0% | 1.777% | 1.5313 | 0 | 0 | 1.5313 | 0 | 1.3293 | 0.36053 | 3.687 | 1.3293 | 0.36053 | 3.687 | 1.5539 | 0.42146 | 3.687 | 3.715% | 0.0050324 | 0.004842 | 8190.019 | 1322.239 | 139.0981 | 6728.6818 | 8195.741 | 0 | 0 | 8195.741 | 0.0003214%
2028 | 504 | 504-2501R | Tier-2 | Tier-2---9 | 3--5 | 154 | 23 | 152.2062 | 97.69% | 0% | 2.311% | 6.4399 | 0 | 0 | 6.4399 | 0 | 5.5903 | 2.7641 | 2.0225 | 5.5903 | 2.7641 | 2.0225 | 6.5351 | 3.2312 | 2.0225 | 4.231% | 0.021593 | 0.020657 | 7048.9974 | 1058.3908 | 620.2842 | 5370.3225 | 7056.3734 | 0 | 0 | 7056.3734 | 0.001352%
2028 | 540 | 540-241R | Tier-2 | Tier-2---9 | 4--5 | 18 | 18 | 346.6156 | 24.2% | 75.62% | 0.1791% | 24.3289 | 0 | 0 | 24.3289 | 0 | 21.1191 | 2.1632 | 9.763 | 21.1191 | 2.1632 | 9.763 | 24.6884 | 2.5288 | 9.763 | 7.019% | 0.047942 | 0.034039 | 7229.9557 | 274.5689 | 5138.5463 | 1816.8405 | 9468.2908 | 0 | 0 | 9468.2908 | 0.005107%
2028 | 292 | CB 292 | Tier-2 | Tier-2---18 | 4--3 | 17 | 8 | 47.5044 | 34.5% | 64.33% | 1.17% | 2.2369 | 0 | 0 | 2.2369 | 0 | 1.9418 | 0.96141 | 2.0197 | 1.9418 | 0.96141 | 2.0197 | 2.27 | 1.1239 | 2.0197 | 4.709% | 0.048129 | 0.041561 | 987.0231 | 50.0827 | 552.1658 | 384.7746 | 1089.1882 | 0 | 0 | 1089.1882 | 0.0004695%
2028 | 540 | CB 540 | Tier-2 | Tier-2---17 | 1--5 | 16 | 3 | 18.5654 | 97.32% | 0% | 2.676% | 0.98248 | 0 | 0 | 0.98248 | 0 | 0.85286 | 0.36053 | 2.3656 | 0.85286 | 0.36053 | 2.3656 | 0.997 | 0.42146 | 2.3656 | 5.292% | 0.0036022 | 0.0034063 | 5153.9037 | 633.0265 | 1280.5124 | 3240.3647 | 5161.8337 | 0 | 0 | 5161.8337 | 0.0002062%
2028 | 540 | CB 540 | Tier-2 | Tier-2---17 | 1--5 | 16 | 2 | 18.5654 | 97.32% | 0% | 2.676% | 0.65499 | 0 | 0 | 0.65499 | 0 | 0.56857 | 0.24035 | 2.3656 | 0.56857 | 0.24035 | 2.3656 | 0.66467 | 0.28097 | 2.3656 | 3.528% | 0.0036022 | 0.0034716 | 5153.9037 | 633.0265 | 1280.5124 | 3240.3647 | 5159.0909 | 0 | 0 | 5159.0909 | 0.0001375%
2028 | 591 | 591-1594R | Tier-2 | Tier-2---12 | 4--4 | 92 | 11 | 96.6888 | 80.68% | 17.2% | 2.123% | 2.7048 | 0 | 0 | 2.7048 | 0 | 2.348 | 1.3219 | 1.7762 | 2.348 | 1.3219 | 1.7762 | 2.7448 | 1.5454 | 1.7762 | 2.797% | 0.047196 | 0.045559 | 2048.6739 | 331.857 | 357.6365 | 1359.1804 | 2062.8912 | 0 | 0 | 2062.8912 | 0.0005678%
2028 | 597 | 597-595 | Tier-2 | Tier-2---1 | 5--5 | 398 | 45 | 2598.8794 | 68.57% | 30.98% | 0.4453% | 58.4331 | 0 | 0 | 58.4331 | 0 | 50.7238 | 5.4079 | 9.3795 | 50.7238 | 5.4079 | 9.3795 | 59.2967 | 6.3219 | 9.3795 | 2.248% | 0.15307 | 0.14805 | 16978.8381 | 2723.3618 | 4869.9544 | 9385.5219 | 17159.7361 | 0 | 0 | 17159.7361 | 0.01227%
2028 | 599 | 599-19R | Tier-2 | Tier-2---1 | 5--5 | 753 | 50 | 2814.0812 | 94.6% | 4.701% | 0.7012% | 51.2614 | 0 | 0 | 51.2614 | 0 | 44.4982 | 6.0088 | 7.4055 | 44.4982 | 6.0088 | 7.4055 | 52.0189 | 7.0244 | 7.4055 | 1.822% | 0.15161 | 0.14869 | 18560.9002 | 2880.2053 | 906.7756 | 14773.9194 | 18580.5879 | 0 | 0 | 18580.5879 | 0.01076%
2028 | 770 | 770-259R | Tier-2 | Tier-2---17 | 2--3 | 24 | 6 | 10.9444 | 90.49% | 1.971% | 7.54% | 0.718 | 0 | 0 | 0.718 | 0 | 0.62327 | 0.72106 | 0.86439 | 0.62327 | 0.72106 | 0.86439 | 0.72861 | 0.84292 | 0.86439 | 6.56% | 0.010605 | 0.0098363 | 1031.9841 | 188.7755 | 88.8418 | 754.3668 | 1039.6562 | 0 | 0 | 1039.6562 | 0.0001507%
2028 | 968 | 968-476F | Tier-2 | Tier-2---17 | 3--3 | 44 | 1 | 17.6086 | 89.28% | 2.69% | 8.028% | 0.10362 | 0 | 0 | 0.10362 | 0 | 0.089947 | 0.12018 | 0.74846 | 0.089947 | 0.12018 | 0.74846 | 0.10515 | 0.14049 | 0.74846 | 0.5885% | 0.015315 | 0.015214 | 1149.748 | 271.1398 | 111.0595 | 767.5487 | 1150.5655 | 0 | 0 | 1150.5655 | 2.175e-05%
2028 | 776 | CB 776 | Tier-2 | Tier-2---18 | 3--3 | 53 | 13 | 19.7396 | 79.97% | 11.02% | 9.01% | 1.1229 | 0 | 0 | 1.1229 | 0 | 0.97477 | 1.5623 | 0.62394 | 0.97477 | 1.5623 | 0.62394 | 1.1395 | 1.8263 | 0.62394 | 5.689% | 0.014982 | 0.013916 | 1317.5724 | 201.6613 | 223.1115 | 892.7996 | 1337.7786 | 0 | 0 | 1337.7786 | 0.0002357%
2028 | 788 | 788-34R | Tier-2 | Tier-2---6 | 5--5 | 521 | 110 | 1602.6496 | 68.44% | 30.89% | 0.6716% | 67.1572 | 0 | 0 | 67.1572 | 0 | 58.2968 | 13.2194 | 4.4099 | 58.2968 | 13.2194 | 4.4099 | 68.1496 | 15.4536 | 4.4099 | 4.19% | 0.12404 | 0.11645 | 12920.0508 | 2335.3392 | 3828.2096 | 6756.5021 | 13186.0096 | 0 | 0 | 13186.0096 | 0.0141%
2028 | 799 | 799-504R | Tier-2 | Tier-2---15 | 1--5 | 38 | 1 | 27.7948 | 96.8% | 0% | 3.201% | 0.20533 | 0 | 0 | 0.20533 | 0 | 0.17824 | 0.12018 | 1.4831 | 0.17824 | 0.12018 | 1.4831 | 0.20836 | 0.14049 | 1.4831 | 0.7387% | 0.0046964 | 0.0046606 | 5918.3199 | 1511.7003 | 676.4165 | 3730.2032 | 5919.7767 | 0 | 0 | 5919.7767 | 4.31e-05%
2028 | 799 | 799-504R | Tier-2 | Tier-2---15 | 1--5 | 38 | 10 | 27.7948 | 96.8% | 0% | 3.201% | 2.0533 | 0 | 0 | 2.0533 | 0 | 1.7824 | 1.2018 | 1.4831 | 1.7824 | 1.2018 | 1.4831 | 2.0836 | 1.4049 | 1.4831 | 7.387% | 0.0046964 | 0.004338 | 5918.3199 | 1511.7003 | 676.4165 | 3730.2032 | 5933.9709 | 0 | 0 | 5933.9709 | 0.000431%
2028 | 835 | 835-35F | Tier-2 | Tier-2---19 | 1--5 | 3 | 3 | 1.702 | 96.24% | 0% | 3.761% | 0.47502 | 0 | 0 | 0.47502 | 0 | 0.41235 | 0.36053 | 1.1437 | 0.41235 | 0.36053 | 1.1437 | 0.48204 | 0.42146 | 1.1437 | 27.91% | 0.0003154 | 0.00022393 | 5396.3575 | 853.3516 | 185.8923 | 4357.1135 | 5479.2597 | 0 | 0 | 5479.2597 | 9.971e-05%
2028 | 855 | 855-46AE | Tier-2 | Tier-2---15 | 1--5 | 7 | 7 | 22.7812 | 99.05% | 0% | 0.9453% | 6.5441 | 0 | 0 | 6.5441 | 0 | 5.6807 | 0.84123 | 6.7528 | 5.6807 | 0.84123 | 6.7528 | 6.6408 | 0.98341 | 6.7528 | 28.73% | 0.0010888 | 0.00077305 | 20923.2579 | 6163.1266 | 183.5454 | 14576.586 | 21004.0468 | 0 | 0 | 21004.0468 | 0.001374%
2028 | 859 | 859-42R | Tier-2 | Tier-2---3 | 4--5 | 557 | 8 | 1138.7404 | 98.96% | 0% | 1.04% | 4.6937 | 0 | 0 | 4.6937 | 0 | 4.0744 | 0.96141 | 4.238 | 4.0744 | 0.96141 | 4.238 | 4.7631 | 1.1239 | 4.238 | 0.4122% | 0.067132 | 0.066852 | 16962.7575 | 2757.3465 | 237.2903 | 13968.1207 | 16963.4955 | 0 | 0 | 16963.4955 | 0.0009852%
2028 | 907 | 907-2820R | Tier-3 | Tier-3---10 | 4--5 | 33 | 4 | 535.894 | 99.72% | 0.09292% | 0.1857% | 18.785 | 0 | 0 | 18.785 | 0 | 16.3066 | 0.4807 | 33.9223 | 16.3066 | 0.4807 | 33.9223 | 19.0626 | 0.56195 | 33.9223 | 3.505% | 0.082479 | 0.07958 | 6497.3542 | 1341.6962 | 16.6169 | 5139.0411 | 6498.0137 | 0 | 0 | 6498.0137 | 0.003943%
2028 | 920 | 920-1342R | Tier-3 | Tier-3---12 | 4--5 | 131 | 28 | 408.8204 | 94.62% | 4.403% | 0.9773% | 23.9771 | 0 | 0 | 23.9771 | 0 | 20.8137 | 3.3649 | 6.1855 | 20.8137 | 3.3649 | 6.1855 | 24.3315 | 3.9336 | 6.1855 | 5.865% | 0.068604 | 0.064352 | 5959.0983 | 1229.6301 | 289.5515 | 4439.9167 | 5980.2862 | 0 | 0 | 5980.2862 | 0.005033%
2028 | 920 | 920-735AE | Tier-2 | Tier-2---7 | 4--5 | 295 | 35 | 627.5827 | 25.02% | 74.11% | 0.8722% | 5.4024 | 0 | 0 | 5.4024 | 0 | 4.6897 | 4.2062 | 1.115 | 4.6897 | 4.2062 | 1.115 | 5.4823 | 4.9171 | 1.115 | 0.8608% | 0.068691 | 0.066327 | 9136.3433 | 511.7297 | 6274.1673 | 2350.4463 | 9380.4454 | 0 | 0 | 9380.4454 | 0.001134%
2028 | 921 | 921-800F | Tier-2 | Tier-2---7 | 4--5 | 252 | 14 | 650.3067 | 29.95% | 69.36% | 0.6872% | 3.1384 | 0 | 0 | 3.1384 | 0 | 2.7243 | 1.6825 | 1.6193 | 2.7243 | 1.6825 | 1.6193 | 3.1848 | 1.9668 | 1.6193 | 0.4826% | 0.065336 | 0.064284 | 9953.2373 | 702.3415 | 6282.5542 | 2968.3417 | 10067.3995 | 0 | 0 | 10067.3995 | 0.0006588%
2028 | 928 | 928-19 | Tier-2 | Tier-2---11 | 4--4 | 36 | 33 | 73.2406 | 96.92% | 1.567% | 1.51% | 18.8707 | 0 | 0 | 18.8707 | 0 | 16.381 | 3.9658 | 4.1305 | 16.381 | 3.9658 | 4.1305 | 19.1496 | 4.6361 | 4.1305 | 25.77% | 0.051756 | 0.037998 | 1415.107 | 294.5529 | 37.2101 | 1083.344 | 1430.8737 | 0 | 0 | 1430.8737 | 0.003961%
2028 | 928 | CB 928 | Tier-2 | Tier-2---7 | 4--5 | 62 | 36 | 505.3794 | 35.21% | 64.4% | 0.3975% | 29.9599 | 0 | 0 | 29.9599 | 0 | 26.0071 | 4.3263 | 6.0113 | 26.0071 | 4.3263 | 6.0113 | 30.4026 | 5.0575 | 6.0113 | 5.928% | 0.057199 | 0.047567 | 8835.5199 | 595.4493 | 5398.0775 | 2841.9931 | 9994.7142 | 0 | 0 | 9994.7142 | 0.006289%
2028 | 968 | 968-476F | Tier-2 | Tier-2---17 | 3--3 | 44 | 20 | 17.6086 | 89.28% | 2.69% | 8.028% | 2.0724 | 0 | 0 | 2.0724 | 0 | 1.7989 | 2.4035 | 0.74846 | 1.7989 | 2.4035 | 0.74846 | 2.103 | 2.8097 | 0.74846 | 11.77% | 0.015315 | 0.013296 | 1149.748 | 271.1398 | 111.0595 | 767.5487 | 1168.4581 | 0 | 0 | 1168.4581 | 0.000435%
2028 | 980 | CB 980 | Tier-2 | Tier-2---12 | 2--5 | 35 | 21 | 71.0483 | 98.38% | 0% | 1.619% | 12.1623 | 0 | 0 | 12.1623 | 0 | 10.5577 | 2.5237 | 4.1834 | 10.5577 | 2.5237 | 4.1834 | 12.342 | 2.9502 | 4.1834 | 17.12% | 0.0069124 | 0.0057096 | 10278.3875 | 4306.656 | 761.4547 | 5210.2768 | 10313.4383 | 0 | 0 | 10313.4383 | 0.002553%
2028 | 980 | CB 980 | Tier-2 | Tier-2---12 | 2--5 | 35 | 3 | 71.0483 | 98.38% | 0% | 1.619% | 1.7375 | 0 | 0 | 1.7375 | 0 | 1.5082 | 0.36053 | 4.1834 | 1.5082 | 0.36053 | 4.1834 | 1.7631 | 0.42146 | 4.1834 | 2.445% | 0.0069124 | 0.0067406 | 10278.3875 | 4306.656 | 761.4547 | 5210.2768 | 10282.6289 | 0 | 0 | 10282.6289 | 0.0003647%
2028 | 981 | CB 981 | Tier-2 | Tier-2---15 | 1--5 | 14 | 10 | 31.4522 | 98.54% | 0% | 1.457% | 6.4202 | 0 | 0 | 6.4202 | 0 | 5.5731 | 1.2018 | 4.6375 | 5.5731 | 1.2018 | 4.6375 | 6.515 | 1.4049 | 4.6375 | 20.41% | 0.0030076 | 0.0023846 | 10457.5682 | 1238.1114 | 2911.2172 | 6308.2397 | 10497.3773 | 0 | 0 | 10497.3773 | 0.001348%
2028 | 981 | CB 981 | Tier-2 | Tier-2---15 | 1--5 | 14 | 1 | 31.4522 | 98.54% | 0% | 1.457% | 0.64202 | 0 | 0 | 0.64202 | 0 | 0.55731 | 0.12018 | 4.6375 | 0.55731 | 0.12018 | 4.6375 | 0.6515 | 0.14049 | 4.6375 | 2.041% | 0.0030076 | 0.0029453 | 10457.5682 | 1238.1114 | 2911.2172 | 6308.2397 | 10460.7913 | 0 | 0 | 10460.7913 | 0.0001348%
2028 | 982 | CB 982 | Tier-2 | Not Applicable | Not Applicable | 1 | 1 | 0 | 0% | 0% | 0% | 0 | 0 | 0 | 0 | 0 | 0 | 0.12018 | 0 | 0 | 0.12018 | 0 | 0 | 0.14049 | 0 | 0% | 0 | 0 | 0 | 0 | 0 | 0 | 0 | 0 | 0 | 0 | 0%
2028 | 991 | 991-1206R | Tier-2 | Tier-2---4 | 4--5 | 164 | 54 | 580.6091 | 98.3% | 0.7633% | 0.9388% | 54.4975 | 0 | 0 | 54.4975 | 0 | 47.3073 | 6.4895 | 7.2898 | 47.3073 | 6.4895 | 7.2898 | 55.3028 | 7.5863 | 7.2898 | 9.386% | 0.063785 | 0.057695 | 9102.5384 | 2181.358 | 136.565 | 6784.6154 | 9118.8939 | 0 | 0 | 9118.8939 | 0.01144%
2028 | 1022 | 1022-322R | Tier-3 | Tier-3---10 | 5--5 | 89 | 1 | 526.8683 | 92.1% | 7.447% | 0.4577% | 1.5811 | 0 | 0 | 1.5811 | 0 | 1.3725 | 0.12018 | 11.4204 | 1.3725 | 0.12018 | 11.4204 | 1.6044 | 0.14049 | 11.4204 | 0.3001% | 0.10587 | 0.10552 | 4976.7569 | 830.1937 | 356.0985 | 3790.4647 | 4978.0429 | 0 | 0 | 4978.0429 | 0.0003319%
2028 | 1023 | 1023-200R | Tier-2 | Tier-2---5 | 4--5 | 82 | 7 | 340.3967 | 93.71% | 5.554% | 0.7407% | 7.8965 | 0 | 0 | 7.8965 | 0 | 6.8547 | 0.84123 | 8.1483 | 6.8547 | 0.84123 | 8.1483 | 8.0132 | 0.98341 | 8.1483 | 2.32% | 0.083115 | 0.081057 | 4095.5104 | 628.6418 | 234.4876 | 3232.381 | 4102.0542 | 0 | 0 | 4102.0542 | 0.001657%
2028 | 1023 | 1023-46AE | Tier-2 | Tier-2---2 | 5--5 | 469 | 20 | 1480.046 | 74.84% | 24.29% | 0.8655% | 13.6986 | 0 | 0 | 13.6986 | 0 | 11.8913 | 2.4035 | 4.9474 | 11.8913 | 2.4035 | 4.9474 | 13.9011 | 2.8097 | 4.9474 | 0.9256% | 0.13914 | 0.13741 | 10637.4667 | 1301.0798 | 2440.2216 | 6896.1652 | 10670.9763 | 0 | 0 | 10670.9763 | 0.002875%
2028 | 1030 | 1030-1728R | Tier-3 | Tier-3---9 | 5--5 | 85 | 18 | 527.0422 | 83.47% | 16.25% | 0.2733% | 27.0176 | 0 | 0 | 27.0176 | 0 | 23.453 | 2.1632 | 10.842 | 23.453 | 2.1632 | 10.842 | 27.4168 | 2.5288 | 10.842 | 5.126% | 0.23544 | 0.22098 | 2238.5434 | 326.4296 | 340.3101 | 1571.8036 | 2262.7492 | 0 | 0 | 2262.7492 | 0.005671%
2028 | 1030 | 1030-18R | Tier-3 | Tier-3---7 | 5--5 | 98 | 14 | 693.6608 | 87.49% | 12.21% | 0.2965% | 25.1422 | 0 | 0 | 25.1422 | 0 | 21.8251 | 1.6825 | 12.9721 | 21.8251 | 1.6825 | 12.9721 | 25.5137 | 1.9668 | 12.9721 | 3.625% | 0.23843 | 0.22855 | 2909.3141 | 434.9069 | 331.8024 | 2142.6047 | 2925.0444 | 0 | 0 | 2925.0444 | 0.005277%
2028 | 1030 | 1030-20R | Tier-3 | Tier-3---3 | 5--5 | 367 | 79 | 2610.2797 | 91.86% | 7.744% | 0.3915% | 149.69 | 0 | 0 | 149.69 | 0 | 129.9406 | 9.4939 | 13.6867 | 129.9406 | 9.4939 | 13.6867 | 151.9021 | 11.0985 | 13.6867 | 5.735% | 0.28668 | 0.26878 | 9105.2413 | 1516.1831 | 664.7389 | 6924.3193 | 9154.5634 | 0 | 0 | 9154.5634 | 0.03142%
2028 | 1030 | 1030-42R | Tier-3 | Tier-3---3 | 5--5 | 472 | 53 | 2942.2545 | 85.79% | 13.83% | 0.3713% | 82.1999 | 0 | 0 | 82.1999 | 0 | 71.3549 | 6.3693 | 11.2029 | 71.3549 | 6.3693 | 11.2029 | 83.4146 | 7.4458 | 11.2029 | 2.794% | 0.28228 | 0.27308 | 10423.3029 | 1628.0334 | 1345.6404 | 7449.6291 | 10473.1424 | 0 | 0 | 10473.1424 | 0.01725%
2028 | 1030 | 1030-989R | Tier-3 | Tier-3---3 | 5--5 | 422 | 372 | 3020.5785 | 92.73% | 6.883% | 0.3901% | 716.0181 | 0 | 0 | 716.0181 | 0 | 621.5504 | 44.7055 | 13.9032 | 621.5504 | 44.7055 | 13.9032 | 726.5995 | 52.2613 | 13.9032 | 23.7% | 0.30703 | 0.22854 | 9838.1975 | 1537.3198 | 631.4887 | 7669.389 | 10083.9425 | 0 | 0 | 10083.9425 | 0.1503%
2028 | 1039 | 1039-13 | Tier-2 | Tier-2---3 | 5--5 | 534 | 216 | 2056.5259 | 80.69% | 18.74% | 0.569% | 194.6568 | 0 | 0 | 194.6568 | 0 | 168.9748 | 25.9581 | 6.5095 | 168.9748 | 25.9581 | 6.5095 | 197.5335 | 30.3453 | 6.5095 | 9.465% | 0.1351 | 0.11925 | 15222.1821 | 2652.795 | 2719.3692 | 9850.0179 | 15612.7857 | 0 | 0 | 15612.7857 | 0.04086%
2028 | 351 | 351-819R | Tier-2 | Tier-2---1 | 5--5 | 341 | 1 | 2090.3176 | 91.75% | 7.875% | 0.3732% | 1.6311 | 0 | 0 | 1.6311 | 0 | 1.4159 | 0.12018 | 11.7816 | 1.4159 | 0.12018 | 11.7816 | 1.6552 | 0.14049 | 11.7816 | 0.07803% | 0.14376 | 0.14364 | 14540.4698 | 3135.0555 | 1103.9508 | 10301.4635 | 14541.4907 | 0 | 0 | 14541.4907 | 0.0003424%
2028 | 1100 | 1100-1168F | Tier-2 | Tier-2---18 | 4--2 | 4 | 1 | 7.378 | 90.91% | 7.749% | 1.342% | 0.48628 | 0 | 0 | 0.48628 | 0 | 0.42212 | 0.12018 | 3.5125 | 0.42212 | 0.12018 | 3.5125 | 0.49347 | 0.14049 | 3.5125 | 6.591% | 0.070904 | 0.065764 | 104.0564 | 15.6381 | 7.6766 | 80.7416 | 104.7958 | 0 | 0 | 104.7958 | 0.0001021%
2028 | 1100 | 1100-1168F | Tier-2 | Tier-2---18 | 4--2 | 4 | 3 | 7.378 | 90.91% | 7.749% | 1.342% | 1.4588 | 0 | 0 | 1.4588 | 0 | 1.2664 | 0.36053 | 3.5125 | 1.2664 | 0.36053 | 3.5125 | 1.4804 | 0.42146 | 3.5125 | 19.77% | 0.070904 | 0.055483 | 104.0564 | 15.6381 | 7.6766 | 80.7416 | 106.6856 | 0 | 0 | 106.6856 | 0.0003062%
2028 | 1100 | 1100-1172R | Tier-2 | Tier-2---7 | 4--5 | 34 | 1 | 224.6699 | 96.97% | 2.526% | 0.5062% | 1.8582 | 0 | 0 | 1.8582 | 0 | 1.613 | 0.12018 | 13.4222 | 1.613 | 0.12018 | 13.4222 | 1.8856 | 0.14049 | 13.4222 | 0.8271% | 0.080798 | 0.080109 | 2780.644 | 645.5698 | 68.3515 | 2066.7227 | 2781.3695 | 0 | 0 | 2781.3695 | 0.00039%
2028 | 500 | 500-1531 | Tier-2 | Tier-2---10 | 4--4 | 20 | 1 | 642.8265 | 4.579% | 95.33% | 0.095% | 0.42681 | 0 | 0 | 0.42681 | 0 | 0.3705 | 0.12018 | 3.083 | 0.3705 | 0.12018 | 3.083 | 0.43312 | 0.14049 | 3.083 | 0.0664% | 0.071178 | 0.070146 | 9031.2778 | 80.4341 | 7853.8811 | 1096.9626 | 9158.0734 | 0 | 0 | 9158.0734 | 8.959e-05%
2028 | 1101 | CB 1101 | Tier-2 | Tier-2---9 | 4--4 | 58 | 58 | 199.93 | 98.45% | 0.8502% | 0.703% | 57.0792 | 0 | 0 | 57.0792 | 0 | 49.5484 | 6.9702 | 7.1086 | 49.5484 | 6.9702 | 7.1086 | 57.9227 | 8.1483 | 7.1086 | 28.55% | 0.091579 | 0.065021 | 2183.1518 | 318.4441 | 233.987 | 1630.7207 | 2197.0015 | 0 | 0 | 2197.0015 | 0.01198%
2028 | 1106 | CB 1106 | Tier-2 | Tier-2---7 | 4--5 | 24 | 2 | 1067.6226 | 5.884% | 94.04% | 0.07265% | 1.518 | 0 | 0 | 1.518 | 0 | 1.3177 | 0.24035 | 5.4825 | 1.3177 | 0.24035 | 5.4825 | 1.5404 | 0.28097 | 5.4825 | 0.1422% | 0.070774 | 0.069064 | 15084.9121 | 163.1311 | 12883.8022 | 2037.9789 | 15436.5126 | 0 | 0 | 15436.5126 | 0.0003186%
2028 | 1215 | 1215-28R | Tier-3 | Tier-3---14 | 5--3 | 58 | 40 | 466.2657 | 75.31% | 24.3% | 0.3892% | 70.2297 | 0 | 0 | 70.2297 | 0 | 60.964 | 4.807 | 12.6822 | 60.964 | 4.807 | 12.6822 | 71.2676 | 5.6195 | 12.6822 | 15.06% | 0.66756 | 0.53405 | 698.4647 | 77.4157 | 150.4059 | 470.6431 | 741.576 | 0 | 0 | 741.576 | 0.01474%
2028 | 1215 | 1215-32R | Tier-3 | Tier-3---7 | 5--4 | 234 | 183 | 1677.0531 | 82.12% | 17.49% | 0.3917% | 312.3529 | 0 | 0 | 312.3529 | 0 | 271.1427 | 21.9922 | 12.329 | 271.1427 | 21.9922 | 12.329 | 316.9689 | 25.7092 | 12.329 | 18.63% | 0.68132 | 0.5268 | 2461.4685 | 295.8109 | 389.7657 | 1775.8918 | 2590.5382 | 0 | 0 | 2590.5382 | 0.06556%
2028 | 1242 | 1242-1079R | Tier-2 | Tier-2---12 | 2--5 | 44 | 32 | 62.7006 | 97.78% | 0% | 2.22% | 12.9306 | 0 | 0 | 12.9306 | 0 | 11.2246 | 3.8456 | 2.9188 | 11.2246 | 3.8456 | 2.9188 | 13.1217 | 4.4956 | 2.9188 | 20.62% | 0.0067316 | 0.0053118 | 9314.3707 | 3724.1415 | 317.0899 | 5273.1393 | 9369.6288 | 0 | 0 | 9369.6288 | 0.002714%
2028 | 1242 | 1242-1084 | Tier-2 | Tier-2---12 | 2--5 | 34 | 31 | 67.671 | 98.5% | 0% | 1.502% | 17.6242 | 0 | 0 | 17.6242 | 0 | 15.299 | 3.7255 | 4.1066 | 15.299 | 3.7255 | 4.1066 | 17.8847 | 4.3551 | 4.1066 | 26.04% | 0.005996 | 0.0044106 | 11286.0292 | 3154.1305 | 158.2746 | 7973.6241 | 11346.9731 | 0 | 0 | 11346.9731 | 0.003699%
2028 | 1242 | 1242-127AE | Tier-2 | Tier-2---21 | 1--4 | 2 | 2 | 0.5888 | 94.38% | 0% | 5.622% | 0.16115 | 0 | 0 | 0.16115 | 0 | 0.13989 | 0.24035 | 0.58202 | 0.13989 | 0.24035 | 0.58202 | 0.16353 | 0.28097 | 0.58202 | 27.37% | 0.0001786 | 0.00012681 | 3296.756 | 510.8285 | 168.3633 | 2617.5642 | 3372.4602 | 0 | 0 | 3372.4602 | 3.383e-05%
2028 | 1243 | 1243-38R | Tier-2 | Tier-2---16 | 4--3 | 7 | 7 | 20.6467 | 96.08% | 2.766% | 1.159% | 5.7525 | 0 | 0 | 5.7525 | 0 | 4.9936 | 0.84123 | 5.936 | 4.9936 | 0.84123 | 5.936 | 5.8375 | 0.98341 | 5.936 | 27.86% | 0.072591 | 0.051539 | 284.4264 | 43.4839 | 9.2234 | 231.7191 | 288.9862 | 0 | 0 | 288.9862 | 0.001207%
2028 | 1243 | 1243-45R | Tier-2 | Tier-2---7 | 4--5 | 72 | 59 | 254.5086 | 93.11% | 5.994% | 0.8952% | 56.3146 | 0 | 0 | 56.3146 | 0 | 48.8847 | 7.0904 | 6.8945 | 48.8847 | 7.0904 | 6.8945 | 57.1468 | 8.2888 | 6.8945 | 22.13% | 0.087615 | 0.066795 | 2904.8382 | 427.4889 | 168.1582 | 2309.191 | 2967.2168 | 0 | 0 | 2967.2168 | 0.01182%
2028 | 991 | 991-1206R | Tier-2 | Tier-2---4 | 4--5 | 164 | 1 | 580.6091 | 98.3% | 0.7633% | 0.9388% | 1.0092 | 0 | 0 | 1.0092 | 0 | 0.87606 | 0.12018 | 7.2898 | 0.87606 | 0.12018 | 7.2898 | 1.0241 | 0.14049 | 7.2898 | 0.1738% | 0.063785 | 0.063673 | 9102.5384 | 2181.358 | 136.565 | 6784.6154 | 9102.8129 | 0 | 0 | 9102.8129 | 0.0002118%
2028 | 1243 | CB 1243 | Tier-2 | Tier-2---7 | 3--5 | 116 | 106 | 199.4877 | 98.24% | 0% | 1.764% | 51.9316 | 0 | 0 | 51.9316 | 0 | 45.08 | 12.7387 | 3.5388 | 45.08 | 12.7387 | 3.5388 | 52.699 | 14.8917 | 3.5388 | 26.03% | 0.019586 | 0.014396 | 10185.2188 | 1675.1434 | 207.9289 | 8302.1466 | 10250.008 | 0 | 0 | 10250.008 | 0.0109%
2028 | 1245 | CB 1245 | Tier-2 | Tier-2---15 | 1--5 | 9 | 9 | 16.7924 | 98.43% | 0% | 1.568% | 4.7935 | 0 | 0 | 4.7935 | 0 | 4.161 | 1.0816 | 3.8472 | 4.161 | 1.0816 | 3.8472 | 4.8643 | 1.2644 | 3.8472 | 28.55% | 0.001637 | 0.0011623 | 10258.0329 | 2664.8486 | 151.8636 | 7441.3207 | 10323.7174 | 0 | 0 | 10323.7174 | 0.001006%
2028 | 1299 | CB 1299 | Tier-2 | Tier-2---19 | 3--3 | 76 | 2 | 20.1766 | 88.04% | 0% | 11.96% | 0.13556 | 0 | 0 | 0.13556 | 0 | 0.11768 | 0.24035 | 0.4896 | 0.11768 | 0.24035 | 0.4896 | 0.13757 | 0.28097 | 0.4896 | 0.6719% | 0.014997 | 0.014883 | 1345.3401 | 209.983 | 174.7231 | 960.634 | 1346.5776 | 0 | 0 | 1346.5776 | 2.845e-05%
2028 | 1299 | CB 1299 | Tier-2 | Tier-2---19 | 3--3 | 76 | 21 | 20.1766 | 88.04% | 0% | 11.96% | 1.4234 | 0 | 0 | 1.4234 | 0 | 1.2356 | 2.5237 | 0.4896 | 1.2356 | 2.5237 | 0.4896 | 1.4444 | 2.9502 | 0.4896 | 7.055% | 0.014997 | 0.013796 | 1345.3401 | 209.983 | 174.7231 | 960.634 | 1359.3571 | 0 | 0 | 1359.3571 | 0.0002988%
2028 | 499 | CB 499 | Tier-2 | Tier-2---19 | 2--3 | 31 | 1 | 12.7092 | 92.01% | 0% | 7.988% | 0.1094 | 0 | 0 | 0.1094 | 0 | 0.094963 | 0.12018 | 0.79019 | 0.094963 | 0.12018 | 0.79019 | 0.11101 | 0.14049 | 0.79019 | 0.8608% | 0.00687 | 0.0068057 | 1849.953 | 152.4302 | 848.7409 | 848.782 | 1851.3484 | 0 | 0 | 1851.3484 | 2.296e-05%
2028 | CTL1 | CB CTL1 | Tier-3 | Tier-3---19 | 5--1 | 6 | 2 | 6.7195 | 60.86% | 38.02% | 1.116% | 0.39533 | 0 | 0 | 0.39533 | 0 | 0.34317 | 0.24035 | 1.4278 | 0.34317 | 0.24035 | 1.4278 | 0.40117 | 0.28097 | 1.4278 | 5.883% | 0.42111 | 0.38041 | 15.9564 | 1.4967 | 5.9559 | 8.5038 | 16.6247 | 0 | 0 | 16.6247 | 8.298e-05%
2028 | NVS1 | CB NVS1 | Tier-2 | Tier-2---12 | 4--5 | 403 | 5 | 109.1989 | 94.39% | 0% | 5.606% | 0.37087 | 0 | 0 | 0.37087 | 0 | 0.32194 | 0.60088 | 0.53578 | 0.32194 | 0.60088 | 0.53578 | 0.37635 | 0.70244 | 0.53578 | 0.3396% | 0.029239 | 0.029134 | 3734.676 | 571.7006 | 249.4939 | 2913.4815 | 3735.432 | 0 | 0 | 3735.432 | 7.785e-05%
2028 | RC1 | CB RC1 | Tier-2 | Tier-2---4 | 4--5 | 94 | 2 | 397.5199 | 92.07% | 7.427% | 0.5025% | 2.2583 | 0 | 0 | 2.2583 | 0 | 1.9603 | 0.24035 | 8.1561 | 1.9603 | 0.24035 | 8.1561 | 2.2917 | 0.28097 | 8.1561 | 0.5681% | 0.084253 | 0.083734 | 4718.147 | 893.9653 | 343.0371 | 3481.1447 | 4720.4697 | 0 | 0 | 4720.4697 | 0.000474%
2028 | RC1 | CB RC1 | Tier-2 | Tier-2---4 | 4--5 | 94 | 52 | 397.5199 | 92.07% | 7.427% | 0.5025% | 58.7157 | 0 | 0 | 58.7157 | 0 | 50.9691 | 6.2492 | 8.1561 | 50.9691 | 6.2492 | 8.1561 | 59.5834 | 7.3053 | 8.1561 | 14.77% | 0.084253 | 0.070737 | 4718.147 | 893.9653 | 343.0371 | 3481.1447 | 4789.6319 | 0 | 0 | 4789.6319 | 0.01232%
2028 | CTL1 | CTL1-3R | Tier-3 | Tier-3---14 | 5--4 | 314 | 138 | 691.1308 | 38.4% | 60.91% | 0.6868% | 33.8265 | 0 | 0 | 33.8265 | 0 | 29.3636 | 16.5843 | 1.7706 | 29.3636 | 16.5843 | 1.7706 | 34.3264 | 19.3872 | 1.7706 | 4.894% | 0.42513 | 0.37095 | 1625.6897 | 99.6026 | 905.5939 | 620.4932 | 1771.9632 | 0 | 0 | 1771.9632 | 0.0071%
2028 | RB1 | RB1-427R | Tier-3 | Tier-3---7 | 5--5 | 433 | 1 | 996.0696 | 83.51% | 15.68% | 0.8099% | 0.55713 | 0 | 0 | 0.55713 | 0 | 0.48363 | 0.12018 | 4.0243 | 0.48363 | 0.12018 | 4.0243 | 0.56536 | 0.14049 | 4.0243 | 0.05593% | 0.15381 | 0.1537 | 6476.1764 | 929.4617 | 937.2221 | 4609.4925 | 6476.8919 | 0 | 0 | 6476.8919 | 0.0001169%

## System Protection---->
back to index

## FCP
Falling Conductor Protection - Risk & Cost Benefit | [30 empty] | Summary Table |  | Baseline 2024 | Baseline 2024 | Baseline 2024 | WACC | WACC | WACC | H.D.R | H.D.R | H.D.R | S.D.R | S.D.R | S.D.R
[31 empty] | Year | Total Units (miles) | WF + PSPS + PEDS Risk Baseline (K$) | Baseline Risk Reduction (K$) | Baseline Risk Reduction (%) | PV Risk Reduced (K$) Year 40 | PV Total Cost Capital + O&M (K$) Year 40 | BCR WACC | PV Risk Reduced (K$) Year 40 | PV Total Cost Capital + O&M (K$) Year 40 | BCR HDR | PV Risk Reduced (K$) Year 40 | PV Total Cost Capital + O&M (K$) Year 40 | BCR SDR | Service Territory Risk Reduction (%)
back to index | [30 empty] | 2026 | 37 | 12123.2203 | 206.611 | 1.704% | 2612.5162 | 4009.6947 | 0.65155 | 2612.5162 | 4009.6947 | 0.65155 | 4351.6599 | 4223.9382 | 1.0302 | 0.04337%
[10 empty] | Assumptions | Value | Units | Last Update | Comments |  |  |  | Notes | [12 empty] | 2027 | 27 | 13318.2416 | 201.9252 | 1.516% | 2435.6423 | 2791.1989 | 0.87262 | 2435.6423 | 2791.1989 | 0.87262 | 4273.815 | 3097.4427 | 1.3798 | 0.04238%
[10 empty] | Capital Cost only in Year 0 | 113.4236 | K$/unit | 2025-05-07 | Removed UG trace ffrom the calculation |  |  |  | [1] SDG&E does not calculate the risk reduction for the safety and reliability attributes for this program. All risk reduction is considered to fall within the financial attribute. | [12 empty] | 2028 | 17 | 12816.1466 | 204.1101 | 1.593% | 2348.5774 | 1676.4608 | 1.4009 | 2348.5774 | 1676.4608 | 1.4009 | 4341.2352 | 1959.8017 | 2.2151 | 0.04284%
[10 empty] | Service Drop factor | 0% | % | 2025-05-07 |  |  |  |  | [2] To prevent double counting of foundational costs, SDG&E assumes no foundational costs for this program. | [12 empty] | Total 2026-2028 | 81 | 38257.6085 | 612.6464 | 1.601% | 7396.7359 | 8477.3544 | 0.87253 | 7396.7359 | 8477.3544 | 0.87253 | 12966.7101 | 9281.1827 | 1.3971 | 0.1286%
[10 empty] | OH to UG conversion factor | 0% | % | 2025-05-07
[10 empty] | Long-term Ongoing costs | 0 | $/unit | 2025-05-07
[10 empty] | Lifetime | 20 | Years | 2025-05-07 | Expected lifetime (defined as 20 years) of the infrastructure
[10 empty] | Inflation Assumption to adjust Baseline | 2.5% |  | 2025-05-07
[10 empty] | Mitigation Effectiveness Estimate (%) | 8% | % | 2025-05-07
[10 empty] | Additional Installation Cost (O&M) only in Year 0 | 0.18 | M$/mile | 2025-05-07 | This cost does not represent annual O&M activities; it is incurred during the installation that cannot be capitalized.
[14 empty] | [1] | [1] | [1] | [2]
[9 empty] | Baseline 2025 | Baseline 2025 | Baseline 2025 | Baseline 2025 | Baseline 2025 | Baseline 2025 | Baseline 2025 | Baseline 2025 | Baseline 2025 | WACC | WACC | WACC | H.D.R | H.D.R | H.D.R | S.D.R | S.D.R | S.D.R |  |  |  | Pre - Mitigation CoRE |  |  |  | Post - Mitigation CoRE
Year | Feeder | Feeder Segment | HFTD Tier | Tranche ID HTM | Tranche ID Quintile | Total Circuit OH Miles | OH Miles Protected | Total Unit | WF + PSPS + PEDS Risk Baseline (K$/year) | Baseline Wildfire (%) | Baseline PSPS (%) | Baseline PEDS (%) | Risk Reduction (K$/year) | Safety Risk Reduction (K$/year) | Reliability Risk Reduction (K$/year) | Financial Risk Reduction (K$/year) | Mitigation Annual Cost (K$/year) | PV Risk Reduced (K$) Year 55 | PV Total Cost Capital + O&M (K$) Year 55 | BCR WACC | PV Risk Reduced (K$) Year 55 | PV Total Cost Capital + O&M (K$) Year 55 | BCR HDR | PV Risk Reduced (K$) Year 55 | PV Total Cost Capital + O&M (K$) Year 55 | BCR SDR | Risk Reduction % | Pre-Mitigation LoRE | Post-Mitigation LoRE | Pre-Mitigated CoRE [K$] | Pre-Mitigated CoRE Safety [K$] | Pre-Mitigated CoRE Reliability [K$] | Pre-Mitigated CoRE Financial [K$] | Post-Mitigated CoRE [K$] | Post-Mitigated CoRE Safety [K$] | Post-Mitigated CoRE Reliability [K$] | Post-Mitigated CoRE Financial [K$] | Service Territory Risk Reduction (%)
2026 | 75 | CB 75 | Tier-3 | Tier-3---21 | 1--4 | 16.86 | 5.2 | 1 | 362.3539 | 98.06% | 1.201% | 0.7355% | 8.7675 | 0 | 0 | 8.7675 | 0 | 110.8613 | 108.3701 | 1.023 | 110.8613 | 108.3701 | 1.023 | 184.6612 | 114.1605 | 1.6176 | 2.42% | 0.0006394 | 0.00062362 | 2715.1375 | 345.4081 | 590.2476 | 1779.4818 | 566987.0222 | 0 | 0 | 566987.0222 | 0.00184%
2026 | 240 | CB 240 | Tier-2 | Tier-2---9 | 4--5 | 54.46 | 20.07 | 11 | 772.9985 | 88.27% | 9.933% | 1.797% | 20.1164 | 0 | 0 | 20.1164 | 0 | 254.3643 | 1192.0714 | 0.21338 | 254.3643 | 1192.0714 | 0.21338 | 423.6938 | 1255.7654 | 0.3374 | 2.602% | 0.048511 | 0.04708 | 4596.922 | 825.8016 | 739.2506 | 3031.8699 | 15991.4117 | 0 | 0 | 15991.4117 | 0.004222%
2026 | 444 | CB 444 | Tier-2 | Tier-2---16 | 4--2 | 36.48 | 18.64 | 7 | 962.2981 | 91.92% | 6.922% | 1.16% | 36.1572 | 0 | 0 | 36.1572 | 0 | 457.1936 | 758.5909 | 0.60269 | 457.1936 | 758.5909 | 0.60269 | 761.546 | 799.1234 | 0.95298 | 3.757% | 0.081621 | 0.078284 | 362.9586 | 45.1173 | 37.8839 | 279.9573 | 11830.4987 | 0 | 0 | 11830.4987 | 0.007589%
2026 | 470 | CB 470 | Tier-2 | Tier-2---6 | 5--5 | 30.36 | 6.3 | 2 | 2012.6027 | 94.87% | 4.37% | 0.7559% | 31.6983 | 0 | 0 | 31.6983 | 0 | 400.8123 | 216.7403 | 1.8493 | 400.8123 | 216.7403 | 1.8493 | 667.6317 | 228.321 | 2.9241 | 1.575% | 0.114 | 0.1121 | 9838.8116 | 1666.77 | 2557.3386 | 5614.703 | 17670.2436 | 0 | 0 | 17670.2436 | 0.006653%
2026 | 524 | CB 524 | Tier-3 | Tier-3---17 | 3--5 | 71.28 | 11.28 | 6 | 4619.0742 | 91.74% | 7.782% | 0.477% | 53.6477 | 0 | 0 | 53.6477 | 0 | 678.3537 | 650.2208 | 1.0433 | 678.3537 | 650.2208 | 1.0433 | 1129.9316 | 684.9629 | 1.6496 | 1.161% | 0.018139 | 0.017909 | 6430.2901 | 828.1118 | 2267.5068 | 3334.6715 | 254924.0637 | 0 | 0 | 254924.0637 | 0.01126%
2026 | 920 | CB 920 | Tier-1 | Non-HFTD---1 | 1--5 | 7.51 | 2.48 | 2 | 627.5827 | 25.02% | 74.11% | 0.8722% | 4.1481 | 0 | 0 | 4.1481 | 0 | 52.451 | 216.7403 | 0.242 | 52.451 | 216.7403 | 0.242 | 87.3674 | 228.321 | 0.38265 | 0.661% | 0.0036978 | 0.0036001 | 12505.5466 | 1802.3724 | 2818.1293 | 7885.0449 | 173170.9435 | 0 | 0 | 173170.9435 | 0.0008707%
2026 | 928 | CB 928 | Tier-2 | Tier-2---7 | 4--5 | 5.27 | 1.69 | 1 | 505.3794 | 35.21% | 64.4% | 0.3975% | 4.5645 | 0 | 0 | 4.5645 | 0 | 57.7168 | 108.3701 | 0.53259 | 57.7168 | 108.3701 | 0.53259 | 96.1388 | 114.1605 | 0.84214 | 0.9032% | 0.057199 | 0.055731 | 8835.5199 | 595.4493 | 5398.0775 | 2841.9931 | 8986.2576 | 0 | 0 | 8986.2576 | 0.0009581%
2026 | 1022 | CB 1022 | Tier-3 | Not Applicable | Not Applicable | 7.77 | 1.67 | 2 | 887.1334 | 95.91% | 3.733% | 0.3607% | 14.6292 | 0 | 0 | 14.6292 | 0 | 184.9804 | 216.7403 | 0.85347 | 184.9804 | 216.7403 | 0.85347 | 308.1213 | 228.321 | 1.3495 | 1.649% | 0 | 0 | 0 | 0 | 0 | 0 | 0 | 0 | 0 | 0 | 0.003071%
2026 | 1162 | CB 1162 | Tier-2 | Tier-2---18 | 4--2 | 9.29 | 3.15 | 2 | 67.3479 | 58.69% | 38.45% | 2.854% | 1.0723 | 0 | 0 | 1.0723 | 0 | 13.5583 | 216.7403 | 0.062556 | 13.5583 | 216.7403 | 0.062556 | 22.5841 | 228.321 | 0.098914 | 1.592% | 0.064214 | 0.062472 | 270.2621 | 35.4982 | 38.2909 | 196.4729 | 1060.8905 | 0 | 0 | 1060.8905 | 0.0002251%
2026 | 1166 | CB 1166 | Tier-3 | Tier-3---20 | 1--5 | 22.74 | 7.45 | 3 | 1306.4494 | 92.9% | 6.658% | 0.4418% | 31.81 | 0 | 0 | 31.81 | 0 | 402.2244 | 325.1104 | 1.2372 | 402.2244 | 325.1104 | 1.2372 | 669.984 | 342.4815 | 1.9563 | 2.435% | 0.0005142 | 0.00050072 | 17133.5613 | 2694.9948 | 342.3743 | 14096.1921 | 2545597.2064 | 0 | 0 | 2545597.2064 | 0.006677%
2027 | 91 | CB 91 | Tier-2 | Tier-2---12 | 3--5 | 7 | 2.12 | 1 | 251.2122 | 79.73% | 18.17% | 2.101% | 4.8528 | 0 | 0 | 4.8528 | 0 | 58.535 | 103.3777 | 0.56622 | 58.535 | 103.3777 | 0.56622 | 102.7113 | 114.7201 | 0.89532 | 1.932% | 0.015476 | 0.015101 | 5806.255 | 775.6182 | 1813.9846 | 3216.6522 | 16314.2808 | 0 | 0 | 16314.2808 | 0.001019%
2027 | 231 | CB 231 | Tier-2 | Tier-2---7 | 4--5 | 45.29 | 3.63 | 1 | 1024.1696 | 93.53% | 4.422% | 2.048% | 6.1421 | 0 | 0 | 6.1421 | 0 | 74.087 | 103.3777 | 0.71666 | 74.087 | 103.3777 | 0.71666 | 130.0002 | 114.7201 | 1.1332 | 0.5997% | 0.037573 | 0.037332 | 11085.6737 | 1859.8233 | 754.4202 | 8471.4303 | 27269.7973 | 0 | 0 | 27269.7973 | 0.001289%
2027 | 233 | CB 233 | Tier-2 | Tier-2---4 | 4--5 | 57.92 | 12.66 | 7 | 763.9567 | 93.34% | 4.903% | 1.762% | 12.4683 | 0 | 0 | 12.4683 | 0 | 150.3944 | 723.6442 | 0.20783 | 150.3944 | 723.6442 | 0.20783 | 263.8966 | 803.0407 | 0.32862 | 1.632% | 0.075451 | 0.074132 | 10125.1756 | 1595.7447 | 1194.5405 | 7334.8905 | 10137.1859 | 0 | 0 | 10137.1859 | 0.002617%
2027 | 351 | CB 351 | Tier-2 | Tier-2---3 | 5--5 | 21.11 | 5.35 | 2 | 2090.3176 | 91.75% | 7.875% | 0.3732% | 38.8849 | 0 | 0 | 38.8849 | 0 | 469.0332 | 206.7555 | 2.2685 | 469.0332 | 206.7555 | 2.2685 | 823.0113 | 229.4402 | 3.587 | 1.86% | 0.12463 | 0.12211 | 9837.0052 | 2175.7089 | 389.2547 | 7272.0416 | 16800.1692 | 0 | 0 | 16800.1692 | 0.008162%
2027 | 352 | CB 352 | Tier-2 | Tier-2---18 | 4--2 | 11.54 | 2.23 | 1 | 1835.8142 | 93.66% | 5.876% | 0.4611% | 26.5818 | 0 | 0 | 26.5818 | 0 | 320.6319 | 103.3777 | 3.1016 | 320.6319 | 103.3777 | 3.1016 | 562.6119 | 114.7201 | 4.9042 | 1.448% | 0.066856 | 0.065822 | 139.3709 | 20.9143 | 9.4564 | 109.0003 | 27486.6365 | 0 | 0 | 27486.6365 | 0.00558%
2027 | 442 | CB 442 | Tier-3 | Not Applicable | Not Applicable | 37.31 | 11.01 | 7 | 2907.2477 | 55.16% | 44.36% | 0.4825% | 37.8586 | 0 | 0 | 37.8586 | 0 | 456.6541 | 723.6442 | 0.63105 | 456.6541 | 723.6442 | 0.63105 | 801.2897 | 803.0407 | 0.99782 | 1.302% | 0 | 0 | 0 | 0 | 0 | 0 | 0 | 0 | 0 | 0 | 0.007947%
2027 | 788 | CB 788 | Tier-2 | Tier-2---2 | 5--5 | 7.21 | 1.46 | 1 | 1602.6496 | 68.44% | 30.89% | 0.6716% | 17.7683 | 0 | 0 | 17.7683 | 0 | 214.3235 | 103.3777 | 2.0732 | 214.3235 | 103.3777 | 2.0732 | 376.0729 | 114.7201 | 3.2782 | 1.109% | 0.14181 | 0.13951 | 10645.451 | 1766.7834 | 2805.5671 | 6073.1005 | 11360.0724 | 0 | 0 | 11360.0724 | 0.00373%
2027 | 791 | CB 791 | Tier-1 | Non-HFTD---1 | 2--5 | 2.62 | 1.52 | 1 | 638.6863 | 61.95% | 37.46% | 0.5934% | 18.3634 | 0 | 0 | 18.3634 | 0 | 221.5016 | 103.3777 | 2.1426 | 221.5016 | 103.3777 | 2.1426 | 388.6682 | 114.7201 | 3.388 | 2.875% | 0.010706 | 0.010209 | 11348.2697 | 1851.7221 | 596.682 | 8899.8656 | 60762.8251 | 0 | 0 | 60762.8251 | 0.003855%
2027 | 1023 | CB 1023 | Tier-2 | Tier-2---4 | 4--5 | 43.04 | 10.11 | 2 | 1480.046 | 74.84% | 24.29% | 0.8655% | 20.8157 | 0 | 0 | 20.8157 | 0 | 251.081 | 206.7555 | 1.2144 | 251.081 | 206.7555 | 1.2144 | 440.5712 | 229.4402 | 1.9202 | 1.406% | 0.082267 | 0.080721 | 4556.3931 | 688.3386 | 326.2097 | 3541.8448 | 18077.4883 | 0 | 0 | 18077.4883 | 0.004369%
2027 | 1090 | CB 1090 | Tier-2 | Tier-2---7 | 3--5 | 36.91 | 11.95 | 4 | 724.1417 | 96.98% | 2.008% | 1.013% | 18.1893 | 0 | 0 | 18.1893 | 0 | 219.4006 | 413.511 | 0.53058 | 219.4006 | 413.511 | 0.53058 | 384.9817 | 458.8804 | 0.83896 | 2.512% | 0.025114 | 0.024463 | 7695.6285 | 1211.5196 | 206.2478 | 6277.8611 | 28857.577 | 0 | 0 | 28857.577 | 0.003818%
2028 | 182 | CB 182 | Tier-1 | Not Applicable | Not Applicable | 15.26 | 5.8 | 1 | 1849.4802 | 64.04% | 35.59% | 0.3658% | 36.0133 | 0 | 0 | 36.0133 | 0 | 414.3842 | 98.6153 | 4.202 | 414.3842 | 98.6153 | 4.202 | 765.9698 | 115.2825 | 6.6443 | 1.947% | 0 | 0 | 0 | 0 | 0 | 0 | 0 | 0 | 0 | 0 | 0.007559%
2028 | 204 | CB 204 | Tier-2 | Tier-2---9 | 4--4 | 31.71 | 17.43 | 4 | 421.5291 | 52.89% | 45.23% | 1.878% | 9.8041 | 0 | 0 | 9.8041 | 0 | 112.8104 | 394.4614 | 0.28599 | 112.8104 | 394.4614 | 0.28599 | 208.5248 | 461.1298 | 0.4522 | 2.326% | 0.068524 | 0.065511 | 6151.5544 | 481.5982 | 2922.6769 | 2747.2793 | 6284.8453 | 0 | 0 | 6284.8453 | 0.002058%
2028 | 246 | CB 246 | Tier-2 | Tier-2---7 | 4--5 | 16.23 | 3.66 | 1 | 673.2377 | 73.17% | 25.57% | 1.264% | 8.8868 | 0 | 0 | 8.8868 | 0 | 102.2549 | 98.6153 | 1.0369 | 102.2549 | 98.6153 | 1.0369 | 189.0134 | 115.2825 | 1.6396 | 1.32% | 0.066431 | 0.065233 | 5988.8765 | 880.2356 | 2229.0372 | 2879.6037 | 10184.2876 | 0 | 0 | 10184.2876 | 0.001865%
2028 | 300 | CB 300 | Tier-2 | Not Applicable | Not Applicable | 14.17 | 10.65 | 2 | 230.1484 | 75.7% | 22.04% | 2.261% | 10.4748 | 0 | 0 | 10.4748 | 0 | 120.5274 | 197.2307 | 0.6111 | 120.5274 | 197.2307 | 0.6111 | 222.7892 | 230.5649 | 0.96628 | 4.551% | 0 | 0 | 0 | 0 | 0 | 0 | 0 | 0 | 0 | 0 | 0.002199%
2028 | 354 | CB 354 | Tier-2 | Tier-2---19 | 1--5 | 20.6 | 5.04 | 2 | 2161.9809 | 92.27% | 7.167% | 0.5599% | 39.0463 | 0 | 0 | 39.0463 | 0 | 449.2835 | 197.2307 | 2.278 | 449.2835 | 197.2307 | 2.278 | 830.4794 | 230.5649 | 3.6019 | 1.806% | 0.0002126 | 0.00020844 | 8476.0152 | 1131.4967 | 1490.9323 | 5853.5862 | 10184929.2528 | 0 | 0 | 10184929.2528 | 0.008196%
2028 | 411 | CB 411 | Tier-1 | Non-HFTD---17 | 1--4 | 27.3 | 5.21 | 2 | 1028.3805 | 90.72% | 7.641% | 1.643% | 14.243 | 0 | 0 | 14.243 | 0 | 163.8864 | 197.2307 | 0.83094 | 163.8864 | 197.2307 | 0.83094 | 302.9364 | 230.5649 | 1.3139 | 1.385% | 0.000145 | 0.00014279 | 3241.248 | 172.9667 | 2178.9434 | 889.338 | 7102487.7349 | 0 | 0 | 7102487.7349 | 0.00299%
2028 | 597 | CB 597 | Tier-2 | Tier-2---14 | 1--5 | 16.71 | 3.95 | 1 | 2598.8794 | 68.57% | 30.98% | 0.4453% | 33.701 | 0 | 0 | 33.701 | 0 | 387.7776 | 98.6153 | 3.9322 | 387.7776 | 98.6153 | 3.9322 | 716.7886 | 115.2825 | 6.2177 | 1.297% | 0.0040332 | 0.0039569 | 12147.2033 | 1367.5122 | 3833.0844 | 6946.6067 | 648275.1115 | 0 | 0 | 648275.1115 | 0.007074%
2028 | 599 | CB 599 | Tier-2 | Tier-2---4 | 4--5 | 34.31 | 6.91 | 3 | 2814.0812 | 94.6% | 4.701% | 0.7012% | 42.8908 | 0 | 0 | 42.8908 | 0 | 493.5201 | 295.846 | 1.6682 | 493.5201 | 295.846 | 1.6682 | 912.2487 | 345.8474 | 2.6377 | 1.524% | 0.043095 | 0.0424 | 13921.4169 | 2931.9396 | 582.1864 | 10407.2909 | 65357.8572 | 0 | 0 | 65357.8572 | 0.009003%
2028 | 1235 | CB 1235 | Tier-2 | Tier-2---6 | 4--5 | 17.49 | 2.02 | 1 | 1038.4291 | 94.32% | 4.296% | 1.381% | 9.05 | 0 | 0 | 9.05 | 0 | 104.1329 | 98.6153 | 1.056 | 104.1329 | 98.6153 | 1.056 | 192.4848 | 115.2825 | 1.6697 | 0.8715% | 0.082825 | 0.08206 | 12537.6589 | 2179.7945 | 762.6013 | 9595.263 | 12544.2962 | 0 | 0 | 12544.2962 | 0.0019%

## EFD
Early Fault Detector - Risk & Cost Benefit | [30 empty] | Summary Table |  | Baseline 2024 | Baseline 2024 | Baseline 2024 | WACC | WACC | WACC | H.D.R | H.D.R | H.D.R | S.D.R | S.D.R | S.D.R
[31 empty] | Year | Total Units | WF + PSPS + PEDS Risk Baseline (K$) | Baseline Risk Reduction (K$) | Baseline Risk Reduction (%) | PV Risk Reduced (K$) Year 40 | PV Total Cost Capital + O&M (K$) Year 40 | BCR WACC | PV Risk Reduced (K$) Year 40 | PV Total Cost Capital + O&M (K$) Year 40 | BCR HDR | PV Risk Reduced (K$) Year 40 | PV Total Cost Capital + O&M (K$) Year 40 | BCR SDR | Service Territory Risk Reduction (%)
back to index | [30 empty] | 2026 | 46 | 10537.461 | 1354.6958 | 12.86% | 17129.6007 | 1734.1304 | 9.8779 | 17129.6007 | 1734.1304 | 9.8779 | 28532.7212 | 1826.7873 | 15.6191 | 0.2844%
[10 empty] | Assumptions | Value | Units | Last Update | Comments |  |  |  | Notes | [12 empty] | 2027 | 37 | 6934.0951 | 844.0053 | 12.17% | 10180.4753 | 1330.5864 | 7.6511 | 10180.4753 | 1330.5864 | 7.6511 | 17863.6522 | 1476.5752 | 12.098 | 0.1772%
[10 empty] | Capital Cost only in Year 0 | 39.519 | K$/unit | 2025-05-01 | Removed UG trace from the calculation |  |  |  | [1] SDG&E does not calculate the risk reduction for the safety and reliability attributes for this program. All risk reduction is considered to fall within the financial attribute. | [12 empty] | 2028 | 51 | 9436.6237 | 1289.127 | 13.66% | 14833.2413 | 1749.5606 | 8.4783 | 14833.2413 | 1749.5606 | 8.4783 | 27418.5517 | 2045.2562 | 13.4059 | 0.2706%
[10 empty] | Service Drop factor | 0% | % | 2025-05-01 |  |  |  |  | [2] To prevent double counting of foundational costs, SDG&E assumes no foundational costs for this program. | [12 empty] | Total 2026-2028 | 134 | 26908.1799 | 3487.8281 | 12.96% | 42143.3173 | 4814.2774 | 8.7538 | 42143.3173 | 4814.2774 | 8.7538 | 73814.9251 | 5348.6188 | 13.8007 | 0.7321%
[10 empty] | OH to UG conversion factor | 0% | % | 2025-05-01
[10 empty] | Long-term Ongoing costs | 0 | $/unit | 2025-05-01
[10 empty] | Lifetime | 20 | Years | 2025-05-01 | Expected lifetime (defined as 20 years) of the infrastructure
[10 empty] | Inflation Assumption to adjust Baseline | 2.5% |  | 2025-05-01
[10 empty] | Mitigation Effectiveness Estimate (%) | 16% | % | 2025-05-01
[10 empty] | Additional Installation Cost (O&M) only in Year 0 | 0 | M$/mile | 2025-05-01
[14 empty] | [1] | [1] | [1] | [2]
[9 empty] | Baseline 2025 | Baseline 2025 | Baseline 2025 | Baseline 2025 | Baseline 2025 | Baseline 2025 | Baseline 2025 | Baseline 2025 | Baseline 2025 | WACC | WACC | WACC | H.D.R | H.D.R | H.D.R | S.D.R | S.D.R | S.D.R |  |  |  | Pre - Mitigation CoRE |  |  |  | Post - Mitigation CoRE
Year | Feeder | Feeder Segment | HFTD Tier | Tranche ID HTM | Tranche ID Quintile | Total Protected miles | Total coverge | Units (Poles) | WF + PSPS + PEDS Risk Baseline (K$/year) | Baseline Wildfire (%) | Baseline PSPS (%) | Baseline PEDS (%) | Risk Reduction (K$/year) | Safety Risk Reduction (K$/year) | Reliability Risk Reduction (K$/year) | Financial Risk Reduction (K$/year) | Mitigation Annual Cost (K$/year) | PV Risk Reduced (K$) Year 55 | PV Total Cost Capital + O&M (K$) Year 55 | BCR WACC | PV Risk Reduced (K$) Year 55 | PV Total Cost Capital + O&M (K$) Year 55 | BCR HDR | PV Risk Reduced (K$) Year 55 | PV Total Cost Capital + O&M (K$) Year 55 | BCR SDR | Risk Reduction % | Pre-Mitigation LoRE | Post-Mitigation LoRE | Pre-Mitigated CoRE [K$] | Pre-Mitigated CoRE Safety [K$] | Pre-Mitigated CoRE Reliability [K$] | Pre-Mitigated CoRE Financial [K$] | Post-Mitigated CoRE [K$] | Post-Mitigated CoRE Safety [K$] | Post-Mitigated CoRE Reliability [K$] | Post-Mitigated CoRE Financial [K$] | Service Territory Risk Reduction (%)
2026 | 1233 | 1233-259R | Tier-3 | Tier-3---16 | 5--4 | 22.2 | 100% | 1 | 252.1704 | 91.31% | 7.348% | 1.341% | 36.8413 | 0 | 0 | 36.8413 | 0 | 465.8433 | 37.6985 | 12.3571 | 465.8433 | 37.6985 | 12.3571 | 775.9537 | 39.7128 | 19.5391 | 14.61% | 0.12749 | 0.10709 | 1978.0181 | 293.7888 | 180.7034 | 1503.5259 | 2010.7575 | 0 | 0 | 2010.7575 | 0.007733%
2026 | 233 | 233-123R | Tier-2 | Tier-2---4 | 4--5 | 6.63 | 100% | 3 | 528.7545 | 93.49% | 4.613% | 1.898% | 79.0921 | 0 | 0 | 79.0921 | 0 | 1000.0894 | 113.0955 | 8.8429 | 1000.0894 | 113.0955 | 8.8429 | 1665.8457 | 119.1383 | 13.9825 | 14.96% | 0.06125 | 0.05145 | 8632.6707 | 1309.838 | 600.1971 | 6722.6355 | 8739.7366 | 0 | 0 | 8739.7366 | 0.0166%
2026 | 233 | 233-41R | Tier-2 | Tier-2---9 | 4--5 | 20.73 | 100% | 3 | 183.353 | 90.69% | 5.205% | 4.101% | 26.6064 | 0 | 0 | 26.6064 | 0 | 336.428 | 113.0955 | 2.9747 | 336.428 | 113.0955 | 2.9747 | 560.387 | 119.1383 | 4.7037 | 14.51% | 0.044487 | 0.037369 | 4121.4954 | 626.0879 | 496.8097 | 2998.5978 | 4194.5516 | 0 | 0 | 4194.5516 | 0.005585%
2026 | 233 | 233-81F | Tier-2 | Tier-2---12 | 3--5 | 0.27 | 100% | 1 | 110.7293 | 80.07% | 17.19% | 2.737% | 14.1858 | 0 | 0 | 14.1858 | 0 | 179.3743 | 37.6985 | 4.7581 | 179.3743 | 37.6985 | 4.7581 | 298.7832 | 39.7128 | 7.5236 | 12.81% | 0.02204 | 0.018513 | 5024.0598 | 647.7753 | 960.0108 | 3416.2738 | 5214.7782 | 0 | 0 | 5214.7782 | 0.002978%
2026 | 239 | 239-89R | Tier-3 | Tier-3---17 | 4--4 | 4.87 | 100% | 1 | 82.0466 | 94.42% | 3.771% | 1.81% | 12.3948 | 0 | 0 | 12.3948 | 0 | 156.7273 | 37.6985 | 4.1574 | 156.7273 | 37.6985 | 4.1574 | 261.0602 | 39.7128 | 6.5737 | 15.11% | 0.064786 | 0.05442 | 1266.4282 | 154.9054 | 278.3508 | 833.172 | 1279.8912 | 0 | 0 | 1279.8912 | 0.002602%
2026 | 240 | 240-1028R | Tier-2 | Tier-2---9 | 4--5 | 0.39 | 100% | 1 | 195.1953 | 90.44% | 7.788% | 1.769% | 28.2462 | 0 | 0 | 28.2462 | 0 | 357.1619 | 37.6985 | 9.4742 | 357.1619 | 37.6985 | 9.4742 | 594.9234 | 39.7128 | 14.9807 | 14.47% | 0.045174 | 0.037946 | 4320.9466 | 718.78 | 412.5342 | 3189.6324 | 4399.6123 | 0 | 0 | 4399.6123 | 0.005929%
2026 | 240 | 240-1044 | Tier-3 | Tier-3---16 | 4--4 | 13.88 | 100% | 1 | 119.2796 | 91.6% | 7.213% | 1.188% | 17.4814 | 0 | 0 | 17.4814 | 0 | 221.0458 | 37.6985 | 5.8635 | 221.0458 | 37.6985 | 5.8635 | 368.1954 | 39.7128 | 9.2715 | 14.66% | 0.076308 | 0.064099 | 1563.1261 | 243.3751 | 155.5211 | 1164.2298 | 1588.1392 | 0 | 0 | 1588.1392 | 0.003669%
2026 | 240 | 240-1148 | Tier-3 | Tier-3---17 | 4--4 | 1.01 | 100% | 1 | 81.4187 | 85.86% | 11.44% | 2.706% | 11.1844 | 0 | 0 | 11.1844 | 0 | 141.4228 | 37.6985 | 3.7514 | 141.4228 | 37.6985 | 3.7514 | 235.5674 | 39.7128 | 5.9318 | 13.74% | 0.037482 | 0.031485 | 2172.1964 | 294.7676 | 257.633 | 1619.7958 | 2230.7182 | 0 | 0 | 2230.7182 | 0.002348%
2026 | 240 | 240-2004R | Tier-3 | Tier-3---12 | 5--5 | 6.48 | 100% | 2 | 772.9985 | 88.27% | 9.933% | 1.797% | 109.1719 | 0 | 0 | 109.1719 | 0 | 1380.4364 | 75.397 | 18.3089 | 1380.4364 | 75.397 | 18.3089 | 2299.3885 | 79.4255 | 28.9502 | 14.12% | 0.095775 | 0.080451 | 8070.9504 | 1314.8813 | 873.0539 | 5883.0151 | 8251.281 | 0 | 0 | 8251.281 | 0.02292%
2026 | 240 | 240-2032R | Tier-3 | Tier-3---12 | 5--5 | 1.32 | 100% | 2 | 650.049 | 82.45% | 16.15% | 1.395% | 85.7581 | 0 | 0 | 85.7581 | 0 | 1084.3784 | 75.397 | 14.3823 | 1084.3784 | 75.397 | 14.3823 | 1806.2457 | 79.4255 | 22.7414 | 13.19% | 0.12278 | 0.10313 | 5294.5591 | 720.5691 | 843.0129 | 3730.977 | 5471.5129 | 0 | 0 | 5471.5129 | 0.018%
2026 | 352 | 352-27R | Tier-3 | Tier-3---2 | 5--5 | 11.13 | 100% | 1 | 1835.8142 | 93.66% | 5.876% | 0.4611% | 275.1153 | 0 | 0 | 275.1153 | 0 | 3478.7256 | 37.6985 | 92.2776 | 3478.7256 | 37.6985 | 92.2776 | 5794.5022 | 39.7128 | 145.9103 | 14.99% | 0.11814 | 0.099234 | 15539.9427 | 3024.467 | 902.1857 | 11613.29 | 15727.5304 | 0 | 0 | 15727.5304 | 0.05775%
2026 | 67 | 67-24R | Tier-3 | Tier-3---13 | 5--4 | 1.06 | 100% | 3 | 649.2908 | 74.83% | 23.84% | 1.334% | 77.7333 | 0 | 0 | 77.7333 | 0 | 982.9068 | 113.0955 | 8.6909 | 982.9068 | 113.0955 | 8.6909 | 1637.2247 | 119.1383 | 13.7422 | 11.97% | 0.2194 | 0.1843 | 2959.3576 | 336.0702 | 674.1995 | 1949.088 | 3101.2649 | 0 | 0 | 3101.2649 | 0.01632%
2026 | 67 | 67-34R | Tier-3 | Tier-3---11 | 5--5 | 89.33 | 100% | 6 | 1084.2867 | 76.65% | 22.12% | 1.235% | 132.9711 | 0 | 0 | 132.9711 | 0 | 1681.3673 | 226.1909 | 7.4334 | 1681.3673 | 226.1909 | 7.4334 | 2800.6481 | 238.2766 | 11.7538 | 12.26% | 0.24743 | 0.20784 | 4382.1248 | 535.8218 | 956.7681 | 2889.5349 | 4577.0532 | 0 | 0 | 4577.0532 | 0.02791%
2026 | 67 | 67-37R | Tier-3 | Tier-3---17 | 5--3 | 5.37 | 100% | 5 | 226.6286 | 65.58% | 32.17% | 2.242% | 23.7812 | 0 | 0 | 23.7812 | 0 | 300.7044 | 188.4924 | 1.5953 | 300.7044 | 188.4924 | 1.5953 | 500.8824 | 198.5638 | 2.5225 | 10.49% | 0.20095 | 0.1688 | 1127.7881 | 99.8375 | 351.0117 | 676.9389 | 1201.7188 | 0 | 0 | 1201.7188 | 0.004992%
2026 | 67 | 67-45R | Tier-3 | Tier-3---15 | 5--4 | 2.91 | 100% | 3 | 468.8847 | 75.51% | 23.11% | 1.372% | 56.6512 | 0 | 0 | 56.6512 | 0 | 716.3326 | 113.0955 | 6.3339 | 716.3326 | 113.0955 | 6.3339 | 1193.1929 | 119.1383 | 10.0152 | 12.08% | 0.20887 | 0.17545 | 2244.8167 | 264.9489 | 495.8782 | 1483.9896 | 2349.5181 | 0 | 0 | 2349.5181 | 0.01189%
2026 | 1079 | CB 1079 | Tier-1 | Non-HFTD---9 | 2--3 | 6.13 | 100% | 1 | 10.7343 | 85.58% | 0% | 14.42% | 1.4698 | 0 | 0 | 1.4698 | 0 | 18.5852 | 37.6985 | 0.49299 | 18.5852 | 37.6985 | 0.49299 | 30.9572 | 39.7128 | 0.77953 | 13.69% | 0.0072148 | 0.0060604 | 1487.8229 | 86.8911 | 1141.3489 | 259.5829 | 1528.6923 | 0 | 0 | 1528.6923 | 0.0003085%
2026 | 1234 | CB 1234 | Tier-3 | Tier-3---10 | 5--5 | 23.27 | 100% | 2 | 1703.5911 | 47.26% | 52.1% | 0.6391% | 128.8194 | 0 | 0 | 128.8194 | 0 | 1628.8708 | 75.397 | 21.6039 | 1628.8708 | 75.397 | 21.6039 | 2713.2049 | 79.4255 | 34.1604 | 7.562% | 0.11961 | 0.10048 | 14242.4054 | 1075.4767 | 7121.7223 | 6045.2064 | 15673.1505 | 0 | 0 | 15673.1505 | 0.02704%
2026 | 1250 | CB 1250 | Tier-2 | Tier-2---4 | 4--5 | 9.23 | 100% | 1 | 388.8417 | 99.33% | 0.414% | 0.257% | 61.7972 | 0 | 0 | 61.7972 | 0 | 781.4014 | 37.6985 | 20.7277 | 781.4014 | 37.6985 | 20.7277 | 1301.5778 | 39.7128 | 32.7748 | 15.89% | 0.088703 | 0.07451 | 4383.6458 | 676.5543 | 273.8326 | 3433.2589 | 4389.2488 | 0 | 0 | 4389.2488 | 0.01297%
2026 | 176 | CB 176 | Tier-1 | Non-HFTD---10 | 4--1 | 59.02 | 100% | 1 | 14.7394 | 1.643% | 97.85% | 0.5036% | 0.038744 | 0 | 0 | 0.038744 | 0 | 0.4899 | 37.6985 | 0.012995 | 0.4899 | 37.6985 | 0.012995 | 0.81603 | 39.7128 | 0.020548 | 0.2629% | 0.032585 | 0.027371 | 452.342 | 1.1125 | 409.1974 | 42.0321 | 537.0868 | 0 | 0 | 537.0868 | 8.132e-06%
2026 | 178 | CB 178 | Tier-1 | Non-HFTD---1 | 2--5 | 5.18 | 100% | 1 | 135.0107 | 98.3% | 0% | 1.702% | 21.2341 | 0 | 0 | 21.2341 | 0 | 268.4973 | 37.6985 | 7.1222 | 268.4973 | 37.6985 | 7.1222 | 447.235 | 39.7128 | 11.2617 | 15.73% | 0.013511 | 0.01135 | 9992.3541 | 2064.0524 | 1543.9157 | 6384.386 | 10024.7416 | 0 | 0 | 10024.7416 | 0.004457%
2026 | 233 | CB 233 | Tier-2 | Tier-2---4 | 4--5 | 92.64 | 100% | 2 | 763.9567 | 93.34% | 4.903% | 1.762% | 114.0863 | 0 | 0 | 114.0863 | 0 | 1442.5772 | 75.397 | 19.1331 | 1442.5772 | 75.397 | 19.1331 | 2402.8962 | 79.4255 | 30.2534 | 14.93% | 0.075451 | 0.063379 | 10125.1756 | 1595.7447 | 1194.5405 | 7334.8905 | 10253.7156 | 0 | 0 | 10253.7156 | 0.02395%
2026 | 240 | CB 240 | Tier-2 | Tier-2---9 | 4--5 | 54.33 | 100% | 1 | 222.9994 | 87.14% | 10.79% | 2.065% | 31.0915 | 0 | 0 | 31.0915 | 0 | 393.1398 | 37.6985 | 10.4285 | 393.1398 | 37.6985 | 10.4285 | 654.8518 | 39.7128 | 16.4897 | 13.94% | 0.048511 | 0.040749 | 4596.922 | 825.8016 | 739.2506 | 3031.8699 | 4709.5243 | 0 | 0 | 4709.5243 | 0.006526%
2026 | 835 | CB 835 | Tier-2 | Tier-2---17 | 1--5 | 1.57 | 100% | 1 | 10.4449 | 97.71% | 0% | 2.289% | 1.6329 | 0 | 0 | 1.6329 | 0 | 20.6478 | 37.6985 | 0.54771 | 20.6478 | 37.6985 | 0.54771 | 34.393 | 39.7128 | 0.86604 | 15.63% | 0.0017112 | 0.0014374 | 6103.8249 | 1270.1971 | 131.1199 | 4702.5079 | 6130.432 | 0 | 0 | 6130.432 | 0.0003428%
2026 | 920 | CB 920 | Tier-1 | Non-HFTD---1 | 1--5 | 14.85 | 100% | 1 | 46.243 | 98.81% | 0% | 1.185% | 7.3112 | 0 | 0 | 7.3112 | 0 | 92.4471 | 37.6985 | 2.4523 | 92.4471 | 37.6985 | 2.4523 | 153.9888 | 39.7128 | 3.8776 | 15.81% | 0.0036978 | 0.0031062 | 12505.5466 | 1802.3724 | 2818.1293 | 7885.0449 | 12533.7807 | 0 | 0 | 12533.7807 | 0.001535%
2026 | 921 | CB 921 | Tier-1 | Not Applicable | Not Applicable | 4.91 | 100% | 1 | 0 | 0% | 0% | 0% | 0 | 0 | 0 | 0 | 0 | 0 | 37.6985 | 0 | 0 | 37.6985 | 0 | 0 | 39.7128 | 0 | 0% | 0 | 0 | 0 | 0 | 0 | 0 | 0 | 0 | 0 | 0 | 0%
2027 | 1001 | 1001-1140R | Tier-2 | Tier-2---10 | 5--4 | 6.34 | 100% | 1 | 174.4484 | 66.67% | 32.75% | 0.5858% | 18.6084 | 0 | 0 | 18.6084 | 0 | 224.4564 | 35.9618 | 6.2415 | 224.4564 | 35.9618 | 6.2415 | 393.8531 | 39.9074 | 9.8692 | 10.67% | 0.097832 | 0.082179 | 1783.139 | 192.1826 | 564.7269 | 1026.2295 | 1896.3472 | 0 | 0 | 1896.3472 | 0.003906%
2027 | 1022 | 1022-17F | Tier-3 | Tier-3---4 | 5--5 | 7.77 | 100% | 3 | 887.1334 | 95.91% | 3.733% | 0.3607% | 136.1303 | 0 | 0 | 136.1303 | 0 | 1642.0174 | 107.8854 | 15.22 | 1642.0174 | 107.8854 | 15.22 | 2881.2434 | 119.7223 | 24.0661 | 15.34% | 0.10945 | 0.091938 | 8105.3609 | 1393.5381 | 301.1063 | 6410.7165 | 8168.5667 | 0 | 0 | 8168.5667 | 0.02857%
2027 | 1286 | CB 1286 | Tier-1 | Non-HFTD---15 | 1--2 | 1.15 | 100% | 1 | 2.3914 | 53.24% | 0% | 46.76% | 0.2037 | 0 | 0 | 0.2037 | 0 | 2.457 | 35.9618 | 0.068323 | 2.457 | 35.9618 | 0.068323 | 4.3113 | 39.9074 | 0.10803 | 8.518% | 0.0043234 | 0.0036317 | 553.118 | 21.7263 | 398.1493 | 133.2425 | 602.3843 | 0 | 0 | 602.3843 | 4.276e-05%
2027 | 180 | CB 180 | Tier-1 | Non-HFTD---13 | 1--3 | 2.34 | 100% | 1 | 7.3769 | 90.62% | 0% | 9.382% | 1.0696 | 0 | 0 | 1.0696 | 0 | 12.9013 | 35.9618 | 0.35875 | 12.9013 | 35.9618 | 0.35875 | 22.6378 | 39.9074 | 0.56726 | 14.5% | 0.0030172 | 0.0025344 | 2444.9461 | 17.1428 | 2320.8307 | 106.9726 | 2488.6375 | 0 | 0 | 2488.6375 | 0.0002245%
2027 | 181 | CB 181 | Tier-1 | Non-HFTD---15 | 1--2 | 3.23 | 100% | 1 | 2.7022 | 81.92% | 0% | 18.08% | 0.3542 | 0 | 0 | 0.3542 | 0 | 4.2723 | 35.9618 | 0.1188 | 4.2723 | 35.9618 | 0.1188 | 7.4967 | 39.9074 | 0.18785 | 13.11% | 0.0024946 | 0.0020955 | 1083.2187 | 14.7104 | 976.6512 | 91.8572 | 1120.5163 | 0 | 0 | 1120.5163 | 7.435e-05%
2027 | 182 | CB 182 | Tier-1 | Not Applicable | Not Applicable | 18.46 | 100% | 1 | 0 | 0% | 0% | 0% | 0 | 0 | 0 | 0 | 0 | 0 | 35.9618 | 0 | 0 | 35.9618 | 0 | 0 | 39.9074 | 0 | 0% | 0 | 0 | 0 | 0 | 0 | 0 | 0 | 0 | 0 | 0 | 0%
2027 | 183 | CB 183 | Tier-1 | Non-HFTD---4 | 3--4 | 5.6 | 100% | 1 | 113.9192 | 14.47% | 83.8% | 1.731% | 2.6381 | 0 | 0 | 2.6381 | 0 | 31.8216 | 35.9618 | 0.88487 | 31.8216 | 35.9618 | 0.88487 | 55.8372 | 39.9074 | 1.3992 | 2.316% | 0.022326 | 0.018754 | 5102.5798 | 40.3989 | 4381.8916 | 680.2893 | 5933.8263 | 0 | 0 | 5933.8263 | 0.0005537%
2027 | 184 | CB 184 | Tier-1 | Non-HFTD---6 | 3--3 | 0.53 | 100% | 1 | 51.451 | 0.7197% | 98.62% | 0.6646% | 0.05925 | 0 | 0 | 0.05925 | 0 | 0.71468 | 35.9618 | 0.019873 | 0.71468 | 35.9618 | 0.019873 | 1.254 | 39.9074 | 0.031424 | 0.1152% | 0.015821 | 0.01329 | 3252.0708 | 5.546 | 2570.4189 | 676.1059 | 3867.0544 | 0 | 0 | 3867.0544 | 1.244e-05%
2027 | 185 | CB 185 | Tier-2 | Tier-2---12 | 3--4 | 12.1 | 100% | 1 | 138.4091 | 43.72% | 54.12% | 2.153% | 9.6824 | 0 | 0 | 9.6824 | 0 | 116.7903 | 35.9618 | 3.2476 | 116.7903 | 35.9618 | 3.2476 | 204.9317 | 39.9074 | 5.1352 | 6.996% | 0.027797 | 0.023349 | 4979.3165 | 370.0673 | 2508.501 | 2100.7482 | 5513.0808 | 0 | 0 | 5513.0808 | 0.002032%
2027 | 186 | CB 186 | Tier-1 | Non-HFTD---5 | 3--4 | 6.01 | 100% | 1 | 50.9966 | 94.05% | 0% | 5.948% | 7.6741 | 0 | 0 | 7.6741 | 0 | 92.5664 | 35.9618 | 2.574 | 92.5664 | 35.9618 | 2.574 | 162.4259 | 39.9074 | 4.0701 | 15.05% | 0.015082 | 0.012669 | 3381.1974 | 282.4558 | 2175.4758 | 923.2658 | 3419.503 | 0 | 0 | 3419.503 | 0.001611%
2027 | 187 | CB 187 | Tier-1 | Non-HFTD---7 | 3--3 | 4.27 | 100% | 1 | 29.2322 | 86.24% | 0% | 13.76% | 4.0336 | 0 | 0 | 4.0336 | 0 | 48.6541 | 35.9618 | 1.3529 | 48.6541 | 35.9618 | 1.3529 | 85.3732 | 39.9074 | 2.1393 | 13.8% | 0.017469 | 0.014674 | 1673.3399 | 86.2226 | 1159.6742 | 427.4431 | 1717.1938 | 0 | 0 | 1717.1938 | 0.0008467%
2027 | 188 | CB 188 | Tier-1 | Non-HFTD---1 | 4--4 | 11 | 100% | 1 | 130.3265 | 95% | 0% | 4.998% | 19.81 | 0 | 0 | 19.81 | 0 | 238.9502 | 35.9618 | 6.6446 | 238.9502 | 35.9618 | 6.6446 | 419.2852 | 39.9074 | 10.5064 | 15.2% | 0.035993 | 0.030234 | 3620.8855 | 587.2604 | 817.4903 | 2216.1348 | 3655.358 | 0 | 0 | 3655.358 | 0.004158%
2027 | 189 | CB 189 | Tier-1 | Non-HFTD---7 | 2--4 | 5.04 | 100% | 1 | 18.4858 | 93.54% | 0% | 6.463% | 2.7666 | 0 | 0 | 2.7666 | 0 | 33.3705 | 35.9618 | 0.92794 | 33.3705 | 35.9618 | 0.92794 | 58.5551 | 39.9074 | 1.4673 | 14.97% | 0.0052996 | 0.0044517 | 3488.1422 | 266.1689 | 1861.7397 | 1360.2335 | 3531.0842 | 0 | 0 | 3531.0842 | 0.0005807%
2027 | 196 | 196-915AE | Tier-1 | Non-HFTD---16 | 3--1 | 0.27 | 100% | 1 | 3.7327 | 0% | 100% | 0% | 0 | 0 | 0 | 0 | 0 | 0 | 35.9618 | 0 | 0 | 35.9618 | 0 | 0 | 39.9074 | 0 | 0% | 0.016451 | 0.013819 | 226.9028 | 0.55277 | 178.6412 | 47.7089 | 270.1224 | 0 | 0 | 270.1224 | 0%
2027 | 307 | 307-1492R | Tier-2 | Tier-2---9 | 4--4 | 7 | 100% | 1 | 135.641 | 60.1% | 39.31% | 0.5883% | 13.0438 | 0 | 0 | 13.0438 | 0 | 157.3357 | 35.9618 | 4.3751 | 157.3357 | 35.9618 | 4.3751 | 276.0764 | 39.9074 | 6.9179 | 9.616% | 0.057115 | 0.047977 | 2374.8758 | 235.5368 | 867.2272 | 1272.1118 | 2555.3547 | 0 | 0 | 2555.3547 | 0.002738%
2027 | 327 | CB 327 | Tier-3 | Tier-3---16 | 4--5 | 0.88 | 100% | 1 | 193.645 | 98.47% | 1.165% | 0.3624% | 30.51 | 0 | 0 | 30.51 | 0 | 368.0141 | 35.9618 | 10.2335 | 368.0141 | 35.9618 | 10.2335 | 645.7533 | 39.9074 | 16.1813 | 15.76% | 0.076966 | 0.064652 | 2515.9681 | 429.9476 | 31.582 | 2054.4384 | 2523.288 | 0 | 0 | 2523.288 | 0.006404%
2027 | 352 | 352-27R | Tier-3 | Tier-3---2 | 5--5 | 6.02 | 100% | 1 | 1835.8142 | 93.66% | 5.876% | 0.4611% | 275.1153 | 0 | 0 | 275.1153 | 0 | 3318.4679 | 35.9618 | 92.2776 | 3318.4679 | 35.9618 | 92.2776 | 5822.9066 | 39.9074 | 145.9103 | 14.99% | 0.11814 | 0.099234 | 15539.9427 | 3024.467 | 902.1857 | 11613.29 | 15727.5304 | 0 | 0 | 15727.5304 | 0.05775%
2027 | 441 | CB 441 | Tier-3 | Tier-3---15 | 5--3 | 26.37 | 100% | 1 | 331.3843 | 80.16% | 18.98% | 0.8593% | 42.5012 | 0 | 0 | 42.5012 | 0 | 512.6532 | 35.9618 | 14.2555 | 512.6532 | 35.9618 | 14.2555 | 899.5512 | 39.9074 | 22.5409 | 12.83% | 0.54555 | 0.45826 | 607.4359 | 49.8353 | 106.5497 | 451.0509 | 630.3931 | 0 | 0 | 630.3931 | 0.008921%
2027 | 442 | CB 442 | Tier-3 | Not Applicable | Not Applicable | 39.62 | 100% | 1 | 0 | 0% | 0% | 0% | 0 | 0 | 0 | 0 | 0 | 0 | 35.9618 | 0 | 0 | 35.9618 | 0 | 0 | 39.9074 | 0 | 0% | 0 | 0 | 0 | 0 | 0 | 0 | 0 | 0 | 0 | 0 | 0%
2027 | 770 | CB 770 | Tier-1 | Non-HFTD---13 | 2--2 | 4.24 | 100% | 1 | 4.3549 | 61.04% | 0% | 38.96% | 0.42531 | 0 | 0 | 0.42531 | 0 | 5.1301 | 35.9618 | 0.14265 | 5.1301 | 35.9618 | 0.14265 | 9.0018 | 39.9074 | 0.22557 | 9.766% | 0.008087 | 0.0067931 | 538.5075 | 39.609 | 279.6881 | 219.2105 | 578.4712 | 0 | 0 | 578.4712 | 8.927e-05%
2027 | 771 | CB 771 | Tier-1 | Non-HFTD---9 | 2--3 | 3.29 | 100% | 1 | 15.0006 | 84.27% | 0% | 15.73% | 2.0226 | 0 | 0 | 2.0226 | 0 | 24.3966 | 35.9618 | 0.6784 | 24.3966 | 35.9618 | 0.6784 | 42.8086 | 39.9074 | 1.0727 | 13.48% | 0.012612 | 0.010594 | 1189.4255 | 135.1206 | 580.4543 | 473.8506 | 1225.0604 | 0 | 0 | 1225.0604 | 0.0004245%
2027 | 773 | CB 773 | Tier-2 | Not Applicable | Not Applicable | 0.67 | 100% | 1 | 0 | 0% | 0% | 0% | 0 | 0 | 0 | 0 | 0 | 0 | 35.9618 | 0 | 0 | 35.9618 | 0 | 0 | 39.9074 | 0 | 0% | 0 | 0 | 0 | 0 | 0 | 0 | 0 | 0 | 0 | 0 | 0%
2027 | 774 | CB 774 | Tier-1 | Not Applicable | Not Applicable | 0.03 | 100% | 1 | 0 | 0% | 0% | 0% | 0 | 0 | 0 | 0 | 0 | 0 | 35.9618 | 0 | 0 | 35.9618 | 0 | 0 | 39.9074 | 0 | 0% | 0 | 0 | 0 | 0 | 0 | 0 | 0 | 0 | 0 | 0 | 0%
2027 | 775 | CB 775 | Tier-1 | Non-HFTD---17 | 1--2 | 2.17 | 100% | 1 | 1.1589 | 62.26% | 0% | 37.74% | 0.11544 | 0 | 0 | 0.11544 | 0 | 1.3925 | 35.9618 | 0.03872 | 1.3925 | 35.9618 | 0.03872 | 2.4433 | 39.9074 | 0.061225 | 9.961% | 0.0013874 | 0.0011654 | 835.2994 | 18.2059 | 696.9162 | 120.1773 | 895.3492 | 0 | 0 | 895.3492 | 2.423e-05%
2027 | 776 | CB 776 | Tier-2 | Tier-2---18 | 3--3 | 2.68 | 100% | 1 | 19.7396 | 79.97% | 11.02% | 9.01% | 2.5258 | 0 | 0 | 2.5258 | 0 | 30.467 | 35.9618 | 0.8472 | 30.467 | 35.9618 | 0.8472 | 53.4603 | 39.9074 | 1.3396 | 12.8% | 0.014982 | 0.012585 | 1317.5724 | 201.6613 | 223.1115 | 892.7996 | 1367.8314 | 0 | 0 | 1367.8314 | 0.0005302%
2027 | 777 | CB 777 | Tier-1 | Not Applicable | Not Applicable | 0.97 | 100% | 1 | 0 | 0% | 0% | 0% | 0 | 0 | 0 | 0 | 0 | 0 | 35.9618 | 0 | 0 | 35.9618 | 0 | 0 | 39.9074 | 0 | 0% | 0 | 0 | 0 | 0 | 0 | 0 | 0 | 0 | 0 | 0 | 0%
2027 | 1006 | CB 1006 | Tier-2 | Not Applicable | Not Applicable | 0.52 | 100% | 1 | 0 | 0% | 0% | 0% | 0 | 0 | 0 | 0 | 0 | 0 | 35.9618 | 0 | 0 | 35.9618 | 0 | 0 | 39.9074 | 0 | 0% | 0 | 0 | 0 | 0 | 0 | 0 | 0 | 0 | 0 | 0 | 0%
2027 | 1234 | CB 1234 | Tier-3 | Tier-3---10 | 5--5 | 2.59 | 100% | 2 | 1703.5911 | 47.26% | 52.1% | 0.6391% | 128.8194 | 0 | 0 | 128.8194 | 0 | 1553.8321 | 71.9236 | 21.6039 | 1553.8321 | 71.9236 | 21.6039 | 2726.505 | 79.8149 | 34.1604 | 7.562% | 0.11961 | 0.10048 | 14242.4054 | 1075.4767 | 7121.7223 | 6045.2064 | 15673.1505 | 0 | 0 | 15673.1505 | 0.02704%
2027 | 197 | CB 197 | Tier-2 | Tier-2---21 | 1--4 | 2.06 | 100% | 1 | 1.4078 | 97.58% | 0% | 2.416% | 0.21981 | 0 | 0 | 0.21981 | 0 | 2.6514 | 35.9618 | 0.073727 | 2.6514 | 35.9618 | 0.073727 | 4.6523 | 39.9074 | 0.11658 | 15.61% | 0.000314 | 0.00026376 | 4483.49 | 222.2755 | 3127.8312 | 1133.3833 | 4504.1215 | 0 | 0 | 4504.1215 | 4.614e-05%
2027 | 214 | CB 214 | Tier-3 | Tier-3---20 | 1--5 | 63.48 | 100% | 1 | 5.9712 | 98.85% | 0% | 1.149% | 0.94441 | 0 | 0 | 0.94441 | 0 | 11.3915 | 35.9618 | 0.31677 | 11.3915 | 35.9618 | 0.31677 | 19.9887 | 39.9074 | 0.50088 | 15.82% | 0.0002016 | 0.00016934 | 29618.8066 | 4651.1274 | 1027.6548 | 23940.0244 | 29683.6285 | 0 | 0 | 29683.6285 | 0.0001982%
2027 | 216 | CB 216 | Tier-3 | Not Applicable | Not Applicable | 7.18 | 100% | 1 | 0 | 0% | 0% | 0% | 0 | 0 | 0 | 0 | 0 | 0 | 35.9618 | 0 | 0 | 35.9618 | 0 | 0 | 39.9074 | 0 | 0% | 0 | 0 | 0 | 0 | 0 | 0 | 0 | 0 | 0 | 0 | 0%
2027 | 296 | CB 296 | Tier-2 | Tier-2---19 | 1--5 | 1.04 | 100% | 1 | 13.8218 | 97.81% | 0% | 2.188% | 2.1631 | 0 | 0 | 2.1631 | 0 | 26.0916 | 35.9618 | 0.72554 | 26.0916 | 35.9618 | 0.72554 | 45.7828 | 39.9074 | 1.1472 | 15.65% | 0.0016582 | 0.0013929 | 8335.4269 | 846.2372 | 3200.4283 | 4288.7614 | 8370.1654 | 0 | 0 | 8370.1654 | 0.000454%
2027 | 329 | CB 329 | Tier-2 | Tier-2---14 | 3--4 | 1.53 | 100% | 1 | 65.8898 | 89.85% | 8.372% | 1.777% | 9.4724 | 0 | 0 | 9.4724 | 0 | 114.2569 | 35.9618 | 3.1772 | 114.2569 | 35.9618 | 3.1772 | 200.4863 | 39.9074 | 5.0238 | 14.38% | 0.026212 | 0.022018 | 2513.6892 | 282.0394 | 739.5173 | 1492.1325 | 2562.2841 | 0 | 0 | 2562.2841 | 0.001988%
2027 | RB1 | RB1-427R | Tier-3 | Tier-3---7 | 5--5 | 16.47 | 100% | 1 | 996.0696 | 83.51% | 15.68% | 0.8099% | 133.0965 | 0 | 0 | 133.0965 | 0 | 1605.4227 | 35.9618 | 44.6425 | 1605.4227 | 35.9618 | 44.6425 | 2817.0308 | 39.9074 | 70.5891 | 13.36% | 0.15381 | 0.1292 | 6476.1764 | 929.4617 | 937.2221 | 4609.4925 | 6679.5465 | 0 | 0 | 6679.5465 | 0.02794%
2028 | 1021 | 1021-1748F | Tier-3 | Tier-3---2 | 5--5 | 53.69 | 100% | 6 | 3232.7645 | 89.58% | 10.03% | 0.3884% | 463.3477 | 0 | 0 | 463.3477 | 0 | 5331.4751 | 205.8307 | 25.9022 | 5331.4751 | 205.8307 | 25.9022 | 9854.9819 | 240.6184 | 40.9569 | 14.33% | 0.16564 | 0.13913 | 19517.3055 | 3280.9667 | 1890.5731 | 14345.7657 | 19904.6628 | 0 | 0 | 19904.6628 | 0.09726%
2028 | 1021 | 1021-1760R | Tier-3 | Tier-3---6 | 5--5 | 0.02 | 100% | 1 | 678.7974 | 81.46% | 18.22% | 0.3148% | 88.4767 | 0 | 0 | 88.4767 | 0 | 1018.0508 | 34.3051 | 29.6764 | 1018.0508 | 34.3051 | 29.6764 | 1881.8191 | 40.1031 | 46.9246 | 13.03% | 0.10829 | 0.090965 | 6268.2599 | 949.9835 | 1058.3856 | 4259.8908 | 6489.5641 | 0 | 0 | 6489.5641 | 0.01857%
2028 | 1021 | 1021-25R | Tier-3 | Tier-3---2 | 5--5 | 0.49 | 100% | 2 | 1498.4695 | 96.3% | 3.418% | 0.2826% | 230.8838 | 0 | 0 | 230.8838 | 0 | 2656.6468 | 68.6102 | 38.7209 | 2656.6468 | 68.6102 | 38.7209 | 4910.6872 | 80.2061 | 61.2258 | 15.41% | 0.12361 | 0.10383 | 12122.637 | 2220.1266 | 404.4712 | 9498.0392 | 12208.0763 | 0 | 0 | 12208.0763 | 0.04846%
2028 | 1021 | 1021-92 | Tier-3 | Tier-3---15 | 5--4 | 0.01 | 100% | 1 | 73.801 | 95.78% | 3.784% | 0.4383% | 11.3095 | 0 | 0 | 11.3095 | 0 | 130.1322 | 34.3051 | 3.7934 | 130.1322 | 34.3051 | 3.7934 | 240.5432 | 40.1031 | 5.9981 | 15.32% | 0.099013 | 0.083171 | 745.3636 | 116.7498 | 26.9385 | 601.6753 | 751.3589 | 0 | 0 | 751.3589 | 0.002374%
2028 | 1022 | 1022-17F | Tier-3 | Tier-3---4 | 5--5 | 0.05 | 100% | 3 | 887.1334 | 95.91% | 3.733% | 0.3607% | 136.1303 | 0 | 0 | 136.1303 | 0 | 1566.373 | 102.9153 | 15.22 | 1566.373 | 102.9153 | 15.22 | 2895.3672 | 120.3092 | 24.0661 | 15.34% | 0.10945 | 0.091938 | 8105.3609 | 1393.5381 | 301.1063 | 6410.7165 | 8168.5667 | 0 | 0 | 8168.5667 | 0.02857%
2028 | 1022 | 1022-322R | Tier-3 | Tier-3---10 | 5--5 | 0.16 | 100% | 2 | 526.8683 | 92.1% | 7.447% | 0.4577% | 77.6355 | 0 | 0 | 77.6355 | 0 | 893.3069 | 68.6102 | 13.02 | 893.3069 | 68.6102 | 13.02 | 1651.236 | 80.2061 | 20.5874 | 14.74% | 0.10587 | 0.088927 | 4976.7569 | 830.1937 | 356.0985 | 3790.4647 | 5051.6882 | 0 | 0 | 5051.6882 | 0.0163%
2028 | 1201 | CB 1201 | Tier-2 | Not Applicable | Not Applicable | 1.86 | 100% | 1 | 0 | 0% | 0% | 0% | 0 | 0 | 0 | 0 | 0 | 0 | 34.3051 | 0 | 0 | 34.3051 | 0 | 0 | 40.1031 | 0 | 0% | 0 | 0 | 0 | 0 | 0 | 0 | 0 | 0 | 0 | 0 | 0%
2028 | 1202 | CB 1202 | Tier-2 | Not Applicable | Not Applicable | 2.89 | 100% | 1 | 0 | 0% | 0% | 0% | 0 | 0 | 0 | 0 | 0 | 0 | 34.3051 | 0 | 0 | 34.3051 | 0 | 0 | 40.1031 | 0 | 0% | 0 | 0 | 0 | 0 | 0 | 0 | 0 | 0 | 0 | 0 | 0%
2028 | 176 | 176-194R | Tier-3 | Tier-3---9 | 5--5 | 0.33 | 100% | 2 | 677.779 | 83.64% | 15.51% | 0.8494% | 90.7024 | 0 | 0 | 90.7024 | 0 | 1043.6597 | 68.6102 | 15.2114 | 1043.6597 | 68.6102 | 15.2114 | 1929.156 | 80.2061 | 24.0525 | 13.38% | 0.21542 | 0.18095 | 3146.314 | 445.8846 | 458.0112 | 2242.4182 | 3244.3632 | 0 | 0 | 3244.3632 | 0.01904%
2028 | 190 | CB 190 | Tier-1 | Non-HFTD---5 | 1--4 | 2.2 | 100% | 1 | 31.4366 | 96.77% | 0% | 3.23% | 4.8674 | 0 | 0 | 4.8674 | 0 | 56.0063 | 34.3051 | 1.6326 | 56.0063 | 34.3051 | 1.6326 | 103.5251 | 40.1031 | 2.5815 | 15.48% | 0.0045876 | 0.0038536 | 6852.5181 | 450.0436 | 5066.5339 | 1335.9406 | 6894.6768 | 0 | 0 | 6894.6768 | 0.001022%
2028 | 191 | CB 191 | Tier-1 | Non-HFTD---11 | 2--2 | 5.03 | 100% | 1 | 8.7201 | 75.07% | 0% | 24.93% | 1.0473 | 0 | 0 | 1.0473 | 0 | 12.051 | 34.3051 | 0.35129 | 12.051 | 34.3051 | 0.35129 | 22.2758 | 40.1031 | 0.55546 | 12.01% | 0.009482 | 0.0079649 | 919.6463 | 48.7828 | 663.2803 | 207.5832 | 963.3233 | 0 | 0 | 963.3233 | 0.0002198%
2028 | 192 | CB 192 | Tier-1 | Non-HFTD---4 | 3--4 | 5.28 | 100% | 1 | 61.2478 | 95.44% | 0% | 4.563% | 9.3525 | 0 | 0 | 9.3525 | 0 | 107.6135 | 34.3051 | 3.137 | 107.6135 | 34.3051 | 3.137 | 198.9185 | 40.1031 | 4.9602 | 15.27% | 0.015026 | 0.012622 | 4076.0666 | 346.6764 | 2343.7716 | 1385.6186 | 4111.4947 | 0 | 0 | 4111.4947 | 0.001963%
2028 | 194 | CB 194 | Tier-1 | Non-HFTD---7 | 3--3 | 3.91 | 100% | 1 | 22.0982 | 82.22% | 0% | 17.78% | 2.907 | 0 | 0 | 2.907 | 0 | 33.449 | 34.3051 | 0.97504 | 33.449 | 34.3051 | 0.97504 | 61.8289 | 40.1031 | 1.5417 | 13.15% | 0.018044 | 0.015157 | 1224.6847 | 81.4842 | 711.3866 | 431.8138 | 1266.166 | 0 | 0 | 1266.166 | 0.0006102%
2028 | 198 | CB 198 | Tier-1 | Non-HFTD---7 | 2--3 | 8.22 | 100% | 1 | 19.9607 | 90.24% | 0% | 9.76% | 2.882 | 0 | 0 | 2.882 | 0 | 33.1616 | 34.3051 | 0.96667 | 33.1616 | 34.3051 | 0.96667 | 61.2976 | 40.1031 | 1.5285 | 14.44% | 0.0090942 | 0.0076391 | 2194.8823 | 279.5322 | 1078.4699 | 836.8802 | 2235.6863 | 0 | 0 | 2235.6863 | 0.0006049%
2028 | 199 | CB 199 | Tier-1 | Non-HFTD---5 | 3--3 | 5.1 | 100% | 1 | 33.8579 | 88.28% | 0% | 11.72% | 4.7826 | 0 | 0 | 4.7826 | 0 | 55.031 | 34.3051 | 1.6042 | 55.031 | 34.3051 | 1.6042 | 101.7223 | 40.1031 | 2.5365 | 14.13% | 0.019491 | 0.016373 | 1737.0883 | 350.1798 | 285.0904 | 1101.8181 | 1775.8503 | 0 | 0 | 1775.8503 | 0.001004%
2028 | 213 | CB 213 | Tier-1 | Not Applicable | Not Applicable | 0.87 | 100% | 1 | 0 | 0% | 0% | 0% | 0 | 0 | 0 | 0 | 0 | 0 | 34.3051 | 0 | 0 | 34.3051 | 0 | 0 | 40.1031 | 0 | 0% | 0 | 0 | 0 | 0 | 0 | 0 | 0 | 0 | 0 | 0 | 0%
2028 | 334 | CB 334 | Tier-2 | Tier-2---17 | 3--4 | 9.91 | 100% | 1 | 50.4105 | 93.29% | 0% | 6.708% | 7.5247 | 0 | 0 | 7.5247 | 0 | 86.5819 | 34.3051 | 2.5239 | 86.5819 | 34.3051 | 2.5239 | 160.0426 | 40.1031 | 3.9908 | 14.93% | 0.014478 | 0.012162 | 3481.7727 | 125.0507 | 2700.4714 | 656.2506 | 3526.2578 | 0 | 0 | 3526.2578 | 0.001579%
2028 | 443 | CB 443 | Tier-2 | Tier-2---17 | 2--4 | 3.35 | 100% | 1 | 20.1638 | 94.45% | 0% | 5.554% | 3.047 | 0 | 0 | 3.047 | 0 | 35.0601 | 34.3051 | 1.022 | 35.0601 | 34.3051 | 1.022 | 64.807 | 40.1031 | 1.616 | 15.11% | 0.007405 | 0.0062202 | 2722.9916 | 539.7491 | 142.9952 | 2040.2473 | 2751.8006 | 0 | 0 | 2751.8006 | 0.0006396%
2028 | 460 | CB 460 | Tier-2 | Tier-2---17 | 1--4 | 1.01 | 100% | 1 | 30.9562 | 98.34% | 0% | 1.655% | 4.871 | 0 | 0 | 4.871 | 0 | 56.0479 | 34.3051 | 1.6338 | 56.0479 | 34.3051 | 1.6338 | 103.602 | 40.1031 | 2.5834 | 15.74% | 0.0037362 | 0.0031384 | 8285.4896 | 682.9512 | 5303.3621 | 2299.1763 | 8311.6136 | 0 | 0 | 8311.6136 | 0.001022%
2028 | 461 | CB 461 | Tier-2 | Tier-2---15 | 2--4 | 2.86 | 100% | 1 | 41.2423 | 96.76% | 0% | 3.245% | 6.3847 | 0 | 0 | 6.3847 | 0 | 73.4646 | 34.3051 | 2.1415 | 73.4646 | 34.3051 | 2.1415 | 135.7958 | 40.1031 | 3.3862 | 15.48% | 0.0097562 | 0.0081952 | 4227.2887 | 696.6246 | 1534.0336 | 1996.6306 | 4253.4145 | 0 | 0 | 4253.4145 | 0.00134%
2028 | 462 | CB 462 | Tier-2 | Tier-2---19 | 2--4 | 4.95 | 100% | 1 | 22.9421 | 94.03% | 0% | 5.974% | 3.4514 | 0 | 0 | 3.4514 | 0 | 39.7137 | 34.3051 | 1.1577 | 39.7137 | 34.3051 | 1.1577 | 73.4089 | 40.1031 | 1.8305 | 15.04% | 0.0069768 | 0.0058605 | 3288.3372 | 387.9272 | 1852.7446 | 1047.6654 | 3325.7564 | 0 | 0 | 3325.7564 | 0.0007245%
2028 | 463 | CB 463 | Tier-2 | Tier-2---17 | 2--5 | 12.94 | 100% | 1 | 42.2545 | 98.11% | 0% | 1.889% | 6.633 | 0 | 0 | 6.633 | 0 | 76.3226 | 34.3051 | 2.2248 | 76.3226 | 34.3051 | 2.2248 | 141.0787 | 40.1031 | 3.5179 | 15.7% | 0.0053474 | 0.0044918 | 7901.879 | 1244.8437 | 4168.5679 | 2488.4674 | 7930.3044 | 0 | 0 | 7930.3044 | 0.001392%
2028 | 497 | CB 497 | Tier-1 | Non-HFTD---4 | 2--4 | 4.1 | 100% | 1 | 69.1526 | 97.1% | 0% | 2.902% | 10.7434 | 0 | 0 | 10.7434 | 0 | 123.6178 | 34.3051 | 3.6035 | 123.6178 | 34.3051 | 3.6035 | 228.5018 | 40.1031 | 5.6979 | 15.54% | 0.012543 | 0.010536 | 5513.3332 | 404.7003 | 3698.9126 | 1409.7203 | 5543.8046 | 0 | 0 | 5543.8046 | 0.002255%
2028 | 498 | CB 498 | Tier-1 | Non-HFTD---11 | 1--4 | 0.29 | 100% | 1 | 5.2409 | 96.06% | 0% | 3.941% | 0.80549 | 0 | 0 | 0.80549 | 0 | 9.2683 | 34.3051 | 0.27017 | 9.2683 | 34.3051 | 0.27017 | 17.1321 | 40.1031 | 0.4272 | 15.37% | 0.001257 | 0.0010559 | 4169.3408 | 417.4099 | 1626.2638 | 2125.6671 | 4200.6365 | 0 | 0 | 4200.6365 | 0.0001691%
2028 | 900 | CB 900 | Tier-1 | Non-HFTD---19 | 1--3 | 1.68 | 100% | 1 | 0.27105 | 87.87% | 0% | 12.13% | 0.038109 | 0 | 0 | 0.038109 | 0 | 0.43849 | 34.3051 | 0.012782 | 0.43849 | 34.3051 | 0.012782 | 0.81054 | 40.1031 | 0.020211 | 14.06% | 0.0001684 | 0.00014146 | 1609.5429 | 231.4668 | 177.2956 | 1200.7805 | 1646.7196 | 0 | 0 | 1646.7196 | 7.999e-06%
2028 | 901 | CB 901 | Tier-1 | Not Applicable | Not Applicable | 1.97 | 100% | 1 | 0 | 0% | 0% | 0% | 0 | 0 | 0 | 0 | 0 | 0 | 34.3051 | 0 | 0 | 34.3051 | 0 | 0 | 40.1031 | 0 | 0% | 0 | 0 | 0 | 0 | 0 | 0 | 0 | 0 | 0 | 0 | 0%
2028 | 902 | CB 902 | Tier-1 | Non-HFTD---6 | 3--3 | 6.9 | 100% | 1 | 44.5542 | 88.57% | 0% | 11.43% | 6.314 | 0 | 0 | 6.314 | 0 | 72.6519 | 34.3051 | 2.1178 | 72.6519 | 34.3051 | 2.1178 | 134.2935 | 40.1031 | 3.3487 | 14.17% | 0.02472 | 0.020765 | 1802.3379 | 219.3739 | 819.6877 | 763.2763 | 1841.5693 | 0 | 0 | 1841.5693 | 0.001325%
2028 | 920 | 920-1342R | Tier-3 | Tier-3---12 | 4--5 | 0.03 | 100% | 1 | 408.8204 | 94.62% | 4.403% | 0.9773% | 61.8917 | 0 | 0 | 61.8917 | 0 | 712.1523 | 34.3051 | 20.7594 | 712.1523 | 34.3051 | 20.7594 | 1316.3802 | 40.1031 | 32.8249 | 15.14% | 0.068604 | 0.057628 | 5959.0983 | 1229.6301 | 289.5515 | 4439.9167 | 6020.1721 | 0 | 0 | 6020.1721 | 0.01299%
2028 | 920 | 920-735AE | Tier-2 | Tier-2---7 | 4--5 | 7.96 | 100% | 2 | 627.5827 | 25.02% | 74.11% | 0.8722% | 25.1227 | 0 | 0 | 25.1227 | 0 | 289.0724 | 68.6102 | 4.2133 | 289.0724 | 68.6102 | 4.2133 | 534.3368 | 80.2061 | 6.662 | 4.003% | 0.068691 | 0.0577 | 9136.3433 | 511.7297 | 6274.1673 | 2350.4463 | 10441.1991 | 0 | 0 | 10441.1991 | 0.005273%
2028 | 920 | 920-823 | Tier-2 | Tier-2---11 | 4--4 | 0.21 | 100% | 2 | 195.1792 | 27.31% | 71.52% | 1.171% | 8.5288 | 0 | 0 | 8.5288 | 0 | 98.1363 | 68.6102 | 1.4303 | 98.1363 | 68.6102 | 1.4303 | 181.4003 | 80.2061 | 2.2617 | 4.37% | 0.054577 | 0.045845 | 3576.2298 | 163.0137 | 2288.0901 | 1125.126 | 4071.3783 | 0 | 0 | 4071.3783 | 0.00179%
2028 | 1139 | CB 1139 | Tier-1 | Non-HFTD---17 | 1--3 | 2.62 | 100% | 1 | 1.6524 | 86.58% | 0% | 13.42% | 0.22891 | 0 | 0 | 0.22891 | 0 | 2.6339 | 34.3051 | 0.07678 | 2.6339 | 34.3051 | 0.07678 | 4.8687 | 40.1031 | 0.1214 | 13.85% | 0.0008862 | 0.00074441 | 1864.5516 | 53.2768 | 1517.8816 | 293.3932 | 1912.1988 | 0 | 0 | 1912.1988 | 4.805e-05%
2028 | 1201 | CB 1201 | Tier-2 | Not Applicable | Not Applicable | 1.86 | 100% | 1 | 0 | 0% | 0% | 0% | 0 | 0 | 0 | 0 | 0 | 0 | 34.3051 | 0 | 0 | 34.3051 | 0 | 0 | 40.1031 | 0 | 0% | 0 | 0 | 0 | 0 | 0 | 0 | 0 | 0 | 0 | 0 | 0%
2028 | 1221 | CB 1221 | Tier-1 | Not Applicable | Not Applicable | 0.34 | 100% | 1 | 0 | 0% | 0% | 0% | 0 | 0 | 0 | 0 | 0 | 0 | 34.3051 | 0 | 0 | 34.3051 | 0 | 0 | 40.1031 | 0 | 0% | 0 | 0 | 0 | 0 | 0 | 0 | 0 | 0 | 0 | 0 | 0%
2028 | 212 | CB 212 | Tier-2 | Tier-2---19 | 1--5 | 85.2 | 100% | 1 | 7.0048 | 97.1% | 0% | 2.901% | 1.0882 | 0 | 0 | 1.0882 | 0 | 12.5218 | 34.3051 | 0.36501 | 12.5218 | 34.3051 | 0.36501 | 23.146 | 40.1031 | 0.57716 | 15.54% | 0.0011646 | 0.00097826 | 6014.7386 | 501.785 | 651.8944 | 4861.0592 | 6047.9787 | 0 | 0 | 6047.9787 | 0.0002284%
2028 | 221 | CB 221 | Tier-3 | Not Applicable | Not Applicable | 87.91 | 100% | 1 | 0 | 0% | 0% | 0% | 0 | 0 | 0 | 0 | 0 | 0 | 34.3051 | 0 | 0 | 34.3051 | 0 | 0 | 40.1031 | 0 | 0% | 0 | 0 | 0 | 0 | 0 | 0 | 0 | 0 | 0 | 0 | 0%
2028 | 462 | CB 462 | Tier-2 | Tier-2---19 | 2--4 | 3.16 | 100% | 1 | 22.9421 | 94.03% | 0% | 5.974% | 3.4514 | 0 | 0 | 3.4514 | 0 | 39.7137 | 34.3051 | 1.1577 | 39.7137 | 34.3051 | 1.1577 | 73.4089 | 40.1031 | 1.8305 | 15.04% | 0.0069768 | 0.0058605 | 3288.3372 | 387.9272 | 1852.7446 | 1047.6654 | 3325.7564 | 0 | 0 | 3325.7564 | 0.0007245%
2028 | 463 | CB 463 | Tier-2 | Tier-2---17 | 2--5 | 11.39 | 100% | 1 | 42.2545 | 98.11% | 0% | 1.889% | 6.633 | 0 | 0 | 6.633 | 0 | 76.3226 | 34.3051 | 2.2248 | 76.3226 | 34.3051 | 2.2248 | 141.0787 | 40.1031 | 3.5179 | 15.7% | 0.0053474 | 0.0044918 | 7901.879 | 1244.8437 | 4168.5679 | 2488.4674 | 7930.3044 | 0 | 0 | 7930.3044 | 0.001392%
2028 | 859 | CB 859 | Tier-1 | Non-HFTD---13 | 1--4 | 24.76 | 100% | 1 | 4.8224 | 95.05% | 0% | 4.95% | 0.73338 | 0 | 0 | 0.73338 | 0 | 8.4386 | 34.3051 | 0.24599 | 8.4386 | 34.3051 | 0.24599 | 15.5983 | 40.1031 | 0.38896 | 15.21% | 0.0009722 | 0.00081665 | 4960.2575 | 92.0795 | 4381.9262 | 486.2519 | 5007.0301 | 0 | 0 | 5007.0301 | 0.0001539%
2028 | 920 | CB 920 | Tier-1 | Non-HFTD---1 | 1--5 | 15.78 | 100% | 1 | 46.243 | 98.81% | 0% | 1.185% | 7.3112 | 0 | 0 | 7.3112 | 0 | 84.1256 | 34.3051 | 2.4523 | 84.1256 | 34.3051 | 2.4523 | 155.5022 | 40.1031 | 3.8776 | 15.81% | 0.0036978 | 0.0031062 | 12505.5466 | 1802.3724 | 2818.1293 | 7885.0449 | 12533.7807 | 0 | 0 | 12533.7807 | 0.001535%

## Microgrid(Capital)
Microgrid (Capital) - Risk & Cost Benefit
back to index |  | Assumptions | Value | Units | Last Update | Comments | [28 empty] | Summary Table | [7 empty] | WACC | WACC | H.D.R | H.D.R | S.D.R | S.D.R
|  | Mitigation Effectiveness | 100% | % | 2025-05-01 | SME assumption | [28 empty] | ` | Total Units (Microgrid) | BCR (7.45%) | BCR (6.09%) | BCR (2%) | Risk Reduction (K$) | Baseline (K$) | % Risk Reduction | Risk Reduced (K$) Year 20 | Total Cost Capital + O&M (K$) Year 20 | Risk Reduced (K$) Year 20 | Total Cost (K$) Year 20 | Risk Reduced (K$) Year 20 | Total Cost (K$) Year 20 | Service Territory Risk Reduction (%)
|  | lifetime | 20 | Year | 2025-05-01 | [29 empty] | 2028 | 1 | 6.6899e-06 | 6.0575e-06 | 6.9441e-06 | 6.7611 | 6.7611 | 100% | 0.077796 | 11628.8443 | 0.070442 | 11628.8443 | 0.1438 | 20708.581 | 0.001419%
|  | Microgrid Capital Cost (K$) | 910 | K$ | 2025-05-01 | Based on Capital cost forecasts
|  | O&M Microgrid (K$/Year) | 424 | K$/year | 2025-05-01 | Based on O&M cost forecasts
|  | PSPS Events per year | 1 | events/year | 2025-05-01 | SME assumption
|  |  | Safety Customer Weights --> |  |  | 1 | 1 | 1 | 1 | 10 | 10 | 10 | 1 | 5
[18 empty] | per event | per event | per event | per event | annual | WACC | WACC | WACC | H.D.R | H.D.R | H.D.R | S.D.R | S.D.R | S.D.R |  |  |  | Pre - Mitigation CoRE |  |  |  | Post - Mitigation CoRE
# | Year | Actual Segment | Cost (K$) | HFTD | Total Customers | Commercial | Industrial | Residential | MBL | Urgent | Essential | Sensitive | Life Support | AFN | Total Safety Customers | Fatalities | Serious Injuries | Safety (M$) | Reliability (M$) | Financial (M$) | Total Risk Year 0 (M$) | Total Risk Reduction (M$) | Risk Reduced (K$) Year 20 | Total Cost Capital + O&M (K$) Year 20 | BCR WACC | Risk Reduced (K$) Year 20 | Total Cost (K$) Year 20 | BCR HDR | Risk Reduced (K$) Year 20 | Total Cost (K$) Year 20 | BCR SDR | Risk Reduction % | Pre-Mitigation LoRE | Post-Mitigation LoRE | Pre-Mitigated CoRE [K$] | Pre-Mitigated CoRE Safety [K$] | Pre-Mitigated CoRE Reliability [K$] | Pre-Mitigated CoRE Financial [K$] | Post-Mitigated CoRE [K$] | Post-Mitigated CoRE Safety [K$] | Post-Mitigated CoRE Reliability [K$] | Post-Mitigated CoRE Financial [K$] | Service Territory Risk Reduction (%)
1 | 2028 | TBD | 910 | Tier 2 | 1 | 1 | 0 | 0 | 0 | 0 | 1 | 0 | 0 | 0 | 11 | 1.584e-06 | 6.336e-06 | 3.0294e-05 | 0.0052848 | 0.001446 | 0.0067611 | 0.0067611 | 0.077796 | 11628.8443 | 6.6899e-06 | 0.070442 | 11628.8443 | 6.0575e-06 | 0.1438 | 20708.581 | 6.9441e-06 | 100% | 1 | 1 | TBD | TBD | TBD | TBD | TBD | TBD | TBD | TBD | 0.001419%

## Master Input---->
back to index

## raw_WiNGS_Planning
upstreamardfacilityid | Baseline | Wildfire | PSPS | PEDS | Wildfire (%) | PSPS (%) | PEDS (%) | Risk Reduction CCC | Risk Reduction SUG | CCC Safety Risk Reduction | CCC Reliability Risk Reduction | CCC Financial Risk Reduction | SUG Safety Risk Reduction | SUG Reliability Risk Reduction | SUG Financial Risk Reduction | Feeder | Pre-Mitigation LoRE | CCC Post-Mitigation LoRE | SUG Post-Mitigation LoRE | Pre CoRE | Pre-Risk Safety | Pre-Risk Reliability | Pre-Risk Financial | Pre CoRE Safety | Pre CoRE Reliability | Pre CoRE Financial | CCC Post CoRE | CCC Post CoRE Safety | CCC Post CoRE Reliability | CCC Post CoRE Financial | SUG Post CoRE | SUG Post CoRE Safety | SUG Post CoRE Reliability | SUG Post CoRE Financial | back to index |  | upstreamardfacilityid | base_all_sim_total_cost_mean | if_cc_mit_all_sim_total_cost_mean | if_ug_mit_all_sim_total_cost_mean | base_wf_sim_total_cost_mean | if_cc_mit_wf_sim_total_cost_mean | if_ug_mit_wf_sim_total_cost_mean | base_psps_sim_total_cost_mean | if_cc_mit_psps_sim_total_cost_mean | if_ug_mit_psps_sim_total_cost_mean | base_peds_sim_total_cost_mean | base_all_sim_safety_cost_mean | if_cc_mit_all_sim_safety_cost_mean | if_ug_mit_all_sim_safety_cost_mean | base_wf_sim_safety_cost_mean | if_cc_mit_wf_sim_safety_cost_mean | if_ug_mit_wf_sim_safety_cost_mean | base_psps_sim_safety_cost_mean | if_cc_mit_psps_sim_safety_cost_mean | if_ug_mit_psps_sim_safety_cost_mean | base_peds_sim_safety_cost_mean | base_all_sim_financial_cost_mean | if_cc_mit_all_sim_financial_cost_mean | if_ug_mit_all_sim_financial_cost_mean | base_wf_sim_financial_cost_mean | if_cc_mit_wf_sim_financial_cost_mean | if_ug_mit_wf_sim_financial_cost_mean | base_psps_sim_financial_cost_mean | if_cc_mit_psps_sim_financial_cost_mean | if_ug_mit_psps_sim_financial_cost_mean | base_peds_sim_financial_cost_mean | base_all_sim_reliability_cost_mean | if_cc_mit_all_sim_reliability_cost_mean | if_ug_mit_all_sim_reliability_cost_mean | base_wf_sim_reliability_cost_mean | if_cc_mit_wf_sim_reliability_cost_mean | if_ug_mit_wf_sim_reliability_cost_mean | base_psps_sim_reliability_cost_mean | if_cc_mit_psps_sim_reliability_cost_mean | if_ug_mit_psps_sim_reliability_cost_mean | base_peds_sim_reliability_cost_mean | base_wf_sim_events_per_year | if_cc_mit_wf_sim_events_per_year | if_ug_mit_wf_sim_events_per_year | base_psps_sim_events_per_year | if_cc_mit_psps_sim_events_per_year | if_ug_mit_psps_sim_events_per_year | base_peds_sim_events_per_year | num_sim_runs | risk_attitude | Last Updated: | 2025-04-17 | back to index
100-1122R | 984.4769 | 465.0985 | 0 | 519.3785 | 47.24% | 0% | 52.76% | 260.6733 | 456.7872 | 48.1329 | 11.7547 | 200.7858 | 84.3031 | 20.4957 | 351.9884 | 100 | 0.002205 | 0.001382 | 0.0007696 | 446474.8004 | 86.26 | 492.5219 | 405.695 | 39120.1986 | 223365.927 | 183988.6747 | 523736.3268 | 96707.0714 | 23617.083 | 403412.1724 | 685667.5881 | 126544.4718 | 30765.3492 | 528357.7671 |  | 0 | 100-1122R | 984.4769 | 723.8036 | 527.6898 | 465.0985 | 204.4251 | 8.3113 | 0 | 0 | 0 | 519.3785 | 86.26 | 38.1271 | 1.957 | 85.8535 | 37.7206 | 1.5504 | 0 | 0 | 0 | 0.40654 | 405.695 | 204.9093 | 53.7066 | 358.5158 | 157.73 | 6.5274 | 0 | 0 | 0 | 47.1793 | 492.5219 | 480.7672 | 472.0262 | 20.7292 | 8.9745 | 0.23354 | 0 | 0 | 0 | 471.7927 | 0.0014516 | 0.0006286 | 1.62e-05 | 0 | 0 | 0 | 0.0007534 | 5000000 | no RA
1001-1130R | 399018.4775 | 304261.4091 | 92091.4261 | 2665.6423 | 76.25% | 23.08% | 0.668% | 197487.8085 | 384499.6019 | 25629.1808 | 38588.9437 | 133269.684 | 49003.1441 | 80109.5065 | 255386.9512 | 1001 | 0.10617 | 0.06097 | 0.013212 | 3758418.161 | 49623.3788 | 89925.1244 | 259469.9743 | 467410.4551 | 847018.9718 | 2443988.734 | 3305407.07 | 428962.5577 | 645873.6281 | 2230570.8842 | 1098899.1741 | 140050.8982 | 228952.8263 | 729895.4495 |  | 1 | 1001-1130R | 399018.4775 | 201530.6691 | 14518.8757 | 304261.4091 | 147106.9969 | 3715.5204 | 92091.4261 | 51758.0298 | 8137.713 | 2665.6423 | 49623.3788 | 23994.198 | 620.2347 | 49452.9015 | 23897.471 | 603.2682 | 168.3908 | 94.6405 | 14.8799 | 2.0865 | 259469.9743 | 126200.2904 | 4083.0231 | 250328.5504 | 120956.4963 | 3054.4914 | 8899.2825 | 5001.6527 | 786.3903 | 242.1414 | 89925.1244 | 51336.1807 | 9815.6178 | 4479.9572 | 2253.0297 | 57.7608 | 83023.7528 | 46661.7367 | 7336.4427 | 2421.4143 | 0.010126 | 0.0047698 | 0.0001212 | 0.092166 | 0.052326 | 0.0092166 | 0.0038744 | 5000000 | no RA
1001-1140R | 174448.4141 | 116302.5354 | 57124.0186 | 1021.8601 | 66.67% | 32.75% | 0.5858% | 80762.2635 | 166803.203 | 9007.0735 | 23909.0104 | 47846.1796 | 18540.7489 | 49733.9465 | 98528.5076 | 1001 | 0.097832 | 0.05589 | 0.010758 | 1783139.0285 | 18801.6478 | 55248.476 | 100398.2903 | 192182.6125 | 564726.91 | 1026229.506 | 1676253.6286 | 186945.4735 | 496241.2355 | 993066.9196 | 710653.5675 | 78991.5848 | 211888.0564 | 419773.9263 |  | 2 | 1001-1140R | 174448.4141 | 93686.1506 | 7645.2111 | 116302.5354 | 60566.122 | 1575.1404 | 57124.0186 | 32098.1685 | 5048.2105 | 1021.8601 | 18801.6478 | 9794.5743 | 260.8989 | 18729.6977 | 9753.7949 | 253.8113 | 71.1502 | 39.9795 | 6.2877 | 0.79986 | 100398.2903 | 52552.1106 | 1869.7827 | 94717.0864 | 49319.1583 | 1283.0981 | 5588.3802 | 3140.1287 | 493.8609 | 92.8237 | 55248.476 | 31339.4656 | 5514.5295 | 2855.7513 | 1493.1688 | 38.2311 | 51464.4882 | 28918.0603 | 4548.0619 | 928.2366 | 0.0040564 | 0.002024 | 5.2e-05 | 0.0923 | 0.05239 | 0.00923 | 0.001476 | 5000000 | no RA
1001-1231F | 14053.4591 | 12948.2156 | 998.8852 | 106.3584 | 92.14% | 7.108% | 0.7568% | 7530.7086 | 13874.3719 | 1168.5064 | 407.6574 | 5954.5448 | 2134.8641 | 852.5722 | 10886.9356 | 1001 | 0.025088 | 0.014329 | 0.0026158 | 560157.6475 | 2135.0048 | 1015.9193 | 10902.535 | 85099.2816 | 40493.5875 | 434564.7785 | 455219.5976 | 70634.3906 | 24642.2543 | 359942.9527 | 68463.6617 | 10534.5751 | 4207.0527 | 53722.0339 |  | 3 | 1001-1231F | 14053.4591 | 6522.7506 | 179.0872 | 12948.2156 | 5860.0751 | 0.030682 | 998.8852 | 556.3171 | 72.6982 | 106.3584 | 2135.0048 | 966.4984 | 0.14073 | 2134.1318 | 965.9753 | 0 | 0.78976 | 0.43984 | 0.057478 | 0.083252 | 10902.535 | 4947.9902 | 15.5994 | 10811.2845 | 4892.8888 | 0 | 81.5891 | 45.4401 | 5.938 | 9.6614 | 1015.9193 | 608.2619 | 163.3471 | 2.7992 | 1.211 | 0.030682 | 916.5063 | 510.4371 | 66.7027 | 96.6138 | 0.0003102 | 0.0001342 | 3.4e-06 | 0.024629 | 0.014045 | 0.0024628 | 0.0001496 | 5000000 | no RA
1001-1232F | 727.8427 | 664.6958 | 0 | 63.1469 | 91.32% | 0% | 8.676% | 417.4569 | 661.3216 | 52.585 | 98.3739 | 266.498 | 71.8721 | 224.9842 | 364.4652 | 1001 | 0.0002536 | 0.0001854 | 9.54e-05 | 2870042.2943 | 71.9216 | 285.7198 | 370.2014 | 283602.3344 | 1126655.3967 | 1459784.5632 | 1674141.5558 | 210883.4163 | 394512.0934 | 1068746.046 | 697286.8972 | 75780.8204 | 237219.7533 | 384286.3235 |  | 4 | 1001-1232F | 727.8427 | 310.3858 | 66.5212 | 664.6958 | 247.2389 | 3.3743 | 0 | 0 | 0 | 63.1469 | 71.9216 | 19.3366 | 0.049428 | 71.8721 | 19.2871 | 0 | 0 | 0 | 0 | 0.049428 | 370.2014 | 103.7034 | 5.7361 | 364.4652 | 97.9672 | 0 | 0 | 0 | 0 | 5.7361 | 285.7198 | 187.3459 | 60.7356 | 228.3585 | 129.9846 | 3.3743 | 0 | 0 | 0 | 57.3614 | 0.0001606 | 9.24e-05 | 2.4e-06 | 0 | 0 | 0 | 9.3e-05 | 5000000 | no RA
1001-1814AE | 47999.8104 | 44602.1396 | 3084.4781 | 313.1927 | 92.92% | 6.426% | 0.6525% | 17058.9588 | 46631.4871 | 2592.9131 | 1240.9502 | 13225.0955 | 7234.7113 | 2587.3421 | 36809.4336 | 1001 | 0.094213 | 0.053812 | 0.0097128 | 509482.8987 | 7364.1827 | 3122.0988 | 37513.529 | 78165.4158 | 33138.796 | 398178.6869 | 574980.5189 | 87395.4008 | 41826.8299 | 445758.2882 | 140878.3619 | 21856.7827 | 7816.618 | 111204.9611 |  | 5 | 1001-1814AE | 47999.8104 | 30940.8517 | 1368.3234 | 44602.1396 | 28892.8902 | 782.5161 | 3084.4781 | 1734.7687 | 272.6145 | 313.1927 | 7364.1827 | 4771.2696 | 129.4714 | 7361.4988 | 4769.6528 | 129.0107 | 2.4387 | 1.3716 | 0.21554 | 0.24515 | 37513.529 | 24288.4335 | 704.0954 | 37233.1385 | 24118.2876 | 653.3784 | 251.9407 | 141.6962 | 22.2672 | 28.4498 | 3122.0988 | 1881.1486 | 534.7566 | 7.5022 | 4.9498 | 0.12706 | 2830.0988 | 1591.7009 | 250.1317 | 284.4978 | 0.001377 | 0.0008758 | 2.24e-05 | 0.092384 | 0.052484 | 0.0092384 | 0.000452 | 5000000 | no RA
1001-1820F | 829519.8684 | 474997.0576 | 350281.2023 | 4241.6085 | 57.26% | 42.23% | 0.5113% | 390592.2546 | 790086.4584 | 39230.9935 | 139408.2593 | 211953.0017 | 77707.8475 | 291156.9966 | 421221.6143 | 1001 | 0.12846 | 0.074584 | 0.016676 | 6457437.7348 | 78362.7244 | 323439.3023 | 427717.8417 | 610018.437 | 2517828.9699 | 3329590.3279 | 5885010.376 | 591089.0476 | 2100448.8522 | 3193472.4762 | 2364737.1051 | 232580.4073 | 871435.9625 | 1260720.7354 |  | 6 | 1001-1820F | 829519.8684 | 438927.6139 | 39433.4101 | 474997.0576 | 237431.2674 | 3709.0319 | 350281.2023 | 197254.7379 | 31482.7696 | 4241.6085 | 78362.7244 | 39131.7309 | 654.8769 | 77801.4653 | 38814.2172 | 601.4101 | 557.939 | 314.1936 | 50.1468 | 3.3201 | 427717.8417 | 215764.84 | 6496.2274 | 393226.8433 | 196173.5124 | 3045.5573 | 34105.6995 | 19206.0287 | 3065.3711 | 385.2989 | 323439.3023 | 184031.043 | 32282.3057 | 3968.7491 | 2443.5379 | 62.0645 | 315617.5638 | 177734.5157 | 28367.2517 | 3852.9895 | 0.018664 | 0.0096044 | 0.0002442 | 0.10374 | 0.058922 | 0.010374 | 0.0060576 | 5000000 | no RA
1001-1821F | 4007.646 | 0 | 4007.646 | 0 | 0% | 100% | 0% | 223.695 | 464.8702 | 0.27238 | 189.6556 | 33.767 | 0.56604 | 394.1315 | 70.1726 | 1001 | 0.092451 | 0.092451 | 0.092451 | 43348.7724 | 4.8798 | 3397.8078 | 604.9584 | 52.7828 | 36752.4467 | 6543.5429 | 40929.1719 | 49.8366 | 34701.0336 | 6178.3016 | 38320.496 | 46.6602 | 32489.3165 | 5784.5193 |  | 7 | 1001-1821F | 4007.646 | 3783.9511 | 3542.7758 | 0 | 0 | 0 | 4007.646 | 3783.9511 | 3542.7758 | 0 | 4.8798 | 4.6075 | 4.3138 | 0 | 0 | 0 | 4.8798 | 4.6075 | 4.3138 | 0 | 604.9584 | 571.1914 | 534.7857 | 0 | 0 | 0 | 604.9584 | 571.1914 | 534.7857 | 0 | 3397.8078 | 3208.1522 | 3003.6763 | 0 | 0 | 0 | 3397.8078 | 3208.1522 | 3003.6763 | 0 | 0 | 0 | 0 | 0.092451 | 0.092451 | 0.092451 | 0 | 5000000 | no RA
1006-829F | 17753.5928 | 17486.1527 | 0 | 267.4401 | 98.49% | 0% | 1.506% | 7363.9339 | 17243.2522 | 1510.7729 | 1.4958 | 5851.6653 | 3542.3017 | 3.236 | 13697.7145 | 1006 | 0.0022112 | 0.0013824 | 0.0004182 | 8028940.3024 | 3591.9392 | 246.2181 | 13915.4355 | 1624429.7907 | 111350.4605 | 6293160.0512 | 7515667.575 | 1541902.2793 | 1526.6395 | 5972238.6562 | 1220326.5918 | 250693.1328 | 229.0162 | 969404.4428 |  | 8 | 1006-829F | 17753.5928 | 10389.6589 | 510.3406 | 17486.1527 | 10122.2188 | 242.9005 | 0 | 0 | 0 | 267.4401 | 3591.9392 | 2081.1663 | 49.6375 | 3591.7298 | 2080.957 | 49.4281 | 0 | 0 | 0 | 0.20934 | 13915.4355 | 8063.7702 | 217.721 | 13891.1418 | 8039.4765 | 193.4273 | 0 | 0 | 0 | 24.2937 | 246.2181 | 244.7223 | 242.9821 | 3.2811 | 1.7853 | 0.04512 | 0 | 0 | 0 | 242.937 | 0.001818 | 0.0009892 | 2.5e-05 | 0 | 0 | 0 | 0.0003932 | 5000000 | no RA
1021-14F | 1525.0061 | 0 | 1525.0061 | 0 | 0% | 100% | 0% | 81.0956 | 168.6317 | 1.0882 | 63.1438 | 16.8635 | 2.2629 | 131.3024 | 35.0664 | 1021 | 0.097521 | 0.097521 | 0.097521 | 15637.7838 | 20.4641 | 1187.4223 | 317.1197 | 209.8437 | 12176.1178 | 3251.8223 | 14806.21 | 198.6848 | 11528.6258 | 3078.8994 | 13908.5934 | 186.6397 | 10829.7105 | 2892.2432 |  | 9 | 1021-14F | 1525.0061 | 1443.9105 | 1356.3744 | 0 | 0 | 0 | 1525.0061 | 1443.9105 | 1356.3744 | 0 | 20.4641 | 19.3759 | 18.2012 | 0 | 0 | 0 | 20.4641 | 19.3759 | 18.2012 | 0 | 317.1197 | 300.2561 | 282.0533 | 0 | 0 | 0 | 317.1197 | 300.2561 | 282.0533 | 0 | 1187.4223 | 1124.2785 | 1056.1199 | 0 | 0 | 0 | 1187.4223 | 1124.2785 | 1056.1199 | 0 | 0 | 0 | 0 | 0.097521 | 0.097521 | 0.097521 | 0 | 5000000 | no RA
1021-16F | 760.2911 | 0 | 760.2911 | 0 | 0% | 100% | 0% | 40.5652 | 84.2498 | 0.54434 | 31.5854 | 8.4354 | 1.1305 | 65.5998 | 17.5194 | 1021 | 0.097212 | 0.097212 | 0.097212 | 7820.9911 | 10.2024 | 591.9888 | 158.0999 | 104.95 | 6089.6934 | 1626.3476 | 7403.7037 | 99.3504 | 5764.779 | 1539.5742 | 6954.3272 | 93.3203 | 5414.879 | 1446.1279 |  | 10 | 1021-16F | 760.2911 | 719.7259 | 676.0413 | 0 | 0 | 0 | 760.2911 | 719.7259 | 676.0413 | 0 | 10.2024 | 9.658 | 9.0718 | 0 | 0 | 0 | 10.2024 | 9.658 | 9.0718 | 0 | 158.0999 | 149.6645 | 140.5804 | 0 | 0 | 0 | 158.0999 | 149.6645 | 140.5804 | 0 | 591.9888 | 560.4034 | 526.3891 | 0 | 0 | 0 | 591.9888 | 560.4034 | 526.3891 | 0 | 0 | 0 | 0 | 0.097212 | 0.097212 | 0.097212 | 0 | 5000000 | no RA
1021-1748F | 3232764.5082 | 2895923.2531 | 324284.8475 | 12556.4075 | 89.58% | 10.03% | 0.3884% | 1476124.641 | 3147526.5579 | 250466.3126 | 131720.4237 | 1093937.9046 | 535166.4045 | 275598.6823 | 2336761.4711 | 1021 | 0.16564 | 0.10047 | 0.028517 | 19517305.4869 | 543445.5394 | 313146.5942 | 2376172.3746 | 3280966.6715 | 1890573.1379 | 14345765.6774 | 17483839.9797 | 2966628.1621 | 1560151.9996 | 12957059.818 | 2989064.2737 | 508223.4417 | 261723.6614 | 2219117.1705 |  | 11 | 1021-1748F | 3232764.5082 | 1756639.8672 | 85237.9503 | 2895923.2531 | 1561560.6606 | 43866.0211 | 324284.8475 | 182522.7991 | 28815.5216 | 12556.4075 | 543445.5394 | 292979.2268 | 8279.1349 | 543003.9242 | 292726.3683 | 8230.9384 | 431.7867 | 243.0299 | 38.368 | 9.8286 | 2376172.3746 | 1282234.47 | 39410.9035 | 2343868.9972 | 1263553.9907 | 35501.2222 | 31162.7793 | 17539.8812 | 2769.0833 | 1140.5981 | 313146.5942 | 181426.1704 | 37547.9119 | 9050.3317 | 5280.3016 | 133.8606 | 292690.2816 | 164739.888 | 26008.0704 | 11405.9809 | 0.051371 | 0.027669 | 0.0007104 | 0.096065 | 0.054604 | 0.0096064 | 0.0182 | 5000000 | no RA
1021-1760R | 678797.3906 | 552979.5881 | 123681.0021 | 2136.8004 | 81.46% | 18.22% | 0.3148% | 329612.7668 | 658939.7323 | 51256.575 | 49279.9774 | 229076.2145 | 101606.3999 | 102706.4795 | 454626.8528 | 1021 | 0.10829 | 0.062414 | 0.012896 | 6268259.9383 | 102874.8559 | 114613.8497 | 461308.6851 | 949983.5249 | 1058385.6276 | 4259890.7858 | 5594652.2221 | 869998.7984 | 836449.1993 | 3888204.2244 | 1539854.71 | 237440.673 | 240011.4129 | 1062402.624 |  | 12 | 1021-1760R | 678797.3906 | 349184.6238 | 19857.6584 | 552979.5881 | 277430.7407 | 6726.6605 | 123681.0021 | 69617.0827 | 10994.1975 | 2136.8004 | 102874.8559 | 51618.2809 | 1268.456 | 102654.2171 | 51493.3575 | 1247.3191 | 218.9662 | 123.2509 | 19.4643 | 1.6726 | 461308.6851 | 232232.4706 | 6681.8322 | 449672.7413 | 225598.0288 | 5470.6465 | 11441.8412 | 6440.3392 | 1017.0831 | 194.1025 | 114613.8497 | 65333.8723 | 11907.3702 | 652.6298 | 339.3544 | 8.6948 | 112020.1946 | 63053.4927 | 9957.6501 | 1941.0253 | 0.0083966 | 0.0042932 | 0.0001096 | 0.096787 | 0.055013 | 0.0096788 | 0.0031074 | 5000000 | no RA
1021-25R | 1498469.465 | 1443023.7869 | 51211.6708 | 4234.0073 | 96.3% | 3.418% | 0.2826% | 650358.9025 | 1471604.632 | 119399.2712 | 20196.9855 | 510762.6459 | 270973.916 | 42097.1719 | 1158533.5441 | 1021 | 0.12361 | 0.072414 | 0.016132 | 12122637.0285 | 274428.0672 | 49996.3661 | 1174045.0317 | 2220126.5536 | 404471.2375 | 9498039.2373 | 11712034.2373 | 2150210.2097 | 363718.8395 | 9198105.1881 | 1665333.8733 | 306646.2495 | 47639.0498 | 1311048.574 |  | 13 | 1021-25R | 1498469.465 | 848110.5624 | 26864.833 | 1443023.7869 | 815056.3357 | 18078.1651 | 51211.6708 | 28820.2195 | 4552.6606 | 4234.0073 | 274428.0672 | 155028.796 | 3454.1512 | 274332.0983 | 154973.3388 | 3442.6001 | 92.6548 | 52.143 | 8.2369 | 3.3142 | 1174045.0317 | 663282.3858 | 15511.4876 | 1168032.8695 | 659730.7779 | 14626.5959 | 5627.5537 | 3166.9995 | 500.2833 | 384.6085 | 49996.3661 | 29799.3806 | 7899.1942 | 658.8191 | 352.219 | 8.9691 | 45491.4623 | 25601.077 | 4044.1404 | 3846.0846 | 0.020462 | 0.011145 | 0.0002834 | 0.096999 | 0.05512 | 0.0096998 | 0.0061486 | 5000000 | no RA
1021-855 | 466752.9038 | 442413.9661 | 22350.3669 | 1988.5708 | 94.79% | 4.788% | 0.426% | 213895.7906 | 454923.5654 | 33375.0887 | 8854.9917 | 171665.7103 | 71048.4763 | 18450.805 | 365424.284 | 1021 | 0.10909 | 0.063051 | 0.012759 | 4278643.1611 | 72337.0696 | 22048.0334 | 372367.8008 | 663101.4088 | 202110.5099 | 3413431.2425 | 4010383.9328 | 625757.6132 | 166024.3814 | 3218601.9382 | 927165.8666 | 144801.7362 | 37604.0239 | 744760.1064 |  | 14 | 1021-855 | 466752.9038 | 252857.1132 | 11829.3384 | 442413.9661 | 238293.5585 | 7853.3076 | 22350.3669 | 12574.9839 | 1987.46 | 1988.5708 | 72337.0696 | 38961.9809 | 1288.5932 | 72318.1752 | 38950.6696 | 1285.495 | 17.3378 | 9.7548 | 1.5417 | 1.5566 | 372367.8008 | 200702.0906 | 6943.5168 | 369974.5567 | 199276.5744 | 6566.1277 | 2212.6064 | 1244.8785 | 196.7514 | 180.6377 | 22048.0334 | 13193.0417 | 3597.2284 | 121.2342 | 66.3145 | 1.685 | 20120.4226 | 11320.3506 | 1789.1668 | 1806.3766 | 0.0089948 | 0.004926 | 0.000125 | 0.097178 | 0.055209 | 0.0097178 | 0.0029158 | 5000000 | no RA
1021-883R | 128582.6628 | 122882.0931 | 5161.4874 | 539.0823 | 95.57% | 4.014% | 0.4192% | 56953.1011 | 125044.7721 | 8948.1609 | 2078.329 | 45926.6111 | 19679.0733 | 4330.2321 | 101035.4667 | 1021 | 0.10042 | 0.057353 | 0.010538 | 1280464.045 | 20095.4996 | 5241.2326 | 103245.9307 | 200116.9064 | 52193.7385 | 1028153.4002 | 1248920.0562 | 196223.5148 | 45575.5123 | 1007121.0291 | 335726.9608 | 52835.4394 | 11626.0411 | 271265.4803 |  | 15 | 1021-883R | 128582.6628 | 71629.5618 | 3537.8907 | 122882.0931 | 68185.772 | 2539.8566 | 5161.4874 | 2904.7075 | 458.9518 | 539.0823 | 20095.4996 | 11147.3387 | 416.4263 | 20090.9968 | 11144.6201 | 415.6414 | 4.0809 | 2.2966 | 0.36286 | 0.42197 | 103245.9307 | 57319.3195 | 2210.464 | 102775.3704 | 57033.0934 | 2124.0076 | 421.5911 | 237.257 | 37.4873 | 48.9691 | 5241.2326 | 3162.9036 | 911.0005 | 15.7259 | 8.0584 | 0.20755 | 4735.8154 | 2665.1539 | 421.1017 | 489.6912 | 0.002428 | 0.0013364 | 3.42e-05 | 0.097208 | 0.055234 | 0.0097208 | 0.000783 | 5000000 | no RA
1021-92 | 73800.9858 | 70684.5252 | 2792.9972 | 323.4634 | 95.78% | 3.784% | 0.4383% | 28273.3246 | 71902.0165 | 4425.3644 | 1036.8818 | 22811.0785 | 11341.9978 | 2162.7019 | 58397.3167 | 1021 | 0.099013 | 0.056596 | 0.010213 | 745363.6158 | 11559.7949 | 2667.2723 | 59573.9186 | 116749.8027 | 26938.4985 | 601675.3147 | 804435.3326 | 125910.8899 | 29501.4595 | 649022.9831 | 185932.8502 | 29329.4971 | 5592.5739 | 151010.7793 |  | 16 | 1021-92 | 73800.9858 | 45527.6612 | 1898.9694 | 70684.5252 | 43631.8496 | 1327.146 | 2792.9972 | 1572.3482 | 248.36 | 323.4634 | 11559.7949 | 7134.4305 | 217.7971 | 11557.5002 | 7133.0281 | 217.3624 | 2.0415 | 1.1493 | 0.18153 | 0.25319 | 59573.9186 | 36762.8401 | 1176.6019 | 59122.7245 | 36495.9941 | 1109.7107 | 421.8113 | 237.4633 | 37.5085 | 29.3827 | 2667.2723 | 1630.3905 | 504.5704 | 4.3005 | 2.8274 | 0.072914 | 2369.1444 | 1333.7356 | 210.67 | 293.8275 | 0.0012864 | 0.0008502 | 2.18e-05 | 0.097262 | 0.05528 | 0.0097262 | 0.0004652 | 5000000 | no RA
1022-17F | 887133.3668 | 850814.461 | 33118.6012 | 3200.3045 | 95.91% | 3.733% | 0.3607% | 392203.2803 | 872235.0384 | 67695.551 | 13172.4167 | 311335.3126 | 150944.3567 | 27436.1244 | 693854.5574 | 1022 | 0.10945 | 0.063909 | 0.013851 | 8105360.8559 | 152523.0217 | 32956.1461 | 701654.1989 | 1393538.0816 | 301106.3126 | 6410716.4617 | 7744294.0188 | 1336690.1224 | 260097.4371 | 6147506.4593 | 1075644.978 | 186145.399 | 33834.3773 | 855665.2017 |  | 17 | 1022-17F | 887133.3668 | 494930.0864 | 14898.3283 | 850814.461 | 473140.0897 | 8777.2579 | 33118.6012 | 18589.6922 | 2920.7659 | 3200.3045 | 152523.0217 | 84827.4707 | 1578.6651 | 152469.1202 | 84796.1165 | 1571.6273 | 51.3965 | 28.8492 | 4.5327 | 2.505 | 701654.1989 | 390318.8863 | 7799.6415 | 697840.2083 | 388050.5358 | 7198.2104 | 3523.2815 | 1977.6415 | 310.7221 | 290.709 | 32956.1461 | 19783.7294 | 5520.0218 | 505.1325 | 293.4374 | 7.4203 | 29543.9232 | 16583.2016 | 2605.5111 | 2907.0905 | 0.014095 | 0.0078516 | 0.000199 | 0.090782 | 0.051484 | 0.0090782 | 0.0045734 | 5000000 | no RA
1022-26R | 67230.3092 | 61914.7817 | 5075.2478 | 240.2797 | 92.09% | 7.549% | 0.3574% | 19688.8059 | 65618.9845 | 2853.781 | 1964.4035 | 14870.6213 | 9961.8821 | 4087.5637 | 51569.5386 | 1022 | 0.092662 | 0.052916 | 0.0094886 | 725545.0377 | 10113.3233 | 4700.7126 | 52416.2732 | 109142.3147 | 50729.7789 | 565672.9441 | 898430.0322 | 130222.3512 | 89638.7076 | 678568.9734 | 169816.9054 | 25780.5878 | 10578.3018 | 133458.0157 |  | 18 | 1022-26R | 67230.3092 | 47541.5033 | 1611.3247 | 61914.7817 | 44451.9635 | 923.2736 | 5075.2478 | 2849.26 | 447.7713 | 240.2797 | 10113.3233 | 7259.5423 | 151.4412 | 10109.28 | 7257.1899 | 150.913 | 3.8552 | 2.1643 | 0.34013 | 0.18808 | 52416.2732 | 37545.6519 | 846.7346 | 51797.0249 | 37188.4309 | 772.1996 | 597.4218 | 335.3945 | 52.7084 | 21.8265 | 4700.7126 | 2736.3091 | 613.1489 | 8.4768 | 6.3428 | 0.16099 | 4473.9707 | 2511.7012 | 394.7228 | 218.2651 | 0.0011886 | 0.0008762 | 2.22e-05 | 0.091119 | 0.051685 | 0.0091118 | 0.0003546 | 5000000 | no RA
1022-322R | 526868.3479 | 485221.8677 | 39235.2245 | 2411.2557 | 92.1% | 7.447% | 0.4577% | 238892.3062 | 514216.2097 | 40157.9356 | 15571.6292 | 183162.7414 | 86654.1692 | 32395.0266 | 395167.0139 | 1022 | 0.10587 | 0.061256 | 0.012728 | 4976756.8743 | 87889.1245 | 37698.6482 | 401280.5752 | 830193.7405 | 356098.459 | 3790464.6747 | 4701189.1358 | 790272.6268 | 306435.8803 | 3604480.6286 | 994024.1485 | 167509.9601 | 62622.3719 | 763891.8165 |  | 19 | 1022-322R | 526868.3479 | 287976.0417 | 12652.1382 | 485221.8677 | 263530.3553 | 6779.3998 | 39235.2245 | 22034.4307 | 3461.4826 | 2411.2557 | 87889.1245 | 47731.1889 | 1234.9553 | 87834.2051 | 47699.5189 | 1228.3892 | 53.0319 | 29.7826 | 4.6787 | 1.8874 | 401280.5752 | 218117.8337 | 6113.5612 | 397126.8429 | 215689.0806 | 5547.3935 | 3934.6987 | 2209.7196 | 347.1343 | 219.0335 | 37698.6482 | 22127.019 | 5303.6217 | 260.8196 | 141.7559 | 3.6172 | 35247.4939 | 19794.9284 | 3109.6697 | 2190.3348 | 0.011253 | 0.0060686 | 0.0001544 | 0.091155 | 0.051729 | 0.0091154 | 0.0034584 | 5000000 | no RA
1023-200R | 340396.708 | 318970.9069 | 18904.4558 | 2521.3453 | 93.71% | 5.554% | 0.7407% | 116825.3636 | 331647.7974 | 17767.2549 | 7520.4711 | 91537.6376 | 51489.3931 | 15749.0048 | 264409.3995 | 1023 | 0.083115 | 0.049668 | 0.010645 | 4095510.3921 | 52249.3103 | 19489.3425 | 268658.0552 | 628641.7825 | 234487.5934 | 3232381.0163 | 4501315.6238 | 684577.5588 | 289765.9641 | 3526972.101 | 821879.8163 | 127599.4995 | 39028.7204 | 655251.5964 |  | 20 | 1023-200R | 340396.708 | 223571.3444 | 8748.9106 | 318970.9069 | 210454.1908 | 4618.1314 | 18904.4558 | 10595.8083 | 1609.4339 | 2521.3453 | 52249.3103 | 34482.0554 | 759.9172 | 52226.6972 | 34468.5135 | 756.1864 | 20.6395 | 11.5683 | 1.7571 | 1.9736 | 268658.0552 | 177120.4176 | 4248.6557 | 266529.3761 | 175826.6466 | 3857.8953 | 1899.6453 | 1064.7372 | 161.7266 | 229.0338 | 19489.3425 | 11968.8714 | 3740.3377 | 214.8336 | 159.0307 | 4.0496 | 16984.1709 | 9519.5028 | 1445.9502 | 2290.338 | 0.011031 | 0.0071706 | 0.0001822 | 0.068467 | 0.038881 | 0.0068466 | 0.0036162 | 5000000 | no RA
1023-46AE | 1480046.05 | 1107699.9434 | 359536.5137 | 12809.5929 | 74.84% | 24.29% | 0.8655% | 669938.5787 | 1422770.8793 | 83695.3338 | 143781.9227 | 442461.3223 | 178704.6811 | 300306.0619 | 943760.1364 | 1023 | 0.13914 | 0.084444 | 0.025936 | 10637466.6509 | 181026.0017 | 339520.7236 | 959499.3246 | 1301079.8254 | 2440221.6236 | 6896165.202 | 9593405.7193 | 1198502.8469 | 2058932.51 | 6335970.3624 | 2208344.0902 | 277375.2486 | 466118.0001 | 1464850.8414 |  | 21 | 1023-46AE | 1480046.05 | 810107.4712 | 57275.1707 | 1107699.9434 | 595757.7076 | 13900.2137 | 359536.5137 | 201540.1708 | 30565.3641 | 12809.5929 | 181026.0017 | 97330.6679 | 2321.3206 | 180455.3276 | 97006.3672 | 2263.6315 | 560.6474 | 314.274 | 47.6625 | 10.0267 | 959499.3246 | 517038.0024 | 15739.1882 | 922957.0878 | 496042.7142 | 11567.9385 | 35378.6399 | 19831.6912 | 3007.6528 | 1163.5969 | 339520.7236 | 195738.8009 | 39214.6618 | 4287.528 | 2708.6262 | 68.6438 | 323597.2264 | 181394.2056 | 27510.0488 | 11635.9692 | 0.053269 | 0.027688 | 0.000703 | 0.06737 | 0.03826 | 0.006737 | 0.018496 | 5000000 | no RA
1023-48R | 664401.3859 | 568093.8649 | 86280.463 | 10027.058 | 85.5% | 12.99% | 1.509% | 330503.159 | 637546.9453 | 47424.8805 | 34978.0791 | 248100.1994 | 90527.8306 | 72690.476 | 474328.6387 | 1023 | 0.12816 | 0.074862 | 0.02174 | 5184042.3736 | 92085.3306 | 88290.722 | 484025.3333 | 718502.7992 | 688895.0775 | 3776644.4969 | 4460171.1798 | 640003.2175 | 472032.4633 | 3348135.4991 | 1235254.858 | 175398.7583 | 140838.6697 | 919017.43 |  | 22 | 1023-48R | 664401.3859 | 333898.2269 | 26854.4406 | 568093.8649 | 275529.0364 | 9493.3525 | 86280.463 | 48342.1325 | 7334.0301 | 10027.058 | 92085.3306 | 44660.4501 | 1557.4999 | 91948.5891 | 44580.3839 | 1538.695 | 128.8928 | 72.2174 | 10.9562 | 7.8487 | 484025.3333 | 235925.1339 | 9696.6947 | 472830.2264 | 229252.117 | 7911.6718 | 10284.2697 | 5762.1797 | 874.1857 | 910.8372 | 88290.722 | 53312.643 | 15600.246 | 3315.0494 | 1696.5355 | 42.9856 | 75867.3005 | 42507.7354 | 6448.8883 | 9108.3721 | 0.046087 | 0.02204 | 0.0005604 | 0.067662 | 0.038409 | 0.0067662 | 0.014413 | 5000000 | no RA
1023-89R | 171367.3467 | 100837.8516 | 67812.5093 | 2716.9859 | 58.84% | 39.57% | 1.585% | 85639.1917 | 161980.7341 | 9134.5304 | 26864.3449 | 49640.3164 | 16359.8289 | 55885.5701 | 89735.3351 | 1023 | 0.083403 | 0.047891 | 0.010862 | 2054680.5855 | 16516.1971 | 63522.8514 | 91328.2983 | 198027.8632 | 761633.835 | 1095018.8873 | 1790053.2259 | 190932.3903 | 561525.7032 | 1037595.1324 | 864138.0031 | 87276.7367 | 298139.4375 | 478721.829 |  | 23 | 1023-89R | 171367.3467 | 85728.1551 | 9386.6126 | 100837.8516 | 44999.5381 | 906.1903 | 67812.5093 | 38011.631 | 5763.4364 | 2716.9859 | 16516.1971 | 7381.6667 | 156.3682 | 16433.4587 | 7334.3539 | 147.3902 | 80.6117 | 45.1861 | 6.8513 | 2.1267 | 91328.2983 | 41687.9819 | 1592.9632 | 84135.1453 | 37547.4701 | 755.7824 | 6946.3476 | 3893.7064 | 590.3753 | 246.8054 | 63522.8514 | 36658.5064 | 7637.2813 | 269.2476 | 117.7141 | 3.0176 | 60785.5499 | 34072.7385 | 5166.2099 | 2468.0538 | 0.011787 | 0.005512 | 0.00014 | 0.06766 | 0.038423 | 0.006766 | 0.0039564 | 5000000 | no RA
1030-1728R | 527042.2038 | 439941.1646 | 85660.5587 | 1440.4805 | 83.47% | 16.25% | 0.2733% | 237153.3688 | 508740.1568 | 34932.8372 | 34176.0603 | 168044.4714 | 75320.5373 | 71352.5664 | 362067.0531 | 1030 | 0.23544 | 0.13474 | 0.024804 | 2238543.3719 | 76854.5281 | 80122.5492 | 370065.1265 | 326429.6355 | 340310.1311 | 1571803.6053 | 2151442.7239 | 316908.8376 | 310043.3974 | 1524490.4889 | 737872.7022 | 109244.312 | 103489.1983 | 525139.1919 |  | 24 | 1030-1728R | 527042.2038 | 289888.8349 | 18302.0469 | 439941.1646 | 239958.1639 | 8731.0031 | 85660.5587 | 48490.1906 | 8130.5634 | 1440.4805 | 76854.5281 | 41921.6909 | 1533.9908 | 76754.6225 | 41864.6477 | 1523.4876 | 98.7781 | 55.9157 | 9.3756 | 1.1275 | 370065.1265 | 202020.6551 | 7998.0734 | 362940.0461 | 197930.555 | 7203.3583 | 6994.2301 | 3959.2498 | 663.8648 | 130.8503 | 80122.5492 | 45946.4889 | 8769.9828 | 246.496 | 162.9612 | 4.1572 | 78567.5506 | 44475.0251 | 7457.323 | 1308.5026 | 0.0075448 | 0.004265 | 0.0001084 | 0.22578 | 0.12836 | 0.022578 | 0.0021176 | 5000000 | no RA
1030-1777 | 1156604.4386 | 993143.1999 | 159528.1399 | 3933.0988 | 85.87% | 13.79% | 0.3401% | 442057.9179 | 1121282.2975 | 62947.1365 | 64312.0053 | 314798.7761 | 164798.6048 | 135494.7785 | 820988.9143 | 1030 | 0.24629 | 0.14353 | 0.028361 | 4696031.7286 | 167565.2299 | 152861.5644 | 836177.6442 | 680346.3744 | 620646.7248 | 3395038.6294 | 4978432.9836 | 708907.3348 | 724278.416 | 3545247.2328 | 1245456.4412 | 183048.8934 | 150499.8741 | 911907.6736 |  | 25 | 1030-1777 | 1156604.4386 | 714546.5206 | 35322.141 | 993143.1999 | 620261.3725 | 16253.0163 | 159528.1399 | 90352.0493 | 15136.0259 | 3933.0988 | 167565.2299 | 104618.0935 | 2766.6252 | 167265.6505 | 104447.0855 | 2735.4146 | 296.5008 | 167.9293 | 28.132 | 3.0786 | 836177.6442 | 521378.8681 | 15188.7299 | 821131.0099 | 512701.9719 | 13437.7293 | 14689.3597 | 8319.6216 | 1393.7261 | 357.2746 | 152861.5644 | 88549.5591 | 17366.7859 | 4746.5395 | 3112.3152 | 79.8725 | 144542.2793 | 81864.4984 | 13714.1679 | 3572.7456 | 0.016484 | 0.010352 | 0.000273 | 0.22414 | 0.1275 | 0.022414 | 0.0056742 | 5000000 | no RA
1030-1823F | 202575.71 | 190931.2422 | 11120.6555 | 523.8123 | 94.25% | 5.49% | 0.2586% | 75685.7402 | 197820.4137 | 11566.7127 | 4340.4523 | 59778.5752 | 30635.1075 | 9063.5959 | 158121.7103 | 1030 | 0.10605 | 0.060719 | 0.010984 | 1910129.3314 | 31166.9216 | 10423.6176 | 160985.1708 | 293879.5137 | 98286.5012 | 1517963.3164 | 2089790.1778 | 319373.2722 | 119846.0184 | 1650570.8871 | 432921.5029 | 67043.6207 | 19835.2914 | 346042.5909 |  | 26 | 1030-1823F | 202575.71 | 126889.9698 | 4755.2964 | 190931.2422 | 120105.6979 | 3237.0936 | 11120.6555 | 6260.4596 | 994.3904 | 523.8123 | 31166.9216 | 19600.209 | 531.8141 | 31129.2845 | 19578.8416 | 528.0753 | 37.2271 | 20.9573 | 3.3288 | 0.41002 | 160985.1708 | 101206.5955 | 2863.4605 | 159728.8738 | 100478.558 | 2707.7972 | 1208.715 | 680.4555 | 108.0813 | 47.582 | 10423.6176 | 6083.1653 | 1360.0218 | 73.0839 | 48.2983 | 1.2211 | 9874.7134 | 5559.0468 | 882.9804 | 475.8203 | 0.0034008 | 0.0020876 | 5.26e-05 | 0.10191 | 0.057891 | 0.010191 | 0.0007404 | 5000000 | no RA
1030-18R | 693660.7678 | 606880.5771 | 84723.3227 | 2056.8681 | 87.49% | 12.21% | 0.2965% | 219472.414 | 674453.9005 | 31219.8014 | 33507.2331 | 154745.3795 | 102126.6088 | 69926.1721 | 502401.1195 | 1030 | 0.23843 | 0.13814 | 0.025626 | 2909314.0552 | 103693.8201 | 79110.8529 | 510856.0949 | 434906.9491 | 331802.4124 | 2142604.6937 | 3432679.9871 | 488296.3903 | 524073.1922 | 2420310.4045 | 749512.8865 | 113492.1294 | 77708.1533 | 558312.6037 |  | 27 | 1030-18R | 693660.7678 | 474188.3538 | 19206.8673 | 606880.5771 | 424187.3305 | 9110.3253 | 84723.3227 | 47944.1552 | 8039.674 | 2056.8681 | 103693.8201 | 72474.0187 | 1567.2113 | 103582.6355 | 72410.4014 | 1555.2034 | 109.5746 | 62.0072 | 10.3979 | 1.61 | 510856.0949 | 356110.7154 | 8454.9753 | 503122.537 | 351653.2559 | 7552.0011 | 7546.7162 | 4270.6178 | 716.1327 | 186.8416 | 79110.8529 | 45603.6197 | 9184.6807 | 175.4045 | 123.6732 | 3.1209 | 77067.0319 | 43611.5301 | 7313.1434 | 1868.4164 | 0.010395 | 0.0072688 | 0.000185 | 0.2251 | 0.12794 | 0.02251 | 0.0029306 | 5000000 | no RA
1030-20R | 2610279.6555 | 2397914.1902 | 202147.3508 | 10218.1145 | 91.86% | 7.744% | 0.3915% | 787063.4695 | 2541862.3179 | 126836.7308 | 78092.0702 | 582134.6685 | 427548.0171 | 164349.5513 | 1949964.7495 | 1030 | 0.28668 | 0.17613 | 0.037909 | 9105241.3207 | 434657.5503 | 190566.5492 | 1985055.556 | 1516183.0952 | 664738.8966 | 6924319.3289 | 10351760.1924 | 1668205.261 | 1027096.8166 | 7656458.1148 | 1804787.7451 | 303570.1093 | 116692.4164 | 1384525.2194 |  | 28 | 1030-20R | 2610279.6555 | 1823216.186 | 68417.3377 | 2397914.1902 | 1698598.8781 | 39029.2915 | 202147.3508 | 114399.1934 | 19169.9316 | 10218.1145 | 434657.5503 | 307820.8195 | 7109.5332 | 434164.4609 | 307538.2986 | 7055.533 | 485.0912 | 274.5227 | 46.0019 | 7.9983 | 1985055.556 | 1402920.8875 | 35090.8066 | 1960371.0802 | 1388548.5434 | 31909.7707 | 23756.2834 | 13444.1517 | 2252.8434 | 928.1924 | 190566.5492 | 112474.479 | 26216.9979 | 3378.6491 | 2512.0361 | 63.9877 | 177905.9762 | 100680.5189 | 16871.0863 | 9281.9239 | 0.049346 | 0.034848 | 0.0008856 | 0.22257 | 0.12651 | 0.022257 | 0.014767 | 5000000 | no RA
1030-42R | 2942254.5037 | 2524290.267 | 407039.3467 | 10924.89 | 85.79% | 13.83% | 0.3713% | 1049003.22 | 2853267.012 | 158918.3801 | 159917.2162 | 730167.6237 | 452298.433 | 335241.583 | 2065726.996 | 1030 | 0.28228 | 0.1711 | 0.038323 | 10423302.901 | 459555.7434 | 379842.7962 | 2102855.964 | 1628033.4375 | 1345640.3974 | 7449629.066 | 11065316.3491 | 1676336.274 | 1686872.4074 | 7702107.6677 | 2322063.0043 | 368092.2443 | 272828.3312 | 1681142.4288 |  | 29 | 1030-42R | 2942254.5037 | 1893251.2836 | 88987.4917 | 2524290.267 | 1651974.1871 | 39500.1975 | 407039.3467 | 230352.2065 | 38562.4042 | 10924.89 | 459555.7434 | 300637.3634 | 7257.3105 | 458786.9336 | 300198.5656 | 7176.7331 | 760.2583 | 430.2463 | 72.0259 | 8.5515 | 2102855.964 | 1372688.3403 | 37128.968 | 2060706.7922 | 1348404.4519 | 32237.4314 | 41156.7774 | 23291.494 | 3899.1422 | 992.3944 | 379842.7962 | 219925.58 | 44601.2132 | 4796.5412 | 3371.1697 | 86.033 | 365122.311 | 206630.4662 | 34591.2361 | 9923.9441 | 0.048528 | 0.031438 | 0.0008074 | 0.21804 | 0.12395 | 0.021804 | 0.015712 | 5000000 | no RA
1030-989R | 3020578.4849 | 2800886.6383 | 207907.5836 | 11784.263 | 92.73% | 6.883% | 0.3901% | 1096855.4901 | 2942185.3863 | 169687.3645 | 79182.1906 | 847985.935 | 464065.0662 | 165997.4775 | 2312122.8426 | 1030 | 0.30703 | 0.18636 | 0.040309 | 9838197.4821 | 471996.5307 | 193883.1845 | 2354698.7697 | 1537319.7894 | 631488.6592 | 7669389.0336 | 10322672.8776 | 1596953.4468 | 745195.5688 | 7980523.862 | 1944784.5555 | 306747.0111 | 109724.3335 | 1528313.2109 |  | 30 | 1030-989R | 3020578.4849 | 1923722.9948 | 78393.0986 | 2800886.6383 | 1794295.0553 | 46898.6322 | 207907.5836 | 117643.6765 | 19710.2034 | 11784.263 | 471996.5307 | 302309.1662 | 7931.4645 | 471749.8343 | 302165.5693 | 7899.7274 | 237.4723 | 134.3727 | 22.513 | 9.2242 | 2354698.7697 | 1506712.8347 | 42575.9271 | 2326731.9286 | 1490423.1656 | 38955.6188 | 26896.383 | 15219.211 | 2549.8501 | 1070.4581 | 193883.1845 | 114700.9939 | 27885.707 | 2404.8754 | 1706.3204 | 43.286 | 180773.7283 | 102290.0928 | 17137.8403 | 10704.5807 | 0.068619 | 0.043488 | 0.0011038 | 0.22133 | 0.1258 | 0.022133 | 0.017072 | 5000000 | no RA
1039-13 | 2056525.9326 | 1659430.8119 | 385393.3115 | 11701.8092 | 80.69% | 18.74% | 0.569% | 1088273.0567 | 1995179.0976 | 198392.914 | 157631.2349 | 732248.9077 | 354741.7827 | 326755.2698 | 1313682.0451 | 1039 | 0.1351 | 0.078443 | 0.024459 | 15222182.082 | 358394.1919 | 367388.4103 | 1330743.3304 | 2652794.9685 | 2719369.1981 | 9850017.9154 | 12343394.2598 | 2250209.1193 | 1787882.6164 | 8305302.5241 | 2508190.7771 | 445954.9866 | 410772.4239 | 1651463.3666 |  | 31 | 1039-13 | 2056525.9326 | 968252.8759 | 61346.8349 | 1659430.8119 | 740823.2497 | 16652.4061 | 385393.3115 | 215727.817 | 32992.6196 | 11701.8092 | 358394.1919 | 160001.2779 | 3652.4092 | 357732.5143 | 159626.8647 | 3587.389 | 652.518 | 365.2536 | 55.8605 | 9.1596 | 1330743.3304 | 598494.4226 | 17061.2852 | 1294367.844 | 577664.9141 | 12975.295 | 35312.5183 | 19766.5404 | 3023.0221 | 1062.9681 | 367388.4103 | 209757.1754 | 40633.1405 | 7330.4536 | 3531.4709 | 89.722 | 349428.2752 | 195596.023 | 29913.737 | 10629.6815 | 0.047778 | 0.021666 | 0.0005504 | 0.070461 | 0.039915 | 0.007046 | 0.016862 | 5000000 | no RA
1039-14AE | 276112.1037 | 0 | 276112.1037 | 0 | 0% | 100% | 0% | 26249.5164 | 54748.332 | 34.9123 | 23929.9149 | 2284.6892 | 72.8163 | 49910.3642 | 4765.1515 | 1039 | 0.042185 | 0.042185 | 0.042185 | 6545267.364 | 367.2341 | 251712.7948 | 24032.0749 | 8705.3231 | 5966879.0997 | 569682.9412 | 5923019.7313 | 7877.7225 | 5399617.873 | 515524.1358 | 5247452.2157 | 6979.2056 | 4783748.5028 | 456724.5073 |  | 32 | 1039-14AE | 276112.1037 | 249862.5874 | 221363.7717 | 0 | 0 | 0 | 276112.1037 | 249862.5874 | 221363.7717 | 0 | 367.2341 | 332.3217 | 294.4178 | 0 | 0 | 0 | 367.2341 | 332.3217 | 294.4178 | 0 | 24032.0749 | 21747.3857 | 19266.9233 | 0 | 0 | 0 | 24032.0749 | 21747.3857 | 19266.9233 | 0 | 251712.7948 | 227782.88 | 201802.4306 | 0 | 0 | 0 | 251712.7948 | 227782.88 | 201802.4306 | 0 | 0 | 0 | 0 | 0.042185 | 0.042185 | 0.042185 | 0 | 5000000 | no RA
1047-35F | 2286.2421 | 1121.8522 | 0 | 1164.3899 | 49.07% | 0% | 50.93% | 637.1211 | 1108.8888 | 1.744 | 626.5443 | 8.8329 | 2.6152 | 1093.006 | 13.2676 | 1047 | 0.004654 | 0.0029554 | 0.0016914 | 491242.3896 | 3.617 | 2163.1217 | 119.5034 | 777.1774 | 464787.6463 | 25677.5659 | 558002.6293 | 1527.4257 | 548739.226 | 7735.9776 | 696082.1318 | 1641.6358 | 686112.0604 | 8328.4356 |  | 33 | 1047-35F | 2286.2421 | 1649.121 | 1177.3533 | 1121.8522 | 484.7311 | 12.9634 | 0 | 0 | 0 | 1164.3899 | 3.617 | 1.873 | 1.0018 | 2.7056 | 0.96156 | 0.090358 | 0 | 0 | 0 | 0.91143 | 119.5034 | 110.6705 | 106.2358 | 13.7326 | 4.8998 | 0.46507 | 0 | 0 | 0 | 105.7708 | 2163.1217 | 1536.5774 | 1070.1157 | 1105.414 | 478.8697 | 12.408 | 0 | 0 | 0 | 1057.7077 | 0.002996 | 0.0012974 | 3.34e-05 | 0 | 0 | 0 | 0.001658 | 5000000 | no RA
1047-36F | 7440.7725 | 2497.8129 | 0 | 4942.9596 | 33.57% | 0% | 66.43% | 1419.5111 | 2470.0452 | 6.2615 | 1381.33 | 31.9195 | 9.9102 | 2409.6184 | 50.5165 | 1047 | 0.020747 | 0.013001 | 0.007234 | 358650.2106 | 13.9381 | 6926.5023 | 500.3321 | 671.8248 | 333862.0457 | 24116.3402 | 463124.079 | 2042.8583 | 450667.287 | 10413.9338 | 687133.9844 | 2756.8978 | 670324.0524 | 14053.0343 |  | 34 | 1047-36F | 7440.7725 | 6021.2614 | 4970.7272 | 2497.8129 | 1078.3018 | 27.7677 | 0 | 0 | 0 | 4942.9596 | 13.9381 | 7.6766 | 4.0278 | 10.069 | 3.8074 | 0.15873 | 0 | 0 | 0 | 3.8691 | 500.3321 | 468.4126 | 449.8155 | 51.3238 | 19.4043 | 0.8073 | 0 | 0 | 0 | 449.0082 | 6926.5023 | 5545.1723 | 4516.8839 | 2436.4201 | 1055.0901 | 26.8016 | 0 | 0 | 0 | 4490.0822 | 0.013662 | 0.0059168 | 0.0001494 | 0 | 0 | 0 | 0.0070846 | 5000000 | no RA
1049-3F | 7944.3026 | 2834.7038 | 0 | 5109.5988 | 35.68% | 0% | 64.32% | 1630.8577 | 2818.9666 | 141.9019 | 772.7201 | 716.2358 | 243.1413 | 1348.1138 | 1227.7115 | 1049 | 0.019998 | 0.012834 | 0.007501 | 397258.8297 | 247.3096 | 6004.2637 | 1692.7293 | 12366.8392 | 300246.2142 | 84645.7764 | 491946.5239 | 42804.5582 | 233090.1996 | 216051.7661 | 683287.0372 | 58934.825 | 326768.2122 | 297583.9999 |  | 35 | 1049-3F | 7944.3026 | 6313.4449 | 5125.3361 | 2834.7038 | 1203.8461 | 15.7373 | 0 | 0 | 0 | 5109.5988 | 247.3096 | 105.4077 | 4.1683 | 243.31 | 101.4081 | 0.16872 | 0 | 0 | 0 | 3.9996 | 1692.7293 | 976.4936 | 465.0178 | 1228.5839 | 512.3482 | 0.87243 | 0 | 0 | 0 | 464.1454 | 6004.2637 | 5231.5437 | 4656.15 | 1362.8099 | 590.0898 | 14.6961 | 0 | 0 | 0 | 4641.4538 | 0.012635 | 0.005471 | 0.0001384 | 0 | 0 | 0 | 0.0073626 | 5000000 | no RA
1049-4F | 2823.8082 | 1206.4582 | 0 | 1617.35 | 42.72% | 0% | 57.28% | 745.268 | 1202.2552 | 109.7483 | 80.3306 | 555.1891 | 175.3213 | 140.1008 | 886.833 | 1049 | 0.0062142 | 0.0040038 | 0.002359 | 454412.1897 | 177.0295 | 1610.8127 | 1035.9661 | 28487.8981 | 259214.8113 | 166709.4803 | 519141.8788 | 76448.924 | 55957.0006 | 386735.9542 | 687390.0235 | 100240.0543 | 80102.734 | 507047.2351 |  | 36 | 1049-4F | 2823.8082 | 2078.5403 | 1621.5531 | 1206.4582 | 461.1903 | 4.2031 | 0 | 0 | 0 | 1617.35 | 177.0295 | 67.2812 | 1.7082 | 175.7635 | 66.0152 | 0.4422 | 0 | 0 | 0 | 1.266 | 1035.9661 | 480.7769 | 149.1331 | 889.0493 | 333.8602 | 2.2163 | 0 | 0 | 0 | 146.9167 | 1610.8127 | 1530.4821 | 1470.7118 | 141.6454 | 61.3148 | 1.5445 | 0 | 0 | 0 | 1469.1673 | 0.003898 | 0.0016876 | 4.28e-05 | 0 | 0 | 0 | 0.0023162 | 5000000 | no RA
1049-7F | 4084.6538 | 1588.0581 | 0 | 2496.5957 | 38.88% | 0% | 61.12% | 879.711 | 1569.6835 | 44.8006 | 609.346 | 225.5645 | 81.4589 | 1078.0547 | 410.1699 | 1049 | 0.010687 | 0.0067802 | 0.0036896 | 382207.7123 | 84.4518 | 3358.0353 | 642.1667 | 7902.2972 | 314216.8305 | 60088.5847 | 472691.4872 | 24072.5123 | 327417.3546 | 121201.6203 | 681637.6681 | 35373.6682 | 468147.0446 | 178116.9554 |  | 37 | 1049-7F | 4084.6538 | 3204.9428 | 2514.9703 | 1588.0581 | 708.3471 | 18.3746 | 0 | 0 | 0 | 2496.5957 | 84.4518 | 39.6513 | 2.9929 | 82.4976 | 37.6971 | 1.0387 | 0 | 0 | 0 | 1.9542 | 642.1667 | 416.6022 | 231.9968 | 415.3811 | 189.8167 | 5.2112 | 0 | 0 | 0 | 226.7856 | 3358.0353 | 2748.6893 | 2279.9806 | 1090.1793 | 480.8334 | 12.1246 | 0 | 0 | 0 | 2267.8559 | 0.007077 | 0.0031702 | 7.96e-05 | 0 | 0 | 0 | 0.00361 | 5000000 | no RA
105-239F | 1370.8381 | 1168.009 | 0 | 202.8291 | 85.2% | 0% | 14.8% | 665.2263 | 1140.4462 | 87.5273 | 132.8853 | 444.8137 | 149.3113 | 231.7998 | 759.335 | 105 | 0.0010678 | 0.000629 | 0.0003024 | 1283796.6868 | 153.5778 | 418.6059 | 798.6544 | 143826.3343 | 392026.5271 | 747943.8254 | 1121799.3402 | 147601.0285 | 224090.0445 | 750108.2672 | 761878.1183 | 99747.8049 | 154854.5114 | 507275.802 |  | 38 | 105-239F | 1370.8381 | 705.6118 | 230.3919 | 1168.009 | 502.7827 | 27.5628 | 0 | 0 | 0 | 202.8291 | 153.5778 | 66.0504 | 4.2665 | 153.419 | 65.8917 | 4.1077 | 0 | 0 | 0 | 0.15876 | 798.6544 | 353.8407 | 39.3194 | 780.2298 | 335.4161 | 20.8948 | 0 | 0 | 0 | 18.4246 | 418.6059 | 285.7207 | 186.8061 | 234.3601 | 101.4749 | 2.5603 | 0 | 0 | 0 | 184.2458 | 0.0007738 | 0.000335 | 8.4e-06 | 0 | 0 | 0 | 0.000294 | 5000000 | no RA
1071-226F | 5930.4873 | 5683.4212 | 0 | 247.0662 | 95.83% | 0% | 4.166% | 3253.7944 | 5618.8385 | 402.0446 | 823.2657 | 2028.4842 | 692.0539 | 1435.2239 | 3491.5607 | 1071 | 0.0017068 | 0.0009364 | 0.0003634 | 3474623.4681 | 700.2372 | 1675.9889 | 3554.2612 | 410263.1962 | 981948.0452 | 2082412.2266 | 2858493.0794 | 353200.4444 | 723247.655 | 1782044.98 | 857591.6505 | 105626.7502 | 219055.2396 | 532909.6607 |  | 39 | 1071-226F | 5930.4873 | 2676.6929 | 311.6488 | 5683.4212 | 2429.6268 | 64.5826 | 0 | 0 | 0 | 247.0662 | 700.2372 | 298.1926 | 8.1833 | 700.0438 | 297.9993 | 7.9899 | 0 | 0 | 0 | 0.19339 | 3554.2612 | 1525.777 | 62.7005 | 3531.8182 | 1503.334 | 40.2575 | 0 | 0 | 0 | 22.443 | 1675.9889 | 852.7233 | 240.765 | 1451.5591 | 628.2935 | 16.3352 | 0 | 0 | 0 | 224.4298 | 0.0013586 | 0.0005882 | 1.52e-05 | 0 | 0 | 0 | 0.0003482 | 5000000 | no RA
1072-6 | 189036.8319 | 521.091 | 188417.5782 | 98.1627 | 0.2757% | 99.67% | 0.05193% | 84934.4673 | 176368.2254 | 162.2432 | 77225.5948 | 7546.6293 | 304.785 | 160538.8567 | 15524.5837 | 1072 | 0.01694 | 0.0095732 | 0.0017636 | 11159067.3023 | 320.5234 | 172103.8935 | 16612.4151 | 18920.8725 | 10159495.9619 | 980650.4678 | 10874353.8898 | 20772.3705 | 9887369.3346 | 966212.1847 | 7183378.6295 | 12413.7207 | 6538657.3449 | 632307.564 |  | 40 | 1072-6 | 189036.8319 | 104102.3647 | 12668.6066 | 521.091 | 175.7575 | 0.041149 | 188417.5782 | 103828.4445 | 12570.4027 | 98.1627 | 320.5234 | 158.2801 | 15.7384 | 85.6958 | 28.8427 | 0 | 234.7508 | 129.3606 | 15.6616 | 0.076837 | 16612.4151 | 9065.7858 | 1087.8313 | 431.6658 | 145.3002 | 0 | 16171.8324 | 8911.5687 | 1078.9144 | 8.9169 | 172103.8935 | 94878.2987 | 11565.0368 | 3.7294 | 1.6146 | 0.041149 | 172010.9951 | 94787.5152 | 11475.8268 | 89.1689 | 0.00073 | 0.000316 | 8e-06 | 0.016061 | 0.0091076 | 0.001606 | 0.0001496 | 5000000 | no RA
1073-3F | 1178.6782 | 0 | 1178.6782 | 0 | 0% | 100% | 0% | 188.5611 | 392.3493 | 0.82079 | 148.1694 | 39.5709 | 1.7079 | 308.3041 | 82.3374 | 1073 | 0.016295 | 0.016295 | 0.016295 | 72334.624 | 5.1307 | 926.1932 | 247.3544 | 314.8649 | 56839.8029 | 15179.9562 | 60762.7654 | 264.4938 | 47746.7555 | 12751.5161 | 48256.4321 | 210.0551 | 37919.4076 | 10126.9694 |  | 41 | 1073-3F | 1178.6782 | 990.1171 | 786.3289 | 0 | 0 | 0 | 1178.6782 | 990.1171 | 786.3289 | 0 | 5.1307 | 4.3099 | 3.4228 | 0 | 0 | 0 | 5.1307 | 4.3099 | 3.4228 | 0 | 247.3544 | 207.7834 | 165.0169 | 0 | 0 | 0 | 247.3544 | 207.7834 | 165.0169 | 0 | 926.1932 | 778.0238 | 617.8892 | 0 | 0 | 0 | 926.1932 | 778.0238 | 617.8892 | 0 | 0 | 0 | 0 | 0.016295 | 0.016295 | 0.016295 | 0 | 5000000 | no RA
1073-480 | 96082.7525 | 1916.0499 | 93990.189 | 176.5136 | 1.994% | 97.82% | 0.1837% | 43231.4054 | 89620.7123 | 130.2399 | 39080.1249 | 4021.0406 | 235.8745 | 81187.0395 | 8197.7984 | 1073 | 0.017172 | 0.0097744 | 0.0018926 | 5595380.3627 | 243.8771 | 87084.1836 | 8754.6919 | 14202.1834 | 5071348.5821 | 509829.5972 | 5407119.3269 | 16289.6051 | 4887902.5994 | 502927.1224 | 3414371.8585 | 8986.3524 | 3093065.6048 | 312319.9013 |  | 42 | 1073-480 | 96082.7525 | 52851.3471 | 6462.0402 | 1916.0499 | 793.2566 | 12.9216 | 93990.189 | 51881.5769 | 6272.6049 | 176.5136 | 243.8771 | 113.6372 | 8.0025 | 125.8973 | 48.4517 | 0 | 117.8416 | 65.0473 | 7.8644 | 0.13817 | 8754.6919 | 4733.6513 | 556.8935 | 634.2934 | 244.0949 | 0 | 8104.3643 | 4473.5223 | 540.8594 | 16.0341 | 87084.1836 | 48004.0587 | 5897.1441 | 1155.8593 | 500.71 | 12.9216 | 85767.983 | 47343.0074 | 5723.8811 | 160.3413 | 0.0006842 | 0.0002964 | 7.6e-06 | 0.016225 | 0.0092154 | 0.0016224 | 0.0002626 | 5000000 | no RA
1073-872F | 7901.3817 | 5592.2797 | 1882.7064 | 426.3956 | 70.78% | 23.83% | 5.396% | 3681.7848 | 7313.1482 | 466.0966 | 785.9807 | 2429.7075 | 913.1155 | 1632.2662 | 4767.7665 | 1073 | 0.018584 | 0.010586 | 0.0022456 | 425162.0554 | 919.5376 | 2134.9955 | 4846.8486 | 49479.0055 | 114881.0555 | 260801.9944 | 398616.7004 | 50462.9994 | 85095.9618 | 263057.7393 | 261949.3784 | 32706.8491 | 58466.0804 | 170776.4489 |  | 43 | 1073-872F | 7901.3817 | 4219.5969 | 588.2335 | 5592.2797 | 2754.5123 | 36.2576 | 1882.7064 | 1038.689 | 125.5803 | 426.3956 | 919.5376 | 453.441 | 6.4221 | 916.8005 | 451.7813 | 5.9281 | 2.4034 | 1.326 | 0.16031 | 0.33376 | 4846.8486 | 2417.1411 | 79.0821 | 4654.4107 | 2293.6092 | 30.0967 | 153.705 | 84.799 | 10.2524 | 38.7329 | 2134.9955 | 1349.0148 | 502.7293 | 21.0685 | 9.1218 | 0.23282 | 1726.598 | 952.5641 | 115.1675 | 387.329 | 0.0016362 | 0.0007086 | 1.82e-05 | 0.016356 | 0.0092852 | 0.0016356 | 0.0005918 | 5000000 | no RA
1073-874F | 35832.0242 | 5112.9758 | 29595.692 | 1123.3564 | 14.27% | 82.6% | 3.135% | 15819.5151 | 32266.8085 | 316.1242 | 11244.0249 | 4259.366 | 556.5921 | 23349.2387 | 8360.9777 | 1073 | 0.021565 | 0.012656 | 0.0034186 | 1661613.21 | 611.9904 | 26084.6056 | 9135.4282 | 28379.4002 | 1209603.0354 | 423630.7744 | 1581316.5004 | 31599.7313 | 1123951.145 | 425765.6241 | 1042887.6653 | 17989.477 | 754665.0623 | 270233.126 |  | 44 | 1073-874F | 35832.0242 | 20012.5091 | 3565.2158 | 5112.9758 | 2543.3057 | 468.1853 | 29595.692 | 16345.847 | 1973.6741 | 1123.3564 | 611.9904 | 295.8662 | 55.3983 | 560.113 | 266.8204 | 51.1181 | 50.9981 | 28.1665 | 3.401 | 0.87931 | 9135.4282 | 4876.0622 | 774.4505 | 2843.3978 | 1355.2584 | 259.61 | 6189.9871 | 3418.7604 | 412.7971 | 102.0434 | 26084.6056 | 14840.5807 | 2735.3669 | 1709.465 | 921.227 | 157.4572 | 23354.7069 | 12898.92 | 1557.476 | 1020.4337 | 0.003574 | 0.0017202 | 0.0001356 | 0.016342 | 0.0092866 | 0.0016342 | 0.0016488 | 5000000 | no RA
1073-886F | 24181.3662 | 1089.5504 | 22981.5037 | 110.3121 | 4.506% | 95.04% | 0.4562% | 11089.6244 | 22537.5279 | 140.0501 | 9352.7317 | 1596.8426 | 200.4034 | 19475.9518 | 2861.1727 | 1073 | 0.016776 | 0.0095568 | 0.0017918 | 1441409.0309 | 202.3516 | 20966.7137 | 3012.3008 | 12061.8273 | 1249789.2083 | 179557.9953 | 1369887.5985 | 17300.2195 | 1155331.3897 | 197255.9893 | 917422.8773 | 8157.7128 | 792796.967 | 116468.1975 |  | 45 | 1073-886F | 24181.3662 | 13091.7418 | 1643.8383 | 1089.5504 | 296.9881 | 0.28227 | 22981.5037 | 12684.4416 | 1533.244 | 110.3121 | 202.3516 | 62.3015 | 1.9482 | 174.3582 | 46.8121 | 0 | 27.9071 | 15.4031 | 1.8619 | 0.086347 | 3012.3008 | 1415.4583 | 151.1282 | 887.2442 | 238.0619 | 0 | 2115.0361 | 1167.3759 | 141.1077 | 10.0205 | 20966.7137 | 11613.982 | 1490.7619 | 27.948 | 12.1142 | 0.28227 | 20838.5605 | 11501.6626 | 1390.2744 | 100.2052 | 0.0002762 | 0.0001196 | 3e-06 | 0.016346 | 0.009283 | 0.0016346 | 0.0001542 | 5000000 | no RA
1073-887F | 4827.775 | 720.2917 | 4038.735 | 68.7484 | 14.92% | 83.66% | 1.424% | 2176.5321 | 4489.5208 | 63.6499 | 1553.6881 | 559.1941 | 125.564 | 3234.3969 | 1129.5599 | 1073 | 0.016639 | 0.009472 | 0.001743 | 290148.1449 | 126.169 | 3527.8443 | 1173.7618 | 7582.7248 | 212022.6132 | 70542.8069 | 279903.1812 | 8185.4138 | 199805.1133 | 71912.6541 | 194064.3667 | 5427.6403 | 139810.2851 | 48826.4413 |  | 46 | 1073-887F | 4827.775 | 2651.2429 | 338.2542 | 720.2917 | 353.9676 | 0.043315 | 4038.735 | 2228.527 | 269.4625 | 68.7484 | 126.169 | 62.519 | 0.60493 | 117.855 | 57.9074 | 0 | 8.2602 | 4.5579 | 0.55112 | 0.053813 | 1173.7618 | 614.5677 | 44.2019 | 598.6141 | 294.4089 | 0 | 568.9027 | 313.9139 | 37.9569 | 6.245 | 3527.8443 | 1974.1562 | 293.4474 | 3.8226 | 1.6514 | 0.043315 | 3461.5721 | 1910.0552 | 230.9545 | 62.4496 | 0.0001412 | 6.1e-05 | 1.6e-06 | 0.016396 | 0.0093092 | 0.0016396 | 0.0001018 | 5000000 | no RA
1073-888F | 65819.8709 | 0 | 65819.8709 | 0 | 0% | 100% | 0% | 10530.9324 | 21903.4481 | 11.8784 | 9579.3075 | 939.7464 | 24.7062 | 19924.149 | 1954.593 | 1073 | 0.016349 | 0.016349 | 0.016349 | 4025975.6607 | 74.242 | 59872.0762 | 5873.5527 | 4541.1282 | 3662169.4696 | 359265.0629 | 3381834.6614 | 3814.5647 | 3076236.0958 | 301784.0009 | 2686216.8966 | 3029.9376 | 2443477.6404 | 239709.3186 |  | 47 | 1073-888F | 65819.8709 | 55288.9385 | 43916.4228 | 0 | 0 | 0 | 65819.8709 | 55288.9385 | 43916.4228 | 0 | 74.242 | 62.3636 | 49.5358 | 0 | 0 | 0 | 74.242 | 62.3636 | 49.5358 | 0 | 5873.5527 | 4933.8063 | 3918.9597 | 0 | 0 | 0 | 5873.5527 | 4933.8063 | 3918.9597 | 0 | 59872.0762 | 50292.7687 | 39947.9272 | 0 | 0 | 0 | 59872.0762 | 50292.7687 | 39947.9272 | 0 | 0 | 0 | 0 | 0.016349 | 0.016349 | 0.016349 | 0 | 5000000 | no RA
1076-37F | 24490.67 | 17338.1029 | 0 | 7152.5671 | 70.79% | 0% | 29.21% | 9148.8619 | 17137.7209 | 110.9244 | 8610.1164 | 427.8211 | 186.5239 | 16231.9182 | 719.2788 | 1076 | 0.031216 | 0.019675 | 0.010546 | 784560.0618 | 192.3087 | 22928.6449 | 1369.7164 | 6160.6195 | 734520.4974 | 43878.945 | 779761.5299 | 9454.1342 | 733844.0158 | 36463.3799 | 697213.1286 | 7588.344 | 660362.3986 | 29262.386 |  | 48 | 1076-37F | 24490.67 | 15341.8081 | 7352.9491 | 17338.1029 | 8189.241 | 200.382 | 0 | 0 | 0 | 7152.5671 | 192.3087 | 81.3843 | 5.7848 | 186.71 | 75.7856 | 0.18606 | 0 | 0 | 0 | 5.5987 | 1369.7164 | 941.8953 | 650.4376 | 719.992 | 292.1709 | 0.7132 | 0 | 0 | 0 | 649.7244 | 22928.6449 | 14318.5285 | 6696.7267 | 16431.4009 | 7821.2845 | 199.4827 | 0 | 0 | 0 | 6497.244 | 0.020909 | 0.009368 | 0.0002392 | 0 | 0 | 0 | 0.010307 | 5000000 | no RA
1077-8R | 10326.1112 | 8127.155 | 0 | 2198.9562 | 78.7% | 0% | 21.3% | 4297.5767 | 7983.7929 | 649.3991 | 362.0136 | 3286.1639 | 1205.1298 | 677.7114 | 6100.9517 | 1077 | 0.0094446 | 0.0060018 | 0.0032236 | 1093334.9392 | 1229.1416 | 2683.541 | 6413.4286 | 130142.2575 | 284134.9525 | 679057.7293 | 1004454.414 | 151781.3136 | 84611.9172 | 768061.1832 | 726615.6667 | 109680.473 | 61679.4228 | 555255.7708 |  | 49 | 1077-8R | 10326.1112 | 6028.5345 | 2342.3183 | 8127.155 | 3829.5783 | 143.3621 | 0 | 0 | 0 | 2198.9562 | 1229.1416 | 579.7424 | 24.0118 | 1227.4203 | 578.0212 | 22.2905 | 0 | 0 | 0 | 1.7212 | 6413.4286 | 3127.2647 | 312.4769 | 6213.68 | 2927.5161 | 112.7283 | 0 | 0 | 0 | 199.7486 | 2683.541 | 2321.5273 | 2005.8295 | 686.0547 | 324.041 | 8.3432 | 0 | 0 | 0 | 1997.4863 | 0.0062946 | 0.0028518 | 7.36e-05 | 0 | 0 | 0 | 0.00315 | 5000000 | no RA
1079-9 | 45779.359 | 40049.6521 | 0 | 5729.7069 | 87.48% | 0% | 12.52% | 15986.2781 | 39708.03 | 3704.7833 | 2113.2797 | 10168.2151 | 9063.9801 | 5771.6504 | 24872.3995 | 1079 | 0.027256 | 0.017779 | 0.008557 | 1679618.9812 | 9133.9515 | 11072.744 | 25572.6635 | 335119.5518 | 406252.7623 | 938246.6671 | 1675745.5937 | 388350.2016 | 221522.4244 | 1065872.9676 | 709516.0667 | 161958.161 | 103129.7371 | 444428.1686 |  | 50 | 1079-9 | 45779.359 | 29793.0809 | 6071.329 | 40049.6521 | 24063.374 | 341.6221 | 0 | 0 | 0 | 5729.7069 | 9133.9515 | 5429.1682 | 69.9714 | 9129.4665 | 5424.6832 | 65.4864 | 0 | 0 | 0 | 4.4849 | 25572.6635 | 15404.4484 | 700.264 | 25052.1888 | 14883.9737 | 179.7893 | 0 | 0 | 0 | 520.4747 | 11072.744 | 8959.4644 | 5301.0936 | 5867.9968 | 3754.7171 | 96.3464 | 0 | 0 | 0 | 5204.7473 | 0.018953 | 0.0094764 | 0.0002544 | 0 | 0 | 0 | 0.0083026 | 5000000 | no RA
1081-11 | 160888.3362 | 21850.6726 | 134866.5983 | 4171.0653 | 13.58% | 83.83% | 2.593% | 69018.208 | 147392.4725 | 577.7058 | 61230.299 | 7210.2032 | 1382.6587 | 130198.0217 | 15811.7922 | 1081 | 0.031395 | 0.01906 | 0.0072034 | 5124615.7452 | 1402.3879 | 142502.5015 | 16983.4469 | 44668.8624 | 4538990.084 | 540956.7987 | 4819947.5479 | 40344.5932 | 4276072.0434 | 503530.9113 | 1873540.7914 | 17575.3032 | 1654978.0353 | 200987.4529 |  | 51 | 1081-11 | 160888.3362 | 91870.1282 | 13495.8637 | 21850.6726 | 12958.9621 | 257.5604 | 134866.5983 | 74740.1008 | 9067.238 | 4171.0653 | 1402.3879 | 824.6821 | 19.7292 | 1223.6247 | 724.1599 | 4.6654 | 175.4982 | 97.2573 | 11.7989 | 3.2649 | 16983.4469 | 9773.2437 | 1171.6547 | 5102.6838 | 3020.2683 | 19.4795 | 11501.8721 | 6374.0844 | 773.2842 | 378.8909 | 142502.5015 | 81272.2024 | 12304.4798 | 15524.364 | 9214.5338 | 233.4155 | 123189.228 | 68268.7591 | 8282.1548 | 3788.9095 | 0.014567 | 0.006916 | 0.0001756 | 0.010889 | 0.0062054 | 0.0010888 | 0.005939 | 5000000 | no RA
1081-38AE | 77569.9314 | 31822.4165 | 44848.3505 | 899.1643 | 41.02% | 57.82% | 1.159% | 38171.9559 | 73482.3273 | 3419.5777 | 18720.9269 | 16031.4513 | 5962.8021 | 38963.393 | 28556.1323 | 1081 | 0.01533 | 0.0088816 | 0.0024328 | 5059876.5428 | 6001.494 | 42512.9529 | 29055.4845 | 391476.6751 | 2773114.3907 | 1895285.477 | 4435909.682 | 397384.3531 | 2175532.767 | 1862992.5618 | 1680205.5298 | 136342.0753 | 890915.0089 | 652948.4455 |  | 52 | 1081-38AE | 77569.9314 | 39397.9754 | 4087.604 | 31822.4165 | 13651.3021 | 186.456 | 44848.3505 | 24847.509 | 3001.9837 | 899.1643 | 6001.494 | 2581.9163 | 38.692 | 5938.5935 | 2546.7534 | 33.8249 | 62.1967 | 34.4591 | 4.1632 | 0.70382 | 29055.4845 | 13024.0332 | 499.3522 | 24844.2651 | 10654.4489 | 141.2576 | 4129.5412 | 2287.906 | 276.4163 | 81.6782 | 42512.9529 | 23792.026 | 3549.5599 | 1039.5579 | 450.0998 | 11.3735 | 40656.6126 | 22525.1439 | 2721.4041 | 816.7823 | 0.0030068 | 0.0013016 | 3.3e-05 | 0.011026 | 0.0062828 | 0.0011026 | 0.0012972 | 5000000 | no RA
1081-666F | 66065.8052 | 33297.8741 | 29087.4869 | 3680.4442 | 50.4% | 44.03% | 5.571% | 31555.037 | 60083.1194 | 3820.5398 | 12159.4913 | 15575.0059 | 6790.0602 | 25258.3792 | 28034.6799 | 1081 | 0.027363 | 0.016356 | 0.0065248 | 2414421.1224 | 6867.792 | 30374.814 | 28823.1992 | 250988.2676 | 1110068.8522 | 1053364.0026 | 2110001.8443 | 255469.3908 | 813073.0156 | 1041459.438 | 916914.8115 | 103621.5642 | 385462.377 | 427830.8704 |  | 53 | 1081-666F | 66065.8052 | 34510.7682 | 5982.6858 | 33297.8741 | 14737.9885 | 352.6012 | 29087.4869 | 16092.3355 | 1949.6404 | 3680.4442 | 6867.792 | 3047.2521 | 77.7317 | 6824.2796 | 3021.8923 | 72.1274 | 40.6315 | 22.4789 | 2.7234 | 2.8809 | 28823.1992 | 13248.1933 | 788.5193 | 25784.267 | 11417.5743 | 272.9142 | 2704.6082 | 1496.2951 | 181.2812 | 334.3239 | 30374.814 | 18215.3227 | 5116.4348 | 689.3275 | 298.5219 | 7.5596 | 26342.2472 | 14573.5615 | 1765.6358 | 3343.2394 | 0.011232 | 0.0048834 | 0.000124 | 0.010812 | 0.0061528 | 0.0010812 | 0.0053196 | 5000000 | no RA
1081-668F | 29778.3263 | 2459.853 | 26773.7327 | 544.7406 | 8.261% | 89.91% | 1.829% | 13194.0953 | 27290.6353 | 185.9084 | 11297.2553 | 1710.9316 | 337.4718 | 23574.5351 | 3378.6284 | 1081 | 0.013304 | 0.0077644 | 0.0018972 | 2238332.3764 | 368.9033 | 25712.9294 | 3696.4936 | 27729.1701 | 1932750.7443 | 277852.4619 | 2135932.0648 | 30095.869 | 1828861.2654 | 276974.9304 | 1311243.3763 | 16214.6361 | 1132694.5172 | 162334.223 |  | 54 | 1081-668F | 29778.3263 | 16584.2309 | 2487.6909 | 2459.853 | 1229.1438 | 149.5009 | 26773.7327 | 14810.3466 | 1793.4494 | 544.7406 | 368.9033 | 182.9949 | 31.4315 | 333.9599 | 163.4748 | 28.693 | 34.517 | 19.0937 | 2.3121 | 0.4264 | 3696.4936 | 1985.562 | 317.8652 | 1274.9273 | 623.9206 | 109.4871 | 2372.0832 | 1312.1582 | 158.895 | 49.4831 | 25712.9294 | 14415.674 | 2138.3942 | 850.9657 | 441.7483 | 11.3208 | 24367.1325 | 13479.0947 | 1632.2424 | 494.8311 | 0.0017146 | 0.0008274 | 2.12e-05 | 0.010792 | 0.0061402 | 0.0010792 | 0.0007968 | 5000000 | no RA
1085-109F | 211940.8318 | 0 | 211940.8318 | 0 | 0% | 100% | 0% | 33291.7216 | 69758.3511 | 40.7691 | 30353.5861 | 2897.3664 | 85.4262 | 63601.881 | 6071.044 | 1085 | 0.0074098 | 0.0074098 | 0.0074098 | 28602773.592 | 259.543 | 193236.1551 | 18445.1336 | 35026.992 | 26078457.6 | 2489289 | 24109842.3915 | 29524.9429 | 21982046.6196 | 2098270.829 | 19188437.0259 | 23498.1838 | 17494976.1351 | 1669962.707 |  | 55 | 1085-109F | 211940.8318 | 178649.1102 | 142182.4807 | 0 | 0 | 0 | 211940.8318 | 178649.1102 | 142182.4807 | 0 | 259.543 | 218.7739 | 174.1168 | 0 | 0 | 0 | 259.543 | 218.7739 | 174.1168 | 0 | 18445.1336 | 15547.7672 | 12374.0897 | 0 | 0 | 0 | 18445.1336 | 15547.7672 | 12374.0897 | 0 | 193236.1551 | 162882.569 | 129634.2742 | 0 | 0 | 0 | 193236.1551 | 162882.569 | 129634.2742 | 0 | 0 | 0 | 0 | 0.0074098 | 0.0074098 | 0.0074098 | 0 | 5000000 | no RA
1085-412F | 78.5398 | 0 | 78.5398 | 0 | 0% | 100% | 0% | 12.3468 | 25.86 | 0.0083911 | 9.7378 | 2.6006 | 0.017575 | 20.3955 | 5.4469 | 1085 | 0.007627 | 0.007627 | 0.007627 | 10297.5984 | 0.053377 | 61.9434 | 16.543 | 6.9984 | 8121.6 | 2169 | 8678.7679 | 5.8982 | 6844.8466 | 1828.0231 | 6907.0103 | 4.6941 | 5447.4813 | 1454.8349 |  | 56 | 1085-412F | 78.5398 | 66.193 | 52.6798 | 0 | 0 | 0 | 78.5398 | 66.193 | 52.6798 | 0 | 0.053377 | 0.044986 | 0.035802 | 0 | 0 | 0 | 0.053377 | 0.044986 | 0.035802 | 0 | 16.543 | 13.9423 | 11.096 | 0 | 0 | 0 | 16.543 | 13.9423 | 11.096 | 0 | 61.9434 | 52.2056 | 41.5479 | 0 | 0 | 0 | 61.9434 | 52.2056 | 41.5479 | 0 | 0 | 0 | 0 | 0.007627 | 0.007627 | 0.007627 | 0 | 5000000 | no RA
1085-8F | 91748.6485 | 0 | 91748.6485 | 0 | 0% | 100% | 0% | 14407.7899 | 30182.119 | 16.1906 | 13156.1474 | 1235.452 | 33.9168 | 27560.119 | 2588.0832 | 1085 | 0.007448 | 0.007448 | 0.007448 | 12318561.8352 | 103.1014 | 83778.2024 | 7867.3447 | 13842.8352 | 11248416 | 1056303 | 10384110.9863 | 11669.0194 | 9482015.9794 | 890425.9875 | 8266182.8111 | 9289.0232 | 7548077.7899 | 708815.9981 |  | 57 | 1085-8F | 91748.6485 | 77340.8586 | 61566.5296 | 0 | 0 | 0 | 91748.6485 | 77340.8586 | 61566.5296 | 0 | 103.1014 | 86.9109 | 69.1846 | 0 | 0 | 0 | 103.1014 | 86.9109 | 69.1846 | 0 | 7867.3447 | 6631.8928 | 5279.2616 | 0 | 0 | 0 | 7867.3447 | 6631.8928 | 5279.2616 | 0 | 83778.2024 | 70622.055 | 56218.0834 | 0 | 0 | 0 | 83778.2024 | 70622.055 | 56218.0834 | 0 | 0 | 0 | 0 | 0.007448 | 0.007448 | 0.007448 | 0 | 5000000 | no RA
1090-1734 | 102681.2149 | 97269.3274 | 4186.7623 | 1225.1251 | 94.73% | 4.077% | 1.193% | 53851.9946 | 99708.6269 | 8663.9987 | 2055.725 | 43132.2709 | 15939.8422 | 4303.6542 | 79465.1305 | 1090 | 0.01345 | 0.0078162 | 0.0023706 | 7634518.116 | 16189.1103 | 5680.0291 | 80812.0755 | 1203687.1198 | 422319.5531 | 6008511.4431 | 6247181.5289 | 1005080.1871 | 238477.4614 | 5003623.8804 | 1253939.0812 | 200459.9969 | 54122.9021 | 999356.1821 |  | 58 | 1090-1734 | 102681.2149 | 48829.2203 | 2972.588 | 97269.3274 | 45265.4661 | 1467.5487 | 4186.7623 | 2338.629 | 279.9142 | 1225.1251 | 16189.1103 | 7525.1116 | 249.2681 | 16181.3654 | 7520.3622 | 247.8555 | 6.7859 | 3.7904 | 0.45368 | 0.95897 | 80812.0755 | 37679.8046 | 1346.945 | 80310.9021 | 37350.7357 | 1209.5907 | 389.8856 | 217.7811 | 26.0666 | 111.2878 | 5680.0291 | 3624.3041 | 1376.3748 | 777.0599 | 394.3683 | 10.1025 | 3790.0908 | 2117.0575 | 253.3939 | 1112.8783 | 0.0064908 | 0.0030648 | 7.84e-05 | 0.0051852 | 0.0029778 | 0.0005186 | 0.0017736 | 5000000 | no RA
1090-636R | 202402.0219 | 147758.8448 | 50620.0945 | 4023.0826 | 73% | 25.01% | 1.988% | 73585.5698 | 190962.3939 | 7724.942 | 18038.9368 | 47821.691 | 21532.8467 | 37862.2356 | 131567.3117 | 1090 | 0.38465 | 0.22443 | 0.041448 | 526204.7391 | 21938.5601 | 45522.5222 | 134940.9395 | 57035.8645 | 118349.4449 | 350819.4297 | 573971.6263 | 60254.9863 | 140704.7325 | 373011.9076 | 276000.8485 | 31121.7504 | 54722.8642 | 190156.2339 |  | 59 | 1090-636R | 202402.0219 | 128816.4521 | 11439.628 | 147758.8448 | 96111.0125 | 2524.7943 | 50620.0945 | 28682.357 | 4891.751 | 4023.0826 | 21938.5601 | 14213.6182 | 405.7134 | 21601.1802 | 14021.0872 | 370.2654 | 334.2308 | 189.3818 | 32.2989 | 3.1491 | 134940.9395 | 87119.2485 | 3373.6279 | 125636.4704 | 81688.7723 | 2144.3433 | 8939.0206 | 5065.0277 | 863.8361 | 365.4485 | 45522.5222 | 27483.5854 | 7660.2867 | 521.1941 | 401.1529 | 10.1856 | 41346.8431 | 23427.9475 | 3995.616 | 3654.4851 | 0.027416 | 0.018962 | 0.0004808 | 0.3514 | 0.19964 | 0.03514 | 0.0058268 | 5000000 | no RA
1090-639R | 130291.767 | 90180.3405 | 37567.6914 | 2543.7351 | 69.21% | 28.83% | 1.952% | 53693.6664 | 122625.7033 | 5085.9122 | 12870.4253 | 35737.3289 | 11927.81 | 26933.1517 | 83764.7415 | 1090 | 0.37006 | 0.21291 | 0.038861 | 352086.4317 | 12146.425 | 32088.8115 | 86056.5304 | 32823.1902 | 86713.3466 | 232549.8949 | 359771.9035 | 34077.9169 | 86237.6836 | 239456.3031 | 197268.8229 | 19188.3511 | 43327.5487 | 134752.9231 |  | 60 | 1090-639R | 130291.767 | 76598.1006 | 7666.0637 | 90180.3405 | 52768.7434 | 1492.5853 | 37567.6914 | 21285.622 | 3629.7433 | 2543.7351 | 12146.425 | 7060.5129 | 218.615 | 11798.4808 | 6862.5068 | 183.1983 | 345.9532 | 196.0149 | 33.4256 | 1.9911 | 86056.5304 | 50319.2015 | 2291.7889 | 77980.0553 | 45642.9744 | 1302.7078 | 7845.4075 | 4445.1594 | 758.0134 | 231.0676 | 32088.8115 | 19218.3862 | 5155.6598 | 401.8044 | 263.2622 | 6.6792 | 29376.3307 | 16644.4476 | 2838.3043 | 2310.6764 | 0.016946 | 0.010723 | 0.0002718 | 0.34947 | 0.19854 | 0.034947 | 0.0036424 | 5000000 | no RA
1090-69F | 1090.2603 | 0 | 1090.2603 | 0 | 0% | 100% | 0% | 174.0431 | 362.1789 | 0.11828 | 137.2659 | 36.659 | 0.24614 | 285.6464 | 76.2863 | 1090 | 0.0066172 | 0.0066172 | 0.0066172 | 164761.5744 | 0.74096 | 859.876 | 229.6433 | 111.9744 | 129945.6 | 34704 | 138459.9448 | 94.0994 | 109201.8007 | 29164.0447 | 110028.622 | 74.7771 | 86778.3362 | 23175.5087 |  | 61 | 1090-69F | 1090.2603 | 916.2171 | 728.0814 | 0 | 0 | 0 | 1090.2603 | 916.2171 | 728.0814 | 0 | 0.74096 | 0.62267 | 0.49481 | 0 | 0 | 0 | 0.74096 | 0.62267 | 0.49481 | 0 | 229.6433 | 192.9843 | 153.357 | 0 | 0 | 0 | 229.6433 | 192.9843 | 153.357 | 0 | 859.876 | 722.6102 | 574.2296 | 0 | 0 | 0 | 859.876 | 722.6102 | 574.2296 | 0 | 0 | 0 | 0 | 0.0066172 | 0.0066172 | 0.0066172 | 0 | 5000000 | no RA
1090-70F | 35186.259 | 18698.1158 | 16082.1671 | 405.9762 | 53.14% | 45.71% | 1.154% | 18833.0146 | 33497.7552 | 1886.7161 | 6737.0379 | 10209.2606 | 2991.5061 | 14024.9351 | 16481.314 | 1090 | 0.0083 | 0.0048432 | 0.0012488 | 4239308.3174 | 3026.8809 | 15380.4101 | 16778.968 | 364684.444 | 1853061.4592 | 2021562.4143 | 3376537.0972 | 338265.9092 | 1207871.3384 | 1830399.8496 | 1352101.0787 | 120748.9459 | 566101.5129 | 665250.6199 |  | 62 | 1090-70F | 35186.259 | 16353.2445 | 1688.5038 | 18698.1158 | 7077.3944 | 208.2768 | 16082.1671 | 8869.8739 | 1074.2508 | 405.9762 | 3026.8809 | 1140.1648 | 35.3748 | 3002.269 | 1126.448 | 33.4342 | 24.2941 | 13.399 | 1.6228 | 0.31778 | 16778.968 | 6569.7075 | 297.6541 | 15395.9204 | 5790.3701 | 170.8551 | 1346.1696 | 742.4593 | 89.921 | 36.878 | 15380.4101 | 8643.3722 | 1355.475 | 299.9264 | 160.5763 | 3.9875 | 14711.7034 | 8114.0155 | 982.7071 | 368.7804 | 0.0013874 | 0.0006604 | 1.66e-05 | 0.0063116 | 0.0035818 | 0.0006312 | 0.000601 | 5000000 | no RA
1090-73F | 724141.7277 | 702265.1137 | 14542.2158 | 7334.3982 | 96.98% | 2.008% | 1.013% | 363300.2626 | 710129.3143 | 68242.6489 | 6318.3341 | 288739.2797 | 133298.7209 | 13138.4527 | 563692.1406 | 1090 | 0.046754 | 0.027947 | 0.011449 | 15488469.9296 | 134395.9337 | 20683.0785 | 569062.7156 | 2874557.9734 | 442384.7246 | 12171527.2316 | 12911542.6612 | 2425315.8152 | 224551.0076 | 10261675.8384 | 1223919.8332 | 229742.5905 | 22644.3446 | 971532.8981 |  | 63 | 1090-73F | 724141.7277 | 360841.4651 | 14012.4134 | 702265.1137 | 345407.4493 | 5705.5545 | 14542.2158 | 8099.6175 | 972.4606 | 7334.3982 | 134395.9337 | 66153.2848 | 1097.2127 | 134368.5875 | 66135.5103 | 1090.0269 | 21.6052 | 12.0335 | 1.4448 | 5.741 | 569062.7156 | 280323.4359 | 5370.5749 | 566898.4267 | 278822.8229 | 4604.1566 | 1498.0473 | 834.3715 | 100.1768 | 666.2416 | 20683.0785 | 14364.7444 | 7544.6257 | 998.0995 | 449.1162 | 11.371 | 13022.5633 | 7253.2125 | 870.8391 | 6662.4157 | 0.030984 | 0.014402 | 0.0003648 | 0.005206 | 0.0029818 | 0.0005206 | 0.010563 | 5000000 | no RA
1090-74F | 595927.789 | 577569.3182 | 10690.0555 | 7668.4153 | 96.92% | 1.794% | 1.287% | 299581.1371 | 580441.6978 | 57196.3201 | 5580.5983 | 236804.2188 | 110722.8403 | 11584.926 | 458133.9316 | 1090 | 0.045737 | 0.027734 | 0.012008 | 13029560.3299 | 112104.5018 | 19233.5914 | 464589.6957 | 2451089.5395 | 420529.5417 | 10157941.2487 | 10685473.6441 | 2040080.9511 | 199049.0328 | 8446343.6601 | 1289690.7909 | 246016.4871 | 25740.6945 | 1017933.6094 |  | 64 | 1090-74F | 595927.789 | 296346.6519 | 15486.0911 | 577569.3182 | 282727.0858 | 7102.7053 | 10690.0555 | 5951.1508 | 714.9705 | 7668.4153 | 112104.5018 | 54908.1817 | 1381.6616 | 112079.9575 | 54891.857 | 1374.419 | 18.5419 | 10.3223 | 1.2401 | 6.0025 | 464589.6957 | 227785.477 | 6455.7642 | 462944.7461 | 226560.9386 | 5695.7527 | 948.3666 | 527.9554 | 63.4285 | 696.583 | 19233.5914 | 13652.9932 | 7648.6654 | 2544.6146 | 1274.2902 | 32.5337 | 9723.147 | 5412.8731 | 650.3019 | 6965.8298 | 0.029392 | 0.013614 | 0.0003472 | 0.0052052 | 0.0029796 | 0.0005206 | 0.01114 | 5000000 | no RA
1094-35F | 314050.178 | 310009.1993 | 0 | 4040.9788 | 98.71% | 0% | 1.287% | 162664.2523 | 304128.4894 | 26684.8186 | 739.484 | 135239.9498 | 49885.3115 | 1405.8078 | 252837.3701 | 1094 | 0.020398 | 0.012737 | 0.0060368 | 15396427.9139 | 50855.4615 | 5094.1173 | 258100.5992 | 2493208.1001 | 249741.0112 | 12653478.8026 | 11885711.147 | 1949832.4994 | 54033.3388 | 9881845.3088 | 1643534.4173 | 269584.17 | 7597.0966 | 1366353.1507 |  | 65 | 1094-35F | 314050.178 | 151385.9257 | 9921.6886 | 310009.1993 | 147344.947 | 5880.7098 | 0 | 0 | 0 | 4040.9788 | 50855.4615 | 24170.643 | 970.15 | 50852.2985 | 24167.4799 | 966.9869 | 0 | 0 | 0 | 3.1631 | 258100.5992 | 122860.6495 | 5263.2291 | 257733.5251 | 122493.5753 | 4896.155 | 0 | 0 | 0 | 367.0742 | 5094.1173 | 4354.6333 | 3688.3094 | 1423.3757 | 683.8918 | 17.5679 | 0 | 0 | 0 | 3670.7415 | 0.014536 | 0.0068752 | 0.0001752 | 0 | 0 | 0 | 0.0058616 | 5000000 | no RA
1094-7 | 23634.3223 | 22486.4097 | 0 | 1147.9125 | 95.14% | 0% | 4.857% | 11732.8601 | 22209.1345 | 1855.0454 | 495.6742 | 9382.1405 | 3523.4245 | 864.8331 | 17820.8769 | 1094 | 0.0065074 | 0.0037396 | 0.0016794 | 3631914.7819 | 3568.4599 | 1917.275 | 18148.5874 | 548369.5328 | 294629.9569 | 2788915.2921 | 3182549.4986 | 503182.8347 | 134452.1108 | 2544914.5531 | 848629.1163 | 134632.9187 | 33045.9766 | 680950.221 |  | 66 | 1094-7 | 23634.3223 | 11901.4621 | 1425.1877 | 22486.4097 | 10753.5496 | 277.2752 | 0 | 0 | 0 | 1147.9125 | 3568.4599 | 1713.4145 | 45.0354 | 3567.5614 | 1712.516 | 44.1369 | 0 | 0 | 0 | 0.89853 | 18148.5874 | 8766.4469 | 327.7104 | 18044.3134 | 8662.1729 | 223.4364 | 0 | 0 | 0 | 104.274 | 1917.275 | 1421.6007 | 1052.4419 | 874.535 | 378.8607 | 9.7019 | 0 | 0 | 0 | 1042.74 | 0.0048814 | 0.0021136 | 5.34e-05 | 0 | 0 | 0 | 0.001626 | 5000000 | no RA
1094-8AE | 887.5731 | 641.8273 | 0 | 245.7459 | 72.31% | 0% | 27.69% | 326.7325 | 634.7803 | 53.8388 | 1.054 | 271.8396 | 104.2016 | 4.3034 | 526.2753 | 1094 | 0.0010582 | 0.000788 | 0.0003686 | 838757.44 | 105.5411 | 227.6172 | 554.4148 | 99736.416 | 215098.4728 | 523922.5512 | 711726.7171 | 117277.9937 | 2295.9525 | 592152.7709 | 685818.7866 | 112579.8072 | 4649.3701 | 568589.6093 |  | 67 | 1094-8AE | 887.5731 | 560.8407 | 252.7928 | 641.8273 | 315.0948 | 7.0469 | 0 | 0 | 0 | 245.7459 | 105.5411 | 51.7023 | 1.3394 | 105.3487 | 51.5099 | 1.1471 | 0 | 0 | 0 | 0.19236 | 554.4148 | 282.5752 | 28.1395 | 532.0918 | 260.2522 | 5.8165 | 0 | 0 | 0 | 22.323 | 227.6172 | 226.5632 | 223.3138 | 4.3867 | 3.3327 | 0.083382 | 0 | 0 | 0 | 223.2305 | 0.0007004 | 0.0004302 | 1.08e-05 | 0 | 0 | 0 | 0.0003578 | 5000000 | no RA
1100-1168F | 7378.0336 | 6707.3407 | 571.7099 | 98.983 | 90.91% | 7.749% | 1.342% | 3917.8109 | 7230.0627 | 605.6328 | 199.811 | 3112.3671 | 1108.0765 | 416.215 | 5705.7712 | 1100 | 0.070904 | 0.040276 | 0.007179 | 104056.3687 | 1108.8095 | 544.302 | 5724.9221 | 15638.1363 | 7676.5827 | 80741.6497 | 85913.1944 | 13280.8464 | 4381.6316 | 68250.7165 | 20611.6258 | 3158.9294 | 1186.5552 | 16266.1412 |  | 68 | 1100-1168F | 7378.0336 | 3460.2226 | 147.9709 | 6707.3407 | 3040.9169 | 0.13175 | 571.7099 | 320.3227 | 48.8561 | 98.983 | 1108.8095 | 503.1768 | 0.73308 | 1101.0603 | 498.8009 | 0 | 7.6718 | 4.2984 | 0.6556 | 0.077479 | 5724.9221 | 2612.5549 | 19.1509 | 5597.0456 | 2536.9535 | 0 | 118.8851 | 66.61 | 10.1595 | 8.9914 | 544.302 | 344.4909 | 128.0869 | 9.2348 | 5.1624 | 0.13175 | 445.153 | 249.4143 | 38.041 | 89.9141 | 0.0005028 | 0.0002822 | 7.2e-06 | 0.070255 | 0.039847 | 0.0070256 | 0.0001462 | 5000000 | no RA
1100-1172R | 224669.9196 | 217856.5618 | 5676.1251 | 1137.2327 | 96.97% | 2.526% | 0.5062% | 85699.2834 | 218187.6804 | 19922.1513 | 1975.036 | 63802.0962 | 50992.6559 | 4108.9073 | 163086.1172 | 1100 | 0.080798 | 0.046669 | 0.0087966 | 2780644.0224 | 52160.621 | 5522.6501 | 166986.6485 | 645569.8172 | 68351.4912 | 2066722.714 | 2977793.3144 | 692235.0628 | 68626.5816 | 2216931.67 | 736902.8008 | 172221.5978 | 13877.3431 | 550803.8599 |  | 69 | 1100-1172R | 224669.9196 | 138970.6362 | 6482.2392 | 217856.5618 | 134655.8861 | 4859.9812 | 5676.1251 | 3177.5174 | 485.0253 | 1137.2327 | 52160.621 | 32238.4697 | 1167.9651 | 52119.4861 | 32215.0504 | 1163.636 | 40.2447 | 22.5292 | 3.4389 | 0.89017 | 166986.6485 | 103184.5523 | 3900.5313 | 165695.4426 | 102416.2562 | 3695.7211 | 1187.902 | 664.9923 | 101.5063 | 103.3039 | 5522.6501 | 3547.6142 | 1413.7428 | 41.6331 | 24.5796 | 0.6241 | 4447.9783 | 2489.9959 | 380.0801 | 1033.0387 | 0.0089602 | 0.0052508 | 0.0001332 | 0.070194 | 0.039774 | 0.0070194 | 0.001644 | 5000000 | no RA
1103-13AE | 14372.7074 | 14156.79 | 0 | 215.9174 | 98.5% | 0% | 1.502% | 7463.5262 | 13902.0618 | 1230.8887 | 1.5821 | 6231.0555 | 2292.8908 | 2.7613 | 11606.4096 | 1103 | 0.001345 | 0.0007634 | 0.00033 | 10686027.8054 | 2335.0889 | 198.9266 | 11838.692 | 1736125.5409 | 147900.8099 | 8802001.4546 | 9050538.597 | 1492619.5598 | 1918.4961 | 7556000.5411 | 1426198.7831 | 235225.4041 | 283.2836 | 1190690.0955 |  | 70 | 1103-13AE | 14372.7074 | 6909.1812 | 470.6456 | 14156.79 | 6693.2637 | 254.7282 | 0 | 0 | 0 | 215.9174 | 2335.0889 | 1104.2002 | 42.198 | 2334.9198 | 1104.0312 | 42.029 | 0 | 0 | 0 | 0.16901 | 11838.692 | 5607.6365 | 232.2823 | 11819.0785 | 5588.023 | 212.6688 | 0 | 0 | 0 | 19.6135 | 198.9266 | 197.3445 | 196.1652 | 2.7917 | 1.2096 | 0.030321 | 0 | 0 | 0 | 196.1349 | 0.0010262 | 0.0004446 | 1.12e-05 | 0 | 0 | 0 | 0.0003188 | 5000000 | no RA
1105-1479 | 388946.4745 | 385847.0036 | 1344.7203 | 1754.7506 | 99.2% | 0.3457% | 0.4512% | 117250.9533 | 377752.2947 | 26447.3488 | 499.8148 | 90303.7897 | 85369.5251 | 1045.5726 | 291337.1969 | 1105 | 0.10556 | 0.062545 | 0.011939 | 3684559.0476 | 87489.3188 | 2739.9456 | 298717.2101 | 828801.8595 | 25955.9915 | 2829801.1966 | 4344000.6596 | 979841.0778 | 18517.5116 | 3345642.0702 | 937630.237 | 211898.2445 | 2595.247 | 723136.7455 |  | 71 | 1105-1479 | 388946.4745 | 271695.5213 | 11194.1799 | 385847.0036 | 269184.7966 | 9320.5341 | 1344.7203 | 755.974 | 118.8951 | 1754.7506 | 87489.3188 | 61041.9701 | 2119.7937 | 87477.696 | 61034.8346 | 2117.514 | 10.2493 | 5.7619 | 0.9062 | 1.3735 | 298717.2101 | 208413.4204 | 7380.0132 | 298356.1268 | 208140.6391 | 7202.783 | 201.6854 | 113.3834 | 17.8323 | 159.3979 | 2739.9456 | 2240.1308 | 1694.373 | 13.1808 | 9.3229 | 0.23715 | 1132.7856 | 636.8287 | 100.1567 | 1593.9792 | 0.010576 | 0.0075218 | 0.0001914 | 0.092486 | 0.052524 | 0.0092486 | 0.0024988 | 5000000 | no RA
1105-1483 | 59158.1281 | 36664.7122 | 22141.0302 | 352.3857 | 61.98% | 37.43% | 0.5957% | 30771.2444 | 56862.3401 | 3475.1651 | 7798.652 | 19497.4274 | 6052.4387 | 16236.7832 | 34573.1182 | 1105 | 0.063819 | 0.036339 | 0.0067518 | 926970.2367 | 6070.5177 | 18044.2314 | 35043.379 | 95121.1504 | 282741.6286 | 549107.4577 | 781168.5447 | 88221.6396 | 197979.0462 | 494967.8589 | 340026.0751 | 36192.4423 | 97092.903 | 206740.7298 |  | 72 | 1105-1483 | 59158.1281 | 28386.8837 | 2295.7881 | 36664.7122 | 15634.7697 | 84.9479 | 22141.0302 | 12399.7283 | 1858.4544 | 352.3857 | 6070.5177 | 2595.3526 | 18.079 | 6022.0069 | 2568.0636 | 13.7545 | 48.2349 | 27.0132 | 4.0487 | 0.27583 | 35043.379 | 15545.9517 | 470.2608 | 30637.698 | 13064.5375 | 71.1375 | 4373.671 | 2449.4042 | 367.1134 | 32.01 | 18044.2314 | 10245.5795 | 1807.4482 | 5.0072 | 2.1686 | 0.055949 | 17719.1243 | 9923.3109 | 1487.2924 | 320.0999 | 0.0008972 | 0.0003886 | 1e-05 | 0.062422 | 0.035451 | 0.0062422 | 0.0004996 | 5000000 | no RA
1117-1121F | 85258.2568 | 4022.0005 | 81054.8208 | 181.4354 | 4.717% | 95.07% | 0.2128% | 38284.7934 | 79569.2825 | 352.8458 | 33126.6405 | 4805.3071 | 723.1114 | 68903.0169 | 9943.1541 | 1117 | 0.007029 | 0.0040268 | 0.0008838 | 12129500.1786 | 743.4523 | 74001.5344 | 10513.2701 | 105769.283 | 10528031.6358 | 1495699.2598 | 11665208.9289 | 107510.5829 | 10093542.3215 | 1464156.0245 | 6436947.6151 | 58497.8291 | 5574074.5288 | 804375.2573 |  | 73 | 1117-1121F | 85258.2568 | 46973.4633 | 5688.9743 | 4022.0005 | 2075.2945 | 78.925 | 81054.8208 | 44716.7334 | 5428.6139 | 181.4354 | 743.4523 | 390.6064 | 20.3409 | 630.8156 | 328.4028 | 12.6646 | 112.4947 | 62.0616 | 7.5343 | 0.14202 | 10513.2701 | 5707.963 | 570.116 | 3184.7324 | 1657.5295 | 63.9128 | 7312.0565 | 4033.9523 | 489.722 | 16.4812 | 74001.5344 | 40874.8938 | 5098.5174 | 206.4525 | 89.3621 | 2.3477 | 73630.2697 | 40620.7195 | 4931.3576 | 164.8122 | 0.0005396 | 0.0002336 | 6e-06 | 0.0062352 | 0.003539 | 0.0006236 | 0.0002542 | 5000000 | no RA
1118-1718F | 86471.1517 | 81867.8747 | 4023.9014 | 579.3756 | 94.68% | 4.653% | 0.67% | 33993.1394 | 84381.1755 | 6283.2928 | 1380.9924 | 26328.8543 | 15736.8428 | 2876.7052 | 65767.6276 | 1118 | 0.10781 | 0.061593 | 0.011361 | 802078.7884 | 15963.4633 | 3686.7456 | 66820.9428 | 148071.9877 | 34197.0745 | 619809.7263 | 852018.137 | 157487.0542 | 34613.7648 | 659917.318 | 183957.3433 | 34307.5072 | 6271.4348 | 143378.4012 |  | 74 | 1118-1718F | 86471.1517 | 52478.0123 | 2089.9762 | 81867.8747 | 49633.5639 | 1148.6733 | 4023.9014 | 2265.0729 | 361.9273 | 579.3756 | 15963.4633 | 9680.1706 | 226.6205 | 15934.7494 | 9663.8091 | 223.6252 | 28.2604 | 15.9079 | 2.5419 | 0.45351 | 66820.9428 | 40492.0885 | 1053.3153 | 65926.1328 | 39965.3918 | 924.9366 | 842.1808 | 474.0675 | 75.7494 | 52.6293 | 3686.7456 | 2305.7532 | 810.0404 | 6.9925 | 4.3629 | 0.11154 | 3153.4603 | 1775.0975 | 283.6361 | 526.2928 | 0.0021904 | 0.0012636 | 3.24e-05 | 0.10477 | 0.059477 | 0.010477 | 0.0008522 | 5000000 | no RA
1119-6F | 5185.3459 | 4678.8525 | 0 | 506.4934 | 90.23% | 0% | 9.768% | 2242.2908 | 4656.6653 | 214.0994 | 947.6528 | 1080.5385 | 467.4163 | 1830.788 | 2358.461 | 1119 | 0.002277 | 0.0014618 | 0.0007808 | 2277270.9056 | 467.8127 | 2313.0633 | 2404.4698 | 205451.3608 | 1015838.0725 | 1055981.4724 | 2013308.9936 | 192235.6511 | 850878.9322 | 970194.4102 | 677101.0828 | 67964.5312 | 266205.2081 | 342931.3435 |  | 75 | 1119-6F | 5185.3459 | 2943.0551 | 528.6805 | 4678.8525 | 2436.5617 | 22.1871 | 0 | 0 | 0 | 506.4934 | 467.8127 | 253.7134 | 0.39646 | 467.4163 | 253.3169 | 0 | 0 | 0 | 0 | 0.39646 | 2404.4698 | 1323.9313 | 46.0088 | 2358.461 | 1277.9225 | 0 | 0 | 0 | 0 | 46.0088 | 2313.0633 | 1365.4105 | 482.2753 | 1852.9752 | 905.3223 | 22.1871 | 0 | 0 | 0 | 460.0881 | 0.0015138 | 0.0006986 | 1.76e-05 | 0 | 0 | 0 | 0.0007632 | 5000000 | no RA
1119-9F | 42885.0802 | 568.3421 | 40999.4368 | 1317.3013 | 1.325% | 95.6% | 3.072% | 18706.1695 | 38796.9097 | 49.1629 | 16829.4743 | 1827.5323 | 89.3452 | 34969.5294 | 3738.0351 | 1119 | 0.01155 | 0.0069032 | 0.0025342 | 3712929.6663 | 98.4834 | 38652.6215 | 4133.9753 | 8526.5516 | 3346489.3711 | 357913.7436 | 3502565.5863 | 9205.3219 | 3151170.9327 | 342189.3317 | 1613199.6441 | 3715.0297 | 1454054.7896 | 155429.8248 |  | 76 | 1119-9F | 42885.0802 | 24178.9108 | 4088.1705 | 568.3421 | 245.4281 | 31.0929 | 40999.4368 | 22616.1814 | 2739.7763 | 1317.3013 | 98.4834 | 49.3205 | 9.1382 | 45.1608 | 19.4443 | 4.6127 | 52.2914 | 28.8451 | 3.4944 | 1.0311 | 4133.9753 | 2306.4431 | 395.9402 | 227.8146 | 98.0665 | 23.2475 | 3786.4998 | 2088.7157 | 253.0318 | 119.6609 | 38652.6215 | 21823.1472 | 3683.0921 | 295.3667 | 127.9174 | 3.2328 | 37160.6456 | 20498.6206 | 2483.2501 | 1196.6093 | 0.0034356 | 0.0014878 | 3.76e-05 | 0.0062422 | 0.003543 | 0.0006242 | 0.0018724 | 5000000 | no RA
1138-6R | 1117365.7282 | 712745.6654 | 390494.3154 | 14125.7474 | 63.79% | 34.95% | 1.264% | 564095.469 | 1060623.6161 | 74773.1993 | 158326.1609 | 330996.1088 | 134068.422 | 329198.0039 | 597357.1902 | 1138 | 0.17153 | 0.10091 | 0.031311 | 6514279.6654 | 135563.6361 | 374073.9033 | 607728.1888 | 790340.5445 | 2180863.4005 | 3543075.7205 | 5482885.0975 | 726779.2117 | 1538895.7996 | 3217210.0861 | 1812221.7269 | 229074.3894 | 562480.192 | 1020667.1455 |  | 77 | 1138-6R | 1117365.7282 | 553270.2591 | 56742.112 | 712745.6654 | 319402.9376 | 7539.9819 | 390494.3154 | 219741.5741 | 35076.3828 | 14125.7474 | 135563.6361 | 60790.4368 | 1495.2141 | 134907.1156 | 60416.1603 | 1426.178 | 645.4635 | 363.2195 | 57.9791 | 11.057 | 607728.1888 | 276732.08 | 10370.9986 | 572552.7407 | 256376.8276 | 6043.4496 | 33892.2944 | 19072.0987 | 3044.3954 | 1283.1537 | 374073.9033 | 215747.7424 | 44875.8993 | 5285.8091 | 2609.9498 | 70.3544 | 355956.5575 | 200306.2559 | 31974.0083 | 12831.5367 | 0.048464 | 0.022247 | 0.0006716 | 0.10269 | 0.058291 | 0.010269 | 0.02037 | 5000000 | no RA
1139-4F | 461099.1215 | 791.2801 | 458138.0115 | 2169.83 | 0.1716% | 99.36% | 0.4706% | 200769.3665 | 417804.8885 | 355.1984 | 182101.0638 | 18313.1043 | 721.2284 | 379050.0175 | 38033.6426 | 1139 | 0.11231 | 0.064142 | 0.013392 | 4105760.9122 | 788.7741 | 418356.8271 | 41953.5204 | 7023.4741 | 3725171.07 | 373566.3681 | 4058621.9891 | 7180.4574 | 3681235.8114 | 370205.7203 | 3232794.69 | 5580.5553 | 2932926.1521 | 294287.9826 |  | 78 | 1139-4F | 461099.1215 | 260329.7551 | 43294.233 | 791.2801 | 331.0549 | 13.4343 | 458138.0115 | 257828.8702 | 41110.9687 | 2169.83 | 788.7741 | 433.5757 | 67.5457 | 70.6279 | 28.678 | 1.5569 | 716.4477 | 403.1993 | 64.2904 | 1.6984 | 41953.5204 | 23640.4161 | 3919.8778 | 357.787 | 145.1762 | 7.873 | 41398.6305 | 23298.1369 | 3714.902 | 197.1029 | 418356.8271 | 236255.7633 | 39306.8095 | 362.8651 | 157.2006 | 4.0045 | 416022.9332 | 234127.534 | 37331.7763 | 1971.0287 | 0.0076212 | 0.0033468 | 8.48e-05 | 0.10153 | 0.057641 | 0.010153 | 0.0031544 | 5000000 | no RA
1139-5 | 328322.3223 | 1213.8973 | 326672.441 | 435.984 | 0.3697% | 99.5% | 0.1328% | 143443.5384 | 298561.8648 | 201.1193 | 129311.2402 | 13931.1789 | 418.9331 | 269124.1648 | 29018.7668 | 1139 | 0.10416 | 0.059183 | 0.010831 | 3152035.505 | 460.5693 | 295942.9575 | 31918.7955 | 4421.6634 | 2841179.677 | 306434.1646 | 3123849.4819 | 4379.8854 | 2816082.5879 | 303387.0085 | 2747812.4497 | 3855.6489 | 2476882.743 | 267074.0578 |  | 79 | 1139-5 | 328322.3223 | 184878.7839 | 29760.4575 | 1213.8973 | 525.9306 | 13.1299 | 326672.441 | 183916.8693 | 29311.3436 | 435.984 | 460.5693 | 259.4501 | 41.6362 | 0 | 0 | 0 | 460.228 | 259.1088 | 41.2949 | 0.34127 | 31918.7955 | 17987.6165 | 2900.0286 | 0 | 0 | 0 | 31879.1916 | 17948.0127 | 2860.4248 | 39.6039 | 295942.9575 | 166631.7173 | 26818.7927 | 1213.8973 | 525.9306 | 13.1299 | 294333.0214 | 165709.7478 | 26409.624 | 396.0388 | 0.001902 | 0.000824 | 2.06e-05 | 0.10161 | 0.05771 | 0.010161 | 0.000649 | 5000000 | no RA
114-18AE | 63996.2644 | 1889.4183 | 59503.4459 | 2603.4002 | 2.952% | 92.98% | 4.068% | 27501.7392 | 57364.9491 | 125.5232 | 24685.5738 | 2690.6422 | 249.96 | 51544.7184 | 5570.2707 | 114 | 0.019386 | 0.011573 | 0.0046338 | 3301158.7941 | 258.659 | 57585.755 | 6151.8504 | 13342.566 | 2970481.5352 | 317334.6928 | 3153474.1111 | 14393.0582 | 2830559.8166 | 308521.2362 | 1431074.987 | 6235.7163 | 1285878.543 | 138960.7277 |  | 80 | 114-18AE | 63996.2644 | 36494.5252 | 6631.3153 | 1889.4183 | 882.796 | 18.2288 | 59503.4459 | 33008.329 | 4009.6862 | 2603.4002 | 258.659 | 133.1358 | 8.699 | 180.6193 | 88.9375 | 1.5397 | 76.0019 | 42.1605 | 5.1214 | 2.0378 | 6151.8504 | 3461.2081 | 581.5797 | 909.0257 | 447.5567 | 7.7362 | 5006.3372 | 2777.1639 | 337.3559 | 236.4875 | 57585.755 | 32900.1813 | 6041.0367 | 799.7733 | 346.3018 | 8.9529 | 54421.1068 | 30189.0046 | 3667.2089 | 2364.8749 | 0.0081338 | 0.0035232 | 8.98e-05 | 0.0074536 | 0.004251 | 0.0007454 | 0.0037986 | 5000000 | no RA
114-48 | 86523.6564 | 3200.1335 | 79641.2472 | 3682.2757 | 3.699% | 92.05% | 4.256% | 37342.8885 | 77458.5012 | 110.343 | 33410.2089 | 3822.3366 | 219.4238 | 69285.7955 | 7953.2819 | 114 | 0.02752 | 0.016378 | 0.0064898 | 3143982.5144 | 232.2812 | 77449.3533 | 8842.0219 | 8440.3288 | 2814252.4551 | 321289.7305 | 3002855.5304 | 8873.0202 | 2686616.7713 | 307365.739 | 1396831.212 | 3956.9318 | 1249450.4834 | 143423.7969 |  | 81 | 114-48 | 86523.6564 | 49180.7679 | 9065.1552 | 3200.1335 | 1415.2635 | 41.8735 | 79641.2472 | 44083.2287 | 5341.006 | 3682.2757 | 232.2812 | 121.9382 | 12.8574 | 126.5869 | 62.1471 | 3.0802 | 102.812 | 56.9088 | 6.8949 | 2.8823 | 8842.0219 | 5019.6853 | 888.74 | 382.5201 | 187.8177 | 9.3595 | 8125.0115 | 4497.3773 | 544.8902 | 334.4903 | 77449.3533 | 44039.1444 | 8163.5577 | 2691.0265 | 1165.2987 | 29.4338 | 71413.4237 | 39528.9426 | 4789.2209 | 3344.9031 | 0.011506 | 0.0049826 | 0.000126 | 0.010723 | 0.006104 | 0.0010724 | 0.0052914 | 5000000 | no RA
1140-8F | 95200.0391 | 473.7731 | 94115.0563 | 611.2096 | 0.4977% | 98.86% | 0.642% | 41480.0253 | 86142.005 | 85.464 | 37303.9422 | 4090.6191 | 160.2213 | 77563.8188 | 8417.9649 | 1140 | 0.10414 | 0.059199 | 0.011039 | 914184.2451 | 170.9041 | 85754.6366 | 9274.4984 | 1641.1529 | 823482.2011 | 89060.8911 | 907451.0597 | 1869.6812 | 816091.6401 | 89489.7383 | 820563.29 | 1526.2209 | 738850.0226 | 80187.0465 |  | 82 | 1140-8F | 95200.0391 | 53720.0138 | 9058.034 | 473.7731 | 190.4907 | 5.626 | 94115.0563 | 52918.3135 | 8441.1984 | 611.2096 | 170.9041 | 85.4401 | 10.6828 | 65.4119 | 25.9153 | 0.78564 | 105.0138 | 59.0464 | 9.4187 | 0.47843 | 9274.4984 | 5183.8793 | 856.5335 | 332.6914 | 131.8435 | 3.9997 | 8886.286 | 4996.5148 | 797.0128 | 55.521 | 85754.6366 | 48450.6944 | 8190.8178 | 75.6698 | 32.7319 | 0.84068 | 85123.7566 | 47862.7524 | 7634.7669 | 555.2102 | 0.0018234 | 0.000789 | 2.02e-05 | 0.10144 | 0.057535 | 0.010144 | 0.0008748 | 5000000 | no RA
116-12R | 53251.9532 | 2899.8177 | 47947.4761 | 2404.6594 | 5.445% | 90.04% | 4.516% | 23045.1658 | 47617.0273 | 41.7907 | 21168.0159 | 1835.3592 | 76.0525 | 43742.3689 | 3798.6059 | 116 | 0.024461 | 0.014536 | 0.0049776 | 2176996.7604 | 82.3015 | 48885.1544 | 4284.4973 | 3364.5713 | 1998477.3582 | 175154.8309 | 2078067.3764 | 3768.4245 | 1908797.8645 | 165501.0874 | 1132056.7759 | 1808.0886 | 1039939.8676 | 90308.8197 |  | 83 | 116-12R | 53251.9532 | 30206.7874 | 5634.9258 | 2899.8177 | 1236.1543 | 32.4878 | 47947.4761 | 26565.9737 | 3197.7786 | 2404.6594 | 82.3015 | 40.5107 | 6.2489 | 14.9457 | 2.3519 | 0 | 65.4735 | 36.2765 | 4.3667 | 1.8823 | 4284.4973 | 2449.1382 | 485.8915 | 55.8115 | 8.7676 | 0 | 4010.2515 | 2221.9363 | 267.4572 | 218.4343 | 48885.1544 | 27717.1385 | 5142.7854 | 2829.0605 | 1225.0347 | 32.4878 | 43871.751 | 24307.7609 | 2925.9548 | 2184.3428 | 0.0065216 | 0.002824 | 7.2e-05 | 0.014482 | 0.0082546 | 0.0014482 | 0.0034574 | 5000000 | no RA
116-31F | 138158.9409 | 413.3495 | 136250.9493 | 1494.6421 | 0.2992% | 98.62% | 1.082% | 61067.673 | 127574.6119 | 92.3709 | 55719.4381 | 5255.864 | 182.061 | 116458.0524 | 10934.4985 | 116 | 0.020781 | 0.012187 | 0.0036476 | 6648201.8014 | 194.7112 | 126120.3506 | 11843.8791 | 9369.4953 | 6068905.3969 | 569926.9092 | 6325904.5137 | 9568.5539 | 5771889.2448 | 544446.7149 | 2901724.1507 | 4141.0347 | 2648874.5535 | 248708.5625 |  | 84 | 116-31F | 138158.9409 | 77091.2679 | 10584.329 | 413.3495 | 158.4188 | 3.1256 | 136250.9493 | 75438.2071 | 9086.5613 | 1494.6421 | 194.7112 | 102.3404 | 12.6502 | 21.3974 | 5.8593 | 0 | 172.1439 | 95.3111 | 11.4803 | 1.1699 | 11843.8791 | 6588.015 | 909.3806 | 107.9947 | 29.5974 | 0 | 11600.1142 | 6422.6475 | 773.6104 | 135.7702 | 126120.3506 | 70400.9125 | 9662.2982 | 283.9575 | 122.9621 | 3.1256 | 124478.6911 | 68920.2485 | 8301.4707 | 1357.702 | 0.0042646 | 0.0018466 | 4.68e-05 | 0.014351 | 0.0081742 | 0.001435 | 0.0021658 | 5000000 | no RA
116-32F | 85673.8731 | 0 | 85673.8731 | 0 | 0% | 100% | 0% | 13662.2234 | 28540.5061 | 17.5015 | 12495.7963 | 1148.9257 | 36.5607 | 26103.8295 | 2400.1159 | 116 | 0.0144 | 0.0144 | 0.0144 | 5949409.2576 | 109.7492 | 78359.3734 | 7204.7505 | 7621.2576 | 5441472 | 500316 | 5000670.0962 | 6405.9125 | 4573732.4719 | 420531.7119 | 3967484.7214 | 5082.3908 | 3628756.4172 | 333645.9134 |  | 85 | 116-32F | 85673.8731 | 72011.6497 | 57133.367 | 0 | 0 | 0 | 85673.8731 | 72011.6497 | 57133.367 | 0 | 109.7492 | 92.2477 | 73.1885 | 0 | 0 | 0 | 109.7492 | 92.2477 | 73.1885 | 0 | 7204.7505 | 6055.8249 | 4804.6346 | 0 | 0 | 0 | 7204.7505 | 6055.8249 | 4804.6346 | 0 | 78359.3734 | 65863.5771 | 52255.5439 | 0 | 0 | 0 | 78359.3734 | 65863.5771 | 52255.5439 | 0 | 0 | 0 | 0 | 0.0144 | 0.0144 | 0.0144 | 0 | 5000000 | no RA
1161-53AE | 29345.6813 | 0 | 29345.6813 | 0 | 0% | 100% | 0% | 2399.0439 | 5005.8397 | 1.6304 | 1892.0989 | 505.3145 | 3.402 | 3948.0495 | 1054.3882 | 1161 | 0.057168 | 0.057168 | 0.057168 | 513321.764 | 19.9438 | 23144.6087 | 6181.1289 | 348.8611 | 404851.0999 | 108121.8031 | 471357.1079 | 320.3413 | 371754.0477 | 99282.7189 | 425758.4036 | 289.3517 | 335790.8627 | 89678.1892 |  | 86 | 1161-53AE | 29345.6813 | 26946.6374 | 24339.8416 | 0 | 0 | 0 | 29345.6813 | 26946.6374 | 24339.8416 | 0 | 19.9438 | 18.3133 | 16.5417 | 0 | 0 | 0 | 19.9438 | 18.3133 | 16.5417 | 0 | 6181.1289 | 5675.8143 | 5126.7407 | 0 | 0 | 0 | 6181.1289 | 5675.8143 | 5126.7407 | 0 | 23144.6087 | 21252.5098 | 19196.5592 | 0 | 0 | 0 | 23144.6087 | 21252.5098 | 19196.5592 | 0 | 0 | 0 | 0 | 0.057168 | 0.057168 | 0.057168 | 0 | 5000000 | no RA
1161-54 | 961.5635 | 0 | 961.5635 | 0 | 0% | 100% | 0% | 78.6437 | 163.9185 | 1.0553 | 61.2347 | 16.3537 | 2.1996 | 127.6326 | 34.0863 | 1161 | 0.057338 | 0.057338 | 0.057338 | 16770.2078 | 12.9032 | 748.7065 | 199.9537 | 225.0398 | 13057.8622 | 3487.3058 | 15398.6174 | 206.6344 | 11989.8946 | 3202.0884 | 13911.3776 | 186.6771 | 10831.8784 | 2892.8221 |  | 87 | 1161-54 | 961.5635 | 882.9198 | 797.645 | 0 | 0 | 0 | 961.5635 | 882.9198 | 797.645 | 0 | 12.9032 | 11.8479 | 10.7036 | 0 | 0 | 0 | 12.9032 | 11.8479 | 10.7036 | 0 | 199.9537 | 183.6001 | 165.8675 | 0 | 0 | 0 | 199.9537 | 183.6001 | 165.8675 | 0 | 748.7065 | 687.4718 | 621.0739 | 0 | 0 | 0 | 748.7065 | 687.4718 | 621.0739 | 0 | 0 | 0 | 0 | 0.057338 | 0.057338 | 0.057338 | 0 | 5000000 | no RA
1161-55 | 1426.2091 | 0 | 1426.2091 | 0 | 0% | 100% | 0% | 116.472 | 242.8668 | 0.079156 | 91.8602 | 24.5327 | 0.16506 | 191.5463 | 51.1554 | 1161 | 0.057441 | 0.057441 | 0.057441 | 24829.1141 | 0.96927 | 1124.8351 | 300.4048 | 16.8742 | 19582.4429 | 5229.7969 | 22801.4332 | 15.4962 | 17983.2338 | 4802.7032 | 20601.0052 | 14.0007 | 16247.781 | 4339.2234 |  | 88 | 1161-55 | 1426.2091 | 1309.7371 | 1183.3423 | 0 | 0 | 0 | 1426.2091 | 1309.7371 | 1183.3423 | 0 | 0.96927 | 0.89012 | 0.80422 | 0 | 0 | 0 | 0.96927 | 0.89012 | 0.80422 | 0 | 300.4048 | 275.8721 | 249.2493 | 0 | 0 | 0 | 300.4048 | 275.8721 | 249.2493 | 0 | 1124.8351 | 1032.9749 | 933.2888 | 0 | 0 | 0 | 1124.8351 | 1032.9749 | 933.2888 | 0 | 0 | 0 | 0 | 0.057441 | 0.057441 | 0.057441 | 0 | 5000000 | no RA
1161-61 | 4282.0133 | 0 | 4282.0133 | 0 | 0% | 100% | 0% | 349.4099 | 729.0638 | 0.23746 | 275.5756 | 73.5968 | 0.49548 | 575.0044 | 153.5639 | 1161 | 0.057489 | 0.057489 | 0.057489 | 74484.5634 | 2.9101 | 3377.1757 | 901.9275 | 50.6208 | 58745.1371 | 15688.8055 | 68406.665 | 46.4902 | 53951.567 | 14408.6078 | 61802.6788 | 42.002 | 48743.0775 | 13017.5994 |  | 89 | 1161-61 | 4282.0133 | 3932.6034 | 3552.9495 | 0 | 0 | 0 | 4282.0133 | 3932.6034 | 3552.9495 | 0 | 2.9101 | 2.6727 | 2.4146 | 0 | 0 | 0 | 2.9101 | 2.6727 | 2.4146 | 0 | 901.9275 | 828.3307 | 748.3636 | 0 | 0 | 0 | 901.9275 | 828.3307 | 748.3636 | 0 | 3377.1757 | 3101.6001 | 2802.1713 | 0 | 0 | 0 | 3377.1757 | 3101.6001 | 2802.1713 | 0 | 0 | 0 | 0 | 0.057489 | 0.057489 | 0.057489 | 0 | 5000000 | no RA
1161-62 | 6193.181 | 0 | 6193.181 | 0 | 0% | 100% | 0% | 504.9158 | 1054.08 | 0.44864 | 398.1382 | 106.329 | 0.93659 | 831.1673 | 221.9762 | 1161 | 0.057556 | 0.057556 | 0.057556 | 107602.6998 | 5.5029 | 4883.471 | 1304.2071 | 95.6094 | 84847.2961 | 22659.7943 | 98830.0992 | 87.8146 | 77929.8912 | 20812.3934 | 89288.7095 | 79.3367 | 70406.2778 | 18803.095 |  | 90 | 1161-62 | 6193.181 | 5688.2652 | 5139.101 | 0 | 0 | 0 | 6193.181 | 5688.2652 | 5139.101 | 0 | 5.5029 | 5.0543 | 4.5663 | 0 | 0 | 0 | 5.5029 | 5.0543 | 4.5663 | 0 | 1304.2071 | 1197.8781 | 1082.2309 | 0 | 0 | 0 | 1304.2071 | 1197.8781 | 1082.2309 | 0 | 4883.471 | 4485.3328 | 4052.3037 | 0 | 0 | 0 | 4883.471 | 4485.3328 | 4052.3037 | 0 | 0 | 0 | 0 | 0.057556 | 0.057556 | 0.057556 | 0 | 5000000 | no RA
1161-74 | 413.0077 | 344.5392 | 0 | 68.4685 | 83.42% | 0% | 16.58% | 240.2578 | 344.5392 | 38.8425 | 0 | 201.4153 | 55.7923 | 0 | 288.7469 | 1161 | 0.0002106 | 0.0001464 | 9.86e-05 | 1961100.0064 | 55.8459 | 62.1954 | 294.9664 | 265175.2972 | 295324.5652 | 1400600.1441 | 1179985.1649 | 190768.3996 | 0 | 989216.7653 | 694406.5176 | 112447.4533 | 0 | 581959.0643 |  | 91 | 1161-74 | 413.0077 | 172.7498 | 68.4685 | 344.5392 | 104.2813 | 0 | 0 | 0 | 0 | 68.4685 | 55.8459 | 17.0034 | 0.053594 | 55.7923 | 16.9498 | 0 | 0 | 0 | 0 | 0.053594 | 294.9664 | 93.5511 | 6.2195 | 288.7469 | 87.3315 | 0 | 0 | 0 | 0 | 6.2195 | 62.1954 | 62.1954 | 62.1954 | 0 | 0 | 0 | 0 | 0 | 0 | 62.1954 | 0.0001132 | 4.9e-05 | 1.2e-06 | 0 | 0 | 0 | 9.74e-05 | 5000000 | no RA
1162-324R | 67347.9462 | 39529.0571 | 25897.0445 | 1921.8446 | 58.69% | 38.45% | 2.854% | 20433.767 | 61641.852 | 1443.069 | 9230.0659 | 9760.632 | 5935.0004 | 19785.4611 | 35921.3905 | 1162 | 0.068658 | 0.041721 | 0.008698 | 980919.139 | 6207.2574 | 23241.6978 | 37898.991 | 90408.3633 | 338514.0528 | 551996.7229 | 1124473.9886 | 79412.3562 | 507932.2411 | 537129.3913 | 656023.7104 | 63163.2709 | 210566.8662 | 382293.5732 |  | 92 | 1162-324R | 67347.9462 | 46914.1793 | 5706.0942 | 39529.0571 | 30475.2552 | 1634.2386 | 25897.0445 | 14517.0795 | 2150.011 | 1921.8446 | 6207.2574 | 4764.1884 | 272.257 | 6077.2395 | 4690.6433 | 260.0833 | 128.5136 | 72.0407 | 10.6694 | 1.5043 | 37898.991 | 28138.359 | 1977.6005 | 32293.0555 | 24919.1313 | 1352.1046 | 5431.3591 | 3044.6513 | 450.9195 | 174.5764 | 23241.6978 | 14011.6319 | 3456.2367 | 1158.7621 | 865.4807 | 22.0507 | 20337.1719 | 11400.3874 | 1688.4222 | 1745.7639 | 0.0081596 | 0.0061212 | 0.0001558 | 0.057729 | 0.032831 | 0.005773 | 0.0027692 | 5000000 | no RA
1162-329R | 43560.1616 | 36724.5433 | 5249.1993 | 1586.419 | 84.31% | 12.05% | 3.642% | 16294.2222 | 41016.8337 | 2182.1838 | 1873.4414 | 12238.597 | 5647.8629 | 3931.3765 | 31437.5943 | 1162 | 0.070019 | 0.040746 | 0.0082054 | 622115.6082 | 5734.3953 | 5718.9184 | 32106.8479 | 81897.236 | 81676.198 | 458542.1741 | 669161.9228 | 89616.693 | 76937.4348 | 502607.795 | 309957.8205 | 42680.0198 | 29708.7998 | 237569.0009 |  | 93 | 1162-329R | 43560.1616 | 27265.9394 | 2543.3279 | 36724.5433 | 22737.7864 | 521.0319 | 5249.1993 | 2941.734 | 435.8769 | 1586.419 | 5734.3953 | 3552.2115 | 86.5324 | 5672.7134 | 3517.0982 | 80.2719 | 60.4401 | 33.8716 | 5.0188 | 1.2418 | 32106.8479 | 19868.2509 | 669.2536 | 30922.0694 | 19140.9352 | 438.7325 | 1040.6715 | 583.2087 | 86.4141 | 144.107 | 5718.9184 | 3845.477 | 1787.5419 | 129.7604 | 79.753 | 2.0275 | 4148.0877 | 2324.6537 | 344.4441 | 1441.0702 | 0.0099208 | 0.0055956 | 0.0001422 | 0.057817 | 0.032869 | 0.0057816 | 0.0022816 | 5000000 | no RA
1162-363 | 41773.5596 | 36299.7826 | 4359.4533 | 1114.3237 | 86.9% | 10.44% | 2.668% | 13018.4248 | 39091.0111 | 1776.8744 | 1505.8923 | 9735.6581 | 5603.4468 | 3155.0427 | 30332.5215 | 1162 | 0.064829 | 0.038048 | 0.0075094 | 644365.3238 | 5802.4723 | 4450.2522 | 31520.8351 | 89504.2701 | 68646.0102 | 486215.0436 | 755763.4023 | 103153.5433 | 87422.1179 | 565187.7411 | 357225.4102 | 51205.9817 | 28831.7287 | 277187.6998 |  | 94 | 1162-363 | 41773.5596 | 28755.1348 | 2682.5485 | 36299.7826 | 25197.4847 | 1206.1864 | 4359.4533 | 2443.3264 | 362.0384 | 1114.3237 | 5802.4723 | 4025.5979 | 199.0255 | 5749.2012 | 3995.3579 | 193.8017 | 52.3989 | 29.3678 | 4.3516 | 0.87224 | 31520.8351 | 21785.1769 | 1188.3135 | 30511.7933 | 21175.1522 | 1011.6993 | 907.8189 | 508.8019 | 75.3914 | 101.2229 | 4450.2522 | 2944.3599 | 1295.2095 | 38.788 | 26.9745 | 0.68546 | 3399.2356 | 1905.1568 | 282.2954 | 1012.2286 | 0.0052862 | 0.0034926 | 8.9e-05 | 0.057914 | 0.032926 | 0.0057914 | 0.001629 | 5000000 | no RA
1162-385F | 3363.3039 | 0 | 3363.3039 | 0 | 0% | 100% | 0% | 273.2804 | 570.2862 | 0.68857 | 215.1363 | 57.4555 | 1.4369 | 448.9501 | 119.8991 | 1162 | 0.057998 | 0.057998 | 0.057998 | 57989.5978 | 8.4743 | 2647.7158 | 707.1138 | 146.1127 | 45651.5314 | 12191.9537 | 53277.737 | 134.2405 | 41942.1823 | 11201.3142 | 48156.806 | 121.3376 | 37910.7982 | 10124.6702 |  | 95 | 1162-385F | 3363.3039 | 3090.0235 | 2793.0177 | 0 | 0 | 0 | 3363.3039 | 3090.0235 | 2793.0177 | 0 | 8.4743 | 7.7857 | 7.0374 | 0 | 0 | 0 | 8.4743 | 7.7857 | 7.0374 | 0 | 707.1138 | 649.6583 | 587.2147 | 0 | 0 | 0 | 707.1138 | 649.6583 | 587.2147 | 0 | 2647.7158 | 2432.5795 | 2198.7656 | 0 | 0 | 0 | 2647.7158 | 2432.5795 | 2198.7656 | 0 | 0 | 0 | 0 | 0.057998 | 0.057998 | 0.057998 | 0 | 5000000 | no RA
1162-387F | 11955.7712 | 0 | 11955.7712 | 0 | 0% | 100% | 0% | 970.6096 | 2028.4449 | 0.66337 | 769.8329 | 200.1133 | 1.3863 | 1608.8484 | 418.2102 | 1162 | 0.058154 | 0.058154 | 0.058154 | 205588.1151 | 8.1712 | 9482.6448 | 2464.9552 | 140.5099 | 163060.921 | 42386.6841 | 188897.782 | 129.1029 | 149823.0882 | 38945.5909 | 170707.5404 | 116.6707 | 135395.6125 | 35195.2572 |  | 96 | 1162-387F | 11955.7712 | 10985.1616 | 9927.3263 | 0 | 0 | 0 | 11955.7712 | 10985.1616 | 9927.3263 | 0 | 8.1712 | 7.5078 | 6.7849 | 0 | 0 | 0 | 8.1712 | 7.5078 | 6.7849 | 0 | 2464.9552 | 2264.8419 | 2046.745 | 0 | 0 | 0 | 2464.9552 | 2264.8419 | 2046.745 | 0 | 9482.6448 | 8712.8119 | 7873.7964 | 0 | 0 | 0 | 9482.6448 | 8712.8119 | 7873.7964 | 0 | 0 | 0 | 0 | 0.058154 | 0.058154 | 0.058154 | 0 | 5000000 | no RA
1166-15R | 528030.9896 | 460757.838 | 64244.2133 | 3028.9382 | 87.26% | 12.17% | 0.5736% | 246840.9749 | 514177.245 | 36016.9151 | 25574.5289 | 185249.5308 | 74954.4714 | 53445.7135 | 385777.0601 | 1166 | 0.19397 | 0.11161 | 0.022001 | 2722286.3265 | 75750.0582 | 61671.0249 | 390609.9065 | 390532.6613 | 317947.6038 | 2013806.0614 | 2519501.8767 | 367624.0757 | 261038.8071 | 1890838.9939 | 629692.7666 | 91793.8102 | 65452.8755 | 472446.0809 |  | 97 | 1166-15R | 528030.9896 | 281190.0148 | 13853.7446 | 460757.838 | 241810.7085 | 4798.633 | 64244.2133 | 36350.368 | 6026.1733 | 3028.9382 | 75750.0582 | 39733.1431 | 795.5868 | 75655.9507 | 39678.8662 | 784.6109 | 91.7366 | 51.906 | 8.605 | 2.3709 | 390609.9065 | 205360.3757 | 4832.8464 | 384433.8384 | 201746.3984 | 4004.191 | 5900.9256 | 3338.8348 | 553.5129 | 275.1425 | 61671.0249 | 36096.496 | 8225.3114 | 668.0489 | 385.4439 | 9.8311 | 58251.5512 | 32959.6272 | 5464.0555 | 2751.4249 | 0.015585 | 0.0082502 | 0.00021 | 0.17399 | 0.098963 | 0.017399 | 0.004392 | 5000000 | no RA
1166-18R | 1129685.1273 | 1106982.6922 | 19404.9463 | 3297.4888 | 97.99% | 1.718% | 0.2919% | 443149.8578 | 1105991.8103 | 78404.4654 | 7896.4931 | 356848.8992 | 196008.0891 | 17199.1156 | 892784.6056 | 1166 | 0.21365 | 0.12499 | 0.022719 | 5287560.2261 | 199358.1445 | 21830.3267 | 908496.6561 | 933107.9697 | 102178.1774 | 4252274.079 | 5492888.5711 | 971831.5027 | 97877.8528 | 4423179.2157 | 1042867.1969 | 184820.9042 | 16217.474 | 841828.8186 |  | 98 | 1166-18R | 1129685.1273 | 686535.2695 | 23693.317 | 1106982.6922 | 672262.2167 | 18575.4758 | 19404.9463 | 10975.5641 | 1820.3524 | 3297.4888 | 199358.1445 | 120953.679 | 3350.0554 | 199281.0527 | 120908.9542 | 3340.4845 | 74.5107 | 42.1437 | 6.9897 | 2.5811 | 908496.6561 | 551647.7568 | 15712.0504 | 905959.4304 | 550082.5685 | 15202.5988 | 2237.6886 | 1265.6513 | 209.9146 | 299.5371 | 21830.3267 | 13933.8337 | 4631.2112 | 1742.2092 | 1270.694 | 32.3926 | 17092.747 | 9667.7691 | 1603.448 | 2995.3706 | 0.034692 | 0.021179 | 0.0005388 | 0.1742 | 0.099047 | 0.01742 | 0.004761 | 5000000 | no RA
1166-342R | 1306449.4437 | 1213688.3811 | 86989.6396 | 5771.423 | 92.9% | 6.658% | 0.4418% | 524309.9193 | 1274797.6768 | 77913.9357 | 34247.0293 | 412148.9543 | 191471.4732 | 71896.8123 | 1011429.3913 | 1166 | 0.21878 | 0.12893 | 0.026217 | 5971625.0839 | 194317.0062 | 84472.391 | 1027660.0464 | 888199.9331 | 386113.2565 | 4697311.8943 | 6066388.9268 | 901482.5378 | 396246.1739 | 4768660.2152 | 1207299.3423 | 181333.3895 | 68090.0003 | 957875.9525 |  | 99 | 1166-342R | 1306449.4437 | 782139.5243 | 31651.7669 | 1213688.3811 | 727158.8306 | 17723.6412 | 86989.6396 | 49209.2707 | 8156.7026 | 5771.423 | 194317.0062 | 116403.0705 | 2845.533 | 194187.5956 | 116327.9021 | 2829.3047 | 124.893 | 70.6509 | 11.7108 | 4.5176 | 1027660.0464 | 615511.0921 | 16230.6551 | 1018237.4309 | 609953.1092 | 14872.0249 | 8898.3514 | 5033.7188 | 834.3661 | 524.2641 | 84472.391 | 50225.3617 | 12575.5787 | 1263.3546 | 877.8193 | 22.3117 | 77966.3952 | 44104.9011 | 7310.6258 | 5242.6413 | 0.037336 | 0.022147 | 0.0005624 | 0.17309 | 0.098437 | 0.017309 | 0.0083452 | 5000000 | no RA
1173-68 | 3063.3515 | 2169.8794 | 0 | 893.4721 | 70.83% | 0% | 29.17% | 1259.5301 | 2162.7997 | 339.9335 | 25.5798 | 894.0168 | 583.4939 | 44.6197 | 1534.6861 | 1173 | 0.0037692 | 0.0023628 | 0.0013166 | 812732.5333 | 586.0075 | 856.7254 | 1620.6186 | 155472.6386 | 227296.3545 | 429963.5402 | 763425.3406 | 206040.2032 | 15504.4023 | 541880.735 | 683998.0193 | 184533.3542 | 14111.2435 | 485353.4216 |  | 100 | 1173-68 | 3063.3515 | 1803.8214 | 900.5518 | 2169.8794 | 910.3493 | 7.0797 | 0 | 0 | 0 | 893.4721 | 586.0075 | 246.074 | 2.5136 | 585.3081 | 245.3746 | 1.8142 | 0 | 0 | 0 | 0.69937 | 1620.6186 | 726.6018 | 85.9325 | 1539.4574 | 645.4406 | 4.7714 | 0 | 0 | 0 | 81.1612 | 856.7254 | 831.1456 | 812.1057 | 45.1139 | 19.5341 | 0.49415 | 0 | 0 | 0 | 811.6116 | 0.00248 | 0.0010736 | 2.74e-05 | 0 | 0 | 0 | 0.0012892 | 5000000 | no RA
1173-69 | 232.761 | 27.9878 | 0 | 204.7733 | 12.02% | 0% | 87.98% | 15.8674 | 27.6799 | 0 | 15.8674 | 0 | 0 | 27.6799 | 0 | 1173 | 0.000946 | 0.0005792 | 0.0003062 | 246047.5809 | 0.16029 | 213.9995 | 18.6012 | 169.4363 | 226215.1646 | 19662.9799 | 374470.9442 | 0 | 374470.9442 | 0 | 669762.0995 | 0 | 669762.0995 | 0 |  | 101 | 1173-69 | 232.761 | 216.8936 | 205.0812 | 27.9878 | 12.1203 | 0.3079 | 0 | 0 | 0 | 204.7733 | 0.16029 | 0.16029 | 0.16029 | 0 | 0 | 0 | 0 | 0 | 0 | 0.16029 | 18.6012 | 18.6012 | 18.6012 | 0 | 0 | 0 | 0 | 0 | 0 | 18.6012 | 213.9995 | 198.1321 | 186.3197 | 27.9878 | 12.1203 | 0.3079 | 0 | 0 | 0 | 186.0118 | 0.000647 | 0.0002802 | 7.2e-06 | 0 | 0 | 0 | 0.000299 | 5000000 | no RA
1173-70 | 15047.6158 | 101.6355 | 14631.6465 | 314.3338 | 0.6754% | 97.24% | 2.089% | 6557.713 | 13749.6736 | 6.207 | 5608.9322 | 942.5738 | 13.0336 | 11757.3932 | 1979.2468 | 1173 | 0.008697 | 0.0050604 | 0.0012092 | 1730207.6385 | 14.2179 | 12883.1205 | 2150.2775 | 1634.8058 | 1481329.2458 | 247243.5869 | 1677713.7829 | 1587.9843 | 1434979.3604 | 241146.4382 | 1073389.1764 | 1017.4899 | 917858.7783 | 154512.9082 |  | 102 | 1173-70 | 15047.6158 | 8489.9028 | 1297.9422 | 101.6355 | 44.0173 | 1.0692 | 14631.6465 | 8131.5517 | 982.5392 | 314.3338 | 14.2179 | 8.0109 | 1.1843 | 0 | 0 | 0 | 13.9719 | 7.7649 | 0.93823 | 0.24605 | 2150.2775 | 1207.7036 | 171.0307 | 0 | 0 | 0 | 2121.724 | 1179.1502 | 142.4773 | 28.5534 | 12883.1205 | 7274.1883 | 1125.7272 | 101.6355 | 44.0173 | 1.0692 | 12495.9506 | 6944.6367 | 839.1237 | 285.5343 | 0.000741 | 0.000321 | 8e-06 | 0.0075054 | 0.0042888 | 0.0007506 | 0.0004506 | 5000000 | no RA
1180-9 | 2947.1563 | 1253.0711 | 0 | 1694.0853 | 42.52% | 0% | 57.48% | 656.3711 | 1245.6053 | 68.0445 | 385.4046 | 202.9221 | 143.9466 | 672.3125 | 429.3462 | 1180 | 0.00751 | 0.0046518 | 0.0025244 | 392430.9344 | 145.2726 | 2218.6503 | 583.2334 | 19343.8889 | 295426.1374 | 77660.9081 | 492451.3454 | 51051.2793 | 289155.0006 | 152245.0654 | 674041.7513 | 77894.6487 | 363812.4516 | 232334.6509 |  | 103 | 1180-9 | 2947.1563 | 2290.7852 | 1701.551 | 1253.0711 | 596.6999 | 7.4657 | 0 | 0 | 0 | 1694.0853 | 145.2726 | 77.2281 | 1.326 | 143.9466 | 75.9021 | 0 | 0 | 0 | 0 | 1.326 | 583.2334 | 380.3113 | 153.8872 | 429.3462 | 226.4241 | 0 | 0 | 0 | 0 | 153.8872 | 2218.6503 | 1833.2457 | 1546.3377 | 679.7783 | 294.3737 | 7.4657 | 0 | 0 | 0 | 1538.872 | 0.005041 | 0.0021828 | 5.54e-05 | 0 | 0 | 0 | 0.002469 | 5000000 | no RA
120-360F | 24003.4046 | 278.5902 | 22903.7411 | 821.0733 | 1.161% | 95.42% | 3.421% | 10326.1757 | 21639.0758 | 10.8089 | 9127.6966 | 1187.6703 | 22.8578 | 19120.2927 | 2495.9253 | 120 | 0.010414 | 0.0062084 | 0.0019372 | 2305005.4326 | 25.1214 | 21227.9719 | 2750.3113 | 2412.3623 | 2038485.4283 | 264107.642 | 2203019.9129 | 2306.0012 | 1947332.4722 | 253381.4395 | 1220487.7003 | 1289.2265 | 1078423.2312 | 140775.2426 |  | 104 | 120-360F | 24003.4046 | 13677.2288 | 2364.3288 | 278.5902 | 121.2275 | 3.096 | 22903.7411 | 12734.928 | 1540.1595 | 821.0733 | 25.1214 | 14.3125 | 2.2636 | 0.37463 | 0.26748 | 0 | 24.1041 | 13.4023 | 1.6209 | 0.6427 | 2750.3113 | 1562.6411 | 254.386 | 1.8963 | 1.3544 | 0 | 2673.8304 | 1486.702 | 179.8014 | 74.5846 | 21227.9719 | 12100.2753 | 2107.6792 | 276.3192 | 119.6055 | 3.096 | 20205.8066 | 11234.8237 | 1358.7372 | 745.846 | 0.001772 | 0.000767 | 1.96e-05 | 0.0074712 | 0.004271 | 0.0007472 | 0.0011704 | 5000000 | no RA
120-367F | 7971.26 | 0 | 7939.1258 | 32.1342 | 0% | 99.6% | 0.4031% | 3530.5026 | 7406.2184 | 5.7573 | 3218.9263 | 305.819 | 12.0775 | 6752.5998 | 641.5411 | 120 | 0.0075852 | 0.0043462 | 0.0007994 | 1050896.483 | 12.9717 | 7267.6667 | 690.6216 | 1710.1344 | 958137.7851 | 91048.5635 | 1021756.3331 | 1666.2071 | 931583.5999 | 88506.5261 | 706832.081 | 1152.6512 | 644452.2565 | 61227.1733 |  | 105 | 120-367F | 7971.26 | 4440.7574 | 565.0416 | 0 | 0 | 0 | 7939.1258 | 4408.6232 | 532.9074 | 32.1342 | 12.9717 | 7.2144 | 0.89418 | 0 | 0 | 0 | 12.9466 | 7.1893 | 0.86903 | 0.025153 | 690.6216 | 384.8025 | 49.0805 | 0 | 0 | 0 | 687.7026 | 381.8835 | 46.1615 | 2.919 | 7267.6667 | 4048.7404 | 515.0669 | 0 | 0 | 0 | 7238.4767 | 4019.5504 | 485.8769 | 29.19 | 4.58e-05 | 1.98e-05 | 6e-07 | 0.0074896 | 0.0042766 | 0.000749 | 4.98e-05 | 5000000 | no RA
120-368F | 29413.6952 | 275.5723 | 28124.4688 | 1013.6541 | 0.9369% | 95.62% | 3.446% | 12622.6432 | 26495.958 | 22.9387 | 11484.1895 | 1115.515 | 47.1454 | 24108.7256 | 2340.087 | 120 | 0.011459 | 0.0068136 | 0.00221 | 2566864.0537 | 51.7892 | 26758.4761 | 2603.4299 | 4519.5237 | 2335149.3227 | 227195.2073 | 2464343.6697 | 4478.3619 | 2242081.0976 | 217784.2102 | 1320243.0748 | 2349.1638 | 1201291.8351 | 116602.0759 |  | 106 | 120-368F | 29413.6952 | 16791.052 | 2917.7372 | 275.5723 | 127.3218 | 10.0272 | 28124.4688 | 15650.0762 | 1894.0559 | 1013.6541 | 51.7892 | 28.8506 | 4.6439 | 13.2291 | 7.0416 | 1.307 | 37.7667 | 21.0156 | 2.5434 | 0.79344 | 2603.4299 | 1487.9149 | 263.3428 | 66.7498 | 35.5192 | 6.6317 | 2444.6018 | 1360.3174 | 164.6329 | 92.0782 | 26758.4761 | 15274.2866 | 2649.7505 | 195.5934 | 84.761 | 2.0885 | 25642.1003 | 14268.7432 | 1726.8796 | 920.7824 | 0.0025592 | 0.0011084 | 2.78e-05 | 0.007464 | 0.0042694 | 0.0007464 | 0.0014358 | 5000000 | no RA
1201-282F | 23251.2901 | 22330.3474 | 0 | 920.9428 | 96.04% | 0% | 3.961% | 11307.6471 | 22051.3655 | 2568.4407 | 1416.4269 | 7322.7795 | 5027.2138 | 2692.214 | 14331.9377 | 1201 | 0.0070442 | 0.004066 | 0.0014032 | 3300770.8645 | 5091.4878 | 3561.9325 | 14597.8698 | 722791.4892 | 505654.6493 | 2072324.7261 | 2937442.9431 | 667216.4324 | 367952.16 | 1902274.3507 | 855134.4461 | 194951.3591 | 104401.9225 | 555781.1646 |  | 107 | 1201-282F | 23251.2901 | 11943.643 | 1199.9247 | 22330.3474 | 11022.7002 | 278.9819 | 0 | 0 | 0 | 920.9428 | 5091.4878 | 2523.0471 | 64.274 | 5090.7669 | 2522.3263 | 63.5532 | 0 | 0 | 0 | 0.72087 | 14597.8698 | 7275.0903 | 265.9322 | 14514.2133 | 7191.4338 | 182.2756 | 0 | 0 | 0 | 83.6565 | 3561.9325 | 2145.5056 | 869.7185 | 2725.3671 | 1308.9402 | 33.1531 | 0 | 0 | 0 | 836.5654 | 0.0057104 | 0.0027322 | 6.94e-05 | 0 | 0 | 0 | 0.0013338 | 5000000 | no RA
1202-9 | 27144.9633 | 24881.7453 | 0 | 2263.218 | 91.66% | 0% | 8.338% | 13838.3733 | 24639.1215 | 2852.5066 | 3040.7371 | 7945.1295 | 5111.2518 | 5302.9785 | 14224.8912 | 1202 | 0.01182 | 0.006997 | 0.003263 | 2296567.0554 | 5161.1977 | 7417.8454 | 14565.9202 | 436656.9387 | 627577.9134 | 1232332.2034 | 1901756.4695 | 392009.4307 | 417877.2628 | 1091869.776 | 767956.4294 | 159308.3855 | 165284.1578 | 443363.8861 |  | 108 | 1202-9 | 27144.9633 | 13306.59 | 2505.8418 | 24881.7453 | 11043.372 | 242.6238 | 0 | 0 | 0 | 2263.218 | 5161.1977 | 2308.6911 | 49.9459 | 5159.4261 | 2306.9196 | 48.1744 | 0 | 0 | 0 | 1.7715 | 14565.9202 | 6620.7906 | 341.029 | 14360.3341 | 6415.2046 | 135.443 | 0 | 0 | 0 | 205.586 | 7417.8454 | 4377.1083 | 2114.8669 | 5361.985 | 2321.2479 | 59.0065 | 0 | 0 | 0 | 2055.8604 | 0.0086548 | 0.003832 | 9.8e-05 | 0 | 0 | 0 | 0.003165 | 5000000 | no RA
1215-10R | 54691.5335 | 21393.1397 | 32889.6907 | 408.7031 | 39.12% | 60.14% | 0.7473% | 25777.7173 | 51054.0656 | 1885.362 | 11087.545 | 12804.8103 | 3534.6156 | 23103.3262 | 24416.1238 | 1215 | 0.66566 | 0.37818 | 0.06694 | 82161.9563 | 3578.261 | 25988.6337 | 25124.6388 | 5375.5473 | 39042.1854 | 37744.2237 | 76455.3317 | 5591.8829 | 32885.0658 | 37978.3831 | 54339.3901 | 3762.0678 | 24590.0232 | 25987.2992 |  | 109 | 1215-10R | 54691.5335 | 28913.8162 | 3637.4679 | 21393.1397 | 9849.5993 | 0.10143 | 32889.6907 | 18655.5138 | 3228.6634 | 408.7031 | 3578.261 | 1692.899 | 43.6454 | 3136.5937 | 1442.2404 | 0 | 441.3474 | 250.3387 | 43.3255 | 0.31991 | 25124.6388 | 12319.8284 | 708.515 | 18248.2173 | 8403.3541 | 0 | 6839.2957 | 3879.3486 | 671.3892 | 37.1257 | 25988.6337 | 14901.0888 | 2885.3075 | 8.3288 | 4.0049 | 0.10143 | 25609.0475 | 14525.8265 | 2513.9487 | 371.2574 | 0.0017822 | 0.0007962 | 2.04e-05 | 0.66328 | 0.37679 | 0.066328 | 0.0005912 | 5000000 | no RA
1215-12R | 1149877.7223 | 1022607.082 | 122899.0867 | 4371.5536 | 88.93% | 10.69% | 0.3802% | 397592.0315 | 1115399.1618 | 50455.0669 | 48563.039 | 298573.9256 | 147020.0052 | 101616.3628 | 866762.7938 | 1215 | 0.69907 | 0.40365 | 0.072219 | 1644868.726 | 149680.162 | 116550.9503 | 883646.61 | 214113.3902 | 166722.9561 | 1264032.3796 | 1863711.5863 | 236507.9915 | 227639.1156 | 1399564.4792 | 477418.0752 | 62928.1519 | 43494.2844 | 370995.6389 |  | 110 | 1215-12R | 1149877.7223 | 752285.6909 | 34478.5605 | 1022607.082 | 678245.0718 | 18046.105 | 122899.0867 | 69669.0655 | 12060.9019 | 4371.5536 | 149680.162 | 99225.0951 | 2660.1568 | 149493.8645 | 99118.0047 | 2638.7882 | 182.8757 | 103.6686 | 17.9468 | 3.4218 | 883646.61 | 585072.6845 | 16883.8162 | 872041.9345 | 578322.2299 | 15386.8399 | 11207.5727 | 6353.3517 | 1099.8734 | 397.1029 | 116550.9503 | 67987.9113 | 14934.5875 | 1071.2831 | 804.8372 | 20.4769 | 111508.6383 | 63212.0452 | 10943.0817 | 3971.0288 | 0.040774 | 0.027165 | 0.0006894 | 0.65196 | 0.37015 | 0.065196 | 0.0063332 | 5000000 | no RA
1215-28R | 466265.7136 | 351148.6361 | 113302.285 | 1814.7925 | 75.31% | 24.3% | 0.3892% | 161430.4717 | 448706.8099 | 16622.9081 | 42553.966 | 102253.5975 | 50942.4805 | 89211.8711 | 308552.4583 | 1215 | 0.66756 | 0.38181 | 0.06794 | 698464.723 | 51679.4608 | 100404.6574 | 314181.5954 | 77415.6864 | 150405.8934 | 470643.1432 | 798404.3237 | 82213.7332 | 210463.7998 | 505726.7908 | 258447.9736 | 29342.0571 | 51384.6164 | 177721.3 |  | 111 | 1215-28R | 466265.7136 | 304835.2419 | 17558.9036 | 351148.6361 | 238791.7853 | 4625.38 | 113302.285 | 64228.664 | 11118.7311 | 1814.7925 | 51679.4608 | 35056.5527 | 736.9804 | 50969.6011 | 34653.533 | 666.0383 | 708.4392 | 401.5991 | 69.5215 | 1.4205 | 314181.5954 | 211927.9979 | 5629.1371 | 298356.3491 | 202885.6002 | 3927.4783 | 15660.3943 | 8877.5456 | 1536.8067 | 164.852 | 100404.6574 | 57850.6913 | 11192.7862 | 1822.6859 | 1252.6521 | 31.8634 | 96933.4515 | 54949.5192 | 9512.4029 | 1648.52 | 0.01425 | 0.0097526 | 0.000248 | 0.65068 | 0.36943 | 0.065068 | 0.0026234 | 5000000 | no RA
1215-3 | 9328.6884 | 0 | 9328.6884 | 0 | 0% | 100% | 0% | 82.5239 | 172.3505 | 1.1074 | 64.2559 | 17.1605 | 2.3128 | 134.1981 | 35.8397 | 1215 | 0.65837 | 0.65837 | 0.65837 | 14169.4306 | 125.1819 | 7263.6385 | 1939.868 | 190.1399 | 11032.8074 | 2946.4834 | 14044.0843 | 188.4578 | 10935.2085 | 2920.418 | 13907.6458 | 186.627 | 10828.9727 | 2892.0461 |  | 112 | 1215-3 | 9328.6884 | 9246.1645 | 9156.3378 | 0 | 0 | 0 | 9328.6884 | 9246.1645 | 9156.3378 | 0 | 125.1819 | 124.0745 | 122.8691 | 0 | 0 | 0 | 125.1819 | 124.0745 | 122.8691 | 0 | 1939.868 | 1922.7074 | 1904.0283 | 0 | 0 | 0 | 1939.868 | 1922.7074 | 1904.0283 | 0 | 7263.6385 | 7199.3826 | 7129.4404 | 0 | 0 | 0 | 7263.6385 | 7199.3826 | 7129.4404 | 0 | 0 | 0 | 0 | 0.65837 | 0.65837 | 0.65837 | 0 | 5000000 | no RA
1215-32R | 1677053.119 | 1377248.421 | 293234.8908 | 6569.8072 | 82.12% | 17.49% | 0.3917% | 768534.0953 | 1623279.0974 | 93873.326 | 112409.4189 | 562251.3504 | 198734.2658 | 234264.0922 | 1190280.7393 | 1215 | 0.68132 | 0.38925 | 0.071728 | 2461468.4785 | 201542.5652 | 265556.0309 | 1209954.5229 | 295810.947 | 389765.7098 | 1775891.8217 | 2333998.0837 | 285088.4097 | 341381.5599 | 1707528.1141 | 749691.497 | 91782.9777 | 108191.9913 | 549716.528 |  | 113 | 1215-32R | 1677053.119 | 908519.0237 | 53774.0216 | 1377248.421 | 735737.8931 | 18459.421 | 293234.8908 | 166211.3233 | 28744.7935 | 6569.8072 | 201542.5652 | 107669.2392 | 2808.2994 | 200276.0926 | 106949.1498 | 2679.5131 | 1261.3301 | 714.9468 | 123.6438 | 5.1425 | 1209954.5229 | 647703.1725 | 19673.7836 | 1175496.0121 | 627912.8919 | 15757.6493 | 33861.7231 | 19193.493 | 3319.3466 | 596.7877 | 265556.0309 | 153146.612 | 31291.9387 | 1476.3163 | 875.8514 | 22.2586 | 258111.8376 | 146302.8836 | 25301.8031 | 5967.877 | 0.056995 | 0.030714 | 0.00078 | 0.61487 | 0.34908 | 0.061487 | 0.0094616 | 5000000 | no RA
122-196 | 791.4365 | 649.2805 | 0 | 142.156 | 82.04% | 0% | 17.96% | 369.8509 | 643.8044 | 14.3214 | 282.6523 | 72.8772 | 24.7262 | 493.2724 | 125.8057 | 122 | 0.0004458 | 0.0003116 | 0.0002116 | 1775317.3553 | 24.8375 | 627.8801 | 138.7189 | 55714.4317 | 1408434.5023 | 311168.4213 | 1352970.4274 | 52389.8778 | 1033984.6417 | 266595.9079 | 697694.3081 | 26795.9406 | 534562.014 | 136336.3534 |  | 114 | 122-196 | 791.4365 | 421.5856 | 147.6321 | 649.2805 | 279.4296 | 5.4761 | 0 | 0 | 0 | 142.156 | 24.8375 | 10.5161 | 0.11127 | 24.7262 | 10.4048 | 0 | 0 | 0 | 0 | 0.11127 | 138.7189 | 65.8417 | 12.9132 | 125.8057 | 52.9285 | 0 | 0 | 0 | 0 | 12.9132 | 627.8801 | 345.2278 | 134.6077 | 498.7485 | 216.0963 | 5.4761 | 0 | 0 | 0 | 129.1316 | 0.0002368 | 0.0001026 | 2.6e-06 | 0 | 0 | 0 | 0.000209 | 5000000 | no RA
1221-2095F | 5541.7033 | 5300.1326 | 0 | 241.5707 | 95.64% | 0% | 4.359% | 3023.1837 | 5128.8226 | 1129.8619 | 1.0471 | 1892.2747 | 1916.9378 | 1.8268 | 3210.058 | 1221 | 0.0016714 | 0.0009202 | 0.000361 | 3315605.6714 | 1981.1991 | 221.2848 | 3339.2194 | 1185353.0543 | 132394.9028 | 1997857.7144 | 2736926.3392 | 1022878.2317 | 947.9935 | 1713100.114 | 1143713.9556 | 427472.0937 | 407.3757 | 715834.4861 |  | 115 | 1221-2095F | 5541.7033 | 2518.5196 | 412.8807 | 5300.1326 | 2276.9489 | 171.3101 | 0 | 0 | 0 | 241.5707 | 1981.1991 | 851.3372 | 64.2613 | 1981.01 | 851.1481 | 64.0722 | 0 | 0 | 0 | 0.18909 | 3339.2194 | 1446.9447 | 129.1614 | 3317.2756 | 1425.0009 | 107.2177 | 0 | 0 | 0 | 21.9438 | 221.2848 | 220.2377 | 219.458 | 1.847 | 0.79989 | 0.020214 | 0 | 0 | 0 | 219.4378 | 0.001325 | 0.0005738 | 1.46e-05 | 0 | 0 | 0 | 0.0003464 | 5000000 | no RA
123-437 | 938.458 | 670.0247 | 0 | 268.4333 | 71.4% | 0% | 28.6% | 394.0533 | 667.93 | 46.8229 | 108.9031 | 238.3274 | 78.4731 | 190.0288 | 399.4281 | 123 | 0.0010262 | 0.0006614 | 0.00039 | 914498.1537 | 78.6832 | 435.9628 | 423.812 | 76674.335 | 424832.1569 | 412991.6617 | 823109.649 | 97804.8973 | 227479.8265 | 497824.9252 | 693661.4556 | 81496.1925 | 197349.5298 | 414815.7333 |  | 116 | 123-437 | 938.458 | 544.4047 | 270.528 | 670.0247 | 275.9714 | 2.0947 | 0 | 0 | 0 | 268.4333 | 78.6832 | 31.8604 | 0.21012 | 78.4731 | 31.6502 | 0 | 0 | 0 | 0 | 0.21012 | 423.812 | 185.4847 | 24.3839 | 399.4281 | 161.1008 | 0 | 0 | 0 | 0 | 24.3839 | 435.9628 | 327.0597 | 245.9339 | 192.1235 | 83.2204 | 2.0947 | 0 | 0 | 0 | 243.8393 | 0.0006432 | 0.0002784 | 7e-06 | 0 | 0 | 0 | 0.000383 | 5000000 | no RA
123-557 | 43.6446 | 10.6671 | 0 | 32.9775 | 24.44% | 0% | 75.56% | 7.6249 | 10.5585 | 0.60852 | 3.9114 | 3.1051 | 0.60852 | 6.8449 | 3.1051 | 123 | 6.14e-05 | 5.42e-05 | 4.88e-05 | 710824.8785 | 0.63433 | 36.9096 | 6.1007 | 10331.1596 | 601134.3601 | 99359.3587 | 664570.3326 | 53037.079 | 340904.5904 | 270628.6633 | 677995.6989 | 39075.207 | 439534.1144 | 199386.3775 |  | 117 | 123-557 | 43.6446 | 36.0197 | 33.0862 | 10.6671 | 3.0422 | 0.10865 | 0 | 0 | 0 | 32.9775 | 0.63433 | 0.025813 | 0.025813 | 0.60852 | 0 | 0 | 0 | 0 | 0 | 0.025813 | 6.1007 | 2.9956 | 2.9956 | 3.1051 | 0 | 0 | 0 | 0 | 0 | 2.9956 | 36.9096 | 32.9983 | 30.0648 | 6.9535 | 3.0422 | 0.10865 | 0 | 0 | 0 | 29.9561 | 1.28e-05 | 5.6e-06 | 2e-07 | 0 | 0 | 0 | 4.86e-05 | 5000000 | no RA
1233-259R | 252170.411 | 230257.8361 | 18530.478 | 3382.0968 | 91.31% | 7.348% | 1.341% | 108778.9924 | 243966.0537 | 16327.1544 | 8789.8373 | 83662.0007 | 36930.2057 | 18526.3063 | 188509.5417 | 1233 | 0.12749 | 0.07409 | 0.015685 | 1978018.1334 | 37454.0819 | 23037.2309 | 191679.0982 | 293788.8425 | 180703.4386 | 1503525.8522 | 1935362.8218 | 290487.7757 | 156386.1179 | 1488488.9282 | 523076.9426 | 79180.4384 | 39721.4428 | 404175.0613 |  | 118 | 1233-259R | 252170.411 | 143391.4185 | 8204.3572 | 230257.8361 | 129570.8989 | 3155.7978 | 18530.478 | 10438.4228 | 1666.4626 | 3382.0968 | 37454.0819 | 21126.9275 | 523.8762 | 37365.3462 | 21075.7857 | 513.4868 | 86.0884 | 48.4945 | 7.742 | 2.6473 | 191679.0982 | 108017.0975 | 3169.5565 | 188199.5894 | 105922.891 | 2577.0473 | 3172.2861 | 1786.9838 | 285.2865 | 307.2227 | 23037.2309 | 14247.3935 | 4510.9246 | 4692.9005 | 2572.2223 | 65.2637 | 15272.1035 | 8602.9445 | 1373.434 | 3072.2268 | 0.016925 | 0.0091542 | 0.0002322 | 0.10568 | 0.060051 | 0.010568 | 0.004885 | 5000000 | no RA
1233-264F | 817.0681 | 0 | 817.0681 | 0 | 0% | 100% | 0% | 39.5944 | 82.357 | 0.53132 | 30.8296 | 8.2335 | 1.1052 | 64.126 | 17.1258 | 1233 | 0.10565 | 0.10565 | 0.10565 | 7733.9599 | 10.9643 | 636.1974 | 169.9064 | 103.7822 | 6021.9279 | 1608.2498 | 7359.1787 | 98.753 | 5730.1103 | 1530.3154 | 6954.4097 | 93.3214 | 5414.9433 | 1446.1451 |  | 119 | 1233-264F | 817.0681 | 777.4737 | 734.7111 | 0 | 0 | 0 | 817.0681 | 777.4737 | 734.7111 | 0 | 10.9643 | 10.4329 | 9.8591 | 0 | 0 | 0 | 10.9643 | 10.4329 | 9.8591 | 0 | 169.9064 | 161.6729 | 152.7806 | 0 | 0 | 0 | 169.9064 | 161.6729 | 152.7806 | 0 | 636.1974 | 605.3678 | 572.0714 | 0 | 0 | 0 | 636.1974 | 605.3678 | 572.0714 | 0 | 0 | 0 | 0 | 0.10565 | 0.10565 | 0.10565 | 0 | 5000000 | no RA
1233-585R | 496198.9099 | 441162.8619 | 50747.6955 | 4288.3526 | 88.91% | 10.23% | 0.8642% | 227491.7778 | 481878.3616 | 34417.4257 | 20286.5025 | 172787.8497 | 73056.7067 | 42153.8531 | 366667.8019 | 1233 | 0.12988 | 0.075393 | 0.01698 | 3820358.8921 | 73981.7364 | 50156.3988 | 372060.7747 | 569603.7996 | 386166.5962 | 2864588.4963 | 3564104.86 | 539216.4728 | 317827.8473 | 2707060.5399 | 843377.4023 | 127862.9222 | 73777.1395 | 641737.3406 |  | 120 | 1233-585R | 496198.9099 | 268707.1321 | 14320.5483 | 441162.8619 | 235838.3078 | 5470.2361 | 50747.6955 | 28580.4717 | 4561.9596 | 4288.3526 | 73981.7364 | 39564.3107 | 925.0297 | 73911.2447 | 39523.1444 | 915.6379 | 67.135 | 37.8096 | 6.0351 | 3.3567 | 372060.7747 | 199272.925 | 5392.9728 | 366596.351 | 196025.2713 | 4547.222 | 5074.8787 | 2858.1087 | 456.2058 | 389.5451 | 50156.3988 | 29869.8963 | 8002.5457 | 655.2662 | 289.892 | 7.3762 | 45605.6818 | 25684.5535 | 4099.7187 | 3895.4508 | 0.018499 | 0.0094252 | 0.0002396 | 0.10516 | 0.059743 | 0.010516 | 0.0062246 | 5000000 | no RA
1233-587R | 468332.5723 | 407144.0623 | 56254.4066 | 4934.1034 | 86.93% | 12.01% | 1.054% | 228930.1217 | 452953.0847 | 33561.7226 | 22965.9053 | 172402.4938 | 65971.6492 | 47716.852 | 339264.5835 | 1233 | 0.13489 | 0.078251 | 0.017911 | 3472020.9444 | 66867.2108 | 56764.4971 | 344700.8644 | 495725.41 | 420828.1348 | 2555467.3997 | 3059432.7791 | 448520.4198 | 306917.425 | 2303994.9343 | 858671.1722 | 125063.622 | 90457.6801 | 643149.8701 |  | 121 | 1233-587R | 468332.5723 | 239402.4506 | 15379.4876 | 407144.0623 | 202772.8571 | 5388.8192 | 56254.4066 | 31695.4901 | 5056.565 | 4934.1034 | 66867.2108 | 33305.4882 | 895.5616 | 66792.0105 | 33261.4319 | 885.287 | 71.3381 | 40.1941 | 6.4124 | 3.8622 | 344700.8644 | 172298.3706 | 5436.2809 | 338626.7904 | 168680.3758 | 4482.3821 | 5625.8703 | 3169.7911 | 505.6951 | 448.2037 | 56764.4971 | 33798.5918 | 9047.6451 | 1725.2614 | 831.0494 | 21.1501 | 50557.1982 | 28485.5049 | 4544.4575 | 4482.0375 | 0.022854 | 0.011499 | 0.0002922 | 0.1049 | 0.059623 | 0.01049 | 0.0071282 | 5000000 | no RA
1233-589R | 204241.4 | 189550.6624 | 12753.92 | 1936.8176 | 92.81% | 6.245% | 0.9483% | 85642.3034 | 198360.8793 | 12791.2892 | 4748.1575 | 68102.8566 | 29825.4097 | 9891.3113 | 158644.1584 | 1233 | 0.11751 | 0.06791 | 0.013383 | 1738085.634 | 30278.4034 | 12618.2918 | 161344.7048 | 257667.9258 | 107381.1271 | 1373036.5811 | 1746420.9375 | 260840.4311 | 96824.5996 | 1388755.9068 | 439389.1442 | 66066.2591 | 21910.2416 | 351412.6435 |  | 122 | 1233-589R | 204241.4 | 118599.0966 | 5880.5207 | 189550.6624 | 109480.7674 | 2797.3936 | 12753.92 | 7181.5117 | 1146.3095 | 1936.8176 | 30278.4034 | 17487.1141 | 452.9936 | 30242.5604 | 17466.2692 | 448.3923 | 34.3269 | 19.3289 | 3.0853 | 1.516 | 161344.7048 | 93241.8482 | 2700.5465 | 159198.6087 | 91956.5489 | 2347.534 | 1970.1596 | 1109.3628 | 177.076 | 175.9365 | 12618.2918 | 7870.1343 | 2726.9806 | 109.4932 | 57.9492 | 1.4673 | 10749.4336 | 6052.82 | 966.1482 | 1759.365 | 0.0098092 | 0.0055462 | 0.000141 | 0.10495 | 0.059617 | 0.010495 | 0.002747 | 5000000 | no RA
1233-591R | 575465.3522 | 519116.414 | 51541.7875 | 4807.1507 | 90.21% | 8.957% | 0.8354% | 257585.2217 | 559369.0852 | 40847.105 | 20239.691 | 196498.4257 | 89096.2835 | 42163.8176 | 428108.9841 | 1233 | 0.13142 | 0.076788 | 0.017671 | 4378966.2442 | 90257.1068 | 50669.7789 | 434538.4665 | 686805.5958 | 385568.3934 | 3306592.255 | 4139721.811 | 656464.8792 | 325277.5519 | 3157979.3799 | 910865.4096 | 145082.6028 | 68658.7156 | 697124.0912 |  | 123 | 1233-591R | 575465.3522 | 317880.1305 | 16096.267 | 519116.414 | 284049.7206 | 6656.8267 | 51541.7875 | 29023.2592 | 4632.2896 | 4807.1507 | 90257.1068 | 49410.0018 | 1160.8233 | 90166.4426 | 49357.3047 | 1149.2503 | 86.9014 | 48.9343 | 7.8102 | 3.7628 | 434538.4665 | 238040.0408 | 6429.4824 | 428659.0495 | 234538.5509 | 5503.647 | 5442.7453 | 3064.8182 | 489.1637 | 436.6716 | 50669.7789 | 30430.0879 | 8505.9613 | 290.9218 | 153.865 | 3.9294 | 46012.1408 | 25909.5067 | 4135.3157 | 4366.7162 | 0.019856 | 0.010425 | 0.0002682 | 0.10462 | 0.059422 | 0.010462 | 0.0069414 | 5000000 | no RA
1233-617F | 1597.5859 | 0 | 1597.5859 | 0 | 0% | 100% | 0% | 77.6109 | 161.616 | 0.052746 | 61.2109 | 16.3473 | 0.10984 | 127.4647 | 34.0414 | 1233 | 0.10458 | 0.10458 | 0.10458 | 15276.9097 | 1.0857 | 1259.998 | 336.5021 | 10.3824 | 12048.7268 | 3217.8005 | 14534.7554 | 9.878 | 11463.398 | 3061.4793 | 13731.4573 | 9.3321 | 10829.8459 | 2892.2793 |  | 124 | 1233-617F | 1597.5859 | 1519.975 | 1435.9699 | 0 | 0 | 0 | 1597.5859 | 1519.975 | 1435.9699 | 0 | 1.0857 | 1.033 | 0.97591 | 0 | 0 | 0 | 1.0857 | 1.033 | 0.97591 | 0 | 336.5021 | 320.1548 | 302.4607 | 0 | 0 | 0 | 336.5021 | 320.1548 | 302.4607 | 0 | 1259.998 | 1198.7871 | 1132.5333 | 0 | 0 | 0 | 1259.998 | 1198.7871 | 1132.5333 | 0 | 0 | 0 | 0 | 0.10458 | 0.10458 | 0.10458 | 0 | 5000000 | no RA
124-206R | 4906.9357 | 2564.5329 | 0 | 2342.4028 | 52.26% | 0% | 47.74% | 1137.56 | 2529.8328 | 12.7349 | 1059.1415 | 65.6835 | 26.4798 | 2366.5909 | 136.7621 | 124 | 0.0096408 | 0.0065772 | 0.0034472 | 508975.9925 | 28.4437 | 4528.2356 | 350.2564 | 2950.3439 | 469695.0086 | 36330.64 | 573097.3359 | 6415.8023 | 533590.473 | 33091.0606 | 689575.0055 | 7217.7963 | 645078.9778 | 37278.2314 |  | 125 | 124-206R | 4906.9357 | 3769.3758 | 2377.103 | 2564.5329 | 1426.973 | 34.7001 | 0 | 0 | 0 | 2342.4028 | 28.4437 | 15.7087 | 1.9639 | 26.6102 | 13.8752 | 0.13034 | 0 | 0 | 0 | 1.8335 | 350.2564 | 284.5729 | 213.4944 | 137.4774 | 71.7939 | 0.71536 | 0 | 0 | 0 | 212.779 | 4528.2356 | 3469.0942 | 2161.6447 | 2400.4454 | 1341.3039 | 33.8544 | 0 | 0 | 0 | 2127.7903 | 0.0062754 | 0.0032118 | 8.18e-05 | 0 | 0 | 0 | 0.0033654 | 5000000 | no RA
124-258R | 1220.2406 | 945.037 | 0 | 275.2036 | 77.45% | 0% | 22.55% | 478.1469 | 933.2081 | 3.8782 | 454.4837 | 19.785 | 8.4993 | 881.3318 | 43.377 | 124 | 0.0013672 | 0.0008814 | 0.0004242 | 892510.6856 | 8.7851 | 1142.7112 | 68.7443 | 6425.5942 | 835803.9889 | 50281.1025 | 841948.8507 | 6828.9868 | 800281.2432 | 34838.6207 | 676644.2247 | 6162.6065 | 639030.1221 | 31451.4961 |  | 126 | 124-258R | 1220.2406 | 742.0937 | 287.0325 | 945.037 | 466.8901 | 11.8289 | 0 | 0 | 0 | 275.2036 | 8.7851 | 4.9069 | 0.28578 | 8.5697 | 4.6914 | 0.070368 | 0 | 0 | 0 | 0.21542 | 68.7443 | 48.9593 | 25.3673 | 43.7454 | 23.9604 | 0.3684 | 0 | 0 | 0 | 24.9989 | 1142.7112 | 688.2276 | 261.3794 | 892.7219 | 438.2383 | 11.3901 | 0 | 0 | 0 | 249.9893 | 0.0009552 | 0.0004694 | 1.22e-05 | 0 | 0 | 0 | 0.000412 | 5000000 | no RA
1242-1079R | 62700.6178 | 61308.9165 | 0 | 1391.7013 | 97.78% | 0% | 2.22% | 14628.9595 | 59997.1524 | 5973.3323 | 209.2005 | 8446.4266 | 24529.8719 | 853.522 | 34613.7584 | 1242 | 0.0067316 | 0.0055956 | 0.0021148 | 9314370.7067 | 25069.4307 | 2134.5225 | 35496.6646 | 3724141.4708 | 317089.9177 | 5273139.3182 | 8590974.7654 | 3507887.7127 | 122854.6883 | 4960232.3645 | 1278355.1602 | 522656.2786 | 18185.935 | 737512.9466 |  | 127 | 1242-1079R | 62700.6178 | 48071.6584 | 2703.4655 | 61308.9165 | 46679.9571 | 1311.7642 | 0 | 0 | 0 | 1391.7013 | 25069.4307 | 19096.0984 | 539.5588 | 25068.3414 | 19095.0091 | 538.4694 | 0 | 0 | 0 | 1.0894 | 35496.6646 | 27050.238 | 882.9063 | 35370.2454 | 26923.8187 | 756.487 | 0 | 0 | 0 | 126.4193 | 2134.5225 | 1925.322 | 1281.0004 | 870.3298 | 661.1293 | 16.8077 | 0 | 0 | 0 | 1264.1927 | 0.0047078 | 0.0035718 | 9.1e-05 | 0 | 0 | 0 | 0.0020238 | 5000000 | no RA
1242-1084 | 67671.0313 | 66654.4413 | 0 | 1016.59 | 98.5% | 0% | 1.502% | 29900.0339 | 65562.59 | 8486.9561 | 10.7386 | 21402.3393 | 18600.5094 | 25.1881 | 46936.8925 | 1242 | 0.005996 | 0.0040462 | 0.0015672 | 11286029.2337 | 18912.1662 | 949.0147 | 47809.8504 | 3154130.4594 | 158274.6281 | 7973624.1462 | 9334930.8851 | 2649667.5092 | 3352.6288 | 6681910.7471 | 1345355.571 | 381685.637 | 516.8651 | 963153.0688 |  | 128 | 1242-1084 | 67671.0313 | 37770.9973 | 2108.4413 | 66654.4413 | 36754.4074 | 1091.8513 | 0 | 0 | 0 | 1016.59 | 18912.1662 | 10425.2102 | 311.6568 | 18911.3705 | 10424.4144 | 310.8611 | 0 | 0 | 0 | 0.79574 | 47809.8504 | 26407.5111 | 872.9579 | 47717.5054 | 26315.1662 | 780.613 | 0 | 0 | 0 | 92.3449 | 949.0147 | 938.2761 | 923.8265 | 25.5654 | 14.8268 | 0.3772 | 0 | 0 | 0 | 923.4493 | 0.0044936 | 0.0025438 | 6.48e-05 | 0 | 0 | 0 | 0.0015024 | 5000000 | no RA
1242-127AE | 588.8006 | 555.6981 | 0 | 33.1026 | 94.38% | 0% | 5.622% | 193.4139 | 555.6981 | 31.8353 | 0 | 161.5786 | 91.2081 | 0 | 464.49 | 1242 | 0.0001786 | 0.0001046 | 4.96e-05 | 3296756.0438 | 91.234 | 30.0697 | 467.497 | 510828.5335 | 168363.2716 | 2617564.2387 | 3779987.6905 | 622174.6046 | 0 | 3157813.0858 | 667390.3113 | 109540.382 | 0 | 557849.9293 |  | 129 | 1242-127AE | 588.8006 | 395.3867 | 33.1026 | 555.6981 | 362.2842 | 0 | 0 | 0 | 0 | 33.1026 | 91.234 | 59.3986 | 0.025911 | 91.2081 | 59.3727 | 0 | 0 | 0 | 0 | 0.025911 | 467.497 | 305.9184 | 3.007 | 464.49 | 302.9114 | 0 | 0 | 0 | 0 | 3.007 | 30.0697 | 30.0697 | 30.0697 | 0 | 0 | 0 | 0 | 0 | 0 | 30.0697 | 0.0001304 | 5.64e-05 | 1.4e-06 | 0 | 0 | 0 | 4.82e-05 | 5000000 | no RA
1243-156F | 572.2911 | 0 | 572.2911 | 0 | 0% | 100% | 0% | 39.2695 | 81.8638 | 0.026688 | 30.9715 | 8.2714 | 0.055636 | 64.5651 | 17.2431 | 1243 | 0.071432 | 0.071432 | 0.071432 | 8011.7356 | 0.38894 | 451.3595 | 120.5426 | 5.4449 | 6318.7657 | 1687.525 | 7461.9852 | 5.0713 | 5885.1838 | 1571.7302 | 6865.6903 | 4.666 | 5414.8927 | 1446.1316 |  | 130 | 1243-156F | 572.2911 | 533.0215 | 490.4272 | 0 | 0 | 0 | 572.2911 | 533.0215 | 490.4272 | 0 | 0.38894 | 0.36225 | 0.3333 | 0 | 0 | 0 | 0.38894 | 0.36225 | 0.3333 | 0 | 120.5426 | 112.2712 | 103.2995 | 0 | 0 | 0 | 120.5426 | 112.2712 | 103.2995 | 0 | 451.3595 | 420.3881 | 386.7944 | 0 | 0 | 0 | 451.3595 | 420.3881 | 386.7944 | 0 | 0 | 0 | 0 | 0.071432 | 0.071432 | 0.071432 | 0 | 5000000 | no RA
1243-158F | 1143.1515 | 0 | 1143.1515 | 0 | 0% | 100% | 0% | 78.4993 | 163.6783 | 0.053349 | 61.9115 | 16.5344 | 0.11124 | 129.0912 | 34.4758 | 1243 | 0.071331 | 0.071331 | 0.071331 | 16026.0575 | 0.7769 | 901.5907 | 240.7839 | 10.8915 | 12639.5712 | 3375.5947 | 14925.5612 | 10.1436 | 11771.6222 | 3143.7954 | 13731.4209 | 9.3321 | 10829.8171 | 2892.2716 |  | 131 | 1243-158F | 1143.1515 | 1064.6522 | 979.4732 | 0 | 0 | 0 | 1143.1515 | 1064.6522 | 979.4732 | 0 | 0.7769 | 0.72355 | 0.66566 | 0 | 0 | 0 | 0.7769 | 0.72355 | 0.66566 | 0 | 240.7839 | 224.2494 | 206.3081 | 0 | 0 | 0 | 240.7839 | 224.2494 | 206.3081 | 0 | 901.5907 | 839.6792 | 772.4995 | 0 | 0 | 0 | 901.5907 | 839.6792 | 772.4995 | 0 | 0 | 0 | 0 | 0.071331 | 0.071331 | 0.071331 | 0 | 5000000 | no RA
1243-319R | 157975.9833 | 150461.9806 | 5993.6645 | 1520.3382 | 95.24% | 3.794% | 0.9624% | 68795.4709 | 154005.2 | 10205.0601 | 2236.6771 | 56353.7337 | 22936.5723 | 4646.2565 | 126422.3711 | 1243 | 0.081051 | 0.046566 | 0.0094596 | 1949093.5745 | 23241.858 | 6453.3618 | 128280.7635 | 286755.9683 | 79621.0019 | 1582716.6043 | 1915133.9891 | 284089.3042 | 62264.8011 | 1568779.8838 | 419762.2887 | 62516.7728 | 12664.0093 | 344581.5066 |  | 132 | 1243-319R | 157975.9833 | 89180.5124 | 3970.7833 | 150461.9806 | 84303.4675 | 1936.8494 | 5993.6645 | 3356.7066 | 513.5957 | 1520.3382 | 23241.858 | 13036.7979 | 305.2856 | 23203.4117 | 13014.7427 | 300.9031 | 37.2563 | 20.8651 | 3.1925 | 1.19 | 128280.7635 | 71927.0297 | 1858.3924 | 127140.3365 | 71227.5821 | 1634.3992 | 1002.3226 | 561.3432 | 85.8888 | 138.1044 | 6453.3618 | 4216.6847 | 1807.1053 | 118.2324 | 61.1427 | 1.5471 | 4954.0856 | 2774.4983 | 424.5144 | 1381.0438 | 0.0075476 | 0.0039476 | 9.98e-05 | 0.071271 | 0.040386 | 0.007127 | 0.0022328 | 5000000 | no RA
1243-38R | 20646.6834 | 19836.3036 | 571.1281 | 239.2516 | 96.08% | 2.766% | 1.159% | 11538.5532 | 20305.906 | 1798.0513 | 199.0169 | 9541.485 | 3148.6674 | 413.5883 | 16743.6503 | 1243 | 0.072591 | 0.041182 | 0.0074792 | 284426.4051 | 3156.5217 | 669.5343 | 16820.6274 | 43483.8899 | 9223.4301 | 231719.0851 | 221168.8232 | 34464.7097 | 3814.719 | 182889.3945 | 45563.3448 | 7065.1277 | 928.0289 | 37570.1881 |  | 133 | 1243-38R | 20646.6834 | 9108.1302 | 340.7774 | 19836.3036 | 8548.8341 | 52.5902 | 571.1281 | 320.0446 | 48.9356 | 239.2516 | 3156.5217 | 1358.4704 | 7.8542 | 3155.9462 | 1358.0656 | 7.6337 | 0.38815 | 0.21751 | 0.033257 | 0.18727 | 16820.6274 | 7279.1425 | 76.9772 | 16678.5966 | 7189.9978 | 44.9367 | 120.2977 | 67.4115 | 10.3074 | 21.7331 | 669.5343 | 470.5174 | 255.946 | 1.7608 | 0.77065 | 0.019853 | 450.4423 | 252.4155 | 38.5949 | 217.3312 | 0.0009756 | 0.000427 | 1.1e-05 | 0.071274 | 0.040414 | 0.0071274 | 0.0003408 | 5000000 | no RA
1243-45R | 254508.5565 | 236975.429 | 15254.6802 | 2278.4473 | 93.11% | 5.994% | 0.8952% | 83134.3448 | 245873.7801 | 12120.0429 | 5479.7345 | 65534.5674 | 36647.902 | 11612.5016 | 197613.3766 | 1243 | 0.087615 | 0.052684 | 0.010684 | 2904838.1507 | 37454.6142 | 14733.2506 | 202320.6916 | 427488.9374 | 168158.2305 | 2309190.9827 | 3252857.816 | 474229.7108 | 214409.5463 | 2564218.5589 | 808212.093 | 120465.3767 | 38171.4723 | 649575.244 |  | 134 | 1243-45R | 254508.5565 | 171374.2117 | 8634.7764 | 236975.429 | 160552.6437 | 5049.2191 | 15254.6802 | 8543.1207 | 1307.11 | 2278.4473 | 37454.6142 | 25334.5713 | 806.7123 | 37358.1813 | 25279.7811 | 796.8187 | 94.6495 | 53.0068 | 8.1101 | 1.7835 | 202320.6916 | 136786.1243 | 4707.315 | 199108.1353 | 134895.9277 | 4242.8094 | 3005.5869 | 1683.2271 | 257.5362 | 206.9694 | 14733.2506 | 9253.5161 | 3120.7491 | 509.1124 | 376.935 | 9.5911 | 12154.4438 | 6806.8868 | 1041.4636 | 2069.6944 | 0.013051 | 0.0089902 | 0.000229 | 0.071233 | 0.040363 | 0.0071234 | 0.0033314 | 5000000 | no RA
1250-27R | 986611.8377 | 549763.3893 | 433878.3013 | 2970.1472 | 55.72% | 43.98% | 0.301% | 328072.5139 | 934231.8089 | 29652.0491 | 178148.2257 | 120272.2391 | 115902.6642 | 376743.1108 | 441586.0338 | 1250 | 0.097369 | 0.058598 | 0.012204 | 10132668.3509 | 118511.8768 | 413999.1179 | 454100.843 | 1217136.7681 | 4251840.084 | 4663691.4988 | 11238294.3359 | 1015746.3409 | 6102559.9846 | 4119988.0104 | 4291967.4233 | 532470.0513 | 1730800.7961 | 2028696.5759 |  | 135 | 1250-27R | 986611.8377 | 658539.3238 | 52380.0288 | 549763.3893 | 412682.558 | 11850.0346 | 433878.3013 | 242886.6186 | 37559.8471 | 2970.1472 | 118511.8768 | 88859.8277 | 2609.2126 | 117886.396 | 88508.6579 | 2552.9425 | 623.1559 | 348.8449 | 53.9452 | 2.3249 | 454100.843 | 333828.6039 | 12514.8092 | 416380.2784 | 312593.7316 | 9002.9807 | 37450.7626 | 20965.0703 | 3242.0264 | 269.802 | 413999.1179 | 235850.8922 | 37256.0071 | 15496.7149 | 11580.1686 | 294.1113 | 395804.3828 | 221572.7034 | 34263.8755 | 2698.0203 | 0.016583 | 0.010993 | 0.000279 | 0.076513 | 0.043331 | 0.0076512 | 0.004274 | 5000000 | no RA
1250-671R | 929077.5937 | 565176.1786 | 362372.7031 | 1528.712 | 60.83% | 39% | 0.1645% | 396860.2162 | 889441.4068 | 43916.2097 | 148525.2342 | 204418.7723 | 103376.4409 | 308291.2912 | 477773.6747 | 1250 | 0.09205 | 0.053556 | 0.010101 | 10093184.0705 | 104655.0422 | 338439.0126 | 485983.5388 | 1136936.9064 | 3676686.7207 | 5279560.4433 | 9937512.1836 | 1099676.5396 | 3719121.4031 | 5118714.2409 | 3923831.046 | 456052.1751 | 1360047.9248 | 2107730.9461 |  | 136 | 1250-671R | 929077.5937 | 532217.3775 | 39636.1869 | 565176.1786 | 327725.2939 | 6711.7289 | 362372.7031 | 202963.3715 | 31395.746 | 1528.712 | 104655.0422 | 60738.8325 | 1278.6014 | 104158.6043 | 60460.2534 | 1234.4974 | 495.2413 | 277.3825 | 42.9074 | 1.1966 | 485983.5388 | 281564.7665 | 8209.8641 | 455000.7887 | 264150.3759 | 5398.704 | 30843.8851 | 17275.5256 | 2672.295 | 138.865 | 338439.0126 | 189913.7785 | 30147.7215 | 6016.7856 | 3114.6646 | 78.5276 | 331033.5767 | 185410.4635 | 28680.5435 | 1388.6504 | 0.01265 | 0.0076202 | 0.000193 | 0.077213 | 0.043749 | 0.0077214 | 0.002187 | 5000000 | no RA
1250-677R | 1140812.5734 | 1056055.4173 | 78539.6276 | 6217.5285 | 92.57% | 6.885% | 0.545% | 481876.2225 | 1111097.9989 | 77254.9958 | 31549.3991 | 373071.8276 | 179399.009 | 66094.3291 | 865604.6608 | 1250 | 0.11659 | 0.069887 | 0.017199 | 9785226.3699 | 182297.9597 | 77864.207 | 880650.4067 | 1563645.8121 | 667873.8549 | 7553706.7028 | 9428542.9253 | 1511595.7376 | 617305.5439 | 7299641.6438 | 1727671.8975 | 278951.6556 | 102771.5962 | 1345948.6456 |  | 137 | 1250-677R | 1140812.5734 | 658936.3508 | 29714.5745 | 1056055.4173 | 608731.3344 | 16686.2332 | 78539.6276 | 43987.488 | 6810.8128 | 6217.5285 | 182297.9597 | 105042.9639 | 2898.9507 | 182113.2966 | 104937.399 | 2878.4923 | 179.7964 | 100.6981 | 15.5916 | 4.8668 | 880650.4067 | 507578.579 | 15045.7459 | 871926.6634 | 502444.2261 | 13773.4288 | 8158.9559 | 4569.5655 | 707.5297 | 564.7874 | 77864.207 | 46314.8079 | 11769.8779 | 2015.4573 | 1349.7092 | 34.3121 | 70200.8753 | 39317.2244 | 6087.6915 | 5647.8743 | 0.029543 | 0.016689 | 0.0004254 | 0.078076 | 0.044233 | 0.0078076 | 0.0089662 | 5000000 | no RA
1250-8R | 384742.7679 | 318258.8904 | 63828.0015 | 2655.876 | 82.72% | 16.59% | 0.6903% | 159705.6051 | 369643.4341 | 21779.4865 | 25918.0961 | 112008.0225 | 51498.5771 | 54286.2475 | 263858.6095 | 1250 | 0.092289 | 0.05323 | 0.011785 | 4168908.9218 | 52656.4324 | 61717.6481 | 270368.6874 | 570562.6957 | 668746.1737 | 2929600.0524 | 4227621.9671 | 576532.2737 | 686086.8297 | 2965002.8637 | 1281211.5078 | 178497.8808 | 188160.1527 | 914553.4744 |  | 138 | 1250-8R | 384742.7679 | 225037.1628 | 15099.3339 | 318258.8904 | 186631.7827 | 6908.3462 | 63828.0015 | 35749.5042 | 5535.1117 | 2655.876 | 52656.4324 | 30876.9459 | 1157.8553 | 52525.3658 | 30802.6221 | 1144.5907 | 128.9877 | 72.2449 | 11.1857 | 2.0789 | 270368.6874 | 158360.6649 | 6510.0779 | 263963.784 | 154667.2048 | 5734.3171 | 6163.6491 | 3452.2058 | 534.5066 | 241.2543 | 61717.6481 | 35799.5521 | 7431.4007 | 1769.7407 | 1161.9559 | 29.4385 | 57535.3647 | 32225.0534 | 4989.4194 | 2412.5428 | 0.010354 | 0.0051374 | 0.0001304 | 0.078089 | 0.044247 | 0.0078088 | 0.003846 | 5000000 | no RA
1297-34F | 94918.0156 | 3474.0653 | 89747.9768 | 1695.9735 | 3.66% | 94.55% | 1.787% | 42150.5506 | 87187.6077 | 46.3861 | 38322.5991 | 3781.5654 | 96.6862 | 79208.7134 | 7882.2081 | 1297 | 0.012533 | 0.0076528 | 0.0031112 | 7573568.2048 | 104.9362 | 86212.4732 | 8600.6063 | 8372.9216 | 6878947.4944 | 686247.7889 | 6895184.1091 | 7588.0627 | 6268989.8989 | 618606.1476 | 2484702.9913 | 2755.3977 | 2257317.6659 | 224629.9276 |  | 139 | 1297-34F | 94918.0156 | 52767.465 | 7730.4079 | 3474.0653 | 1504.1734 | 38.0997 | 89747.9768 | 49567.3181 | 5996.3348 | 1695.9735 | 104.9362 | 58.55 | 8.2499 | 0 | 0 | 0 | 103.6086 | 57.2225 | 6.9224 | 1.3275 | 8600.6063 | 4819.0409 | 718.3982 | 0 | 0 | 0 | 8446.5476 | 4664.9821 | 564.3395 | 154.0587 | 86212.4732 | 47889.8741 | 7003.7598 | 3474.0653 | 1504.1734 | 38.0997 | 81197.8206 | 44845.1134 | 5425.0729 | 1540.5873 | 0.0038892 | 0.001684 | 4.26e-05 | 0.0061944 | 0.0035196 | 0.0006194 | 0.0024492 | 5000000 | no RA
1297-35F | 49251.9308 | 1775.9932 | 46031.6214 | 1444.3162 | 3.606% | 93.46% | 2.933% | 21282.6742 | 44703.2385 | 23.3885 | 19434.5214 | 1824.7643 | 48.7035 | 40854.7061 | 3799.829 | 1297 | 0.011686 | 0.0076184 | 0.002773 | 4214681.992 | 53.321 | 44995.5287 | 4203.081 | 4562.8914 | 3850444.8767 | 359674.2239 | 3671276.9949 | 4034.5389 | 3352469.2721 | 314773.1839 | 1640350.6271 | 1787.1374 | 1499131.7161 | 139431.7737 |  | 140 | 1297-35F | 49251.9308 | 27969.2567 | 4548.6923 | 1775.9932 | 1121.8272 | 28.88 | 46031.6214 | 25403.1133 | 3075.4961 | 1444.3162 | 53.321 | 29.9325 | 4.6175 | 0 | 0 | 0 | 52.1905 | 28.802 | 3.487 | 1.1305 | 4203.081 | 2378.3168 | 403.2521 | 0 | 0 | 0 | 4071.8824 | 2247.1181 | 272.0534 | 131.1987 | 44995.5287 | 25561.0074 | 4140.8227 | 1775.9932 | 1121.8272 | 28.88 | 41907.5486 | 23127.1932 | 2799.9557 | 1311.9869 | 0.0033756 | 0.0019922 | 5.12e-05 | 0.0062094 | 0.0035254 | 0.000621 | 0.0021008 | 5000000 | no RA
1297-36F | 27070.7433 | 0 | 27070.7433 | 0 | 0% | 100% | 0% | 4325.8137 | 8992.8027 | 6.9717 | 3887.9918 | 430.8502 | 14.4932 | 8082.6282 | 895.6813 | 1297 | 0.0062154 | 0.0062154 | 0.0062154 | 4355430.5952 | 43.6283 | 24330.8745 | 2696.2405 | 7019.3952 | 3914611.2 | 433800 | 3659447.4457 | 5897.7195 | 3289069.5062 | 364480.2201 | 2908572.351 | 4687.5776 | 2614191.5598 | 289693.2136 |  | 141 | 1297-36F | 27070.7433 | 22744.9297 | 18077.9406 | 0 | 0 | 0 | 27070.7433 | 22744.9297 | 18077.9406 | 0 | 43.6283 | 36.6567 | 29.1352 | 0 | 0 | 0 | 43.6283 | 36.6567 | 29.1352 | 0 | 2696.2405 | 2265.3904 | 1800.5592 | 0 | 0 | 0 | 2696.2405 | 2265.3904 | 1800.5592 | 0 | 24330.8745 | 20442.8826 | 16248.2462 | 0 | 0 | 0 | 24330.8745 | 20442.8826 | 16248.2462 | 0 | 0 | 0 | 0 | 0.0062154 | 0.0062154 | 0.0062154 | 0 | 5000000 | no RA
130-13F | 5914.5869 | 2859.9364 | 0 | 3054.6506 | 48.35% | 0% | 51.65% | 1607.9164 | 2827.5929 | 4.1673 | 1582.4342 | 21.3149 | 7.471 | 2781.9364 | 38.1855 | 130 | 0.013826 | 0.0086306 | 0.0045448 | 427787.2811 | 10.0483 | 5587.9322 | 316.6065 | 726.7692 | 404161.1577 | 22899.3542 | 499000.1383 | 1293.2727 | 491092.0164 | 6614.8491 | 679236.5026 | 1794.6537 | 668269.0288 | 9172.8202 |  | 142 | 130-13F | 5914.5869 | 4306.6706 | 3086.9941 | 2859.9364 | 1252.02 | 32.3435 | 0 | 0 | 0 | 3054.6506 | 10.0483 | 5.881 | 2.5773 | 7.6573 | 3.49 | 0.18631 | 0 | 0 | 0 | 2.391 | 316.6065 | 295.2916 | 278.4209 | 39.1283 | 17.8135 | 0.94281 | 0 | 0 | 0 | 277.4781 | 5587.9322 | 4005.498 | 2805.9958 | 2813.1508 | 1230.7166 | 31.2144 | 0 | 0 | 0 | 2774.7814 | 0.0093878 | 0.0041924 | 0.0001066 | 0 | 0 | 0 | 0.0044382 | 5000000 | no RA
130-14F | 983.4226 | 399.6978 | 0 | 583.7247 | 40.64% | 0% | 59.36% | 233.5195 | 395.75 | 5.0921 | 202.1492 | 26.2783 | 6.992 | 352.4782 | 36.2799 | 130 | 0.002514 | 0.0015698 | 0.0008672 | 391178.4319 | 7.4489 | 886.6695 | 89.3042 | 2962.9651 | 352692.7055 | 35522.7613 | 477706.1018 | 10416.715 | 413532.3454 | 53757.0414 | 677666.6971 | 11972.7941 | 603569.68 | 62124.223 |  | 143 | 130-14F | 983.4226 | 749.903 | 587.6726 | 399.6978 | 166.1783 | 3.9478 | 0 | 0 | 0 | 583.7247 | 7.4489 | 2.3568 | 0.45691 | 6.992 | 1.8999 | 0 | 0 | 0 | 0 | 0.45691 | 89.3042 | 63.0259 | 53.0243 | 36.2799 | 10.0015 | 0 | 0 | 0 | 0 | 53.0243 | 886.6695 | 684.5203 | 534.1913 | 356.426 | 154.2768 | 3.9478 | 0 | 0 | 0 | 530.2435 | 0.0016652 | 0.000721 | 1.84e-05 | 0 | 0 | 0 | 0.0008488 | 5000000 | no RA
130-692R | 37870.5127 | 30145.9564 | 0 | 7724.5563 | 79.6% | 0% | 20.4% | 14849.5984 | 29765.1819 | 84.2457 | 14427.2514 | 338.1013 | 160.0559 | 28962.3612 | 642.7648 | 130 | 0.029616 | 0.019966 | 0.011318 | 1278718.0148 | 166.6107 | 36357.3954 | 1346.5066 | 5625.699 | 1227626.8039 | 45465.5119 | 1152994.2786 | 6541.2401 | 1120201.2274 | 26251.8112 | 716132.4972 | 3850.8493 | 696817.1117 | 15464.5363 |  | 144 | 130-692R | 37870.5127 | 23020.9144 | 8105.3308 | 30145.9564 | 15296.3581 | 380.7745 | 0 | 0 | 0 | 7724.5563 | 166.6107 | 82.365 | 6.5548 | 160.5643 | 76.3186 | 0.50839 | 0 | 0 | 0 | 6.0464 | 1346.5066 | 1008.4053 | 703.7418 | 644.8239 | 306.7226 | 2.0591 | 0 | 0 | 0 | 701.6827 | 36357.3954 | 21930.144 | 7395.0342 | 29340.5683 | 14913.3169 | 378.207 | 0 | 0 | 0 | 7016.8272 | 0.018522 | 0.0088726 | 0.0002246 | 0 | 0 | 0 | 0.011094 | 5000000 | no RA
137-34AE | 3109.2954 | 776.4982 | 0 | 2332.7972 | 24.97% | 0% | 75.03% | 440.3503 | 768.0702 | 0 | 440.3503 | 0 | 0 | 768.0702 | 0 | 137 | 0.0099752 | 0.0062042 | 0.0033974 | 311702.5664 | 1.826 | 2895.563 | 211.9065 | 183.0542 | 290276.1814 | 21243.3308 | 430183.6137 | 0 | 430183.6137 | 0 | 689122.641 | 0 | 689122.641 | 0 |  | 145 | 137-34AE | 3109.2954 | 2668.9452 | 2341.2253 | 776.4982 | 336.148 | 8.4281 | 0 | 0 | 0 | 2332.7972 | 1.826 | 1.826 | 1.826 | 0 | 0 | 0 | 0 | 0 | 0 | 1.826 | 211.9065 | 211.9065 | 211.9065 | 0 | 0 | 0 | 0 | 0 | 0 | 211.9065 | 2895.563 | 2455.2127 | 2127.4928 | 776.4982 | 336.148 | 8.4281 | 0 | 0 | 0 | 2119.0647 | 0.0066508 | 0.0028798 | 7.3e-05 | 0 | 0 | 0 | 0.0033244 | 5000000 | no RA
137-767F | 5866.4747 | 3958.7827 | 0 | 1907.692 | 67.48% | 0% | 32.52% | 1983.0282 | 3902.5515 | 191.0881 | 827.9581 | 963.982 | 383.703 | 1583.6456 | 1935.2029 | 137 | 0.0070892 | 0.0046678 | 0.0027978 | 827522.8026 | 391.3398 | 3335.648 | 2139.4869 | 55202.2567 | 470525.3006 | 301795.2452 | 831965.0389 | 80169.6017 | 347363.7985 | 404431.6387 | 701952.6683 | 69016.7336 | 284850.629 | 348085.3057 |  | 146 | 137-767F | 5866.4747 | 3883.4464 | 1963.9232 | 3958.7827 | 1975.7544 | 56.2312 | 0 | 0 | 0 | 1907.692 | 391.3398 | 200.2518 | 7.6368 | 389.8466 | 198.7585 | 6.1436 | 0 | 0 | 0 | 1.4933 | 2139.4869 | 1175.5048 | 204.284 | 1966.1961 | 1002.214 | 30.9932 | 0 | 0 | 0 | 173.2908 | 3335.648 | 2507.6898 | 1752.0024 | 1602.74 | 774.7819 | 19.0944 | 0 | 0 | 0 | 1732.908 | 0.00434 | 0.0019186 | 4.86e-05 | 0 | 0 | 0 | 0.0027492 | 5000000 | no RA
138-358R | 37893.8728 | 32751.8345 | 0 | 5142.0383 | 86.43% | 0% | 13.57% | 16787.1031 | 32341.1999 | 51.6704 | 16553.0343 | 182.3984 | 106.9483 | 31856.7161 | 377.5355 | 138 | 0.022652 | 0.014503 | 0.007577 | 1672856.1837 | 113.0379 | 36928.922 | 851.9129 | 4990.1528 | 1630257.6358 | 37608.3951 | 1455318.1182 | 4479.4438 | 1435026.0815 | 15812.5929 | 732832.6497 | 2423.3849 | 721854.5316 | 8554.7331 |  | 147 | 138-358R | 37893.8728 | 21106.7697 | 5552.673 | 32751.8345 | 15964.7314 | 410.6347 | 0 | 0 | 0 | 5142.0383 | 113.0379 | 61.3675 | 6.0897 | 109.013 | 57.3426 | 2.0647 | 0 | 0 | 0 | 4.0249 | 851.9129 | 669.5145 | 474.3774 | 384.8208 | 202.4224 | 7.2853 | 0 | 0 | 0 | 467.0921 | 36928.922 | 20375.8877 | 5072.2059 | 32258.0008 | 15704.9664 | 401.2846 | 0 | 0 | 0 | 4670.9213 | 0.015257 | 0.0071078 | 0.0001816 | 0 | 0 | 0 | 0.0073954 | 5000000 | no RA
138-360F | 1364.0553 | 554.5515 | 0 | 809.5038 | 40.65% | 0% | 59.35% | 290.7251 | 547.6052 | 0 | 290.7251 | 0 | 0 | 547.6052 | 0 | 138 | 0.0024168 | 0.0018198 | 0.0011904 | 564405.5349 | 0.63364 | 1289.888 | 73.5336 | 262.1818 | 533717.3147 | 30426.0384 | 589806.6665 | 0 | 589806.6665 | 0 | 685861.9791 | 0 | 685861.9791 | 0 |  | 148 | 138-360F | 1364.0553 | 1073.3302 | 816.4501 | 554.5515 | 263.8264 | 6.9463 | 0 | 0 | 0 | 809.5038 | 0.63364 | 0.63364 | 0.63364 | 0 | 0 | 0 | 0 | 0 | 0 | 0.63364 | 73.5336 | 73.5336 | 73.5336 | 0 | 0 | 0 | 0 | 0 | 0 | 73.5336 | 1289.888 | 999.1629 | 742.2828 | 554.5515 | 263.8264 | 6.9463 | 0 | 0 | 0 | 735.3365 | 0.0012432 | 0.0006462 | 1.68e-05 | 0 | 0 | 0 | 0.0011736 | 5000000 | no RA
138-366 | 158.9544 | 11.8056 | 0 | 147.1488 | 7.427% | 0% | 92.57% | 6.6727 | 11.6345 | 0 | 6.6727 | 0 | 0 | 11.6345 | 0 | 138 | 0.000406 | 0.0002928 | 0.0002088 | 391513.2898 | 0.11518 | 145.4725 | 13.3667 | 283.6973 | 358306.6958 | 32922.8967 | 520087.736 | 0 | 520087.736 | 0 | 705555.2345 | 0 | 705555.2345 | 0 |  | 149 | 138-366 | 158.9544 | 152.2817 | 147.3199 | 11.8056 | 5.1329 | 0.1711 | 0 | 0 | 0 | 147.1488 | 0.11518 | 0.11518 | 0.11518 | 0 | 0 | 0 | 0 | 0 | 0 | 0.11518 | 13.3667 | 13.3667 | 13.3667 | 0 | 0 | 0 | 0 | 0 | 0 | 13.3667 | 145.4725 | 138.7998 | 133.8381 | 11.8056 | 5.1329 | 0.1711 | 0 | 0 | 0 | 133.667 | 0.0001996 | 8.64e-05 | 2.4e-06 | 0 | 0 | 0 | 0.0002064 | 5000000 | no RA
139-243AE | 275.4673 | 36.3032 | 0 | 239.1641 | 13.18% | 0% | 86.82% | 20.5545 | 35.9101 | 0 | 20.5545 | 0 | 0 | 35.9101 | 0 | 139 | 0.000781 | 0.0005326 | 0.0003472 | 352711.0351 | 0.18721 | 253.5549 | 21.7252 | 239.7008 | 324654.2093 | 27817.125 | 478619.6248 | 0 | 478619.6248 | 0 | 689968.9309 | 0 | 689968.9309 | 0 |  | 150 | 139-243AE | 275.4673 | 254.9128 | 239.5572 | 36.3032 | 15.7487 | 0.39309 | 0 | 0 | 0 | 239.1641 | 0.18721 | 0.18721 | 0.18721 | 0 | 0 | 0 | 0 | 0 | 0 | 0.18721 | 21.7252 | 21.7252 | 21.7252 | 0 | 0 | 0 | 0 | 0 | 0 | 21.7252 | 253.5549 | 233.0004 | 217.6448 | 36.3032 | 15.7487 | 0.39309 | 0 | 0 | 0 | 217.2517 | 0.0004384 | 0.00019 | 4.6e-06 | 0 | 0 | 0 | 0.0003426 | 5000000 | no RA
139-245AE | 4662.7876 | 1998.6485 | 0 | 2664.1391 | 42.86% | 0% | 57.14% | 1155.7589 | 1983.0496 | 69.4523 | 802.3127 | 283.994 | 114.4789 | 1400.5638 | 468.0069 | 139 | 0.010451 | 0.0067798 | 0.0039548 | 446148.5397 | 116.5643 | 3836.2115 | 710.0118 | 11153.1935 | 367059.4324 | 67935.9138 | 517276.1328 | 31084.3385 | 359086.3002 | 127105.494 | 677591.2826 | 39116.4703 | 478560.8005 | 159914.0118 |  | 151 | 139-245AE | 4662.7876 | 3507.0287 | 2679.738 | 1998.6485 | 842.8896 | 15.5989 | 0 | 0 | 0 | 2664.1391 | 116.5643 | 47.112 | 2.0854 | 114.4789 | 45.0266 | 0 | 0 | 0 | 0 | 2.0854 | 710.0118 | 426.0178 | 242.0049 | 468.0069 | 184.013 | 0 | 0 | 0 | 0 | 242.0049 | 3836.2115 | 3033.8989 | 2435.6478 | 1416.1627 | 613.85 | 15.5989 | 0 | 0 | 0 | 2420.0489 | 0.00657 | 0.0028986 | 7.36e-05 | 0 | 0 | 0 | 0.0038812 | 5000000 | no RA
139-426F | 7318.9735 | 6241.1395 | 0 | 1077.8339 | 85.27% | 0% | 14.73% | 3538.841 | 6173.1448 | 0 | 3538.841 | 0 | 0 | 6173.1448 | 0 | 139 | 0.0044324 | 0.0028338 | 0.0016174 | 1651243.9022 | 0.84368 | 7220.2216 | 97.9082 | 190.3432 | 1628964.3511 | 22089.208 | 1333944.6895 | 0 | 1333944.6895 | 0 | 708438.6633 | 0 | 708438.6633 | 0 |  | 152 | 139-426F | 7318.9735 | 3780.1325 | 1145.8287 | 6241.1395 | 2702.2985 | 67.9948 | 0 | 0 | 0 | 1077.8339 | 0.84368 | 0.84368 | 0.84368 | 0 | 0 | 0 | 0 | 0 | 0 | 0.84368 | 97.9082 | 97.9082 | 97.9082 | 0 | 0 | 0 | 0 | 0 | 0 | 97.9082 | 7220.2216 | 3681.3806 | 1047.0768 | 6241.1395 | 2702.2985 | 67.9948 | 0 | 0 | 0 | 979.0821 | 0.0028464 | 0.0012478 | 3.14e-05 | 0 | 0 | 0 | 0.001586 | 5000000 | no RA
139-48 | 21577.6982 | 17073.5458 | 0 | 4504.1525 | 79.13% | 0% | 20.87% | 9682.0257 | 16885.8579 | 6.7021 | 9641.377 | 33.9466 | 11.8917 | 16813.7496 | 60.2165 | 139 | 0.020647 | 0.012699 | 0.0067858 | 1045056.4349 | 15.4989 | 21092.4184 | 469.7809 | 750.6478 | 1021553.2432 | 22752.5439 | 936711.3844 | 648.4127 | 932778.7241 | 3284.2476 | 691420.3728 | 486.9271 | 688467.7771 | 2465.6686 |  | 153 | 139-48 | 21577.6982 | 11895.6726 | 4691.8404 | 17073.5458 | 7391.5201 | 187.6879 | 0 | 0 | 0 | 4504.1525 | 15.4989 | 8.7968 | 3.6072 | 11.9733 | 5.2712 | 0.081562 | 0 | 0 | 0 | 3.5256 | 469.7809 | 435.8343 | 409.5644 | 60.633 | 26.6864 | 0.41646 | 0 | 0 | 0 | 409.1479 | 21092.4184 | 11451.0415 | 4278.6688 | 17000.9395 | 7359.5625 | 187.1899 | 0 | 0 | 0 | 4091.4789 | 0.014016 | 0.0060676 | 0.000154 | 0 | 0 | 0 | 0.0066318 | 5000000 | no RA
140-481R | 69962.6303 | 11763.3308 | 54156.7489 | 4042.5506 | 16.81% | 77.41% | 5.778% | 31069.5074 | 62148.0972 | 445.7483 | 26806.1172 | 3817.6419 | 696.3934 | 54300.5964 | 7151.1075 | 140 | 0.022011 | 0.013828 | 0.006639 | 3178559.1777 | 715.6898 | 61330.3832 | 7916.5574 | 32515.3902 | 2786376.8314 | 359666.9561 | 2812716.8075 | 40353.5135 | 2426752.875 | 345610.4189 | 1177064.7886 | 13189.4645 | 1028435.6696 | 135439.6546 |  | 154 | 140-481R | 69962.6303 | 38893.1229 | 7814.5331 | 11763.3308 | 5050.0703 | 154.5333 | 54156.7489 | 29800.502 | 3617.4492 | 4042.5506 | 715.6898 | 269.9414 | 19.2964 | 644.9461 | 229.5906 | 11.618 | 67.5793 | 37.1865 | 4.514 | 3.1643 | 7916.5574 | 4098.9156 | 765.45 | 2174.4211 | 774.0747 | 39.2104 | 5374.9194 | 2957.6239 | 359.0226 | 367.2169 | 61330.3832 | 34524.2659 | 7029.7868 | 8943.9636 | 4046.4049 | 103.7049 | 48714.2502 | 26805.6917 | 3253.9125 | 3672.1694 | 0.0099122 | 0.004414 | 0.0001114 | 0.00619 | 0.003505 | 0.000619 | 0.0059086 | 5000000 | no RA
140-496 | 72524.1842 | 5769.7142 | 64577.1251 | 2177.3449 | 7.956% | 89.04% | 3.002% | 31881.9057 | 65949.4253 | 177.4395 | 28459.9834 | 3244.4828 | 319.9519 | 59133.137 | 6496.3364 | 140 | 0.01454 | 0.0091382 | 0.0038282 | 4987976.7394 | 331.349 | 65100.1666 | 7092.6687 | 22789.1001 | 4477377.0317 | 487810.6076 | 4447514.6648 | 24752.7468 | 3970157.7094 | 452604.2086 | 1717454.3942 | 8332.1859 | 1539944.6694 | 169177.5389 |  | 155 | 140-496 | 72524.1842 | 40642.2785 | 6574.7589 | 5769.7142 | 2882.7743 | 80.6791 | 64577.1251 | 35582.1593 | 4316.7349 | 2177.3449 | 331.349 | 153.9095 | 11.397 | 243.3196 | 104.6398 | 3.9222 | 86.325 | 47.5653 | 5.7705 | 1.7043 | 7092.6687 | 3848.1859 | 596.3323 | 1230.2126 | 529.1526 | 19.8851 | 5664.6706 | 3121.2478 | 378.6617 | 197.7855 | 65100.1666 | 36640.1831 | 5967.0296 | 4296.182 | 2248.9819 | 56.8718 | 58826.1295 | 32413.3462 | 3932.3028 | 1977.8551 | 0.0052262 | 0.0024944 | 6.26e-05 | 0.0061644 | 0.0034946 | 0.0006164 | 0.0031492 | 5000000 | no RA
1406-19F | 10800.737 | 8428.5677 | 0 | 2372.1693 | 78.04% | 0% | 21.96% | 3297.8319 | 8288.9109 | 198.8009 | 2093.7849 | 1005.2461 | 495.9106 | 5279.5872 | 2513.4131 | 1406 | 0.013569 | 0.008046 | 0.0035716 | 795962.7569 | 507.1075 | 7517.2213 | 2776.4082 | 37371.4018 | 553983.3244 | 204608.0308 | 932501.2533 | 56213.3244 | 592042.6231 | 284245.3058 | 703277.5502 | 42075.8261 | 447949.6995 | 213252.0246 |  | 156 | 1406-19F | 10800.737 | 7502.9051 | 2511.8261 | 8428.5677 | 5130.7358 | 139.6568 | 0 | 0 | 0 | 2372.1693 | 507.1075 | 308.3066 | 11.1969 | 505.2507 | 306.4498 | 9.3401 | 0 | 0 | 0 | 1.8568 | 2776.4082 | 1771.1621 | 262.9951 | 2560.9253 | 1555.6792 | 47.5121 | 0 | 0 | 0 | 215.483 | 7517.2213 | 5423.4364 | 2237.6341 | 5362.3918 | 3268.6069 | 82.8046 | 0 | 0 | 0 | 2154.8295 | 0.010114 | 0.0045906 | 0.0001162 | 0 | 0 | 0 | 0.0034554 | 5000000 | no RA
1406-436 | 797.4644 | 410.3116 | 0 | 387.1529 | 51.45% | 0% | 48.55% | 224.2585 | 405.9923 | 2.0471 | 211.7857 | 10.4257 | 3.39 | 385.2645 | 17.3378 | 1406 | 0.0015042 | 0.0010024 | 0.000563 | 530158.5141 | 3.6931 | 741.2654 | 52.5059 | 2455.182 | 492797.119 | 34906.2132 | 571833.5816 | 5219.7651 | 540029.4736 | 26584.3429 | 695332.3578 | 5806.032 | 659832.4006 | 29693.9251 |  | 157 | 1406-436 | 797.4644 | 573.206 | 391.4721 | 410.3116 | 186.0531 | 4.3192 | 0 | 0 | 0 | 387.1529 | 3.6931 | 1.646 | 0.30304 | 3.39 | 1.343 | 0 | 0 | 0 | 0 | 0.30304 | 52.5059 | 42.0802 | 35.1682 | 17.3378 | 6.9121 | 0 | 0 | 0 | 0 | 35.1682 | 741.2654 | 529.4797 | 356.0009 | 389.5838 | 177.7981 | 4.3192 | 0 | 0 | 0 | 351.6817 | 0.0009526 | 0.0004508 | 1.14e-05 | 0 | 0 | 0 | 0.0005516 | 5000000 | no RA
141-194F | 22484.5866 | 0 | 22484.5866 | 0 | 0% | 100% | 0% | 3592.969 | 7468.2099 | 4.2342 | 3267.8086 | 320.9263 | 8.801 | 6792.3437 | 667.0652 | 141 | 0.0061866 | 0.0061866 | 0.0061866 | 3634401.2208 | 26.4973 | 20449.7519 | 2008.3374 | 4283.0208 | 3305491.2 | 324627 | 3053634.8795 | 3598.607 | 2777283.6869 | 272752.5856 | 2427242.2123 | 2860.4241 | 2207578.9891 | 216802.7991 |  | 158 | 141-194F | 22484.5866 | 18891.6175 | 15016.3767 | 0 | 0 | 0 | 22484.5866 | 18891.6175 | 15016.3767 | 0 | 26.4973 | 22.2631 | 17.6963 | 0 | 0 | 0 | 26.4973 | 22.2631 | 17.6963 | 0 | 2008.3374 | 1687.4111 | 1341.2722 | 0 | 0 | 0 | 2008.3374 | 1687.4111 | 1341.2722 | 0 | 20449.7519 | 17181.9433 | 13657.4082 | 0 | 0 | 0 | 20449.7519 | 17181.9433 | 13657.4082 | 0 | 0 | 0 | 0 | 0.0061866 | 0.0061866 | 0.0061866 | 0 | 5000000 | no RA
141-195F | 1783.9153 | 0 | 1783.9153 | 0 | 0% | 100% | 0% | 285.1433 | 592.5418 | 0.38731 | 224.7366 | 60.0194 | 0.80485 | 467.0137 | 124.7233 | 141 | 0.0061828 | 0.0061828 | 0.0061828 | 288528.7104 | 2.4231 | 1405.9984 | 375.4938 | 391.9104 | 227404.8 | 60732 | 242409.912 | 329.2669 | 191056.1257 | 51024.5194 | 192691.5824 | 261.7342 | 151870.4697 | 40559.3785 |  | 159 | 141-195F | 1783.9153 | 1498.772 | 1191.3735 | 0 | 0 | 0 | 1783.9153 | 1498.772 | 1191.3735 | 0 | 2.4231 | 2.0358 | 1.6183 | 0 | 0 | 0 | 2.4231 | 2.0358 | 1.6183 | 0 | 375.4938 | 315.4744 | 250.7705 | 0 | 0 | 0 | 375.4938 | 315.4744 | 250.7705 | 0 | 1405.9984 | 1181.2618 | 938.9847 | 0 | 0 | 0 | 1405.9984 | 1181.2618 | 938.9847 | 0 | 0 | 0 | 0 | 0.0061828 | 0.0061828 | 0.0061828 | 0 | 5000000 | no RA
1418-31R | 2184.3633 | 1620.6138 | 0 | 563.7494 | 74.19% | 0% | 25.81% | 635.8605 | 1603.5256 | 50.1597 | 332.5604 | 253.1404 | 102.3149 | 984.6624 | 516.5483 | 1418 | 0.0024528 | 0.001774 | 0.0008378 | 890559.0574 | 102.7562 | 1513.8489 | 567.7581 | 41893.4237 | 617192.1605 | 231473.4732 | 872887.6894 | 68857.5542 | 456527.6061 | 347502.529 | 693289.1077 | 44236.1589 | 425721.744 | 223331.2048 |  | 160 | 1418-31R | 2184.3633 | 1548.5028 | 580.8376 | 1620.6138 | 984.7534 | 17.0882 | 0 | 0 | 0 | 563.7494 | 102.7562 | 52.5965 | 0.44128 | 102.3149 | 52.1552 | 0 | 0 | 0 | 0 | 0.44128 | 567.7581 | 314.6177 | 51.2098 | 516.5483 | 263.4079 | 0 | 0 | 0 | 0 | 51.2098 | 1513.8489 | 1181.2885 | 529.1865 | 1001.7506 | 669.1902 | 17.0882 | 0 | 0 | 0 | 512.0983 | 0.0016394 | 0.0009606 | 2.44e-05 | 0 | 0 | 0 | 0.0008134 | 5000000 | no RA
1418-581R | 4219.4399 | 3092.2206 | 0 | 1127.2193 | 73.29% | 0% | 26.71% | 1602.5885 | 3064.4584 | 107.0203 | 954.0111 | 541.557 | 173.9032 | 2010.6263 | 879.929 | 1418 | 0.0055174 | 0.003662 | 0.0016772 | 764751.4877 | 174.8071 | 3062.1928 | 982.4399 | 31682.8744 | 555006.4941 | 178062.1192 | 714596.2273 | 47720.5085 | 425394.7756 | 241480.9432 | 688636.6677 | 39079.0413 | 451822.3981 | 197735.2282 |  | 161 | 1418-581R | 4219.4399 | 2616.8514 | 1154.9814 | 3092.2206 | 1489.6321 | 27.7621 | 0 | 0 | 0 | 1127.2193 | 174.8071 | 67.7867 | 0.90392 | 173.9248 | 66.9044 | 0.02159 | 0 | 0 | 0 | 0.88233 | 982.4399 | 440.883 | 102.5109 | 880.0457 | 338.4887 | 0.11665 | 0 | 0 | 0 | 102.3943 | 3062.1928 | 2108.1817 | 1051.5666 | 2038.2502 | 1084.239 | 27.6239 | 0 | 0 | 0 | 1023.9427 | 0.0038918 | 0.0020364 | 5.16e-05 | 0 | 0 | 0 | 0.0016256 | 5000000 | no RA
142-33 | 108319.9486 | 16115.4835 | 85714.1077 | 6490.3575 | 14.88% | 79.13% | 5.992% | 47341.2567 | 95882.851 | 605.3688 | 41718.6468 | 5017.2411 | 1156.9167 | 84600.6037 | 10125.3306 | 142 | 0.037439 | 0.022372 | 0.010267 | 2893269.21 | 1189.9964 | 95859.0364 | 11270.9159 | 31785.2799 | 2560433.2534 | 301050.6767 | 2725645.753 | 34853.7634 | 2401927.2082 | 288864.7814 | 1211413.4838 | 14616.842 | 1068870.0954 | 127926.5464 |  | 162 | 142-33 | 108319.9486 | 60978.6919 | 12437.0977 | 16115.4835 | 7189.7331 | 211.3384 | 85714.1077 | 47298.6014 | 5735.4018 | 6490.3575 | 1189.9964 | 584.6276 | 33.0797 | 1059.9644 | 510.5966 | 19.6384 | 124.9517 | 68.9506 | 8.3609 | 5.0803 | 11270.9159 | 6253.6748 | 1145.5853 | 3279.076 | 1579.3976 | 60.7054 | 7402.2692 | 4084.7066 | 495.3092 | 589.5706 | 95859.0364 | 54140.3896 | 11258.4327 | 11776.4431 | 5099.7389 | 130.9945 | 78186.8868 | 43144.9442 | 5231.7317 | 5895.7065 | 0.021913 | 0.0094886 | 0.0002418 | 0.0061124 | 0.00347 | 0.0006112 | 0.0094136 | 5000000 | no RA
142-8R | 39602.0966 | 2206.9314 | 32236.79 | 5158.3752 | 5.573% | 81.4% | 13.03% | 15730.7839 | 32268.4332 | 45.164 | 14247.2547 | 1438.3652 | 75.4318 | 29291.1828 | 2901.8186 | 142 | 0.027724 | 0.017002 | 0.0081224 | 1428430.6333 | 82.3829 | 35954.152 | 3565.5617 | 2971.5152 | 1296850.8382 | 128608.2799 | 1403996.6492 | 4030.959 | 1271589.3856 | 128376.3046 | 902893.6481 | 2110.6343 | 819588.0703 | 81194.9435 |  | 163 | 142-8R | 39602.0966 | 23871.3126 | 7333.6634 | 2206.9314 | 920.6916 | 22.2427 | 32236.79 | 17792.2458 | 2153.0454 | 5158.3752 | 82.3829 | 37.2189 | 6.9511 | 35.8255 | 9.7135 | 0.073566 | 42.5196 | 23.4676 | 2.8398 | 4.0377 | 3565.5617 | 2127.1965 | 663.743 | 180.3555 | 48.8634 | 0.36969 | 2916.63 | 1609.757 | 194.7972 | 468.5761 | 35954.152 | 21706.8973 | 6662.9692 | 1990.7503 | 862.1147 | 21.7995 | 29277.6403 | 16159.0212 | 1955.4084 | 4685.7614 | 0.01424 | 0.0061672 | 0.0001556 | 0.0061308 | 0.0034814 | 0.000613 | 0.0073538 | 5000000 | no RA
143-147F | 24993.5751 | 246.6255 | 24398.8915 | 348.0581 | 0.9868% | 97.62% | 1.393% | 11058.721 | 23014.0757 | 28.0108 | 9663.3296 | 1367.3806 | 58.1325 | 20110.184 | 2845.7592 | 143 | 0.0072518 | 0.0042436 | 0.0011124 | 3446533.9772 | 60.1985 | 21864.2118 | 3069.1648 | 8301.1746 | 3015004.8032 | 423227.9995 | 3283734.1113 | 8317.4156 | 2869391.9597 | 406024.7361 | 1779485.2733 | 4494.8977 | 1554951.7053 | 220038.6703 |  | 164 | 143-147F | 24993.5751 | 13934.8541 | 1979.4994 | 246.6255 | 123.6324 | 0.48585 | 24398.8915 | 13463.1635 | 1630.9555 | 348.0581 | 60.1985 | 32.1877 | 2.066 | 33.0952 | 17.1101 | 0 | 26.8308 | 14.8051 | 1.7935 | 0.27244 | 3069.1648 | 1701.7842 | 223.4056 | 168.4125 | 86.9954 | 0 | 2869.1354 | 1583.1719 | 191.7887 | 31.6169 | 21864.2118 | 12200.8822 | 1754.0279 | 45.1178 | 19.5269 | 0.48585 | 21502.9252 | 11865.1865 | 1437.3732 | 316.1688 | 0.0006432 | 0.0002784 | 7e-06 | 0.0061146 | 0.0034712 | 0.0006114 | 0.000494 | 5000000 | no RA
143-178F | 5789.3178 | 932.5999 | 4792.605 | 64.1129 | 16.11% | 82.78% | 1.107% | 2679.8993 | 5405.0622 | 89.6715 | 1697.9905 | 892.2373 | 158.7198 | 3531.9799 | 1714.3625 | 143 | 0.0064626 | 0.0036756 | 0.0007106 | 895818.6803 | 159.1627 | 3843.0409 | 1787.1142 | 24628.2791 | 594658.6332 | 276531.7679 | 845962.1594 | 28306.5434 | 536003.6136 | 281652.0024 | 540748.1077 | 15879.0846 | 353356.0519 | 171512.9712 |  | 165 | 143-178F | 5789.3178 | 3109.4185 | 384.2556 | 932.5999 | 402.8257 | 0 | 4792.605 | 2642.4799 | 320.1427 | 64.1129 | 159.1627 | 69.4912 | 0.4429 | 153.2335 | 66.1995 | 0 | 5.8791 | 3.2415 | 0.39272 | 0.050185 | 1787.1142 | 894.8769 | 72.7517 | 779.3665 | 336.6262 | 0 | 1001.9239 | 552.4269 | 66.9278 | 5.8239 | 3843.0409 | 2145.0504 | 311.061 | 0 | 0 | 0 | 3784.802 | 2086.8116 | 252.8222 | 58.2388 | 0.000236 | 0.0001022 | 2.6e-06 | 0.0061318 | 0.0034786 | 0.0006132 | 9.48e-05 | 5000000 | no RA
143-179F | 764.9918 | 283.4497 | 444.8399 | 36.7022 | 37.05% | 58.15% | 4.798% | 413.0878 | 698.5734 | 36.7251 | 156.326 | 220.0367 | 49.9348 | 325.2062 | 323.4323 | 143 | 0.0062356 | 0.0035538 | 0.000667 | 122681.3482 | 50.2013 | 381.8114 | 332.9792 | 8050.7519 | 61230.8985 | 53399.6978 | 99021.9097 | 8803.4314 | 37473.1495 | 52745.3288 | 99577.8951 | 7117.9456 | 46356.4026 | 46103.5469 |  | 166 | 143-179F | 764.9918 | 351.9041 | 66.4185 | 283.4497 | 69.8888 | 0.0021658 | 444.8399 | 245.3131 | 29.7141 | 36.7022 | 50.2013 | 13.4762 | 0.26642 | 46.6141 | 11.4851 | 0 | 3.5584 | 1.9623 | 0.23769 | 0.028729 | 332.9792 | 112.9425 | 9.5468 | 236.6341 | 58.3163 | 0 | 93.0111 | 51.2922 | 6.2129 | 3.334 | 381.8114 | 225.4854 | 56.6052 | 0.20142 | 0.087352 | 0.0021658 | 348.2705 | 192.0585 | 23.2635 | 33.3395 | 5.58e-05 | 2.42e-05 | 6e-07 | 0.006126 | 0.0034758 | 0.0006126 | 5.38e-05 | 5000000 | no RA
143-33 | 7388.4285 | 37.4403 | 7244.9886 | 105.9996 | 0.5067% | 98.06% | 1.435% | 3277.3146 | 6798.0783 | 8.1238 | 2565.3949 | 703.796 | 13.4189 | 5337.5406 | 1447.1188 | 143 | 0.0064842 | 0.0037148 | 0.0007632 | 1139451.0494 | 14.1253 | 5815.6198 | 1558.6833 | 2178.4242 | 896890.8753 | 240381.7499 | 1106685.1107 | 2743.2506 | 866283.7179 | 237658.1422 | 773519.6743 | 1526.8684 | 607332.3228 | 164660.4831 |  | 167 | 143-33 | 7388.4285 | 4111.1138 | 590.3502 | 37.4403 | 8.5329 | 0.10323 | 7244.9886 | 3996.5813 | 484.2474 | 105.9996 | 14.1253 | 6.0015 | 0.70645 | 4.7142 | 0.77284 | 0 | 9.3281 | 5.1457 | 0.62348 | 0.082971 | 1558.6833 | 854.8874 | 111.5646 | 23.9591 | 3.9642 | 0 | 1525.0955 | 841.2944 | 101.9358 | 9.6288 | 5815.6198 | 3250.2249 | 478.0792 | 8.767 | 3.7959 | 0.10323 | 5710.565 | 3150.1412 | 381.6881 | 96.2878 | 0.0002208 | 9.56e-05 | 2.6e-06 | 0.0061142 | 0.00347 | 0.0006114 | 0.0001492 | 5000000 | no RA
1434-10AE | 13465.2405 | 9838.2722 | 0 | 3626.9683 | 73.06% | 0% | 26.94% | 5125.8747 | 9629.6586 | 662.7737 | 2713.9557 | 1749.1453 | 1221.4098 | 5185.5597 | 3222.6892 | 1434 | 0.017501 | 0.010695 | 0.0053386 | 769415.9337 | 1263.6679 | 8545.5131 | 3656.0595 | 72207.1164 | 488298.2927 | 208910.5246 | 779773.5121 | 100824.4247 | 412860.4226 | 266088.6648 | 718462.1246 | 91128.5324 | 386890.9969 | 240442.5953 |  | 168 | 1434-10AE | 13465.2405 | 8339.3658 | 3835.5819 | 9838.2722 | 4712.3975 | 208.6136 | 0 | 0 | 0 | 3626.9683 | 1263.6679 | 600.8942 | 42.2581 | 1260.8288 | 598.0552 | 39.4191 | 0 | 0 | 0 | 2.839 | 3656.0595 | 1906.9143 | 433.3704 | 3326.5932 | 1577.448 | 103.9041 | 0 | 0 | 0 | 329.4663 | 8545.5131 | 5831.5574 | 3359.9534 | 5250.8501 | 2536.8944 | 65.2904 | 0 | 0 | 0 | 3294.663 | 0.012302 | 0.005496 | 0.00014 | 0 | 0 | 0 | 0.0051986 | 5000000 | no RA
1434-11 | 1152.6415 | 977.7699 | 0 | 174.8716 | 84.83% | 0% | 15.17% | 562.1178 | 967.6396 | 26.1292 | 402.635 | 133.3537 | 43.4928 | 702.047 | 222.0998 | 1434 | 0.000755 | 0.000471 | 0.00026 | 1526677.4912 | 43.8879 | 869.4154 | 239.3382 | 58129.7303 | 1151543.5433 | 317004.2176 | 1253765.7793 | 58279.3573 | 898050.1247 | 297436.2973 | 711545.7943 | 31982.0599 | 516244.458 | 163319.2765 |  | 169 | 1434-11 | 1152.6415 | 590.5237 | 185.0019 | 977.7699 | 415.6521 | 10.1303 | 0 | 0 | 0 | 174.8716 | 43.8879 | 17.7588 | 0.39516 | 43.7511 | 17.6219 | 0.25828 | 0 | 0 | 0 | 0.13688 | 239.3382 | 105.9845 | 17.2384 | 223.4532 | 90.0996 | 1.3534 | 0 | 0 | 0 | 15.885 | 869.4154 | 466.7804 | 167.3684 | 710.5656 | 307.9306 | 8.5187 | 0 | 0 | 0 | 158.8497 | 0.0005008 | 0.0002168 | 5.8e-06 | 0 | 0 | 0 | 0.0002542 | 5000000 | no RA
1434-2 | 5750.8665 | 2530.5485 | 0 | 3220.318 | 44% | 0% | 56% | 1432.9033 | 2502.485 | 4.9221 | 1403.0068 | 24.9744 | 9.1382 | 2446.9688 | 46.378 | 1434 | 0.014526 | 0.0089572 | 0.0048128 | 395907.042 | 11.7629 | 5399.6706 | 339.4331 | 809.7907 | 371729.6531 | 23367.5982 | 482066.1825 | 1655.935 | 472008.2035 | 8402.044 | 674946.2899 | 2464.6663 | 659972.9836 | 12508.64 |  | 170 | 1434-2 | 5750.8665 | 4317.9632 | 3248.3815 | 2530.5485 | 1097.6452 | 28.0635 | 0 | 0 | 0 | 3220.318 | 11.7629 | 6.8407 | 2.6247 | 9.2421 | 4.32 | 0.10395 | 0 | 0 | 0 | 2.5207 | 339.4331 | 314.4587 | 293.055 | 46.906 | 21.9316 | 0.52799 | 0 | 0 | 0 | 292.527 | 5399.6706 | 3996.6638 | 2952.7018 | 2474.4003 | 1071.3935 | 27.4315 | 0 | 0 | 0 | 2925.2703 | 0.009821 | 0.0042524 | 0.000108 | 0 | 0 | 0 | 0.0047048 | 5000000 | no RA
1434-37R | 29422.9624 | 23297.7567 | 0 | 6125.2057 | 79.18% | 0% | 20.82% | 13190.9162 | 23043.0958 | 945.0891 | 9433.7737 | 2812.0533 | 1656.4957 | 16456.5118 | 4930.0882 | 1434 | 0.027694 | 0.016997 | 0.0089854 | 1062446.285 | 1679.5935 | 22202.2906 | 5541.0783 | 60649.1575 | 801711.9709 | 200085.1566 | 954983.543 | 68421.6752 | 682977.4768 | 203584.391 | 710025.8945 | 51041.5302 | 507073.7742 | 151910.5901 |  | 171 | 1434-37R | 29422.9624 | 16232.0463 | 6379.8667 | 23297.7567 | 10106.8406 | 254.661 | 0 | 0 | 0 | 6125.2057 | 1679.5935 | 734.5044 | 23.0978 | 1674.799 | 729.7098 | 18.3032 | 0 | 0 | 0 | 4.7945 | 5541.0783 | 2729.025 | 610.9901 | 4984.6773 | 2172.624 | 54.5891 | 0 | 0 | 0 | 556.401 | 22202.2906 | 12768.5169 | 5745.7788 | 16638.2805 | 7204.5068 | 181.7686 | 0 | 0 | 0 | 5564.0102 | 0.018915 | 0.008219 | 0.0002072 | 0 | 0 | 0 | 0.0087782 | 5000000 | no RA
1435-1075F | 3338.706 | 1969.0587 | 0 | 1369.6473 | 58.98% | 0% | 41.02% | 1135.7268 | 1950.6438 | 298.7483 | 188.5839 | 648.3946 | 511.4611 | 328.9443 | 1110.2384 | 1435 | 0.0067656 | 0.004048 | 0.0020256 | 493482.6235 | 517.2086 | 1576.7962 | 1244.7012 | 76446.8219 | 233060.8117 | 183974.9899 | 544214.242 | 143153.3367 | 90365.0883 | 310695.817 | 685259.7846 | 179675.9358 | 115557.8955 | 390025.9532 |  | 172 | 1435-1075F | 3338.706 | 2202.9793 | 1388.0622 | 1969.0587 | 833.3319 | 18.4149 | 0 | 0 | 0 | 1369.6473 | 517.2086 | 218.4603 | 5.7475 | 516.1365 | 217.3882 | 4.6754 | 0 | 0 | 0 | 1.0721 | 1244.7012 | 596.3066 | 134.4628 | 1120.2853 | 471.8907 | 10.0469 | 0 | 0 | 0 | 124.4159 | 1576.7962 | 1388.2123 | 1247.8519 | 332.6369 | 144.053 | 3.6926 | 0 | 0 | 0 | 1244.1593 | 0.0047928 | 0.0020752 | 5.28e-05 | 0 | 0 | 0 | 0.0019728 | 5000000 | no RA
1435-49F | 2081.1656 | 404.7262 | 0 | 1676.4395 | 19.45% | 0% | 80.55% | 226.6875 | 400.5477 | 2.4957 | 211.1403 | 13.0515 | 4.432 | 372.9753 | 23.1405 | 1435 | 0.0065472 | 0.0042522 | 0.0024616 | 317871.0941 | 5.7442 | 1899.9967 | 175.4247 | 877.3517 | 290199.8841 | 26793.8583 | 436122.0422 | 4801.3618 | 406210.9665 | 25109.7138 | 682733.968 | 7554.2812 | 635736.7549 | 39442.9319 |  | 173 | 1435-49F | 2081.1656 | 1854.4781 | 1680.6179 | 404.7262 | 178.0387 | 4.1785 | 0 | 0 | 0 | 1676.4395 | 5.7442 | 3.2485 | 1.3122 | 4.432 | 1.9363 | 0 | 0 | 0 | 0 | 1.3122 | 175.4247 | 162.3732 | 152.2843 | 23.1405 | 10.0889 | 0 | 0 | 0 | 0 | 152.2843 | 1899.9967 | 1688.8564 | 1527.0214 | 377.1537 | 166.0134 | 4.1785 | 0 | 0 | 0 | 1522.8429 | 0.0041316 | 0.0018366 | 4.6e-05 | 0 | 0 | 0 | 0.0024156 | 5000000 | no RA
1435-50 | 11845.521 | 5851.9741 | 0 | 5993.547 | 49.4% | 0% | 50.6% | 3214.9544 | 5775.5929 | 575.6283 | 1057.1851 | 1582.141 | 1048.0791 | 1847.1659 | 2880.3479 | 1435 | 0.026149 | 0.01654 | 0.008832 | 453000.9188 | 1067.6716 | 7312.0825 | 3465.7669 | 40830.3043 | 279631.4387 | 132539.1759 | 521787.0583 | 93424.4599 | 171581.1239 | 256781.4744 | 687265.4152 | 124715.9415 | 219803.1006 | 342746.3732 |  | 174 | 1435-50 | 11845.521 | 8630.5667 | 6069.9281 | 5851.9741 | 2637.0197 | 76.3812 | 0 | 0 | 0 | 5993.547 | 1067.6716 | 492.0434 | 19.5925 | 1062.9802 | 487.3519 | 14.9011 | 0 | 0 | 0 | 4.6915 | 3465.7669 | 1883.6259 | 585.419 | 2921.3255 | 1339.1845 | 40.9776 | 0 | 0 | 0 | 544.4414 | 7312.0825 | 6254.8974 | 5464.9166 | 1867.6684 | 810.4833 | 20.5025 | 0 | 0 | 0 | 5444.4141 | 0.017517 | 0.007908 | 0.0001996 | 0 | 0 | 0 | 0.0086324 | 5000000 | no RA
1438-331F | 121.7329 | 18.2151 | 0 | 103.5178 | 14.96% | 0% | 85.04% | 10.3209 | 18.0105 | 0 | 10.3209 | 0 | 0 | 18.0105 | 0 | 1438 | 0.000355 | 0.0002384 | 0.0001516 | 342909.589 | 0.081029 | 112.2485 | 9.4033 | 228.2501 | 316193.0545 | 26488.2845 | 467332.1092 | 0 | 467332.1092 | 0 | 684184.9865 | 0 | 684184.9865 | 0 |  | 175 | 1438-331F | 121.7329 | 111.412 | 103.7224 | 18.2151 | 7.8942 | 0.20466 | 0 | 0 | 0 | 103.5178 | 0.081029 | 0.081029 | 0.081029 | 0 | 0 | 0 | 0 | 0 | 0 | 0.081029 | 9.4033 | 9.4033 | 9.4033 | 0 | 0 | 0 | 0 | 0 | 0 | 9.4033 | 112.2485 | 101.9276 | 94.2381 | 18.2151 | 7.8942 | 0.20466 | 0 | 0 | 0 | 94.0334 | 0.0002056 | 8.9e-05 | 2.2e-06 | 0 | 0 | 0 | 0.0001494 | 5000000 | no RA
1438-333F | 303.2481 | 61.1009 | 0 | 242.1473 | 20.15% | 0% | 79.85% | 31.9114 | 60.6295 | 1.2738 | 24.1497 | 6.4879 | 3.0402 | 42.1421 | 15.4472 | 1438 | 0.0012552 | 0.0007426 | 0.000361 | 241593.4907 | 3.2297 | 262.5751 | 37.4433 | 2573.0897 | 209189.8239 | 29830.5771 | 365387.448 | 14585.2303 | 276514.8829 | 74287.3347 | 672073.9214 | 33700.4418 | 467142.3951 | 171231.0845 |  | 176 | 1438-333F | 303.2481 | 271.3367 | 242.6187 | 61.1009 | 29.1894 | 0.47141 | 0 | 0 | 0 | 242.1473 | 3.2297 | 1.9559 | 0.18954 | 3.0402 | 1.7664 | 0 | 0 | 0 | 0 | 0.18954 | 37.4433 | 30.9554 | 21.9962 | 15.4472 | 8.9592 | 0 | 0 | 0 | 0 | 21.9962 | 262.5751 | 238.4254 | 220.433 | 42.6135 | 18.4638 | 0.47141 | 0 | 0 | 0 | 219.9616 | 0.0009042 | 0.0003916 | 1e-05 | 0 | 0 | 0 | 0.000351 | 5000000 | no RA
1439-29 | 632.4784 | 293.0483 | 0 | 339.4301 | 46.33% | 0% | 53.67% | 141.294 | 287.9517 | 15.7072 | 45.5304 | 80.0564 | 33.5086 | 83.5745 | 170.8686 | 1439 | 0.0010952 | 0.0007708 | 0.0005048 | 577500.3569 | 34.4448 | 392.8999 | 205.1337 | 31450.6575 | 358747.159 | 187302.5404 | 637239.6989 | 70839.7453 | 205343.3223 | 361056.6313 | 682501.399 | 79421.8379 | 198087.8212 | 404991.74 |  | 177 | 1439-29 | 632.4784 | 491.1844 | 344.5267 | 293.0483 | 151.7542 | 5.0966 | 0 | 0 | 0 | 339.4301 | 34.4448 | 18.7376 | 0.93618 | 34.1791 | 18.4719 | 0.67049 | 0 | 0 | 0 | 0.26569 | 205.1337 | 125.0773 | 34.2651 | 174.3006 | 94.2442 | 3.432 | 0 | 0 | 0 | 30.8331 | 392.8999 | 347.3695 | 309.3254 | 84.5686 | 39.0382 | 0.99408 | 0 | 0 | 0 | 308.3313 | 0.0005974 | 0.000273 | 7e-06 | 0 | 0 | 0 | 0.0004978 | 5000000 | no RA
144-29 | 11417.1375 | 20.0185 | 11226.723 | 170.396 | 0.1753% | 98.33% | 1.492% | 5047.6342 | 10495.8721 | 7.3555 | 4592.0295 | 448.2491 | 15.1589 | 9549.0936 | 931.6196 | 144 | 0.0067282 | 0.0038764 | 0.0008672 | 1696908.1638 | 16.2616 | 10387.6042 | 1013.2717 | 2416.9343 | 1543890.5257 | 150600.7038 | 1643149.1469 | 2394.4407 | 1494836.8215 | 145917.8847 | 1062344.8358 | 1534.3108 | 966516.1858 | 94294.3392 |  | 178 | 144-29 | 11417.1375 | 6369.5034 | 921.2654 | 20.0185 | 9.1166 | 0.11839 | 11226.723 | 6189.9907 | 750.751 | 170.396 | 16.2616 | 8.9061 | 1.1028 | 1.632 | 0.78004 | 0 | 14.4962 | 7.9927 | 0.96939 | 0.13338 | 1013.2717 | 565.0226 | 81.652 | 8.2341 | 3.9387 | 0 | 989.5591 | 545.6055 | 66.1736 | 15.4784 | 10387.6042 | 5795.5747 | 838.5107 | 10.1524 | 4.3979 | 0.11839 | 10222.6677 | 5636.3926 | 683.6081 | 154.7842 | 0.000366 | 0.0001584 | 4.2e-06 | 0.0061102 | 0.003466 | 0.000611 | 0.000252 | 5000000 | no RA
144-442F | 86435.179 | 1440.007 | 82689.2617 | 2305.9103 | 1.666% | 95.67% | 2.668% | 37783.6573 | 78576.349 | 48.7241 | 34473.0217 | 3261.9116 | 99.7975 | 71677.9912 | 6798.5603 | 144 | 0.015509 | 0.0094068 | 0.0039724 | 5573227.0959 | 108.5498 | 78831.7759 | 7494.8533 | 6999.1501 | 5082969.6255 | 483258.3202 | 5171952.3863 | 6669.5112 | 4718781.5955 | 446501.2796 | 1978358.1802 | 2512.6546 | 1804674.5867 | 171170.9389 |  | 179 | 144-442F | 86435.179 | 48651.5217 | 7858.83 | 1440.007 | 620.7433 | 15.8026 | 82689.2617 | 45724.8681 | 5537.1172 | 2305.9103 | 108.5498 | 59.8258 | 8.7523 | 4.3212 | 1.3834 | 0.088759 | 102.4237 | 56.6374 | 6.8586 | 1.805 | 7494.8533 | 4232.9417 | 696.293 | 21.9047 | 6.9722 | 0.44447 | 7263.4844 | 4016.5054 | 486.3844 | 209.4641 | 78831.7759 | 44358.7542 | 7153.7848 | 1413.7811 | 612.3878 | 15.2693 | 75323.3536 | 41651.7252 | 5043.8742 | 2094.6412 | 0.0061768 | 0.0026748 | 6.74e-05 | 0.0060302 | 0.00343 | 0.000603 | 0.003302 | 5000000 | no RA
144-445F | 43153.6582 | 1521.8201 | 38693.671 | 2938.167 | 3.527% | 89.66% | 6.809% | 18198.0184 | 37610.5334 | 30.559 | 16674.9744 | 1492.4851 | 59.9863 | 34459.744 | 3090.8031 | 144 | 0.01688 | 0.010511 | 0.0048828 | 2556435.7572 | 65.8715 | 39512.0875 | 3575.6992 | 3902.2472 | 2340708.0081 | 211825.5019 | 2374195.1183 | 3986.8603 | 2175491.9616 | 194716.2964 | 1135234.8485 | 1810.6251 | 1040131.5438 | 93292.6796 |  | 180 | 144-445F | 43153.6582 | 24955.6397 | 5543.1247 | 1521.8201 | 654.3147 | 16.4154 | 38693.671 | 21363.158 | 2588.5423 | 2938.167 | 65.8715 | 35.3125 | 5.8852 | 10.7075 | 3.8258 | 0.048778 | 52.8642 | 29.1868 | 3.5365 | 2.2999 | 3575.6992 | 2083.2141 | 484.8961 | 53.8309 | 19.2153 | 0.24687 | 3254.9713 | 1797.1018 | 217.7522 | 266.897 | 39512.0875 | 22837.1131 | 5052.3435 | 1457.2818 | 631.2736 | 16.1198 | 35385.8356 | 19536.8694 | 2367.2536 | 2668.9701 | 0.0066316 | 0.002873 | 7.28e-05 | 0.006043 | 0.0034324 | 0.0006042 | 0.0042058 | 5000000 | no RA
1448-368 | 9651.5878 | 7881.5516 | 0 | 1770.0362 | 81.66% | 0% | 18.34% | 2574.3663 | 7745.4105 | 201.0276 | 1433.6025 | 939.7362 | 648.8931 | 4074.732 | 3021.7854 | 1448 | 0.0077936 | 0.0058998 | 0.0026344 | 1238399.1733 | 662.2305 | 5751.3006 | 3238.0566 | 84971.0716 | 737951.7334 | 415476.3683 | 1199569.7344 | 93672.2324 | 668011.4355 | 437886.0664 | 723571.7185 | 60619.2156 | 380659.0794 | 282293.4234 |  | 181 | 1448-368 | 9651.5878 | 7077.2215 | 1906.1773 | 7881.5516 | 5307.1853 | 136.1412 | 0 | 0 | 0 | 1770.0362 | 662.2305 | 461.2029 | 13.3374 | 660.845 | 459.8174 | 11.9519 | 0 | 0 | 0 | 1.3855 | 3238.0566 | 2298.3204 | 216.2713 | 3077.2702 | 2137.534 | 55.4848 | 0 | 0 | 0 | 160.7864 | 5751.3006 | 4317.6982 | 1676.5687 | 4143.4364 | 2709.8339 | 68.7044 | 0 | 0 | 0 | 1607.8643 | 0.005244 | 0.0033502 | 8.48e-05 | 0 | 0 | 0 | 0.0025496 | 5000000 | no RA
145-633 | 9287.978 | 2667.2215 | 6479.6731 | 141.0834 | 28.72% | 69.76% | 1.519% | 4390.3803 | 8691.2138 | 61.9437 | 3791.9884 | 536.4483 | 120.0916 | 7500.7629 | 1070.3592 | 145 | 0.0067068 | 0.0038186 | 0.0007984 | 1384859.8443 | 120.7673 | 8048.1262 | 1119.0845 | 18006.6892 | 1199994.9663 | 166858.1888 | 1282563.6802 | 18095.6333 | 1107755.1877 | 156712.8592 | 747450.2007 | 10327.9613 | 645070.6277 | 92051.6117 |  | 182 | 145-633 | 9287.978 | 4897.5977 | 596.7642 | 2667.2215 | 1187.9333 | 22.3864 | 6479.6731 | 3568.5809 | 433.2945 | 141.0834 | 120.7673 | 58.8236 | 0.67562 | 112.2047 | 54.0583 | 0 | 8.4521 | 4.6549 | 0.56519 | 0.11043 | 1119.0845 | 582.6362 | 48.7253 | 569.2621 | 274.0723 | 0 | 537.0067 | 295.7482 | 35.9095 | 12.8157 | 8048.1262 | 4256.1378 | 547.3634 | 1985.7547 | 859.8027 | 22.3864 | 5934.2143 | 3268.1779 | 396.8198 | 128.1572 | 0.000479 | 0.0002074 | 5.4e-06 | 0.0060386 | 0.003422 | 0.0006038 | 0.0001892 | 5000000 | no RA
1458-1056 | 79604.0058 | 39746.3878 | 39414.818 | 442.8 | 49.93% | 49.51% | 0.5563% | 37413.7833 | 73325.8652 | 3341.5654 | 15410.9073 | 18661.3106 | 6216.3446 | 32029.9127 | 35079.6079 | 1458 | 0.13508 | 0.076741 | 0.013992 | 589328.405 | 6583.5104 | 35681.2876 | 37339.2077 | 48739.3774 | 264157.5148 | 276431.5128 | 549777.0726 | 49102.654 | 226455.673 | 274218.7456 | 448695.012 | 38039.0028 | 195997.1698 | 214658.8394 |  | 183 | 1458-1056 | 79604.0058 | 42190.2224 | 6278.1406 | 39746.3878 | 19545.7227 | 2202.5556 | 39414.818 | 22201.6997 | 3632.785 | 442.8 | 6583.5104 | 3241.945 | 367.1658 | 6531.1907 | 3212.3228 | 362.029 | 51.9731 | 29.2756 | 4.7903 | 0.3466 | 37339.2077 | 18677.8971 | 2259.5998 | 33184.8422 | 16320.2472 | 1840.1845 | 4114.1425 | 2317.4268 | 379.1923 | 40.223 | 35681.2876 | 20270.3804 | 3651.375 | 30.3549 | 13.1527 | 0.34219 | 35248.7023 | 19854.9973 | 3248.8024 | 402.2304 | 0.001097 | 0.0004752 | 1.18e-05 | 0.13333 | 0.075618 | 0.013333 | 0.000647 | 5000000 | no RA
1458-1057F | 152460.9288 | 0 | 152460.9288 | 0 | 0% | 100% | 0% | 5752.8597 | 11947.2631 | 9.4709 | 5244.9921 | 498.3967 | 19.6687 | 10892.5481 | 1035.0463 | 1458 | 0.13292 | 0.13292 | 0.13292 | 1147023.0609 | 250.9953 | 139001.5424 | 13208.3911 | 1888.3357 | 1045762.8449 | 99371.8803 | 1103742.0529 | 1817.0825 | 1006302.7228 | 95622.2476 | 1057139.1388 | 1740.3604 | 963813.9554 | 91584.8229 |  | 184 | 1458-1057F | 152460.9288 | 146708.0692 | 140513.6658 | 0 | 0 | 0 | 152460.9288 | 146708.0692 | 140513.6658 | 0 | 250.9953 | 241.5244 | 231.3266 | 0 | 0 | 0 | 250.9953 | 241.5244 | 231.3266 | 0 | 13208.3911 | 12709.9944 | 12173.3448 | 0 | 0 | 0 | 13208.3911 | 12709.9944 | 12173.3448 | 0 | 139001.5424 | 133756.5503 | 128108.9944 | 0 | 0 | 0 | 139001.5424 | 133756.5503 | 128108.9944 | 0 | 0 | 0 | 0 | 0.13292 | 0.13292 | 0.13292 | 0 | 5000000 | no RA
1458-1058F | 533936.6358 | 199496.1432 | 333461.3586 | 979.134 | 37.36% | 62.45% | 0.1834% | 217591.5874 | 497217.8553 | 13331.2424 | 131513.5969 | 72746.7482 | 35805.0432 | 273566.097 | 187846.7151 | 1458 | 0.13833 | 0.079335 | 0.014704 | 3859792.2103 | 36776.9881 | 302216.314 | 194943.3338 | 265858.3859 | 2184701.5099 | 1409232.3145 | 3987468.9088 | 244301.3318 | 2410048.9583 | 1333118.6187 | 2497196.7186 | 179825.0713 | 1373941.7292 | 943429.9181 |  | 185 | 1458-1058F | 533936.6358 | 316345.0484 | 36718.7805 | 199496.1432 | 127437.9831 | 5012.8277 | 333461.3586 | 187927.9313 | 30726.8188 | 979.134 | 36776.9881 | 23445.7457 | 971.9449 | 36098.4515 | 23063.0101 | 908.7253 | 677.7702 | 381.9691 | 62.4532 | 0.76642 | 194943.3338 | 122196.5856 | 7096.6187 | 163335.0316 | 104344.3614 | 4103.3227 | 31519.3597 | 17763.2817 | 2904.3535 | 88.9425 | 302216.314 | 170702.7171 | 28650.2169 | 62.6601 | 30.6116 | 0.77967 | 301264.2287 | 169782.6804 | 27760.0121 | 889.4251 | 0.0047804 | 0.0029402 | 7.46e-05 | 0.13214 | 0.074979 | 0.013214 | 0.0014158 | 5000000 | no RA
1458-1061 | 412633.7863 | 355979.2646 | 55204.3714 | 1450.1503 | 86.27% | 13.38% | 0.3514% | 226115.8735 | 403538.6135 | 47319.3949 | 22078.2841 | 156718.1946 | 82797.1538 | 45911.4741 | 274829.9857 | 1458 | 0.14228 | 0.080884 | 0.015585 | 2900206.1205 | 83403.9271 | 51885.1814 | 277344.6778 | 586206.4325 | 364676.199 | 1949323.4889 | 2306004.0941 | 482578.7619 | 225161.6071 | 1598263.7251 | 583570.0556 | 119735.604 | 66394.0466 | 397440.405 |  | 186 | 1458-1061 | 412633.7863 | 186517.9127 | 9095.1727 | 355979.2646 | 153952.8435 | 2553.0858 | 55204.3714 | 31114.919 | 5091.9367 | 1450.1503 | 83403.9271 | 36084.5322 | 606.7733 | 83302.8986 | 36027.094 | 596.4243 | 99.8934 | 56.3031 | 9.214 | 1.1351 | 277344.6778 | 120626.4832 | 2514.6921 | 272579.5154 | 117883.2056 | 1955.5851 | 4633.4337 | 2611.5489 | 427.3783 | 131.7287 | 51885.1814 | 29806.8974 | 5973.7073 | 96.8506 | 42.5438 | 1.0764 | 50471.0443 | 28447.067 | 4655.3444 | 1317.2865 | 0.0058536 | 0.0025724 | 6.56e-05 | 0.13434 | 0.076225 | 0.013434 | 0.002086 | 5000000 | no RA
1458-1062F | 75061.2288 | 0 | 75061.2288 | 0 | 0% | 100% | 0% | 2803.0857 | 5816.879 | 4.6236 | 2564.8825 | 233.5796 | 9.5947 | 5322.5669 | 484.7174 | 1458 | 0.1345 | 0.1345 | 0.1345 | 558074.391 | 123.8101 | 68682.6072 | 6254.8115 | 920.5184 | 510649.8359 | 46504.0366 | 537233.6673 | 886.1426 | 491580.1343 | 44767.3904 | 514826.3489 | 849.1828 | 471076.9655 | 42900.2007 |  | 187 | 1458-1062F | 75061.2288 | 72258.1431 | 69244.3499 | 0 | 0 | 0 | 75061.2288 | 72258.1431 | 69244.3499 | 0 | 123.8101 | 119.1865 | 114.2154 | 0 | 0 | 0 | 123.8101 | 119.1865 | 114.2154 | 0 | 6254.8115 | 6021.2319 | 5770.0942 | 0 | 0 | 0 | 6254.8115 | 6021.2319 | 5770.0942 | 0 | 68682.6072 | 66117.7247 | 63360.0403 | 0 | 0 | 0 | 68682.6072 | 66117.7247 | 63360.0403 | 0 | 0 | 0 | 0 | 0.1345 | 0.1345 | 0.1345 | 0 | 5000000 | no RA
1458-1075F | 5048.9877 | 5013.1422 | 0 | 35.8455 | 99.29% | 0% | 0.71% | 2951.4853 | 5013.0498 | 484.0832 | 5.1747 | 2462.2274 | 821.4448 | 9.0327 | 4182.5724 | 1458 | 0.00013 | 8.52e-05 | 5.18e-05 | 38838366.6911 | 821.4728 | 41.6864 | 4185.8285 | 6319021.6895 | 320664.2593 | 32198680.7422 | 24618572.6059 | 4037776.1533 | 43162.7709 | 20537633.6817 | 693781.4149 | 113683.9115 | 1250.0761 | 578847.4273 |  | 188 | 1458-1075F | 5048.9877 | 2097.5024 | 35.9379 | 5013.1422 | 2061.6569 | 0.092406 | 0 | 0 | 0 | 35.8455 | 821.4728 | 337.3896 | 0.028058 | 821.4448 | 337.3616 | 0 | 0 | 0 | 0 | 0.028058 | 4185.8285 | 1723.6011 | 3.2561 | 4182.5724 | 1720.345 | 0 | 0 | 0 | 0 | 3.2561 | 41.6864 | 36.5116 | 32.6537 | 9.1251 | 3.9503 | 0.092406 | 0 | 0 | 0 | 32.5613 | 7.9e-05 | 3.42e-05 | 8e-07 | 0 | 0 | 0 | 5.1e-05 | 5000000 | no RA
1458-1115F | 65196.9283 | 0 | 65196.9283 | 0 | 0% | 100% | 0% | 28583.4448 | 59443.8483 | 56.4762 | 22583.1852 | 5943.7834 | 117.4514 | 46965.3481 | 12361.0489 | 1458 | 0.091242 | 0.051775 | 0.0091242 | 714549.5307 | 128.8185 | 51510.7369 | 13557.3729 | 1411.8338 | 564550.7209 | 148586.976 | 707170.7647 | 1397.2545 | 558720.9114 | 147052.5988 | 630529.7945 | 1245.8244 | 498168.475 | 131115.4951 |  | 189 | 1458-1115F | 65196.9283 | 36613.4835 | 5753.08 | 0 | 0 | 0 | 65196.9283 | 36613.4835 | 5753.08 | 0 | 128.8185 | 72.3423 | 11.3672 | 0 | 0 | 0 | 128.8185 | 72.3423 | 11.3672 | 0 | 13557.3729 | 7613.5895 | 1196.324 | 0 | 0 | 0 | 13557.3729 | 7613.5895 | 1196.324 | 0 | 51510.7369 | 28927.5517 | 4545.3888 | 0 | 0 | 0 | 51510.7369 | 28927.5517 | 4545.3888 | 0 | 0 | 0 | 0 | 0.091242 | 0.051775 | 0.0091242 | 0 | 5000000 | no RA
1458-1117F | 136331.739 | 0 | 136331.739 | 0 | 0% | 100% | 0% | 59766.4842 | 124301.5555 | 79.4188 | 53926.3195 | 5760.746 | 165.1741 | 112155.2569 | 11981.1245 | 1458 | 0.091116 | 0.051703 | 0.0091116 | 1496246.9631 | 181.16 | 123009.8944 | 13140.6846 | 1988.2394 | 1350039.1192 | 144219.6045 | 1480866.7739 | 1967.802 | 1336161.8264 | 142737.1455 | 1320315.1546 | 1754.4581 | 1191298.7309 | 127261.9655 |  | 190 | 1458-1117F | 136331.739 | 76565.2548 | 12030.1836 | 0 | 0 | 0 | 136331.739 | 76565.2548 | 12030.1836 | 0 | 181.16 | 101.7413 | 15.9859 | 0 | 0 | 0 | 181.16 | 101.7413 | 15.9859 | 0 | 13140.6846 | 7379.9386 | 1159.5601 | 0 | 0 | 0 | 13140.6846 | 7379.9386 | 1159.5601 | 0 | 123009.8944 | 69083.5749 | 10854.6375 | 0 | 0 | 0 | 123009.8944 | 69083.5749 | 10854.6375 | 0 | 0 | 0 | 0 | 0.091116 | 0.051703 | 0.0091116 | 0 | 5000000 | no RA
1458-1131R | 1406662.3701 | 1264751.8186 | 138903.9869 | 3006.5646 | 89.91% | 9.875% | 0.2137% | 389620.3965 | 1368619.1366 | 55601.4056 | 54420.1496 | 279598.8413 | 209705.1648 | 113760.1984 | 1045153.7734 | 1458 | 0.15941 | 0.095288 | 0.0184 | 8824234.3286 | 213480.8222 | 127996.0443 | 1065185.5036 | 1339201.8152 | 802941.1409 | 6682091.3726 | 10673392.6934 | 1523163.6783 | 1490803.9516 | 7659425.0635 | 2067589.5107 | 316804.1331 | 171858.9099 | 1578926.4677 |  | 191 | 1458-1131R | 1406662.3701 | 1017041.9736 | 38043.2335 | 1264751.8186 | 935684.6754 | 22200.6375 | 138903.9869 | 78350.7337 | 12836.0314 | 3006.5646 | 213480.8222 | 157879.4166 | 3775.6574 | 213096.6433 | 157661.6892 | 3738.0197 | 381.8254 | 215.374 | 35.2843 | 2.3534 | 1065185.5036 | 785586.6623 | 20031.7302 | 1050685.9208 | 777288.9116 | 18443.9605 | 14226.4727 | 8024.6406 | 1314.6595 | 273.1101 | 127996.0443 | 73575.8948 | 14235.846 | 969.2545 | 734.0746 | 18.6573 | 124295.6888 | 70110.7191 | 11486.0876 | 2731.1011 | 0.017363 | 0.01278 | 0.0003244 | 0.13775 | 0.078207 | 0.013775 | 0.0043008 | 5000000 | no RA
1458-454F | 82214.8645 | 0 | 82214.8645 | 0 | 0% | 100% | 0% | 3058.2623 | 6346.6299 | 4.0648 | 2741.8717 | 312.3258 | 8.4355 | 5690.0433 | 648.1511 | 1458 | 0.13508 | 0.13508 | 0.13508 | 608657.2465 | 109.274 | 73709.3773 | 8396.2132 | 808.983 | 545688.9931 | 62159.2704 | 586016.1646 | 778.8901 | 525390.2301 | 59847.0443 | 561671.5545 | 746.533 | 503564.1764 | 57360.8451 |  | 192 | 1458-454F | 82214.8645 | 79156.6022 | 75868.2346 | 0 | 0 | 0 | 82214.8645 | 79156.6022 | 75868.2346 | 0 | 109.274 | 105.2092 | 100.8385 | 0 | 0 | 0 | 109.274 | 105.2092 | 100.8385 | 0 | 8396.2132 | 8083.8874 | 7748.062 | 0 | 0 | 0 | 8396.2132 | 8083.8874 | 7748.062 | 0 | 73709.3773 | 70967.5056 | 68019.334 | 0 | 0 | 0 | 73709.3773 | 70967.5056 | 68019.334 | 0 | 0 | 0 | 0 | 0.13508 | 0.13508 | 0.13508 | 0 | 5000000 | no RA
1458-456F | 120503.1335 | 5483.688 | 114988.5709 | 30.8747 | 4.551% | 95.42% | 0.02562% | 52466.7024 | 110321.3173 | 411.5569 | 44728.9507 | 7326.1948 | 1032.7737 | 93135.9315 | 16152.612 | 1458 | 0.091761 | 0.05211 | 0.0092032 | 1313233.9316 | 1045.4787 | 102181.8628 | 17275.792 | 11393.5471 | 1113570.1251 | 188270.2595 | 1305641.0162 | 10241.6498 | 1113086.0148 | 182313.3517 | 1106334.3393 | 10356.9563 | 933994.2796 | 161983.1034 |  | 193 | 1458-456F | 120503.1335 | 68036.4311 | 10181.8162 | 5483.688 | 3365.6934 | 0.0039706 | 114988.5709 | 64639.863 | 10150.9375 | 30.8747 | 1045.4787 | 633.9218 | 12.705 | 901.808 | 553.1479 | 0 | 143.6466 | 80.7497 | 12.6808 | 0.024167 | 17275.792 | 9949.5972 | 1123.1799 | 4581.5132 | 2812.3866 | 0 | 12691.4741 | 7134.406 | 1120.3754 | 2.8046 | 102181.8628 | 57452.9121 | 9045.9313 | 0.36674 | 0.15882 | 0.0039706 | 102153.4501 | 57424.7073 | 9017.8814 | 28.0459 | 0.0002032 | 8.8e-05 | 2.2e-06 | 0.091507 | 0.051971 | 0.0091508 | 5.02e-05 | 5000000 | no RA
1458-519 | 7614.6974 | 7577.4457 | 0 | 37.2517 | 99.51% | 0% | 0.4892% | 1894.5755 | 7515.6476 | 306.6477 | 30.548 | 1557.3798 | 1213.3977 | 124.3854 | 6177.8646 | 1458 | 0.000217 | 0.000178 | 5.82e-05 | 35090771.4315 | 1223.1475 | 160.7306 | 6230.8193 | 5636624.6336 | 740693.9295 | 28713452.8683 | 32135516.1836 | 5201313.5861 | 518151.5214 | 26416051.0761 | 1701886.7228 | 274768.7863 | 28166.5433 | 1398951.3932 |  | 194 | 1458-519 | 7614.6974 | 5720.1219 | 99.0498 | 7577.4457 | 5682.8701 | 61.7981 | 0 | 0 | 0 | 37.2517 | 1223.1475 | 916.4999 | 9.7499 | 1223.1184 | 916.4707 | 9.7207 | 0 | 0 | 0 | 0.029159 | 6230.8193 | 4673.4395 | 52.9547 | 6227.4354 | 4670.0556 | 49.5708 | 0 | 0 | 0 | 3.3839 | 160.7306 | 130.1825 | 36.3452 | 126.8919 | 96.3438 | 2.5065 | 0 | 0 | 0 | 33.8387 | 0.000162 | 0.000123 | 3.2e-06 | 0 | 0 | 0 | 5.5e-05 | 5000000 | no RA
1458-565R | 865488.8848 | 805293.7897 | 56735.5493 | 3459.5458 | 93.04% | 6.555% | 0.3997% | 453606.8663 | 853060.1016 | 70029.1092 | 22393.0878 | 361184.6694 | 130889.2756 | 46535.8151 | 675635.0109 | 1458 | 0.15819 | 0.090229 | 0.018703 | 5471150.0424 | 131502.0173 | 54377.84 | 679609.0275 | 831284.2373 | 343747.1319 | 4296118.6732 | 4564872.0969 | 704737.847 | 225352.809 | 3634781.4409 | 664519.9924 | 101960.6242 | 36250.6457 | 526308.7225 |  | 195 | 1458-565R | 865488.8848 | 411882.0185 | 12428.7832 | 805293.7897 | 376433.8732 | 3732.4647 | 56735.5493 | 31988.5994 | 5236.7727 | 3459.5458 | 131502.0173 | 61472.9081 | 612.7417 | 131436.2964 | 61434.6723 | 604.2176 | 63.0129 | 35.5279 | 5.8162 | 2.708 | 679609.0275 | 318424.3581 | 3974.0165 | 673492.5396 | 314838.6907 | 3124.2044 | 5802.2299 | 3271.4094 | 535.5542 | 314.258 | 54377.84 | 31984.7523 | 7842.025 | 364.9537 | 160.5102 | 4.0428 | 50870.3065 | 28681.6621 | 4695.4023 | 3142.5799 | 0.017757 | 0.008382 | 0.0002128 | 0.13549 | 0.076905 | 0.013549 | 0.0049412 | 5000000 | no RA
1458-601R | 3446907.109 | 3213583.474 | 222932.313 | 10391.322 | 93.23% | 6.468% | 0.3015% | 1535450.0013 | 3363925.2391 | 315567.7381 | 90081.0655 | 1129801.1976 | 693672.3399 | 188778.245 | 2481474.6542 | 1458 | 0.20421 | 0.12213 | 0.029536 | 16878979.8349 | 705131.8279 | 216878.5742 | 2524896.707 | 3452923.3098 | 1062021.3904 | 12364035.1347 | 15650773.2447 | 3216567.8523 | 918192.2752 | 11516013.1172 | 2809516.1822 | 579348.0905 | 157665.6722 | 2072502.4194 |  | 196 | 1458-601R | 3446907.109 | 1911457.1078 | 82981.87 | 3213583.474 | 1775320.6044 | 51990.9138 | 222932.313 | 125745.1814 | 20599.6342 | 10391.322 | 705131.8279 | 389564.0897 | 11459.488 | 704637.1837 | 389281.5393 | 11406.3991 | 486.5104 | 274.4166 | 44.9551 | 8.1338 | 2524896.707 | 1395095.5094 | 43422.0527 | 2502340.5246 | 1381961.1697 | 40481.0873 | 21612.2562 | 12190.4135 | 1997.0392 | 943.9262 | 216878.5742 | 126797.5087 | 28100.3292 | 6605.7658 | 4077.8954 | 103.4273 | 200833.5465 | 113280.3513 | 18557.64 | 9439.2619 | 0.051536 | 0.028952 | 0.0007366 | 0.13764 | 0.078145 | 0.013764 | 0.015035 | 5000000 | no RA
1458-8 | 31235.1772 | 0 | 31235.1772 | 0 | 0% | 100% | 0% | 1133.1185 | 2355.8704 | 10.4347 | 886.0503 | 236.6336 | 21.6947 | 1842.19 | 491.9856 | 1458 | 0.13902 | 0.13902 | 0.13902 | 224680.8533 | 287.6383 | 24424.575 | 6522.9638 | 2069.0399 | 175690.8347 | 46920.9787 | 216530.1059 | 1993.9814 | 169317.2982 | 45218.8263 | 207734.6083 | 1912.9854 | 162439.5946 | 43382.0283 |  | 197 | 1458-8 | 31235.1772 | 30102.0586 | 28879.3068 | 0 | 0 | 0 | 31235.1772 | 30102.0586 | 28879.3068 | 0 | 287.6383 | 277.2037 | 265.9436 | 0 | 0 | 0 | 287.6383 | 277.2037 | 265.9436 | 0 | 6522.9638 | 6286.3303 | 6030.9782 | 0 | 0 | 0 | 6522.9638 | 6286.3303 | 6030.9782 | 0 | 24424.575 | 23538.5247 | 22582.3849 | 0 | 0 | 0 | 24424.575 | 23538.5247 | 22582.3849 | 0 | 0 | 0 | 0 | 0.13902 | 0.13902 | 0.13902 | 0 | 5000000 | no RA
1458-9 | 1035.6027 | 0 | 1035.6027 | 0 | 0% | 100% | 0% | 37.4881 | 77.9411 | 0.025477 | 29.5664 | 7.8962 | 0.05297 | 61.4713 | 16.4169 | 1458 | 0.13949 | 0.13949 | 0.13949 | 7424.1329 | 0.70381 | 816.7682 | 218.1307 | 5.0456 | 5855.3301 | 1563.7573 | 7155.3847 | 4.8629 | 5643.3714 | 1507.1504 | 6865.3806 | 4.6658 | 5414.6484 | 1446.0663 |  | 198 | 1458-9 | 1035.6027 | 998.1146 | 957.6615 | 0 | 0 | 0 | 1035.6027 | 998.1146 | 957.6615 | 0 | 0.70381 | 0.67833 | 0.65084 | 0 | 0 | 0 | 0.70381 | 0.67833 | 0.65084 | 0 | 218.1307 | 210.2345 | 201.7138 | 0 | 0 | 0 | 218.1307 | 210.2345 | 201.7138 | 0 | 816.7682 | 787.2018 | 755.2969 | 0 | 0 | 0 | 816.7682 | 787.2018 | 755.2969 | 0 | 0 | 0 | 0 | 0.13949 | 0.13949 | 0.13949 | 0 | 5000000 | no RA
146-275R | 40002.7198 | 6375.4154 | 33135.4257 | 491.8788 | 15.94% | 82.83% | 1.23% | 16903.1412 | 37151.2524 | 254.8123 | 14089.8819 | 2558.447 | 893.5317 | 29088.9145 | 7168.8062 | 146 | 0.0089436 | 0.0055688 | 0.0013574 | 4472776.0423 | 917.9044 | 31561.4122 | 7523.4033 | 102632.5412 | 3528938.2537 | 841205.2473 | 4148035.2273 | 62531.0025 | 3457660.6663 | 627843.5585 | 2100683.1914 | 50523.922 | 1644805.7546 | 405353.5147 |  | 199 | 146-275R | 40002.7198 | 23099.5786 | 2851.4674 | 6375.4154 | 4348.3953 | 141.4798 | 33135.4257 | 18259.3046 | 2218.1088 | 491.8788 | 917.9044 | 663.0921 | 24.3727 | 877.4078 | 640.6035 | 21.3026 | 40.1116 | 22.1035 | 2.6851 | 0.38502 | 7523.4033 | 4964.9562 | 354.597 | 4468.9395 | 3261.7318 | 108.4388 | 3009.7825 | 1658.5432 | 201.477 | 44.6812 | 31561.4122 | 17471.5302 | 2472.4976 | 1029.0681 | 446.0599 | 11.7384 | 30085.5316 | 16578.6578 | 2013.9467 | 446.8125 | 0.0021928 | 0.0014306 | 3.64e-05 | 0.0060332 | 0.0034206 | 0.0006034 | 0.0007176 | 5000000 | no RA
1480-26F | 1536.8155 | 388.0121 | 0 | 1148.8033 | 25.25% | 0% | 74.75% | 212.1698 | 382.6318 | 1.6984 | 201.7582 | 8.7131 | 3.1993 | 363.042 | 16.3905 | 1480 | 0.0040818 | 0.0027874 | 0.0017098 | 376504.3547 | 4.3029 | 1410.7173 | 121.7953 | 1054.158 | 345611.5787 | 29838.618 | 475226.2631 | 3804.1845 | 451906.044 | 19516.0346 | 675040.1504 | 5644.2629 | 640479.7546 | 28916.133 |  | 200 | 1480-26F | 1536.8155 | 1324.6457 | 1154.1836 | 388.0121 | 175.8423 | 5.3803 | 0 | 0 | 0 | 1148.8033 | 4.3029 | 2.6044 | 1.1035 | 3.4036 | 1.7052 | 0.20431 | 0 | 0 | 0 | 0.89923 | 121.7953 | 113.0821 | 105.4048 | 17.4404 | 8.7272 | 1.0499 | 0 | 0 | 0 | 104.3549 | 1410.7173 | 1208.9591 | 1047.6753 | 367.1682 | 165.4099 | 4.1261 | 0 | 0 | 0 | 1043.5492 | 0.0024 | 0.0011056 | 2.8e-05 | 0 | 0 | 0 | 0.0016818 | 5000000 | no RA
1481-5AE | 35.2022 | 0.53689 | 0 | 34.6653 | 1.525% | 0% | 98.47% | 0.39612 | 0.53364 | 0.034384 | 0.18517 | 0.17656 | 0.034384 | 0.3227 | 0.17656 | 1481 | 0.0001132 | 7.9e-05 | 5.36e-05 | 310973.7222 | 0.061519 | 31.8152 | 3.3255 | 543.4501 | 281053.1842 | 29377.088 | 440583.6671 | 38244.1495 | 205959.9742 | 196379.5434 | 646801.9392 | 41675.4604 | 391127.5271 | 213998.9516 |  | 201 | 1481-5AE | 35.2022 | 34.8061 | 34.6686 | 0.53689 | 0.14077 | 0.0032486 | 0 | 0 | 0 | 34.6653 | 0.061519 | 0.027134 | 0.027134 | 0.034384 | 0 | 0 | 0 | 0 | 0 | 0.027134 | 3.3255 | 3.1489 | 3.1489 | 0.17656 | 0 | 0 | 0 | 0 | 0 | 3.1489 | 31.8152 | 31.63 | 31.4925 | 0.32595 | 0.14077 | 0.0032486 | 0 | 0 | 0 | 31.4893 | 6.02e-05 | 2.6e-05 | 6e-07 | 0 | 0 | 0 | 5.3e-05 | 5000000 | no RA
1482-28 | 4920.4372 | 2709.3048 | 0 | 2211.1325 | 55.06% | 0% | 44.94% | 1529.5759 | 2668.1005 | 0 | 1529.5759 | 0 | 0 | 2668.1005 | 0 | 1482 | 0.0090634 | 0.0057346 | 0.003256 | 542890.8819 | 1.7308 | 4717.8518 | 200.8547 | 190.9625 | 520538.8431 | 22161.0763 | 591298.6569 | 0 | 591298.6569 | 0 | 691749.6214 | 0 | 691749.6214 | 0 |  | 202 | 1482-28 | 4920.4372 | 3390.8613 | 2252.3368 | 2709.3048 | 1179.7288 | 41.2043 | 0 | 0 | 0 | 2211.1325 | 1.7308 | 1.7308 | 1.7308 | 0 | 0 | 0 | 0 | 0 | 0 | 1.7308 | 200.8547 | 200.8547 | 200.8547 | 0 | 0 | 0 | 0 | 0 | 0 | 200.8547 | 4717.8518 | 3188.2758 | 2049.7513 | 2709.3048 | 1179.7288 | 41.2043 | 0 | 0 | 0 | 2008.547 | 0.0059002 | 0.0025714 | 9.28e-05 | 0 | 0 | 0 | 0.0031632 | 5000000 | no RA
1483-39 | 1216.862 | 424.6222 | 0 | 792.2399 | 34.89% | 0% | 65.11% | 243.9492 | 419.8673 | 3.4564 | 222.9924 | 17.5003 | 5.1049 | 388.9062 | 25.8562 | 1483 | 0.0033188 | 0.0020894 | 0.001175 | 366657.2282 | 5.7798 | 1112.9827 | 98.0996 | 1741.519 | 335356.9564 | 29558.7529 | 465642.2177 | 6597.4816 | 425640.6851 | 33404.0509 | 678293.3635 | 8246.8587 | 628275.9358 | 41770.569 |  | 203 | 1483-39 | 1216.862 | 972.9128 | 796.9947 | 424.6222 | 180.673 | 4.7548 | 0 | 0 | 0 | 792.2399 | 5.7798 | 2.3233 | 0.6749 | 5.1596 | 1.7032 | 0.054775 | 0 | 0 | 0 | 0.62013 | 98.0996 | 80.5993 | 72.2434 | 26.1342 | 8.6338 | 0.27795 | 0 | 0 | 0 | 71.9654 | 1112.9827 | 889.9902 | 724.0764 | 393.3284 | 170.3359 | 4.4221 | 0 | 0 | 0 | 719.6543 | 0.0021682 | 0.0009388 | 2.44e-05 | 0 | 0 | 0 | 0.0011506 | 5000000 | no RA
1483-40 | 306.6281 | 68.5976 | 0 | 238.0305 | 22.37% | 0% | 77.63% | 38.9111 | 67.8269 | 0 | 38.9111 | 0 | 0 | 67.8269 | 0 | 1483 | 0.001097 | 0.0006676 | 0.0003482 | 279515.1093 | 0.18632 | 284.8196 | 21.6222 | 169.8441 | 259634.9647 | 19710.3005 | 401014.0021 | 0 | 401014.0021 | 0 | 685816.0946 | 0 | 685816.0946 | 0 |  | 204 | 1483-40 | 306.6281 | 267.7169 | 238.8012 | 68.5976 | 29.6864 | 0.77065 | 0 | 0 | 0 | 238.0305 | 0.18632 | 0.18632 | 0.18632 | 0 | 0 | 0 | 0 | 0 | 0 | 0.18632 | 21.6222 | 21.6222 | 21.6222 | 0 | 0 | 0 | 0 | 0 | 0 | 21.6222 | 284.8196 | 245.9084 | 216.9926 | 68.5976 | 29.6864 | 0.77065 | 0 | 0 | 0 | 216.222 | 0.0007574 | 0.000328 | 8.6e-06 | 0 | 0 | 0 | 0.0003396 | 5000000 | no RA
149-129R | 2148.3948 | 1704.2878 | 122.9121 | 321.1949 | 79.33% | 5.721% | 14.95% | 1092.0535 | 1785.3618 | 170.9094 | 44.1205 | 877.0235 | 275.0721 | 92.3711 | 1417.9185 | 149 | 0.007042 | 0.0041962 | 0.0010544 | 305083.05 | 280.8538 | 390.6471 | 1476.894 | 39882.6712 | 55473.8856 | 209726.4931 | 251737.6164 | 39397.6406 | 10170.5552 | 202169.4206 | 344302.9876 | 53047.0363 | 17813.5597 | 273442.3917 |  | 205 | 149-129R | 2148.3948 | 1056.3414 | 363.0331 | 1704.2878 | 667.17 | 33.6221 | 122.9121 | 67.9765 | 8.2161 | 321.1949 | 280.8538 | 109.9444 | 5.7817 | 280.5188 | 109.6467 | 5.5247 | 0.083533 | 0.046198 | 0.0055838 | 0.25142 | 1476.894 | 599.8704 | 58.9754 | 1421.8281 | 556.3757 | 28.0682 | 25.8892 | 14.318 | 1.7306 | 29.1767 | 390.6471 | 346.5266 | 298.276 | 1.9409 | 1.1475 | 0.029238 | 96.9394 | 53.6123 | 6.48 | 291.7668 | 0.0006254 | 0.0003526 | 9e-06 | 0.005968 | 0.003395 | 0.0005968 | 0.0004486 | 5000000 | no RA
149-154R | 61.3572 | 0 | 61.3572 | 0 | 0% | 100% | 0% | 9.7381 | 20.3481 | 0.0066182 | 7.6803 | 2.0512 | 0.013829 | 16.0483 | 4.2859 | 149 | 0.0059584 | 0.0059584 | 0.0059584 | 10297.5984 | 0.041699 | 48.3917 | 12.9238 | 6.9984 | 8121.6 | 2169 | 8663.251 | 5.8877 | 6832.6086 | 1824.7547 | 6882.5785 | 4.6775 | 5428.2122 | 1449.6888 |  | 206 | 149-154R | 61.3572 | 51.6191 | 41.0092 | 0 | 0 | 0 | 61.3572 | 51.6191 | 41.0092 | 0 | 0.041699 | 0.035081 | 0.02787 | 0 | 0 | 0 | 0.041699 | 0.035081 | 0.02787 | 0 | 12.9238 | 10.8726 | 8.6378 | 0 | 0 | 0 | 12.9238 | 10.8726 | 8.6378 | 0 | 48.3917 | 40.7114 | 32.3435 | 0 | 0 | 0 | 48.3917 | 40.7114 | 32.3435 | 0 | 0 | 0 | 0 | 0.0059584 | 0.0059584 | 0.0059584 | 0 | 5000000 | no RA
150-434AE | 8092.8199 | 7261.6415 | 0 | 831.1785 | 89.73% | 0% | 10.27% | 3025.5125 | 7075.5731 | 608.4147 | 8.8876 | 2408.2102 | 1423.9001 | 16.0699 | 5635.6031 | 150 | 0.0042426 | 0.0026804 | 0.001226 | 1907514.2464 | 1462.2927 | 771.2812 | 5859.246 | 344669.0069 | 181794.4615 | 1381050.778 | 1890504.1987 | 380170.49 | 5553.4274 | 1504780.2813 | 829728.2367 | 166975.8894 | 1884.4668 | 660867.8805 |  | 207 | 150-434AE | 8092.8199 | 5067.3075 | 1017.2468 | 7261.6415 | 4236.129 | 186.0683 | 0 | 0 | 0 | 831.1785 | 1462.2927 | 853.878 | 38.3926 | 1461.6421 | 853.2274 | 37.742 | 0 | 0 | 0 | 0.65061 | 5859.246 | 3451.0358 | 223.6429 | 5783.7435 | 3375.5333 | 148.1404 | 0 | 0 | 0 | 75.5025 | 771.2812 | 762.3936 | 755.2112 | 16.2558 | 7.3683 | 0.18589 | 0 | 0 | 0 | 755.0253 | 0.0030544 | 0.0014922 | 3.78e-05 | 0 | 0 | 0 | 0.0011882 | 5000000 | no RA
150-506 | 5329.2078 | 4772.8998 | 0 | 556.308 | 89.56% | 0% | 10.44% | 2439.8906 | 4755.4615 | 399.1272 | 0.042593 | 2040.7209 | 777.9899 | 0.17434 | 3977.2973 | 150 | 0.0026668 | 0.001633 | 0.000808 | 1998352.9892 | 781.1969 | 505.5162 | 4042.4947 | 292934.1742 | 189559.1127 | 1515859.7022 | 1769330.7712 | 289434.2721 | 30.8873 | 1479865.6118 | 710082 | 116168.8746 | 26.0329 | 593887.0926 |  | 208 | 150-506 | 5329.2078 | 2889.3171 | 573.7463 | 4772.8998 | 2333.0092 | 17.4383 | 0 | 0 | 0 | 556.308 | 781.1969 | 382.0697 | 3.207 | 780.7614 | 381.6342 | 2.7715 | 0 | 0 | 0 | 0.43545 | 4042.4947 | 2001.7738 | 65.1974 | 3991.9608 | 1951.2399 | 14.6635 | 0 | 0 | 0 | 50.5339 | 505.5162 | 505.4736 | 505.3419 | 0.17759 | 0.135 | 0.0032486 | 0 | 0 | 0 | 505.3386 | 0.0018804 | 0.0008466 | 2.16e-05 | 0 | 0 | 0 | 0.0007864 | 5000000 | no RA
151-1044F | 885.1111 | 90.3524 | 0 | 794.7587 | 10.21% | 0% | 89.79% | 52.1081 | 89.3695 | 0.34224 | 50.0511 | 1.7148 | 0.35064 | 87.2617 | 1.7571 | 151 | 0.0041016 | 0.0024206 | 0.0011704 | 215796.5384 | 0.97274 | 810.187 | 73.9513 | 237.1606 | 197529.5015 | 18029.8764 | 344130.7907 | 2260.2283 | 330545.9065 | 11324.6559 | 679888.6043 | 2667.5244 | 663853.7212 | 13367.3587 |  | 209 | 151-1044F | 885.1111 | 833.003 | 795.7416 | 90.3524 | 38.2443 | 0.98289 | 0 | 0 | 0 | 794.7587 | 0.97274 | 0.6305 | 0.6221 | 0.35064 | 0.0083961 | 0 | 0 | 0 | 0 | 0.6221 | 73.9513 | 72.2366 | 72.1942 | 1.7571 | 0.042329 | 0 | 0 | 0 | 0 | 72.1942 | 810.187 | 760.1359 | 722.9253 | 88.2446 | 38.1935 | 0.98289 | 0 | 0 | 0 | 721.9424 | 0.0029646 | 0.0012836 | 3.34e-05 | 0 | 0 | 0 | 0.001137 | 5000000 | no RA
151-97 | 91.4477 | 21.9269 | 0 | 69.5208 | 23.98% | 0% | 76.02% | 12.4448 | 21.6959 | 0 | 12.4448 | 0 | 0 | 21.6959 | 0 | 151 | 0.0004212 | 0.0002372 | 0.0001004 | 217112.1943 | 0.054418 | 85.0781 | 6.3151 | 129.1965 | 201989.8263 | 14993.1716 | 333064.2426 | 0 | 333064.2426 | 0 | 694738.989 | 0 | 694738.989 | 0 |  | 210 | 151-97 | 91.4477 | 79.0028 | 69.7518 | 21.9269 | 9.4821 | 0.23101 | 0 | 0 | 0 | 69.5208 | 0.054418 | 0.054418 | 0.054418 | 0 | 0 | 0 | 0 | 0 | 0 | 0.054418 | 6.3151 | 6.3151 | 6.3151 | 0 | 0 | 0 | 0 | 0 | 0 | 6.3151 | 85.0781 | 72.6333 | 63.3823 | 21.9269 | 9.4821 | 0.23101 | 0 | 0 | 0 | 63.1512 | 0.0003242 | 0.0001402 | 3.4e-06 | 0 | 0 | 0 | 9.7e-05 | 5000000 | no RA
152-1713F | 6077.2822 | 3160.0555 | 0 | 2917.2267 | 52% | 0% | 48% | 2008.5032 | 3137.4073 | 456.6982 | 440.4936 | 1111.3114 | 690.3374 | 768.3153 | 1678.7546 | 152 | 0.013625 | 0.0083016 | 0.004338 | 446052.1521 | 696.7211 | 3426.8032 | 1953.7578 | 51136.997 | 251515.8792 | 143399.2759 | 490119.8463 | 111444.6108 | 107490.3116 | 271184.9239 | 677702.823 | 149117.9117 | 165961.6932 | 362623.2181 |  | 211 | 152-1713F | 6077.2822 | 4068.7789 | 2939.8748 | 3160.0555 | 1151.5522 | 22.6482 | 0 | 0 | 0 | 2917.2267 | 696.7211 | 240.0229 | 6.3837 | 694.4377 | 237.7394 | 4.1002 | 0 | 0 | 0 | 2.2835 | 1953.7578 | 842.4463 | 275.0032 | 1688.7629 | 577.4515 | 10.0083 | 0 | 0 | 0 | 264.9948 | 3426.8032 | 2986.3097 | 2658.488 | 776.8549 | 336.3613 | 8.5396 | 0 | 0 | 0 | 2649.9484 | 0.0093892 | 0.0040662 | 0.0001026 | 0 | 0 | 0 | 0.0042354 | 5000000 | no RA
152-1716F | 2001.895 | 1242.2069 | 0 | 759.6881 | 62.05% | 0% | 37.95% | 697.5155 | 1241.0128 | 156.9002 | 61.5123 | 479.1031 | 279.8179 | 107.2481 | 853.9468 | 152 | 0.0035886 | 0.0021574 | 0.0010932 | 557848.4666 | 280.4126 | 798.5271 | 922.9553 | 78139.8234 | 222517.7233 | 257190.9199 | 604607.1673 | 136001.2269 | 53318.9054 | 415287.035 | 696013.696 | 156933.9987 | 60149.3606 | 478930.3367 |  | 212 | 152-1716F | 2001.895 | 1304.3795 | 760.8822 | 1242.2069 | 544.6914 | 1.1941 | 0 | 0 | 0 | 759.6881 | 280.4126 | 123.5124 | 0.59465 | 279.8179 | 122.9178 | 0 | 0 | 0 | 0 | 0.59465 | 922.9553 | 443.8523 | 69.0085 | 853.9468 | 374.8438 | 0 | 0 | 0 | 0 | 69.0085 | 798.5271 | 737.0148 | 691.279 | 108.4421 | 46.9299 | 1.1941 | 0 | 0 | 0 | 690.085 | 0.0025234 | 0.0010922 | 2.8e-05 | 0 | 0 | 0 | 0.0010652 | 5000000 | no RA
152-513AE | 11400.4044 | 7796.4368 | 0 | 3603.9676 | 68.39% | 0% | 31.61% | 4431.9401 | 7713.2085 | 118.6762 | 3714.1827 | 599.0811 | 204.1648 | 6478.1347 | 1030.9089 | 152 | 0.019541 | 0.011399 | 0.0053384 | 583403.4951 | 208.5871 | 9825.442 | 1366.3753 | 10674.2226 | 502806.4798 | 69922.7928 | 611343.8767 | 16370.2481 | 512336.0976 | 82637.531 | 690693.0776 | 18282.3067 | 580096.1827 | 92314.5882 |  | 213 | 152-513AE | 11400.4044 | 6968.4643 | 3687.1959 | 7796.4368 | 3364.4967 | 83.2283 | 0 | 0 | 0 | 3603.9676 | 208.5871 | 89.9109 | 4.4223 | 205.7661 | 87.0899 | 1.6013 | 0 | 0 | 0 | 2.821 | 1366.3753 | 767.2941 | 335.4663 | 1038.9983 | 439.9172 | 8.0894 | 0 | 0 | 0 | 327.377 | 9825.442 | 6111.2592 | 3347.3073 | 6551.6723 | 2837.4896 | 73.5377 | 0 | 0 | 0 | 3273.7696 | 0.014362 | 0.006219 | 0.0001588 | 0 | 0 | 0 | 0.0051796 | 5000000 | no RA
1525-23R | 2249.2006 | 1399.8163 | 563.2854 | 286.0989 | 62.24% | 25.04% | 12.72% | 759.7611 | 1630.2678 | 91.8822 | 196.7932 | 471.0857 | 195.7754 | 411.7713 | 1022.7212 | 1525 | 0.032823 | 0.019077 | 0.003498 | 68525.9731 | 248.2311 | 704.9518 | 1296.0177 | 7562.809 | 21477.6346 | 39485.5296 | 78073.5049 | 9441.8694 | 20222.5889 | 48409.0465 | 176939.0586 | 21248.2313 | 44691.0743 | 110999.753 |  | 214 | 1525-23R | 2249.2006 | 1489.4395 | 618.9328 | 1399.8163 | 890.4861 | 290.2271 | 563.2854 | 312.8545 | 42.6068 | 286.0989 | 248.2311 | 156.3489 | 52.4557 | 240.4484 | 151.9267 | 51.66 | 7.5587 | 4.1982 | 0.57174 | 0.22394 | 1296.0177 | 824.932 | 273.2966 | 1152.8959 | 733.8864 | 238.448 | 117.1332 | 65.057 | 8.8599 | 25.9886 | 704.9518 | 508.1586 | 293.1806 | 6.472 | 4.673 | 0.11912 | 438.5935 | 243.5993 | 33.1751 | 259.8863 | 0.001793 | 0.0012946 | 3.3e-05 | 0.030627 | 0.017381 | 0.0030628 | 0.0004022 | 5000000 | no RA
153-1119R | 7812.5793 | 5894.2378 | 0 | 1918.3414 | 75.45% | 0% | 24.55% | 3266.7779 | 5827.9255 | 0 | 3266.7779 | 0 | 0 | 5827.9255 | 0 | 153 | 0.0073252 | 0.0048502 | 0.0028728 | 1066534.6026 | 1.5016 | 7636.8195 | 174.2582 | 204.9891 | 1042540.7521 | 23788.8614 | 937239.9885 | 0 | 937239.9885 | 0 | 690842.9926 | 0 | 690842.9926 | 0 |  | 215 | 153-1119R | 7812.5793 | 4545.8014 | 1984.6537 | 5894.2378 | 2627.46 | 66.3123 | 0 | 0 | 0 | 1918.3414 | 1.5016 | 1.5016 | 1.5016 | 0 | 0 | 0 | 0 | 0 | 0 | 1.5016 | 174.2582 | 174.2582 | 174.2582 | 0 | 0 | 0 | 0 | 0 | 0 | 174.2582 | 7636.8195 | 4370.0416 | 1808.894 | 5894.2378 | 2627.46 | 66.3123 | 0 | 0 | 0 | 1742.5817 | 0.0045034 | 0.0020284 | 5.1e-05 | 0 | 0 | 0 | 0.0028218 | 5000000 | no RA
153-581F | 8526.0456 | 4463.0492 | 0 | 4062.9963 | 52.35% | 0% | 47.65% | 2574.6815 | 4421.0891 | 93.1141 | 2165.6412 | 315.9261 | 146.7143 | 3776.5112 | 497.8637 | 153 | 0.019874 | 0.011937 | 0.0060314 | 429000.692 | 149.8946 | 7509.2131 | 866.9378 | 7542.17 | 377837.2523 | 43621.2698 | 498556.1161 | 18030.4337 | 419350.3913 | 61175.2912 | 680597.617 | 22585.6985 | 581369.0793 | 76642.8392 |  | 216 | 153-581F | 8526.0456 | 5951.3641 | 4104.9565 | 4463.0492 | 1888.3678 | 41.9602 | 0 | 0 | 0 | 4062.9963 | 149.8946 | 56.7805 | 3.1803 | 146.7143 | 53.6001 | 0 | 0 | 0 | 0 | 3.1803 | 866.9378 | 551.0117 | 369.0742 | 497.8637 | 181.9376 | 0 | 0 | 0 | 0 | 369.0742 | 7509.2131 | 5343.5719 | 3732.702 | 3818.4713 | 1652.8301 | 41.9602 | 0 | 0 | 0 | 3690.7418 | 0.013997 | 0.00606 | 0.0001542 | 0 | 0 | 0 | 0.0058772 | 5000000 | no RA
154-13 | 281.2343 | 10.2545 | 0 | 270.9798 | 3.646% | 0% | 96.35% | 2.7086 | 10.06 | 0 | 2.7086 | 0 | 0 | 10.06 | 0 | 154 | 0.0014332 | 0.0010666 | 0.0004082 | 196228.2131 | 0.21211 | 256.4069 | 24.6152 | 147.9975 | 178905.1938 | 17175.0217 | 261134.1001 | 0 | 261134.1001 | 0 | 664317.2949 | 0 | 664317.2949 | 0 |  | 217 | 154-13 | 281.2343 | 278.5256 | 271.1743 | 10.2545 | 7.5459 | 0.19456 | 0 | 0 | 0 | 270.9798 | 0.21211 | 0.21211 | 0.21211 | 0 | 0 | 0 | 0 | 0 | 0 | 0.21211 | 24.6152 | 24.6152 | 24.6152 | 0 | 0 | 0 | 0 | 0 | 0 | 24.6152 | 256.4069 | 253.6983 | 246.347 | 10.2545 | 7.5459 | 0.19456 | 0 | 0 | 0 | 246.1524 | 0.0010424 | 0.0006758 | 1.74e-05 | 0 | 0 | 0 | 0.0003908 | 5000000 | no RA
154-876R | 9747.5185 | 5713.2864 | 0 | 4034.232 | 58.61% | 0% | 41.39% | 2198.1995 | 5623.1612 | 0 | 2198.1995 | 0 | 0 | 5623.1612 | 0 | 154 | 0.018706 | 0.011989 | 0.0060142 | 521084.9063 | 3.1578 | 9377.8994 | 366.4613 | 168.8106 | 501325.7303 | 19590.3655 | 629676.6256 | 0 | 629676.6256 | 0 | 685769.8878 | 0 | 685769.8878 | 0 |  | 218 | 154-876R | 9747.5185 | 7549.319 | 4124.3573 | 5713.2864 | 3515.087 | 90.1252 | 0 | 0 | 0 | 4034.232 | 3.1578 | 3.1578 | 3.1578 | 0 | 0 | 0 | 0 | 0 | 0 | 3.1578 | 366.4613 | 366.4613 | 366.4613 | 0 | 0 | 0 | 0 | 0 | 0 | 366.4613 | 9377.8994 | 7179.6999 | 3754.7382 | 5713.2864 | 3515.087 | 90.1252 | 0 | 0 | 0 | 3664.6129 | 0.012849 | 0.0061322 | 0.0001572 | 0 | 0 | 0 | 0.005857 | 5000000 | no RA
154-878R | 13874.5003 | 7277.2507 | 0 | 6597.2495 | 52.45% | 0% | 47.55% | 4125.4314 | 7196.2829 | 0.92397 | 4119.8206 | 4.6869 | 1.8348 | 7185.1553 | 9.2928 | 154 | 0.028539 | 0.017784 | 0.0097796 | 486152.4861 | 7.03 | 13258.7291 | 608.7412 | 246.3245 | 464576.3099 | 21329.8517 | 548199.4207 | 122.7805 | 547453.8365 | 622.8037 | 682872.2391 | 174.1043 | 681816.3171 | 881.8177 |  | 219 | 154-878R | 13874.5003 | 9749.0689 | 6678.2173 | 7277.2507 | 3151.8193 | 80.9678 | 0 | 0 | 0 | 6597.2495 | 7.03 | 6.106 | 5.1952 | 1.8659 | 0.94197 | 0.031186 | 0 | 0 | 0 | 5.164 | 608.7412 | 604.0543 | 599.4483 | 9.4607 | 4.7738 | 0.16784 | 0 | 0 | 0 | 599.2805 | 13258.7291 | 9138.9086 | 6073.5738 | 7265.9241 | 3146.1035 | 80.7688 | 0 | 0 | 0 | 5992.805 | 0.01897 | 0.008214 | 0.0002098 | 0 | 0 | 0 | 0.0095698 | 5000000 | no RA
154-894R | 8439.1363 | 2600.569 | 0 | 5838.5673 | 30.82% | 0% | 69.18% | 1337.3302 | 2570.4736 | 27.7053 | 1229.0031 | 80.6218 | 52.5619 | 2364.8807 | 153.031 | 154 | 0.023715 | 0.015265 | 0.0086112 | 355853.4719 | 57.132 | 7698.6099 | 683.3943 | 2409.0898 | 324627.6591 | 28816.7229 | 465246.7828 | 9638.4448 | 427560.6237 | 28047.7144 | 681515.0843 | 13935.8461 | 627005.8137 | 40573.4245 |  | 220 | 154-894R | 8439.1363 | 7101.806 | 5868.6627 | 2600.569 | 1263.2387 | 30.0954 | 0 | 0 | 0 | 5838.5673 | 57.132 | 29.4268 | 4.5702 | 52.5619 | 24.8566 | 0 | 0 | 0 | 0 | 4.5702 | 683.3943 | 602.7725 | 530.3634 | 153.031 | 72.4091 | 0 | 0 | 0 | 0 | 530.3634 | 7698.6099 | 6469.6068 | 5333.7292 | 2394.9761 | 1165.973 | 30.0954 | 0 | 0 | 0 | 5303.6338 | 0.015279 | 0.0068282 | 0.0001748 | 0 | 0 | 0 | 0.0084364 | 5000000 | no RA
154-897F | 308.845 | 6.7312 | 0 | 302.1138 | 2.179% | 0% | 97.82% | 3.8161 | 6.6557 | 0 | 3.8161 | 0 | 0 | 6.6557 | 0 | 154 | 0.002013 | 0.0011218 | 0.0004588 | 153425.2296 | 0.23648 | 281.1651 | 27.4434 | 117.4766 | 139674.6715 | 13633.0816 | 271910.2497 | 0 | 271910.2497 | 0 | 658651.3641 | 0 | 658651.3641 | 0 |  | 221 | 154-897F | 308.845 | 305.0289 | 302.1892 | 6.7312 | 2.9151 | 0.075441 | 0 | 0 | 0 | 302.1138 | 0.23648 | 0.23648 | 0.23648 | 0 | 0 | 0 | 0 | 0 | 0 | 0.23648 | 27.4434 | 27.4434 | 27.4434 | 0 | 0 | 0 | 0 | 0 | 0 | 27.4434 | 281.1651 | 277.349 | 274.5094 | 6.7312 | 2.9151 | 0.075441 | 0 | 0 | 0 | 274.4339 | 0.0015718 | 0.0006806 | 1.76e-05 | 0 | 0 | 0 | 0.0004412 | 5000000 | no RA
155-1236R | 16795.8724 | 13925.3547 | 0 | 2870.5177 | 82.91% | 0% | 17.09% | 7839.4626 | 13783.7673 | 743.0315 | 4621.6593 | 2474.7718 | 1321.3979 | 8061.3962 | 4400.9732 | 155 | 0.01302 | 0.0079736 | 0.0042184 | 1289985.7431 | 1335.6401 | 10758.6219 | 4701.6103 | 102582.1498 | 826302.3565 | 361101.2368 | 1123257.9705 | 106463.4246 | 662202.9957 | 354591.5503 | 714039.7078 | 68452.2993 | 417604.0467 | 227983.3618 |  | 222 | 155-1236R | 16795.8724 | 8956.4098 | 3012.1051 | 13925.3547 | 6085.8921 | 141.5874 | 0 | 0 | 0 | 2870.5177 | 1335.6401 | 592.6086 | 14.2422 | 1333.3932 | 590.3617 | 11.9953 | 0 | 0 | 0 | 2.2469 | 4701.6103 | 2226.8385 | 300.6371 | 4440.8584 | 1966.0866 | 39.8853 | 0 | 0 | 0 | 260.7519 | 10758.6219 | 6136.9627 | 2697.2257 | 8151.1031 | 3529.4438 | 89.7069 | 0 | 0 | 0 | 2607.5189 | 0.0089004 | 0.0038538 | 9.86e-05 | 0 | 0 | 0 | 0.0041198 | 5000000 | no RA
155-40 | 3656.8599 | 924.424 | 0 | 2732.436 | 25.28% | 0% | 74.72% | 522.7251 | 914.464 | 2.4369 | 507.9779 | 12.3103 | 4.6635 | 886.2546 | 23.5459 | 155 | 0.012188 | 0.0075176 | 0.0040416 | 300037.7374 | 6.8023 | 3378.3029 | 271.7548 | 558.1125 | 277182.7124 | 22296.9125 | 416906.3026 | 1943.5645 | 405144.4803 | 9818.2577 | 678542.1444 | 3460.333 | 657610.4712 | 17471.3403 |  | 223 | 155-40 | 3656.8599 | 3134.1348 | 2742.3959 | 924.424 | 401.6989 | 9.96 | 0 | 0 | 0 | 2732.436 | 6.8023 | 4.3654 | 2.1388 | 4.6635 | 2.2266 | 0 | 0 | 0 | 0 | 2.1388 | 271.7548 | 259.4444 | 248.2088 | 23.5459 | 11.2356 | 0 | 0 | 0 | 0 | 248.2088 | 3378.3029 | 2870.325 | 2492.0483 | 896.2146 | 388.2367 | 9.96 | 0 | 0 | 0 | 2482.0883 | 0.0082376 | 0.0035672 | 9.12e-05 | 0 | 0 | 0 | 0.0039504 | 5000000 | no RA
156-529AE | 1994.0139 | 802.9421 | 0 | 1191.0718 | 40.27% | 0% | 59.73% | 457.7208 | 794.5393 | 4.1069 | 432.7066 | 20.9073 | 6.5074 | 755.0005 | 33.0314 | 156 | 0.0054304 | 0.0033528 | 0.0018062 | 367194.668 | 7.4397 | 1845.3483 | 141.2259 | 1370.0132 | 339818.118 | 26006.5369 | 458211.981 | 4111.3171 | 433170.918 | 20929.7459 | 664087.3546 | 5438.9824 | 631040.2554 | 27608.1168 |  | 224 | 156-529AE | 1994.0139 | 1536.2931 | 1199.4746 | 802.9421 | 345.2213 | 8.4028 | 0 | 0 | 0 | 1191.0718 | 7.4397 | 3.3328 | 0.93231 | 6.5074 | 2.4005 | 0 | 0 | 0 | 0 | 0.93231 | 141.2259 | 120.3186 | 108.1945 | 33.0314 | 12.1241 | 0 | 0 | 0 | 0 | 108.1945 | 1845.3483 | 1412.6417 | 1090.3478 | 763.4033 | 330.6968 | 8.4028 | 0 | 0 | 0 | 1081.945 | 0.0036644 | 0.0015868 | 4.02e-05 | 0 | 0 | 0 | 0.001766 | 5000000 | no RA
156-538 | 18915.4942 | 14877.7063 | 0 | 4037.7879 | 78.65% | 0% | 21.35% | 8738.063 | 14744.3499 | 1345.8458 | 3210.0696 | 4182.1476 | 2225.894 | 5599.6504 | 6918.8055 | 156 | 0.018674 | 0.011406 | 0.0059978 | 1012932.1105 | 2246.2536 | 9330.1254 | 7339.1152 | 120287.7577 | 499631.865 | 393012.4878 | 892303.1429 | 137433.4871 | 327802.0764 | 427067.5794 | 695445.7108 | 104988.5853 | 264118.3165 | 326338.8091 |  | 225 | 156-538 | 18915.4942 | 10177.4312 | 4171.1443 | 14877.7063 | 6139.6433 | 133.3564 | 0 | 0 | 0 | 4037.7879 | 2246.2536 | 900.4077 | 20.3596 | 2243.093 | 897.2472 | 17.199 | 0 | 0 | 0 | 3.1606 | 7339.1152 | 3156.9676 | 420.3097 | 6972.3309 | 2790.1833 | 53.5254 | 0 | 0 | 0 | 366.7843 | 9330.1254 | 6120.0558 | 3730.475 | 5662.2824 | 2452.2128 | 62.632 | 0 | 0 | 0 | 3667.843 | 0.012818 | 0.0055502 | 0.0001422 | 0 | 0 | 0 | 0.0058556 | 5000000 | no RA
157-165R | 161487.525 | 111150.3592 | 47764.3629 | 2572.8029 | 68.83% | 29.58% | 1.593% | 55145.5858 | 152422.6628 | 3990.0345 | 18426.1395 | 32729.4118 | 12581.8658 | 40259.836 | 99580.961 | 157 | 0.28262 | 0.16428 | 0.030205 | 571400.6058 | 12821.3039 | 46625.6186 | 102040.6025 | 45366.3576 | 164978.1103 | 361056.1379 | 647324.4283 | 46836.8729 | 216294.5604 | 384192.995 | 300107.3371 | 24772.6301 | 79268.2135 | 196066.4935 |  | 226 | 157-165R | 161487.525 | 106341.9392 | 9064.8622 | 111150.3592 | 76729.525 | 1928.9268 | 47764.3629 | 27039.6113 | 4563.1325 | 2572.8029 | 12821.3039 | 8831.2694 | 239.4381 | 12676.0918 | 8748.1904 | 223.7439 | 143.1983 | 81.0652 | 13.6803 | 2.0139 | 102040.6025 | 69311.1907 | 2459.6415 | 95730.9039 | 65637.8383 | 1645.4682 | 6075.9905 | 3439.6444 | 580.4652 | 233.7081 | 46625.6186 | 28199.4791 | 6365.7826 | 2743.3635 | 2343.4963 | 59.7147 | 41545.1742 | 23518.9018 | 3968.9869 | 2337.0809 | 0.0171 | 0.011811 | 0.0003 | 0.26179 | 0.14874 | 0.026179 | 0.0037264 | 5000000 | no RA
157-189R | 1466795.907 | 1060736.2288 | 389718.3624 | 16341.3158 | 72.32% | 26.57% | 1.114% | 422398.7034 | 1391651.4628 | 35098.8046 | 148931.8769 | 238368.0219 | 146570.4527 | 313557.5886 | 931523.4216 | 157 | 0.3705 | 0.23529 | 0.051159 | 3959006.0541 | 149727.3484 | 361103.9736 | 955964.585 | 404126.761 | 974650.1274 | 2580229.1657 | 4438754.4748 | 368833.9353 | 1565042.7658 | 2504877.7737 | 1468852.6309 | 154701.3751 | 330952.0388 | 983199.217 |  | 227 | 157-189R | 1466795.907 | 1044397.2036 | 75144.4442 | 1060736.2288 | 807342.6966 | 21596.5055 | 389718.3624 | 220713.1912 | 37206.6229 | 16341.3158 | 149727.3484 | 114628.5438 | 3156.8958 | 148778.9439 | 114085.8771 | 3054.7811 | 935.6134 | 529.8755 | 89.3235 | 12.7912 | 955964.585 | 717596.5631 | 24441.1634 | 907190.7092 | 689330.2251 | 18442.0013 | 47289.4644 | 26781.9267 | 4514.7507 | 1484.4113 | 361103.9736 | 212172.0967 | 47546.385 | 4766.5757 | 3926.5944 | 99.7231 | 341493.2846 | 193401.3891 | 32602.5486 | 14844.1133 | 0.089417 | 0.065261 | 0.0016654 | 0.25732 | 0.14627 | 0.025732 | 0.023761 | 5000000 | no RA
157-1928R | 379477.79 | 351644.5237 | 25986.3845 | 1846.8818 | 92.67% | 6.848% | 0.4867% | 62001.1393 | 365212.3171 | 8093.2832 | 9920.7661 | 43987.09 | 54561.3788 | 20797.1602 | 289853.7782 | 157 | 0.2812 | 0.16368 | 0.029773 | 1349475.0787 | 56160.0167 | 24663.174 | 298654.5994 | 199712.7234 | 87705.63 | 1062056.7254 | 1939651.0372 | 253191.2363 | 310362.4311 | 1376097.3697 | 479144.4841 | 71582.4261 | 27285.0726 | 380276.9855 |  | 228 | 157-1928R | 379477.79 | 317476.6507 | 14265.4729 | 351644.5237 | 300918.1291 | 9932.987 | 25986.3845 | 14711.6398 | 2485.604 | 1846.8818 | 56160.0167 | 48066.7335 | 1598.6379 | 56133.6378 | 48051.1724 | 1594.8073 | 24.9333 | 14.1154 | 2.3849 | 1.4457 | 298654.5994 | 254667.5094 | 8800.8212 | 295368.7132 | 252734.4855 | 8334.8054 | 3118.1193 | 1765.257 | 298.2489 | 167.7669 | 24663.174 | 14742.4078 | 3866.0138 | 142.1728 | 132.4712 | 3.3743 | 22843.3319 | 12932.2673 | 2184.9703 | 1677.6693 | 0.0095218 | 0.0081752 | 0.000208 | 0.26902 | 0.15284 | 0.026902 | 0.0026628 | 5000000 | no RA
157-204R | 728999.9109 | 690557.8021 | 31621.9323 | 6820.1765 | 94.73% | 4.338% | 0.9356% | 265193.3799 | 707049.6185 | 37359.0463 | 19833.5731 | 208000.7605 | 101499.3975 | 40759.5588 | 564790.6622 | 157 | 0.32777 | 0.19392 | 0.037799 | 2224146.0863 | 103327.6413 | 49809.9446 | 575862.3251 | 315248.0069 | 151967.9105 | 1756930.1688 | 2391684.8666 | 336927.9644 | 178871.9487 | 1875884.9534 | 580704.7847 | 83362.1633 | 33476.11 | 463866.5114 |  | 229 | 157-204R | 728999.9109 | 463806.5311 | 21950.2924 | 690557.8021 | 439080.2136 | 12104.1351 | 31621.9323 | 17906.141 | 3025.9808 | 6820.1765 | 103327.6413 | 65968.595 | 1828.2438 | 103217.6056 | 65903.971 | 1812.8866 | 104.6972 | 59.2855 | 10.0187 | 5.3385 | 575862.3251 | 367861.5646 | 11071.6628 | 571409.2056 | 365071.2374 | 10085.2865 | 3833.5887 | 2170.7965 | 366.8456 | 619.5307 | 49809.9446 | 29976.3715 | 9050.3858 | 15930.9909 | 8105.0052 | 205.962 | 27683.6464 | 15676.0589 | 2649.1165 | 6195.3073 | 0.046093 | 0.029607 | 0.0007524 | 0.27181 | 0.15445 | 0.027181 | 0.0098664 | 5000000 | no RA
157-207R | 147826.5109 | 147038.945 | 0 | 787.5659 | 99.47% | 0% | 0.5328% | 36098.8277 | 144209.3805 | 4991.9109 | 2727.6755 | 28379.2413 | 19944.7763 | 11219.5045 | 113045.0997 | 157 | 0.0095404 | 0.0075582 | 0.001298 | 15494791.7161 | 20335.9849 | 12155.9318 | 115334.5942 | 2131565.2273 | 1274153.2622 | 12089073.2266 | 14782313.6746 | 2044165.9073 | 1116971.2922 | 11621176.4751 | 2786695.226 | 385411.9101 | 216805.1735 | 2184478.1423 |  | 230 | 157-207R | 147826.5109 | 111727.6832 | 3617.1304 | 147038.945 | 110940.1174 | 2829.5645 | 0 | 0 | 0 | 787.5659 | 20335.9849 | 15344.074 | 391.2086 | 20335.3684 | 15343.4575 | 390.5922 | 0 | 0 | 0 | 0.61647 | 115334.5942 | 86955.3529 | 2289.4945 | 115263.0534 | 86883.812 | 2217.9537 | 0 | 0 | 0 | 71.5409 | 12155.9318 | 9428.2563 | 936.4272 | 11440.5232 | 8712.8478 | 221.0187 | 0 | 0 | 0 | 715.4085 | 0.0084054 | 0.0064232 | 0.000163 | 0 | 0 | 0 | 0.001135 | 5000000 | no RA
157-232R | 737635.6231 | 591478.1438 | 139036.3309 | 7121.1484 | 80.19% | 18.85% | 0.9654% | 245581.6918 | 707938.7394 | 26790.8291 | 54681.8849 | 164108.9778 | 83623.966 | 118840.8578 | 505473.9156 | 157 | 0.32167 | 0.1914 | 0.038377 | 2293142.5512 | 84965.1006 | 137498.0459 | 515172.4766 | 264137.3077 | 427450.3696 | 1601554.8738 | 2570830.806 | 280455.3072 | 572428.1529 | 1717947.3458 | 773823.8651 | 91406.5257 | 129900.9177 | 552516.4217 |  | 231 | 157-232R | 737635.6231 | 492053.9313 | 29696.8837 | 591478.1438 | 406171.5502 | 9263.463 | 139036.3309 | 78761.2326 | 13312.2723 | 7121.1484 | 84965.1006 | 58174.2715 | 1341.1346 | 84775.9223 | 58064.6894 | 1317.981 | 183.6042 | 104.008 | 17.5795 | 5.5741 | 515172.4766 | 351063.4988 | 9698.561 | 501649.4991 | 343122.5775 | 7818.8456 | 12876.1071 | 7294.0509 | 1232.845 | 646.8704 | 137498.0459 | 82816.161 | 18657.1881 | 5052.7224 | 4984.2833 | 126.6363 | 125976.6196 | 71363.1738 | 12061.8478 | 6468.7039 | 0.036403 | 0.024821 | 0.0006308 | 0.27502 | 0.15633 | 0.027502 | 0.010244 | 5000000 | no RA
157-257R | 854144.0147 | 482137.387 | 358582.6147 | 13424.013 | 56.45% | 41.98% | 1.572% | 293983.2188 | 797735.7337 | 18013.2303 | 139208.7938 | 136761.1948 | 61128.0093 | 292355.2358 | 444252.4886 | 157 | 0.36686 | 0.22816 | 0.048152 | 2328253.5121 | 62304.1249 | 335214.0977 | 456625.7922 | 169830.6082 | 913737.4807 | 1244685.4231 | 2455174.3546 | 150435.8695 | 1162589.6938 | 1142148.7913 | 1171453.1571 | 89764.8136 | 429315.6863 | 652372.6572 |  | 232 | 157-257R | 854144.0147 | 560160.7959 | 56408.281 | 482137.387 | 343502.912 | 8660.4287 | 358582.6147 | 203233.8709 | 34323.8393 | 13424.013 | 62304.1249 | 44290.8945 | 1176.1156 | 61720.1012 | 43955.3352 | 1110.7105 | 573.516 | 325.0517 | 54.8975 | 10.5077 | 456625.7922 | 319864.5975 | 12373.3036 | 417052.2619 | 296907.2226 | 7482.6042 | 38354.1207 | 21737.9653 | 3671.2897 | 1219.4096 | 335214.0977 | 196005.3039 | 42858.8619 | 3365.024 | 2640.3542 | 67.114 | 319654.9779 | 181170.854 | 30597.6521 | 12194.0958 | 0.074373 | 0.053391 | 0.0013548 | 0.27299 | 0.15527 | 0.027299 | 0.019499 | 5000000 | no RA
157-273R | 480799.8429 | 389707.8978 | 86032.631 | 5059.3141 | 81.05% | 17.89% | 1.052% | 147177.6644 | 460736.2446 | 16023.3554 | 35209.2321 | 95945.0769 | 55316.3441 | 77707.5154 | 327712.3852 | 157 | 0.32295 | 0.19196 | 0.03622 | 1488771.1779 | 56305.3182 | 89828.2179 | 334666.3069 | 174346.4273 | 278148.3059 | 1036276.4447 | 1738010.1861 | 189218.6225 | 415783.2254 | 1133008.3383 | 553937.0054 | 66506.0983 | 93426.7032 | 394004.2039 |  | 233 | 157-273R | 480799.8429 | 333622.1785 | 20063.5983 | 389707.8978 | 279814.2859 | 6756.6368 | 86032.631 | 48748.5785 | 8247.6475 | 5059.3141 | 56305.3182 | 40281.9628 | 988.9741 | 56142.8817 | 40188.2053 | 969.8214 | 158.4763 | 89.7972 | 15.1926 | 3.9602 | 334666.3069 | 238721.2299 | 6953.9217 | 325095.3128 | 233098.8601 | 5620.8644 | 9111.4164 | 5162.7922 | 873.4796 | 459.5776 | 89828.2179 | 54618.9858 | 12120.7025 | 8469.7033 | 6527.2205 | 165.951 | 76762.7383 | 43495.989 | 7358.9753 | 4595.7763 | 0.032501 | 0.023677 | 0.0006016 | 0.28315 | 0.16098 | 0.028315 | 0.0073038 | 5000000 | no RA
157-81R | 2882582.5715 | 2333616.3997 | 531682.0594 | 17284.1125 | 80.96% | 18.44% | 0.5996% | 1131769.8337 | 2777693.0082 | 147265.0587 | 207835.7478 | 776669.0272 | 374390.4894 | 435884.5546 | 1967417.9642 | 157 | 0.38414 | 0.2341 | 0.053902 | 7504083.384 | 380426.3724 | 497389.6657 | 2004766.5335 | 990344.9941 | 1294829.6998 | 5218908.6901 | 7478979.8874 | 973159.3645 | 1373423.5807 | 5132396.9422 | 1945916.3845 | 262279.7355 | 305359.4814 | 1378277.1676 |  | 234 | 157-81R | 2882582.5715 | 1750812.7379 | 104889.5633 | 2333616.3997 | 1432362.1798 | 36685.314 | 531682.0594 | 301166.4456 | 50920.1369 | 17284.1125 | 380426.3724 | 233161.3137 | 6035.883 | 379684.2732 | 232735.0927 | 5952.5773 | 728.57 | 412.6918 | 69.7764 | 13.5292 | 2004766.5335 | 1228097.5063 | 37348.5692 | 1949592.2759 | 1196163.8413 | 30644.7462 | 53604.2045 | 30363.612 | 5133.77 | 1570.053 | 497389.6657 | 289553.9179 | 61505.1111 | 4339.8506 | 3463.2459 | 87.9905 | 477349.2848 | 270390.1418 | 45716.5904 | 15700.5303 | 0.083238 | 0.052286 | 0.00133 | 0.27592 | 0.15683 | 0.027592 | 0.024981 | 5000000 | no RA
158-29 | 14588.1896 | 4214.0669 | 0 | 10374.1228 | 28.89% | 0% | 71.11% | 2398.8571 | 4167.1974 | 39.7454 | 2244.5915 | 114.5202 | 65.248 | 3914.1986 | 187.7507 | 158 | 0.043297 | 0.02727 | 0.015346 | 336931.4793 | 74.2595 | 13381.1842 | 1132.746 | 1715.1114 | 309054.261 | 26162.1068 | 446980.3344 | 7405.7888 | 418235.9359 | 21338.6096 | 679077.8083 | 10632.6863 | 637849.6527 | 30595.4694 |  | 235 | 158-29 | 14588.1896 | 12189.3325 | 10420.9922 | 4214.0669 | 1815.2097 | 46.8694 | 0 | 0 | 0 | 10374.1228 | 74.2595 | 34.5141 | 9.0115 | 66.1392 | 26.3937 | 0.8911 | 0 | 0 | 0 | 8.1204 | 1132.746 | 1018.2258 | 944.9952 | 190.3821 | 75.8619 | 2.6314 | 0 | 0 | 0 | 942.3639 | 13381.1842 | 11136.5927 | 9466.9855 | 3957.5456 | 1712.9541 | 43.347 | 0 | 0 | 0 | 9423.6386 | 0.028264 | 0.012237 | 0.0003126 | 0 | 0 | 0 | 0.015033 | 5000000 | no RA
159-1010F | 71.0561 | 10.061 | 0 | 60.995 | 14.16% | 0% | 85.84% | 5.7061 | 9.9513 | 0 | 5.7061 | 0 | 0 | 9.9513 | 0 | 159 | 0.0003894 | 0.000223 | 9.92e-05 | 182475.7681 | 0.047744 | 65.4677 | 5.5407 | 122.6091 | 168124.443 | 14228.716 | 293049.3652 | 0 | 293049.3652 | 0 | 615975.3818 | 0 | 615975.3818 | 0 |  | 236 | 159-1010F | 71.0561 | 65.35 | 61.1048 | 10.061 | 4.355 | 0.10973 | 0 | 0 | 0 | 60.995 | 0.047744 | 0.047744 | 0.047744 | 0 | 0 | 0 | 0 | 0 | 0 | 0.047744 | 5.5407 | 5.5407 | 5.5407 | 0 | 0 | 0 | 0 | 0 | 0 | 5.5407 | 65.4677 | 59.7616 | 55.5164 | 10.061 | 4.355 | 0.10973 | 0 | 0 | 0 | 55.4066 | 0.0002934 | 0.000127 | 3.2e-06 | 0 | 0 | 0 | 9.6e-05 | 5000000 | no RA
159-31R | 17482.905 | 7501.4759 | 0 | 9981.429 | 42.91% | 0% | 57.09% | 4251.6411 | 7414.4399 | 17.3405 | 4155.2455 | 79.055 | 29.4571 | 7250.5873 | 134.3955 | 159 | 0.041101 | 0.025972 | 0.014709 | 425360.3275 | 37.9513 | 16400.7577 | 1044.1959 | 923.3588 | 399031.6076 | 25405.3611 | 509439.4729 | 2077.7728 | 497889.1814 | 9472.5187 | 684491.8927 | 2719.4474 | 669365.2203 | 12407.225 |  | 237 | 159-31R | 17482.905 | 13231.2639 | 10068.465 | 7501.4759 | 3249.8348 | 87.036 | 0 | 0 | 0 | 9981.429 | 37.9513 | 20.6108 | 8.4942 | 30.1384 | 12.7978 | 0.6812 | 0 | 0 | 0 | 7.813 | 1044.1959 | 965.1409 | 909.8004 | 137.5035 | 58.4485 | 3.108 | 0 | 0 | 0 | 906.6924 | 16400.7577 | 12245.5122 | 9150.1704 | 7333.834 | 3178.5885 | 83.2468 | 0 | 0 | 0 | 9066.9237 | 0.026716 | 0.011587 | 0.0003238 | 0 | 0 | 0 | 0.014386 | 5000000 | no RA
159-37F | 6909.924 | 2338.5565 | 0 | 4571.3675 | 33.84% | 0% | 66.16% | 1321.446 | 2313.1349 | 1.4705 | 1312.4462 | 7.5292 | 3.8902 | 2289.0997 | 20.145 | 159 | 0.019669 | 0.012265 | 0.006754 | 351313.9613 | 7.4685 | 6467.057 | 435.3985 | 379.7109 | 328797.7425 | 22136.5079 | 455651.7879 | 507.0556 | 452548.5517 | 2596.1807 | 680602.485 | 1144.6312 | 673530.5201 | 5927.3337 |  | 238 | 159-37F | 6909.924 | 5588.478 | 4596.7892 | 2338.5565 | 1017.1106 | 25.4217 | 0 | 0 | 0 | 4571.3675 | 7.4685 | 5.9979 | 3.5782 | 3.8902 | 2.4197 | 0 | 0 | 0 | 0 | 3.5782 | 435.3985 | 427.8693 | 415.2536 | 20.145 | 12.6157 | 0 | 0 | 0 | 0 | 415.2536 | 6467.057 | 5154.6108 | 4177.9574 | 2314.5214 | 1002.0751 | 25.4217 | 0 | 0 | 0 | 4152.5357 | 0.013058 | 0.005654 | 0.0001432 | 0 | 0 | 0 | 0.0066108 | 5000000 | no RA
159-38F | 2191.7833 | 502.9742 | 0 | 1688.8091 | 22.95% | 0% | 77.05% | 284.3899 | 497.1982 | 1.0599 | 277.9836 | 5.3464 | 2.0531 | 484.7924 | 10.3527 | 159 | 0.00712 | 0.0044802 | 0.0025154 | 307834.7366 | 3.4222 | 2024.3626 | 163.9986 | 480.6394 | 284320.5833 | 23033.5139 | 425738.4595 | 1586.714 | 416148.1046 | 8003.641 | 673684.1727 | 2781.8099 | 656874.8296 | 14027.5331 |  | 239 | 159-38F | 2191.7833 | 1907.3934 | 1694.5852 | 502.9742 | 218.5844 | 5.7761 | 0 | 0 | 0 | 1688.8091 | 3.4222 | 2.3622 | 1.3691 | 2.1002 | 1.0403 | 0.047178 | 0 | 0 | 0 | 1.3219 | 163.9986 | 158.6523 | 153.6459 | 10.5907 | 5.2443 | 0.23797 | 0 | 0 | 0 | 153.4079 | 2024.3626 | 1746.379 | 1539.5702 | 490.2833 | 212.2997 | 5.4909 | 0 | 0 | 0 | 1534.0792 | 0.0046566 | 0.0020168 | 5.2e-05 | 0 | 0 | 0 | 0.0024634 | 5000000 | no RA
160-20R | 16655.3008 | 11524.0117 | 0 | 5131.2891 | 69.19% | 0% | 30.81% | 6260.8163 | 11387.8424 | 37.6335 | 6033.0237 | 190.1591 | 59.0572 | 11030.2886 | 298.4966 | 160 | 0.018715 | 0.012413 | 0.007583 | 889924.9179 | 63.8334 | 15823.01 | 768.4574 | 3410.742 | 845454.011 | 41060.1648 | 837373.4787 | 5033.4137 | 806906.6046 | 25433.4604 | 694640.4379 | 3602.3974 | 672830.2212 | 18207.8193 |  | 240 | 160-20R | 16655.3008 | 10394.4845 | 5267.4584 | 11524.0117 | 5263.1953 | 136.1693 | 0 | 0 | 0 | 5131.2891 | 63.8334 | 26.1999 | 4.7762 | 59.8169 | 22.1834 | 0.75965 | 0 | 0 | 0 | 4.0165 | 768.4574 | 578.2983 | 469.9609 | 302.3417 | 112.1826 | 3.8452 | 0 | 0 | 0 | 466.1157 | 15823.01 | 9789.9863 | 4792.7214 | 11161.8531 | 5128.8294 | 131.5645 | 0 | 0 | 0 | 4661.1569 | 0.011259 | 0.0049572 | 0.000127 | 0 | 0 | 0 | 0.007456 | 5000000 | no RA
161-610R | 28921.6438 | 19451.014 | 0 | 9470.6299 | 67.25% | 0% | 32.75% | 11036.2969 | 19231.6846 | 97.8706 | 10443.4496 | 494.9768 | 167.1843 | 18218.9355 | 845.5648 | 161 | 0.041579 | 0.025796 | 0.014049 | 695579.6124 | 177.5984 | 27022.9852 | 1721.0602 | 4271.3289 | 649915.9491 | 41392.3345 | 693332.6185 | 6148.5162 | 656088.2048 | 31095.8975 | 689725.906 | 5995.903 | 653404.6327 | 30325.3703 |  | 241 | 161-610R | 28921.6438 | 17885.3469 | 9689.9593 | 19451.014 | 8414.717 | 219.3294 | 0 | 0 | 0 | 9470.6299 | 177.5984 | 79.7279 | 10.4142 | 170.1853 | 72.3147 | 3.001 | 0 | 0 | 0 | 7.4132 | 1721.0602 | 1226.0834 | 875.4953 | 860.7677 | 365.7909 | 15.2029 | 0 | 0 | 0 | 860.2924 | 27022.9852 | 16579.5357 | 8804.0497 | 18420.061 | 7976.6114 | 201.1255 | 0 | 0 | 0 | 8602.9243 | 0.027835 | 0.012052 | 0.000305 | 0 | 0 | 0 | 0.013744 | 5000000 | no RA
161-974F | 2279.4369 | 1501.1888 | 0 | 778.248 | 65.86% | 0% | 34.14% | 870.2746 | 1488.5823 | 122.9482 | 124.7384 | 622.5879 | 203.9381 | 251.6303 | 1033.0139 | 161 | 0.0046736 | 0.0027622 | 0.0011638 | 487726.1366 | 206.0878 | 961.8511 | 1111.4979 | 44096.1597 | 205805.1859 | 237824.791 | 510159.4084 | 72072.8761 | 73122.2848 | 364964.2476 | 679545.0834 | 93098.7582 | 114870.4455 | 471575.8797 |  | 242 | 161-974F | 2279.4369 | 1409.1623 | 790.8546 | 1501.1888 | 630.9143 | 12.6065 | 0 | 0 | 0 | 778.248 | 206.0878 | 83.1396 | 2.1497 | 205.4786 | 82.5304 | 1.5405 | 0 | 0 | 0 | 0.60918 | 1111.4979 | 488.91 | 78.4841 | 1040.8035 | 418.2156 | 7.7896 | 0 | 0 | 0 | 70.6944 | 961.8511 | 837.1127 | 710.2208 | 254.9067 | 130.1683 | 3.2764 | 0 | 0 | 0 | 706.9444 | 0.0035512 | 0.0016398 | 4.14e-05 | 0 | 0 | 0 | 0.0011224 | 5000000 | no RA
161-975F | 8373.2657 | 6422.426 | 0 | 1950.8397 | 76.7% | 0% | 23.3% | 3237.4579 | 6340.6933 | 0.96436 | 3231.4854 | 5.0082 | 2.0211 | 6328.1832 | 10.489 | 161 | 0.0085198 | 0.0053708 | 0.0028966 | 982800.7395 | 3.6944 | 8181.1166 | 188.4548 | 433.6284 | 960247.4892 | 22119.6219 | 956246.3349 | 284.8414 | 954482.226 | 1479.2675 | 701709.7384 | 223.6671 | 700325.2772 | 1160.794 |  | 243 | 161-975F | 8373.2657 | 5135.8078 | 2032.5724 | 6422.426 | 3184.9681 | 81.7327 | 0 | 0 | 0 | 1950.8397 | 3.6944 | 2.7301 | 1.6734 | 2.1674 | 1.203 | 0.14633 | 0 | 0 | 0 | 1.527 | 188.4548 | 183.4466 | 177.9657 | 11.2445 | 6.2363 | 0.7555 | 0 | 0 | 0 | 177.2102 | 8181.1166 | 4949.6312 | 1852.9333 | 6409.0141 | 3177.5287 | 80.8309 | 0 | 0 | 0 | 1772.1025 | 0.0056884 | 0.0025394 | 6.52e-05 | 0 | 0 | 0 | 0.0028314 | 5000000 | no RA
161-989F | 447.1888 | 270.7007 | 0 | 176.4882 | 60.53% | 0% | 39.47% | 137.8544 | 270.6187 | 22.0483 | 4.1435 | 111.6627 | 43.4764 | 7.2322 | 219.9102 | 161 | 0.0006838 | 0.00044 | 0.0002584 | 653976.0826 | 43.6145 | 167.6323 | 235.942 | 63782.5946 | 245148.1817 | 345045.3063 | 703032.8893 | 112442.1856 | 21130.9113 | 569459.7924 | 683320.8129 | 109779.2507 | 18261.5178 | 555280.0444 |  | 244 | 161-989F | 447.1888 | 309.3345 | 176.5701 | 270.7007 | 132.8463 | 0.081938 | 0 | 0 | 0 | 176.4882 | 43.6145 | 21.5663 | 0.13815 | 43.4764 | 21.4281 | 0 | 0 | 0 | 0 | 0.13815 | 235.942 | 124.2793 | 16.0318 | 219.9102 | 108.2475 | 0 | 0 | 0 | 0 | 16.0318 | 167.6323 | 163.4889 | 160.4001 | 7.3141 | 3.1707 | 0.081938 | 0 | 0 | 0 | 160.3182 | 0.0004302 | 0.0001864 | 4.8e-06 | 0 | 0 | 0 | 0.0002536 | 5000000 | no RA
161-991F | 9451.6241 | 3640.806 | 0 | 5810.8181 | 38.52% | 0% | 61.48% | 1903.086 | 3594.1624 | 156.9148 | 1241.1574 | 505.0138 | 291.2326 | 2365.5095 | 937.4204 | 161 | 0.025268 | 0.015897 | 0.0086738 | 374055.0949 | 299.8421 | 7673.4572 | 1478.3248 | 11866.4771 | 303682.8089 | 58505.8088 | 474852.3678 | 39152.9194 | 309689.8987 | 126009.5496 | 675305.1402 | 54719.5204 | 444454.2382 | 176131.3815 |  | 245 | 161-991F | 9451.6241 | 7548.5381 | 5857.4617 | 3640.806 | 1737.72 | 46.6436 | 0 | 0 | 0 | 5810.8181 | 299.8421 | 142.9273 | 8.6096 | 295.2937 | 138.3789 | 4.0612 | 0 | 0 | 0 | 4.5484 | 1478.3248 | 973.311 | 540.9044 | 950.4821 | 445.4683 | 13.0617 | 0 | 0 | 0 | 527.8427 | 7673.4572 | 6432.2999 | 5307.9477 | 2395.0302 | 1153.8729 | 29.5208 | 0 | 0 | 0 | 5278.427 | 0.016783 | 0.0074112 | 0.0001884 | 0 | 0 | 0 | 0.0084854 | 5000000 | no RA
162-19F | 14034.454 | 7077.5356 | 0 | 6956.9184 | 50.43% | 0% | 49.57% | 3832.8881 | 7002.4936 | 284.7342 | 2105.1003 | 1443.0536 | 521.4856 | 3838.8031 | 2642.2049 | 162 | 0.029254 | 0.018555 | 0.010279 | 479738.2279 | 531.8237 | 10203.6692 | 3298.9612 | 18179.2721 | 348790.9225 | 112768.0332 | 549795.5248 | 40842.7181 | 301958.9151 | 206993.8916 | 684082.7686 | 50944.6117 | 375017.7013 | 258120.4556 |  | 246 | 162-19F | 14034.454 | 10201.5659 | 7031.9604 | 7077.5356 | 3244.6475 | 75.042 | 0 | 0 | 0 | 6956.9184 | 531.8237 | 247.0895 | 10.3381 | 526.3782 | 241.644 | 4.8925 | 0 | 0 | 0 | 5.4455 | 3298.9612 | 1855.9075 | 656.7563 | 2667.0091 | 1223.9554 | 24.8042 | 0 | 0 | 0 | 631.9521 | 10203.6692 | 8098.5689 | 6364.8661 | 3884.1483 | 1779.048 | 45.3452 | 0 | 0 | 0 | 6319.5208 | 0.019192 | 0.0084924 | 0.0002166 | 0 | 0 | 0 | 0.010063 | 5000000 | no RA
162-44R | 6221.3536 | 2228.5986 | 0 | 3992.755 | 35.82% | 0% | 64.18% | 1227.3831 | 2202.1551 | 8.0734 | 1193.886 | 25.4237 | 14.4276 | 2142.2236 | 45.5039 | 162 | 0.016132 | 0.010289 | 0.005886 | 385652.963 | 17.9771 | 5793.8356 | 409.5409 | 1114.3751 | 359151.723 | 25386.8649 | 485350.9885 | 3192.4968 | 472105.0386 | 10053.4531 | 682840.3825 | 4473.6818 | 664256.9268 | 14109.7739 |  | 247 | 162-44R | 6221.3536 | 4993.9705 | 4019.1985 | 2228.5986 | 1001.2155 | 26.4435 | 0 | 0 | 0 | 3992.755 | 17.9771 | 9.9037 | 3.5495 | 14.8518 | 6.7784 | 0.42417 | 0 | 0 | 0 | 3.1253 | 409.5409 | 384.1172 | 364.037 | 46.8473 | 21.4236 | 1.3434 | 0 | 0 | 0 | 362.6936 | 5793.8356 | 4599.9496 | 3651.612 | 2166.8996 | 973.0135 | 24.6759 | 0 | 0 | 0 | 3626.936 | 0.010361 | 0.0045188 | 0.0001154 | 0 | 0 | 0 | 0.0057706 | 5000000 | no RA
163-29R | 22511.6871 | 11688.1158 | 0 | 10823.5713 | 51.92% | 0% | 48.08% | 6589.7163 | 11587.6192 | 352.1711 | 4464.3183 | 1773.227 | 629.6158 | 7788.0055 | 3169.9979 | 163 | 0.04406 | 0.027923 | 0.015864 | 510934.8456 | 640.4261 | 17706.3078 | 4164.9533 | 14535.3838 | 401869.9075 | 94529.5543 | 570209.8916 | 30473.4571 | 386298.6381 | 153437.7964 | 688598.7285 | 37415.1614 | 462805.2219 | 188378.3451 |  | 248 | 163-29R | 22511.6871 | 15921.9708 | 10924.0679 | 11688.1158 | 5098.3995 | 100.4966 | 0 | 0 | 0 | 10823.5713 | 640.4261 | 288.255 | 10.8103 | 631.9539 | 279.7828 | 2.3381 | 0 | 0 | 0 | 8.4722 | 4164.9533 | 2391.7263 | 994.9554 | 3181.7624 | 1408.5355 | 11.7645 | 0 | 0 | 0 | 983.1908 | 17706.3078 | 13241.9895 | 9918.3023 | 7874.3994 | 3410.0812 | 86.394 | 0 | 0 | 0 | 9831.9083 | 0.02851 | 0.012373 | 0.0003142 | 0 | 0 | 0 | 0.01555 | 5000000 | no RA
163-33R | 24008.8347 | 10873.6122 | 0 | 13135.2225 | 45.29% | 0% | 54.71% | 5914.3148 | 10756.1755 | 65.3768 | 5649.1514 | 199.7866 | 146.2545 | 10163.1858 | 446.7352 | 163 | 0.044418 | 0.030337 | 0.019479 | 540525.2576 | 156.7281 | 22211.597 | 1640.5096 | 3528.5131 | 500062.9699 | 36933.7745 | 596442.6722 | 6593.0709 | 569701.6654 | 20147.9359 | 680363.2231 | 9251.0757 | 642854.6856 | 28257.4618 |  | 249 | 163-33R | 24008.8347 | 18094.5199 | 13252.6591 | 10873.6122 | 4959.2974 | 117.4366 | 0 | 0 | 0 | 13135.2225 | 156.7281 | 91.3513 | 10.4736 | 146.4465 | 81.0697 | 0.19194 | 0 | 0 | 0 | 10.2816 | 1640.5096 | 1440.7231 | 1193.7744 | 447.3332 | 247.5466 | 0.59795 | 0 | 0 | 0 | 1193.1764 | 22211.597 | 16562.4456 | 12048.4112 | 10279.8325 | 4630.6811 | 116.6468 | 0 | 0 | 0 | 11931.7644 | 0.025223 | 0.011143 | 0.0002844 | 0 | 0 | 0 | 0.019194 | 5000000 | no RA
165-35R | 5782.5023 | 2246.1143 | 0 | 3536.3879 | 38.84% | 0% | 61.16% | 1294.5477 | 2230.5557 | 115.5976 | 594.4914 | 584.4588 | 197.1213 | 1037.041 | 996.3935 | 165 | 0.014379 | 0.009094 | 0.0051598 | 402143.5308 | 200.5911 | 4260.7178 | 1321.1934 | 13950.0859 | 296311.1827 | 91882.2622 | 493507.206 | 44068.0925 | 226631.8738 | 222807.2398 | 688388.4145 | 60835.0673 | 320048.9376 | 307504.4096 |  | 250 | 165-35R | 5782.5023 | 4487.9545 | 3551.9465 | 2246.1143 | 951.5666 | 15.5586 | 0 | 0 | 0 | 3536.3879 | 200.5911 | 84.9935 | 3.4698 | 197.823 | 82.2254 | 0.70168 | 0 | 0 | 0 | 2.7681 | 1321.1934 | 736.7347 | 324.8 | 999.9553 | 415.4965 | 3.5618 | 0 | 0 | 0 | 321.2382 | 4260.7178 | 3666.2264 | 3223.6768 | 1048.3361 | 453.8448 | 11.2952 | 0 | 0 | 0 | 3212.3816 | 0.0093216 | 0.0040364 | 0.0001022 | 0 | 0 | 0 | 0.0050576 | 5000000 | no RA
165-621F | 53853.383 | 45632.3658 | 0 | 8221.0171 | 84.73% | 0% | 15.27% | 24599.587 | 45077.3025 | 2243.0157 | 11033.8321 | 11322.7391 | 4173.8488 | 19834.3939 | 21069.0598 | 165 | 0.037528 | 0.023151 | 0.012173 | 1435018.7323 | 4234.2994 | 27530.8203 | 22088.2633 | 112830.4036 | 733607.4489 | 588580.8798 | 1263608.3109 | 115217.1104 | 566775.4504 | 581615.7501 | 720946.3964 | 66754.6881 | 317222.5052 | 336969.2031 |  | 251 | 165-621F | 53853.383 | 29253.796 | 8776.0805 | 45632.3658 | 21032.7789 | 555.0633 | 0 | 0 | 0 | 8221.0171 | 4234.2994 | 1991.2837 | 60.4506 | 4227.8644 | 1984.8486 | 54.0155 | 0 | 0 | 0 | 6.435 | 22088.2633 | 10765.5242 | 1019.2035 | 21341.4831 | 10018.744 | 272.4233 | 0 | 0 | 0 | 746.7802 | 27530.8203 | 16496.9882 | 7696.4264 | 20063.0184 | 9029.1863 | 228.6245 | 0 | 0 | 0 | 7467.8019 | 0.025641 | 0.011264 | 0.0002858 | 0 | 0 | 0 | 0.011887 | 5000000 | no RA
166-462F | 8247.6931 | 3773.838 | 0 | 4473.8551 | 45.76% | 0% | 54.24% | 2148.9619 | 3733.6343 | 14.7104 | 2060.0391 | 74.2123 | 23.2213 | 3593.359 | 117.054 | 166 | 0.020176 | 0.012367 | 0.0065574 | 408779.2212 | 26.7232 | 7697.5201 | 523.4497 | 1324.4798 | 381511.0781 | 25943.6634 | 493129.6133 | 3375.6525 | 472724.2062 | 17029.7545 | 688391.5596 | 4281.4467 | 662528.1981 | 21581.9148 |  | 252 | 166-462F | 8247.6931 | 6098.7312 | 4514.0588 | 3773.838 | 1624.8761 | 40.2037 | 0 | 0 | 0 | 4473.8551 | 26.7232 | 12.0128 | 3.5019 | 23.2213 | 8.5109 | 0 | 0 | 0 | 0 | 3.5019 | 523.4497 | 449.2374 | 406.3957 | 117.054 | 42.8417 | 0 | 0 | 0 | 0 | 406.3957 | 7697.5201 | 5637.481 | 4104.1611 | 3633.5627 | 1573.5235 | 40.2037 | 0 | 0 | 0 | 4063.9574 | 0.013771 | 0.0059622 | 0.0001522 | 0 | 0 | 0 | 0.0064052 | 5000000 | no RA
166-463F | 155.5562 | 16.6702 | 0 | 138.886 | 10.72% | 0% | 89.28% | 9.4427 | 16.4598 | 0 | 9.4427 | 0 | 0 | 16.4598 | 0 | 166 | 0.0003874 | 0.0002808 | 0.0002014 | 401538.995 | 0.10871 | 142.8314 | 12.6161 | 280.623 | 368692.2488 | 32566.1233 | 520347.1976 | 0 | 520347.1976 | 0 | 690647.62 | 0 | 690647.62 | 0 |  | 253 | 166-463F | 155.5562 | 146.1135 | 139.0964 | 16.6702 | 7.2275 | 0.21044 | 0 | 0 | 0 | 138.886 | 0.10871 | 0.10871 | 0.10871 | 0 | 0 | 0 | 0 | 0 | 0 | 0.10871 | 12.6161 | 12.6161 | 12.6161 | 0 | 0 | 0 | 0 | 0 | 0 | 12.6161 | 142.8314 | 133.3887 | 126.3716 | 16.6702 | 7.2275 | 0.21044 | 0 | 0 | 0 | 126.1612 | 0.0001882 | 8.16e-05 | 2.2e-06 | 0 | 0 | 0 | 0.0001992 | 5000000 | no RA
166-465F | 530.551 | 55.7474 | 0 | 474.8036 | 10.51% | 0% | 89.49% | 20.0964 | 54.8414 | 0 | 20.0964 | 0 | 0 | 54.8414 | 0 | 166 | 0.0018838 | 0.0013486 | 0.0006972 | 281638.7103 | 0.37165 | 487.0492 | 43.1302 | 197.2893 | 258546.1144 | 22895.3066 | 378507.0106 | 0 | 378507.0106 | 0 | 682314.4404 | 0 | 682314.4404 | 0 |  | 254 | 166-465F | 530.551 | 510.4546 | 475.7096 | 55.7474 | 35.6509 | 0.90601 | 0 | 0 | 0 | 474.8036 | 0.37165 | 0.37165 | 0.37165 | 0 | 0 | 0 | 0 | 0 | 0 | 0.37165 | 43.1302 | 43.1302 | 43.1302 | 0 | 0 | 0 | 0 | 0 | 0 | 43.1302 | 487.0492 | 466.9527 | 432.2078 | 55.7474 | 35.6509 | 0.90601 | 0 | 0 | 0 | 431.3018 | 0.0012034 | 0.0006682 | 1.68e-05 | 0 | 0 | 0 | 0.0006804 | 5000000 | no RA
166-982F | 2845.4421 | 1209.2837 | 0 | 1636.1584 | 42.5% | 0% | 57.5% | 674.9339 | 1196.8716 | 7.5221 | 629.3825 | 38.0293 | 16.3097 | 1098.1457 | 82.4162 | 166 | 0.0065086 | 0.004155 | 0.0024024 | 437181.8975 | 17.5972 | 2596.7686 | 231.0763 | 2703.684 | 398974.9941 | 35503.2194 | 522384.6412 | 5821.9766 | 487128.7978 | 29433.8668 | 686218.1467 | 9351.0514 | 629614.327 | 47252.7683 |  | 255 | 166-982F | 2845.4421 | 2170.5082 | 1648.5705 | 1209.2837 | 534.3498 | 12.4121 | 0 | 0 | 0 | 1636.1584 | 17.5972 | 10.0751 | 1.2875 | 16.3165 | 8.7944 | 0.0067969 | 0 | 0 | 0 | 1.2807 | 231.0763 | 193.047 | 148.66 | 82.451 | 44.4217 | 0.034799 | 0 | 0 | 0 | 148.6252 | 2596.7686 | 1967.3862 | 1498.6229 | 1110.5162 | 481.1337 | 12.3705 | 0 | 0 | 0 | 1486.2525 | 0.0041522 | 0.0017986 | 4.6e-05 | 0 | 0 | 0 | 0.0023564 | 5000000 | no RA
166-984F | 4427.0278 | 1330.4978 | 0 | 3096.53 | 30.05% | 0% | 69.95% | 752.915 | 1315.8563 | 1.5249 | 743.635 | 7.7551 | 3.1142 | 1296.9091 | 15.833 | 166 | 0.013305 | 0.0082926 | 0.004562 | 332724.1452 | 5.564 | 4124.2164 | 297.2475 | 418.1739 | 309965.6079 | 22340.3634 | 443059.2113 | 897.3392 | 437598.2973 | 4563.5747 | 681975.3587 | 1613.9947 | 672155.505 | 8205.859 |  | 256 | 166-984F | 4427.0278 | 3674.1128 | 3111.1716 | 1330.4978 | 577.5828 | 14.6416 | 0 | 0 | 0 | 3096.53 | 5.564 | 4.0391 | 2.4498 | 3.1402 | 1.6153 | 0.025988 | 0 | 0 | 0 | 2.4238 | 297.2475 | 289.4923 | 281.4144 | 15.9651 | 8.21 | 0.13207 | 0 | 0 | 0 | 281.2824 | 4124.2164 | 3380.5814 | 2827.3073 | 1311.3926 | 567.7576 | 14.4835 | 0 | 0 | 0 | 2812.8238 | 0.0088412 | 0.0038284 | 9.78e-05 | 0 | 0 | 0 | 0.0044642 | 5000000 | no RA
167-32F | 1234.1631 | 726.0259 | 0 | 508.1373 | 58.83% | 0% | 41.17% | 365.824 | 720.0377 | 76.2159 | 42.5294 | 247.0787 | 152.265 | 74.134 | 493.6387 | 167 | 0.002212 | 0.0013816 | 0.0007638 | 557939.9383 | 153.861 | 536.5308 | 543.7714 | 69557.4048 | 242554.5974 | 245827.9361 | 628502.5718 | 130942.4304 | 73067.4635 | 424492.678 | 673115.3052 | 142342.4416 | 69302.9104 | 461469.9532 |  | 257 | 167-32F | 1234.1631 | 868.3392 | 514.1255 | 726.0259 | 360.2019 | 5.9882 | 0 | 0 | 0 | 508.1373 | 153.861 | 77.6451 | 1.596 | 153.4632 | 77.2473 | 1.1982 | 0 | 0 | 0 | 0.39775 | 543.7714 | 296.6927 | 50.1327 | 497.6133 | 250.5345 | 3.9746 | 0 | 0 | 0 | 46.1581 | 536.5308 | 494.0014 | 462.3968 | 74.9494 | 32.42 | 0.81541 | 0 | 0 | 0 | 461.5814 | 0.0014642 | 0.0006338 | 1.6e-05 | 0 | 0 | 0 | 0.0007478 | 5000000 | no RA
168-702F | 31876.1866 | 28624.5613 | 0 | 3251.6254 | 89.8% | 0% | 10.2% | 14292.9459 | 28432.7944 | 3051.9555 | 1560.9567 | 9680.0337 | 6101.1111 | 2977.3111 | 19354.3722 | 168 | 0.018904 | 0.011523 | 0.0047912 | 1686196.0103 | 6140.7044 | 5968.1577 | 19767.3246 | 324832.8073 | 315705.3807 | 1045657.8223 | 1525978.5749 | 325840.362 | 166654.6932 | 1033483.5197 | 718690.9885 | 154216.766 | 75256.9938 | 489217.2287 |  | 258 | 168-702F | 31876.1866 | 17583.2407 | 3443.3923 | 28624.5613 | 14331.6154 | 191.7669 | 0 | 0 | 0 | 3251.6254 | 6140.7044 | 3088.7489 | 39.5932 | 6138.1591 | 3086.2037 | 37.048 | 0 | 0 | 0 | 2.5452 | 19767.3246 | 10087.2909 | 412.9524 | 19471.9537 | 9791.92 | 117.5815 | 0 | 0 | 0 | 295.3709 | 5968.1577 | 4407.2009 | 2990.8466 | 3014.4484 | 1453.4917 | 37.1374 | 0 | 0 | 0 | 2953.7092 | 0.014289 | 0.0069072 | 0.0001758 | 0 | 0 | 0 | 0.0046154 | 5000000 | no RA
168-703F | 2701.7406 | 1092.6227 | 0 | 1609.1179 | 40.44% | 0% | 59.56% | 606.562 | 1081.724 | 7.4158 | 561.465 | 37.6812 | 16.7715 | 979.675 | 85.2775 | 168 | 0.0058996 | 0.0038492 | 0.0023228 | 457953.1836 | 18.0702 | 2452.0265 | 231.6439 | 3062.9542 | 415625.8868 | 39264.3426 | 544315.3486 | 6654.7641 | 503846.308 | 33814.2765 | 697441.2621 | 10813.4079 | 631645.199 | 54982.6552 |  | 259 | 168-703F | 2701.7406 | 2095.1786 | 1620.0166 | 1092.6227 | 486.0608 | 10.8987 | 0 | 0 | 0 | 1609.1179 | 18.0702 | 10.6544 | 1.2987 | 16.8107 | 9.3949 | 0.039182 | 0 | 0 | 0 | 1.2595 | 231.6439 | 193.9627 | 146.3664 | 85.475 | 47.7938 | 0.19746 | 0 | 0 | 0 | 146.1689 | 2452.0265 | 1890.5615 | 1472.3514 | 990.3371 | 428.8721 | 10.662 | 0 | 0 | 0 | 1461.6894 | 0.003616 | 0.0015656 | 3.92e-05 | 0 | 0 | 0 | 0.0022836 | 5000000 | no RA
169-35F | 37.2039 | 3.2898 | 0 | 33.9141 | 8.843% | 0% | 91.16% | 1.8647 | 3.2544 | 0 | 1.8647 | 0 | 0 | 3.2544 | 0 | 169 | 0.0001782 | 0.0001044 | 4.94e-05 | 208775.9123 | 0.026546 | 34.0966 | 3.0807 | 148.9693 | 191339.1501 | 17287.793 | 338497.5883 | 0 | 338497.5883 | 0 | 687235.8749 | 0 | 687235.8749 | 0 |  | 260 | 169-35F | 37.2039 | 35.3391 | 33.9495 | 3.2898 | 1.4251 | 0.035374 | 0 | 0 | 0 | 33.9141 | 0.026546 | 0.026546 | 0.026546 | 0 | 0 | 0 | 0 | 0 | 0 | 0.026546 | 3.0807 | 3.0807 | 3.0807 | 0 | 0 | 0 | 0 | 0 | 0 | 3.0807 | 34.0966 | 32.2319 | 30.8422 | 3.2898 | 1.4251 | 0.035374 | 0 | 0 | 0 | 30.8068 | 0.0001302 | 5.64e-05 | 1.4e-06 | 0 | 0 | 0 | 4.8e-05 | 5000000 | no RA
170-3R | 84336.4567 | 46640.9961 | 32477.9302 | 5217.5304 | 55.3% | 38.51% | 6.187% | 40901.1927 | 76325.3665 | 3871.9527 | 16113.9998 | 20915.2403 | 6751.6563 | 32690.0598 | 36883.6505 | 170 | 0.059016 | 0.03364 | 0.010231 | 1429034.2463 | 6820.4118 | 39636.1638 | 37879.8811 | 115568.0763 | 671612.7006 | 641853.4695 | 1291186.7477 | 122231.4955 | 508693.7955 | 660261.4568 | 783051.8399 | 69267.8868 | 335380.1313 | 378403.8219 |  | 261 | 170-3R | 84336.4567 | 43435.264 | 8011.0902 | 46640.9961 | 20127.8442 | 434.8172 | 32477.9302 | 18089.8894 | 2358.7426 | 5217.5304 | 6820.4118 | 2948.4592 | 68.7556 | 6776.524 | 2922.2048 | 61.7807 | 39.8038 | 22.1703 | 2.8908 | 4.084 | 37879.8811 | 16964.6408 | 996.2306 | 34545.337 | 14897.368 | 314.5273 | 2860.5944 | 1593.3231 | 207.7536 | 473.9497 | 39636.1638 | 23522.164 | 6946.104 | 5319.1351 | 2308.2713 | 58.5091 | 29577.532 | 16474.396 | 2148.0982 | 4739.4967 | 0.027063 | 0.012202 | 0.00031 | 0.024481 | 0.013965 | 0.002448 | 0.0074726 | 5000000 | no RA
170-410R | 28649.8461 | 8978.2722 | 12966.4458 | 6705.1281 | 31.34% | 45.26% | 23.4% | 10881.5525 | 20897.8697 | 500.5258 | 5300.0324 | 5080.9944 | 866.808 | 10943.765 | 9087.2967 | 170 | 0.10336 | 0.054501 | 0.012939 | 277183.9709 | 883.1992 | 17839.7701 | 9926.8768 | 8544.8512 | 172597.7268 | 96041.3929 | 326018.9494 | 14996.1047 | 158792.6881 | 152230.1567 | 599107.8556 | 24849.973 | 313739.902 | 260517.9806 |  | 262 | 170-410R | 28649.8461 | 17768.2936 | 7751.9764 | 8978.2722 | 3840.3151 | 105.1865 | 12966.4458 | 7222.8504 | 941.6618 | 6705.1281 | 883.1992 | 382.6734 | 16.3912 | 865.9783 | 370.7558 | 10.2733 | 11.9725 | 6.6692 | 0.86948 | 5.2485 | 9926.8768 | 4845.8824 | 839.5801 | 7332.2915 | 3130.7933 | 86.3069 | 1985.5053 | 1106.0092 | 144.1933 | 609.08 | 17839.7701 | 12539.7377 | 6896.005 | 780.0024 | 338.766 | 8.6064 | 10968.968 | 6110.1721 | 796.599 | 6090.7997 | 0.069145 | 0.030813 | 0.0007822 | 0.02451 | 0.013982 | 0.002451 | 0.009706 | 5000000 | no RA
170-42 | 14987.749 | 11779.2473 | 1821.5507 | 1386.9509 | 78.59% | 12.15% | 9.254% | 7427.4789 | 13320.9088 | 838.8723 | 1950.6141 | 4637.9925 | 1475.6561 | 3629.0727 | 8216.18 | 170 | 0.037594 | 0.020772 | 0.0045556 | 398673.9629 | 1495.9764 | 5020.5173 | 8471.2553 | 39792.9566 | 133545.706 | 225335.3002 | 363971.4812 | 41107.5663 | 95586.661 | 227277.2539 | 365888.1648 | 40532.1515 | 99680.4925 | 225675.5208 |  | 263 | 170-42 | 14987.749 | 7560.27 | 1666.8401 | 11779.2473 | 5158.4238 | 147.6202 | 1821.5507 | 1014.8953 | 132.269 | 1386.9509 | 1495.9764 | 657.1041 | 20.3203 | 1493.6307 | 655.3164 | 19.1432 | 1.2601 | 0.70206 | 0.091498 | 1.0856 | 8471.2553 | 3833.2627 | 255.0752 | 7987.2807 | 3507.819 | 103.0928 | 357.9868 | 199.4559 | 25.9946 | 125.9878 | 5020.5173 | 3069.9031 | 1391.4446 | 2298.3359 | 995.2884 | 25.3842 | 1462.3038 | 814.7373 | 106.1829 | 1259.8775 | 0.011109 | 0.0048104 | 0.000123 | 0.024503 | 0.013979 | 0.0024504 | 0.0019822 | 5000000 | no RA
170-46 | 61129.0659 | 23816.0026 | 29537.1582 | 7775.9051 | 38.96% | 48.32% | 12.72% | 25940.6403 | 50934.2022 | 644.3788 | 19870.3609 | 5425.9007 | 1183.5163 | 39502.1386 | 10248.5473 | 170 | 0.099838 | 0.054021 | 0.014435 | 612282.5567 | 1206.3995 | 48664.6042 | 11258.0621 | 12083.5708 | 487435.688 | 112763.2978 | 651389.0176 | 16180.8367 | 498959.7285 | 136248.4524 | 706250.2536 | 16410.5584 | 547734.0209 | 142105.6743 |  | 264 | 170-46 | 61129.0659 | 35188.4256 | 10194.8637 | 23816.0026 | 10960.0506 | 275.1163 | 29537.1582 | 16452.4699 | 2143.8422 | 7775.9051 | 1206.3995 | 562.0208 | 22.8832 | 1152.3142 | 529.1984 | 13.3128 | 47.9988 | 26.7358 | 3.4838 | 6.0866 | 11258.0621 | 5832.1615 | 1009.5148 | 7543.9663 | 3450.4705 | 84.8617 | 3007.7487 | 1675.3438 | 218.306 | 706.3471 | 48664.6042 | 28794.2433 | 9162.4656 | 15119.7221 | 6980.3816 | 176.9419 | 26481.4108 | 14750.3904 | 1922.0524 | 7063.4713 | 0.06411 | 0.028805 | 0.0007314 | 0.024472 | 0.013959 | 0.0024472 | 0.011257 | 5000000 | no RA
170-463F | 3991.0058 | 0 | 3991.0058 | 0 | 0% | 100% | 0% | 523.6139 | 1095.4936 | 0.74471 | 480.1273 | 42.7418 | 1.5581 | 1004.512 | 89.4235 | 170 | 0.024508 | 0.024508 | 0.024508 | 162843.6925 | 5.6762 | 3659.5496 | 325.7799 | 231.6039 | 149319.397 | 13292.6916 | 141478.8483 | 201.2178 | 129728.9197 | 11548.7107 | 118144.6298 | 168.0308 | 108332.6262 | 9643.9727 |  | 265 | 170-463F | 3991.0058 | 3467.3919 | 2895.5122 | 0 | 0 | 0 | 3991.0058 | 3467.3919 | 2895.5122 | 0 | 5.6762 | 4.9315 | 4.1181 | 0 | 0 | 0 | 5.6762 | 4.9315 | 4.1181 | 0 | 325.7799 | 283.0381 | 236.3564 | 0 | 0 | 0 | 325.7799 | 283.0381 | 236.3564 | 0 | 3659.5496 | 3179.4223 | 2655.0377 | 0 | 0 | 0 | 3659.5496 | 3179.4223 | 2655.0377 | 0 | 0 | 0 | 0 | 0.024508 | 0.024508 | 0.024508 | 0 | 5000000 | no RA
170-464F | 2896.6295 | 0 | 2896.6295 | 0 | 0% | 100% | 0% | 381.1913 | 795.4869 | 0.54043 | 337.7037 | 42.9472 | 1.1278 | 704.7351 | 89.624 | 170 | 0.024547 | 0.024547 | 0.024547 | 118005.3243 | 4.1067 | 2566.1722 | 326.3506 | 167.3004 | 104542.8779 | 13295.146 | 102476.033 | 145.2839 | 90785.2207 | 11545.5284 | 85598.1115 | 121.3555 | 75832.7895 | 9643.9665 |  | 266 | 170-464F | 2896.6295 | 2515.4382 | 2101.1426 | 0 | 0 | 0 | 2896.6295 | 2515.4382 | 2101.1426 | 0 | 4.1067 | 3.5662 | 2.9789 | 0 | 0 | 0 | 4.1067 | 3.5662 | 2.9789 | 0 | 326.3506 | 283.4035 | 236.7266 | 0 | 0 | 0 | 326.3506 | 283.4035 | 236.7266 | 0 | 2566.1722 | 2228.4685 | 1861.4372 | 0 | 0 | 0 | 2566.1722 | 2228.4685 | 1861.4372 | 0 | 0 | 0 | 0 | 0.024547 | 0.024547 | 0.024547 | 0 | 5000000 | no RA
170-465F | 24282.2525 | 0 | 24282.2525 | 0 | 0% | 100% | 0% | 3197.0204 | 6675.0109 | 3.432 | 2920.6903 | 272.8981 | 7.1655 | 6098.0655 | 569.7799 | 170 | 0.024542 | 0.024542 | 0.024542 | 989400.0794 | 26.0666 | 22183.4492 | 2072.7366 | 1062.1058 | 903882.6372 | 84455.3364 | 859134.8885 | 922.2681 | 784876.7399 | 73335.8805 | 717421.3449 | 770.1408 | 655412.0125 | 61239.1916 |  | 267 | 170-465F | 24282.2525 | 21085.2321 | 17607.2416 | 0 | 0 | 0 | 24282.2525 | 21085.2321 | 17607.2416 | 0 | 26.0666 | 22.6347 | 18.9011 | 0 | 0 | 0 | 26.0666 | 22.6347 | 18.9011 | 0 | 2072.7366 | 1799.8385 | 1502.9567 | 0 | 0 | 0 | 2072.7366 | 1799.8385 | 1502.9567 | 0 | 22183.4492 | 19262.7589 | 16085.3838 | 0 | 0 | 0 | 22183.4492 | 19262.7589 | 16085.3838 | 0 | 0 | 0 | 0 | 0.024542 | 0.024542 | 0.024542 | 0 | 5000000 | no RA
170-879 | 10133.8895 | 0 | 10133.8895 | 0 | 0% | 100% | 0% | 1335.7017 | 2787.8295 | 1.3965 | 1209.4145 | 124.8906 | 2.9147 | 2524.2474 | 260.6673 | 170 | 0.02456 | 0.02456 | 0.02456 | 412621.0127 | 10.5951 | 9175.7566 | 947.5379 | 431.3989 | 373608.7675 | 38580.8463 | 358235.3234 | 374.5382 | 324365.104 | 33495.6813 | 299109.1168 | 312.7212 | 270829.1266 | 27967.269 |  | 268 | 170-879 | 10133.8895 | 8798.1879 | 7346.0601 | 0 | 0 | 0 | 10133.8895 | 8798.1879 | 7346.0601 | 0 | 10.5951 | 9.1986 | 7.6804 | 0 | 0 | 0 | 10.5951 | 9.1986 | 7.6804 | 0 | 947.5379 | 822.6472 | 686.8705 | 0 | 0 | 0 | 947.5379 | 822.6472 | 686.8705 | 0 | 9175.7566 | 7966.3421 | 6651.5092 | 0 | 0 | 0 | 9175.7566 | 7966.3421 | 6651.5092 | 0 | 0 | 0 | 0 | 0.02456 | 0.02456 | 0.02456 | 0 | 5000000 | no RA
171-34 | 62263.1161 | 18288.3603 | 41055.2978 | 2919.458 | 29.37% | 65.94% | 4.689% | 27965.3732 | 55959.0716 | 1483.4835 | 16157.6882 | 10324.2015 | 2744.0133 | 33471.9747 | 19743.0835 | 171 | 0.043687 | 0.025083 | 0.0068734 | 1425196.1911 | 2814.9484 | 38648.7242 | 20799.4434 | 64433.8743 | 884665.2406 | 476097.0763 | 1367359.1428 | 72534.515 | 790025.6694 | 504798.9583 | 917165.377 | 44974.192 | 548603.3895 | 323587.7955 |  | 269 | 171-34 | 62263.1161 | 34297.7428 | 6304.0445 | 18288.3603 | 8559.2142 | 408.2018 | 41055.2978 | 22819.0707 | 2976.3847 | 2919.458 | 2814.9484 | 1331.4649 | 70.9351 | 2750.7929 | 1294.7913 | 64.1645 | 61.8704 | 34.3884 | 4.4854 | 2.2852 | 20799.4434 | 10475.2419 | 1056.3599 | 14158.7649 | 6666.4688 | 328.9593 | 6375.481 | 3543.5756 | 462.2031 | 265.1975 | 38648.7242 | 22491.036 | 5176.7495 | 1378.8026 | 597.9541 | 15.078 | 34617.9464 | 19241.1067 | 2509.6962 | 2651.9752 | 0.01493 | 0.0068876 | 0.0001746 | 0.024509 | 0.013948 | 0.002451 | 0.0042478 | 5000000 | no RA
171-566 | 2533.5602 | 0 | 2533.5602 | 0 | 0% | 100% | 0% | 334.5618 | 697.7373 | 1.0235 | 266.643 | 66.8953 | 2.1345 | 556.0908 | 139.512 | 171 | 0.024557 | 0.024557 | 0.024557 | 103172.2712 | 7.7508 | 2019.2263 | 506.5831 | 315.6293 | 82227.4379 | 20629.2039 | 89548.1621 | 273.9498 | 71369.1368 | 17905.0754 | 74758.8371 | 228.7056 | 59582.1685 | 14947.963 |  | 270 | 171-566 | 2533.5602 | 2198.9984 | 1835.8229 | 0 | 0 | 0 | 2533.5602 | 2198.9984 | 1835.8229 | 0 | 7.7508 | 6.7273 | 5.6162 | 0 | 0 | 0 | 7.7508 | 6.7273 | 5.6162 | 0 | 506.5831 | 439.6878 | 367.0711 | 0 | 0 | 0 | 506.5831 | 439.6878 | 367.0711 | 0 | 2019.2263 | 1752.5833 | 1463.1355 | 0 | 0 | 0 | 2019.2263 | 1752.5833 | 1463.1355 | 0 | 0 | 0 | 0 | 0.024557 | 0.024557 | 0.024557 | 0 | 5000000 | no RA
171-567 | 51985.5741 | 22376.7944 | 26811.6084 | 2797.1713 | 43.04% | 51.58% | 5.381% | 24469.4844 | 47054.1844 | 1847.2893 | 12155.0078 | 10467.1872 | 3278.6224 | 24871.5514 | 18904.0106 | 171 | 0.041203 | 0.023483 | 0.0066308 | 1261681.6609 | 3310.5302 | 29193.7881 | 19481.2559 | 80346.0435 | 708528.6184 | 472806.9991 | 1171735.1025 | 88458.4953 | 582049.426 | 501227.1811 | 743709.6207 | 51819.8983 | 393104.5089 | 298785.2136 |  | 271 | 171-567 | 51985.5741 | 27516.0898 | 4931.3898 | 22376.7944 | 9837.0169 | 192.3202 | 26811.6084 | 14881.9015 | 1941.8982 | 2797.1713 | 3310.5302 | 1463.2408 | 31.9077 | 3274.1772 | 1442.0887 | 27.2439 | 34.1635 | 18.9626 | 2.4744 | 2.1895 | 19481.2559 | 9014.0687 | 577.2453 | 16678.1503 | 7345.1367 | 138.5372 | 2549.0163 | 1414.8427 | 184.6189 | 254.0893 | 29193.7881 | 17038.7802 | 4322.2367 | 2424.4669 | 1049.7915 | 26.5392 | 24228.4286 | 13448.0961 | 1754.8049 | 2540.8926 | 0.012622 | 0.0054962 | 0.0001396 | 0.024545 | 0.01395 | 0.0024546 | 0.0040366 | 5000000 | no RA
171-568 | 22078.1226 | 9918.8969 | 10722.4735 | 1436.7522 | 44.93% | 48.57% | 6.508% | 10608.5957 | 19814.7088 | 880.3804 | 4528.6155 | 5199.5997 | 1488.1658 | 9268.3943 | 9058.1487 | 171 | 0.032551 | 0.018611 | 0.0046134 | 678262.5001 | 1497.8516 | 11235.9746 | 9344.2965 | 46015.5331 | 345180.6259 | 287066.3411 | 616270.1486 | 51142.6932 | 263074.4594 | 302052.996 | 490617.295 | 36847.3688 | 229487.8303 | 224282.096 |  | 272 | 171-568 | 22078.1226 | 11469.527 | 2263.4138 | 9918.8969 | 4078.1782 | 50.1563 | 10722.4735 | 5954.5966 | 776.5053 | 1436.7522 | 1497.8516 | 617.4712 | 9.6858 | 1469.0019 | 600.9498 | 6.5534 | 27.725 | 15.3968 | 2.0078 | 1.1246 | 9344.2965 | 4144.6967 | 286.1477 | 7527.9656 | 3077.9857 | 33.5517 | 1685.8193 | 936.1994 | 122.0845 | 130.5116 | 11235.9746 | 6707.359 | 1967.5803 | 921.9294 | 399.2427 | 10.0513 | 9008.9292 | 5003.0004 | 652.413 | 1305.116 | 0.0058784 | 0.0025452 | 6.46e-05 | 0.024582 | 0.013975 | 0.0024582 | 0.0020906 | 5000000 | no RA
171-667F | 232.7944 | 0 | 232.7944 | 0 | 0% | 100% | 0% | 30.8248 | 64.3545 | 0.020949 | 24.3112 | 6.4927 | 0.043736 | 50.7557 | 13.5551 | 171 | 0.024527 | 0.024527 | 0.024527 | 9491.274 | 0.15821 | 183.6023 | 49.0339 | 6.4504 | 7485.661 | 1999.1626 | 8234.5128 | 5.5963 | 6494.4676 | 1734.4489 | 6867.4727 | 4.6672 | 5416.2985 | 1446.507 |  | 273 | 171-667F | 232.7944 | 201.9695 | 168.4399 | 0 | 0 | 0 | 232.7944 | 201.9695 | 168.4399 | 0 | 0.15821 | 0.13726 | 0.11447 | 0 | 0 | 0 | 0.15821 | 0.13726 | 0.11447 | 0 | 49.0339 | 42.5412 | 35.4788 | 0 | 0 | 0 | 49.0339 | 42.5412 | 35.4788 | 0 | 183.6023 | 159.2911 | 132.8466 | 0 | 0 | 0 | 183.6023 | 159.2911 | 132.8466 | 0 | 0 | 0 | 0 | 0.024527 | 0.024527 | 0.024527 | 0 | 5000000 | no RA
171-6R | 29638.8421 | 11623.3416 | 16238.5354 | 1776.9652 | 39.22% | 54.79% | 5.995% | 14116.8453 | 26590.4874 | 1120.8748 | 6720.2919 | 6275.6786 | 1872.7015 | 13998.7601 | 10719.0258 | 171 | 0.036438 | 0.020578 | 0.0051314 | 813413.6737 | 1891.013 | 16690.4056 | 11057.4235 | 51897.2979 | 458054.4705 | 303461.9053 | 754293.2217 | 59890.7345 | 359079.5629 | 335322.9243 | 594059.0618 | 41838.0928 | 312746.8168 | 239474.1521 |  | 274 | 171-6R | 29638.8421 | 15521.9968 | 3048.3547 | 11623.3416 | 4716.6381 | 96.7396 | 16238.5354 | 9028.3936 | 1174.65 | 1776.9652 | 1891.013 | 770.1382 | 18.3115 | 1869.8575 | 757.7585 | 15.4909 | 19.7646 | 10.9888 | 1.4297 | 1.3909 | 11057.4235 | 4781.7449 | 338.3977 | 9540.2083 | 3866.524 | 78.9071 | 1355.7993 | 753.8051 | 98.0747 | 161.4158 | 16690.4056 | 9970.1137 | 2691.6455 | 213.2757 | 92.3556 | 2.3415 | 14862.9714 | 8263.5997 | 1075.1455 | 1614.1584 | 0.0093526 | 0.0040498 | 0.0001026 | 0.024507 | 0.01395 | 0.0024506 | 0.0025782 | 5000000 | no RA
171-704R | 52782.9766 | 22327.5506 | 27043.9167 | 3411.5093 | 42.3% | 51.24% | 6.463% | 25077.8308 | 47113.7818 | 2090.986 | 11131.9366 | 11854.9083 | 3532.3387 | 23088.1565 | 20493.2866 | 171 | 0.048088 | 0.026943 | 0.0075776 | 1097642.1495 | 3587.1981 | 27934.0042 | 21261.7743 | 74597.1541 | 580898.2823 | 442146.7131 | 1028287.3397 | 85738.452 | 456452.1349 | 486096.7527 | 748151.7692 | 56092.408 | 366632.5324 | 325426.8288 |  | 275 | 171-704R | 52782.9766 | 27705.1458 | 5669.1948 | 22327.5506 | 9264.2094 | 301.6082 | 27043.9167 | 15029.4271 | 1956.0773 | 3411.5093 | 3587.1981 | 1496.2121 | 54.8594 | 3526.6746 | 1461.3904 | 48.0045 | 57.8531 | 32.1514 | 4.1845 | 2.6704 | 21261.7743 | 9406.866 | 768.4877 | 17996.1558 | 7454.353 | 244.8068 | 2955.7241 | 1642.6185 | 213.7865 | 309.8944 | 27934.0042 | 16802.0677 | 4845.8477 | 804.7203 | 348.4661 | 8.797 | 24030.3395 | 13354.6571 | 1738.1063 | 3098.9445 | 0.018668 | 0.0080828 | 0.000205 | 0.024497 | 0.013937 | 0.0024496 | 0.004923 | 5000000 | no RA
171-708R | 97815.956 | 47484.8899 | 42189.0237 | 8142.0423 | 48.55% | 43.13% | 8.324% | 45502.0306 | 86188.6224 | 4157.8291 | 18145.8646 | 23198.3369 | 7329.7869 | 37482.9543 | 41375.8812 | 171 | 0.084326 | 0.046852 | 0.014767 | 1159976.614 | 7407.6575 | 47669.7335 | 42738.5649 | 87845.6834 | 565304.2549 | 506826.6757 | 1116587.8086 | 102030.2007 | 445286.7461 | 569270.8618 | 787396.9695 | 66963.0378 | 342434.5793 | 377999.3525 |  | 276 | 171-708R | 97815.956 | 52313.9254 | 11627.3336 | 47484.8899 | 20741.3489 | 435.0047 | 42189.0237 | 23430.5342 | 3050.2866 | 8142.0423 | 7407.6575 | 3249.8284 | 77.8707 | 7341.6005 | 3210.3086 | 67.1823 | 59.6838 | 33.1466 | 4.3152 | 6.3732 | 42738.5649 | 19540.228 | 1362.6837 | 38165.6639 | 16671.7234 | 345.9284 | 3833.2947 | 2128.8983 | 277.149 | 739.6063 | 47669.7335 | 29523.869 | 10186.7792 | 1977.6255 | 859.3169 | 21.894 | 38296.0452 | 21268.4893 | 2768.8224 | 7396.0628 | 0.048082 | 0.021161 | 0.0005378 | 0.024461 | 0.013908 | 0.0024462 | 0.011783 | 5000000 | no RA
172-567R | 99501.5246 | 47077.4672 | 45458.6478 | 6965.4095 | 47.31% | 45.69% | 7% | 44864.6721 | 88569.2649 | 3818.1552 | 19981.6548 | 21064.8622 | 7190.2803 | 41372.766 | 40006.2186 | 172 | 0.069555 | 0.041103 | 0.012987 | 1430548.6403 | 7305.7939 | 50737.3121 | 41458.4186 | 105036.5168 | 729458.0976 | 596054.0259 | 1329273.247 | 113126.237 | 592026.5959 | 624120.4141 | 841797.7998 | 68339.3065 | 393223.3534 | 380235.1399 |  | 277 | 172-567R | 99501.5246 | 54636.8524 | 10932.2597 | 47077.4672 | 22447.9038 | 680.9988 | 45458.6478 | 25223.5391 | 3285.8513 | 6965.4095 | 7305.7939 | 3487.6387 | 115.5136 | 7240.8957 | 3449.2018 | 105.7645 | 59.4461 | 32.9847 | 4.2969 | 5.4522 | 41458.4186 | 20393.5564 | 1452.1999 | 36964.9629 | 17618.637 | 540.4143 | 3860.7322 | 2142.1959 | 279.0622 | 632.7234 | 50737.3121 | 30755.6573 | 9364.5461 | 2871.6086 | 1380.0649 | 34.82 | 41538.4695 | 23048.3585 | 3002.4922 | 6327.234 | 0.035018 | 0.017116 | 0.0004332 | 0.024426 | 0.013876 | 0.0024426 | 0.010111 | 5000000 | no RA
172-569R | 132358.0798 | 81547.3052 | 40668.4429 | 10142.3318 | 61.61% | 30.73% | 7.663% | 60130.5951 | 118203.0558 | 6038.3427 | 20752.212 | 33340.0405 | 11394.4765 | 43464.5221 | 63344.0572 | 172 | 0.12865 | 0.072452 | 0.018256 | 1028786.2212 | 11557.056 | 55421.66 | 65379.3638 | 89830.1032 | 430778.6894 | 508177.4286 | 996906.6892 | 100109.8391 | 344051.4583 | 552745.3918 | 775354.344 | 74742.2034 | 285106.0474 | 415506.0932 |  | 278 | 172-569R | 132358.0798 | 72227.4847 | 14155.024 | 81547.3052 | 39503.2801 | 1073.8351 | 40668.4429 | 22581.8728 | 2938.8571 | 10142.3318 | 11557.056 | 5518.7133 | 162.5795 | 11494.6896 | 5480.5526 | 150.7074 | 54.4275 | 30.2218 | 3.9331 | 7.9389 | 65379.3638 | 32039.3234 | 2035.3066 | 59910.8701 | 28593.1098 | 785.4012 | 4547.1853 | 2524.9051 | 328.597 | 921.3084 | 55421.66 | 34669.448 | 11957.1379 | 10141.7455 | 5429.6177 | 137.7265 | 36066.8301 | 20026.7459 | 2606.327 | 9213.0844 | 0.08953 | 0.043867 | 0.0011146 | 0.024426 | 0.013885 | 0.0024426 | 0.014699 | 5000000 | no RA
172-615R | 62429.2708 | 18820.5443 | 40140.8832 | 3467.8433 | 30.15% | 64.3% | 5.555% | 27949.1821 | 55847.81 | 400.4739 | 23714.4766 | 3834.2317 | 740.239 | 47626.7322 | 7480.8388 | 172 | 0.053579 | 0.029758 | 0.0077334 | 1165173.0104 | 753.4596 | 53554.2074 | 8121.6039 | 14062.4861 | 999529.8074 | 151580.717 | 1158698.5728 | 16602.58 | 983138.9714 | 158957.0213 | 851043.6222 | 11280.2217 | 725765.7311 | 113997.6695 |  | 279 | 172-615R | 62429.2708 | 34480.0886 | 6581.4607 | 18820.5443 | 8729.9838 | 212.4499 | 40140.8832 | 22282.2615 | 2901.1675 | 3467.8433 | 753.4596 | 352.9857 | 13.2206 | 698.1735 | 321.0886 | 6.7065 | 52.5716 | 29.1826 | 3.7996 | 2.7145 | 8121.6039 | 4287.3722 | 640.765 | 3810.71 | 1754.2406 | 36.9524 | 3995.8822 | 2218.1199 | 288.8009 | 315.0117 | 53554.2074 | 29839.7308 | 5927.4752 | 14311.6608 | 6654.6546 | 168.791 | 36092.4294 | 20034.959 | 2608.567 | 3150.1172 | 0.024124 | 0.010853 | 0.0002758 | 0.024442 | 0.013891 | 0.0024442 | 0.0050134 | 5000000 | no RA
172-630R | 64491.3547 | 3904.5533 | 58648.6448 | 1938.1566 | 6.054% | 90.94% | 3.005% | 28099.7642 | 58268.1726 | 268.7823 | 23679.1323 | 4151.8496 | 508.8222 | 49381.6335 | 8377.717 | 172 | 0.053137 | 0.029621 | 0.0055758 | 1213680.7628 | 521.2456 | 54979.1492 | 8990.9599 | 9809.4655 | 1034667.9194 | 169203.3779 | 1228590.5933 | 11751.8196 | 1035309.728 | 181529.0457 | 1116105.6796 | 9746.3039 | 945887.2496 | 160472.1261 |  | 280 | 172-630R | 64491.3547 | 36391.5905 | 6223.182 | 3904.5533 | 1883.6682 | 48.4151 | 58648.6448 | 32569.7657 | 4236.6103 | 1938.1566 | 521.2456 | 252.4633 | 12.4234 | 445.417 | 209.6783 | 5.5383 | 74.3115 | 41.2679 | 5.368 | 1.5171 | 8990.9599 | 4839.1103 | 613.2429 | 3338.2681 | 1621.6746 | 41.5684 | 5476.6336 | 3041.3776 | 395.6163 | 176.0581 | 54979.1492 | 31300.0169 | 5597.5158 | 120.8682 | 52.3154 | 1.3085 | 53097.6997 | 29487.1202 | 3835.6259 | 1760.5814 | 0.025913 | 0.012932 | 0.000329 | 0.024419 | 0.013884 | 0.002442 | 0.0028048 | 5000000 | no RA
175-2024R | 563088.2266 | 527678.4393 | 32152.9392 | 3256.848 | 93.71% | 5.71% | 0.5784% | 235463.4396 | 548212.6893 | 49903.9088 | 11891.272 | 173668.2588 | 116793.7407 | 25558.3947 | 405860.5539 | 175 | 0.19114 | 0.11061 | 0.021285 | 2945924.9883 | 118737.5948 | 31011.0597 | 413339.5721 | 621202.9147 | 162241.4594 | 2162480.6142 | 2961869.1535 | 627735.8736 | 149579.0256 | 2184554.2544 | 698861.0611 | 148888.5594 | 32581.8195 | 517390.6823 |  | 281 | 175-2024R | 563088.2266 | 327624.7869 | 14875.5372 | 527678.4393 | 306169.5743 | 8619.3146 | 32152.9392 | 18198.3646 | 2999.3746 | 3256.848 | 118737.5948 | 68833.6861 | 1943.8541 | 118696.8513 | 68809.519 | 1937.7419 | 38.1942 | 21.6177 | 3.5629 | 2.5493 | 413339.5721 | 239671.3132 | 7479.0182 | 407334.8784 | 236144.2951 | 6650.6251 | 5708.8483 | 3231.1728 | 532.5477 | 295.8453 | 31011.0597 | 19119.7876 | 5452.6649 | 1646.7096 | 1215.7602 | 30.9476 | 26405.8967 | 14945.5741 | 2463.264 | 2958.4534 | 0.023973 | 0.013438 | 0.0003424 | 0.16247 | 0.092481 | 0.016247 | 0.0046958 | 5000000 | no RA
175-24R | 1055746.0386 | 295158.0162 | 757837.2782 | 2750.7442 | 27.96% | 71.78% | 0.2605% | 448612.4734 | 977969.5182 | 27490.1532 | 301376.6324 | 119745.6878 | 66354.0526 | 631858.5653 | 279756.9003 | 175 | 0.17491 | 0.10156 | 0.019734 | 6035897.2929 | 67470.3437 | 698548.5995 | 289727.0954 | 385740.5567 | 3993732.8169 | 1656423.9193 | 5978101.1856 | 366327.1251 | 4016072.0226 | 1595702.0379 | 3941244.5741 | 267408.6919 | 2546407.7313 | 1127428.1508 |  | 282 | 175-24R | 1055746.0386 | 607133.5652 | 77776.5204 | 295158.0162 | 175899.9656 | 4523.554 | 757837.2782 | 428482.8554 | 70502.2223 | 2750.7442 | 67470.3437 | 39980.1904 | 1116.2911 | 66377.9768 | 39361.628 | 1012.7145 | 1090.2137 | 616.4092 | 101.4235 | 2.1532 | 289727.0954 | 169981.4077 | 9970.1951 | 221273.0641 | 131168.7547 | 3375.2344 | 68204.1595 | 38562.781 | 6345.0888 | 249.8719 | 698548.5995 | 397171.9671 | 66690.0342 | 7506.9754 | 5369.5828 | 135.6051 | 688542.905 | 389303.6651 | 64055.71 | 2498.7191 | 0.01588 | 0.0093882 | 0.0002374 | 0.15504 | 0.088179 | 0.015504 | 0.0039928 | 5000000 | no RA
175-64R | 731719.1264 | 625493.7343 | 99024.9511 | 7200.441 | 85.48% | 13.53% | 0.984% | 313218.6418 | 707274.34 | 48580.0107 | 37804.018 | 226834.6131 | 111003.2054 | 79140.7917 | 517130.3429 | 175 | 0.20232 | 0.11943 | 0.026879 | 3616585.3762 | 112462.3676 | 93742.2084 | 525514.5504 | 555855.0258 | 463329.0124 | 2597401.338 | 3504213.2953 | 543501.2374 | 422942.0752 | 2537769.9827 | 909431.3212 | 142730.7426 | 101761.2413 | 664939.3373 |  | 283 | 175-64R | 731719.1264 | 418500.4846 | 24444.7864 | 625493.7343 | 355248.3512 | 8016.6872 | 99024.9511 | 56051.6924 | 9227.6582 | 7200.441 | 112462.3676 | 63882.3569 | 1459.1621 | 112276.687 | 63774.8091 | 1436.7485 | 180.0444 | 101.9116 | 16.7775 | 5.6362 | 525514.5504 | 298679.9372 | 8384.2075 | 512377.6291 | 290960.122 | 6566.9179 | 12482.8481 | 7065.7421 | 1163.2165 | 654.0732 | 93742.2084 | 55938.1905 | 14601.4167 | 839.4183 | 513.4201 | 13.0209 | 86362.0585 | 48884.0387 | 8047.6642 | 6540.7316 | 0.032071 | 0.017997 | 0.0004582 | 0.15981 | 0.090991 | 0.015981 | 0.01044 | 5000000 | no RA
175-90R | 894669.3182 | 718354.7337 | 168074.9853 | 8239.5992 | 80.29% | 18.79% | 0.921% | 284393.4175 | 857227.4672 | 35282.7795 | 63662.7841 | 185447.8539 | 117394.8339 | 134179.2699 | 605653.3634 | 175 | 0.20491 | 0.1262 | 0.028245 | 4366114.8112 | 119681.4015 | 155245.5915 | 619742.3251 | 584062.4343 | 757620.791 | 3024431.5859 | 4835967.6173 | 599965.9928 | 1082553.7563 | 3153447.8682 | 1325591.1032 | 181535.8856 | 207490.839 | 936564.3786 |  | 284 | 175-90R | 894669.3182 | 610275.9007 | 37441.8509 | 718354.7337 | 506896.6244 | 13550.9647 | 168074.9853 | 95139.6771 | 15651.287 | 8239.5992 | 119681.4015 | 84398.622 | 2286.5676 | 119392.7405 | 84232.4253 | 2253.8383 | 282.2115 | 159.7472 | 26.2798 | 6.4496 | 619742.3251 | 434294.4712 | 14088.9617 | 596554.2755 | 420843.967 | 11250.9004 | 22439.5814 | 12702.0361 | 2089.5931 | 748.4682 | 155245.5915 | 91582.8074 | 21066.3216 | 2407.7176 | 1820.2321 | 46.226 | 145353.1924 | 82277.8938 | 13535.4142 | 7484.6815 | 0.03489 | 0.024301 | 0.0006176 | 0.15822 | 0.090088 | 0.015822 | 0.011806 | 5000000 | no RA
175-94R | 275672.2282 | 110138.4982 | 164272.1999 | 1261.5302 | 39.95% | 59.59% | 0.4576% | 116287.0846 | 256944.153 | 7973.2836 | 63565.3043 | 44748.4967 | 19008.1117 | 133578.8867 | 104357.1545 | 175 | 0.16555 | 0.095189 | 0.017671 | 1665186.1199 | 19411.8477 | 148300.8312 | 107959.5494 | 117256.4227 | 895804.7288 | 652124.9684 | 1674414.2012 | 114807.0684 | 915274.8877 | 644332.2451 | 1059819.777 | 78402.9232 | 550973.9931 | 430442.8607 |  | 285 | 175-94R | 275672.2282 | 159385.1436 | 18728.0753 | 110138.4982 | 65150.5626 | 2175.6327 | 164272.1999 | 92973.0508 | 15290.9124 | 1261.5302 | 19411.8477 | 11438.5641 | 403.736 | 19145.0996 | 11287.1642 | 378.0108 | 265.7606 | 150.4124 | 24.7377 | 0.98747 | 107959.5494 | 63211.0527 | 3602.3949 | 89351.1548 | 52629.5317 | 1766.3458 | 18493.7998 | 10466.9262 | 1721.4542 | 114.5948 | 148300.8312 | 84735.5268 | 14721.9444 | 1642.2438 | 1233.8667 | 31.2761 | 145512.6394 | 82355.7122 | 13544.7204 | 1145.9479 | 0.0063844 | 0.00378 | 9.6e-05 | 0.15732 | 0.089566 | 0.015732 | 0.0018426 | 5000000 | no RA
176-161R | 1442759.5893 | 1304049.3984 | 132108.6729 | 6601.518 | 90.39% | 9.157% | 0.4576% | 600758.0652 | 1403440.7148 | 89584.3936 | 55518.1617 | 455655.5099 | 211342.578 | 118632.7826 | 1073465.3541 | 176 | 0.22417 | 0.13198 | 0.028123 | 6436035.2651 | 214721.0955 | 135823.7763 | 1092214.7176 | 957853.6527 | 605899.0151 | 4872282.5973 | 6379534.0379 | 951309.2234 | 589555.1353 | 4838669.6792 | 1398123.7355 | 210541.9 | 118183.3386 | 1069398.4969 |  | 286 | 176-161R | 1442759.5893 | 842001.5241 | 39318.8746 | 1304049.3984 | 760726.8758 | 20318.5257 | 132108.6729 | 74673.1303 | 12398.8309 | 6601.518 | 214721.0955 | 125136.7018 | 3378.5174 | 214385.3528 | 124944.6801 | 3342.3245 | 330.5753 | 186.8544 | 31.0256 | 5.1674 | 1092214.7176 | 636559.2077 | 18749.3634 | 1076912.2196 | 627648.9093 | 16769.7865 | 14702.8297 | 8310.6301 | 1379.9086 | 599.6682 | 135823.7763 | 80305.6146 | 17190.9937 | 12751.826 | 8133.2864 | 206.4146 | 117075.268 | 66175.6458 | 10987.8967 | 5996.6824 | 0.033477 | 0.019537 | 0.000496 | 0.18118 | 0.10294 | 0.018118 | 0.0095082 | 5000000 | no RA
176-164R | 613402.0332 | 535464.2215 | 73663.7782 | 4274.0336 | 87.29% | 12.01% | 0.6968% | 252310.1287 | 596391.4409 | 36074.6499 | 27919.146 | 188316.3328 | 86658.3129 | 58446.2313 | 451286.8967 | 176 | 0.20727 | 0.12111 | 0.024654 | 2959423.2917 | 87616.0729 | 68329.0409 | 457456.9194 | 422713.054 | 329660.7187 | 2207049.519 | 2981421.6728 | 426275.9623 | 329906.4827 | 2225239.2278 | 689978.5136 | 100256.9282 | 67617.7441 | 522103.8413 |  | 287 | 176-164R | 613402.0332 | 361091.9045 | 17010.5923 | 535464.2215 | 315178.328 | 5823.2092 | 73663.7782 | 41639.5429 | 6913.3496 | 4274.0336 | 87616.0729 | 51541.423 | 957.76 | 87539.7114 | 51496.8041 | 947.562 | 73.016 | 41.2734 | 6.8526 | 3.3455 | 457456.9194 | 269140.5866 | 6170.0227 | 447290.4081 | 263225.0318 | 4864.0874 | 9778.267 | 5527.3104 | 917.6909 | 388.2444 | 68329.0409 | 40409.8948 | 9882.8095 | 634.102 | 456.492 | 11.5597 | 63812.4952 | 36070.9591 | 5988.8061 | 3882.4437 | 0.019734 | 0.01187 | 0.000301 | 0.18132 | 0.10302 | 0.018131 | 0.0062214 | 5000000 | no RA
176-1834R | 1527633.9579 | 1245135.3336 | 273985.8252 | 8512.7991 | 81.51% | 17.94% | 0.5573% | 448439.706 | 1472522.7934 | 66284.6848 | 113789.9131 | 268365.108 | 247974.6868 | 240100.8441 | 984447.2625 | 176 | 0.23205 | 0.14381 | 0.030878 | 6583329.4889 | 252250.2819 | 271209.6849 | 1004173.9912 | 1087071.0949 | 1168776.5298 | 4327481.8642 | 7504055.5767 | 1109188.041 | 1904126.2868 | 4490741.2488 | 1784780.445 | 300559.2673 | 291015.7271 | 1193205.4506 |  | 288 | 176-1834R | 1527633.9579 | 1079194.2519 | 55111.1645 | 1245135.3336 | 915855.1761 | 20908.9086 | 273985.8252 | 154826.2768 | 25689.4568 | 8512.7991 | 252250.2819 | 185965.597 | 4275.5951 | 251843.6836 | 185732.935 | 4231.433 | 399.9348 | 225.9986 | 37.4987 | 6.6634 | 1004173.9912 | 735808.8832 | 19726.7287 | 976315.1178 | 719729.8399 | 16413.8449 | 27085.5883 | 15305.7582 | 2539.5987 | 773.2851 | 271209.6849 | 157419.7717 | 31108.8408 | 16976.5321 | 10392.4012 | 263.6307 | 246500.3021 | 139294.5199 | 23112.3594 | 7732.8506 | 0.041194 | 0.030109 | 0.000764 | 0.1786 | 0.10145 | 0.01786 | 0.012255 | 5000000 | no RA
176-1836R | 176199.9003 | 48262.543 | 126991.6125 | 945.7448 | 27.39% | 72.07% | 0.5367% | 76728.1143 | 163018.3774 | 4144.6949 | 51544.1993 | 21039.22 | 9143.4253 | 108065.5837 | 45809.3684 | 176 | 0.10638 | 0.061237 | 0.011541 | 1656337.8963 | 9320.8442 | 119319.5178 | 47559.5384 | 87619.0476 | 1121643.3077 | 447075.541 | 1624384.5357 | 87745.9115 | 1091224.5279 | 445414.0963 | 1142127.5895 | 64060.0064 | 757121.2924 | 320946.2907 |  | 289 | 176-1836R | 176199.9003 | 99471.7861 | 13181.5229 | 48262.543 | 27122.5759 | 850.2269 | 126991.6125 | 71403.4654 | 11385.5512 | 945.7448 | 9320.8442 | 5176.1493 | 177.4189 | 9156.0019 | 5083.1395 | 161.9659 | 164.102 | 92.2695 | 14.7127 | 0.74028 | 47559.5384 | 26520.3184 | 1750.17 | 36008.437 | 19987.8852 | 636.338 | 11465.1919 | 6446.5237 | 1027.9225 | 85.9095 | 119319.5178 | 67775.3184 | 11253.9341 | 3098.1042 | 2051.5512 | 51.923 | 115362.3186 | 64864.6723 | 10342.9161 | 859.095 | 0.003945 | 0.0025354 | 6.4e-05 | 0.10106 | 0.05733 | 0.010106 | 0.0013708 | 5000000 | no RA
176-1845R | 550312.2633 | 475157.3061 | 70265.511 | 4889.4462 | 86.34% | 12.77% | 0.8885% | 224497.9735 | 530648.1356 | 31741.243 | 27291.9232 | 165464.8073 | 76412.3365 | 57017.7401 | 397218.059 | 176 | 0.20978 | 0.12314 | 0.025504 | 2623307.7984 | 77766.1255 | 67334.1525 | 405211.9853 | 370706.7735 | 320978.1411 | 1931622.8838 | 2645992.5269 | 374110.69 | 321669.8291 | 1950212.0078 | 771015.2744 | 111024.7538 | 82845.007 | 577145.5135 |  | 290 | 176-1845R | 550312.2633 | 325814.2898 | 19664.1278 | 475157.3061 | 281196.0943 | 8182.7837 | 70265.511 | 39728.7493 | 6591.8978 | 4889.4462 | 77766.1255 | 46024.8825 | 1353.789 | 77669.7538 | 45968.7298 | 1341.2798 | 92.5445 | 52.3255 | 8.682 | 3.8272 | 405211.9853 | 239747.178 | 7993.9264 | 397156.4011 | 234999.4561 | 6835.7188 | 7611.4371 | 4303.5747 | 714.0603 | 444.1472 | 67334.1525 | 40042.2293 | 10316.4124 | 331.1512 | 227.9083 | 5.7851 | 62561.5294 | 35372.8491 | 5869.1555 | 4441.4718 | 0.022022 | 0.013357 | 0.0003396 | 0.18066 | 0.10268 | 0.018066 | 0.0070988 | 5000000 | no RA
176-194R | 677778.9525 | 566889.702 | 105132.3025 | 5756.948 | 83.64% | 15.51% | 0.8494% | 220351.9334 | 650086.0974 | 29607.1982 | 40317.3703 | 150427.3648 | 93982.6148 | 84730.9041 | 471372.5785 | 176 | 0.21542 | 0.12944 | 0.026796 | 3146313.9564 | 96052.4509 | 98664.7793 | 483061.7223 | 445884.5553 | 458011.2307 | 2242418.1704 | 3533766.7166 | 474808.3219 | 646566.5142 | 2412391.8805 | 1033477.4499 | 149409.3066 | 134701.3558 | 749366.7875 |  | 291 | 176-194R | 677778.9525 | 457427.0191 | 27692.8551 | 566889.702 | 392217.0542 | 12075.2607 | 105132.3025 | 59453.017 | 9860.6464 | 5756.948 | 96052.4509 | 66445.2527 | 2069.8361 | 95835.4585 | 66320.5841 | 2045.4002 | 212.4861 | 120.1623 | 19.9297 | 4.5063 | 483061.7223 | 332634.3575 | 11689.1437 | 470219.8307 | 325144.9644 | 10010.7672 | 12318.9423 | 6966.4439 | 1155.4273 | 522.9492 | 98664.7793 | 58347.409 | 13933.8752 | 834.4128 | 751.5057 | 19.0933 | 92600.874 | 52366.4108 | 8685.2894 | 5229.4925 | 0.026897 | 0.018697 | 0.0004752 | 0.18022 | 0.10245 | 0.018022 | 0.0082982 | 5000000 | no RA
176-197F | 1901665.2055 | 1490014.7962 | 402298.5235 | 9351.8858 | 78.35% | 21.16% | 0.4918% | 704505.3871 | 1831054.6552 | 118040.6625 | 159347.7177 | 427117.0069 | 326463.8332 | 334110.6055 | 1170480.2166 | 176 | 0.23242 | 0.14097 | 0.031803 | 8182147.2388 | 331772.8248 | 376673.0318 | 1193219.3489 | 1427493.1753 | 1620681.81 | 5133972.2535 | 8492193.605 | 1422876.4993 | 1920796.7664 | 5148520.3393 | 2220220.1737 | 395849.2371 | 405121.2258 | 1419249.7108 |  | 292 | 176-197F | 1901665.2055 | 1197159.8185 | 70610.5503 | 1490014.7962 | 960249.4335 | 23564.818 | 402298.5235 | 227558.4992 | 37693.8464 | 9351.8858 | 331772.8248 | 213732.1624 | 5308.9917 | 331048.2302 | 213319.1189 | 5234.4656 | 717.2744 | 405.7233 | 67.2059 | 7.3202 | 1193219.3489 | 766102.342 | 22739.1323 | 1153364.461 | 743189.6027 | 18234.9699 | 39005.3819 | 22063.2333 | 3654.6564 | 849.506 | 376673.0318 | 217325.3141 | 42562.4264 | 5602.105 | 3740.7119 | 95.3826 | 362575.8672 | 205089.5426 | 33971.9841 | 8495.0596 | 0.042242 | 0.027034 | 0.0006882 | 0.17673 | 0.1005 | 0.017673 | 0.013442 | 5000000 | no RA
176-200F | 342757.375 | 170794.2118 | 171080.2092 | 882.954 | 49.83% | 49.91% | 0.2576% | 121125.0365 | 322499.3845 | 7843.1554 | 67641.2567 | 45640.6244 | 27862.071 | 141250.6932 | 153386.6203 | 176 | 0.18529 | 0.10655 | 0.019344 | 1849816.8572 | 28435.3568 | 156668.4608 | 157653.5574 | 153461.9127 | 845519.2531 | 850835.6914 | 2079996.2694 | 134685.0698 | 1161556.4024 | 783754.7973 | 1047270.9558 | 90478.1191 | 458691.5684 | 498101.2683 |  | 293 | 176-200F | 342757.375 | 221632.3385 | 20257.9905 | 170794.2118 | 123916.0249 | 3331.2994 | 171080.2092 | 96833.3596 | 16043.7371 | 882.954 | 28435.3568 | 20592.2014 | 573.2858 | 28187.5618 | 20451.6466 | 549.4215 | 247.1039 | 139.8636 | 23.1732 | 0.69113 | 157653.5574 | 112012.9331 | 4266.9371 | 142589.446 | 103451.6649 | 2781.5552 | 14983.9058 | 8481.0624 | 1405.1762 | 80.2057 | 156668.4608 | 89027.204 | 15417.7675 | 17.2041 | 12.7134 | 0.3227 | 155849.1996 | 88212.4335 | 14615.3877 | 802.0571 | 0.0040796 | 0.0029024 | 7.36e-05 | 0.17994 | 0.10238 | 0.017994 | 0.0012764 | 5000000 | no RA
177-941AE | 127082.9417 | 122697.8448 | 0 | 4385.0968 | 96.55% | 0% | 3.451% | 52112.9294 | 121055.8594 | 11665.7547 | 1111.751 | 39335.4237 | 26940.3405 | 3277.6702 | 90837.8487 | 177 | 0.025296 | 0.016651 | 0.0066016 | 5023914.8975 | 27306.4893 | 7317.6563 | 92458.796 | 1079495.6166 | 289285.7381 | 3655133.5428 | 4502541.1872 | 1007917.6452 | 96054.9491 | 3398568.593 | 912972.9563 | 203177.2973 | 24719.3674 | 685076.2917 |  | 294 | 177-941AE | 127082.9417 | 74970.0123 | 6027.0823 | 122697.8448 | 70584.9154 | 1641.9854 | 0 | 0 | 0 | 4385.0968 | 27306.4893 | 15640.7346 | 366.1488 | 27303.0569 | 15637.3022 | 362.7164 | 0 | 0 | 0 | 3.4324 | 92458.796 | 53123.3724 | 1620.9474 | 92060.4629 | 52725.0393 | 1222.6142 | 0 | 0 | 0 | 398.3331 | 7317.6563 | 6205.9053 | 4039.9861 | 3334.325 | 2222.574 | 56.6548 | 0 | 0 | 0 | 3983.3313 | 0.018956 | 0.010311 | 0.0002622 | 0 | 0 | 0 | 0.0063394 | 5000000 | no RA
177-955 | 950051.1059 | 319410.2675 | 627445.4984 | 3195.34 | 33.62% | 66.04% | 0.3363% | 447535.3489 | 887472.7287 | 42107.2562 | 248479.7135 | 156948.3793 | 77148.8678 | 516734.8411 | 293589.0198 | 177 | 0.11726 | 0.066806 | 0.014584 | 8102228.4697 | 78032.9185 | 570390.4694 | 301627.718 | 665480.5511 | 4864405.5791 | 2572342.3395 | 7521970.3047 | 707719.5838 | 4176333.8481 | 2637916.8728 | 4290951.4122 | 373016.5815 | 2498425.0494 | 1419509.7813 |  | 295 | 177-955 | 950051.1059 | 502515.757 | 62578.3772 | 319410.2675 | 146579.4476 | 3249.815 | 627445.4984 | 352740.9693 | 56133.2222 | 3195.34 | 78032.9185 | 35925.6622 | 884.0506 | 76924.4192 | 35301.3846 | 782.6034 | 1105.9981 | 621.7764 | 98.946 | 2.5012 | 301627.718 | 144679.3388 | 8038.6983 | 242279.3986 | 111187.4754 | 2464.9227 | 59058.0613 | 33201.6053 | 5283.5175 | 290.2581 | 570390.4694 | 321910.7559 | 53655.6283 | 206.4496 | 90.5876 | 2.2888 | 567281.439 | 318917.5876 | 50750.7587 | 2902.5808 | 0.014615 | 0.0065842 | 0.0001668 | 0.098029 | 0.055608 | 0.009803 | 0.004614 | 5000000 | no RA
178-48 | 887.473 | 687.1201 | 0 | 200.3529 | 77.42% | 0% | 22.58% | 228.926 | 687.0551 | 37.3108 | 3.3129 | 188.3022 | 112.6281 | 5.7782 | 568.6488 | 178 | 0.0008186 | 0.0005274 | 0.0003108 | 1084135.0841 | 112.785 | 187.8396 | 586.8484 | 137777.8572 | 229464.4826 | 716892.7443 | 1248667.0665 | 203510.3477 | 18070.0239 | 1027086.6949 | 644845.0611 | 105708.6803 | 5423.254 | 533713.1269 |  | 296 | 178-48 | 887.473 | 658.547 | 200.4178 | 687.1201 | 458.1941 | 0.064973 | 0 | 0 | 0 | 200.3529 | 112.785 | 75.4741 | 0.15683 | 112.6281 | 75.3173 | 0 | 0 | 0 | 0 | 0.15683 | 586.8484 | 398.5462 | 18.1996 | 568.6488 | 380.3465 | 0 | 0 | 0 | 0 | 18.1996 | 187.8396 | 184.5267 | 182.0614 | 5.8432 | 2.5303 | 0.064973 | 0 | 0 | 0 | 181.9964 | 0.0005136 | 0.0002224 | 5.8e-06 | 0 | 0 | 0 | 0.000305 | 5000000 | no RA
178-968AE | 15432.1915 | 11351.7514 | 0 | 4080.4401 | 73.56% | 0% | 26.44% | 5420.1697 | 11282.5789 | 765.5191 | 1872.2299 | 2782.4208 | 1729.3235 | 3270.634 | 6282.6214 | 178 | 0.018466 | 0.011451 | 0.0059944 | 835699.3602 | 1739.5414 | 7013.4398 | 6679.2103 | 94201.3743 | 379798.756 | 361699.2299 | 874351.2942 | 123489.2315 | 302017.5897 | 448844.4729 | 692248.1961 | 106103.4977 | 200671.3633 | 385473.3352 |  | 297 | 178-968AE | 15432.1915 | 10012.0218 | 4149.6126 | 11351.7514 | 5931.5817 | 69.1725 | 0 | 0 | 0 | 4080.4401 | 1739.5414 | 974.0223 | 10.2179 | 1736.3474 | 970.8284 | 7.0239 | 0 | 0 | 0 | 3.194 | 6679.2103 | 3896.7895 | 396.5889 | 6308.5516 | 3526.1308 | 25.9302 | 0 | 0 | 0 | 370.6587 | 7013.4398 | 5141.2099 | 3742.8058 | 3306.8524 | 1434.6225 | 36.2184 | 0 | 0 | 0 | 3706.5874 | 0.012615 | 0.0055994 | 0.000143 | 0 | 0 | 0 | 0.0058514 | 5000000 | no RA
178-982 | 931.2782 | 124.7961 | 0 | 806.4821 | 13.4% | 0% | 86.6% | 70.0584 | 123.4804 | 0.6871 | 66.9837 | 2.3876 | 1.4851 | 116.8363 | 5.159 | 178 | 0.0033454 | 0.0021104 | 0.0011912 | 278375.7469 | 2.1164 | 850.7436 | 78.4182 | 632.6363 | 254302.5057 | 23440.605 | 408083.6732 | 4002.2712 | 390173.6578 | 13907.7442 | 678137.8344 | 8156.2184 | 641648.8942 | 28332.7218 |  | 298 | 178-982 | 931.2782 | 861.2198 | 807.7978 | 124.7961 | 54.7377 | 1.3157 | 0 | 0 | 0 | 806.4821 | 2.1164 | 1.4293 | 0.63128 | 1.4851 | 0.79805 | 0 | 0 | 0 | 0 | 0.63128 | 78.4182 | 76.0306 | 73.2592 | 5.159 | 2.7714 | 0 | 0 | 0 | 0 | 73.2592 | 850.7436 | 783.7599 | 733.9073 | 118.152 | 51.1682 | 1.3157 | 0 | 0 | 0 | 732.5916 | 0.0021782 | 0.0009432 | 2.4e-05 | 0 | 0 | 0 | 0.0011672 | 5000000 | no RA
178-983AE | 4765.886 | 4605.1333 | 0 | 160.7526 | 96.63% | 0% | 3.373% | 3011.5403 | 4593.1791 | 494.5187 | 2.0253 | 2514.9962 | 753.7403 | 3.5356 | 3835.9031 | 178 | 0.00085 | 0.0004972 | 0.0002348 | 5606924.6686 | 755.7945 | 149.5997 | 3860.4918 | 889169.9553 | 175999.6344 | 4541755.0789 | 3528450.6195 | 579399.4957 | 2372.9834 | 2946678.1404 | 735548.9744 | 120703.5282 | 566.1894 | 614279.2568 |  | 299 | 178-983AE | 4765.886 | 1754.3456 | 172.7069 | 4605.1333 | 1593.593 | 11.9543 | 0 | 0 | 0 | 160.7526 | 755.7945 | 261.2757 | 2.0541 | 755.6686 | 261.1499 | 1.9283 | 0 | 0 | 0 | 0.12583 | 3860.4918 | 1345.4956 | 24.5887 | 3845.8894 | 1330.8931 | 9.9862 | 0 | 0 | 0 | 14.6024 | 149.5997 | 147.5743 | 146.0641 | 3.5753 | 1.55 | 0.039706 | 0 | 0 | 0 | 146.0244 | 0.000622 | 0.0002692 | 6.8e-06 | 0 | 0 | 0 | 0.000228 | 5000000 | no RA
180-1156 | 1115.0247 | 497.2617 | 0 | 617.7629 | 44.6% | 0% | 55.4% | 297.1331 | 495.0566 | 43.0198 | 37.7784 | 216.3348 | 63.0582 | 114.8708 | 317.1276 | 180 | 0.00285 | 0.001913 | 0.000925 | 391236.7204 | 63.5681 | 678.0798 | 373.3767 | 22304.6046 | 237922.7374 | 131009.3783 | 427543.9523 | 61901.0733 | 54359.2845 | 311283.5945 | 670235.6992 | 85371.7345 | 155518.6306 | 429345.3341 |  | 300 | 180-1156 | 1115.0247 | 817.8916 | 619.968 | 497.2617 | 200.1287 | 2.2051 | 0 | 0 | 0 | 617.7629 | 63.5681 | 20.5483 | 0.50994 | 63.0846 | 20.0648 | 0.026388 | 0 | 0 | 0 | 0.48356 | 373.3767 | 157.0419 | 56.2491 | 317.2604 | 100.9256 | 0.1328 | 0 | 0 | 0 | 56.1163 | 678.0798 | 640.3014 | 563.209 | 116.9167 | 79.1383 | 2.0459 | 0 | 0 | 0 | 561.1631 | 0.001951 | 0.001014 | 2.6e-05 | 0 | 0 | 0 | 0.000899 | 5000000 | no RA
180-13 | 3344.989 | 2572.2274 | 0 | 772.7616 | 76.9% | 0% | 23.1% | 1459.8178 | 2541.9373 | 195.897 | 278.9019 | 985.0189 | 335.2753 | 520.6819 | 1685.9801 | 180 | 0.0036268 | 0.0022496 | 0.0011732 | 922297.6276 | 339.8528 | 1228.976 | 1776.1603 | 93705.9543 | 338859.5935 | 489732.0797 | 838002.8661 | 112453.9564 | 160102.5669 | 565446.3428 | 684496.9051 | 90283.466 | 140210.0525 | 454003.3866 |  | 301 | 180-13 | 3344.989 | 1885.1712 | 803.0518 | 2572.2274 | 1112.4096 | 30.2902 | 0 | 0 | 0 | 772.7616 | 339.8528 | 143.9557 | 4.5775 | 339.2479 | 143.3508 | 3.9726 | 0 | 0 | 0 | 0.60488 | 1776.1603 | 791.1414 | 90.1803 | 1705.9642 | 720.9454 | 19.9842 | 0 | 0 | 0 | 70.1961 | 1228.976 | 950.0741 | 708.2941 | 527.0153 | 248.1134 | 6.3334 | 0 | 0 | 0 | 701.9607 | 0.0024814 | 0.0011042 | 2.78e-05 | 0 | 0 | 0 | 0.0011454 | 5000000 | no RA
181-49 | 58927.4431 | 768.1913 | 57917.1761 | 242.0757 | 1.304% | 98.29% | 0.4108% | 25931.137 | 53662.4703 | 111.4565 | 23203.1849 | 2616.4957 | 206.1659 | 48152.6177 | 5303.6866 | 181 | 0.078852 | 0.044804 | 0.0081764 | 747318.9339 | 214.4137 | 52942.8501 | 5770.1793 | 2719.199 | 671422.2135 | 73177.5214 | 736452.3602 | 3165.3981 | 658977.6714 | 74309.2907 | 643923.1036 | 2473.889 | 577807.5981 | 63641.6165 |  | 302 | 181-49 | 58927.4431 | 32996.3061 | 5264.9729 | 768.1913 | 323.0488 | 0.29851 | 57917.1761 | 32431.1817 | 5022.5987 | 242.0757 | 214.4137 | 102.9573 | 8.2478 | 121.301 | 50.7347 | 0 | 92.9232 | 52.0331 | 8.0583 | 0.18949 | 5770.1793 | 3153.6836 | 466.4927 | 622.4847 | 261.5149 | 0 | 5125.7049 | 2870.1791 | 444.503 | 21.9897 | 52942.8501 | 29739.6652 | 4790.2324 | 24.4056 | 10.7992 | 0.29851 | 52698.548 | 29508.9695 | 4570.0373 | 219.8966 | 0.0003466 | 0.0001738 | 4.6e-06 | 0.078148 | 0.044274 | 0.0078148 | 0.000357 | 5000000 | no RA
181-53F | 246909.8625 | 7788.8676 | 238170.6567 | 950.3383 | 3.155% | 96.46% | 0.3849% | 106634.1622 | 225214.3914 | 351.647 | 96102.4687 | 10180.0465 | 1361.5748 | 199492.2714 | 24360.5452 | 181 | 0.081527 | 0.046572 | 0.0091526 | 3028558.1073 | 1405.6745 | 219183.7725 | 26320.4155 | 17241.7862 | 2688474.1841 | 322842.1371 | 3012005.0232 | 9932.6762 | 2714525.1808 | 287547.1663 | 2370416.179 | 14330.7848 | 2099686.902 | 256398.4921 |  | 303 | 181-53F | 246909.8625 | 140275.7003 | 21695.4711 | 7788.8676 | 5939.1259 | 102.5509 | 238170.6567 | 133386.2361 | 20642.582 | 950.3383 | 1405.6745 | 1054.0275 | 44.0997 | 1065.1105 | 862.9691 | 13.9032 | 339.8202 | 190.3145 | 29.4527 | 0.74388 | 26320.4155 | 16140.369 | 1959.8703 | 5446.1554 | 4411.8684 | 71.8245 | 20787.9333 | 11642.1738 | 1801.7191 | 86.3268 | 219183.7725 | 123081.3038 | 19691.5011 | 1277.6017 | 664.2884 | 16.8233 | 217042.9032 | 121553.7478 | 18811.4102 | 863.2676 | 0.0026156 | 0.0012702 | 3.24e-05 | 0.077546 | 0.043936 | 0.0077546 | 0.0013656 | 5000000 | no RA
181-54F | 2127.5916 | 250.5537 | 1041.8618 | 835.176 | 11.78% | 48.97% | 39.25% | 595.2337 | 1222.8877 | 22.497 | 367.584 | 205.1528 | 43.4843 | 767.8652 | 411.5382 | 181 | 0.01856 | 0.010874 | 0.002689 | 114635.6389 | 44.34 | 1581.2468 | 502.0049 | 2389.0594 | 85198.3212 | 27048.2584 | 140916.838 | 5325.9751 | 87022.5755 | 48568.2874 | 336446.2238 | 11963.6039 | 211258.4254 | 113224.1945 |  | 304 | 181-54F | 2127.5916 | 1532.3579 | 904.7039 | 250.5537 | 121.603 | 0.053061 | 1041.8618 | 575.5788 | 69.4748 | 835.176 | 44.34 | 21.843 | 0.85564 | 40.6584 | 19.5166 | 0 | 3.0278 | 1.6727 | 0.2019 | 0.65374 | 502.0049 | 296.8521 | 90.4666 | 207.1791 | 100.0214 | 0 | 218.9601 | 120.965 | 14.601 | 75.8657 | 1581.2468 | 1213.6628 | 813.3816 | 2.7162 | 2.0651 | 0.053061 | 819.8739 | 452.9411 | 54.6719 | 758.6566 | 0.0029286 | 0.001467 | 3.72e-05 | 0.014421 | 0.0081976 | 0.0014422 | 0.0012096 | 5000000 | no RA
182-2240F | 1849480.1957 | 1184402.6993 | 658312.7004 | 6764.796 | 64.04% | 35.59% | 0.3658% | 669366.7474 | 1766044.6271 | 116502.3481 | 268149.6991 | 284714.7002 | 354434.0222 | 571366.8453 | 840243.7596 | 182 | 0.1455 | 0.090404 | 0.020162 | 12710819.7121 | 359891.2987 | 631169.943 | 858418.954 | 2473404.9193 | 4337806.5748 | 5899608.218 | 13053803.5825 | 2271996.2932 | 5229380.6299 | 5552426.6594 | 4138217.4871 | 830514.1592 | 1338833.8179 | 1968869.51 |  | 305 | 182-2240F | 1849480.1957 | 1180113.4483 | 83435.5686 | 1184402.6993 | 803254.7616 | 17840.6367 | 658312.7004 | 370093.8907 | 58830.1359 | 6764.796 | 359891.2987 | 243388.9506 | 5457.2765 | 358923.7749 | 242842.7044 | 5365.9918 | 962.2287 | 540.9511 | 85.9896 | 5.2952 | 858418.954 | 573704.2538 | 18175.1944 | 794359.7348 | 537422.0491 | 11890.9549 | 63444.7191 | 35667.7046 | 5669.7394 | 614.5001 | 631169.943 | 363020.2439 | 59803.0977 | 31119.1896 | 22990.008 | 583.69 | 593905.7526 | 333885.235 | 53074.4069 | 6145.0008 | 0.038653 | 0.025539 | 0.0006484 | 0.097041 | 0.055055 | 0.0097042 | 0.0098096 | 5000000 | no RA
182-2250 | 188320.9084 | 183412.1375 | 4031.7 | 877.071 | 97.39% | 2.141% | 0.4657% | 107907.2163 | 185477.2114 | 17379.4661 | 1588.4698 | 88939.2804 | 29767.3014 | 3297.3082 | 152412.6017 | 182 | 0.10496 | 0.05956 | 0.011254 | 1794270.6754 | 30030.9476 | 4416.2969 | 153873.6639 | 286126.7452 | 42077.2825 | 1466066.6477 | 1350133.6826 | 217451.6535 | 19874.9136 | 1112807.1155 | 252674.2471 | 40551.7768 | 4491.8989 | 207630.5714 |  | 306 | 182-2250 | 188320.9084 | 80413.6921 | 2843.697 | 183412.1375 | 77271.9046 | 1605.8977 | 4031.7 | 2264.7166 | 360.7284 | 877.071 | 30030.9476 | 12651.4814 | 263.6462 | 30025.0918 | 12647.8912 | 262.4971 | 5.1692 | 2.9037 | 0.46251 | 0.68653 | 153873.6639 | 64934.3836 | 1461.0622 | 153366.7698 | 64614.7295 | 1343.166 | 427.2228 | 239.9828 | 38.2249 | 79.6713 | 4416.2969 | 2827.8271 | 1118.9887 | 20.2758 | 9.2839 | 0.23462 | 3599.3079 | 2021.8301 | 322.0409 | 796.7131 | 0.0045462 | 0.0020888 | 5.26e-05 | 0.099121 | 0.056181 | 0.009912 | 0.0012898 | 5000000 | no RA
182-2252R | 437403.3723 | 404964.2614 | 30008.4505 | 2430.6605 | 92.58% | 6.861% | 0.5557% | 223324.4123 | 426137.7372 | 34833.9369 | 11929.539 | 176560.9363 | 66129.1611 | 24733.66 | 335274.9162 | 182 | 0.11307 | 0.06457 | 0.013548 | 3868388.8761 | 67155.6681 | 29352.8393 | 340894.8648 | 593923.7234 | 259596.0715 | 3014869.0811 | 3315465.7442 | 517143.3045 | 177105.4835 | 2621216.9561 | 831559.4683 | 129043.5585 | 48264.9325 | 654250.9772 |  | 307 | 182-2252R | 437403.3723 | 214078.96 | 11265.6351 | 404964.2614 | 194800.9157 | 6150.7609 | 30008.4505 | 16847.3838 | 2684.2137 | 2430.6605 | 67155.6681 | 32321.7312 | 1026.507 | 67110.4505 | 32295.5106 | 1020.7299 | 43.315 | 24.318 | 3.8745 | 1.9026 | 340894.8648 | 164333.9285 | 5619.9487 | 337637.568 | 162408.3761 | 5127.5418 | 3036.5007 | 1704.7562 | 271.6107 | 220.7962 | 29352.8393 | 17423.3003 | 4619.1794 | 216.2428 | 97.0289 | 2.4892 | 26928.6348 | 15118.3097 | 2408.7285 | 2207.9617 | 0.010686 | 0.0050384 | 0.0001286 | 0.098852 | 0.055998 | 0.0098852 | 0.0035338 | 5000000 | no RA
182-2254R | 74879.1913 | 69340.1518 | 4887.2489 | 651.7906 | 92.6% | 6.527% | 0.8705% | 19310.5902 | 73456.8208 | 2869.6341 | 1839.5864 | 14601.3697 | 11531.8729 | 3823.4753 | 58101.4727 | 182 | 0.10223 | 0.058683 | 0.010868 | 732479.5924 | 11588.1011 | 4790.2583 | 58500.832 | 113356.5602 | 46859.032 | 572264.0002 | 946928.4307 | 140717.5049 | 90207.3257 | 716003.6002 | 130872.1111 | 20545.4106 | 6811.9785 | 103514.7219 |  | 308 | 182-2254R | 74879.1913 | 55568.6011 | 1422.3705 | 69340.1518 | 52172.1171 | 333.4364 | 4887.2489 | 2744.6934 | 437.1435 | 651.7906 | 11588.1011 | 8718.467 | 56.2282 | 11579.8591 | 8713.6146 | 55.0264 | 7.7318 | 4.3422 | 0.69157 | 0.51019 | 58500.832 | 43899.4622 | 399.3593 | 57749.3613 | 43451.4778 | 278.232 | 692.2633 | 388.7771 | 61.92 | 59.2073 | 4790.2583 | 2950.6718 | 966.783 | 10.9313 | 7.0246 | 0.17795 | 4187.2539 | 2351.5741 | 374.5319 | 592.0731 | 0.0024736 | 0.0017506 | 4.44e-05 | 0.09881 | 0.055989 | 0.009881 | 0.000943 | 5000000 | no RA
183-439 | 138432.1726 | 33981.9956 | 103625.6873 | 824.4897 | 24.55% | 74.86% | 0.5956% | 65898.3471 | 129922.2204 | 3292.0815 | 42235.5746 | 20370.691 | 5622.5993 | 88107.3112 | 36192.3099 | 183 | 0.018422 | 0.010565 | 0.0026192 | 7514421.3277 | 5761.8167 | 95151.1986 | 37519.1573 | 312764.8533 | 5165029.0749 | 2036627.3995 | 6865222.852 | 342965.7053 | 4400059.2549 | 2122197.8918 | 3249065.4303 | 140608.689 | 2203367.6605 | 905089.0808 |  | 309 | 183-439 | 138432.1726 | 72533.8255 | 8509.9522 | 33981.9956 | 14443.3777 | 774.3636 | 103625.6873 | 57265.9581 | 6911.0989 | 824.4897 | 5761.8167 | 2469.7352 | 139.2174 | 5600.3017 | 2380.1895 | 127.8431 | 160.8696 | 88.9003 | 10.7289 | 0.64537 | 37519.1573 | 17148.4663 | 1326.8473 | 28363.2774 | 12055.2085 | 646.3151 | 9080.985 | 5018.3629 | 605.6373 | 74.8949 | 95151.1986 | 52915.624 | 7043.8875 | 18.4165 | 7.9797 | 0.20539 | 94383.8327 | 52158.6949 | 6294.7327 | 748.9494 | 0.0030348 | 0.0013146 | 3.38e-05 | 0.014224 | 0.0080878 | 0.0014224 | 0.001163 | 5000000 | no RA
183-440 | 173979.6874 | 55955.924 | 115898.1047 | 2125.6588 | 32.16% | 66.62% | 1.222% | 80790.9705 | 163539.1009 | 4802.7969 | 47624.9184 | 28363.2552 | 9154.729 | 99580.6695 | 54803.7024 | 183 | 0.025335 | 0.014846 | 0.004589 | 6867059.0327 | 9262.2961 | 108580.0912 | 56137.3001 | 365587.1283 | 4285706.6076 | 2215765.2969 | 6277109.8199 | 373156.5935 | 3700250.6733 | 2203702.5531 | 2275133.2528 | 127359.3179 | 1385352.4399 | 762421.495 |  | 310 | 183-440 | 173979.6874 | 93188.717 | 10440.5865 | 55955.924 | 26908.3571 | 586.6457 | 115898.1047 | 64154.7011 | 7728.282 | 2125.6588 | 9262.2961 | 4459.4993 | 107.5671 | 9095.218 | 4366.2714 | 94.8732 | 165.4142 | 91.5641 | 11.0301 | 1.6639 | 56137.3001 | 27774.0449 | 1333.5977 | 46050.1345 | 22104.1485 | 480.7535 | 9894.0751 | 5476.806 | 659.7537 | 193.0904 | 108580.0912 | 60955.1728 | 8999.4217 | 810.5714 | 437.9372 | 11.019 | 105838.6153 | 58586.3311 | 7057.4982 | 1930.9045 | 0.0080636 | 0.0036858 | 9.34e-05 | 0.014196 | 0.008084 | 0.0014196 | 0.003076 | 5000000 | no RA
185-40AE | 15838.7806 | 2779.0575 | 12953.0317 | 106.6914 | 17.55% | 81.78% | 0.6736% | 7185.4946 | 14742.2786 | 317.7827 | 4599.9891 | 2267.7228 | 601.4274 | 9620.9369 | 4519.9143 | 185 | 0.014972 | 0.0086234 | 0.0015848 | 1057865.1817 | 631.1656 | 10400.7418 | 4806.8732 | 42155.275 | 694660.9624 | 321048.9443 | 1003465.697 | 44378.8508 | 642395.758 | 316691.0882 | 691886.7076 | 28226.2751 | 451531.1726 | 212129.2598 |  | 311 | 185-40AE | 15838.7806 | 8653.2861 | 1096.5021 | 2779.0575 | 1387.0404 | 126.0941 | 12953.0317 | 7159.5543 | 863.7166 | 106.6914 | 631.1656 | 313.383 | 29.7383 | 607.0636 | 300.0237 | 28.0532 | 24.0185 | 13.2758 | 1.6016 | 0.083513 | 4806.8732 | 2539.1504 | 286.9589 | 2088.3898 | 1032.223 | 96.6433 | 2708.7918 | 1497.2357 | 180.624 | 9.6916 | 10400.7418 | 5800.7527 | 779.8049 | 83.6041 | 54.7937 | 1.3976 | 10220.2214 | 5649.0428 | 681.491 | 96.9162 | 0.0005264 | 0.000345 | 8.8e-06 | 0.0143 | 0.0081324 | 0.00143 | 0.000146 | 5000000 | no RA
185-51F | 390604.7155 | 254584.942 | 130147.8792 | 5871.8943 | 65.18% | 33.32% | 1.503% | 173212.2255 | 373687.255 | 22482.2208 | 53974.0629 | 96755.9418 | 49325.7983 | 112550.0832 | 211811.3735 | 185 | 0.048222 | 0.029844 | 0.010266 | 8100202.3065 | 49802.3779 | 125817.8076 | 214984.53 | 1032781.5319 | 2609158.7097 | 4458262.0649 | 7284245.8512 | 945464.5784 | 2269818.6732 | 4068962.5995 | 1647911.6018 | 217520.2772 | 496331.0506 | 934060.2739 |  | 312 | 185-51F | 390604.7155 | 217392.49 | 16917.4605 | 254584.942 | 139608.9577 | 2362.9298 | 130147.8792 | 71911.6379 | 8682.6364 | 5871.8943 | 49802.3779 | 27320.1571 | 476.5796 | 49603.9239 | 27208.4471 | 459.0504 | 193.8578 | 107.1138 | 12.933 | 4.5962 | 214984.53 | 118228.5882 | 3173.1565 | 203036.288 | 111388.0594 | 1878.2397 | 11414.8512 | 6307.1381 | 761.5261 | 533.3907 | 125817.8076 | 71843.7447 | 13267.7244 | 1944.7301 | 1012.4513 | 25.6397 | 118539.1702 | 65497.3861 | 7908.1773 | 5333.9074 | 0.025513 | 0.013262 | 0.0003356 | 0.014198 | 0.0080716 | 0.0014198 | 0.0085106 | 5000000 | no RA
185-52F | 1958.3657 | 5.8434 | 1882.1738 | 70.3485 | 0.2984% | 96.11% | 3.592% | 844.1609 | 1762.515 | 3.575 | 677.0686 | 163.5174 | 7.8425 | 1411.7308 | 342.9418 | 185 | 0.014577 | 0.0083084 | 0.0015356 | 134349.9665 | 8.3922 | 1576.4735 | 373.5 | 575.729 | 108150.9764 | 25623.261 | 134105.8178 | 567.9338 | 107561.0436 | 25976.8404 | 127540.1614 | 567.5032 | 102156.5033 | 24816.1549 |  | 313 | 185-52F | 1958.3657 | 1114.2048 | 195.8507 | 5.8434 | 4.1553 | 0.0028877 | 1882.1738 | 1039.701 | 125.4993 | 70.3485 | 8.3922 | 4.8172 | 0.54968 | 0.91918 | 0.66449 | 0 | 7.4179 | 4.0976 | 0.49461 | 0.055065 | 373.5 | 209.9826 | 30.5583 | 4.651 | 3.3724 | 0 | 362.4587 | 200.2199 | 24.168 | 6.3903 | 1576.4735 | 899.405 | 164.7427 | 0.27325 | 0.11839 | 0.0028877 | 1512.2971 | 835.3834 | 100.8367 | 63.9031 | 0.0001514 | 6.56e-05 | 1.6e-06 | 0.014324 | 0.0081412 | 0.0014324 | 0.0001016 | 5000000 | no RA
186-940R | 549200.3686 | 45646.0086 | 501527.1437 | 2027.2163 | 8.311% | 91.32% | 0.3691% | 245529.5933 | 506607.1537 | 4904.3181 | 203500.8142 | 37124.461 | 9242.8508 | 423796.6707 | 73567.6322 | 186 | 0.051585 | 0.029806 | 0.0071678 | 10646430.3577 | 9376.7993 | 462257.8311 | 77565.7382 | 181772.3482 | 8961020.5819 | 1503637.4276 | 10188174.7849 | 203503.1691 | 8444203.551 | 1540468.0648 | 5942299.5754 | 108414.9488 | 4970965.6839 | 862918.9427 |  | 314 | 186-940R | 549200.3686 | 303670.7753 | 42593.2149 | 45646.0086 | 21657.6198 | 413.2232 | 501527.1437 | 279985.9392 | 40152.7755 | 2027.2163 | 9376.7993 | 4472.4812 | 133.9485 | 8661.9454 | 4072.701 | 75.2568 | 713.2671 | 398.1933 | 57.1049 | 1.5868 | 77565.7382 | 40441.2772 | 3998.106 | 33359.7245 | 15681.1843 | 289.5223 | 44021.8655 | 24575.9447 | 3524.4355 | 184.1481 | 462257.8311 | 258757.017 | 38461.1605 | 3624.3387 | 1903.7344 | 48.4441 | 456792.0111 | 255011.8012 | 36571.2351 | 1841.4813 | 0.0070982 | 0.0032878 | 8.36e-05 | 0.041559 | 0.02359 | 0.0041558 | 0.0029284 | 5000000 | no RA
188-11F | 298034.7196 | 294955.7633 | 0 | 3078.9564 | 98.97% | 0% | 1.033% | 167192.2301 | 292470.8539 | 35905.2909 | 648.6664 | 130638.2728 | 62808.1351 | 1132.3366 | 228530.3823 | 188 | 0.019333 | 0.011016 | 0.0046446 | 15415695.2614 | 63343.3948 | 3941.6958 | 230749.6291 | 3276405.0839 | 203882.2234 | 11935407.9541 | 11877279.7781 | 2550699.7871 | 46081.044 | 9280498.9469 | 1197921.3912 | 257253.6974 | 4637.8987 | 936029.795 |  | 315 | 188-11F | 298034.7196 | 130842.4895 | 5563.8657 | 294955.7633 | 127763.5331 | 2484.9093 | 0 | 0 | 0 | 3078.9564 | 63343.3948 | 27438.1038 | 535.2597 | 63340.9847 | 27435.6938 | 532.8496 | 0 | 0 | 0 | 2.4101 | 230749.6291 | 100111.3563 | 2219.2468 | 230469.943 | 99831.6702 | 1939.5608 | 0 | 0 | 0 | 279.686 | 3941.6958 | 3293.0294 | 2809.3592 | 1144.8355 | 496.1691 | 12.499 | 0 | 0 | 0 | 2796.8603 | 0.014855 | 0.0065382 | 0.0001666 | 0 | 0 | 0 | 0.004478 | 5000000 | no RA
188-12F | 318.2509 | 174.8787 | 0 | 143.3722 | 54.95% | 0% | 45.05% | 81.3968 | 174.83 | 13.2407 | 1.6478 | 66.5083 | 28.4433 | 3.5443 | 142.8424 | 188 | 0.0006558 | 0.0004804 | 0.0002088 | 485286.5421 | 28.5555 | 133.8293 | 155.8661 | 43543.0542 | 204070.3249 | 237673.163 | 493035.2487 | 80201.3905 | 9980.9206 | 402852.9376 | 686881.753 | 111749.6436 | 13924.9085 | 561207.201 |  | 316 | 188-12F | 318.2509 | 236.8541 | 143.4209 | 174.8787 | 93.482 | 0.04873 | 0 | 0 | 0 | 143.3722 | 28.5555 | 15.3148 | 0.11222 | 28.4433 | 15.2026 | 0 | 0 | 0 | 0 | 0.11222 | 155.8661 | 89.3578 | 13.0236 | 142.8424 | 76.3341 | 0 | 0 | 0 | 0 | 13.0236 | 133.8293 | 132.1815 | 130.2851 | 3.593 | 1.9452 | 0.04873 | 0 | 0 | 0 | 130.2363 | 0.000454 | 0.0002786 | 7e-06 | 0 | 0 | 0 | 0.0002018 | 5000000 | no RA
189-645 | 8239.2779 | 7213.2156 | 0 | 1026.0623 | 87.55% | 0% | 12.45% | 4231.354 | 7158.4532 | 313.8352 | 2338.0253 | 1579.4936 | 510.202 | 4080.4734 | 2567.7778 | 189 | 0.0052774 | 0.0031614 | 0.0015852 | 1561238.0824 | 512.6704 | 5057.2551 | 2669.3523 | 97144.5002 | 958285.3572 | 505808.225 | 1267768.6617 | 94029.0961 | 700502.7621 | 473236.8035 | 681822.2937 | 48595.2886 | 388653.4806 | 244573.5245 |  | 317 | 189-645 | 8239.2779 | 4007.9238 | 1080.8247 | 7213.2156 | 2981.8616 | 54.7624 | 0 | 0 | 0 | 1026.0623 | 512.6704 | 198.8352 | 2.4684 | 511.8672 | 198.0321 | 1.6652 | 0 | 0 | 0 | 0.80315 | 2669.3523 | 1089.8588 | 101.5746 | 2576.147 | 996.6534 | 8.3692 | 0 | 0 | 0 | 93.2054 | 5057.2551 | 2719.2299 | 976.7817 | 4125.2014 | 1787.1761 | 44.728 | 0 | 0 | 0 | 932.0537 | 0.0037328 | 0.0016168 | 4.06e-05 | 0 | 0 | 0 | 0.0015446 | 5000000 | no RA
189-750 | 1682.3537 | 1483.9643 | 0 | 198.3894 | 88.21% | 0% | 11.79% | 445.803 | 1458.0911 | 0.78404 | 441.0744 | 3.9447 | 2.197 | 1444.8417 | 11.0524 | 189 | 0.001013 | 0.0007658 | 0.000305 | 1660763.8075 | 2.3523 | 1650.9278 | 29.0737 | 2322.0915 | 1629741.1235 | 28700.5925 | 1614717.5421 | 2839.8232 | 1597590.0147 | 14287.7042 | 735287.4363 | 1107.8995 | 728606.0148 | 5573.522 |  | 318 | 189-750 | 1682.3537 | 1236.5507 | 224.2627 | 1483.9643 | 1038.1613 | 25.8733 | 0 | 0 | 0 | 198.3894 | 2.3523 | 1.5682 | 0.15529 | 2.197 | 1.4129 | 0 | 0 | 0 | 0 | 0.15529 | 29.0737 | 25.129 | 18.0213 | 11.0524 | 7.1078 | 0 | 0 | 0 | 0 | 18.0213 | 1650.9278 | 1209.8534 | 206.0861 | 1470.7149 | 1029.6406 | 25.8733 | 0 | 0 | 0 | 180.2128 | 0.0007198 | 0.0004726 | 1.18e-05 | 0 | 0 | 0 | 0.0002932 | 5000000 | no RA
189-782F | 132744.9892 | 41273.5349 | 90017.7529 | 1453.7014 | 31.09% | 67.81% | 1.095% | 63014.2226 | 123632.4385 | 6655.6203 | 36536.6019 | 19822.0004 | 11686.1643 | 76099.5537 | 35846.7204 | 189 | 0.052115 | 0.029514 | 0.0064484 | 2547135.5731 | 11822.4717 | 84030.1453 | 36892.3722 | 226851.7894 | 1612386.0753 | 707897.7083 | 2362617.5422 | 249541.8445 | 1369881.4797 | 743194.218 | 1413149.1147 | 133575.7264 | 869836.5758 | 409736.8125 |  | 319 | 189-782F | 132744.9892 | 69730.7667 | 9112.5508 | 41273.5349 | 17982.6042 | 441.7381 | 90017.7529 | 50294.4611 | 7217.1113 | 1453.7014 | 11822.4717 | 5166.8514 | 136.3074 | 11698.1863 | 5096.9089 | 125.2963 | 123.1475 | 68.8046 | 9.8733 | 1.1379 | 36892.3722 | 17070.3718 | 1045.6518 | 29270.5868 | 12753.6778 | 313.1163 | 7489.7342 | 4184.6428 | 600.4843 | 132.0512 | 84030.1453 | 47493.5434 | 7930.5916 | 304.7618 | 132.0175 | 3.3255 | 82404.8712 | 46041.0136 | 6606.7538 | 1320.5123 | 0.0073756 | 0.0031934 | 8.06e-05 | 0.042636 | 0.024217 | 0.0042636 | 0.0021042 | 5000000 | no RA
189-783F | 1873.7438 | 1590.2728 | 0 | 283.471 | 84.87% | 0% | 15.13% | 742.7795 | 1569.2185 | 7.7548 | 696.0403 | 38.9844 | 16.5724 | 1469.3386 | 83.3075 | 189 | 0.0013618 | 0.0008818 | 0.0004202 | 1375931.7078 | 16.9474 | 1746.9685 | 109.8279 | 12444.8453 | 1282837.7807 | 80649.0817 | 1282563.3325 | 13390.3301 | 1201858.3714 | 67314.631 | 724715.1691 | 7653.6508 | 678587.4395 | 38474.0789 |  | 320 | 189-783F | 1873.7438 | 1130.9643 | 304.5253 | 1590.2728 | 847.4934 | 21.0543 | 0 | 0 | 0 | 283.471 | 16.9474 | 9.1926 | 0.37502 | 16.7255 | 8.9707 | 0.15313 | 0 | 0 | 0 | 0.22189 | 109.8279 | 70.8435 | 26.5204 | 84.078 | 45.0936 | 0.77046 | 0 | 0 | 0 | 25.7499 | 1746.9685 | 1050.9282 | 277.6299 | 1489.4693 | 793.4291 | 20.1307 | 0 | 0 | 0 | 257.4992 | 0.0009536 | 0.0004736 | 1.2e-05 | 0 | 0 | 0 | 0.0004082 | 5000000 | no RA
190-1122F | 5681.4573 | 5413.8332 | 0 | 267.6242 | 95.29% | 0% | 4.71% | 3060.7348 | 5376.48 | 494.1686 | 1.5666 | 2564.9996 | 866.4589 | 2.7314 | 4507.2897 | 190 | 0.001452 | 0.0008498 | 0.000402 | 3912849.3902 | 872.654 | 245.8663 | 4562.937 | 601001.3872 | 169329.4139 | 3142518.5891 | 3083928.6224 | 497913.3232 | 1578.4376 | 2584436.8616 | 758649.992 | 122261.9677 | 385.4129 | 636002.6113 |  | 321 | 190-1122F | 5681.4573 | 2620.7225 | 304.9773 | 5413.8332 | 2353.0984 | 37.3531 | 0 | 0 | 0 | 267.6242 | 872.654 | 378.4854 | 6.1951 | 872.4445 | 378.276 | 5.9856 | 0 | 0 | 0 | 0.20948 | 4562.937 | 1997.9374 | 55.6472 | 4538.6266 | 1973.6269 | 31.3368 | 0 | 0 | 0 | 24.3104 | 245.8663 | 244.2997 | 243.1349 | 2.7621 | 1.1955 | 0.030682 | 0 | 0 | 0 | 243.1042 | 0.0010618 | 0.0004596 | 1.18e-05 | 0 | 0 | 0 | 0.0003902 | 5000000 | no RA
190-1125F | 430.5986 | 399.0034 | 0 | 31.5952 | 92.66% | 0% | 7.338% | 169.6256 | 398.9998 | 27.3166 | 0.046564 | 142.2625 | 63.2856 | 0.1895 | 335.5247 | 190 | 0.0001574 | 0.0001316 | 5.24e-05 | 2735696.5539 | 63.3104 | 28.8936 | 338.3947 | 402225.9622 | 183567.7053 | 2149902.8864 | 1983077.486 | 319355.6804 | 544.3735 | 1663177.432 | 603031.0758 | 95647.1753 | 286.4082 | 507097.4924 |  | 322 | 190-1125F | 430.5986 | 260.973 | 31.5988 | 399.0034 | 229.3778 | 0.0036096 | 0 | 0 | 0 | 31.5952 | 63.3104 | 35.9938 | 0.024731 | 63.2856 | 35.969 | 0 | 0 | 0 | 0 | 0.024731 | 338.3947 | 196.1322 | 2.87 | 335.5247 | 193.2622 | 0 | 0 | 0 | 0 | 2.87 | 28.8936 | 28.847 | 28.7041 | 0.19311 | 0.14655 | 0.0036096 | 0 | 0 | 0 | 28.7004 | 0.000107 | 8.12e-05 | 2e-06 | 0 | 0 | 0 | 5.04e-05 | 5000000 | no RA
190-1868R | 9174.4266 | 8899.8611 | 0 | 274.5655 | 97.01% | 0% | 2.993% | 4090.3288 | 8774.0732 | 128.8323 | 3296.0146 | 665.4819 | 257.4823 | 7183.3953 | 1333.1956 | 190 | 0.0015928 | 0.0010274 | 0.0004018 | 5759936.3175 | 261.7649 | 7533.3626 | 1379.299 | 164342.6346 | 4729634.9891 | 865958.6938 | 4948508.6184 | 155862.2363 | 3987541.6347 | 805104.7474 | 996399.5525 | 29240.154 | 815759.3027 | 151400.0958 |  | 323 | 190-1868R | 9174.4266 | 5084.0978 | 400.3533 | 8899.8611 | 4809.5322 | 125.7878 | 0 | 0 | 0 | 274.5655 | 261.7649 | 132.9326 | 4.2826 | 261.55 | 132.7177 | 4.0677 | 0 | 0 | 0 | 0.21492 | 1379.299 | 713.8171 | 46.1034 | 1354.358 | 688.8761 | 21.1624 | 0 | 0 | 0 | 24.941 | 7533.3626 | 4237.3481 | 349.9673 | 7283.953 | 3987.9384 | 100.5577 | 0 | 0 | 0 | 249.4096 | 0.0012072 | 0.0006418 | 1.62e-05 | 0 | 0 | 0 | 0.0003856 | 5000000 | no RA
191-1050R | 15517.0774 | 11879.7167 | 0 | 3637.3607 | 76.56% | 0% | 23.44% | 6375.828 | 11801.19 | 986.0838 | 414.8668 | 4974.8773 | 1816.3708 | 820.348 | 9164.4711 | 191 | 0.014785 | 0.009471 | 0.0053866 | 1049500.6753 | 1830.4132 | 4135.1919 | 9551.4722 | 123800.3683 | 279684.5455 | 646015.7615 | 965183.1304 | 149274.9566 | 62803.2135 | 753104.9602 | 689839.1221 | 106176.042 | 47953.4824 | 535709.5977 |  | 324 | 191-1050R | 15517.0774 | 9141.2494 | 3715.8874 | 11879.7167 | 5503.8888 | 78.5267 | 0 | 0 | 0 | 3637.3607 | 1830.4132 | 844.3294 | 14.0424 | 1827.5661 | 841.4823 | 11.1952 | 0 | 0 | 0 | 2.8472 | 9551.4722 | 4576.5949 | 387.0011 | 9221.0619 | 4246.1846 | 56.5908 | 0 | 0 | 0 | 330.4103 | 4135.1919 | 3720.3251 | 3314.8439 | 831.0887 | 416.2219 | 10.7407 | 0 | 0 | 0 | 3304.1032 | 0.0095052 | 0.004191 | 0.0001066 | 0 | 0 | 0 | 0.00528 | 5000000 | no RA
192-657AE | 33208.2204 | 32218.0671 | 0 | 990.1533 | 97.02% | 0% | 2.982% | 18016.569 | 31733.398 | 2647.6613 | 6046.6879 | 9322.2199 | 4506.3101 | 11356.234 | 15870.8539 | 192 | 0.006219 | 0.0038564 | 0.0015056 | 5339800.6823 | 4583.7683 | 12393.9115 | 16230.5407 | 737058.7347 | 1992910.6724 | 2609831.2752 | 3939334.9848 | 578912.9237 | 1322112.3847 | 2038309.6764 | 979557.9743 | 139102.4046 | 350548.3282 | 489907.2415 |  | 325 | 192-657AE | 33208.2204 | 15191.6514 | 1474.8225 | 32218.0671 | 14201.4981 | 484.6691 | 0 | 0 | 0 | 990.1533 | 4583.7683 | 1936.107 | 77.4582 | 4582.9932 | 1935.332 | 76.6832 | 0 | 0 | 0 | 0.77504 | 16230.5407 | 6908.3208 | 359.6868 | 16140.5972 | 6818.3773 | 269.7434 | 0 | 0 | 0 | 89.9435 | 12393.9115 | 6347.2236 | 1037.6774 | 11494.4767 | 5447.7888 | 138.2426 | 0 | 0 | 0 | 899.4348 | 0.0047748 | 0.0024122 | 6.14e-05 | 0 | 0 | 0 | 0.0014442 | 5000000 | no RA
192-757 | 33780.5756 | 0 | 33780.5756 | 0 | 0% | 100% | 0% | 5352.491 | 11166.2591 | 6.5745 | 4782.3706 | 563.5459 | 13.7156 | 9976.8853 | 1175.6582 | 192 | 0.010741 | 0.010741 | 0.010741 | 3145070.7168 | 41.493 | 30182.4385 | 3556.6441 | 3863.1168 | 2810073.6 | 331134 | 2646738.0957 | 3251.0107 | 2364820.8636 | 278666.2214 | 2105459.2286 | 2586.1533 | 1881196.2995 | 221676.7758 |  | 326 | 192-757 | 33780.5756 | 28428.0845 | 22614.3165 | 0 | 0 | 0 | 33780.5756 | 28428.0845 | 22614.3165 | 0 | 41.493 | 34.9185 | 27.7774 | 0 | 0 | 0 | 41.493 | 34.9185 | 27.7774 | 0 | 3556.6441 | 2993.0982 | 2380.9859 | 0 | 0 | 0 | 3556.6441 | 2993.0982 | 2380.9859 | 0 | 30182.4385 | 25400.0679 | 20205.5532 | 0 | 0 | 0 | 30182.4385 | 25400.0679 | 20205.5532 | 0 | 0 | 0 | 0 | 0.010741 | 0.010741 | 0.010741 | 0 | 5000000 | no RA
196-38F | 94704.5223 | 0 | 94704.5223 | 0 | 0% | 100% | 0% | 15161.3039 | 31510.7142 | 21.047 | 13805.3935 | 1334.8634 | 43.7434 | 28692.6382 | 2774.3326 | 196 | 0.016339 | 0.016339 | 0.016339 | 5796367.0285 | 131.4694 | 86234.8781 | 8338.1749 | 8046.5509 | 5277984.5323 | 510335.9453 | 4868423.1464 | 6758.3737 | 4433028.8157 | 428635.957 | 3867761.5063 | 5369.2493 | 3521858.6581 | 340533.5989 |  | 327 | 196-38F | 94704.5223 | 79543.2184 | 63193.8081 | 0 | 0 | 0 | 94704.5223 | 79543.2184 | 63193.8081 | 0 | 131.4694 | 110.4224 | 87.726 | 0 | 0 | 0 | 131.4694 | 110.4224 | 87.726 | 0 | 8338.1749 | 7003.3114 | 5563.8423 | 0 | 0 | 0 | 8338.1749 | 7003.3114 | 5563.8423 | 0 | 86234.8781 | 72429.4846 | 57542.2399 | 0 | 0 | 0 | 86234.8781 | 72429.4846 | 57542.2399 | 0 | 0 | 0 | 0 | 0.016339 | 0.016339 | 0.016339 | 0 | 5000000 | no RA
196-43F | 88704.3236 | 1771.4342 | 86689.48 | 243.4093 | 1.997% | 97.73% | 0.2744% | 39611.8053 | 82670.1236 | 141.4866 | 35612.6998 | 3857.6189 | 344.6033 | 74042.4916 | 8283.0287 | 196 | 0.017356 | 0.0099234 | 0.0020026 | 5110755.8926 | 354.0384 | 79530.8884 | 8819.3968 | 20398.1487 | 4582222.6011 | 508135.1427 | 4947146.9716 | 17670.3587 | 4447695.7992 | 481780.8138 | 3013182.8545 | 12560.195 | 2698720.6073 | 301902.0523 |  | 328 | 196-43F | 88704.3236 | 49092.5183 | 6034.2 | 1771.4342 | 1026.0055 | 5.2083 | 86689.48 | 47823.1034 | 5785.5824 | 243.4093 | 354.0384 | 212.5519 | 9.4351 | 215.3301 | 135.9466 | 0 | 138.5178 | 76.4147 | 9.2446 | 0.19053 | 8819.3968 | 4961.7779 | 536.3681 | 1091.8042 | 688.8623 | 0 | 7705.4818 | 4250.8048 | 514.2573 | 22.1108 | 79530.8884 | 43918.1885 | 5488.3968 | 464.3 | 201.1966 | 5.2083 | 78845.4804 | 43495.8839 | 5262.0805 | 221.108 | 0.000624 | 0.0002704 | 7e-06 | 0.016374 | 0.0092948 | 0.0016374 | 0.0003582 | 5000000 | no RA
197-1150F | 37909.1653 | 36718.9803 | 172.0188 | 1018.1662 | 96.86% | 0.4538% | 2.686% | 18257.5253 | 36459.9134 | 2988.4328 | 62.003 | 15207.0895 | 5968.5167 | 128.3929 | 30363.0038 | 197 | 0.021777 | 0.01265 | 0.0031658 | 1740805.1372 | 6038.44 | 1062.2482 | 30808.4771 | 277287.7542 | 48778.895 | 1414738.488 | 1553440.2119 | 254270.587 | 5275.5209 | 1293894.104 | 457783.7741 | 74939.5665 | 1612.0773 | 381232.1303 |  | 329 | 197-1150F | 37909.1653 | 19651.6401 | 1449.2519 | 36718.9803 | 18538.5891 | 419.6079 | 172.0188 | 94.8848 | 11.4778 | 1018.1662 | 6038.44 | 3050.0072 | 69.9233 | 6035.3347 | 3047.9369 | 68.9723 | 2.3083 | 1.2733 | 0.15402 | 0.79697 | 30808.4771 | 15601.3876 | 445.4733 | 30680.2183 | 15489.1686 | 350.5984 | 35.7707 | 19.731 | 2.3868 | 92.4881 | 1062.2482 | 1000.2452 | 933.8553 | 3.4273 | 1.4835 | 0.037179 | 133.9398 | 73.8806 | 8.937 | 924.8811 | 0.0038112 | 0.0018172 | 4.56e-05 | 0.016495 | 0.0093624 | 0.0016494 | 0.0014708 | 5000000 | no RA
197-1151F | 40039.4278 | 0 | 40039.4278 | 0 | 0% | 100% | 0% | 6398.6116 | 13320.9494 | 8.8321 | 5808.1005 | 581.6789 | 18.3871 | 12091.594 | 1210.9683 | 197 | 0.016455 | 0.016455 | 0.016455 | 2433209.0275 | 55.267 | 36344.2943 | 3639.8666 | 3358.5924 | 2208654.5619 | 221195.8733 | 2044363.3259 | 2821.8632 | 1855694.408 | 185847.0547 | 1623690.6065 | 2241.2028 | 1473844.4682 | 147604.9355 |  | 330 | 197-1151F | 40039.4278 | 33640.8163 | 26718.4784 | 0 | 0 | 0 | 40039.4278 | 33640.8163 | 26718.4784 | 0 | 55.267 | 46.4349 | 36.8799 | 0 | 0 | 0 | 55.267 | 46.4349 | 36.8799 | 0 | 3639.8666 | 3058.1876 | 2428.8983 | 0 | 0 | 0 | 3639.8666 | 3058.1876 | 2428.8983 | 0 | 36344.2943 | 30536.1938 | 24252.7003 | 0 | 0 | 0 | 36344.2943 | 30536.1938 | 24252.7003 | 0 | 0 | 0 | 0 | 0.016455 | 0.016455 | 0.016455 | 0 | 5000000 | no RA
197-1152F | 44147.2209 | 0 | 44147.2209 | 0 | 0% | 100% | 0% | 7063.4625 | 14688.3591 | 8.8583 | 6446.4144 | 608.1898 | 18.4207 | 13405.2173 | 1264.7211 | 197 | 0.016485 | 0.016485 | 0.016485 | 2678088.6938 | 55.3651 | 40290.6198 | 3801.236 | 3358.5935 | 2444136.9389 | 230593.1614 | 2249600.1358 | 2821.2256 | 2053080.1696 | 193698.7406 | 1787053.4808 | 2241.1454 | 1630940.5415 | 153871.7939 |  | 331 | 197-1152F | 44147.2209 | 37083.7584 | 29458.8618 | 0 | 0 | 0 | 44147.2209 | 37083.7584 | 29458.8618 | 0 | 55.3651 | 46.5068 | 36.9444 | 0 | 0 | 0 | 55.3651 | 46.5068 | 36.9444 | 0 | 3801.236 | 3193.0463 | 2536.515 | 0 | 0 | 0 | 3801.236 | 3193.0463 | 2536.515 | 0 | 40290.6198 | 33844.2054 | 26885.4024 | 0 | 0 | 0 | 40290.6198 | 33844.2054 | 26885.4024 | 0 | 0 | 0 | 0 | 0.016485 | 0.016485 | 0.016485 | 0 | 5000000 | no RA
197-1155F | 2634.5653 | 2400.8709 | 0 | 233.6944 | 91.13% | 0% | 8.87% | 866.3977 | 2322.1356 | 140.2982 | 16.3241 | 709.7754 | 378.3695 | 29.2428 | 1914.5233 | 197 | 0.0010316 | 0.0007704 | 0.0003502 | 2553863.2195 | 391.4764 | 241.8718 | 2001.217 | 379484.7296 | 234462.7829 | 1939915.707 | 2295129.2641 | 371656.7761 | 43243.2079 | 1880229.2801 | 892146.4673 | 145366.6122 | 11234.8618 | 735544.9932 |  | 332 | 197-1155F | 2634.5653 | 1768.1676 | 312.4297 | 2400.8709 | 1534.4731 | 78.7353 | 0 | 0 | 0 | 233.6944 | 391.4764 | 251.1782 | 13.107 | 391.2935 | 250.9953 | 12.9241 | 0 | 0 | 0 | 0.18292 | 2001.217 | 1291.4416 | 86.6937 | 1979.9887 | 1270.2133 | 65.4654 | 0 | 0 | 0 | 21.2283 | 241.8718 | 225.5478 | 212.629 | 29.5886 | 13.2646 | 0.3458 | 0 | 0 | 0 | 212.2832 | 0.0006924 | 0.0004312 | 1.1e-05 | 0 | 0 | 0 | 0.0003392 | 5000000 | no RA
197-1157F | 61315.4953 | 301.0775 | 60669.4226 | 344.9952 | 0.491% | 98.95% | 0.5627% | 27366.8194 | 56919.8178 | 57.0201 | 23246.2987 | 4063.5006 | 119.6523 | 48343.3165 | 8456.8491 | 197 | 0.01787 | 0.010237 | 0.0021576 | 3431235.6772 | 125.2007 | 52113.7527 | 9076.542 | 7006.2712 | 2916303.0732 | 507926.3328 | 3316207.1591 | 6909.4767 | 2816898.1198 | 492399.5626 | 2037299.5416 | 4282.6471 | 1730325.5756 | 302691.3189 |  | 333 | 197-1157F | 61315.4953 | 33948.6759 | 4395.6775 | 301.0775 | 157.5632 | 0.25845 | 60669.4226 | 33446.1176 | 4050.4238 | 344.9952 | 125.2007 | 68.1806 | 5.5484 | 45.8685 | 24.3248 | 0 | 79.0621 | 43.5857 | 5.2784 | 0.27005 | 9076.542 | 5013.0413 | 619.6929 | 232.5173 | 123.4047 | 0 | 8812.686 | 4858.298 | 588.3543 | 31.3387 | 52113.7527 | 28867.454 | 3770.4362 | 22.6918 | 9.8336 | 0.25845 | 51777.6744 | 28544.2338 | 3456.7912 | 313.3865 | 0.0008542 | 0.00037 | 9.6e-06 | 0.01652 | 0.0093712 | 0.001652 | 0.000496 | 5000000 | no RA
197-969F | 76969.7646 | 0 | 76969.7646 | 0 | 0% | 100% | 0% | 12293.8445 | 25606.9419 | 16.307 | 11238.9137 | 1038.6237 | 33.966 | 23409.6186 | 2163.3572 | 197 | 0.016506 | 0.016506 | 0.016506 | 4663082.0296 | 102.0956 | 70365.0145 | 6502.6545 | 6185.2863 | 4262944.4994 | 393952.2439 | 3918280.4118 | 5197.3536 | 3582054.0626 | 331028.9956 | 3111729.0923 | 4127.5138 | 2844712.6457 | 262888.9328 |  | 334 | 197-969F | 76969.7646 | 64675.9201 | 51362.8227 | 0 | 0 | 0 | 76969.7646 | 64675.9201 | 51362.8227 | 0 | 102.0956 | 85.7886 | 68.1296 | 0 | 0 | 0 | 102.0956 | 85.7886 | 68.1296 | 0 | 6502.6545 | 5464.0308 | 4339.2973 | 0 | 0 | 0 | 6502.6545 | 5464.0308 | 4339.2973 | 0 | 70365.0145 | 59126.1008 | 46955.3959 | 0 | 0 | 0 | 70365.0145 | 59126.1008 | 46955.3959 | 0 | 0 | 0 | 0 | 0.016506 | 0.016506 | 0.016506 | 0 | 5000000 | no RA
198-37R | 225720.385 | 183249.8511 | 38234.5633 | 4235.9706 | 81.18% | 16.94% | 1.877% | 77363.2316 | 214297.018 | 24748.6332 | 19086.3772 | 33528.2212 | 72014.5311 | 45732.4408 | 96550.0461 | 198 | 0.030671 | 0.021051 | 0.0070232 | 7359407.4211 | 73923.7781 | 52158.9378 | 99637.6691 | 2410217.4077 | 1700594.6281 | 3248595.3854 | 7047510.9688 | 2254511.0913 | 1738700.028 | 3054299.8495 | 1626518.8227 | 546591.7881 | 347110.1768 | 732816.8577 |  | 335 | 198-37R | 225720.385 | 148357.1534 | 11423.367 | 183249.8511 | 122859.0265 | 4627.3482 | 38234.5633 | 21262.1563 | 2560.0482 | 4235.9706 | 73923.7781 | 49175.1449 | 1909.2471 | 73875.0787 | 49146.5915 | 1902.8926 | 45.3837 | 25.2378 | 3.0387 | 3.3157 | 99637.6691 | 66109.4479 | 3087.6229 | 95810.5485 | 63810.3869 | 2472.3499 | 3442.3337 | 1914.2742 | 230.4862 | 384.7868 | 52158.9378 | 33072.5606 | 6426.497 | 13564.2238 | 9902.0482 | 252.1057 | 34746.8459 | 19322.6443 | 2326.5233 | 3847.8681 | 0.018892 | 0.011676 | 0.0002972 | 0.0056146 | 0.0032104 | 0.0005614 | 0.0061646 | 5000000 | no RA
199-39AE | 3594.8166 | 1720.4557 | 0 | 1874.3609 | 47.86% | 0% | 52.14% | 874.057 | 1710.6025 | 108.3034 | 218.0913 | 547.6623 | 219.6209 | 380.2631 | 1110.7185 | 199 | 0.0073958 | 0.0047564 | 0.0027936 | 486061.9016 | 221.9853 | 2087.296 | 1285.5353 | 30015.0458 | 282227.2158 | 173819.64 | 572020.7832 | 70878.4145 | 142728.4123 | 358413.9563 | 674475.2684 | 86594.5678 | 149934.323 | 437946.3776 |  | 336 | 199-39AE | 3594.8166 | 2720.7597 | 1884.2141 | 1720.4557 | 846.3987 | 9.8532 | 0 | 0 | 0 | 1874.3609 | 221.9853 | 113.6819 | 2.3643 | 220.5181 | 112.2148 | 0.89719 | 0 | 0 | 0 | 1.4672 | 1285.5353 | 737.873 | 174.8168 | 1115.2722 | 567.6099 | 4.5537 | 0 | 0 | 0 | 170.2631 | 2087.296 | 1869.2047 | 1707.033 | 384.6653 | 166.574 | 4.4023 | 0 | 0 | 0 | 1702.6307 | 0.0046544 | 0.002015 | 5.22e-05 | 0 | 0 | 0 | 0.0027414 | 5000000 | no RA
203-21R | 160598.0644 | 5941.0105 | 153096.3966 | 1560.6573 | 3.699% | 95.33% | 0.9718% | 72045.0477 | 148753.8877 | 358.1766 | 64269.4045 | 7417.4667 | 670.903 | 133035.0797 | 15047.905 | 203 | 0.023296 | 0.013555 | 0.0039258 | 6893685.9105 | 690.9989 | 143788.0892 | 16118.9764 | 29661.1875 | 6172116.2574 | 691908.4656 | 6532963.7247 | 32479.0467 | 5827877.1561 | 672607.5219 | 3017009.7078 | 13607.1788 | 2698202.6028 | 305199.9262 |  | 337 | 203-21R | 160598.0644 | 88553.0167 | 11844.1767 | 5941.0105 | 2615.9617 | 59.8462 | 153096.3966 | 84376.3977 | 10223.6732 | 1560.6573 | 690.9989 | 332.8223 | 20.0959 | 472.1183 | 211.6418 | 4.3392 | 217.659 | 119.9589 | 14.5351 | 1.2216 | 16118.9764 | 8701.5097 | 1071.0713 | 2390.5607 | 1071.6993 | 21.9973 | 13586.6488 | 7488.0435 | 907.3072 | 141.7669 | 143788.0892 | 79518.6847 | 10753.0094 | 3078.3315 | 1332.6206 | 33.5097 | 139292.0889 | 76768.3953 | 9301.8309 | 1417.6688 | 0.0046468 | 0.0020114 | 5.06e-05 | 0.016416 | 0.0093098 | 0.0016416 | 0.0022336 | 5000000 | no RA
204-32R | 174799.3371 | 157368.1687 | 6056.2678 | 11374.9006 | 90.03% | 3.465% | 6.507% | 79297.9883 | 161344.0678 | 10401.0718 | 2385.461 | 66511.4555 | 21273.1735 | 5013.0892 | 135057.8051 | 204 | 0.087106 | 0.054698 | 0.018843 | 2006742.7859 | 21510.1357 | 15670.0138 | 137619.1875 | 246942.0674 | 179895.918 | 1579904.8004 | 1745968.7663 | 229008.919 | 52522.6491 | 1464437.1982 | 714087.7224 | 94152.281 | 22187.2765 | 597748.165 |  | 338 | 204-32R | 174799.3371 | 95501.3488 | 13455.2693 | 157368.1687 | 80790.7456 | 1676.3472 | 6056.2678 | 3335.7026 | 404.0215 | 11374.9006 | 21510.1357 | 11109.0639 | 236.9622 | 21434.1997 | 11063.2398 | 223.5867 | 67.0323 | 36.9204 | 4.4718 | 8.9037 | 137619.1875 | 71107.7321 | 2561.3824 | 135323.5347 | 69379.1592 | 1443.8949 | 1262.3804 | 695.3004 | 84.215 | 1033.2724 | 15670.0138 | 13284.5528 | 10656.9246 | 610.4343 | 348.3466 | 8.8655 | 4726.8551 | 2603.4818 | 315.3347 | 10332.7245 | 0.054026 | 0.028824 | 0.000732 | 0.016632 | 0.009427 | 0.0016632 | 0.016447 | 5000000 | no RA
205-1550 | 27663.8627 | 25876.6797 | 0 | 1787.1829 | 93.54% | 0% | 6.46% | 13726.8923 | 25622.9746 | 2034.5506 | 1401.8199 | 10290.5219 | 3824.2348 | 2447.3471 | 19351.3927 | 205 | 0.008789 | 0.0053238 | 0.0026514 | 3147555.2031 | 3863.0781 | 4097.9284 | 19702.8562 | 439535.5708 | 466256.5003 | 2241763.132 | 2617861.3674 | 388009.9859 | 267341.663 | 1962509.7184 | 769739.7741 | 114883.8378 | 73520.7524 | 581335.1839 |  | 339 | 205-1550 | 27663.8627 | 13936.9703 | 2040.888 | 25876.6797 | 12149.7874 | 253.7051 | 0 | 0 | 0 | 1787.1829 | 3863.0781 | 1828.5276 | 38.8433 | 3861.6792 | 1827.1287 | 37.4444 | 0 | 0 | 0 | 1.3989 | 19702.8562 | 9412.3343 | 351.4634 | 19540.5122 | 9249.9903 | 189.1194 | 0 | 0 | 0 | 162.344 | 4097.9284 | 2696.1085 | 1650.5813 | 2474.4884 | 1072.6684 | 27.1413 | 0 | 0 | 0 | 1623.44 | 0.0062072 | 0.002742 | 6.96e-05 | 0 | 0 | 0 | 0.0025818 | 5000000 | no RA
205-369R | 105545.9494 | 95342.1932 | 0 | 10203.7562 | 90.33% | 0% | 9.668% | 54766.6256 | 94338.929 | 8196.3696 | 5299.4747 | 41270.7814 | 14046.1456 | 9576.0335 | 70716.75 | 205 | 0.046634 | 0.028617 | 0.01504 | 2263283.215 | 14202.1009 | 18955.6448 | 72388.2038 | 304543.9138 | 406476.9228 | 1552262.3784 | 1774458.4936 | 265565.341 | 171704.8974 | 1337188.2552 | 745167.4567 | 110948.1598 | 75639.4902 | 558579.8067 |  | 340 | 205-369R | 105545.9494 | 50779.3238 | 11207.0205 | 95342.1932 | 40575.5676 | 1003.2642 | 0 | 0 | 0 | 10203.7562 | 14202.1009 | 6005.7313 | 155.9553 | 14194.1139 | 5997.7443 | 147.9683 | 0 | 0 | 0 | 7.987 | 72388.2038 | 31117.4224 | 1671.4538 | 71461.3156 | 30190.5343 | 744.5657 | 0 | 0 | 0 | 926.8881 | 18955.6448 | 13656.1701 | 9379.6114 | 9686.7637 | 4387.289 | 110.7303 | 0 | 0 | 0 | 9268.8811 | 0.031948 | 0.013931 | 0.0003534 | 0 | 0 | 0 | 0.014686 | 5000000 | no RA
206-1105 | 189804.9978 | 187112.581 | 0 | 2692.4168 | 98.58% | 0% | 1.419% | 104714.3597 | 184844.9704 | 17157.7332 | 705.2772 | 86851.3493 | 30293.3983 | 1229.8286 | 153321.7435 | 206 | 0.014019 | 0.0082874 | 0.0040218 | 13539125.3155 | 30667.1475 | 3689.5916 | 155448.2587 | 2187541.7281 | 263185.0799 | 11088398.5076 | 10267470.8662 | 1682353.0823 | 69153.9661 | 8515963.8179 | 1233285.4505 | 202117.5218 | 8205.4153 | 1022962.5134 |  | 341 | 206-1105 | 189804.9978 | 85090.6381 | 4960.0274 | 187112.581 | 82398.2212 | 2267.6106 | 0 | 0 | 0 | 2692.4168 | 30667.1475 | 13509.4143 | 373.7492 | 30665.04 | 13507.3068 | 371.6417 | 0 | 0 | 0 | 2.1075 | 155448.2587 | 68596.9094 | 2126.5152 | 155203.6851 | 68352.3358 | 1881.9416 | 0 | 0 | 0 | 244.5736 | 3689.5916 | 2984.3144 | 2459.763 | 1243.8559 | 538.5787 | 14.0273 | 0 | 0 | 0 | 2445.7357 | 0.010109 | 0.004377 | 0.0001114 | 0 | 0 | 0 | 0.0039104 | 5000000 | no RA
206-1817 | 414413.987 | 407152.0623 | 0 | 7261.9247 | 98.25% | 0% | 1.752% | 221465.5847 | 402654.8725 | 36214.3153 | 1396.3366 | 183854.9329 | 65824.2887 | 2617.6332 | 334212.9506 | 206 | 0.038208 | 0.022974 | 0.010721 | 10846318.997 | 66562.207 | 9245.9463 | 338605.8336 | 1742110.434 | 241991.0672 | 8862217.4958 | 8398628.1007 | 1373353.6353 | 52953.2011 | 6972321.2643 | 1096809.5454 | 179301.7123 | 7130.2877 | 910377.5454 |  | 342 | 206-1817 | 414413.987 | 192948.4023 | 11759.1145 | 407152.0623 | 185686.4776 | 4497.1898 | 0 | 0 | 0 | 7261.9247 | 66562.207 | 30347.8918 | 737.9184 | 66556.5227 | 30342.2075 | 732.2341 | 0 | 0 | 0 | 5.6843 | 338605.8336 | 154750.9008 | 4392.883 | 337946.1754 | 154091.2426 | 3733.2248 | 0 | 0 | 0 | 659.6582 | 9245.9463 | 7849.6097 | 6628.3131 | 2649.3641 | 1253.0275 | 31.7309 | 0 | 0 | 0 | 6596.5822 | 0.027806 | 0.012572 | 0.0003194 | 0 | 0 | 0 | 0.010402 | 5000000 | no RA
206-953R | 269195.3681 | 264163.7299 | 0 | 5031.6382 | 98.13% | 0% | 1.869% | 142331.7655 | 261652.9363 | 23198.8344 | 2096.1954 | 117036.7356 | 42549.4259 | 4462.8614 | 214640.6489 | 206 | 0.026002 | 0.015806 | 0.0074934 | 10352871.6307 | 42958.0798 | 9095.7768 | 217141.5114 | 1652106.7552 | 349810.6624 | 8350954.2131 | 8026497.1079 | 1308248.9129 | 118210.4816 | 6600037.7134 | 1006543.3393 | 163681.8676 | 17168.0223 | 825693.4494 |  | 343 | 206-953R | 269195.3681 | 126863.6027 | 7542.4319 | 264163.7299 | 121831.9645 | 2510.7936 | 0 | 0 | 0 | 5031.6382 | 42958.0798 | 19759.2454 | 408.6539 | 42954.1413 | 19755.3069 | 404.7154 | 0 | 0 | 0 | 3.9385 | 217141.5114 | 100104.7759 | 2500.8625 | 216684.4478 | 99647.7122 | 2043.7989 | 0 | 0 | 0 | 457.0636 | 9095.7768 | 6999.5814 | 4632.9154 | 4525.1407 | 2428.9453 | 62.2793 | 0 | 0 | 0 | 4570.6361 | 0.018726 | 0.00853 | 0.0002178 | 0 | 0 | 0 | 0.0072756 | 5000000 | no RA
206-961F | 467.9783 | 272.5494 | 0 | 195.429 | 58.24% | 0% | 41.76% | 201.5632 | 272.3757 | 31.8797 | 9.1789 | 160.5046 | 42.4773 | 16.0122 | 213.8863 | 206 | 0.0009058 | 0.0005574 | 0.0002978 | 516646.3971 | 42.6302 | 193.7094 | 231.6387 | 47063.6166 | 213854.5246 | 255728.2558 | 477960.332 | 75595.3683 | 21765.5142 | 380599.4495 | 656825.3102 | 102432.5257 | 38612.8706 | 515779.9139 |  | 344 | 206-961F | 467.9783 | 266.4151 | 195.6026 | 272.5494 | 70.9861 | 0.17362 | 0 | 0 | 0 | 195.429 | 42.6302 | 10.7505 | 0.15297 | 42.4773 | 10.5975 | 0 | 0 | 0 | 0 | 0.15297 | 231.6387 | 71.134 | 17.7524 | 213.8863 | 53.3817 | 0 | 0 | 0 | 0 | 17.7524 | 193.7094 | 184.5306 | 177.6972 | 16.1858 | 7.007 | 0.17362 | 0 | 0 | 0 | 177.5236 | 0.0006146 | 0.0002662 | 6.6e-06 | 0 | 0 | 0 | 0.0002912 | 5000000 | no RA
206-963F | 79047.3343 | 75745.3434 | 0 | 3301.9909 | 95.82% | 0% | 4.177% | 36475.5451 | 74947.3165 | 5267.4419 | 4662.7495 | 26545.3537 | 10739.5604 | 10092.5059 | 54115.2503 | 206 | 0.014856 | 0.009545 | 0.0048712 | 5320831.3197 | 10850.9454 | 13232.9733 | 54963.4156 | 730398.445 | 890737.4215 | 3699695.4532 | 4460114.1075 | 644086.1096 | 570146.2419 | 3245881.756 | 841685.3625 | 120609.1321 | 113342.4763 | 607733.7541 |  | 345 | 206-963F | 79047.3343 | 42571.7892 | 4100.0177 | 75745.3434 | 39269.7983 | 798.0269 | 0 | 0 | 0 | 3301.9909 | 10850.9454 | 5583.5035 | 111.385 | 10848.3607 | 5580.9188 | 108.8003 | 0 | 0 | 0 | 2.5846 | 54963.4156 | 28418.0619 | 848.1653 | 54663.4696 | 28118.1159 | 548.2193 | 0 | 0 | 0 | 299.946 | 13232.9733 | 8570.2238 | 3140.4674 | 10233.5131 | 5570.7635 | 141.0072 | 0 | 0 | 0 | 2999.4602 | 0.010107 | 0.0047956 | 0.0001218 | 0 | 0 | 0 | 0.0047494 | 5000000 | no RA
206-974 | 335294.4485 | 329386.8127 | 0 | 5907.6358 | 98.24% | 0% | 1.762% | 187824.2698 | 325951.1904 | 30556.7404 | 3236.1291 | 154031.4003 | 53021.8646 | 5643.6338 | 267285.692 | 206 | 0.028958 | 0.017375 | 0.0087524 | 11578486.6744 | 53584.851 | 11072.6501 | 270636.9474 | 1850407.8626 | 382364.0141 | 9345714.7977 | 8487394.6033 | 1380796.6018 | 146234.0565 | 6960363.945 | 1067508.1306 | 173649.5316 | 18483.212 | 875375.3871 |  | 346 | 206-974 | 335294.4485 | 147470.1787 | 9343.2582 | 329386.8127 | 141562.5429 | 3435.6223 | 0 | 0 | 0 | 5907.6358 | 53584.851 | 23028.1107 | 562.9865 | 53580.2268 | 23023.4864 | 558.3623 | 0 | 0 | 0 | 4.6242 | 270636.9474 | 116605.5471 | 3351.2554 | 270100.31 | 116068.9097 | 2814.618 | 0 | 0 | 0 | 536.6374 | 11072.6501 | 7836.5209 | 5429.0163 | 5706.2759 | 2470.1467 | 62.6421 | 0 | 0 | 0 | 5366.3742 | 0.02043 | 0.0088468 | 0.000224 | 0 | 0 | 0 | 0.0085284 | 5000000 | no RA
207-101R | 24977.2802 | 18159.3858 | 0 | 6817.8944 | 72.7% | 0% | 27.3% | 8212.1651 | 17933.855 | 842.0201 | 3126.4525 | 4243.6925 | 1933.68 | 6248.1212 | 9752.0538 | 207 | 0.032633 | 0.020817 | 0.010125 | 765404.1387 | 1962.7818 | 12523.336 | 10491.1624 | 60147.5143 | 383765.2903 | 321491.3341 | 805349.1881 | 82575.0814 | 306604.4064 | 416169.7003 | 695660.6719 | 75008.1419 | 242366.8646 | 378285.6654 |  | 347 | 207-101R | 24977.2802 | 16765.1151 | 7043.4252 | 18159.3858 | 9947.2207 | 225.5308 | 0 | 0 | 0 | 6817.8944 | 1962.7818 | 1120.7617 | 29.1018 | 1957.4451 | 1115.425 | 23.7651 | 0 | 0 | 0 | 5.3367 | 10491.1624 | 6247.47 | 739.1086 | 9871.839 | 5628.1465 | 119.7852 | 0 | 0 | 0 | 619.3234 | 12523.336 | 9396.8835 | 6275.2147 | 6330.1017 | 3203.6492 | 81.9805 | 0 | 0 | 0 | 6193.2342 | 0.022787 | 0.010971 | 0.0002788 | 0 | 0 | 0 | 0.009846 | 5000000 | no RA
209-1769F | 1246683.8984 | 1225287.8353 | 0 | 21396.0631 | 98.28% | 0% | 1.716% | 672984.3627 | 1208555.0658 | 110171.3196 | 5349.1485 | 557463.8945 | 197833.3828 | 9630.2641 | 1001091.4188 | 209 | 0.11169 | 0.066558 | 0.031902 | 11161721.2428 | 200595.4223 | 29180.6501 | 1016907.826 | 1795956.6085 | 261258.1127 | 9104506.5215 | 8619542.8911 | 1411067.5784 | 68511.57 | 7139963.7428 | 1195201.2642 | 195647.4438 | 9523.8555 | 990029.9649 |  | 348 | 209-1769F | 1246683.8984 | 573699.5357 | 38128.8327 | 1225287.8353 | 552303.4726 | 16732.7695 | 0 | 0 | 0 | 21396.0631 | 200595.4223 | 90424.1027 | 2762.0394 | 200578.6745 | 90407.3548 | 2745.2916 | 0 | 0 | 0 | 16.7478 | 1016907.826 | 459443.9315 | 15816.4072 | 1014964.2519 | 457500.3574 | 13872.833 | 0 | 0 | 0 | 1943.5741 | 29180.6501 | 23831.5016 | 19550.3861 | 9744.909 | 4395.7604 | 114.6449 | 0 | 0 | 0 | 19435.7412 | 0.08071 | 0.035575 | 0.000919 | 0 | 0 | 0 | 0.030983 | 5000000 | no RA
209-660R | 6055.8972 | 5437.2231 | 0 | 618.6741 | 89.78% | 0% | 10.22% | 3059.9617 | 5363.802 | 57.4268 | 2713.3778 | 289.1571 | 104.6566 | 4732.3217 | 526.8237 | 209 | 0.0025076 | 0.0015874 | 0.0009028 | 2415017.2105 | 108.5905 | 5346.9313 | 600.3753 | 43304.5609 | 2132290.3765 | 239422.2732 | 1887322.3278 | 35419.6683 | 1673556.4283 | 178346.2313 | 766609.6117 | 14957.8196 | 676356.6752 | 75295.1168 |  | 349 | 209-660R | 6055.8972 | 2995.9355 | 692.0952 | 5437.2231 | 2377.2614 | 73.4211 | 0 | 0 | 0 | 618.6741 | 108.5905 | 51.1637 | 3.9339 | 108.1062 | 50.6795 | 3.4496 | 0 | 0 | 0 | 0.48427 | 600.3753 | 311.2182 | 73.5516 | 544.1762 | 255.0191 | 17.3525 | 0 | 0 | 0 | 56.1991 | 5346.9313 | 2633.5535 | 614.6097 | 4784.9406 | 2071.5628 | 52.6189 | 0 | 0 | 0 | 561.9907 | 0.0016228 | 0.0007026 | 1.8e-05 | 0 | 0 | 0 | 0.0008848 | 5000000 | no RA
209-661 | 25037.9783 | 24010.0515 | 0 | 1027.9268 | 95.89% | 0% | 4.105% | 12567.0708 | 23789.0604 | 1824.7428 | 1545.5502 | 9196.7778 | 3377.4858 | 3384.531 | 17027.0436 | 209 | 0.0044254 | 0.0028596 | 0.001543 | 5657788.7391 | 3406.9769 | 4365.6692 | 17265.3322 | 769868.679 | 986502.7347 | 3901417.3255 | 4361067.1104 | 633228.3586 | 536342.0305 | 3191496.7213 | 809408.8518 | 114916.9781 | 115156.6846 | 579335.1891 |  | 350 | 209-661 | 25037.9783 | 12470.9075 | 1248.9179 | 24010.0515 | 11442.9807 | 220.9911 | 0 | 0 | 0 | 1027.9268 | 3406.9769 | 1582.2341 | 29.491 | 3406.1722 | 1581.4295 | 28.6864 | 0 | 0 | 0 | 0.80461 | 17265.3322 | 8068.5544 | 238.2886 | 17171.9575 | 7975.1797 | 144.9139 | 0 | 0 | 0 | 93.3747 | 4365.6692 | 2820.119 | 981.1382 | 3431.9218 | 1886.3715 | 47.3908 | 0 | 0 | 0 | 933.7474 | 0.0029158 | 0.00135 | 3.34e-05 | 0 | 0 | 0 | 0.0015096 | 5000000 | no RA
210-172R | 187844.9066 | 139498.1368 | 44871.4853 | 3475.2844 | 74.26% | 23.89% | 1.85% | 96723.8616 | 178884.8376 | 7069.2905 | 17674.0198 | 71980.5513 | 12798.6387 | 36037.4862 | 130048.7127 | 210 | 0.32588 | 0.18464 | 0.035057 | 576429.2106 | 12965.2018 | 42623.0478 | 132256.657 | 39785.5932 | 130794.9746 | 405848.6428 | 493499.0422 | 36068.536 | 90175.389 | 367255.1171 | 255587.1895 | 18286.447 | 51489.662 | 185811.0806 |  | 351 | 210-172R | 187844.9066 | 91121.0449 | 8960.069 | 139498.1368 | 62225.5121 | 1175.1309 | 44871.4853 | 25420.2484 | 4309.6537 | 3475.2844 | 12965.2018 | 5895.9113 | 166.5631 | 12410.5148 | 5580.4951 | 110.8295 | 551.9667 | 312.696 | 53.0133 | 2.7203 | 132256.657 | 60276.1057 | 2207.9443 | 122835.1523 | 54801.8607 | 1017.6942 | 9105.817 | 5158.5574 | 874.5625 | 315.6877 | 42623.0478 | 24949.028 | 6585.5615 | 4252.4698 | 1843.1563 | 46.6072 | 35213.7015 | 19948.9951 | 3382.0779 | 3156.8765 | 0.023388 | 0.010549 | 0.0002674 | 0.29744 | 0.16905 | 0.029744 | 0.005045 | 5000000 | no RA
210-392R | 420338.691 | 275576.3021 | 138441.1755 | 6321.2134 | 65.56% | 32.94% | 1.504% | 178978.894 | 397442.7706 | 13460.7965 | 54544.8959 | 110973.2016 | 30599.2129 | 113746.7031 | 253096.8545 | 210 | 0.34771 | 0.2014 | 0.039471 | 1208892.4971 | 31006.0305 | 131445.3226 | 257887.3379 | 89173.2274 | 378036.2542 | 741683.0155 | 1198423.2054 | 90132.0294 | 365226.6897 | 743064.4864 | 580066.4908 | 44659.4563 | 166012.9604 | 369394.0741 |  | 352 | 210-392R | 420338.691 | 241359.797 | 22895.9205 | 275576.3021 | 156562.3625 | 3276.2473 | 138441.1755 | 78476.2212 | 13298.4598 | 6321.2134 | 31006.0305 | 17545.234 | 406.8176 | 30600.194 | 17313.0399 | 363.3609 | 400.8886 | 227.2462 | 38.5088 | 4.9479 | 257887.3379 | 146914.1363 | 4790.4834 | 243557.7917 | 138542.6322 | 2894.9593 | 13755.3403 | 7797.2982 | 1321.3182 | 574.2059 | 131445.3226 | 76900.4267 | 17698.6195 | 1418.3165 | 706.6904 | 17.9271 | 124284.9466 | 70451.6768 | 11938.6329 | 5742.0595 | 0.040655 | 0.022858 | 0.000581 | 0.29796 | 0.16945 | 0.029796 | 0.0090946 | 5000000 | no RA
210-394R | 90821.4193 | 41462.7381 | 46975.909 | 2382.7722 | 45.65% | 51.72% | 2.624% | 39061.9601 | 83364.6981 | 2124.1836 | 16274.8392 | 20662.9372 | 4488.7509 | 33977.7413 | 44898.206 | 210 | 0.31841 | 0.18232 | 0.033817 | 285230.7888 | 4551.6588 | 39744.1651 | 46525.5954 | 14294.7914 | 124819.2292 | 146116.7682 | 283896.5942 | 15438.2548 | 118283.1435 | 150175.1959 | 220502.1494 | 11872.8821 | 89872.1539 | 118757.1135 |  | 353 | 210-394R | 90821.4193 | 51759.4593 | 7456.7212 | 41462.7381 | 22739.5405 | 559.1996 | 46975.909 | 26637.1465 | 4514.7493 | 2382.7722 | 4551.6588 | 2427.4752 | 62.9079 | 4433.8764 | 2359.8806 | 49.9022 | 115.9173 | 65.7296 | 11.1406 | 1.8651 | 46525.5954 | 25862.6582 | 1627.3894 | 36910.7837 | 20316.9774 | 507.6875 | 9398.3656 | 5329.2346 | 903.2559 | 216.4461 | 39744.1651 | 23469.3259 | 5766.4238 | 118.078 | 62.6825 | 1.6099 | 37461.6261 | 21242.1823 | 3600.3529 | 2164.461 | 0.012758 | 0.0069782 | 0.0001786 | 0.30224 | 0.17193 | 0.030224 | 0.0034144 | 5000000 | no RA
210-9R | 204318.5936 | 51612.444 | 150703.6404 | 2002.5091 | 25.26% | 73.76% | 0.9801% | 92887.0832 | 187276.5899 | 3597.5239 | 60167.1511 | 29122.4082 | 6686.669 | 125454.7653 | 55135.1557 | 210 | 0.31397 | 0.17876 | 0.033224 | 650760.405 | 6784.0068 | 140536.0509 | 56998.536 | 21607.2503 | 447611.2319 | 181541.9228 | 623359.587 | 24142.7649 | 403778.1054 | 195438.7167 | 512945.649 | 18314.6104 | 343617.2989 | 151013.7397 |  | 354 | 210-9R | 204318.5936 | 111431.5104 | 17042.0037 | 51612.444 | 23972.6934 | 555.377 | 150703.6404 | 85456.3079 | 14484.1175 | 2002.5091 | 6784.0068 | 3186.4829 | 97.3377 | 6553.5907 | 3055.1471 | 73.7756 | 228.8486 | 129.7683 | 21.9946 | 1.5675 | 56998.536 | 27876.1278 | 1863.3803 | 44237.7736 | 20561.3983 | 472.5232 | 12578.8585 | 7132.8258 | 1208.9533 | 181.9038 | 140536.0509 | 80368.8998 | 15081.2856 | 821.0797 | 356.148 | 9.0781 | 137895.9333 | 78193.7139 | 13253.1696 | 1819.0379 | 0.0088812 | 0.0039588 | 0.0001006 | 0.30218 | 0.1719 | 0.030218 | 0.002905 | 5000000 | no RA
211-279R | 472672.6519 | 349394.7449 | 114931.9647 | 8345.9423 | 73.92% | 24.32% | 1.766% | 238136.3987 | 449524.391 | 16387.5321 | 52642.3616 | 169106.5049 | 30195.4756 | 107280.8646 | 312048.0509 | 211 | 0.37314 | 0.21126 | 0.043245 | 1266759.7479 | 30548.6202 | 124955.5939 | 317168.4379 | 81870.1108 | 334880.2092 | 850009.4278 | 1110179.2826 | 76397.807 | 245415.9029 | 788365.5727 | 535281.7856 | 35955.9757 | 127747.2233 | 371578.5866 |  | 355 | 211-279R | 472672.6519 | 234536.2532 | 23148.2608 | 349394.7449 | 161002.3133 | 3751.0736 | 114931.9647 | 65187.9977 | 11051.2449 | 8345.9423 | 30548.6202 | 14161.0881 | 353.1446 | 30325.3481 | 14031.6234 | 325.7713 | 216.7393 | 122.9318 | 20.8405 | 6.5328 | 317168.4379 | 148061.9329 | 5120.387 | 305061.3513 | 140866.8151 | 3271.0035 | 11348.9584 | 6436.9897 | 1091.2553 | 758.1281 | 124955.5939 | 72313.2322 | 17674.7293 | 14008.0454 | 6103.8747 | 154.2988 | 103366.2671 | 58628.0761 | 9939.1491 | 7581.2813 | 0.055187 | 0.025186 | 0.0006386 | 0.30593 | 0.17406 | 0.030593 | 0.012013 | 5000000 | no RA
211-312R | 754062.4282 | 475711.7243 | 266842.9794 | 11507.7245 | 63.09% | 35.39% | 1.526% | 364705.2175 | 711580.6414 | 33147.7709 | 104446.1257 | 227111.321 | 62581.0165 | 217804.2593 | 431195.3655 | 211 | 0.39031 | 0.22316 | 0.048109 | 1931979.5263 | 63327.3786 | 251260.29 | 439474.7596 | 162250.7558 | 643752.7159 | 1125976.0547 | 1744725.8619 | 158576.7638 | 499663.4209 | 1086485.6771 | 883035.678 | 77659.8844 | 270284.098 | 535091.6956 |  | 356 | 211-312R | 754062.4282 | 389357.2107 | 42481.7868 | 475711.7243 | 226497.7137 | 5316.9673 | 266842.9794 | 151351.7724 | 25657.095 | 11507.7245 | 63327.3786 | 30179.6077 | 746.3621 | 62903.4685 | 29935.2698 | 697.4613 | 414.9023 | 235.3302 | 39.8931 | 9.0077 | 439474.7596 | 212363.4386 | 8279.3941 | 411027.5375 | 195775.9128 | 4599.3504 | 27401.8842 | 15542.1879 | 2634.7058 | 1045.3379 | 251260.29 | 146814.1644 | 33456.0307 | 1780.7182 | 786.5311 | 20.1556 | 239026.1929 | 135574.2543 | 22982.4961 | 10453.3789 | 0.068207 | 0.032682 | 0.0008354 | 0.30536 | 0.17374 | 0.030536 | 0.016737 | 5000000 | no RA
211-771R | 617305.1103 | 452016.3537 | 157055.1302 | 8233.6264 | 73.22% | 25.44% | 1.334% | 317711.2401 | 589108.2309 | 26380.4693 | 59883.6459 | 231447.1248 | 47058.0938 | 124725.4477 | 417324.6894 | 211 | 0.3743 | 0.21209 | 0.04346 | 1649207.0095 | 47604.1705 | 145301.9874 | 424398.9524 | 127180.4338 | 388192.2442 | 1133834.3315 | 1412584.2817 | 117290.897 | 266250.2495 | 1029043.1353 | 648794.7505 | 51825.866 | 137362.2223 | 459606.6622 |  | 357 | 211-771R | 617305.1103 | 299593.8702 | 28196.8794 | 452016.3537 | 202257.6759 | 4854.182 | 157055.1302 | 89102.568 | 15109.071 | 8233.6264 | 47604.1705 | 21223.7012 | 546.0767 | 47255.3547 | 21023.0179 | 506.6949 | 342.371 | 194.2384 | 32.9369 | 6.4449 | 424398.9524 | 192951.8275 | 7074.263 | 402863.3273 | 180410.3528 | 4326.5121 | 20787.6995 | 11793.5492 | 1999.8253 | 747.9256 | 145301.9874 | 85418.3415 | 20576.5397 | 1897.6718 | 824.3052 | 20.975 | 135925.0598 | 77114.7804 | 13076.3088 | 7479.2559 | 0.0528 | 0.024003 | 0.0006094 | 0.30961 | 0.1762 | 0.030961 | 0.01189 | 5000000 | no RA
212-1177R | 484948.3688 | 407170.7878 | 69679.1562 | 8098.4247 | 83.96% | 14.37% | 1.67% | 111284.4265 | 462163.769 | 10429.4199 | 28258.7372 | 72596.2694 | 51335.2137 | 66592.6777 | 344235.8777 | 212 | 0.15054 | 0.099448 | 0.022431 | 3221460.5918 | 52450.3249 | 79615.2632 | 352882.7807 | 348421.9469 | 528875.7511 | 2344162.8938 | 3757372.6056 | 352135.6739 | 954119.1743 | 2451117.7575 | 1015782.0049 | 112828.8061 | 146362.9306 | 756590.2683 |  | 358 | 212-1177R | 484948.3688 | 373663.9424 | 22784.5998 | 407170.7878 | 326350.4485 | 8468.2788 | 69679.1562 | 39215.0691 | 6217.8963 | 8098.4247 | 52450.3249 | 42020.9051 | 1115.1113 | 52224.8073 | 41891.2135 | 1089.2136 | 219.1785 | 123.3525 | 19.5586 | 6.3391 | 352882.7807 | 280286.5113 | 8646.9031 | 343392.4912 | 274623.798 | 7130.0285 | 8754.6453 | 4927.0692 | 781.2304 | 735.6442 | 79615.2632 | 51356.526 | 13022.5855 | 11553.4893 | 9835.437 | 249.0368 | 60705.3324 | 34164.6474 | 5417.1072 | 7356.4415 | 0.038856 | 0.030981 | 0.0007862 | 0.10004 | 0.056827 | 0.010004 | 0.01164 | 5000000 | no RA
212-1204R | 431759.9455 | 354562.2983 | 71303.8328 | 5893.8144 | 82.12% | 16.51% | 1.365% | 121123.1219 | 412422.9716 | 12049.6068 | 28518.0956 | 80555.4194 | 46056.1288 | 62401.3415 | 303965.5013 | 212 | 0.19221 | 0.11865 | 0.024095 | 2246339.581 | 46973.4456 | 73702.3001 | 311084.1998 | 244391.1512 | 383454.7313 | 1618493.6984 | 2618080.512 | 260452.6724 | 616419.6337 | 1741208.206 | 802543.8852 | 89621.7404 | 121428.2873 | 591493.8575 |  | 359 | 212-1204R | 431759.9455 | 310636.8236 | 19336.9739 | 354562.2983 | 264462.2054 | 6816.0898 | 71303.8328 | 40280.8038 | 6627.0697 | 5893.8144 | 46973.4456 | 34923.8388 | 917.3169 | 46847.0802 | 34850.4455 | 901.3877 | 121.752 | 68.7799 | 11.3158 | 4.6134 | 311084.1998 | 230528.7804 | 7118.6985 | 302163.4032 | 225256.3285 | 5803.9654 | 8385.4147 | 4737.07 | 779.3512 | 535.3819 | 73702.3001 | 45184.2044 | 11300.9585 | 5551.8149 | 4355.4314 | 110.7368 | 62796.666 | 35474.9539 | 5836.4027 | 5353.8191 | 0.034015 | 0.025086 | 0.0006368 | 0.1497 | 0.085077 | 0.01497 | 0.0084874 | 5000000 | no RA
212-638R | 157455.0043 | 151901.1701 | 2933.8344 | 2619.9998 | 96.47% | 1.863% | 1.664% | 40172.3529 | 151393.7405 | 4270.9783 | 1604.0987 | 34297.276 | 16253.786 | 4182.4903 | 130957.4643 | 212 | 0.10708 | 0.065205 | 0.012817 | 1470511.3635 | 16609.3223 | 6832.6313 | 134013.0507 | 155118.5829 | 63811.6397 | 1251581.1409 | 1798664.7015 | 191227.4809 | 71821.4251 | 1535615.7955 | 472893.3907 | 50770.3155 | 13064.4239 | 409058.6513 |  | 360 | 212-638R | 157455.0043 | 117282.6513 | 6061.2637 | 151901.1701 | 113016.258 | 3183.6582 | 2933.8344 | 1646.3935 | 257.6057 | 2619.9998 | 16609.3223 | 12338.344 | 355.5363 | 16603.0988 | 12333.9516 | 353.1191 | 4.1726 | 2.3416 | 0.36638 | 2.0508 | 134013.0507 | 99715.7747 | 3055.5864 | 133535.5707 | 99343.3866 | 2796.5631 | 239.4846 | 134.3927 | 21.028 | 237.9954 | 6832.6313 | 5228.5327 | 2650.1411 | 1762.5005 | 1338.9198 | 33.9761 | 2690.1771 | 1509.6593 | 236.2113 | 2379.9537 | 0.01604 | 0.011938 | 0.000303 | 0.087245 | 0.049478 | 0.0087244 | 0.00379 | 5000000 | no RA
212-725R | 749642.3437 | 709045.7057 | 34756.6182 | 5840.0199 | 94.58% | 4.636% | 0.779% | 205881.889 | 728077.2453 | 27724.8179 | 13245.7102 | 164911.3609 | 101131.6798 | 28071.3226 | 598874.2428 | 212 | 0.13941 | 0.090055 | 0.018038 | 5377288.0063 | 102991.5326 | 35995.3244 | 610655.4867 | 738772.4795 | 258199.4304 | 4380316.0965 | 6038079.4744 | 813110.1509 | 388468.608 | 4836500.7155 | 1195550.3657 | 166064.8202 | 46094.9443 | 983390.6013 |  | 361 | 212-725R | 749642.3437 | 543760.4547 | 21565.0984 | 709045.7057 | 518403.5064 | 12673.4608 | 34756.6182 | 19516.9285 | 3051.6177 | 5840.0199 | 102991.5326 | 75266.7147 | 1859.8528 | 102849.273 | 75184.8271 | 1843.1925 | 137.6883 | 77.3163 | 12.089 | 4.5713 | 610655.4867 | 445744.1258 | 11781.2439 | 605096.1338 | 442389.7696 | 10809.2168 | 5028.8576 | 2823.8609 | 441.5318 | 530.4953 | 35995.3244 | 22749.6142 | 7924.0018 | 1100.2988 | 828.9096 | 21.0515 | 29590.0723 | 16615.7513 | 2597.997 | 5304.9532 | 0.043677 | 0.032053 | 0.0008148 | 0.087233 | 0.049502 | 0.0087232 | 0.0084998 | 5000000 | no RA
212-734R | 405639.0735 | 379844.0044 | 17204.0426 | 8591.0265 | 93.64% | 4.241% | 2.118% | 99923.1832 | 386896.1745 | 8261.3366 | 10971.4178 | 80690.4288 | 32738.816 | 33080.6022 | 321076.7563 | 212 | 0.17753 | 0.11868 | 0.023857 | 2284840.0231 | 33543.8307 | 42491.5607 | 329603.6821 | 188942.0716 | 239341.8804 | 1856556.0711 | 2576033.1848 | 212978.3765 | 282844.6361 | 2080210.1722 | 785641.7862 | 66480.321 | 67174.3614 | 651987.1038 |  | 362 | 212-734R | 405639.0735 | 305715.8903 | 18742.899 | 379844.0044 | 287439.0286 | 8616.2272 | 17204.0426 | 9685.8352 | 1535.6452 | 8591.0265 | 33543.8307 | 25282.494 | 805.0147 | 33306.2446 | 25145.795 | 777.6832 | 230.8614 | 129.9744 | 20.6069 | 6.7246 | 329603.6821 | 248913.2533 | 8526.9258 | 325245.7707 | 246118.7268 | 7427.2027 | 3577.5203 | 2014.1354 | 319.332 | 780.3911 | 42491.5607 | 31520.1429 | 9410.9585 | 21291.989 | 16174.5068 | 411.3414 | 13395.6609 | 7541.7253 | 1195.7064 | 7803.9108 | 0.064592 | 0.049067 | 0.0012464 | 0.10037 | 0.057036 | 0.010037 | 0.012573 | 5000000 | no RA
212-739R | 301715.6606 | 268727.2361 | 27238.9635 | 5749.461 | 89.07% | 9.028% | 1.906% | 97430.0013 | 289802.7714 | 10505.4208 | 10954.9887 | 75969.5918 | 32410.9484 | 23825.9347 | 233565.8882 | 212 | 0.13097 | 0.081591 | 0.017601 | 2303700.5464 | 32880.3122 | 31167.8783 | 237667.47 | 251052.2426 | 237977.2338 | 1814671.07 | 2503783.015 | 269971.1985 | 281524.3183 | 1952287.4982 | 676822.5575 | 75694.4487 | 55644.4992 | 545483.6096 |  | 363 | 212-739R | 301715.6606 | 204285.6592 | 11912.8892 | 268727.2361 | 183250.8264 | 3772.5342 | 27238.9635 | 15285.3718 | 2390.894 | 5749.461 | 32880.3122 | 22374.8914 | 469.3638 | 32824.869 | 22341.804 | 460.3919 | 50.9428 | 28.587 | 4.4715 | 4.5004 | 237667.47 | 161697.8782 | 4101.5818 | 233604.7239 | 159188.8409 | 3268.5481 | 3540.477 | 1986.7682 | 310.7646 | 522.2691 | 31167.8783 | 20212.8896 | 7341.9436 | 2297.6432 | 1720.1816 | 43.5942 | 23647.5436 | 13270.0165 | 2075.6579 | 5222.6915 | 0.035565 | 0.023904 | 0.0006066 | 0.087122 | 0.049404 | 0.0087122 | 0.0082824 | 5000000 | no RA
212-743R | 81923.0429 | 74402.1759 | 5417.9231 | 2102.9438 | 90.82% | 6.613% | 2.567% | 29746.9261 | 78639.584 | 2946.4833 | 2162.6738 | 24637.769 | 8243.2334 | 4510.4186 | 65885.9319 | 212 | 0.11654 | 0.067783 | 0.013285 | 702934.1852 | 8318.3786 | 6856.3543 | 66748.31 | 71375.1888 | 58830.4051 | 572728.5913 | 769752.2497 | 76245.2607 | 55962.8585 | 637544.1305 | 247159.0748 | 25907.944 | 14175.9511 | 207075.1797 |  | 364 | 212-743R | 81923.0429 | 52176.1167 | 3283.4589 | 74402.1759 | 47022.825 | 696.9792 | 5417.9231 | 3050.3479 | 483.5359 | 2102.9438 | 8318.3786 | 5371.8953 | 75.1452 | 8310.4381 | 5366.7054 | 72.9373 | 6.2944 | 3.5438 | 0.56176 | 1.6461 | 66748.31 | 42110.541 | 862.3781 | 66015.3916 | 41614.4234 | 622.9886 | 541.8914 | 305.0906 | 48.3624 | 191.0271 | 6856.3543 | 4693.6805 | 2345.9356 | 76.3463 | 41.6963 | 1.0533 | 4869.7373 | 2741.7136 | 434.6117 | 1910.2706 | 0.01316 | 0.0077172 | 0.0001952 | 0.10033 | 0.057009 | 0.010033 | 0.0030568 | 5000000 | no RA
212-758R | 381350.7448 | 341811.5355 | 33587.9629 | 5951.2465 | 89.63% | 8.808% | 1.561% | 63830.0955 | 365185.1692 | 6385.7118 | 13127.3962 | 44316.9876 | 43792.068 | 28608.7085 | 292784.3926 | 212 | 0.1427 | 0.09468 | 0.019379 | 2672338.6673 | 44746.6312 | 36663.7821 | 299940.3316 | 313564.7545 | 256923.695 | 2101850.2177 | 3353633.1934 | 335505.2935 | 689713.3893 | 2328414.5107 | 834197.2943 | 100034.7981 | 65351.2499 | 668811.2463 |  | 365 | 212-758R | 381350.7448 | 317520.6493 | 16165.5757 | 341811.5355 | 292659.3086 | 7216.9262 | 33587.9629 | 18910.0943 | 2997.403 | 5951.2465 | 44746.6312 | 38360.9194 | 954.5631 | 44692.1651 | 38328.2192 | 945.4599 | 49.8078 | 28.0419 | 4.4449 | 4.6584 | 299940.3316 | 255623.344 | 7155.939 | 295066.5913 | 252643.1773 | 6228.6489 | 4333.1414 | 2439.5678 | 386.6912 | 540.5989 | 36663.7821 | 23536.3859 | 8055.0735 | 2052.7792 | 1687.9121 | 42.8174 | 29205.0137 | 16442.4846 | 2606.2669 | 5405.9892 | 0.033816 | 0.029089 | 0.000739 | 0.10027 | 0.056978 | 0.010027 | 0.0086122 | 5000000 | no RA
212-773R | 677110.267 | 563234.2626 | 106793.9799 | 7082.0245 | 83.18% | 15.77% | 1.046% | 236992.8872 | 651163.6321 | 27093.9058 | 42154.9208 | 167744.0606 | 78756.2877 | 88570.3976 | 483836.9469 | 212 | 0.19881 | 0.12117 | 0.025803 | 3405788.5304 | 80038.5598 | 103952.8034 | 493118.9038 | 402584.959 | 522870.9158 | 2480332.6556 | 3632212.5975 | 415248.015 | 646076.9188 | 2570887.6637 | 1005582.184 | 121622.1482 | 136777.9302 | 747182.1056 |  | 366 | 212-773R | 677110.267 | 440117.3798 | 25946.6349 | 563234.2626 | 372722.981 | 8938.1742 | 106793.9799 | 60312.3742 | 9926.4362 | 7082.0245 | 80038.5598 | 52944.654 | 1282.2721 | 79917.2505 | 52873.7313 | 1265.9683 | 115.7658 | 65.3793 | 10.7604 | 5.5435 | 493118.9038 | 325374.8432 | 9281.9569 | 481758.4629 | 318678.9831 | 7642.4902 | 10717.1244 | 6052.5436 | 996.1503 | 643.3165 | 103952.8034 | 61797.8826 | 15382.4058 | 1558.5491 | 1170.2666 | 29.7157 | 95961.0897 | 54194.4514 | 8919.5255 | 6433.1646 | 0.038893 | 0.025923 | 0.0006598 | 0.14975 | 0.08508 | 0.014975 | 0.010168 | 5000000 | no RA
212-799R | 254923.0107 | 225661.5155 | 25800.8101 | 3460.6851 | 88.52% | 10.12% | 1.358% | 81477.4342 | 245462.0673 | 9227.4984 | 10047.3887 | 62202.547 | 29081.1863 | 21310.0349 | 195070.8461 | 212 | 0.12493 | 0.075281 | 0.015367 | 2040526.7809 | 29577.3032 | 26479.3519 | 198866.3557 | 236751.0058 | 211953.509 | 1591822.266 | 2303987.7013 | 260931.6695 | 284116.2135 | 1758939.8183 | 615658.2477 | 72940.2811 | 53448.9865 | 489268.98 |  | 367 | 212-799R | 254923.0107 | 173445.5765 | 9460.9434 | 225661.5155 | 155461.736 | 3697.4002 | 25800.8101 | 14523.1555 | 2302.8581 | 3460.6851 | 29577.3032 | 20349.8047 | 496.1169 | 29492.7694 | 20301.037 | 486.1047 | 81.8249 | 46.0588 | 7.3033 | 2.7089 | 198866.3557 | 136663.8087 | 3795.5096 | 195354.9232 | 134549.8309 | 3195.7927 | 3197.0711 | 1799.6164 | 285.3554 | 314.3615 | 26479.3519 | 16431.9631 | 5169.317 | 813.8229 | 610.8681 | 15.5029 | 22521.9142 | 12677.4803 | 2010.1994 | 3143.6147 | 0.019599 | 0.013283 | 0.000337 | 0.10033 | 0.057001 | 0.010033 | 0.0049968 | 5000000 | no RA
212-880R | 30311.5586 | 28039.3572 | 1328.1977 | 944.0037 | 92.5% | 4.382% | 3.114% | 4927.4963 | 28660.2847 | 470.8868 | 535.2019 | 3921.4075 | 2997.6689 | 1126.8947 | 24535.721 | 212 | 0.10736 | 0.063062 | 0.011551 | 282336.7317 | 3059.6726 | 2093.5639 | 25158.322 | 28499.2926 | 19500.4814 | 234336.9577 | 402525.488 | 38466.5838 | 43720.4598 | 320338.4444 | 142957.534 | 14952.3762 | 5620.9523 | 122384.2055 |  | 368 | 212-880R | 30311.5586 | 25384.0623 | 1651.2739 | 28039.3572 | 23692.2001 | 588.7084 | 1328.1977 | 747.8586 | 118.5618 | 944.0037 | 3059.6726 | 2588.7858 | 62.0037 | 3057.8836 | 2587.4556 | 61.171 | 1.0501 | 0.59128 | 0.093739 | 0.73892 | 25158.322 | 21236.9145 | 622.601 | 24964.0833 | 21090.078 | 527.1655 | 108.4874 | 61.0852 | 9.6842 | 85.7513 | 2093.5639 | 1558.362 | 966.6691 | 17.3903 | 14.6665 | 0.37179 | 1218.6602 | 686.1821 | 108.784 | 857.5134 | 0.0055194 | 0.004596 | 0.0001166 | 0.10045 | 0.057077 | 0.010045 | 0.0013892 | 5000000 | no RA
212-886R | 472805.2392 | 445705.8965 | 21903.7898 | 5195.553 | 94.27% | 4.633% | 1.099% | 179662.7439 | 457979.321 | 23101.6456 | 8220.1352 | 148340.9631 | 59658.8766 | 17250.1862 | 381070.2582 | 212 | 0.18767 | 0.11116 | 0.022945 | 2519354.477 | 60717.9536 | 23686.217 | 388401.0686 | 323537.1258 | 126212.5966 | 2069604.7546 | 2637183.8068 | 339098.0474 | 120659.4479 | 2177426.3115 | 646150.2834 | 84171.0493 | 24337.8078 | 537641.4263 |  | 369 | 212-886R | 472805.2392 | 293142.4953 | 14825.9183 | 445705.8965 | 275574.6764 | 7594.357 | 21903.7898 | 12372.2659 | 2036.0082 | 5195.553 | 60717.9536 | 37616.308 | 1059.077 | 60677.7161 | 37591.8103 | 1051.648 | 36.1706 | 20.4308 | 3.3621 | 4.0668 | 388401.0686 | 240060.1055 | 7330.8104 | 384425.9005 | 237609.3757 | 6533.2251 | 3503.2148 | 1978.7765 | 325.632 | 471.9533 | 23686.217 | 15466.0818 | 6436.0309 | 602.2798 | 373.4904 | 9.4839 | 18364.4044 | 10373.0586 | 1707.0141 | 4719.5329 | 0.030079 | 0.018387 | 0.000467 | 0.15012 | 0.085305 | 0.015012 | 0.0074656 | 5000000 | no RA
212-888R | 346538.1639 | 315162.0369 | 27090.2655 | 4285.8615 | 90.95% | 7.817% | 1.237% | 142850.4697 | 334951.5685 | 18247.8823 | 10472.5753 | 114130.0121 | 43140.1351 | 21933.9678 | 269877.4656 | 212 | 0.13116 | 0.077686 | 0.01664 | 2642179.0498 | 43828.2776 | 27953.4505 | 274756.4358 | 334168.5532 | 213130.9883 | 2094879.5083 | 2621935.6665 | 334929.0598 | 192217.9089 | 2094788.6977 | 696318.1908 | 89682.4009 | 45597.6988 | 561038.091 |  | 370 | 212-888R | 346538.1639 | 203687.6942 | 11586.5954 | 315162.0369 | 184150.1151 | 4882.3106 | 27090.2655 | 15251.7175 | 2418.4233 | 4285.8615 | 43828.2776 | 25580.3953 | 688.1425 | 43800.2515 | 25563.1506 | 682.5852 | 24.6714 | 13.8899 | 2.2025 | 3.3548 | 274756.4358 | 160626.4236 | 4878.9702 | 271059.1244 | 158374.7175 | 4194.3377 | 3307.9926 | 1862.3874 | 295.3137 | 389.3188 | 27953.4505 | 17480.8753 | 6019.4828 | 302.661 | 212.247 | 5.3877 | 23757.6016 | 13375.4403 | 2120.9071 | 3893.188 | 0.024497 | 0.014392 | 0.0003658 | 0.10043 | 0.057063 | 0.010043 | 0.0062312 | 5000000 | no RA
213-262F | 94.107 | 61.367 | 0 | 32.74 | 65.21% | 0% | 34.79% | 48.1646 | 61.3526 | 7.788 | 0.75621 | 39.6204 | 9.8551 | 1.3193 | 50.1782 | 213 | 0.0001976 | 0.0001138 | 5.14e-05 | 476250.1243 | 9.8807 | 31.0741 | 53.1522 | 50003.5015 | 157257.5055 | 268989.1174 | 403712.008 | 65278.5583 | 6338.5049 | 332094.9448 | 637245.8208 | 102360.777 | 13703.1546 | 521181.8892 |  | 371 | 213-262F | 94.107 | 45.9424 | 32.7544 | 61.367 | 13.2024 | 0.014438 | 0 | 0 | 0 | 32.74 | 9.8807 | 2.0927 | 0.025627 | 9.8551 | 2.067 | 0 | 0 | 0 | 0 | 0.025627 | 53.1522 | 13.5319 | 2.974 | 50.1782 | 10.5578 | 0 | 0 | 0 | 0 | 2.974 | 31.0741 | 30.3179 | 29.7548 | 1.3337 | 0.57754 | 0.014438 | 0 | 0 | 0 | 29.7403 | 0.0001478 | 6.4e-05 | 1.6e-06 | 0 | 0 | 0 | 4.98e-05 | 5000000 | no RA
213-263F | 12738.5554 | 12201.3396 | 0 | 537.2158 | 95.78% | 0% | 4.217% | 6936.5046 | 12158.3392 | 1126.2938 | 2215.6735 | 3594.5373 | 1978.5563 | 3865.1896 | 6314.5932 | 213 | 0.0030164 | 0.0017508 | 0.0008084 | 4223098.8624 | 1978.9768 | 4396.1858 | 6363.3928 | 656072.4108 | 1457427.9975 | 2109598.4541 | 3313942.6511 | 538091.3355 | 1058546.8448 | 1717304.4707 | 717734.1069 | 116798.6293 | 228170.838 | 372764.6396 |  | 372 | 213-263F | 12738.5554 | 5802.0508 | 580.2163 | 12201.3396 | 5264.835 | 43.0004 | 0 | 0 | 0 | 537.2158 | 1978.9768 | 852.683 | 0.42051 | 1978.5563 | 852.2625 | 0 | 0 | 0 | 0 | 0.42051 | 6363.3928 | 2768.8555 | 48.7996 | 6314.5932 | 2720.0559 | 0 | 0 | 0 | 0 | 48.7996 | 4396.1858 | 2180.5123 | 530.9962 | 3908.1901 | 1692.5165 | 43.0004 | 0 | 0 | 0 | 487.9957 | 0.0022326 | 0.000967 | 2.46e-05 | 0 | 0 | 0 | 0.0007838 | 5000000 | no RA
214-1122R | 2893372.5345 | 2612212.2288 | 269393.763 | 11766.5427 | 90.28% | 9.311% | 0.4067% | 1110819.9929 | 2810910.3215 | 161357.6004 | 105458.7163 | 844003.6762 | 416476.9068 | 222878.2116 | 2171555.2031 | 214 | 0.26918 | 0.16292 | 0.036594 | 10749006.9112 | 423890.1883 | 256130.1374 | 2213352.2088 | 1574770.7941 | 951534.7866 | 8222701.3306 | 10941557.1825 | 1589369.4953 | 1038766.4807 | 8313421.2066 | 2253435.3453 | 333878.9484 | 178675.7962 | 1740880.6006 |  | 373 | 214-1122R | 2893372.5345 | 1782552.5416 | 82462.213 | 2612212.2288 | 1618405.1015 | 45382.5302 | 269393.763 | 152380.8975 | 25313.1401 | 11766.5427 | 423890.1883 | 262532.5879 | 7413.2815 | 423322.6969 | 262207.5894 | 7351.6133 | 558.2811 | 315.7882 | 52.458 | 9.2103 | 2213352.2088 | 1369348.5326 | 41797.0057 | 2182253.8916 | 1351293.7029 | 37906.4879 | 30029.4688 | 16985.9813 | 2821.6695 | 1068.8484 | 256130.1374 | 150671.4211 | 33251.9258 | 6635.6403 | 4903.8091 | 124.429 | 238806.0131 | 135079.128 | 22439.0127 | 10688.484 | 0.066356 | 0.040277 | 0.0010234 | 0.18583 | 0.10565 | 0.018583 | 0.016987 | 5000000 | no RA
214-1135R | 805314.6067 | 766633.4862 | 30683.8981 | 7997.2224 | 95.2% | 3.81% | 0.9931% | 364877.8267 | 783830.7359 | 61256.4526 | 13257.9886 | 290363.3855 | 131379.4267 | 30331.6677 | 622119.6416 | 214 | 0.090777 | 0.054823 | 0.016283 | 8871350.7465 | 133303.4208 | 39805.7077 | 632205.4783 | 1468471.3176 | 438499.9247 | 6964379.5042 | 8033766.3621 | 1348725.498 | 291910.2645 | 6393130.5996 | 1319421.1547 | 221150.8007 | 51057.2528 | 1047213.1013 |  | 374 | 214-1135R | 805314.6067 | 440436.78 | 21483.8708 | 766633.4862 | 415311.8916 | 11026.2814 | 30683.8981 | 17127.666 | 2460.367 | 7997.2224 | 133303.4208 | 72046.9682 | 1923.9941 | 133208.8375 | 71991.4064 | 1910.6521 | 88.3235 | 49.3019 | 7.0822 | 6.2598 | 632205.4783 | 341842.0928 | 10085.8367 | 626942.4832 | 338583.3556 | 8995.6259 | 4536.5439 | 2532.2861 | 363.7596 | 726.4511 | 39805.7077 | 26547.7191 | 9474.04 | 6482.1655 | 4737.1297 | 120.0033 | 26059.0307 | 14546.078 | 2089.5252 | 7264.5114 | 0.036405 | 0.01899 | 0.0004838 | 0.042859 | 0.02432 | 0.0042858 | 0.011513 | 5000000 | no RA
214-17AE | 127491.0432 | 115190.2983 | 7016.2796 | 5284.4653 | 90.35% | 5.503% | 4.145% | 57343.2193 | 120088.6834 | 7239.179 | 2677.3017 | 47426.7385 | 15326.962 | 5550.0527 | 99211.6687 | 214 | 0.071957 | 0.042809 | 0.012191 | 1771776.9217 | 15546.5886 | 10818.5208 | 101125.9338 | 216055.075 | 150347.8598 | 1405373.9868 | 1638638.5908 | 206866.6234 | 76506.5149 | 1355265.4525 | 607198.7399 | 77496.9941 | 28062.4696 | 501639.2761 |  | 375 | 214-17AE | 127491.0432 | 70147.824 | 7402.3598 | 115190.2983 | 60946.254 | 1555.0769 | 7016.2796 | 3917.1047 | 562.8176 | 5284.4653 | 15546.5886 | 8307.4096 | 219.6266 | 15519.1939 | 8290.2883 | 213.6245 | 23.2583 | 12.9848 | 1.8657 | 4.1364 | 101125.9338 | 53699.1953 | 1914.2651 | 99457.4226 | 52555.6505 | 1338.9001 | 1188.4813 | 663.5148 | 95.3352 | 480.0299 | 10818.5208 | 8141.2191 | 5268.4681 | 213.6818 | 100.3151 | 2.5523 | 5804.54 | 3240.605 | 465.6167 | 4800.299 | 0.02137 | 0.010801 | 0.0002748 | 0.042967 | 0.024388 | 0.0042968 | 0.0076194 | 5000000 | no RA
214-4R | 89639.8876 | 81263.6174 | 5328.7527 | 3047.5175 | 90.66% | 5.945% | 3.4% | 46606.9626 | 85308.4318 | 6487.6773 | 2087.6448 | 38031.6405 | 11809.5392 | 4316.8876 | 69182.005 | 214 | 0.059676 | 0.034341 | 0.0088232 | 1502119.5868 | 11938.2065 | 7438.4009 | 70263.2802 | 200051.7216 | 124647.2749 | 1177420.5904 | 1253091.749 | 174430.0506 | 56129.1781 | 1022532.5203 | 490916.6514 | 67959.2781 | 24841.9992 | 398115.3741 |  | 376 | 214-4R | 89639.8876 | 43032.925 | 4331.4558 | 81263.6174 | 37009.3699 | 856.4907 | 5328.7527 | 2976.0376 | 427.4475 | 3047.5175 | 11938.2065 | 5450.5293 | 128.6673 | 11919.5557 | 5439.0598 | 124.9771 | 16.2654 | 9.084 | 1.3047 | 2.3855 | 70263.2802 | 32231.6396 | 1081.2752 | 69029.9341 | 31420.608 | 727.7178 | 956.5159 | 534.2014 | 76.7272 | 276.8302 | 7438.4009 | 5350.7561 | 3121.5133 | 314.1276 | 149.702 | 3.7959 | 4355.9714 | 2432.7522 | 349.4156 | 2768.3019 | 0.012296 | 0.0055432 | 0.0001404 | 0.042997 | 0.024415 | 0.0042996 | 0.0043832 | 5000000 | no RA
214-536R | 96926.712 | 90477.5312 | 4444.2162 | 2004.9646 | 93.35% | 4.585% | 2.069% | 31881.2146 | 93324.5444 | 4418.9367 | 2860.247 | 24602.0309 | 13051.2884 | 7405.2025 | 72868.0535 | 214 | 0.053744 | 0.032794 | 0.0073396 | 1803502.4078 | 13230.5214 | 9601.3787 | 74094.8118 | 246178.548 | 178651.5742 | 1378672.2856 | 1983481.4528 | 274922.9961 | 177949.5235 | 1530608.9332 | 490785.2816 | 68635.5372 | 38943.2857 | 383206.4587 |  | 377 | 214-536R | 96926.712 | 65045.4974 | 3602.1677 | 90477.5312 | 60561.3462 | 1240.7503 | 4444.2162 | 2479.1865 | 356.4528 | 2004.9646 | 13230.5214 | 8811.5847 | 179.233 | 13215.6611 | 8802.601 | 176.5976 | 13.2909 | 7.4143 | 1.066 | 1.5694 | 74094.8118 | 49492.781 | 1226.7584 | 73265.0084 | 48949.3506 | 992.684 | 647.6767 | 361.3036 | 51.9475 | 182.1268 | 9601.3787 | 6741.1317 | 2196.1762 | 3996.8617 | 2809.3946 | 71.4686 | 3783.2487 | 2110.4687 | 303.4392 | 1821.2684 | 0.0077628 | 0.005459 | 0.0001388 | 0.043089 | 0.024443 | 0.0043088 | 0.002892 | 5000000 | no RA
214-583R | 328986.6153 | 309436.2639 | 14717.8128 | 4832.5386 | 94.06% | 4.474% | 1.469% | 168662.9688 | 319966.1297 | 26208.15 | 9902.6564 | 132552.1625 | 49655.6694 | 19326.751 | 250983.7093 | 214 | 0.070413 | 0.040863 | 0.011455 | 4672242.5589 | 50148.7261 | 24850.2478 | 253987.6414 | 712208.3439 | 352921.3038 | 3607112.9111 | 3923481.2877 | 609660.7139 | 230358.1361 | 3083462.4377 | 787457.7173 | 122205.8725 | 47564.407 | 617687.4378 |  | 378 | 214-583R | 328986.6153 | 160323.6465 | 9020.4856 | 309436.2639 | 147280.3975 | 3007.3896 | 14717.8128 | 8210.7103 | 1180.5574 | 4832.5386 | 50148.7261 | 23940.5762 | 493.0568 | 50114.3263 | 23919.7129 | 486.8182 | 30.6171 | 17.0805 | 2.4559 | 3.7827 | 253987.6414 | 121435.479 | 3003.9321 | 251967.1477 | 120114.2118 | 2438.0964 | 1581.5159 | 882.2893 | 126.8579 | 438.9778 | 24850.2478 | 14947.5914 | 5523.4968 | 7354.7899 | 3246.4728 | 82.475 | 13105.6797 | 7311.3405 | 1051.2437 | 4389.7781 | 0.020393 | 0.0094972 | 0.000241 | 0.043118 | 0.024463 | 0.0043118 | 0.0069024 | 5000000 | no RA
214-613R | 480861.655 | 239891.3862 | 236841.5933 | 4128.6755 | 49.89% | 49.25% | 0.8586% | 234219.1949 | 451280.659 | 20485.0474 | 92806.7151 | 120927.4325 | 36993.4761 | 192861.4871 | 221425.6958 | 214 | 0.43289 | 0.24678 | 0.047144 | 1110822.8391 | 37419.2725 | 217067.7945 | 226374.5881 | 86441.0419 | 501441.2382 | 522940.5589 | 999424.0324 | 87410.6353 | 396010.504 | 516002.8931 | 627463.1237 | 51435.9337 | 268155.6782 | 307871.5118 |  | 379 | 214-613R | 480861.655 | 246642.4601 | 29580.996 | 239891.3862 | 108272.512 | 2454.1408 | 236841.5933 | 134241.2725 | 22998.1797 | 4128.6755 | 37419.2725 | 16934.2251 | 425.7964 | 36947.1919 | 16665.2509 | 377.0377 | 468.8488 | 265.7424 | 45.5269 | 3.2317 | 226374.5881 | 105447.1556 | 4948.8923 | 199949.6889 | 90307.1149 | 2044.316 | 26049.8589 | 14765.0003 | 2529.536 | 375.0403 | 217067.7945 | 124261.0794 | 24206.3073 | 2994.5054 | 1300.1462 | 32.7871 | 210322.8856 | 119210.5298 | 20423.1168 | 3750.4034 | 0.016958 | 0.0079234 | 0.0002004 | 0.40998 | 0.23292 | 0.040998 | 0.005945 | 5000000 | no RA
214-647R | 2287381.7618 | 2121924.9335 | 159567.9918 | 5888.8365 | 92.77% | 6.976% | 0.2574% | 750549.2012 | 2234955.9256 | 109429.6342 | 62444.2286 | 578675.3383 | 335334.9316 | 131120.5338 | 1768500.4601 | 214 | 0.23844 | 0.14413 | 0.028007 | 9593273.5064 | 340414.9806 | 149904.7002 | 1797062.081 | 1427699.5949 | 628699.9454 | 7536873.9661 | 10662496.674 | 1554585.774 | 887098.9125 | 8220811.9875 | 1871856.5868 | 280855.1584 | 109818.1991 | 1481183.2292 |  | 380 | 214-647R | 2287381.7618 | 1536832.5606 | 52425.8362 | 2121924.9335 | 1440643.6634 | 31538.1557 | 159567.9918 | 90300.0607 | 14998.844 | 5888.8365 | 340414.9806 | 230985.3464 | 5080.049 | 339913.4902 | 230699.5503 | 5028.7344 | 496.8809 | 281.1866 | 46.7051 | 4.6095 | 1797062.081 | 1218386.7427 | 28561.6209 | 1779993.1091 | 1208495.1431 | 26472.5479 | 16534.0421 | 9356.6698 | 1554.1433 | 534.9297 | 149904.7002 | 87460.4715 | 18784.1664 | 2018.3342 | 1448.97 | 36.8735 | 142537.0687 | 80662.2043 | 13397.9956 | 5349.2972 | 0.042459 | 0.028997 | 0.0007374 | 0.18745 | 0.10661 | 0.018745 | 0.0085248 | 5000000 | no RA
215-1531R | 1398985.2484 | 1177262.0528 | 215731.6473 | 5991.5483 | 84.15% | 15.42% | 0.4283% | 596956.0696 | 1352768.5793 | 90206.4209 | 85540.4679 | 421209.1808 | 207240.669 | 179627.7794 | 965900.1308 | 215 | 0.20291 | 0.11899 | 0.025844 | 6894582.4882 | 210858.3893 | 203357.3605 | 984769.4985 | 1039167.8972 | 1002200.7725 | 4853213.8185 | 6740477.3523 | 1018557.9273 | 965872.7268 | 4756046.6982 | 1788266.2821 | 273957.7977 | 237455.4718 | 1276853.0126 |  | 381 | 215-1531R | 1398985.2484 | 802029.1787 | 46216.6691 | 1177262.0528 | 673948.8886 | 20049.5221 | 215731.6473 | 122088.7418 | 20175.5987 | 5991.5483 | 210858.3893 | 120651.9685 | 3617.7203 | 210575.3377 | 120489.7457 | 3586.9975 | 278.3617 | 157.5329 | 26.0329 | 4.6899 | 984769.4985 | 563560.3177 | 18869.3677 | 963758.287 | 551433.2214 | 16411.0029 | 20466.9517 | 11582.8364 | 1914.1049 | 544.2599 | 203357.3605 | 117816.8926 | 23729.5811 | 2928.4281 | 2025.9216 | 51.5216 | 194986.3339 | 110348.3725 | 18235.461 | 5442.5985 | 0.026648 | 0.014948 | 0.0003792 | 0.16755 | 0.095329 | 0.016755 | 0.00871 | 5000000 | no RA
215-1534R | 1734145.2371 | 1543038.722 | 185477.7195 | 5628.7956 | 88.98% | 10.7% | 0.3246% | 777093.3704 | 1689443.1427 | 128928.1563 | 73718.7337 | 574446.4803 | 281586.3258 | 153954.5714 | 1253902.2455 | 215 | 0.1982 | 0.11556 | 0.025191 | 8749268.3676 | 285636.3746 | 174837.6975 | 1273671.165 | 1441118.7962 | 882107.1637 | 6426042.4077 | 8282090.4241 | 1374087.9663 | 785678.0692 | 6122324.3886 | 1774526.3945 | 295767.4957 | 161707.9875 | 1317050.9114 |  | 382 | 215-1534R | 1734145.2371 | 957051.8667 | 44702.0944 | 1543038.722 | 846452.5426 | 21729.4219 | 185477.7195 | 104970.5285 | 17343.8769 | 5628.7956 | 285636.3746 | 156708.2182 | 4050.0488 | 285342.4659 | 156539.9691 | 4018.5717 | 289.5027 | 163.8431 | 27.0712 | 4.406 | 1273671.165 | 699224.6847 | 19768.9195 | 1256438.775 | 689250.1332 | 17694.036 | 16721.0819 | 9463.2434 | 1563.5753 | 511.3082 | 174837.6975 | 101118.9638 | 20883.1261 | 1257.481 | 662.4403 | 16.8142 | 168467.135 | 95343.442 | 15753.2304 | 5113.0815 | 0.022842 | 0.012266 | 0.0003122 | 0.1672 | 0.095133 | 0.01672 | 0.0081584 | 5000000 | no RA
215-1544R | 205906.9184 | 179572.3772 | 24660.0457 | 1674.4955 | 87.21% | 11.98% | 0.8132% | 66892.0552 | 196769.302 | 11352.6659 | 9642.9544 | 45896.4349 | 35211.3579 | 20158.5382 | 141399.4059 | 215 | 0.10891 | 0.063743 | 0.012372 | 1890646.6037 | 36276.9115 | 23649.3612 | 145980.6457 | 333096.2362 | 217149.5001 | 1340400.8673 | 2180878.459 | 370130.4199 | 314388.7772 | 1496359.2619 | 738560.3566 | 132163.4666 | 75663.7188 | 530733.1711 |  | 383 | 215-1544R | 205906.9184 | 139014.8633 | 9137.6164 | 179572.3772 | 123466.8336 | 5251.2008 | 24660.0457 | 13873.5341 | 2211.9201 | 1674.4955 | 36276.9115 | 24924.2456 | 1065.5536 | 36220.9868 | 24892.2095 | 1059.3442 | 54.614 | 30.7254 | 4.8987 | 1.3107 | 145980.6457 | 100084.2108 | 4581.2399 | 143139.2943 | 98419.1572 | 4187.9164 | 2689.2438 | 1512.9459 | 241.2158 | 152.1077 | 23649.3612 | 14006.4068 | 3490.823 | 212.0961 | 155.4669 | 3.9402 | 21916.188 | 12329.8628 | 1965.8057 | 1521.0771 | 0.0083662 | 0.0056268 | 0.0001426 | 0.098125 | 0.055699 | 0.0098124 | 0.0024172 | 5000000 | no RA
215-38R | 650178.4452 | 592616.305 | 53636.7982 | 3925.342 | 91.15% | 8.25% | 0.6037% | 195310.2472 | 633537.9222 | 30168.1581 | 22786.702 | 142355.3871 | 102387.6127 | 51171.0526 | 479979.2569 | 215 | 0.12528 | 0.076372 | 0.015883 | 5189802.4042 | 103775.3922 | 59168.9619 | 487234.0911 | 828347.6388 | 472293.7568 | 3889161.0085 | 5955955.0359 | 919973.2008 | 694876.8667 | 4341104.9685 | 1047707.1392 | 169322.5126 | 84623.6275 | 793760.9992 |  | 384 | 215-38R | 650178.4452 | 454868.198 | 16640.523 | 592616.305 | 420784.3918 | 7901.1442 | 53636.7982 | 30158.4642 | 4814.0368 | 3925.342 | 103775.3922 | 73607.2341 | 1387.7795 | 103645.994 | 73533.1322 | 1373.3689 | 126.3256 | 71.0293 | 11.338 | 3.0726 | 487234.0911 | 344878.7041 | 7254.8342 | 481041.8802 | 341240.9172 | 6374.5009 | 5835.641 | 3281.2169 | 523.7634 | 356.5699 | 59168.9619 | 36382.2598 | 7997.9093 | 7928.4308 | 6010.3424 | 153.2744 | 47674.8316 | 26806.2179 | 4278.9353 | 3565.6995 | 0.020867 | 0.014705 | 0.000374 | 0.098782 | 0.056037 | 0.0098782 | 0.0056306 | 5000000 | no RA
216-1859F | 1336094.6052 | 1224268.8013 | 106419.9174 | 5405.8865 | 91.63% | 7.965% | 0.4046% | 670665.3453 | 1304100.2652 | 113757.2595 | 42373.6019 | 514534.4839 | 220073.6293 | 88064.2219 | 995962.4139 | 216 | 0.15704 | 0.090465 | 0.020547 | 8507761.5425 | 223163.1207 | 101795.0612 | 1011136.4233 | 1421021.0929 | 648193.7012 | 6438546.7484 | 7355686.7535 | 1247660.6595 | 464742.8772 | 5643283.2168 | 1557159.8251 | 262778.7321 | 105153.0101 | 1189228.0829 |  | 385 | 216-1859F | 1336094.6052 | 665429.2599 | 31994.3401 | 1224268.8013 | 600074.1442 | 16831.5335 | 106419.9174 | 59949.2292 | 9756.92 | 5405.8865 | 223163.1207 | 109405.8612 | 3089.4914 | 222972.887 | 109296.8496 | 3068.2066 | 186.0022 | 104.7801 | 17.0533 | 4.2315 | 1011136.4233 | 496601.9394 | 15174.0094 | 1000511.0223 | 490401.9301 | 13753.8008 | 10134.3414 | 5708.9497 | 929.149 | 491.0595 | 101795.0612 | 59421.4593 | 13730.8393 | 784.892 | 375.3645 | 9.5261 | 96099.5738 | 54135.4994 | 8810.7178 | 4910.5955 | 0.024139 | 0.011704 | 0.0002958 | 0.12517 | 0.071026 | 0.012517 | 0.0077338 | 5000000 | no RA
216-220R | 7046.2607 | 6976.8387 | 0 | 69.422 | 99.01% | 0% | 0.9852% | 1945.2411 | 6973.4835 | 316.9114 | 0 | 1628.3298 | 1137.1391 | 0 | 5836.3444 | 216 | 0.000285 | 0.0002404 | 0.0001032 | 24723721.7905 | 1137.7324 | 63.0615 | 5845.4668 | 3992043.3947 | 221268.414 | 20510409.9818 | 21218883.4509 | 3456900.5246 | 0 | 17761982.9264 | 705206.0077 | 114995.2263 | 0 | 590210.7814 |  | 386 | 216-220R | 7046.2607 | 5101.0196 | 72.7773 | 6976.8387 | 5031.5976 | 3.3553 | 0 | 0 | 0 | 69.422 | 1137.7324 | 820.821 | 0.59329 | 1137.678 | 820.7667 | 0.53895 | 0 | 0 | 0 | 0.05434 | 5845.4668 | 4217.1371 | 9.1225 | 5839.1607 | 4210.8309 | 2.8163 | 0 | 0 | 0 | 6.3061 | 63.0615 | 63.0615 | 63.0615 | 0 | 0 | 0 | 0 | 0 | 0 | 63.0615 | 0.0001854 | 0.0001408 | 3.6e-06 | 0 | 0 | 0 | 9.96e-05 | 5000000 | no RA
217-41AE | 548124.8181 | 335886.8724 | 203015.382 | 9222.5636 | 61.28% | 37.04% | 1.683% | 200994.4534 | 514326.7501 | 17983.8633 | 79396.5033 | 103614.0868 | 52527.9693 | 166592.0194 | 295206.7614 | 217 | 0.19664 | 0.12142 | 0.02824 | 2787484.4921 | 53506.3311 | 191450.1249 | 303168.3621 | 272106.03 | 973618.1186 | 1541760.3435 | 2858861.2384 | 255794.9672 | 1129302.7342 | 1473763.537 | 1196806.9613 | 122229.3792 | 387649.4631 | 686928.1191 |  | 387 | 217-41AE | 548124.8181 | 347130.3646 | 33798.0679 | 335886.8724 | 223375.408 | 5764.7863 | 203015.382 | 114532.3931 | 18810.7181 | 9222.5636 | 53506.3311 | 35522.4678 | 978.3618 | 52858.7017 | 35153.9573 | 911.8045 | 640.4105 | 361.2915 | 59.3383 | 7.219 | 303168.3621 | 199554.2752 | 7961.6007 | 276746.6034 | 184283.1435 | 4753.3153 | 25584.0001 | 14433.3731 | 2370.5269 | 837.7586 | 191450.1249 | 112053.6215 | 24858.1055 | 6281.5674 | 3938.3071 | 99.6665 | 176790.9715 | 99737.7284 | 16380.853 | 8377.586 | 0.04004 | 0.026808 | 0.0006812 | 0.14338 | 0.081393 | 0.014338 | 0.013221 | 5000000 | no RA
217-48AE | 701577.1029 | 377370.3448 | 314384.6295 | 9822.1287 | 53.79% | 44.81% | 1.4% | 271859.1069 | 656031.9518 | 22673.2187 | 120386.5956 | 128799.2927 | 62266.957 | 250450.491 | 343314.5038 | 217 | 0.20236 | 0.12387 | 0.029252 | 3466988.9133 | 63430.2853 | 284710.0908 | 353436.7268 | 313453.924 | 1406954.0242 | 1746580.9651 | 3468975.8511 | 289314.7442 | 1536156.7154 | 1643504.3915 | 1556971.4329 | 147779.1942 | 594398.274 | 814793.9647 |  | 388 | 217-48AE | 701577.1029 | 429717.996 | 45545.1511 | 377370.3448 | 242503.6399 | 6595.2114 | 314384.6295 | 177392.2274 | 29127.8111 | 9822.1287 | 63430.2853 | 40757.0667 | 1163.3283 | 62829.5484 | 40414.7494 | 1100.694 | 593.0486 | 334.629 | 54.9461 | 7.6883 | 353436.7268 | 224637.4341 | 10122.223 | 311873.028 | 200796.2408 | 5461.7791 | 40671.477 | 22948.9715 | 3768.2221 | 892.2219 | 284710.0908 | 164323.4952 | 34259.5998 | 2667.7684 | 1292.6497 | 32.7384 | 273120.1039 | 154108.627 | 25304.6429 | 8922.2185 | 0.045211 | 0.028496 | 0.0007242 | 0.14291 | 0.081142 | 0.014291 | 0.014237 | 5000000 | no RA
217-835R | 1459420.0404 | 1321639.6473 | 127901.2526 | 9879.1405 | 90.56% | 8.764% | 0.6769% | 423397.3185 | 1410240.9207 | 61621.6121 | 47026.999 | 314748.7075 | 216854.6056 | 99637.7901 | 1093748.525 | 217 | 0.28412 | 0.17579 | 0.036357 | 5136581.9301 | 221484.9263 | 118639.5725 | 1119295.5417 | 779539.4325 | 417564.421 | 3939478.0766 | 5893638.775 | 857765.2867 | 654610.0611 | 4381263.4271 | 1352687.5365 | 208004.5458 | 95571.4693 | 1049111.5214 |  | 389 | 217-835R | 1459420.0404 | 1036022.7219 | 49179.1197 | 1321639.6473 | 953778.3613 | 27197.349 | 127901.2526 | 72365.2201 | 12102.6302 | 9879.1405 | 221484.9263 | 159863.3142 | 4630.3207 | 220969.0702 | 159568.0904 | 4574.5067 | 508.1231 | 287.4909 | 48.081 | 7.7329 | 1119295.5417 | 804546.8342 | 25547.0167 | 1096131.2781 | 791051.0703 | 22542.6186 | 22266.8629 | 12598.3632 | 2106.9974 | 897.4007 | 118639.5725 | 71612.5735 | 19001.7823 | 4539.299 | 3159.2006 | 80.2237 | 105126.2665 | 59479.366 | 9947.5517 | 8974.0069 | 0.058771 | 0.041596 | 0.0010562 | 0.21117 | 0.12001 | 0.021117 | 0.014184 | 5000000 | no RA
217-837R | 680508.0067 | 489514.9052 | 183275.1403 | 7717.9613 | 71.93% | 26.93% | 1.134% | 243671.0788 | 649195.3987 | 28017.3539 | 76693.4444 | 138960.2804 | 82900.9065 | 162616.8382 | 403677.654 | 217 | 0.14269 | 0.088956 | 0.021113 | 4769089.1444 | 84174.6864 | 184364.1404 | 411969.1799 | 589907.2153 | 1292048.017 | 2887133.9121 | 4910718.8956 | 564635.5322 | 1545607.9099 | 2800475.4535 | 1483124.2006 | 189391.8856 | 371507.5133 | 922224.8018 |  | 390 | 217-837R | 680508.0067 | 436836.9279 | 31312.608 | 489514.9052 | 326065.5928 | 7240.9933 | 183275.1403 | 103053.3739 | 16353.6534 | 7717.9613 | 84174.6864 | 56157.3325 | 1273.7799 | 83827.0799 | 55959.2333 | 1237.2608 | 341.5653 | 192.058 | 30.4779 | 6.0413 | 411969.1799 | 273008.8995 | 8291.5259 | 390852.117 | 260828.1599 | 5768.723 | 20415.9793 | 11479.6559 | 1821.7192 | 701.0836 | 184364.1404 | 107670.696 | 21747.3022 | 14835.7083 | 9278.1996 | 235.0095 | 162517.5957 | 91381.66 | 14501.4563 | 7010.8364 | 0.038224 | 0.024851 | 0.0006312 | 0.093318 | 0.052956 | 0.0093318 | 0.01115 | 5000000 | no RA
217-972R | 360986.5899 | 232548.532 | 121929.0469 | 6509.011 | 64.42% | 33.78% | 1.803% | 159426.292 | 341004.213 | 17893.4377 | 46118.8579 | 95413.9964 | 38742.1412 | 96328.6173 | 205933.4545 | 217 | 0.18227 | 0.10696 | 0.024149 | 1980495.9976 | 39147.3877 | 111952.2113 | 209886.9909 | 214775.969 | 614208.1524 | 1151511.8762 | 1884364.5273 | 211494.345 | 545109.2087 | 1127760.9736 | 827448.1707 | 94007.9701 | 233741.7989 | 499698.4017 |  | 391 | 217-972R | 360986.5899 | 201560.2979 | 19982.3769 | 232548.532 | 126223.3072 | 2170.1127 | 121929.0469 | 68827.9796 | 11303.2531 | 6509.011 | 39147.3877 | 21253.95 | 405.2465 | 38663.7499 | 20978.7214 | 355.7889 | 478.5429 | 270.1336 | 44.3626 | 5.0949 | 209886.9909 | 114472.9945 | 3953.5364 | 192341.2879 | 104311.0837 | 1790.535 | 16954.4379 | 9570.6457 | 1571.7363 | 591.2651 | 111952.2113 | 65833.3534 | 15623.594 | 1543.4942 | 933.5021 | 23.7887 | 104496.0661 | 58987.2003 | 9687.1543 | 5912.651 | 0.028671 | 0.015698 | 0.0003998 | 0.14428 | 0.081944 | 0.014428 | 0.0093218 | 5000000 | no RA
217-983R | 1187484.0636 | 1093496.6135 | 89991.3595 | 3996.0906 | 92.09% | 7.578% | 0.3365% | 581486.0202 | 1157272.5602 | 86665.4584 | 35813.678 | 459006.8838 | 171773.9218 | 74745.9721 | 910752.6662 | 217 | 0.2438 | 0.13978 | 0.027369 | 4870826.2657 | 174619.2112 | 86088.5048 | 926776.3477 | 716253.6882 | 353118.1287 | 3801454.4489 | 4335419.8035 | 646156.7973 | 267018.163 | 3422244.8432 | 1103874.6397 | 163848.0705 | 71297.1048 | 868729.4643 |  | 392 | 217-983R | 1187484.0636 | 605998.0435 | 30211.5035 | 1093496.6135 | 551059.8695 | 17698.0363 | 89991.3595 | 50942.0834 | 8517.3766 | 3996.0906 | 174619.2112 | 87953.7528 | 2845.2894 | 174485.3419 | 87876.6151 | 2829.7872 | 130.7413 | 74.0097 | 12.3742 | 3.1279 | 926776.3477 | 467769.4639 | 16023.6814 | 917877.0555 | 462574.2625 | 14852.7534 | 8536.2956 | 4832.2048 | 807.9314 | 362.9966 | 86088.5048 | 50274.8268 | 11342.5327 | 1134.2161 | 608.9919 | 15.4957 | 81324.3227 | 46035.8689 | 7697.071 | 3629.9661 | 0.025816 | 0.013327 | 0.0003392 | 0.21217 | 0.12064 | 0.021217 | 0.0058128 | 5000000 | no RA
220-288R | 437675.1587 | 358859.9353 | 74738.4598 | 4076.7636 | 81.99% | 17.08% | 0.9315% | 114093.1222 | 419850.0588 | 11215.1893 | 29542.5207 | 73335.4122 | 48550.3091 | 65349.2876 | 305950.4621 | 220 | 0.37523 | 0.22033 | 0.040814 | 1166410.8929 | 49457.5764 | 75366.4744 | 312851.1079 | 131805.1864 | 200852.7898 | 833752.9167 | 1468631.1677 | 144364.3246 | 380277.6699 | 943989.1731 | 436744.1229 | 50503.8924 | 67978.8336 | 318261.3969 |  | 393 | 220-288R | 437675.1587 | 323582.0365 | 17825.0999 | 358859.9353 | 277160.0546 | 6530.1219 | 74738.4598 | 42345.2183 | 7218.2144 | 4076.7636 | 49457.5764 | 38242.3872 | 907.2673 | 49361.0889 | 38186.3363 | 895.0657 | 93.2965 | 52.8598 | 9.0105 | 3.1911 | 312851.1079 | 239515.6957 | 6900.6459 | 301637.5856 | 233001.8463 | 5483.0888 | 10843.1976 | 6143.5246 | 1047.2322 | 370.3248 | 75366.4744 | 45823.9537 | 10017.1868 | 7861.2608 | 5971.872 | 151.9674 | 63801.9658 | 36148.8339 | 6161.9716 | 3703.2477 | 0.024519 | 0.018552 | 0.000472 | 0.34486 | 0.19592 | 0.034486 | 0.0058558 | 5000000 | no RA
220-294R | 720939.8586 | 425103.2073 | 287765.1546 | 8071.4967 | 58.97% | 39.92% | 1.12% | 305976.1576 | 679206.7531 | 23606.8363 | 111599.9722 | 170769.349 | 54230.1431 | 233945.5344 | 391031.0757 | 220 | 0.44397 | 0.25788 | 0.050737 | 1623836.4355 | 55064.1879 | 266111.3829 | 399764.2878 | 124025.9274 | 599386.1406 | 900424.3675 | 1609146.1044 | 124149.7019 | 586910.6337 | 898085.7688 | 822531.4149 | 65673.6644 | 283312.1881 | 473545.5625 |  | 394 | 220-294R | 720939.8586 | 414963.7009 | 41733.1054 | 425103.2073 | 243783.8313 | 5770.7449 | 287765.1546 | 163108.3729 | 27890.8638 | 8071.4967 | 55064.1879 | 31457.3515 | 834.0448 | 54089.775 | 30902.307 | 733.8968 | 968.0949 | 548.7265 | 93.83 | 6.318 | 399764.2878 | 228994.9388 | 8733.2121 | 367860.6185 | 210593.9836 | 4978.8999 | 31170.4713 | 17667.7571 | 3021.1141 | 733.1981 | 266111.3829 | 154511.4106 | 32165.8485 | 3152.8138 | 2287.5407 | 57.9482 | 255626.5884 | 144891.8893 | 24775.9197 | 7331.9806 | 0.047871 | 0.027814 | 0.0007052 | 0.38452 | 0.21848 | 0.038452 | 0.01158 | 5000000 | no RA
220-298R | 1053283.8063 | 680468.5488 | 352935.7147 | 19879.5429 | 64.6% | 33.51% | 1.887% | 424650.9361 | 988071.9068 | 33826.4937 | 134475.8541 | 256348.5883 | 81359.9634 | 282308.6417 | 624403.3017 | 220 | 0.50177 | 0.30335 | 0.068365 | 2099145.8724 | 82773.5204 | 330286.7146 | 640223.5714 | 164963.7947 | 658246.1341 | 1275935.9436 | 2072299.4603 | 165073.5198 | 656243.0839 | 1250982.8566 | 953875.648 | 78544.17 | 272538.1996 | 602793.2785 |  | 395 | 220-298R | 1053283.8063 | 628632.8702 | 65211.8995 | 680468.5488 | 408651.9756 | 11130.1763 | 352935.7147 | 200101.3517 | 34202.1802 | 19879.5429 | 82773.5204 | 48947.0266 | 1413.557 | 82278.8918 | 48659.8523 | 1351.5709 | 479.0678 | 271.6135 | 46.4254 | 15.5608 | 640223.5714 | 383874.9831 | 15820.2696 | 593874.796 | 356814.9747 | 9697.8984 | 44542.9588 | 25254.1919 | 4316.5547 | 1805.8166 | 330286.7146 | 195810.8605 | 47978.0728 | 4314.861 | 3177.1486 | 80.707 | 307913.688 | 174575.5463 | 29839.2002 | 18058.1656 | 0.090418 | 0.057197 | 0.0014522 | 0.38271 | 0.21751 | 0.038271 | 0.028642 | 5000000 | no RA
221-1230F | 637224.5125 | 633919.1535 | 0 | 3305.359 | 99.48% | 0% | 0.5187% | 152763.2375 | 621375.9375 | 22876.9899 | 0 | 129886.2476 | 93019.6373 | 0 | 528356.3002 | 221 | 0.035843 | 0.02837 | 0.0053502 | 17778114.4686 | 94892.9446 | 3002.5197 | 539329.0482 | 2647446.2274 | 83768.1831 | 15046900.0581 | 17076654.5767 | 2557306.7283 | 0 | 14519347.8484 | 2962239.7324 | 443445.6645 | 0 | 2518794.0678 |  | 396 | 221-1230F | 637224.5125 | 484461.275 | 15848.575 | 633919.1535 | 481155.916 | 12543.216 | 0 | 0 | 0 | 3305.359 | 94892.9446 | 72015.9547 | 1873.3073 | 94890.3573 | 72013.3674 | 1870.72 | 0 | 0 | 0 | 2.5873 | 539329.0482 | 409442.8006 | 10972.748 | 539028.7962 | 409142.5486 | 10672.496 | 0 | 0 | 0 | 300.252 | 3002.5197 | 3002.5197 | 3002.5197 | 0 | 0 | 0 | 0 | 0 | 0 | 3002.5197 | 0.031093 | 0.023619 | 0.0005996 | 0 | 0 | 0 | 0.0047506 | 5000000 | no RA
221-1235F | 230856.5544 | 0 | 230856.5544 | 0 | 0% | 100% | 0% | 7171.4283 | 14969.0789 | 10.8852 | 6493.1759 | 667.3673 | 22.7209 | 13553.3477 | 1393.0103 | 221 | 0.16409 | 0.16409 | 0.16409 | 1406876.125 | 350.4063 | 209022.8254 | 21483.3226 | 2135.4314 | 1273817.9491 | 130922.7446 | 1363172.3137 | 2069.0954 | 1234247.5147 | 126855.7036 | 1315652.2058 | 1996.9669 | 1191221.7178 | 122433.5211 |  | 397 | 221-1235F | 230856.5544 | 223685.126 | 215887.4755 | 0 | 0 | 0 | 230856.5544 | 223685.126 | 215887.4755 | 0 | 350.4063 | 339.5212 | 327.6855 | 0 | 0 | 0 | 350.4063 | 339.5212 | 327.6855 | 0 | 21483.3226 | 20815.9554 | 20090.3124 | 0 | 0 | 0 | 21483.3226 | 20815.9554 | 20090.3124 | 0 | 209022.8254 | 202529.6495 | 195469.4776 | 0 | 0 | 0 | 209022.8254 | 202529.6495 | 195469.4776 | 0 | 0 | 0 | 0 | 0.16409 | 0.16409 | 0.16409 | 0 | 5000000 | no RA
221-1237F | 2431.0804 | 0 | 2431.0804 | 0 | 0% | 100% | 0% | 75.0626 | 156.6814 | 0.051014 | 59.201 | 15.8106 | 0.10648 | 123.5729 | 33.0021 | 221 | 0.16564 | 0.16564 | 0.16564 | 14676.6615 | 1.6522 | 1917.3657 | 512.0624 | 9.9745 | 11575.3178 | 3091.3692 | 14223.5013 | 9.6665 | 11217.9155 | 2995.9194 | 13730.7612 | 9.3316 | 10829.2968 | 2892.1327 |  | 398 | 221-1237F | 2431.0804 | 2356.0177 | 2274.399 | 0 | 0 | 0 | 2431.0804 | 2356.0177 | 2274.399 | 0 | 1.6522 | 1.6012 | 1.5457 | 0 | 0 | 0 | 1.6522 | 1.6012 | 1.5457 | 0 | 512.0624 | 496.2519 | 479.0604 | 0 | 0 | 0 | 512.0624 | 496.2519 | 479.0604 | 0 | 1917.3657 | 1858.1647 | 1793.7929 | 0 | 0 | 0 | 1917.3657 | 1858.1647 | 1793.7929 | 0 | 0 | 0 | 0 | 0.16564 | 0.16564 | 0.16564 | 0 | 5000000 | no RA
221-1249R | 232054.9566 | 106272.318 | 114115.5622 | 11667.0764 | 45.8% | 49.18% | 5.028% | 100600.2611 | 208168.493 | 5290.8238 | 51968.8596 | 43340.5778 | 10847.8595 | 107067.9108 | 90252.7227 | 221 | 0.32343 | 0.17768 | 0.03508 | 717478.5755 | 11048.9936 | 127403.2421 | 93602.7209 | 34161.8051 | 393911.4165 | 289405.3538 | 739833.7446 | 38909.7397 | 382189.0275 | 318734.9774 | 680906.2494 | 35482.6767 | 350212.5058 | 295211.0669 |  | 399 | 221-1249R | 232054.9566 | 131454.6955 | 23886.4636 | 106272.318 | 55332.7286 | 1545.7786 | 114115.5622 | 64454.8905 | 10673.6086 | 11667.0764 | 11048.9936 | 5758.1698 | 201.1341 | 10735.435 | 5577.091 | 163.5277 | 304.4262 | 171.9464 | 28.474 | 9.1324 | 93602.7209 | 50262.1431 | 3349.9981 | 80897.8845 | 42624.9738 | 1200.9872 | 11645.0233 | 6577.3562 | 1089.1978 | 1059.8131 | 127403.2421 | 75434.3826 | 20335.3313 | 14638.9985 | 7130.6637 | 181.2636 | 102166.1128 | 57705.588 | 9555.9368 | 10598.1309 | 0.14162 | 0.067133 | 0.0017054 | 0.16493 | 0.093666 | 0.016493 | 0.016882 | 5000000 | no RA
221-1251R | 683999.7586 | 463378.8454 | 211402.1518 | 9218.7613 | 67.75% | 30.91% | 1.348% | 349813.5157 | 650210.7907 | 35849.7391 | 87769.0743 | 226194.7023 | 63964.4588 | 181109.7987 | 405136.5332 | 221 | 0.27478 | 0.14953 | 0.030797 | 2489277.7547 | 64669.392 | 207385.8012 | 411944.5654 | 235351.0756 | 754738.3681 | 1499188.3111 | 2234940.9001 | 229042.174 | 560752.1869 | 1445146.5391 | 1097151.2785 | 107932.2102 | 305600.6606 | 683618.4077 |  | 400 | 221-1251R | 683999.7586 | 334186.2429 | 33788.9679 | 463378.8454 | 205618.0521 | 4801.1383 | 211402.1518 | 119349.4295 | 19769.0683 | 9218.7613 | 64669.392 | 28819.6529 | 704.9332 | 64362.7177 | 28643.3744 | 669.7137 | 299.4583 | 169.0625 | 28.0036 | 7.216 | 411944.5654 | 185749.8631 | 6808.0322 | 390426.0912 | 173236.7275 | 4036.6495 | 20681.061 | 11675.7224 | 1933.9695 | 837.4132 | 207385.8012 | 119616.7269 | 26276.0025 | 8590.0366 | 3737.9502 | 94.7751 | 190421.6325 | 107504.6446 | 17807.0953 | 8374.1321 | 0.097077 | 0.042922 | 0.0010896 | 0.16444 | 0.093342 | 0.016444 | 0.013264 | 5000000 | no RA
221-23R | 764985.829 | 514501.149 | 244694.3876 | 5790.2924 | 67.26% | 31.99% | 0.7569% | 234387.418 | 726179.6785 | 22470.6929 | 98732.2049 | 113184.5202 | 88437.6051 | 208867.3119 | 428874.7615 | 221 | 0.19945 | 0.12172 | 0.0253 | 3835526.7055 | 90249.8998 | 235100.7197 | 439635.2096 | 452499.7558 | 1178760.5137 | 2204266.436 | 4359200.6112 | 417916.026 | 1836248.2568 | 2105036.3284 | 1533815.6917 | 186795.3489 | 441163.4888 | 905856.854 |  | 401 | 221-23R | 764985.829 | 530598.411 | 38806.1505 | 514501.149 | 386601.7281 | 10131.386 | 244694.3876 | 138206.3905 | 22884.4721 | 5790.2924 | 90249.8998 | 67779.2069 | 1812.2947 | 89926.1492 | 67594.3762 | 1777.9082 | 319.2182 | 180.2983 | 29.8541 | 4.5324 | 439635.2096 | 326450.6893 | 10760.448 | 417575.8969 | 313762.4198 | 8220.6149 | 21533.3345 | 12162.2913 | 2013.8549 | 525.9782 | 235100.7197 | 136368.5148 | 26233.4078 | 6999.1028 | 5244.9322 | 132.8629 | 222841.835 | 125863.8008 | 20840.763 | 5259.7819 | 0.026617 | 0.019963 | 0.000507 | 0.16449 | 0.093411 | 0.016449 | 0.0083448 | 5000000 | no RA
221-344R | 642337.1623 | 538229.0428 | 96448.0387 | 7660.0809 | 83.79% | 15.02% | 1.193% | 195314.6509 | 615864.8693 | 22064.6362 | 37427.3271 | 135822.6875 | 76045.9554 | 78402.8167 | 461416.0971 | 221 | 0.2115 | 0.12987 | 0.028261 | 3037043.6533 | 77467.3155 | 93376.5663 | 471493.2805 | 366274.3381 | 441495.0975 | 2229274.2177 | 3442204.0042 | 388864.7302 | 659615.1123 | 2393724.1617 | 936694.3256 | 115661.4356 | 119246.0834 | 701786.8067 |  | 402 | 221-344R | 642337.1623 | 447022.5114 | 26472.293 | 538229.0428 | 384886.8499 | 9788.103 | 96448.0387 | 54475.5807 | 9024.1092 | 7660.0809 | 77467.3155 | 55402.6794 | 1421.3601 | 77345.4604 | 55331.244 | 1404.5239 | 115.8592 | 65.4394 | 10.8403 | 5.9959 | 471493.2805 | 335670.5929 | 10077.1833 | 459939.554 | 328842.0302 | 8365.4437 | 10857.9006 | 6132.7368 | 1015.9137 | 695.8259 | 93376.5663 | 55949.2392 | 14973.7496 | 944.0284 | 713.5757 | 18.1354 | 85474.2789 | 48277.4045 | 7997.3552 | 6958.259 | 0.034505 | 0.024575 | 0.0006244 | 0.16595 | 0.094249 | 0.016595 | 0.011042 | 5000000 | no RA
221-35 | 111398.7658 | 107636.2386 | 3329.6295 | 432.8977 | 96.62% | 2.989% | 0.3886% | 45013.5511 | 109346.0582 | 6607.3331 | 1833.6452 | 36572.5727 | 16178.8232 | 3834.605 | 89332.6301 | 221 | 0.17281 | 0.098469 | 0.017384 | 644647.8919 | 16375.8183 | 4515.3068 | 90507.6406 | 94764.3961 | 26129.4009 | 523754.0949 | 674173.7468 | 98958.8783 | 27462.7404 | 547752.1281 | 118080.2757 | 17471.1365 | 4140.9011 | 96468.2382 |  | 403 | 221-35 | 111398.7658 | 66385.2147 | 2052.7075 | 107636.2386 | 64071.206 | 1308.1951 | 3329.6295 | 1881.1111 | 311.6147 | 432.8977 | 16375.8183 | 9768.4852 | 196.9951 | 16369.6599 | 9764.8585 | 196.1116 | 5.8195 | 3.2878 | 0.54464 | 0.33885 | 90507.6406 | 53935.0679 | 1175.0105 | 90038.8797 | 53653.1289 | 1095.4967 | 429.4374 | 242.6154 | 40.1904 | 39.3235 | 4515.3068 | 2681.6616 | 680.7018 | 1227.699 | 653.2185 | 16.5868 | 2894.3726 | 1635.2078 | 270.8797 | 393.2353 | 0.0054186 | 0.0031092 | 7.9e-05 | 0.16676 | 0.094731 | 0.016676 | 0.0006292 | 5000000 | no RA
221-37AE | 769734.2531 | 655310.3873 | 109213.6087 | 5210.2572 | 85.13% | 14.19% | 0.6769% | 244075.941 | 741254.4718 | 30726.641 | 45326.8111 | 168022.4888 | 99876.0188 | 100421.3525 | 540957.1004 | 221 | 0.19925 | 0.11962 | 0.024525 | 3863099.9439 | 101928.2861 | 114470.7286 | 553335.2384 | 511552.0775 | 574499.3985 | 2777048.4679 | 4394577.8808 | 553231.9838 | 816107.4819 | 3025238.4151 | 1161245.6312 | 156465.2828 | 157319.5999 | 847460.7486 |  | 404 | 221-37AE | 769734.2531 | 525658.3121 | 28479.7814 | 655310.3873 | 458764.8218 | 13051.8827 | 109213.6087 | 61683.2331 | 10217.6415 | 5210.2572 | 101928.2861 | 71201.6451 | 2052.2673 | 101725.6624 | 71085.4294 | 2029.6137 | 198.5454 | 112.1373 | 18.5752 | 4.0783 | 553335.2384 | 385312.7495 | 12378.138 | 540811.3897 | 378033.3721 | 10777.441 | 12050.5597 | 6806.0885 | 1127.408 | 473.289 | 114470.7286 | 69143.9175 | 14049.3761 | 12773.3352 | 9646.0203 | 244.828 | 96964.5036 | 54765.0073 | 9071.6583 | 4732.8899 | 0.025889 | 0.017931 | 0.0004556 | 0.16588 | 0.094203 | 0.016588 | 0.0074814 | 5000000 | no RA
221-38AE | 225971.151 | 18569.3976 | 206547.1354 | 854.618 | 8.218% | 91.4% | 0.3782% | 94607.5996 | 205639.1815 | 884.4225 | 75817.2844 | 17905.8927 | 3227.0478 | 158013.0461 | 44399.0875 | 221 | 0.16917 | 0.097082 | 0.017839 | 1335757.4181 | 3275.7014 | 175090.7993 | 47604.6503 | 19363.2792 | 1034994.2144 | 281399.9245 | 1353125.1176 | 12649.4519 | 1084376.6499 | 256099.0158 | 1139722.7236 | 17885.4036 | 875762.3814 | 246074.9386 |  | 405 | 221-38AE | 225971.151 | 131363.5514 | 20331.9696 | 18569.3976 | 13811.3723 | 156.5517 | 206547.1354 | 116697.5611 | 19320.7999 | 854.618 | 3275.7014 | 2391.2789 | 48.6536 | 3033.2949 | 2254.0301 | 25.3721 | 241.7375 | 136.5799 | 22.6126 | 0.66895 | 47604.6503 | 29698.7577 | 3205.5628 | 15478.8035 | 11514.1281 | 130.082 | 32048.2151 | 18106.9979 | 2997.8491 | 77.6317 | 175090.7993 | 99273.5148 | 17077.7531 | 57.2992 | 43.2141 | 1.0977 | 174257.1828 | 98453.9834 | 16300.3382 | 776.3173 | 0.002513 | 0.0018668 | 4.74e-05 | 0.16541 | 0.093963 | 0.016541 | 0.0012514 | 5000000 | no RA
221-675R | 383595.7817 | 373744.7953 | 6699.5952 | 3151.3912 | 97.43% | 1.747% | 0.8215% | 178277.7719 | 375479.4252 | 23397.412 | 7768.9677 | 147111.3923 | 49778.3491 | 15808.8734 | 309892.2026 | 221 | 0.22072 | 0.12433 | 0.021878 | 1737926.2711 | 50353.4994 | 19351.968 | 313890.3144 | 228132.5123 | 87676.3906 | 1422117.3682 | 1651345.0872 | 216724.7261 | 71962.1214 | 1362658.2398 | 370979.172 | 49181.7381 | 15619.3985 | 306178.0354 |  | 406 | 221-675R | 383595.7817 | 205318.0098 | 8116.3565 | 373744.7953 | 198381.149 | 4338.0144 | 6699.5952 | 3785.4695 | 626.9508 | 3151.3912 | 50353.4994 | 26956.0874 | 575.1502 | 50303.6125 | 26926.8269 | 568.2459 | 47.4201 | 26.7938 | 4.4376 | 2.4668 | 313890.3144 | 166778.9221 | 3998.1117 | 312744.5851 | 166007.034 | 3631.4169 | 859.4634 | 485.6222 | 80.4289 | 286.2659 | 19351.968 | 11583.0003 | 3543.0946 | 10696.5977 | 5447.2881 | 138.3516 | 5792.7117 | 3273.0535 | 542.0843 | 2862.6586 | 0.049303 | 0.024982 | 0.0006348 | 0.16686 | 0.094794 | 0.016686 | 0.0045574 | 5000000 | no RA
221-6R | 616984.1176 | 612339.6007 | 1233.1727 | 3411.3442 | 99.25% | 0.1999% | 0.5529% | 317898.3644 | 605107.493 | 47261.3293 | 4745.3229 | 265891.7122 | 89615.6286 | 9280.2352 | 506211.6292 | 221 | 0.21604 | 0.12152 | 0.022213 | 2855887.0167 | 90853.9942 | 12575.7407 | 513554.3826 | 420543.6334 | 58210.4038 | 2377132.9796 | 2461299.1696 | 365916.5432 | 36740.2311 | 2058642.3954 | 534679.6221 | 79185.353 | 8200.1177 | 447294.1514 |  | 407 | 221-6R | 616984.1176 | 299085.7531 | 11876.6246 | 612339.6007 | 294977.6624 | 8349.8565 | 1233.1727 | 696.7465 | 115.4238 | 3411.3442 | 90853.9942 | 43592.6649 | 1238.3656 | 90842.9941 | 43585.2883 | 1234.9157 | 8.3299 | 4.7064 | 0.77967 | 2.6702 | 513554.3826 | 247662.6704 | 7342.7535 | 512986.3371 | 247206.9263 | 7008.7099 | 258.1661 | 145.8647 | 24.1641 | 309.8795 | 12575.7407 | 7830.4178 | 3295.5055 | 8510.2695 | 4185.4478 | 106.2309 | 966.6767 | 546.1754 | 90.48 | 3098.7946 | 0.043987 | 0.021638 | 0.0005492 | 0.1671 | 0.094924 | 0.01671 | 0.0049536 | 5000000 | no RA
221-782R | 156080.9529 | 148113.2333 | 4811.5522 | 3156.1674 | 94.9% | 3.083% | 2.022% | 36049.5944 | 145709.9029 | 5094.7232 | 117.3347 | 30837.5365 | 20610.3988 | 291.2187 | 124808.2854 | 221 | 0.2472 | 0.24154 | 0.2241 | 631392.8862 | 21039.4491 | 6719.3415 | 128322.1623 | 85110.6956 | 27181.6923 | 519100.4983 | 496940.715 | 70230.3429 | 1617.4498 | 425092.9222 | 46278.2982 | 6545.9805 | 92.4927 | 39639.825 |  | 408 | 221-782R | 156080.9529 | 120031.3585 | 10371.0499 | 148113.2333 | 112183.9674 | 2653.972 | 4811.5522 | 4691.2237 | 4560.9105 | 3156.1674 | 21039.4491 | 15944.7259 | 429.0502 | 20983.0527 | 15889.6781 | 375.4629 | 53.9259 | 52.5773 | 51.1168 | 2.4705 | 128322.1623 | 97484.6258 | 3513.8769 | 127032.6744 | 96220.2159 | 2276.626 | 1002.7881 | 977.7102 | 950.5512 | 286.6997 | 6719.3415 | 6602.0068 | 6428.1228 | 97.5061 | 74.0733 | 1.8831 | 3754.8382 | 3660.9363 | 3559.2425 | 2866.9972 | 0.023554 | 0.017894 | 0.0004548 | 0.21911 | 0.21911 | 0.21911 | 0.0045352 | 5000000 | no RA
221-788 | 677515.225 | 653275.9289 | 22343.6024 | 1895.6937 | 96.42% | 3.298% | 0.2798% | 319138.146 | 663713.2255 | 52798.5436 | 13465.2702 | 252874.3322 | 109587.3324 | 28356.8202 | 525769.0729 | 221 | 0.18975 | 0.10825 | 0.019713 | 3570597.8285 | 111274.6563 | 32039.2935 | 534201.2752 | 586432.6463 | 168851.4553 | 2815313.7269 | 3310777.3343 | 547738.4122 | 139690.3256 | 2623348.5965 | 700147.0868 | 115603.0174 | 29913.4389 | 554630.6305 |  | 409 | 221-788 | 677515.225 | 358377.079 | 13801.9995 | 653275.9289 | 343856.1198 | 9815.1564 | 22343.6024 | 12625.2655 | 2091.1494 | 1895.6937 | 111274.6563 | 58476.1128 | 1687.3239 | 111195.6814 | 58430.8425 | 1678.5876 | 77.4911 | 43.7864 | 7.2524 | 1.4839 | 534201.2752 | 281326.943 | 8432.2023 | 531102.3119 | 279500.9733 | 7986.0842 | 2926.7624 | 1653.7688 | 273.9172 | 172.2009 | 32039.2935 | 18574.0232 | 3682.4733 | 10977.9357 | 5924.304 | 150.4846 | 19339.3488 | 10927.7103 | 1809.9798 | 1722.009 | 0.019879 | 0.010558 | 0.0002682 | 0.16714 | 0.094957 | 0.016714 | 0.002731 | 5000000 | no RA
221-823 | 17037.1101 | 0 | 17037.1101 | 0 | 0% | 100% | 0% | 523.9689 | 1091.3788 | 6.3127 | 416.9164 | 100.7398 | 13.1487 | 868.3983 | 209.8318 | 221 | 0.16737 | 0.16737 | 0.16737 | 101790.296 | 205.2597 | 13556.2444 | 3275.606 | 1226.349 | 80993.4389 | 19570.5081 | 98659.7799 | 1188.6332 | 78502.5211 | 18968.6257 | 95269.7202 | 1147.7904 | 75805.0872 | 18316.8426 |  | 410 | 221-823 | 17037.1101 | 16513.1412 | 15945.7313 | 0 | 0 | 0 | 17037.1101 | 16513.1412 | 15945.7313 | 0 | 205.2597 | 198.947 | 192.111 | 0 | 0 | 0 | 205.2597 | 198.947 | 192.111 | 0 | 3275.606 | 3174.8661 | 3065.7742 | 0 | 0 | 0 | 3275.606 | 3174.8661 | 3065.7742 | 0 | 13556.2444 | 13139.3281 | 12687.8462 | 0 | 0 | 0 | 13556.2444 | 13139.3281 | 12687.8462 | 0 | 0 | 0 | 0 | 0.16737 | 0.16737 | 0.16737 | 0 | 5000000 | no RA
221-824 | 431523.217 | 360221.7546 | 68878.1127 | 2423.3496 | 83.48% | 15.96% | 0.5616% | 126716.5344 | 417271.8974 | 15897.6796 | 27062.1288 | 83756.726 | 58291.8121 | 57492.3287 | 301487.7566 | 221 | 0.18396 | 0.10818 | 0.020471 | 2345686.1644 | 59185.2238 | 65442.6215 | 306895.3716 | 321720.7214 | 355734.8615 | 1668230.5815 | 2817520.401 | 353482.179 | 601721.7912 | 1862316.4309 | 696157.5457 | 97251.4207 | 95917.5988 | 502988.5263 |  | 411 | 221-824 | 431523.217 | 304806.6825 | 14251.3196 | 360221.7546 | 263461.0876 | 5381.7477 | 68878.1127 | 38922.2453 | 6446.2222 | 2423.3496 | 59185.2238 | 43287.5442 | 893.4117 | 59098.2863 | 43237.5918 | 883.556 | 85.0406 | 48.0555 | 7.9589 | 1.8969 | 306895.3716 | 223138.6457 | 5407.615 | 298837.2054 | 218489.3288 | 4453.9305 | 7838.0341 | 4429.1848 | 733.5525 | 220.1321 | 65442.6215 | 38380.4927 | 7950.2928 | 2286.2629 | 1734.167 | 44.2613 | 60955.038 | 34445.0051 | 5704.7109 | 2201.3206 | 0.013232 | 0.0096596 | 0.0002458 | 0.16723 | 0.09502 | 0.016723 | 0.0035026 | 5000000 | no RA
222-1433R | 1073752.4361 | 1035404.722 | 34619.992 | 3727.7221 | 96.43% | 3.224% | 0.3472% | 378261.1092 | 1049524.2772 | 57454.2081 | 13393.8276 | 307413.0735 | 161563.7322 | 27958.4394 | 860002.1056 | 222 | 0.37266 | 0.21538 | 0.04009 | 2881333.1792 | 164304.4042 | 34321.9275 | 875126.1045 | 440898.4001 | 92100.2879 | 2348334.4912 | 3229154.0621 | 490477.3051 | 114340.9453 | 2624335.8117 | 604344.1981 | 93032.7257 | 16099.2185 | 495212.254 |  | 412 | 222-1433R | 1073752.4361 | 695491.3269 | 24228.1589 | 1035404.722 | 672152.6909 | 17157.4163 | 34619.992 | 19610.9139 | 3343.0205 | 3727.7221 | 164304.4042 | 106850.1961 | 2740.672 | 164261.664 | 106824.7204 | 2733.9087 | 39.8223 | 22.5578 | 3.8454 | 2.9179 | 875126.1045 | 567713.031 | 15123.9989 | 871016.3091 | 565238.1836 | 14421.2231 | 3771.1769 | 2136.2288 | 364.1573 | 338.6186 | 34321.9275 | 20928.0999 | 6363.4881 | 126.7489 | 89.787 | 2.2845 | 30808.9929 | 17452.1272 | 2975.0179 | 3386.1857 | 0.023884 | 0.014956 | 0.0003806 | 0.34341 | 0.19505 | 0.034341 | 0.0053688 | 5000000 | no RA
222-1503R | 289114.1087 | 224708.5533 | 62414.0144 | 1991.541 | 77.72% | 21.59% | 0.6888% | 92478.3404 | 275497.468 | 9604.33 | 25152.579 | 57721.4314 | 32167.6875 | 53569.2264 | 189760.554 | 222 | 0.23465 | 0.13588 | 0.025225 | 1232120.4593 | 33019.2206 | 60726.7288 | 195368.1594 | 140718.3391 | 258799.7013 | 832602.4189 | 1447111.0756 | 150289.5951 | 393590.2769 | 903231.2036 | 539815.9222 | 63030.0889 | 104964.7446 | 371821.0887 |  | 413 | 222-1503R | 289114.1087 | 196635.7683 | 13616.6407 | 224708.5533 | 159333.635 | 5704.7979 | 62414.0144 | 35310.5923 | 5920.3018 | 1991.541 | 33019.2206 | 23414.8905 | 851.533 | 32947.7272 | 23373.7664 | 843.3405 | 69.9345 | 39.5653 | 6.6337 | 1.5589 | 195368.1594 | 137646.728 | 5607.6053 | 188639.6967 | 133761.5554 | 4805.6274 | 6547.5552 | 3704.2651 | 621.0705 | 180.9075 | 60726.7288 | 35574.1498 | 7157.5024 | 3121.1294 | 2198.3132 | 55.83 | 55796.5247 | 31566.762 | 5292.5977 | 1809.0747 | 0.0096618 | 0.006805 | 0.0001728 | 0.22215 | 0.12624 | 0.022215 | 0.002837 | 5000000 | no RA
222-1523R | 1341727.9483 | 1097230.9422 | 235371.7331 | 9125.2731 | 81.78% | 17.54% | 0.6801% | 464505.8596 | 1292365.0258 | 55252.3294 | 92771.7399 | 316481.7903 | 163748.0624 | 196328.7265 | 932288.2369 | 222 | 0.26901 | 0.16324 | 0.035446 | 4987680.4899 | 166515.754 | 224643.1335 | 950569.0608 | 618998.3435 | 835078.5088 | 3533603.6376 | 5373732.6452 | 639198.0641 | 1073249.1675 | 3661285.4137 | 1392607.5011 | 176449.2039 | 211556.9918 | 1004601.3054 |  | 414 | 222-1523R | 1341727.9483 | 877222.0887 | 49362.9225 | 1097230.9422 | 734921.7006 | 17944.8355 | 235371.7331 | 133175.115 | 22292.814 | 9125.2731 | 166515.754 | 111263.4246 | 2767.6916 | 165935.6188 | 110932.0784 | 2706.2789 | 572.9923 | 324.2034 | 54.2699 | 7.1428 | 950569.0608 | 634087.2705 | 18280.8239 | 925120.9596 | 619328.6303 | 15120.1412 | 24619.1803 | 13929.7193 | 2331.7618 | 828.9209 | 224643.1335 | 131871.3937 | 28314.407 | 6174.3637 | 4660.992 | 118.4155 | 210179.5605 | 118921.1923 | 19906.7823 | 8289.2093 | 0.040774 | 0.02782 | 0.0007088 | 0.215 | 0.12218 | 0.0215 | 0.013238 | 5000000 | no RA
222-1986R | 6887384.5075 | 6308201.4405 | 565872.539 | 13310.5281 | 91.59% | 8.216% | 0.1933% | 2236933.2509 | 6716662.6295 | 357289.9767 | 216692.0338 | 1662951.2404 | 1112870.1762 | 453514.4548 | 5150277.9986 | 222 | 0.41507 | 0.25228 | 0.053161 | 16593300.3803 | 1131382.5189 | 513614.0629 | 5242387.9257 | 2725761.8565 | 1237414.9309 | 12630123.5929 | 18433353.6671 | 2944232.913 | 1785641.5228 | 13703479.2313 | 3211387.9234 | 532088.3363 | 216835.4916 | 2462464.0955 |  | 415 | 222-1986R | 6887384.5075 | 4650451.2566 | 170721.878 | 6308201.4405 | 4316628.603 | 102860.6855 | 565872.539 | 320512.1255 | 54550.6644 | 13310.5281 | 1131382.5189 | 774092.5423 | 18512.3427 | 1130755.5844 | 773732.9269 | 18442.4912 | 616.5156 | 349.1965 | 59.4327 | 10.4188 | 5242387.9257 | 3579436.6853 | 92109.9271 | 5173077.5755 | 3539654.8058 | 84335.7995 | 68101.2494 | 38572.7786 | 6565.0268 | 1209.1008 | 513614.0629 | 296922.029 | 60099.6081 | 4368.2805 | 3240.8703 | 82.3949 | 497154.774 | 281590.1503 | 47926.2048 | 12091.0084 | 0.06916 | 0.047464 | 0.0012066 | 0.32662 | 0.18553 | 0.032662 | 0.019293 | 5000000 | no RA
222-1988R | 316027.4806 | 290123.7553 | 25313.3381 | 590.3872 | 91.8% | 8.01% | 0.1868% | 75616.9985 | 288379.1852 | 12239.0007 | 391.8159 | 62986.1818 | 46798.4065 | 847.2803 | 240733.4985 | 222 | 0.34461 | 0.34379 | 0.34125 | 917054.6321 | 47248.2157 | 23498.8905 | 245280.3745 | 137105.7827 | 68189.5331 | 711759.3163 | 699297.0165 | 113184.8243 | 3623.4673 | 582488.7248 | 81019.8861 | 13147.9724 | 238.0427 | 67633.871 |  | 416 | 222-1988R | 316027.4806 | 240410.4821 | 27648.2954 | 290123.7553 | 214925.1807 | 2621.4797 | 25313.3381 | 24894.9142 | 24436.4285 | 590.3872 | 47248.2157 | 35009.215 | 449.8093 | 47221.4339 | 34982.8683 | 423.9393 | 26.3196 | 25.8846 | 25.4079 | 0.46213 | 245280.3745 | 182294.1926 | 4546.876 | 242847.5634 | 179900.7089 | 2196.485 | 2379.1815 | 2339.8542 | 2296.7614 | 53.6296 | 23498.8905 | 23107.0745 | 22651.6101 | 54.758 | 41.6035 | 1.0554 | 22907.8369 | 22529.1755 | 22114.2592 | 536.2955 | 0.0034242 | 0.0026016 | 6.6e-05 | 0.34035 | 0.34035 | 0.34035 | 0.0008364 | 5000000 | no RA
222-1990R | 4318782.058 | 4155126.1764 | 154938.7091 | 8717.1726 | 96.21% | 3.588% | 0.2018% | 1233422.4813 | 4205560.9214 | 187323.122 | 62683.7808 | 983415.5785 | 651367.3602 | 141277.1375 | 3412916.4237 | 222 | 0.41211 | 0.24961 | 0.047362 | 10479642.0629 | 665775.7608 | 162347.2862 | 3490659.011 | 1615522.9816 | 393940.1031 | 8470178.9782 | 12360542.7615 | 1877228.1958 | 628175.313 | 9855139.2526 | 2390568.2362 | 370256.9409 | 80306.205 | 1940005.0903 |  | 417 | 222-1990R | 4318782.058 | 3085359.5766 | 113221.1366 | 4155126.1764 | 2988869.5364 | 89553.7256 | 154938.7091 | 87772.8677 | 14950.2384 | 8717.1726 | 665775.7608 | 478452.6388 | 14408.4005 | 665085.9021 | 478058.8756 | 14335.6702 | 683.0353 | 386.9399 | 65.907 | 6.8234 | 3490659.011 | 2507243.4325 | 77742.5874 | 3467407.3881 | 2493728.1083 | 74783.5646 | 22459.773 | 12723.4743 | 2167.1728 | 791.8499 | 162347.2862 | 99663.5054 | 21070.1487 | 22632.8861 | 17082.5526 | 434.4908 | 131795.9008 | 74662.4536 | 12717.1586 | 7918.4992 | 0.063955 | 0.046383 | 0.0011794 | 0.33553 | 0.1906 | 0.033553 | 0.01263 | 5000000 | no RA
222-1992R | 77879.8358 | 39868.4081 | 37263.0836 | 748.3441 | 51.19% | 47.85% | 0.9609% | 11130.2529 | 40759.9499 | 1481.5265 | 1004.188 | 8644.5384 | 5604.3645 | 2541.2699 | 32614.3155 | 222 | 0.22115 | 0.22058 | 0.21881 | 352157.4701 | 5832.5799 | 32704.027 | 39343.2289 | 26373.7918 | 147881.2493 | 177902.429 | 302612.699 | 40280.1939 | 27302.1688 | 235030.3362 | 169642.8252 | 23325.3533 | 10576.7601 | 135740.7118 |  | 418 | 222-1992R | 77879.8358 | 66749.5829 | 37119.8859 | 39868.4081 | 29673.5314 | 1059.7691 | 37263.0836 | 36327.7073 | 35311.7726 | 748.3441 | 5832.5799 | 4351.0533 | 228.2153 | 5751.615 | 4272.1061 | 151.4595 | 80.3791 | 78.3615 | 76.17 | 0.58577 | 39343.2289 | 30698.6905 | 6728.9135 | 33185.713 | 24694.034 | 890.281 | 6089.5379 | 5936.6786 | 5770.6544 | 67.978 | 32704.027 | 31699.839 | 30162.7571 | 931.0801 | 707.3914 | 18.0285 | 31093.1666 | 30312.6673 | 29464.9482 | 679.7803 | 0.0023848 | 0.0018118 | 4.62e-05 | 0.21767 | 0.21767 | 0.21767 | 0.0010976 | 5000000 | no RA
222-2013R | 1434821.5171 | 1147917.4179 | 276885.3309 | 10018.7683 | 80% | 19.3% | 0.6983% | 471939.1934 | 1379704.9646 | 55181.6047 | 107699.8583 | 309057.7305 | 177849.6008 | 225448.696 | 976406.6678 | 222 | 0.27927 | 0.17026 | 0.037103 | 5137731.673 | 180845.2846 | 257976.4152 | 995999.8174 | 647561.0627 | 923748.0643 | 3566422.546 | 5655271.285 | 661243.9667 | 1290572.8628 | 3703454.4555 | 1485509.2485 | 191488.2048 | 242737.4922 | 1051283.5515 |  | 419 | 222-2013R | 1434821.5171 | 962882.3237 | 55116.5525 | 1147917.4179 | 796231.9072 | 18858.9813 | 276885.3309 | 156631.6482 | 26238.8029 | 10018.7683 | 180845.2846 | 125663.6799 | 2995.6838 | 180480.8593 | 125454.1217 | 2954.0503 | 356.5831 | 201.716 | 33.7913 | 7.8422 | 995999.8174 | 686942.087 | 19593.1496 | 965352.7463 | 669210.0452 | 15865.0652 | 29736.9869 | 16821.9575 | 2818.0003 | 910.0842 | 257976.4152 | 150276.5569 | 32527.7191 | 2083.8123 | 1567.7402 | 39.8659 | 246791.7609 | 139607.9747 | 23387.0113 | 9100.8419 | 0.046653 | 0.031833 | 0.0008102 | 0.21814 | 0.12395 | 0.021814 | 0.014479 | 5000000 | no RA
222-2063 | 621177.1503 | 614078.6781 | 4498.8844 | 2599.5878 | 98.86% | 0.7243% | 0.4185% | 150545.8652 | 600668.8062 | 23427.5118 | 102.9554 | 127015.398 | 93406.5907 | 233.0074 | 507029.208 | 222 | 0.23776 | 0.23365 | 0.22099 | 2612613.8133 | 95546.4561 | 6118.5908 | 519512.1035 | 401859.5835 | 25734.2288 | 2185020.001 | 2014267.9318 | 313454.5458 | 1377.5182 | 1699435.8678 | 92803.8164 | 14431.3938 | 35.9998 | 78336.4228 |  | 420 | 222-2063 | 621177.1503 | 470631.2852 | 20508.3442 | 614078.6781 | 463646.2339 | 13646.36 | 4498.8844 | 4385.4634 | 4262.3964 | 2599.5878 | 95546.4561 | 72118.9442 | 2139.8654 | 95536.9438 | 72109.6205 | 2130.7462 | 7.4774 | 7.2889 | 7.0843 | 2.0348 | 519512.1035 | 392496.7055 | 12482.8954 | 518503.4765 | 391507.5536 | 11514.8749 | 772.4857 | 753.0107 | 731.8793 | 236.1412 | 6118.5908 | 6015.6355 | 5885.5834 | 38.2578 | 29.0598 | 0.73889 | 3718.9212 | 3625.1639 | 3523.4327 | 2361.4118 | 0.017105 | 0.012993 | 0.0003302 | 0.21691 | 0.21691 | 0.21691 | 0.0037484 | 5000000 | no RA
222-2085 | 3261422.6509 | 2719439.2782 | 521769.5618 | 20213.811 | 83.38% | 16% | 0.6198% | 998134.9377 | 3146832.3676 | 120619.7596 | 208308.8476 | 669206.3306 | 417136.3892 | 449772.8125 | 2279923.1658 | 222 | 0.35117 | 0.2292 | 0.052069 | 9287320.1678 | 424206.8195 | 512407.109 | 2324808.7225 | 1207983.439 | 1459145.0992 | 6620191.6296 | 9874900.5794 | 1193333.7757 | 2060872.8157 | 6620693.9881 | 2200739.0835 | 291724.5813 | 314548.8833 | 1594465.6188 |  | 421 | 222-2085 | 3261422.6509 | 2263287.7132 | 114590.2833 | 2719439.2782 | 1947910.2907 | 45047.6057 | 521769.5618 | 295163.6115 | 49328.8667 | 20213.811 | 424206.8195 | 303587.0599 | 7070.4303 | 423432.2308 | 303142.0055 | 6982.873 | 758.7663 | 429.232 | 71.7349 | 15.8224 | 2324808.7225 | 1655602.3919 | 44885.5566 | 2263652.1693 | 1620208.839 | 37441.14 | 59320.3724 | 33557.3721 | 5608.2358 | 1836.1808 | 512407.109 | 304098.2614 | 62634.2965 | 32354.8781 | 24559.4462 | 623.5927 | 461690.4231 | 261177.0074 | 43648.896 | 18361.8078 | 0.11419 | 0.081905 | 0.0020816 | 0.20777 | 0.11808 | 0.020777 | 0.029211 | 5000000 | no RA
222-2108 | 45843.9109 | 0 | 45843.9109 | 0 | 0% | 100% | 0% | 1132.9149 | 2362.6074 | 1.5935 | 1002.9721 | 128.3493 | 3.3231 | 2091.6217 | 267.6626 | 222 | 0.22216 | 0.22216 | 0.22216 | 206352.0349 | 64.4811 | 40585.7187 | 5193.7112 | 290.2415 | 182683.926 | 23377.8674 | 201252.5727 | 283.0689 | 178169.3605 | 22800.1433 | 195717.4962 | 275.2837 | 173269.1447 | 22173.0679 |  | 422 | 222-2108 | 45843.9109 | 44710.9961 | 43481.3035 | 0 | 0 | 0 | 45843.9109 | 44710.9961 | 43481.3035 | 0 | 64.4811 | 62.8876 | 61.158 | 0 | 0 | 0 | 64.4811 | 62.8876 | 61.158 | 0 | 5193.7112 | 5065.3619 | 4926.0486 | 0 | 0 | 0 | 5193.7112 | 5065.3619 | 4926.0486 | 0 | 40585.7187 | 39582.7465 | 38494.097 | 0 | 0 | 0 | 40585.7187 | 39582.7465 | 38494.097 | 0 | 0 | 0 | 0 | 0.22216 | 0.22216 | 0.22216 | 0 | 5000000 | no RA
223-47AE | 5664.953 | 4994.5129 | 0 | 670.4402 | 88.17% | 0% | 11.83% | 2795.3587 | 4970.0031 | 375.4046 | 450.6077 | 1969.3465 | 670.8168 | 785.9128 | 3513.2735 | 223 | 0.0044072 | 0.002468 | 0.001025 | 1285385.9694 | 673.8109 | 1403.6458 | 3587.4964 | 152888.6582 | 318489.2389 | 814008.0723 | 1162720.5573 | 156148.3461 | 187428.8238 | 819143.3873 | 677999.9029 | 91511.7638 | 107212.97 | 479275.1691 |  | 423 | 223-47AE | 5664.953 | 2869.5943 | 694.9499 | 4994.5129 | 2199.1542 | 24.5097 | 0 | 0 | 0 | 670.4402 | 673.8109 | 298.4063 | 2.9941 | 673.2861 | 297.8815 | 2.4693 | 0 | 0 | 0 | 0.52479 | 3587.4964 | 1618.1499 | 74.2229 | 3526.595 | 1557.2485 | 13.3215 | 0 | 0 | 0 | 60.9014 | 1403.6458 | 953.0381 | 617.733 | 794.6318 | 344.0241 | 8.719 | 0 | 0 | 0 | 609.014 | 0.0034198 | 0.0014806 | 3.76e-05 | 0 | 0 | 0 | 0.0009874 | 5000000 | no RA
223-526R | 24034.9118 | 22290.6102 | 0 | 1744.3016 | 92.74% | 0% | 7.257% | 13354.5827 | 22075.1053 | 1997.9136 | 1135.1925 | 10221.4766 | 3284.8067 | 1980.0472 | 16810.2514 | 223 | 0.0098876 | 0.0057112 | 0.002603 | 2430813.5244 | 3317.6212 | 3586.5893 | 17130.7013 | 335533.5184 | 362736.0835 | 1732543.9225 | 1870067.4337 | 279771.6114 | 158963.1482 | 1431332.6741 | 752903.0125 | 112033.028 | 67532.3382 | 573337.6463 |  | 424 | 223-526R | 24034.9118 | 10680.3291 | 1959.8065 | 22290.6102 | 8936.0275 | 215.505 | 0 | 0 | 0 | 1744.3016 | 3317.6212 | 1319.7076 | 32.8145 | 3316.2559 | 1318.3423 | 31.4491 | 0 | 0 | 0 | 1.3654 | 17130.7013 | 6909.2247 | 320.4499 | 16972.2525 | 6750.7759 | 162.0012 | 0 | 0 | 0 | 158.4487 | 3586.5893 | 2451.3968 | 1606.5421 | 2002.1018 | 866.9093 | 22.0547 | 0 | 0 | 0 | 1584.4875 | 0.0073658 | 0.0031894 | 8.12e-05 | 0 | 0 | 0 | 0.0025218 | 5000000 | no RA
223-536R | 4835.6585 | 4553.4755 | 0 | 282.183 | 94.16% | 0% | 5.835% | 2512.0518 | 4553.4481 | 404.4004 | 1.4077 | 2106.2437 | 732.7889 | 2.4552 | 3818.2039 | 223 | 0.0018852 | 0.001043 | 0.0004162 | 2565063.9267 | 733.0098 | 258.8119 | 3843.8368 | 388823.3617 | 137286.1763 | 2038954.3887 | 2227810.823 | 358642.1272 | 1248.4565 | 1867920.2393 | 678064.5139 | 109121.2982 | 365.617 | 568577.5987 |  | 425 | 223-536R | 4835.6585 | 2323.6067 | 282.2105 | 4553.4755 | 2041.4237 | 0.027433 | 0 | 0 | 0 | 282.183 | 733.0098 | 328.6094 | 0.22088 | 732.7889 | 328.3885 | 0 | 0 | 0 | 0 | 0.22088 | 3843.8368 | 1737.5931 | 25.6329 | 3818.2039 | 1711.9602 | 0 | 0 | 0 | 0 | 25.6329 | 258.8119 | 257.4042 | 256.3566 | 2.4827 | 1.0749 | 0.027433 | 0 | 0 | 0 | 256.3292 | 0.0014854 | 0.0006432 | 1.64e-05 | 0 | 0 | 0 | 0.0003998 | 5000000 | no RA
230-1008R | 29958.3537 | 28897.9909 | 760.9566 | 299.4063 | 96.46% | 2.54% | 0.9994% | 7534.0024 | 28328.7867 | 1186.6474 | 271.5553 | 6075.7997 | 4468.038 | 990.3154 | 22870.4333 | 230 | 0.055697 | 0.055172 | 0.053557 | 537882.8535 | 4581.3587 | 1854.3177 | 23522.6773 | 82255.3308 | 33293.0745 | 422334.4481 | 406441.47 | 64016.8005 | 14649.7591 | 327774.9104 | 30427.0067 | 4798.9709 | 1063.6648 | 24564.371 |  | 426 | 230-1008R | 29958.3537 | 22424.3514 | 1629.567 | 28897.9909 | 21428.3857 | 703.5455 | 760.9566 | 696.5594 | 626.6153 | 299.4063 | 4581.3587 | 3394.7113 | 113.3207 | 4580.5227 | 3393.9262 | 112.5909 | 0.60164 | 0.55073 | 0.49543 | 0.23436 | 23522.6773 | 17446.8776 | 652.244 | 23433.3248 | 17362.7851 | 573.8645 | 62.1551 | 56.8951 | 51.182 | 27.1974 | 1854.3177 | 1582.7625 | 864.0023 | 884.1434 | 671.6744 | 17.09 | 698.1999 | 639.1136 | 574.9378 | 271.9745 | 0.0021824 | 0.001658 | 4.22e-05 | 0.053074 | 0.053074 | 0.053074 | 0.0004404 | 5000000 | no RA
230-127AE | 422465.105 | 324397.9969 | 90757.2742 | 7309.8339 | 76.79% | 21.48% | 1.73% | 196119.3727 | 404168.7137 | 25498.6955 | 36757.4393 | 133863.2379 | 52349.778 | 76861.4587 | 274957.477 | 230 | 0.093988 | 0.056348 | 0.016279 | 4494873.8777 | 52938.211 | 90289.2607 | 279237.6332 | 563243.1628 | 960644.642 | 2970986.0729 | 4016954.2682 | 522269.1271 | 752872.8594 | 2741812.2818 | 1123912.1898 | 145574.2408 | 213736.3122 | 764601.6368 |  | 427 | 230-127AE | 422465.105 | 226345.7323 | 18296.3913 | 324397.9969 | 168161.9541 | 3513.4251 | 90757.2742 | 50873.9443 | 7473.1323 | 7309.8339 | 52938.211 | 27439.5156 | 588.433 | 52786.6596 | 27352.049 | 570.7033 | 145.8297 | 81.7448 | 12.0079 | 5.7218 | 279237.6332 | 145374.3954 | 4280.1563 | 270141.8659 | 139983.968 | 2921.8586 | 8431.7571 | 4726.4172 | 694.2875 | 664.0102 | 90289.2607 | 53531.8214 | 13427.8021 | 1469.4714 | 825.9371 | 20.8631 | 82179.6874 | 46065.7823 | 6766.837 | 6640.1019 | 0.030463 | 0.015632 | 0.0003958 | 0.052935 | 0.030125 | 0.0052934 | 0.01059 | 5000000 | no RA
230-133AE | 947651.6438 | 839163.1491 | 100833.1902 | 7655.3046 | 88.55% | 10.64% | 0.8078% | 320071.7708 | 916437.8182 | 45393.0341 | 40872.388 | 233806.3487 | 135605.7538 | 85908.0849 | 694923.9795 | 230 | 0.095565 | 0.06182 | 0.016795 | 9916346.0505 | 138132.2174 | 100388.6297 | 709130.7967 | 1445432.9049 | 1050479.2534 | 7420433.8923 | 10151761.6201 | 1439737.2812 | 1296355.3118 | 7415669.0271 | 1858474.6767 | 274999.4101 | 174215.8575 | 1409259.4091 |  | 428 | 230-133AE | 947651.6438 | 627579.873 | 31213.8256 | 839163.1491 | 563386.8514 | 15256.5673 | 100833.1902 | 56537.717 | 8301.9538 | 7655.3046 | 138132.2174 | 92739.1833 | 2526.4636 | 137995.0306 | 92659.6296 | 2509.6697 | 131.1946 | 73.5615 | 10.8017 | 5.9922 | 709130.7967 | 475324.4481 | 14206.8172 | 698665.6301 | 469151.0904 | 12707.045 | 9769.7746 | 5477.9657 | 804.3802 | 695.392 | 100388.6297 | 59516.2416 | 14480.5447 | 2502.4884 | 1576.1315 | 39.8525 | 90932.2209 | 50986.1898 | 7486.7719 | 6953.9203 | 0.03163 | 0.020694 | 0.0005252 | 0.05296 | 0.030152 | 0.005296 | 0.010974 | 5000000 | no RA
230-1586R | 476486.4518 | 295465.2676 | 174957.0604 | 6064.1238 | 62.01% | 36.72% | 1.273% | 227207.759 | 452938.196 | 24272.4823 | 73133.3176 | 129801.9591 | 46973.3332 | 153764.9275 | 252199.9353 | 230 | 0.084625 | 0.050165 | 0.014337 | 5630563.6845 | 47486.4113 | 172472.9981 | 256527.0424 | 561139.2772 | 2038085.6498 | 3031338.7575 | 4969155.7657 | 530852.2287 | 1599464.9503 | 2838838.5866 | 1642435.5764 | 170333.7766 | 557579.3555 | 914522.4443 |  | 429 | 230-1586R | 476486.4518 | 249278.6928 | 23548.2558 | 295465.2676 | 145109.6627 | 3080.9269 | 174957.0604 | 98104.9063 | 14403.2051 | 6064.1238 | 47486.4113 | 23213.9291 | 513.0782 | 47211.7569 | 23057.8351 | 486.1115 | 269.9077 | 151.3473 | 22.2199 | 4.7467 | 256527.0424 | 126725.0833 | 4327.1071 | 240161.8527 | 117306.546 | 2474.3515 | 15814.3371 | 8867.6848 | 1301.9031 | 550.8525 | 172472.9981 | 99339.6805 | 18708.0706 | 8091.658 | 4745.2816 | 120.4639 | 158872.8155 | 89085.8743 | 13079.082 | 5508.5246 | 0.023023 | 0.011316 | 0.0002882 | 0.052837 | 0.030083 | 0.0052836 | 0.0087656 | 5000000 | no RA
230-1606R | 185076.6967 | 74813.5561 | 108589.1667 | 1673.9739 | 40.42% | 58.67% | 0.9045% | 82054.2397 | 174002.9433 | 5592.5142 | 43902.906 | 32558.8195 | 12132.7512 | 91537.8118 | 70332.3803 | 230 | 0.062818 | 0.036509 | 0.0078218 | 2946236.695 | 12221.0284 | 101181.9246 | 71673.7438 | 194546.6006 | 1610715.4731 | 1140974.6213 | 2821821.8142 | 192324.9608 | 1509808.3707 | 1119688.4828 | 1415755.1152 | 98716.7474 | 744786.9722 | 572251.3957 |  | 430 | 230-1606R | 185076.6967 | 103022.457 | 11073.7534 | 74813.5561 | 40450.9027 | 455.5652 | 108589.1667 | 60897.5804 | 8944.2142 | 1673.9739 | 12221.0284 | 6628.5142 | 88.2771 | 12034.9916 | 6523.608 | 71.7514 | 184.7265 | 103.5959 | 15.2155 | 1.3103 | 71673.7438 | 39114.9242 | 1341.3635 | 61575.6404 | 33385.0519 | 370.0728 | 9946.043 | 5577.812 | 819.2303 | 152.0603 | 101181.9246 | 57279.0185 | 9644.1128 | 1202.9241 | 542.2428 | 13.741 | 98458.3972 | 55216.1725 | 8109.7685 | 1520.6033 | 0.0073136 | 0.0038624 | 9.78e-05 | 0.053089 | 0.030232 | 0.005309 | 0.002415 | 5000000 | no RA
230-181 | 148817.0789 | 134864.1957 | 12382.8519 | 1570.0314 | 90.62% | 8.321% | 1.055% | 42442.6265 | 143018.7257 | 5382.1072 | 9262.8368 | 27797.6826 | 18789.6303 | 27811.0869 | 96418.0084 | 230 | 0.063241 | 0.038188 | 0.0077774 | 2353166.5897 | 19263.6561 | 30507.9534 | 99045.4694 | 304606.1131 | 482406.3013 | 1566154.1753 | 2785561.158 | 353234.2348 | 607931.2334 | 1824395.6898 | 745538.774 | 97947.9988 | 144975.7263 | 502615.0489 |  | 431 | 230-181 | 148817.0789 | 106374.4524 | 5798.3533 | 134864.1957 | 97860.5429 | 3208.0633 | 12382.8519 | 6943.8781 | 1020.2586 | 1570.0314 | 19263.6561 | 13881.5489 | 474.0258 | 19244.5705 | 13870.3066 | 471.3256 | 17.8567 | 10.0134 | 1.4713 | 1.2289 | 99045.4694 | 71247.7868 | 2627.461 | 97777.232 | 70473.9599 | 2392.0996 | 1125.619 | 631.2085 | 92.743 | 142.6184 | 30507.9534 | 21245.1166 | 2696.8665 | 17842.3932 | 13516.2764 | 344.6381 | 11239.3761 | 6302.6561 | 926.0443 | 1426.184 | 0.0075204 | 0.0054758 | 0.0001396 | 0.053426 | 0.030417 | 0.0053426 | 0.0022952 | 5000000 | no RA
230-2060R | 578250.2765 | 499384.7116 | 72473.7523 | 6391.8127 | 86.36% | 12.53% | 1.105% | 189839.503 | 556411.7922 | 25953.3456 | 29198.0371 | 134688.1202 | 80412.4583 | 61598.2961 | 414401.0377 | 230 | 0.088414 | 0.056908 | 0.014919 | 6540227.3445 | 81978.7014 | 72834.9619 | 423436.6132 | 927209.8369 | 823790.7162 | 4789226.7914 | 6825240.2751 | 933092.5182 | 1049747.8949 | 4842399.862 | 1463803.4934 | 211548.4234 | 162052.2827 | 1090202.7872 |  | 432 | 230-2060R | 578250.2765 | 388410.7736 | 21838.4843 | 499384.7116 | 341385.0724 | 9477.0607 | 72473.7523 | 40633.8885 | 5969.6109 | 6391.8127 | 81978.7014 | 56025.3558 | 1566.2431 | 81882.7022 | 55969.3338 | 1553.7446 | 90.996 | 51.0188 | 7.4953 | 5.0032 | 423436.6132 | 288748.493 | 9035.5755 | 416078.7214 | 284368.0576 | 7896.7174 | 6777.2728 | 3799.8163 | 558.2391 | 580.619 | 72834.9619 | 43636.9248 | 11236.6658 | 1423.288 | 1047.681 | 26.5988 | 65605.4835 | 36783.0534 | 5403.8766 | 5806.1904 | 0.025912 | 0.017388 | 0.0004414 | 0.053361 | 0.030378 | 0.005336 | 0.0091416 | 5000000 | no RA
230-2067 | 24654.4182 | 16307.0774 | 8135.5002 | 211.8406 | 66.14% | 33% | 0.8592% | 12919.7517 | 23771.9462 | 1547.7074 | 3253.4783 | 8118.5661 | 2702.0244 | 6796.4083 | 14273.5135 | 230 | 0.054619 | 0.031195 | 0.0056764 | 451389.0433 | 2703.1166 | 7599.0541 | 14352.2474 | 49490.408 | 139128.4006 | 262770.2346 | 376173.7991 | 45063.3238 | 94728.8556 | 236381.6197 | 155463.3198 | 17670.6476 | 44447.0211 | 93345.651 |  | 433 | 230-2067 | 24654.4182 | 11734.6664 | 882.472 | 16307.0774 | 6960.7612 | 0.053061 | 8135.5002 | 4562.0647 | 670.5784 | 211.8406 | 2703.1166 | 1155.4092 | 1.0922 | 2691.712 | 1148.9412 | 0 | 11.2388 | 6.3023 | 0.92637 | 0.16582 | 14352.2474 | 6233.6814 | 78.734 | 13611.258 | 5809.7116 | 0 | 721.7463 | 404.7266 | 59.4908 | 19.2432 | 7599.0541 | 4345.5758 | 802.6458 | 4.1074 | 2.1084 | 0.053061 | 7402.5152 | 4151.0358 | 610.1612 | 192.4316 | 0.0006702 | 0.000351 | 8.8e-06 | 0.053646 | 0.030541 | 0.0053646 | 0.000303 | 5000000 | no RA
230-371AE | 66098.9271 | 31095.3099 | 34086.5906 | 917.0266 | 47.04% | 51.57% | 1.387% | 32384.7271 | 62088.2618 | 2858.1407 | 13227.0186 | 16299.5677 | 5061.2742 | 27618.775 | 29408.2126 | 230 | 0.059006 | 0.033821 | 0.0067572 | 1120206.879 | 5111.6025 | 30925.3742 | 30061.9504 | 86628.5211 | 524105.5854 | 509472.7725 | 996853.9889 | 87978.1691 | 407148.9075 | 501726.9122 | 593539.5341 | 48383.8043 | 264024.7025 | 281131.0273 |  | 434 | 230-371AE | 66098.9271 | 33714.2 | 4010.6653 | 31095.3099 | 13682.1782 | 283.8299 | 34086.5906 | 19114.9952 | 2809.8088 | 917.0266 | 5111.6025 | 2253.4618 | 50.3284 | 5070.7474 | 2230.2359 | 46.302 | 40.1373 | 22.5081 | 3.3086 | 0.7178 | 30061.9504 | 13762.3827 | 653.7378 | 25926.329 | 11406.6314 | 236.3981 | 4052.3206 | 2272.4505 | 334.0389 | 83.3008 | 30925.3742 | 17698.3556 | 3306.5992 | 98.2335 | 45.3109 | 1.1298 | 29994.1327 | 16820.0366 | 2472.4614 | 833.008 | 0.0039598 | 0.0019024 | 4.82e-05 | 0.053708 | 0.03058 | 0.0053708 | 0.0013382 | 5000000 | no RA
231-1136R | 532595.3172 | 487284.4569 | 36656.8622 | 8653.9981 | 91.49% | 6.883% | 1.625% | 260507.7972 | 509167.1224 | 41976.0445 | 27718.7028 | 190813.05 | 81350.6005 | 57541.8865 | 370274.6354 | 231 | 0.054655 | 0.033976 | 0.013903 | 9744748.241 | 83522.4458 | 68005.2741 | 381067.5974 | 1528186.9373 | 1244273.5665 | 6972287.7372 | 8008179.8429 | 1290371.0248 | 852091.0289 | 5865717.7892 | 1685093.7062 | 269230.6295 | 190435.4514 | 1225427.6253 |  | 435 | 231-1136R | 532595.3172 | 272087.52 | 23428.1948 | 487284.4569 | 243053.5546 | 12314.957 | 36656.8622 | 20379.9673 | 2459.2397 | 8653.9981 | 83522.4458 | 41546.4013 | 2171.8453 | 83458.7627 | 41507.9878 | 2161.2534 | 56.9092 | 31.6396 | 3.8179 | 6.7739 | 381067.5974 | 190254.5474 | 10792.962 | 376885.8532 | 187580.5799 | 9779.0441 | 3395.6328 | 1887.8562 | 227.8066 | 786.1113 | 68005.2741 | 40286.5713 | 10463.3876 | 26939.841 | 13964.9869 | 374.6595 | 33204.3202 | 18460.4715 | 2227.6152 | 7861.1129 | 0.036478 | 0.018212 | 0.000795 | 0.0056314 | 0.0032192 | 0.0005632 | 0.012545 | 5000000 | no RA
231-1635R | 1024169.5864 | 957909.6912 | 45288.3123 | 20971.5828 | 93.53% | 4.422% | 2.048% | 525995.1734 | 987951.8491 | 90392.0018 | 23282.4809 | 412320.6907 | 169017.1783 | 47771.7273 | 771162.9435 | 231 | 0.11648 | 0.071543 | 0.031832 | 8792891.1838 | 171217.6518 | 69678.1356 | 783273.7989 | 1469969.6235 | 598213.6872 | 6724707.8731 | 6963247.665 | 1196630.5534 | 308218.9518 | 5458398.1598 | 1137777.6249 | 194649.1257 | 55016.4489 | 888112.0503 |  | 436 | 231-1635R | 1024169.5864 | 498174.413 | 36217.7374 | 957909.6912 | 451985.8167 | 12208.5369 | 45288.3123 | 25217.0134 | 3037.6176 | 20971.5828 | 171217.6518 | 80825.65 | 2200.4736 | 171131.5917 | 80770.4557 | 2179.3867 | 69.6445 | 38.7788 | 4.6713 | 16.4156 | 783273.7989 | 370953.1083 | 12110.8555 | 776994.2011 | 366612.279 | 9912.4244 | 4374.5826 | 2435.8141 | 293.4159 | 1905.0152 | 69678.1356 | 46395.6547 | 21906.4083 | 9783.8984 | 4603.0821 | 116.7258 | 40844.0852 | 22742.4205 | 2739.5305 | 19050.1521 | 0.080559 | 0.038025 | 0.0009656 | 0.0056128 | 0.0032132 | 0.0005612 | 0.030305 | 5000000 | no RA
232-40AE | 11150.326 | 30.2416 | 11012.4012 | 107.6832 | 0.2712% | 98.76% | 0.9657% | 4895.2098 | 10305.1526 | 6.6593 | 4453.6216 | 434.9289 | 16.2491 | 9362.8472 | 926.0563 | 232 | 0.0059544 | 0.0034446 | 0.0007124 | 1872619.5694 | 17.2552 | 10132.0192 | 1001.0516 | 2897.8926 | 1701602.037 | 168119.6399 | 1815919.4672 | 2470.3348 | 1652108.5934 | 161340.539 | 1186374.6691 | 1870.6733 | 1077892.3089 | 106611.6869 |  | 437 | 232-40AE | 11150.326 | 6255.1162 | 845.1733 | 30.2416 | 21.53 | 0.099625 | 11012.4012 | 6125.903 | 737.3905 | 107.6832 | 17.2552 | 10.5959 | 1.0061 | 3.4048 | 2.8539 | 0 | 13.7661 | 7.6577 | 0.92178 | 0.084289 | 1001.0516 | 566.1227 | 74.9953 | 17.3514 | 14.5763 | 0 | 973.9185 | 541.7647 | 65.2136 | 9.7817 | 10132.0192 | 5678.3976 | 769.1719 | 9.4853 | 4.0998 | 0.099625 | 10024.7167 | 5576.4806 | 671.2551 | 97.8172 | 0.0001712 | 7.4e-05 | 1.8e-06 | 0.0056362 | 0.0032236 | 0.0005636 | 0.000147 | 5000000 | no RA
233-123R | 528754.5312 | 494325.908 | 24393.7089 | 10034.9143 | 93.49% | 4.613% | 1.898% | 257116.8844 | 509750.3232 | 39976.7038 | 12531.8613 | 204608.3193 | 79028.1856 | 26101.1481 | 404620.9896 | 233 | 0.06125 | 0.03815 | 0.015668 | 8632670.6631 | 80228.1032 | 36762.315 | 411764.113 | 1309838.0286 | 600197.1411 | 6722635.4933 | 7120290.1936 | 1107067.4441 | 347042.5097 | 5666180.2398 | 1212900.3573 | 188039.7327 | 62105.0942 | 962755.5304 |  | 438 | 233-123R | 528754.5312 | 271637.6468 | 19004.208 | 494325.908 | 247994.5216 | 7331.7971 | 24393.7089 | 13608.211 | 1637.4966 | 10034.9143 | 80228.1032 | 40251.3994 | 1199.9176 | 80185.1316 | 40223.9544 | 1189.7054 | 35.1167 | 19.5901 | 2.3573 | 7.8549 | 411764.113 | 207155.7937 | 7143.1235 | 408427.1791 | 204891.225 | 6068.7619 | 2425.383 | 1353.0179 | 162.8107 | 911.5509 | 36762.315 | 24230.4537 | 10661.1669 | 5713.5972 | 2879.3422 | 73.3297 | 21933.2092 | 12235.603 | 1472.3286 | 9115.5085 | 0.041026 | 0.02033 | 0.0005178 | 0.005638 | 0.0032332 | 0.0005638 | 0.014587 | 5000000 | no RA
233-41R | 183352.968 | 166290.211 | 9544.0271 | 7518.7299 | 90.69% | 5.205% | 4.101% | 82934.1471 | 173090.0203 | 13245.3241 | 6582.9773 | 63105.8457 | 27496.926 | 14605.3873 | 130987.707 | 233 | 0.044487 | 0.028246 | 0.011746 | 4121495.448 | 27852.7739 | 22101.5753 | 133398.6189 | 626087.9327 | 496809.7482 | 2998597.7671 | 3555126.7393 | 567785.4953 | 282191.5883 | 2705149.6557 | 873754.6737 | 138803.8868 | 73727.6788 | 661223.1081 |  | 439 | 233-41R | 183352.968 | 100418.8209 | 10262.9476 | 166290.211 | 87590.9414 | 2105.1994 | 9544.0271 | 5309.1497 | 639.0184 | 7518.7299 | 27852.7739 | 14607.4498 | 355.8479 | 27833.4156 | 14594.0697 | 349.0605 | 13.473 | 7.4947 | 0.90208 | 5.8853 | 133398.6189 | 70292.7732 | 2410.9118 | 131621.719 | 69001.265 | 1654.6832 | 1093.914 | 608.5223 | 73.2428 | 682.9859 | 22101.5753 | 15518.5979 | 7496.188 | 6835.0765 | 3995.6067 | 101.4557 | 8436.6401 | 4693.1326 | 564.8735 | 6829.8587 | 0.028021 | 0.014197 | 0.0003606 | 0.0056456 | 0.003229 | 0.0005646 | 0.010821 | 5000000 | no RA
233-81F | 110729.274 | 88661.4517 | 19037.2501 | 3030.5722 | 80.07% | 17.19% | 2.737% | 49914.2207 | 104699.3589 | 6691.1847 | 8096.3615 | 35126.6745 | 13994.9434 | 17239.4325 | 73464.9831 | 233 | 0.02204 | 0.013823 | 0.0051126 | 5024059.8388 | 14276.8385 | 21158.445 | 75293.9906 | 647775.3179 | 960010.7542 | 3416273.7668 | 4399618.988 | 589785.0892 | 713642.4306 | 3096191.4682 | 1179422.4306 | 157650.919 | 194199.5972 | 827571.9144 |  | 440 | 233-81F | 110729.274 | 60815.0533 | 6029.9151 | 88661.4517 | 47179.9728 | 1723.222 | 19037.2501 | 10604.5084 | 1276.1209 | 3030.5722 | 14276.8385 | 7585.6538 | 281.8951 | 14248.7129 | 7568.936 | 277.7966 | 25.7533 | 14.3456 | 1.7263 | 2.3722 | 75293.9906 | 40167.316 | 1829.0075 | 73104.8926 | 38825.9582 | 1425.4287 | 1913.807 | 1066.0669 | 128.2879 | 275.2909 | 21158.445 | 13062.0835 | 3919.0126 | 1307.8462 | 785.0786 | 19.9968 | 17097.6898 | 9524.0958 | 1146.1067 | 2752.9091 | 0.012005 | 0.0062002 | 0.0001578 | 0.005644 | 0.0032322 | 0.0005644 | 0.0043904 | 5000000 | no RA
233-86F | 706233.0798 | 383592.7067 | 311227.4431 | 11412.93 | 54.32% | 44.07% | 1.616% | 334237.5703 | 665750.2331 | 32119.7172 | 125018.6761 | 177099.177 | 61808.5798 | 261204.7273 | 342736.926 | 233 | 0.1204 | 0.07102 | 0.022376 | 5865908.3912 | 62404.484 | 294851.7482 | 348976.8477 | 518326.0266 | 2449012.08 | 2898570.2846 | 5237897.9092 | 503353.9454 | 1959190.4692 | 2775353.4946 | 1809208.383 | 167967.798 | 709836.4504 | 931404.1346 |  | 441 | 233-86F | 706233.0798 | 371995.5095 | 40482.8468 | 383592.7067 | 185922.1382 | 3435.2398 | 311227.4431 | 174660.4414 | 25634.677 | 11412.93 | 62404.484 | 30284.7667 | 595.9042 | 61978.5514 | 30041.8139 | 552.624 | 416.9991 | 234.0193 | 34.3467 | 8.9335 | 348976.8477 | 171877.6707 | 6239.9217 | 319448.2918 | 154851.3659 | 2856.426 | 28491.829 | 15989.5778 | 2346.7687 | 1036.727 | 294851.7482 | 169833.0721 | 33647.0209 | 2165.8636 | 1028.9584 | 26.1898 | 282318.6151 | 158436.8442 | 23253.5615 | 10367.2695 | 0.050826 | 0.024309 | 0.0006208 | 0.053128 | 0.030269 | 0.0053128 | 0.016442 | 5000000 | no RA
234-48R | 716344.1822 | 690126.134 | 18906.9916 | 7311.0566 | 96.34% | 2.639% | 1.021% | 384132.2807 | 700669.2107 | 76271.2314 | 8814.3266 | 299046.7226 | 138586.7564 | 18505.6175 | 543576.8368 | 234 | 0.047931 | 0.028143 | 0.01147 | 14945196.3051 | 140032.6665 | 26330.2739 | 549981.2418 | 2921522.5613 | 549332.4602 | 11474341.2835 | 11804591.6684 | 2343855.9788 | 270869.0001 | 9189866.6895 | 1366606.0545 | 270303.729 | 36093.9064 | 1060208.4191 |  | 442 | 234-48R | 716344.1822 | 332211.9015 | 15674.9714 | 690126.134 | 314377.2326 | 7096.2573 | 18906.9916 | 10523.6123 | 1267.6575 | 7311.0566 | 140032.6665 | 63761.4351 | 1445.91 | 140001.1518 | 63741.3566 | 1438.458 | 25.7919 | 14.3558 | 1.7293 | 5.7227 | 549981.2418 | 250934.5192 | 6404.405 | 547578.8414 | 249302.8735 | 5623.7373 | 1738.2791 | 967.5244 | 116.5464 | 664.1213 | 26330.2739 | 17515.9472 | 7824.6564 | 2546.1407 | 1333.0025 | 34.062 | 17142.9206 | 9541.7321 | 1149.3818 | 6641.2126 | 0.031747 | 0.014372 | 0.0003646 | 0.0056438 | 0.0032294 | 0.0005644 | 0.010541 | 5000000 | no RA
235-897R | 866824.6089 | 380389.1083 | 481923.1336 | 4512.3671 | 43.88% | 55.6% | 0.5206% | 412813.4373 | 815080.2747 | 35754.8017 | 194030.1738 | 183028.4618 | 66509.9624 | 403780.6729 | 344789.6394 | 235 | 0.1179 | 0.068697 | 0.016334 | 7352201.9419 | 67270.9177 | 446874.4013 | 352679.29 | 570576.0619 | 3790283.3018 | 2991342.5782 | 6608874.4763 | 572411.1065 | 3106296.8101 | 2930166.5597 | 3167929.9539 | 258500.7989 | 1569353.2627 | 1340075.8922 |  | 443 | 235-897R | 866824.6089 | 454011.1717 | 51744.3343 | 380389.1083 | 178442.5626 | 4030.4152 | 481923.1336 | 271056.242 | 43201.552 | 4512.3671 | 67270.9177 | 31516.116 | 760.9553 | 66651.3547 | 31166.0991 | 702.1997 | 616.031 | 346.4848 | 55.2235 | 3.5321 | 352679.29 | 169650.8282 | 7889.6506 | 304590.2515 | 142423.9403 | 3205.6039 | 47679.1443 | 26816.9938 | 4274.1526 | 409.8941 | 446874.4013 | 252844.2275 | 43093.7284 | 9147.5021 | 4852.5232 | 122.6116 | 433627.9582 | 243892.7634 | 38872.1758 | 4098.9409 | 0.014436 | 0.0071858 | 0.0001826 | 0.097015 | 0.055062 | 0.0097014 | 0.0064498 | 5000000 | no RA
235-899R | 2436324.6825 | 2058250.7589 | 368748.547 | 9325.3766 | 84.48% | 15.14% | 0.3828% | 1145603.4667 | 2363958.0405 | 181298.416 | 153962.6797 | 810342.3711 | 372834.9783 | 324305.5131 | 1666817.5491 | 235 | 0.15496 | 0.091828 | 0.024559 | 15721794.127 | 378385.4241 | 363244.2822 | 1694694.9762 | 2441750.7984 | 2344043.823 | 10935999.5055 | 14055918.0006 | 2224430.8288 | 1889036.5324 | 9942450.6394 | 2946668.4871 | 464737.9786 | 404246.1073 | 2077684.4011 |  | 444 | 235-899R | 2436324.6825 | 1290721.2158 | 72366.642 | 2058250.7589 | 1073683.3454 | 29891.0668 | 368748.547 | 207712.4937 | 33150.1986 | 9325.3766 | 378385.4241 | 197087.0081 | 5550.4459 | 377718.4941 | 196708.1452 | 5483.8461 | 659.6305 | 371.5635 | 59.3003 | 7.2995 | 1694694.9762 | 884352.6051 | 27877.4271 | 1661345.7272 | 865197.3595 | 24108.4118 | 32502.151 | 18308.1476 | 2921.9173 | 847.0979 | 363244.2822 | 209281.6026 | 38938.7691 | 19186.5375 | 11777.8407 | 298.8088 | 335586.7655 | 189032.7826 | 30168.981 | 8470.9792 | 0.034984 | 0.017852 | 0.0004542 | 0.10653 | 0.060524 | 0.010653 | 0.013452 | 5000000 | no RA
235-911 | 833.5359 | 0 | 833.5359 | 0 | 0% | 100% | 0% | 40.1785 | 83.6747 | 0.53916 | 31.2844 | 8.355 | 1.1228 | 65.152 | 17.3999 | 235 | 0.10783 | 0.10783 | 0.10783 | 7730.4511 | 11.1852 | 649.0198 | 173.3309 | 103.7351 | 6019.1959 | 1607.5202 | 7357.8238 | 98.7348 | 5729.0554 | 1530.0336 | 6954.4278 | 93.3216 | 5414.9574 | 1446.1489 |  | 445 | 235-911 | 833.5359 | 793.3573 | 749.8612 | 0 | 0 | 0 | 833.5359 | 793.3573 | 749.8612 | 0 | 11.1852 | 10.6461 | 10.0624 | 0 | 0 | 0 | 11.1852 | 10.6461 | 10.0624 | 0 | 173.3309 | 164.9759 | 155.931 | 0 | 0 | 0 | 173.3309 | 164.9759 | 155.931 | 0 | 649.0198 | 617.7354 | 583.8678 | 0 | 0 | 0 | 649.0198 | 617.7354 | 583.8678 | 0 | 0 | 0 | 0 | 0.10783 | 0.10783 | 0.10783 | 0 | 5000000 | no RA
236-1535R | 1123849.8246 | 1003464.8377 | 114853.5343 | 5531.4526 | 89.29% | 10.22% | 0.4922% | 529221.7913 | 1098358.752 | 90723.8277 | 46720.1503 | 391777.8133 | 188213.0223 | 97599.7151 | 812546.0146 | 236 | 0.12847 | 0.074952 | 0.018236 | 8747832.7898 | 190054.7086 | 112007.5396 | 821787.5764 | 1479349.6206 | 871845.336 | 6396637.8332 | 7933472.3562 | 1360025.2124 | 700373.694 | 5873073.4499 | 1397812.7611 | 239526.9887 | 124209.0773 | 1034076.6951 |  | 446 | 236-1535R | 1123849.8246 | 594628.0333 | 25491.0726 | 1003464.8377 | 524501.8902 | 9641.2221 | 114853.5343 | 64594.6906 | 10318.3979 | 5531.4526 | 190054.7086 | 99330.8809 | 1841.6863 | 189877.4757 | 99229.3088 | 1821.823 | 172.9031 | 97.2423 | 15.5335 | 4.3298 | 821787.5764 | 430009.7631 | 9241.5617 | 810535.5199 | 423461.6281 | 7773.3569 | 10749.5908 | 6045.6693 | 965.7392 | 502.4657 | 112007.5396 | 65287.3893 | 14407.8246 | 3051.8421 | 1810.9533 | 46.0423 | 103931.0404 | 58451.7789 | 9337.1252 | 5024.6571 | 0.020791 | 0.010393 | 0.0002644 | 0.099676 | 0.056554 | 0.0099676 | 0.0080044 | 5000000 | no RA
236-1561R | 444411.7254 | 368842.0244 | 72230.5194 | 3339.1816 | 83% | 16.25% | 0.7514% | 169922.0638 | 430402.5534 | 22987.2832 | 28354.6196 | 118580.161 | 60597.146 | 59346.7738 | 310458.6335 | 236 | 0.17766 | 0.10388 | 0.020802 | 2501532.3194 | 61261.019 | 68441.3641 | 314709.3423 | 344829.828 | 385247.0009 | 1771455.4906 | 2642362.3866 | 357462.3051 | 440926.7317 | 1843973.3498 | 673453.1319 | 94816.6721 | 92860.2082 | 485776.2516 |  | 447 | 236-1561R | 444411.7254 | 274489.6617 | 14009.172 | 368842.0244 | 230331.2072 | 3934.3605 | 72230.5194 | 40819.2728 | 6735.6299 | 3339.1816 | 61261.019 | 38273.7357 | 663.8729 | 61165.4663 | 38218.5999 | 652.5924 | 92.9389 | 52.5221 | 8.6667 | 2.6138 | 314709.3423 | 196129.1814 | 4250.7088 | 307164.2436 | 191733.3492 | 3272.0756 | 7241.7744 | 4092.5078 | 675.3089 | 303.3243 | 68441.3641 | 40086.7446 | 9094.5903 | 512.3145 | 379.2581 | 9.6925 | 64895.8061 | 36674.2429 | 6051.6543 | 3033.2435 | 0.015422 | 0.00959 | 0.0002446 | 0.15742 | 0.089475 | 0.015742 | 0.0048156 | 5000000 | no RA
236-1563R | 322229.5362 | 291383.0353 | 28526.3817 | 2320.1191 | 90.43% | 8.853% | 0.72% | 143761.9413 | 314096.8505 | 21866.3032 | 9978.9991 | 111916.639 | 47957.5196 | 20820.0782 | 245319.2526 | 236 | 0.17215 | 0.099055 | 0.019297 | 1871764.7123 | 48486.4768 | 25059.9877 | 248683.0716 | 281647.913 | 145568.2843 | 1444548.515 | 1801705.6708 | 274040.8347 | 125062.4407 | 1402602.3954 | 421439.4511 | 64347.0023 | 27935.3401 | 329157.1088 |  | 448 | 236-1563R | 322229.5362 | 178467.5949 | 8132.6857 | 291383.0353 | 160030.3241 | 3152.4246 | 28526.3817 | 16117.1516 | 2660.1419 | 2320.1191 | 48486.4768 | 26620.1737 | 528.9572 | 48421.655 | 26582.7599 | 521.2657 | 63.0057 | 35.5977 | 5.8754 | 1.8161 | 248683.0716 | 136766.4325 | 3363.819 | 242858.2367 | 133383.7725 | 2629.54 | 5614.0801 | 3171.9053 | 523.5242 | 210.7548 | 25059.9877 | 15080.9886 | 4239.9095 | 103.1436 | 63.7917 | 1.6189 | 22849.2959 | 12909.6487 | 2130.7424 | 2107.5482 | 0.011349 | 0.0062126 | 0.0001584 | 0.15741 | 0.089444 | 0.015741 | 0.0033984 | 5000000 | no RA
236-1567R | 728338.0864 | 627985.0324 | 95943.6131 | 4409.4409 | 86.22% | 13.17% | 0.6054% | 293793.6413 | 707395.673 | 46751.3457 | 38023.0054 | 209019.2902 | 115114.0868 | 79868.1584 | 512413.4278 | 236 | 0.18129 | 0.10608 | 0.022294 | 4017548.1295 | 116540.3674 | 91973.7136 | 519824.0054 | 642842.3064 | 507331.4547 | 2867374.3685 | 4096291.6095 | 651842.3762 | 530145.2989 | 2914303.9344 | 939391.2762 | 152866.5965 | 106061.5072 | 680463.1725 |  | 449 | 236-1567R | 728338.0864 | 434544.445 | 20942.4134 | 627985.0324 | 375890.0849 | 7588.1821 | 95943.6131 | 54244.9192 | 8944.7903 | 4409.4409 | 116540.3674 | 69789.0217 | 1426.2806 | 116384.4934 | 69699.393 | 1408.6188 | 152.4226 | 86.1772 | 14.2103 | 3.4515 | 519824.0054 | 310804.7151 | 7410.5776 | 510251.43 | 305218.4573 | 6154.9278 | 9172.0308 | 5185.7133 | 855.1053 | 400.5445 | 91973.7136 | 53950.7082 | 12105.5552 | 1349.1089 | 972.2346 | 24.6355 | 86619.1597 | 48973.0287 | 8075.4747 | 4005.4449 | 0.01797 | 0.010488 | 0.0002662 | 0.15699 | 0.089266 | 0.015699 | 0.0063284 | 5000000 | no RA
236-1569R | 2598321.3135 | 2258861.1851 | 328860.7991 | 10599.3294 | 86.94% | 12.66% | 0.4079% | 1315617.1871 | 2526396.4462 | 196360.8857 | 130624.2203 | 988632.0811 | 373074.1306 | 272196.6625 | 1881125.6531 | 236 | 0.21435 | 0.12481 | 0.031359 | 12122134.3587 | 378257.6524 | 309354.0743 | 1910709.5869 | 1764712.4937 | 1443251.7 | 8914170.165 | 10276908.6081 | 1533867.8274 | 1020367.6171 | 7722673.1636 | 2293595.6938 | 338696.3359 | 247114.4597 | 1707784.8982 |  | 450 | 236-1569R | 2598321.3135 | 1282704.1264 | 71924.8674 | 2258861.1851 | 1086151.7216 | 30678.5679 | 328860.7991 | 185953.0754 | 30646.9701 | 10599.3294 | 378257.6524 | 181896.7667 | 5183.5218 | 377771.0052 | 181617.9886 | 5130.6471 | 478.3506 | 270.4815 | 44.5781 | 8.2967 | 1910709.5869 | 922077.5057 | 29583.9337 | 1876103.8398 | 902091.4214 | 25485.8841 | 33642.9259 | 19023.2632 | 3135.2285 | 962.8212 | 309354.0743 | 178729.854 | 37157.4118 | 4986.3401 | 2442.3117 | 62.0368 | 294739.5226 | 166659.3307 | 27467.1635 | 9628.2116 | 0.043476 | 0.021057 | 0.0005344 | 0.1556 | 0.088493 | 0.01556 | 0.015264 | 5000000 | no RA
236-1573R | 969474.8636 | 823483.2052 | 141479.5443 | 4512.1141 | 84.94% | 14.59% | 0.4654% | 435073.5533 | 940543.1375 | 66426.5617 | 55530.5576 | 313116.434 | 144461.8402 | 115840.9985 | 680240.2988 | 236 | 0.18488 | 0.10719 | 0.02253 | 5243936.5302 | 146486.7942 | 131781.8921 | 691206.1772 | 792354.1707 | 712814.6423 | 3738767.7172 | 4985765.8816 | 761221.3664 | 636357.5942 | 3588186.921 | 1284142.3031 | 197236.6315 | 158160.0255 | 928745.6461 |  | 451 | 236-1573R | 969474.8636 | 534401.3103 | 28931.7261 | 823483.2052 | 449919.1296 | 11227.1471 | 141479.5443 | 79970.0667 | 13192.465 | 4512.1141 | 146486.7942 | 80060.2326 | 2024.954 | 146267.7415 | 79934.8794 | 2001.3256 | 215.5209 | 121.8213 | 20.0966 | 3.5319 | 691206.1772 | 378089.7432 | 10965.8784 | 676413.2359 | 369549.9684 | 9214.8371 | 14383.0702 | 8129.9038 | 1341.1702 | 409.8711 | 131781.8921 | 76251.3345 | 15940.8936 | 802.2278 | 434.2818 | 10.9844 | 126880.9532 | 71718.3416 | 11831.1982 | 4098.7111 | 0.021156 | 0.011302 | 0.0002868 | 0.1572 | 0.08936 | 0.01572 | 0.0065236 | 5000000 | no RA
237-1761R | 522776.2102 | 501317.3527 | 17568.4918 | 3890.3657 | 95.9% | 3.361% | 0.7442% | 208481.5255 | 511482.2348 | 32664.4539 | 6823.7088 | 168993.3628 | 79554.9262 | 14247.6687 | 417679.6398 | 237 | 0.14935 | 0.089418 | 0.017871 | 3500286.6388 | 80468.1434 | 19192.1646 | 423115.9022 | 538780.3836 | 128502.5525 | 2833003.7027 | 3514908.5268 | 550708.5934 | 115044.7842 | 2849155.1492 | 631972.214 | 98295.6972 | 17603.9951 | 516072.5217 |  | 452 | 237-1761R | 522776.2102 | 314294.6847 | 11293.9754 | 501317.3527 | 300508.5286 | 5800.8049 | 17568.4918 | 9895.7904 | 1602.8048 | 3890.3657 | 80468.1434 | 47803.6894 | 913.2171 | 80437.9196 | 47785.3354 | 907.6924 | 27.1786 | 15.3089 | 2.4796 | 3.0452 | 423115.9022 | 254122.5394 | 5436.2624 | 420641.0566 | 252574.1976 | 4889.3257 | 2121.4528 | 1194.949 | 193.5439 | 353.3928 | 19192.1646 | 12368.4559 | 4944.4959 | 238.3765 | 148.9956 | 3.7868 | 15419.8603 | 8685.5325 | 1406.7813 | 3533.9277 | 0.025622 | 0.016754 | 0.000426 | 0.1181 | 0.067028 | 0.011809 | 0.0056356 | 5000000 | no RA
237-1765R | 2444435.1122 | 2263387.3108 | 175587.0088 | 5460.7925 | 92.59% | 7.183% | 0.2234% | 858045.6809 | 2388362.7443 | 160199.9878 | 69094.039 | 628751.6542 | 456781.3683 | 144385.5507 | 1787195.8253 | 237 | 0.25909 | 0.15301 | 0.030824 | 9434877.0178 | 463769.4579 | 164376.9503 | 1816288.704 | 1790028.2064 | 634451.8219 | 7010396.9895 | 10367758.7694 | 1935695.1093 | 834862.6936 | 7597200.9665 | 1819137.5389 | 347915.381 | 109973.7366 | 1361248.4213 |  | 453 | 237-1765R | 2444435.1122 | 1586389.4313 | 56072.3678 | 2263387.3108 | 1481566.6961 | 33952.8558 | 175587.0088 | 99361.9426 | 16658.7195 | 5460.7925 | 463769.4579 | 303569.4701 | 6988.0895 | 463459.2553 | 303392.0757 | 6954.7903 | 305.9281 | 173.1199 | 29.0248 | 4.2744 | 1816288.704 | 1187537.0499 | 29092.8787 | 1798730.4166 | 1177385.7478 | 26978.0611 | 17062.2403 | 9655.255 | 1618.7705 | 496.0471 | 164376.9503 | 95282.9113 | 19991.3996 | 1197.6389 | 788.8727 | 20.0044 | 158218.8404 | 89533.5677 | 15010.9243 | 4960.4709 | 0.02585 | 0.01706 | 0.000433 | 0.22538 | 0.1281 | 0.022538 | 0.0078522 | 5000000 | no RA
237-17R | 2654277.4156 | 2361044.0958 | 283488.2853 | 9745.0345 | 88.95% | 10.68% | 0.3671% | 1278059.2724 | 2587162.8021 | 216272.1319 | 117699.3913 | 944087.7492 | 435435.4843 | 250336.5772 | 1901390.7406 | 237 | 0.15539 | 0.092708 | 0.025155 | 17081281.5129 | 441423.1555 | 282665.2843 | 1930188.9758 | 2840725.3669 | 1819058.2743 | 12421497.8717 | 14844589.5212 | 2511989.148 | 1367072.0822 | 10965528.291 | 2668042.6726 | 449048.0662 | 258162.5981 | 1960832.0083 |  | 454 | 237-17R | 2654277.4156 | 1376218.1432 | 67114.6134 | 2361044.0958 | 1206851.1703 | 31885.6677 | 283488.2853 | 159621.9384 | 25483.9113 | 9745.0345 | 441423.1555 | 225151.0236 | 5987.6712 | 440991.121 | 224904.4278 | 5941.8916 | 424.4065 | 238.9679 | 38.1516 | 7.6279 | 1930188.9758 | 986101.2266 | 28798.2352 | 1904380.045 | 971182.3725 | 25672.5229 | 24923.712 | 14033.6353 | 2240.4935 | 885.2188 | 282665.2843 | 164965.893 | 32328.7071 | 15672.9298 | 10764.3701 | 271.2531 | 258140.1668 | 145349.3352 | 23205.2662 | 8852.1877 | 0.034759 | 0.018136 | 0.0004588 | 0.1066 | 0.060536 | 0.01066 | 0.014037 | 5000000 | no RA
237-26F | 243326.8572 | 54533.2662 | 186212.8418 | 2580.7493 | 22.41% | 76.53% | 1.061% | 100113.6022 | 223913.2407 | 3107.5926 | 72953.9635 | 24052.0461 | 9017.729 | 151732.4399 | 63163.0718 | 237 | 0.10897 | 0.06363 | 0.013804 | 2232901.398 | 9055.4944 | 169033.0666 | 65238.2963 | 83098.2089 | 1551140.6141 | 598662.5751 | 2250733.2285 | 69864.2516 | 1640135.8671 | 540733.1099 | 1406355.785 | 56638.6127 | 953002.1271 | 396715.0452 |  | 455 | 237-26F | 243326.8572 | 143213.255 | 19413.6165 | 54533.2662 | 35944.3876 | 96.4256 | 186212.8418 | 104688.1182 | 16736.4417 | 2580.7493 | 9055.4944 | 5947.9018 | 37.7654 | 8822.884 | 5816.2447 | 15.0203 | 230.5903 | 129.637 | 20.725 | 2.0201 | 65238.2963 | 41186.2501 | 2075.2245 | 45366.7057 | 29911.8867 | 75.8454 | 19637.1607 | 11039.9335 | 1764.9491 | 234.4299 | 169033.0666 | 96079.1031 | 17300.6267 | 343.6765 | 216.2562 | 5.5599 | 166345.0908 | 93518.5477 | 14950.7676 | 2344.2992 | 0.0052096 | 0.0031682 | 8.02e-05 | 0.10004 | 0.056742 | 0.010004 | 0.0037196 | 5000000 | no RA
237-28F | 276846.4148 | 247793.575 | 27638.0081 | 1414.8317 | 89.51% | 9.983% | 0.5111% | 104320.8964 | 270402.6218 | 14946.6603 | 11289.1417 | 78085.0944 | 39645.7421 | 24514.0266 | 206242.8531 | 237 | 0.10804 | 0.062484 | 0.012298 | 2562344.0666 | 40057.9629 | 27996.0726 | 208792.3793 | 370755.3291 | 259116.8484 | 1932471.8891 | 2761123.9779 | 395602.2585 | 298796.51 | 2066725.2094 | 523979.3297 | 76824.5116 | 47502.6579 | 399652.1601 |  | 456 | 237-28F | 276846.4148 | 172525.5184 | 6443.793 | 247793.575 | 155566.1081 | 2541.4576 | 27638.0081 | 15544.5786 | 2487.5037 | 1414.8317 | 40057.9629 | 25111.3026 | 412.2208 | 40012.0849 | 25085.0146 | 407.0839 | 44.7706 | 25.1806 | 4.0295 | 1.1075 | 208792.3793 | 130707.2849 | 2549.5262 | 204909.2668 | 128467.0511 | 2083.0813 | 3754.5921 | 2111.7134 | 337.9246 | 128.5204 | 27996.0726 | 16706.9309 | 3482.046 | 2872.2233 | 2014.0424 | 51.2924 | 23838.6454 | 13407.6847 | 2145.5497 | 1285.2039 | 0.0043736 | 0.0027798 | 7.04e-05 | 0.1016 | 0.057637 | 0.01016 | 0.002067 | 5000000 | no RA
237-2R | 3287573.9323 | 3019289.2445 | 256540.9466 | 11743.7412 | 91.84% | 7.803% | 0.3572% | 1097668.1488 | 3201627.9193 | 215476.1016 | 101944.877 | 780247.1702 | 648395.2948 | 215063.4912 | 2338169.1333 | 237 | 0.18156 | 0.11514 | 0.029541 | 18107588.5052 | 659523.0737 | 246700.4523 | 2381350.4063 | 3632579.1221 | 1358798.4228 | 13116210.9603 | 19020198.6135 | 3733731.5952 | 1766482.7117 | 13519984.3065 | 2909341.2302 | 589201.2477 | 195429.6682 | 2124710.3143 |  | 457 | 237-2R | 3287573.9323 | 2189905.7835 | 85946.013 | 3019289.2445 | 2033716.9811 | 50801.0747 | 256540.9466 | 144445.0612 | 23401.1971 | 11743.7412 | 659523.0737 | 444046.9722 | 11127.7789 | 659108.912 | 443809.7623 | 11081.6459 | 404.9692 | 228.0174 | 36.9406 | 9.1924 | 2381350.4063 | 1601103.2361 | 43181.273 | 2352495.8373 | 1584390.5772 | 39579.7441 | 27787.7918 | 15645.8817 | 2534.7517 | 1066.7772 | 246700.4523 | 144755.5753 | 31636.9611 | 7684.4951 | 5516.6416 | 139.6847 | 228348.1856 | 128571.1621 | 20829.5049 | 10667.7716 | 0.046938 | 0.031413 | 0.0007972 | 0.11764 | 0.066743 | 0.011764 | 0.01698 | 5000000 | no RA
237-30R | 6959578.6945 | 6275258.1217 | 665033.6137 | 19286.959 | 90.17% | 9.556% | 0.2771% | 2600247.3712 | 6773332.8773 | 400059.6787 | 257887.1721 | 1942300.5204 | 1066467.267 | 540000.0003 | 5166865.61 | 237 | 0.49249 | 0.29974 | 0.065409 | 14131548.9165 | 1084301.0956 | 614726.3472 | 5260551.2516 | 2201692.7526 | 1248212.8341 | 10681643.3298 | 14543883.6367 | 2237641.4947 | 1442432.387 | 10863809.755 | 2847386.1125 | 448323.468 | 227006.1917 | 2172056.4528 |  | 458 | 237-30R | 6959578.6945 | 4359331.3233 | 186245.8172 | 6275258.1217 | 3963444.9208 | 102655.02 | 665033.6137 | 376599.4434 | 64303.8382 | 19286.959 | 1084301.0956 | 684241.417 | 17833.8286 | 1083060.7218 | 683532.4625 | 17700.2565 | 1225.2769 | 693.8576 | 118.4752 | 15.0969 | 5260551.2516 | 3318250.7312 | 93685.6416 | 5185299.7294 | 3274876.962 | 84826.792 | 73499.5348 | 41621.7817 | 7106.8621 | 1751.9875 | 614726.3472 | 356839.1751 | 74726.347 | 6897.6705 | 5035.4963 | 127.9715 | 590308.8021 | 334283.8042 | 57078.5008 | 17519.8746 | 0.10832 | 0.069509 | 0.0017654 | 0.35613 | 0.2022 | 0.035613 | 0.028031 | 5000000 | no RA
239-2207R | 165868.3168 | 149720.8835 | 12595.1549 | 3552.2784 | 90.26% | 7.593% | 2.142% | 93690.4764 | 159310.7328 | 15380.6092 | 4782.1811 | 73527.6861 | 25717.254 | 9954.9657 | 123638.5131 | 239 | 0.078224 | 0.044421 | 0.010772 | 2120438.2923 | 26065.4784 | 14059.8221 | 125743.0163 | 333217.5761 | 179738.8786 | 1607481.8376 | 1624873.1535 | 266745.7783 | 82937.3268 | 1275190.0484 | 608739.3742 | 98267.7364 | 38038.7401 | 472432.8976 |  | 459 | 239-2207R | 165868.3168 | 72177.8404 | 6557.584 | 149720.8835 | 61560.3941 | 1966.9573 | 12595.1549 | 7065.1679 | 1038.3484 | 3552.2784 | 26065.4784 | 10684.8691 | 348.2244 | 26044.0863 | 10671.6485 | 343.9095 | 18.6116 | 10.44 | 1.5343 | 2.7806 | 125743.0163 | 52215.3302 | 2104.5031 | 123466.0645 | 50796.4138 | 1620.7109 | 1954.2702 | 1096.2348 | 161.1106 | 322.6816 | 14059.8221 | 9277.6411 | 4104.8565 | 210.7328 | 92.3318 | 2.3369 | 10622.2731 | 5958.4931 | 875.7034 | 3226.8162 | 0.019164 | 0.0085622 | 0.0002168 | 0.053893 | 0.030692 | 0.0053894 | 0.0051662 | 5000000 | no RA
239-2211R | 226176.3736 | 205556.9163 | 18926.6351 | 1692.8222 | 90.88% | 8.368% | 0.7485% | 100187.2689 | 220580.7046 | 14945.6072 | 7203.0254 | 78038.6363 | 33109.5013 | 14976.9749 | 172494.2284 | 239 | 0.11902 | 0.068159 | 0.013403 | 1900344.7663 | 33469.325 | 17982.804 | 174724.2446 | 281210.8783 | 151092.3839 | 1468041.5041 | 1848469.6682 | 275748.6252 | 132896.8649 | 1439824.1781 | 417481.3117 | 62664.5837 | 28346.12 | 326470.608 |  | 460 | 239-2211R | 226176.3736 | 125989.1047 | 5595.669 | 205556.9163 | 113639.732 | 2199.9327 | 18926.6351 | 10656.5505 | 1702.9141 | 1692.8222 | 33469.325 | 18523.7178 | 359.8237 | 33451.7083 | 18513.2198 | 357.0328 | 16.2917 | 9.173 | 1.4658 | 1.3251 | 174724.2446 | 96685.6083 | 2230.0161 | 171958.7857 | 95061.3384 | 1841.2586 | 2611.6864 | 1470.4974 | 234.9851 | 153.7725 | 17982.804 | 10779.7786 | 3005.8291 | 146.4223 | 65.1739 | 1.6413 | 16298.657 | 9176.8801 | 1466.4632 | 1537.7247 | 0.008224 | 0.004183 | 0.0001058 | 0.10833 | 0.061511 | 0.010833 | 0.0024646 | 5000000 | no RA
239-2213R | 215329.5248 | 176646.6269 | 35284.3499 | 3398.5481 | 82.04% | 16.39% | 1.578% | 112290.6928 | 206539.2252 | 15058.704 | 16226.0936 | 81005.8952 | 27118.1406 | 32830.887 | 146590.1975 | 239 | 0.1294 | 0.073995 | 0.01596 | 1664002.0899 | 27470.2845 | 38731.0406 | 149128.1998 | 212282.1327 | 299301.884 | 1152418.0733 | 1392510.7375 | 186742.1647 | 201218.8985 | 1004549.6744 | 550770.6568 | 72314.9615 | 87548.9351 | 390906.7602 |  | 461 | 239-2213R | 215329.5248 | 103038.832 | 8790.2997 | 176646.6269 | 79777.2143 | 2217.0484 | 35284.3499 | 19863.0697 | 3174.7032 | 3398.5481 | 27470.2845 | 12411.5804 | 352.1438 | 27417.0532 | 12380.4516 | 344.9335 | 50.5711 | 28.4686 | 4.5501 | 2.6602 | 149128.1998 | 68122.3046 | 2538.0023 | 144233.5664 | 65231.9791 | 1816.6682 | 4585.9163 | 2581.6084 | 412.617 | 308.7171 | 38731.0406 | 22504.947 | 5900.1535 | 4996.0073 | 2164.7836 | 55.4467 | 30647.8625 | 17252.9926 | 2757.5361 | 3087.1708 | 0.016121 | 0.0075498 | 0.0001916 | 0.10835 | 0.061512 | 0.010835 | 0.0049334 | 5000000 | no RA
239-2215R | 915838.5121 | 807947.7477 | 99930.3147 | 7960.4497 | 88.22% | 10.91% | 0.8692% | 434814.8725 | 887636.8506 | 66978.6498 | 42046.2347 | 325789.988 | 136563.8229 | 86594.6321 | 664478.3955 | 239 | 0.15408 | 0.09033 | 0.022627 | 5944077.6038 | 138513.103 | 101824.2937 | 675501.1153 | 898993.2423 | 660871.4265 | 4384212.935 | 5325205.0224 | 820291.726 | 514942.8736 | 3989970.4227 | 1246383.1164 | 191757.297 | 121592.6168 | 933033.2026 |  | 462 | 239-2215R | 915838.5121 | 481023.6396 | 28201.6615 | 807947.7477 | 416809.4921 | 11255.6861 | 99930.3147 | 56253.6978 | 8985.5257 | 7960.4497 | 138513.103 | 71534.4532 | 1949.2801 | 138359.4554 | 71445.2371 | 1929.7936 | 147.4165 | 82.9851 | 13.2554 | 6.2311 | 675501.1153 | 349711.1273 | 11022.7198 | 663125.1305 | 342428.2728 | 9251.8068 | 11652.874 | 6559.7437 | 1047.8022 | 723.1108 | 101824.2937 | 59778.0591 | 15229.6616 | 6463.1617 | 2935.9822 | 74.0856 | 88130.0242 | 49610.969 | 7924.4682 | 7231.1078 | 0.035052 | 0.017824 | 0.0004516 | 0.10761 | 0.061091 | 0.010761 | 0.011414 | 5000000 | no RA
239-2217R | 444344.9067 | 135137.214 | 306163.5906 | 3044.1021 | 30.41% | 68.9% | 0.6851% | 203264.6079 | 414320.1628 | 10731.1497 | 125317.6611 | 67215.7971 | 20804.1261 | 261555.6028 | 131960.4338 | 239 | 0.073205 | 0.042395 | 0.0099474 | 6069837.8353 | 21114.3335 | 287313.0464 | 135917.5268 | 288425.9022 | 3924752.0862 | 1856659.8469 | 5686553.5112 | 300215.8492 | 3505900.969 | 1880436.6931 | 3018350.9144 | 151559.4914 | 1905450.5762 | 961340.8468 |  | 463 | 239-2217R | 444344.9067 | 241080.2988 | 30024.7439 | 135137.214 | 66323.7752 | 1765.3995 | 306163.5906 | 171712.4215 | 25215.2422 | 3044.1021 | 21114.3335 | 10383.1839 | 310.2074 | 20646.7088 | 10119.8693 | 269.5079 | 465.2419 | 260.9318 | 38.3167 | 2.3828 | 135917.5268 | 68701.7296 | 3957.0929 | 108131.4028 | 52996.3969 | 1414.9171 | 27509.604 | 15428.8128 | 2265.6558 | 276.5199 | 287313.0464 | 161995.3853 | 25757.4436 | 6359.1023 | 3207.509 | 80.9745 | 278188.7446 | 156022.6769 | 22911.2697 | 2765.1994 | 0.015505 | 0.0076296 | 0.0001938 | 0.053275 | 0.030339 | 0.0053274 | 0.0044262 | 5000000 | no RA
239-89R | 82046.5635 | 77467.445 | 3094.3795 | 1484.739 | 94.42% | 3.771% | 1.81% | 25542.4563 | 79309.586 | 3227.2349 | 4962.3741 | 17352.8473 | 9920.755 | 16216.7647 | 53172.0663 | 239 | 0.064786 | 0.038656 | 0.007707 | 1266428.1918 | 10035.6724 | 18033.1777 | 53977.7134 | 154905.4336 | 278350.7754 | 833171.9828 | 1461701.2252 | 184682.8312 | 283978.4964 | 993039.8977 | 355128.7889 | 44422.6969 | 72614.6776 | 238091.4143 |  | 464 | 239-89R | 82046.5635 | 56504.1072 | 2736.9776 | 77467.445 | 53283.9073 | 997.1764 | 3094.3795 | 1735.4609 | 255.0621 | 1484.739 | 10035.6724 | 6808.4376 | 114.9175 | 10025.3339 | 6802.1289 | 112.9989 | 9.1764 | 5.1465 | 0.75639 | 1.1622 | 53977.7134 | 36624.8661 | 805.6472 | 53242.4388 | 36153.2632 | 621.2867 | 600.404 | 336.7323 | 49.4898 | 134.8706 | 18033.1777 | 13070.8035 | 1816.4129 | 14199.6722 | 10328.5152 | 262.8908 | 2484.7992 | 1393.5821 | 204.8159 | 1348.7062 | 0.0086026 | 0.0057328 | 0.0001458 | 0.054024 | 0.030765 | 0.0054024 | 0.0021588 | 5000000 | no RA
240-1028R | 195195.3063 | 176538.5915 | 15202.773 | 3453.9419 | 90.44% | 7.788% | 1.769% | 100057.3377 | 188143.4477 | 17172.6747 | 6973.6941 | 75910.9689 | 32005.3173 | 14492.6339 | 141645.4965 | 240 | 0.045174 | 0.026224 | 0.0076066 | 4320946.61 | 32470.3107 | 18635.904 | 144089.0916 | 718779.9838 | 412534.2333 | 3189632.3928 | 3627924.5821 | 622654.6693 | 252855.3825 | 2752414.5303 | 927071.0529 | 157705.2167 | 71412.0078 | 697953.8285 |  | 465 | 240-1028R | 195195.3063 | 95137.9687 | 7051.8587 | 176538.5915 | 83238.0468 | 2499.9004 | 15202.773 | 8445.98 | 1098.0164 | 3453.9419 | 32470.3107 | 15297.6361 | 464.9935 | 32446.1006 | 15282.9844 | 460.7366 | 21.5066 | 11.9481 | 1.5533 | 2.7036 | 144089.0916 | 68178.1227 | 2443.5951 | 142174.3163 | 66974.9152 | 2014.2125 | 1601.0264 | 889.4586 | 115.6337 | 313.7489 | 18635.904 | 11662.2098 | 4143.2701 | 1918.1746 | 980.1472 | 24.9514 | 13580.24 | 7544.5733 | 980.8294 | 3137.4893 | 0.015729 | 0.0073288 | 0.0001862 | 0.024472 | 0.013922 | 0.0024472 | 0.0049732 | 5000000 | no RA
240-1044 | 119279.6488 | 109258.9209 | 8603.4675 | 1417.2605 | 91.6% | 7.213% | 1.188% | 65048.1831 | 116692.1331 | 10407.6359 | 5035.5053 | 49605.0419 | 18498.4635 | 9902.4084 | 88291.2612 | 240 | 0.076308 | 0.043083 | 0.0087026 | 1563126.0628 | 18571.5667 | 11867.5661 | 88840.5161 | 243375.1286 | 155521.0971 | 1164229.8371 | 1258773.0071 | 201402.2606 | 97444.0468 | 959926.6997 | 297326.7452 | 47133.3225 | 25230.9285 | 224962.4942 |  | 466 | 240-1044 | 119279.6488 | 54231.4657 | 2587.5157 | 109258.9209 | 47999.6822 | 441.0014 | 8603.4675 | 4814.523 | 729.2538 | 1417.2605 | 18571.5667 | 8163.9308 | 73.1032 | 18555.5207 | 8154.4628 | 70.7277 | 14.9366 | 8.3586 | 1.2661 | 1.1094 | 88840.5161 | 39235.4742 | 549.2549 | 87733.2289 | 38559.1362 | 337.5696 | 978.5462 | 547.597 | 82.9443 | 128.741 | 11867.5661 | 6832.0607 | 1965.1577 | 2970.1713 | 1286.0832 | 32.7041 | 7609.9847 | 4258.5675 | 645.0435 | 1287.4101 | 0.008136 | 0.0035638 | 9.04e-05 | 0.066178 | 0.037525 | 0.0066178 | 0.0019944 | 5000000 | no RA
240-1148 | 81418.6989 | 69902.6842 | 9313.1578 | 2202.8568 | 85.86% | 11.44% | 2.706% | 38542.5797 | 77703.0137 | 5451.6499 | 3415.5163 | 29675.4135 | 10915.7395 | 7111.5303 | 59675.7439 | 240 | 0.037482 | 0.022154 | 0.0057618 | 2172196.3726 | 11048.5377 | 9656.6513 | 60713.5098 | 294767.5885 | 257632.9919 | 1619795.7922 | 1935401.8821 | 273752.6531 | 171508.9327 | 1490140.2963 | 644882.698 | 90593.2885 | 59020.9136 | 495268.4958 |  | 467 | 240-1148 | 81418.6989 | 42876.1191 | 3715.6851 | 69902.6842 | 35506.2067 | 840.9653 | 9313.1578 | 5167.0556 | 671.863 | 2202.8568 | 11048.5377 | 5596.8878 | 132.7982 | 11030.6971 | 5586.222 | 129.9113 | 16.1163 | 8.9415 | 1.1626 | 1.7243 | 60713.5098 | 31038.0963 | 1037.7659 | 58734.1812 | 29850.8569 | 709.3074 | 1779.2256 | 987.1365 | 128.3556 | 200.103 | 9656.6513 | 6241.135 | 2545.121 | 137.8059 | 69.1278 | 1.7467 | 7517.8159 | 4170.9776 | 542.3447 | 2001.0296 | 0.0098646 | 0.0050836 | 0.0001286 | 0.024427 | 0.013879 | 0.0024426 | 0.0031906 | 5000000 | no RA
240-2004R | 772998.5015 | 682324.5008 | 76783.2073 | 13890.7934 | 88.27% | 9.933% | 1.797% | 364603.4306 | 745274.7288 | 61106.5949 | 31188.002 | 272308.8338 | 124382.843 | 66067.0188 | 554824.867 | 240 | 0.095775 | 0.060695 | 0.023229 | 8070950.3847 | 125933.2866 | 83617.0868 | 563448.128 | 1314881.3437 | 873053.9031 | 5883015.138 | 6728600.0396 | 1127696.0181 | 575561.2089 | 5025342.8126 | 1193488.0511 | 199187.536 | 105800.1761 | 888500.339 |  | 468 | 240-2004R | 772998.5015 | 408395.0708 | 27723.7726 | 682324.5008 | 351881.0052 | 8295.7572 | 76783.2073 | 42623.2722 | 5537.2221 | 13890.7934 | 125933.2866 | 64826.6917 | 1550.4437 | 125762.1865 | 64726.8747 | 1528.0158 | 160.2271 | 88.944 | 11.5548 | 10.8731 | 563448.128 | 291139.2943 | 8623.261 | 553145.607 | 284858.8776 | 6709.4791 | 9040.7101 | 5018.6058 | 651.9709 | 1261.8109 | 83617.0868 | 52429.0848 | 17550.068 | 3416.7073 | 2295.253 | 58.2622 | 67582.2701 | 37515.7225 | 4873.6964 | 12618.1094 | 0.051336 | 0.026755 | 0.0006796 | 0.024322 | 0.013823 | 0.0024322 | 0.020117 | 5000000 | no RA
240-2006R | 539634.3184 | 505455.0153 | 27665.9036 | 6513.3995 | 93.67% | 5.127% | 1.207% | 211760.9423 | 524051.2099 | 32373.3536 | 11435.0973 | 167952.4914 | 80841.4756 | 23896.9819 | 419312.7523 | 240 | 0.06999 | 0.045622 | 0.012431 | 7710141.1105 | 81998.1058 | 31588.1308 | 426048.0818 | 1171565.5301 | 451322.1967 | 6087253.3837 | 7186769.8346 | 1098690.9985 | 388085.7885 | 5699993.0475 | 1253588.5442 | 193381.7647 | 57164.2279 | 1003042.5516 |  | 469 | 240-2006R | 539634.3184 | 327873.376 | 15583.1085 | 505455.0153 | 305997.4999 | 7074.9433 | 27665.9036 | 15362.4766 | 1994.7657 | 6513.3995 | 81998.1058 | 49624.7522 | 1156.6301 | 81931.1405 | 49585.3 | 1147.071 | 61.8669 | 34.3538 | 4.4607 | 5.0984 | 426048.0818 | 258095.5904 | 6735.3295 | 422211.7903 | 255702.2317 | 5909.7217 | 3244.6278 | 1801.6949 | 233.944 | 591.6637 | 31588.1308 | 20153.0335 | 7691.1489 | 1312.0845 | 709.9683 | 18.1505 | 24359.4089 | 13526.4279 | 1756.361 | 5916.6374 | 0.036178 | 0.02233 | 0.0005662 | 0.024387 | 0.013866 | 0.0024386 | 0.009426 | 5000000 | no RA
240-2032R | 650049.0229 | 535988.4365 | 104989.5526 | 9071.0338 | 82.45% | 16.15% | 1.395% | 243714.207 | 625080.8736 | 32609.2643 | 41757.4084 | 169347.5343 | 87302.5456 | 87286.0033 | 450492.3246 | 240 | 0.12278 | 0.078209 | 0.020422 | 5294559.0935 | 88469.1739 | 103502.4306 | 458077.4184 | 720569.1457 | 843012.9357 | 3730977.012 | 5195526.0153 | 695167.8485 | 890188.9805 | 3610169.1863 | 1222622.3608 | 170758.7753 | 170726.4196 | 881137.1659 |  | 470 | 240-2032R | 650049.0229 | 406334.8159 | 24968.1493 | 535988.4365 | 338509.1285 | 7003.6645 | 104989.5526 | 58754.6536 | 8893.451 | 9071.0338 | 88469.1739 | 55859.9096 | 1166.6283 | 88326.7706 | 55777.0905 | 1148.0667 | 135.3029 | 75.7187 | 11.4612 | 7.1004 | 458077.4184 | 288729.8841 | 7585.0938 | 446273.343 | 281761.1751 | 5830.9995 | 10980.0814 | 6144.715 | 930.1003 | 823.9939 | 103502.4306 | 61745.0222 | 16216.4273 | 1388.3229 | 970.8629 | 24.5983 | 93874.1682 | 52534.2198 | 7951.8894 | 8239.9395 | 0.043791 | 0.027734 | 0.0007042 | 0.065853 | 0.037342 | 0.0065854 | 0.013132 | 5000000 | no RA
241-570 | 962227.1162 | 147036.589 | 802712.1254 | 12478.4017 | 15.28% | 83.42% | 1.297% | 433202.2781 | 876422.8535 | 14950.4506 | 333396.2799 | 84855.5476 | 27026.2241 | 688516.1642 | 160880.4652 | 241 | 0.15951 | 0.092232 | 0.028015 | 6032287.7923 | 27468.9816 | 765414.6958 | 169343.4387 | 172205.5008 | 4798453.1388 | 1061629.1526 | 5735805.7728 | 197951.1311 | 4414326.5247 | 1123528.117 | 3062840.8978 | 94448.7291 | 2406162.1146 | 562230.0541 |  | 471 | 241-570 | 962227.1162 | 529024.838 | 85804.2626 | 147036.589 | 66188.5232 | 1773.662 | 802712.1254 | 450357.9131 | 71552.1989 | 12478.4017 | 27468.9816 | 12518.531 | 442.7575 | 26179.944 | 11791.0349 | 318.9583 | 1279.2702 | 717.7286 | 114.0317 | 9.7675 | 169343.4387 | 84487.8911 | 8462.9735 | 99600.8795 | 44861.5914 | 1213.7842 | 68609.047 | 38492.7875 | 6115.6771 | 1133.5122 | 765414.6958 | 432018.4159 | 76898.5316 | 21255.7656 | 9535.8969 | 240.9195 | 732823.8082 | 411147.3971 | 65322.4901 | 11335.122 | 0.047012 | 0.020708 | 0.0005262 | 0.094459 | 0.053482 | 0.0094458 | 0.018043 | 5000000 | no RA
241-746 | 266416.7264 | 10246.1045 | 255964.1128 | 206.509 | 3.846% | 96.08% | 0.07751% | 117982.4205 | 243273.1894 | 888.9929 | 103126.381 | 13967.0466 | 1677.3304 | 213472.5645 | 28123.2945 | 241 | 0.098458 | 0.05566 | 0.0099862 | 2705897.6172 | 1719.5043 | 234416.3182 | 30280.9039 | 17464.3791 | 2380881.131 | 307552.1072 | 2666813.4979 | 20094.3345 | 2331015.2794 | 315703.884 | 2317551.9214 | 15979.1564 | 2033655.0572 | 267917.7078 |  | 472 | 241-746 | 266416.7264 | 148434.3059 | 23143.537 | 10246.1045 | 4678.851 | 82.7601 | 255964.1128 | 143548.9459 | 22854.2678 | 206.509 | 1719.5043 | 830.5115 | 42.1739 | 1361.0768 | 629.4283 | 10.0238 | 358.2659 | 200.9215 | 31.9885 | 0.16165 | 30280.9039 | 16313.8573 | 2157.6093 | 6875.0238 | 3179.2105 | 50.6846 | 23387.1212 | 13115.8879 | 2088.1659 | 18.7589 | 234416.3182 | 131289.9372 | 20943.7538 | 2010.004 | 870.2121 | 22.0518 | 232218.7257 | 130232.1365 | 20734.1134 | 187.5885 | 0.0014584 | 0.0006314 | 1.6e-05 | 0.096699 | 0.054728 | 0.0096698 | 0.0003004 | 5000000 | no RA
241-820AE | 254591.8988 | 16103.5033 | 236590.706 | 1897.6896 | 6.325% | 92.93% | 0.7454% | 112851.0628 | 231399.7493 | 2166.8001 | 96368.3374 | 14315.9254 | 3845.7763 | 199567.8402 | 27986.1327 | 241 | 0.10624 | 0.0605 | 0.012472 | 2396316.9228 | 3914.1722 | 220599.2592 | 30078.4675 | 36841.6947 | 2076365.1173 | 283110.1108 | 2342831.4801 | 44983.6041 | 2000643.758 | 297204.118 | 1859537.3267 | 30904.8072 | 1603734.8754 | 224897.6441 |  | 473 | 241-820AE | 254591.8988 | 141740.836 | 23192.1495 | 16103.5033 | 7061.6607 | 174.0038 | 236590.706 | 132781.4857 | 21120.4561 | 1897.6896 | 3914.1722 | 1747.3721 | 68.3958 | 3593.5345 | 1566.7693 | 38.4197 | 319.1522 | 179.1174 | 28.4907 | 1.4854 | 30078.4675 | 15762.5421 | 2092.3348 | 9539.8639 | 4160.0527 | 101.8596 | 20366.2214 | 11430.1072 | 1818.0929 | 172.3822 | 220599.2592 | 124230.9218 | 21031.4189 | 2970.1049 | 1334.8387 | 33.7245 | 215905.3323 | 121172.2611 | 19273.8725 | 1723.822 | 0.0070306 | 0.0031178 | 7.82e-05 | 0.096465 | 0.054635 | 0.0096464 | 0.0027474 | 5000000 | no RA
242-1411F | 839629.4912 | 877.2759 | 838543.2322 | 208.9832 | 0.1045% | 99.87% | 0.02489% | 368106.9032 | 764781.7726 | 555.1432 | 334757.8158 | 32793.9442 | 1140.9789 | 695562.7463 | 68078.0474 | 242 | 0.09372 | 0.053189 | 0.0095982 | 8958952.9964 | 1239.8232 | 763705.4951 | 74684.1729 | 13229.0702 | 8148834.3433 | 796889.5828 | 8865039.5388 | 13369.3955 | 8061900.6242 | 789769.519 | 7798099.5047 | 11633.995 | 7092307.5075 | 694158.0022 |  | 474 | 242-1411F | 839629.4912 | 471522.588 | 74847.7187 | 877.2759 | 412.3819 | 1.5746 | 838543.2322 | 470901.223 | 74637.1609 | 208.9832 | 1239.8232 | 684.6799 | 98.8442 | 132.3595 | 62.6892 | 0.12194 | 1107.3001 | 621.8272 | 98.5587 | 0.16358 | 74684.1729 | 41890.2288 | 6606.1256 | 665.9813 | 315.4657 | 0.61122 | 73999.2081 | 41555.7794 | 6586.5308 | 18.9836 | 763705.4951 | 428947.6793 | 68142.7488 | 78.9351 | 34.2269 | 0.8414 | 763436.724 | 428723.6164 | 67952.0714 | 189.836 | 0.0005318 | 0.0002304 | 5.8e-06 | 0.092884 | 0.052655 | 0.0092884 | 0.000304 | 5000000 | no RA
242-1413F | 338303.2446 | 8768.5174 | 328223.1903 | 1311.5369 | 2.592% | 97.02% | 0.3877% | 149063.5293 | 307652.3891 | 1052.7162 | 127550.5301 | 20460.2831 | 1849.1846 | 264995.6083 | 40807.5962 | 242 | 0.10056 | 0.057434 | 0.011453 | 3364045.7715 | 1903.7985 | 292119.5132 | 44279.9328 | 18931.1381 | 2904800.4383 | 440314.195 | 3294918.9377 | 23269.3702 | 2819392.9057 | 452256.6618 | 2676135.9527 | 16085.2624 | 2305082.9437 | 354967.7466 |  | 475 | 242-1413F | 338303.2446 | 189239.7153 | 30650.8555 | 8768.5174 | 3581.3389 | 66.2226 | 328223.1903 | 184346.8395 | 29273.096 | 1311.5369 | 1903.7985 | 851.0824 | 54.6139 | 1420.6297 | 579.2602 | 10.5867 | 482.1422 | 270.7956 | 43.0006 | 1.0266 | 44279.9328 | 23819.6498 | 3472.3367 | 7163.6497 | 2921.0334 | 53.5513 | 36997.1458 | 20779.4791 | 3299.648 | 119.1373 | 292119.5132 | 164568.9831 | 27123.9049 | 184.238 | 81.0453 | 2.0845 | 290743.9023 | 163296.5649 | 25930.4474 | 1191.373 | 0.0034676 | 0.0015744 | 4.02e-05 | 0.095204 | 0.053967 | 0.0095204 | 0.0018928 | 5000000 | no RA
242-1420F | 81460.4281 | 4711.2467 | 75886.1923 | 862.9892 | 5.783% | 93.16% | 1.059% | 36069.266 | 73790.0719 | 268.426 | 28583.4659 | 7217.3741 | 444.1159 | 58922.1885 | 14423.7676 | 242 | 0.1 | 0.056937 | 0.010942 | 814570.0691 | 453.7311 | 65265.4633 | 15741.2338 | 4537.1204 | 652627.2222 | 157405.7265 | 797217.3125 | 5932.8589 | 631763.1704 | 159521.2831 | 700975.6697 | 4218.9202 | 559736.8246 | 137019.925 |  | 476 | 242-1420F | 81460.4281 | 45391.1621 | 7670.3562 | 4711.2467 | 1898.6536 | 31.8129 | 75886.1923 | 42629.5193 | 6775.5541 | 862.9892 | 453.7311 | 185.3051 | 9.6152 | 360.3865 | 132.5722 | 0.66569 | 92.669 | 52.0574 | 8.274 | 0.67551 | 15741.2338 | 8523.8596 | 1317.4662 | 1822.7793 | 670.7303 | 3.354 | 13840.0623 | 7774.7372 | 1235.7201 | 78.3922 | 65265.4633 | 36681.9974 | 6343.2747 | 2528.0808 | 1095.3512 | 27.7932 | 61953.4609 | 34802.7247 | 5531.56 | 783.9215 | 0.0023538 | 0.0010194 | 2.66e-05 | 0.096372 | 0.054639 | 0.0096372 | 0.0012786 | 5000000 | no RA
242-1426F | 427379.386 | 107887.9618 | 317315.4103 | 2176.014 | 25.24% | 74.25% | 0.5092% | 191267.5109 | 395409.0914 | 10619.8853 | 127731.8883 | 52915.7374 | 21547.5727 | 265915.9492 | 107945.5695 | 242 | 0.10724 | 0.061621 | 0.012788 | 3985104.8917 | 21882.2875 | 293725.7054 | 111771.3932 | 204041.6869 | 2738849.3305 | 1042213.8744 | 3831678.7316 | 212749.0881 | 2558864.0606 | 1060065.5829 | 2499944.839 | 136232.9406 | 1681233.9911 | 682477.9073 |  | 477 | 242-1426F | 427379.386 | 236111.8751 | 31970.2946 | 107887.9618 | 55596.7647 | 1491.566 | 317315.4103 | 178339.0965 | 28302.7146 | 2176.014 | 21882.2875 | 11262.4022 | 334.7147 | 21470.7054 | 11030.3369 | 296.4526 | 409.8788 | 230.362 | 36.5588 | 1.7033 | 111771.3932 | 58855.6558 | 3825.8237 | 83875.2089 | 43090.7392 | 1157.61 | 27698.5196 | 15567.252 | 2470.5491 | 197.6646 | 293725.7054 | 165993.8171 | 27809.7561 | 2542.0474 | 1475.6886 | 37.5034 | 289207.0118 | 162541.4824 | 25795.6066 | 1976.6461 | 0.0089968 | 0.0045172 | 0.0001148 | 0.095082 | 0.053938 | 0.0095082 | 0.0031654 | 5000000 | no RA
242-1427F | 9964.1434 | 2885.3353 | 7012.8014 | 66.0066 | 28.96% | 70.38% | 0.6624% | 4363.7104 | 9271.9645 | 219.6265 | 2563.9714 | 1580.1125 | 489.6486 | 5330.9027 | 3451.4132 | 242 | 0.096908 | 0.054968 | 0.0097504 | 102820.8605 | 491.006 | 5913.3944 | 3559.743 | 5066.7334 | 61020.8297 | 36733.2974 | 101885.3322 | 5127.9108 | 59864.4398 | 36892.9817 | 70989.7893 | 3748.9412 | 40815.4777 | 26425.3705 |  | 478 | 242-1427F | 9964.1434 | 5600.4329 | 692.1788 | 2885.3353 | 1593.2199 | 0.015882 | 7012.8014 | 3941.2064 | 626.1563 | 66.0066 | 491.006 | 271.3795 | 1.3574 | 476.3304 | 263.1092 | 0 | 14.6239 | 8.2187 | 1.3057 | 0.051667 | 3559.743 | 1979.6305 | 108.3298 | 2407.6318 | 1329.5158 | 0 | 1146.1153 | 644.1188 | 102.3339 | 5.9959 | 5913.3944 | 3349.4229 | 582.4916 | 1.3731 | 0.59486 | 0.015882 | 5852.0622 | 3288.869 | 522.5167 | 59.9591 | 0.0003116 | 0.000135 | 3.6e-06 | 0.096499 | 0.054736 | 0.00965 | 9.68e-05 | 5000000 | no RA
242-776F | 81620.4954 | 4475.2397 | 76739.0241 | 406.2316 | 5.483% | 94.02% | 0.4977% | 36151.0317 | 74332.126 | 176.9427 | 32057.843 | 3916.246 | 333.4452 | 66036.9958 | 7961.685 | 242 | 0.097933 | 0.055594 | 0.010218 | 833428.5893 | 341.2481 | 72627.7909 | 8651.4564 | 3484.4912 | 741603.8954 | 88340.2028 | 817884.3705 | 4003.1675 | 725279.6812 | 88601.5218 | 713287.2747 | 3199.7232 | 633687.6298 | 76399.9217 |  | 479 | 242-776F | 81620.4954 | 45469.4637 | 7288.3694 | 4475.2397 | 1970.6949 | 32.2485 | 76739.0241 | 43092.5372 | 6849.8892 | 406.2316 | 341.2481 | 164.3054 | 7.8029 | 257.0773 | 116.9002 | 0 | 83.8528 | 47.0872 | 7.4849 | 0.31798 | 8651.4564 | 4735.2104 | 689.7714 | 1300.4779 | 591.114 | 0 | 7314.0772 | 4107.1951 | 652.8702 | 36.9012 | 72627.7909 | 40569.9479 | 6590.7951 | 2917.6844 | 1262.6807 | 32.2485 | 69341.0941 | 38938.2548 | 6189.5342 | 369.0124 | 0.0012746 | 0.0005516 | 1.4e-05 | 0.096061 | 0.054444 | 0.009606 | 0.000598 | 5000000 | no RA
243-14R | 321472.3897 | 42946.9012 | 270196.8448 | 8328.6436 | 13.36% | 84.05% | 2.591% | 144235.9872 | 293214.4157 | 3510.8624 | 113627.1503 | 27097.9745 | 6204.6132 | 236154.2511 | 50855.5514 | 243 | 0.066445 | 0.039033 | 0.01481 | 4838187.3326 | 6305.1414 | 261562.8337 | 53604.4146 | 94892.9249 | 3936543.3216 | 806751.0861 | 4540657.7601 | 110524.5981 | 3577068.4684 | 853064.6936 | 1908059.1219 | 40375.8075 | 1536746.6568 | 330936.6577 |  | 480 | 243-14R | 321472.3897 | 177236.4025 | 28257.974 | 42946.9012 | 19069.6321 | 466.3074 | 270196.8448 | 149838.1267 | 19463.023 | 8328.6436 | 6305.1414 | 2794.279 | 100.5282 | 5847.693 | 2537.6962 | 61.5273 | 450.9291 | 250.0635 | 32.4817 | 6.5193 | 53604.4146 | 26506.4401 | 2748.8632 | 29499.0225 | 12801.7464 | 310.4255 | 23348.8353 | 12948.1369 | 1681.8809 | 756.5568 | 261562.8337 | 147935.6834 | 25408.5826 | 7600.1857 | 3730.1895 | 94.3546 | 246397.0804 | 136639.9263 | 17748.6604 | 7565.5676 | 0.030372 | 0.013333 | 0.0003404 | 0.024004 | 0.013631 | 0.0024004 | 0.012069 | 5000000 | no RA
243-20R | 184937.6391 | 79979.8359 | 99656.7903 | 5301.0129 | 43.25% | 53.89% | 2.866% | 75367.4684 | 171416.4979 | 6255.9633 | 44582.2687 | 24529.2364 | 15850.5402 | 95003.3207 | 60562.637 | 243 | 0.058161 | 0.035087 | 0.010406 | 3179742.4927 | 16065.9082 | 106545.5779 | 62326.1529 | 276230.6866 | 1831901.3003 | 1071610.5058 | 3122849.4836 | 259215.7093 | 1847265.375 | 1016368.3993 | 1299310.1508 | 120144.6068 | 720110.2608 | 459055.2833 |  | 481 | 243-20R | 184937.6391 | 109570.1707 | 13521.1412 | 79979.8359 | 48949.3446 | 1038.2806 | 99656.7903 | 55319.8133 | 7181.8477 | 5301.0129 | 16065.9082 | 9809.9449 | 215.368 | 15900.521 | 9716.2919 | 199.5989 | 161.2378 | 89.5036 | 11.6197 | 4.1494 | 62326.1529 | 37796.9166 | 1763.5159 | 53353.582 | 32601.9803 | 670.0693 | 8491.0379 | 4713.4032 | 611.9136 | 481.533 | 106545.5779 | 61963.3092 | 11542.2572 | 10725.7329 | 6631.0724 | 168.6124 | 91004.5145 | 50516.9064 | 6558.3144 | 4815.3304 | 0.026267 | 0.013664 | 0.0003484 | 0.024263 | 0.013791 | 0.0024262 | 0.0076318 | 5000000 | no RA
244-29 | 370216.9958 | 69579.5538 | 288593.1626 | 12044.2794 | 18.79% | 77.95% | 3.253% | 166569.2778 | 336407.5838 | 8376.5289 | 123693.8479 | 34498.901 | 15109.0537 | 255976.4599 | 65322.0702 | 244 | 0.082271 | 0.049102 | 0.020341 | 4499991.4406 | 15372.7723 | 285946.0201 | 68898.2034 | 186856.2073 | 3475676.8532 | 837458.38 | 4147476.2131 | 208570.5999 | 3079903.4409 | 859002.1723 | 1662163.9505 | 74652.67 | 1264759.9651 | 322751.3154 |  | 482 | 244-29 | 370216.9958 | 203647.718 | 33809.4121 | 69579.5538 | 31303.5116 | 995.1735 | 288593.1626 | 160299.927 | 20769.9592 | 12044.2794 | 15372.7723 | 6996.2434 | 263.7186 | 14935.6709 | 6749.2631 | 223.5114 | 427.6737 | 237.5526 | 30.7795 | 9.4277 | 68898.2034 | 34399.3024 | 3576.1332 | 42063.0523 | 19007.2693 | 629.4788 | 25741.0736 | 14297.9556 | 1852.577 | 1094.0774 | 285946.0201 | 162252.1722 | 29969.5602 | 12580.8305 | 5546.9792 | 142.1832 | 262424.4153 | 145764.4188 | 18886.6027 | 10940.7743 | 0.040788 | 0.017968 | 0.000458 | 0.024 | 0.013651 | 0.0024 | 0.017483 | 5000000 | no RA
244-32F | 49541.489 | 3615.5747 | 45366.5584 | 559.3559 | 7.298% | 91.57% | 1.129% | 22254.5713 | 45672.6085 | 45.418 | 19763.8609 | 2445.2925 | 77.1375 | 40580.4273 | 5015.0436 | 244 | 0.026609 | 0.015297 | 0.0032586 | 1861860.0387 | 82.2877 | 44010.5514 | 5448.65 | 3092.5212 | 1653997.2554 | 204770.2621 | 1783785.1172 | 3640.4165 | 1584145.5855 | 195999.1152 | 1187283.0486 | 2005.2301 | 1054909.1697 | 130368.6488 |  | 483 | 244-32F | 49541.489 | 27286.9177 | 3868.8805 | 3615.5747 | 1529.7721 | 42.3793 | 45366.5584 | 25197.7897 | 3267.1453 | 559.3559 | 82.2877 | 36.8697 | 5.1501 | 26.132 | 5.4847 | 0.69968 | 55.7178 | 30.9472 | 4.0126 | 0.43784 | 5448.65 | 3003.3575 | 433.6064 | 132.2487 | 27.8982 | 3.5857 | 5265.5906 | 2924.6487 | 379.2099 | 50.8107 | 44010.5514 | 24246.6905 | 3430.124 | 3457.194 | 1496.3893 | 38.0939 | 40045.25 | 22242.1939 | 2883.9228 | 508.1073 | 0.0013794 | 0.000597 | 1.52e-05 | 0.024429 | 0.0139 | 0.0024428 | 0.0008006 | 5000000 | no RA
244-33F | 52769.4495 | 75.5952 | 52550.1601 | 143.6942 | 0.1433% | 99.58% | 0.2723% | 23440.3188 | 48843.1988 | 40.228 | 20702.398 | 2697.6927 | 79.1858 | 43162.983 | 5601.03 | 244 | 0.025024 | 0.014255 | 0.002645 | 2108736.7214 | 84.5427 | 46640.9213 | 6043.9855 | 3378.4363 | 1863832.6626 | 241525.6224 | 2057491.558 | 3531.0445 | 1817168.511 | 236792.0025 | 1484404.7764 | 2406.5535 | 1311776.0434 | 170222.1794 |  | 484 | 244-33F | 52769.4495 | 29329.1307 | 3926.2506 | 75.5952 | 25.2669 | 0.060641 | 52550.1601 | 29160.1696 | 3782.4958 | 143.6942 | 84.5427 | 44.3146 | 5.3569 | 11.5699 | 3.7719 | 0 | 72.8603 | 40.4303 | 5.2444 | 0.11248 | 6043.9855 | 3346.2927 | 442.9554 | 58.3026 | 19.0177 | 0 | 5972.63 | 3314.2221 | 429.9025 | 13.0529 | 46640.9213 | 25938.5233 | 3477.9383 | 5.7227 | 2.4773 | 0.060641 | 46504.6698 | 25805.5172 | 3347.3488 | 130.5288 | 0.0003972 | 0.000172 | 4.2e-06 | 0.024429 | 0.013885 | 0.0024428 | 0.000198 | 5000000 | no RA
245-486 | 214665.5144 | 29750.4026 | 182276.2196 | 2638.8922 | 13.86% | 84.91% | 1.229% | 98123.4179 | 198666.5392 | 3492.6886 | 74202.6342 | 20428.0951 | 6121.8713 | 154605.4263 | 37939.2416 | 245 | 0.039483 | 0.022528 | 0.0063462 | 5436882.3804 | 6193.0869 | 168975.5972 | 39496.8303 | 156853.7227 | 4279683.4403 | 1000345.2175 | 5173119.1064 | 184136.412 | 3912002.5861 | 1076980.1083 | 2521032.2991 | 77685.1265 | 1961906.9971 | 481440.1755 |  | 485 | 245-486 | 214665.5144 | 116542.0965 | 15998.9752 | 29750.4026 | 12803.6953 | 249.4637 | 182276.2196 | 101099.509 | 13110.6193 | 2638.8922 | 6193.0869 | 2700.3983 | 71.2156 | 5918.3323 | 2547.0857 | 49.5363 | 272.689 | 151.247 | 19.6138 | 2.0656 | 39496.8303 | 19068.7352 | 1557.5887 | 23693.0325 | 10196.4029 | 198.3959 | 15564.0863 | 8632.6208 | 1119.4812 | 239.7115 | 168975.5972 | 94772.963 | 14370.1709 | 139.0378 | 60.2067 | 1.5316 | 166439.4443 | 92315.6413 | 11971.5243 | 2397.1151 | 0.01145 | 0.0049584 | 0.0001254 | 0.024236 | 0.013773 | 0.0024236 | 0.0037972 | 5000000 | no RA
246-34R | 673237.7248 | 492596.4404 | 172128.4415 | 8512.8429 | 73.17% | 25.57% | 1.264% | 319502.0909 | 645419.6474 | 44775.8918 | 71843.722 | 202882.4772 | 89181.761 | 151382.0102 | 404855.8761 | 246 | 0.070488 | 0.043114 | 0.015223 | 9551096.9928 | 90475.2854 | 170302.7338 | 412459.7057 | 1283555.8585 | 2416052.8573 | 5851488.2769 | 8204620.1455 | 1149817.7758 | 1844903.2582 | 5209899.1115 | 1827395.5813 | 252502.9362 | 428612.3264 | 1146280.3188 |  | 486 | 246-34R | 673237.7248 | 353735.6339 | 27818.0775 | 492596.4404 | 249704.8519 | 6926.827 | 172128.4415 | 95517.9391 | 12378.4076 | 8512.8429 | 90475.2854 | 45699.3936 | 1293.5243 | 90203.0207 | 45545.3421 | 1267.7605 | 265.6012 | 147.3881 | 19.1004 | 6.6634 | 412459.7057 | 209577.2284 | 7603.8295 | 393480.5449 | 198701.0922 | 5521.2874 | 18205.8718 | 10102.8472 | 1309.2531 | 773.289 | 170302.7338 | 98459.0118 | 18920.7236 | 8912.8749 | 5458.4176 | 137.7792 | 153656.9686 | 85267.7038 | 11050.054 | 7732.8904 | 0.033834 | 0.016941 | 0.00043 | 0.02429 | 0.01381 | 0.002429 | 0.012364 | 5000000 | no RA
247-46 | 297992.2013 | 198456.2238 | 95544.2708 | 3991.7067 | 66.6% | 32.06% | 1.34% | 147880.4885 | 284951.5602 | 17290.8135 | 39277.6007 | 91312.0742 | 32218.635 | 81821.7486 | 170911.1766 | 247 | 0.045228 | 0.026666 | 0.0083462 | 6588608.0718 | 32588.5411 | 91702.4517 | 173701.2085 | 720532.6995 | 2027541.3603 | 3840534.0119 | 5629372.1866 | 658210.0578 | 1495181.922 | 3475980.2068 | 1562464.4832 | 176663.2648 | 448650.206 | 937151.0124 |  | 487 | 247-46 | 297992.2013 | 150111.7129 | 13040.6411 | 198456.2238 | 93129.9605 | 2177.0386 | 95544.2708 | 52990.0457 | 6871.8958 | 3991.7067 | 32588.5411 | 15297.7276 | 369.9061 | 32425.363 | 15205.8353 | 355.2699 | 160.0536 | 88.7677 | 11.5116 | 3.1245 | 173701.2085 | 82389.1343 | 2790.0319 | 164670.3925 | 77219.0342 | 1803.9834 | 8668.2176 | 4807.5017 | 623.4501 | 362.5984 | 91702.4517 | 52424.851 | 9880.703 | 1360.4683 | 705.091 | 17.7852 | 86715.9995 | 48093.7762 | 6236.934 | 3625.9838 | 0.015102 | 0.0070748 | 0.0001794 | 0.024399 | 0.013864 | 0.00244 | 0.0057268 | 5000000 | no RA
247-48 | 19601.2018 | 17729.9088 | 1578.4741 | 292.8189 | 90.45% | 8.053% | 1.494% | 8445.4562 | 18770.7239 | 1273.4452 | 579.7061 | 6592.3049 | 2846.4526 | 1207.4921 | 14716.7792 | 247 | 0.026216 | 0.015044 | 0.0028862 | 747692.281 | 2916.3874 | 1566.6486 | 15118.1657 | 111246.2594 | 59760.1665 | 576685.855 | 741551.0421 | 111814.5173 | 50900.9397 | 578835.5852 | 287740.9208 | 43633.9541 | 18509.9348 | 225597.0319 |  | 488 | 247-48 | 19601.2018 | 11155.7456 | 830.4778 | 17729.9088 | 9987.6953 | 424.1522 | 1578.4741 | 875.2314 | 113.5068 | 292.8189 | 2916.3874 | 1642.9422 | 69.9348 | 2912.0151 | 1640.4158 | 69.4077 | 4.1431 | 2.2973 | 0.29793 | 0.2292 | 15118.1657 | 8525.8608 | 401.3865 | 14811.7071 | 8344.0854 | 354.663 | 279.8595 | 155.1763 | 20.1245 | 26.5991 | 1566.6486 | 986.9425 | 359.1566 | 6.1865 | 3.1941 | 0.081577 | 1294.4715 | 717.7578 | 93.0844 | 265.9906 | 0.0012446 | 0.0006818 | 1.74e-05 | 0.024558 | 0.013949 | 0.0024558 | 0.000413 | 5000000 | no RA
248-30AE | 237.6299 | 0 | 237.6299 | 0 | 0% | 100% | 0% | 32.1074 | 66.8391 | 0.43085 | 24.9999 | 6.6766 | 0.89691 | 52.0432 | 13.899 | 248 | 0.024556 | 0.024556 | 0.024556 | 9677.1392 | 3.1888 | 185.0268 | 49.4143 | 129.8577 | 7534.9544 | 2012.3271 | 8369.6121 | 112.312 | 6516.8687 | 1740.4315 | 6955.2129 | 93.3321 | 5415.5686 | 1446.3121 |  | 489 | 248-30AE | 237.6299 | 205.5225 | 170.7908 | 0 | 0 | 0 | 237.6299 | 205.5225 | 170.7908 | 0 | 3.1888 | 2.7579 | 2.2918 | 0 | 0 | 0 | 3.1888 | 2.7579 | 2.2918 | 0 | 49.4143 | 42.7377 | 35.5154 | 0 | 0 | 0 | 49.4143 | 42.7377 | 35.5154 | 0 | 185.0268 | 160.0269 | 132.9836 | 0 | 0 | 0 | 185.0268 | 160.0269 | 132.9836 | 0 | 0 | 0 | 0 | 0.024556 | 0.024556 | 0.024556 | 0 | 5000000 | no RA
249-11 | 1119.3894 | 0 | 1119.3894 | 0 | 0% | 100% | 0% | 106.5214 | 221.5256 | 1.0757 | 83.2204 | 22.2253 | 2.237 | 173.068 | 46.2205 | 249 | 0.043158 | 0.043158 | 0.043158 | 25936.7675 | 11.3038 | 874.529 | 233.5566 | 261.9132 | 20263.2399 | 5411.6144 | 23468.6179 | 236.9894 | 18334.9847 | 4896.6437 | 20803.9181 | 210.0809 | 16253.1736 | 4340.6636 |  | 490 | 249-11 | 1119.3894 | 1012.868 | 897.8638 | 0 | 0 | 0 | 1119.3894 | 1012.868 | 897.8638 | 0 | 11.3038 | 10.2281 | 9.0668 | 0 | 0 | 0 | 11.3038 | 10.2281 | 9.0668 | 0 | 233.5566 | 211.3313 | 187.3361 | 0 | 0 | 0 | 233.5566 | 211.3313 | 187.3361 | 0 | 874.529 | 791.3086 | 701.461 | 0 | 0 | 0 | 874.529 | 791.3086 | 701.461 | 0 | 0 | 0 | 0 | 0.043158 | 0.043158 | 0.043158 | 0 | 5000000 | no RA
249-12 | 744.7851 | 0 | 744.7851 | 0 | 0% | 100% | 0% | 70.8696 | 147.4961 | 0.50248 | 55.5355 | 14.8316 | 1.0458 | 115.5823 | 30.8681 | 249 | 0.043197 | 0.043197 | 0.043197 | 17241.7535 | 5.2807 | 583.6355 | 155.869 | 122.2471 | 13511.1444 | 3608.3619 | 15601.1243 | 110.6148 | 12225.4993 | 3265.0103 | 13827.2231 | 98.0375 | 10835.4181 | 2893.7675 |  | 491 | 249-12 | 744.7851 | 673.9155 | 597.289 | 0 | 0 | 0 | 744.7851 | 673.9155 | 597.289 | 0 | 5.2807 | 4.7782 | 4.2349 | 0 | 0 | 0 | 5.2807 | 4.7782 | 4.2349 | 0 | 155.869 | 141.0373 | 125.0009 | 0 | 0 | 0 | 155.869 | 141.0373 | 125.0009 | 0 | 583.6355 | 528.1 | 468.0532 | 0 | 0 | 0 | 583.6355 | 528.1 | 468.0532 | 0 | 0 | 0 | 0 | 0.043197 | 0.043197 | 0.043197 | 0 | 5000000 | no RA
249-13 | 745.7773 | 0 | 745.7773 | 0 | 0% | 100% | 0% | 71.0313 | 147.7407 | 0.50362 | 55.6622 | 14.8655 | 1.0475 | 115.7739 | 30.9192 | 249 | 0.04325 | 0.04325 | 0.04325 | 17243.3264 | 5.2877 | 584.413 | 156.0766 | 122.2583 | 13512.3771 | 3608.6911 | 15600.9923 | 110.6138 | 12225.3958 | 3264.9827 | 13827.3724 | 98.0385 | 10835.5351 | 2893.7987 |  | 492 | 249-13 | 745.7773 | 674.746 | 598.0366 | 0 | 0 | 0 | 745.7773 | 674.746 | 598.0366 | 0 | 5.2877 | 4.7841 | 4.2402 | 0 | 0 | 0 | 5.2877 | 4.7841 | 4.2402 | 0 | 156.0766 | 141.2112 | 125.1574 | 0 | 0 | 0 | 156.0766 | 141.2112 | 125.1574 | 0 | 584.413 | 528.7508 | 468.6391 | 0 | 0 | 0 | 584.413 | 528.7508 | 468.6391 | 0 | 0 | 0 | 0 | 0.04325 | 0.04325 | 0.04325 | 0 | 5000000 | no RA
249-24R | 678748.2546 | 526525.59 | 142229.3416 | 9993.3231 | 77.57% | 20.95% | 1.472% | 326219.2296 | 649827.0662 | 49581.8408 | 57889.7429 | 218747.6459 | 97773.8988 | 119985.5784 | 432067.589 | 249 | 0.10094 | 0.06026 | 0.019309 | 6724487.547 | 99231.2339 | 139306.1012 | 440210.9196 | 983102.6336 | 1380131.9355 | 4361252.9778 | 5850133.1735 | 889157.7972 | 1038144.5198 | 3922830.8564 | 1497777.6875 | 225357.7477 | 276553.15 | 995866.7897 |  | 493 | 249-24R | 678748.2546 | 352529.025 | 28921.1885 | 526525.59 | 263244.9444 | 7532.3237 | 142229.3416 | 79290.7576 | 11395.5418 | 9993.3231 | 99231.2339 | 49649.3931 | 1457.3351 | 98876.1915 | 49448.0008 | 1421.6932 | 347.2201 | 193.5701 | 27.8196 | 7.8223 | 440210.9196 | 221463.2737 | 8143.3306 | 424851.1189 | 212498.7087 | 6077.6484 | 14452.0279 | 8056.7921 | 1157.9094 | 907.7728 | 139306.1012 | 81416.3582 | 19320.5228 | 2798.2796 | 1298.2349 | 32.982 | 127430.0936 | 71040.3954 | 10209.8128 | 9077.728 | 0.043458 | 0.021394 | 0.0005426 | 0.043014 | 0.024401 | 0.0043014 | 0.014465 | 5000000 | no RA
250-288F | 169.2879 | 60.8432 | 0 | 108.4447 | 35.94% | 0% | 64.06% | 9.6285 | 53.7227 | 1.5177 | 0.19708 | 7.9138 | 8.654 | 0.34436 | 44.7243 | 250 | 0.0002572 | 0.000197 | 0.000152 | 658195.4518 | 9.8872 | 98.8565 | 60.5442 | 38441.5794 | 384356.5971 | 235397.2754 | 810453.4138 | 127747.8629 | 16588.9535 | 666116.5973 | 760297.3556 | 122473.9243 | 4873.4142 | 632950.0171 |  | 494 | 250-288F | 169.2879 | 159.6593 | 115.5652 | 60.8432 | 51.2146 | 7.1205 | 0 | 0 | 0 | 108.4447 | 9.8872 | 8.3695 | 1.2332 | 9.8023 | 8.2846 | 1.1483 | 0 | 0 | 0 | 0.084885 | 60.5442 | 52.6304 | 15.8199 | 50.6933 | 42.7795 | 5.969 | 0 | 0 | 0 | 9.8509 | 98.8565 | 98.6594 | 98.5122 | 0.3476 | 0.15052 | 0.0032486 | 0 | 0 | 0 | 98.5089 | 0.0001062 | 4.6e-05 | 1e-06 | 0 | 0 | 0 | 0.000151 | 5000000 | no RA
250-47 | 154.0132 | 86.0445 | 0 | 67.9687 | 55.87% | 0% | 44.13% | 31.0858 | 86.0431 | 5.0513 | 0.070748 | 25.9637 | 14.01 | 0.12309 | 71.91 | 250 | 0.0002818 | 0.0001806 | 0.0001054 | 546533.7619 | 14.0632 | 61.8659 | 78.0842 | 49904.7379 | 219538.3383 | 277090.6858 | 680661.4042 | 110603.9444 | 1549.1188 | 568508.341 | 644878.1432 | 105002.2205 | 922.5189 | 538953.4038 |  | 495 | 250-47 | 154.0132 | 122.9274 | 67.9702 | 86.0445 | 54.9587 | 0.0014438 | 0 | 0 | 0 | 67.9687 | 14.0632 | 9.0119 | 0.053203 | 14.01 | 8.9587 | 0 | 0 | 0 | 0 | 0.053203 | 78.0842 | 52.1204 | 6.1741 | 71.91 | 45.9463 | 0 | 0 | 0 | 0 | 6.1741 | 61.8659 | 61.7952 | 61.7428 | 0.12453 | 0.053783 | 0.0014438 | 0 | 0 | 0 | 61.7414 | 0.0001784 | 7.72e-05 | 2e-06 | 0 | 0 | 0 | 0.0001034 | 5000000 | no RA
252-129 | 18352.7658 | 11899.9111 | 3255.5237 | 3197.331 | 64.84% | 17.74% | 17.42% | 8833.1691 | 14884.6794 | 1278.9451 | 1294.4852 | 6259.7387 | 2033.1779 | 2660.9987 | 10190.5028 | 252 | 0.02391 | 0.013914 | 0.0053656 | 767589.831 | 2044.2331 | 5739.5454 | 10568.9874 | 85498.422 | 240051.9196 | 442039.4894 | 684193.6493 | 99063.6694 | 100267.3627 | 484862.6172 | 646355.7455 | 88289.1867 | 115551.8219 | 442514.7369 |  | 496 | 252-129 | 18352.7658 | 9519.5968 | 3468.0864 | 11899.9111 | 4519.4345 | 53.1874 | 3255.5237 | 1802.8312 | 217.568 | 3197.331 | 2044.2331 | 765.2879 | 11.0551 | 2028.2931 | 755.344 | 7.6544 | 13.4372 | 7.4412 | 0.89801 | 2.5027 | 10568.9874 | 4309.2487 | 378.4846 | 9595.198 | 3640.3866 | 42.3771 | 683.3504 | 378.4231 | 45.6686 | 290.4389 | 5739.5454 | 4445.0602 | 3078.5466 | 276.4199 | 123.7039 | 3.1559 | 2558.7361 | 1416.9669 | 171.0014 | 2904.3894 | 0.013344 | 0.0059062 | 0.0001496 | 0.0059444 | 0.0033858 | 0.0005944 | 0.0046216 | 5000000 | no RA
252-132 | 5856.7989 | 0 | 5856.7989 | 0 | 0% | 100% | 0% | 928.9359 | 1942.1949 | 0.88227 | 733.5169 | 194.5367 | 1.8446 | 1533.618 | 406.7323 | 252 | 0.0059316 | 0.0059316 | 0.0059316 | 987389.3856 | 5.5626 | 4624.7119 | 1226.5244 | 937.7856 | 779673.6 | 206778 | 830781.3989 | 789.0452 | 656011.0262 | 173981.3275 | 659957.5086 | 626.803 | 521123.1294 | 138207.5762 |  | 497 | 252-132 | 5856.7989 | 4927.8629 | 3914.604 | 0 | 0 | 0 | 5856.7989 | 4927.8629 | 3914.604 | 0 | 5.5626 | 4.6803 | 3.7179 | 0 | 0 | 0 | 5.5626 | 4.6803 | 3.7179 | 0 | 1226.5244 | 1031.9876 | 819.7921 | 0 | 0 | 0 | 1226.5244 | 1031.9876 | 819.7921 | 0 | 4624.7119 | 3891.195 | 3091.094 | 0 | 0 | 0 | 4624.7119 | 3891.195 | 3091.094 | 0 | 0 | 0 | 0 | 0.0059316 | 0.0059316 | 0.0059316 | 0 | 5000000 | no RA
252-277F | 2459.8059 | 1314.3551 | 0 | 1145.4507 | 53.43% | 0% | 46.57% | 621.5822 | 1294.9741 | 73.3274 | 227.5911 | 320.6637 | 158.7495 | 442.7322 | 693.4924 | 252 | 0.0037008 | 0.0026316 | 0.0016646 | 664668.6907 | 162.1824 | 1488.9233 | 808.7002 | 43823.6036 | 402324.7104 | 218520.3768 | 698519.4296 | 82403.6436 | 255761.4818 | 360354.3043 | 699766.7894 | 85783.6474 | 239239.7805 | 374743.3615 |  | 498 | 252-277F | 2459.8059 | 1838.2237 | 1164.8318 | 1314.3551 | 692.773 | 19.3811 | 0 | 0 | 0 | 1145.4507 | 162.1824 | 88.855 | 3.4329 | 161.2858 | 87.9584 | 2.5363 | 0 | 0 | 0 | 0.8966 | 808.7002 | 488.0365 | 115.2078 | 704.6498 | 383.9862 | 11.1574 | 0 | 0 | 0 | 104.0504 | 1488.9233 | 1261.3322 | 1046.191 | 448.4195 | 220.8285 | 5.6873 | 0 | 0 | 0 | 1040.5038 | 0.0020612 | 0.000992 | 2.5e-05 | 0 | 0 | 0 | 0.0016396 | 5000000 | no RA
255-1080R | 2120.5061 | 628.7313 | 0 | 1491.7747 | 29.65% | 0% | 70.35% | 356.4588 | 621.8641 | 0 | 356.4588 | 0 | 0 | 621.8641 | 0 | 255 | 0.006657 | 0.0040998 | 0.0021954 | 318537.7883 | 1.1677 | 1983.8286 | 135.5097 | 175.4079 | 298006.4045 | 20355.9759 | 430276.4105 | 0 | 430276.4105 | 0 | 682628.224 | 0 | 682628.224 | 0 |  | 499 | 255-1080R | 2120.5061 | 1764.0472 | 1498.642 | 628.7313 | 272.2725 | 6.8673 | 0 | 0 | 0 | 1491.7747 | 1.1677 | 1.1677 | 1.1677 | 0 | 0 | 0 | 0 | 0 | 0 | 1.1677 | 135.5097 | 135.5097 | 135.5097 | 0 | 0 | 0 | 0 | 0 | 0 | 135.5097 | 1983.8286 | 1627.3698 | 1361.9646 | 628.7313 | 272.2725 | 6.8673 | 0 | 0 | 0 | 1355.0973 | 0.0045112 | 0.001954 | 4.96e-05 | 0 | 0 | 0 | 0.0021458 | 5000000 | no RA
255-43AE | 33838.9427 | 22320.8888 | 0 | 11518.0539 | 65.96% | 0% | 34.04% | 12840.4943 | 22084.1683 | 1571.693 | 6422.0639 | 4846.7374 | 2603.4142 | 11453.2413 | 8027.5128 | 255 | 0.048441 | 0.030681 | 0.017023 | 698565.722 | 2638.427 | 22046.5921 | 9153.9236 | 54467.2645 | 455126.3219 | 188972.1356 | 684421.0488 | 83774.0145 | 342307.3597 | 258339.6747 | 690531.1967 | 81403.9586 | 358121.7248 | 251005.5133 |  | 500 | 255-43AE | 33838.9427 | 20998.4484 | 11754.7745 | 22320.8888 | 9480.3945 | 236.7205 | 0 | 0 | 0 | 11518.0539 | 2638.427 | 1066.734 | 35.0128 | 2629.4112 | 1057.7182 | 25.997 | 0 | 0 | 0 | 9.0158 | 9153.9236 | 4307.1862 | 1126.4109 | 8107.6474 | 3260.91 | 80.1347 | 0 | 0 | 0 | 1046.2762 | 22046.5921 | 15624.5282 | 10593.3508 | 11583.8301 | 5161.7663 | 130.5888 | 0 | 0 | 0 | 10462.762 | 0.031775 | 0.014015 | 0.0003568 | 0 | 0 | 0 | 0.016666 | 5000000 | no RA
256-39AE | 1034.5238 | 198.1977 | 0 | 836.326 | 19.16% | 0% | 80.84% | 112.3401 | 196.0006 | 0 | 112.3401 | 0 | 0 | 196.0006 | 0 | 256 | 0.0034328 | 0.0021626 | 0.0012172 | 301364.4132 | 0.65464 | 957.899 | 75.9701 | 190.7004 | 279043.0535 | 22130.6593 | 426423.5738 | 0 | 426423.5738 | 0 | 688895.1689 | 0 | 688895.1689 | 0 |  | 501 | 256-39AE | 1034.5238 | 922.1836 | 838.5232 | 198.1977 | 85.8576 | 2.1972 | 0 | 0 | 0 | 836.326 | 0.65464 | 0.65464 | 0.65464 | 0 | 0 | 0 | 0 | 0 | 0 | 0.65464 | 75.9701 | 75.9701 | 75.9701 | 0 | 0 | 0 | 0 | 0 | 0 | 75.9701 | 957.899 | 845.5589 | 761.8984 | 198.1977 | 85.8576 | 2.1972 | 0 | 0 | 0 | 759.7013 | 0.0022404 | 0.0009702 | 2.48e-05 | 0 | 0 | 0 | 0.0011924 | 5000000 | no RA
256-46AE | 5332.6087 | 1574.0213 | 0 | 3758.5874 | 29.52% | 0% | 70.48% | 892.1632 | 1556.2855 | 0 | 892.1632 | 0 | 0 | 1556.2855 | 0 | 256 | 0.01432 | 0.0093538 | 0.005485 | 372388.8773 | 2.942 | 4988.2444 | 341.4223 | 205.4499 | 348341.0875 | 23842.3398 | 474721.0277 | 0 | 474721.0277 | 0 | 688481.8935 | 0 | 688481.8935 | 0 |  | 502 | 256-46AE | 5332.6087 | 4440.4455 | 3776.3232 | 1574.0213 | 681.8581 | 17.7358 | 0 | 0 | 0 | 3758.5874 | 2.942 | 2.942 | 2.942 | 0 | 0 | 0 | 0 | 0 | 0 | 2.942 | 341.4223 | 341.4223 | 341.4223 | 0 | 0 | 0 | 0 | 0 | 0 | 341.4223 | 4988.2444 | 4096.0812 | 3431.9588 | 1574.0213 | 681.8581 | 17.7358 | 0 | 0 | 0 | 3414.2231 | 0.008937 | 0.0039708 | 0.000102 | 0 | 0 | 0 | 0.005383 | 5000000 | no RA
256-539R | 13948.919 | 8870.3148 | 0 | 5078.6042 | 63.59% | 0% | 36.41% | 4728.1433 | 8765.1628 | 2.1506 | 4714.2726 | 11.7201 | 4.6778 | 8734.0185 | 26.4665 | 256 | 0.019872 | 0.012879 | 0.0074388 | 701938.3558 | 8.6903 | 13452.1944 | 488.0343 | 437.3148 | 676942.1511 | 24558.8899 | 715965.44 | 325.659 | 713865.0506 | 1774.7303 | 696853.8259 | 371.9013 | 694377.7697 | 2104.1548 |  | 503 | 256-539R | 13948.919 | 9220.7757 | 5183.7562 | 8870.3148 | 4142.1715 | 105.152 | 0 | 0 | 0 | 5078.6042 | 8.6903 | 6.5397 | 4.0125 | 4.715 | 2.5644 | 0.037183 | 0 | 0 | 0 | 3.9753 | 488.0343 | 476.3142 | 461.5678 | 26.7044 | 14.9843 | 0.23789 | 0 | 0 | 0 | 461.3299 | 13452.1944 | 8737.9218 | 4718.176 | 8838.8954 | 4124.6228 | 104.8769 | 0 | 0 | 0 | 4613.299 | 0.012576 | 0.0055826 | 0.0001426 | 0 | 0 | 0 | 0.0072962 | 5000000 | no RA
257-29AE | 2241.2772 | 442.938 | 0 | 1798.3392 | 19.76% | 0% | 80.24% | 251.1307 | 438.2159 | 0 | 251.1307 | 0 | 0 | 438.2159 | 0 | 257 | 0.006989 | 0.0045158 | 0.0026736 | 320686.3878 | 1.4077 | 2076.5121 | 163.3574 | 201.41 | 297111.475 | 23373.5028 | 440707.397 | 0 | 440707.397 | 0 | 674394.5453 | 0 | 674394.5453 | 0 |  | 504 | 257-29AE | 2241.2772 | 1990.1465 | 1803.0613 | 442.938 | 191.8073 | 4.7221 | 0 | 0 | 0 | 1798.3392 | 1.4077 | 1.4077 | 1.4077 | 0 | 0 | 0 | 0 | 0 | 0 | 1.4077 | 163.3574 | 163.3574 | 163.3574 | 0 | 0 | 0 | 0 | 0 | 0 | 163.3574 | 2076.5121 | 1825.3814 | 1638.2962 | 442.938 | 191.8073 | 4.7221 | 0 | 0 | 0 | 1633.5741 | 0.0043622 | 0.001889 | 4.68e-05 | 0 | 0 | 0 | 0.0026268 | 5000000 | no RA
257-31AE | 5628.5935 | 2200.0844 | 0 | 3428.5091 | 39.09% | 0% | 60.91% | 1247.8799 | 2176.1582 | 0 | 1247.8799 | 0 | 0 | 2176.1582 | 0 | 257 | 0.012621 | 0.0082784 | 0.0050484 | 445970.4874 | 2.6837 | 5314.4712 | 311.4387 | 212.6356 | 421081.6236 | 24676.2282 | 529173.9529 | 0 | 529173.9529 | 0 | 683867.2344 | 0 | 683867.2344 | 0 |  | 505 | 257-31AE | 5628.5935 | 4380.7137 | 3452.4353 | 2200.0844 | 952.2045 | 23.9262 | 0 | 0 | 0 | 3428.5091 | 2.6837 | 2.6837 | 2.6837 | 0 | 0 | 0 | 0 | 0 | 0 | 2.6837 | 311.4387 | 311.4387 | 311.4387 | 0 | 0 | 0 | 0 | 0 | 0 | 311.4387 | 5314.4712 | 4066.5913 | 3138.313 | 2200.0844 | 952.2045 | 23.9262 | 0 | 0 | 0 | 3114.3868 | 0.007657 | 0.0033144 | 8.44e-05 | 0 | 0 | 0 | 0.004964 | 5000000 | no RA
266-485F | 1444.2899 | 1343.2764 | 0 | 101.0135 | 93.01% | 0% | 6.994% | 676.7576 | 1289.1762 | 110.9174 | 1.5204 | 564.3198 | 211.4155 | 2.6541 | 1075.1066 | 266 | 0.000646 | 0.0003652 | 0.0001558 | 2235742.9016 | 220.4213 | 94.442 | 1129.4267 | 341209.3878 | 146195.0023 | 1748338.5116 | 2101676.7919 | 344454.864 | 4721.5029 | 1752500.425 | 995595.0543 | 163270.3346 | 2049.7179 | 830275.0019 |  | 506 | 266-485F | 1444.2899 | 767.5324 | 155.1137 | 1343.2764 | 666.5188 | 54.1002 | 0 | 0 | 0 | 101.0135 | 220.4213 | 109.5039 | 9.0058 | 220.3422 | 109.4248 | 8.9267 | 0 | 0 | 0 | 0.079069 | 1129.4267 | 565.1068 | 54.3201 | 1120.2508 | 555.931 | 45.1443 | 0 | 0 | 0 | 9.1759 | 94.442 | 92.9216 | 91.7878 | 2.6834 | 1.163 | 0.029238 | 0 | 0 | 0 | 91.7586 | 0.0004956 | 0.0002148 | 5.4e-06 | 0 | 0 | 0 | 0.0001504 | 5000000 | no RA
270-177 | 43743.2566 | 0 | 43743.2566 | 0 | 0% | 100% | 0% | 6849.9454 | 14383.0422 | 9.8445 | 6185.0954 | 655.0055 | 20.6708 | 12987.0361 | 1375.3353 | 270 | 0.0074362 | 0.0074362 | 0.0074362 | 5882474.4672 | 62.8661 | 39497.5726 | 4182.8179 | 8454.0672 | 5311526.4 | 562494 | 4961312.3905 | 7130.2083 | 4479771.5465 | 474410.6358 | 3948281.9714 | 5674.3198 | 3565065.0152 | 377542.6365 |  | 507 | 270-177 | 43743.2566 | 36893.3112 | 29360.2144 | 0 | 0 | 0 | 43743.2566 | 36893.3112 | 29360.2144 | 0 | 62.8661 | 53.0217 | 42.1954 | 0 | 0 | 0 | 62.8661 | 53.0217 | 42.1954 | 0 | 4182.8179 | 3527.8124 | 2807.4826 | 0 | 0 | 0 | 4182.8179 | 3527.8124 | 2807.4826 | 0 | 39497.5726 | 33312.4772 | 26510.5365 | 0 | 0 | 0 | 39497.5726 | 33312.4772 | 26510.5365 | 0 | 0 | 0 | 0 | 0.0074362 | 0.0074362 | 0.0074362 | 0 | 5000000 | no RA
274-23R | 231645.8199 | 10091.3002 | 212126.4328 | 9428.0869 | 4.356% | 91.57% | 4.07% | 100358.9897 | 207963.856 | 207.6626 | 91889.4502 | 8261.8769 | 407.0979 | 190359.6802 | 17197.0779 | 274 | 0.05657 | 0.034159 | 0.015348 | 4094852.7465 | 433.7932 | 211960.4172 | 19251.6095 | 7668.2545 | 3746869.6696 | 340314.8224 | 3843403.7922 | 7952.764 | 3519049.5875 | 316401.4407 | 1543040.2067 | 3020.5651 | 1412421.5909 | 127598.0507 |  | 508 | 274-23R | 231645.8199 | 131286.8301 | 23681.9639 | 10091.3002 | 4364.9686 | 102.9859 | 212126.4328 | 117493.7746 | 14150.8912 | 9428.0869 | 433.7932 | 226.1305 | 26.6953 | 136.8687 | 58.3761 | 0 | 289.5446 | 160.3746 | 19.3154 | 7.3799 | 19251.6095 | 10989.7326 | 2054.5316 | 435.22 | 185.5408 | 0 | 17959.9616 | 9947.7639 | 1198.1037 | 856.4279 | 211960.4172 | 120070.967 | 21600.737 | 9519.2115 | 4121.0518 | 102.9859 | 193876.9266 | 107385.6361 | 12933.472 | 8564.2791 | 0.028711 | 0.012431 | 0.0003152 | 0.014252 | 0.0081206 | 0.0014252 | 0.013607 | 5000000 | no RA
274-38AE | 25353.6466 | 0 | 25353.6466 | 0 | 0% | 100% | 0% | 4036.7254 | 8445.6138 | 5.9389 | 3183.8296 | 846.9569 | 12.4253 | 6661.1901 | 1771.9984 | 274 | 0.014483 | 0.014483 | 0.014483 | 1750531.4112 | 37.3007 | 19996.8248 | 5319.5211 | 2575.4112 | 1380672 | 367284 | 1471817.4743 | 2165.3626 | 1160845.8796 | 308806.2321 | 1167407.7078 | 1717.5098 | 920753.0493 | 244937.1487 |  | 509 | 274-38AE | 25353.6466 | 21316.9212 | 16908.0328 | 0 | 0 | 0 | 25353.6466 | 21316.9212 | 16908.0328 | 0 | 37.3007 | 31.3618 | 24.8754 | 0 | 0 | 0 | 37.3007 | 31.3618 | 24.8754 | 0 | 5319.5211 | 4472.5642 | 3547.5227 | 0 | 0 | 0 | 5319.5211 | 4472.5642 | 3547.5227 | 0 | 19996.8248 | 16812.9952 | 13335.6347 | 0 | 0 | 0 | 19996.8248 | 16812.9952 | 13335.6347 | 0 | 0 | 0 | 0 | 0.014483 | 0.014483 | 0.014483 | 0 | 5000000 | no RA
274-40 | 127246.8306 | 3348.4328 | 118122.5369 | 5775.8609 | 2.631% | 92.83% | 4.539% | 54400.2735 | 113557.325 | 91.8264 | 49491.8721 | 4816.575 | 192.238 | 103256.8897 | 10108.1972 | 274 | 0.037195 | 0.022923 | 0.010021 | 3421036.7566 | 208.4301 | 115693.7032 | 11344.6972 | 5603.6526 | 3110430.4089 | 305002.6951 | 3177880.6057 | 5364.1859 | 2891148.3424 | 281368.0774 | 1366054.5238 | 2312.5556 | 1242143.9244 | 121598.0437 |  | 510 | 274-40 | 127246.8306 | 72846.5571 | 13689.5056 | 3348.4328 | 1467.3543 | 35.738 | 118122.5369 | 65603.3418 | 7877.9067 | 5775.8609 | 208.4301 | 116.6038 | 16.1921 | 32.9588 | 17.1397 | 0.26988 | 170.9502 | 94.943 | 11.4011 | 4.5211 | 11344.6972 | 6528.1222 | 1236.5 | 167.514 | 87.2203 | 1.3881 | 10652.516 | 5916.2347 | 710.4447 | 524.6673 | 115693.7032 | 66201.8312 | 12436.8135 | 3147.96 | 1362.9943 | 34.08 | 107299.0707 | 59592.1642 | 7156.0609 | 5246.6726 | 0.014408 | 0.0062924 | 0.000158 | 0.01436 | 0.0082034 | 0.001436 | 0.0084272 | 5000000 | no RA
275-45 | 153748.8061 | 411.4327 | 152499.686 | 837.6873 | 0.2676% | 99.19% | 0.5448% | 68264.8876 | 142735.3996 | 93.4868 | 62448.5352 | 5722.8655 | 216.0426 | 130491.8502 | 12027.5069 | 275 | 0.018421 | 0.010614 | 0.0026742 | 8346478.2243 | 230.4584 | 140560.3037 | 12958.044 | 12510.7711 | 7630521.1329 | 703446.3202 | 8053731.6523 | 11029.3508 | 7367532.0195 | 675170.282 | 4118392.9542 | 6233.5511 | 3765125.6635 | 347033.7396 |  | 511 | 275-45 | 153748.8061 | 85483.9185 | 11013.4064 | 411.4327 | 226.8256 | 3.5233 | 152499.686 | 84419.4055 | 10172.1958 | 837.6873 | 230.4584 | 136.9716 | 14.4158 | 23.514 | 22.1205 | 0 | 206.2887 | 114.1955 | 13.7601 | 0.6557 | 12958.044 | 7235.1784 | 930.5371 | 72.2931 | 68.0298 | 0 | 12809.6571 | 7091.0548 | 854.4433 | 76.0938 | 140560.3037 | 78111.7684 | 10068.4535 | 315.6256 | 136.6753 | 3.5233 | 139483.7402 | 77214.1552 | 9303.9923 | 760.9379 | 0.0029192 | 0.0012638 | 3.2e-05 | 0.014288 | 0.008137 | 0.0014288 | 0.0012134 | 5000000 | no RA
275-48F | 116631.7673 | 4162.9657 | 110805.0084 | 1663.7931 | 3.569% | 95% | 1.427% | 51723.3378 | 107529.1205 | 299.5864 | 46438.7291 | 4985.0223 | 579.9863 | 96699.57 | 10249.5642 | 275 | 0.024465 | 0.013909 | 0.0039176 | 4767251.7396 | 596.4054 | 105000.241 | 11035.1209 | 24377.7018 | 4291820.2581 | 451053.7796 | 4666716.7132 | 27030.0624 | 4189915.0805 | 449771.5703 | 2323526.3364 | 12532.5446 | 2089517.6723 | 221476.1195 |  | 512 | 275-48F | 116631.7673 | 64908.4294 | 9102.6468 | 4162.9657 | 1900.0013 | 49.0657 | 110805.0084 | 61344.635 | 7389.788 | 1663.7931 | 596.4054 | 296.8189 | 16.419 | 452.5877 | 216.6163 | 5.6121 | 142.5153 | 78.9003 | 9.5046 | 1.3023 | 11035.1209 | 6050.0986 | 785.5567 | 1685.8902 | 806.65 | 20.9835 | 9198.0952 | 5092.3131 | 613.4377 | 151.1355 | 105000.241 | 58561.5119 | 8300.671 | 2024.4878 | 876.735 | 22.4701 | 101464.3979 | 56173.4216 | 6766.8456 | 1511.3552 | 0.0077536 | 0.0033572 | 8.56e-05 | 0.014311 | 0.0081506 | 0.001431 | 0.002401 | 5000000 | no RA
275-680F | 31794.4881 | 0 | 31794.4881 | 0 | 0% | 100% | 0% | 5053.1917 | 10590.1807 | 6.2523 | 4516.359 | 530.5804 | 13.1033 | 9465.1184 | 1111.9591 | 275 | 0.01434 | 0.01434 | 0.01434 | 2217219.7728 | 39.3394 | 28416.7572 | 3338.3915 | 2743.3728 | 1981670.4 | 232806 | 1864830.5012 | 2307.3605 | 1666717.6843 | 195805.4564 | 1478703.1472 | 1829.6039 | 1321611.0974 | 155262.4458 |  | 513 | 275-680F | 31794.4881 | 26741.2964 | 21204.3074 | 0 | 0 | 0 | 31794.4881 | 26741.2964 | 21204.3074 | 0 | 39.3394 | 33.0871 | 26.2362 | 0 | 0 | 0 | 39.3394 | 33.0871 | 26.2362 | 0 | 3338.3915 | 2807.8111 | 2226.4324 | 0 | 0 | 0 | 3338.3915 | 2807.8111 | 2226.4324 | 0 | 28416.7572 | 23900.3982 | 18951.6388 | 0 | 0 | 0 | 28416.7572 | 23900.3982 | 18951.6388 | 0 | 0 | 0 | 0 | 0.01434 | 0.01434 | 0.01434 | 0 | 5000000 | no RA
275-681F | 22162.9226 | 0 | 22162.9226 | 0 | 0% | 100% | 0% | 3521.5965 | 7382.3829 | 3.9045 | 3218.0443 | 299.6476 | 8.1851 | 6746.0414 | 628.1565 | 275 | 0.014331 | 0.014331 | 0.014331 | 1546459.008 | 24.5727 | 20252.5383 | 1885.8116 | 1714.608 | 1413158.4 | 131586 | 1300733.0878 | 1442.1639 | 1188613.3933 | 110677.5305 | 1031339.5559 | 1143.4788 | 942440.8595 | 87755.2176 |  | 514 | 275-681F | 22162.9226 | 18641.3262 | 14780.5397 | 0 | 0 | 0 | 22162.9226 | 18641.3262 | 14780.5397 | 0 | 24.5727 | 20.6682 | 16.3877 | 0 | 0 | 0 | 24.5727 | 20.6682 | 16.3877 | 0 | 1885.8116 | 1586.164 | 1257.6551 | 0 | 0 | 0 | 1885.8116 | 1586.164 | 1257.6551 | 0 | 20252.5383 | 17034.494 | 13506.4969 | 0 | 0 | 0 | 20252.5383 | 17034.494 | 13506.4969 | 0 | 0 | 0 | 0 | 0.014331 | 0.014331 | 0.014331 | 0 | 5000000 | no RA
276-158R | 182243.1197 | 7120.8449 | 163799.6056 | 11322.6692 | 3.907% | 89.88% | 6.213% | 76946.0194 | 159922.6744 | 217.7666 | 70308.1386 | 6420.1142 | 426.04 | 146115.4073 | 13381.2271 | 276 | 0.060308 | 0.037312 | 0.018063 | 3021853.0034 | 449.168 | 166468.2278 | 15325.7239 | 7447.8513 | 2760282.6104 | 254122.5416 | 2822040.4022 | 7986.7162 | 2578592.2296 | 235461.4563 | 1235727.1543 | 3292.0235 | 1129037.9999 | 103397.1308 |  | 515 | 276-158R | 182243.1197 | 105297.1003 | 22320.4453 | 7120.8449 | 3103.567 | 68.9845 | 163799.6056 | 90870.8641 | 10928.7916 | 11322.6692 | 449.168 | 231.4014 | 23.128 | 226.5006 | 103.9266 | 0 | 213.8045 | 118.612 | 14.2651 | 8.8628 | 15325.7239 | 8905.6096 | 1944.4968 | 568.7477 | 260.9709 | 0 | 13728.4484 | 7616.1109 | 915.9689 | 1028.5278 | 166468.2278 | 96160.0892 | 20352.8205 | 6325.5966 | 2738.6696 | 68.9845 | 149857.3527 | 83136.1412 | 9998.5575 | 10285.2785 | 0.029868 | 0.012933 | 0.0003276 | 0.014118 | 0.008056 | 0.0014118 | 0.016323 | 5000000 | no RA
276-228 | 268495.0332 | 23696.2159 | 232464.7386 | 12334.0787 | 8.826% | 86.58% | 4.594% | 115898.9114 | 240357.1377 | 814.6794 | 102764.95 | 12319.282 | 1499.5664 | 213805.9652 | 25051.6061 | 276 | 0.065634 | 0.040788 | 0.019679 | 4090791.8647 | 1546.3864 | 239245.2558 | 27703.3911 | 23560.7518 | 3645142.0879 | 422089.025 | 3741201.3799 | 26297.7423 | 3317238.8598 | 397664.7778 | 1429829.2388 | 8920.575 | 1271882.4303 | 149026.2335 |  | 516 | 276-228 | 268495.0332 | 152596.1219 | 28137.8956 | 23696.2159 | 11298.8473 | 293.8108 | 232464.7386 | 128963.1959 | 15510.0061 | 12334.0787 | 1546.3864 | 731.707 | 46.82 | 1207.1148 | 539.1926 | 15.1735 | 329.6171 | 182.8599 | 21.992 | 9.6545 | 27703.3911 | 15384.1091 | 2651.7849 | 4473.733 | 1998.2755 | 56.2571 | 22109.2558 | 12265.4313 | 1475.1256 | 1120.4022 | 239245.2558 | 136480.3058 | 25439.2906 | 18015.3681 | 8761.3792 | 222.3802 | 210025.8657 | 116514.9047 | 14012.8884 | 11204.022 | 0.033692 | 0.014877 | 0.0003792 | 0.014047 | 0.0080158 | 0.0014046 | 0.017895 | 5000000 | no RA
277-456F | 115770.3417 | 0 | 115770.3417 | 0 | 0% | 100% | 0% | 18419.5305 | 38561.8096 | 22.6406 | 16728.2869 | 1668.603 | 47.3986 | 35021.1432 | 3493.2678 | 277 | 0.014179 | 0.014179 | 0.014179 | 8164685.5056 | 142.3003 | 105140.5459 | 10487.4954 | 10035.7056 | 7415020.8 | 739629 | 6865650.9554 | 8438.9842 | 6235260.9424 | 621951.0289 | 5445119.8228 | 6692.924 | 4945160.0698 | 493266.829 |  | 517 | 277-456F | 115770.3417 | 97350.8112 | 77208.532 | 0 | 0 | 0 | 115770.3417 | 97350.8112 | 77208.532 | 0 | 142.3003 | 119.6597 | 94.9016 | 0 | 0 | 0 | 142.3003 | 119.6597 | 94.9016 | 0 | 10487.4954 | 8818.8924 | 6994.2277 | 0 | 0 | 0 | 10487.4954 | 8818.8924 | 6994.2277 | 0 | 105140.5459 | 88412.259 | 70119.4027 | 0 | 0 | 0 | 105140.5459 | 88412.259 | 70119.4027 | 0 | 0 | 0 | 0 | 0.014179 | 0.014179 | 0.014179 | 0 | 5000000 | no RA
277-458F | 2193.2476 | 0 | 2193.2476 | 0 | 0% | 100% | 0% | 348.772 | 730.5818 | 0.84396 | 277.1902 | 70.7378 | 1.7679 | 580.6375 | 148.1764 | 277 | 0.014308 | 0.014308 | 0.014308 | 153283.9152 | 5.3072 | 1743.1065 | 444.8338 | 370.9152 | 121824 | 31089 | 128908.5831 | 311.932 | 102451.4491 | 26145.2021 | 102224.2721 | 247.3615 | 81243.8129 | 20733.0977 |  | 518 | 277-458F | 2193.2476 | 1844.4756 | 1462.6658 | 0 | 0 | 0 | 2193.2476 | 1844.4756 | 1462.6658 | 0 | 5.3072 | 4.4632 | 3.5393 | 0 | 0 | 0 | 5.3072 | 4.4632 | 3.5393 | 0 | 444.8338 | 374.096 | 296.6575 | 0 | 0 | 0 | 444.8338 | 374.096 | 296.6575 | 0 | 1743.1065 | 1465.9163 | 1162.469 | 0 | 0 | 0 | 1743.1065 | 1465.9163 | 1162.469 | 0 | 0 | 0 | 0 | 0.014308 | 0.014308 | 0.014308 | 0 | 5000000 | no RA
277-459F | 188385.0313 | 11725.0451 | 170126.6512 | 6533.335 | 6.224% | 90.31% | 3.468% | 82519.0992 | 170384.296 | 274.9327 | 75033.0712 | 7211.0953 | 498.1154 | 155175.4033 | 14710.7773 | 277 | 0.04286 | 0.025781 | 0.010944 | 4395378.2174 | 519.43 | 171607.71 | 16257.8914 | 12119.2809 | 4003931.656 | 379327.2805 | 4106322.9062 | 13681.224 | 3733802.5017 | 358839.1804 | 1644834.0915 | 4808.6426 | 1498012.4312 | 142013.0177 |  | 519 | 277-459F | 188385.0313 | 105865.9321 | 18000.7353 | 11725.0451 | 5017.1074 | 118.4001 | 170126.6512 | 94315.4898 | 11349.0003 | 6533.335 | 519.43 | 244.4973 | 21.3146 | 296.1549 | 118.4383 | 1.6472 | 218.161 | 120.945 | 14.5533 | 5.114 | 16257.8914 | 9046.796 | 1547.1141 | 1493.8358 | 597.3784 | 8.3324 | 14170.5809 | 7855.943 | 945.3071 | 593.4746 | 171607.71 | 96574.6388 | 16432.3067 | 9935.0544 | 4301.2907 | 108.4205 | 155737.9093 | 86338.6017 | 10389.1399 | 5934.7463 | 0.019412 | 0.008406 | 0.0002142 | 0.014131 | 0.0080586 | 0.001413 | 0.0093166 | 5000000 | no RA
277-48 | 218415.2829 | 6799.1119 | 205070.0973 | 6546.0737 | 3.113% | 93.89% | 2.997% | 95093.7356 | 198144.6536 | 473.7298 | 85566.7473 | 9053.2585 | 913.04 | 178522.7464 | 18708.8672 | 277 | 0.043712 | 0.026254 | 0.011137 | 4996689.3048 | 936.4574 | 196993.1929 | 20485.6325 | 21423.3493 | 4506615.8702 | 468650.0853 | 4697319.5019 | 23400.7045 | 4226717.4384 | 447201.359 | 1820181.1399 | 8387.298 | 1639931.8886 | 171861.9534 |  | 520 | 277-48 | 218415.2829 | 123321.5473 | 20270.6293 | 6799.1119 | 3036.1208 | 44.2776 | 205070.0973 | 113739.3528 | 13680.278 | 6546.0737 | 936.4574 | 462.7276 | 23.4174 | 659.43 | 306.796 | 0.1547 | 271.9035 | 150.8076 | 18.1388 | 5.124 | 20485.6325 | 11432.374 | 1776.7653 | 2178.221 | 1013.5888 | 0.50953 | 17712.7797 | 9824.1535 | 1181.624 | 594.6318 | 196993.1929 | 111426.4457 | 18470.4465 | 3961.4609 | 1715.736 | 43.6134 | 187085.4141 | 103764.3917 | 12480.5152 | 5946.3179 | 0.020132 | 0.0087178 | 0.0002216 | 0.014072 | 0.008028 | 0.0014072 | 0.0095078 | 5000000 | no RA
278-22R | 264729.7901 | 12916.4332 | 241870.0579 | 9943.2989 | 4.879% | 91.36% | 3.756% | 114846.1429 | 238497.4563 | 390.3918 | 104199.5028 | 10256.2483 | 723.049 | 216550.2632 | 21224.1442 | 278 | 0.058535 | 0.035422 | 0.016079 | 4522620.6391 | 759.1455 | 240400.883 | 23569.7615 | 12969.175 | 4106987.714 | 402663.75 | 4231395.559 | 14383.6091 | 3839130.3576 | 377881.5923 | 1631424.913 | 4945.9651 | 1481296.697 | 145182.2509 |  | 521 | 278-22R | 264729.7901 | 149883.6472 | 26232.3337 | 12916.4332 | 5574.9863 | 150.5796 | 241870.0579 | 134365.362 | 16138.4552 | 9943.2989 | 759.1455 | 368.7537 | 36.0965 | 426.9853 | 180.7703 | 6.6697 | 324.3771 | 180.2002 | 21.6436 | 7.7831 | 23569.7615 | 13313.5133 | 2345.6174 | 1374.4532 | 581.9582 | 21.7032 | 21292.0796 | 11828.3264 | 1420.6855 | 903.2287 | 240400.883 | 136201.3802 | 23850.6199 | 11114.9947 | 4812.2577 | 122.2066 | 220253.6013 | 122356.8354 | 14696.1262 | 9032.2871 | 0.030153 | 0.013057 | 0.0003314 | 0.014037 | 0.0080206 | 0.0014036 | 0.014344 | 5000000 | no RA
278-630 | 258076.1198 | 14775.9958 | 236858.5574 | 6441.5666 | 5.725% | 91.78% | 2.496% | 113642.7716 | 235672.8641 | 262.0744 | 104209.0267 | 9171.6705 | 532.6679 | 215943.5692 | 19196.627 | 278 | 0.044769 | 0.026607 | 0.010953 | 5764616.5826 | 560.1206 | 236409.4425 | 21106.5567 | 12511.3492 | 5280650.5067 | 471454.7267 | 5428437.3977 | 12518.655 | 4977810.4656 | 438108.2771 | 2045324.3427 | 4622.843 | 1874100.5264 | 166600.9732 |  | 522 | 278-630 | 258076.1198 | 144433.3482 | 22403.2557 | 14775.9958 | 6459.9524 | 158.7418 | 236858.5574 | 131531.8292 | 15802.9473 | 6441.5666 | 560.1206 | 298.0462 | 27.4527 | 249.2352 | 123.1638 | 2.005 | 305.8432 | 169.8403 | 20.4055 | 5.0422 | 21106.5567 | 11934.8862 | 1909.9296 | 755.8763 | 373.5858 | 6.0554 | 19765.5417 | 10976.1618 | 1318.7356 | 585.1386 | 236409.4425 | 132200.4158 | 20465.8733 | 13770.8843 | 5963.2029 | 150.6813 | 216787.1724 | 120385.8271 | 14463.8062 | 5851.3859 | 0.021421 | 0.0092764 | 0.0002356 | 0.014034 | 0.008016 | 0.0014034 | 0.0093144 | 5000000 | no RA
279-10AE | 159700.3528 | 6565.3122 | 143439.2793 | 9695.7614 | 4.111% | 89.82% | 6.071% | 67318.3694 | 140339.7877 | 261.3098 | 61065.1032 | 5991.9564 | 503.473 | 127447.4574 | 12388.8573 | 279 | 0.054414 | 0.03391 | 0.015737 | 2934912.942 | 526.0617 | 145097.7372 | 14076.5539 | 9667.7639 | 2666551.5718 | 258693.6063 | 2724328.6181 | 10575.0316 | 2471263.188 | 242490.3985 | 1230273.3174 | 4413.6403 | 1117254.1214 | 108605.5557 |  | 523 | 279-10AE | 159700.3528 | 92381.9834 | 19360.5651 | 6565.3122 | 3149.3753 | 99.8869 | 143439.2793 | 79536.8468 | 9564.9169 | 9695.7614 | 526.0617 | 264.7519 | 22.5888 | 337.9888 | 157.0847 | 2.9642 | 180.4835 | 100.0778 | 12.0351 | 7.5894 | 14076.5539 | 8084.5975 | 1687.6965 | 1259.7446 | 585.3252 | 11.0246 | 11936.0664 | 6618.5294 | 795.929 | 880.7429 | 145097.7372 | 84032.6341 | 17650.2798 | 4967.5788 | 2406.9654 | 85.898 | 131322.7294 | 72818.2396 | 8756.9528 | 8807.4291 | 0.026271 | 0.011845 | 0.0003262 | 0.014147 | 0.0080692 | 0.0014146 | 0.013996 | 5000000 | no RA
279-11AE | 196655.7794 | 5802.4449 | 181404.433 | 9448.9015 | 2.951% | 92.24% | 4.805% | 83918.6337 | 175039.744 | 111.8261 | 76579.9532 | 7226.8544 | 246.6951 | 159597.1169 | 15195.932 | 279 | 0.055223 | 0.03362 | 0.01525 | 3561146.6931 | 270.0109 | 179254.1561 | 17131.6124 | 4889.5003 | 3246028.91 | 310228.2827 | 3353296.144 | 4468.4459 | 3060050.5582 | 288777.1399 | 1417444.9401 | 1997.6994 | 1292392.9194 | 123054.3214 |  | 524 | 279-11AE | 196655.7794 | 112737.1457 | 21616.0353 | 5802.4449 | 2737.8488 | 67.6731 | 181404.433 | 100550.3954 | 12099.4608 | 9448.9015 | 270.0109 | 158.1849 | 23.3158 | 26.6569 | 20 | 0.18152 | 235.9578 | 130.7887 | 15.7381 | 7.3962 | 17131.6124 | 9904.758 | 1935.6804 | 134.3434 | 100.8043 | 0.91284 | 16138.9503 | 8945.6349 | 1076.4489 | 858.3187 | 179254.1561 | 102674.2029 | 19657.0392 | 5641.4446 | 2617.0445 | 66.5787 | 165029.5248 | 91473.9717 | 11007.2738 | 8583.1867 | 0.027589 | 0.012047 | 0.000307 | 0.014101 | 0.0080404 | 0.0014102 | 0.013533 | 5000000 | no RA
280-23AE | 37785.7729 | 0 | 37785.7729 | 0 | 0% | 100% | 0% | 4473.1912 | 9291.4558 | 5.5374 | 4051.8148 | 415.839 | 11.502 | 8416.197 | 863.7569 | 280 | 0.030355 | 0.030355 | 0.030355 | 1244787.4807 | 46.7754 | 34226.338 | 3512.6595 | 1540.9346 | 1127528.0023 | 115718.5439 | 1097425.8688 | 1358.5142 | 994047.9131 | 102019.4415 | 938696.4052 | 1162.0214 | 850270.8285 | 87263.5553 |  | 525 | 280-23AE | 37785.7729 | 33312.5817 | 28494.3171 | 0 | 0 | 0 | 37785.7729 | 33312.5817 | 28494.3171 | 0 | 46.7754 | 41.238 | 35.2734 | 0 | 0 | 0 | 46.7754 | 41.238 | 35.2734 | 0 | 3512.6595 | 3096.8205 | 2648.9027 | 0 | 0 | 0 | 3512.6595 | 3096.8205 | 2648.9027 | 0 | 34226.338 | 30174.5232 | 25810.1411 | 0 | 0 | 0 | 34226.338 | 30174.5232 | 25810.1411 | 0 | 0 | 0 | 0 | 0.030355 | 0.030355 | 0.030355 | 0 | 5000000 | no RA
280-24AE | 352807.9064 | 6575.9769 | 344669.2507 | 1562.6789 | 1.864% | 97.69% | 0.4429% | 156648.4568 | 325229.2185 | 432.1256 | 142128.4967 | 14087.8345 | 928.9141 | 294879.2066 | 29421.0979 | 280 | 0.037093 | 0.021342 | 0.00527 | 9511441.6857 | 971.4172 | 320032.9673 | 31803.5219 | 26188.6939 | 8627853.4311 | 857399.5606 | 9191326.3932 | 25354.9098 | 8339369.7534 | 826601.7301 | 5233147.6092 | 14946.8265 | 4744796.3679 | 473404.4149 |  | 526 | 280-24AE | 352807.9064 | 196159.4496 | 27578.6879 | 6575.9769 | 3175.1701 | 75.6946 | 344669.2507 | 191421.6006 | 25940.3144 | 1562.6789 | 971.4172 | 539.2916 | 42.5031 | 506.6699 | 280.6375 | 6.3944 | 463.5241 | 257.4309 | 34.8855 | 1.2232 | 31803.5219 | 17715.6874 | 2382.424 | 2260.6823 | 1245.14 | 27.7194 | 29400.8891 | 16328.5969 | 2212.7541 | 141.9505 | 320032.9673 | 177904.4706 | 25153.7608 | 3808.6247 | 1649.3926 | 41.5808 | 314804.8375 | 174835.5728 | 23692.6748 | 1419.5052 | 0.0050284 | 0.0021772 | 5.52e-05 | 0.029833 | 0.016933 | 0.0029834 | 0.0022314 | 5000000 | no RA
280-382AE | 108539.6632 | 4398.9552 | 101208.6105 | 2932.0974 | 4.053% | 93.25% | 2.701% | 47871.1252 | 97950.0599 | 441.945 | 41417.7154 | 6011.4648 | 687.5087 | 85857.8758 | 11404.6754 | 280 | 0.044174 | 0.025656 | 0.0073824 | 2457071.5879 | 705.1305 | 95427.1705 | 12407.3621 | 15962.424 | 2160236.9367 | 280872.2271 | 2364655.1316 | 21830.4357 | 2045880.7429 | 296943.953 | 1434439.1107 | 10068.2881 | 1257353.9527 | 167016.8699 |  | 527 | 280-382AE | 108539.6632 | 60668.5379 | 10589.6033 | 4398.9552 | 1548.9958 | 34.9185 | 101208.6105 | 56187.4447 | 7622.5874 | 2932.0974 | 705.1305 | 263.1855 | 17.6218 | 546.8261 | 174.2795 | 3.5767 | 156.0093 | 86.6109 | 11.7499 | 2.2951 | 12407.3621 | 6395.8973 | 1002.6867 | 2595.1127 | 830.0031 | 17.3856 | 9545.9038 | 5299.5485 | 718.9555 | 266.3457 | 95427.1705 | 54009.4551 | 9569.2948 | 1257.0165 | 544.7132 | 13.9562 | 91506.6974 | 50801.2853 | 6891.882 | 2663.4566 | 0.0095686 | 0.0041866 | 0.000107 | 0.030367 | 0.017231 | 0.0030368 | 0.0042386 | 5000000 | no RA
282-563F | 23713.9624 | 2549.3398 | 20968.7365 | 195.886 | 10.75% | 88.42% | 0.826% | 10360.675 | 21909.307 | 171.5932 | 7396.2278 | 2792.854 | 412.3103 | 15406.1619 | 6090.8348 | 282 | 0.031532 | 0.018045 | 0.0033284 | 752055.434 | 418.8703 | 16828.7457 | 6466.3463 | 13283.8917 | 533700.3348 | 205071.2075 | 739999.2999 | 12255.8464 | 528267.066 | 199476.3876 | 542199.0721 | 10203.6205 | 381262.9358 | 150732.5158 |  | 528 | 282-563F | 23713.9624 | 13353.2874 | 1804.6554 | 2549.3398 | 1511.9011 | 32.7274 | 20968.7365 | 11645.5002 | 1576.0419 | 195.886 | 418.8703 | 247.2771 | 6.56 | 400.9067 | 237.2324 | 5.0681 | 17.8103 | 9.8914 | 1.3386 | 0.15333 | 6466.3463 | 3673.4923 | 375.5116 | 2032.6235 | 1203.2043 | 25.8098 | 4415.929 | 2452.4941 | 331.9079 | 17.7939 | 16828.7457 | 9432.5179 | 1422.5838 | 115.8097 | 71.4643 | 1.8496 | 16534.9972 | 9183.1148 | 1242.7954 | 177.9388 | 0.0010466 | 0.0006128 | 1.58e-05 | 0.030192 | 0.017139 | 0.0030192 | 0.0002934 | 5000000 | no RA
282-565F | 88029.3737 | 247.7189 | 87109.4105 | 672.2443 | 0.2814% | 98.95% | 0.7637% | 38800.7424 | 80814.5132 | 68.8016 | 31528.558 | 7203.3828 | 152.6635 | 65620.6709 | 15041.1789 | 282 | 0.032683 | 0.018734 | 0.00397 | 2693430.0302 | 162.5246 | 71558.7615 | 16308.0875 | 4972.7566 | 2189479.5926 | 498977.681 | 2627713.2594 | 4659.4681 | 2135217.1318 | 487836.6596 | 1817345.2085 | 3433.0743 | 1475668.2562 | 338243.878 |  | 529 | 282-565F | 88029.3737 | 49228.6313 | 7214.8605 | 247.7189 | 154.685 | 0.20105 | 87109.4105 | 48401.7021 | 6542.4152 | 672.2443 | 162.5246 | 93.723 | 9.8611 | 37.7078 | 24.1357 | 0 | 124.2906 | 69.0611 | 9.3349 | 0.5262 | 16308.0875 | 9104.7047 | 1266.9087 | 191.7421 | 122.6414 | 0 | 16055.2801 | 8920.9981 | 1205.8434 | 61.0653 | 71558.7615 | 40030.2035 | 5938.0907 | 18.2689 | 7.9079 | 0.20105 | 70929.8398 | 39411.6428 | 5327.2368 | 610.6528 | 0.0017488 | 0.000757 | 1.92e-05 | 0.029982 | 0.017025 | 0.0029982 | 0.0009526 | 5000000 | no RA
283-1357AE | 1284.4292 | 0 | 1284.4292 | 0 | 0% | 100% | 0% | 38.4318 | 80.1158 | 0.51572 | 29.9243 | 7.9918 | 1.0751 | 62.3809 | 16.6598 | 283 | 0.17318 | 0.17318 | 0.17318 | 7416.6608 | 17.2358 | 1000.1009 | 267.0925 | 99.5243 | 5774.8679 | 1542.2686 | 7194.7448 | 96.5464 | 5602.0764 | 1496.1219 | 6954.0493 | 93.3165 | 5414.6626 | 1446.0701 |  | 530 | 283-1357AE | 1284.4292 | 1245.9974 | 1204.3134 | 0 | 0 | 0 | 1284.4292 | 1245.9974 | 1204.3134 | 0 | 17.2358 | 16.7201 | 16.1607 | 0 | 0 | 0 | 17.2358 | 16.7201 | 16.1607 | 0 | 267.0925 | 259.1008 | 250.4327 | 0 | 0 | 0 | 267.0925 | 259.1008 | 250.4327 | 0 | 1000.1009 | 970.1766 | 937.7199 | 0 | 0 | 0 | 1000.1009 | 970.1766 | 937.7199 | 0 | 0 | 0 | 0 | 0.17318 | 0.17318 | 0.17318 | 0 | 5000000 | no RA
283-1358AE | 1282.5079 | 0 | 1282.5079 | 0 | 0% | 100% | 0% | 38.4547 | 80.2479 | 0.51602 | 29.9422 | 7.9965 | 1.0768 | 62.4838 | 16.6873 | 283 | 0.17289 | 0.17289 | 0.17289 | 7418.22 | 17.21 | 998.6049 | 266.693 | 99.5452 | 5776.082 | 1542.5928 | 7195.7921 | 96.5605 | 5602.8919 | 1496.3397 | 6954.0539 | 93.3166 | 5414.6662 | 1446.0711 |  | 531 | 283-1358AE | 1282.5079 | 1244.0531 | 1202.26 | 0 | 0 | 0 | 1282.5079 | 1244.0531 | 1202.26 | 0 | 17.21 | 16.694 | 16.1332 | 0 | 0 | 0 | 17.21 | 16.694 | 16.1332 | 0 | 266.693 | 258.6965 | 250.0057 | 0 | 0 | 0 | 266.693 | 258.6965 | 250.0057 | 0 | 998.6049 | 968.6627 | 936.1211 | 0 | 0 | 0 | 998.6049 | 968.6627 | 936.1211 | 0 | 0 | 0 | 0 | 0.17289 | 0.17289 | 0.17289 | 0 | 5000000 | no RA
283-55R | 691079.765 | 616131.07 | 71020.2519 | 3928.4431 | 89.15% | 10.28% | 0.5685% | 273829.8971 | 666309.3109 | 41803.7953 | 27960.7687 | 204065.3331 | 103192.2847 | 60596.8047 | 502520.2216 | 283 | 0.20157 | 0.11832 | 0.02325 | 3428458.0022 | 105653.5672 | 70027.2505 | 515398.9473 | 524149.0725 | 347406.3337 | 2556902.596 | 3526381.0397 | 538349.2188 | 360078.7411 | 2627953.0798 | 1065395.8759 | 164999.397 | 96891.3157 | 803505.1632 |  | 532 | 283-55R | 691079.765 | 417249.8679 | 24770.4541 | 616131.07 | 373157.6236 | 14187.1669 | 71020.2519 | 40163.8012 | 6654.8441 | 3928.4431 | 105653.5672 | 63849.7719 | 2461.2825 | 105346.0615 | 63674.5334 | 2429.6813 | 304.4307 | 172.1635 | 28.5262 | 3.075 | 515398.9473 | 311333.6142 | 12878.7257 | 505854.3 | 305780.8249 | 11660.9457 | 9187.7957 | 5195.9376 | 860.9283 | 356.8516 | 70027.2505 | 42066.4818 | 9430.4459 | 4930.7085 | 3702.2653 | 96.5398 | 61528.0255 | 34795.7001 | 5765.3896 | 3568.5165 | 0.024145 | 0.01499 | 0.0003842 | 0.17173 | 0.09764 | 0.017173 | 0.0056924 | 5000000 | no RA
283-71F | 488276.5937 | 248068.6287 | 236891.7 | 3316.265 | 50.8% | 48.52% | 0.6792% | 217938.8525 | 460510.4589 | 19190.0887 | 91884.5706 | 106864.1931 | 40834.0529 | 192513.7877 | 227162.6183 | 283 | 0.19011 | 0.10943 | 0.021981 | 2568327.702 | 41271.2459 | 215252.836 | 231752.5119 | 217086.1464 | 1132226.7514 | 1219014.8042 | 2470380.9619 | 217523.5363 | 1041530.1874 | 1211327.2382 | 1263164.9888 | 112006.4592 | 528058.9655 | 623099.5641 |  | 533 | 283-71F | 488276.5937 | 270337.7413 | 27766.1349 | 248068.6287 | 133034.4023 | 2267.0861 | 236891.7 | 133987.074 | 22182.7838 | 3316.265 | 41271.2459 | 22081.1571 | 437.193 | 40545.5603 | 21669.5783 | 366.8863 | 723.0898 | 408.983 | 67.7109 | 2.5958 | 231752.5119 | 124888.3188 | 4589.8936 | 205559.2688 | 109942.4373 | 1864.0973 | 25892.0004 | 14644.6388 | 2424.5537 | 301.2426 | 215252.836 | 123368.2654 | 22739.0482 | 1963.7996 | 1422.3867 | 36.1025 | 210276.6098 | 118933.4522 | 19690.5192 | 3012.4265 | 0.015405 | 0.0080156 | 0.0002038 | 0.16992 | 0.096631 | 0.016992 | 0.0047852 | 5000000 | no RA
283-78F | 3811.5444 | 0 | 3811.5444 | 0 | 0% | 100% | 0% | 115.602 | 241.3321 | 1.5513 | 90.0117 | 24.039 | 3.2384 | 187.9095 | 50.1842 | 283 | 0.17113 | 0.17113 | 0.17113 | 22272.3844 | 51.1472 | 2967.7999 | 792.5973 | 298.8736 | 17342.0467 | 4631.4642 | 21596.8756 | 289.8089 | 16816.0722 | 4490.9945 | 20862.1843 | 279.9501 | 16244.0163 | 4338.218 |  | 534 | 283-78F | 3811.5444 | 3695.9424 | 3570.2124 | 0 | 0 | 0 | 3811.5444 | 3695.9424 | 3570.2124 | 0 | 51.1472 | 49.5959 | 47.9088 | 0 | 0 | 0 | 51.1472 | 49.5959 | 47.9088 | 0 | 792.5973 | 768.5583 | 742.4131 | 0 | 0 | 0 | 792.5973 | 768.5583 | 742.4131 | 0 | 2967.7999 | 2877.7883 | 2779.8905 | 0 | 0 | 0 | 2967.7999 | 2877.7883 | 2779.8905 | 0 | 0 | 0 | 0 | 0.17113 | 0.17113 | 0.17113 | 0 | 5000000 | no RA
283-80F | 12680.893 | 1628.18 | 11017.776 | 34.937 | 12.84% | 86.88% | 0.2755% | 509.2451 | 2328.7556 | 31.6117 | 270.657 | 206.9764 | 270.4093 | 564.6349 | 1493.7114 | 283 | 0.17072 | 0.1707 | 0.17064 | 74278.8085 | 383.4577 | 8909.3464 | 3388.089 | 2246.1179 | 52186.8319 | 19845.8587 | 71304.4901 | 4426.2645 | 37897.3895 | 28980.8361 | 60667.8143 | 7044.5955 | 14709.6444 | 38913.5743 |  | 535 | 283-80F | 12680.893 | 12171.6479 | 10352.1374 | 1628.18 | 1454.8001 | 0.0028877 | 11017.776 | 10681.9108 | 10317.1975 | 34.937 | 383.4577 | 351.846 | 113.0484 | 262.7347 | 234.8023 | 0 | 120.6956 | 117.0163 | 113.0211 | 0.027347 | 3388.089 | 3181.1125 | 1894.3776 | 1365.2912 | 1219.8808 | 0 | 2019.6242 | 1958.0581 | 1891.204 | 3.1736 | 8909.3464 | 8638.6894 | 8344.7115 | 0.15413 | 0.11695 | 0.0028877 | 8877.4562 | 8606.8364 | 8312.9725 | 31.7361 | 8.54e-05 | 6.48e-05 | 1.6e-06 | 0.17059 | 0.17059 | 0.17059 | 4.94e-05 | 5000000 | no RA
283-81 | 1263.2238 | 0 | 1263.2238 | 0 | 0% | 100% | 0% | 38.5785 | 80.5636 | 0.51769 | 30.0385 | 8.0223 | 1.0811 | 62.7296 | 16.7529 | 283 | 0.17007 | 0.17007 | 0.17007 | 7427.7661 | 16.9512 | 983.5896 | 262.683 | 99.6733 | 5783.5149 | 1544.5779 | 7200.9242 | 96.6293 | 5606.888 | 1497.4069 | 6954.0514 | 93.3166 | 5414.6642 | 1446.0706 |  | 536 | 283-81 | 1263.2238 | 1224.6453 | 1182.6602 | 0 | 0 | 0 | 1263.2238 | 1224.6453 | 1182.6602 | 0 | 16.9512 | 16.4335 | 15.8701 | 0 | 0 | 0 | 16.9512 | 16.4335 | 15.8701 | 0 | 262.683 | 254.6607 | 245.93 | 0 | 0 | 0 | 262.683 | 254.6607 | 245.93 | 0 | 983.5896 | 953.5511 | 920.86 | 0 | 0 | 0 | 983.5896 | 953.5511 | 920.86 | 0 | 0 | 0 | 0 | 0.17007 | 0.17007 | 0.17007 | 0 | 5000000 | no RA
283-83F | 1255.7229 | 0 | 1255.7229 | 0 | 0% | 100% | 0% | 38.616 | 80.6471 | 0.51819 | 30.0678 | 8.0301 | 1.0822 | 62.7946 | 16.7703 | 283 | 0.16898 | 0.16898 | 0.16898 | 7431.3154 | 16.8506 | 977.7491 | 261.1232 | 99.721 | 5786.2785 | 1545.316 | 7202.7872 | 96.6543 | 5608.3386 | 1497.7943 | 6954.0494 | 93.3165 | 5414.6627 | 1446.0702 |  | 537 | 283-83F | 1255.7229 | 1217.1068 | 1175.0758 | 0 | 0 | 0 | 1255.7229 | 1217.1068 | 1175.0758 | 0 | 16.8506 | 16.3324 | 15.7684 | 0 | 0 | 0 | 16.8506 | 16.3324 | 15.7684 | 0 | 261.1232 | 253.0931 | 244.3529 | 0 | 0 | 0 | 261.1232 | 253.0931 | 244.3529 | 0 | 977.7491 | 947.6813 | 914.9545 | 0 | 0 | 0 | 977.7491 | 947.6813 | 914.9545 | 0 | 0 | 0 | 0 | 0.16898 | 0.16898 | 0.16898 | 0 | 5000000 | no RA
283-85F | 1251.4832 | 0 | 1251.4832 | 0 | 0% | 100% | 0% | 38.6216 | 80.7145 | 0.51826 | 30.0721 | 8.0312 | 1.0831 | 62.8471 | 16.7843 | 283 | 0.16836 | 0.16836 | 0.16836 | 7433.4644 | 16.7937 | 974.448 | 260.2415 | 99.7498 | 5787.9517 | 1545.7628 | 7204.0626 | 96.6715 | 5609.3316 | 1498.0595 | 6954.0424 | 93.3164 | 5414.6573 | 1446.0687 |  | 538 | 283-85F | 1251.4832 | 1212.8616 | 1170.7687 | 0 | 0 | 0 | 1251.4832 | 1212.8616 | 1170.7687 | 0 | 16.7937 | 16.2754 | 15.7106 | 0 | 0 | 0 | 16.7937 | 16.2754 | 15.7106 | 0 | 260.2415 | 252.2103 | 243.4572 | 0 | 0 | 0 | 260.2415 | 252.2103 | 243.4572 | 0 | 974.448 | 944.3759 | 911.6009 | 0 | 0 | 0 | 974.448 | 944.3759 | 911.6009 | 0 | 0 | 0 | 0 | 0.16836 | 0.16836 | 0.16836 | 0 | 5000000 | no RA
284-660R | 46742.0661 | 5312.1523 | 41226.1252 | 203.7886 | 11.36% | 88.2% | 0.436% | 21590.0612 | 43704.9277 | 590.6277 | 16561.448 | 4437.9855 | 972.2898 | 34637.7303 | 8094.9076 | 284 | 0.0068676 | 0.0039504 | 0.0008968 | 6806171.8939 | 989.3207 | 37297.5027 | 8455.2427 | 144056.2487 | 5430936.9669 | 1231178.6783 | 6366951.4275 | 174177.2778 | 4884003.5181 | 1308770.6316 | 3386639.6439 | 75341.509 | 2684033.9693 | 627264.1656 |  | 539 | 284-660R | 46742.0661 | 25152.0049 | 3037.1384 | 5312.1523 | 2099.3435 | 75.2196 | 41226.1252 | 22848.8728 | 2758.1303 | 203.7886 | 989.3207 | 398.693 | 17.0309 | 935.5401 | 368.8149 | 13.284 | 53.621 | 29.7185 | 3.5874 | 0.15952 | 8455.2427 | 4017.2572 | 360.3351 | 4227.8602 | 1666.051 | 60.2394 | 4208.8708 | 2332.6944 | 281.5839 | 18.5117 | 37297.5027 | 20736.0548 | 2659.7725 | 148.752 | 64.4776 | 1.6962 | 36963.6334 | 20486.4599 | 2472.959 | 185.1173 | 0.0006862 | 0.0002972 | 7.6e-06 | 0.0058802 | 0.003352 | 0.000588 | 0.0003012 | 5000000 | no RA
286-1053R | 73379.6119 | 13190.1783 | 53874.3107 | 6315.1228 | 17.98% | 73.42% | 8.606% | 31388.1119 | 63289.2365 | 204.2062 | 28169.0888 | 3014.8168 | 398.255 | 56734.6471 | 6156.3345 | 286 | 0.033619 | 0.020706 | 0.010072 | 2182656.7954 | 415.3732 | 65875.2918 | 7088.9468 | 12355.1649 | 1959442.8161 | 210858.8144 | 2027947.879 | 13193.5172 | 1819970.6984 | 194783.6634 | 1001804.5074 | 6303.9726 | 898051.9963 | 97448.5386 |  | 540 | 286-1053R | 73379.6119 | 41991.5 | 10090.3754 | 13190.1783 | 5857.3901 | 167.4445 | 53874.3107 | 29818.9871 | 3607.808 | 6315.1228 | 415.3732 | 211.167 | 17.1183 | 338.9368 | 166.6529 | 7.3874 | 71.4932 | 39.5709 | 4.7877 | 4.9432 | 7088.9468 | 4074.13 | 932.6124 | 1712.7533 | 842.3105 | 37.3473 | 4802.5408 | 2658.1668 | 321.6124 | 573.6527 | 65875.2918 | 37706.203 | 9140.6447 | 11138.4882 | 4848.4266 | 122.7098 | 49000.2767 | 27121.2494 | 3281.4079 | 5736.527 | 0.018602 | 0.0082122 | 0.0003268 | 0.0058576 | 0.0033346 | 0.0005858 | 0.0091596 | 5000000 | no RA
286-989AE | 124408.2981 | 4960.4847 | 112070.2522 | 7377.5612 | 3.987% | 90.08% | 5.93% | 52803.0734 | 109445.2342 | 213.6012 | 47702.709 | 4886.7632 | 405.0745 | 98985.1894 | 10054.9704 | 286 | 0.03669 | 0.022764 | 0.011397 | 3390814.2895 | 421.8577 | 112602.3467 | 11384.0937 | 11497.9572 | 3069036.8075 | 310279.5248 | 3145546.6824 | 12724.4987 | 2841711.446 | 291110.7376 | 1312894.9609 | 4859.2359 | 1187417.2258 | 120618.4993 |  | 541 | 286-989AE | 124408.2981 | 71605.2247 | 14963.0639 | 4960.4847 | 2226.5932 | 51.4005 | 112070.2522 | 62001.0703 | 7534.1022 | 7377.5612 | 421.8577 | 208.2565 | 16.7833 | 285.273 | 130.1132 | 2.2146 | 130.81 | 72.3685 | 8.7939 | 5.7748 | 11384.0937 | 6497.3305 | 1329.1234 | 1031.1459 | 470.3223 | 8.0202 | 9682.7855 | 5356.8458 | 650.9408 | 670.1624 | 112602.3467 | 64899.6376 | 13617.1572 | 3644.0659 | 1626.1576 | 41.1657 | 102256.6567 | 56571.8559 | 6874.3675 | 6701.624 | 0.020288 | 0.0088672 | 0.0002246 | 0.0058102 | 0.0033054 | 0.000581 | 0.010591 | 5000000 | no RA
286-990AE | 48886.3912 | 2602.9808 | 43231.8245 | 3051.586 | 5.325% | 88.43% | 6.242% | 20787.0687 | 42913.4071 | 26.0176 | 18708.7734 | 2052.2777 | 54.9469 | 38569.8924 | 4288.5678 | 286 | 0.018547 | 0.011306 | 0.005049 | 2635868.096 | 60.8697 | 43954.3423 | 4871.1792 | 3281.9884 | 2369940.7068 | 262645.4008 | 2485258.1319 | 3110.6055 | 2236781.5237 | 245366.0027 | 1183003.384 | 1514.7335 | 1063264.7531 | 118223.8973 |  | 542 | 286-990AE | 48886.3912 | 28099.3225 | 5972.9841 | 2602.9808 | 1134.481 | 29.0311 | 43231.8245 | 23913.2556 | 2892.3671 | 3051.586 | 60.8697 | 34.8522 | 5.9228 | 9.0147 | 5.1017 | 0.2247 | 49.4664 | 27.3619 | 3.3095 | 2.3886 | 4871.1792 | 2818.9014 | 582.6114 | 46.2805 | 26.1871 | 1.1539 | 4547.6989 | 2515.5146 | 304.2577 | 277.1998 | 43954.3423 | 25245.5689 | 5384.4499 | 2547.6856 | 1103.1923 | 27.6524 | 38634.6591 | 21370.3791 | 2584.7999 | 2771.9976 | 0.0083226 | 0.0036044 | 9.1e-05 | 0.0058512 | 0.0033292 | 0.0005852 | 0.0043728 | 5000000 | no RA
286-991 | 4429.6974 | 0 | 4429.6974 | 0 | 0% | 100% | 0% | 702.9539 | 1469.1626 | 0.8531 | 634.8232 | 67.2776 | 1.783 | 1326.7706 | 140.609 | 286 | 0.0058638 | 0.0058638 | 0.0058638 | 755431.1904 | 5.3759 | 4000.3688 | 423.9527 | 916.7904 | 682214.4 | 72300 | 635550.9244 | 771.3039 | 573952.9928 | 60826.6278 | 504883.324 | 612.7258 | 455949.7653 | 48320.8329 |  | 543 | 286-991 | 4429.6974 | 3726.7435 | 2960.5348 | 0 | 0 | 0 | 4429.6974 | 3726.7435 | 2960.5348 | 0 | 5.3759 | 4.5228 | 3.5929 | 0 | 0 | 0 | 5.3759 | 4.5228 | 3.5929 | 0 | 423.9527 | 356.6752 | 283.3437 | 0 | 0 | 0 | 423.9527 | 356.6752 | 283.3437 | 0 | 4000.3688 | 3365.5456 | 2673.5982 | 0 | 0 | 0 | 4000.3688 | 3365.5456 | 2673.5982 | 0 | 0 | 0 | 0 | 0.0058638 | 0.0058638 | 0.0058638 | 0 | 5000000 | no RA
287-1118 | 17698.8576 | 6604.5511 | 10751.0925 | 343.214 | 37.32% | 60.74% | 1.939% | 8462.0584 | 16492.5701 | 604.2576 | 4441.7408 | 3416.0601 | 1070.1839 | 9254.9343 | 6167.452 | 287 | 0.0072086 | 0.0041928 | 0.001084 | 2455242.0169 | 1095.1092 | 10225.2349 | 6378.5135 | 151917.044 | 1418477.2217 | 884847.7511 | 2203014.5 | 157312.5703 | 1156363.9518 | 889337.9779 | 1112811.329 | 72209.0448 | 624462.7505 | 416139.5337 |  | 544 | 287-1118 | 17698.8576 | 9236.7992 | 1206.2875 | 6604.5511 | 2949.5423 | 144.2761 | 10751.0925 | 5944.043 | 718.7974 | 343.214 | 1095.1092 | 490.8516 | 24.9253 | 1081.6959 | 483.3156 | 23.7779 | 13.1446 | 7.2674 | 0.87883 | 0.26865 | 6378.5135 | 2962.4534 | 211.0615 | 5446.2577 | 2433.0898 | 119.6403 | 901.0789 | 498.1868 | 60.2444 | 31.1768 | 10225.2349 | 5783.4941 | 970.3006 | 76.5975 | 33.1368 | 0.858 | 9836.8689 | 5438.5888 | 657.6742 | 311.7685 | 0.0008682 | 0.0003758 | 9.6e-06 | 0.0058512 | 0.0033278 | 0.0005852 | 0.0004892 | 5000000 | no RA
287-20 | 42622.2094 | 833.0148 | 41339.1766 | 450.018 | 1.954% | 96.99% | 1.056% | 18859.7935 | 39406.7795 | 102.5915 | 16887.7139 | 1869.4882 | 213.7718 | 35288.4218 | 3904.5859 | 287 | 0.0081382 | 0.0046758 | 0.001235 | 5237301.7859 | 217.6858 | 38226.5874 | 4177.9362 | 26748.6394 | 4697179.643 | 513373.5036 | 5082000.0532 | 27644.5108 | 4550599.2894 | 503756.253 | 2603586.9858 | 14123.7977 | 2331489.0766 | 257974.1115 |  | 545 | 287-20 | 42622.2094 | 23762.4158 | 3215.4299 | 833.0148 | 432.4867 | 0.078328 | 41339.1766 | 22879.9111 | 2765.3336 | 450.018 | 217.6858 | 115.0943 | 3.914 | 164.0885 | 85.2727 | 0 | 53.245 | 29.4694 | 3.5618 | 0.35225 | 4177.9362 | 2308.4481 | 273.3504 | 661.8211 | 344.1372 | 0 | 3475.2364 | 1923.4321 | 232.4717 | 40.8787 | 38226.5874 | 21338.8734 | 2938.1655 | 7.1051 | 3.0768 | 0.078328 | 37810.6952 | 20927.0096 | 2529.3001 | 408.7871 | 0.0016908 | 0.000732 | 1.86e-05 | 0.0058122 | 0.0033086 | 0.0005812 | 0.0006352 | 5000000 | no RA
287-23AE | 30447.39 | 0 | 30447.39 | 0 | 0% | 100% | 0% | 4829.4895 | 10098.0872 | 6.3033 | 4420.3562 | 402.8301 | 13.1796 | 9242.6212 | 842.2863 | 287 | 0.005806 | 0.005806 | 0.005806 | 5244125.0352 | 39.7388 | 27868.0197 | 2539.6315 | 6844.4352 | 4799865.6 | 437415 | 4412314.9165 | 5758.7878 | 4038522.8121 | 368033.3166 | 3504874.7479 | 4574.431 | 3207957.0228 | 292343.2942 |  | 546 | 287-23AE | 30447.39 | 25617.9004 | 20349.3028 | 0 | 0 | 0 | 30447.39 | 25617.9004 | 20349.3028 | 0 | 39.7388 | 33.4355 | 26.5591 | 0 | 0 | 0 | 39.7388 | 33.4355 | 26.5591 | 0 | 2539.6315 | 2136.8014 | 1697.3452 | 0 | 0 | 0 | 2539.6315 | 2136.8014 | 1697.3452 | 0 | 27868.0197 | 23447.6634 | 18625.3985 | 0 | 0 | 0 | 27868.0197 | 23447.6634 | 18625.3985 | 0 | 0 | 0 | 0 | 0.005806 | 0.005806 | 0.005806 | 0 | 5000000 | no RA
287-24AE | 43817.0572 | 0 | 43817.0572 | 0 | 0% | 100% | 0% | 6928.8945 | 14529.9877 | 8.6543 | 6341.1774 | 579.0628 | 18.1482 | 13297.5368 | 1214.3026 | 287 | 0.0057884 | 0.0057884 | 0.0057884 | 7569804.6384 | 54.7284 | 40100.4422 | 3661.8866 | 9454.8384 | 6927724.8 | 632625 | 6372773.5914 | 7959.7225 | 5832227.351 | 532586.5179 | 5059613.968 | 6319.5597 | 4630451.4897 | 422842.9186 |  | 547 | 287-24AE | 43817.0572 | 36888.1627 | 29287.0695 | 0 | 0 | 0 | 43817.0572 | 36888.1627 | 29287.0695 | 0 | 54.7284 | 46.0741 | 36.5801 | 0 | 0 | 0 | 54.7284 | 46.0741 | 36.5801 | 0 | 3661.8866 | 3082.8238 | 2447.584 | 0 | 0 | 0 | 3661.8866 | 3082.8238 | 2447.584 | 0 | 40100.4422 | 33759.2648 | 26802.9054 | 0 | 0 | 0 | 40100.4422 | 33759.2648 | 26802.9054 | 0 | 0 | 0 | 0 | 0.0057884 | 0.0057884 | 0.0057884 | 0 | 5000000 | no RA
287-27AE | 65285.7857 | 0 | 65285.7857 | 0 | 0% | 100% | 0% | 10362.1768 | 21648.8208 | 13.291 | 9449.395 | 899.4909 | 27.7677 | 19741.8228 | 1879.2303 | 287 | 0.005772 | 0.005772 | 0.005772 | 11310773.6832 | 83.7383 | 59534.9015 | 5667.1458 | 14507.6832 | 10314432 | 981834 | 9515524.7579 | 12205.02 | 8677322.6844 | 825997.0535 | 7560111.7238 | 9696.9234 | 6894157.7713 | 656257.0291 |  | 548 | 287-27AE | 65285.7857 | 54923.6089 | 43636.9649 | 0 | 0 | 0 | 65285.7857 | 54923.6089 | 43636.9649 | 0 | 83.7383 | 70.4474 | 55.9706 | 0 | 0 | 0 | 83.7383 | 70.4474 | 55.9706 | 0 | 5667.1458 | 4767.655 | 3787.9156 | 0 | 0 | 0 | 5667.1458 | 4767.655 | 3787.9156 | 0 | 59534.9015 | 50085.5065 | 39793.0787 | 0 | 0 | 0 | 59534.9015 | 50085.5065 | 39793.0787 | 0 | 0 | 0 | 0 | 0.005772 | 0.005772 | 0.005772 | 0 | 5000000 | no RA
287-28 | 60.6454 | 0 | 60.6454 | 0 | 0% | 100% | 0% | 9.6281 | 20.1136 | 0.1292 | 7.4968 | 2.0021 | 0.2699 | 15.6612 | 4.1826 | 287 | 0.0058142 | 0.0058142 | 0.0058142 | 10430.568 | 0.8138 | 47.2206 | 12.611 | 139.968 | 8121.6 | 2169 | 8774.6034 | 117.7466 | 6832.2088 | 1824.648 | 6971.1734 | 93.5463 | 5427.9961 | 1449.631 |  | 549 | 287-28 | 60.6454 | 51.0173 | 40.5318 | 0 | 0 | 0 | 60.6454 | 51.0173 | 40.5318 | 0 | 0.8138 | 0.6846 | 0.5439 | 0 | 0 | 0 | 0.8138 | 0.6846 | 0.5439 | 0 | 12.611 | 10.6089 | 8.4284 | 0 | 0 | 0 | 12.611 | 10.6089 | 8.4284 | 0 | 47.2206 | 39.7238 | 31.5595 | 0 | 0 | 0 | 47.2206 | 39.7238 | 31.5595 | 0 | 0 | 0 | 0 | 0.0058142 | 0.0058142 | 0.0058142 | 0 | 5000000 | no RA
287-30 | 60.6329 | 0 | 60.6329 | 0 | 0% | 100% | 0% | 9.6671 | 20.1171 | 0.12972 | 7.5271 | 2.0102 | 0.26995 | 15.6639 | 4.1833 | 287 | 0.005813 | 0.005813 | 0.005813 | 10430.568 | 0.81363 | 47.2109 | 12.6084 | 139.968 | 8121.6 | 2169 | 8767.5626 | 117.6521 | 6826.7266 | 1823.1839 | 6969.8612 | 93.5287 | 5426.9743 | 1449.3582 |  | 550 | 287-30 | 60.6329 | 50.9658 | 40.5158 | 0 | 0 | 0 | 60.6329 | 50.9658 | 40.5158 | 0 | 0.81363 | 0.68391 | 0.54368 | 0 | 0 | 0 | 0.81363 | 0.68391 | 0.54368 | 0 | 12.6084 | 10.5982 | 8.4251 | 0 | 0 | 0 | 12.6084 | 10.5982 | 8.4251 | 0 | 47.2109 | 39.6838 | 31.547 | 0 | 0 | 0 | 47.2109 | 39.6838 | 31.547 | 0 | 0 | 0 | 0 | 0.005813 | 0.005813 | 0.005813 | 0 | 5000000 | no RA
288-149R | 110401.0834 | 83637.618 | 23283.6257 | 3479.8396 | 75.76% | 21.09% | 3.152% | 52927.6289 | 104885.058 | 6805.7739 | 10947.0065 | 35174.8486 | 13304.1403 | 22710.7584 | 68870.1593 | 288 | 0.02124 | 0.013009 | 0.0057218 | 5197889.0069 | 13381.9667 | 27329.8123 | 69689.3043 | 630047.9618 | 1286738.5603 | 3281102.4848 | 4417976.3594 | 568091.7253 | 913768.7963 | 2936115.8378 | 964036.7254 | 122283.1939 | 208742.8424 | 633010.6891 |  | 551 | 288-149R | 110401.0834 | 57473.4545 | 5516.0253 | 83637.618 | 41139.3643 | 478.6388 | 23283.6257 | 12854.2505 | 1557.547 | 3479.8396 | 13381.9667 | 6576.1928 | 77.8263 | 13346.6056 | 6555.4509 | 72.9192 | 32.6372 | 18.0181 | 2.1833 | 2.7239 | 69689.3043 | 34514.4558 | 819.145 | 67341.7884 | 33076.8661 | 367.1531 | 2031.4145 | 1121.4882 | 135.8905 | 316.1014 | 27329.8123 | 16382.8059 | 4619.054 | 2949.224 | 1507.0473 | 38.5664 | 21219.574 | 11714.7442 | 1419.4732 | 3161.0143 | 0.010423 | 0.0046954 | 0.0001192 | 0.0057932 | 0.0032904 | 0.0005794 | 0.0050232 | 5000000 | no RA
288-18 | 308272.2599 | 243109.7693 | 61326.0079 | 3836.4828 | 78.86% | 19.89% | 1.245% | 159608.6879 | 297609.9203 | 23369.3592 | 25539.1014 | 110700.2273 | 42543.0286 | 52663.5316 | 202403.3601 | 288 | 0.026137 | 0.015237 | 0.006281 | 11794387.3071 | 43033.131 | 59754.1354 | 205484.9935 | 1646432.3259 | 2286172.0228 | 7861782.9584 | 9757004.3212 | 1428587.2614 | 1561225.3082 | 6767191.7516 | 1697554.4718 | 242663.6463 | 300390.5698 | 1154500.2557 |  | 552 | 288-18 | 308272.2599 | 148663.572 | 10662.3396 | 243109.7693 | 110965.6453 | 2723.3785 | 61326.0079 | 33861.4439 | 4102.4784 | 3836.4828 | 43033.131 | 19663.7718 | 490.1024 | 42937.4502 | 19609.5963 | 480.8996 | 92.6778 | 51.1725 | 6.1998 | 3.003 | 205484.9935 | 94784.7662 | 3081.6334 | 197328.9083 | 90125.2721 | 2210.8372 | 7807.5871 | 4310.996 | 522.2981 | 348.4982 | 59754.1354 | 34215.034 | 7090.6038 | 2843.4108 | 1230.7769 | 31.6418 | 53425.743 | 29499.2755 | 3573.9805 | 3484.9816 | 0.014844 | 0.0064276 | 0.000163 | 0.0057502 | 0.003266 | 0.000575 | 0.005543 | 5000000 | no RA
288-2375R | 8066.1706 | 7344.282 | 511.8879 | 210.0007 | 91.05% | 6.346% | 2.603% | 2916.1528 | 7817.3214 | 432.1754 | 283.4352 | 2200.5422 | 1172.199 | 692.0054 | 5953.117 | 288 | 0.0067116 | 0.0039544 | 0.0008862 | 1201825.2865 | 1172.3904 | 918.795 | 5974.9853 | 174681.2042 | 136896.5603 | 890247.5219 | 1302351.2539 | 193009.1571 | 126581.8989 | 982760.1979 | 280804.7573 | 42106.3722 | 24857.4172 | 213840.9679 |  | 553 | 288-2375R | 8066.1706 | 5150.0178 | 248.8492 | 7344.282 | 4657.3915 | 4.6636 | 511.8879 | 282.6256 | 34.1849 | 210.0007 | 1172.3904 | 740.215 | 0.19141 | 1171.8213 | 739.8271 | 0 | 0.40472 | 0.22345 | 0.027028 | 0.16438 | 5974.9853 | 3774.4431 | 21.8683 | 5914.0981 | 3732.2821 | 0 | 41.8111 | 23.0849 | 2.7922 | 19.076 | 918.795 | 635.3598 | 226.7895 | 258.3625 | 185.2822 | 4.6636 | 469.6721 | 259.3173 | 31.3656 | 190.7603 | 0.00063 | 0.000371 | 9.4e-06 | 0.005783 | 0.0032848 | 0.0005782 | 0.0002986 | 5000000 | no RA
288-2378F | 10613.0959 | 0 | 10613.0959 | 0 | 0% | 100% | 0% | 1691.6011 | 3523.3297 | 2.442 | 1543.7635 | 145.3956 | 5.0864 | 3215.408 | 302.8353 | 288 | 0.0057612 | 0.0057612 | 0.0057612 | 1842167.592 | 15.3213 | 9685.5635 | 912.2111 | 2659.392 | 1681171.2 | 158337 | 1548548.0172 | 2235.5166 | 1413212.5327 | 133099.9679 | 1230605.8103 | 1776.5285 | 1123056.9118 | 105772.37 |  | 554 | 288-2378F | 10613.0959 | 8921.4948 | 7089.7662 | 0 | 0 | 0 | 10613.0959 | 8921.4948 | 7089.7662 | 0 | 15.3213 | 12.8793 | 10.2349 | 0 | 0 | 0 | 15.3213 | 12.8793 | 10.2349 | 0 | 912.2111 | 766.8155 | 609.3758 | 0 | 0 | 0 | 912.2111 | 766.8155 | 609.3758 | 0 | 9685.5635 | 8141.8 | 6470.1555 | 0 | 0 | 0 | 9685.5635 | 8141.8 | 6470.1555 | 0 | 0 | 0 | 0 | 0.0057612 | 0.0057612 | 0.0057612 | 0 | 5000000 | no RA
288-2379F | 980.3017 | 0 | 980.3017 | 0 | 0% | 100% | 0% | 156.4257 | 325.4877 | 0.32228 | 142.1199 | 13.9835 | 0.67059 | 295.7205 | 29.0967 | 288 | 0.0057718 | 0.0057718 | 0.0057718 | 169843.32 | 2.0197 | 890.6488 | 87.6332 | 349.92 | 154310.4 | 15183 | 142741.6017 | 294.0836 | 129687.2533 | 12760.2648 | 113450.5589 | 233.7367 | 103075.0054 | 10141.8168 |  | 555 | 288-2379F | 980.3017 | 823.876 | 654.8139 | 0 | 0 | 0 | 980.3017 | 823.876 | 654.8139 | 0 | 2.0197 | 1.6974 | 1.3491 | 0 | 0 | 0 | 2.0197 | 1.6974 | 1.3491 | 0 | 87.6332 | 73.6497 | 58.5365 | 0 | 0 | 0 | 87.6332 | 73.6497 | 58.5365 | 0 | 890.6488 | 748.5289 | 594.9283 | 0 | 0 | 0 | 890.6488 | 748.5289 | 594.9283 | 0 | 0 | 0 | 0 | 0.0057718 | 0.0057718 | 0.0057718 | 0 | 5000000 | no RA
288-2380F | 114066.4281 | 75765.0156 | 37296.3108 | 1005.1017 | 66.42% | 32.7% | 0.8812% | 50137.0598 | 108602.6562 | 5519.9363 | 15414.873 | 29202.2506 | 12199.7989 | 32023.3508 | 64379.5066 | 288 | 0.030344 | 0.017622 | 0.0039894 | 3759109.8116 | 12498.0179 | 35379.8943 | 66188.5159 | 411877.7325 | 1165960.1342 | 2181271.9449 | 3627733.3555 | 399402.3007 | 1115363.5454 | 2112967.5094 | 1369572.3373 | 153849.8934 | 403841.8292 | 811880.6146 |  | 556 | 288-2380F | 114066.4281 | 63929.3683 | 5463.7719 | 75765.0156 | 42247.5877 | 1779.1266 | 37296.3108 | 20676.6788 | 2679.5435 | 1005.1017 | 12498.0179 | 6978.0816 | 298.219 | 12441.3069 | 6946.291 | 293.4144 | 55.9243 | 31.0038 | 4.0179 | 0.78675 | 66188.5159 | 36986.2653 | 1809.0093 | 62781.7172 | 35056.8874 | 1479.5069 | 3315.4973 | 1838.0765 | 238.201 | 91.3014 | 35379.8943 | 19965.0213 | 3356.5435 | 541.9915 | 244.4093 | 6.2053 | 33924.8891 | 18807.5984 | 2437.3246 | 913.0136 | 0.0043964 | 0.0022422 | 5.68e-05 | 0.024461 | 0.013894 | 0.0024462 | 0.0014864 | 5000000 | no RA
289-1559 | 4311.3622 | 131.224 | 3830.2745 | 349.8636 | 3.044% | 88.84% | 8.115% | 1774.2482 | 3705.0838 | 8.1656 | 1591.4797 | 174.603 | 18.4215 | 3315.1342 | 371.5281 | 289 | 0.0072536 | 0.0042314 | 0.0010964 | 594375.5049 | 18.9806 | 3867.6653 | 424.7163 | 2616.7137 | 533206.3074 | 58552.4838 | 599592.0789 | 2759.482 | 537827.0007 | 59005.5963 | 552971.8892 | 2749.3468 | 494773.1696 | 55449.3727 |  | 557 | 289-1559 | 4311.3622 | 2537.1139 | 606.2784 | 131.224 | 68.4157 | 0.49524 | 3830.2745 | 2118.8347 | 255.9196 | 349.8636 | 18.9806 | 10.815 | 0.55912 | 14.4374 | 8.1794 | 0 | 4.2694 | 2.3617 | 0.28526 | 0.27386 | 424.7163 | 250.1133 | 53.1882 | 72.5377 | 41.0945 | 0 | 320.3977 | 177.2379 | 21.4074 | 31.7809 | 3867.6653 | 2276.1856 | 552.531 | 44.249 | 19.1417 | 0.49524 | 3505.6074 | 1939.235 | 234.2269 | 317.8088 | 0.000989 | 0.0004466 | 1.14e-05 | 0.0057552 | 0.0032754 | 0.0005756 | 0.0005094 | 5000000 | no RA
289-905AE | 39872.7941 | 6423.2314 | 30396.7784 | 3052.7843 | 16.11% | 76.23% | 7.656% | 17223.3062 | 34721.4035 | 67.7507 | 15390.2533 | 1765.3021 | 124.3071 | 30997.4701 | 3599.6263 | 289 | 0.0188 | 0.011415 | 0.0050702 | 2120848.1811 | 129.429 | 35639.9342 | 4103.431 | 6884.3732 | 1895700.8454 | 218262.9625 | 1984186.4207 | 7805.1208 | 1773012.1843 | 203369.1156 | 1016013.3029 | 3637.4583 | 907044.0376 | 105331.8069 |  | 558 | 289-905AE | 39872.7941 | 22649.488 | 5151.3906 | 6423.2314 | 2782.5418 | 67.6932 | 30396.7784 | 16814.1619 | 2030.9131 | 3052.7843 | 129.429 | 61.6783 | 5.1219 | 92.9128 | 40.4114 | 0.45219 | 34.1266 | 18.8773 | 2.2801 | 2.3896 | 4103.431 | 2338.1289 | 503.8047 | 470.1896 | 204.4657 | 2.2747 | 3355.9328 | 1856.3545 | 224.2214 | 277.3086 | 35639.9342 | 20249.6808 | 4642.464 | 5860.1289 | 2537.6647 | 64.9663 | 27006.7191 | 14938.9301 | 1804.4116 | 2773.0861 | 0.0086756 | 0.0037568 | 9.64e-05 | 0.0057234 | 0.0032568 | 0.0005724 | 0.0044014 | 5000000 | no RA
289-906AE | 59069.3666 | 3345.0851 | 52702.2169 | 3022.0645 | 5.663% | 89.22% | 5.116% | 25445.0692 | 52488.9669 | 122.2227 | 21968.8347 | 3354.0118 | 212.2912 | 45481.2385 | 6795.4372 | 289 | 0.017149 | 0.010688 | 0.0049844 | 3444478.7775 | 219.65 | 51344.3602 | 7505.3563 | 12808.3256 | 2994014.8254 | 437655.6264 | 3145927.0333 | 15111.1318 | 2716139.2371 | 414676.6645 | 1320198.9596 | 5339.5332 | 1143941.0473 | 170918.379 |  | 559 | 289-906AE | 59069.3666 | 33624.2973 | 6580.3997 | 3345.0851 | 1411.4885 | 32.4437 | 52702.2169 | 29190.7444 | 3525.8915 | 3022.0645 | 219.65 | 97.4272 | 7.3588 | 158.0912 | 62.2757 | 1.0331 | 59.1932 | 32.786 | 3.9602 | 2.3655 | 7505.3563 | 4151.3445 | 709.9191 | 801.3916 | 315.6796 | 5.2573 | 6429.4467 | 3561.1469 | 430.1438 | 274.5181 | 51344.3602 | 29375.5255 | 5863.1218 | 2385.6023 | 1033.5332 | 26.1534 | 46213.577 | 25596.8115 | 3091.7875 | 2745.1809 | 0.0070966 | 0.0030964 | 7.9e-05 | 0.0057188 | 0.0032582 | 0.0005718 | 0.0043336 | 5000000 | no RA
289-907 | 39121.8504 | 926.8009 | 35358.591 | 2836.4585 | 2.369% | 90.38% | 7.25% | 16269.2546 | 33911.1164 | 48.5212 | 14549.1292 | 1671.6042 | 94.831 | 30349.0297 | 3467.2557 | 289 | 0.017391 | 0.01064 | 0.0047544 | 2249545.7644 | 101.4616 | 35059.3091 | 3961.0797 | 5834.1428 | 2015945.5537 | 227766.0679 | 2147800.3554 | 6405.5763 | 1920716.4411 | 220678.338 | 1095981.4145 | 3064.8647 | 980857.4905 | 112059.0594 |  | 560 | 289-907 | 39121.8504 | 22852.5958 | 5210.734 | 926.8009 | 410.0895 | 12.8354 | 35358.591 | 19606.0477 | 2361.4401 | 2836.4585 | 101.4616 | 52.9403 | 6.6306 | 47.6073 | 22.0894 | 0.96196 | 51.634 | 28.6307 | 3.4484 | 2.2202 | 3961.0797 | 2289.4755 | 493.824 | 239.6584 | 111.1892 | 4.8369 | 3463.7633 | 1920.6282 | 231.3291 | 257.658 | 35059.3091 | 20510.18 | 4710.2794 | 639.5352 | 276.8108 | 7.0366 | 31843.1936 | 17656.7888 | 2126.6626 | 2576.5803 | 0.0075686 | 0.0032772 | 8.34e-05 | 0.0057238 | 0.0032642 | 0.0005724 | 0.0040986 | 5000000 | no RA
292-317F | 130895.2612 | 0 | 130895.2612 | 0 | 0% | 100% | 0% | 12553.5616 | 26091.112 | 17.6438 | 11456.219 | 1079.6987 | 36.6706 | 23810.4136 | 2244.0278 | 292 | 0.043158 | 0.043158 | 0.043158 | 3032903.4708 | 183.9711 | 119453.3337 | 11257.9564 | 4262.6941 | 2767788.7423 | 260852.0344 | 2742031.668 | 3853.8788 | 2502342.872 | 235834.9172 | 2428360.3918 | 3413.0192 | 2216090.4952 | 208856.8774 |  | 561 | 292-317F | 130895.2612 | 118341.6995 | 104804.1491 | 0 | 0 | 0 | 130895.2612 | 118341.6995 | 104804.1491 | 0 | 183.9711 | 166.3272 | 147.3004 | 0 | 0 | 0 | 183.9711 | 166.3272 | 147.3004 | 0 | 11257.9564 | 10178.2577 | 9013.9287 | 0 | 0 | 0 | 11257.9564 | 10178.2577 | 9013.9287 | 0 | 119453.3337 | 107997.1146 | 95642.92 | 0 | 0 | 0 | 119453.3337 | 107997.1146 | 95642.92 | 0 | 0 | 0 | 0 | 0.043158 | 0.043158 | 0.043158 | 0 | 5000000 | no RA
295-1201F | 380.3194 | 245.1681 | 0 | 135.1513 | 64.46% | 0% | 35.54% | 116.5074 | 245.1175 | 18.8417 | 2.5812 | 95.0845 | 39.8173 | 4.5033 | 200.7969 | 295 | 0.0006544 | 0.0003982 | 0.0002074 | 581172.692 | 39.9231 | 127.3226 | 213.0738 | 61007.1297 | 194563.8143 | 325601.748 | 662511.2804 | 107142.1728 | 14677.9552 | 540691.1525 | 651889.4987 | 105893.9526 | 11976.6142 | 534018.9319 |  | 562 | 295-1201F | 380.3194 | 263.812 | 135.2019 | 245.1681 | 128.6606 | 0.050534 | 0 | 0 | 0 | 135.1513 | 39.9231 | 21.0813 | 0.10579 | 39.8173 | 20.9755 | 0 | 0 | 0 | 0 | 0.10579 | 213.0738 | 117.9893 | 12.2769 | 200.7969 | 105.7125 | 0 | 0 | 0 | 0 | 12.2769 | 127.3226 | 124.7413 | 122.8192 | 4.5539 | 1.9726 | 0.050534 | 0 | 0 | 0 | 122.7687 | 0.000452 | 0.0001958 | 5e-06 | 0 | 0 | 0 | 0.0002024 | 5000000 | no RA
295-1203F | 570.777 | 260.8473 | 0 | 309.9297 | 45.7% | 0% | 54.3% | 110.2878 | 260.556 | 22.3271 | 14.8766 | 73.0841 | 54.8985 | 25.9501 | 179.7073 | 295 | 0.0013362 | 0.0008356 | 0.000463 | 427164.3429 | 55.1411 | 307.7752 | 207.8607 | 41267.11 | 230336.1525 | 155561.0804 | 551088.1106 | 111564.3767 | 74335.7165 | 365188.0174 | 670023.7634 | 141172.378 | 66731.1768 | 462120.2087 |  | 563 | 295-1203F | 570.777 | 460.4892 | 310.221 | 260.8473 | 150.5595 | 0.29129 | 0 | 0 | 0 | 309.9297 | 55.1411 | 32.814 | 0.2426 | 54.8985 | 32.5714 | 0 | 0 | 0 | 0 | 0.2426 | 207.8607 | 134.7766 | 28.1534 | 179.7073 | 106.6233 | 0 | 0 | 0 | 0 | 28.1534 | 307.7752 | 292.8986 | 281.825 | 26.2414 | 11.3648 | 0.29129 | 0 | 0 | 0 | 281.5337 | 0.0008828 | 0.0003822 | 9.6e-06 | 0 | 0 | 0 | 0.0004534 | 5000000 | no RA
296-66F | 866.9308 | 657.0905 | 0 | 209.8403 | 75.8% | 0% | 24.2% | 497.0267 | 645.4796 | 126.3543 | 1.3049 | 369.3675 | 163.8955 | 2.2777 | 479.3065 | 296 | 0.0006178 | 0.0004386 | 0.000305 | 1403254.7191 | 167.0192 | 192.9175 | 506.994 | 270345.1214 | 312265.327 | 820644.2707 | 843374.5194 | 214402.9806 | 2214.1556 | 626757.3832 | 726069.3036 | 184358.2658 | 2562.0286 | 539149.0092 |  | 564 | 296-66F | 866.9308 | 369.9041 | 221.4511 | 657.0905 | 160.0638 | 11.6108 | 0 | 0 | 0 | 209.8403 | 167.0192 | 40.6649 | 3.1237 | 166.855 | 40.5007 | 2.9594 | 0 | 0 | 0 | 0.16425 | 506.994 | 137.6265 | 27.6876 | 487.9326 | 118.5651 | 8.6261 | 0 | 0 | 0 | 19.0615 | 192.9175 | 191.6126 | 190.6399 | 2.3029 | 0.99805 | 0.025267 | 0 | 0 | 0 | 190.6146 | 0.0003162 | 0.000137 | 3.4e-06 | 0 | 0 | 0 | 0.0003016 | 5000000 | no RA
296-68F | 1882.7319 | 1220.2457 | 0 | 662.4862 | 64.81% | 0% | 35.19% | 610.1524 | 1213.0759 | 136.2034 | 90.6829 | 383.2661 | 265.092 | 202.1203 | 745.8637 | 296 | 0.0027146 | 0.001801 | 0.0009796 | 693557.7734 | 266.7242 | 806.791 | 809.2167 | 98255.4403 | 297204.3657 | 298097.9674 | 706596.0745 | 157732.4248 | 105016.6804 | 443846.9694 | 683601.5017 | 149386.5763 | 113900.3114 | 420314.614 |  | 565 | 296-68F | 1882.7319 | 1272.5795 | 669.656 | 1220.2457 | 610.0933 | 7.1698 | 0 | 0 | 0 | 662.4862 | 266.7242 | 130.5208 | 1.6323 | 266.2057 | 130.0022 | 1.1137 | 0 | 0 | 0 | 0.51856 | 809.2167 | 425.9507 | 63.3531 | 749.0379 | 365.7718 | 3.1742 | 0 | 0 | 0 | 60.1789 | 806.791 | 716.1081 | 604.6707 | 205.0022 | 114.3193 | 2.8819 | 0 | 0 | 0 | 601.7888 | 0.0017566 | 0.000843 | 2.16e-05 | 0 | 0 | 0 | 0.000958 | 5000000 | no RA
297-828AE | 16692.0113 | 15537.214 | 0 | 1154.7973 | 93.08% | 0% | 6.918% | 9209.2248 | 15362.4054 | 2007.0932 | 149.1454 | 7052.9862 | 3344.921 | 260.1114 | 11757.3731 | 297 | 0.0062854 | 0.0036568 | 0.0017008 | 2655680.0368 | 3383.8018 | 1312.0385 | 11996.1709 | 538359.0296 | 208743.8384 | 1908577.1688 | 2046266.2624 | 445970.9799 | 33139.7325 | 1567155.5499 | 781753.2272 | 170214.4088 | 13236.3982 | 598302.4202 |  | 566 | 297-828AE | 16692.0113 | 7482.7865 | 1329.6059 | 15537.214 | 6327.9892 | 174.8086 | 0 | 0 | 0 | 1154.7973 | 3383.8018 | 1376.7087 | 38.8809 | 3382.8979 | 1375.8048 | 37.977 | 0 | 0 | 0 | 0.90392 | 11996.1709 | 4943.1847 | 238.7979 | 11891.2715 | 4838.2853 | 133.8985 | 0 | 0 | 0 | 104.8994 | 1312.0385 | 1162.8931 | 1051.9271 | 263.0445 | 113.8991 | 2.9332 | 0 | 0 | 0 | 1048.994 | 0.0046362 | 0.0020076 | 5.16e-05 | 0 | 0 | 0 | 0.0016492 | 5000000 | no RA
298-384 | 118.956 | 83.8743 | 0 | 35.0817 | 70.51% | 0% | 29.49% | 18.6819 | 80.7372 | 1.5877 | 9.0799 | 8.0143 | 7.1975 | 37.1579 | 36.3818 | 298 | 0.0001034 | 9.04e-05 | 5.02e-05 | 1150444.5889 | 7.6268 | 69.7239 | 41.6053 | 73759.7968 | 674312.2182 | 402372.5739 | 1109226.3977 | 94266.8759 | 539116.2927 | 475843.2291 | 761329.7319 | 67870.3263 | 350389.1824 | 343070.2232 |  | 567 | 298-384 | 118.956 | 100.2741 | 38.2188 | 83.8743 | 65.1924 | 3.1371 | 0 | 0 | 0 | 35.0817 | 7.6268 | 6.0391 | 0.42928 | 7.5993 | 6.0116 | 0.40182 | 0 | 0 | 0 | 0.02746 | 41.6053 | 33.591 | 5.2235 | 38.4186 | 30.4043 | 2.0368 | 0 | 0 | 0 | 3.1867 | 69.7239 | 60.6439 | 32.5659 | 37.8564 | 28.7765 | 0.69846 | 0 | 0 | 0 | 31.8675 | 5.42e-05 | 4.12e-05 | 1e-06 | 0 | 0 | 0 | 4.92e-05 | 5000000 | no RA
298-42R | 3035.2014 | 1676.7501 | 0 | 1358.4513 | 55.24% | 0% | 44.76% | 863.5552 | 1666.5445 | 86.9424 | 338.0751 | 438.5376 | 166.1387 | 661.9866 | 838.4192 | 298 | 0.0063514 | 0.004054 | 0.0020028 | 477879.1133 | 167.4823 | 1904.4701 | 963.249 | 26369.3584 | 299850.4367 | 151659.3182 | 535679.8839 | 53932.037 | 209714.5149 | 272033.332 | 683371.735 | 68125.7059 | 271449.6424 | 343796.3867 |  | 568 | 298-42R | 3035.2014 | 2171.6462 | 1368.6569 | 1676.7501 | 813.195 | 10.2056 | 0 | 0 | 0 | 1358.4513 | 167.4823 | 80.54 | 1.3436 | 166.419 | 79.4766 | 0.28027 | 0 | 0 | 0 | 1.0633 | 963.249 | 524.7114 | 124.8298 | 839.8501 | 401.3125 | 1.4309 | 0 | 0 | 0 | 123.3989 | 1904.4701 | 1566.3949 | 1242.4835 | 670.481 | 332.4059 | 8.4945 | 0 | 0 | 0 | 1233.989 | 0.0044022 | 0.0021048 | 5.36e-05 | 0 | 0 | 0 | 0.0019492 | 5000000 | no RA
299-1010AE | 293.461 | 46.834 | 0 | 246.627 | 15.96% | 0% | 84.04% | 27.0101 | 46.3323 | 0.18272 | 25.9101 | 0.91734 | 0.18272 | 45.2323 | 0.91734 | 299 | 0.001182 | 0.000713 | 0.0003632 | 248274.9565 | 0.37576 | 269.7648 | 23.3204 | 317.905 | 228227.4244 | 19729.6271 | 373703.8933 | 2528.0021 | 358483.8938 | 12691.9975 | 680420.3942 | 2683.3031 | 664265.3954 | 13471.6957 |  | 569 | 299-1010AE | 293.461 | 266.4509 | 247.1287 | 46.834 | 19.8239 | 0.50173 | 0 | 0 | 0 | 246.627 | 0.37576 | 0.19305 | 0.19305 | 0.18272 | 0 | 0 | 0 | 0 | 0 | 0.19305 | 23.3204 | 22.4031 | 22.4031 | 0.91734 | 0 | 0 | 0 | 0 | 0 | 22.4031 | 269.7648 | 243.8547 | 224.5326 | 45.734 | 19.8239 | 0.50173 | 0 | 0 | 0 | 224.0308 | 0.0008278 | 0.0003588 | 9e-06 | 0 | 0 | 0 | 0.0003542 | 5000000 | no RA
299-1011 | 23034.8631 | 19870.2812 | 0 | 3164.5819 | 86.26% | 0% | 13.74% | 10230.4301 | 19664.4046 | 1051.3981 | 3852.338 | 5326.6939 | 2081.0055 | 7044.7675 | 10538.6315 | 299 | 0.013194 | 0.0085666 | 0.0046852 | 1745885.4245 | 2103.964 | 10001.5858 | 10929.3133 | 159466.1125 | 758051.9522 | 828367.3599 | 1494692.5302 | 153612.0109 | 562836.6368 | 778243.8825 | 719384.1365 | 76129.5552 | 257719.169 | 385535.4124 |  | 570 | 299-1011 | 23034.8631 | 12804.433 | 3370.4586 | 19870.2812 | 9639.8511 | 205.8767 | 0 | 0 | 0 | 3164.5819 | 2103.964 | 1052.5659 | 22.9585 | 2101.4869 | 1050.0888 | 20.4814 | 0 | 0 | 0 | 2.4771 | 10929.3133 | 5602.6193 | 390.6818 | 10641.8492 | 5315.1553 | 103.2177 | 0 | 0 | 0 | 287.4641 | 10001.5858 | 6149.2478 | 2956.8183 | 7126.9451 | 3274.6071 | 82.1776 | 0 | 0 | 0 | 2874.6407 | 0.008609 | 0.0039818 | 0.0001004 | 0 | 0 | 0 | 0.0045848 | 5000000 | no RA
299-1153F | 4224.1018 | 3839.514 | 0 | 384.5878 | 90.9% | 0% | 9.105% | 1696.8703 | 3808.4264 | 202.3385 | 472.6854 | 1021.8463 | 452.5394 | 1070.59 | 2285.2969 | 299 | 0.0013374 | 0.0009672 | 0.0005608 | 3158443.1136 | 455.3745 | 1435.7437 | 2332.9836 | 340492.3634 | 1073533.5144 | 1744417.2358 | 2612935.8629 | 311572.1889 | 727867.4894 | 1573496.1846 | 741218.6985 | 88075.9253 | 208364.6298 | 444778.1433 |  | 571 | 299-1153F | 4224.1018 | 2527.2316 | 415.6754 | 3839.514 | 2142.6438 | 31.0877 | 0 | 0 | 0 | 384.5878 | 455.3745 | 253.036 | 2.8351 | 455.0734 | 252.7349 | 2.534 | 0 | 0 | 0 | 0.30104 | 2332.9836 | 1311.1373 | 47.6867 | 2298.0485 | 1276.2021 | 12.7515 | 0 | 0 | 0 | 34.9352 | 1435.7437 | 963.0583 | 365.1537 | 1086.3921 | 613.7067 | 15.8021 | 0 | 0 | 0 | 349.3516 | 0.0007872 | 0.000417 | 1.06e-05 | 0 | 0 | 0 | 0.0005502 | 5000000 | no RA
299-814AE | 23065.159 | 21105.5035 | 0 | 1959.6555 | 91.5% | 0% | 8.496% | 10991.9123 | 21038.321 | 2291.4932 | 415.5274 | 8284.8917 | 4400.4491 | 726.031 | 15911.841 | 299 | 0.0089936 | 0.0055534 | 0.0028846 | 2564619.1719 | 4414.7654 | 2514.3916 | 16136.002 | 490878.5535 | 279575.6516 | 1794164.9668 | 2174027.9221 | 453221.4364 | 82184.8061 | 1638621.6795 | 702640.9024 | 146966.8368 | 24248.0879 | 531425.9776 |  | 572 | 299-814AE | 23065.159 | 12073.2467 | 2026.8379 | 21105.5035 | 10113.5912 | 67.1825 | 0 | 0 | 0 | 1959.6555 | 4414.7654 | 2123.2721 | 14.3163 | 4413.2314 | 2121.7382 | 12.7824 | 0 | 0 | 0 | 1.5339 | 16136.002 | 7851.1104 | 224.161 | 15957.991 | 7673.0993 | 46.15 | 0 | 0 | 0 | 178.0111 | 2514.3916 | 2098.8642 | 1788.3606 | 734.2811 | 318.7537 | 8.2501 | 0 | 0 | 0 | 1780.1105 | 0.0061788 | 0.0027386 | 6.98e-05 | 0 | 0 | 0 | 0.0028148 | 5000000 | no RA
299-815 | 10971.1733 | 8636.5687 | 0 | 2334.6046 | 78.72% | 0% | 21.28% | 4615.4512 | 8576.7251 | 640.3357 | 743.591 | 3231.5246 | 1117.6664 | 1821.1598 | 5637.899 | 299 | 0.010153 | 0.0067444 | 0.0034154 | 1080563.1014 | 1124.8078 | 3969.5664 | 5876.7992 | 110783.5725 | 390967.0208 | 578812.5081 | 942370.2752 | 130741.9959 | 151824.3793 | 659803.8999 | 701073.9988 | 91359.6783 | 148864.2524 | 460850.0681 |  | 573 | 299-815 | 10971.1733 | 6355.7221 | 2394.4481 | 8636.5687 | 4021.1175 | 59.8436 | 0 | 0 | 0 | 2334.6046 | 1124.8078 | 484.4721 | 7.1414 | 1122.9804 | 482.6447 | 5.314 | 0 | 0 | 0 | 1.8274 | 5876.7992 | 2645.2746 | 238.9002 | 5664.7285 | 2433.2039 | 26.8295 | 0 | 0 | 0 | 212.0706 | 3969.5664 | 3225.9754 | 2148.4066 | 1848.8599 | 1105.2689 | 27.7001 | 0 | 0 | 0 | 2120.7065 | 0.0068236 | 0.0034148 | 8.58e-05 | 0 | 0 | 0 | 0.0033296 | 5000000 | no RA
300-483F | 101156.3057 | 98832.6968 | 0 | 2323.6089 | 97.7% | 0% | 2.297% | 23447.0071 | 97191.3176 | 4344.1001 | 0 | 19102.907 | 17980.523 | 0 | 79210.7946 | 300 | 0.018397 | 0.014706 | 0.0036506 | 5498521.8095 | 18286.8592 | 2110.7183 | 80758.7283 | 994013.1094 | 114731.6563 | 4389777.0438 | 5284333.7656 | 979044.9892 | 0 | 4305288.7763 | 1086119.5873 | 200933.5681 | 0 | 885186.0192 |  | 574 | 300-483F | 101156.3057 | 77709.2986 | 3964.9882 | 98832.6968 | 75385.6897 | 1641.3792 | 0 | 0 | 0 | 2323.6089 | 18286.8592 | 13942.7591 | 306.3362 | 18285.0404 | 13940.9403 | 304.5174 | 0 | 0 | 0 | 1.8188 | 80758.7283 | 61655.8213 | 1547.9337 | 80547.6564 | 61444.7494 | 1336.8619 | 0 | 0 | 0 | 211.0718 | 2110.7183 | 2110.7183 | 2110.7183 | 0 | 0 | 0 | 0 | 0 | 0 | 2110.7183 | 0.015035 | 0.011344 | 0.0002886 | 0 | 0 | 0 | 0.003362 | 5000000 | no RA
300-484F | 230148.4202 | 174211.0007 | 50733.5297 | 5203.8898 | 75.7% | 22.04% | 2.261% | 94242.7694 | 218906.2503 | 9834.1298 | 28308.6612 | 56099.9783 | 23840.4949 | 59531.6056 | 135534.1499 | 300 | 0.039922 | 0.025976 | 0.0084956 | 5764952.1621 | 24215.8893 | 67564.6816 | 138367.8493 | 606580.064 | 1692417.2534 | 3465954.8446 | 5231929.6441 | 545946.1309 | 1571568.0348 | 3114415.4784 | 1323293.2191 | 144116.3292 | 359869.898 | 819306.9919 |  | 575 | 300-484F | 230148.4202 | 135905.6508 | 11242.1699 | 174211.0007 | 102510.0515 | 2625.7324 | 50733.5297 | 28191.7096 | 3412.5477 | 5203.8898 | 24215.8893 | 14381.7595 | 375.3944 | 24161.0071 | 14349.4526 | 367.9034 | 50.8089 | 28.2336 | 3.4176 | 4.0734 | 138367.8493 | 82267.871 | 2833.6994 | 132930.7202 | 79036.5224 | 2027.0615 | 4964.4185 | 2758.638 | 333.9274 | 472.7106 | 67564.6816 | 39256.0204 | 8033.076 | 17119.2734 | 9124.0765 | 230.7675 | 45718.3024 | 25404.838 | 3075.2027 | 4727.1058 | 0.026751 | 0.015216 | 0.0003856 | 0.0056236 | 0.003213 | 0.0005624 | 0.0075476 | 5000000 | no RA
303-188 | 1795.4224 | 0 | 1795.4224 | 0 | 0% | 100% | 0% | 284.9484 | 593.5163 | 1.1694 | 249.2616 | 34.5174 | 2.4357 | 519.1847 | 71.8959 | 303 | 0.010743 | 0.010743 | 0.010743 | 167118.6432 | 7.3683 | 1570.5648 | 217.4894 | 685.8432 | 146188.8 | 20244 | 140595.5287 | 576.9942 | 122987.4252 | 17031.1093 | 111873.9078 | 459.1227 | 97862.8836 | 13551.9015 |  | 576 | 303-188 | 1795.4224 | 1510.474 | 1201.9061 | 0 | 0 | 0 | 1795.4224 | 1510.474 | 1201.9061 | 0 | 7.3683 | 6.1989 | 4.9325 | 0 | 0 | 0 | 7.3683 | 6.1989 | 4.9325 | 0 | 217.4894 | 182.972 | 145.5935 | 0 | 0 | 0 | 217.4894 | 182.972 | 145.5935 | 0 | 1570.5648 | 1321.3031 | 1051.3801 | 0 | 0 | 0 | 1570.5648 | 1321.3031 | 1051.3801 | 0 | 0 | 0 | 0 | 0.010743 | 0.010743 | 0.010743 | 0 | 5000000 | no RA
303-189AE | 166820.042 | 5389.2439 | 156769.8551 | 4660.943 | 3.231% | 93.98% | 2.794% | 73051.3463 | 151557.7682 | 182.7853 | 66463.1847 | 6405.3762 | 354.7405 | 137996.2363 | 13206.7914 | 303 | 0.032667 | 0.019621 | 0.0080688 | 5106652.6058 | 373.6188 | 151916.0202 | 14530.403 | 11437.1229 | 4650414.4903 | 444800.9927 | 4779094.2047 | 11958.0025 | 4348089.9006 | 419046.3015 | 1891517.1731 | 4427.3397 | 1722262.4344 | 164827.399 |  | 577 | 303-189AE | 166820.042 | 93768.6958 | 15262.2738 | 5389.2439 | 2566.1031 | 57.3955 | 156769.8551 | 86541.6497 | 10543.9353 | 4660.943 | 373.6188 | 190.8335 | 18.8783 | 148.3669 | 64.8534 | 0.32545 | 221.6035 | 122.3318 | 14.9045 | 3.6484 | 14530.403 | 8125.0267 | 1323.6116 | 746.5972 | 326.2874 | 1.6342 | 13360.4153 | 7375.3489 | 898.587 | 423.3904 | 151916.0202 | 85452.8355 | 13919.7839 | 4494.2798 | 2174.9623 | 55.4359 | 143187.8363 | 79043.969 | 9630.4438 | 4233.9042 | 0.015223 | 0.006762 | 0.0001716 | 0.010608 | 0.0060222 | 0.0010608 | 0.0068364 | 5000000 | no RA
303-487AE | 103027.7417 | 4277.823 | 97498.8335 | 1251.0852 | 4.152% | 94.63% | 1.214% | 45948.2399 | 95181.357 | 185.6586 | 41437.6772 | 4324.9041 | 336.7117 | 86087.7865 | 8756.8588 | 303 | 0.016038 | 0.009495 | 0.0029146 | 6423976.9112 | 346.9462 | 93254.9972 | 9425.7984 | 21632.7567 | 5814627.5819 | 587716.5726 | 6011532.5726 | 24290.2178 | 5421403.4461 | 565838.9087 | 2692096.579 | 9523.5082 | 2434895.2658 | 247677.805 |  | 578 | 303-487AE | 103027.7417 | 57079.5018 | 7846.3847 | 4277.823 | 1986.8977 | 41.4229 | 97498.8335 | 53841.5189 | 6553.8767 | 1251.0852 | 346.9462 | 161.2875 | 10.2344 | 220.309 | 90.9166 | 0.80843 | 125.6579 | 69.3917 | 8.4467 | 0.97929 | 9425.7984 | 5100.8943 | 668.9396 | 1112.0137 | 458.9077 | 4.0799 | 8200.1388 | 4528.3406 | 551.2138 | 113.646 | 93254.9972 | 51817.32 | 7167.2106 | 2945.5004 | 1437.0734 | 36.5346 | 89173.0369 | 49243.7866 | 5994.2162 | 1136.4599 | 0.00358 | 0.0016374 | 4.12e-05 | 0.01065 | 0.0060492 | 0.001065 | 0.0018084 | 5000000 | no RA
305-32R | 633903.4158 | 506615.9952 | 121869.1606 | 5418.2601 | 79.92% | 19.23% | 0.8547% | 338773.3162 | 613863.2921 | 47035.9283 | 47992.0531 | 243745.3347 | 82820.0439 | 99998.3636 | 431044.8847 | 305 | 0.080233 | 0.04633 | 0.013206 | 7900761.9765 | 83598.0687 | 113776.2269 | 436529.1202 | 1041938.6079 | 1418069.1648 | 5440754.2038 | 6370200.1652 | 884450.6464 | 902429.3538 | 4583320.1649 | 1517524.3964 | 204738.4796 | 247204.8064 | 1065581.1104 |  | 579 | 305-32R | 633903.4158 | 295130.0996 | 20040.1237 | 506615.9952 | 221484.2386 | 4623.8854 | 121869.1606 | 68227.6009 | 9997.9782 | 5418.2601 | 83598.0687 | 36562.1404 | 778.0248 | 83434.8961 | 36468.9225 | 760.7451 | 158.9315 | 88.9767 | 13.0385 | 4.2412 | 436529.1202 | 192783.7855 | 5484.2355 | 422115.73 | 184497.9113 | 3849.9753 | 13921.2067 | 7793.6906 | 1142.0766 | 492.1835 | 113776.2269 | 65784.1738 | 13777.8634 | 1065.3691 | 517.4048 | 13.1649 | 107789.0224 | 60344.9336 | 8842.8631 | 4921.8354 | 0.020612 | 0.0090704 | 0.0002304 | 0.051829 | 0.029467 | 0.0051828 | 0.0077926 | 5000000 | no RA
305-35R | 370416.2072 | 317366.6327 | 48873.096 | 4176.4785 | 85.68% | 13.19% | 1.128% | 202186.3917 | 358774.5538 | 29675.8431 | 20278.5014 | 152232.0472 | 51568.9037 | 41980.2616 | 265225.3884 | 305 | 0.074138 | 0.042614 | 0.01146 | 4996333.9418 | 52143.5508 | 49411.7523 | 268860.9042 | 703334.7562 | 666487.0761 | 3626512.1095 | 3947796.3725 | 579436.5525 | 395948.4794 | 2972411.3406 | 1015815.6293 | 146009.5144 | 118860.7314 | 750945.3834 |  | 580 | 305-35R | 370416.2072 | 168229.8155 | 11641.6534 | 317366.6327 | 136698.3512 | 3451.3147 | 48873.096 | 27354.9858 | 4013.8602 | 4176.4785 | 52143.5508 | 22467.7077 | 574.6471 | 52079.1379 | 22430.2155 | 566.3563 | 61.1437 | 34.223 | 5.0216 | 3.2691 | 268860.9042 | 116628.857 | 3635.5157 | 263759.3143 | 113606.3859 | 2868.3066 | 4722.2072 | 2643.0884 | 387.8265 | 379.3827 | 49411.7523 | 29133.2508 | 7431.4906 | 1528.1805 | 661.7498 | 16.6518 | 44089.7451 | 24677.6744 | 3621.0121 | 3793.8267 | 0.015845 | 0.0068604 | 0.0001734 | 0.052229 | 0.029689 | 0.0052228 | 0.0060642 | 5000000 | no RA
306-961 | 30799.3565 | 3293.3512 | 27340.4033 | 165.602 | 10.69% | 88.77% | 0.5377% | 13857.6843 | 28378.2984 | 241.8946 | 10723.4141 | 2892.3756 | 436.4256 | 22247.5862 | 5694.2865 | 306 | 0.052982 | 0.030183 | 0.0054502 | 581317.3623 | 439.4218 | 24324.3535 | 6035.5813 | 8293.7937 | 459105.9881 | 113917.5806 | 561294.7666 | 9797.7518 | 434343.5814 | 117153.4334 | 444214.547 | 6831.5098 | 348248.5564 | 89134.4808 |  | 581 | 306-961 | 30799.3565 | 16941.6722 | 2421.0581 | 3293.3512 | 1442.2787 | 9.3391 | 27340.4033 | 15333.7915 | 2246.117 | 165.602 | 439.4218 | 197.5272 | 2.9961 | 404.4003 | 177.8286 | 0 | 34.8919 | 19.569 | 2.8665 | 0.12963 | 6035.5813 | 3143.2056 | 341.2948 | 2049.3042 | 900.9067 | 0 | 3971.2342 | 2227.256 | 326.2518 | 15.0429 | 24324.3535 | 13600.9393 | 2076.7672 | 839.6467 | 363.5434 | 9.3391 | 23334.2772 | 13086.9665 | 1916.9986 | 150.4295 | 0.0007012 | 0.0003036 | 7.8e-06 | 0.052043 | 0.029641 | 0.0052042 | 0.0002382 | 5000000 | no RA
307-1492R | 135641.034 | 81523.7717 | 53319.2483 | 798.014 | 60.1% | 39.31% | 0.5883% | 69482.1606 | 130332.681 | 7599.9125 | 21431.5594 | 40450.6886 | 13425.2876 | 44825.3668 | 72082.0266 | 307 | 0.057115 | 0.032541 | 0.0064206 | 2374875.8465 | 13452.6861 | 49531.6811 | 72656.6667 | 235536.8318 | 867227.1929 | 1272111.8218 | 2033067.8273 | 222375.607 | 627093.5394 | 1183598.6809 | 826768.997 | 85163.6865 | 284350.9644 | 457254.3461 |  | 582 | 307-1492R | 135641.034 | 66158.8734 | 5308.353 | 81523.7717 | 35469.4712 | 129.7249 | 53319.2483 | 29891.3882 | 4380.6142 | 798.014 | 13452.6861 | 5852.7736 | 27.3985 | 13373.4081 | 5808.055 | 20.3119 | 78.6534 | 44.094 | 6.462 | 0.62465 | 72656.6667 | 32205.9781 | 574.6401 | 67727.1286 | 29410.5707 | 103.1038 | 4857.0482 | 2722.9175 | 399.0464 | 72.4899 | 49531.6811 | 28100.1217 | 4706.3144 | 423.235 | 250.8455 | 6.3092 | 48383.5467 | 27124.3767 | 3975.1057 | 724.8994 | 0.0038958 | 0.0017384 | 4.46e-05 | 0.052048 | 0.029632 | 0.0052048 | 0.0011712 | 5000000 | no RA
307-1538F | 433414.157 | 223261.3358 | 208597.9992 | 1554.822 | 51.51% | 48.13% | 0.3587% | 219456.5789 | 411964.2909 | 21215.8133 | 81920.0525 | 116320.7131 | 36784.9694 | 170463.4751 | 204715.8464 | 307 | 0.10098 | 0.057465 | 0.011526 | 4292155.7034 | 37053.1396 | 188393.6252 | 207967.3923 | 366941.9694 | 1865686.1104 | 2059527.6236 | 3723280.6535 | 359945.588 | 1389848.2697 | 1973486.7957 | 1860965.9825 | 166168.7147 | 770034.5284 | 924762.7394 |  | 583 | 307-1538F | 433414.157 | 213957.5781 | 21449.8661 | 223261.3358 | 95175.4471 | 1455.1315 | 208597.9992 | 117227.309 | 18439.9126 | 1554.822 | 37053.1396 | 15837.3262 | 268.1702 | 36731.8682 | 15656.246 | 238.6606 | 320.0543 | 179.8632 | 28.2926 | 1.217 | 207967.3923 | 91646.6792 | 3251.5459 | 186384.265 | 79455.5898 | 1214.8614 | 21441.8905 | 12049.8525 | 1895.4476 | 141.2368 | 188393.6252 | 106473.5727 | 17930.15 | 145.2027 | 63.6113 | 1.6095 | 186836.0544 | 104997.5933 | 16516.1724 | 1412.3681 | 0.0068496 | 0.0030482 | 7.7e-05 | 0.091866 | 0.052154 | 0.0091866 | 0.0022626 | 5000000 | no RA
307-1684R | 299174.3096 | 248021.7701 | 48228.1588 | 2924.3807 | 82.9% | 16.12% | 0.9775% | 158981.9317 | 289226.6116 | 22671.2469 | 19504.2763 | 116806.4084 | 40314.2101 | 40628.9564 | 208283.4451 | 307 | 0.067442 | 0.038678 | 0.0095144 | 4435997.3789 | 40823.6524 | 46876.1943 | 211474.4629 | 605311.3832 | 695055.2514 | 3135630.7443 | 3624583.8209 | 516875.3071 | 444672.4461 | 2663036.0677 | 1045541.2917 | 145734.0701 | 146871.8641 | 752935.3575 |  | 584 | 307-1684R | 299174.3096 | 140192.3779 | 9947.6981 | 248021.7701 | 110229.1723 | 3060.7369 | 48228.1588 | 27038.8249 | 3962.5805 | 2924.3807 | 40823.6524 | 18152.4055 | 509.4424 | 40773.1171 | 18123.0675 | 503.1892 | 48.2463 | 27.049 | 3.9641 | 2.2891 | 211474.4629 | 94668.0545 | 3191.0179 | 206652.6268 | 91848.0087 | 2551.0218 | 4556.1914 | 2554.4011 | 374.3513 | 265.6447 | 46876.1943 | 27371.918 | 6247.2379 | 596.0262 | 258.0961 | 6.5258 | 43623.7212 | 24457.3749 | 3584.2651 | 2656.4469 | 0.011162 | 0.0048332 | 0.0001222 | 0.052098 | 0.029663 | 0.0052098 | 0.0041824 | 5000000 | no RA
307-234R | 684134.6274 | 476774.861 | 204101.487 | 3258.2794 | 69.69% | 29.83% | 0.4763% | 290988.8859 | 655790.7666 | 33153.508 | 82080.3415 | 175755.0364 | 77116.8632 | 171743.5609 | 406930.3425 | 307 | 0.11001 | 0.064469 | 0.014138 | 6219021.255 | 78294.1749 | 191098.5332 | 414741.9193 | 711721.2289 | 1737152.0052 | 3770148.021 | 6098194.8205 | 694791.3151 | 1720141.0001 | 3683262.5054 | 2004771.5251 | 235748.5029 | 525025.0814 | 1243997.9409 |  | 585 | 307-234R | 684134.6274 | 393145.7415 | 28343.8608 | 476774.861 | 275033.9352 | 7042.836 | 204101.487 | 114853.527 | 18042.7454 | 3258.2794 | 78294.1749 | 45140.6669 | 1177.3117 | 78038.5703 | 44995.7159 | 1152.3911 | 253.0542 | 142.4005 | 22.3702 | 2.5504 | 414741.9193 | 238986.8829 | 7811.5768 | 395478.5751 | 228017.4468 | 5838.8699 | 18967.3688 | 10673.4607 | 1676.7316 | 295.9754 | 191098.5332 | 109018.1917 | 19354.9723 | 3257.7156 | 2020.7725 | 51.575 | 184881.064 | 104037.6657 | 16343.6436 | 2959.7536 | 0.01324 | 0.0074136 | 0.0001886 | 0.092019 | 0.052308 | 0.009202 | 0.0047476 | 5000000 | no RA
308-464 | 180608.0878 | 7306.1032 | 171176.0521 | 2125.9325 | 4.045% | 94.78% | 1.177% | 80263.7535 | 165576.5318 | 317.5725 | 72011.2074 | 7934.9736 | 592.2424 | 148760.5205 | 16223.7689 | 308 | 0.040091 | 0.023124 | 0.0061392 | 4504998.3737 | 614.3277 | 162375.4341 | 17618.3259 | 15323.4852 | 4050212.1231 | 439462.7654 | 4339402.1044 | 17169.331 | 3893234.1337 | 428998.6397 | 2448455.169 | 8757.756 | 2199789.1936 | 239908.2195 |  | 586 | 308-464 | 180608.0878 | 100344.3343 | 15031.556 | 7306.1032 | 3144.4336 | 60.3864 | 171176.0521 | 95073.9682 | 12845.237 | 2125.9325 | 614.3277 | 296.7552 | 22.0854 | 340.529 | 143.9431 | 0 | 272.1346 | 151.148 | 20.4213 | 1.6641 | 17618.3259 | 9683.3524 | 1394.557 | 1414.7591 | 597.7714 | 0 | 16010.4515 | 8892.4656 | 1201.4417 | 193.1153 | 162375.4341 | 90364.2267 | 13614.9136 | 5550.8151 | 2402.7191 | 60.3864 | 154893.4659 | 86030.3545 | 11623.374 | 1931.1531 | 0.0072068 | 0.0031208 | 7.9e-05 | 0.029804 | 0.016923 | 0.0029804 | 0.0030798 | 5000000 | no RA
308-484AE | 114000.9053 | 5351.9895 | 105575.3631 | 3073.5526 | 4.695% | 92.61% | 2.696% | 49907.3466 | 102961.8863 | 477.9434 | 43739.4264 | 5689.9769 | 905.6233 | 90607.1187 | 11449.1443 | 308 | 0.043365 | 0.025336 | 0.00754 | 2628881.1494 | 924.8942 | 100658.9947 | 12417.0164 | 21328.2239 | 2321214.32 | 286338.6055 | 2529702.6681 | 24225.9846 | 2217063.2407 | 288413.4428 | 1464060.8715 | 12877.4612 | 1288382.9341 | 162800.4762 |  | 587 | 308-484AE | 114000.9053 | 64093.5587 | 11039.019 | 5351.9895 | 2457.6154 | 43.4837 | 105575.3631 | 58562.3907 | 7921.9826 | 3073.5526 | 924.8942 | 446.9508 | 19.2708 | 771.7133 | 360.9104 | 5.5514 | 150.7751 | 83.6345 | 11.3136 | 2.4058 | 12417.0164 | 6727.0395 | 967.8721 | 3272.6947 | 1530.3808 | 23.4708 | 8865.1265 | 4917.4636 | 665.2061 | 279.1952 | 100658.9947 | 56919.5684 | 10051.876 | 1307.5816 | 566.3242 | 14.4615 | 96559.4615 | 53561.2925 | 7245.4629 | 2791.9516 | 0.0089962 | 0.0039206 | 9.96e-05 | 0.02992 | 0.016967 | 0.002992 | 0.0044484 | 5000000 | no RA
308-485AE | 152339.3462 | 2238.2691 | 149140.2382 | 960.8389 | 1.469% | 97.9% | 0.6307% | 67629.8902 | 140173.203 | 239.6778 | 61102.501 | 6287.7114 | 464.3912 | 126788.1443 | 12920.6675 | 308 | 0.034738 | 0.019875 | 0.004414 | 4385380.4539 | 482.7839 | 137885.5258 | 13971.0365 | 13897.8621 | 3969299.4938 | 402183.098 | 4262153.8838 | 15104.9139 | 3850786.4061 | 396262.5638 | 2756262.6129 | 9131.4468 | 2493068.6768 | 254062.4892 |  | 588 | 308-485AE | 152339.3462 | 84709.456 | 12166.1432 | 2238.2691 | 1016.3829 | 21.4253 | 149140.2382 | 82732.2342 | 11183.879 | 960.8389 | 482.7839 | 243.1061 | 18.3927 | 279.751 | 130.1432 | 2.4718 | 202.2809 | 112.2108 | 15.1688 | 0.7521 | 13971.0365 | 7683.325 | 1050.3689 | 1180.2241 | 549.0424 | 10.463 | 12703.5318 | 7047.002 | 952.6253 | 87.2806 | 137885.5258 | 76783.0248 | 11097.3815 | 778.294 | 337.1973 | 8.4905 | 136234.4256 | 75573.0214 | 10216.0848 | 872.8062 | 0.003508 | 0.0015594 | 3.96e-05 | 0.02984 | 0.016925 | 0.002984 | 0.0013904 | 5000000 | no RA
308-486AE | 159475.5915 | 2381.8395 | 154814.6547 | 2279.0973 | 1.494% | 97.08% | 1.429% | 70303.057 | 145575.3607 | 250.8733 | 63589.5022 | 6462.6814 | 457.1952 | 131944.1229 | 13174.0426 | 308 | 0.040279 | 0.023344 | 0.0063636 | 3959313.1714 | 476.3128 | 144629.4205 | 14369.8582 | 11825.4559 | 3590726.1062 | 356761.6093 | 3819868.3429 | 13631.0302 | 3455091.9529 | 351145.3598 | 2184334.4637 | 6860.1387 | 1979799.9711 | 197674.3539 |  | 589 | 308-486AE | 159475.5915 | 89172.5345 | 13900.2308 | 2381.8395 | 1003.5951 | 18.112 | 154814.6547 | 85889.8422 | 11603.0214 | 2279.0973 | 476.3128 | 225.4395 | 19.1176 | 259.1096 | 104.1428 | 1.1885 | 215.4192 | 119.5127 | 16.1452 | 1.784 | 14369.8582 | 7907.1767 | 1195.8155 | 1032.2989 | 415.4424 | 4.6823 | 13130.5307 | 7284.7058 | 984.1047 | 207.0285 | 144629.4205 | 81039.9183 | 12685.2976 | 1090.4309 | 484.0098 | 12.2412 | 141468.7048 | 78485.6237 | 10602.7715 | 2070.2849 | 0.0071828 | 0.0031438 | 7.94e-05 | 0.029791 | 0.016895 | 0.002979 | 0.0033052 | 5000000 | no RA
308-563AE | 81552.3453 | 6281.8806 | 74591.3742 | 679.0905 | 7.703% | 91.46% | 0.8327% | 36650.3236 | 75059.424 | 802.8631 | 30375.5175 | 5471.943 | 1425.5002 | 63100.4785 | 10533.4454 | 308 | 0.03316 | 0.018997 | 0.0040206 | 2459388.6939 | 1483.4016 | 68819.3567 | 11249.5871 | 44735.2071 | 2075397.6723 | 339255.8145 | 2363612.6244 | 51777.3688 | 1958944.6843 | 352890.5714 | 1614913.5262 | 30669.8265 | 1357615.2164 | 226628.4832 |  | 590 | 308-563AE | 81552.3453 | 44902.0217 | 6492.9213 | 6281.8806 | 2826.2739 | 220.0559 | 74591.3742 | 41396.6574 | 5593.775 | 679.0905 | 1483.4016 | 680.5385 | 57.9014 | 1372.2053 | 618.5903 | 49.0708 | 110.6647 | 61.4166 | 8.299 | 0.53156 | 11249.5871 | 5777.6441 | 716.1417 | 4710.0143 | 2120.8654 | 168.6633 | 6477.8857 | 3595.0915 | 485.7912 | 61.6872 | 68819.3567 | 38443.8392 | 5718.8782 | 199.6611 | 86.8181 | 2.3217 | 68002.8239 | 37740.1493 | 5099.6848 | 616.8717 | 0.0021958 | 0.001002 | 3.82e-05 | 0.029979 | 0.017011 | 0.002998 | 0.0009844 | 5000000 | no RA
309-15F | 9479.0758 | 4806.5509 | 0 | 4672.5249 | 50.71% | 0% | 49.29% | 2732.7198 | 4761.0155 | 63.1565 | 2349.2843 | 320.279 | 109.2937 | 4097.6616 | 554.0602 | 309 | 0.023995 | 0.014233 | 0.0069682 | 395050.3785 | 113.0623 | 8386.9503 | 979.0632 | 4711.9886 | 349534.9077 | 40803.4822 | 473980.6344 | 10954.2785 | 407475.095 | 55551.2608 | 677084.5175 | 15543.1281 | 582746.1051 | 78795.2844 |  | 591 | 309-15F | 9479.0758 | 6746.356 | 4718.0603 | 4806.5509 | 2073.8311 | 45.5354 | 0 | 0 | 0 | 4672.5249 | 113.0623 | 49.9057 | 3.7686 | 109.4049 | 46.2483 | 0.11115 | 0 | 0 | 0 | 3.6574 | 979.0632 | 658.7843 | 425.0031 | 554.6207 | 234.3418 | 0.56056 | 0 | 0 | 0 | 424.4425 | 8386.9503 | 6037.666 | 4289.2887 | 4142.5253 | 1793.241 | 44.8637 | 0 | 0 | 0 | 4244.425 | 0.017214 | 0.0074532 | 0.000188 | 0 | 0 | 0 | 0.0067802 | 5000000 | no RA
310-1192F | 274781.9261 | 5189.1857 | 262857.9599 | 6734.7805 | 1.888% | 95.66% | 2.451% | 120864.697 | 250435.2759 | 141.5243 | 109818.0551 | 10905.1176 | 293.3574 | 227462.6955 | 22679.2231 | 310 | 0.04251 | 0.026149 | 0.011593 | 6463966.5701 | 319.0888 | 249551.4591 | 24911.3782 | 7506.2399 | 5870445.3831 | 586014.9471 | 5886206.2143 | 6892.3459 | 5348226.0268 | 531087.8416 | 2100152.6951 | 2460.0979 | 1907504.4085 | 190188.1887 |  | 592 | 310-1192F | 274781.9261 | 153917.2291 | 24346.6502 | 5189.1857 | 2248.9014 | 56.4148 | 262857.9599 | 144933.5471 | 17555.4549 | 6734.7805 | 319.0888 | 177.5644 | 25.7314 | 7.4738 | 3.3824 | 0 | 306.3433 | 168.9103 | 20.4597 | 5.2717 | 24911.3782 | 14006.2606 | 2232.1551 | 37.619 | 17.0126 | 0 | 24261.9857 | 13377.4745 | 1620.3816 | 611.7735 | 249551.4591 | 139733.404 | 22088.7637 | 5144.0929 | 2228.5064 | 56.4148 | 238289.6309 | 131387.1623 | 15914.6136 | 6117.7353 | 0.016381 | 0.0070938 | 0.000178 | 0.016349 | 0.009275 | 0.0016348 | 0.00978 | 5000000 | no RA
310-1194F | 279.8871 | 81.5442 | 0 | 198.343 | 29.13% | 0% | 70.87% | 45.0247 | 80.7854 | 0.68089 | 40.7592 | 3.5846 | 1.5361 | 71.1795 | 8.0698 | 310 | 0.000692 | 0.0004644 | 0.000295 | 404461.1804 | 1.6913 | 252.1089 | 26.0869 | 2444.1424 | 364319.222 | 37697.816 | 505733.0059 | 7647.9495 | 457821.615 | 40263.4414 | 674921.0628 | 12833.2752 | 594668.5269 | 67419.2607 |  | 593 | 310-1194F | 279.8871 | 234.8624 | 199.1017 | 81.5442 | 36.5194 | 0.75874 | 0 | 0 | 0 | 198.343 | 1.6913 | 1.0105 | 0.15525 | 1.5361 | 0.85521 | 0 | 0 | 0 | 0 | 0.15525 | 26.0869 | 22.5023 | 18.0171 | 8.0698 | 4.4852 | 0 | 0 | 0 | 0 | 18.0171 | 252.1089 | 211.3497 | 180.9294 | 71.9382 | 31.179 | 0.75874 | 0 | 0 | 0 | 180.1707 | 0.0004014 | 0.0001738 | 4.4e-06 | 0 | 0 | 0 | 0.0002906 | 5000000 | no RA
310-718F | 797.7297 | 723.5188 | 0 | 74.2109 | 90.7% | 0% | 9.303% | 410.7028 | 715.9126 | 0.16153 | 409.69 | 0.85129 | 0.17592 | 714.8113 | 0.92545 | 310 | 0.000254 | 0.0001678 | 0.0001036 | 3140668.1455 | 0.23401 | 789.8291 | 7.6666 | 921.2907 | 3109563.3229 | 30183.5319 | 2306477.5646 | 907.1166 | 2300789.6807 | 4780.7672 | 789740.2235 | 194.0605 | 788525.2783 | 1020.8848 |  | 594 | 310-718F | 797.7297 | 387.0269 | 81.8171 | 723.5188 | 312.816 | 7.6061 | 0 | 0 | 0 | 74.2109 | 0.23401 | 0.072482 | 0.058089 | 0.17592 | 0.014393 | 0 | 0 | 0 | 0 | 0.058089 | 7.6666 | 6.8153 | 6.7412 | 0.92545 | 0.074162 | 0 | 0 | 0 | 0 | 6.7412 | 789.8291 | 380.1391 | 75.0178 | 722.4174 | 312.7274 | 7.6061 | 0 | 0 | 0 | 67.4117 | 0.000152 | 6.58e-05 | 1.6e-06 | 0 | 0 | 0 | 0.000102 | 5000000 | no RA
310-719F | 121626.0815 | 2695.5563 | 116811.8401 | 2118.6851 | 2.216% | 96.04% | 1.742% | 53947.3639 | 111680.4667 | 81.3055 | 49221.8754 | 4644.183 | 160.3586 | 101904.7211 | 9615.387 | 310 | 0.025632 | 0.015084 | 0.0048234 | 4745087.4505 | 171.239 | 110970.4899 | 10484.3527 | 6680.6709 | 4329373.0457 | 409033.7339 | 4486847.9844 | 6762.248 | 4093825.1036 | 386260.6328 | 2061951.0844 | 2960.6926 | 1881461.964 | 177528.4277 |  | 595 | 310-719F | 121626.0815 | 67678.7176 | 9945.6149 | 2695.5563 | 1158.0246 | 27.4842 | 116811.8401 | 64402.0079 | 7799.4455 | 2118.6851 | 171.239 | 89.9334 | 10.8804 | 31.4635 | 12.1268 | 0 | 138.117 | 76.1482 | 9.222 | 1.6584 | 10484.3527 | 5840.1697 | 868.9657 | 159.8646 | 61.6082 | 0 | 10132.0311 | 5586.1045 | 676.5087 | 192.457 | 110970.4899 | 61748.6145 | 9065.7688 | 2504.2282 | 1084.2895 | 27.4842 | 106541.6919 | 58739.7552 | 7113.7149 | 1924.5697 | 0.0059446 | 0.002574 | 6.54e-05 | 0.016588 | 0.0094106 | 0.0016588 | 0.0030992 | 5000000 | no RA
310-9R | 7682.5202 | 6564.0326 | 0 | 1118.4876 | 85.44% | 0% | 14.56% | 3246.9379 | 6479.9994 | 1.265 | 3239.1518 | 6.521 | 3.3229 | 6459.5701 | 17.1063 | 310 | 0.0044784 | 0.0029736 | 0.001671 | 1715460.9293 | 4.1984 | 7559.6144 | 118.7074 | 937.4709 | 1688016.7968 | 26506.6616 | 1491654.0132 | 581.1534 | 1488077.0775 | 2995.7823 | 719641.4556 | 369.024 | 717372.6739 | 1899.7576 |  | 596 | 310-9R | 7682.5202 | 4435.5824 | 1202.5209 | 6564.0326 | 3317.0948 | 84.0333 | 0 | 0 | 0 | 1118.4876 | 4.1984 | 2.9334 | 0.8755 | 3.3229 | 2.0579 | 0 | 0 | 0 | 0 | 0.8755 | 118.7074 | 112.1864 | 101.6011 | 17.1063 | 10.5853 | 0 | 0 | 0 | 0 | 101.6011 | 7559.6144 | 4320.4626 | 1100.0443 | 6543.6034 | 3304.4516 | 84.0333 | 0 | 0 | 0 | 1016.011 | 0.0028414 | 0.0013366 | 3.4e-05 | 0 | 0 | 0 | 0.001637 | 5000000 | no RA
311-1163F | 23154.0386 | 16237.9036 | 6669.5292 | 246.6058 | 70.13% | 28.81% | 1.065% | 10208.9812 | 22264.6008 | 618.6945 | 6127.4341 | 3462.8526 | 1496.8575 | 12502.7009 | 8265.0424 | 311 | 0.018623 | 0.010641 | 0.0020542 | 1243316.7207 | 1515.0948 | 13210.5598 | 8428.3841 | 81356.9809 | 709375.592 | 452584.1478 | 1216526.3977 | 73725.1063 | 730159.5651 | 412641.7263 | 432985.0113 | 29109.7461 | 243143.0119 | 160732.2533 |  | 597 | 311-1163F | 23154.0386 | 12945.0574 | 889.4378 | 16237.9036 | 9017.8823 | 197.8655 | 6669.5292 | 3680.5692 | 444.9664 | 246.6058 | 1515.0948 | 896.4003 | 18.2372 | 1501.7817 | 888.967 | 17.1689 | 13.12 | 7.2403 | 0.87532 | 0.19303 | 8428.3841 | 4965.5314 | 163.3417 | 7595.1516 | 4495.6743 | 86.8449 | 810.8313 | 447.456 | 54.0957 | 22.4012 | 13210.5598 | 7083.1257 | 707.8588 | 7140.9702 | 3633.2411 | 93.8518 | 5845.5779 | 3225.873 | 389.9954 | 224.0116 | 0.0015204 | 0.0007742 | 2e-05 | 0.016742 | 0.0095068 | 0.0016742 | 0.00036 | 5000000 | no RA
311-1199 | 10800.0893 | 3080.7895 | 7334.4947 | 384.8052 | 28.53% | 67.91% | 3.563% | 5132.3498 | 9904.403 | 225.7787 | 3498.9226 | 1407.6484 | 370.2548 | 7110.5602 | 2423.588 | 311 | 0.018336 | 0.010505 | 0.0022356 | 589016.5326 | 373.3235 | 7915.4228 | 2511.343 | 20360.3615 | 431692.2528 | 136963.9183 | 539527.8043 | 23734.5277 | 367817.1076 | 147976.169 | 400646.9364 | 14977.3241 | 287632.093 | 98037.5194 |  | 598 | 311-1199 | 10800.0893 | 5667.7396 | 895.6863 | 3080.7895 | 1238.6354 | 21.5865 | 7334.4947 | 4044.299 | 489.2946 | 384.8052 | 373.3235 | 147.5448 | 3.0687 | 360.4549 | 140.3138 | 1.9291 | 12.5674 | 6.9298 | 0.83839 | 0.30121 | 2511.343 | 1103.6946 | 87.755 | 1833.2905 | 714.1306 | 9.8982 | 643.0976 | 354.6091 | 42.902 | 34.9549 | 7915.4228 | 4416.5002 | 804.8626 | 887.044 | 384.191 | 9.7593 | 6678.8297 | 3682.7601 | 445.5542 | 349.5491 | 0.0010032 | 0.0004344 | 1.12e-05 | 0.016787 | 0.0095248 | 0.0016786 | 0.0005458 | 5000000 | no RA
311-14R | 246049.9567 | 18061.6007 | 227580.381 | 407.975 | 7.341% | 92.49% | 0.1658% | 111655.1114 | 230235.7185 | 1060.6975 | 97172.9966 | 13421.4173 | 1989.9104 | 201393.3263 | 26852.4818 | 311 | 0.018935 | 0.010814 | 0.0022792 | 12994177.9252 | 2029.9001 | 215728.3048 | 28291.7517 | 107201.3343 | 11392857.0187 | 1494119.5722 | 12427627.1292 | 118059.5546 | 10815714.1582 | 1493853.4165 | 6938503.934 | 59968.9809 | 6069294.5288 | 809240.4243 |  | 599 | 311-14R | 246049.9567 | 134394.8453 | 15814.2382 | 18061.6007 | 8330.691 | 207.2654 | 227580.381 | 125656.1793 | 15198.9977 | 407.975 | 2029.9001 | 969.2027 | 39.9897 | 1730.8643 | 803.9501 | 19.7205 | 298.7165 | 164.9333 | 19.9498 | 0.31934 | 28291.7517 | 14870.3345 | 1439.27 | 8753.3392 | 4065.8023 | 99.8089 | 19501.3529 | 10767.4725 | 1302.4015 | 37.0596 | 215728.3048 | 118555.3082 | 14334.9785 | 7577.3972 | 3460.9386 | 87.736 | 207780.3115 | 114723.7735 | 13876.6464 | 370.596 | 0.0017894 | 0.0008134 | 2.08e-05 | 0.016542 | 0.0093966 | 0.0016542 | 0.0006042 | 5000000 | no RA
311-43 | 155266.7865 | 2644.6877 | 149733.3955 | 2888.7032 | 1.703% | 96.44% | 1.86% | 68570.0939 | 142358.3852 | 155.2276 | 61315.1338 | 7099.7325 | 295.885 | 127410.2148 | 14652.2854 | 311 | 0.027937 | 0.016773 | 0.0058796 | 5557707.5173 | 311.0199 | 139034.9238 | 15920.8427 | 11132.8225 | 4976695.01 | 569879.6848 | 5168762.8192 | 11700.9395 | 4621889.309 | 535172.5707 | 2195455.6831 | 4563.1485 | 1964924.5089 | 225968.0258 |  | 600 | 311-43 | 155266.7865 | 86696.6925 | 12908.4012 | 2644.6877 | 1142.9386 | 22.1773 | 149733.3955 | 82665.0507 | 9997.5208 | 2888.7032 | 311.0199 | 155.7923 | 15.1349 | 116.9902 | 47.6593 | 0.069568 | 191.7686 | 105.8719 | 12.8042 | 2.2611 | 15920.8427 | 8821.1102 | 1268.5573 | 594.4629 | 242.1626 | 0.34974 | 15063.976 | 8316.5438 | 1005.8038 | 262.4038 | 139034.9238 | 77719.79 | 11624.709 | 1933.2346 | 853.1167 | 21.7579 | 134477.651 | 74242.6351 | 8978.9128 | 2624.0382 | 0.0070966 | 0.0031524 | 8.04e-05 | 0.016713 | 0.0094928 | 0.0016712 | 0.004128 | 5000000 | no RA
312-14F | 197517.7861 | 218.1856 | 196787.1208 | 512.4797 | 0.1105% | 99.63% | 0.2595% | 88335.2402 | 183863.0184 | 127.5999 | 79404.489 | 8803.1512 | 256.3709 | 165322.1183 | 18284.5293 | 312 | 0.018868 | 0.010847 | 0.0024378 | 10468400.7894 | 274.4931 | 177607.0623 | 19636.2306 | 14548.0767 | 9413136.6518 | 1040716.0609 | 10065690.5964 | 14539.8532 | 9048042.6248 | 1003108.1184 | 5601266.5775 | 7810.1706 | 5036430.1836 | 557026.2233 |  | 601 | 312-14F | 197517.7861 | 109182.5459 | 13654.7677 | 218.1856 | 71.7718 | 1.881 | 196787.1208 | 108598.2944 | 13140.407 | 512.4797 | 274.4931 | 146.8932 | 18.1222 | 8.7056 | 0.036783 | 0 | 265.3864 | 146.4553 | 17.7211 | 0.40114 | 19636.2306 | 10833.0794 | 1351.7014 | 44.1292 | 0.18442 | 0 | 19545.5488 | 10786.3424 | 1305.1488 | 46.5526 | 177607.0623 | 98202.5733 | 12284.9441 | 165.3507 | 71.5506 | 1.881 | 176976.1856 | 97665.4968 | 11817.5371 | 465.526 | 0.001414 | 0.000612 | 1.56e-05 | 0.016702 | 0.009483 | 0.0016702 | 0.000752 | 5000000 | no RA
312-40F | 9204.3552 | 7.0818 | 9121.5758 | 75.6976 | 0.07694% | 99.1% | 0.8224% | 4089.116 | 8519.6345 | 7.6926 | 3696.4275 | 384.996 | 15.9694 | 7701.7234 | 801.9418 | 312 | 0.017172 | 0.009779 | 0.001793 | 535997.0206 | 17.1358 | 8321.2087 | 866.0107 | 997.8706 | 484568.7691 | 50430.3809 | 523084.0795 | 984.041 | 472850.9431 | 49249.0954 | 381885.4992 | 715.8136 | 345223.3154 | 35946.3702 |  | 602 | 312-40F | 9204.3552 | 5115.2392 | 684.7207 | 7.0818 | 3.151 | 0.046203 | 9121.5758 | 5036.3905 | 608.9769 | 75.6976 | 17.1358 | 9.4433 | 1.1665 | 0.49217 | 0.2271 | 0 | 16.5844 | 9.1569 | 1.1072 | 0.059253 | 866.0107 | 481.0147 | 64.0689 | 2.4725 | 1.1408 | 0 | 856.662 | 472.9977 | 57.1927 | 6.8762 | 8321.2087 | 4624.7812 | 619.4853 | 4.1171 | 1.7831 | 0.046203 | 8248.3294 | 4554.2359 | 550.677 | 68.7622 | 0.0001432 | 6.2e-05 | 1.6e-06 | 0.016931 | 0.0096186 | 0.001693 | 9.84e-05 | 5000000 | no RA
312-41F | 530.5675 | 0 | 530.5675 | 0 | 0% | 100% | 0% | 84.8005 | 176.4393 | 1.1379 | 66.0286 | 17.634 | 2.3676 | 137.3817 | 36.6899 | 312 | 0.016959 | 0.016959 | 0.016959 | 31284.5696 | 7.1197 | 413.1182 | 110.3297 | 419.8083 | 24359.2449 | 6505.5164 | 26284.3622 | 352.7104 | 20465.911 | 5465.7409 | 20880.94 | 280.2018 | 16258.6201 | 4342.1182 |  | 603 | 312-41F | 530.5675 | 445.767 | 354.1282 | 0 | 0 | 0 | 530.5675 | 445.767 | 354.1282 | 0 | 7.1197 | 5.9818 | 4.7521 | 0 | 0 | 0 | 7.1197 | 5.9818 | 4.7521 | 0 | 110.3297 | 92.6957 | 73.6397 | 0 | 0 | 0 | 110.3297 | 92.6957 | 73.6397 | 0 | 413.1182 | 347.0896 | 275.7364 | 0 | 0 | 0 | 413.1182 | 347.0896 | 275.7364 | 0 | 0 | 0 | 0 | 0.016959 | 0.016959 | 0.016959 | 0 | 5000000 | no RA
313-548AE | 13267.0784 | 549.4758 | 12617.4014 | 100.2012 | 4.142% | 95.1% | 0.7553% | 5796.8404 | 12324.808 | 31.2417 | 4461.0559 | 1304.5427 | 107.0529 | 9288.841 | 2928.9141 | 313 | 0.017367 | 0.0098954 | 0.001848 | 763924.5921 | 108.4018 | 10043.4618 | 3115.2148 | 6241.8277 | 578307.236 | 179375.5283 | 754920.2699 | 4068.5944 | 580961.5803 | 169890.0952 | 509886.5708 | 4428.857 | 384286.3356 | 121171.3781 |  | 604 | 313-548AE | 13267.0784 | 7470.238 | 942.2704 | 549.4758 | 406.8048 | 0.09782 | 12617.4014 | 6963.232 | 841.9714 | 100.2012 | 108.4018 | 77.1601 | 1.349 | 89.2837 | 66.5742 | 0 | 19.0397 | 10.5075 | 1.2705 | 0.078433 | 3115.2148 | 1810.6721 | 186.3007 | 450.6945 | 336.1103 | 0 | 2655.4182 | 1465.4597 | 177.1986 | 9.1021 | 10043.4618 | 5582.4059 | 754.6207 | 9.4976 | 4.1204 | 0.09782 | 9942.9435 | 5487.2648 | 663.5022 | 91.0207 | 0.0002144 | 9.3e-05 | 2.2e-06 | 0.017008 | 0.0096574 | 0.0017008 | 0.000145 | 5000000 | no RA
313-549AE | 1237.3946 | 0 | 1237.3946 | 0 | 0% | 100% | 0% | 197.392 | 411.4128 | 1.579 | 154.5405 | 41.2725 | 3.291 | 322.0999 | 86.0218 | 313 | 0.017045 | 0.017045 | 0.017045 | 72597.458 | 9.8982 | 968.771 | 258.7254 | 580.7263 | 56837.4135 | 15179.3181 | 61016.5492 | 488.0876 | 47770.5823 | 12757.8794 | 48460.0323 | 387.6447 | 37939.9358 | 10132.4518 |  | 605 | 313-549AE | 1237.3946 | 1040.0027 | 825.9819 | 0 | 0 | 0 | 1237.3946 | 1040.0027 | 825.9819 | 0 | 9.8982 | 8.3193 | 6.6072 | 0 | 0 | 0 | 9.8982 | 8.3193 | 6.6072 | 0 | 258.7254 | 217.453 | 172.7036 | 0 | 0 | 0 | 258.7254 | 217.453 | 172.7036 | 0 | 968.771 | 814.2305 | 646.671 | 0 | 0 | 0 | 968.771 | 814.2305 | 646.671 | 0 | 0 | 0 | 0 | 0.017045 | 0.017045 | 0.017045 | 0 | 5000000 | no RA
313-550AE | 46421.745 | 6416.1593 | 39015.1672 | 990.4184 | 13.82% | 84.05% | 2.134% | 21284.316 | 42755.3812 | 628.4956 | 14411.132 | 6244.6884 | 1055.6412 | 29973.7648 | 11725.9751 | 313 | 0.021034 | 0.012212 | 0.0031588 | 2206965.0847 | 1070.9574 | 33004.303 | 12346.4846 | 50915.0509 | 1569078.1215 | 586971.9122 | 2058454.0338 | 60783.2252 | 1393732.9616 | 603937.847 | 1160682.4841 | 28657.5441 | 813699.3027 | 318325.6373 |  | 606 | 313-550AE | 46421.745 | 25137.429 | 3666.3638 | 6416.1593 | 2615.7996 | 72.7623 | 39015.1672 | 21531.2109 | 2603.1831 | 990.4184 | 1070.9574 | 442.4617 | 15.3162 | 1026.8638 | 417.7805 | 11.6506 | 43.3183 | 23.906 | 2.8903 | 0.77525 | 12346.4846 | 6101.7962 | 620.5095 | 5187.1966 | 2110.499 | 58.8603 | 7069.3205 | 3901.3297 | 471.6816 | 89.9676 | 33004.303 | 18593.171 | 3030.5382 | 202.099 | 87.5202 | 2.2513 | 31902.5284 | 17605.9752 | 2128.6113 | 899.6756 | 0.002596 | 0.001124 | 2.88e-05 | 0.017009 | 0.0096586 | 0.0017008 | 0.0014292 | 5000000 | no RA
313-920F | 25148.6372 | 322.8365 | 24171.2129 | 654.5878 | 1.284% | 96.11% | 2.603% | 11010.2911 | 22879.4344 | 37.4976 | 8896.5481 | 2076.2454 | 68.8603 | 18529.8177 | 4280.7564 | 313 | 0.019352 | 0.011216 | 0.0026596 | 1299523.4246 | 71.4732 | 20445.0445 | 4632.1196 | 3693.2847 | 1056471.3293 | 239358.8107 | 1260529.0655 | 4292.9691 | 1018534.1457 | 237701.9508 | 853212.0619 | 2567.914 | 691007.6397 | 159636.5082 |  | 607 | 313-920F | 25148.6372 | 14138.3461 | 2269.2028 | 322.8365 | 134.0511 | 1.1815 | 24171.2129 | 13349.7073 | 1613.4336 | 654.5878 | 71.4732 | 33.9756 | 2.6129 | 40.2231 | 16.4868 | 0.048778 | 30.7377 | 16.9764 | 2.0517 | 0.51238 | 4632.1196 | 2555.8742 | 351.3631 | 203.2788 | 83.2142 | 0.24475 | 4369.3794 | 2413.1986 | 291.657 | 59.4614 | 20445.0445 | 11548.4964 | 1915.2267 | 79.3347 | 34.35 | 0.88796 | 19771.0958 | 10919.5323 | 1319.7248 | 594.614 | 0.001383 | 0.0005988 | 1.54e-05 | 0.017028 | 0.009676 | 0.0017028 | 0.0009414 | 5000000 | no RA
313-921F | 15596.8723 | 1526.0823 | 13904.0485 | 166.7414 | 9.785% | 89.15% | 1.069% | 7091.5744 | 14501.6388 | 152.9036 | 4903.5965 | 2035.0743 | 270.8321 | 10229.1233 | 4001.6834 | 313 | 0.018006 | 0.010321 | 0.0019588 | 866194.5469 | 272.3512 | 11112.2939 | 4212.2271 | 15125.4128 | 617137.0918 | 233932.0423 | 824092.8887 | 17768.5133 | 569833.8311 | 236490.5444 | 559134.9183 | 10442.3836 | 394400.9422 | 154291.5925 |  | 608 | 313-921F | 15596.8723 | 8505.2979 | 1095.2335 | 1526.0823 | 655.2401 | 0.061002 | 13904.0485 | 7683.3163 | 928.431 | 166.7414 | 272.3512 | 119.4477 | 1.5191 | 251.4251 | 107.8256 | 0 | 20.7956 | 11.4916 | 1.3886 | 0.13052 | 4212.2271 | 2177.1528 | 210.5437 | 1270.8397 | 544.9784 | 0 | 2926.241 | 1617.028 | 195.3973 | 15.1464 | 11112.2939 | 6208.6974 | 883.1706 | 3.8175 | 2.4361 | 0.061002 | 10957.0119 | 6054.7968 | 731.6452 | 151.4645 | 0.0006832 | 0.000368 | 9.2e-06 | 0.017082 | 0.0097114 | 0.0017082 | 0.0002414 | 5000000 | no RA
313-922F | 7396.0121 | 0 | 7396.0121 | 0 | 0% | 100% | 0% | 1176.18 | 2458.4332 | 1.3886 | 927.1749 | 247.6165 | 2.9025 | 1937.9664 | 517.5642 | 313 | 0.017097 | 0.017097 | 0.017097 | 432601.3442 | 8.732 | 5830.227 | 1557.0531 | 510.7477 | 341016.752 | 91073.8445 | 363805.2088 | 429.5241 | 286785.2177 | 76590.467 | 288804.7323 | 340.9753 | 227662.8427 | 60800.9143 |  | 609 | 313-922F | 7396.0121 | 6219.8321 | 4937.579 | 0 | 0 | 0 | 7396.0121 | 6219.8321 | 4937.579 | 0 | 8.732 | 7.3434 | 5.8295 | 0 | 0 | 0 | 8.732 | 7.3434 | 5.8295 | 0 | 1557.0531 | 1309.4366 | 1039.4889 | 0 | 0 | 0 | 1557.0531 | 1309.4366 | 1039.4889 | 0 | 5830.227 | 4903.0522 | 3892.2606 | 0 | 0 | 0 | 5830.227 | 4903.0522 | 3892.2606 | 0 | 0 | 0 | 0 | 0.017097 | 0.017097 | 0.017097 | 0 | 5000000 | no RA
313-923F | 33006.6365 | 3372.4854 | 27909.4674 | 1724.6837 | 10.22% | 84.56% | 5.225% | 14046.5505 | 29322.8053 | 256.695 | 10912.5359 | 2877.3197 | 535.4425 | 22778.9547 | 6008.4081 | 313 | 0.024714 | 0.014654 | 0.0042726 | 1335522.4681 | 557.4418 | 25943.4505 | 6505.7442 | 22555.3445 | 1049730.1376 | 263236.9859 | 1293885.8678 | 23645.2364 | 1005198.8139 | 265041.8176 | 862198.9346 | 15743.9893 | 669785.5231 | 176669.4223 |  | 610 | 313-923F | 33006.6365 | 18960.086 | 3683.8312 | 3372.4854 | 1786.2939 | 95.4614 | 27909.4674 | 15449.1083 | 1863.686 | 1724.6837 | 557.4418 | 300.7468 | 21.9993 | 464.5498 | 248.7243 | 14.5365 | 91.542 | 50.6725 | 6.1128 | 1.35 | 6505.7442 | 3628.4245 | 497.3361 | 2354.1439 | 1260.3877 | 73.9032 | 3994.9336 | 2211.3701 | 266.7662 | 156.6667 | 25943.4505 | 15030.9147 | 3164.4958 | 553.7917 | 277.1819 | 7.0218 | 23822.9918 | 13187.0657 | 1590.807 | 1566.667 | 0.0051508 | 0.0024342 | 6.18e-05 | 0.017059 | 0.0097144 | 0.0017058 | 0.002505 | 5000000 | no RA
314-13F | 30020.7178 | 12630.9185 | 17092.2245 | 297.5747 | 42.07% | 56.93% | 0.9912% | 13655.4298 | 28461.9033 | 1000.9945 | 6983.135 | 5671.3002 | 2084.033 | 14570.4088 | 11807.4614 | 314 | 0.019129 | 0.010977 | 0.002166 | 1569349.6824 | 2105.9403 | 15879.6184 | 12035.1591 | 110089.1956 | 830115.8645 | 629144.6224 | 1490925.0632 | 109290.4338 | 762431.5924 | 619203.037 | 719674.2891 | 52695.8786 | 368420.4994 | 298557.9111 |  | 611 | 314-13F | 30020.7178 | 16365.288 | 1558.8145 | 12630.9185 | 6619.5956 | 120.4476 | 17092.2245 | 9448.1177 | 1140.7921 | 297.5747 | 2105.9403 | 1104.9457 | 21.9072 | 2076.6263 | 1088.6376 | 19.7333 | 29.081 | 16.0752 | 1.941 | 0.23293 | 12035.1591 | 6363.859 | 227.6977 | 10499.7761 | 5503.0518 | 99.9942 | 1508.352 | 833.776 | 100.6724 | 27.0311 | 15879.6184 | 8896.4834 | 1309.2096 | 54.5161 | 27.9062 | 0.72012 | 15554.7915 | 8598.2664 | 1038.1787 | 270.3107 | 0.0015898 | 0.0008138 | 2.1e-05 | 0.017105 | 0.0097282 | 0.0017104 | 0.0004346 | 5000000 | no RA
315-1192F | 2923.9291 | 2652.2845 | 0 | 271.6446 | 90.71% | 0% | 9.29% | 288.7153 | 2652.086 | 166.9387 | 2.4509 | 119.3256 | 1539.6313 | 10.004 | 1102.4507 | 315 | 0.0015284 | 0.0012568 | 0.0004198 | 1913065.3663 | 1539.844 | 256.9589 | 1127.1263 | 1007487.5386 | 168122.7767 | 737455.0509 | 2096764.6646 | 1212375.1593 | 17799.54 | 866589.9653 | 647553.8536 | 375928.3061 | 2442.6557 | 269182.8919 |  | 612 | 315-1192F | 2923.9291 | 2635.2138 | 271.8431 | 2652.2845 | 2363.5693 | 0.19853 | 0 | 0 | 0 | 271.6446 | 1539.844 | 1372.9052 | 0.21263 | 1539.6313 | 1372.6926 | 0 | 0 | 0 | 0 | 0.21263 | 1127.1263 | 1007.8007 | 24.6756 | 1102.4507 | 983.125 | 0 | 0 | 0 | 0 | 24.6756 | 256.9589 | 254.5079 | 246.9548 | 10.2025 | 7.7516 | 0.19853 | 0 | 0 | 0 | 246.7563 | 0.0011306 | 0.000859 | 2.2e-05 | 0 | 0 | 0 | 0.0003978 | 5000000 | no RA
315-485AE | 44497.7946 | 43478.657 | 0 | 1019.1376 | 97.71% | 0% | 2.29% | 20616.3553 | 43151.9296 | 7471.1171 | 45.3546 | 13099.8836 | 15607.2286 | 154.9641 | 27389.7369 | 315 | 0.00637 | 0.0041238 | 0.00155 | 6985525.0516 | 15725.7486 | 1083.6121 | 27688.4339 | 2468720.3418 | 170111.785 | 4346692.9248 | 5791124.5176 | 2098633.2755 | 12740.0926 | 3679751.1495 | 868299.9655 | 314047.5107 | 3118.1762 | 551134.2786 |  | 613 | 315-485AE | 44497.7946 | 23881.4393 | 1345.8649 | 43478.657 | 22862.3017 | 326.7273 | 0 | 0 | 0 | 1019.1376 | 15725.7486 | 8254.6315 | 118.5199 | 15724.9508 | 8253.8338 | 117.7222 | 0 | 0 | 0 | 0.79773 | 27688.4339 | 14588.5503 | 298.697 | 27595.8576 | 14495.974 | 206.1207 | 0 | 0 | 0 | 92.5764 | 1083.6121 | 1038.2574 | 928.648 | 157.8485 | 112.4939 | 2.8844 | 0 | 0 | 0 | 925.7635 | 0.0048876 | 0.0026414 | 6.76e-05 | 0 | 0 | 0 | 0.0014824 | 5000000 | no RA
320-1414 | 2859.738 | 601.9174 | 0 | 2257.8206 | 21.05% | 0% | 78.95% | 352.0544 | 595.962 | 7.4386 | 307.199 | 37.4169 | 9.9618 | 535.8913 | 50.1088 | 320 | 0.009875 | 0.0061252 | 0.0033344 | 289593.7215 | 11.7291 | 2592.8043 | 255.2046 | 1187.76 | 262562.4598 | 25843.5017 | 409404.3542 | 8650.3258 | 357241.8973 | 43512.131 | 678915.5563 | 11348.428 | 610483.5123 | 57083.6161 |  | 614 | 320-1414 | 2859.738 | 2507.6836 | 2263.776 | 601.9174 | 249.863 | 5.9555 | 0 | 0 | 0 | 2257.8206 | 11.7291 | 4.2906 | 1.7673 | 9.9618 | 2.5232 | 0 | 0 | 0 | 0 | 1.7673 | 255.2046 | 217.7877 | 205.0957 | 50.1088 | 12.6919 | 0 | 0 | 0 | 0 | 205.0957 | 2592.8043 | 2285.6053 | 2056.913 | 541.8468 | 234.6478 | 5.9555 | 0 | 0 | 0 | 2050.9575 | 0.0066132 | 0.0028634 | 7.26e-05 | 0 | 0 | 0 | 0.0032618 | 5000000 | no RA
321-1332R | 9382.5952 | 6405.8555 | 0 | 2976.7397 | 68.27% | 0% | 31.73% | 3301.0635 | 6329.8679 | 21.808 | 3169.1667 | 110.0888 | 40.5449 | 6084.5536 | 204.7693 | 321 | 0.013392 | 0.0083982 | 0.0044372 | 700611.9486 | 42.9074 | 8864.3528 | 475.335 | 3203.9558 | 661914.0381 | 35493.9546 | 724147.0481 | 4783.9651 | 695213.1453 | 24149.9377 | 687985.0654 | 4406.7766 | 661322.1813 | 22256.1074 |  | 615 | 321-1332R | 9382.5952 | 6081.5317 | 3052.7273 | 6405.8555 | 3104.7921 | 75.9877 | 0 | 0 | 0 | 2976.7397 | 42.9074 | 21.0994 | 2.3624 | 40.5773 | 18.7694 | 0.032385 | 0 | 0 | 0 | 2.3301 | 475.335 | 365.2462 | 270.5657 | 204.9342 | 94.8454 | 0.16487 | 0 | 0 | 0 | 270.4009 | 8864.3528 | 5695.1861 | 2779.7992 | 6160.3441 | 2991.1773 | 75.7904 | 0 | 0 | 0 | 2704.0087 | 0.0090582 | 0.0040644 | 0.0001034 | 0 | 0 | 0 | 0.0043338 | 5000000 | no RA
321-646 | 2060.2295 | 649.8646 | 0 | 1410.3649 | 31.54% | 0% | 68.46% | 384.6478 | 642.0649 | 25.9525 | 226.38 | 132.3153 | 40.5489 | 394.7552 | 206.7608 | 321 | 0.0057906 | 0.0036438 | 0.0020464 | 355788.6081 | 42.1967 | 1680.3782 | 337.6547 | 7287.0955 | 290190.6806 | 58310.832 | 459844.5908 | 31026.037 | 270636.2444 | 158182.3095 | 693004.5803 | 43765.9785 | 426074.0194 | 223164.5824 |  | 616 | 321-646 | 2060.2295 | 1675.5817 | 1418.1646 | 649.8646 | 265.2168 | 7.7997 | 0 | 0 | 0 | 1410.3649 | 42.1967 | 16.2442 | 1.6477 | 41.0927 | 15.1402 | 0.54375 | 0 | 0 | 0 | 1.104 | 337.6547 | 205.3394 | 130.8939 | 209.5401 | 77.2248 | 2.7793 | 0 | 0 | 0 | 128.1146 | 1680.3782 | 1453.9981 | 1285.6229 | 399.2319 | 172.8518 | 4.4766 | 0 | 0 | 0 | 1281.1463 | 0.0037864 | 0.0016396 | 4.22e-05 | 0 | 0 | 0 | 0.0020042 | 5000000 | no RA
321-740AE | 5466.9073 | 1355.5369 | 0 | 4111.3704 | 24.8% | 0% | 75.2% | 771.7205 | 1338.2886 | 6.1912 | 734.0703 | 31.459 | 9.5116 | 1280.4269 | 48.3501 | 321 | 0.016283 | 0.01041 | 0.0059868 | 335747.3737 | 13.2648 | 5029.0889 | 424.5537 | 814.6487 | 308858.9753 | 26073.7497 | 451017.932 | 3618.305 | 429013.9684 | 18385.6586 | 689620.2826 | 4901.3402 | 659804.1329 | 24914.8095 |  | 617 | 321-740AE | 5466.9073 | 4695.1869 | 4128.6187 | 1355.5369 | 583.8165 | 17.2483 | 0 | 0 | 0 | 4111.3704 | 13.2648 | 7.0736 | 3.7531 | 10.0466 | 3.8554 | 0.53495 | 0 | 0 | 0 | 3.2182 | 424.5537 | 393.0946 | 376.2036 | 51.0853 | 19.6262 | 2.7352 | 0 | 0 | 0 | 373.4684 | 5029.0889 | 4295.0186 | 3748.662 | 1294.4051 | 560.3348 | 13.9782 | 0 | 0 | 0 | 3734.6838 | 0.01041 | 0.0045372 | 0.0001138 | 0 | 0 | 0 | 0.005873 | 5000000 | no RA
321-741 | 1180.7692 | 201.7828 | 0 | 978.9864 | 17.09% | 0% | 82.91% | 114.4305 | 199.6022 | 0 | 114.4305 | 0 | 0 | 199.6022 | 0 | 321 | 0.0042182 | 0.0026162 | 0.001424 | 279922.5187 | 0.7663 | 1091.0738 | 88.9291 | 181.6661 | 258658.614 | 21082.2386 | 407590.6705 | 0 | 407590.6705 | 0 | 689021.7357 | 0 | 689021.7357 | 0 |  | 618 | 321-741 | 1180.7692 | 1066.3387 | 981.167 | 201.7828 | 87.3523 | 2.1806 | 0 | 0 | 0 | 978.9864 | 0.7663 | 0.7663 | 0.7663 | 0 | 0 | 0 | 0 | 0 | 0 | 0.7663 | 88.9291 | 88.9291 | 88.9291 | 0 | 0 | 0 | 0 | 0 | 0 | 88.9291 | 1091.0738 | 976.6433 | 891.4715 | 201.7828 | 87.3523 | 2.1806 | 0 | 0 | 0 | 889.291 | 0.002825 | 0.001223 | 3.08e-05 | 0 | 0 | 0 | 0.0013932 | 5000000 | no RA
322-32R | 490.2097 | 383.4327 | 0 | 106.7771 | 78.22% | 0% | 21.78% | 216.2143 | 379.1228 | 0 | 216.2143 | 0 | 0.2135 | 377.8363 | 1.073 | 322 | 0.0003072 | 0.0002184 | 0.000152 | 1595734.8502 | 0.29708 | 479.1403 | 10.7724 | 967.063 | 1559701.4111 | 35066.3761 | 1254557.82 | 0 | 1254557.82 | 0 | 730835.1209 | 411.5674 | 728355.1659 | 2068.3876 |  | 619 | 322-32R | 490.2097 | 273.9954 | 111.0869 | 383.4327 | 167.2184 | 4.3099 | 0 | 0 | 0 | 106.7771 | 0.29708 | 0.29708 | 0.08358 | 0.2135 | 0.2135 | 0 | 0 | 0 | 0 | 0.08358 | 10.7724 | 10.7724 | 9.6994 | 1.073 | 1.073 | 0 | 0 | 0 | 0 | 9.6994 | 479.1403 | 262.926 | 101.3039 | 382.1462 | 165.9319 | 4.3099 | 0 | 0 | 0 | 96.9941 | 0.000157 | 6.82e-05 | 1.8e-06 | 0 | 0 | 0 | 0.0001502 | 5000000 | no RA
322-821F | 15307.218 | 7471.5123 | 0 | 7835.7057 | 48.81% | 0% | 51.19% | 4059.3123 | 7381.7632 | 147.8795 | 3164.5703 | 746.8625 | 307.5301 | 5522.1762 | 1552.057 | 322 | 0.033072 | 0.020745 | 0.011522 | 462845.2468 | 318.3721 | 12701.2518 | 2287.594 | 9626.6365 | 384048.4954 | 69170.1149 | 542203.6204 | 19752.317 | 422692.6397 | 99758.6637 | 687854.0857 | 28656.5431 | 514572.3747 | 144625.1679 |  | 620 | 322-821F | 15307.218 | 11247.9057 | 7925.4548 | 7471.5123 | 3412.2 | 89.7491 | 0 | 0 | 0 | 7835.7057 | 318.3721 | 170.4926 | 10.8421 | 312.2387 | 164.3592 | 4.7086 | 0 | 0 | 0 | 6.1334 | 2287.594 | 1540.7315 | 735.537 | 1575.8147 | 828.9522 | 23.7577 | 0 | 0 | 0 | 711.7793 | 12701.2518 | 9536.6816 | 7179.0757 | 5583.4589 | 2418.8886 | 61.2827 | 0 | 0 | 0 | 7117.793 | 0.021791 | 0.0094634 | 0.0002406 | 0 | 0 | 0 | 0.011281 | 5000000 | no RA
322-822F | 793.5801 | 148.1649 | 0 | 645.4152 | 18.67% | 0% | 81.33% | 98.3729 | 147.1581 | 7.8468 | 50.9935 | 39.5326 | 9.6472 | 88.9048 | 48.6062 | 322 | 0.0028306 | 0.0017524 | 0.0009508 | 280357.5464 | 10.1524 | 676.1934 | 107.2344 | 3586.6461 | 238886.9327 | 37883.9675 | 396717.1599 | 31644.4381 | 205646.1557 | 159426.5662 | 679871.6089 | 44569.9445 | 410740.8082 | 224560.8561 |  | 621 | 322-822F | 793.5801 | 695.2072 | 646.4219 | 148.1649 | 49.7919 | 1.0067 | 0 | 0 | 0 | 645.4152 | 10.1524 | 2.3056 | 0.5052 | 9.6472 | 1.8004 | 0 | 0 | 0 | 0 | 0.5052 | 107.2344 | 67.7018 | 58.6282 | 48.6062 | 9.0736 | 0 | 0 | 0 | 0 | 58.6282 | 676.1934 | 625.1998 | 587.2885 | 89.9115 | 38.918 | 1.0067 | 0 | 0 | 0 | 586.2818 | 0.0019008 | 0.0008226 | 2.1e-05 | 0 | 0 | 0 | 0.0009298 | 5000000 | no RA
323-1134F | 1477.9458 | 793.828 | 0 | 684.1178 | 53.71% | 0% | 46.29% | 404.1421 | 793.0653 | 59.892 | 39.2104 | 305.0397 | 118.9529 | 68.4221 | 605.6903 | 323 | 0.0037208 | 0.0021752 | 0.0010244 | 397211.8388 | 119.4884 | 690.6233 | 667.8342 | 32113.6184 | 185611.5077 | 179486.7127 | 493657.4797 | 73157.8199 | 47895.2597 | 372604.4001 | 668567.4585 | 100279.2688 | 57681.0154 | 510607.1743 |  | 622 | 323-1134F | 1477.9458 | 1073.8037 | 684.8805 | 793.828 | 389.686 | 0.76271 | 0 | 0 | 0 | 684.1178 | 119.4884 | 59.5963 | 0.53549 | 118.9529 | 59.0608 | 0 | 0 | 0 | 0 | 0.53549 | 667.8342 | 362.7945 | 62.1438 | 605.6903 | 300.6507 | 0 | 0 | 0 | 0 | 62.1438 | 690.6233 | 651.4129 | 622.2012 | 69.1848 | 29.9745 | 0.76271 | 0 | 0 | 0 | 621.4385 | 0.0027264 | 0.0011808 | 3e-05 | 0 | 0 | 0 | 0.0009944 | 5000000 | no RA
323-471 | 17798.3381 | 11004.2322 | 0 | 6794.1059 | 61.83% | 0% | 38.17% | 5828.9852 | 10791.6045 | 1081.3844 | 1557.3713 | 3190.2294 | 2001.6633 | 2883.7488 | 5906.1924 | 323 | 0.03033 | 0.018811 | 0.010143 | 586830.6239 | 2052.0723 | 9089.7656 | 6656.5002 | 67659.0616 | 299699.4891 | 219472.0732 | 636302.174 | 118045.8088 | 170005.3647 | 348251.0005 | 690822.2334 | 128136.0425 | 184602.5561 | 378083.6349 |  | 623 | 323-471 | 17798.3381 | 11969.3529 | 7006.7336 | 11004.2322 | 5175.247 | 212.6277 | 0 | 0 | 0 | 6794.1059 | 2052.0723 | 970.6878 | 50.409 | 2046.7542 | 965.3697 | 45.0909 | 0 | 0 | 0 | 5.3181 | 6656.5002 | 3466.2708 | 750.3077 | 6039.3377 | 2849.1082 | 133.1452 | 0 | 0 | 0 | 617.1625 | 9089.7656 | 7532.3943 | 6206.0168 | 2918.1403 | 1360.769 | 34.3915 | 0 | 0 | 0 | 6171.6253 | 0.020413 | 0.0088946 | 0.0002264 | 0 | 0 | 0 | 0.0099162 | 5000000 | no RA
323-472AE | 5118.2123 | 3528.1026 | 0 | 1590.1097 | 68.93% | 0% | 31.07% | 2061.8215 | 3480.0525 | 317.4259 | 142.903 | 1601.4926 | 534.4245 | 249.3562 | 2696.2718 | 323 | 0.0064722 | 0.0040936 | 0.0023216 | 790799.46 | 543.1617 | 1696.5382 | 2878.5124 | 83922.2622 | 262126.9677 | 444750.2301 | 746626.6209 | 114946.2435 | 51748.0142 | 579932.3631 | 705616.733 | 108360.1009 | 50559.5604 | 546697.0717 |  | 624 | 323-472AE | 5118.2123 | 3056.3907 | 1638.1598 | 3528.1026 | 1466.281 | 48.0501 | 0 | 0 | 0 | 1590.1097 | 543.1617 | 225.7357 | 8.7372 | 541.917 | 224.4911 | 7.4926 | 0 | 0 | 0 | 1.2447 | 2878.5124 | 1277.0198 | 182.2407 | 2734.0702 | 1132.5775 | 37.7984 | 0 | 0 | 0 | 144.4423 | 1696.5382 | 1553.6352 | 1447.1819 | 252.1154 | 109.2124 | 2.7592 | 0 | 0 | 0 | 1444.4228 | 0.0041966 | 0.001818 | 4.6e-05 | 0 | 0 | 0 | 0.0022756 | 5000000 | no RA
325-1220R | 36073.1097 | 21194.4925 | 0 | 14878.6172 | 58.75% | 0% | 41.25% | 12023.7417 | 20959.1884 | 64.6786 | 11631.823 | 327.2401 | 110.4332 | 20289.9771 | 558.7782 | 325 | 0.060023 | 0.038161 | 0.021888 | 600986.1133 | 123.2101 | 34033.8463 | 1916.0533 | 2052.7085 | 567011.5271 | 31921.8777 | 630208.0126 | 3390.0423 | 609666.1294 | 17151.8408 | 690511.752 | 3638.2805 | 668464.2225 | 18409.249 |  | 625 | 325-1220R | 36073.1097 | 24049.368 | 15113.9212 | 21194.4925 | 9170.7508 | 235.304 | 0 | 0 | 0 | 14878.6172 | 123.2101 | 58.5315 | 12.777 | 111.5639 | 46.8852 | 1.1307 | 0 | 0 | 0 | 11.6463 | 1916.0533 | 1588.8132 | 1357.275 | 564.5104 | 237.2704 | 5.7322 | 0 | 0 | 0 | 1351.5428 | 34033.8463 | 22402.0233 | 13743.8692 | 20518.4182 | 8886.5952 | 228.4411 | 0 | 0 | 0 | 13515.4281 | 0.038558 | 0.016696 | 0.0004226 | 0 | 0 | 0 | 0.021465 | 5000000 | no RA
325-1227F | 2758.7383 | 2551.2126 | 0 | 207.5257 | 92.48% | 0% | 7.522% | 1241.5427 | 2493.369 | 205.4079 | 1.1219 | 1035.013 | 412.5741 | 2.1708 | 2078.624 | 325 | 0.000908 | 0.0005972 | 0.0003066 | 3038257.9924 | 422.3141 | 190.7103 | 2145.7138 | 465103.6587 | 210033.3747 | 2363120.959 | 2540514.9239 | 420317.189 | 2295.6209 | 2117902.1141 | 865522.8543 | 143216.7922 | 753.5542 | 721552.5079 |  | 626 | 325-1227F | 2758.7383 | 1517.1955 | 265.3693 | 2551.2126 | 1309.6698 | 57.8436 | 0 | 0 | 0 | 207.5257 | 422.3141 | 216.9063 | 9.74 | 422.1517 | 216.7438 | 9.5776 | 0 | 0 | 0 | 0.16244 | 2145.7138 | 1110.7008 | 67.0898 | 2126.8626 | 1091.8496 | 48.2386 | 0 | 0 | 0 | 18.8512 | 190.7103 | 189.5884 | 188.5395 | 2.1982 | 1.0764 | 0.027433 | 0 | 0 | 0 | 188.5121 | 0.000609 | 0.0002982 | 7.6e-06 | 0 | 0 | 0 | 0.000299 | 5000000 | no RA
325-1229F | 8898.8655 | 8076.4881 | 0 | 822.3775 | 90.76% | 0% | 9.241% | 4570.4709 | 7994.7854 | 137.1979 | 3978.1752 | 455.0977 | 245.0379 | 6937.1029 | 812.6446 | 325 | 0.0038216 | 0.002347 | 0.0012482 | 2328570.6331 | 246.9599 | 7760.3337 | 891.5719 | 64622.1226 | 2030650.4322 | 233298.0783 | 1844224.406 | 55360.551 | 1605227.992 | 183635.8631 | 724307.1123 | 22199.8097 | 628483.7832 | 73623.5193 |  | 627 | 325-1229F | 8898.8655 | 4328.3947 | 904.0801 | 8076.4881 | 3506.0172 | 81.7027 | 0 | 0 | 0 | 822.3775 | 246.9599 | 109.762 | 1.922 | 246.3162 | 109.1182 | 1.2783 | 0 | 0 | 0 | 0.64372 | 891.5719 | 436.4742 | 78.9274 | 816.8689 | 361.7711 | 4.2243 | 0 | 0 | 0 | 74.7031 | 7760.3337 | 3782.1585 | 823.2308 | 7013.303 | 3035.1278 | 76.2001 | 0 | 0 | 0 | 747.0307 | 0.0026012 | 0.0011266 | 2.78e-05 | 0 | 0 | 0 | 0.0012204 | 5000000 | no RA
325-22R | 11408.2906 | 5486.8058 | 0 | 5921.4849 | 48.09% | 0% | 51.91% | 2854.4762 | 5439.3697 | 211.5786 | 1924.9668 | 717.9308 | 424.8579 | 3572.8979 | 1441.6139 | 325 | 0.024153 | 0.015494 | 0.0087186 | 472342.1339 | 430.6347 | 8994.272 | 1983.3839 | 17829.746 | 372393.5304 | 82118.8575 | 552065.5766 | 40920.0258 | 372295.2523 | 138850.2985 | 684619.1933 | 53474.1853 | 449698.1517 | 181446.8564 |  | 628 | 325-22R | 11408.2906 | 8553.8145 | 5968.9209 | 5486.8058 | 2632.3296 | 47.436 | 0 | 0 | 0 | 5921.4849 | 430.6347 | 219.0562 | 5.7768 | 425.9997 | 214.4211 | 1.1418 | 0 | 0 | 0 | 4.6351 | 1983.3839 | 1265.4531 | 541.77 | 1445.4885 | 727.5577 | 3.8746 | 0 | 0 | 0 | 537.8954 | 8994.272 | 7069.3052 | 5421.374 | 3615.3176 | 1690.3508 | 42.4197 | 0 | 0 | 0 | 5378.9544 | 0.015611 | 0.0069526 | 0.000177 | 0 | 0 | 0 | 0.0085416 | 5000000 | no RA
325-25 | 8152.1461 | 7176.7776 | 0 | 975.3686 | 88.04% | 0% | 11.96% | 4074.3129 | 7099.1704 | 2.7104 | 4057.9831 | 13.6195 | 2.8483 | 7082.0049 | 14.3173 | 325 | 0.0037654 | 0.0024058 | 0.0013934 | 2165014.6463 | 3.7217 | 8044.9535 | 103.4709 | 988.3972 | 2136546.8604 | 27479.3887 | 1695000.9362 | 1127.5644 | 1688207.3796 | 5665.9921 | 755688.0311 | 303.1929 | 753860.8016 | 1524.0366 |  | 629 | 325-25 | 8152.1461 | 4077.8333 | 1052.9757 | 7176.7776 | 3102.4647 | 77.6071 | 0 | 0 | 0 | 975.3686 | 3.7217 | 1.0114 | 0.87342 | 2.9582 | 0.24789 | 0.10995 | 0 | 0 | 0 | 0.76347 | 103.4709 | 89.8514 | 89.1536 | 14.8704 | 1.251 | 0.55315 | 0 | 0 | 0 | 88.6005 | 8044.9535 | 3986.9705 | 962.9487 | 7158.9489 | 3100.9658 | 76.944 | 0 | 0 | 0 | 886.0046 | 0.0023982 | 0.0010386 | 2.62e-05 | 0 | 0 | 0 | 0.0013672 | 5000000 | no RA
326-26 | 1902.1304 | 1724.9744 | 0 | 177.156 | 90.69% | 0% | 9.314% | 603.7258 | 1697.375 | 1.1391 | 596.8275 | 5.7592 | 3.0822 | 1678.7232 | 15.5697 | 326 | 0.0009188 | 0.0006606 | 0.0002604 | 2070233.2962 | 3.2209 | 1867.2474 | 31.6622 | 3505.4972 | 2032267.4694 | 34460.3297 | 1965492.7772 | 3708.3808 | 1943034.583 | 18749.8135 | 786310.8017 | 1427.8239 | 777670.3119 | 7212.6659 |  | 630 | 326-26 | 1902.1304 | 1298.4045 | 204.7553 | 1724.9744 | 1121.2486 | 27.5994 | 0 | 0 | 0 | 177.156 | 3.2209 | 2.0818 | 0.13867 | 3.0822 | 1.9431 | 0 | 0 | 0 | 0 | 0.13867 | 31.6622 | 25.9029 | 16.0925 | 15.5697 | 9.8104 | 0 | 0 | 0 | 0 | 16.0925 | 1867.2474 | 1270.4198 | 188.5242 | 1706.3225 | 1109.495 | 27.5994 | 0 | 0 | 0 | 160.9248 | 0.0006686 | 0.0004104 | 1.02e-05 | 0 | 0 | 0 | 0.0002502 | 5000000 | no RA
326-35R | 501085.9017 | 35348.1845 | 457671.758 | 8065.9592 | 7.054% | 91.34% | 1.61% | 222483.5143 | 457238.1536 | 4037.6628 | 189760.1623 | 28685.6892 | 7556.9187 | 392455.7388 | 57225.4961 | 326 | 0.07497 | 0.044047 | 0.01548 | 6683854.5445 | 7662.594 | 432123.238 | 61300.0697 | 102209.3485 | 5763979.5061 | 817665.6899 | 6325173.5063 | 114790.1588 | 5394853.4342 | 815529.9134 | 2832578.4603 | 46814.9148 | 2431253.0866 | 354510.4589 |  | 631 | 326-35R | 501085.9017 | 278602.3874 | 43847.748 | 35348.1845 | 16571.4892 | 280.6706 | 457671.758 | 253964.939 | 35501.1182 | 8065.9592 | 7662.594 | 3624.9311 | 105.6753 | 6948.5065 | 3225.8693 | 44.4603 | 707.7739 | 392.7482 | 54.9013 | 6.3136 | 61300.0697 | 32614.3805 | 4074.5736 | 19055.2708 | 8846.3578 | 121.8282 | 41512.1039 | 23035.3277 | 3220.0504 | 732.6951 | 432123.238 | 242363.0757 | 39667.4992 | 9344.4072 | 4499.2621 | 114.3821 | 415451.8803 | 230536.8631 | 32226.1666 | 7326.9505 | 0.028331 | 0.012592 | 0.0003214 | 0.034978 | 0.019794 | 0.0034978 | 0.011661 | 5000000 | no RA
329-13F | 180.3675 | 0 | 180.3675 | 0 | 0% | 100% | 0% | 28.7759 | 59.9299 | 0.38614 | 22.4059 | 5.9838 | 0.8042 | 46.6635 | 12.4622 | 329 | 0.017298 | 0.017298 | 0.017298 | 10427.3118 | 2.4204 | 140.4403 | 37.5068 | 139.9243 | 8119.0646 | 2168.3229 | 8763.737 | 117.6008 | 6823.7479 | 1822.3883 | 6962.6767 | 93.4323 | 5421.3802 | 1447.8642 |  | 632 | 329-13F | 180.3675 | 151.5916 | 120.4376 | 0 | 0 | 0 | 180.3675 | 151.5916 | 120.4376 | 0 | 2.4204 | 2.0342 | 1.6162 | 0 | 0 | 0 | 2.4204 | 2.0342 | 1.6162 | 0 | 37.5068 | 31.5229 | 25.0446 | 0 | 0 | 0 | 37.5068 | 31.5229 | 25.0446 | 0 | 140.4403 | 118.0345 | 93.7769 | 0 | 0 | 0 | 140.4403 | 118.0345 | 93.7769 | 0 | 0 | 0 | 0 | 0.017298 | 0.017298 | 0.017298 | 0 | 5000000 | no RA
329-215F | 63105.5704 | 630.4328 | 61082.1515 | 1392.9861 | 0.999% | 96.79% | 2.207% | 27673.5183 | 57598.8039 | 93.3823 | 22135.153 | 5444.983 | 184.1121 | 46119.6406 | 11295.0512 | 329 | 0.021703 | 0.012858 | 0.0037468 | 2907742.4103 | 197.2911 | 50683.3632 | 12224.9161 | 9090.6676 | 2335359.0445 | 563292.6982 | 2755599.7044 | 9298.5754 | 2204115.1501 | 542185.9789 | 1469725.2367 | 4697.9133 | 1176816.0994 | 288211.2241 |  | 633 | 329-215F | 63105.5704 | 35432.0521 | 5506.7665 | 630.4328 | 305.5425 | 31.7155 | 61082.1515 | 33733.5235 | 4082.0649 | 1392.9861 | 197.2911 | 103.9088 | 13.179 | 91.6502 | 45.0789 | 5.1017 | 104.5505 | 57.7396 | 6.987 | 1.0904 | 12224.9161 | 6779.9331 | 929.8649 | 463.613 | 227.9245 | 25.788 | 11634.7671 | 6425.4726 | 777.541 | 126.536 | 50683.3632 | 28548.2102 | 4563.7226 | 75.1696 | 32.5391 | 0.82588 | 49342.8339 | 27250.3114 | 3297.5369 | 1265.3598 | 0.0024882 | 0.0010772 | 2.74e-05 | 0.017217 | 0.0097832 | 0.0017216 | 0.0019978 | 5000000 | no RA
329-793F | 7803.5873 | 1664.1932 | 5608.161 | 531.2331 | 21.33% | 71.87% | 6.808% | 3446.4148 | 6872.2997 | 91.5493 | 2445.5708 | 909.2947 | 164.3254 | 4947.5618 | 1760.4125 | 329 | 0.019245 | 0.011101 | 0.0025098 | 405478.052 | 168.9309 | 5738.2636 | 1896.3928 | 8777.7287 | 298162.8668 | 98537.4565 | 392502.6993 | 10426.2988 | 278519.3243 | 103557.0762 | 371060.4843 | 8872.5278 | 267136.8751 | 95051.0814 |  | 634 | 329-793F | 7803.5873 | 4357.1725 | 931.2876 | 1664.1932 | 730.5291 | 25.4397 | 5608.161 | 3095.4103 | 374.6148 | 531.2331 | 168.9309 | 77.3816 | 4.6055 | 148.087 | 65.6906 | 2.8251 | 20.428 | 11.2752 | 1.3646 | 0.41582 | 1896.3928 | 987.098 | 135.9803 | 749.2272 | 332.3016 | 14.319 | 1098.9095 | 606.5403 | 73.4051 | 48.2561 | 5738.2636 | 3292.6929 | 790.7019 | 766.879 | 332.5369 | 8.2956 | 4488.8235 | 2477.5948 | 299.8451 | 482.5611 | 0.0011988 | 0.0005194 | 1.3e-05 | 0.017278 | 0.0098126 | 0.0017278 | 0.000769 | 5000000 | no RA
330-44R | 131.8914 | 20.2867 | 0 | 111.6047 | 15.38% | 0% | 84.62% | 11.7449 | 20.2867 | 0 | 11.7449 | 0 | 0 | 20.2867 | 0 | 330 | 0.0001638 | 0.0001586 | 0.0001546 | 805197.9093 | 0.087359 | 121.6661 | 10.1379 | 533.3265 | 742772.3724 | 61892.2104 | 757544.1429 | 0 | 757544.1429 | 0 | 721893.5551 | 0 | 721893.5551 | 0 |  | 635 | 330-44R | 131.8914 | 120.1465 | 111.6047 | 20.2867 | 8.5418 | 0 | 0 | 0 | 0 | 111.6047 | 0.087359 | 0.087359 | 0.087359 | 0 | 0 | 0 | 0 | 0 | 0 | 0.087359 | 10.1379 | 10.1379 | 10.1379 | 0 | 0 | 0 | 0 | 0 | 0 | 10.1379 | 121.6661 | 109.9212 | 101.3794 | 20.2867 | 8.5418 | 0 | 0 | 0 | 0 | 101.3794 | 9.2e-06 | 4e-06 | 0 | 0 | 0 | 0 | 0.0001546 | 5000000 | no RA
330-810R | 230075.5054 | 10878.5061 | 216680.6827 | 2516.3165 | 4.728% | 94.18% | 1.094% | 102492.9347 | 212924.9278 | 109.249 | 92347.9952 | 10035.6905 | 227.8884 | 191754.2313 | 20942.8082 | 330 | 0.026057 | 0.015805 | 0.0055018 | 8829632.7065 | 245.9416 | 207158.2211 | 22671.3427 | 9438.5266 | 7950133.5928 | 870060.587 | 8072291.7215 | 8604.3977 | 7273281.416 | 790405.9077 | 3117266.6238 | 3336.3347 | 2807323.0847 | 306607.2043 |  | 636 | 330-810R | 230075.5054 | 127582.5707 | 17150.5775 | 10878.5061 | 5270.011 | 140.8192 | 216680.6827 | 119796.2431 | 14493.4418 | 2516.3165 | 245.9416 | 136.6926 | 18.0532 | 3.5188 | 1.7836 | 0 | 240.4531 | 132.9393 | 16.0835 | 1.9697 | 22671.3427 | 12635.6523 | 1728.5346 | 18.014 | 9.1034 | 0 | 22424.7517 | 12397.9719 | 1499.9576 | 228.577 | 207158.2211 | 114810.2258 | 15403.9897 | 10856.9733 | 5259.124 | 140.8192 | 194015.4779 | 107265.3319 | 12977.4007 | 2285.7699 | 0.0053776 | 0.0024814 | 0.0001738 | 0.017057 | 0.0097014 | 0.0017058 | 0.0036222 | 5000000 | no RA
330-8R | 212281.0487 | 24513.926 | 180644.0789 | 7123.0439 | 11.55% | 85.1% | 3.355% | 91844.1077 | 192737.8222 | 109.5787 | 84070.5386 | 7663.9904 | 225.4523 | 176562.6753 | 15949.6946 | 330 | 0.044939 | 0.027984 | 0.012284 | 4723717.912 | 245.5996 | 194304.1723 | 17731.2768 | 5465.1287 | 4323693.069 | 394559.7142 | 4303840.1426 | 5134.8859 | 3939568.558 | 359136.6987 | 1590975.6382 | 1861.0211 | 1457456.1018 | 131658.5153 |  | 637 | 330-8R | 212281.0487 | 120436.941 | 19543.2265 | 24513.926 | 13596.1854 | 344.7104 | 180644.0789 | 99717.7117 | 12075.4722 | 7123.0439 | 245.5996 | 136.021 | 20.1473 | 26.0268 | 12.3163 | 0.26668 | 213.9972 | 118.129 | 14.305 | 5.5756 | 17731.2768 | 10067.2864 | 1781.5822 | 132.3657 | 62.6078 | 1.3621 | 16951.8685 | 9357.636 | 1133.1776 | 647.0426 | 194304.1723 | 110233.6337 | 17741.497 | 24355.5334 | 13521.2613 | 343.0817 | 163478.2131 | 90241.9467 | 10927.9896 | 6470.4257 | 0.017574 | 0.0080094 | 0.0003152 | 0.017108 | 0.0097164 | 0.0017108 | 0.010258 | 5000000 | no RA
331-246R | 25678.7099 | 0 | 25678.7099 | 0 | 0% | 100% | 0% | 4086.8346 | 8530.8442 | 6.2248 | 3220.5198 | 860.0901 | 12.9936 | 6722.5017 | 1795.349 | 331 | 0.017309 | 0.017309 | 0.017309 | 1483563.8448 | 39.1119 | 20235.4147 | 5404.1832 | 2259.6561 | 1169082.4732 | 312221.7155 | 1247450.735 | 1900.0258 | 983019.9055 | 262530.8037 | 990702.1648 | 1508.9652 | 780696.1198 | 208497.0799 |  | 638 | 331-246R | 25678.7099 | 21591.8753 | 17147.8656 | 0 | 0 | 0 | 25678.7099 | 21591.8753 | 17147.8656 | 0 | 39.1119 | 32.8872 | 26.1184 | 0 | 0 | 0 | 39.1119 | 32.8872 | 26.1184 | 0 | 5404.1832 | 4544.0932 | 3608.8343 | 0 | 0 | 0 | 5404.1832 | 4544.0932 | 3608.8343 | 0 | 20235.4147 | 17014.8949 | 13512.913 | 0 | 0 | 0 | 20235.4147 | 17014.8949 | 13512.913 | 0 | 0 | 0 | 0 | 0.017309 | 0.017309 | 0.017309 | 0 | 5000000 | no RA
331-40AE | 212450.7729 | 0 | 212450.7729 | 0 | 0% | 100% | 0% | 33935.3024 | 70568.2898 | 40.2707 | 31015.5533 | 2879.4783 | 83.7428 | 64496.6864 | 5987.8606 | 331 | 0.017096 | 0.017096 | 0.017096 | 12427219.4569 | 252.1135 | 194171.7862 | 18026.8732 | 14747.2769 | 11357997.7412 | 1054474.4388 | 10442188.0812 | 12391.6569 | 9543755.87 | 886040.5544 | 8299356.7463 | 9848.7769 | 7585290.9418 | 704217.0276 |  | 639 | 331-40AE | 212450.7729 | 178515.4706 | 141882.4832 | 0 | 0 | 0 | 212450.7729 | 178515.4706 | 141882.4832 | 0 | 252.1135 | 211.8428 | 168.3708 | 0 | 0 | 0 | 252.1135 | 211.8428 | 168.3708 | 0 | 18026.8732 | 15147.3949 | 12039.0126 | 0 | 0 | 0 | 18026.8732 | 15147.3949 | 12039.0126 | 0 | 194171.7862 | 163156.2329 | 129675.0998 | 0 | 0 | 0 | 194171.7862 | 163156.2329 | 129675.0998 | 0 | 0 | 0 | 0 | 0.017096 | 0.017096 | 0.017096 | 0 | 5000000 | no RA
331-42AE | 140614.8791 | 0 | 140614.8791 | 0 | 0% | 100% | 0% | 22389.8378 | 46708.3575 | 26.1422 | 20491.9761 | 1871.7195 | 54.5364 | 42749.1505 | 3904.6706 | 331 | 0.017193 | 0.017193 | 0.017193 | 8178612.1752 | 164.1811 | 128695.7399 | 11754.9582 | 9549.2971 | 7485356.8257 | 683706.0525 | 6876347.4305 | 8028.7808 | 6293477.8019 | 574840.8479 | 5461904.359 | 6377.2858 | 4998929.1825 | 456597.8907 |  | 640 | 331-42AE | 140614.8791 | 118225.0414 | 93906.5216 | 0 | 0 | 0 | 140614.8791 | 118225.0414 | 93906.5216 | 0 | 164.1811 | 138.0388 | 109.6447 | 0 | 0 | 0 | 164.1811 | 138.0388 | 109.6447 | 0 | 11754.9582 | 9883.2387 | 7850.2875 | 0 | 0 | 0 | 11754.9582 | 9883.2387 | 7850.2875 | 0 | 128695.7399 | 108203.7638 | 85946.5894 | 0 | 0 | 0 | 128695.7399 | 108203.7638 | 85946.5894 | 0 | 0 | 0 | 0 | 0.017193 | 0.017193 | 0.017193 | 0 | 5000000 | no RA
334-21 | 128693.8992 | 88286.2698 | 35259.557 | 5148.0724 | 68.6% | 27.4% | 4% | 62672.5207 | 119299.5562 | 8875.1896 | 12924.1632 | 40873.1679 | 16415.1064 | 26819.5532 | 76064.8966 | 334 | 0.11474 | 0.066064 | 0.01653 | 1121622.9805 | 16655.1419 | 34045.7755 | 77992.9817 | 145156.7637 | 296723.6556 | 679742.5611 | 999348.7933 | 141519.919 | 206083.0932 | 651745.781 | 568334.5583 | 78200.3934 | 127766.4346 | 362367.7303 |  | 641 | 334-21 | 128693.8992 | 66021.3784 | 9394.3429 | 88286.2698 | 41077.6387 | 1145.0992 | 35259.557 | 19795.6673 | 3101.1713 | 5148.0724 | 16655.1419 | 7779.9523 | 240.0355 | 16398.0414 | 7633.8418 | 213.7476 | 253.0708 | 142.0808 | 22.2582 | 4.0297 | 77992.9817 | 37119.8139 | 1928.0851 | 71450.8581 | 33241.7947 | 926.178 | 6074.4833 | 3410.3789 | 534.2669 | 467.6402 | 34045.7755 | 21121.6123 | 7226.2223 | 437.3702 | 202.0022 | 5.1736 | 28932.0029 | 16243.2076 | 2544.6462 | 4676.4025 | 0.018621 | 0.008313 | 0.000212 | 0.088667 | 0.0503 | 0.0088666 | 0.007451 | 5000000 | no RA
334-44F | 703.3784 | 0 | 703.3784 | 0 | 0% | 100% | 0% | 40.7821 | 84.6016 | 0.54726 | 31.7544 | 8.4805 | 1.1353 | 65.8738 | 17.5926 | 334 | 0.088978 | 0.088978 | 0.088978 | 7905.0999 | 9.4386 | 547.6747 | 146.2651 | 106.0787 | 6155.1834 | 1643.8378 | 7446.7594 | 99.9282 | 5798.3037 | 1548.5275 | 6954.2825 | 93.3197 | 5414.8442 | 1446.1186 |  | 642 | 334-44F | 703.3784 | 662.5963 | 618.7768 | 0 | 0 | 0 | 703.3784 | 662.5963 | 618.7768 | 0 | 9.4386 | 8.8914 | 8.3034 | 0 | 0 | 0 | 9.4386 | 8.8914 | 8.3034 | 0 | 146.2651 | 137.7846 | 128.6725 | 0 | 0 | 0 | 146.2651 | 137.7846 | 128.6725 | 0 | 547.6747 | 515.9203 | 481.8009 | 0 | 0 | 0 | 547.6747 | 515.9203 | 481.8009 | 0 | 0 | 0 | 0 | 0.088978 | 0.088978 | 0.088978 | 0 | 5000000 | no RA
334-45F | 1313.577 | 959.8105 | 0 | 353.7665 | 73.07% | 0% | 26.93% | 555.8047 | 948.0072 | 55.3289 | 220.5545 | 279.9213 | 92.9248 | 384.6765 | 470.4059 | 334 | 0.001477 | 0.0009254 | 0.000515 | 889354.8025 | 94.4416 | 710.2958 | 508.8397 | 63941.4867 | 480904.3992 | 344508.9166 | 818859.2211 | 81515.3391 | 324939.8223 | 412404.0597 | 709844.3448 | 69579.8177 | 288036.2593 | 352228.2678 |  | 643 | 334-45F | 1313.577 | 757.7723 | 365.5698 | 959.8105 | 404.0058 | 11.8033 | 0 | 0 | 0 | 353.7665 | 94.4416 | 39.1126 | 1.5167 | 94.1647 | 38.8357 | 1.2398 | 0 | 0 | 0 | 0.27691 | 508.8397 | 228.9184 | 38.4338 | 476.7043 | 196.783 | 6.2984 | 0 | 0 | 0 | 32.1354 | 710.2958 | 489.7413 | 325.6193 | 388.9416 | 168.3871 | 4.2651 | 0 | 0 | 0 | 321.3542 | 0.0009726 | 0.000421 | 1.06e-05 | 0 | 0 | 0 | 0.0005044 | 5000000 | no RA
334-46F | 517814.5939 | 0 | 517814.5939 | 0 | 0% | 100% | 0% | 30331.3688 | 62926.514 | 41.4903 | 27788.1134 | 2501.765 | 86.0773 | 57650.1878 | 5190.2489 | 334 | 0.087161 | 0.087161 | 0.087161 | 5940870.5452 | 708.3196 | 474396.3506 | 42709.9237 | 8126.528 | 5442734.4058 | 490009.6114 | 5592879.7053 | 7650.5107 | 5123922.2549 | 461306.9398 | 5218916.6296 | 7138.9659 | 4781315.6144 | 430462.0493 |  | 644 | 334-46F | 517814.5939 | 487483.2251 | 454888.0799 | 0 | 0 | 0 | 517814.5939 | 487483.2251 | 454888.0799 | 0 | 708.3196 | 666.8292 | 622.2423 | 0 | 0 | 0 | 708.3196 | 666.8292 | 622.2423 | 0 | 42709.9237 | 40208.1587 | 37519.6749 | 0 | 0 | 0 | 42709.9237 | 40208.1587 | 37519.6749 | 0 | 474396.3506 | 446608.2372 | 416746.1628 | 0 | 0 | 0 | 474396.3506 | 446608.2372 | 416746.1628 | 0 | 0 | 0 | 0 | 0.087161 | 0.087161 | 0.087161 | 0 | 5000000 | no RA
340-376F | 22089.5867 | 20666.4838 | 0 | 1423.1029 | 93.56% | 0% | 6.442% | 7295.0074 | 20314.2405 | 389.6561 | 5555.0972 | 1350.2541 | 1152.7374 | 15165.7626 | 3995.7405 | 340 | 0.0073482 | 0.0049614 | 0.0021222 | 3006122.1368 | 1176.2074 | 16710.9958 | 4202.3834 | 160067.4243 | 2274161.8124 | 571892.9 | 2981936.4117 | 159277.4049 | 2270723.7471 | 551935.2597 | 836559.3257 | 47470.7979 | 624540.2138 | 164548.3139 |  | 645 | 340-376F | 22089.5867 | 14794.5793 | 1775.3462 | 20666.4838 | 13371.4764 | 352.2433 | 0 | 0 | 0 | 1423.1029 | 1176.2074 | 786.5513 | 23.4701 | 1175.0935 | 785.4374 | 22.3561 | 0 | 0 | 0 | 1.1139 | 4202.3834 | 2852.1293 | 206.6429 | 4073.1117 | 2722.8576 | 77.3711 | 0 | 0 | 0 | 129.2717 | 16710.9958 | 11155.8987 | 1545.2333 | 15418.2786 | 9863.1815 | 252.5161 | 0 | 0 | 0 | 1292.7172 | 0.0053008 | 0.002914 | 7.48e-05 | 0 | 0 | 0 | 0.0020474 | 5000000 | no RA
340-378F | 98416.6476 | 92910.644 | 0 | 5506.0036 | 94.41% | 0% | 5.595% | 51751.1837 | 91614.5242 | 10993.0851 | 1286.6304 | 39471.4683 | 19468.1553 | 2244.2789 | 69902.09 | 340 | 0.02753 | 0.016434 | 0.0081758 | 3574913.2786 | 19749.3913 | 7270.8816 | 71396.3747 | 717382.3005 | 264109.495 | 2593421.4832 | 2839499.0908 | 603171.809 | 70595.2116 | 2165732.0702 | 831982.6072 | 176796.9299 | 20381.0589 | 634804.6184 |  | 646 | 340-378F | 98416.6476 | 46665.4639 | 6802.1234 | 92910.644 | 41159.4603 | 1296.1198 | 0 | 0 | 0 | 5506.0036 | 19749.3913 | 8756.3062 | 281.236 | 19745.0814 | 8751.9963 | 276.9261 | 0 | 0 | 0 | 4.3098 | 71396.3747 | 31924.9065 | 1494.2848 | 70896.2208 | 31424.7525 | 994.1308 | 0 | 0 | 0 | 500.154 | 7270.8816 | 5984.2512 | 5026.6027 | 2269.3418 | 982.7114 | 25.0629 | 0 | 0 | 0 | 5001.5398 | 0.01957 | 0.0084746 | 0.000216 | 0 | 0 | 0 | 0.0079598 | 5000000 | no RA
341-1155F | 82491.7333 | 79721.2523 | 0 | 2770.481 | 96.64% | 0% | 3.358% | 46054.7136 | 78917.3947 | 8430.1269 | 121.0021 | 37503.5846 | 14445.3765 | 211.176 | 64260.8422 | 341 | 0.015477 | 0.0089756 | 0.0041346 | 5329818.5269 | 14594.6069 | 2730.1522 | 65166.9741 | 942962.4449 | 176396.0498 | 4210460.0322 | 4059563.6697 | 743086.5218 | 10665.916 | 3305811.2319 | 864494.3995 | 158240.7414 | 2313.3113 | 703940.3467 |  | 647 | 341-1155F | 82491.7333 | 36437.0197 | 3574.3385 | 79721.2523 | 33666.5387 | 803.8576 | 0 | 0 | 0 | 2770.481 | 14594.6069 | 6164.48 | 149.2305 | 14592.4383 | 6162.3114 | 147.0619 | 0 | 0 | 0 | 2.1686 | 65166.9741 | 27663.3895 | 906.1319 | 64915.3093 | 27411.7248 | 654.4671 | 0 | 0 | 0 | 251.6648 | 2730.1522 | 2609.1501 | 2518.9762 | 213.5046 | 92.5025 | 2.3286 | 0 | 0 | 0 | 2516.6476 | 0.011468 | 0.0049666 | 0.0001256 | 0 | 0 | 0 | 0.004009 | 5000000 | no RA
341-1157F | 8330.6788 | 7198.7027 | 0 | 1131.9761 | 86.41% | 0% | 13.59% | 4275.9721 | 7193.2548 | 820.3751 | 280.889 | 3174.708 | 1376.6106 | 489.9768 | 5326.6674 | 341 | 0.0066766 | 0.003813 | 0.0016816 | 1247742.684 | 1377.4966 | 1523.6885 | 5429.4937 | 206317.0791 | 228213.2324 | 813212.3724 | 1063390.1779 | 204018.8323 | 69854.1905 | 789517.1551 | 676393.9341 | 129445.0229 | 46073.3534 | 500875.5577 |  | 648 | 341-1157F | 8330.6788 | 4054.7067 | 1137.424 | 7198.7027 | 2922.7307 | 5.448 | 0 | 0 | 0 | 1131.9761 | 1377.4966 | 557.1215 | 0.88606 | 1376.6106 | 556.2355 | 0 | 0 | 0 | 0 | 0.88606 | 5429.4937 | 2254.7857 | 102.8264 | 5326.6674 | 2151.9594 | 0 | 0 | 0 | 0 | 102.8264 | 1523.6885 | 1242.7995 | 1033.7116 | 495.4248 | 214.5359 | 5.448 | 0 | 0 | 0 | 1028.2636 | 0.0050508 | 0.0021872 | 5.58e-05 | 0 | 0 | 0 | 0.0016258 | 5000000 | no RA
341-1179 | 5680.5492 | 5151.4115 | 0 | 529.1377 | 90.69% | 0% | 9.315% | 2272.5318 | 5040.332 | 446.2991 | 12.0463 | 1814.1864 | 989.6507 | 27.952 | 4022.7293 | 341 | 0.002784 | 0.0018242 | 0.0007814 | 2040427.1533 | 1011.9318 | 509.0227 | 4159.5947 | 363481.2353 | 182838.6229 | 1494107.2952 | 1868225.7459 | 366898.032 | 9903.1581 | 1491424.5557 | 819320.6457 | 160870.6 | 4543.6823 | 653906.3635 |  | 649 | 341-1179 | 5680.5492 | 3408.0174 | 640.2172 | 5151.4115 | 2878.8797 | 111.0794 | 0 | 0 | 0 | 529.1377 | 1011.9318 | 565.6327 | 22.2811 | 1011.5176 | 565.2185 | 21.8669 | 0 | 0 | 0 | 0.41418 | 4159.5947 | 2345.4083 | 136.8654 | 4111.5289 | 2297.3425 | 88.7996 | 0 | 0 | 0 | 48.0658 | 509.0227 | 496.9764 | 481.0707 | 28.365 | 16.3186 | 0.41294 | 0 | 0 | 0 | 480.6578 | 0.0020296 | 0.0010698 | 2.7e-05 | 0 | 0 | 0 | 0.0007544 | 5000000 | no RA
341-920 | 55943.0525 | 48356.4121 | 0 | 7586.6405 | 86.44% | 0% | 13.56% | 27715.6886 | 48082.2103 | 5266.9471 | 3036.3731 | 19412.3684 | 9132.4256 | 5295.8607 | 33653.9239 | 341 | 0.035928 | 0.021768 | 0.011229 | 1557105.193 | 9184.2109 | 12246.573 | 34512.2687 | 255631.0719 | 340868.1059 | 960606.0152 | 1296736.6748 | 246425.1767 | 142063.0917 | 908248.4064 | 700023.3555 | 132957.9313 | 77101.8259 | 489963.5983 |  | 650 | 341-920 | 55943.0525 | 28227.3639 | 7860.8423 | 48356.4121 | 20640.7235 | 274.2018 | 0 | 0 | 0 | 7586.6405 | 9184.2109 | 3917.2638 | 51.7853 | 9178.2724 | 3911.3253 | 45.8468 | 0 | 0 | 0 | 5.9385 | 34512.2687 | 15099.9003 | 858.3447 | 33823.1139 | 14410.7456 | 169.19 | 0 | 0 | 0 | 689.1547 | 12246.573 | 9210.1998 | 6950.7122 | 5355.0257 | 2318.6525 | 59.165 | 0 | 0 | 0 | 6891.5473 | 0.024972 | 0.010813 | 0.000274 | 0 | 0 | 0 | 0.010955 | 5000000 | no RA
342-514F | 4402.0834 | 1166.3798 | 0 | 3235.7035 | 26.5% | 0% | 73.5% | 694.6663 | 1156.9403 | 35.658 | 479.3816 | 179.6268 | 53.1563 | 836.0065 | 267.7775 | 342 | 0.013236 | 0.008365 | 0.004742 | 332579.0905 | 55.6927 | 3784.6701 | 561.7206 | 4207.6041 | 285933.2791 | 42438.2073 | 443205.8599 | 22750.2459 | 305851.4831 | 114604.131 | 684340.5833 | 31442.4505 | 494505.3288 | 158392.804 |  | 651 | 342-514F | 4402.0834 | 3707.417 | 3245.143 | 1166.3798 | 471.7135 | 9.4395 | 0 | 0 | 0 | 3235.7035 | 55.6927 | 20.0347 | 2.5364 | 53.1599 | 17.5019 | 0.0035983 | 0 | 0 | 0 | 2.5328 | 561.7206 | 382.0938 | 293.9431 | 267.796 | 88.1692 | 0.01847 | 0 | 0 | 0 | 293.9246 | 3784.6701 | 3305.2885 | 2948.6636 | 845.4239 | 366.0423 | 9.4174 | 0 | 0 | 0 | 2939.2462 | 0.008589 | 0.0037178 | 9.48e-05 | 0 | 0 | 0 | 0.0046472 | 5000000 | no RA
342-521AE | 2888.9358 | 889.374 | 0 | 1999.5619 | 30.79% | 0% | 69.21% | 439.1995 | 877.6452 | 11.2284 | 370.9395 | 57.0316 | 25.8409 | 720.6888 | 131.1155 | 342 | 0.0073744 | 0.0049284 | 0.0029994 | 391751.9823 | 27.8487 | 2546.086 | 315.0011 | 3776.3975 | 345260.0942 | 42715.4906 | 497065.2341 | 12707.8087 | 419811.7308 | 64545.6947 | 670564.322 | 19743.7312 | 550641.8519 | 100178.7389 |  | 652 | 342-521AE | 2888.9358 | 2449.7363 | 2011.2906 | 889.374 | 450.1744 | 11.7288 | 0 | 0 | 0 | 1999.5619 | 27.8487 | 16.6202 | 2.0078 | 26.2835 | 15.0551 | 0.4426 | 0 | 0 | 0 | 1.5652 | 315.0011 | 257.9695 | 183.8856 | 133.365 | 76.3334 | 2.2495 | 0 | 0 | 0 | 181.6361 | 2546.086 | 2175.1466 | 1825.3973 | 729.7254 | 358.7859 | 9.0366 | 0 | 0 | 0 | 1816.3606 | 0.0044254 | 0.0019794 | 5.04e-05 | 0 | 0 | 0 | 0.002949 | 5000000 | no RA
343-20 | 5819.6005 | 2784.1729 | 0 | 3035.4276 | 47.84% | 0% | 52.16% | 1582.9485 | 2760.3823 | 63.857 | 1197.6158 | 321.4757 | 108.542 | 2105.4194 | 546.4209 | 343 | 0.012386 | 0.0079006 | 0.0045032 | 469868.2734 | 110.918 | 4886.5296 | 822.1529 | 8955.4027 | 394533.1345 | 66379.7361 | 536244.3349 | 21632.3912 | 405707.8961 | 108904.0476 | 679343.1665 | 26712.712 | 518153.6853 | 134476.7693 |  | 653 | 343-20 | 5819.6005 | 4236.652 | 3059.2181 | 2784.1729 | 1201.2244 | 23.7905 | 0 | 0 | 0 | 3035.4276 | 110.918 | 47.061 | 2.376 | 108.542 | 44.685 | 0 | 0 | 0 | 0 | 2.376 | 822.1529 | 500.6772 | 275.732 | 546.4209 | 224.9452 | 0 | 0 | 0 | 0 | 275.732 | 4886.5296 | 3688.9138 | 2781.1102 | 2129.2099 | 931.5941 | 23.7905 | 0 | 0 | 0 | 2757.3197 | 0.007971 | 0.003486 | 8.86e-05 | 0 | 0 | 0 | 0.0044146 | 5000000 | no RA
35-2 | 52571.747 | 1534.1293 | 50616.0659 | 421.5517 | 2.918% | 96.28% | 0.8019% | 23409.6175 | 48750.0006 | 148.3219 | 20067.3416 | 3193.954 | 273.6042 | 41978.2125 | 6498.184 | 35 | 0.0075196 | 0.0043698 | 0.0011718 | 6991295.6816 | 280.8564 | 45353.8856 | 6937.005 | 37349.9172 | 6031422.6302 | 922523.1343 | 6673561.5952 | 42283.2762 | 5720753.0255 | 910525.2935 | 3261432.2913 | 18304.4404 | 2808391.7094 | 434736.1415 |  | 654 | 35-2 | 52571.747 | 29162.1295 | 3821.7464 | 1534.1293 | 683.2852 | 19.1397 | 50616.0659 | 28057.2926 | 3381.0549 | 421.5517 | 280.8564 | 132.5345 | 7.2523 | 218.2856 | 97.7035 | 2.7647 | 62.2408 | 34.5011 | 4.1576 | 0.32997 | 6937.005 | 3743.0509 | 438.8209 | 1113.7126 | 498.0406 | 14.1013 | 5784.9995 | 3206.7175 | 386.4267 | 38.2929 | 45353.8856 | 25286.544 | 3375.6731 | 202.1311 | 87.5411 | 2.2737 | 44768.8256 | 24816.074 | 2990.4706 | 382.9289 | 0.001247 | 0.00054 | 1.38e-05 | 0.0056828 | 0.00324 | 0.0005682 | 0.0005898 | 5000000 | no RA
35-297AE | 9045.642 | 1011.4971 | 7699.6003 | 334.5446 | 11.18% | 85.12% | 3.698% | 3927.2491 | 8187.4731 | 75.7389 | 2768.3223 | 1083.1879 | 155.0172 | 5781.5615 | 2250.8944 | 35 | 0.0071058 | 0.0041348 | 0.0010596 | 1272994.1766 | 157.3103 | 6492.1483 | 2396.1834 | 22138.2934 | 913640.737 | 337215.1462 | 1237881.6211 | 23873.1432 | 872584.1332 | 341424.3448 | 809898.9786 | 15334.1924 | 571907.9252 | 222656.861 |  | 655 | 35-297AE | 9045.642 | 5118.3929 | 858.169 | 1011.4971 | 510.4027 | 9.2556 | 7699.6003 | 4273.4456 | 514.3687 | 334.5446 | 157.3103 | 81.5714 | 2.2931 | 145.753 | 75.0403 | 1.2766 | 11.2955 | 6.2692 | 0.75459 | 0.26187 | 2396.1834 | 1312.9954 | 145.289 | 745.2925 | 383.1925 | 6.6427 | 1620.5015 | 899.4136 | 108.257 | 30.3893 | 6492.1483 | 3723.8261 | 710.5869 | 120.4516 | 52.1699 | 1.3363 | 6067.8033 | 3367.7628 | 405.3572 | 303.8934 | 0.0009236 | 0.0004 | 1.02e-05 | 0.0057032 | 0.0032558 | 0.0005704 | 0.000479 | 5000000 | no RA
350-2073 | 547.2158 | 0 | 547.2158 | 0 | 0% | 100% | 0% | 39.5304 | 82.1886 | 0.026865 | 31.1772 | 8.3264 | 0.055857 | 64.8212 | 17.3115 | 350 | 0.067729 | 0.067729 | 0.067729 | 8079.5373 | 0.3719 | 431.5829 | 115.2609 | 5.491 | 6372.2402 | 1701.8062 | 7495.8781 | 5.0943 | 5911.9147 | 1578.8691 | 6866.0387 | 4.6663 | 5415.1674 | 1446.205 |  | 656 | 350-2073 | 547.2158 | 507.6853 | 465.0272 | 0 | 0 | 0 | 547.2158 | 507.6853 | 465.0272 | 0 | 0.3719 | 0.34503 | 0.31604 | 0 | 0 | 0 | 0.3719 | 0.34503 | 0.31604 | 0 | 115.2609 | 106.9346 | 97.9494 | 0 | 0 | 0 | 115.2609 | 106.9346 | 97.9494 | 0 | 431.5829 | 400.4057 | 366.7617 | 0 | 0 | 0 | 431.5829 | 400.4057 | 366.7617 | 0 | 0 | 0 | 0 | 0.067729 | 0.067729 | 0.067729 | 0 | 5000000 | no RA
350-2182R | 36139.2917 | 33979.4867 | 1955.6558 | 204.1493 | 94.02% | 5.411% | 0.5649% | 10078.7241 | 34897.4255 | 1503.3052 | 758.9975 | 7816.4215 | 5397.1909 | 1582.1862 | 27918.0484 | 350 | 0.068991 | 0.039507 | 0.0070746 | 523826.1765 | 5539.3713 | 1914.208 | 28685.7125 | 80291.2156 | 27745.7644 | 415789.1964 | 659640.9682 | 98389.6051 | 49675.5154 | 511575.8477 | 175538.7176 | 27148.592 | 7958.6083 | 140431.5173 |  | 657 | 350-2182R | 36139.2917 | 26060.5677 | 1241.8662 | 33979.4867 | 24760.4552 | 871.547 | 1955.6558 | 1095.9632 | 166.1699 | 204.1493 | 5539.3713 | 4036.0661 | 142.1804 | 5537.7259 | 4035.0738 | 141.8943 | 1.4855 | 0.83251 | 0.12623 | 0.1598 | 28685.7125 | 20869.291 | 767.664 | 28436.9621 | 20721.7376 | 729.5592 | 230.2058 | 129.0089 | 19.5603 | 18.5445 | 1914.208 | 1155.2106 | 332.0218 | 4.7986 | 3.6439 | 0.093489 | 1723.9645 | 966.1217 | 146.4833 | 185.445 | 0.0010728 | 0.0008146 | 2.08e-05 | 0.067627 | 0.038401 | 0.0067626 | 0.0002912 | 5000000 | no RA
350-2188R | 752479.5462 | 593452.0295 | 143873.7009 | 15153.8157 | 78.87% | 19.12% | 2.014% | 347134.9933 | 717810.604 | 45680.9151 | 57714.007 | 243740.0712 | 94357.937 | 119753.3234 | 503699.3436 | 350 | 0.15121 | 0.091305 | 0.0295 | 4976387.449 | 95561.4908 | 144334.1694 | 512583.8859 | 631978.6444 | 954527.9375 | 3389880.867 | 4439465.9738 | 584207.5045 | 738097.2109 | 3117161.2583 | 1175202.4444 | 154483.1988 | 196060.6287 | 824658.6169 |  | 658 | 350-2188R | 752479.5462 | 405344.5528 | 34668.9422 | 593452.0295 | 309578.6834 | 7299.5154 | 143873.7009 | 80612.0537 | 12215.611 | 15153.8157 | 95561.4908 | 49880.5757 | 1203.5538 | 95316.2372 | 49737.9451 | 1171.876 | 233.392 | 130.7689 | 19.8162 | 11.8617 | 512583.8859 | 268843.8147 | 8884.5423 | 494420.8097 | 258061.8223 | 6082.7386 | 16786.535 | 9405.4511 | 1425.2624 | 1376.5413 | 144334.1694 | 86620.1624 | 24580.8461 | 3714.9826 | 1778.9159 | 44.9009 | 126853.774 | 71075.8337 | 10770.5324 | 13765.4128 | 0.062025 | 0.031166 | 0.0007932 | 0.067198 | 0.038151 | 0.0067198 | 0.021987 | 5000000 | no RA
350-2192R | 2025301.2117 | 1772699.9377 | 230376.1075 | 22225.1664 | 87.53% | 11.37% | 1.097% | 931304.0167 | 1965402.4804 | 145549.1031 | 95434.0527 | 690320.8609 | 307330.6563 | 200888.0944 | 1457183.7297 | 350 | 0.18928 | 0.11705 | 0.039947 | 10700219.7402 | 310538.0409 | 238681.5939 | 1476081.5769 | 1640657.3287 | 1261020.0831 | 7798542.3284 | 9346217.5485 | 1460676.1668 | 957740.3318 | 6927801.0499 | 1499440.0465 | 234467.9516 | 153261.0529 | 1111711.042 |  | 659 | 350-2192R | 2025301.2117 | 1093997.195 | 59898.7313 | 1772699.9377 | 942649.5891 | 18123.3405 | 230376.1075 | 129122.4395 | 19550.2244 | 22225.1664 | 310538.0409 | 164988.9379 | 3207.3846 | 310156.3146 | 164767.3397 | 3159.07 | 364.3295 | 204.2014 | 30.9178 | 17.3968 | 1476081.5769 | 785760.7159 | 18897.8472 | 1449058.7971 | 769727.5122 | 14757.0737 | 25003.8916 | 14014.3156 | 2121.8854 | 2018.8881 | 238681.5939 | 143247.5412 | 37793.4995 | 13484.826 | 8154.7372 | 207.1968 | 205007.8864 | 114903.9225 | 17397.4212 | 20188.8815 | 0.090414 | 0.047047 | 0.0011992 | 0.066794 | 0.037937 | 0.0066794 | 0.032069 | 5000000 | no RA
350-2196R | 1111144.6079 | 947073.0813 | 141053.2551 | 23018.2715 | 85.23% | 12.69% | 2.072% | 332649.365 | 1058551.6138 | 45522.314 | 55900.9353 | 231226.1157 | 155748.1377 | 118876.4331 | 783927.043 | 350 | 0.19915 | 0.14131 | 0.041793 | 5579519.6908 | 158740.1862 | 150411.8668 | 801992.5548 | 797100.565 | 755280.6058 | 4027138.52 | 5509068.2069 | 753903.5371 | 925785.82 | 3829378.8498 | 1258416.3381 | 185154.8838 | 141321.4469 | 931940.0074 |  | 660 | 350-2196R | 1111144.6079 | 778495.2428 | 52592.994 | 947073.0813 | 676444.3136 | 17601.9888 | 141053.2551 | 79032.6577 | 11972.7337 | 23018.2715 | 158740.1862 | 113217.8722 | 2992.0486 | 158434.1605 | 113038.4826 | 2949.5845 | 288.0081 | 161.372 | 24.4464 | 18.0176 | 801992.5548 | 570766.4391 | 18065.5118 | 783084.185 | 559252.6347 | 14547.0996 | 16817.4377 | 9422.8722 | 1427.48 | 2090.9322 | 150411.8668 | 94510.9315 | 31535.4337 | 5554.7358 | 4153.1964 | 105.3047 | 123947.8092 | 69448.4134 | 10520.8073 | 20909.3217 | 0.098833 | 0.069959 | 0.0017786 | 0.066999 | 0.038038 | 0.0067 | 0.033314 | 5000000 | no RA
350-2201R | 1600066.1327 | 1505458.3892 | 85488.98 | 9118.7634 | 94.09% | 5.343% | 0.5699% | 575130.1722 | 1560292.3264 | 102308.6092 | 34050.6249 | 438770.9381 | 281892.1088 | 71947.4081 | 1206452.8095 | 350 | 0.1241 | 0.079787 | 0.020649 | 12893008.0292 | 286359.3331 | 86735.5091 | 1226971.2905 | 2307425.3653 | 698897.1221 | 9886685.5418 | 12845901.7196 | 2285128.4853 | 760542.572 | 9800230.6623 | 1926204.2478 | 348000.0306 | 88820.153 | 1489384.0642 |  | 661 | 350-2201R | 1600066.1327 | 1024935.9605 | 39773.8063 | 1505458.3892 | 967913.9621 | 23397.807 | 85488.98 | 47903.235 | 7257.2358 | 9118.7634 | 286359.3331 | 184050.7239 | 4467.2243 | 286247.2039 | 183984.7548 | 4451.1737 | 104.9915 | 58.8313 | 8.9128 | 7.1377 | 1226971.2905 | 788200.3524 | 20518.481 | 1216856.7508 | 782168.5509 | 18901.8367 | 9286.2101 | 5203.4719 | 788.3147 | 828.3296 | 86735.5091 | 52684.8843 | 14788.101 | 2354.4345 | 1760.6564 | 44.7966 | 76097.7785 | 42640.9318 | 6460.0084 | 8283.2961 | 0.043861 | 0.028511 | 0.000726 | 0.067022 | 0.038055 | 0.0067022 | 0.013221 | 5000000 | no RA
350-41R | 1428399.489 | 1305271.9664 | 111977.6009 | 11149.9217 | 91.38% | 7.839% | 0.7806% | 674883.0437 | 1392625.6244 | 123911.4586 | 51177.1449 | 499794.4402 | 254542.1389 | 111352.7314 | 1026730.7541 | 350 | 0.12896 | 0.077411 | 0.023367 | 11076041.1047 | 257529.1501 | 130379.4476 | 1040490.8913 | 1996922.7615 | 1010983.3643 | 8068134.9789 | 9733920.9122 | 1787190.1645 | 738134.2372 | 7208596.5106 | 1530956.6726 | 279826.0919 | 122413.5218 | 1128717.0589 |  | 662 | 350-41R | 1428399.489 | 753516.4453 | 35773.8646 | 1305271.9664 | 679638.241 | 15119.9203 | 111977.6009 | 62728.2826 | 9504.0226 | 11149.9217 | 257529.1501 | 133617.6915 | 2987.0112 | 257336.2246 | 133505.7788 | 2962.6499 | 184.1979 | 103.1851 | 15.6337 | 8.7276 | 1040490.8913 | 540696.451 | 13760.1372 | 1028804.9008 | 533704.6636 | 11841.4247 | 10673.1547 | 5978.9516 | 905.8767 | 1012.8358 | 130379.4476 | 79202.3027 | 19026.7162 | 19130.841 | 12427.7987 | 315.8458 | 101120.2484 | 56646.1458 | 8582.5122 | 10128.3582 | 0.046008 | 0.023363 | 0.0005938 | 0.066869 | 0.037962 | 0.0066868 | 0.016086 | 5000000 | no RA
351-819R | 2090317.5877 | 1917896.4737 | 164620.5055 | 7800.6085 | 91.75% | 7.875% | 0.3732% | 983745.03 | 2043675.822 | 214262.388 | 66328.9152 | 703153.7268 | 444981.8181 | 138421.9448 | 1460272.0591 | 351 | 0.14376 | 0.084753 | 0.021398 | 14540469.8411 | 450691.1883 | 158702.4278 | 1480923.9716 | 3135055.4911 | 1103950.8438 | 10301463.5062 | 13056379.5396 | 2843715.5701 | 880325.1498 | 9332338.8197 | 2179725.4739 | 474604.7264 | 147636.8395 | 1557483.9081 |  | 663 | 351-819R | 2090317.5877 | 1106572.5577 | 46641.7657 | 1917896.4737 | 1006119.3823 | 24209.6624 | 164620.5055 | 92652.5668 | 14631.4948 | 7800.6085 | 450691.1883 | 236428.8003 | 5709.3702 | 450448.5269 | 236289.555 | 5682.2392 | 236.5555 | 133.1394 | 21.0251 | 6.1059 | 1480923.9716 | 777770.2448 | 20651.9125 | 1463695.8665 | 767764.0551 | 18475.0645 | 16519.5139 | 9297.5985 | 1468.2568 | 708.5911 | 158702.4278 | 92373.5126 | 20280.483 | 3752.0803 | 2065.7723 | 52.3587 | 147864.4361 | 83221.8289 | 13142.2129 | 7085.9114 | 0.035805 | 0.018551 | 0.0004712 | 0.096696 | 0.054946 | 0.0096696 | 0.011257 | 5000000 | no RA
351-871R | 781536.6862 | 757434.0886 | 21199.4753 | 2903.1222 | 96.92% | 2.713% | 0.3715% | 359369.9519 | 767548.1105 | 57243.9434 | 8354.9946 | 293771.0139 | 122318.1017 | 17406.3016 | 627823.7072 | 351 | 0.11468 | 0.066712 | 0.014063 | 6814886.9401 | 123827.2259 | 21730.4749 | 635978.9854 | 1079755.5118 | 189486.6002 | 5545644.8281 | 6328235.7837 | 1008022.9831 | 147125.1988 | 5173087.6019 | 994721.9417 | 158521.0073 | 22558.104 | 813642.8304 |  | 664 | 351-871R | 781536.6862 | 422166.7343 | 13988.5757 | 757434.0886 | 407334.4034 | 9200.3661 | 21199.4753 | 11929.2087 | 1885.0874 | 2903.1222 | 123827.2259 | 66583.2825 | 1509.1242 | 123790.7622 | 66561.7703 | 1503.8114 | 34.1912 | 19.2398 | 3.0403 | 2.2724 | 635978.9854 | 342207.9715 | 8155.2782 | 633501.0114 | 340698.266 | 7694.6694 | 2214.2604 | 1245.9919 | 196.8952 | 263.7136 | 21730.4749 | 13375.4803 | 4324.1733 | 142.315 | 74.3671 | 1.8853 | 18951.0237 | 10663.977 | 1685.1519 | 2637.1362 | 0.013276 | 0.0073064 | 0.0001854 | 0.097253 | 0.055253 | 0.0097254 | 0.004152 | 5000000 | no RA
352-27R | 1835814.2404 | 1719470.5188 | 107878.1504 | 8465.5712 | 93.66% | 5.876% | 0.4611% | 787174.375 | 1789676.0371 | 153713.0788 | 43393.9239 | 590067.3722 | 351349.14 | 90614.5245 | 1347712.3725 | 352 | 0.11814 | 0.072186 | 0.01945 | 15539942.7132 | 357296.0178 | 106579.8862 | 1371938.3364 | 3024467.0326 | 902185.6839 | 11613289.9967 | 14526874.4639 | 2836691.1714 | 800811.2376 | 10889372.0549 | 2372168.5242 | 465704.0457 | 120107.1694 | 1786357.3091 |  | 665 | 352-27R | 1835814.2404 | 1048639.8654 | 46138.2034 | 1719470.5188 | 979733.1124 | 28519.0282 | 107878.1504 | 60441.1818 | 9153.6039 | 8465.5712 | 357296.0178 | 203582.9389 | 5946.8778 | 357110.4475 | 203476.0551 | 5925.0677 | 178.9439 | 100.2574 | 15.1836 | 6.6264 | 1371938.3364 | 781870.9642 | 24225.9639 | 1360692.3531 | 775231.9987 | 22567.9826 | 10476.9884 | 5869.9705 | 888.9863 | 768.995 | 106579.8862 | 63185.9623 | 15965.3617 | 1667.7182 | 1025.0585 | 25.9779 | 97222.2182 | 54470.954 | 8249.434 | 7689.9498 | 0.039108 | 0.022043 | 0.00056 | 0.066819 | 0.037935 | 0.0066818 | 0.012208 | 5000000 | no RA
353-1429R | 1003284.6007 | 776896.8743 | 221421.2706 | 4966.4559 | 77.44% | 22.07% | 0.495% | 464674.9774 | 969844.3048 | 82865.9848 | 90045.858 | 291763.1345 | 172940.1748 | 188065.3726 | 608838.7574 | 353 | 0.12141 | 0.071326 | 0.017041 | 8263457.879 | 174943.307 | 210624.3945 | 617716.8992 | 1440903.8551 | 1734787.7272 | 5087766.2966 | 7551420.8546 | 1346652.9435 | 1463332.874 | 4741435.037 | 1962320.4875 | 349916.0086 | 380519.3595 | 1231885.1194 |  | 666 | 353-1429R | 1003284.6007 | 538609.6233 | 33440.2959 | 776896.8743 | 409049.5069 | 8793.887 | 221421.2706 | 124593.6605 | 19679.9531 | 4966.4559 | 174943.307 | 92077.3222 | 2003.1323 | 174600.6874 | 91882.8303 | 1969.1382 | 338.7321 | 190.6044 | 30.1066 | 3.8875 | 617716.8992 | 325953.7646 | 8878.1418 | 598616.1599 | 315008.5015 | 6769.4205 | 18649.5966 | 10494.1206 | 1657.5787 | 451.1426 | 210624.3945 | 120578.5365 | 22559.0219 | 3680.0269 | 2158.1751 | 55.3283 | 202432.9418 | 113908.9355 | 17992.2678 | 4511.4258 | 0.017677 | 0.0093004 | 0.0002358 | 0.096588 | 0.054879 | 0.0096588 | 0.0071466 | 5000000 | no RA
353-593F | 254847.9921 | 234687.6251 | 18723.8533 | 1436.5137 | 92.09% | 7.347% | 0.5637% | 119643.6254 | 248510.0087 | 18251.81 | 7276.3735 | 94115.4418 | 37919.399 | 15183.207 | 195407.4026 | 353 | 0.10537 | 0.06046 | 0.011871 | 2418536.7773 | 38452.7687 | 17964.5036 | 198430.7199 | 364921.2003 | 170485.2064 | 1883130.3706 | 2236261.4419 | 341144.9536 | 136002.8462 | 1759113.642 | 533886.774 | 81464.1862 | 32618.861 | 419803.7268 |  | 667 | 353-593F | 254847.9921 | 135204.3668 | 6337.9834 | 234687.6251 | 123226.3627 | 3236.2727 | 18723.8533 | 10541.4904 | 1665.197 | 1436.5137 | 38452.7687 | 20200.9586 | 533.3696 | 38425.6085 | 20185.1761 | 529.9297 | 26.0357 | 14.658 | 2.3155 | 1.1244 | 198430.7199 | 104315.2781 | 3023.3173 | 196190.6374 | 102997.092 | 2705.2117 | 2109.5925 | 1187.6962 | 187.6156 | 130.4899 | 17964.5036 | 10688.13 | 2781.2965 | 71.3791 | 44.0945 | 1.1312 | 16588.2251 | 9339.1361 | 1475.2659 | 1304.8994 | 0.0060066 | 0.0030884 | 7.88e-05 | 0.097304 | 0.055309 | 0.0097304 | 0.0020622 | 5000000 | no RA
353-594F | 200263.1598 | 198800.6873 | 645.8221 | 816.6504 | 99.27% | 0.3225% | 0.4078% | 101449.8799 | 198633.024 | 16578.9893 | 259.6441 | 84611.2465 | 32438.6848 | 541.4432 | 165652.896 | 353 | 0.10216 | 0.058363 | 0.010961 | 1960362.2672 | 32563.0497 | 1335.9855 | 166364.1246 | 318757.4491 | 13077.8699 | 1628526.9482 | 1693092.4925 | 276686.0089 | 4333.1891 | 1412073.2945 | 148721.4525 | 24287.6447 | 405.3919 | 124028.4159 |  | 668 | 353-594F | 200263.1598 | 98813.2799 | 1630.1358 | 198800.6873 | 97632.9108 | 756.055 | 645.8221 | 363.7187 | 57.4304 | 816.6504 | 32563.0497 | 15984.0604 | 124.3649 | 32561.8999 | 15983.1336 | 123.6803 | 0.51061 | 0.28757 | 0.045407 | 0.63924 | 166364.1246 | 81752.8782 | 711.2287 | 166237.1909 | 81648.9867 | 632.3549 | 52.7509 | 29.7086 | 4.6909 | 74.1828 | 1335.9855 | 1076.3414 | 794.5422 | 1.5965 | 0.7905 | 0.019853 | 592.5606 | 333.7225 | 52.694 | 741.8284 | 0.0036578 | 0.0018432 | 4.7e-05 | 0.097316 | 0.055337 | 0.0097316 | 0.0011824 | 5000000 | no RA
353-900F | 371854.0276 | 151824.7949 | 219360.8436 | 668.3892 | 40.83% | 58.99% | 0.1797% | 178803.8865 | 348102.7604 | 13742.879 | 87478.4853 | 77582.5222 | 24620.1359 | 182300.2271 | 141182.3974 | 353 | 0.10085 | 0.057378 | 0.010658 | 3687104.0274 | 25240.7155 | 200689.4768 | 145923.8353 | 250273.3249 | 1989928.6365 | 1446902.066 | 3364520.6921 | 258597.2914 | 1646066.9822 | 1459856.4185 | 2228533.7736 | 157616.6888 | 1167075.5283 | 903841.5565 |  | 669 | 353-900F | 371854.0276 | 193050.1412 | 23751.2673 | 151824.7949 | 68926.4827 | 3585.2982 | 219360.8436 | 123455.2693 | 19497.5799 | 668.3892 | 25240.7155 | 11497.8365 | 620.5796 | 24897.9488 | 11304.7002 | 589.6366 | 342.2436 | 192.6131 | 30.4198 | 0.52318 | 145923.8353 | 68341.3131 | 4741.4379 | 126901.3158 | 57608.9821 | 2995.3295 | 18961.8044 | 10671.6159 | 1685.3933 | 60.7151 | 200689.4768 | 113210.9915 | 18389.2497 | 25.5303 | 12.8004 | 0.33208 | 200056.7955 | 112591.0403 | 17781.7667 | 607.1509 | 0.0033072 | 0.0015398 | 3.98e-05 | 0.096586 | 0.054879 | 0.0096586 | 0.0009594 | 5000000 | no RA
353-901F | 613119.1182 | 359419.6153 | 251841.8342 | 1857.6687 | 58.62% | 41.08% | 0.303% | 301950.2377 | 587869.1371 | 38586.3137 | 100121.8012 | 163242.1227 | 72088.7841 | 208682.3688 | 307097.9841 | 353 | 0.10618 | 0.060913 | 0.012451 | 5774195.7557 | 72323.5759 | 230712.8292 | 310082.7131 | 681124.5528 | 2172793.1805 | 2920278.0224 | 5108398.1894 | 652803.7752 | 1693861.9823 | 2761732.4319 | 2027948.0503 | 248681.7218 | 719883.0084 | 1059383.3201 |  | 670 | 353-901F | 613119.1182 | 311168.8806 | 25249.9812 | 359419.6153 | 167556.0807 | 1002.9558 | 251841.8342 | 141755.1312 | 22389.3566 | 1857.6687 | 72323.5759 | 33737.2622 | 234.7918 | 71938.9776 | 33520.1464 | 199.2753 | 383.1442 | 215.6618 | 34.0625 | 1.4541 | 310082.7131 | 146840.5904 | 2984.729 | 287243.1101 | 133911.0162 | 800.4875 | 22670.8562 | 12760.8275 | 2015.4947 | 168.7468 | 230712.8292 | 130591.0279 | 22030.4604 | 237.5276 | 124.9181 | 3.1931 | 228787.8338 | 128778.6419 | 20339.7995 | 1687.4678 | 0.0069132 | 0.0033306 | 8.52e-05 | 0.09656 | 0.054873 | 0.009656 | 0.0027098 | 5000000 | no RA
353-902F | 194785.8872 | 25864.1331 | 168594.2302 | 327.5239 | 13.28% | 86.55% | 0.1681% | 85479.2844 | 178936.5218 | 2049.2077 | 67000.8563 | 16429.2205 | 4392.9221 | 139691.6102 | 34851.9894 | 353 | 0.098854 | 0.056282 | 0.010196 | 1970440.1153 | 4502.8081 | 153622.7579 | 36660.3212 | 45550.085 | 1554036.8409 | 370853.1894 | 1942130.5421 | 46558.9855 | 1522291.7485 | 373279.808 | 1554468.9427 | 38162.4778 | 1213538.0048 | 302768.4602 |  | 671 | 353-902F | 194785.8872 | 109306.6027 | 15849.3653 | 25864.1331 | 14057.557 | 530.1184 | 168594.2302 | 94921.5219 | 14991.7231 | 327.5239 | 4502.8081 | 2453.6005 | 109.886 | 4242.8913 | 2307.1507 | 86.5401 | 259.6604 | 146.1934 | 23.0895 | 0.25637 | 36660.3212 | 20231.1007 | 1808.3317 | 21616.7774 | 11748.3196 | 443.5249 | 15013.7922 | 8453.0295 | 1335.0553 | 29.7516 | 153622.7579 | 86621.9016 | 13931.1476 | 4.4644 | 2.0867 | 0.053422 | 153320.7776 | 86322.299 | 13633.5783 | 297.5159 | 0.0015218 | 0.0007442 | 1.9e-05 | 0.096839 | 0.055044 | 0.0096838 | 0.0004932 | 5000000 | no RA
353-904R | 1250391.2554 | 1175330.1107 | 69846.4731 | 5214.6716 | 94% | 5.586% | 0.417% | 528145.6665 | 1223751.5621 | 89517.6749 | 38491.0559 | 400136.9357 | 208400.2407 | 84454.7795 | 930896.5419 | 353 | 0.12577 | 0.074627 | 0.0175 | 9941808.9655 | 211130.4967 | 95237.3433 | 944023.4153 | 1678689.8152 | 757228.1633 | 7505890.9871 | 9678021.5964 | 1640369.4024 | 705330.5434 | 7332321.6506 | 1522302.9856 | 259242.4136 | 105058.712 | 1158001.86 |  | 672 | 353-904R | 1250391.2554 | 722245.5889 | 26639.6933 | 1175330.1107 | 677733.8901 | 15211.0016 | 69846.4731 | 39297.0272 | 6214.0201 | 5214.6716 | 211130.4967 | 121612.8218 | 2730.2561 | 211026.0351 | 121552.2643 | 2717.2438 | 100.3798 | 56.4757 | 8.9305 | 4.0818 | 944023.4153 | 543886.4796 | 13126.8734 | 937074.9471 | 539769.9495 | 12077.1429 | 6474.7782 | 3642.8401 | 576.0406 | 473.69 | 95237.3433 | 56746.2875 | 10782.5639 | 27229.1284 | 16411.6763 | 416.615 | 63271.3151 | 35597.7113 | 5629.049 | 4736.8999 | 0.021143 | 0.011967 | 0.0003042 | 0.097148 | 0.05518 | 0.0097148 | 0.0074806 | 5000000 | no RA
354-1706R | 2161980.9475 | 1994925.9789 | 154950.0148 | 12104.9538 | 92.27% | 7.167% | 0.5599% | 923229.7841 | 2107753.4086 | 173837.0918 | 67787.6841 | 681605.0082 | 398419.9722 | 148358.5432 | 1560974.8932 | 354 | 0.13939 | 0.08676 | 0.024971 | 15510390.6723 | 404301.5668 | 171549.1834 | 1586130.1973 | 2900522.9011 | 1230720.7691 | 11379147.0021 | 14277972.2745 | 2688432.7388 | 1048352.9571 | 10541186.5786 | 2171638.0275 | 410495.8194 | 152855.193 | 1608287.0151 |  | 673 | 354-1706R | 2161980.9475 | 1238751.1633 | 54227.5389 | 1994925.9789 | 1139854.7985 | 28980.3161 | 154950.0148 | 86791.4111 | 13142.269 | 12104.9538 | 404301.5668 | 230464.475 | 5881.5945 | 404086.6617 | 230339.9333 | 5854.6956 | 205.4299 | 115.0665 | 17.4238 | 9.4752 | 1586130.1973 | 904525.1891 | 25155.3041 | 1569671.4869 | 894822.5688 | 22753.013 | 15359.1215 | 8603.0313 | 1302.7021 | 1099.589 | 171549.1834 | 103761.4993 | 23190.6402 | 21167.8303 | 14692.2964 | 372.6075 | 139385.4635 | 78073.3133 | 11822.1432 | 10995.8896 | 0.055314 | 0.031461 | 0.0007996 | 0.06656 | 0.037784 | 0.006656 | 0.017515 | 5000000 | no RA
354-24AE | 742991.0965 | 333496.9507 | 406853.3557 | 2640.7901 | 44.89% | 54.76% | 0.3554% | 324015.7544 | 702107.1603 | 23592.1002 | 162937.4483 | 137486.2058 | 53334.3653 | 340857.7077 | 307915.0874 | 354 | 0.080555 | 0.04741 | 0.010489 | 9223447.1587 | 53975.844 | 374331.6975 | 314683.555 | 670052.9076 | 4646931.3672 | 3906462.884 | 8837203.2745 | 643450.7667 | 4443954.7534 | 3749797.7544 | 3897865.9322 | 296094.6948 | 1892328.8661 | 1709442.3713 |  | 674 | 354-24AE | 742991.0965 | 418975.3421 | 40883.9362 | 333496.9507 | 188491.6486 | 3762.2208 | 406853.3557 | 227842.9034 | 34480.9253 | 2640.7901 | 53975.844 | 30383.7437 | 641.4787 | 53462.7339 | 30095.4862 | 596.1006 | 511.043 | 286.1904 | 43.311 | 2.0671 | 314683.555 | 177197.3492 | 6768.4677 | 273451.2745 | 154001.217 | 3054.4677 | 40992.3966 | 22956.2483 | 3474.116 | 239.8839 | 374331.6975 | 211394.2492 | 33473.9898 | 6582.9423 | 4394.9454 | 111.6525 | 365349.9161 | 204600.4647 | 30963.4982 | 2398.8391 | 0.010941 | 0.0062876 | 0.0001592 | 0.065871 | 0.03738 | 0.006587 | 0.0037426 | 5000000 | no RA
355-41R | 876328.8466 | 766409.8229 | 105539.9048 | 4379.1189 | 87.46% | 12.04% | 0.4997% | 436578.8267 | 853062.1377 | 64022.7688 | 42394.9361 | 330161.1218 | 124181.4789 | 87833.3129 | 641047.3458 | 355 | 0.092253 | 0.053692 | 0.013339 | 9499170.182 | 125829.1664 | 99910.0597 | 650589.6205 | 1363954.4905 | 1082998.3106 | 7052217.3809 | 8190264.0623 | 1201073.7818 | 795333.3975 | 6193856.883 | 1744314.166 | 253922.315 | 179598.7481 | 1310793.1029 |  | 675 | 355-41R | 876328.8466 | 439750.02 | 23266.7089 | 766409.8229 | 376358.6759 | 9907.4343 | 105539.9048 | 59012.2251 | 8980.1557 | 4379.1189 | 125829.1664 | 61806.3976 | 1647.6875 | 125587.7945 | 61669.9243 | 1624.0136 | 237.9441 | 133.0455 | 20.2461 | 3.4278 | 650589.6205 | 320428.4987 | 9542.2746 | 639959.0127 | 314309.0686 | 8273.7968 | 10232.8177 | 5721.64 | 870.6877 | 397.7901 | 99910.0597 | 57515.1237 | 12076.7468 | 863.0157 | 379.683 | 9.6239 | 95069.1431 | 53157.5396 | 8089.2219 | 3977.901 | 0.018028 | 0.008914 | 0.0002264 | 0.067904 | 0.038456 | 0.0067904 | 0.0063218 | 5000000 | no RA
355-65R | 50.1948 | 14.9871 | 0 | 35.2077 | 29.86% | 0% | 70.14% | 14.9871 | 14.9871 | 2.4873 | 0 | 12.4999 | 2.4873 | 0 | 12.4999 | 355 | 7.02e-05 | 6.58e-05 | 5.2e-05 | 715025.9453 | 2.5148 | 31.982 | 15.6981 | 35823.5649 | 455583.3994 | 223618.981 | 535071.5657 | 88800.269 | 0 | 446271.2967 | 677071.3274 | 112366.4942 | 0 | 564704.8331 |  | 676 | 355-65R | 50.1948 | 35.2077 | 35.2077 | 14.9871 | 0 | 0 | 0 | 0 | 0 | 35.2077 | 2.5148 | 0.027559 | 0.027559 | 2.4873 | 0 | 0 | 0 | 0 | 0 | 0.027559 | 15.6981 | 3.1982 | 3.1982 | 12.4999 | 0 | 0 | 0 | 0 | 0 | 3.1982 | 31.982 | 31.982 | 31.982 | 0 | 0 | 0 | 0 | 0 | 0 | 31.982 | 1.86e-05 | 1.42e-05 | 4e-07 | 0 | 0 | 0 | 5.16e-05 | 5000000 | no RA
355-6R | 466647.9844 | 133612.3958 | 331838.1713 | 1197.4172 | 28.63% | 71.11% | 0.2566% | 207543.6902 | 435614.6463 | 10165.3133 | 134066.4818 | 63311.8951 | 21802.5602 | 278812.4496 | 134999.6365 | 355 | 0.074333 | 0.043045 | 0.0085414 | 6277803.7263 | 22103.4978 | 305672.6192 | 138871.8673 | 297357.8064 | 4112206.1431 | 1868239.7768 | 6019325.9708 | 294821.4633 | 3888289.0379 | 1836215.4696 | 3633284.7211 | 181846.2935 | 2325461.3265 | 1125977.1011 |  | 677 | 355-6R | 466647.9844 | 259104.2941 | 31033.3381 | 133612.3958 | 72259.7148 | 1632.9182 | 331838.1713 | 185647.1621 | 28203.0027 | 1197.4172 | 22103.4978 | 11938.1845 | 300.9376 | 21682.2532 | 11702.1059 | 264.2783 | 420.3073 | 235.1413 | 35.722 | 0.93728 | 138871.8673 | 75559.9722 | 3872.2308 | 110272.388 | 59512.0489 | 1342.0281 | 28490.7084 | 15939.1523 | 2421.4319 | 108.7709 | 305672.6192 | 171606.1374 | 26860.1696 | 1657.7546 | 1045.56 | 26.6118 | 302927.1556 | 169472.8684 | 25745.8488 | 1087.709 | 0.0054326 | 0.003246 | 8.28e-05 | 0.067158 | 0.038057 | 0.0067158 | 0.0017428 | 5000000 | no RA
356-16R | 692727.861 | 593962.0214 | 94656.2364 | 4109.6031 | 85.74% | 13.66% | 0.5932% | 305082.272 | 673305.0296 | 51007.3581 | 44480.8674 | 209594.0464 | 113248.2399 | 95302.1224 | 464754.6674 | 356 | 0.090754 | 0.05378 | 0.013014 | 7633028.417 | 114654.6804 | 106626.5811 | 471446.5995 | 1263356.7713 | 1174896.7656 | 5194774.8801 | 7208041.5064 | 1205127.8889 | 1050929.4319 | 4951984.1857 | 1492502.5654 | 251035.2383 | 211254.4179 | 1030212.9092 |  | 678 | 356-16R | 692727.861 | 387645.589 | 19422.8314 | 593962.0214 | 330559.6575 | 7259.4501 | 94656.2364 | 52976.3284 | 8053.7782 | 4109.6031 | 114654.6804 | 63647.3223 | 1406.4406 | 114487.5996 | 63552.3956 | 1389.2815 | 163.8641 | 91.7099 | 13.9423 | 3.2168 | 471446.5995 | 261852.553 | 6691.9321 | 462782.4771 | 256839.1187 | 5613.2045 | 8290.8145 | 4640.1265 | 705.4198 | 373.3078 | 106626.5811 | 62145.7136 | 11324.4587 | 16691.9448 | 10168.1432 | 256.9642 | 86201.5579 | 48244.492 | 7334.4161 | 3733.0784 | 0.016717 | 0.0092284 | 0.0002332 | 0.068062 | 0.038577 | 0.0068062 | 0.0059742 | 5000000 | no RA
356-19R | 2142910.5824 | 1792758.1796 | 335806.7292 | 14345.6735 | 83.66% | 15.67% | 0.6694% | 1032597.8203 | 2070138.4581 | 165238.2942 | 137318.3103 | 730041.2158 | 328916.5058 | 286807.2891 | 1454414.6632 | 356 | 0.16775 | 0.099314 | 0.029765 | 12774109.8724 | 334411.652 | 326402.4561 | 1482096.4743 | 1993462.1725 | 1945718.5339 | 8834929.166 | 11179821.1938 | 1789016.5437 | 1486729.9988 | 7904074.6513 | 2444889.1062 | 388459.2254 | 338727.1098 | 1717702.7711 |  | 679 | 356-19R | 2142910.5824 | 1110312.762 | 72772.1242 | 1792758.1796 | 907539.6698 | 29154.586 | 335806.7292 | 188427.4187 | 29271.8647 | 14345.6735 | 334411.652 | 169173.3578 | 5495.1462 | 333871.2773 | 168865.2152 | 5437.7921 | 529.1456 | 296.9135 | 46.125 | 11.2291 | 1482096.4743 | 752055.2585 | 27681.8111 | 1448490.8974 | 732626.6225 | 23562.9148 | 32302.4456 | 18125.5047 | 2815.765 | 1303.1313 | 326402.4561 | 189084.1458 | 39595.167 | 10396.005 | 6047.8321 | 153.8791 | 302975.138 | 170005.0005 | 26409.9748 | 13031.3131 | 0.06528 | 0.032185 | 0.000816 | 0.081694 | 0.046349 | 0.0081694 | 0.02078 | 5000000 | no RA
356-30AE | 1548552.5001 | 1131760.8469 | 403151.9122 | 13639.7411 | 73.09% | 26.03% | 0.8808% | 739449.0492 | 1488309.3295 | 107380.2607 | 164404.5991 | 467664.1894 | 213870.9379 | 341898.9246 | 932539.467 | 356 | 0.14106 | 0.084655 | 0.027143 | 10978094.8891 | 216287.4376 | 385536.0881 | 946728.9743 | 1533318.3819 | 2733166.4626 | 6711610.0447 | 9557679.5514 | 1387933.5207 | 2124996.275 | 6044749.7557 | 2219489.9051 | 318942.0226 | 509867.9399 | 1390679.9427 |  | 680 | 356-30AE | 1548552.5001 | 809103.4509 | 60243.1706 | 1131760.8469 | 569962.4381 | 12345.8104 | 403151.9122 | 225501.2717 | 34257.6191 | 13639.7411 | 216287.4376 | 108907.1769 | 2416.4997 | 215580.1182 | 108506.8362 | 2346.6263 | 696.6429 | 389.6642 | 59.1969 | 10.6765 | 946728.9743 | 479064.785 | 14189.5074 | 909657.27 | 457782.9148 | 9905.637 | 35832.6984 | 20042.8643 | 3044.8645 | 1239.0059 | 385536.0881 | 221131.489 | 43637.1635 | 6523.4586 | 3672.6871 | 93.5471 | 366622.5708 | 205068.7432 | 31153.5577 | 12390.0587 | 0.054258 | 0.026918 | 0.0006832 | 0.067045 | 0.037982 | 0.0067046 | 0.019755 | 5000000 | no RA
357-1147R | 122889.0014 | 111427.8389 | 10703.4102 | 757.7522 | 90.67% | 8.71% | 0.6166% | 60904.7871 | 119441.1612 | 9256.1798 | 4285.7012 | 47362.9062 | 18056.275 | 8918.4571 | 92466.4291 | 357 | 0.14287 | 0.081403 | 0.015098 | 860158.8417 | 18338.3978 | 10514.511 | 94036.0926 | 128359.2091 | 73596.0865 | 658203.5461 | 761448.7705 | 115723.3616 | 53581.041 | 592144.368 | 228361.0095 | 34522.0119 | 17051.3067 | 176787.691 |  | 681 | 357-1147R | 122889.0014 | 61984.2143 | 3447.8402 | 111427.8389 | 55190.3772 | 1700.1716 | 10703.4102 | 6036.0849 | 989.9163 | 757.7522 | 18338.3978 | 9082.2181 | 282.1228 | 18320.893 | 9072.0878 | 279.9656 | 16.9117 | 9.5372 | 1.5641 | 0.59313 | 94036.0926 | 46673.1864 | 1569.6635 | 93093.6943 | 46111.7149 | 1420.0382 | 873.5656 | 492.6389 | 80.7926 | 68.8326 | 10514.511 | 6228.8098 | 1596.0539 | 13.2516 | 6.5745 | 0.16785 | 9812.9329 | 5533.9088 | 907.5596 | 688.3265 | 0.0020868 | 0.0010182 | 2.6e-05 | 0.13968 | 0.07928 | 0.013968 | 0.0011046 | 5000000 | no RA
357-1299R | 500755.4683 | 484848.4075 | 14414.486 | 1492.5747 | 96.82% | 2.879% | 0.2981% | 245028.63 | 495663.3635 | 45331.1373 | 5706.8473 | 193990.6455 | 91589.494 | 11884.612 | 392189.2576 | 357 | 0.2409 | 0.13718 | 0.0251 | 2078648.0789 | 92007.1692 | 14476.1093 | 394272.1898 | 381923.988 | 60090.6802 | 1636633.4106 | 1864180.8541 | 344879.8544 | 43417.7647 | 1475883.235 | 202869.4645 | 37486.5543 | 4864.2386 | 160518.6716 |  | 682 | 357-1299R | 500755.4683 | 255726.8382 | 5092.1047 | 484848.4075 | 246077.5458 | 2231.1015 | 14414.486 | 8156.7177 | 1368.4285 | 1492.5747 | 92007.1692 | 46676.0319 | 417.6752 | 91981.3543 | 46660.9168 | 414.1671 | 24.6466 | 13.9467 | 2.3398 | 1.1683 | 394272.1898 | 200281.5443 | 2082.9322 | 392747.7603 | 199360.0557 | 1815.5006 | 1388.8471 | 785.9062 | 131.8492 | 135.5824 | 14476.1093 | 8769.262 | 2591.4973 | 119.2929 | 56.5733 | 1.4337 | 13000.9923 | 7356.8647 | 1234.2396 | 1355.824 | 0.010791 | 0.0054706 | 0.0001388 | 0.22795 | 0.12954 | 0.022795 | 0.002167 | 5000000 | no RA
357-2047F | 117016.2949 | 78238.8317 | 38502.0443 | 275.4189 | 66.86% | 32.9% | 0.2354% | 58682.4913 | 113094.8774 | 6910.1888 | 15343.9062 | 36428.3962 | 12891.4415 | 31931.6491 | 68271.7869 | 357 | 0.14128 | 0.080213 | 0.014394 | 828236.9282 | 12910.0398 | 35435.4499 | 68670.8052 | 91376.7753 | 250810.7798 | 486049.3731 | 727239.9049 | 85636.5322 | 190153.8376 | 451449.5351 | 272434.1708 | 31054.1843 | 76920.127 | 164459.8595 |  | 683 | 357-2047F | 117016.2949 | 58333.8036 | 3921.4175 | 78238.8317 | 36345.5547 | 84.9914 | 38502.0443 | 21712.83 | 3561.0072 | 275.4189 | 12910.0398 | 5999.851 | 18.5983 | 12862.5929 | 5972.9998 | 14.0144 | 47.2313 | 26.6356 | 4.3684 | 0.21558 | 68670.8052 | 32242.409 | 399.0183 | 65368.5579 | 30369.2312 | 70.8929 | 3277.2289 | 1848.1594 | 303.1069 | 25.0185 | 35435.4499 | 20091.5436 | 3503.8008 | 7.6809 | 3.3237 | 0.084104 | 35177.5842 | 19838.0351 | 3253.5319 | 250.1848 | 0.001136 | 0.0004918 | 1.24e-05 | 0.13974 | 0.079313 | 0.013974 | 0.0004076 | 5000000 | no RA
357-2048F | 40219.2606 | 0 | 40219.2606 | 0 | 0% | 100% | 0% | 1485.3678 | 3087.9017 | 2.567 | 1356.7674 | 126.0334 | 5.3365 | 2820.557 | 262.0083 | 357 | 0.13617 | 0.13617 | 0.13617 | 295360.2226 | 69.5066 | 36737.1523 | 3412.6016 | 510.4393 | 269788.4876 | 25061.2957 | 284452.0519 | 491.5879 | 259824.7259 | 24135.7381 | 272683.4423 | 471.2495 | 249075.0205 | 23137.1723 |  | 684 | 357-2048F | 40219.2606 | 38733.8928 | 37131.3589 | 0 | 0 | 0 | 40219.2606 | 38733.8928 | 37131.3589 | 0 | 69.5066 | 66.9396 | 64.1701 | 0 | 0 | 0 | 69.5066 | 66.9396 | 64.1701 | 0 | 3412.6016 | 3286.5683 | 3150.5934 | 0 | 0 | 0 | 3412.6016 | 3286.5683 | 3150.5934 | 0 | 36737.1523 | 35380.3849 | 33916.5954 | 0 | 0 | 0 | 36737.1523 | 35380.3849 | 33916.5954 | 0 | 0 | 0 | 0 | 0.13617 | 0.13617 | 0.13617 | 0 | 5000000 | no RA
357-2049F | 1568933.0274 | 1368863.229 | 195245.5 | 4824.2984 | 87.25% | 12.44% | 0.3075% | 768478.5562 | 1523217.5794 | 131301.5919 | 77847.9701 | 559328.9942 | 258592.6195 | 162217.8042 | 1102407.1558 | 357 | 0.18286 | 0.10569 | 0.022819 | 8579827.671 | 262981.5674 | 183195.689 | 1122755.7711 | 1438134.3813 | 1001819.3345 | 6139873.9552 | 7573663.8293 | 1294029.7539 | 767222.9118 | 5512411.1636 | 2003429.1316 | 340116.8645 | 213358.7998 | 1449953.4673 |  | 685 | 357-2049F | 1568933.0274 | 800454.4712 | 45715.448 | 1368863.229 | 685302.4111 | 22697.9763 | 195245.5 | 110327.7617 | 18193.1733 | 4824.2984 | 262981.5674 | 131679.9755 | 4388.9479 | 262699.062 | 131518.6973 | 4359.1994 | 278.7291 | 157.502 | 25.9723 | 3.7762 | 1122755.7711 | 563426.7768 | 20348.6153 | 1105346.0002 | 553398.4049 | 18328.9606 | 16971.5416 | 9590.1426 | 1581.4254 | 438.2293 | 183195.689 | 105347.7188 | 20977.8848 | 818.1667 | 385.3089 | 9.8163 | 177995.2293 | 100580.117 | 16585.7756 | 4382.2929 | 0.020362 | 0.010305 | 0.0002606 | 0.15549 | 0.088375 | 0.015549 | 0.0070088 | 5000000 | no RA
357-45R | 2182262.2476 | 1745404.6077 | 428560.0309 | 8297.609 | 79.98% | 19.64% | 0.3802% | 1061337.1164 | 2111494.5468 | 179851.2967 | 174981.1742 | 706504.6455 | 354039.8557 | 364975.3625 | 1392479.3286 | 357 | 0.18538 | 0.10765 | 0.025967 | 11771844.8699 | 358814.7275 | 408596.7126 | 1414850.8075 | 1935565.404 | 2204105.9091 | 7632173.5567 | 10412952.0434 | 1764550.4892 | 1716768.92 | 6931632.6342 | 2725251.6936 | 456950.1341 | 471064.3115 | 1797237.248 |  | 686 | 357-45R | 2182262.2476 | 1120925.1312 | 70767.7008 | 1745404.6077 | 870902.4314 | 22937.0658 | 428560.0309 | 241725.0909 | 39533.0261 | 8297.609 | 358814.7275 | 178963.4307 | 4774.8718 | 358085.6364 | 178549.3625 | 4701.7201 | 722.5962 | 407.5733 | 66.6567 | 6.495 | 1414850.8075 | 708346.162 | 22371.4789 | 1375651.144 | 685907.3762 | 18071.2515 | 38445.9258 | 21685.0482 | 3546.4898 | 753.7376 | 408596.7126 | 233615.5384 | 43621.3501 | 11667.8273 | 6445.6927 | 164.0942 | 389391.5089 | 219632.4694 | 35919.8795 | 7537.3764 | 0.039295 | 0.019475 | 0.000496 | 0.13401 | 0.076102 | 0.013401 | 0.01207 | 5000000 | no RA
357-50R | 1441552.9802 | 1139587.3545 | 294006.0149 | 7959.6108 | 79.05% | 20.4% | 0.5522% | 693600.4461 | 1389552.1204 | 110032.7694 | 118464.6741 | 465103.0026 | 218294.2273 | 247103.3391 | 924154.554 | 357 | 0.14913 | 0.087671 | 0.022338 | 9666625.8526 | 221760.9499 | 278493.4805 | 941298.5498 | 1487063.0219 | 1867494.5114 | 6312068.3192 | 8531356.2531 | 1353414.2898 | 1457127.5785 | 5720814.3848 | 2327868.593 | 365700.7667 | 413963.6749 | 1548204.1514 |  | 687 | 357-50R | 1441552.9802 | 747952.5341 | 52000.8598 | 1139587.3545 | 574352.06 | 17603.6846 | 294006.0149 | 165640.8632 | 26437.5644 | 7959.6108 | 221760.9499 | 111728.1805 | 3466.7225 | 221271.3614 | 111449.6296 | 3417.0277 | 483.358 | 272.3204 | 43.4644 | 6.2304 | 941298.5498 | 476195.5472 | 17143.9958 | 915243.5311 | 461200.6559 | 14143.0624 | 25331.9841 | 14271.8567 | 2277.8988 | 723.0346 | 278493.4805 | 160028.8064 | 31390.1415 | 3072.4619 | 1701.7744 | 43.5946 | 268190.6728 | 151096.6861 | 24116.2011 | 7230.3458 | 0.033132 | 0.01682 | 0.0004382 | 0.10455 | 0.059405 | 0.010455 | 0.011445 | 5000000 | no RA
357-750R | 1439710.7425 | 1187581.1749 | 246232.2816 | 5897.286 | 82.49% | 17.1% | 0.4096% | 695696.3052 | 1398221.2362 | 120497.9981 | 98901.3457 | 476296.9615 | 240705.0989 | 205470.6967 | 952045.4406 | 357 | 0.171 | 0.098564 | 0.022367 | 8419213.3616 | 243373.9168 | 231518.103 | 964818.7227 | 1423214.3106 | 1353883.2828 | 5642115.7681 | 7548556.7443 | 1307446.8976 | 1073115.4013 | 5167994.4454 | 1854926.2426 | 319327.2946 | 272584.1788 | 1263014.7692 |  | 688 | 357-750R | 1439710.7425 | 744014.4372 | 41489.5063 | 1187581.1749 | 599290.6234 | 12865.2748 | 246232.2816 | 138826.5279 | 22726.9454 | 5897.286 | 243373.9168 | 122875.9187 | 2668.8179 | 242928.7317 | 122622.9085 | 2623.5378 | 440.5689 | 248.3941 | 40.664 | 4.6161 | 964818.7227 | 488521.7612 | 12773.2821 | 942373.6904 | 475633.5125 | 10215.3793 | 21909.3351 | 12352.5514 | 2022.2055 | 535.6973 | 231518.103 | 132616.7574 | 26047.4063 | 2278.7528 | 1034.2024 | 26.3577 | 223882.3776 | 126225.5823 | 20664.076 | 5356.9726 | 0.027182 | 0.013263 | 0.0003442 | 0.13533 | 0.076811 | 0.013533 | 0.0084898 | 5000000 | no RA
358-1175F | 71852.7634 | 55483.9079 | 16090.0817 | 278.7739 | 77.22% | 22.39% | 0.388% | 39453.1207 | 68792.7224 | 5334.0619 | 6443.7485 | 27675.3103 | 8916.8325 | 13410.0325 | 46465.8574 | 358 | 0.14195 | 0.080555 | 0.014421 | 506195.021 | 9131.8145 | 15028.5485 | 47692.4004 | 64332.655 | 105874.5143 | 335987.8517 | 402206.2333 | 54378.2826 | 65691.0223 | 282136.9284 | 212199.2851 | 27505.0239 | 41364.8307 | 143329.4305 |  | 689 | 358-1175F | 71852.7634 | 32399.6427 | 3060.041 | 55483.9079 | 23045.0757 | 1292.724 | 16090.0817 | 9075.7931 | 1488.5431 | 278.7739 | 9131.8145 | 3797.7526 | 214.9821 | 9110.4051 | 3785.5813 | 212.8034 | 21.1912 | 11.9531 | 1.9605 | 0.21821 | 47692.4004 | 20017.0901 | 1226.543 | 46353.529 | 19250.8451 | 1079.6994 | 1313.5481 | 740.9217 | 121.5204 | 25.3232 | 15028.5485 | 8584.8 | 1618.516 | 19.9737 | 8.6493 | 0.22127 | 14755.3424 | 8322.9182 | 1365.0623 | 253.2324 | 0.0014874 | 0.0006442 | 1.64e-05 | 0.14006 | 0.079513 | 0.014006 | 0.000398 | 5000000 | no RA
358-1240F | 3471.571 | 0 | 3471.571 | 0 | 0% | 100% | 0% | 40.4249 | 84.5282 | 0.027473 | 31.8827 | 8.5148 | 0.057447 | 66.6664 | 17.8043 | 358 | 0.49336 | 0.49336 | 0.49336 | 7036.5479 | 2.3593 | 2737.989 | 731.2227 | 4.7821 | 5549.6462 | 1482.1196 | 6954.6104 | 4.7265 | 5485.023 | 1464.861 | 6865.2173 | 4.6657 | 5414.5196 | 1446.0319 |  | 690 | 358-1240F | 3471.571 | 3431.1461 | 3387.0428 | 0 | 0 | 0 | 3471.571 | 3431.1461 | 3387.0428 | 0 | 2.3593 | 2.3319 | 2.3019 | 0 | 0 | 0 | 2.3593 | 2.3319 | 2.3019 | 0 | 731.2227 | 722.7079 | 713.4184 | 0 | 0 | 0 | 731.2227 | 722.7079 | 713.4184 | 0 | 2737.989 | 2706.1063 | 2671.3226 | 0 | 0 | 0 | 2737.989 | 2706.1063 | 2671.3226 | 0 | 0 | 0 | 0 | 0.49336 | 0.49336 | 0.49336 | 0 | 5000000 | no RA
358-33 | 117319.6178 | 112846.1691 | 4057.2117 | 416.237 | 96.19% | 3.458% | 0.3548% | 38992.5497 | 115388.4522 | 7536.7566 | 1671.7292 | 29784.0639 | 22617.9483 | 3612.675 | 89157.8288 | 358 | 0.14298 | 0.081505 | 0.014701 | 820558.0667 | 22850.1595 | 4305.5249 | 90163.9334 | 159818.8186 | 30113.7463 | 630625.5018 | 961014.0795 | 185751.6178 | 41201.5967 | 734060.865 | 131364.6639 | 25749.5367 | 4112.8712 | 101502.256 |  | 691 | 358-33 | 117319.6178 | 78327.0681 | 1931.1657 | 112846.1691 | 75621.8454 | 1139.4973 | 4057.2117 | 2288.9858 | 375.4314 | 416.237 | 22850.1595 | 15313.4029 | 232.2112 | 22817.2119 | 15294.6726 | 228.8667 | 32.6218 | 18.4045 | 3.0186 | 0.32581 | 90163.9334 | 60379.8695 | 1006.1046 | 89393.4842 | 59928.7213 | 900.5002 | 732.639 | 413.3381 | 67.7943 | 37.8101 | 4305.5249 | 2633.7957 | 692.8499 | 635.473 | 398.4515 | 10.1303 | 3291.9509 | 1857.2432 | 304.6185 | 378.1011 | 0.0017168 | 0.0010358 | 2.64e-05 | 0.14065 | 0.079859 | 0.014065 | 0.0006096 | 5000000 | no RA
358-663F | 1061.966 | 0 | 1061.966 | 0 | 0% | 100% | 0% | 37.9381 | 79.0129 | 0.50909 | 29.5399 | 7.8891 | 1.0603 | 61.5222 | 16.4305 | 358 | 0.14135 | 0.14135 | 0.14135 | 7513.0034 | 14.2505 | 826.8834 | 220.8321 | 100.8171 | 5849.8835 | 1562.3027 | 7244.6061 | 97.2155 | 5640.9002 | 1506.4904 | 6954.017 | 93.3161 | 5414.6375 | 1446.0634 |  | 692 | 358-663F | 1061.966 | 1024.028 | 982.9531 | 0 | 0 | 0 | 1061.966 | 1024.028 | 982.9531 | 0 | 14.2505 | 13.7415 | 13.1903 | 0 | 0 | 0 | 14.2505 | 13.7415 | 13.1903 | 0 | 220.8321 | 212.943 | 204.4016 | 0 | 0 | 0 | 220.8321 | 212.943 | 204.4016 | 0 | 826.8834 | 797.3435 | 765.3612 | 0 | 0 | 0 | 826.8834 | 797.3435 | 765.3612 | 0 | 0 | 0 | 0 | 0.14135 | 0.14135 | 0.14135 | 0 | 5000000 | no RA
358-665F | 1062.8457 | 0 | 1062.8457 | 0 | 0% | 100% | 0% | 37.97 | 79.0839 | 0.50952 | 29.5648 | 7.8957 | 1.0612 | 61.5774 | 16.4452 | 358 | 0.14147 | 0.14147 | 0.14147 | 7513.0502 | 14.2623 | 827.5683 | 221.015 | 100.8178 | 5849.92 | 1562.3124 | 7244.6473 | 97.2161 | 5640.9323 | 1506.499 | 6954.0217 | 93.3162 | 5414.6411 | 1446.0644 |  | 693 | 358-665F | 1062.8457 | 1024.8756 | 983.7618 | 0 | 0 | 0 | 1062.8457 | 1024.8756 | 983.7618 | 0 | 14.2623 | 13.7528 | 13.2011 | 0 | 0 | 0 | 14.2623 | 13.7528 | 13.2011 | 0 | 221.015 | 213.1193 | 204.5698 | 0 | 0 | 0 | 221.015 | 213.1193 | 204.5698 | 0 | 827.5683 | 798.0035 | 765.9909 | 0 | 0 | 0 | 827.5683 | 798.0035 | 765.9909 | 0 | 0 | 0 | 0 | 0.14147 | 0.14147 | 0.14147 | 0 | 5000000 | no RA
358-666F | 1063.6739 | 0 | 1063.6739 | 0 | 0% | 100% | 0% | 38.0104 | 79.184 | 0.51006 | 29.5962 | 7.9041 | 1.0626 | 61.6554 | 16.466 | 358 | 0.14157 | 0.14157 | 0.14157 | 7513.328 | 14.2735 | 828.2132 | 221.1872 | 100.8215 | 5850.1363 | 1562.3702 | 7244.8392 | 97.2186 | 5641.0817 | 1506.5389 | 6954.0067 | 93.316 | 5414.6295 | 1446.0613 |  | 694 | 358-666F | 1063.6739 | 1025.6635 | 984.4899 | 0 | 0 | 0 | 1063.6739 | 1025.6635 | 984.4899 | 0 | 14.2735 | 13.7634 | 13.2109 | 0 | 0 | 0 | 14.2735 | 13.7634 | 13.2109 | 0 | 221.1872 | 213.2831 | 204.7212 | 0 | 0 | 0 | 221.1872 | 213.2831 | 204.7212 | 0 | 828.2132 | 798.617 | 766.5578 | 0 | 0 | 0 | 828.2132 | 798.617 | 766.5578 | 0 | 0 | 0 | 0 | 0.14157 | 0.14157 | 0.14157 | 0 | 5000000 | no RA
358-681F | 58175.5684 | 0 | 58175.5684 | 0 | 0% | 100% | 0% | 2082.801 | 4337.0265 | 19.3402 | 1628.5351 | 434.9257 | 40.2722 | 3391.1064 | 905.6479 | 358 | 0.14136 | 0.14136 | 0.14136 | 411556.4952 | 540.1989 | 45487.2813 | 12148.0882 | 3821.5759 | 321794.6398 | 85940.2795 | 396821.9544 | 3684.7559 | 310273.7519 | 82863.4466 | 380874.6908 | 3536.6749 | 297804.6402 | 79533.3758 |  | 695 | 358-681F | 58175.5684 | 56092.7674 | 53838.5419 | 0 | 0 | 0 | 58175.5684 | 56092.7674 | 53838.5419 | 0 | 540.1989 | 520.8587 | 499.9267 | 0 | 0 | 0 | 540.1989 | 520.8587 | 499.9267 | 0 | 12148.0882 | 11713.1625 | 11242.4403 | 0 | 0 | 0 | 12148.0882 | 11713.1625 | 11242.4403 | 0 | 45487.2813 | 43858.7462 | 42096.1749 | 0 | 0 | 0 | 45487.2813 | 43858.7462 | 42096.1749 | 0 | 0 | 0 | 0 | 0.14136 | 0.14136 | 0.14136 | 0 | 5000000 | no RA
358-682F | 3753978.0623 | 3236796.4644 | 509525.434 | 7656.1639 | 86.22% | 13.57% | 0.2039% | 1594353.6447 | 3650661.6838 | 245688.9107 | 199289.1917 | 1149375.5423 | 570780.777 | 415410.9163 | 2664469.9905 | 358 | 0.54241 | 0.31345 | 0.059963 | 6920867.26 | 579099.6867 | 467146.6965 | 2707731.6792 | 1067633.32 | 861235.794 | 4991998.1461 | 6889879.3603 | 1061726.1486 | 861213.253 | 4966939.9587 | 1723002.1604 | 269391.3041 | 196061.418 | 1257549.4383 |  | 696 | 358-682F | 3753978.0623 | 2159624.4176 | 103316.3785 | 3236796.4644 | 1863239.4415 | 45979.6775 | 509525.434 | 288728.8122 | 49680.5371 | 7656.1639 | 579099.6867 | 333410.776 | 8318.9097 | 578067.9238 | 332823.518 | 8212.9006 | 1025.77 | 581.2651 | 100.0162 | 5.9929 | 2707731.6792 | 1558356.1369 | 43261.6887 | 2657614.4725 | 1529655.236 | 37747.424 | 49421.7366 | 28005.4308 | 4818.7946 | 695.4701 | 467146.6965 | 267857.5047 | 51735.7801 | 1114.068 | 760.6875 | 19.3529 | 459077.9275 | 260142.1163 | 44761.7263 | 6954.701 | 0.050627 | 0.029383 | 0.000747 | 0.48064 | 0.27291 | 0.048064 | 0.011152 | 5000000 | no RA
361-45R | 72904.568 | 3141.1872 | 67241.6913 | 2521.6896 | 4.309% | 92.23% | 3.459% | 31574.1689 | 65831.8331 | 63.9371 | 28481.3496 | 3028.8822 | 123.8406 | 59420.5353 | 6287.4572 | 361 | 0.01487 | 0.0094332 | 0.0041894 | 4902729.4881 | 134.101 | 65806.144 | 6964.3231 | 9018.1043 | 4425370.4695 | 468340.9144 | 4381376.3274 | 8872.2062 | 3952202.5499 | 420301.5713 | 1688245.315 | 3175.8686 | 1523828.7557 | 161240.6907 |  | 697 | 361-45R | 72904.568 | 41330.3992 | 7072.7349 | 3141.1872 | 1553.6288 | 52.5374 | 67241.6913 | 37255.0808 | 4498.5079 | 2521.6896 | 134.101 | 70.1639 | 10.2604 | 50.8498 | 23.1585 | 2.8491 | 81.2774 | 45.0315 | 5.4375 | 1.9739 | 6964.3231 | 3935.4409 | 676.8658 | 256.1646 | 116.6513 | 14.3457 | 6479.0934 | 3589.7245 | 433.4551 | 229.0651 | 65806.144 | 37324.7944 | 6385.6087 | 2834.1727 | 1413.819 | 35.3427 | 60681.3206 | 33620.3248 | 4059.6153 | 2290.6507 | 0.0056688 | 0.0026592 | 6.68e-05 | 0.0056432 | 0.0032158 | 0.0005644 | 0.0035582 | 5000000 | no RA
361-684F | 561.8779 | 115.217 | 100.8302 | 345.8307 | 20.51% | 17.95% | 61.55% | 96.7358 | 209.2935 | 8.4062 | 42.633 | 45.6966 | 18.8135 | 88.7536 | 101.7264 | 361 | 0.0069836 | 0.0040904 | 0.001083 | 80456.7752 | 19.1001 | 409.0884 | 133.6894 | 2734.9973 | 58578.4466 | 19143.3313 | 113715.571 | 9881.7417 | 50116.2559 | 53717.5734 | 325562.7585 | 29265.0099 | 138059.0434 | 158238.7051 |  | 698 | 361-684F | 561.8779 | 465.1422 | 352.5845 | 115.217 | 63.4263 | 0.028877 | 100.8302 | 55.8852 | 6.7248 | 345.8307 | 19.1001 | 10.6939 | 0.28663 | 18.5906 | 10.2909 | 0 | 0.23878 | 0.13235 | 0.015926 | 0.2707 | 133.6894 | 87.9928 | 31.963 | 94.052 | 52.0208 | 0 | 8.2228 | 4.5575 | 0.54842 | 31.4145 | 409.0884 | 366.4555 | 320.3349 | 2.5744 | 1.1146 | 0.028877 | 92.3686 | 51.1953 | 6.1605 | 314.1455 | 0.0007914 | 0.0003426 | 8.8e-06 | 0.0056866 | 0.0032422 | 0.0005686 | 0.0005056 | 5000000 | no RA
361-686F | 88079.0536 | 2646.31 | 82785.8268 | 2646.9167 | 3.004% | 93.99% | 3.005% | 38363.7049 | 79840.377 | 80.1025 | 34920.0143 | 3363.5881 | 159.51 | 72679.7273 | 7001.1397 | 361 | 0.016667 | 0.010153 | 0.0044632 | 5284510.6957 | 174.4573 | 80154.5307 | 7750.0656 | 10466.9766 | 4809060.2451 | 464983.474 | 4896713.0899 | 10224.216 | 4457163.1365 | 429325.7374 | 1845912.4773 | 3687.877 | 1680357.9918 | 161866.6085 |  | 699 | 361-686F | 88079.0536 | 49715.3487 | 8238.6766 | 2646.31 | 1180.5011 | 61.8579 | 82785.8268 | 45887.9309 | 5529.9019 | 2646.9167 | 174.4573 | 94.3548 | 14.9473 | 73.6769 | 37.5691 | 6.2819 | 98.7085 | 54.7138 | 6.5935 | 2.0719 | 7750.0656 | 4386.4775 | 748.9259 | 371.368 | 189.3229 | 31.6664 | 7138.2571 | 3956.7141 | 476.8191 | 240.4404 | 80154.5307 | 45234.5164 | 7474.8034 | 2201.2651 | 953.609 | 23.9096 | 75548.8612 | 41876.503 | 5046.4894 | 2404.4044 | 0.0072464 | 0.0031376 | 7.96e-05 | 0.005597 | 0.0031912 | 0.0005596 | 0.003824 | 5000000 | no RA
362-40F | 12714.315 | 126.6854 | 11962.5232 | 625.1064 | 0.9964% | 94.09% | 4.917% | 5395.9063 | 11281.2584 | 8.8688 | 4847.6906 | 539.3469 | 21.3818 | 10117.9057 | 1141.9709 | 362 | 0.008482 | 0.0049636 | 0.001505 | 1498976.0712 | 24.3478 | 11404.6911 | 1285.2762 | 2870.5241 | 1344575.6971 | 151529.8499 | 1474415.4832 | 2423.3786 | 1324617.1586 | 147374.9459 | 952197.0994 | 1804.7354 | 854004.0588 | 96388.3052 |  | 700 | 362-40F | 12714.315 | 7318.4087 | 1433.0566 | 126.6854 | 70.7666 | 9.118 | 11962.5232 | 6622.5357 | 798.8322 | 625.1064 | 24.3478 | 15.479 | 2.966 | 6.9052 | 5.6042 | 1.3446 | 16.9533 | 9.3854 | 1.1321 | 0.4893 | 1285.2762 | 745.9293 | 143.3053 | 35.0766 | 28.4625 | 6.8281 | 1193.4162 | 660.6835 | 79.6938 | 56.7834 | 11404.6911 | 6557.0004 | 1286.7854 | 84.7036 | 36.6999 | 0.94535 | 10752.1538 | 5952.4668 | 718.0063 | 567.8337 | 0.0019284 | 0.0008352 | 2.16e-05 | 0.0056336 | 0.0032084 | 0.0005634 | 0.00092 | 5000000 | no RA
362-45F | 4499.0756 | 0 | 4499.0756 | 0 | 0% | 100% | 0% | 717.3459 | 1496.3886 | 1.1558 | 612.3556 | 103.8344 | 2.4111 | 1277.3782 | 216.5992 | 362 | 0.0056296 | 0.0056296 | 0.0056296 | 799182.1056 | 7.2493 | 3840.5942 | 651.2321 | 1287.7056 | 682214.4 | 115680 | 671758.1575 | 1082.39 | 573440.1273 | 97235.6402 | 533374.8414 | 859.4159 | 455310.4916 | 77204.9339 |  | 701 | 362-45F | 4499.0756 | 3781.7297 | 3002.687 | 0 | 0 | 0 | 4499.0756 | 3781.7297 | 3002.687 | 0 | 7.2493 | 6.0934 | 4.8382 | 0 | 0 | 0 | 7.2493 | 6.0934 | 4.8382 | 0 | 651.2321 | 547.3978 | 434.6329 | 0 | 0 | 0 | 651.2321 | 547.3978 | 434.6329 | 0 | 3840.5942 | 3228.2385 | 2563.2159 | 0 | 0 | 0 | 3840.5942 | 3228.2385 | 2563.2159 | 0 | 0 | 0 | 0 | 0.0056296 | 0.0056296 | 0.0056296 | 0 | 5000000 | no RA
362-47F | 131085.0939 | 26641.2945 | 94084.3363 | 10359.4631 | 20.32% | 71.77% | 7.903% | 55037.617 | 114124.5839 | 2620.6276 | 41071.5149 | 11345.4745 | 5355.7689 | 85423.7907 | 23345.0244 | 362 | 0.049116 | 0.031194 | 0.015782 | 2668898.6831 | 5433.0025 | 100639.7504 | 25012.3411 | 110616.1863 | 2049030.0552 | 509252.4415 | 2437903.5878 | 116081.2885 | 1819271.9619 | 502550.3374 | 1074687.9331 | 50434.1831 | 804418.4161 | 219835.3339 |  | 702 | 362-47F | 131085.0939 | 76047.4769 | 16960.51 | 26641.2945 | 13646.285 | 313.6264 | 94084.3363 | 52041.7289 | 6287.4204 | 10359.4631 | 5433.0025 | 2812.3749 | 77.2336 | 5305.4359 | 2738.1892 | 61.1417 | 119.4577 | 66.0767 | 7.9831 | 8.1089 | 25012.3411 | 13666.8666 | 1667.3167 | 15955.0218 | 8236.3983 | 183.8933 | 8116.2871 | 4489.4361 | 542.3911 | 941.0322 | 100639.7504 | 59568.2355 | 15215.9597 | 5380.8369 | 2671.6974 | 68.5914 | 85848.5915 | 47486.2161 | 5737.0463 | 9410.322 | 0.02867 | 0.013142 | 0.0003354 | 0.0055546 | 0.0031606 | 0.0005554 | 0.014891 | 5000000 | no RA
362-48F | 463.6151 | 0 | 463.6151 | 0 | 0% | 100% | 0% | 73.809 | 154.2519 | 0.2875 | 58.025 | 15.4965 | 0.60084 | 121.2652 | 32.3858 | 362 | 0.0056096 | 0.0056096 | 0.0056096 | 82646.7264 | 1.8059 | 364.4714 | 97.3378 | 321.9264 | 64972.8 | 17352 | 69489.0973 | 270.6747 | 54628.9177 | 14589.5048 | 55148.8923 | 214.8165 | 43355.3524 | 11578.7233 |  | 703 | 362-48F | 463.6151 | 389.806 | 309.3632 | 0 | 0 | 0 | 463.6151 | 389.806 | 309.3632 | 0 | 1.8059 | 1.5184 | 1.205 | 0 | 0 | 0 | 1.8059 | 1.5184 | 1.205 | 0 | 97.3378 | 81.8413 | 64.952 | 0 | 0 | 0 | 97.3378 | 81.8413 | 64.952 | 0 | 364.4714 | 306.4464 | 243.2062 | 0 | 0 | 0 | 364.4714 | 306.4464 | 243.2062 | 0 | 0 | 0 | 0 | 0.0056096 | 0.0056096 | 0.0056096 | 0 | 5000000 | no RA
363-25 | 15877.0366 | 38.3697 | 15561.1149 | 277.5519 | 0.2417% | 98.01% | 1.748% | 6982.9017 | 14561.4419 | 10.1961 | 6079.8779 | 892.8276 | 21.2729 | 12677.4014 | 1862.7676 | 363 | 0.0067338 | 0.0039012 | 0.00097 | 2357812.3135 | 23.01 | 13832.9612 | 2021.0653 | 3417.0902 | 2054257.8104 | 300137.4129 | 2279845.9015 | 3328.9349 | 1985017.8859 | 291499.0807 | 1356283.1688 | 1981.4028 | 1180799.6968 | 173502.0692 |  | 704 | 363-25 | 15877.0366 | 8894.1348 | 1315.5947 | 38.3697 | 16.5984 | 0.41186 | 15561.1149 | 8599.9845 | 1037.6309 | 277.5519 | 23.01 | 12.8139 | 1.7371 | 0 | 0 | 0 | 22.7927 | 12.5966 | 1.5198 | 0.21725 | 2021.0653 | 1128.2377 | 158.2977 | 0 | 0 | 0 | 1995.8531 | 1103.0254 | 133.0855 | 25.2122 | 13832.9612 | 7753.0833 | 1155.5598 | 38.3697 | 16.5984 | 0.41186 | 13542.4691 | 7484.3625 | 903.0255 | 252.1224 | 0.0007526 | 0.0003258 | 8e-06 | 0.0055768 | 0.003171 | 0.0005576 | 0.0004044 | 5000000 | no RA
364-36 | 138918.8267 | 3365.5491 | 129833.8016 | 5719.4759 | 2.423% | 93.46% | 4.117% | 59972.9208 | 124491.3251 | 84.1565 | 54563.4774 | 5325.287 | 172.9951 | 113226.8493 | 11091.4807 | 364 | 0.027309 | 0.01733 | 0.0090018 | 5086850.1931 | 188.5006 | 126332.3888 | 12397.9373 | 6902.4059 | 4625967.2062 | 453980.581 | 4555342.3951 | 6392.2427 | 4144459.1723 | 404490.9801 | 1602735.1812 | 2227.1865 | 1457713.2554 | 142794.7394 |  | 705 | 364-36 | 138918.8267 | 78945.9058 | 14427.5016 | 3365.5491 | 1498.9782 | 36.5948 | 129833.8016 | 71727.4517 | 8671.4308 | 5719.4759 | 188.5006 | 104.3441 | 15.5054 | 18.8985 | 8.6428 | 0 | 165.1251 | 91.2244 | 11.0285 | 4.4769 | 12397.9373 | 7072.6503 | 1306.4566 | 96.2907 | 44.0134 | 0 | 11782.1013 | 6509.0915 | 786.9112 | 519.5454 | 126332.3888 | 71768.9114 | 13105.5395 | 3250.36 | 1446.322 | 36.5948 | 117886.5752 | 65127.1358 | 7873.4911 | 5195.4536 | 0.01354 | 0.0059188 | 0.000149 | 0.005463 | 0.003105 | 0.0005462 | 0.0083066 | 5000000 | no RA
364-49R | 126682.3315 | 18990.5127 | 100577.5726 | 7114.2463 | 14.99% | 79.39% | 5.616% | 55750.5636 | 112643.8456 | 159.0015 | 51271.8167 | 4319.7453 | 294.8806 | 103460.8357 | 8888.1293 | 364 | 0.035529 | 0.022028 | 0.011171 | 3565583.5636 | 310.3806 | 116239.6584 | 10132.2925 | 8735.931 | 3271665.5141 | 285182.1185 | 3220072.9974 | 9183.7026 | 2961386.9717 | 249502.3231 | 1256667.679 | 3289.7214 | 1154220.9663 | 99156.9913 |  | 706 | 364-49R | 126682.3315 | 70931.768 | 14038.486 | 18990.5127 | 8213.5411 | 204.3853 | 100577.5726 | 55603.9807 | 6719.8544 | 7114.2463 | 310.3806 | 151.3791 | 15.5001 | 171.6181 | 72.1746 | 1.0324 | 133.1938 | 73.6358 | 8.899 | 5.5687 | 10132.2925 | 5812.5472 | 1244.1632 | 591.2693 | 248.854 | 3.636 | 8894.7798 | 4917.4498 | 594.2838 | 646.2434 | 116239.6584 | 64967.8416 | 12778.8227 | 18227.6252 | 7892.5124 | 199.717 | 91549.599 | 50612.8951 | 6116.6715 | 6462.4342 | 0.019642 | 0.008504 | 0.000216 | 0.00548 | 0.0031168 | 0.000548 | 0.010407 | 5000000 | no RA
365-28AE | 4007.9055 | 1319.4982 | 2168.1006 | 520.3066 | 32.92% | 54.1% | 12.98% | 1671.7549 | 3319.4617 | 111.0875 | 907.6493 | 653.0182 | 206.5904 | 1878.5199 | 1234.3513 | 365 | 0.0083168 | 0.0048354 | 0.0013432 | 481904.7548 | 211.1403 | 2480.9361 | 1315.829 | 25387.2079 | 298304.1712 | 158213.3758 | 483134.9064 | 32104.1421 | 262309.4035 | 188721.3608 | 512540.0287 | 31898.5036 | 290052.0486 | 190589.4765 |  | 707 | 365-28AE | 4007.9055 | 2336.1505 | 688.4438 | 1319.4982 | 617.949 | 23.5241 | 2168.1006 | 1197.895 | 144.6131 | 520.3066 | 211.1403 | 100.0528 | 4.5499 | 204.1852 | 96.0278 | 3.7059 | 6.5478 | 3.6177 | 0.43674 | 0.40727 | 1315.829 | 662.8108 | 81.4777 | 1040.4131 | 489.4911 | 18.9962 | 228.1523 | 126.0562 | 15.2178 | 47.2636 | 2480.9361 | 1573.2869 | 602.4162 | 74.8999 | 32.4301 | 0.82191 | 1933.4005 | 1068.2211 | 128.9586 | 472.6357 | 0.0020144 | 0.000922 | 2.34e-05 | 0.0055362 | 0.0031472 | 0.0005536 | 0.0007662 | 5000000 | no RA
365-34R | 98134.0894 | 4710.757 | 90140.144 | 3283.1884 | 4.8% | 91.85% | 3.346% | 42994.4492 | 88778.8422 | 56.845 | 39310.5542 | 3627.05 | 110.5862 | 81139.6743 | 7528.5817 | 365 | 0.017802 | 0.011133 | 0.0053644 | 5512469.7755 | 120.1424 | 89652.986 | 8360.9611 | 6748.737 | 5036062.1712 | 469658.8673 | 4952899.5611 | 6548.4664 | 4528520.0808 | 417831.0139 | 1743950.3518 | 2172.328 | 1593888.3642 | 147889.6597 |  | 708 | 365-34R | 98134.0894 | 55139.6402 | 9355.2473 | 4710.757 | 2022.7149 | 51.0246 | 90140.144 | 49833.7369 | 6021.0343 | 3283.1884 | 120.1424 | 63.2973 | 9.5562 | 12.9816 | 2.9047 | 0 | 104.5908 | 57.8228 | 6.9863 | 2.5699 | 8360.9611 | 4733.9111 | 832.3794 | 66.1608 | 14.7951 | 0 | 7996.5622 | 4420.878 | 534.1413 | 298.238 | 89652.986 | 50342.4318 | 8513.3117 | 4631.6146 | 2005.0151 | 51.0246 | 82038.991 | 45355.0362 | 5479.9067 | 2982.3805 | 0.0076178 | 0.0032982 | 8.36e-05 | 0.0054484 | 0.0030986 | 0.0005448 | 0.004736 | 5000000 | no RA
365-648R | 35937.1521 | 7020.4069 | 26508.6154 | 2408.1298 | 19.54% | 73.76% | 6.701% | 15846.7414 | 31665.7397 | 40.2439 | 14663.4344 | 1143.0631 | 70.5475 | 29279.1603 | 2316.0318 | 365 | 0.015525 | 0.0094612 | 0.0041368 | 2314792.4083 | 77.7031 | 33157.8232 | 2701.6258 | 5005.0299 | 2135769.6122 | 174017.7662 | 2123452.7061 | 5392.6618 | 1964890.36 | 153169.6844 | 1032540.2431 | 2300.3783 | 954719.8842 | 75519.9807 |  | 709 | 365-648R | 35937.1521 | 20090.4107 | 4271.4125 | 7020.4069 | 3032.394 | 93.0211 | 26508.6154 | 14649.887 | 1770.2616 | 2408.1298 | 77.7031 | 37.4591 | 7.1555 | 42.3717 | 17.0901 | 3.037 | 33.4464 | 18.484 | 2.2336 | 1.885 | 2701.6258 | 1558.5627 | 385.594 | 216.4361 | 87.2736 | 15.4902 | 2266.4402 | 1252.5397 | 151.3543 | 218.7495 | 33157.8232 | 18494.3889 | 3878.6629 | 6761.5991 | 2928.0303 | 74.4938 | 24208.7288 | 13378.8633 | 1616.6738 | 2187.4953 | 0.0065108 | 0.0028194 | 7.22e-05 | 0.0054996 | 0.0031272 | 0.00055 | 0.0035146 | 5000000 | no RA
366-48 | 83251.3311 | 1497.2877 | 79444.3625 | 2309.6809 | 1.799% | 95.43% | 2.774% | 36292.8891 | 75617.3086 | 44.4152 | 32915.2172 | 3333.2567 | 92.8878 | 68553.4052 | 6971.0156 | 366 | 0.013571 | 0.0085864 | 0.0039394 | 6134683.146 | 101.3457 | 75470.0977 | 7679.8878 | 7468.0331 | 5561294.0961 | 565921.0168 | 5468932.4932 | 6692.8705 | 4959955.1122 | 502284.5104 | 1937864.2726 | 2380.4597 | 1756835.7976 | 178648.0154 |  | 710 | 366-48 | 83251.3311 | 46958.442 | 7634.0225 | 1497.2877 | 653.6062 | 16.7767 | 79444.3625 | 43995.1549 | 5307.5649 | 2309.6809 | 101.3457 | 56.9305 | 8.4579 | 0 | 0 | 0 | 99.5378 | 55.1226 | 6.65 | 1.8079 | 7679.8878 | 4346.631 | 708.8721 | 0 | 0 | 0 | 7470.0811 | 4136.8244 | 499.0655 | 209.8066 | 75470.0977 | 42554.8804 | 6916.6925 | 1497.2877 | 653.6062 | 16.7767 | 71874.7436 | 39803.2079 | 4801.8494 | 2098.0664 | 0.0047812 | 0.0021422 | 5.44e-05 | 0.0054494 | 0.0031042 | 0.000545 | 0.00334 | 5000000 | no RA
366-559 | 36137.5642 | 175.4583 | 35183.0937 | 779.0122 | 0.4855% | 97.36% | 2.156% | 15824.5598 | 33005.036 | 21.99 | 14353.8498 | 1448.7199 | 45.9118 | 29934.4236 | 3024.7006 | 366 | 0.0083398 | 0.004987 | 0.0016834 | 4333145.1889 | 49.81 | 32775.6455 | 3312.1088 | 5972.5614 | 3930027.7582 | 397144.8693 | 4073191.1908 | 5660.1658 | 3694635.1389 | 372895.8861 | 1860834.1923 | 2588.5194 | 1687712.1137 | 170533.5592 |  | 711 | 366-559 | 36137.5642 | 20313.0045 | 3132.5283 | 175.4583 | 75.9911 | 1.9557 | 35183.0937 | 19458.0012 | 2351.5604 | 779.0122 | 49.81 | 27.8199 | 3.8982 | 0 | 0 | 0 | 49.2002 | 27.2102 | 3.2884 | 0.60977 | 3312.1088 | 1863.3889 | 287.4082 | 0 | 0 | 0 | 3241.3449 | 1792.625 | 216.6443 | 70.7639 | 32775.6455 | 18421.7957 | 2841.2219 | 175.4583 | 75.9911 | 1.9557 | 31892.5486 | 17638.166 | 2131.6276 | 707.6386 | 0.0017674 | 0.0007654 | 1.96e-05 | 0.005454 | 0.0031032 | 0.0005454 | 0.0011184 | 5000000 | no RA
368-1054F | 79178.2068 | 155.4276 | 78684.1296 | 338.6496 | 0.1963% | 99.38% | 0.4277% | 35219.966 | 73582.3859 | 44.8375 | 31661.7028 | 3513.4257 | 93.7142 | 66145.3067 | 7343.365 | 368 | 0.0067372 | 0.0039406 | 0.0010526 | 11752390.7224 | 100.6867 | 71177.8081 | 7899.712 | 14944.8822 | 10564894.627 | 1172551.2133 | 11155215.1457 | 14201.3646 | 10028206.9162 | 1112806.8649 | 5316189.3352 | 6770.675 | 4778874.3189 | 530544.3414 |  | 712 | 368-1054F | 79178.2068 | 43958.2408 | 5595.8209 | 155.4276 | 67.3219 | 1.6814 | 78684.1296 | 43552.2693 | 5255.4899 | 338.6496 | 100.6867 | 55.8492 | 6.9725 | 0 | 0 | 0 | 100.4216 | 55.5841 | 6.7074 | 0.26508 | 7899.712 | 4386.2863 | 556.3471 | 0 | 0 | 0 | 7868.9498 | 4355.5241 | 525.5848 | 30.7622 | 71177.8081 | 39516.1053 | 5032.5014 | 155.4276 | 67.3219 | 1.6814 | 70714.7582 | 39141.1611 | 4723.1977 | 307.6223 | 0.00082 | 0.0003552 | 8.8e-06 | 0.0054148 | 0.003083 | 0.0005414 | 0.0005024 | 5000000 | no RA
368-1057F | 7568.2724 | 4108.3375 | 2517.5013 | 942.4336 | 54.28% | 33.26% | 12.45% | 3324.7555 | 6408.29 | 153.2731 | 2307.2931 | 864.1892 | 303.3392 | 4384.1187 | 1720.8321 | 368 | 0.01023 | 0.0060836 | 0.0019582 | 739811.5784 | 308.2949 | 5419.263 | 1840.7145 | 30136.3558 | 529742.231 | 179932.9915 | 697533.8568 | 32156.71 | 484070.21 | 181306.9367 | 592371.7772 | 28040.1792 | 405260.7155 | 159070.8825 |  | 713 | 368-1057F | 7568.2724 | 4243.517 | 1159.9824 | 4108.3375 | 1905.94 | 49.5558 | 2517.5013 | 1395.1433 | 167.993 | 942.4336 | 308.2949 | 155.0218 | 4.9557 | 304.8021 | 152.7573 | 4.0341 | 2.7551 | 1.5268 | 0.18385 | 0.73769 | 1840.7145 | 976.5253 | 119.8824 | 1549.5384 | 776.9957 | 20.5562 | 205.5674 | 113.9209 | 13.7175 | 85.6087 | 5419.263 | 3111.9699 | 1035.1443 | 2253.997 | 976.1871 | 24.9654 | 2309.1788 | 1279.6956 | 154.0917 | 856.0872 | 0.0033916 | 0.0015962 | 4.08e-05 | 0.0054678 | 0.0031168 | 0.0005468 | 0.0013706 | 5000000 | no RA
368-21AE | 49638.1542 | 3906.5197 | 43064.369 | 2667.2654 | 7.87% | 86.76% | 5.373% | 21454.9808 | 44057.2054 | 24.1722 | 19682.9106 | 1747.898 | 53.8279 | 40337.3175 | 3666.0599 | 368 | 0.015098 | 0.0094438 | 0.004433 | 3287773.9911 | 59.3656 | 45410.5237 | 4168.2649 | 3932.0694 | 3007757.6664 | 276084.2553 | 2984304.3427 | 3362.2607 | 2737816.2673 | 243125.8146 | 1258955.2906 | 1538.1579 | 1152657.7529 | 104759.3798 |  | 714 | 368-21AE | 49638.1542 | 28183.1734 | 5580.9488 | 3906.5197 | 1704.3619 | 41.9843 | 43064.369 | 23811.546 | 2871.699 | 2667.2654 | 59.3656 | 35.1934 | 5.5377 | 5.543 | 4.4999 | 0 | 51.7347 | 28.6056 | 3.4499 | 2.0878 | 4168.2649 | 2420.3668 | 502.205 | 28.2408 | 22.9064 | 0 | 3897.7352 | 2155.1715 | 259.9161 | 242.2889 | 45410.5237 | 25727.6131 | 5073.2062 | 3872.7359 | 1676.9555 | 41.9843 | 39114.8991 | 21627.7688 | 2608.3331 | 2422.8888 | 0.0058482 | 0.0025326 | 6.46e-05 | 0.0054236 | 0.0030852 | 0.0005424 | 0.003826 | 5000000 | no RA
368-24 | 117218.2784 | 7002.4352 | 105017.2627 | 5198.5805 | 5.974% | 89.59% | 4.435% | 51015.7897 | 104925.0269 | 56.0393 | 47032.1156 | 3927.6348 | 116.7366 | 96626.5496 | 8181.7408 | 368 | 0.025227 | 0.015881 | 0.0081408 | 4646614.2265 | 129.1637 | 107849.3639 | 9239.7508 | 5120.1394 | 4275223.9261 | 366270.161 | 4168554.9615 | 4579.0288 | 3843044.672 | 320931.2607 | 1510079.0478 | 1680.0711 | 1390647.5149 | 117751.4618 |  | 715 | 368-24 | 117218.2784 | 66202.4888 | 12293.2515 | 7002.4352 | 3031.8009 | 78.185 | 105017.2627 | 57972.1074 | 7016.486 | 5198.5805 | 129.1637 | 73.1244 | 12.4271 | 0 | 0 | 0 | 125.0945 | 69.0552 | 8.3579 | 4.0692 | 9239.7508 | 5312.116 | 1058.0101 | 0 | 0 | 0 | 8767.5225 | 4839.8877 | 585.7818 | 472.2283 | 107849.3639 | 60817.2483 | 11222.8143 | 7002.4352 | 3031.8009 | 78.185 | 96124.6457 | 53063.1645 | 6422.3463 | 4722.283 | 0.012375 | 0.0053574 | 0.0001376 | 0.0053872 | 0.0030596 | 0.0005388 | 0.0074644 | 5000000 | no RA
368-403F | 10238.386 | 149.7656 | 9695.2767 | 393.3437 | 1.463% | 94.7% | 3.842% | 4430.5578 | 9195.3683 | 5.0022 | 4060.9852 | 364.5704 | 10.4143 | 8425.9362 | 759.0178 | 368 | 0.0067636 | 0.0039764 | 0.0011052 | 1513748.0053 | 11.468 | 9377.8072 | 849.1107 | 1695.5515 | 1386511.2131 | 125541.2408 | 1460574.4493 | 1649.0083 | 1338741.4163 | 120184.0247 | 943736.6237 | 1068.8328 | 864768.4718 | 77899.3192 |  | 716 | 368-403F | 10238.386 | 5807.8282 | 1043.0177 | 149.7656 | 64.7909 | 1.6889 | 9695.2767 | 5349.6936 | 647.9851 | 393.3437 | 11.468 | 6.4659 | 1.0538 | 0 | 0 | 0 | 11.1601 | 6.158 | 0.74589 | 0.30789 | 849.1107 | 484.5403 | 90.0929 | 0 | 0 | 0 | 813.3802 | 448.8098 | 54.3624 | 35.7305 | 9377.8072 | 5316.8221 | 951.871 | 149.7656 | 64.7909 | 1.6889 | 8870.7364 | 4894.7259 | 592.8768 | 357.3053 | 0.000752 | 0.0003254 | 8.6e-06 | 0.0054612 | 0.0031006 | 0.0005462 | 0.0005504 | 5000000 | no RA
374-708R | 1687.6823 | 239.8349 | 0 | 1447.8475 | 14.21% | 0% | 85.79% | 134.9356 | 237.1692 | 0.0023989 | 134.9207 | 0.012517 | 0.0071967 | 237.1244 | 0.037598 | 374 | 0.005207 | 0.0035176 | 0.0021756 | 324117.9828 | 1.1405 | 1554.9848 | 131.5571 | 219.0326 | 298633.5251 | 25265.4251 | 441422.1938 | 7.8476 | 441373.3987 | 40.9475 | 666718.6854 | 20.231 | 666592.7607 | 105.6937 |  | 717 | 374-708R | 1687.6823 | 1552.7467 | 1450.5132 | 239.8349 | 104.8992 | 2.6657 | 0 | 0 | 0 | 1447.8475 | 1.1405 | 1.1381 | 1.1333 | 0.0071967 | 0.0047978 | 0 | 0 | 0 | 0 | 1.1333 | 131.5571 | 131.5446 | 131.5195 | 0.037598 | 0.025081 | 0 | 0 | 0 | 0 | 131.5195 | 1554.9848 | 1420.0641 | 1317.8604 | 239.7901 | 104.8693 | 2.6657 | 0 | 0 | 0 | 1315.1947 | 0.0030662 | 0.0013768 | 3.48e-05 | 0 | 0 | 0 | 0.0021408 | 5000000 | no RA
376-491R | 14944.7941 | 12716.1004 | 0 | 2228.6938 | 85.09% | 0% | 14.91% | 5542.7036 | 12543.7775 | 104.0754 | 4972.6456 | 465.9826 | 227.9686 | 11295.7725 | 1020.0364 | 376 | 0.011779 | 0.0074802 | 0.0033318 | 1268722.8678 | 231.0561 | 13485.2435 | 1228.4945 | 19615.2719 | 1144815.8257 | 104291.7702 | 1256930.3679 | 23601.3873 | 1127657.1335 | 105671.8471 | 720636.4876 | 13096.7317 | 648938.952 | 58600.8039 |  | 718 | 376-491R | 14944.7941 | 9402.0905 | 2401.0166 | 12716.1004 | 7173.3968 | 172.3229 | 0 | 0 | 0 | 2228.6938 | 231.0561 | 126.9808 | 3.0875 | 229.3116 | 125.2362 | 1.343 | 0 | 0 | 0 | 1.7445 | 1228.4945 | 762.5118 | 208.4581 | 1026.0445 | 560.0619 | 6.0082 | 0 | 0 | 0 | 202.4499 | 13485.2435 | 8512.5979 | 2189.471 | 11460.7442 | 6488.0986 | 164.9717 | 0 | 0 | 0 | 2024.4993 | 0.008556 | 0.0042568 | 0.0001084 | 0 | 0 | 0 | 0.0032234 | 5000000 | no RA
376-527AE | 479.5685 | 374.0263 | 0 | 105.5422 | 77.99% | 0% | 22.01% | 90.3559 | 367.1016 | 0.57214 | 86.873 | 2.9108 | 1.7748 | 356.3051 | 9.0218 | 376 | 0.0002636 | 0.000236 | 0.0001504 | 1819303.7155 | 1.8574 | 459.1021 | 18.609 | 7046.2694 | 1741661.8204 | 70595.6257 | 1649205.6127 | 10442.8232 | 1585633.3285 | 53129.4611 | 747784.8627 | 3615.228 | 725792.3109 | 18377.3238 |  | 719 | 376-527AE | 479.5685 | 389.2125 | 112.4668 | 374.0263 | 283.6703 | 6.9247 | 0 | 0 | 0 | 105.5422 | 1.8574 | 1.2853 | 0.082613 | 1.7748 | 1.2026 | 0 | 0 | 0 | 0 | 0.082613 | 18.609 | 15.6982 | 9.5872 | 9.0218 | 6.1109 | 0 | 0 | 0 | 0 | 9.5872 | 459.1021 | 372.2291 | 102.797 | 363.2297 | 276.3568 | 6.9247 | 0 | 0 | 0 | 95.8723 | 0.0001154 | 8.78e-05 | 2.2e-06 | 0 | 0 | 0 | 0.0001482 | 5000000 | no RA
38-11 | 21499.2417 | 15339.2723 | 0 | 6159.9694 | 71.35% | 0% | 28.65% | 7908.6442 | 15117.8772 | 352.7516 | 6575.5513 | 980.3413 | 652.2251 | 12652.868 | 1812.7841 | 38 | 0.028609 | 0.017611 | 0.0091802 | 751485.2556 | 673.8178 | 18406.5057 | 2418.9182 | 23552.6501 | 643381.6522 | 84550.9533 | 771728.2491 | 34421.6249 | 641644.5817 | 95662.0425 | 695122.6018 | 29989.4205 | 581781.0567 | 83352.1245 |  | 720 | 38-11 | 21499.2417 | 13590.5975 | 6381.3645 | 15339.2723 | 7430.6281 | 221.3951 | 0 | 0 | 0 | 6159.9694 | 673.8178 | 321.0662 | 21.5927 | 668.996 | 316.2444 | 16.771 | 0 | 0 | 0 | 4.8217 | 2418.9182 | 1438.5769 | 606.1342 | 1859.3593 | 879.0181 | 46.5753 | 0 | 0 | 0 | 559.5589 | 18406.5057 | 11830.9544 | 5753.6376 | 12810.9169 | 6235.3656 | 158.0489 | 0 | 0 | 0 | 5595.5888 | 0.019648 | 0.0086496 | 0.0002192 | 0 | 0 | 0 | 0.008961 | 5000000 | no RA
380-27 | 19603.1088 | 11436.9159 | 0 | 8166.1929 | 58.34% | 0% | 41.66% | 5863.9204 | 11298.2269 | 212.0472 | 4584.3385 | 1067.5346 | 445.2707 | 8610.3738 | 2242.5825 | 380 | 0.038378 | 0.023688 | 0.012114 | 510795.5895 | 457.2458 | 16133.3843 | 3012.4787 | 11914.3933 | 420385.4399 | 78495.7563 | 580001.3687 | 20973.6261 | 453437.7099 | 105590.0327 | 685560.6662 | 27018.4045 | 522465.4831 | 136076.7785 |  | 721 | 380-27 | 19603.1088 | 13739.1884 | 8304.8819 | 11436.9159 | 5572.9955 | 138.689 | 0 | 0 | 0 | 8166.1929 | 457.2458 | 245.1986 | 11.9751 | 450.8537 | 238.8065 | 5.583 | 0 | 0 | 0 | 6.3921 | 3012.4787 | 1944.9441 | 769.8963 | 2270.6787 | 1203.144 | 28.0962 | 0 | 0 | 0 | 741.8001 | 16133.3843 | 11549.0457 | 7523.0105 | 8715.3835 | 4131.045 | 105.0098 | 0 | 0 | 0 | 7418.0007 | 0.026565 | 0.011876 | 0.0003014 | 0 | 0 | 0 | 0.011813 | 5000000 | no RA
381-450F | 377.3754 | 208.3832 | 0 | 168.9922 | 55.22% | 0% | 44.78% | 92.1344 | 208.3684 | 14.9719 | 0.75802 | 76.4044 | 33.9736 | 1.3218 | 173.073 | 381 | 0.0009906 | 0.0005706 | 0.0002582 | 380956.3692 | 34.1058 | 154.8457 | 188.4239 | 34429.4812 | 156315.0357 | 190211.8524 | 499896.6256 | 81233.6112 | 4112.7938 | 414550.2207 | 654558.5664 | 106722.9605 | 4152.352 | 543683.2539 |  | 722 | 381-450F | 377.3754 | 285.241 | 169.007 | 208.3832 | 116.2488 | 0.014799 | 0 | 0 | 0 | 168.9922 | 34.1058 | 19.1339 | 0.13228 | 33.9736 | 19.0017 | 0 | 0 | 0 | 0 | 0.13228 | 188.4239 | 112.0194 | 15.3509 | 173.073 | 96.6685 | 0 | 0 | 0 | 0 | 15.3509 | 154.8457 | 154.0877 | 153.5238 | 1.3366 | 0.57862 | 0.014799 | 0 | 0 | 0 | 153.509 | 0.0007406 | 0.0003206 | 8.2e-06 | 0 | 0 | 0 | 0.00025 | 5000000 | no RA
381-451F | 13578.9437 | 10875.6661 | 0 | 2703.2775 | 80.09% | 0% | 19.91% | 6257.0997 | 10712.9835 | 537.1788 | 3014.1553 | 2705.7656 | 896.946 | 5298.3903 | 4517.6471 | 381 | 0.018659 | 0.010317 | 0.0040434 | 727742.3059 | 916.069 | 7814.0508 | 4848.8239 | 49095.2883 | 418781.8638 | 259865.1538 | 709673.5527 | 60926.2428 | 341862.2719 | 306885.038 | 708799.5808 | 59344.3425 | 350555.6475 | 298899.5908 |  | 723 | 381-451F | 13578.9437 | 7321.844 | 2865.9602 | 10875.6661 | 4618.5664 | 162.6827 | 0 | 0 | 0 | 2703.2775 | 916.069 | 378.8902 | 19.123 | 913.953 | 376.7742 | 17.007 | 0 | 0 | 0 | 2.116 | 4848.8239 | 2143.0583 | 331.1768 | 4603.2638 | 1897.4982 | 85.6167 | 0 | 0 | 0 | 245.5601 | 7814.0508 | 4799.8955 | 2515.6605 | 5358.4494 | 2344.2941 | 60.0591 | 0 | 0 | 0 | 2455.6014 | 0.01478 | 0.0064378 | 0.000164 | 0 | 0 | 0 | 0.0038794 | 5000000 | no RA
381-48 | 4463.0981 | 2807.7357 | 0 | 1655.3624 | 62.91% | 0% | 37.09% | 1464.5991 | 2751.8705 | 204.3181 | 383.4171 | 876.8639 | 393.5971 | 668.9567 | 1689.3167 | 381 | 0.0068838 | 0.0043374 | 0.002441 | 648348.0183 | 404.0245 | 2180.062 | 1879.0116 | 58692.0685 | 316694.5558 | 272961.394 | 691312.5449 | 96441.163 | 180978.5882 | 413892.7937 | 701035.4562 | 100268.3601 | 170415.853 | 430351.2431 |  | 724 | 381-48 | 4463.0981 | 2998.499 | 1711.2275 | 2807.7357 | 1343.1367 | 55.8652 | 0 | 0 | 0 | 1655.3624 | 404.0245 | 199.7064 | 10.4273 | 402.7287 | 198.4107 | 9.1316 | 0 | 0 | 0 | 1.2957 | 1879.0116 | 1002.1478 | 189.6949 | 1728.6419 | 851.7781 | 39.3252 | 0 | 0 | 0 | 150.3697 | 2180.062 | 1796.6449 | 1511.1053 | 676.365 | 292.9479 | 7.4083 | 0 | 0 | 0 | 1503.6969 | 0.0044918 | 0.0019454 | 4.9e-05 | 0 | 0 | 0 | 0.002392 | 5000000 | no RA
381-49 | 28.9296 | 0.035374 | 0 | 28.8942 | 0.1223% | 0% | 99.88% | 0.020214 | 0.035013 | 0 | 0.020214 | 0 | 0 | 0.035013 | 0 | 381 | 6.36e-05 | 5.24e-05 | 4.42e-05 | 454867.7762 | 0.022617 | 26.2823 | 2.6247 | 355.6135 | 413243.4385 | 41268.7242 | 551705.6642 | 0 | 551705.6642 | 0 | 653723.4716 | 0 | 653723.4716 | 0 |  | 725 | 381-49 | 28.9296 | 28.9094 | 28.8946 | 0.035374 | 0.01516 | 0.00036096 | 0 | 0 | 0 | 28.8942 | 0.022617 | 0.022617 | 0.022617 | 0 | 0 | 0 | 0 | 0 | 0 | 0.022617 | 2.6247 | 2.6247 | 2.6247 | 0 | 0 | 0 | 0 | 0 | 0 | 2.6247 | 26.2823 | 26.2621 | 26.2473 | 0.035374 | 0.01516 | 0.00036096 | 0 | 0 | 0 | 26.2469 | 1.96e-05 | 8.4e-06 | 2e-07 | 0 | 0 | 0 | 4.4e-05 | 5000000 | no RA
386-25R | 105718.4571 | 14962.1556 | 89161.6786 | 1594.6229 | 14.15% | 84.34% | 1.508% | 47765.3237 | 97993.0456 | 1540.9132 | 37267.4787 | 8956.9318 | 2908.6832 | 77505.9051 | 17578.4573 | 386 | 0.019083 | 0.011016 | 0.003423 | 5539928.5811 | 2953.4111 | 84383.8993 | 18381.1468 | 154766.602 | 4421940.9572 | 963221.0219 | 5260719.066 | 169711.2234 | 4104520.1932 | 986487.6494 | 2256912.5061 | 66990.9113 | 1785065.9248 | 404855.6699 |  | 726 | 386-25R | 105718.4571 | 57953.1334 | 7725.4115 | 14962.1556 | 7020.5482 | 182.2321 | 89161.6786 | 49337.9622 | 5948.5565 | 1594.6229 | 2953.4111 | 1412.4979 | 44.7279 | 2821.3547 | 1338.8664 | 34.7526 | 130.8082 | 72.3832 | 8.7271 | 1.2482 | 18381.1468 | 9424.215 | 802.6895 | 10276.5916 | 4874.8301 | 126.7936 | 7959.7029 | 4404.5326 | 531.0436 | 144.8522 | 84383.8993 | 47116.4206 | 6877.9942 | 1864.2093 | 806.8517 | 20.6859 | 81071.1675 | 44861.0464 | 5408.7858 | 1448.5225 | 0.0060984 | 0.0026398 | 6.76e-05 | 0.010699 | 0.0060908 | 0.0010698 | 0.0022856 | 5000000 | no RA
387-11 | 610083.9487 | 376662.035 | 224781.1483 | 8640.7653 | 61.74% | 36.84% | 1.416% | 313656.0948 | 579772.7576 | 48530.2327 | 94471.4713 | 170654.3908 | 84483.9931 | 195448.1824 | 299840.582 | 387 | 0.091496 | 0.052836 | 0.017332 | 6667875.6303 | 85357.2218 | 219736.1553 | 304990.5715 | 932906.5954 | 2401593.0238 | 3333376.0111 | 5610317.4317 | 868052.6701 | 1689796.4072 | 3052468.3543 | 1748877.2722 | 254844.9087 | 589566.9979 | 904465.3656 |  | 727 | 387-11 | 610083.9487 | 296427.8539 | 30311.1911 | 376662.035 | 162339.9905 | 3711.1259 | 224781.1483 | 125447.0981 | 17959.2999 | 8640.7653 | 85357.2218 | 36826.9891 | 873.2287 | 84959.988 | 36602.3098 | 835.2678 | 390.4703 | 217.9158 | 31.1973 | 6.7636 | 304990.5715 | 134336.1807 | 5149.9895 | 284575.347 | 122595.8773 | 2796.6804 | 19630.3153 | 10955.3942 | 1568.3999 | 784.9092 | 219736.1553 | 125264.684 | 24287.9729 | 7126.7 | 3141.8034 | 79.1777 | 204760.3628 | 114273.7881 | 16359.7027 | 7849.0925 | 0.034358 | 0.014997 | 0.0003802 | 0.044652 | 0.025353 | 0.0044652 | 0.012486 | 5000000 | no RA
387-15 | 365477.8229 | 209243.9843 | 152517.8763 | 3715.9624 | 57.25% | 41.73% | 1.017% | 137175.5124 | 347167.7469 | 12989.0348 | 62579.6886 | 61606.7889 | 38538.8345 | 130517.3509 | 178111.5615 | 387 | 0.072601 | 0.04442 | 0.010214 | 5034046.5851 | 39009.2016 | 144979.0447 | 181489.5766 | 537307.945 | 1996923.532 | 2499815.1081 | 5139651.924 | 486669.353 | 2344717.4455 | 2308265.1255 | 1792680.1001 | 199004.0905 | 673956.2063 | 919719.8033 |  | 728 | 387-15 | 365477.8229 | 228302.3105 | 18310.076 | 209243.9843 | 139379.0419 | 2408.0741 | 152517.8763 | 85207.3062 | 12186.0395 | 3715.9624 | 39009.2016 | 26020.1667 | 470.3671 | 38690.2866 | 25840.7145 | 442.2098 | 316.0063 | 176.5436 | 25.2486 | 2.9087 | 181489.5766 | 119882.7877 | 3378.0151 | 167118.1378 | 111704.9116 | 1919.1699 | 14033.8885 | 7840.3258 | 1121.2949 | 337.5503 | 144979.0447 | 82399.3561 | 14461.6938 | 3435.5599 | 1833.4158 | 46.6945 | 138167.9815 | 77190.4369 | 11039.496 | 3375.5034 | 0.022332 | 0.013524 | 0.0003442 | 0.044888 | 0.025515 | 0.0044888 | 0.0053808 | 5000000 | no RA
390-15 | 254364.2054 | 835.0365 | 252494.9114 | 1034.2575 | 0.3283% | 99.27% | 0.4066% | 111157.1541 | 230787.9123 | 218.2461 | 99996.9192 | 10941.9888 | 442.2645 | 207656.2972 | 22689.3506 | 390 | 0.099654 | 0.056732 | 0.011059 | 2552463.3679 | 481.394 | 228896.1822 | 24986.6292 | 4830.6351 | 2296899.9079 | 250732.8249 | 2524290.7191 | 4956.1964 | 2270850.6445 | 248483.8782 | 2131787.7217 | 4085.1968 | 1918121.0156 | 209581.5094 |  | 729 | 390-15 | 254364.2054 | 143207.0514 | 23576.2931 | 835.0365 | 377.4598 | 19.2676 | 252494.9114 | 141795.334 | 22522.768 | 1034.2575 | 481.394 | 263.1479 | 39.1295 | 84.9815 | 40.1768 | 3.0318 | 395.6029 | 222.1615 | 35.2881 | 0.80957 | 24986.6292 | 14044.6404 | 2297.2786 | 319.5867 | 151.007 | 11.3873 | 24573.0927 | 13799.6836 | 2191.9415 | 93.9498 | 228896.1822 | 128899.263 | 21239.885 | 430.4683 | 186.2759 | 4.8484 | 227526.2158 | 127773.4889 | 20295.5384 | 939.4982 | 0.003011 | 0.0013036 | 3.36e-05 | 0.095131 | 0.053915 | 0.009513 | 0.0015128 | 5000000 | no RA
390-18 | 277130.7117 | 16907.0854 | 257496.5452 | 2727.081 | 6.101% | 92.92% | 0.984% | 122589.9267 | 251324.3334 | 2116.0621 | 98641.0112 | 21832.8534 | 3713.2474 | 204658.0057 | 42953.0802 | 390 | 0.10878 | 0.061978 | 0.013485 | 2547606.8541 | 3766.0067 | 227059.9416 | 46304.7633 | 34620.142 | 2087316.3428 | 425670.3693 | 2493478.0884 | 43040.6853 | 2006357.3462 | 444080.0569 | 1913681.5412 | 28274.1147 | 1558345.9134 | 327061.5131 |  | 730 | 390-18 | 277130.7117 | 154540.785 | 25806.3783 | 16907.0854 | 7221.0985 | 117.1105 | 257496.5452 | 144592.6055 | 22962.1868 | 2727.081 | 3766.0067 | 1649.9447 | 52.7593 | 3451.48 | 1472.3918 | 22.7672 | 312.3921 | 175.4182 | 27.8575 | 2.1346 | 46304.7633 | 24471.9099 | 3351.6831 | 12144.7615 | 5181.3501 | 79.8421 | 33912.2794 | 19042.8374 | 3024.1186 | 247.7224 | 227059.9416 | 128418.9304 | 22401.9359 | 1310.8439 | 567.3566 | 14.5012 | 223271.8737 | 125374.3499 | 19910.2107 | 2477.224 | 0.010116 | 0.0043792 | 0.000112 | 0.094768 | 0.053702 | 0.0094768 | 0.0038964 | 5000000 | no RA
390-346AE | 108052.1913 | 14435.1186 | 92467.7777 | 1149.295 | 13.36% | 85.58% | 1.064% | 48149.8819 | 98507.6643 | 1269.5596 | 34702.9438 | 12177.3784 | 2397.4085 | 72024.8799 | 24085.376 | 390 | 0.10161 | 0.057654 | 0.011192 | 1063422.0855 | 2431.7166 | 80091.1713 | 25529.3034 | 23932.3342 | 788236.8637 | 251252.8875 | 1039003.7987 | 27395.2335 | 748838.6071 | 262769.9581 | 852814.2887 | 20755.1792 | 623543.834 | 208515.2755 |  | 731 | 390-346AE | 108052.1913 | 59902.3094 | 9544.527 | 14435.1186 | 6821.4168 | 145.1301 | 92467.7777 | 51931.5976 | 8250.1018 | 1149.295 | 2431.7166 | 1162.157 | 34.3081 | 2316.1901 | 1096.8808 | 23.1813 | 114.6269 | 64.3766 | 10.2272 | 0.89961 | 25529.3034 | 13351.925 | 1443.9274 | 11729.3364 | 5555.8439 | 117.5906 | 13695.5674 | 7691.6815 | 1221.9373 | 104.3996 | 80091.1713 | 45388.2274 | 8066.2914 | 389.5921 | 168.6921 | 4.3582 | 78657.5834 | 44175.5395 | 7017.9374 | 1043.9958 | 0.0046974 | 0.0020334 | 5.18e-05 | 0.095301 | 0.05401 | 0.00953 | 0.00161 | 5000000 | no RA
392-23F | 455866.2794 | 3269.5061 | 450521.5472 | 2075.2261 | 0.7172% | 98.83% | 0.4552% | 199038.1629 | 413634.9256 | 664.5358 | 165078.3799 | 33295.2472 | 1275.4889 | 343439.4261 | 68920.0105 | 392 | 0.10259 | 0.058624 | 0.012347 | 4443574.2215 | 1360.0704 | 378807.0478 | 75699.1612 | 13257.3391 | 3692436.3757 | 737880.5067 | 4380968.0137 | 14626.8947 | 3633489.6347 | 732851.4842 | 3420484.4913 | 10547.4414 | 2840014.6072 | 569922.4427 |  | 732 | 392-23F | 455866.2794 | 256828.1164 | 42231.3538 | 3269.5061 | 1455.4665 | 58.0353 | 450521.5472 | 253297.4238 | 40098.0924 | 2075.2261 | 1360.0704 | 695.5346 | 84.5815 | 548.5218 | 238.5452 | 10.8708 | 809.9243 | 455.365 | 72.0863 | 1.6244 | 75699.1612 | 42403.9139 | 6779.1506 | 1876.6404 | 816.0409 | 36.9407 | 73634.0115 | 41399.3638 | 6553.7007 | 188.5092 | 378807.0478 | 213728.6679 | 35367.6217 | 844.3439 | 400.8804 | 10.2238 | 376077.6114 | 211442.6951 | 33472.3054 | 1885.0925 | 0.0069098 | 0.0030334 | 7.72e-05 | 0.092679 | 0.052589 | 0.0092678 | 0.0030016 | 5000000 | no RA
393-14R | 777092.62 | 43084.1617 | 732306.1396 | 1702.3187 | 5.544% | 94.24% | 0.2191% | 341723.7652 | 710075.1695 | 5798.2145 | 293155.0255 | 42770.5251 | 11531.3937 | 611107.8659 | 87435.9099 | 393 | 0.10079 | 0.05792 | 0.011601 | 7709787.5849 | 11690.2409 | 672030.8719 | 93371.5073 | 115982.666 | 6667435.9517 | 926368.9671 | 7516727.4668 | 127540.4366 | 6448385.0909 | 940801.9393 | 5776768.8316 | 93812.8786 | 4971626.9831 | 711328.9699 |  | 733 | 393-14R | 777092.62 | 435368.8549 | 67017.4506 | 43084.1617 | 22031.4031 | 283.0713 | 732306.1396 | 411635.133 | 65032.0605 | 1702.3187 | 11690.2409 | 5892.0264 | 158.8472 | 10595.2873 | 5275.9607 | 60.3962 | 1093.621 | 614.7331 | 97.1184 | 1.3325 | 93371.5073 | 50600.9822 | 5935.5974 | 30117.7231 | 14977.8111 | 177.4757 | 63099.1491 | 35468.536 | 5603.4867 | 154.6351 | 672030.8719 | 378875.8463 | 60923.006 | 2371.1513 | 1777.6313 | 45.1994 | 668113.3695 | 375551.8639 | 59331.4554 | 1546.3511 | 0.0081352 | 0.0042842 | 0.0001098 | 0.090185 | 0.051163 | 0.0090184 | 0.002473 | 5000000 | no RA
394-422F | 307117.4334 | 862.3475 | 305205.812 | 1049.2739 | 0.2808% | 99.38% | 0.3417% | 133877.294 | 278944.3727 | 227.6896 | 117661.2593 | 15988.3451 | 464.8275 | 245194.8222 | 33284.7229 | 394 | 0.095311 | 0.054383 | 0.010585 | 3222259.6441 | 507.3316 | 270002.9624 | 36607.1394 | 5322.8962 | 2832856.6041 | 384080.1437 | 3185556.8723 | 5417.7834 | 2799702.7874 | 380436.3016 | 2661652.6276 | 4435.3262 | 2339618.6011 | 317598.7004 |  | 734 | 394-422F | 307117.4334 | 173240.1394 | 28173.0607 | 862.3475 | 366.3674 | 8.0761 | 305205.812 | 171824.4981 | 27115.7107 | 1049.2739 | 507.3316 | 279.642 | 42.5041 | 39.6098 | 15.9655 | 0.20151 | 466.9005 | 262.8553 | 41.4813 | 0.82132 | 36607.1394 | 20618.7943 | 3322.4165 | 199.9481 | 80.6518 | 1.0095 | 36311.8774 | 20442.8286 | 3226.0931 | 95.3139 | 270002.9624 | 152341.7031 | 24808.1401 | 622.7896 | 269.7501 | 6.8651 | 268427.0341 | 151118.8142 | 23848.1363 | 953.1387 | 0.0030292 | 0.0013114 | 3.34e-05 | 0.090812 | 0.051601 | 0.0090812 | 0.0014702 | 5000000 | no RA
395-33R | 387928.6414 | 539.4806 | 386907.0733 | 482.0875 | 0.1391% | 99.74% | 0.1243% | 169467.6676 | 353090.6985 | 267.5329 | 155252.3803 | 13947.7543 | 555.9818 | 323488.088 | 29046.6288 | 395 | 0.092102 | 0.05251 | 0.0096932 | 4211945.9014 | 610.0029 | 355400.9805 | 31917.658 | 6623.1235 | 3858775.9274 | 346546.8505 | 4160400.647 | 6567.8854 | 3811417.9111 | 342414.8505 | 3594060.0514 | 5659.2594 | 3292739.2847 | 295661.5072 |  | 735 | 395-33R | 387928.6414 | 218460.9738 | 34837.9429 | 539.4806 | 327.7409 | 7.8772 | 386907.0733 | 217651.1455 | 34347.9782 | 482.0875 | 610.0029 | 342.47 | 54.0212 | 5.3639 | 2.1706 | 0 | 604.2616 | 339.922 | 53.6438 | 0.37736 | 31917.658 | 17969.9037 | 2871.0292 | 26.9217 | 10.8955 | 0 | 31846.9445 | 17915.2164 | 2827.2374 | 43.7918 | 355400.9805 | 200148.6001 | 31912.8925 | 507.195 | 314.6748 | 7.8772 | 354455.8672 | 199396.007 | 31467.097 | 437.9183 | 0.0015924 | 0.000816 | 2.06e-05 | 0.089819 | 0.051003 | 0.0089818 | 0.0006908 | 5000000 | no RA
396-699R | 888348.5916 | 526025.5713 | 349467.5521 | 12855.4682 | 59.21% | 39.34% | 1.447% | 435324.0772 | 838247.8481 | 56118.6883 | 142592.396 | 236612.9929 | 103370.8249 | 296124.4482 | 438752.575 | 396 | 0.15664 | 0.091433 | 0.027991 | 5671384.1021 | 104661.5488 | 336196.3994 | 447490.6433 | 668178.9667 | 2146340.8993 | 2856864.2361 | 4954693.9569 | 638721.6799 | 1622932.7062 | 2693039.5707 | 1789874.801 | 220723.304 | 632301.877 | 936849.6199 |  | 736 | 396-699R | 888348.5916 | 453024.5144 | 50100.7435 | 526025.5713 | 243577.4515 | 6225.5403 | 349467.5521 | 196591.5947 | 31019.735 | 12855.4682 | 104661.5488 | 48542.8605 | 1290.7239 | 104085.3287 | 48214.3082 | 1230.4075 | 566.1574 | 318.4896 | 50.2537 | 10.0626 | 447490.6433 | 210877.6505 | 8738.0683 | 416640.2665 | 193012.0495 | 4935.591 | 29682.6127 | 16697.8368 | 2634.7132 | 1167.7641 | 336196.3994 | 193604.0035 | 40071.9513 | 5299.976 | 2351.0938 | 59.5418 | 319218.782 | 179575.2682 | 28334.768 | 11677.6414 | 0.048558 | 0.022079 | 0.0005606 | 0.089609 | 0.050884 | 0.008961 | 0.01847 | 5000000 | no RA
397-39R | 3444.9961 | 2508.9229 | 0 | 936.0732 | 72.83% | 0% | 27.17% | 1411.0485 | 2481.5575 | 17.5003 | 1303.7641 | 89.7841 | 33.9884 | 2273.2878 | 174.2813 | 397 | 0.003566 | 0.002301 | 0.0013594 | 966067.3298 | 35.0589 | 3148.8959 | 261.0413 | 9831.4403 | 883033.0679 | 73202.8216 | 883940.7242 | 10962.9603 | 816733.1967 | 56244.5672 | 708723.422 | 9706.9464 | 649242.3954 | 49774.0801 |  | 737 | 397-39R | 3444.9961 | 2033.9476 | 963.4386 | 2508.9229 | 1097.8744 | 27.3655 | 0 | 0 | 0 | 936.0732 | 35.0589 | 17.5586 | 1.0706 | 34.3262 | 16.8259 | 0.33784 | 0 | 0 | 0 | 0.73271 | 261.0413 | 171.2572 | 86.76 | 176.0103 | 86.2262 | 1.729 | 0 | 0 | 0 | 85.0309 | 3148.8959 | 1845.1319 | 875.6081 | 2298.5864 | 994.8224 | 25.2986 | 0 | 0 | 0 | 850.3095 | 0.0022316 | 0.0009666 | 2.5e-05 | 0 | 0 | 0 | 0.0013344 | 5000000 | no RA
397-550F | 4405.7193 | 1116.2061 | 0 | 3289.5132 | 25.34% | 0% | 74.66% | 635.0574 | 1106.739 | 29.3273 | 457.5724 | 148.1578 | 51.0113 | 798.1923 | 257.5354 | 397 | 0.013683 | 0.0086168 | 0.0048456 | 321994.3059 | 53.6929 | 3795.1399 | 556.8864 | 3924.1774 | 277369.7927 | 40700.3359 | 437594.2162 | 20208.3423 | 315295.9327 | 102089.9412 | 680819.7748 | 31380.0439 | 491014.6849 | 158425.046 |  | 738 | 397-550F | 4405.7193 | 3770.6618 | 3298.9803 | 1116.2061 | 481.1486 | 9.4671 | 0 | 0 | 0 | 3289.5132 | 53.6929 | 24.3656 | 2.6816 | 51.1181 | 21.7908 | 0.10675 | 0 | 0 | 0 | 2.5749 | 556.8864 | 408.7287 | 299.351 | 258.0738 | 109.9161 | 0.53846 | 0 | 0 | 0 | 298.8126 | 3795.1399 | 3337.5675 | 2996.9476 | 807.0142 | 349.4418 | 8.8219 | 0 | 0 | 0 | 2988.1258 | 0.0089348 | 0.003869 | 9.78e-05 | 0 | 0 | 0 | 0.0047478 | 5000000 | no RA
400-1019 | 13498.2725 | 6228.2421 | 0 | 7270.0305 | 46.14% | 0% | 53.86% | 3532.4318 | 6161.0317 | 14.7548 | 3442.8058 | 74.8712 | 25.3971 | 6006.7985 | 128.8361 | 400 | 0.036477 | 0.02179 | 0.010857 | 370048.8676 | 31.1645 | 12677.4785 | 789.6295 | 854.3606 | 347547.1802 | 21647.3268 | 457354.2556 | 1910.3483 | 445750.1102 | 9693.7971 | 675794.9372 | 2785.7736 | 658877.3112 | 14131.8523 |  | 739 | 400-1019 | 13498.2725 | 9965.8407 | 7337.2408 | 6228.2421 | 2695.8102 | 67.2103 | 0 | 0 | 0 | 7270.0305 | 31.1645 | 16.4097 | 5.7674 | 25.4739 | 10.7191 | 0.076765 | 0 | 0 | 0 | 5.6906 | 789.6295 | 714.7583 | 660.7934 | 129.235 | 54.3638 | 0.3989 | 0 | 0 | 0 | 660.3945 | 12677.4785 | 9234.6727 | 6670.68 | 6073.5332 | 2630.7274 | 66.7346 | 0 | 0 | 0 | 6603.9453 | 0.025905 | 0.011218 | 0.0002848 | 0 | 0 | 0 | 0.010572 | 5000000 | no RA
401-39R | 310706.1079 | 4901.0987 | 305474.6053 | 330.4039 | 1.577% | 98.32% | 0.1063% | 138126.4099 | 287409.8054 | 559.8613 | 124677.3762 | 12889.1725 | 1226.7247 | 259177.2218 | 27005.8588 | 401 | 0.031872 | 0.018314 | 0.0034718 | 9748437.768 | 1273.5841 | 280389.1618 | 29043.3619 | 39958.8401 | 8797240.3034 | 911238.6245 | 9423581.2729 | 38196.1582 | 8506030.0047 | 879355.11 | 6710151.0915 | 28640.3182 | 6051005.5177 | 630505.2556 |  | 740 | 401-39R | 310706.1079 | 172579.698 | 23296.3026 | 4901.0987 | 2727.4468 | 74.9607 | 305474.6053 | 169521.8472 | 22890.938 | 330.4039 | 1273.5841 | 713.7229 | 46.8594 | 824.9753 | 464.6542 | 13.0034 | 448.3502 | 248.81 | 33.5974 | 0.25862 | 29043.3619 | 16154.1895 | 2037.5032 | 2822.44 | 1589.6416 | 44.8572 | 26190.9088 | 14534.5346 | 1962.6328 | 30.0132 | 280389.1618 | 155711.7857 | 21211.94 | 1253.6834 | 673.1511 | 17.1001 | 278835.3464 | 154738.5025 | 20894.7078 | 300.1321 | 0.0018622 | 0.0010672 | 2.72e-05 | 0.029517 | 0.016754 | 0.0029518 | 0.0004928 | 5000000 | no RA
401-684R | 994.1306 | 406.1954 | 556.7019 | 31.2333 | 40.86% | 56% | 3.142% | 447.0523 | 921.1456 | 56.3413 | 194.2542 | 196.4567 | 114.524 | 404.0875 | 402.5341 | 401 | 0.030395 | 0.017266 | 0.0030684 | 32706.8277 | 114.8444 | 465.1784 | 414.1078 | 3778.3736 | 15304.3373 | 13624.1168 | 31685.6626 | 3993.2942 | 13768.1312 | 13924.2372 | 23785.9895 | 2957.2593 | 10434.4206 | 10394.3096 |  | 741 | 401-684R | 994.1306 | 547.0783 | 72.9849 | 406.1954 | 206.6291 | 0.0064973 | 556.7019 | 309.2159 | 41.7451 | 31.2333 | 114.8444 | 58.5031 | 0.32043 | 110.8729 | 56.2863 | 0 | 3.9471 | 2.1924 | 0.29598 | 0.024448 | 414.1078 | 217.651 | 11.5736 | 294.7638 | 150.101 | 0 | 116.5068 | 64.7128 | 8.7364 | 2.8372 | 465.1784 | 270.9242 | 61.0909 | 0.55877 | 0.24184 | 0.0064973 | 436.248 | 242.3106 | 32.7127 | 28.3717 | 0.0001548 | 6.7e-05 | 1.8e-06 | 0.030193 | 0.017151 | 0.0030192 | 4.74e-05 | 5000000 | no RA
402-30AE | 7266.2293 | 4209.398 | 0 | 3056.8313 | 57.93% | 0% | 42.07% | 2398.2671 | 4166.1702 | 169.3257 | 1374.5007 | 854.4407 | 292.545 | 2397.1801 | 1476.4452 | 402 | 0.013009 | 0.008113 | 0.0044688 | 558554.024 | 297.6792 | 5200.6181 | 1767.932 | 22882.5619 | 399770.7804 | 135900.6817 | 600019.9983 | 42363.4185 | 343884.9262 | 213771.6536 | 693711.7477 | 48711.855 | 399156.0389 | 245843.8539 |  | 742 | 402-30AE | 7266.2293 | 4867.9622 | 3100.0591 | 4209.398 | 1811.131 | 43.2278 | 0 | 0 | 0 | 3056.8313 | 297.6792 | 128.3536 | 5.1343 | 295.2865 | 125.9608 | 2.7415 | 0 | 0 | 0 | 2.3927 | 1767.932 | 913.4913 | 291.4868 | 1490.2557 | 635.815 | 13.8106 | 0 | 0 | 0 | 277.6762 | 5200.6181 | 3826.1174 | 2803.438 | 2423.8558 | 1049.3551 | 26.6757 | 0 | 0 | 0 | 2776.7623 | 0.0086352 | 0.0037392 | 9.5e-05 | 0 | 0 | 0 | 0.0043738 | 5000000 | no RA
402-819F | 85.3174 | 14.2498 | 0 | 71.0676 | 16.7% | 0% | 83.3% | 9.3113 | 14.1762 | 0.88839 | 3.9272 | 4.4957 | 1.2058 | 6.8543 | 6.1161 | 402 | 0.0003302 | 0.0002022 | 0.0001068 | 258381.1198 | 1.2615 | 71.4843 | 12.5717 | 3820.3313 | 216487.7482 | 38073.0403 | 375895.9288 | 35864.2739 | 158542.5326 | 181489.1224 | 666116.5568 | 56660.7059 | 322071.018 | 287384.8329 |  | 743 | 402-819F | 85.3174 | 76.0062 | 71.1412 | 14.2498 | 4.9385 | 0.073636 | 0 | 0 | 0 | 71.0676 | 1.2615 | 0.37308 | 0.055628 | 1.2058 | 0.31745 | 0 | 0 | 0 | 0 | 0.055628 | 12.5717 | 8.0761 | 6.4556 | 6.1161 | 1.6204 | 0 | 0 | 0 | 0 | 6.4556 | 71.4843 | 67.557 | 64.63 | 6.9279 | 3.0007 | 0.073636 | 0 | 0 | 0 | 64.5563 | 0.0002258 | 9.78e-05 | 2.4e-06 | 0 | 0 | 0 | 0.0001044 | 5000000 | no RA
402-820F | 12085.7669 | 10676.2606 | 0 | 1409.5063 | 88.34% | 0% | 11.66% | 6043.5724 | 10561.3938 | 18.146 | 5934.255 | 91.1714 | 34.7804 | 10351.8488 | 174.7646 | 402 | 0.0060732 | 0.0037766 | 0.0020678 | 1990016.2899 | 36.0016 | 11746.3702 | 303.3951 | 5927.9513 | 1934131.9577 | 49956.3808 | 1599903.2261 | 4803.7684 | 1570963.8278 | 24135.6298 | 737195.6385 | 2427.7056 | 722569.1895 | 12198.7434 |  | 744 | 402-820F | 12085.7669 | 6042.1945 | 1524.3731 | 10676.2606 | 4632.6882 | 114.8668 | 0 | 0 | 0 | 1409.5063 | 36.0016 | 17.8556 | 1.2212 | 34.8983 | 16.7523 | 0.11795 | 0 | 0 | 0 | 1.1033 | 303.3951 | 212.2237 | 128.6304 | 175.3585 | 84.187 | 0.59381 | 0 | 0 | 0 | 128.0366 | 11746.3702 | 5812.1153 | 1394.5215 | 10466.0038 | 4531.7488 | 114.155 | 0 | 0 | 0 | 1280.3664 | 0.0040498 | 0.0017532 | 4.44e-05 | 0 | 0 | 0 | 0.0020234 | 5000000 | no RA
403-11F | 133.4602 | 66.4306 | 0 | 67.0296 | 49.78% | 0% | 50.22% | 38.0386 | 65.7448 | 0.47578 | 35.1633 | 2.3995 | 0.72767 | 61.347 | 3.6702 | 403 | 0.0002772 | 0.0001746 | 9.82e-05 | 481458.1383 | 0.78013 | 122.9211 | 9.759 | 2814.3315 | 443438.1718 | 35205.6351 | 546515.6388 | 6835.7409 | 505205.2274 | 34474.6705 | 689566.1916 | 7632.1366 | 643439.329 | 38494.726 |  | 745 | 403-11F | 133.4602 | 95.4216 | 67.7154 | 66.4306 | 28.3921 | 0.68582 | 0 | 0 | 0 | 67.0296 | 0.78013 | 0.30435 | 0.052468 | 0.72767 | 0.25188 | 0 | 0 | 0 | 0 | 0.052468 | 9.759 | 7.3595 | 6.0888 | 3.6702 | 1.2707 | 0 | 0 | 0 | 0 | 6.0888 | 122.9211 | 87.7578 | 61.5741 | 62.0328 | 26.8695 | 0.68582 | 0 | 0 | 0 | 60.8883 | 0.000181 | 7.84e-05 | 2e-06 | 0 | 0 | 0 | 9.62e-05 | 5000000 | no RA
403-15F | 949.1307 | 821.2328 | 0 | 127.8979 | 86.52% | 0% | 13.48% | 216.0843 | 811.1464 | 35.6376 | 0 | 180.4467 | 133.7696 | 0 | 677.3768 | 403 | 0.001071 | 0.0008592 | 0.0002058 | 886209.7707 | 135.5322 | 116.1798 | 697.4187 | 126547.3249 | 108477.886 | 651184.5598 | 853173.1311 | 140709.1613 | 0 | 712463.9698 | 670477.4382 | 110571.3138 | 0 | 559906.1244 |  | 746 | 403-15F | 949.1307 | 733.0464 | 137.9843 | 821.2328 | 605.1484 | 10.0863 | 0 | 0 | 0 | 127.8979 | 135.5322 | 99.8946 | 1.7625 | 135.4321 | 99.7945 | 1.6624 | 0 | 0 | 0 | 0.10011 | 697.4187 | 516.972 | 20.0419 | 685.8007 | 505.354 | 8.4239 | 0 | 0 | 0 | 11.618 | 116.1798 | 116.1798 | 116.1798 | 0 | 0 | 0 | 0 | 0 | 0 | 116.1798 | 0.0008822 | 0.0006704 | 1.7e-05 | 0 | 0 | 0 | 0.0001888 | 5000000 | no RA
403-9F | 440.5092 | 53.9062 | 0 | 386.603 | 12.24% | 0% | 87.76% | 30.1864 | 53.3309 | 0.18951 | 29.0446 | 0.95228 | 0.4426 | 50.6575 | 2.2308 | 403 | 0.0021892 | 0.0012744 | 0.0005938 | 201219.2775 | 0.74521 | 402.415 | 37.349 | 340.4032 | 183818.3057 | 17060.5686 | 321973.3255 | 2021.3735 | 309794.8142 | 10157.1378 | 652034.9942 | 5411.281 | 619349.7127 | 27274.0004 |  | 747 | 403-9F | 440.5092 | 410.3228 | 387.1784 | 53.9062 | 23.7198 | 0.57537 | 0 | 0 | 0 | 386.603 | 0.74521 | 0.5557 | 0.30261 | 0.4426 | 0.25308 | 0 | 0 | 0 | 0 | 0.30261 | 37.349 | 36.3967 | 35.1182 | 2.2308 | 1.2785 | 0 | 0 | 0 | 0 | 35.1182 | 402.415 | 373.3704 | 351.7575 | 51.2329 | 22.1882 | 0.57537 | 0 | 0 | 0 | 351.1822 | 0.0016134 | 0.0006986 | 1.8e-05 | 0 | 0 | 0 | 0.0005758 | 5000000 | no RA
404-6AE | 2464.9243 | 491.4469 | 0 | 1973.4774 | 19.94% | 0% | 80.06% | 280.9108 | 486.3469 | 8.0067 | 232.5665 | 40.3376 | 13.3323 | 405.8396 | 67.175 | 404 | 0.0075878 | 0.0048838 | 0.00287 | 324853.6253 | 14.9842 | 2202.9574 | 246.9828 | 1974.7699 | 290328.8679 | 32549.9875 | 447195.5287 | 12746.2776 | 370233.917 | 64215.334 | 689399.8098 | 18898.5697 | 575280.2223 | 95221.0179 |  | 748 | 404-6AE | 2464.9243 | 2184.0135 | 1978.5775 | 491.4469 | 210.5361 | 5.1 | 0 | 0 | 0 | 1973.4774 | 14.9842 | 6.9774 | 1.6519 | 13.4394 | 5.4327 | 0.10715 | 0 | 0 | 0 | 1.5447 | 246.9828 | 206.6452 | 179.8078 | 67.7162 | 27.3786 | 0.54117 | 0 | 0 | 0 | 179.2666 | 2202.9574 | 1970.3909 | 1797.1178 | 410.2913 | 177.7248 | 4.4517 | 0 | 0 | 0 | 1792.6661 | 0.0047698 | 0.0020658 | 5.2e-05 | 0 | 0 | 0 | 0.002818 | 5000000 | no RA
409-1155R | 15464.2184 | 12270.6144 | 0 | 3193.604 | 79.35% | 0% | 20.65% | 6850.8562 | 12131.2234 | 10.6987 | 6786.2223 | 53.9352 | 18.1069 | 12021.845 | 91.2715 | 409 | 0.012886 | 0.008194 | 0.004663 | 1200060.4093 | 20.8713 | 15060.641 | 382.7061 | 1619.6665 | 1168741.8296 | 29698.9131 | 1051179.1807 | 1641.5796 | 1041261.9087 | 8275.6925 | 714774.8404 | 1066.8613 | 708330.2382 | 5377.7409 |  | 749 | 409-1155R | 15464.2184 | 8613.3622 | 3332.9951 | 12270.6144 | 5419.7582 | 139.3911 | 0 | 0 | 0 | 3193.604 | 20.8713 | 10.1727 | 2.7645 | 18.3715 | 7.6729 | 0.26468 | 0 | 0 | 0 | 2.4998 | 382.7061 | 328.7709 | 291.4346 | 92.6058 | 38.6705 | 1.3342 | 0 | 0 | 0 | 290.1004 | 15060.641 | 8274.4186 | 3038.796 | 12159.6371 | 5373.4148 | 137.7921 | 0 | 0 | 0 | 2901.0038 | 0.0083154 | 0.0036232 | 9.22e-05 | 0 | 0 | 0 | 0.0045708 | 5000000 | no RA
409-38R | 5179.5416 | 2922.9076 | 0 | 2256.634 | 56.43% | 0% | 43.57% | 1656.8352 | 2891.9278 | 7.7516 | 1609.8809 | 39.2027 | 13.5873 | 2809.6101 | 68.7303 | 409 | 0.008986 | 0.0057314 | 0.0033082 | 576401.246 | 15.3601 | 4890.4294 | 273.752 | 1709.34 | 544227.6237 | 30464.2822 | 614632.79 | 2875.6074 | 597214.232 | 14542.9506 | 691498.0297 | 3248.9136 | 671814.7865 | 16434.3295 |  | 750 | 409-38R | 5179.5416 | 3522.7064 | 2287.6138 | 2922.9076 | 1266.0724 | 30.9798 | 0 | 0 | 0 | 2256.634 | 15.3601 | 7.6085 | 1.7728 | 13.5937 | 5.8421 | 0.0063971 | 0 | 0 | 0 | 1.7664 | 273.752 | 234.5493 | 205.0217 | 68.7641 | 29.5614 | 0.033739 | 0 | 0 | 0 | 204.988 | 4890.4294 | 3280.5485 | 2080.8193 | 2840.5498 | 1230.6689 | 30.9397 | 0 | 0 | 0 | 2049.8796 | 0.0057398 | 0.0024852 | 6.2e-05 | 0 | 0 | 0 | 0.0032462 | 5000000 | no RA
41-43 | 19392.6083 | 9569.3748 | 0 | 9823.2334 | 49.35% | 0% | 50.65% | 5219.3071 | 9459.3178 | 7.5151 | 5190.2391 | 21.5529 | 15.5519 | 9399.1807 | 44.5851 | 41 | 0.039263 | 0.025306 | 0.014426 | 493920.6338 | 23.2943 | 18432.2552 | 937.0588 | 593.294 | 469460.8918 | 23866.448 | 560081.1329 | 806.4407 | 556961.8615 | 2312.8307 | 688587.6848 | 1132.0979 | 684210.0311 | 3245.5558 |  | 751 | 41-43 | 19392.6083 | 14173.3011 | 9933.2905 | 9569.3748 | 4350.0677 | 110.0571 | 0 | 0 | 0 | 9823.2334 | 23.2943 | 15.7792 | 7.7423 | 15.6051 | 8.09 | 0.053168 | 0 | 0 | 0 | 7.6892 | 937.0588 | 915.5059 | 892.4737 | 44.7366 | 23.1837 | 0.1515 | 0 | 0 | 0 | 892.3222 | 18432.2552 | 13242.0161 | 9033.0745 | 9509.0331 | 4318.794 | 109.8524 | 0 | 0 | 0 | 8923.2221 | 0.02512 | 0.011163 | 0.0002828 | 0 | 0 | 0 | 0.014143 | 5000000 | no RA
41-44AE | 3948.8796 | 1936.3553 | 0 | 2012.5243 | 49.04% | 0% | 50.96% | 1100.7785 | 1915.9819 | 14.3074 | 1013.6656 | 72.8055 | 24.346 | 1767.65 | 123.9859 | 41 | 0.0078416 | 0.0050284 | 0.0029344 | 503580.8552 | 26.0001 | 3615.666 | 307.2135 | 3315.6585 | 461087.7914 | 39177.4053 | 566403.0647 | 7361.8483 | 521579.3171 | 37461.8994 | 692781.4067 | 8803.0338 | 639147.5137 | 44830.8593 |  | 752 | 41-44AE | 3948.8796 | 2848.1012 | 2032.8978 | 1936.3553 | 835.5769 | 20.3735 | 0 | 0 | 0 | 2012.5243 | 26.0001 | 11.6927 | 1.6541 | 24.4248 | 10.1173 | 0.078764 | 0 | 0 | 0 | 1.5753 | 307.2135 | 234.4081 | 183.2277 | 124.4 | 51.5945 | 0.41412 | 0 | 0 | 0 | 182.8135 | 3615.666 | 2602.0005 | 1848.016 | 1787.5306 | 773.865 | 19.8806 | 0 | 0 | 0 | 1828.1354 | 0.004962 | 0.0021488 | 5.48e-05 | 0 | 0 | 0 | 0.0028796 | 5000000 | no RA
410-50R | 283636.3238 | 275752.9821 | 0 | 7883.3417 | 97.22% | 0% | 2.779% | 156906.8036 | 272953.7329 | 40749.7773 | 2606.8398 | 113550.1866 | 70884.2799 | 4548.3093 | 197521.1437 | 410 | 0.044038 | 0.025642 | 0.011755 | 6440776.1498 | 71616.3343 | 11759.7841 | 200260.2054 | 1626254.2536 | 267039.6225 | 4547482.2737 | 4942302.0287 | 1283549.8669 | 82111.095 | 3576641.0668 | 908800.8831 | 236009.5812 | 15143.6197 | 657647.6822 |  | 753 | 410-50R | 283636.3238 | 126729.5202 | 10682.5909 | 275752.9821 | 118846.1785 | 2799.2492 | 0 | 0 | 0 | 7883.3417 | 71616.3343 | 30866.557 | 732.0544 | 71610.1636 | 30860.3863 | 725.8837 | 0 | 0 | 0 | 6.1707 | 200260.2054 | 86710.0188 | 2739.0617 | 199544.0989 | 85993.9123 | 2022.9553 | 0 | 0 | 0 | 716.1065 | 11759.7841 | 9152.9443 | 7211.4748 | 4598.7196 | 1991.8798 | 50.4102 | 0 | 0 | 0 | 7161.0645 | 0.032645 | 0.014249 | 0.0003618 | 0 | 0 | 0 | 0.011393 | 5000000 | no RA
411-1873R | 340322.8736 | 301008.3129 | 32619.9859 | 6694.5747 | 88.45% | 9.585% | 1.967% | 176801.4694 | 327659.1605 | 28867.4344 | 18284.0458 | 129649.9891 | 52787.2252 | 37485.9898 | 237385.9455 | 411 | 0.04682 | 0.027732 | 0.011051 | 7268718.9195 | 53469.0443 | 45673.0077 | 241180.8215 | 1142008.0295 | 975497.9207 | 5151212.9693 | 5896573.0141 | 962768.7789 | 609798.1627 | 4324006.0724 | 1145975.1512 | 184621.2642 | 131105.7893 | 830248.0978 |  | 754 | 411-1873R | 340322.8736 | 163521.4042 | 12663.713 | 301008.3129 | 138769.9167 | 3793.8276 | 32619.9859 | 18056.9128 | 2175.3107 | 6694.5747 | 53469.0443 | 24601.6099 | 681.8191 | 53413.5136 | 24568.5312 | 673.2252 | 50.2905 | 27.8385 | 3.3537 | 5.2402 | 241180.8215 | 111530.8323 | 3794.876 | 237709.7238 | 109337.9 | 2995.833 | 2862.9763 | 1584.811 | 190.9217 | 608.1213 | 45673.0077 | 27388.9619 | 8187.0179 | 9885.0755 | 4863.4855 | 124.7694 | 29706.7191 | 16444.2632 | 1981.0353 | 6081.2132 | 0.026363 | 0.011919 | 0.0003038 | 0.01079 | 0.0061448 | 0.001079 | 0.0096678 | 5000000 | no RA
411-30R | 1028380.4667 | 932905.4489 | 78581.0397 | 16893.9781 | 90.72% | 7.641% | 1.643% | 540942.06 | 994587.8032 | 106275.9016 | 36800.2835 | 397865.8749 | 193541.3891 | 75602.4674 | 725443.9467 | 411 | 0.10309 | 0.061805 | 0.026299 | 9975288.931 | 196012.199 | 95820.4237 | 736547.8439 | 1901318.0265 | 929457.9616 | 7144512.9429 | 7886740.2967 | 1549464.3472 | 536534.8717 | 5800741.0778 | 1284950.7781 | 250044.4482 | 97674.0807 | 937232.2492 |  | 755 | 411-30R | 1028380.4667 | 487438.4067 | 33792.6635 | 932905.4489 | 427079.8525 | 11656.8247 | 78581.0397 | 43464.5761 | 5241.8608 | 16893.9781 | 196012.199 | 89736.2974 | 2470.81 | 195871.2471 | 89652.4249 | 2449.0659 | 127.7281 | 70.6487 | 8.5203 | 13.2238 | 736547.8439 | 338681.969 | 11103.8972 | 728015.9642 | 333277.0424 | 9102.5205 | 6997.2657 | 3870.3126 | 466.7626 | 1534.614 | 95820.4237 | 59020.1402 | 20217.9563 | 9018.2376 | 4150.3852 | 105.2382 | 71456.0459 | 39523.6148 | 4766.5779 | 15346.1402 | 0.067932 | 0.031268 | 0.0007946 | 0.01073 | 0.0061058 | 0.001073 | 0.024431 | 5000000 | no RA
411-47R | 334701.9284 | 281584.7895 | 44103.5181 | 9013.6207 | 84.13% | 13.18% | 2.693% | 168667.158 | 318571.4029 | 28558.4879 | 25730.7271 | 114377.943 | 52691.1386 | 54417.8297 | 211462.4346 | 411 | 0.063274 | 0.037613 | 0.01454 | 5289706.205 | 53498.4131 | 65521.013 | 215682.5022 | 845501.2174 | 1035509.149 | 3408695.8387 | 4414268.6696 | 747417.8121 | 673411.1371 | 2993439.7204 | 1109404.9086 | 183493.5819 | 189506.6751 | 736404.6516 |  | 756 | 411-47R | 334701.9284 | 166034.7703 | 16130.5255 | 281584.7895 | 132635.5507 | 4174.9249 | 44103.5181 | 24385.5989 | 2941.9799 | 9013.6207 | 53498.4131 | 24939.9253 | 807.2745 | 53420.8083 | 24893.8618 | 795.513 | 70.5494 | 39.008 | 4.7061 | 7.0554 | 215682.5022 | 101304.5592 | 4220.0676 | 210934.9948 | 98313.5184 | 3139.2182 | 3928.7288 | 2172.2622 | 262.0707 | 818.7787 | 65521.013 | 39790.2858 | 11103.1833 | 17228.9865 | 9428.1705 | 240.1936 | 40104.2399 | 22174.3287 | 2675.2031 | 8187.7866 | 0.039499 | 0.018486 | 0.0004682 | 0.010782 | 0.0061334 | 0.0010782 | 0.012993 | 5000000 | no RA
412-23AE | 33609.8419 | 1899.0125 | 30949.1639 | 761.6655 | 5.65% | 92.08% | 2.266% | 14946.3863 | 30753.1503 | 154.3339 | 12706.6345 | 2085.4179 | 270.3311 | 26394.298 | 4088.5212 | 412 | 0.014019 | 0.0081462 | 0.0021906 | 2397517.7169 | 278.1205 | 28942.906 | 4388.8154 | 19839.3946 | 2064607.4475 | 313070.8749 | 2291062.7706 | 23657.1377 | 1947741.5187 | 319664.1143 | 1304068.0821 | 11463.2223 | 1119233.677 | 173371.1828 |  | 757 | 412-23AE | 33609.8419 | 18663.4555 | 2856.6915 | 1899.0125 | 809.2156 | 31.1362 | 30949.1639 | 17092.5744 | 2063.8899 | 761.6655 | 278.1205 | 123.7866 | 7.7894 | 233.8276 | 99.0576 | 4.2792 | 43.6968 | 24.1328 | 2.914 | 0.5962 | 4388.8154 | 2303.3975 | 300.2941 | 1177.5622 | 498.9127 | 21.5728 | 3142.065 | 1735.2966 | 209.5332 | 69.1881 | 28942.906 | 16236.2715 | 2548.608 | 487.6227 | 211.2453 | 5.2841 | 27763.4021 | 15333.1449 | 1851.4427 | 691.8812 | 0.0021462 | 0.0009296 | 2.36e-05 | 0.010784 | 0.006128 | 0.0010784 | 0.0010886 | 5000000 | no RA
415-1237R | 128640.8852 | 15017.611 | 108027.0685 | 5596.2058 | 11.67% | 83.98% | 4.35% | 56353.5936 | 115663.5349 | 511.5188 | 50252.8234 | 5589.2514 | 903.3059 | 103624.2387 | 11135.9903 | 415 | 0.037795 | 0.022628 | 0.009423 | 3403630.228 | 925.6822 | 115420.3259 | 12294.8771 | 24492.0572 | 3053835.5633 | 325302.6075 | 3194594.82 | 28997.1775 | 2848751.9441 | 316845.6984 | 1377199.4371 | 10755.6141 | 1233848.1902 | 132595.6328 |  | 758 | 415-1237R | 128640.8852 | 72287.2916 | 12977.3503 | 15017.611 | 7069.1041 | 177.0542 | 108027.0685 | 59621.9817 | 7204.0903 | 5596.2058 | 925.6822 | 414.1634 | 22.3763 | 769.3354 | 325.9102 | 7.8616 | 151.9663 | 83.8728 | 10.1343 | 4.3804 | 12294.8771 | 6705.6257 | 1158.8868 | 2399.3351 | 1016.3253 | 24.5275 | 9387.1943 | 5180.9526 | 626.0116 | 508.3478 | 115420.3259 | 65167.5025 | 11796.0872 | 11848.9405 | 5726.8686 | 144.6652 | 98487.9078 | 54357.1563 | 6567.9444 | 5083.4776 | 0.018944 | 0.0084058 | 0.0002134 | 0.010713 | 0.0060838 | 0.0010712 | 0.0081384 | 5000000 | no RA
415-33 | 121727.6981 | 12686.5195 | 102511.3056 | 6529.873 | 10.42% | 84.21% | 5.364% | 53459.7512 | 108227.8533 | 1527.9266 | 43840.8088 | 8091.0158 | 2574.1276 | 90529.4356 | 15124.2901 | 415 | 0.039288 | 0.023744 | 0.010624 | 3098327.1835 | 2614.9891 | 102732.9186 | 16379.7904 | 66559.1464 | 2614854.2965 | 416913.7406 | 2875117.7899 | 82173.3875 | 2357801.6465 | 435142.7558 | 1270741.0632 | 30223.7321 | 1062937.7534 | 177579.5777 |  | 759 | 415-33 | 121727.6981 | 68267.9469 | 13499.8448 | 12686.5195 | 5241.4569 | 133.46 | 102511.3056 | 56496.6169 | 6836.5118 | 6529.873 | 2614.9891 | 1087.0625 | 40.8615 | 2457.121 | 997.763 | 25.5628 | 152.7568 | 84.1882 | 10.1874 | 5.1113 | 16379.7904 | 8288.7746 | 1255.5003 | 6935.8388 | 2817.7157 | 72.0781 | 8850.7915 | 4877.8988 | 590.2621 | 593.1602 | 102732.9186 | 58892.1097 | 12203.483 | 3293.5597 | 1425.9783 | 35.8191 | 93507.7573 | 51534.5299 | 6236.0623 | 5931.6016 | 0.019237 | 0.0083294 | 0.0002118 | 0.01071 | 0.0060742 | 0.001071 | 0.0093408 | 5000000 | no RA
416-21 | 16601.3986 | 14638.3622 | 0 | 1963.0364 | 88.18% | 0% | 11.82% | 7400.5321 | 14456.5163 | 7.9827 | 7352.2055 | 40.3439 | 13.1703 | 14376.7213 | 66.6246 | 416 | 0.0069518 | 0.0047974 | 0.0028932 | 2388071.9578 | 14.7393 | 16341.551 | 245.1083 | 2120.2128 | 2350693.4966 | 35258.2484 | 1917886.0516 | 2068.7647 | 1905361.9551 | 10455.3318 | 741352.9573 | 675.3958 | 737260.947 | 3416.6146 |  | 760 | 416-21 | 16601.3986 | 9200.8665 | 2144.8824 | 14638.3622 | 7237.8301 | 181.846 | 0 | 0 | 0 | 1963.0364 | 14.7393 | 6.7566 | 1.569 | 13.2027 | 5.22 | 0.032385 | 0 | 0 | 0 | 1.5366 | 245.1083 | 204.7644 | 178.4837 | 66.7901 | 26.4462 | 0.16553 | 0 | 0 | 0 | 178.3182 | 16341.551 | 8989.3456 | 1964.8297 | 14558.3694 | 7206.1639 | 181.6481 | 0 | 0 | 0 | 1783.1817 | 0.0041084 | 0.001954 | 4.98e-05 | 0 | 0 | 0 | 0.0028434 | 5000000 | no RA
416-29AE | 432.1571 | 57.5261 | 0 | 374.6311 | 13.31% | 0% | 86.69% | 32.3596 | 56.907 | 0.013194 | 32.2756 | 0.070841 | 0.11315 | 56.2134 | 0.58048 | 416 | 0.0012336 | 0.0008462 | 0.0005582 | 350321.9078 | 0.40639 | 397.1395 | 34.6112 | 329.4352 | 321935.4154 | 28057.0573 | 472462.1499 | 192.636 | 471235.2101 | 1034.3038 | 672250.265 | 1336.632 | 664056.3906 | 6857.2424 |  | 761 | 416-29AE | 432.1571 | 399.7975 | 375.2501 | 57.5261 | 25.1664 | 0.61905 | 0 | 0 | 0 | 374.6311 | 0.40639 | 0.3932 | 0.29324 | 0.11315 | 0.099954 | 0 | 0 | 0 | 0 | 0.29324 | 34.6112 | 34.5403 | 34.0307 | 0.58048 | 0.50963 | 0 | 0 | 0 | 0 | 34.0307 | 397.1395 | 364.8639 | 340.9261 | 56.8324 | 24.5568 | 0.61905 | 0 | 0 | 0 | 340.3071 | 0.000683 | 0.0002956 | 7.6e-06 | 0 | 0 | 0 | 0.0005506 | 5000000 | no RA
416-35F | 1264.2138 | 528.7778 | 0 | 735.436 | 41.83% | 0% | 58.17% | 302.1282 | 523.118 | 2.3461 | 287.6959 | 12.0861 | 3.4528 | 501.886 | 17.7792 | 416 | 0.0029674 | 0.0019054 | 0.0011146 | 426034.1607 | 4.0705 | 1175.3408 | 84.8025 | 1371.7247 | 396084.3845 | 28578.0514 | 504925.7632 | 3920.9068 | 480806.1192 | 20198.7373 | 664898.3763 | 4388.6241 | 637911.8368 | 22597.9154 |  | 762 | 416-35F | 1264.2138 | 962.0855 | 741.0957 | 528.7778 | 226.6496 | 5.6597 | 0 | 0 | 0 | 735.436 | 4.0705 | 1.7243 | 0.61764 | 3.4948 | 1.1487 | 0.041981 | 0 | 0 | 0 | 0.57566 | 84.8025 | 72.7164 | 67.0233 | 17.997 | 5.9109 | 0.2178 | 0 | 0 | 0 | 66.8055 | 1175.3408 | 887.6449 | 673.4548 | 507.286 | 219.59 | 5.4 | 0 | 0 | 0 | 668.0548 | 0.0018728 | 0.0008108 | 2e-05 | 0 | 0 | 0 | 0.0010946 | 5000000 | no RA
416-37F | 1680.6139 | 782.9533 | 0 | 897.6606 | 46.59% | 0% | 53.41% | 448.2594 | 773.7997 | 3.1298 | 429.1746 | 15.955 | 4.1097 | 748.7382 | 20.9518 | 416 | 0.0035008 | 0.0022306 | 0.0012854 | 480065.6603 | 4.9043 | 1572.7465 | 102.9631 | 1400.9119 | 449253.4488 | 29411.2996 | 552476.6916 | 3857.4081 | 528954.8343 | 19664.4493 | 705472.3385 | 3746.8168 | 682623.8201 | 19101.7016 |  | 763 | 416-37F | 1680.6139 | 1232.3545 | 906.8141 | 782.9533 | 334.6939 | 9.1536 | 0 | 0 | 0 | 897.6606 | 4.9043 | 1.7746 | 0.7946 | 4.2017 | 1.0719 | 0.091958 | 0 | 0 | 0 | 0.70265 | 102.9631 | 87.0081 | 82.0113 | 21.4214 | 5.4664 | 0.46968 | 0 | 0 | 0 | 81.5416 | 1572.7465 | 1143.5719 | 824.0082 | 757.3302 | 328.1556 | 8.5919 | 0 | 0 | 0 | 815.4163 | 0.0022406 | 0.0009704 | 2.52e-05 | 0 | 0 | 0 | 0.0012602 | 5000000 | no RA
417-21R | 130339.1291 | 26574.4151 | 97559.5242 | 6205.1898 | 20.39% | 74.85% | 4.761% | 59095.4744 | 117360.6669 | 2790.9715 | 45660.9866 | 10643.5163 | 4801.0426 | 92960.409 | 19599.2153 | 417 | 0.039679 | 0.023717 | 0.010291 | 3284839.0616 | 4858.9764 | 104646.9583 | 20833.1945 | 122457.1275 | 2637338.5995 | 525043.3346 | 3003932.0107 | 141870.2316 | 2321032.2067 | 541029.5724 | 1261122.3423 | 51590.5563 | 998924.5275 | 210607.2586 |  | 764 | 417-21R | 130339.1291 | 71243.6547 | 12978.4622 | 26574.4151 | 11312.9605 | 264.9341 | 97559.5242 | 53725.5044 | 6508.3383 | 6205.1898 | 4858.9764 | 2068.0049 | 57.9338 | 4716.2813 | 1987.2411 | 43.8813 | 137.838 | 75.9066 | 9.1954 | 4.8571 | 20833.1945 | 10189.6782 | 1233.9792 | 11878.96 | 5005.3711 | 110.5655 | 8390.5678 | 4620.6405 | 559.747 | 563.6666 | 104646.9583 | 58985.9717 | 11686.5493 | 9979.1738 | 4320.3483 | 110.4873 | 89031.1184 | 49028.9573 | 5939.3959 | 5636.6661 | 0.019964 | 0.0086444 | 0.0002202 | 0.010716 | 0.006073 | 0.0010716 | 0.0089994 | 5000000 | no RA
417-41 | 607.255 | 529.1453 | 0 | 78.1097 | 87.14% | 0% | 12.86% | 127.4792 | 519.1749 | 0 | 127.4792 | 0 | 0 | 519.1749 | 0 | 417 | 0.0002544 | 0.0002186 | 0.0001086 | 2387008.8391 | 0.061141 | 600.0986 | 7.0953 | 240.3324 | 2358878.0813 | 27890.4255 | 2194766.1864 | 0 | 2194766.1864 | 0 | 811051.053 | 0 | 811051.053 | 0 |  | 765 | 417-41 | 607.255 | 479.7759 | 88.0801 | 529.1453 | 401.6662 | 9.9704 | 0 | 0 | 0 | 78.1097 | 0.061141 | 0.061141 | 0.061141 | 0 | 0 | 0 | 0 | 0 | 0 | 0.061141 | 7.0953 | 7.0953 | 7.0953 | 0 | 0 | 0 | 0 | 0 | 0 | 7.0953 | 600.0986 | 472.6194 | 80.9237 | 529.1453 | 401.6662 | 9.9704 | 0 | 0 | 0 | 70.9532 | 0.0001486 | 0.0001128 | 2.8e-06 | 0 | 0 | 0 | 0.0001058 | 5000000 | no RA
417-44AE | 66997.0785 | 72.9777 | 66407.5499 | 516.5509 | 0.1089% | 99.12% | 0.771% | 29875.0385 | 62051.2994 | 39.8209 | 27076.0272 | 2759.1904 | 82.7138 | 56236.5523 | 5732.0334 | 417 | 0.0129 | 0.0074442 | 0.0018292 | 5193652.4949 | 88.9591 | 60719.9498 | 6188.1695 | 6896.165 | 4707045.8277 | 479710.5022 | 4986706.4177 | 6646.8627 | 4519498.7308 | 460560.8243 | 2703793.4951 | 3604.1302 | 2450424.4983 | 249764.8666 |  | 766 | 417-44AE | 66997.0785 | 37122.0399 | 4945.7791 | 72.9777 | 32.0536 | 0.74286 | 66407.5499 | 36573.4355 | 4428.4853 | 516.5509 | 88.9591 | 49.1382 | 6.2454 | 0.96516 | 0.49457 | 0 | 87.5897 | 48.2393 | 5.841 | 0.40433 | 6188.1695 | 3428.9792 | 456.1362 | 4.8639 | 2.492 | 0 | 6136.3833 | 3379.5648 | 409.2138 | 46.9224 | 60719.9498 | 33643.9225 | 4483.3975 | 67.1487 | 29.067 | 0.74286 | 60183.5769 | 33145.6314 | 4013.4305 | 469.2242 | 0.001392 | 0.0006026 | 1.52e-05 | 0.010771 | 0.0061046 | 0.001077 | 0.000737 | 5000000 | no RA
417-791AE | 94054.6529 | 1704.7901 | 90637.894 | 1711.9688 | 1.813% | 96.37% | 1.82% | 41682.5473 | 86280.3144 | 59.6715 | 38194.555 | 3428.3208 | 122.8204 | 79040.7518 | 7116.7421 | 417 | 0.016976 | 0.010178 | 0.0035676 | 5540448.4507 | 132.2176 | 86145.3625 | 7777.0728 | 7788.504 | 5074538.3179 | 458121.6288 | 5145517.4389 | 7366.1732 | 4714940.9444 | 423210.3213 | 2179150.8431 | 3102.0312 | 1996303.8177 | 179744.9941 |  | 767 | 417-791AE | 94054.6529 | 52372.1056 | 7774.3385 | 1704.7901 | 739.8521 | 18.4945 | 90637.894 | 49920.2847 | 6043.8752 | 1711.9688 | 132.2176 | 72.5461 | 9.3972 | 10.047 | 4.6567 | 0 | 120.8306 | 66.5494 | 8.0572 | 1.34 | 7777.0728 | 4348.752 | 660.3306 | 50.967 | 23.6133 | 0 | 7570.594 | 4169.627 | 504.8189 | 155.5117 | 86145.3625 | 47950.8075 | 7104.6107 | 1643.7761 | 711.5821 | 18.4945 | 82946.4693 | 45684.1083 | 5530.9991 | 1555.1171 | 0.0037746 | 0.0016342 | 4.18e-05 | 0.010751 | 0.0060932 | 0.001075 | 0.0024508 | 5000000 | no RA
418-1260 | 2102.5374 | 552.3204 | 0 | 1550.2171 | 26.27% | 0% | 73.73% | 278.2089 | 544.7431 | 10.6535 | 213.6717 | 53.8837 | 18.2876 | 433.9847 | 92.4708 | 418 | 0.0068202 | 0.0043522 | 0.0022906 | 308280.904 | 19.8141 | 1847.8485 | 234.8749 | 2905.2045 | 270937.5788 | 34438.1207 | 419173.8719 | 16051.4912 | 321936.5079 | 81185.8728 | 680081.351 | 22831.0285 | 541805.7362 | 115444.5864 |  | 768 | 418-1260 | 2102.5374 | 1824.3285 | 1557.7943 | 552.3204 | 274.1115 | 7.5773 | 0 | 0 | 0 | 1550.2171 | 19.8141 | 9.1606 | 1.5265 | 18.6006 | 7.9471 | 0.31306 | 0 | 0 | 0 | 1.2134 | 234.8749 | 180.9912 | 142.4041 | 94.0564 | 40.1727 | 1.5856 | 0 | 0 | 0 | 140.8185 | 1847.8485 | 1634.1768 | 1413.8637 | 439.6634 | 225.9916 | 5.6786 | 0 | 0 | 0 | 1408.1851 | 0.0045828 | 0.0021148 | 5.32e-05 | 0 | 0 | 0 | 0.0022374 | 5000000 | no RA
418-25R | 6354.7164 | 3373.9071 | 0 | 2980.8094 | 53.09% | 0% | 46.91% | 1867.9006 | 3336.7963 | 17.8102 | 1759.859 | 90.2314 | 34.5001 | 3127.513 | 174.7832 | 418 | 0.011457 | 0.0074858 | 0.004356 | 554657.9765 | 36.9709 | 5871.4972 | 446.2483 | 3226.9263 | 512481.2108 | 38949.8393 | 599376.93 | 5714.9856 | 564708.2605 | 28953.6839 | 692819.1295 | 7163.2616 | 649365.632 | 36290.2359 |  | 769 | 418-25R | 6354.7164 | 4486.8158 | 3017.9201 | 3373.9071 | 1506.0065 | 37.1108 | 0 | 0 | 0 | 2980.8094 | 36.9709 | 19.1607 | 2.4708 | 34.6377 | 16.8275 | 0.13754 | 0 | 0 | 0 | 2.3332 | 446.2483 | 356.0169 | 271.4651 | 175.4778 | 85.2464 | 0.69458 | 0 | 0 | 0 | 270.7706 | 5871.4972 | 4111.6382 | 2743.9842 | 3163.7917 | 1403.9326 | 36.2786 | 0 | 0 | 0 | 2707.7056 | 0.007183 | 0.0032118 | 8.2e-05 | 0 | 0 | 0 | 0.004274 | 5000000 | no RA
42-46 | 41177.2608 | 28262.6696 | 0 | 12914.5912 | 68.64% | 0% | 31.36% | 15709.8293 | 27960.1042 | 325.1254 | 14317.072 | 1067.632 | 586.4045 | 25448.0724 | 1925.6273 | 42 | 0.051941 | 0.033223 | 0.018963 | 792766.8366 | 598.8984 | 37471.7744 | 3106.588 | 11530.3153 | 721426.8133 | 59809.7081 | 766555.6455 | 15864.379 | 698596.5367 | 52094.7298 | 697011.8345 | 14618.3614 | 634389.8963 | 48003.5769 |  | 770 | 42-46 | 41177.2608 | 25467.4315 | 13217.1566 | 28262.6696 | 12552.8403 | 302.5654 | 0 | 0 | 0 | 12914.5912 | 598.8984 | 273.773 | 12.4939 | 588.7895 | 263.6641 | 2.3849 | 0 | 0 | 0 | 10.1089 | 3106.588 | 2038.956 | 1180.9607 | 1933.4533 | 865.8213 | 7.826 | 0 | 0 | 0 | 1173.1348 | 37471.7744 | 23154.7024 | 12023.702 | 25740.4269 | 11423.3549 | 292.3545 | 0 | 0 | 0 | 11731.3475 | 0.033352 | 0.014634 | 0.000373 | 0 | 0 | 0 | 0.01859 | 5000000 | no RA
43-443 | 249.7692 | 84.288 | 0 | 165.4812 | 33.75% | 0% | 66.25% | 47.4668 | 83.3683 | 0.33904 | 45.4005 | 1.7273 | 0.71447 | 79.0098 | 3.644 | 43 | 0.0005224 | 0.000367 | 0.000252 | 478118.745 | 0.844 | 230.2493 | 18.676 | 1615.6241 | 440752.8213 | 35750.2996 | 551232.8815 | 3937.3272 | 527236.8932 | 20058.6611 | 660321.2926 | 5658.9942 | 625800.0026 | 28862.2957 |  | 771 | 43-443 | 249.7692 | 202.3025 | 166.401 | 84.288 | 36.8212 | 0.91973 | 0 | 0 | 0 | 165.4812 | 0.844 | 0.50496 | 0.12953 | 0.71447 | 0.37543 | 0 | 0 | 0 | 0 | 0.12953 | 18.676 | 16.9487 | 15.032 | 3.644 | 1.9167 | 0 | 0 | 0 | 0 | 15.032 | 230.2493 | 184.8488 | 151.2395 | 79.9295 | 34.5291 | 0.91973 | 0 | 0 | 0 | 150.3197 | 0.0002736 | 0.0001182 | 3.2e-06 | 0 | 0 | 0 | 0.0002488 | 5000000 | no RA
43-445 | 16744.853 | 8126.9892 | 0 | 8617.8638 | 48.53% | 0% | 51.47% | 4092.9378 | 8011.0852 | 238.248 | 2634.7997 | 1219.8901 | 456.0353 | 5220.3696 | 2334.6803 | 43 | 0.033392 | 0.022127 | 0.012627 | 501460.0117 | 470.6709 | 13116.2951 | 3157.8869 | 14095.2363 | 392795.1774 | 94569.598 | 571781.1189 | 33283.1058 | 368080.044 | 170417.9692 | 691695.9307 | 39375.1625 | 450738.9834 | 201581.7848 |  | 772 | 43-445 | 16744.853 | 12651.9152 | 8733.7678 | 8126.9892 | 4034.0514 | 115.904 | 0 | 0 | 0 | 8617.8638 | 470.6709 | 232.423 | 14.6356 | 463.9253 | 225.6773 | 7.89 | 0 | 0 | 0 | 6.7457 | 3157.8869 | 1937.9968 | 823.2067 | 2375.058 | 1155.1679 | 40.3777 | 0 | 0 | 0 | 782.8289 | 13116.2951 | 10481.4954 | 7895.9256 | 5288.0059 | 2653.2062 | 67.6363 | 0 | 0 | 0 | 7828.2892 | 0.021014 | 0.009749 | 0.0002484 | 0 | 0 | 0 | 0.012378 | 5000000 | no RA
43-475F | 37.0396 | 5.2181 | 0 | 31.8215 | 14.09% | 0% | 85.91% | 3.5345 | 5.1824 | 0.27947 | 1.8387 | 1.4163 | 0.32505 | 3.2097 | 1.6477 | 43 | 0.0002508 | 0.0001376 | 5.32e-05 | 147685.8348 | 0.34996 | 32.1514 | 4.5383 | 1395.3699 | 128195.305 | 18095.1599 | 243496.19 | 19252.966 | 126671.3261 | 97571.8979 | 598820.1813 | 37559.38 | 370873.866 | 190386.9353 |  | 773 | 43-475F | 37.0396 | 33.5051 | 31.8572 | 5.2181 | 1.6836 | 0.035735 | 0 | 0 | 0 | 31.8215 | 0.34996 | 0.070487 | 0.024908 | 0.32505 | 0.045579 | 0 | 0 | 0 | 0 | 0.024908 | 4.5383 | 3.1219 | 2.8906 | 1.6477 | 0.23134 | 0 | 0 | 0 | 0 | 2.8906 | 32.1514 | 30.3127 | 28.9417 | 3.2454 | 1.4067 | 0.035735 | 0 | 0 | 0 | 28.906 | 0.0001998 | 8.66e-05 | 2.2e-06 | 0 | 0 | 0 | 5.1e-05 | 5000000 | no RA
430-321AE | 299.4374 | 47.297 | 0 | 252.1405 | 15.8% | 0% | 84.2% | 28.4599 | 46.9425 | 1.8711 | 17.1034 | 9.4854 | 2.8179 | 29.8308 | 14.2938 | 430 | 0.0009426 | 0.0006026 | 0.0003494 | 317671.8111 | 3.0153 | 259.2245 | 37.1977 | 3198.8826 | 275010.0635 | 39462.865 | 449680.6283 | 29564.9258 | 270241.7237 | 149873.9788 | 722652.9843 | 43380.0136 | 459228.434 | 220044.5367 |  | 774 | 430-321AE | 299.4374 | 270.9775 | 252.495 | 47.297 | 18.8371 | 0.35446 | 0 | 0 | 0 | 252.1405 | 3.0153 | 1.1441 | 0.19736 | 2.8179 | 0.94676 | 0 | 0 | 0 | 0 | 0.19736 | 37.1977 | 27.7123 | 22.9039 | 14.2938 | 4.8084 | 0 | 0 | 0 | 0 | 22.9039 | 259.2245 | 242.1211 | 229.3937 | 30.1853 | 13.0819 | 0.35446 | 0 | 0 | 0 | 229.0392 | 0.0005998 | 0.0002598 | 6.6e-06 | 0 | 0 | 0 | 0.0003428 | 5000000 | no RA
430-42F | 4422.4613 | 1551.7956 | 0 | 2870.6657 | 35.09% | 0% | 64.91% | 825.5688 | 1526.0333 | 10.6631 | 761.1426 | 53.7631 | 32.8293 | 1327.7896 | 165.4145 | 430 | 0.013 | 0.0079682 | 0.0042218 | 340178.8641 | 36.9087 | 3950.1354 | 435.4172 | 2839.041 | 303847.2219 | 33492.6012 | 451405.8987 | 5830.3836 | 416178.8408 | 29396.6743 | 686064.7055 | 14759.1916 | 596939.4848 | 74366.0292 |  | 775 | 430-42F | 4422.4613 | 3596.8925 | 2896.428 | 1551.7956 | 726.2268 | 25.7623 | 0 | 0 | 0 | 2870.6657 | 36.9087 | 26.2456 | 4.0794 | 34.6616 | 23.9986 | 1.8324 | 0 | 0 | 0 | 2.247 | 435.4172 | 381.6541 | 270.0027 | 174.6519 | 120.8888 | 9.2374 | 0 | 0 | 0 | 260.7653 | 3950.1354 | 3188.9928 | 2622.3459 | 1342.4821 | 581.3394 | 14.6925 | 0 | 0 | 0 | 2607.6534 | 0.0088758 | 0.0038436 | 9.72e-05 | 0 | 0 | 0 | 0.0041246 | 5000000 | no RA
430-639 | 2961.763 | 806.1859 | 0 | 2155.5771 | 27.22% | 0% | 72.78% | 460.8667 | 799.8681 | 24.8422 | 310.5902 | 125.4344 | 42.6088 | 542.1074 | 215.1519 | 430 | 0.00835 | 0.0053876 | 0.0031806 | 354702.1517 | 44.3524 | 2506.1676 | 411.2429 | 5311.6704 | 300139.8379 | 49250.6434 | 464194.8641 | 25021.5649 | 312833.1235 | 126340.1756 | 679712.901 | 36208.1503 | 460672.7 | 182832.0507 |  | 776 | 430-639 | 2961.763 | 2500.8962 | 2161.8949 | 806.1859 | 345.3192 | 6.3178 | 0 | 0 | 0 | 2155.5771 | 44.3524 | 19.5103 | 1.7437 | 42.6652 | 17.823 | 0.056374 | 0 | 0 | 0 | 1.6873 | 411.2429 | 285.8085 | 196.091 | 215.4347 | 90.0004 | 0.2828 | 0 | 0 | 0 | 195.8082 | 2506.1676 | 2195.5774 | 1964.0602 | 548.086 | 237.4958 | 5.9786 | 0 | 0 | 0 | 1958.0817 | 0.005227 | 0.0022646 | 5.76e-05 | 0 | 0 | 0 | 0.003123 | 5000000 | no RA
431-46AE | 5324.651 | 1946.2838 | 0 | 3378.3672 | 36.55% | 0% | 63.45% | 1103.058 | 1924.7716 | 0 | 1103.058 | 0 | 0.026788 | 1924.608 | 0.13682 | 431 | 0.012491 | 0.0081822 | 0.0049748 | 426265.3472 | 2.6712 | 5014.959 | 307.0207 | 213.8441 | 401472.9365 | 24578.5666 | 515948.392 | 0 | 515948.392 | 0 | 683420.3007 | 9.5114 | 683362.2093 | 48.5801 |  | 777 | 431-46AE | 5324.651 | 4221.5929 | 3399.8793 | 1946.2838 | 843.2258 | 21.5121 | 0 | 0 | 0 | 3378.3672 | 2.6712 | 2.6712 | 2.6444 | 0.026788 | 0.026788 | 0 | 0 | 0 | 0 | 2.6444 | 307.0207 | 307.0207 | 306.8839 | 0.13682 | 0.13682 | 0 | 0 | 0 | 0 | 306.8839 | 5014.959 | 3911.901 | 3090.351 | 1946.1202 | 843.0621 | 21.5121 | 0 | 0 | 0 | 3068.8389 | 0.0076008 | 0.0032916 | 8.42e-05 | 0 | 0 | 0 | 0.0048906 | 5000000 | no RA
431-474 | 2368.7009 | 833.9111 | 0 | 1534.7898 | 35.21% | 0% | 64.79% | 472.7905 | 824.5864 | 0 | 472.7905 | 0 | 0 | 824.5864 | 0 | 431 | 0.0053256 | 0.0035556 | 0.002237 | 444776.3477 | 1.2014 | 2228.0824 | 139.4171 | 225.5822 | 418372.0939 | 26178.6716 | 533218.1505 | 0 | 533218.1505 | 0 | 690261.2911 | 0 | 690261.2911 | 0 |  | 778 | 431-474 | 2368.7009 | 1895.9105 | 1544.1145 | 833.9111 | 361.1206 | 9.3247 | 0 | 0 | 0 | 1534.7898 | 1.2014 | 1.2014 | 1.2014 | 0 | 0 | 0 | 0 | 0 | 0 | 1.2014 | 139.4171 | 139.4171 | 139.4171 | 0 | 0 | 0 | 0 | 0 | 0 | 139.4171 | 2228.0824 | 1755.292 | 1403.496 | 833.9111 | 361.1206 | 9.3247 | 0 | 0 | 0 | 1394.1713 | 0.0031232 | 0.0013532 | 3.46e-05 | 0 | 0 | 0 | 0.0022024 | 5000000 | no RA
431-478 | 1796.0169 | 507.2322 | 0 | 1288.7847 | 28.24% | 0% | 71.76% | 287.7775 | 501.7532 | 0 | 287.7775 | 0 | 0 | 501.7532 | 0 | 431 | 0.004891 | 0.0031652 | 0.001881 | 367208.5228 | 1.0088 | 1677.9375 | 117.0705 | 206.2562 | 343066.3563 | 23935.9102 | 476506.8113 | 0 | 476506.8113 | 0 | 688072.1504 | 0 | 688072.1504 | 0 |  | 779 | 431-478 | 1796.0169 | 1508.2394 | 1294.2637 | 507.2322 | 219.4547 | 5.479 | 0 | 0 | 0 | 1288.7847 | 1.0088 | 1.0088 | 1.0088 | 0 | 0 | 0 | 0 | 0 | 0 | 1.0088 | 117.0705 | 117.0705 | 117.0705 | 0 | 0 | 0 | 0 | 0 | 0 | 117.0705 | 1677.9375 | 1390.16 | 1176.1844 | 507.2322 | 219.4547 | 5.479 | 0 | 0 | 0 | 1170.7054 | 0.003043 | 0.0013172 | 3.3e-05 | 0 | 0 | 0 | 0.001848 | 5000000 | no RA
431-48AE | 1368.5128 | 424.523 | 0 | 943.9898 | 31.02% | 0% | 68.98% | 240.5346 | 419.9159 | 0.057574 | 240.1752 | 0.30187 | 0.12074 | 419.1637 | 0.63145 | 431 | 0.0035406 | 0.0022926 | 0.0013622 | 386520.0175 | 0.85965 | 1281.2704 | 86.3828 | 242.7992 | 361879.4467 | 24397.7716 | 492008.2577 | 117.7653 | 491273.0342 | 617.4581 | 696371.2115 | 200.2376 | 695123.8066 | 1047.1673 |  | 780 | 431-48AE | 1368.5128 | 1127.9781 | 948.5969 | 424.523 | 183.9883 | 4.6071 | 0 | 0 | 0 | 943.9898 | 0.85965 | 0.80208 | 0.73891 | 0.12074 | 0.063171 | 0 | 0 | 0 | 0 | 0.73891 | 86.3828 | 86.0809 | 85.7513 | 0.63267 | 0.33081 | 0.001222 | 0 | 0 | 0 | 85.7501 | 1281.2704 | 1041.0952 | 862.1067 | 423.7696 | 183.5944 | 4.6058 | 0 | 0 | 0 | 857.5008 | 0.002202 | 0.000954 | 2.36e-05 | 0 | 0 | 0 | 0.0013386 | 5000000 | no RA
431-550 | 12807.719 | 9673.5504 | 0 | 3134.1686 | 75.53% | 0% | 24.47% | 5490.2906 | 9569.8839 | 9.1442 | 5434.8054 | 46.341 | 15.0727 | 9478.462 | 76.3493 | 431 | 0.012344 | 0.0079016 | 0.0045948 | 1037532.7294 | 17.5339 | 12429.0942 | 361.0909 | 1420.3961 | 1006860.9428 | 29251.3905 | 926069.2056 | 1542.3873 | 916710.3024 | 7816.5159 | 704673.7802 | 1109.8683 | 697941.9696 | 5621.9423 |  | 781 | 431-550 | 12807.719 | 7317.4284 | 3237.8351 | 9673.5504 | 4183.2598 | 103.6664 | 0 | 0 | 0 | 3134.1686 | 17.5339 | 8.3897 | 2.4613 | 15.0807 | 5.9365 | 0.0079963 | 0 | 0 | 0 | 2.4533 | 361.0909 | 314.7499 | 284.7416 | 76.3895 | 30.0485 | 0.040188 | 0 | 0 | 0 | 284.7014 | 12429.0942 | 6994.2888 | 2950.6322 | 9582.0803 | 4147.2748 | 103.6183 | 0 | 0 | 0 | 2847.014 | 0.0078356 | 0.0033928 | 8.6e-05 | 0 | 0 | 0 | 0.0045088 | 5000000 | no RA
434-301 | 17540.2026 | 17219.142 | 0 | 321.0606 | 98.17% | 0% | 1.83% | 4586.7593 | 16809.222 | 728.7144 | 118.6483 | 3739.3966 | 2673.0663 | 402.5404 | 13733.6153 | 434 | 0.003157 | 0.0024378 | 0.0004928 | 5555971.6724 | 2738.4908 | 701.5189 | 14100.1929 | 867434.5331 | 222210.5983 | 4466326.541 | 5313579.1418 | 844186.8317 | 137449.329 | 4331942.981 | 1483320.9314 | 235883.3262 | 35521.9676 | 1211915.6376 |  | 782 | 434-301 | 17540.2026 | 12953.4432 | 730.9806 | 17219.142 | 12632.3826 | 409.92 | 0 | 0 | 0 | 321.0606 | 2738.4908 | 2009.7764 | 65.4245 | 2738.2395 | 2009.5251 | 65.1732 | 0 | 0 | 0 | 0.25131 | 14100.1929 | 10360.7963 | 366.5776 | 14071.0284 | 10331.6318 | 337.4131 | 0 | 0 | 0 | 29.1645 | 701.5189 | 582.8706 | 298.9784 | 409.8741 | 291.2258 | 7.3336 | 0 | 0 | 0 | 291.6448 | 0.0027146 | 0.0019954 | 5.04e-05 | 0 | 0 | 0 | 0.0004424 | 5000000 | no RA
438-45 | 1981.0242 | 1676.099 | 0 | 304.9252 | 84.61% | 0% | 15.39% | 583.1652 | 1654.908 | 109.7027 | 2.9801 | 470.4824 | 311.6479 | 6.9153 | 1336.3449 | 438 | 0.0017438 | 0.0011934 | 0.0004666 | 1136038.638 | 315.8744 | 284.0059 | 1381.1438 | 181141.432 | 162866.103 | 792031.1031 | 1171324.8005 | 220344.9482 | 5985.6943 | 944994.1581 | 698920.1215 | 131618.787 | 2920.5384 | 564380.7961 |  | 783 | 438-45 | 1981.0242 | 1397.859 | 326.1161 | 1676.099 | 1092.9338 | 21.1909 | 0 | 0 | 0 | 304.9252 | 315.8744 | 206.1717 | 4.2265 | 315.6357 | 205.933 | 3.9878 | 0 | 0 | 0 | 0.23868 | 1381.1438 | 910.6615 | 44.799 | 1353.4451 | 882.9627 | 17.1002 | 0 | 0 | 0 | 27.6988 | 284.0059 | 281.0258 | 277.0906 | 7.0181 | 4.0381 | 0.10287 | 0 | 0 | 0 | 276.9878 | 0.0012962 | 0.0007458 | 1.9e-05 | 0 | 0 | 0 | 0.0004476 | 5000000 | no RA
439-42F | 1596.595 | 1533.1587 | 0 | 63.4362 | 96.03% | 0% | 3.973% | 806.5338 | 1533.1436 | 164.908 | 0.76018 | 640.8656 | 313.6498 | 1.3247 | 1218.169 | 439 | 0.0003618 | 0.0002106 | 9.82e-05 | 4412921.3937 | 313.6995 | 58.9641 | 1223.9314 | 867052.2401 | 162974.1799 | 3382894.9737 | 3751477.708 | 767046.322 | 3535.878 | 2980895.508 | 646144.6788 | 132187.9992 | 558.3057 | 513398.3738 |  | 784 | 439-42F | 1596.595 | 790.0612 | 63.4514 | 1533.1587 | 726.625 | 0.01516 | 0 | 0 | 0 | 63.4362 | 313.6995 | 148.7915 | 0.049655 | 313.6498 | 148.7418 | 0 | 0 | 0 | 0 | 0.049655 | 1223.9314 | 583.0658 | 5.7624 | 1218.169 | 577.3034 | 0 | 0 | 0 | 0 | 5.7624 | 58.9641 | 58.2039 | 57.6393 | 1.3399 | 0.5797 | 0.01516 | 0 | 0 | 0 | 57.6242 | 0.0002666 | 0.0001154 | 3e-06 | 0 | 0 | 0 | 9.52e-05 | 5000000 | no RA
44-1101F | 2634.7193 | 739.9838 | 0 | 1894.7355 | 28.09% | 0% | 71.91% | 418.7414 | 728.185 | 8.0415 | 370.2807 | 40.4192 | 13.6397 | 645.9639 | 68.5813 | 44 | 0.0069664 | 0.0045952 | 0.0028302 | 378203.8431 | 15.8965 | 2374.2209 | 244.6018 | 2281.8781 | 340810.3093 | 35111.6558 | 482237.5249 | 9260.8777 | 426428.4877 | 46548.1596 | 673639.4233 | 12618.0237 | 597577.2379 | 63444.1618 |  | 785 | 44-1101F | 2634.7193 | 2215.9779 | 1906.5343 | 739.9838 | 321.2424 | 11.7988 | 0 | 0 | 0 | 1894.7355 | 15.8965 | 7.855 | 2.2568 | 14.4134 | 6.3719 | 0.77364 | 0 | 0 | 0 | 1.4831 | 244.6018 | 204.1827 | 176.0205 | 72.488 | 32.0688 | 3.9067 | 0 | 0 | 0 | 172.1139 | 2374.2209 | 2003.9402 | 1728.257 | 653.0824 | 282.8017 | 7.1185 | 0 | 0 | 0 | 1721.1385 | 0.004182 | 0.0018108 | 4.58e-05 | 0 | 0 | 0 | 0.0027844 | 5000000 | no RA
44-40AE | 1644.8564 | 729.5996 | 0 | 915.2568 | 44.36% | 0% | 55.64% | 420.4401 | 729.2809 | 66.3723 | 16.7258 | 337.3421 | 115.1722 | 29.1529 | 584.9557 | 44 | 0.003574 | 0.0023062 | 0.0013628 | 460228.4193 | 115.8886 | 860.872 | 668.0958 | 32425.4661 | 240870.726 | 186932.2273 | 530923.7063 | 83813.6083 | 21121.0234 | 425989.0746 | 671834.0849 | 106099.8709 | 26856.5042 | 538877.7098 |  | 786 | 44-40AE | 1644.8564 | 1224.4163 | 915.5755 | 729.5996 | 309.1595 | 0.31873 | 0 | 0 | 0 | 915.2568 | 115.8886 | 49.5164 | 0.71642 | 115.1722 | 48.7999 | 0 | 0 | 0 | 0 | 0.71642 | 668.0958 | 330.7537 | 83.14 | 584.9557 | 247.6137 | 0 | 0 | 0 | 0 | 83.14 | 860.872 | 844.1462 | 831.719 | 29.4717 | 12.7459 | 0.31873 | 0 | 0 | 0 | 831.4003 | 0.0022354 | 0.0009676 | 2.42e-05 | 0 | 0 | 0 | 0.0013386 | 5000000 | no RA
44-41 | 1069.4385 | 233.3146 | 0 | 836.124 | 21.82% | 0% | 78.18% | 131.1355 | 230.838 | 0.24349 | 129.6687 | 1.2233 | 0.75445 | 226.2948 | 3.7887 | 44 | 0.0032776 | 0.0020994 | 0.001222 | 326287.0731 | 1.4089 | 988.2891 | 79.7405 | 429.8666 | 301528.2825 | 24328.924 | 446938.634 | 829.8602 | 441939.4622 | 4169.3117 | 686252.4543 | 2242.8935 | 672746.1982 | 11263.3626 |  | 787 | 44-41 | 1069.4385 | 938.303 | 838.6005 | 233.3146 | 102.179 | 2.4765 | 0 | 0 | 0 | 836.124 | 1.4089 | 1.1654 | 0.65448 | 0.75445 | 0.51096 | 0 | 0 | 0 | 0 | 0.65448 | 79.7405 | 78.5172 | 75.9518 | 3.7887 | 2.5654 | 0 | 0 | 0 | 0 | 75.9518 | 988.2891 | 858.6204 | 761.9943 | 228.7714 | 99.1027 | 2.4765 | 0 | 0 | 0 | 759.5177 | 0.002078 | 0.0008998 | 2.24e-05 | 0 | 0 | 0 | 0.0011996 | 5000000 | no RA
44-42 | 2184.6115 | 1141.3383 | 0 | 1043.2732 | 52.24% | 0% | 47.76% | 646.5361 | 1129.4796 | 5.134 | 615.2704 | 26.1317 | 9.2821 | 1072.9879 | 47.2096 | 44 | 0.0039988 | 0.0025804 | 0.0015244 | 546316.7694 | 10.0988 | 2032.5343 | 141.9784 | 2525.4459 | 508286.0723 | 35505.2512 | 596060.8304 | 4733.2212 | 567236.0238 | 24091.5854 | 692162.0723 | 5688.2275 | 657543.0841 | 28930.7606 |  | 788 | 44-42 | 2184.6115 | 1538.0754 | 1055.1319 | 1141.3383 | 494.8021 | 11.8586 | 0 | 0 | 0 | 1043.2732 | 10.0988 | 4.9647 | 0.81662 | 9.2821 | 4.1481 | 0 | 0 | 0 | 0 | 0.81662 | 141.9784 | 115.8467 | 94.7688 | 47.2096 | 21.0779 | 0 | 0 | 0 | 0 | 94.7688 | 2032.5343 | 1417.2639 | 959.5465 | 1084.8465 | 469.5761 | 11.8586 | 0 | 0 | 0 | 947.6878 | 0.0025018 | 0.0010834 | 2.74e-05 | 0 | 0 | 0 | 0.001497 | 5000000 | no RA
441-23R | 647408.8187 | 559626.1792 | 85052.092 | 2730.5475 | 86.44% | 13.14% | 0.4218% | 208933.1093 | 626606.2621 | 25158.2608 | 30696.8697 | 153077.9789 | 79914.1106 | 64702.7182 | 481989.4334 | 441 | 0.54783 | 0.31566 | 0.05661 | 1181768.6983 | 81379.0228 | 74012.1356 | 492017.6603 | 148547.8404 | 135100.4536 | 898120.4043 | 1389083.8552 | 167263.7429 | 204086.9742 | 1017733.1381 | 367470.1123 | 46865.231 | 37944.5859 | 282660.2955 |  | 789 | 441-23R | 647408.8187 | 438475.7094 | 20802.5566 | 559626.1792 | 387543.9725 | 9762.9643 | 85052.092 | 48201.1894 | 8309.0447 | 2730.5475 | 81379.0228 | 56220.762 | 1464.9122 | 80812.6973 | 55898.8849 | 1407.6573 | 564.1881 | 319.7398 | 55.1176 | 2.1373 | 492017.6603 | 338939.6815 | 10028.227 | 476811.2956 | 330214.3786 | 8318.8569 | 14958.3275 | 8477.2656 | 1461.3328 | 248.0373 | 74012.1356 | 43315.2659 | 9309.4174 | 2002.1863 | 1430.709 | 36.4501 | 69529.5764 | 39404.184 | 6792.5944 | 2480.3729 | 0.021156 | 0.014905 | 0.0003796 | 0.52271 | 0.29679 | 0.052271 | 0.0039592 | 5000000 | no RA
441-279R | 161556.7973 | 112108.9844 | 47896.6029 | 1551.21 | 69.39% | 29.65% | 0.9602% | 44947.8967 | 153692.8034 | 3360.948 | 16379.4886 | 25207.4601 | 14738.025 | 34156.9774 | 104797.801 | 441 | 0.53527 | 0.30674 | 0.05482 | 301822.6619 | 15000.4248 | 39257.8951 | 107298.4774 | 28024.0029 | 73342.1471 | 200456.5119 | 380150.7988 | 28425.5141 | 138530.9685 | 213194.3162 | 143451.7076 | 13755.9782 | 31880.977 | 97814.7524 |  | 790 | 441-279R | 161556.7973 | 116608.9006 | 7863.9939 | 112108.9844 | 87909.7032 | 1633.3931 | 47896.6029 | 27147.9874 | 4679.3909 | 1551.21 | 15000.4248 | 11639.4768 | 262.3999 | 14445.8795 | 11324.6323 | 207.1264 | 553.3311 | 313.6303 | 54.0592 | 1.2142 | 107298.4774 | 82091.0173 | 2500.6763 | 97587.081 | 76525.5176 | 1424.7524 | 9570.4877 | 5424.591 | 935.0152 | 140.9087 | 39257.8951 | 22878.4065 | 5100.9177 | 76.024 | 59.5533 | 1.5142 | 37772.7841 | 21409.7661 | 3690.3164 | 1409.0871 | 0.0087756 | 0.006809 | 0.0001728 | 0.52428 | 0.29772 | 0.052428 | 0.0022194 | 5000000 | no RA
441-27R | 878037.1774 | 785226.6728 | 89046.7946 | 3763.71 | 89.43% | 10.14% | 0.4287% | 322018.1668 | 855274.2443 | 41661.0774 | 33841.5879 | 246515.5015 | 114033.8532 | 70688.853 | 670551.5381 | 441 | 0.55752 | 0.3208 | 0.057852 | 1574894.69 | 115581.1697 | 81711.9378 | 680744.07 | 207312.6003 | 146562.9249 | 1221019.1648 | 1733252.2764 | 224239.39 | 182151.2426 | 1326861.6439 | 393469.7471 | 52461.385 | 32520.4755 | 308487.8866 |  | 791 | 441-27R | 878037.1774 | 556019.0107 | 22762.9331 | 785226.6728 | 501792.5638 | 10301.3799 | 89046.7946 | 50462.7368 | 8697.8432 | 3763.71 | 115581.1697 | 73920.0923 | 1547.3165 | 115302.7953 | 73761.0613 | 1517.4674 | 275.4283 | 156.085 | 26.9031 | 2.9461 | 680744.07 | 434228.5685 | 10192.5319 | 669379.3411 | 427640.0469 | 8773.9638 | 11022.8412 | 6246.634 | 1076.6805 | 341.8876 | 81711.9378 | 47870.3499 | 11023.0847 | 544.5363 | 391.4557 | 9.9488 | 77748.5251 | 44060.0179 | 7594.2596 | 3418.8763 | 0.032668 | 0.020483 | 0.00052 | 0.51947 | 0.29493 | 0.051947 | 0.005385 | 5000000 | no RA
441-30R | 950754.8784 | 876081.9595 | 71373.0393 | 3299.8796 | 92.15% | 7.507% | 0.3471% | 296165.0103 | 924786.4421 | 38906.92 | 27491.7864 | 229766.304 | 126142.5853 | 57522.164 | 741121.6928 | 441 | 0.55519 | 0.3216 | 0.057017 | 1712475.7263 | 128461.4166 | 66688.0158 | 755605.446 | 231381.4662 | 120116.7733 | 1360977.4868 | 2035404.8644 | 267389.2302 | 188938.3072 | 1579077.3269 | 455447.5705 | 62123.893 | 28329.0592 | 364994.6183 |  | 792 | 441-30R | 950754.8784 | 654589.8681 | 25968.4363 | 876081.9595 | 610843.3051 | 15697.8983 | 71373.0393 | 40446.6834 | 6970.6583 | 3299.8796 | 128461.4166 | 89554.4967 | 2318.8313 | 128281.0723 | 89451.1774 | 2298.8873 | 177.7613 | 100.7363 | 17.3611 | 2.583 | 755605.446 | 525839.142 | 14483.7532 | 747143.7367 | 520914.0557 | 13386.8604 | 8161.9551 | 4625.3322 | 797.1385 | 299.7542 | 66688.0158 | 39196.2294 | 9165.8518 | 657.1504 | 478.072 | 12.1506 | 63033.3229 | 35720.615 | 6156.1587 | 2997.5424 | 0.033649 | 0.023441 | 0.0005956 | 0.5168 | 0.29342 | 0.05168 | 0.0047416 | 5000000 | no RA
442-16R | 453404.5925 | 383120.3566 | 63496.694 | 6787.5419 | 84.5% | 14% | 1.497% | 154777.7266 | 435271.2623 | 16177.9129 | 23143.8582 | 115455.9555 | 47715.5136 | 48567.8726 | 338987.8761 | 442 | 0.45792 | 0.2674 | 0.051583 | 990141.4716 | 48373.0999 | 59883.3814 | 345148.1113 | 105636.8045 | 130772.869 | 753731.7982 | 1116784.615 | 116730.2597 | 166992.4048 | 833061.9505 | 351535.582 | 38536.201 | 39224.5867 | 273774.7943 |  | 793 | 442-16R | 453404.5925 | 298626.8659 | 18133.3302 | 383120.3566 | 255856.3589 | 5179.4162 | 63496.694 | 35982.9651 | 6166.3721 | 6787.5419 | 48373.0999 | 32195.187 | 657.5862 | 48175.6556 | 32080.995 | 633.6148 | 192.1313 | 108.879 | 18.6585 | 5.313 | 345148.1113 | 229692.1558 | 6160.2352 | 334095.4954 | 223161.5806 | 4530.1899 | 10436.0497 | 5914.0088 | 1013.479 | 616.5663 | 59883.3814 | 36739.5232 | 11315.5088 | 849.2057 | 613.7832 | 15.6115 | 52868.513 | 29960.0772 | 5134.2346 | 6165.6627 | 0.035884 | 0.023457 | 0.000596 | 0.41228 | 0.23418 | 0.041228 | 0.0097596 | 5000000 | no RA
442-28R | 4658.0868 | 0 | 4658.0868 | 0 | 0% | 100% | 0% | 74.6244 | 156.3034 | 0.054546 | 63.2998 | 11.2701 | 0.11425 | 132.5835 | 23.6057 | 442 | 0.35262 | 0.35262 | 0.35262 | 13209.7613 | 3.4048 | 3951.1963 | 703.4857 | 9.6555 | 11205.1068 | 1994.9991 | 12998.1356 | 9.5008 | 11025.5965 | 1963.0384 | 12766.5041 | 9.3315 | 10829.1163 | 1928.0563 |  | 794 | 442-28R | 4658.0868 | 4583.4624 | 4501.7834 | 0 | 0 | 0 | 4658.0868 | 4583.4624 | 4501.7834 | 0 | 3.4048 | 3.3502 | 3.2905 | 0 | 0 | 0 | 3.4048 | 3.3502 | 3.2905 | 0 | 703.4857 | 692.2156 | 679.8801 | 0 | 0 | 0 | 703.4857 | 692.2156 | 679.8801 | 0 | 3951.1963 | 3887.8966 | 3818.6128 | 0 | 0 | 0 | 3951.1963 | 3887.8966 | 3818.6128 | 0 | 0 | 0 | 0 | 0.35262 | 0.35262 | 0.35262 | 0 | 5000000 | no RA
442-46R | 85085.7717 | 435.4091 | 84577.7537 | 72.6089 | 0.5117% | 99.4% | 0.08534% | 1482.1904 | 3271.2512 | 18.3223 | 1232.3981 | 231.4699 | 57.5981 | 2581.385 | 632.2681 | 442 | 0.35092 | 0.35087 | 0.35073 | 242465.0067 | 142.1082 | 76687.7276 | 8255.9359 | 404.9592 | 218533.487 | 23526.5605 | 238272.2391 | 2945.4412 | 198116.4245 | 37210.3735 | 233267.1115 | 4107.217 | 184073.9815 | 45085.913 |  | 795 | 442-46R | 85085.7717 | 83603.5813 | 81814.5205 | 435.4091 | 313.4127 | 12.8618 | 84577.7537 | 83217.5596 | 81729.0498 | 72.6089 | 142.1082 | 123.7859 | 84.5101 | 55.7116 | 38.7778 | 1.0215 | 86.3398 | 84.9513 | 83.4317 | 0.056835 | 8255.9359 | 8024.466 | 7623.6678 | 379.011 | 274.113 | 11.8272 | 7870.3293 | 7743.7573 | 7605.245 | 6.5956 | 76687.7276 | 75455.3295 | 74106.3425 | 0.68655 | 0.52195 | 0.012995 | 76621.0846 | 75388.8511 | 74040.3731 | 65.9564 | 0.0001902 | 0.0001446 | 3.6e-06 | 0.35062 | 0.35062 | 0.35062 | 0.0001062 | 5000000 | no RA
442-509R | 278302.3047 | 152579.9754 | 122766.7002 | 2955.6291 | 54.83% | 44.11% | 1.062% | 103430.7226 | 261551.7648 | 7206.5411 | 47561.9919 | 48662.1897 | 21570.7591 | 99480.1338 | 140500.8719 | 442 | 0.36954 | 0.21381 | 0.039428 | 753099.3847 | 21859.9834 | 112745.8892 | 143696.4321 | 59154.1635 | 305095.7837 | 388849.4375 | 817896.0894 | 56986.9537 | 376104.567 | 384804.5688 | 424840.8442 | 35037.5748 | 161586.4609 | 228216.8085 |  | 796 | 442-509R | 278302.3047 | 174871.582 | 16750.5398 | 152579.9754 | 102336.1129 | 1933.8801 | 122766.7002 | 69579.84 | 11861.0306 | 2955.6291 | 21859.9834 | 14653.4423 | 289.2243 | 21691.0369 | 14556.687 | 270.8116 | 166.633 | 94.4417 | 16.0991 | 2.3135 | 143696.4321 | 95034.2425 | 3195.5602 | 130212.5922 | 87275.7607 | 1650.2833 | 13215.3567 | 7489.9985 | 1276.7937 | 268.4832 | 112745.8892 | 65183.8973 | 13265.7553 | 676.3463 | 503.6652 | 12.7852 | 109384.7105 | 61995.3998 | 10568.1378 | 2684.8323 | 0.016721 | 0.011445 | 0.0002898 | 0.34854 | 0.19808 | 0.034854 | 0.0042844 | 5000000 | no RA
442-525 | 299677.4287 | 83368.9288 | 213854.4035 | 2454.0963 | 27.82% | 71.36% | 0.8189% | 124044.2124 | 275027.5246 | 4693.7373 | 82788.8368 | 36561.6382 | 12147.5888 | 172810.077 | 90069.8589 | 442 | 0.36155 | 0.20781 | 0.038144 | 828866.2697 | 12422.6166 | 193470.7328 | 93784.0793 | 34359.2373 | 535113.2558 | 259393.7765 | 845181.195 | 31981.0047 | 564085.7134 | 249114.4769 | 646239.5796 | 28543.5164 | 406056.4908 | 211639.5725 |  | 797 | 442-525 | 299677.4287 | 175633.2163 | 24649.904 | 83368.9288 | 51989.2214 | 1543.7463 | 213854.4035 | 121189.8985 | 20652.0614 | 2454.0963 | 12422.6166 | 7728.8793 | 275.0278 | 11806.3262 | 7378.7991 | 213.7768 | 614.3695 | 348.1592 | 59.3301 | 1.9209 | 93784.0793 | 57222.4411 | 3714.2204 | 71089.3079 | 44264.867 | 1321.1743 | 22471.8463 | 12734.649 | 2170.1211 | 222.925 | 193470.7328 | 110681.8959 | 20660.6558 | 473.2947 | 345.5553 | 8.7952 | 190768.1877 | 108107.0903 | 18422.6102 | 2229.2504 | 0.014328 | 0.008951 | 0.0002274 | 0.34367 | 0.19531 | 0.034367 | 0.0035488 | 5000000 | no RA
442-728R | 2907247.71 | 1603660.4567 | 1289560.4478 | 14026.8055 | 55.16% | 44.36% | 0.4825% | 989297.7519 | 2742608.5671 | 82413.144 | 507299.6499 | 399584.958 | 300229.2096 | 1062053.9764 | 1380325.3811 | 442 | 0.35802 | 0.22536 | 0.047717 | 8120395.3711 | 305653.5986 | 1186149.9562 | 1415444.1551 | 853738.0764 | 3313101.4536 | 3953555.8411 | 8510673.0443 | 708978.9925 | 4364167.8628 | 3437526.1891 | 3450339.1445 | 377703.405 | 1336117.1741 | 1736518.5654 |  | 798 | 442-728R | 2907247.71 | 1917949.9581 | 164639.1429 | 1603660.4567 | 1173967.2638 | 27396.8113 | 1289560.4478 | 729955.8887 | 123215.5261 | 14026.8055 | 305653.5986 | 223240.4546 | 5424.389 | 303251.8138 | 221876.1594 | 5184.9717 | 2390.8053 | 1353.3157 | 228.4378 | 10.9795 | 1415444.1551 | 1015859.1971 | 35118.7741 | 1290411.5442 | 944531.5444 | 22019.6782 | 123758.4449 | 70053.4867 | 11824.9299 | 1274.166 | 1186149.9562 | 678850.3063 | 124095.9798 | 9997.0987 | 7559.56 | 192.1614 | 1163411.1975 | 658549.0863 | 111162.1584 | 12741.66 | 0.077879 | 0.057449 | 0.0014604 | 0.25987 | 0.14764 | 0.025987 | 0.020269 | 5000000 | no RA
442-729 | 182105.6272 | 158750.6822 | 21627.4589 | 1727.4862 | 87.18% | 11.88% | 0.9486% | 37192.2519 | 155615.2352 | 3968.6955 | 4136.0392 | 29087.5172 | 16925.1661 | 16309.6347 | 122380.4344 | 442 | 0.36059 | 0.35791 | 0.34965 | 505017.3693 | 17517.3539 | 35096.9854 | 129491.2879 | 48579.3225 | 97331.3538 | 359106.693 | 404885.7158 | 43204.378 | 45026.1308 | 316655.2069 | 75761.8604 | 8240.0805 | 7940.4068 | 59581.3731 |  | 799 | 442-729 | 182105.6272 | 144913.3753 | 26490.3921 | 158750.6822 | 121910.018 | 3871.4236 | 21627.4589 | 21275.8711 | 20891.4823 | 1727.4862 | 17517.3539 | 13548.6585 | 592.1879 | 17375.2215 | 13408.8146 | 454.8462 | 140.7802 | 138.4916 | 135.9895 | 1.3522 | 129491.2879 | 100403.7707 | 7110.8535 | 125352.1058 | 96329.3264 | 3107.1867 | 3982.2608 | 3917.523 | 3846.7456 | 156.9213 | 35096.9854 | 30960.9462 | 18787.3507 | 16023.3548 | 12171.8769 | 309.3907 | 17504.4179 | 17219.8565 | 16908.7473 | 1569.2127 | 0.011155 | 0.0084736 | 0.0002152 | 0.34698 | 0.34698 | 0.34698 | 0.0024576 | 5000000 | no RA
442-758F | 96534.1399 | 90746.0056 | 4924.3939 | 863.7404 | 94% | 5.101% | 0.8948% | 23469.8278 | 88864.9845 | 3350.0355 | 65.2998 | 20054.4925 | 12712.6708 | 140.7351 | 76011.5786 | 442 | 0.35119 | 0.35033 | 0.34769 | 274880.6896 | 13015.9649 | 4676.8236 | 78841.3514 | 37062.923 | 13317.2421 | 224500.5245 | 208559.3699 | 29769.3404 | 580.2723 | 178209.7571 | 22057.4898 | 3155.4567 | 34.9323 | 18867.1008 |  | 800 | 442-758F | 96534.1399 | 73064.3121 | 7669.1554 | 90746.0056 | 67356.4112 | 2049.0106 | 4924.3939 | 4844.1605 | 4756.4044 | 863.7404 | 13015.9649 | 9665.9294 | 303.294 | 13011.9421 | 9661.9611 | 299.3854 | 3.3467 | 3.2922 | 3.2325 | 0.67609 | 78841.3514 | 58786.8589 | 2829.7728 | 77725.6579 | 57688.065 | 1749.4632 | 1037.2332 | 1020.3335 | 1001.8492 | 78.4604 | 4676.8236 | 4611.5238 | 4536.0886 | 8.4057 | 6.385 | 0.16207 | 3883.8141 | 3820.5349 | 3751.3226 | 784.6039 | 0.0035648 | 0.0027078 | 6.86e-05 | 0.34641 | 0.34641 | 0.34641 | 0.0012104 | 5000000 | no RA
442-764R | 133031.7187 | 92703.5485 | 38637.8806 | 1690.2895 | 69.69% | 29.04% | 1.271% | 22965.6923 | 92580.6417 | 2718.8367 | 603.2631 | 19643.5925 | 11030.0596 | 1332.6391 | 80217.943 | 442 | 0.35448 | 0.3527 | 0.34722 | 375284.6227 | 11281.0695 | 36456.4931 | 85294.1561 | 31824.0789 | 102844.3546 | 240616.1891 | 312065.5714 | 36944.4701 | 8197.3419 | 266923.7594 | 116500.3842 | 13879.8582 | 1676.9484 | 100943.5775 |  | 801 | 442-764R | 133031.7187 | 110066.0263 | 40451.077 | 92703.5485 | 70370.0848 | 1448.4842 | 38637.8806 | 38005.652 | 37312.3032 | 1690.2895 | 11281.0695 | 8562.2328 | 251.0099 | 11204.8239 | 8487.2131 | 177.3347 | 74.9225 | 73.6966 | 72.3521 | 1.3231 | 85294.1561 | 65650.5635 | 5076.2131 | 81356.5169 | 61774.8432 | 1268.3976 | 3784.0968 | 3722.1779 | 3654.2731 | 153.5424 | 36456.4931 | 35853.23 | 35123.854 | 142.2078 | 108.0285 | 2.752 | 34778.8613 | 34209.7775 | 33585.6781 | 1535.424 | 0.0074072 | 0.0056266 | 0.0001434 | 0.3446 | 0.3446 | 0.3446 | 0.0024734 | 5000000 | no RA
442-780 | 89595.2208 | 21844.8145 | 67074.8236 | 675.5828 | 24.38% | 74.86% | 0.754% | 6954.9449 | 23652.0318 | 836.0567 | 1197.7023 | 4921.1859 | 3005.4861 | 2944.5693 | 17701.9764 | 442 | 0.34601 | 0.34507 | 0.34217 | 258941.534 | 3175.7686 | 60832.2646 | 25587.1876 | 9178.3735 | 175812.9482 | 73950.2123 | 239491.2161 | 28789.3344 | 41242.4801 | 169459.4016 | 192719.3063 | 24489.0249 | 23992.6681 | 144237.6133 |  | 802 | 442-780 | 89595.2208 | 82640.276 | 65943.189 | 21844.8145 | 15996.9519 | 513.4964 | 67074.8236 | 65967.7413 | 64754.1099 | 675.5828 | 3175.7686 | 2339.7119 | 170.2825 | 3073.0274 | 2238.6577 | 71.0777 | 102.2124 | 100.5254 | 98.676 | 0.52881 | 25587.1876 | 20666.0017 | 7885.2111 | 17861.6662 | 13066.9786 | 424.8609 | 7664.1528 | 7537.6546 | 7398.9817 | 61.3685 | 60832.2646 | 59634.5624 | 57887.6954 | 910.1209 | 691.3156 | 17.5578 | 59308.4583 | 58329.5613 | 57256.4521 | 613.6854 | 0.0039088 | 0.0029692 | 7.54e-05 | 0.34111 | 0.34111 | 0.34111 | 0.0009836 | 5000000 | no RA
442-784 | 2961.1482 | 0 | 2961.1482 | 0 | 0% | 100% | 0% | 34.7461 | 72.6374 | 0.027472 | 31.8805 | 2.8381 | 0.05743 | 66.6469 | 5.933 | 442 | 0.48948 | 0.48948 | 0.48948 | 6049.587 | 2.3412 | 2716.94 | 241.8671 | 4.783 | 5550.6727 | 494.1313 | 5978.6013 | 4.7269 | 5485.5412 | 488.3331 | 5901.1898 | 4.6657 | 5414.5139 | 482.0101 |  | 803 | 442-784 | 2961.1482 | 2926.4022 | 2888.5108 | 0 | 0 | 0 | 2961.1482 | 2926.4022 | 2888.5108 | 0 | 2.3412 | 2.3137 | 2.2838 | 0 | 0 | 0 | 2.3412 | 2.3137 | 2.2838 | 0 | 241.8671 | 239.029 | 235.934 | 0 | 0 | 0 | 241.8671 | 239.029 | 235.934 | 0 | 2716.94 | 2685.0594 | 2650.293 | 0 | 0 | 0 | 2716.94 | 2685.0594 | 2650.293 | 0 | 0 | 0 | 0 | 0.48948 | 0.48948 | 0.48948 | 0 | 5000000 | no RA
443-218R | 26212.4622 | 22328.9976 | 2818.8068 | 1064.6579 | 85.18% | 10.75% | 4.062% | 10676.9529 | 24775.9795 | 1740.9606 | 974.3465 | 7961.6458 | 4095.6902 | 2027.5787 | 18652.7106 | 443 | 0.096176 | 0.055238 | 0.010522 | 272546.8123 | 4122.3147 | 3188.2308 | 18901.9168 | 42862.197 | 33149.9622 | 196534.6531 | 281248.8114 | 45859.8155 | 25665.9191 | 209723.0768 | 136524.425 | 22568.7039 | 11172.6772 | 102783.0439 |  | 804 | 443-218R | 26212.4622 | 15535.5093 | 1436.4827 | 22328.9976 | 12889.9501 | 123.7803 | 2818.8068 | 1580.9014 | 248.0445 | 1064.6579 | 4122.3147 | 2381.3541 | 26.6245 | 4083.6557 | 2359.3066 | 22.4626 | 37.8256 | 21.2141 | 3.3285 | 0.83336 | 18901.9168 | 10940.271 | 249.2062 | 18219.0445 | 10514.8168 | 100.9149 | 586.161 | 328.7429 | 51.58 | 96.7113 | 3188.2308 | 2213.8842 | 1160.652 | 26.2974 | 15.8267 | 0.40283 | 2194.8202 | 1230.9443 | 193.136 | 967.1132 | 0.0054822 | 0.0031826 | 8.1e-05 | 0.08917 | 0.050531 | 0.008917 | 0.0015238 | 5000000 | no RA
444-15R | 151564.6419 | 140525.01 | 7548.8683 | 3490.7636 | 92.72% | 4.981% | 2.303% | 78372.446 | 145355.2361 | 9244.0805 | 3032.3535 | 66096.012 | 16879.6631 | 6252.896 | 122222.677 | 444 | 0.14886 | 0.08138 | 0.014448 | 1018162.1912 | 17136.0775 | 9995.2093 | 124433.3551 | 115114.6205 | 67144.5801 | 835902.9906 | 899383.5855 | 106082.873 | 34798.5688 | 758502.1437 | 429788.0495 | 49909.9838 | 18488.6355 | 361389.4302 |  | 805 | 444-15R | 151564.6419 | 73192.1959 | 6209.4058 | 140525.01 | 65463.8375 | 2055.9289 | 7548.8683 | 4237.5948 | 662.7133 | 3490.7636 | 17136.0775 | 7891.9971 | 256.4144 | 17099.4786 | 7870.2535 | 250.7089 | 33.8665 | 19.0112 | 2.9731 | 2.7324 | 124433.3551 | 58337.343 | 2210.6781 | 123061.8494 | 57428.3499 | 1801.0178 | 1054.4119 | 591.8994 | 92.5666 | 317.0937 | 9995.2093 | 6962.8558 | 3742.3133 | 363.682 | 165.2341 | 4.2023 | 6460.5899 | 3626.6842 | 567.1736 | 3170.9375 | 0.056535 | 0.026824 | 0.0006818 | 0.087289 | 0.049519 | 0.008729 | 0.0050368 | 5000000 | no RA
444-43R | 962298.0708 | 884532.2016 | 66606.9344 | 11158.9348 | 91.92% | 6.922% | 1.16% | 290885.5466 | 930373.9611 | 33880.9055 | 31113.3208 | 225891.3204 | 112225.3424 | 75473.2495 | 742675.3692 | 444 | 0.2124 | 0.14247 | 0.026785 | 4530533.8292 | 114160.4378 | 91184.8852 | 756952.7478 | 537471.4352 | 429301.7099 | 3563760.6842 | 4712784.676 | 548921.7801 | 504082.7334 | 3659780.1625 | 1191883.0133 | 143769.586 | 96687.2331 | 951426.1942 |  | 806 | 444-43R | 962298.0708 | 671412.5242 | 31924.1098 | 884532.2016 | 622855.8536 | 14918.5974 | 66606.9344 | 37397.7358 | 5846.5776 | 11158.9348 | 114160.4378 | 80279.5323 | 1935.0954 | 113918.315 | 80139.7574 | 1905.8745 | 233.3881 | 131.0402 | 20.4862 | 8.7347 | 756952.7478 | 531061.4275 | 14277.3786 | 748141.2371 | 525669.5176 | 12579.2492 | 7797.8562 | 4378.2553 | 684.4748 | 1013.6546 | 91184.8852 | 60071.5644 | 15711.6357 | 22472.6495 | 17046.5786 | 433.4736 | 58575.6902 | 32888.4403 | 5141.6166 | 10136.5456 | 0.10918 | 0.07692 | 0.0019536 | 0.087106 | 0.049426 | 0.0087106 | 0.01612 | 5000000 | no RA
444-9R | 323699.5214 | 160113.0442 | 156002.5661 | 7583.9112 | 49.46% | 48.19% | 2.343% | 138220.5807 | 300186.1485 | 8967.5041 | 64320.6355 | 64932.441 | 20261.8335 | 134682.6282 | 145241.6868 | 444 | 0.1488 | 0.088166 | 0.020337 | 2175432.1733 | 20571.0076 | 153913.4894 | 149215.0245 | 138248.0628 | 1034380.1411 | 1002803.9695 | 2103746.8045 | 136487.331 | 978973.8314 | 988285.6421 | 1156186.8977 | 78039.7979 | 518739.0921 | 559408.0077 |  | 807 | 444-9R | 323699.5214 | 185478.9408 | 23513.3729 | 160113.0442 | 90283.6291 | 2238.6832 | 156002.5661 | 87611.4005 | 13690.7786 | 7583.9112 | 20571.0076 | 11603.5035 | 309.1741 | 20316.616 | 11458.0341 | 281.4334 | 248.4553 | 139.533 | 21.8044 | 5.9363 | 149215.0245 | 84282.5835 | 3973.3377 | 132114.0273 | 74376.6089 | 1844.1065 | 16412.0904 | 9217.0678 | 1440.3244 | 688.9068 | 153913.4894 | 89592.8538 | 19230.8611 | 7682.4008 | 4448.9861 | 113.1433 | 139342.0205 | 78254.7997 | 12228.6498 | 6889.068 | 0.050995 | 0.027925 | 0.0007102 | 0.086862 | 0.0493 | 0.0086862 | 0.010941 | 5000000 | no RA
445-1311R | 2047011.6807 | 1572098.4369 | 467564.4228 | 7348.8209 | 76.8% | 22.84% | 0.359% | 810205.2844 | 1968869.4889 | 96231.6132 | 183174.2567 | 530799.4145 | 244636.0331 | 383337.4708 | 1340895.985 | 445 | 0.53792 | 0.31263 | 0.057565 | 3805406.1383 | 248709.1431 | 430877.0008 | 1367425.5368 | 462351.685 | 801002.7491 | 2542051.7042 | 3956160.0251 | 469890.3705 | 894423.5318 | 2591846.1227 | 1357469.552 | 168668.3491 | 264298.3436 | 924502.8592 |  | 808 | 445-1311R | 2047011.6807 | 1236806.3963 | 78142.1918 | 1572098.4369 | 964595.8313 | 25256.5576 | 467564.4228 | 264861.7441 | 45536.8132 | 7348.8209 | 248709.1431 | 152477.5299 | 4073.1099 | 247865.4836 | 151997.1274 | 3985.7526 | 837.9071 | 474.6502 | 81.6051 | 5.7523 | 1367425.5368 | 836626.1223 | 26529.5518 | 1318591.3495 | 808673.5624 | 21170.978 | 48166.6356 | 27285.0082 | 4691.0222 | 667.5517 | 430877.0008 | 247702.7441 | 47539.53 | 5641.6037 | 3925.1415 | 99.8271 | 418559.8801 | 237102.0857 | 40764.1859 | 6675.5169 | 0.068253 | 0.04142 | 0.0010516 | 0.45906 | 0.2606 | 0.045906 | 0.010607 | 5000000 | no RA
445-1315 | 6560.6284 | 6456.2038 | 0 | 104.4246 | 98.41% | 0% | 1.592% | 1367.1808 | 6443.1407 | 165.9058 | 160.9268 | 1040.3481 | 816.8961 | 657.0483 | 4969.1963 | 445 | 0.000636 | 0.0005202 | 0.0001632 | 10315453.5287 | 816.9779 | 764.9686 | 4978.682 | 1284556.4048 | 1202780.786 | 7828116.3378 | 9983559.5103 | 1211493.6988 | 1175135.1891 | 7596930.6224 | 719900.5306 | 91272.873 | 73412.862 | 555214.7956 |  | 809 | 445-1315 | 6560.6284 | 5193.4477 | 117.4878 | 6456.2038 | 5089.023 | 13.0631 | 0 | 0 | 0 | 104.4246 | 816.9779 | 651.072 | 0.081739 | 816.8961 | 650.9903 | 0 | 0 | 0 | 0 | 0.081739 | 4978.682 | 3938.3338 | 9.4857 | 4969.1963 | 3928.8481 | 0 | 0 | 0 | 0 | 9.4857 | 764.9686 | 604.0418 | 107.9203 | 670.1114 | 509.1846 | 13.0631 | 0 | 0 | 0 | 94.8572 | 0.0004822 | 0.0003664 | 9.4e-06 | 0 | 0 | 0 | 0.0001538 | 5000000 | no RA
445-1323 | 14352.1392 | 13785.46 | 402.933 | 163.7462 | 96.05% | 2.807% | 1.141% | 4141.7614 | 13729.9629 | 605.3467 | 50.2561 | 3486.1586 | 2016.0771 | 105.3603 | 11608.5255 | 445 | 0.025445 | 0.025278 | 0.024763 | 564049.9919 | 2041.8256 | 519.7008 | 11790.6128 | 80245.3012 | 20424.6385 | 463380.0522 | 403929.8756 | 59037.1062 | 4901.2819 | 339991.4875 | 25125.2409 | 3689.3344 | 192.8047 | 21243.1018 |  | 810 | 445-1323 | 14352.1392 | 10210.3778 | 622.1763 | 13785.46 | 9698.143 | 168.9864 | 402.933 | 348.4886 | 289.4437 | 163.7462 | 2041.8256 | 1436.479 | 25.7485 | 2041.3789 | 1436.0753 | 25.3915 | 0.31857 | 0.27553 | 0.22884 | 0.12817 | 11790.6128 | 8304.4541 | 182.0873 | 11742.8267 | 8261.1151 | 143.5711 | 32.9116 | 28.4646 | 23.6418 | 14.8744 | 519.7008 | 469.4447 | 414.3406 | 1.2543 | 0.95257 | 0.023823 | 369.7028 | 319.7485 | 265.5731 | 148.7437 | 0.000695 | 0.0005278 | 1.32e-05 | 0.024519 | 0.024519 | 0.024519 | 0.0002312 | 5000000 | no RA
445-1325F | 1447542.3861 | 1171396.851 | 269811.049 | 6334.4861 | 80.92% | 18.64% | 0.4376% | 470522.8787 | 1393068.2015 | 54615.9029 | 103992.7471 | 311914.2287 | 177415.5322 | 217035.3916 | 998617.2777 | 445 | 0.57356 | 0.3366 | 0.061655 | 2523778.4156 | 180820.337 | 246184.5963 | 1020537.4528 | 315258.7918 | 429220.8479 | 1779298.7759 | 2902638.7859 | 336923.5487 | 641527.5321 | 1924187.705 | 883532.3103 | 112523.1018 | 137651.3948 | 633357.8138 |  | 811 | 445-1325F | 1447542.3861 | 977019.5074 | 54474.1846 | 1171396.851 | 817789.9657 | 21790.5541 | 269811.049 | 152895.0556 | 26349.1444 | 6334.4861 | 180820.337 | 126204.4341 | 3404.8049 | 180267.8754 | 125889.2196 | 3346.3786 | 547.5033 | 310.2562 | 53.4679 | 4.9583 | 1020537.4528 | 708623.2241 | 21920.1751 | 990032.269 | 691087.3722 | 18421.8887 | 29929.7722 | 16960.4403 | 2922.8747 | 575.4116 | 246184.5963 | 142191.8492 | 29149.2047 | 1096.7066 | 813.3739 | 22.2868 | 239333.7736 | 135624.3592 | 23372.8018 | 5754.1161 | 0.050439 | 0.035595 | 0.0010326 | 0.51389 | 0.29177 | 0.051389 | 0.0092334 | 5000000 | no RA
445-17R | 440759.0889 | 263888.9681 | 174944.3778 | 1925.7431 | 59.87% | 39.69% | 0.4369% | 151718.2052 | 416789.4747 | 11420.2077 | 67358.3727 | 72939.6248 | 38819.8798 | 140399.4456 | 237570.1493 | 445 | 0.53426 | 0.30656 | 0.054839 | 824982.151 | 39591.4976 | 157313.895 | 243853.6963 | 74104.6064 | 294449.1872 | 456428.3573 | 942864.8719 | 70971.7903 | 418603.9729 | 453289.1087 | 437092.2444 | 40710.885 | 147238.6241 | 249142.7353 |  | 812 | 445-17R | 440759.0889 | 289040.8837 | 23969.6142 | 263888.9681 | 188000.4651 | 4955.9011 | 174944.3778 | 99114.6755 | 17087.97 | 1925.7431 | 39591.4976 | 28171.2899 | 771.6178 | 39273.0179 | 27990.202 | 739.1496 | 316.9723 | 179.5805 | 30.9608 | 1.5074 | 243853.6963 | 170914.0715 | 6283.547 | 224235.7127 | 159723.6861 | 4209.4854 | 19443.0531 | 11015.4549 | 1899.1311 | 174.9305 | 157313.895 | 89955.5223 | 16914.4494 | 380.2374 | 286.577 | 7.2661 | 155184.3524 | 87919.6401 | 15157.8781 | 1749.3052 | 0.013088 | 0.0095288 | 0.0002426 | 0.51842 | 0.29427 | 0.051842 | 0.002754 | 5000000 | no RA
445-18R | 2423196.7812 | 1975383.9984 | 434176.0882 | 13636.6946 | 81.52% | 17.92% | 0.5628% | 1050445.0271 | 2335988.3961 | 128571.6791 | 167837.1291 | 754036.2189 | 289980.5111 | 350548.8668 | 1695459.0182 | 445 | 0.6048 | 0.3505 | 0.069236 | 4006640.2332 | 294762.1319 | 400477.6636 | 1727956.9857 | 487375.1179 | 662170.7044 | 2857094.4109 | 3916593.021 | 479380.5748 | 625782.1319 | 2811430.3142 | 1259574.2276 | 156358.6441 | 189017.3423 | 914198.2413 |  | 813 | 445-18R | 2423196.7812 | 1372751.7541 | 87208.3851 | 1975383.9984 | 1113104.3841 | 31239.4944 | 434176.0882 | 246010.6754 | 42332.1961 | 13636.6946 | 294762.1319 | 166190.4529 | 4781.6208 | 293458.6934 | 165447.2791 | 4644.9021 | 1292.7643 | 732.4996 | 126.0446 | 10.6742 | 1727956.9857 | 973920.7668 | 32497.9675 | 1678239.3569 | 945213.1669 | 26532.5425 | 48478.8997 | 27468.8707 | 4726.6958 | 1238.7291 | 400477.6636 | 232640.5345 | 49928.7968 | 3685.9481 | 2443.9382 | 62.0497 | 384404.4242 | 217809.305 | 37479.4557 | 12387.2913 | 0.1044 | 0.057863 | 0.0014684 | 0.4807 | 0.27294 | 0.04807 | 0.019698 | 5000000 | no RA
445-19R | 654526.8584 | 390724.3121 | 257404.3414 | 6398.2049 | 59.7% | 39.33% | 0.9775% | 164569.509 | 614869.1575 | 7278.5227 | 100017.7987 | 57273.1875 | 51273.5228 | 208520.7636 | 355074.8711 | 445 | 0.56527 | 0.33759 | 0.061424 | 1157901.2833 | 52394.9711 | 236845.7626 | 365286.1247 | 92690.1677 | 418995.812 | 646215.3036 | 1451350.4939 | 64189.8222 | 882064.2566 | 505096.4151 | 645640.6303 | 53839.5351 | 218956.3025 | 372844.7928 |  | 814 | 445-19R | 654526.8584 | 489957.3495 | 39657.701 | 390724.3121 | 337680.2885 | 8124.6265 | 257404.3414 | 145878.8561 | 25134.8696 | 6398.2049 | 52394.9711 | 45116.4484 | 1121.4483 | 52024.6816 | 44904.4242 | 1080.7714 | 365.2813 | 207.016 | 35.6688 | 5.0082 | 365286.1247 | 308012.9371 | 10211.2535 | 338111.7638 | 292360.5855 | 7033.3003 | 26593.1611 | 15071.1519 | 2596.7536 | 581.1997 | 236845.7626 | 136827.9639 | 28324.9991 | 587.8667 | 415.2787 | 10.5548 | 230445.899 | 130600.6883 | 22502.4473 | 5811.997 | 0.043013 | 0.037068 | 0.0009418 | 0.51308 | 0.29135 | 0.051308 | 0.0091738 | 5000000 | no RA
445-39R | 1104271.5826 | 656167.6051 | 443427.234 | 4676.7435 | 59.42% | 40.16% | 0.4235% | 315166.9189 | 1043252.3043 | 17855.6435 | 177501.7039 | 119809.5715 | 93129.8792 | 381436.7472 | 568685.678 | 445 | 0.48997 | 0.29027 | 0.052118 | 2253770.939 | 95102.5629 | 424750.3532 | 584418.6665 | 194100.252 | 866897.2538 | 1192773.4332 | 2718534.5141 | 154017.3799 | 1531076.009 | 1033441.1252 | 1170781.8797 | 104514.2911 | 428064.4576 | 638203.131 |  | 815 | 445-39R | 1104271.5826 | 789104.6638 | 61019.2783 | 656167.6051 | 533037.33 | 13192.0221 | 443427.234 | 251390.5903 | 43150.5127 | 4676.7435 | 95102.5629 | 77246.9194 | 1972.6837 | 94323.2851 | 76803.5409 | 1893.5466 | 775.6171 | 439.7178 | 75.4764 | 3.6607 | 584418.6665 | 464609.095 | 15732.9885 | 538080.0015 | 438154.5032 | 10840.2241 | 45913.8393 | 26029.766 | 4467.9387 | 424.8257 | 424750.3532 | 247248.6494 | 43313.6061 | 23764.3185 | 18079.2858 | 458.2514 | 396737.7777 | 224921.1064 | 38607.0977 | 4248.2571 | 0.037532 | 0.030267 | 0.0007668 | 0.44565 | 0.25321 | 0.044565 | 0.006787 | 5000000 | no RA
445-894R | 1498196.6475 | 984730.9192 | 497503.8828 | 15961.8455 | 65.73% | 33.21% | 1.065% | 404471.8069 | 1413238.7344 | 24373.7071 | 193222.1154 | 186875.9843 | 120668.7718 | 405695.7864 | 886874.1762 | 445 | 0.63526 | 0.3983 | 0.075537 | 2358411.0355 | 123304.0548 | 463600.6625 | 911291.9302 | 194101.1176 | 729784.6517 | 1434525.2663 | 2745972.8754 | 165473.9279 | 1311791.5237 | 1268707.4238 | 1124722.1636 | 96033.9105 | 322871.8769 | 705816.3762 |  | 816 | 445-894R | 1498196.6475 | 1093724.8406 | 84957.9131 | 984730.9192 | 795689.6438 | 20435.9076 | 497503.8828 | 282073.3514 | 48560.16 | 15961.8455 | 123304.0548 | 98930.3477 | 2635.283 | 122233.8775 | 98318.1713 | 2519.5509 | 1057.6832 | 599.6822 | 103.2379 | 12.4942 | 911291.9302 | 724415.9458 | 24417.754 | 856946.0841 | 692975.2334 | 17804.7707 | 52895.9051 | 29990.7714 | 5163.0423 | 1449.941 | 463600.6625 | 270378.5471 | 57904.8761 | 5550.9577 | 4396.239 | 111.5861 | 443550.2946 | 251482.8978 | 43293.8797 | 14499.4103 | 0.1094 | 0.089637 | 0.0022776 | 0.50288 | 0.28569 | 0.050288 | 0.022971 | 5000000 | no RA
445-897R | 278274.4895 | 241852.5124 | 35809.4578 | 612.5193 | 86.91% | 12.87% | 0.2201% | 76841.42 | 268406.0814 | 9005.3425 | 15502.8801 | 52333.1974 | 34541.6463 | 34902.0562 | 198962.3789 | 445 | 0.75637 | 0.43201 | 0.075593 | 367909.0557 | 35389.0792 | 38790.2934 | 204095.1169 | 46788.2008 | 51284.9749 | 269835.88 | 466267.5174 | 54643.6895 | 94070.2215 | 317553.6064 | 130546.9313 | 16800.3121 | 16975.6077 | 96771.0116 |  | 817 | 445-897R | 278274.4895 | 201433.0695 | 9868.4081 | 241852.5124 | 180504.1687 | 5735.2982 | 35809.4578 | 20316.3815 | 3520.5906 | 612.5193 | 35389.0792 | 26383.7367 | 847.4328 | 35332.0199 | 26351.1568 | 841.3908 | 56.5798 | 32.1004 | 5.5626 | 0.47945 | 204095.1169 | 151761.9195 | 5132.7381 | 201116.8653 | 150048.1452 | 4789.7629 | 2922.6116 | 1658.1344 | 287.3352 | 55.64 | 38790.2934 | 23287.4133 | 3888.2371 | 5403.6271 | 4104.8667 | 104.1445 | 32830.2664 | 18626.1467 | 3227.6928 | 556.3998 | 0.010333 | 0.0077794 | 0.0001974 | 0.74516 | 0.42335 | 0.074515 | 0.00088 | 5000000 | no RA
448-1196F | 3292.8822 | 3196.7079 | 0 | 96.1743 | 97.08% | 0% | 2.921% | 434.0846 | 3171.8505 | 61.5845 | 12.4073 | 360.0929 | 450.0514 | 49.9644 | 2671.8346 | 448 | 0.0002432 | 0.0002198 | 0.0001478 | 13539811.876 | 453.7414 | 138.3332 | 2700.8076 | 1865713.0683 | 568804.2689 | 11105294.5389 | 13006358.5127 | 1845239.3243 | 371755.8498 | 10789363.3386 | 818888.7822 | 116191.4931 | 12899.5118 | 689797.7774 |  | 818 | 448-1196F | 3292.8822 | 2858.7976 | 121.0318 | 3196.7079 | 2762.6233 | 24.8574 | 0 | 0 | 0 | 96.1743 | 453.7414 | 392.1569 | 3.69 | 453.6661 | 392.0816 | 3.6147 | 0 | 0 | 0 | 0.075281 | 2700.8076 | 2340.7148 | 28.973 | 2692.0714 | 2331.9785 | 20.2367 | 0 | 0 | 0 | 8.7363 | 138.3332 | 125.9259 | 88.3688 | 50.9704 | 38.5632 | 1.006 | 0 | 0 | 0 | 87.3628 | 9.74e-05 | 7.4e-05 | 2e-06 | 0 | 0 | 0 | 0.0001458 | 5000000 | no RA
448-1202 | 17260.4363 | 0 | 17260.4363 | 0 | 0% | 100% | 0% | 163.0096 | 341.2569 | 0.11078 | 128.5638 | 34.335 | 0.23192 | 269.1455 | 71.8795 | 448 | 0.61612 | 0.61612 | 0.61612 | 28014.6495 | 11.7304 | 13613.1119 | 3635.5939 | 19.0392 | 22094.8389 | 5900.7715 | 27750.0758 | 18.8594 | 21886.1726 | 5845.0439 | 27460.7705 | 18.6627 | 21658.0007 | 5784.107 |  | 819 | 448-1202 | 17260.4363 | 17097.4267 | 16919.1793 | 0 | 0 | 0 | 17260.4363 | 17097.4267 | 16919.1793 | 0 | 11.7304 | 11.6197 | 11.4985 | 0 | 0 | 0 | 11.7304 | 11.6197 | 11.4985 | 0 | 3635.5939 | 3601.259 | 3563.7144 | 0 | 0 | 0 | 3635.5939 | 3601.259 | 3563.7144 | 0 | 13613.1119 | 13484.548 | 13343.9664 | 0 | 0 | 0 | 13613.1119 | 13484.548 | 13343.9664 | 0 | 0 | 0 | 0 | 0.61612 | 0.61612 | 0.61612 | 0 | 5000000 | no RA
448-1203F | 56263.3313 | 0 | 56263.3313 | 0 | 0% | 100% | 0% | 532.6437 | 1114.9086 | 3.2403 | 417.8184 | 111.5849 | 6.7825 | 874.561 | 233.5652 | 448 | 0.61459 | 0.61459 | 0.61459 | 91546.8373 | 342.2756 | 44134.3018 | 11786.7539 | 556.9213 | 71811.5272 | 19178.3888 | 90680.1655 | 551.649 | 71131.6891 | 18996.8274 | 89732.7542 | 545.8854 | 70388.5171 | 18798.3517 |  | 820 | 448-1203F | 56263.3313 | 55730.6877 | 55148.4227 | 0 | 0 | 0 | 56263.3313 | 55730.6877 | 55148.4227 | 0 | 342.2756 | 339.0353 | 335.4931 | 0 | 0 | 0 | 342.2756 | 339.0353 | 335.4931 | 0 | 11786.7539 | 11675.169 | 11553.1888 | 0 | 0 | 0 | 11786.7539 | 11675.169 | 11553.1888 | 0 | 44134.3018 | 43716.4834 | 43259.7408 | 0 | 0 | 0 | 44134.3018 | 43716.4834 | 43259.7408 | 0 | 0 | 0 | 0 | 0.61459 | 0.61459 | 0.61459 | 0 | 5000000 | no RA
448-1234R | 246004.9929 | 215104.1697 | 29303.9644 | 1596.8588 | 87.44% | 11.91% | 0.6491% | 280.7228 | 210535.5041 | 0.55422 | 257.2663 | 22.9023 | 30408.5479 | 577.8688 | 179549.0874 | 448 | 0.62101 | 0.62101 | 0.6101 | 396139.6059 | 31213.4726 | 28346.8692 | 186444.6511 | 50262.7714 | 45646.7061 | 300230.1284 | 395687.5605 | 781.1865 | 362624.834 | 32281.54 | 58136.9817 | 8396.9742 | 159.5719 | 49580.4356 |  | 821 | 448-1234R | 246004.9929 | 245724.27 | 35469.4888 | 215104.1697 | 215104.1697 | 5155.705 | 29303.9644 | 29023.2415 | 28716.9249 | 1596.8588 | 31213.4726 | 31212.9183 | 804.9247 | 31154.3692 | 31154.3692 | 746.9803 | 57.8534 | 57.2992 | 56.6944 | 1.2499 | 186444.6511 | 186421.7488 | 6895.5637 | 183908.8784 | 183908.8784 | 4407.6837 | 2390.7173 | 2367.815 | 2342.8246 | 145.0554 | 28346.8692 | 28089.6029 | 27769.0004 | 40.922 | 40.922 | 1.041 | 26855.3937 | 26598.1274 | 26317.4059 | 1450.5535 | 0.011189 | 0.011189 | 0.0002848 | 0.60757 | 0.60757 | 0.60757 | 0.0022506 | 5000000 | no RA
448-47R | 687085.3251 | 480430.074 | 201395.2116 | 5260.0395 | 69.92% | 29.31% | 0.7656% | 2990.2778 | 471687.798 | 153.6922 | 1763.9709 | 1072.6147 | 67988.3342 | 4618.2349 | 399081.2289 | 448 | 0.62882 | 0.62879 | 0.59996 | 1092657.4983 | 70140.2935 | 185598.2105 | 431346.8211 | 111542.6496 | 295152.9729 | 685961.8758 | 1087962.6775 | 55918.3494 | 641791.3778 | 390252.9503 | 359021.8478 | 51748.8421 | 3515.137 | 303757.8688 |  | 822 | 448-47R | 687085.3251 | 684095.0473 | 215397.5272 | 480430.074 | 479414.8998 | 12872.8716 | 201395.2116 | 199420.1081 | 197264.616 | 5260.0395 | 70140.2935 | 69986.6013 | 2151.9593 | 69860.0096 | 69709.0257 | 1877.3395 | 276.1667 | 273.4583 | 270.5025 | 4.1173 | 431346.8211 | 430274.2065 | 32265.5923 | 409616.6308 | 408752.4404 | 10971.2861 | 21252.3792 | 21043.9549 | 20816.495 | 477.8111 | 185598.2105 | 183834.2396 | 180979.9756 | 953.4336 | 953.4336 | 24.246 | 179866.6658 | 178102.6949 | 176177.6185 | 4778.1111 | 0.029615 | 0.02958 | 0.000751 | 0.5916 | 0.5916 | 0.5916 | 0.0076048 | 5000000 | no RA
448-714R | 1225986.878 | 307749.6697 | 911088.2232 | 7148.9851 | 25.1% | 74.31% | 0.5831% | 419901.8218 | 1123780.2827 | 3816.8521 | 352824.1677 | 63260.802 | 41885.4891 | 737400.8561 | 344493.9375 | 448 | 0.46343 | 0.27931 | 0.053078 | 2645470.9054 | 42916.2609 | 822885.9355 | 360184.6816 | 92605.9827 | 1775647.7167 | 777217.2059 | 2885939.5687 | 26232.8094 | 2424922.145 | 434784.6143 | 1925585.1809 | 71770.3259 | 1263528.2739 | 590286.5811 |  | 823 | 448-714R | 1225986.878 | 806085.0562 | 102206.5953 | 307749.6697 | 282517.4812 | 6545.4238 | 911088.2232 | 516418.5899 | 88512.1864 | 7148.9851 | 42916.2609 | 39099.4089 | 1030.7719 | 41313.7276 | 38188.6447 | 870.0336 | 1596.9374 | 905.1683 | 155.1424 | 5.5959 | 360184.6816 | 296923.8796 | 15690.7441 | 262293.5294 | 241156.3836 | 5594.3125 | 97241.7532 | 55118.097 | 9447.0326 | 649.399 | 822885.9355 | 470061.7677 | 85485.0794 | 4142.4127 | 3172.4529 | 81.0778 | 812249.5325 | 460395.3246 | 78910.0114 | 6493.9902 | 0.034232 | 0.030983 | 0.0007882 | 0.41879 | 0.23792 | 0.041879 | 0.010411 | 5000000 | no RA
448-724R | 255004.6557 | 133706.4001 | 116028.8424 | 5269.4132 | 52.43% | 45.5% | 2.066% | 61820.3385 | 235569.1558 | 1395.8367 | 43586.0667 | 16838.4351 | 13978.7215 | 93092.644 | 128497.7904 | 448 | 0.55035 | 0.32426 | 0.05999 | 463350.4746 | 14308.8951 | 107768.5385 | 132927.2221 | 25999.6561 | 195818.3992 | 241532.4193 | 595765.396 | 13451.7415 | 420040.8946 | 162272.76 | 323980.0755 | 19225.0434 | 128031.0307 | 176724.0014 |  | 824 | 448-724R | 255004.6557 | 193184.3172 | 19435.4999 | 133706.4001 | 122083.8555 | 2833.2671 | 116028.8424 | 65831.0484 | 11332.8196 | 5269.4132 | 14308.8951 | 12913.0584 | 330.1737 | 14037.1291 | 12757.0826 | 299.9079 | 267.6414 | 151.8512 | 26.1412 | 4.1246 | 132927.2221 | 116088.7869 | 4429.4317 | 117343.5451 | 107040.0231 | 2475.4256 | 15105.0143 | 8570.1013 | 1475.3435 | 478.6626 | 107768.5385 | 64182.4718 | 14675.8945 | 2325.7259 | 2286.7498 | 57.9337 | 100656.1866 | 57109.096 | 9831.3349 | 4786.626 | 0.024005 | 0.021805 | 0.0005532 | 0.51879 | 0.2949 | 0.051879 | 0.007558 | 5000000 | no RA
448-735R | 276949.6988 | 148135.0717 | 123974.3629 | 4840.2643 | 53.49% | 44.76% | 1.748% | 1393.9797 | 147909.9615 | 2.012 | 1215.431 | 176.5367 | 18502.0601 | 3846.3699 | 125561.5315 | 448 | 0.54202 | 0.54202 | 0.52055 | 510962.5975 | 19081.6513 | 113830.6585 | 144037.3891 | 35204.9854 | 210013.6204 | 265743.9917 | 508390.7531 | 733.7835 | 443273.2171 | 64383.7526 | 247893.5295 | 31009.0066 | 6446.4232 | 210438.0996 |  | 825 | 448-735R | 276949.6988 | 275555.7191 | 129039.7373 | 148135.0717 | 148135.0717 | 3140.046 | 123974.3629 | 122580.3831 | 121059.4269 | 4840.2643 | 19081.6513 | 19079.6393 | 579.5912 | 18898.9247 | 18898.9247 | 401.0719 | 178.9378 | 176.9258 | 174.7306 | 3.7887 | 144037.3891 | 143860.8524 | 18475.8576 | 127897.3163 | 127897.3163 | 2704.9389 | 15700.3932 | 15523.8564 | 15331.2391 | 439.6796 | 113830.6585 | 112615.2274 | 109984.2885 | 1338.8306 | 1338.8306 | 34.0353 | 108095.0319 | 106879.6009 | 105553.4573 | 4396.796 | 0.02203 | 0.02203 | 0.000559 | 0.51301 | 0.51301 | 0.51301 | 0.0069734 | 5000000 | no RA
448-744R | 2370160.8864 | 1629806.2217 | 723240.6995 | 17113.9653 | 68.76% | 30.51% | 0.7221% | 509111.7813 | 2247777.2405 | 29730.3129 | 282470.5186 | 196910.9498 | 238245.8161 | 592051.8454 | 1417479.5791 | 448 | 0.49442 | 0.31993 | 0.06461 | 4793840.2049 | 243603.7985 | 670759.6537 | 1455797.4342 | 492708.1912 | 1356665.1168 | 2944466.8969 | 5817036.3877 | 339694.1861 | 3227466.6298 | 2249875.5717 | 1894184.6012 | 200767.9177 | 498917.5388 | 1194499.1446 |  | 826 | 448-744R | 2370160.8864 | 1861049.1051 | 122383.6459 | 1629806.2217 | 1434173.617 | 35214.3262 | 723240.6995 | 409761.5228 | 70055.3545 | 17113.9653 | 243603.7985 | 213873.4855 | 5357.9824 | 242532.1277 | 213260.5101 | 5242.0786 | 1058.2748 | 599.5795 | 102.5078 | 13.396 | 1455797.4342 | 1258886.4845 | 38317.8552 | 1383112.6987 | 1217032.1726 | 29873.3705 | 71130.1383 | 40299.7146 | 6889.8875 | 1554.5972 | 670759.6537 | 388289.1351 | 78707.8083 | 4161.3952 | 3880.9344 | 98.8771 | 651052.2864 | 368862.2287 | 63062.9592 | 15545.9721 | 0.091514 | 0.080387 | 0.0020422 | 0.37815 | 0.21479 | 0.037815 | 0.024753 | 5000000 | no RA
448-9R | 1381674.2477 | 1018846.1605 | 352338.0479 | 10490.0392 | 73.74% | 25.5% | 0.7592% | 310984.4448 | 1314385.8333 | 23099.1571 | 139552.5937 | 148332.6939 | 145431.7285 | 297475.663 | 871478.4419 | 448 | 0.54394 | 0.3311 | 0.063595 | 2540123.4616 | 148755.7129 | 338008.4432 | 894910.0915 | 273478.2653 | 621407.8161 | 1645237.3801 | 3233758.8762 | 240195.6292 | 1451131.8691 | 1542431.3778 | 1058080.4461 | 117072.5248 | 239467.8748 | 701540.0464 |  | 827 | 448-9R | 1381674.2477 | 1070689.8029 | 67288.4144 | 1018846.1605 | 860565.2652 | 22457.0421 | 352338.0479 | 199634.4984 | 34341.333 | 10490.0392 | 148755.7129 | 125656.5558 | 3323.9845 | 148357.8965 | 125427.5946 | 3277.7997 | 389.6054 | 220.7501 | 37.9737 | 8.2111 | 894910.0915 | 746577.3976 | 23431.6496 | 857451.5046 | 724940.403 | 18920.6557 | 36505.6934 | 20684.1011 | 3558.1005 | 952.8935 | 338008.4432 | 198455.8495 | 40532.7803 | 13036.7595 | 10197.2676 | 258.5867 | 315442.7491 | 178729.6472 | 30745.2589 | 9528.9347 | 0.055676 | 0.047361 | 0.001201 | 0.47319 | 0.26866 | 0.047319 | 0.015075 | 5000000 | no RA
449-13R | 1663246.3986 | 1037715.194 | 614840.2755 | 10690.929 | 62.39% | 36.97% | 0.6428% | 812559.6849 | 1580804.3906 | 90557.9905 | 244485.558 | 477516.1364 | 170075.0453 | 508538.5788 | 902190.7665 | 449 | 0.28234 | 0.16239 | 0.037795 | 5890913.4648 | 172408.7642 | 570923.0577 | 919914.5767 | 610640.198 | 2022104.6808 | 3258168.5859 | 5238638.0293 | 583834.6913 | 1576218.173 | 3078585.1649 | 2181282.4885 | 234679.0787 | 701710.0302 | 1244893.3796 |  | 828 | 449-13R | 1663246.3986 | 850686.7137 | 82442.0079 | 1037715.194 | 492241.1036 | 13511.4773 | 614840.2755 | 347754.681 | 58239.6015 | 10690.929 | 172408.7642 | 81850.7737 | 2333.7189 | 171441.1254 | 81299.8404 | 2234.4854 | 959.2704 | 542.5649 | 90.8651 | 8.3684 | 919914.5767 | 442398.4404 | 17723.8102 | 860433.6842 | 408334.0863 | 11210.441 | 58509.7507 | 33093.2122 | 5542.2273 | 971.1419 | 570923.0577 | 326437.4996 | 62384.4788 | 5840.3844 | 2607.1769 | 66.5509 | 555371.2544 | 314118.9039 | 52606.5091 | 9711.4188 | 0.049545 | 0.023454 | 0.000612 | 0.21735 | 0.12348 | 0.021735 | 0.015449 | 5000000 | no RA
449-16R | 266648.1533 | 222398.9854 | 42782.237 | 1466.9308 | 83.41% | 16.04% | 0.5501% | 101142.1495 | 257747.8351 | 13384.854 | 16955.5892 | 70801.7063 | 35492.0844 | 35400.5947 | 186855.156 | 449 | 0.23738 | 0.13644 | 0.02503 | 1123292.8413 | 36043.6721 | 40440.2705 | 190164.2107 | 151839.037 | 170360.3261 | 801093.4782 | 1213029.6185 | 160528.765 | 203353.7156 | 849147.138 | 355583.1828 | 48964.0906 | 48837.8733 | 257781.2188 |  | 829 | 449-16R | 266648.1533 | 165506.0038 | 8900.3182 | 222398.9854 | 139817.1449 | 3371.6468 | 42782.237 | 24221.928 | 4061.7406 | 1466.9308 | 36043.6721 | 22658.8181 | 551.5876 | 35999.9195 | 22633.5486 | 546.3945 | 42.6043 | 24.1212 | 4.0448 | 1.1482 | 190164.2107 | 119362.5044 | 3309.0547 | 186324.4981 | 117130.7731 | 2823.9109 | 3706.4597 | 2098.4784 | 351.8908 | 133.253 | 40440.2705 | 23484.6813 | 5039.6758 | 74.5678 | 52.8232 | 1.3413 | 39033.173 | 22099.3284 | 3705.8049 | 1332.5296 | 0.0071532 | 0.0046288 | 0.0001172 | 0.22813 | 0.12971 | 0.022813 | 0.0021002 | 5000000 | no RA
449-683 | 130329.9209 | 110082.3632 | 19349.2245 | 898.3332 | 84.46% | 14.85% | 0.6893% | 50659.826 | 125670.6973 | 6035.676 | 6599.9619 | 38024.188 | 15445.8129 | 13779.0517 | 96445.8327 | 449 | 0.34581 | 0.1975 | 0.035277 | 376885.6465 | 15724.343 | 16063.3173 | 98542.2605 | 45471.3634 | 46451.6029 | 284962.6802 | 403387.5751 | 48060.1081 | 52553.3317 | 302774.1353 | 132074.6429 | 16232.9028 | 14481.2066 | 101360.5335 |  | 830 | 449-683 | 130329.9209 | 79670.0949 | 4659.2236 | 110082.3632 | 67799.6359 | 1893.4173 | 19349.2245 | 10972.1259 | 1867.4731 | 898.3332 | 15724.343 | 9688.667 | 278.5302 | 15641.7444 | 9641.5244 | 269.9229 | 81.8954 | 46.4394 | 7.9041 | 0.70317 | 98542.2605 | 60518.0725 | 2096.4278 | 94399.5888 | 58133.6095 | 1622.8746 | 4061.069 | 2302.8603 | 391.9504 | 81.6027 | 16063.3173 | 9463.3554 | 2284.2656 | 41.03 | 24.502 | 0.61977 | 15206.2601 | 8622.8262 | 1467.6186 | 816.0273 | 0.0056884 | 0.0035234 | 8.92e-05 | 0.33881 | 0.19267 | 0.033881 | 0.0013068 | 5000000 | no RA
449-693R | 869751.5124 | 806644.8892 | 59275.4762 | 3831.147 | 92.74% | 6.815% | 0.4405% | 345347.8639 | 848027.4255 | 49734.2792 | 23254.7242 | 272358.8604 | 123637.3819 | 48573.6348 | 675816.4088 | 449 | 0.26107 | 0.15165 | 0.028805 | 3331472.4581 | 125553.4693 | 57118.7102 | 687079.3329 | 480916.5824 | 218785.9488 | 2631769.9269 | 3457991.0329 | 497992.6318 | 232851.0935 | 2727147.3077 | 754167.165 | 109953.1112 | 43197.4714 | 601016.5824 |  | 831 | 449-693R | 869751.5124 | 524403.6485 | 21724.0869 | 806644.8892 | 487015.4148 | 12265.7491 | 59275.4762 | 33557.0868 | 5627.1908 | 3831.147 | 125553.4693 | 75819.19 | 1916.0874 | 125473.1809 | 75772.436 | 1905.7512 | 77.2895 | 43.7552 | 7.3373 | 2.9988 | 687079.3329 | 414720.4725 | 11262.9241 | 680829.5647 | 411031.3522 | 10354.6401 | 5901.7547 | 3341.1068 | 560.2705 | 348.0135 | 57118.7102 | 33863.986 | 8545.0754 | 342.1435 | 211.6265 | 5.3577 | 53296.432 | 30172.2248 | 5059.583 | 3480.1347 | 0.02757 | 0.016478 | 0.000418 | 0.2279 | 0.12958 | 0.02279 | 0.005597 | 5000000 | no RA
449-6R | 487750.9128 | 386797.2646 | 97893.99 | 3059.6582 | 79.3% | 20.07% | 0.6273% | 221789.1046 | 458282.2434 | 27280.4811 | 41178.6693 | 153329.9542 | 55999.5284 | 86722.289 | 315560.426 | 449 | 0.24779 | 0.14246 | 0.027632 | 1968420.2335 | 58613.3684 | 98382.943 | 330754.6015 | 236546.4363 | 397044.8244 | 1334828.9728 | 1866941.0499 | 229637.2949 | 346627.253 | 1290676.502 | 1066476.6486 | 130317.4849 | 201812.9603 | 734346.2034 |  | 832 | 449-6R | 487750.9128 | 265961.8082 | 29468.6695 | 386797.2646 | 207490.3464 | 17117.761 | 97893.99 | 55411.8037 | 9291.2503 | 3059.6582 | 58613.3684 | 31332.8873 | 2613.84 | 58489.3378 | 31261.6418 | 2599.9005 | 121.6356 | 68.8505 | 11.5446 | 2.395 | 330754.6015 | 177424.6473 | 15194.1755 | 322060.8423 | 172383.0295 | 14117.4851 | 8415.8262 | 4763.6848 | 798.7574 | 277.933 | 98382.943 | 57204.2737 | 11660.6539 | 6247.0845 | 3845.6751 | 400.3754 | 89356.5282 | 50579.2684 | 8480.9483 | 2779.3302 | 0.016402 | 0.0090308 | 0.0005438 | 0.227 | 0.12904 | 0.0227 | 0.0043882 | 5000000 | no RA
45-15AE | 8056.5849 | 7454.1279 | 0 | 602.457 | 92.52% | 0% | 7.478% | 3522.6143 | 7341.0145 | 36.2005 | 3304.0748 | 182.3389 | 68.66 | 6926.5567 | 345.7978 | 45 | 0.0022584 | 0.0016026 | 0.0008948 | 3567386.1556 | 72.0526 | 7569.3089 | 415.2234 | 31904.2828 | 3351624.5403 | 183857.3326 | 2829134.3035 | 29073.9156 | 2653617.6404 | 146442.7475 | 799698.7087 | 7479.5268 | 754549.4541 | 37669.7278 |  | 833 | 45-15AE | 8056.5849 | 4533.9706 | 715.5704 | 7454.1279 | 3931.5137 | 113.1134 | 0 | 0 | 0 | 602.457 | 72.0526 | 35.8521 | 3.3926 | 71.5811 | 35.3805 | 2.9211 | 0 | 0 | 0 | 0.47157 | 415.2234 | 232.8845 | 69.4256 | 360.4975 | 178.1585 | 14.6997 | 0 | 0 | 0 | 54.7259 | 7569.3089 | 4265.2341 | 642.7521 | 7022.0494 | 3717.9746 | 95.4927 | 0 | 0 | 0 | 547.2594 | 0.0013822 | 0.0007264 | 1.86e-05 | 0 | 0 | 0 | 0.0008762 | 5000000 | no RA
45-16 | 5953.9135 | 4528.4531 | 0 | 1425.4604 | 76.06% | 0% | 23.94% | 2605.6274 | 4477.4303 | 647.4369 | 435.169 | 1523.0214 | 1109.1427 | 758.9942 | 2609.2934 | 45 | 0.0075584 | 0.0044674 | 0.0021668 | 787721.4046 | 1122.9278 | 2062.373 | 2768.6127 | 148566.8623 | 272858.4115 | 366296.1309 | 749493.2379 | 186231.3792 | 125173.791 | 438088.0678 | 681411.828 | 168798.3708 | 115509.922 | 397103.5352 |  | 834 | 45-16 | 5953.9135 | 3348.2861 | 1476.4831 | 4528.4531 | 1922.8257 | 51.0228 | 0 | 0 | 0 | 1425.4604 | 1122.9278 | 475.4909 | 13.7851 | 1121.812 | 474.3751 | 12.6693 | 0 | 0 | 0 | 1.1158 | 2768.6127 | 1245.5912 | 159.3192 | 2639.1268 | 1116.1054 | 29.8334 | 0 | 0 | 0 | 129.4859 | 2062.373 | 1627.204 | 1303.3788 | 767.5143 | 332.3453 | 8.5201 | 0 | 0 | 0 | 1294.8587 | 0.0054512 | 0.0023602 | 5.96e-05 | 0 | 0 | 0 | 0.0021072 | 5000000 | no RA
450-113F | 581.0511 | 509.2964 | 0 | 71.7547 | 87.65% | 0% | 12.35% | 348.9318 | 509.2899 | 57.6687 | 0.32053 | 290.9426 | 84.1573 | 0.55804 | 424.5746 | 450 | 0.0002576 | 0.0001688 | 0.000103 | 2255633.0905 | 84.2134 | 65.745 | 431.0927 | 326915.5123 | 255221.2566 | 1673496.3215 | 1375114.5227 | 227267.973 | 1263.1951 | 1146583.3546 | 696710.3215 | 115127.4276 | 763.4063 | 580819.4876 |  | 835 | 450-113F | 581.0511 | 232.1193 | 71.7612 | 509.2964 | 160.3647 | 0.0064973 | 0 | 0 | 0 | 71.7547 | 84.2134 | 26.5448 | 0.056166 | 84.1573 | 26.4886 | 0 | 0 | 0 | 0 | 0.056166 | 431.0927 | 140.1501 | 6.518 | 424.5746 | 133.632 | 0 | 0 | 0 | 0 | 6.518 | 65.745 | 65.4245 | 65.187 | 0.56454 | 0.24401 | 0.0064973 | 0 | 0 | 0 | 65.1805 | 0.0001564 | 6.76e-05 | 1.8e-06 | 0 | 0 | 0 | 0.0001012 | 5000000 | no RA
450-114F | 8761.5263 | 8291.549 | 0 | 469.9773 | 94.64% | 0% | 5.364% | 4075.1302 | 8223.5348 | 604.9757 | 422.2257 | 3047.9287 | 1239.8116 | 737.9751 | 6245.7481 | 450 | 0.0023436 | 0.001426 | 0.0007006 | 3738490.4781 | 1250.1541 | 1172.6769 | 6338.6953 | 533433.2094 | 500374.1746 | 2704683.0941 | 3286392.7936 | 487883.2608 | 340504.3709 | 2458005.1619 | 767900.9956 | 115771.6928 | 68910.9799 | 583218.3229 |  | 836 | 450-114F | 8761.5263 | 4686.3961 | 537.9914 | 8291.549 | 4216.4188 | 68.0141 | 0 | 0 | 0 | 469.9773 | 1250.1541 | 645.1784 | 10.3425 | 1249.7862 | 644.8105 | 9.9746 | 0 | 0 | 0 | 0.36788 | 6338.6953 | 3290.7666 | 92.9472 | 6296.0035 | 3248.0748 | 50.2554 | 0 | 0 | 0 | 42.6918 | 1172.6769 | 750.4512 | 434.7018 | 745.7592 | 323.5335 | 7.7841 | 0 | 0 | 0 | 426.9177 | 0.0016618 | 0.0007442 | 1.88e-05 | 0 | 0 | 0 | 0.0006818 | 5000000 | no RA
450-17 | 8162.0188 | 0 | 8162.0188 | 0 | 0% | 100% | 0% | 559.0041 | 1163.9283 | 1.2578 | 496.9206 | 60.8256 | 2.619 | 1034.6615 | 126.6478 | 450 | 0.071803 | 0.071803 | 0.071803 | 113671.7598 | 18.3656 | 7255.5386 | 888.1147 | 255.7759 | 101047.2842 | 12368.6997 | 105886.5564 | 238.2582 | 94126.7117 | 11521.5865 | 97461.8266 | 219.3015 | 86637.639 | 10604.8861 |  | 837 | 450-17 | 8162.0188 | 7603.0148 | 6998.0905 | 0 | 0 | 0 | 8162.0188 | 7603.0148 | 6998.0905 | 0 | 18.3656 | 17.1078 | 15.7466 | 0 | 0 | 0 | 18.3656 | 17.1078 | 15.7466 | 0 | 888.1147 | 827.2891 | 761.4669 | 0 | 0 | 0 | 888.1147 | 827.2891 | 761.4669 | 0 | 7255.5386 | 6758.6179 | 6220.877 | 0 | 0 | 0 | 7255.5386 | 6758.6179 | 6220.877 | 0 | 0 | 0 | 0 | 0.071803 | 0.071803 | 0.071803 | 0 | 5000000 | no RA
450-18 | 1976.7819 | 0 | 1976.7819 | 0 | 0% | 100% | 0% | 135.5183 | 282.2924 | 0.32093 | 124.1457 | 11.0517 | 0.66852 | 258.6026 | 23.0213 | 450 | 0.071668 | 0.071668 | 0.071668 | 27582.4125 | 4.6813 | 1810.8916 | 161.2089 | 65.3197 | 25267.7137 | 2249.3791 | 25691.4999 | 60.8417 | 23535.4853 | 2095.1729 | 23643.5335 | 55.9918 | 21659.3829 | 1928.1587 |  | 838 | 450-18 | 1976.7819 | 1841.2636 | 1694.4895 | 0 | 0 | 0 | 1976.7819 | 1841.2636 | 1694.4895 | 0 | 4.6813 | 4.3604 | 4.0128 | 0 | 0 | 0 | 4.6813 | 4.3604 | 4.0128 | 0 | 161.2089 | 150.1573 | 138.1877 | 0 | 0 | 0 | 161.2089 | 150.1573 | 138.1877 | 0 | 1810.8916 | 1686.7459 | 1552.289 | 0 | 0 | 0 | 1810.8916 | 1686.7459 | 1552.289 | 0 | 0 | 0 | 0 | 0.071668 | 0.071668 | 0.071668 | 0 | 5000000 | no RA
450-1850 | 42323.2777 | 33958.7422 | 7883.0117 | 481.5238 | 80.24% | 18.63% | 1.138% | 23323.0144 | 40919.2408 | 3272.4292 | 3192.6302 | 16857.955 | 5555.511 | 6629.4953 | 28734.2345 | 450 | 0.073712 | 0.041867 | 0.0078612 | 574167.68 | 5597.231 | 7686.8248 | 29039.2219 | 75933.3714 | 104281.2982 | 393953.0104 | 453824.332 | 63675.6454 | 62122.899 | 328025.7876 | 178603.3813 | 24248.5692 | 28936.272 | 125418.5401 |  | 839 | 450-1850 | 42323.2777 | 19000.2633 | 1404.0369 | 33958.7422 | 14105.1106 | 247.063 | 7883.0117 | 4413.6288 | 675.4501 | 481.5238 | 5597.231 | 2324.8018 | 41.7201 | 5590.6215 | 2320.9354 | 40.8091 | 6.2326 | 3.4896 | 0.53404 | 0.37691 | 29039.2219 | 12181.2669 | 304.9874 | 28351.5956 | 11777.0203 | 206.0759 | 643.8857 | 360.5059 | 55.1709 | 43.7406 | 7686.8248 | 4494.1946 | 1057.3294 | 16.5251 | 7.1549 | 0.17795 | 7232.8934 | 4049.6333 | 619.7452 | 437.4063 | 0.0014884 | 0.0006442 | 1.62e-05 | 0.071532 | 0.040531 | 0.0071532 | 0.0006918 | 5000000 | no RA
450-1851F | 915496.1126 | 853281.7617 | 57990.5864 | 4223.7644 | 93.2% | 6.334% | 0.4614% | 482336.0967 | 898078.5867 | 137506.6019 | 23150.8881 | 321678.6067 | 254394.303 | 48020.645 | 595663.6388 | 450 | 0.099477 | 0.056942 | 0.013583 | 9203093.3036 | 256878.6031 | 56300.0114 | 602317.4981 | 2582291.4147 | 565960.0848 | 6054841.8041 | 7607092.4569 | 2168665.0476 | 365120.8097 | 5073306.5997 | 1282341.0739 | 363242.4473 | 68567.324 | 850531.3027 |  | 840 | 450-1851F | 915496.1126 | 433160.0158 | 17417.5259 | 853281.7617 | 396449.0896 | 8227.4507 | 57990.5864 | 32487.1618 | 4966.3107 | 4223.7644 | 256878.6031 | 119372.0012 | 2484.3001 | 256804.6737 | 119329.1309 | 2474.9458 | 70.6232 | 39.5641 | 6.0482 | 3.3062 | 602317.4981 | 280638.8914 | 6653.8594 | 595800.3432 | 276819.1513 | 5744.9107 | 6133.4769 | 3436.0621 | 525.2706 | 383.678 | 56300.0114 | 33149.1233 | 8279.3664 | 676.7448 | 300.8075 | 7.5942 | 51786.4863 | 29011.5355 | 4434.9919 | 3836.7803 | 0.022058 | 0.010363 | 0.0002634 | 0.071222 | 0.040381 | 0.0071222 | 0.006197 | 5000000 | no RA
450-1853F | 133442.4362 | 77452.831 | 55262.7748 | 726.8304 | 58.04% | 41.41% | 0.5447% | 63538.8478 | 127433.816 | 6466.8073 | 22297.7914 | 34774.2491 | 12670.3208 | 46343.3014 | 68420.1937 | 450 | 0.075291 | 0.042922 | 0.0082068 | 1772351.0347 | 12768.7149 | 51319.4104 | 69354.3109 | 169591.0666 | 681612.3319 | 921147.6361 | 1628619.0863 | 165756.3234 | 571533.9508 | 891328.8121 | 732151.4192 | 72795.3826 | 266258.321 | 393097.7156 |  | 841 | 450-1853F | 133442.4362 | 69903.5884 | 6008.6203 | 77452.831 | 38198.6973 | 550.0258 | 55262.7748 | 30978.0607 | 4731.764 | 726.8304 | 12768.7149 | 6301.9076 | 98.3941 | 12677.0795 | 6250.2905 | 90.0278 | 91.0664 | 51.0481 | 7.7974 | 0.56893 | 69354.3109 | 34580.0618 | 934.1172 | 64484.1951 | 31821.0597 | 456.7527 | 4804.0921 | 2692.9783 | 411.3407 | 66.0238 | 51319.4104 | 29021.619 | 4976.109 | 291.5564 | 127.347 | 3.2454 | 50367.6163 | 28234.0342 | 4312.6259 | 660.2377 | 0.0031252 | 0.0015218 | 3.86e-05 | 0.071109 | 0.040343 | 0.0071108 | 0.0010574 | 5000000 | no RA
450-1854 | 167811.2551 | 115265.3371 | 51174.1963 | 1371.7217 | 68.69% | 30.5% | 0.8174% | 80667.6359 | 159478.6343 | 11045.6346 | 20763.8035 | 48858.1978 | 21413.2782 | 43121.7341 | 94943.622 | 450 | 0.079085 | 0.045 | 0.0092232 | 2121910.0346 | 21909.4599 | 48377.0099 | 97524.7853 | 277036.8577 | 611709.0456 | 1233164.1313 | 1936524.8699 | 265163.9151 | 498460.397 | 1172900.5578 | 903441.4069 | 121305.5421 | 244283.2565 | 537852.6083 |  | 842 | 450-1854 | 167811.2551 | 87143.6191 | 8332.6208 | 115265.3371 | 57094.7004 | 2579.5323 | 51174.1963 | 28677.1971 | 4381.3668 | 1371.7217 | 21909.4599 | 10863.8253 | 496.1817 | 21840.1667 | 10824.5225 | 489.2672 | 68.2195 | 38.2291 | 5.8407 | 1.0737 | 97524.7853 | 48666.5875 | 2581.1633 | 93075.4518 | 46118.4744 | 2086.2899 | 4324.7292 | 2423.5087 | 370.2691 | 124.6044 | 48377.0099 | 27613.2064 | 5255.2758 | 349.7186 | 151.7035 | 3.9753 | 46781.2477 | 26215.4592 | 4005.2569 | 1246.0436 | 0.0059382 | 0.0026418 | 8.68e-05 | 0.071123 | 0.040334 | 0.0071122 | 0.0020242 | 5000000 | no RA
450-50R | 377799.8677 | 23667.7518 | 353821.0387 | 311.0772 | 6.265% | 93.65% | 0.08234% | 169972.7559 | 347029.4569 | 2593.2723 | 142160.1157 | 25219.3679 | 4312.5492 | 295717.7733 | 46999.1345 | 450 | 0.071801 | 0.040827 | 0.0074788 | 5261777.9709 | 4391.4432 | 323629.2226 | 49779.2019 | 61161.4798 | 4507320.5676 | 693295.9235 | 5090383.2201 | 77663.9158 | 4257443.8701 | 755275.4342 | 4114351.3398 | 51129.2112 | 3506004.4401 | 557217.6885 |  | 843 | 450-50R | 377799.8677 | 207827.1119 | 30770.4108 | 23667.7518 | 9220.4854 | 207.0558 | 353821.0387 | 198295.5493 | 30252.2778 | 311.0772 | 4391.4432 | 1798.1709 | 78.894 | 3866.8582 | 1504.0653 | 33.8185 | 524.3415 | 293.8621 | 44.8321 | 0.2435 | 49779.2019 | 24559.8341 | 2780.0675 | 19564.6615 | 7613.9688 | 170.8333 | 30186.2828 | 16917.6077 | 2580.9766 | 28.2576 | 323629.2226 | 181469.1069 | 27911.4493 | 236.2321 | 102.4513 | 2.404 | 323110.4144 | 181084.0796 | 27626.4692 | 282.5761 | 0.0012638 | 0.0006164 | 1.56e-05 | 0.070082 | 0.039756 | 0.0070082 | 0.000455 | 5000000 | no RA
450-88R | 571656.2001 | 73083.5519 | 495587.0046 | 2985.6436 | 12.78% | 86.69% | 0.5223% | 256319.488 | 525516.7761 | 9712.6233 | 201711.072 | 44895.7928 | 18470.4149 | 418433.6934 | 88612.6678 | 450 | 0.082954 | 0.047842 | 0.011402 | 6891210.1115 | 18733.7936 | 459792.5385 | 93129.868 | 225832.4283 | 5542714.2919 | 1122663.3912 | 6591266.0122 | 249760.5011 | 5187008.3826 | 1154497.1285 | 4046466.0035 | 142221.732 | 3221928.9507 | 682315.3208 |  | 844 | 450-88R | 571656.2001 | 315336.712 | 46139.424 | 73083.5519 | 34698.5616 | 801.4405 | 495587.0046 | 277652.5068 | 42352.3399 | 2985.6436 | 18733.7936 | 9021.1703 | 263.3787 | 17981.4819 | 8598.6601 | 196.9496 | 749.9747 | 420.1732 | 64.092 | 2.337 | 93129.868 | 48234.0753 | 4517.2002 | 49522.0663 | 23683.5497 | 542.4913 | 43336.592 | 24279.3159 | 3703.4992 | 271.2097 | 459792.5385 | 258081.4665 | 41358.8451 | 5580.0038 | 2416.3518 | 61.9996 | 451500.4378 | 252953.0178 | 38584.7486 | 2712.0969 | 0.0089648 | 0.004001 | 0.0001024 | 0.069655 | 0.039506 | 0.0069656 | 0.0043344 | 5000000 | no RA
451-38F | 1632.7458 | 737.2514 | 0 | 895.4944 | 45.15% | 0% | 54.85% | 343.7523 | 727.0561 | 0 | 343.7523 | 0 | 0 | 727.0561 | 0 | 451 | 0.004114 | 0.0027706 | 0.0013262 | 396875.4999 | 0.70095 | 1550.7 | 81.3449 | 170.3817 | 376932.4253 | 19772.6928 | 465239.8367 | 0 | 465239.8367 | 0 | 682920.9069 | 0 | 682920.9069 | 0 |  | 845 | 451-38F | 1632.7458 | 1288.9935 | 905.6897 | 737.2514 | 393.4991 | 10.1953 | 0 | 0 | 0 | 895.4944 | 0.70095 | 0.70095 | 0.70095 | 0 | 0 | 0 | 0 | 0 | 0 | 0.70095 | 81.3449 | 81.3449 | 81.3449 | 0 | 0 | 0 | 0 | 0 | 0 | 81.3449 | 1550.7 | 1206.9477 | 823.6439 | 737.2514 | 393.4991 | 10.1953 | 0 | 0 | 0 | 813.4486 | 0.0028254 | 0.001482 | 3.76e-05 | 0 | 0 | 0 | 0.0012886 | 5000000 | no RA
452-1403 | 16971.147 | 16830.8092 | 0 | 140.3378 | 99.17% | 0% | 0.8269% | 9892.8614 | 16807.7698 | 1621.0054 | 0.84104 | 8271.015 | 2752.1586 | 1.5027 | 14054.1085 | 452 | 0.0007938 | 0.000468 | 0.0002056 | 21379625.8346 | 2755.802 | 129 | 14086.345 | 3471657.9088 | 162509.4045 | 17745458.5214 | 15124541.8747 | 2478248.0012 | 1285.8056 | 12645008.0679 | 794636.039 | 130116.2767 | 71.0434 | 664448.7189 |  | 846 | 452-1403 | 16971.147 | 7078.2856 | 163.3772 | 16830.8092 | 6937.9478 | 23.0394 | 0 | 0 | 0 | 140.3378 | 2755.802 | 1134.7967 | 3.6434 | 2755.6922 | 1134.6868 | 3.5336 | 0 | 0 | 0 | 0.10985 | 14086.345 | 5815.33 | 32.2365 | 14073.597 | 5802.582 | 19.4885 | 0 | 0 | 0 | 12.748 | 129 | 128.1589 | 127.4973 | 1.52 | 0.67897 | 0.017326 | 0 | 0 | 0 | 127.48 | 0.000595 | 0.0002692 | 6.8e-06 | 0 | 0 | 0 | 0.0001988 | 5000000 | no RA
452-1404F | 78161.453 | 77574.9405 | 0 | 586.5124 | 99.25% | 0% | 0.7504% | 43683.1081 | 76879.0146 | 10507.8308 | 10.6357 | 33164.6416 | 18493.6417 | 21.8395 | 58363.5333 | 452 | 0.0036434 | 0.0023618 | 0.0008924 | 21452888.2242 | 18660.811 | 554.9102 | 58945.7317 | 5121812.3291 | 152305.59 | 16178770.3052 | 14598333.8555 | 3511582.1326 | 3554.3098 | 11083197.4131 | 1437066.7396 | 345693.7836 | 408.2369 | 1090964.7191 |  | 847 | 452-1404F | 78161.453 | 34478.3449 | 1282.4384 | 77574.9405 | 33891.8325 | 695.9259 | 0 | 0 | 0 | 586.5124 | 18660.811 | 8152.9803 | 167.1693 | 18660.3519 | 8152.5212 | 166.7102 | 0 | 0 | 0 | 0.45909 | 58945.7317 | 25781.0901 | 582.1984 | 58892.4542 | 25727.8126 | 528.9208 | 0 | 0 | 0 | 53.2776 | 554.9102 | 544.2745 | 533.0707 | 22.1344 | 11.4987 | 0.2949 | 0 | 0 | 0 | 532.7758 | 0.0027896 | 0.001508 | 3.86e-05 | 0 | 0 | 0 | 0.0008538 | 5000000 | no RA
452-1405 | 24926.1998 | 24641.7564 | 0 | 284.4433 | 98.86% | 0% | 1.141% | 12714.2735 | 23733.3927 | 2419.8651 | 2.9379 | 10291.4706 | 4516.9294 | 5.122 | 19211.3414 | 452 | 0.001513 | 0.000885 | 0.000418 | 16474685.9135 | 4691.3311 | 263.5626 | 19971.3061 | 3100681.5049 | 174198.6702 | 13199805.7383 | 13798786.7762 | 2626276.8591 | 3188.449 | 11169321.4681 | 2853605.3604 | 543096.9766 | 615.8509 | 2309892.5329 |  | 848 | 452-1405 | 24926.1998 | 12211.9263 | 1192.807 | 24641.7564 | 11927.483 | 908.3637 | 0 | 0 | 0 | 284.4433 | 4691.3311 | 2271.466 | 174.4018 | 4691.1085 | 2271.2434 | 174.1791 | 0 | 0 | 0 | 0.22265 | 19971.3061 | 9679.8355 | 759.9647 | 19945.4678 | 9653.9973 | 734.1265 | 0 | 0 | 0 | 25.8382 | 263.5626 | 260.6247 | 258.4406 | 5.1801 | 2.2423 | 0.058115 | 0 | 0 | 0 | 258.3825 | 0.0011074 | 0.0004794 | 1.24e-05 | 0 | 0 | 0 | 0.0004056 | 5000000 | no RA
452-37AE | 17463.1689 | 17163.5414 | 0 | 299.6275 | 98.28% | 0% | 1.716% | 7249.204 | 16874.7793 | 1536.2684 | 2.5307 | 5710.4049 | 3578.1097 | 4.9809 | 13291.6887 | 452 | 0.0017838 | 0.0011172 | 0.0004782 | 9789869.3275 | 3639.5454 | 277.2187 | 13546.4047 | 2040332.6875 | 155409.0847 | 7594127.5553 | 9142467.6792 | 1937493.3554 | 3191.6272 | 7201782.6967 | 1230425.857 | 260898.1512 | 363.1818 | 969164.5241 |  | 849 | 452-37AE | 17463.1689 | 10213.9649 | 588.3896 | 17163.5414 | 9914.3374 | 288.7622 | 0 | 0 | 0 | 299.6275 | 3639.5454 | 2103.277 | 61.4357 | 3639.3109 | 2103.0425 | 61.2012 | 0 | 0 | 0 | 0.23453 | 13546.4047 | 7835.9999 | 254.7161 | 13519.1872 | 7808.7823 | 227.4985 | 0 | 0 | 0 | 27.2175 | 277.2187 | 274.688 | 272.2378 | 5.0433 | 2.5126 | 0.062446 | 0 | 0 | 0 | 272.1754 | 0.001322 | 0.0006554 | 1.64e-05 | 0 | 0 | 0 | 0.0004618 | 5000000 | no RA
452-38AE | 306051.317 | 304230.3385 | 0 | 1820.9785 | 99.41% | 0% | 0.595% | 149629.7799 | 298453.4866 | 31895.683 | 49.8125 | 117684.2845 | 63598.952 | 92.8537 | 234761.6809 | 452 | 0.011395 | 0.0070718 | 0.0027584 | 26857915.3509 | 64832.4238 | 1748.1133 | 239470.7799 | 5689450.2739 | 153407.8681 | 21015057.209 | 22119055.5611 | 4714986.4416 | 7363.541 | 17396705.5785 | 2754433.8705 | 586956.1437 | 856.949 | 2166620.7779 |  | 850 | 452-38AE | 306051.317 | 156421.5371 | 7597.8304 | 304230.3385 | 154600.5586 | 5776.8519 | 0 | 0 | 0 | 1820.9785 | 64832.4238 | 32936.7408 | 1233.4717 | 64830.9984 | 32935.3154 | 1232.0464 | 0 | 0 | 0 | 1.4254 | 239470.7799 | 121786.4955 | 4709.099 | 239305.366 | 121621.0815 | 4543.6851 | 0 | 0 | 0 | 165.4139 | 1748.1133 | 1698.3009 | 1655.2596 | 93.9741 | 44.1617 | 1.1204 | 0 | 0 | 0 | 1654.1392 | 0.0087492 | 0.0044258 | 0.0001124 | 0 | 0 | 0 | 0.002646 | 5000000 | no RA
452-39AE | 51469.0846 | 50479.5593 | 0 | 989.5253 | 98.08% | 0% | 1.923% | 22935.0855 | 49596.5072 | 6802.7917 | 6.4489 | 16125.8449 | 14711.2853 | 12.5213 | 34872.7005 | 452 | 0.0055772 | 0.0034906 | 0.0015144 | 9228481.0707 | 14974.7403 | 911.5441 | 35582.8002 | 2684992.5291 | 163441.1734 | 6380047.3682 | 8174525.6328 | 2424651.7431 | 2298.5217 | 5747575.3679 | 1236514.4315 | 366774.1469 | 312.1756 | 869428.1089 |  | 851 | 452-39AE | 51469.0846 | 28533.9992 | 1872.5775 | 50479.5593 | 27544.4739 | 883.0522 | 0 | 0 | 0 | 989.5253 | 14974.7403 | 8171.9487 | 263.455 | 14973.9658 | 8171.1741 | 262.6805 | 0 | 0 | 0 | 0.77455 | 35582.8002 | 19456.9553 | 710.0997 | 35492.9138 | 19367.0689 | 620.2132 | 0 | 0 | 0 | 89.8864 | 911.5441 | 905.0952 | 899.0228 | 12.6798 | 6.2309 | 0.15846 | 0 | 0 | 0 | 898.8643 | 0.0041144 | 0.0020278 | 5.16e-05 | 0 | 0 | 0 | 0.0014628 | 5000000 | no RA
452-47 | 8737.1238 | 7511.6494 | 0 | 1225.4744 | 85.97% | 0% | 14.03% | 3454.2378 | 7407.8734 | 0 | 3454.2378 | 0 | 0 | 7407.8734 | 0 | 452 | 0.0051162 | 0.0034452 | 0.00182 | 1707736.955 | 0.95924 | 8624.845 | 111.3196 | 187.4913 | 1685791.2139 | 21758.2498 | 1533404.7506 | 0 | 1533404.7506 | 0 | 730357.3507 | 0 | 730357.3507 | 0 |  | 852 | 452-47 | 8737.1238 | 5282.886 | 1329.2504 | 7511.6494 | 4057.4117 | 103.776 | 0 | 0 | 0 | 1225.4744 | 0.95924 | 0.95924 | 0.95924 | 0 | 0 | 0 | 0 | 0 | 0 | 0.95924 | 111.3196 | 111.3196 | 111.3196 | 0 | 0 | 0 | 0 | 0 | 0 | 111.3196 | 8624.845 | 5170.6072 | 1216.9716 | 7511.6494 | 4057.4117 | 103.776 | 0 | 0 | 0 | 1113.1956 | 0.0033388 | 0.0016678 | 4.26e-05 | 0 | 0 | 0 | 0.0017774 | 5000000 | no RA
452-717 | 5062.7733 | 4830.3973 | 0 | 232.376 | 95.41% | 0% | 4.59% | 2479.5224 | 4830.3655 | 899.17 | 1.668 | 1578.6844 | 1752.5185 | 2.9093 | 3074.9377 | 452 | 0.000973 | 0.0006158 | 0.00035 | 5203261.3179 | 1752.7004 | 214.0266 | 3096.0462 | 1801336.4947 | 219965.6883 | 3181959.1349 | 4194951.0919 | 1521250.3591 | 2821.9799 | 2670878.7529 | 664022.0606 | 240915.7126 | 399.9416 | 422706.4063 |  | 853 | 452-717 | 5062.7733 | 2583.2509 | 232.4077 | 4830.3973 | 2350.8749 | 0.031764 | 0 | 0 | 0 | 232.376 | 1752.7004 | 853.5304 | 0.18189 | 1752.5185 | 853.3485 | 0 | 0 | 0 | 0 | 0.18189 | 3096.0462 | 1517.3619 | 21.1086 | 3074.9377 | 1496.2533 | 0 | 0 | 0 | 0 | 21.1086 | 214.0266 | 212.3586 | 211.1173 | 2.9411 | 1.2731 | 0.031764 | 0 | 0 | 0 | 211.0855 | 0.00063 | 0.0002728 | 7e-06 | 0 | 0 | 0 | 0.000343 | 5000000 | no RA
453-32R | 2468.5249 | 827.0337 | 0 | 1641.4911 | 33.5% | 0% | 66.5% | 477.6273 | 818.0606 | 28.331 | 306.9261 | 142.3702 | 46.924 | 535.2965 | 235.8402 | 453 | 0.0069622 | 0.0044132 | 0.0024372 | 354561.0379 | 48.6819 | 2032.5171 | 387.3259 | 6992.3111 | 291936.0418 | 55632.685 | 451123.3584 | 26758.8555 | 289894.5339 | 134469.969 | 677196.878 | 38844.0522 | 443122.5268 | 195230.2989 |  | 854 | 453-32R | 2468.5249 | 1990.8976 | 1650.4642 | 827.0337 | 349.4065 | 8.9731 | 0 | 0 | 0 | 1641.4911 | 48.6819 | 20.3509 | 1.7579 | 47.397 | 19.066 | 0.47298 | 0 | 0 | 0 | 1.2849 | 387.3259 | 244.9557 | 151.4857 | 238.2162 | 95.846 | 2.3761 | 0 | 0 | 0 | 149.1097 | 2032.5171 | 1725.591 | 1497.2206 | 541.4205 | 234.4944 | 6.124 | 0 | 0 | 0 | 1491.0966 | 0.0045762 | 0.0020272 | 5.12e-05 | 0 | 0 | 0 | 0.002386 | 5000000 | no RA
453-41 | 2536.2631 | 2255.9401 | 0 | 280.3231 | 88.95% | 0% | 11.05% | 1279.9645 | 2230.692 | 0 | 1279.9645 | 0 | 0 | 2230.692 | 0 | 453 | 0.0012658 | 0.0007758 | 0.0004118 | 2003683.9508 | 0.21942 | 2510.5798 | 25.464 | 173.3477 | 1983393.7068 | 20116.8963 | 1619358.8863 | 0 | 1619358.8863 | 0 | 742037.7208 | 0 | 742037.7208 | 0 |  | 855 | 453-41 | 2536.2631 | 1256.2986 | 305.5711 | 2255.9401 | 975.9756 | 25.2481 | 0 | 0 | 0 | 280.3231 | 0.21942 | 0.21942 | 0.21942 | 0 | 0 | 0 | 0 | 0 | 0 | 0.21942 | 25.464 | 25.464 | 25.464 | 0 | 0 | 0 | 0 | 0 | 0 | 25.464 | 2510.5798 | 1230.6152 | 279.8877 | 2255.9401 | 975.9756 | 25.2481 | 0 | 0 | 0 | 254.6397 | 0.0008636 | 0.0003736 | 9.6e-06 | 0 | 0 | 0 | 0.0004022 | 5000000 | no RA
454-1814 | 7123.1541 | 6067.2423 | 986.1495 | 69.7623 | 85.18% | 13.84% | 0.9794% | 1840.9119 | 6681.4173 | 232.0478 | 398.3114 | 1210.5527 | 953.3662 | 828.6219 | 4899.4292 | 454 | 0.072066 | 0.040956 | 0.0072656 | 98842.0908 | 1001.0373 | 969.5452 | 5152.5716 | 13890.5629 | 13453.5731 | 71497.9548 | 128974.8465 | 16257.336 | 27905.819 | 84811.6914 | 60798.3974 | 8675.2755 | 7540.1496 | 44582.9723 |  | 856 | 454-1814 | 7123.1541 | 5282.2422 | 441.7368 | 6067.2423 | 4659.9879 | 287.4772 | 986.1495 | 552.492 | 84.4974 | 69.7623 | 1001.0373 | 768.9896 | 47.6711 | 1000.203 | 768.4981 | 47.5497 | 0.77969 | 0.43682 | 0.066807 | 0.054607 | 5152.5716 | 3942.0189 | 253.1424 | 5065.6857 | 3890.5542 | 239.9036 | 80.5489 | 45.1276 | 6.9018 | 6.3371 | 969.5452 | 571.2338 | 140.9233 | 1.3536 | 0.93561 | 0.023823 | 904.821 | 506.9275 | 77.5288 | 63.3706 | 0.000375 | 0.0002592 | 6.6e-06 | 0.071591 | 0.040597 | 0.0071592 | 9.98e-05 | 5000000 | no RA
454-45AE | 325473.7064 | 44823.3367 | 277740.5105 | 2909.8592 | 13.77% | 85.33% | 0.894% | 147140.5941 | 298288.9166 | 7440.2107 | 111311.2728 | 28389.1106 | 13292.6045 | 231200.8088 | 53795.5034 | 454 | 0.084004 | 0.04822 | 0.01138 | 3874493.2557 | 13483.4112 | 255426.8604 | 56563.4347 | 160508.775 | 3040643.9253 | 673340.5554 | 3698307.1881 | 187006.0728 | 2797754.6438 | 713546.4715 | 2388821.5911 | 106452.7004 | 1851552.1464 | 430816.7443 |  | 857 | 454-45AE | 325473.7064 | 178333.1123 | 27184.7897 | 44823.3367 | 19888.5403 | 505.2813 | 277740.5105 | 155534.7128 | 23769.6492 | 2909.8592 | 13483.4112 | 6043.2006 | 190.8067 | 12991.1949 | 5766.5572 | 146.599 | 489.9386 | 274.3657 | 41.93 | 2.2777 | 56563.4347 | 28174.3241 | 2767.9313 | 31150.6615 | 13826.8654 | 351.3458 | 25148.4476 | 14083.1331 | 2152.2599 | 264.3256 | 255426.8604 | 144115.5876 | 24226.0517 | 681.4802 | 295.1176 | 7.3365 | 252102.1243 | 141177.214 | 21575.4592 | 2643.2559 | 0.0091422 | 0.0039584 | 0.0001008 | 0.070648 | 0.040047 | 0.0070648 | 0.0042144 | 5000000 | no RA
454-47R | 756.0026 | 515.0416 | 0 | 240.9611 | 68.13% | 0% | 31.87% | 292.1437 | 509.6286 | 0 | 292.1437 | 0 | 0 | 509.6286 | 0 | 454 | 0.0008848 | 0.0006022 | 0.000363 | 854433.3611 | 0.18861 | 733.9256 | 21.8884 | 213.1701 | 829481.9375 | 24738.2535 | 770273.8957 | 0 | 770273.8957 | 0 | 678716.3711 | 0 | 678716.3711 | 0 |  | 858 | 454-47R | 756.0026 | 463.8589 | 246.374 | 515.0416 | 222.8979 | 5.413 | 0 | 0 | 0 | 240.9611 | 0.18861 | 0.18861 | 0.18861 | 0 | 0 | 0 | 0 | 0 | 0 | 0.18861 | 21.8884 | 21.8884 | 21.8884 | 0 | 0 | 0 | 0 | 0 | 0 | 21.8884 | 733.9256 | 441.7819 | 224.297 | 515.0416 | 222.8979 | 5.413 | 0 | 0 | 0 | 218.8841 | 0.000528 | 0.0002454 | 6.2e-06 | 0 | 0 | 0 | 0.0003568 | 5000000 | no RA
454-48F | 395264.9703 | 385122.9694 | 8563.1397 | 1578.8612 | 97.43% | 2.166% | 0.3994% | 133940.8915 | 384342.3826 | 42921.0249 | 3225.7631 | 87794.1036 | 124153.3953 | 6758.7407 | 253430.2466 | 454 | 0.085487 | 0.050351 | 0.0096506 | 4623695.9424 | 126990.8117 | 8816.7718 | 259457.3868 | 1485501.9926 | 103136.0605 | 3035057.8893 | 5190047.4422 | 1663137.7689 | 124994.4152 | 3401915.2582 | 1131804.0016 | 365604.513 | 19903.0085 | 746296.4801 |  | 859 | 454-48F | 395264.9703 | 261324.0788 | 10922.5877 | 385122.9694 | 254946.9832 | 8609.7185 | 8563.1397 | 4798.2344 | 734.008 | 1578.8612 | 126990.8117 | 84069.7868 | 2837.4164 | 126966.9301 | 84055.8618 | 2834.2395 | 22.6458 | 12.6892 | 1.9411 | 1.2359 | 259457.3868 | 171663.2832 | 6027.1401 | 258023.198 | 170796.599 | 5773.0787 | 1290.7682 | 723.2638 | 110.641 | 143.4205 | 8816.7718 | 5591.0087 | 2058.0311 | 132.8412 | 94.5224 | 2.4004 | 7249.7257 | 4062.2814 | 621.4258 | 1434.2049 | 0.011469 | 0.007376 | 0.0001874 | 0.071728 | 0.040685 | 0.0071728 | 0.0022904 | 5000000 | no RA
454-49F | 107371.3065 | 38802.197 | 67552.7159 | 1016.3936 | 36.14% | 62.92% | 0.9466% | 51866.1878 | 100046.1363 | 6562.8204 | 27034.3409 | 18269.0266 | 11348.6765 | 56166.3793 | 32531.0805 | 454 | 0.077203 | 0.043867 | 0.0086624 | 1390762.3848 | 11512.0466 | 62323.7687 | 33535.4913 | 149113.5932 | 807269.2418 | 434379.5497 | 1265316.1793 | 160105.1318 | 659523.8694 | 445687.1781 | 845628.2581 | 95923.36 | 474739.7473 | 274965.1507 |  | 860 | 454-49F | 107371.3065 | 55505.1187 | 7325.1702 | 38802.197 | 16628.8023 | 520.7233 | 67552.7159 | 37859.9229 | 5788.0534 | 1016.3936 | 11512.0466 | 4949.2262 | 163.37 | 11400.5962 | 4886.4141 | 153.0933 | 110.6547 | 62.0165 | 9.4811 | 0.79558 | 33535.4913 | 15266.4647 | 1004.4107 | 27043.0405 | 11587.188 | 363.7081 | 6400.1237 | 3586.9496 | 548.3755 | 92.3271 | 62323.7687 | 35289.4279 | 6157.3894 | 358.5603 | 155.2002 | 3.9218 | 61041.9375 | 34210.9568 | 5230.1967 | 923.2709 | 0.0041912 | 0.0018148 | 4.56e-05 | 0.07155 | 0.04059 | 0.007155 | 0.0014618 | 5000000 | no RA
454-53F | 264978.5003 | 580.1752 | 263958.6471 | 439.6779 | 0.219% | 99.62% | 0.1659% | 116391.6621 | 241921.0283 | 210.7121 | 106119.39 | 10061.56 | 436.0137 | 220580.7429 | 20904.2717 | 454 | 0.073094 | 0.041539 | 0.0077752 | 3625154.5981 | 470.0321 | 241642.0979 | 22866.3703 | 6430.4798 | 3305890.7093 | 312833.409 | 3577026.956 | 6475.747 | 3261332.5715 | 309218.6375 | 2965514.9632 | 5344.741 | 2703921.599 | 256248.6232 |  | 861 | 454-53F | 264978.5003 | 148586.8381 | 23057.4719 | 580.1752 | 298.3501 | 9.0928 | 263958.6471 | 147848.8101 | 22608.7012 | 439.6779 | 470.0321 | 259.3199 | 34.0183 | 93.8241 | 48.4465 | 1.4805 | 375.8638 | 210.5293 | 32.1937 | 0.34416 | 22866.3703 | 12804.8104 | 1962.0987 | 472.0492 | 243.7099 | 7.452 | 22354.3817 | 12521.1611 | 1914.7073 | 39.9394 | 241642.0979 | 135522.7078 | 21061.355 | 14.302 | 6.1937 | 0.16027 | 241228.4016 | 135117.1198 | 20661.8003 | 399.3943 | 0.0013856 | 0.0006 | 1.54e-05 | 0.071054 | 0.040285 | 0.0071054 | 0.0006544 | 5000000 | no RA
456-5 | 108791.6536 | 103630.808 | 0 | 5160.8456 | 95.26% | 0% | 4.744% | 59124.2878 | 103083.1312 | 13574.2377 | 1938.5815 | 43611.4686 | 23565.8042 | 3788.4976 | 75728.8295 | 456 | 0.025435 | 0.015481 | 0.0076354 | 4277309.3982 | 23688.1394 | 8525.2727 | 76578.2416 | 931335.2427 | 335184.0666 | 3010790.0889 | 3208196.0182 | 736563.8876 | 105191.111 | 2366441.0196 | 747638.9434 | 170917.5179 | 27477.1272 | 549244.2983 |  | 862 | 456-5 | 108791.6536 | 49667.3658 | 5708.5224 | 103630.808 | 44506.5202 | 547.6767 | 0 | 0 | 0 | 5160.8456 | 23688.1394 | 10113.9017 | 122.3352 | 23684.0997 | 10109.862 | 118.2955 | 0 | 0 | 0 | 4.0397 | 76578.2416 | 32966.773 | 849.4121 | 76109.4411 | 32497.9725 | 380.6115 | 0 | 0 | 0 | 468.8005 | 8525.2727 | 6586.6911 | 4736.7751 | 3837.2672 | 1898.6857 | 48.7697 | 0 | 0 | 0 | 4688.0054 | 0.018003 | 0.0080498 | 0.0002038 | 0 | 0 | 0 | 0.0074316 | 5000000 | no RA
458-33F | 7607.0369 | 5833.5579 | 0 | 1773.479 | 76.69% | 0% | 23.31% | 3309.8252 | 5767.2012 | 2.2378 | 3296.1319 | 11.4556 | 3.3964 | 5746.3821 | 17.4226 | 458 | 0.0058714 | 0.0039896 | 0.0025902 | 1295608.697 | 4.7846 | 7423.7305 | 178.5218 | 814.9048 | 1264388.472 | 30405.3202 | 1077103.3846 | 728.2287 | 1072647.2045 | 3727.9514 | 710306.4244 | 418.3157 | 707742.2828 | 2145.8259 |  | 863 | 458-33F | 7607.0369 | 4297.2117 | 1839.8357 | 5833.5579 | 2523.7327 | 66.3567 | 0 | 0 | 0 | 1773.479 | 4.7846 | 2.5469 | 1.3882 | 3.3964 | 1.1587 | 0 | 0 | 0 | 0 | 1.3882 | 178.5218 | 167.0662 | 161.0992 | 17.4226 | 5.967 | 0 | 0 | 0 | 0 | 161.0992 | 7423.7305 | 4127.5986 | 1677.3483 | 5812.7389 | 2516.607 | 66.3567 | 0 | 0 | 0 | 1610.9916 | 0.0033188 | 0.001437 | 3.76e-05 | 0 | 0 | 0 | 0.0025526 | 5000000 | no RA
458-41F | 155.4934 | 14.2601 | 0 | 141.2333 | 9.171% | 0% | 90.83% | 8.0934 | 14.0998 | 0 | 8.0934 | 0 | 0 | 14.0998 | 0 | 458 | 0.0004004 | 0.0002832 | 0.0001964 | 388345.1466 | 0.11055 | 142.5535 | 12.8293 | 276.1007 | 356027.7327 | 32041.3133 | 520480.0551 | 0 | 520480.0551 | 0 | 719926.5641 | 0 | 719926.5641 | 0 |  | 864 | 458-41F | 155.4934 | 147.4 | 141.3936 | 14.2601 | 6.1666 | 0.16027 | 0 | 0 | 0 | 141.2333 | 0.11055 | 0.11055 | 0.11055 | 0 | 0 | 0 | 0 | 0 | 0 | 0.11055 | 12.8293 | 12.8293 | 12.8293 | 0 | 0 | 0 | 0 | 0 | 0 | 12.8293 | 142.5535 | 134.4601 | 128.4537 | 14.2601 | 6.1666 | 0.16027 | 0 | 0 | 0 | 128.2934 | 0.0002064 | 8.92e-05 | 2.4e-06 | 0 | 0 | 0 | 0.000194 | 5000000 | no RA
458-43F | 2212.9551 | 932.4156 | 0 | 1280.5395 | 42.13% | 0% | 57.87% | 525.3839 | 921.224 | 2.0982 | 512.717 | 10.5687 | 4.5075 | 894.0178 | 22.6987 | 458 | 0.0053162 | 0.0033718 | 0.0019246 | 416266.3298 | 5.633 | 2067.6817 | 139.6403 | 1059.5941 | 388939.7914 | 26266.9443 | 500495.6256 | 1998.8376 | 488428.7358 | 10068.0521 | 671168.5655 | 3284.0106 | 651347.1301 | 16537.4249 |  | 865 | 458-43F | 2212.9551 | 1687.5712 | 1291.731 | 932.4156 | 407.0317 | 11.1915 | 0 | 0 | 0 | 1280.5395 | 5.633 | 3.5348 | 1.1255 | 4.6307 | 2.5324 | 0.12314 | 0 | 0 | 0 | 1.0023 | 139.6403 | 129.0716 | 116.9416 | 23.3188 | 12.7501 | 0.62004 | 0 | 0 | 0 | 116.3216 | 2067.6817 | 1554.9648 | 1173.6639 | 904.4661 | 391.7492 | 10.4483 | 0 | 0 | 0 | 1163.2156 | 0.0034298 | 0.0014854 | 3.82e-05 | 0 | 0 | 0 | 0.0018864 | 5000000 | no RA
458-44F | 685.7219 | 419.5469 | 0 | 266.1751 | 61.18% | 0% | 38.82% | 237.7821 | 415.0161 | 0.14833 | 236.8468 | 0.78693 | 0.23229 | 413.536 | 1.2478 | 458 | 0.0008354 | 0.000593 | 0.0004124 | 820830.6568 | 0.44064 | 659.8547 | 25.4266 | 527.4626 | 789866.7404 | 30436.4538 | 755379.2163 | 471.216 | 752408.0973 | 2499.903 | 656415.6785 | 367.4094 | 654074.635 | 1973.6341 |  | 866 | 458-44F | 685.7219 | 447.9399 | 270.7058 | 419.5469 | 181.7648 | 4.5308 | 0 | 0 | 0 | 266.1751 | 0.44064 | 0.29231 | 0.20835 | 0.23229 | 0.083961 | 0 | 0 | 0 | 0 | 0.20835 | 25.4266 | 24.6397 | 24.1788 | 1.2478 | 0.46089 | 0 | 0 | 0 | 0 | 24.1788 | 659.8547 | 423.0079 | 246.3187 | 418.0668 | 181.22 | 4.5308 | 0 | 0 | 0 | 241.7879 | 0.0004278 | 0.0001854 | 4.8e-06 | 0 | 0 | 0 | 0.0004076 | 5000000 | no RA
461-24F | 2424.799 | 1997.0125 | 0 | 427.7865 | 82.36% | 0% | 17.64% | 1046.7856 | 1983.5458 | 90.3888 | 498.7005 | 457.6963 | 158.6989 | 1021.1959 | 803.6509 | 461 | 0.0015528 | 0.0010636 | 0.0006194 | 1561565.5538 | 159.0338 | 1423.255 | 842.5102 | 102417.4239 | 916573.3118 | 542574.8182 | 1295612.4509 | 111874.6826 | 617244.4712 | 566493.2971 | 712388.1603 | 56996.5348 | 366761.325 | 288630.3005 |  | 867 | 461-24F | 2424.799 | 1378.0134 | 441.2532 | 1997.0125 | 950.2269 | 13.4667 | 0 | 0 | 0 | 427.7865 | 159.0338 | 68.645 | 0.33485 | 158.6989 | 68.3102 | 0 | 0 | 0 | 0 | 0.33485 | 842.5102 | 384.8139 | 38.8592 | 803.6509 | 345.9546 | 0 | 0 | 0 | 0 | 38.8592 | 1423.255 | 924.5545 | 402.0591 | 1034.6626 | 535.9621 | 13.4667 | 0 | 0 | 0 | 388.5924 | 0.000945 | 0.0004558 | 1.16e-05 | 0 | 0 | 0 | 0.0006078 | 5000000 | no RA
461-644R | 1215.4159 | 975.028 | 0 | 240.3879 | 80.22% | 0% | 19.78% | 509.6108 | 967.38 | 23.4212 | 365.1825 | 121.0071 | 53.7313 | 636.2476 | 277.4012 | 461 | 0.0008654 | 0.000568 | 0.000347 | 1404455.6237 | 53.939 | 862.1406 | 299.3363 | 62328.4347 | 996233.6163 | 345893.5727 | 1242614.5676 | 57109.3656 | 890446.37 | 295058.8321 | 714800.7887 | 39702.242 | 470125.7693 | 204972.7774 |  | 868 | 461-644R | 1215.4159 | 705.8051 | 248.0359 | 975.028 | 465.4172 | 7.648 | 0 | 0 | 0 | 240.3879 | 53.939 | 30.5178 | 0.20776 | 53.7509 | 30.3296 | 0.019591 | 0 | 0 | 0 | 0.18816 | 299.3363 | 178.3292 | 21.9351 | 277.5 | 156.4929 | 0.098799 | 0 | 0 | 0 | 21.8363 | 862.1406 | 496.9581 | 225.893 | 643.7772 | 278.5947 | 7.5296 | 0 | 0 | 0 | 218.3634 | 0.0005244 | 0.000227 | 6e-06 | 0 | 0 | 0 | 0.000341 | 5000000 | no RA
462-1034F | 4023.2784 | 3190.2752 | 0 | 833.0032 | 79.3% | 0% | 20.7% | 1774.9318 | 3158.7316 | 168.7975 | 756.3336 | 849.8007 | 304.8937 | 1318.933 | 1534.9048 | 462 | 0.0032472 | 0.0021022 | 0.0012506 | 1238999.2488 | 308.3276 | 2090.3882 | 1624.5625 | 94951.8475 | 643750.9833 | 500296.418 | 1069520.7581 | 101712.3286 | 455743.9547 | 512064.4748 | 691305.6193 | 66727.6449 | 288655.6858 | 335922.2887 |  | 869 | 462-1034F | 4023.2784 | 2248.3465 | 864.5468 | 3190.2752 | 1415.3434 | 31.5436 | 0 | 0 | 0 | 833.0032 | 308.3276 | 139.5301 | 3.434 | 307.6756 | 138.8781 | 2.7819 | 0 | 0 | 0 | 0.65204 | 1624.5625 | 774.7618 | 89.6577 | 1548.8942 | 699.0935 | 13.9894 | 0 | 0 | 0 | 75.6683 | 2090.3882 | 1334.0546 | 771.4552 | 1333.7053 | 577.3718 | 14.7723 | 0 | 0 | 0 | 756.6829 | 0.002019 | 0.000874 | 2.24e-05 | 0 | 0 | 0 | 0.0012282 | 5000000 | no RA
462-1035F | 241.6367 | 177.6743 | 0 | 63.9624 | 73.53% | 0% | 26.47% | 100.396 | 175.6929 | 0 | 100.396 | 0 | 0 | 175.6929 | 0 | 462 | 0.0001494 | 0.000119 | 9.62e-05 | 1617380.6693 | 0.050067 | 235.7764 | 5.8102 | 335.1187 | 1578155.2334 | 38890.3172 | 1186896.6508 | 0 | 1186896.6508 | 0 | 685485.6915 | 0 | 685485.6915 | 0 |  | 870 | 462-1035F | 241.6367 | 141.2407 | 65.9437 | 177.6743 | 77.2783 | 1.9813 | 0 | 0 | 0 | 63.9624 | 0.050067 | 0.050067 | 0.050067 | 0 | 0 | 0 | 0 | 0 | 0 | 0.050067 | 5.8102 | 5.8102 | 5.8102 | 0 | 0 | 0 | 0 | 0 | 0 | 5.8102 | 235.7764 | 135.3804 | 60.0834 | 177.6743 | 77.2783 | 1.9813 | 0 | 0 | 0 | 58.1021 | 5.38e-05 | 2.34e-05 | 6e-07 | 0 | 0 | 0 | 9.56e-05 | 5000000 | no RA
462-1521F | 2361.9082 | 1916.0705 | 0 | 445.8378 | 81.12% | 0% | 18.88% | 1077.0964 | 1910.8885 | 133.2327 | 267.3385 | 676.5252 | 237.6522 | 466.1954 | 1207.041 | 462 | 0.0016764 | 0.00109 | 0.000654 | 1408916.866 | 238.0012 | 876.3671 | 1247.54 | 141971.5881 | 522767.3013 | 744177.9767 | 1178726.4181 | 145803.9222 | 292563.3887 | 740359.1072 | 689632.5737 | 85767.7926 | 168248.1744 | 435616.6067 |  | 871 | 462-1521F | 2361.9082 | 1284.8118 | 451.0197 | 1916.0705 | 838.974 | 5.1819 | 0 | 0 | 0 | 445.8378 | 238.0012 | 104.7685 | 0.34898 | 237.6522 | 104.4195 | 0 | 0 | 0 | 0 | 0.34898 | 1247.54 | 571.0147 | 40.499 | 1207.041 | 530.5158 | 0 | 0 | 0 | 0 | 40.499 | 876.3671 | 609.0286 | 410.1717 | 471.3773 | 204.0388 | 5.1819 | 0 | 0 | 0 | 404.9898 | 0.0010336 | 0.0004472 | 1.12e-05 | 0 | 0 | 0 | 0.0006428 | 5000000 | no RA
462-1523F | 1961.3838 | 1411.9281 | 0 | 549.4557 | 71.99% | 0% | 28.01% | 921.4286 | 1409.7955 | 132.6717 | 113.4122 | 675.3446 | 199.1948 | 197.8396 | 1012.7611 | 462 | 0.0023366 | 0.0014636 | 0.0008136 | 839417.8652 | 199.6249 | 699.0864 | 1062.6725 | 85433.9022 | 299189.5839 | 454794.379 | 710546.0678 | 102307.8613 | 87456.1392 | 520782.0673 | 677959.9783 | 95791.2523 | 95139.5858 | 487029.1402 |  | 872 | 462-1523F | 1961.3838 | 1039.9552 | 551.5882 | 1411.9281 | 490.4995 | 2.1326 | 0 | 0 | 0 | 549.4557 | 199.6249 | 66.9531 | 0.43009 | 199.1948 | 66.523 | 0 | 0 | 0 | 0 | 0.43009 | 1062.6725 | 387.3279 | 49.9114 | 1012.7611 | 337.4165 | 0 | 0 | 0 | 0 | 49.9114 | 699.0864 | 585.6742 | 501.2467 | 199.9722 | 86.56 | 2.1326 | 0 | 0 | 0 | 499.1142 | 0.0015396 | 0.0006666 | 1.66e-05 | 0 | 0 | 0 | 0.000797 | 5000000 | no RA
462-868 | 7024.9373 | 5410.0685 | 0 | 1614.8689 | 77.01% | 0% | 22.99% | 2938.6698 | 5353.0473 | 55.8555 | 2600.7103 | 282.104 | 92.467 | 4793.2438 | 467.3365 | 462 | 0.0067062 | 0.0042952 | 0.0023912 | 1047528.7536 | 93.863 | 6316.3851 | 614.6892 | 13996.4551 | 941872.4596 | 91659.8389 | 951356.746 | 18082.5015 | 841946.6738 | 91327.5707 | 699184.5263 | 12077.5185 | 626066.1838 | 61040.824 |  | 873 | 462-868 | 7024.9373 | 4086.2675 | 1671.89 | 5410.0685 | 2471.3986 | 57.0212 | 0 | 0 | 0 | 1614.8689 | 93.863 | 38.0075 | 1.396 | 92.599 | 36.7435 | 0.13194 | 0 | 0 | 0 | 1.264 | 614.6892 | 332.5852 | 147.3528 | 467.9979 | 185.8938 | 0.66141 | 0 | 0 | 0 | 146.6913 | 6316.3851 | 3715.6748 | 1523.1413 | 4849.4716 | 2248.7613 | 56.2278 | 0 | 0 | 0 | 1466.9135 | 0.004364 | 0.001953 | 4.9e-05 | 0 | 0 | 0 | 0.0023422 | 5000000 | no RA
463-1136F | 16821.1726 | 14537.6262 | 1926.7603 | 356.7861 | 86.42% | 11.45% | 2.121% | 3385.8651 | 14213.926 | 528.9514 | 125.5672 | 2731.3465 | 2269.9532 | 266.7267 | 11677.2462 | 463 | 0.060434 | 0.060029 | 0.058783 | 278340.4753 | 2378.2466 | 1852.7931 | 12590.133 | 39352.9211 | 30658.2253 | 208329.3289 | 223813.6159 | 34964.9284 | 8300.2832 | 180548.4042 | 44353.7516 | 7083.2604 | 832.3056 | 36438.1856 |  | 874 | 463-1136F | 16821.1726 | 13435.3075 | 2607.2466 | 14537.6262 | 11308.2022 | 650.5981 | 1926.7603 | 1770.3192 | 1599.8623 | 356.7861 | 2378.2466 | 1849.2951 | 108.2934 | 2376.6578 | 1847.8127 | 106.9268 | 1.3095 | 1.2031 | 1.0873 | 0.27928 | 12590.133 | 9858.7865 | 912.8868 | 12151.8866 | 9453.4916 | 543.4955 | 405.8367 | 372.8852 | 336.9816 | 32.4097 | 1852.7931 | 1727.2259 | 1586.0664 | 9.0818 | 6.8979 | 0.17579 | 1519.6142 | 1396.2308 | 1261.7934 | 324.0971 | 0.0016834 | 0.0012786 | 3.26e-05 | 0.058246 | 0.058246 | 0.058246 | 0.0005046 | 5000000 | no RA
463-1137F | 3047.2606 | 2944.4766 | 0 | 102.784 | 96.63% | 0% | 3.373% | 1477.5675 | 2939.8678 | 261.7333 | 242.08 | 973.7542 | 534.2706 | 422.5484 | 1983.0488 | 463 | 0.0005036 | 0.000304 | 0.0001552 | 6050954.2474 | 534.3511 | 520.524 | 1992.3855 | 1061062.5031 | 1033606.0601 | 3956285.6842 | 5163464.0801 | 914645.511 | 845965.6494 | 3402852.9197 | 691963.3427 | 125752.4844 | 99456.1815 | 466754.6768 |  | 875 | 463-1137F | 3047.2606 | 1569.6931 | 107.3927 | 2944.4766 | 1466.9091 | 4.6087 | 0 | 0 | 0 | 102.784 | 534.3511 | 272.6178 | 0.080454 | 534.2706 | 272.5373 | 0 | 0 | 0 | 0 | 0.080454 | 1992.3855 | 1018.6313 | 9.3367 | 1983.0488 | 1009.2946 | 0 | 0 | 0 | 0 | 9.3367 | 520.524 | 278.444 | 97.9756 | 427.1572 | 185.0772 | 4.6087 | 0 | 0 | 0 | 93.3668 | 0.0003522 | 0.0001526 | 3.8e-06 | 0 | 0 | 0 | 0.0001514 | 5000000 | no RA
463-1229 | 220959.634 | 207707.6591 | 7757.4306 | 5494.5443 | 94% | 3.511% | 2.487% | 88048.5963 | 212029.3179 | 19931.6098 | 2718.018 | 65398.9685 | 48160.9217 | 5692.4258 | 158175.9704 | 463 | 0.096723 | 0.058906 | 0.014201 | 2284462.7537 | 48821.1946 | 11190.1701 | 160948.2694 | 504753.7351 | 115693.1986 | 1664015.82 | 2256331.9358 | 510767.1186 | 69651.8855 | 1675912.9316 | 628868.9308 | 142843.0163 | 16883.4658 | 469142.4486 |  | 876 | 463-1229 | 220959.634 | 132911.0377 | 8930.3161 | 207707.6591 | 123065.2809 | 2791.5846 | 7757.4306 | 4351.2125 | 644.1872 | 5494.5443 | 48821.1946 | 28889.5847 | 660.2729 | 48761.8921 | 28854.433 | 651.4046 | 55.0016 | 30.8509 | 4.5674 | 4.3009 | 160948.2694 | 95549.3009 | 2772.299 | 158825.6777 | 94139.5641 | 2138.3701 | 1623.4786 | 910.6237 | 134.8158 | 499.113 | 11190.1701 | 8472.1521 | 5497.7443 | 120.0892 | 71.2838 | 1.8099 | 6078.9505 | 3409.7379 | 504.804 | 4991.1304 | 0.030547 | 0.017843 | 0.0004548 | 0.058255 | 0.033142 | 0.0058254 | 0.0079204 | 5000000 | no RA
470-40AE | 675342.3754 | 589287.6783 | 82320.2945 | 3734.4026 | 87.26% | 12.19% | 0.553% | 332895.0909 | 657037.8918 | 52969.8959 | 32557.2193 | 247367.9757 | 103828.6729 | 67852.3093 | 485356.9096 | 470 | 0.091034 | 0.05287 | 0.012291 | 7418573.0104 | 105199.1341 | 77428.9514 | 492714.29 | 1155602.6765 | 850549.8097 | 5412420.5242 | 6477205.8902 | 1030645.7833 | 633472.2806 | 4813087.8264 | 1489283.3326 | 235344.588 | 153798.3039 | 1100140.4407 |  | 877 | 470-40AE | 675342.3754 | 342447.2845 | 18304.4836 | 589287.6783 | 292581.7181 | 7591.7716 | 82320.2945 | 46131.1638 | 6978.3093 | 3734.4026 | 105199.1341 | 52229.2382 | 1370.4612 | 105028.9401 | 52132.5788 | 1353.3585 | 167.2708 | 93.7363 | 14.1796 | 2.9231 | 492714.29 | 245346.3143 | 7357.3804 | 482962.9542 | 239732.6713 | 6220.2883 | 9412.1104 | 5274.4176 | 797.8667 | 339.2254 | 77428.9514 | 44871.7321 | 9576.6421 | 1295.784 | 716.4681 | 18.1249 | 72740.9133 | 40763.0099 | 6166.2631 | 3392.2541 | 0.019407 | 0.0098564 | 0.0002502 | 0.066207 | 0.037593 | 0.0066206 | 0.00542 | 5000000 | no RA
470-47R | 2012602.7228 | 1909443.3886 | 87945.4472 | 15213.887 | 94.87% | 4.37% | 0.7559% | 1034219.666 | 1967492.0393 | 177411.0175 | 34611.0528 | 822197.5956 | 336374.226 | 71530.003 | 1559587.8103 | 470 | 0.16225 | 0.094563 | 0.029356 | 12404040.6009 | 340405.6978 | 91629.7314 | 1580567.2936 | 2097982.8998 | 564730.8811 | 9741326.82 | 10346406.0514 | 1774832.2583 | 346251.3988 | 8225322.3943 | 1536676.7811 | 262719.4685 | 55867.3136 | 1218089.999 |  | 878 | 470-47R | 2012602.7228 | 978383.0569 | 45110.6836 | 1909443.3886 | 913912.1908 | 22442.3629 | 87945.4472 | 49256.9791 | 7454.4337 | 15213.887 | 340405.6978 | 162994.6803 | 4031.4718 | 340127.4519 | 162833.5999 | 3996.9878 | 266.3372 | 149.1717 | 22.5753 | 11.9087 | 1580567.2936 | 758369.6979 | 20979.4833 | 1564976.6676 | 749029.6519 | 18393.1333 | 14208.6279 | 7958.048 | 1204.352 | 1381.998 | 91629.7314 | 57018.6786 | 20099.7285 | 4339.2691 | 2048.9389 | 52.2417 | 73470.4821 | 41149.7594 | 6227.5064 | 13819.9803 | 0.074311 | 0.0352 | 0.0008952 | 0.066092 | 0.037511 | 0.0066092 | 0.021852 | 5000000 | no RA
471-36F | 570720.0554 | 361077.6088 | 207151.5323 | 2490.9143 | 63.27% | 36.3% | 0.4365% | 283299.7573 | 548540.0732 | 32895.2576 | 83193.2573 | 167211.2424 | 61551.0028 | 172618.3825 | 314370.6879 | 471 | 0.093079 | 0.053047 | 0.011502 | 6131579.4293 | 61875.63 | 191209.9316 | 317634.4938 | 664766.0906 | 2054280.1538 | 3412533.1849 | 5418178.7994 | 629130.039 | 1591091.8781 | 3197956.8823 | 1928358.7353 | 216378.7472 | 606829.2584 | 1105150.7298 |  | 879 | 471-36F | 570720.0554 | 287420.298 | 22179.9822 | 361077.6088 | 168939.3338 | 1735.8334 | 207151.5323 | 115990.05 | 17953.2345 | 2490.9143 | 61875.63 | 28980.3724 | 324.6272 | 61533.2387 | 28787.7997 | 293.1724 | 340.4415 | 190.6229 | 29.5051 | 1.9498 | 317634.4938 | 150423.2514 | 3263.8059 | 298915.4795 | 139842.3667 | 1434.8227 | 18492.7448 | 10354.6151 | 1602.7136 | 226.2695 | 191209.9316 | 108016.6743 | 18591.5491 | 628.8905 | 309.1673 | 7.8382 | 188318.346 | 105444.8119 | 16321.0158 | 2262.6951 | 0.011797 | 0.0054458 | 0.000138 | 0.077686 | 0.044006 | 0.0077686 | 0.0035954 | 5000000 | no RA
473-36R | 1231051.3698 | 9416.744 | 1212578.22 | 9056.4057 | 0.7649% | 98.5% | 0.7357% | 538201.4997 | 1117155.3157 | 787.7014 | 485489.1169 | 51924.6815 | 1609.0676 | 1007893.4852 | 107652.7628 | 473 | 0.11477 | 0.067922 | 0.020813 | 10726004.027 | 1759.176 | 1110688.5663 | 118603.6275 | 15327.4911 | 9677297.2496 | 1033379.2863 | 10200729.5182 | 14929.5915 | 9201652.4814 | 984147.4454 | 5472456.7861 | 7882.1206 | 4937230.7194 | 527343.9461 |  | 880 | 473-36R | 1231051.3698 | 692849.87 | 113896.0541 | 9416.744 | 4932.7643 | 138.8186 | 1212578.22 | 678860.7 | 104700.8298 | 9056.4057 | 1759.176 | 971.4746 | 150.1084 | 140.7576 | 62.2845 | 3.8882 | 1611.3295 | 902.1012 | 139.1313 | 7.0889 | 118603.6275 | 66678.946 | 10950.8646 | 709.1488 | 313.7435 | 19.56 | 117071.8136 | 65542.5374 | 10108.6394 | 822.6652 | 1110688.5663 | 625199.4494 | 102795.0811 | 8566.8377 | 4556.7363 | 115.3704 | 1093895.077 | 612416.0615 | 94453.0591 | 8226.6516 | 0.027604 | 0.012873 | 0.000328 | 0.074093 | 0.041973 | 0.0074092 | 0.013075 | 5000000 | no RA
474-22AE | 811468.6139 | 804278.0522 | 0 | 7190.5617 | 99.11% | 0% | 0.8861% | 357502.3233 | 794650.1801 | 63695.5618 | 1323.4302 | 292483.3312 | 141305.3122 | 4260.6423 | 649084.2257 | 474 | 0.046635 | 0.03104 | 0.010949 | 17400420.5839 | 143018.7746 | 10868.8046 | 657581.0348 | 3066769.048 | 233061.1034 | 14100590.4325 | 14625014.1967 | 2605713.1247 | 54140.0288 | 11965161.0433 | 1536070.3072 | 273145.215 | 8235.8832 | 1254689.209 |  | 881 | 474-22AE | 811468.6139 | 453966.2907 | 16818.4338 | 804278.0522 | 446775.729 | 9627.8721 | 0 | 0 | 0 | 7190.5617 | 143018.7746 | 79323.2127 | 1713.4623 | 143013.1461 | 79317.5843 | 1707.8339 | 0 | 0 | 0 | 5.6284 | 657581.0348 | 365097.7036 | 8496.8091 | 656927.8591 | 364444.5279 | 7843.6334 | 0 | 0 | 0 | 653.1758 | 10868.8046 | 9545.3743 | 6608.1623 | 4337.047 | 3013.6168 | 76.4048 | 0 | 0 | 0 | 6531.7575 | 0.03621 | 0.020616 | 0.0005242 | 0 | 0 | 0 | 0.010425 | 5000000 | no RA
474-29 | 190827.7967 | 189269.5347 | 0 | 1558.2621 | 99.18% | 0% | 0.8166% | 103359.6865 | 185876.0213 | 18200.7307 | 831.51 | 84327.4458 | 32704.6319 | 1622.4174 | 151548.972 | 474 | 0.010755 | 0.0061246 | 0.0023594 | 17743830.2417 | 33304.5189 | 3058.7129 | 154464.5649 | 3096769.6547 | 284409.731 | 14362650.856 | 14281440.4616 | 2514835.9115 | 114891.6054 | 11651712.9447 | 2098743.5154 | 369271.053 | 18318.8662 | 1711153.5963 |  | 882 | 474-29 | 190827.7967 | 87468.1103 | 4951.7755 | 189269.5347 | 85909.8482 | 3393.5134 | 0 | 0 | 0 | 1558.2621 | 33304.5189 | 15103.7883 | 599.887 | 33303.2992 | 15102.5685 | 598.6673 | 0 | 0 | 0 | 1.2197 | 154464.5649 | 70137.1191 | 2915.5929 | 154323.0156 | 69995.5698 | 2774.0436 | 0 | 0 | 0 | 141.5493 | 3058.7129 | 2227.2029 | 1436.2955 | 1643.2199 | 811.7099 | 20.8025 | 0 | 0 | 0 | 1415.493 | 0.0085026 | 0.0038726 | 0.0001074 | 0 | 0 | 0 | 0.002252 | 5000000 | no RA
475-763F | 7209.7001 | 5510.4028 | 0 | 1699.2973 | 76.43% | 0% | 23.57% | 2993.2796 | 5458.4259 | 449.2339 | 284.2899 | 2259.7557 | 822.9376 | 495.911 | 4139.5772 | 475 | 0.0076068 | 0.0046844 | 0.0025096 | 947796.7238 | 831.9666 | 2045.0901 | 4332.6434 | 109371.4283 | 268850.2515 | 569575.044 | 900098.318 | 135087.5197 | 85487.8013 | 679522.997 | 697830.0321 | 105208.0914 | 63399.5258 | 529222.4149 |  | 883 | 475-763F | 7209.7001 | 4216.4206 | 1751.2742 | 5510.4028 | 2517.1232 | 51.9769 | 0 | 0 | 0 | 1699.2973 | 831.9666 | 382.7326 | 9.029 | 830.6365 | 381.4025 | 7.6989 | 0 | 0 | 0 | 1.3301 | 4332.6434 | 2072.8878 | 193.0662 | 4178.2828 | 1918.5271 | 38.7055 | 0 | 0 | 0 | 154.3607 | 2045.0901 | 1760.8002 | 1549.1791 | 501.4835 | 217.1936 | 5.5725 | 0 | 0 | 0 | 1543.6066 | 0.0051542 | 0.0022318 | 5.7e-05 | 0 | 0 | 0 | 0.0024526 | 5000000 | no RA
476-6F | 17591.9056 | 368.4232 | 17163.2084 | 60.274 | 2.094% | 97.56% | 0.3426% | 7665.3604 | 15935.2746 | 53.6508 | 6316.5852 | 1295.1243 | 101.7277 | 13182.2112 | 2651.3357 | 476 | 0.15628 | 0.088898 | 0.015694 | 112569.0323 | 105.9965 | 14588.4762 | 2897.433 | 678.262 | 93350.3555 | 18540.4148 | 111662.6915 | 781.5407 | 92014.8401 | 18866.3106 | 105555.5492 | 673.8463 | 87319.2069 | 17562.496 |  | 884 | 476-6F | 17591.9056 | 9926.5453 | 1656.631 | 368.4232 | 161.9929 | 0.035735 | 17163.2084 | 9704.2783 | 1596.3212 | 60.274 | 105.9965 | 52.3457 | 4.2687 | 60.5601 | 26.6349 | 0 | 45.3892 | 25.6636 | 4.2216 | 0.04718 | 2897.433 | 1602.3087 | 246.0973 | 304.8548 | 134.0553 | 0 | 2587.103 | 1462.7782 | 240.6221 | 5.4752 | 14588.4762 | 8271.8909 | 1406.265 | 3.0082 | 1.3027 | 0.035735 | 14530.7162 | 8215.8365 | 1351.4776 | 54.7517 | 0.0001852 | 8.02e-05 | 2.2e-06 | 0.156 | 0.088725 | 0.0156 | 9.24e-05 | 5000000 | no RA
480-1163R | 3783.822 | 1247.8044 | 0 | 2536.0176 | 32.98% | 0% | 67.02% | 707.5718 | 1234.4471 | 0 | 707.5718 | 0 | 0 | 1234.4471 | 0 | 480 | 0.010077 | 0.006425 | 0.0037064 | 375490.9178 | 1.9851 | 3551.4703 | 230.3666 | 196.9906 | 352433.2953 | 22860.632 | 478793.796 | 0 | 478793.796 | 0 | 687830.4757 | 0 | 687830.4757 | 0 |  | 885 | 480-1163R | 3783.822 | 3076.2501 | 2549.3749 | 1247.8044 | 540.2326 | 13.3573 | 0 | 0 | 0 | 2536.0176 | 1.9851 | 1.9851 | 1.9851 | 0 | 0 | 0 | 0 | 0 | 0 | 1.9851 | 230.3666 | 230.3666 | 230.3666 | 0 | 0 | 0 | 0 | 0 | 0 | 230.3666 | 3551.4703 | 2843.8985 | 2317.0232 | 1247.8044 | 540.2326 | 13.3573 | 0 | 0 | 0 | 2303.6659 | 0.0064414 | 0.0027894 | 7.08e-05 | 0 | 0 | 0 | 0.0036356 | 5000000 | no RA
480-32 | 16852.0492 | 11852.3289 | 0 | 4999.7203 | 70.33% | 0% | 29.67% | 6720.1748 | 11721.425 | 0.0063971 | 6720.136 | 0.032376 | 0.0063971 | 11721.3862 | 0.032376 | 480 | 0.019568 | 0.012543 | 0.0073146 | 861213.2814 | 3.9199 | 16393.9327 | 454.1966 | 200.326 | 837801.525 | 23211.4304 | 807771.2264 | 0.76893 | 807766.5658 | 3.8916 | 701422.3956 | 0.38281 | 701420.0754 | 1.9374 |  | 886 | 480-32 | 16852.0492 | 10131.8745 | 5130.6243 | 11852.3289 | 5132.1542 | 130.9039 | 0 | 0 | 0 | 4999.7203 | 3.9199 | 3.9135 | 3.9135 | 0.0063971 | 0 | 0 | 0 | 0 | 0 | 3.9135 | 454.1966 | 454.1643 | 454.1643 | 0.032376 | 0 | 0 | 0 | 0 | 0 | 454.1643 | 16393.9327 | 9673.7967 | 4672.5465 | 11852.2902 | 5132.1542 | 130.9039 | 0 | 0 | 0 | 4541.6425 | 0.01239 | 0.0053654 | 0.000137 | 0 | 0 | 0 | 0.0071776 | 5000000 | no RA
480-35 | 17031.9676 | 5422.8222 | 0 | 11609.1454 | 31.84% | 0% | 68.16% | 2933.0758 | 5359.4149 | 260.3538 | 1992.6284 | 680.0936 | 521.5343 | 3476.0361 | 1361.8445 | 480 | 0.047129 | 0.029878 | 0.017037 | 361388.8547 | 537.4828 | 14060.2274 | 2434.2574 | 11404.4535 | 298333.6743 | 51650.7269 | 471885.2059 | 41886.7853 | 320582.1931 | 109416.2275 | 685145.668 | 66672.7562 | 444375.2043 | 174097.7076 |  | 887 | 480-35 | 17031.9676 | 14098.8918 | 11672.5527 | 5422.8222 | 2489.7464 | 63.4073 | 0 | 0 | 0 | 11609.1454 | 537.4828 | 277.1289 | 15.9485 | 528.3957 | 268.0419 | 6.8614 | 0 | 0 | 0 | 9.0871 | 2434.2574 | 1754.1639 | 1072.413 | 1379.7067 | 699.6131 | 17.8622 | 0 | 0 | 0 | 1054.5508 | 14060.2274 | 12067.599 | 10584.1913 | 3514.7199 | 1522.0914 | 38.6837 | 0 | 0 | 0 | 10545.5075 | 0.030427 | 0.013175 | 0.000334 | 0 | 0 | 0 | 0.016703 | 5000000 | no RA
481-30 | 2707.4049 | 663.434 | 0 | 2043.9709 | 24.5% | 0% | 75.5% | 376.1787 | 656.1115 | 0.063171 | 375.798 | 0.3175 | 0.099154 | 655.5135 | 0.49891 | 481 | 0.0083508 | 0.0052614 | 0.0029616 | 324209.0444 | 1.6991 | 2519.5368 | 186.169 | 203.4628 | 301712.0283 | 22293.5532 | 443080.9728 | 74.4057 | 442632.5959 | 373.9712 | 692630.1163 | 104.6732 | 691998.76 | 526.6831 |  | 888 | 481-30 | 2707.4049 | 2331.2262 | 2051.2934 | 663.434 | 287.2553 | 7.3224 | 0 | 0 | 0 | 2043.9709 | 1.6991 | 1.6359 | 1.5999 | 0.099154 | 0.035983 | 0 | 0 | 0 | 0 | 1.5999 | 186.169 | 185.8515 | 185.6701 | 0.49891 | 0.18141 | 0 | 0 | 0 | 0 | 185.6701 | 2519.5368 | 2143.7388 | 1864.0233 | 662.8359 | 287.0379 | 7.3224 | 0 | 0 | 0 | 1856.7009 | 0.0054492 | 0.0023598 | 6e-05 | 0 | 0 | 0 | 0.0029016 | 5000000 | no RA
482-381F | 1216.0347 | 162.5406 | 0 | 1053.4941 | 13.37% | 0% | 86.63% | 92.1318 | 160.7904 | 0 | 92.1318 | 0 | 0 | 160.7904 | 0 | 482 | 0.0044034 | 0.0027752 | 0.001563 | 276158.1281 | 0.82462 | 1119.5129 | 95.6972 | 187.2701 | 254238.2831 | 21732.575 | 404980.8699 | 0 | 404980.8699 | 0 | 675140.3375 | 0 | 675140.3375 | 0 |  | 889 | 482-381F | 1216.0347 | 1123.9029 | 1055.2443 | 162.5406 | 70.4089 | 1.7503 | 0 | 0 | 0 | 1053.4941 | 0.82462 | 0.82462 | 0.82462 | 0 | 0 | 0 | 0 | 0 | 0 | 0.82462 | 95.6972 | 95.6972 | 95.6972 | 0 | 0 | 0 | 0 | 0 | 0 | 95.6972 | 1119.5129 | 1027.3811 | 958.7225 | 162.5406 | 70.4089 | 1.7503 | 0 | 0 | 0 | 956.9722 | 0.0028718 | 0.0012436 | 3.14e-05 | 0 | 0 | 0 | 0.0015316 | 5000000 | no RA
482-382F | 4153.2684 | 2356.501 | 0 | 1796.7674 | 56.74% | 0% | 43.26% | 1336.1187 | 2330.6906 | 0 | 1336.1187 | 0 | 0 | 2330.6906 | 0 | 482 | 0.0074466 | 0.0046724 | 0.0026078 | 557740.2364 | 1.4064 | 3988.6474 | 163.2146 | 188.8679 | 535633.3606 | 21918.0079 | 602934.1959 | 0 | 602934.1959 | 0 | 698894.8076 | 0 | 698894.8076 | 0 |  | 890 | 482-382F | 4153.2684 | 2817.1497 | 1822.5779 | 2356.501 | 1020.3823 | 25.8104 | 0 | 0 | 0 | 1796.7674 | 1.4064 | 1.4064 | 1.4064 | 0 | 0 | 0 | 0 | 0 | 0 | 1.4064 | 163.2146 | 163.2146 | 163.2146 | 0 | 0 | 0 | 0 | 0 | 0 | 163.2146 | 3988.6474 | 2652.5287 | 1657.9568 | 2356.501 | 1020.3823 | 25.8104 | 0 | 0 | 0 | 1632.1464 | 0.0048928 | 0.0021186 | 5.4e-05 | 0 | 0 | 0 | 0.0025538 | 5000000 | no RA
486-61R | 116585.38 | 111278.89 | 0 | 5306.49 | 95.45% | 0% | 4.552% | 62811.8753 | 110104.0863 | 10967.441 | 2264.5851 | 49579.8492 | 19162.7354 | 4316.8769 | 86624.474 | 486 | 0.031655 | 0.018394 | 0.0079748 | 3683000.4724 | 19370.423 | 9190.4867 | 88024.4702 | 611923.0148 | 290332.8614 | 2780744.5962 | 2923394.5844 | 510447.3878 | 105398.4729 | 2307548.7237 | 812721.7851 | 141447.7248 | 31864.5751 | 639409.4851 |  | 891 | 486-61R | 116585.38 | 53773.5047 | 6481.2937 | 111278.89 | 48467.0147 | 1174.8037 | 0 | 0 | 0 | 5306.49 | 19370.423 | 8402.982 | 207.6877 | 19366.2694 | 8398.8284 | 203.534 | 0 | 0 | 0 | 4.1537 | 88024.4702 | 38444.621 | 1399.9962 | 87542.4396 | 37962.5904 | 917.9657 | 0 | 0 | 0 | 482.0306 | 9190.4867 | 6925.9017 | 4873.6098 | 4370.181 | 2105.5959 | 53.304 | 0 | 0 | 0 | 4820.3057 | 0.023952 | 0.010691 | 0.0002714 | 0 | 0 | 0 | 0.0077034 | 5000000 | no RA
486-91 | 12265.3284 | 10919.6939 | 0 | 1345.6345 | 89.03% | 0% | 10.97% | 4735.5397 | 10661.2592 | 99.3071 | 4132.6123 | 503.6204 | 207.1339 | 9402.2417 | 1051.8836 | 486 | 0.0056232 | 0.0037712 | 0.0019922 | 2181200.8159 | 228.1608 | 10762.0516 | 1275.1161 | 40574.9006 | 1913866.0461 | 226759.8692 | 1996655.8921 | 41871.0671 | 1742442.2797 | 212342.5453 | 805174.8071 | 15643.4596 | 710089.4938 | 79441.8537 |  | 892 | 486-91 | 12265.3284 | 7529.7887 | 1604.0693 | 10919.6939 | 6184.1542 | 258.4347 | 0 | 0 | 0 | 1345.6345 | 228.1608 | 128.8537 | 21.0269 | 227.1075 | 127.8004 | 19.9736 | 0 | 0 | 0 | 1.0533 | 1275.1161 | 771.4957 | 223.2325 | 1152.8814 | 649.2611 | 100.9978 | 0 | 0 | 0 | 122.2347 | 10762.0516 | 6629.4393 | 1359.8099 | 9539.705 | 5407.0927 | 137.4633 | 0 | 0 | 0 | 1222.3466 | 0.0036772 | 0.0018252 | 4.62e-05 | 0 | 0 | 0 | 0.001946 | 5000000 | no RA
488-32R | 3670.923 | 1582.8565 | 0 | 2088.0665 | 43.12% | 0% | 56.88% | 725.9259 | 1561.0693 | 0 | 725.9259 | 0 | 0 | 1561.0693 | 0 | 488 | 0.008362 | 0.0057332 | 0.003066 | 439000.6023 | 1.6344 | 3479.613 | 189.6756 | 195.4603 | 416122.0945 | 22683.0475 | 513674.2312 | 0 | 513674.2312 | 0 | 688145.3673 | 0 | 688145.3673 | 0 |  | 893 | 488-32R | 3670.923 | 2944.9971 | 2109.8537 | 1582.8565 | 856.9306 | 21.7872 | 0 | 0 | 0 | 2088.0665 | 1.6344 | 1.6344 | 1.6344 | 0 | 0 | 0 | 0 | 0 | 0 | 1.6344 | 189.6756 | 189.6756 | 189.6756 | 0 | 0 | 0 | 0 | 0 | 0 | 189.6756 | 3479.613 | 2753.687 | 1918.5436 | 1582.8565 | 856.9306 | 21.7872 | 0 | 0 | 0 | 1896.7564 | 0.0053654 | 0.0027366 | 6.94e-05 | 0 | 0 | 0 | 0.0029966 | 5000000 | no RA
489-19AE | 6047.7003 | 4130.6578 | 0 | 1917.0424 | 68.3% | 0% | 31.7% | 2321.2852 | 4108.6797 | 485.3043 | 634.5402 | 1201.4407 | 859.2202 | 1122.7646 | 2126.6948 | 489 | 0.008219 | 0.0052046 | 0.0028136 | 735819.4736 | 863.3299 | 2877.0826 | 2307.2878 | 105040.7447 | 350052.6297 | 280726.0992 | 715984.9054 | 149688.8578 | 195719.6969 | 370576.3507 | 689160.002 | 144119.3419 | 188324.3623 | 356716.2979 |  | 894 | 489-19AE | 6047.7003 | 3726.415 | 1939.0206 | 4130.6578 | 1809.3726 | 21.9781 | 0 | 0 | 0 | 1917.0424 | 863.3299 | 378.0256 | 4.1097 | 861.8293 | 376.525 | 2.6091 | 0 | 0 | 0 | 1.5006 | 2307.2878 | 1105.8471 | 180.593 | 2133.1476 | 931.7069 | 6.4528 | 0 | 0 | 0 | 174.1402 | 2877.0826 | 2242.5423 | 1754.3179 | 1135.6809 | 501.1406 | 12.9162 | 0 | 0 | 0 | 1741.4017 | 0.005468 | 0.0024536 | 6.26e-05 | 0 | 0 | 0 | 0.002751 | 5000000 | no RA
489-33 | 513.5287 | 52.3435 | 0 | 461.1852 | 10.19% | 0% | 89.81% | 29.6857 | 51.7707 | 0 | 29.6857 | 0 | 0 | 51.7707 | 0 | 489 | 0.0028464 | 0.0016098 | 0.0006896 | 180413.4113 | 0.36099 | 471.2746 | 41.8931 | 126.8247 | 165568.6587 | 14717.9279 | 300560.9533 | 0 | 300560.9533 | 0 | 669602.7348 | 0 | 669602.7348 | 0 |  | 895 | 489-33 | 513.5287 | 483.843 | 461.758 | 52.3435 | 22.6578 | 0.57284 | 0 | 0 | 0 | 461.1852 | 0.36099 | 0.36099 | 0.36099 | 0 | 0 | 0 | 0 | 0 | 0 | 0.36099 | 41.8931 | 41.8931 | 41.8931 | 0 | 0 | 0 | 0 | 0 | 0 | 41.8931 | 471.2746 | 441.5889 | 419.5039 | 52.3435 | 22.6578 | 0.57284 | 0 | 0 | 0 | 418.9311 | 0.0021808 | 0.0009442 | 2.4e-05 | 0 | 0 | 0 | 0.0006656 | 5000000 | no RA
490-23 | 1461.414 | 1315.814 | 0 | 145.6 | 90.04% | 0% | 9.963% | 797.4501 | 1315.7924 | 131.6842 | 1.1702 | 664.5957 | 217.2612 | 2.0423 | 1096.4888 | 490 | 0.0007132 | 0.0004268 | 0.0002134 | 2049094.2219 | 217.3752 | 134.324 | 1109.7148 | 304788.5342 | 188339.835 | 1555965.8526 | 1555679.2557 | 256891.7805 | 2282.9092 | 1296504.566 | 682388.1326 | 112674.6721 | 1059.1711 | 568654.2894 |  | 896 | 490-23 | 1461.414 | 663.9639 | 145.6216 | 1315.814 | 518.3639 | 0.021658 | 0 | 0 | 0 | 145.6 | 217.3752 | 85.691 | 0.11397 | 217.2612 | 85.577 | 0 | 0 | 0 | 0 | 0.11397 | 1109.7148 | 445.1192 | 13.226 | 1096.4888 | 431.8932 | 0 | 0 | 0 | 0 | 13.226 | 134.324 | 133.1537 | 132.2817 | 2.064 | 0.89374 | 0.021658 | 0 | 0 | 0 | 132.26 | 0.0005052 | 0.0002188 | 5.4e-06 | 0 | 0 | 0 | 0.000208 | 5000000 | no RA
490-36 | 255.4574 | 223.7326 | 0 | 31.7248 | 87.58% | 0% | 12.42% | 135.3101 | 222.4367 | 10.3141 | 72.5674 | 52.4286 | 15.6936 | 126.7338 | 80.0094 | 490 | 0.000149 | 9.3e-05 | 5.12e-05 | 1714479.2216 | 15.7184 | 156.8478 | 82.8912 | 105492.6867 | 1052669.8788 | 556316.6561 | 1291906.7341 | 98475.9983 | 692855.3455 | 500575.3903 | 644935.2631 | 45502.1171 | 367453.1927 | 231979.9533 |  | 897 | 490-36 | 255.4574 | 120.1473 | 33.0207 | 223.7326 | 88.4225 | 1.2958 | 0 | 0 | 0 | 31.7248 | 15.7184 | 5.4044 | 0.024833 | 15.6936 | 5.3795 | 0 | 0 | 0 | 0 | 0.024833 | 82.8912 | 30.4626 | 2.8818 | 80.0094 | 27.5807 | 0 | 0 | 0 | 0 | 2.8818 | 156.8478 | 84.2804 | 30.114 | 128.0296 | 55.4622 | 1.2958 | 0 | 0 | 0 | 28.8182 | 9.88e-05 | 4.28e-05 | 1e-06 | 0 | 0 | 0 | 5.02e-05 | 5000000 | no RA
492-1090F | 33478.8346 | 1164.1338 | 29955.626 | 2359.0748 | 3.477% | 89.48% | 7.046% | 14036.7893 | 29109.4056 | 60.749 | 12456.6098 | 1519.4306 | 99.1589 | 25969.2824 | 3040.9644 | 492 | 0.023375 | 0.014084 | 0.0048764 | 1432237.3552 | 104.3493 | 29920.7675 | 3453.7179 | 4464.1012 | 1280021.8818 | 147751.3722 | 1380434.9116 | 5974.3009 | 1225033.6306 | 149426.9801 | 896035.8056 | 3052.2754 | 799377.6013 | 93605.929 |  | 898 | 492-1090F | 33478.8346 | 19442.0453 | 4369.429 | 1164.1338 | 474.8553 | 12.2522 | 29955.626 | 16608.1152 | 1998.102 | 2359.0748 | 104.3493 | 43.6003 | 5.1904 | 59.5234 | 17.925 | 0.47698 | 42.9793 | 23.8288 | 2.8668 | 1.8466 | 3453.7179 | 1934.2873 | 412.7535 | 300.0147 | 90.3148 | 2.3954 | 2939.4097 | 1629.679 | 196.0647 | 214.2935 | 29920.7675 | 17464.1577 | 3951.4851 | 804.5957 | 366.6155 | 9.3799 | 26973.237 | 14954.6075 | 1799.1705 | 2142.9348 | 0.0056794 | 0.0025392 | 6.44e-05 | 0.014315 | 0.0081644 | 0.0014316 | 0.0033804 | 5000000 | no RA
492-1091F | 117100.696 | 2643.4619 | 110420.7732 | 4036.4608 | 2.257% | 94.3% | 3.447% | 50652.2293 | 105665.5622 | 154.1022 | 45821.4695 | 4676.6577 | 286.4775 | 95714.7958 | 9664.2889 | 492 | 0.031661 | 0.019012 | 0.0074392 | 3698625.2934 | 301.9614 | 106109.0188 | 10689.7158 | 9537.4488 | 3351453.1889 | 337634.6557 | 3495080.2992 | 10633.2847 | 3161750.5748 | 322696.4398 | 1537145.6304 | 4167.4655 | 1392389.1296 | 140589.0353 |  | 899 | 492-1091F | 117100.696 | 66448.4666 | 11435.1338 | 2643.4619 | 1137.4692 | 35.9467 | 110420.7732 | 61274.5366 | 7362.7263 | 4036.4608 | 301.9614 | 147.8591 | 15.4839 | 160.9007 | 68.1757 | 3.1293 | 137.9011 | 76.5239 | 9.1951 | 3.1595 | 10689.7158 | 6013.0581 | 1025.4269 | 625.962 | 265.2991 | 12.1727 | 9697.09 | 5381.0952 | 646.5905 | 366.6638 | 106109.0188 | 60287.5494 | 10394.223 | 1856.5992 | 803.9944 | 20.6447 | 100585.7821 | 55816.9175 | 6706.9407 | 3666.6375 | 0.011507 | 0.0049826 | 0.0001274 | 0.014268 | 0.0081444 | 0.0014268 | 0.005885 | 5000000 | no RA
492-1092F | 23314.8617 | 0 | 23314.8617 | 0 | 0% | 100% | 0% | 3711.4643 | 7766.8706 | 4.8121 | 3257.5738 | 449.0784 | 10.0701 | 6817.0274 | 939.773 | 492 | 0.014398 | 0.014398 | 0.014398 | 1619312.52 | 30.2289 | 20463.5894 | 2821.0433 | 2099.52 | 1421280 | 195933 | 1361536.1416 | 1765.3 | 1195028.1761 | 164742.6655 | 1079871.5858 | 1400.1077 | 947809.5602 | 130661.9178 |  | 900 | 492-1092F | 23314.8617 | 19603.3974 | 15547.9911 | 0 | 0 | 0 | 23314.8617 | 19603.3974 | 15547.9911 | 0 | 30.2289 | 25.4168 | 20.1588 | 0 | 0 | 0 | 30.2289 | 25.4168 | 20.1588 | 0 | 2821.0433 | 2371.9649 | 1881.2703 | 0 | 0 | 0 | 2821.0433 | 2371.9649 | 1881.2703 | 0 | 20463.5894 | 17206.0157 | 13646.562 | 0 | 0 | 0 | 20463.5894 | 17206.0157 | 13646.562 | 0 | 0 | 0 | 0 | 0.014398 | 0.014398 | 0.014398 | 0 | 5000000 | no RA
492-14R | 210290.792 | 5519.1082 | 197805.6028 | 6966.0811 | 2.625% | 94.06% | 3.313% | 91616.7183 | 190070.4427 | 350.5472 | 82585.4265 | 8680.7446 | 633.7546 | 171682.695 | 17753.9932 | 492 | 0.045206 | 0.027313 | 0.011726 | 4651792.4903 | 660.9083 | 190062.4669 | 19567.4169 | 14619.7946 | 4204326.5304 | 432846.1652 | 4344934.822 | 16624.7463 | 3916624.6305 | 411685.4452 | 1724432.3885 | 5749.7997 | 1557607.7769 | 161074.8119 |  | 901 | 492-14R | 210290.792 | 118674.0738 | 20220.3493 | 5519.1082 | 2337.5598 | 58.8606 | 197805.6028 | 109370.4329 | 13195.4076 | 6966.0811 | 660.9083 | 310.3611 | 27.1537 | 387.2407 | 156.6073 | 3.8086 | 268.2149 | 148.301 | 17.8923 | 5.4527 | 19567.4169 | 10886.6723 | 1813.4237 | 1449.8029 | 586.1972 | 14.2444 | 17484.8296 | 9667.6907 | 1166.3949 | 632.7844 | 190062.4669 | 107477.0404 | 18379.7719 | 3682.0645 | 1594.7552 | 40.8076 | 180052.5584 | 99554.4412 | 12011.1203 | 6327.844 | 0.020949 | 0.0091708 | 0.0002338 | 0.014184 | 0.0080688 | 0.0014184 | 0.010074 | 5000000 | no RA
492-343R | 207382.0278 | 40162.2596 | 165157.1492 | 2062.619 | 19.37% | 79.64% | 0.9946% | 96930.3351 | 193969.4265 | 2542.4989 | 77099.4663 | 17288.3699 | 4368.6475 | 157681.465 | 31919.314 | 492 | 0.024839 | 0.014372 | 0.0044622 | 8348981.7612 | 4409.3039 | 169800.5348 | 33172.189 | 177513.9257 | 6835990.4846 | 1335477.3508 | 7685413.7799 | 201589.6857 | 6113063.5777 | 1370760.5164 | 3005827.015 | 67698.2905 | 2443494.3997 | 494634.3248 |  | 902 | 492-343R | 207382.0278 | 110451.6927 | 13412.6013 | 40162.2596 | 17027.3821 | 330.4057 | 165157.1492 | 91361.6916 | 11019.5767 | 2062.619 | 4409.3039 | 1866.805 | 40.6564 | 4214.6487 | 1758.4042 | 26.1619 | 193.0407 | 106.7863 | 12.88 | 1.6145 | 33172.189 | 15883.8191 | 1252.875 | 18760.5363 | 7827.8579 | 116.4413 | 14224.2887 | 7868.5972 | 949.0697 | 187.364 | 169800.5348 | 92701.0685 | 12119.0698 | 17187.0747 | 7441.12 | 187.8024 | 150739.8198 | 83386.3081 | 10057.627 | 1873.6404 | 0.0076116 | 0.003296 | 8.4e-05 | 0.014277 | 0.0081252 | 0.0014278 | 0.0029504 | 5000000 | no RA
493-478R | 14553.6773 | 11301.258 | 0 | 3252.4192 | 77.65% | 0% | 22.35% | 5590.531 | 11114.6679 | 793.4643 | 1638.2083 | 3158.8584 | 1631.9628 | 2987.205 | 6495.5001 | 493 | 0.014664 | 0.0091786 | 0.0047868 | 992463.0908 | 1664.9497 | 5976.5947 | 6912.1329 | 113538.3907 | 407563.6366 | 471361.0635 | 976526.5133 | 138598.4486 | 286154.1839 | 551773.8808 | 718435.9784 | 105487.7041 | 193088.5875 | 419859.6868 |  | 903 | 493-478R | 14553.6773 | 8963.1463 | 3439.0093 | 11301.258 | 5710.727 | 186.5901 | 0 | 0 | 0 | 3252.4192 | 1664.9497 | 871.4854 | 32.9869 | 1662.4038 | 868.9395 | 30.441 | 0 | 0 | 0 | 2.5458 | 6912.1329 | 3753.2745 | 416.6328 | 6616.6899 | 3457.8315 | 121.1897 | 0 | 0 | 0 | 295.443 | 5976.5947 | 4338.3864 | 2989.3897 | 3022.1643 | 1383.956 | 34.9593 | 0 | 0 | 0 | 2954.4304 | 0.0099926 | 0.004507 | 0.0001152 | 0 | 0 | 0 | 0.0046716 | 5000000 | no RA
493-480R | 2803.8013 | 2631.2071 | 0 | 172.5942 | 93.84% | 0% | 6.156% | 976.6951 | 2565.0311 | 146.8416 | 88.6897 | 741.1638 | 364.5118 | 360.5745 | 1839.9448 | 493 | 0.0008656 | 0.0006046 | 0.0002544 | 3239141.9615 | 374.4105 | 524.5029 | 1904.8879 | 432544.4231 | 605941.4117 | 2200656.1267 | 3022008.2621 | 454345.0667 | 274416.1814 | 2293247.0141 | 938561.9762 | 133377.3138 | 131936.6102 | 673248.0523 |  | 904 | 493-480R | 2803.8013 | 1827.1062 | 238.7702 | 2631.2071 | 1654.512 | 66.1759 | 0 | 0 | 0 | 172.5942 | 374.4105 | 227.5688 | 9.8986 | 374.2754 | 227.4337 | 9.7635 | 0 | 0 | 0 | 0.1351 | 1904.8879 | 1163.7242 | 64.9432 | 1889.2098 | 1148.0461 | 49.2651 | 0 | 0 | 0 | 15.6781 | 524.5029 | 435.8132 | 163.9284 | 367.7219 | 279.0322 | 7.1474 | 0 | 0 | 0 | 156.781 | 0.0006202 | 0.0003592 | 9e-06 | 0 | 0 | 0 | 0.0002454 | 5000000 | no RA
493-485F | 4891.9526 | 4582.0274 | 0 | 309.9252 | 93.66% | 0% | 6.335% | 2329.3834 | 4533.1606 | 427.242 | 468.4802 | 1433.6611 | 827.9288 | 926.8633 | 2778.3685 | 493 | 0.0014534 | 0.0009342 | 0.0004648 | 3365868.0264 | 836.6571 | 1220.3025 | 2834.9931 | 575655.0625 | 839619.1403 | 1950593.8236 | 2743062.7589 | 503116.6752 | 551678.4898 | 1688267.5939 | 771927.6012 | 140983.5505 | 157830.5851 | 473113.4656 |  | 905 | 493-485F | 4891.9526 | 2562.5692 | 358.7919 | 4582.0274 | 2252.6441 | 48.8668 | 0 | 0 | 0 | 309.9252 | 836.6571 | 409.4151 | 8.7283 | 836.4145 | 409.1725 | 8.4857 | 0 | 0 | 0 | 0.24259 | 2834.9931 | 1401.3319 | 56.6246 | 2806.8401 | 1373.179 | 28.4716 | 0 | 0 | 0 | 28.153 | 1220.3025 | 751.8222 | 293.4391 | 938.7729 | 470.2926 | 11.9095 | 0 | 0 | 0 | 281.5296 | 0.0010008 | 0.0004816 | 1.22e-05 | 0 | 0 | 0 | 0.0004526 | 5000000 | no RA
496-21 | 382.1713 | 7.4159 | 0 | 374.7554 | 1.94% | 0% | 98.06% | 4.2052 | 7.3329 | 0 | 4.2052 | 0 | 0 | 7.3329 | 0 | 496 | 0.0013684 | 0.0009024 | 0.0005558 | 279283.3509 | 0.29334 | 347.836 | 34.042 | 214.3677 | 254191.7495 | 24877.2338 | 418845.4713 | 0 | 418845.4713 | 0 | 674412.4414 | 0 | 674412.4414 | 0 |  | 906 | 496-21 | 382.1713 | 377.9662 | 374.8384 | 7.4159 | 3.2107 | 0.083021 | 0 | 0 | 0 | 374.7554 | 0.29334 | 0.29334 | 0.29334 | 0 | 0 | 0 | 0 | 0 | 0 | 0.29334 | 34.042 | 34.042 | 34.042 | 0 | 0 | 0 | 0 | 0 | 0 | 34.042 | 347.836 | 343.6308 | 340.5031 | 7.4159 | 3.2107 | 0.083021 | 0 | 0 | 0 | 340.4201 | 0.0008218 | 0.0003558 | 9.2e-06 | 0 | 0 | 0 | 0.0005466 | 5000000 | no RA
497-888F | 6795.6669 | 6236.5214 | 0 | 559.1455 | 91.77% | 0% | 8.228% | 1489.1072 | 6031.7683 | 94.7384 | 916.5106 | 477.8581 | 382.8786 | 3717.5675 | 1931.3222 | 497 | 0.0031776 | 0.0025776 | 0.0008278 | 2138616.2072 | 405.1194 | 4298.5257 | 2092.0217 | 127492.2687 | 1352758.5918 | 658365.3466 | 2058721.1632 | 130977.7771 | 1267094.7271 | 660648.659 | 922805.7509 | 58576.9469 | 568754.0521 | 295474.752 |  | 907 | 497-888F | 6795.6669 | 5306.5597 | 763.8986 | 6236.5214 | 4747.4142 | 204.7531 | 0 | 0 | 0 | 559.1455 | 405.1194 | 310.381 | 22.2408 | 404.6818 | 309.9434 | 21.8032 | 0 | 0 | 0 | 0.43767 | 2092.0217 | 1614.1636 | 160.6995 | 2041.2301 | 1563.372 | 109.9079 | 0 | 0 | 0 | 50.7916 | 4298.5257 | 3382.0151 | 580.9582 | 3790.6095 | 2874.0989 | 73.0421 | 0 | 0 | 0 | 507.9162 | 0.0023952 | 0.0017952 | 4.54e-05 | 0 | 0 | 0 | 0.0007824 | 5000000 | no RA
500-1531 | 642826.4833 | 29435.4245 | 612780.367 | 610.6918 | 4.579% | 95.33% | 0.095% | 286896.1372 | 589426.993 | 3200.9688 | 245877.4274 | 37817.741 | 5548.1502 | 510915.8616 | 72962.9811 | 500 | 0.071178 | 0.040603 | 0.007667 | 9031277.7755 | 5725.1235 | 559021.9767 | 78079.3831 | 80434.1173 | 7853881.0789 | 1096962.5793 | 8766023.1925 | 97804.6154 | 7512709.137 | 1155509.4401 | 6964848.0886 | 65558.6256 | 6037136.7523 | 862152.7107 |  | 908 | 500-1531 | 642826.4833 | 355930.3461 | 53399.4903 | 29435.4245 | 12327.7896 | 609.1215 | 612780.367 | 342991.8647 | 52179.677 | 610.6918 | 5725.1235 | 2524.1548 | 176.9733 | 4819.9615 | 2017.2975 | 99.4593 | 904.684 | 506.3792 | 77.036 | 0.47802 | 78079.3831 | 40261.6421 | 5116.4019 | 24567.7542 | 10285.1275 | 509.0117 | 53456.1549 | 29921.0406 | 4551.9162 | 55.474 | 559021.9767 | 313144.5493 | 48106.1151 | 47.7088 | 25.3647 | 0.65045 | 558419.5281 | 312564.4448 | 47550.7249 | 554.7398 | 0.0028 | 0.0014732 | 3.78e-05 | 0.067498 | 0.038251 | 0.0067498 | 0.0008794 | 5000000 | no RA
501-786 | 41215.4514 | 40482.9874 | 0 | 732.464 | 98.22% | 0% | 1.777% | 13999.949 | 39795.8428 | 2301.016 | 11.115 | 11687.818 | 6540.5508 | 34.0439 | 33221.2481 | 501 | 0.0050324 | 0.0035228 | 0.001123 | 8190018.9668 | 6654.0358 | 699.9972 | 33861.4184 | 1322239.0463 | 139098.0933 | 6728681.8272 | 7725531.5127 | 1269759.741 | 6133.5653 | 6449638.2064 | 1264121.6565 | 207761.6989 | 1081.4116 | 1055278.5461 |  | 909 | 501-786 | 41215.4514 | 27215.5024 | 1419.6086 | 40482.9874 | 26483.0384 | 687.1446 | 0 | 0 | 0 | 732.464 | 6654.0358 | 4353.0198 | 113.485 | 6653.4624 | 4352.4464 | 112.9116 | 0 | 0 | 0 | 0.57334 | 33861.4184 | 22173.6004 | 640.1703 | 33794.8829 | 22107.0649 | 573.6348 | 0 | 0 | 0 | 66.5355 | 699.9972 | 688.8822 | 665.9533 | 34.6421 | 23.527 | 0.59811 | 0 | 0 | 0 | 665.3552 | 0.003972 | 0.0024624 | 6.26e-05 | 0 | 0 | 0 | 0.0010604 | 5000000 | no RA
504-1563 | 245688.9928 | 240233.6431 | 0 | 5455.3497 | 97.78% | 0% | 2.22% | 137747.6511 | 238155.5204 | 21981.0081 | 5022.692 | 110743.951 | 37979.9475 | 8826.1853 | 191349.3877 | 504 | 0.028304 | 0.016824 | 0.0081438 | 8680362.9463 | 38311.8599 | 13880.8902 | 193496.2427 | 1353584.6505 | 490421.502 | 6836356.7938 | 6416066.8177 | 1023840.448 | 233949.0155 | 5158277.3541 | 925056.1638 | 147523.7042 | 34283.1317 | 743249.328 |  | 910 | 504-1563 | 245688.9928 | 107941.3417 | 7533.4724 | 240233.6431 | 102485.992 | 2078.1227 | 0 | 0 | 0 | 5455.3497 | 38311.8599 | 16330.8518 | 331.9124 | 38307.5898 | 16326.5816 | 327.6423 | 0 | 0 | 0 | 4.2702 | 193496.2427 | 82752.2917 | 2146.855 | 193000.69 | 82256.739 | 1651.3023 | 0 | 0 | 0 | 495.5527 | 13880.8902 | 8858.1982 | 5054.7049 | 8925.3633 | 3902.6714 | 99.1781 | 0 | 0 | 0 | 4955.5268 | 0.020387 | 0.0089062 | 0.0002264 | 0 | 0 | 0 | 0.0079174 | 5000000 | no RA
504-2501R | 152206.1818 | 148688.2388 | 0 | 3517.943 | 97.69% | 0% | 2.311% | 76586.3128 | 146455.321 | 11794.5316 | 5089.7999 | 59701.9813 | 22503.7224 | 10067.653 | 113883.9456 | 504 | 0.021593 | 0.012892 | 0.0052762 | 7048997.4245 | 22853.4086 | 13393.5476 | 115959.2255 | 1058390.7737 | 620284.1551 | 5370322.4957 | 5865733.9567 | 903341.3659 | 389826.9913 | 4572565.5994 | 1089962.6241 | 167479.1746 | 74926.3697 | 847557.0798 |  | 911 | 504-2501R | 152206.1818 | 75619.869 | 5750.8608 | 148688.2388 | 72101.926 | 2232.9178 | 0 | 0 | 0 | 3517.943 | 22853.4086 | 11058.877 | 349.6863 | 22850.6549 | 11056.1234 | 346.9326 | 0 | 0 | 0 | 2.7537 | 115959.2255 | 56257.2442 | 2075.2799 | 115639.6629 | 55937.6815 | 1755.7173 | 0 | 0 | 0 | 319.5627 | 13393.5476 | 8303.7478 | 3325.8946 | 10197.921 | 5108.1211 | 130.2679 | 0 | 0 | 0 | 3195.6267 | 0.016515 | 0.0078144 | 0.0001988 | 0 | 0 | 0 | 0.0050774 | 5000000 | no RA
504-287R | 134234.8989 | 129033.3897 | 0 | 5201.5092 | 96.13% | 0% | 3.875% | 72176.6644 | 127750.3983 | 11685.3134 | 681.4654 | 59809.8856 | 20686.3593 | 1190.3822 | 105873.6569 | 504 | 0.033132 | 0.018761 | 0.007811 | 4051469.2231 | 20897.7865 | 5928.6587 | 107408.4537 | 630735.6703 | 178938.4017 | 3241795.1512 | 3307796.6475 | 535528.22 | 31230.9943 | 2741037.4332 | 830175.4641 | 134428.6057 | 7735.6008 | 688011.2575 |  | 912 | 504-287R | 134234.8989 | 62058.2345 | 6484.5005 | 129033.3897 | 56856.7253 | 1282.9913 | 0 | 0 | 0 | 5201.5092 | 20897.7865 | 9212.4731 | 211.4272 | 20893.715 | 9208.4016 | 207.3557 | 0 | 0 | 0 | 4.0715 | 107408.4537 | 47598.5681 | 1534.7968 | 106935.9593 | 47126.0738 | 1062.3025 | 0 | 0 | 0 | 472.4943 | 5928.6587 | 5247.1933 | 4738.2765 | 1203.7153 | 522.2499 | 13.3331 | 0 | 0 | 0 | 4724.9434 | 0.025607 | 0.011236 | 0.0002856 | 0 | 0 | 0 | 0.0075254 | 5000000 | no RA
504-40R | 173025.3718 | 167996.3215 | 0 | 5029.0503 | 97.09% | 0% | 2.907% | 96073.668 | 165847.8799 | 15428.9908 | 2827.2809 | 77817.3963 | 26625.7233 | 4931.9708 | 134290.1858 | 504 | 0.025961 | 0.015364 | 0.007403 | 6664767.8771 | 26976.2355 | 9555.2433 | 136493.893 | 1039098.1716 | 368058.6148 | 5257611.0906 | 5008572.2334 | 804353.7454 | 147393.5681 | 4056824.9199 | 969538.2805 | 155652.6257 | 28832.0509 | 785053.6039 |  | 913 | 504-40R | 173025.3718 | 76951.7038 | 7177.4919 | 167996.3215 | 71922.6535 | 2148.4416 | 0 | 0 | 0 | 5029.0503 | 26976.2355 | 11547.2447 | 350.5122 | 26972.299 | 11543.3082 | 346.5757 | 0 | 0 | 0 | 3.9365 | 136493.893 | 58676.4967 | 2203.7072 | 136037.0645 | 58219.6682 | 1746.8787 | 0 | 0 | 0 | 456.8285 | 9555.2433 | 6727.9624 | 4623.2725 | 4986.958 | 2159.6771 | 54.9872 | 0 | 0 | 0 | 4568.2853 | 0.018766 | 0.0081688 | 0.0002078 | 0 | 0 | 0 | 0.0071952 | 5000000 | no RA
505-1676F | 38666.057 | 35355.8255 | 0 | 3310.2314 | 91.44% | 0% | 8.561% | 18515.3258 | 34992.9828 | 2998.6155 | 408.9067 | 15107.8037 | 5676.6535 | 714.9997 | 28601.3296 | 505 | 0.016119 | 0.0097782 | 0.0048764 | 2398787.5789 | 5738.0667 | 3729.7018 | 29198.2885 | 355981.5571 | 231385.4309 | 1811420.5909 | 2060781.2432 | 333750.0294 | 45511.8759 | 1681519.3379 | 753234.8055 | 122191.7268 | 15390.5897 | 615652.4889 |  | 914 | 505-1676F | 38666.057 | 20150.7312 | 3673.0742 | 35355.8255 | 16840.4997 | 362.8428 | 0 | 0 | 0 | 3310.2314 | 5738.0667 | 2739.4512 | 61.4132 | 5735.4756 | 2736.8601 | 58.8221 | 0 | 0 | 0 | 2.5911 | 29198.2885 | 14090.4848 | 596.9589 | 28897.5939 | 13789.7903 | 296.2643 | 0 | 0 | 0 | 300.6946 | 3729.7018 | 3320.7951 | 3014.7021 | 722.756 | 313.8493 | 7.7563 | 0 | 0 | 0 | 3006.9458 | 0.011369 | 0.0050284 | 0.0001266 | 0 | 0 | 0 | 0.0047498 | 5000000 | no RA
505-635R | 161762.9177 | 146530.1175 | 0 | 15232.8002 | 90.58% | 0% | 9.417% | 80285.3481 | 145249.215 | 12541.7782 | 4558.836 | 63184.7338 | 22401.4923 | 9985.5159 | 112862.2068 | 505 | 0.06847 | 0.042913 | 0.022374 | 2362550.9382 | 22602.2605 | 23963.7065 | 115196.9507 | 330106.5076 | 349990.4551 | 1682453.9755 | 1898650.9963 | 296597.8269 | 107810.936 | 1494242.2334 | 738075.5648 | 113831.8999 | 50740.8268 | 573502.8381 |  | 915 | 505-635R | 161762.9177 | 81477.5697 | 16513.7027 | 146530.1175 | 66244.7694 | 1280.9025 | 0 | 0 | 0 | 15232.8002 | 22602.2605 | 10060.4823 | 200.7682 | 22590.337 | 10048.5588 | 188.8447 | 0 | 0 | 0 | 11.9235 | 115196.9507 | 52012.2169 | 2334.7439 | 113813.2347 | 50628.5008 | 951.0278 | 0 | 0 | 0 | 1383.7161 | 23963.7065 | 19404.8705 | 13978.1906 | 10126.5458 | 5567.7098 | 141.03 | 0 | 0 | 0 | 13837.1606 | 0.046632 | 0.021076 | 0.0005362 | 0 | 0 | 0 | 0.021838 | 5000000 | no RA
506-160AE | 171.1285 | 134.4216 | 0 | 36.7069 | 78.55% | 0% | 21.45% | 64.9326 | 133.6105 | 4.1921 | 39.3952 | 21.3454 | 10.6983 | 68.594 | 54.3183 | 506 | 0.0001712 | 0.0001032 | 5.28e-05 | 999582.3097 | 10.727 | 102.7488 | 57.6527 | 62657.7625 | 600168.3053 | 336756.2418 | 1029029.6246 | 66434.4679 | 624320.9142 | 338274.2424 | 710567.6925 | 56895.5934 | 364796.4718 | 288875.6273 |  | 916 | 506-160AE | 171.1285 | 106.1959 | 37.518 | 134.4216 | 69.489 | 0.81108 | 0 | 0 | 0 | 36.7069 | 10.727 | 6.5349 | 0.028732 | 10.6983 | 6.5062 | 0 | 0 | 0 | 0 | 0.028732 | 57.6527 | 36.3073 | 3.3344 | 54.3183 | 32.9729 | 0 | 0 | 0 | 0 | 3.3344 | 102.7488 | 63.3536 | 34.1549 | 69.405 | 30.0099 | 0.81108 | 0 | 0 | 0 | 33.3438 | 0.0001198 | 5.18e-05 | 1.4e-06 | 0 | 0 | 0 | 5.14e-05 | 5000000 | no RA
506-161 | 4195.1697 | 3013.7231 | 0 | 1181.4466 | 71.84% | 0% | 28.16% | 1650.3326 | 2972.3107 | 107.7512 | 998.8395 | 543.7419 | 200.6157 | 1759.1057 | 1012.5893 | 506 | 0.0058182 | 0.0036622 | 0.0017694 | 721042.5415 | 205.1264 | 2852.0793 | 1137.964 | 35255.9905 | 490199.6052 | 195586.9457 | 694892.9969 | 45369.9837 | 420573.7516 | 228949.2616 | 691115.091 | 46646.712 | 409023.3621 | 235445.0169 |  | 917 | 506-161 | 4195.1697 | 2544.8371 | 1222.859 | 3013.7231 | 1363.3905 | 41.4124 | 0 | 0 | 0 | 1181.4466 | 205.1264 | 97.3752 | 4.5107 | 204.2016 | 96.4504 | 3.5859 | 0 | 0 | 0 | 0.92478 | 1137.964 | 594.2221 | 125.3747 | 1030.6438 | 486.9019 | 18.0545 | 0 | 0 | 0 | 107.3202 | 2852.0793 | 1853.2399 | 1092.9736 | 1778.8777 | 780.0382 | 19.7719 | 0 | 0 | 0 | 1073.2017 | 0.0040978 | 0.0019418 | 4.9e-05 | 0 | 0 | 0 | 0.0017204 | 5000000 | no RA
506-844 | 21840.2957 | 17517.5806 | 0 | 4322.7151 | 80.21% | 0% | 19.79% | 8628.4263 | 17291.839 | 12.0073 | 8555.6017 | 60.8174 | 21.5889 | 17161.0032 | 109.2469 | 506 | 0.021885 | 0.013363 | 0.0064202 | 997957.3087 | 25.3135 | 21311.3356 | 503.6465 | 1156.6609 | 973787.3263 | 23013.3215 | 988705.1639 | 1375.8771 | 980360.4099 | 6968.8769 | 708460.2761 | 884.5128 | 703099.8306 | 4475.9327 |  | 918 | 506-844 | 21840.2957 | 13211.8694 | 4548.4567 | 17517.5806 | 8889.1543 | 225.7416 | 0 | 0 | 0 | 4322.7151 | 25.3135 | 13.3062 | 3.7247 | 21.9299 | 9.9226 | 0.34104 | 0 | 0 | 0 | 3.3836 | 503.6465 | 442.8292 | 394.3996 | 110.98 | 50.1627 | 1.7331 | 0 | 0 | 0 | 392.6665 | 21311.3356 | 12755.7339 | 4150.3324 | 17384.6707 | 8829.069 | 223.6674 | 0 | 0 | 0 | 3926.665 | 0.015646 | 0.0071236 | 0.000181 | 0 | 0 | 0 | 0.0062392 | 5000000 | no RA
507-1733 | 6365.8917 | 5384.4583 | 0 | 981.4334 | 84.58% | 0% | 15.42% | 2804.1528 | 5329.4909 | 75.1666 | 2348.3888 | 380.5974 | 150.0461 | 4419.9866 | 759.4582 | 507 | 0.003877 | 0.0025464 | 0.0014574 | 1641963.3081 | 150.9367 | 5365.7253 | 849.2298 | 38931.3155 | 1383988.9799 | 219043.0128 | 1398735.0429 | 37493.7367 | 1171396.1036 | 189845.2026 | 711129.9857 | 20021.1083 | 589772.0939 | 101336.7835 |  | 919 | 507-1733 | 6365.8917 | 3561.7389 | 1036.4008 | 5384.4583 | 2580.3055 | 54.9674 | 0 | 0 | 0 | 981.4334 | 150.9367 | 75.7701 | 0.89056 | 150.1685 | 75.0019 | 0.12234 | 0 | 0 | 0 | 0.76822 | 849.2298 | 468.6323 | 89.7716 | 760.0784 | 379.4809 | 0.62023 | 0 | 0 | 0 | 89.1514 | 5365.7253 | 3017.3365 | 945.7387 | 4474.2115 | 2125.8227 | 54.2249 | 0 | 0 | 0 | 891.5138 | 0.0024482 | 0.0011176 | 2.86e-05 | 0 | 0 | 0 | 0.0014288 | 5000000 | no RA
508-1027F | 144.1264 | 114.8579 | 0 | 29.2685 | 79.69% | 0% | 20.31% | 73.8159 | 112.9294 | 12.1804 | 0.44506 | 61.1904 | 18.6226 | 0.77642 | 93.5304 | 508 | 0.0001954 | 0.0001132 | 5.2e-05 | 737596.6412 | 18.9642 | 27.372 | 97.7902 | 97053.1881 | 140081.6671 | 500461.786 | 621117.4786 | 102490.8916 | 3744.9504 | 514881.6365 | 599941.8094 | 98933.4325 | 4124.7873 | 496883.5896 |  | 920 | 508-1027F | 144.1264 | 70.3105 | 31.197 | 114.8579 | 41.042 | 1.9285 | 0 | 0 | 0 | 29.2685 | 18.9642 | 6.7838 | 0.34156 | 18.9413 | 6.7609 | 0.31865 | 0 | 0 | 0 | 0.02291 | 97.7902 | 36.5998 | 4.2599 | 95.1315 | 33.9411 | 1.6012 | 0 | 0 | 0 | 2.6587 | 27.372 | 26.9269 | 26.5955 | 0.78509 | 0.34002 | 0.008663 | 0 | 0 | 0 | 26.5869 | 0.000145 | 6.28e-05 | 1.6e-06 | 0 | 0 | 0 | 5.04e-05 | 5000000 | no RA
509-1227R | 6120.8366 | 4616.3176 | 0 | 1504.519 | 75.42% | 0% | 24.58% | 1837.114 | 4543.2528 | 120.2259 | 1111.2969 | 605.5912 | 247.0587 | 3052.089 | 1244.1051 | 509 | 0.0063694 | 0.0043946 | 0.002202 | 960975.3846 | 252.0358 | 4468.8587 | 1399.942 | 39569.7896 | 701613.7702 | 219791.8248 | 974769.6366 | 63791.6483 | 589652.3184 | 321325.6699 | 716432.2408 | 38959.051 | 481288.4142 | 196184.7755 |  | 921 | 509-1227R | 6120.8366 | 4283.7226 | 1577.5838 | 4616.3176 | 2779.2036 | 73.0648 | 0 | 0 | 0 | 1504.519 | 252.0358 | 131.8099 | 4.9771 | 250.8582 | 130.6323 | 3.7995 | 0 | 0 | 0 | 1.1777 | 1399.942 | 794.3509 | 155.8369 | 1263.2747 | 657.6835 | 19.1695 | 0 | 0 | 0 | 136.6674 | 4468.8587 | 3357.5618 | 1416.7698 | 3102.1848 | 1990.8879 | 50.0958 | 0 | 0 | 0 | 1366.6739 | 0.0042238 | 0.002249 | 5.64e-05 | 0 | 0 | 0 | 0.0021456 | 5000000 | no RA
51-861R | 2833.6796 | 535.6711 | 0 | 2298.0085 | 18.9% | 0% | 81.1% | 221.5172 | 523.9721 | 0 | 221.5172 | 0 | 0 | 523.9721 | 0 | 51 | 0.0093474 | 0.006128 | 0.0034746 | 303151.6355 | 1.7988 | 2623.1345 | 208.7463 | 192.4355 | 280627.1788 | 22332.0212 | 426266.7128 | 0 | 426266.7128 | 0 | 664740.5558 | 0 | 664740.5558 | 0 |  | 922 | 51-861R | 2833.6796 | 2612.1624 | 2309.7075 | 535.6711 | 314.154 | 11.6991 | 0 | 0 | 0 | 2298.0085 | 1.7988 | 1.7988 | 1.7988 | 0 | 0 | 0 | 0 | 0 | 0 | 1.7988 | 208.7463 | 208.7463 | 208.7463 | 0 | 0 | 0 | 0 | 0 | 0 | 208.7463 | 2623.1345 | 2401.6173 | 2099.1624 | 535.6711 | 314.154 | 11.6991 | 0 | 0 | 0 | 2087.4634 | 0.0059722 | 0.0027528 | 9.94e-05 | 0 | 0 | 0 | 0.0033752 | 5000000 | no RA
510-49R | 202916.9847 | 34166.7735 | 167519.615 | 1230.5962 | 16.84% | 82.56% | 0.6065% | 88158.6205 | 189824.7077 | 1453.3961 | 75530.7291 | 11174.4953 | 3559.0743 | 161208.1344 | 25057.499 | 510 | 0.018276 | 0.01143 | 0.002895 | 11102921.0286 | 3636.3467 | 172911.0111 | 26369.6269 | 198968.4136 | 9461097.1278 | 1442855.4872 | 10040277.54 | 165525.5081 | 8602102.4254 | 1272649.6065 | 4522375.4812 | 84791.2291 | 3840615.4994 | 596968.7528 |  | 923 | 510-49R | 202916.9847 | 114758.3642 | 13092.277 | 34166.7735 | 21058.9267 | 579.6074 | 167519.615 | 92468.8413 | 11282.0734 | 1230.5962 | 3636.3467 | 2182.9506 | 77.2724 | 3437.4128 | 2072.7099 | 62.9763 | 197.9707 | 109.2775 | 13.3329 | 0.96325 | 26369.6269 | 15195.1316 | 1312.1279 | 11583.6027 | 6983.3407 | 212.0657 | 14674.2394 | 8100.0061 | 988.2774 | 111.7848 | 172911.0111 | 97380.282 | 11702.8767 | 19145.758 | 12002.8762 | 304.5654 | 152647.4049 | 84259.5577 | 10280.4631 | 1117.8481 | 0.0059602 | 0.0036836 | 9.32e-05 | 0.010571 | 0.0060014 | 0.001057 | 0.0017448 | 5000000 | no RA
511-831 | 42151.6358 | 2429.6543 | 39590.6042 | 131.3773 | 5.764% | 93.92% | 0.3117% | 18896.6432 | 39352.6869 | 94.6251 | 16913.0071 | 1889.011 | 215.5533 | 35096.1253 | 4041.0084 | 511 | 0.011273 | 0.0064428 | 0.0012584 | 3739167.5525 | 219.0782 | 37650.7978 | 4281.7598 | 19433.8875 | 3339909.3266 | 379824.3384 | 3609454.3754 | 18074.3665 | 3230559.365 | 360820.6439 | 2224212.3923 | 12183.0641 | 1983631.6863 | 228397.6418 |  | 924 | 511-831 | 42151.6358 | 23254.9927 | 2798.9489 | 2429.6543 | 1195.3934 | 15.4982 | 39590.6042 | 21928.222 | 2652.0734 | 131.3773 | 219.0782 | 124.4531 | 3.5249 | 167.8899 | 96.0554 | 0 | 51.0854 | 28.2949 | 3.4221 | 0.10284 | 4281.7598 | 2392.7488 | 240.7514 | 854.0012 | 488.877 | 0 | 3415.8245 | 1891.9377 | 228.8174 | 11.934 | 37650.7978 | 20737.7907 | 2554.6726 | 1407.7631 | 610.461 | 15.4982 | 36123.6943 | 20007.9893 | 2419.834 | 119.3404 | 0.0004426 | 0.0001918 | 4.8e-06 | 0.010641 | 0.0060614 | 0.001064 | 0.0001896 | 5000000 | no RA
512-300F | 80773.8803 | 0 | 80773.8803 | 0 | 0% | 100% | 0% | 12760.0335 | 26690.1945 | 14.1888 | 11575.1122 | 1170.7325 | 29.6787 | 24211.6916 | 2448.8241 | 512 | 0.010589 | 0.010589 | 0.010589 | 7627949.2608 | 89.8182 | 73273.0622 | 7410.9999 | 8482.0608 | 6919603.2 | 699864 | 6422944.7729 | 7142.1304 | 5826497.7498 | 589304.8927 | 5107438.3191 | 5679.3249 | 4633151.7592 | 468607.235 |  | 925 | 512-300F | 80773.8803 | 68013.8468 | 54083.6858 | 0 | 0 | 0 | 80773.8803 | 68013.8468 | 54083.6858 | 0 | 89.8182 | 75.6294 | 60.1395 | 0 | 0 | 0 | 89.8182 | 75.6294 | 60.1395 | 0 | 7410.9999 | 6240.2674 | 4962.1757 | 0 | 0 | 0 | 7410.9999 | 6240.2674 | 4962.1757 | 0 | 73273.0622 | 61697.95 | 49061.3706 | 0 | 0 | 0 | 73273.0622 | 61697.95 | 49061.3706 | 0 | 0 | 0 | 0 | 0.010589 | 0.010589 | 0.010589 | 0 | 5000000 | no RA
512-302F | 24089.3102 | 0 | 24089.3102 | 0 | 0% | 100% | 0% | 3799.6591 | 7961.7007 | 4.3576 | 3257.7497 | 537.5517 | 9.1309 | 6826.1988 | 1126.371 | 512 | 0.01064 | 0.01064 | 0.01064 | 2263947.8064 | 27.6268 | 20653.6804 | 3408.0031 | 2596.4064 | 1941062.4 | 320289 | 1906850.4164 | 2186.8696 | 1634894.4244 | 269769.1225 | 1515695.7937 | 1738.2743 | 1299526.4761 | 214431.0433 |  | 926 | 512-302F | 24089.3102 | 20289.6512 | 16127.6095 | 0 | 0 | 0 | 24089.3102 | 20289.6512 | 16127.6095 | 0 | 27.6268 | 23.2692 | 18.4959 | 0 | 0 | 0 | 27.6268 | 23.2692 | 18.4959 | 0 | 3408.0031 | 2870.4514 | 2281.6321 | 0 | 0 | 0 | 3408.0031 | 2870.4514 | 2281.6321 | 0 | 20653.6804 | 17395.9306 | 13827.4815 | 0 | 0 | 0 | 20653.6804 | 17395.9306 | 13827.4815 | 0 | 0 | 0 | 0 | 0.01064 | 0.01064 | 0.01064 | 0 | 5000000 | no RA
512-50AE | 70241.5121 | 532.2098 | 68415.326 | 1293.9763 | 0.7577% | 97.4% | 1.842% | 30742.9943 | 64353.4467 | 40.864 | 27141.2375 | 3560.8927 | 81.5785 | 56825.1842 | 7446.684 | 512 | 0.016424 | 0.0096362 | 0.0029752 | 4276812.4366 | 87.5658 | 62058.8058 | 8095.1405 | 5331.6407 | 3778589.9637 | 492890.8322 | 4098972.3963 | 5448.4095 | 3618749.1184 | 474774.8684 | 1979048.6081 | 2508.7676 | 1747533.4647 | 229006.3758 |  | 927 | 512-50AE | 70241.5121 | 39498.5178 | 5888.0654 | 532.2098 | 225.3502 | 5.0888 | 68415.326 | 37979.1913 | 4589.0003 | 1293.9763 | 87.5658 | 46.7018 | 5.9873 | 12.3915 | 4.5199 | 0 | 74.1614 | 41.169 | 4.9744 | 1.0129 | 8095.1405 | 4534.2477 | 648.4565 | 62.4372 | 22.7863 | 0 | 7915.1611 | 4393.9192 | 530.9143 | 117.5421 | 62058.8058 | 34917.5683 | 5233.6217 | 457.3811 | 198.044 | 5.0888 | 60426.0035 | 33544.103 | 4053.1116 | 1175.4213 | 0.0039262 | 0.0017 | 4.36e-05 | 0.010629 | 0.0060674 | 0.0010628 | 0.0018688 | 5000000 | no RA
513-42F | 88019.8101 | 2189.0431 | 85287.4974 | 543.2696 | 2.487% | 96.9% | 0.6172% | 38833.3269 | 80059.0721 | 285.115 | 33821.1093 | 4727.1026 | 495.3217 | 70233.5706 | 9330.1799 | 513 | 0.081117 | 0.046049 | 0.0086452 | 1085099.6352 | 513.4266 | 77388.8198 | 10117.5637 | 6329.4735 | 954041.8232 | 124728.3385 | 1068133.5784 | 7842.2561 | 930269.5749 | 130021.7474 | 920827.5046 | 5697.1165 | 807816.051 | 107314.3372 |  | 928 | 513-42F | 88019.8101 | 49186.4832 | 7960.7379 | 2189.0431 | 855.0442 | 21.0037 | 85287.4974 | 47788.1694 | 7396.4646 | 543.2696 | 513.4266 | 228.3117 | 18.1049 | 347.3354 | 135.0606 | 3.3125 | 165.666 | 92.8258 | 14.3672 | 0.42525 | 10117.5637 | 5390.4611 | 787.3838 | 1750.3112 | 680.436 | 16.6733 | 8317.903 | 4660.6756 | 721.361 | 49.3495 | 77388.8198 | 43567.7104 | 7155.2492 | 91.3965 | 39.5475 | 1.0179 | 76803.9283 | 43034.668 | 6660.7364 | 493.4949 | 0.0019766 | 0.0008558 | 2.14e-05 | 0.078352 | 0.044405 | 0.0078352 | 0.0007886 | 5000000 | no RA
513-45F | 765.2852 | 693.8309 | 0 | 71.4543 | 90.66% | 0% | 9.337% | 431.8459 | 683.8382 | 69.4843 | 5.5884 | 356.7732 | 109.9272 | 9.7434 | 564.1677 | 513 | 0.0003442 | 0.000209 | 0.0001084 | 2223373.6133 | 111.6215 | 74.7597 | 578.904 | 324292.6997 | 217198.3379 | 1681882.5757 | 1595403.4807 | 256701.388 | 20645.6189 | 1318056.4738 | 751355.6476 | 120780.6096 | 10705.3877 | 619869.6502 |  | 929 | 513-45F | 765.2852 | 333.4393 | 81.447 | 693.8309 | 261.985 | 9.9926 | 0 | 0 | 0 | 71.4543 | 111.6215 | 42.1373 | 1.6944 | 111.5656 | 42.0814 | 1.6384 | 0 | 0 | 0 | 0.055931 | 578.904 | 222.1308 | 14.7363 | 572.4132 | 215.64 | 8.2455 | 0 | 0 | 0 | 6.4908 | 74.7597 | 69.1713 | 65.0163 | 9.852 | 4.2637 | 0.10865 | 0 | 0 | 0 | 64.9076 | 0.0002384 | 0.0001032 | 2.6e-06 | 0 | 0 | 0 | 0.0001058 | 5000000 | no RA
515-49R | 915.7344 | 460.8353 | 0 | 454.8991 | 50.32% | 0% | 49.68% | 215.294 | 454.5627 | 1.1951 | 208.0747 | 6.0242 | 2.2798 | 440.7849 | 11.498 | 515 | 0.0014364 | 0.0010262 | 0.0006566 | 637520.4639 | 2.707 | 859.849 | 53.1784 | 1884.5666 | 598613.9009 | 37021.9964 | 682557.4218 | 3788.7279 | 659669.7139 | 19098.98 | 702363.2902 | 3522.5359 | 681074.6532 | 17766.1011 |  | 930 | 515-49R | 915.7344 | 700.4404 | 461.1717 | 460.8353 | 245.5413 | 6.2726 | 0 | 0 | 0 | 454.8991 | 2.707 | 1.5119 | 0.42724 | 2.3509 | 1.1559 | 0.071167 | 0 | 0 | 0 | 0.35607 | 53.1784 | 47.1541 | 41.6803 | 11.8563 | 5.8321 | 0.35826 | 0 | 0 | 0 | 41.3221 | 859.849 | 651.7743 | 419.0641 | 446.6281 | 238.5534 | 5.8432 | 0 | 0 | 0 | 413.2209 | 0.0007894 | 0.0003792 | 9.6e-06 | 0 | 0 | 0 | 0.000647 | 5000000 | no RA
516-5F | 1214.2909 | 230.1683 | 0 | 984.1226 | 18.95% | 0% | 81.05% | 127.7181 | 227.5745 | 0 | 127.7181 | 0 | 0 | 227.5745 | 0 | 516 | 0.0037102 | 0.0024586 | 0.001464 | 327284.4892 | 0.77032 | 1124.1249 | 89.3957 | 207.6234 | 302982.2991 | 24094.5668 | 441947.7735 | 0 | 441947.7735 | 0 | 673986.6535 | 0 | 673986.6535 | 0 |  | 931 | 516-5F | 1214.2909 | 1086.5728 | 986.7165 | 230.1683 | 102.4502 | 2.5939 | 0 | 0 | 0 | 984.1226 | 0.77032 | 0.77032 | 0.77032 | 0 | 0 | 0 | 0 | 0 | 0 | 0.77032 | 89.3957 | 89.3957 | 89.3957 | 0 | 0 | 0 | 0 | 0 | 0 | 89.3957 | 1124.1249 | 996.4068 | 896.5505 | 230.1683 | 102.4502 | 2.5939 | 0 | 0 | 0 | 893.9566 | 0.0022722 | 0.0010206 | 2.6e-05 | 0 | 0 | 0 | 0.001438 | 5000000 | no RA
516-7F | 344.6352 | 39.9077 | 0 | 304.7275 | 11.58% | 0% | 88.42% | 22.6203 | 39.4591 | 0 | 22.6203 | 0 | 0 | 39.4591 | 0 | 516 | 0.0009896 | 0.0006762 | 0.000443 | 348257.0724 | 0.23853 | 316.7159 | 27.6808 | 241.0329 | 320044.3214 | 27971.7182 | 476212.5385 | 0 | 476212.5385 | 0 | 688885.1795 | 0 | 688885.1795 | 0 |  | 932 | 516-7F | 344.6352 | 322.0149 | 305.1761 | 39.9077 | 17.2875 | 0.44867 | 0 | 0 | 0 | 304.7275 | 0.23853 | 0.23853 | 0.23853 | 0 | 0 | 0 | 0 | 0 | 0 | 0.23853 | 27.6808 | 27.6808 | 27.6808 | 0 | 0 | 0 | 0 | 0 | 0 | 27.6808 | 316.7159 | 294.0956 | 277.2568 | 39.9077 | 17.2875 | 0.44867 | 0 | 0 | 0 | 276.8081 | 0.0005526 | 0.0002392 | 6e-06 | 0 | 0 | 0 | 0.000437 | 5000000 | no RA
518-39 | 1368.8949 | 929.5835 | 0 | 439.3114 | 67.91% | 0% | 32.09% | 527.6005 | 919.0587 | 2.5584 | 512.1925 | 12.8496 | 4.1777 | 893.9019 | 20.9791 | 518 | 0.002089 | 0.0012946 | 0.000648 | 655287.1856 | 4.6579 | 1302.6673 | 61.5697 | 2229.7208 | 623584.1746 | 29473.2903 | 649848.9172 | 3151.2254 | 630870.7504 | 15826.9414 | 694191.6863 | 3155.5208 | 675190.0266 | 15846.1389 |  | 933 | 518-39 | 1368.8949 | 841.2944 | 449.8362 | 929.5835 | 401.983 | 10.5248 | 0 | 0 | 0 | 439.3114 | 4.6579 | 2.0995 | 0.48021 | 4.314 | 1.7556 | 0.13634 | 0 | 0 | 0 | 0.34387 | 61.5697 | 48.7201 | 40.5906 | 21.6636 | 8.814 | 0.68444 | 0 | 0 | 0 | 39.9061 | 1302.6673 | 790.4748 | 408.7654 | 903.606 | 391.4135 | 9.704 | 0 | 0 | 0 | 399.0614 | 0.0014574 | 0.000663 | 1.64e-05 | 0 | 0 | 0 | 0.0006316 | 5000000 | no RA
518-41 | 176.7889 | 107.791 | 0 | 68.9979 | 60.97% | 0% | 39.03% | 61.3199 | 106.8319 | 0 | 61.3199 | 0 | 0 | 106.8319 | 0 | 518 | 0.000233 | 0.0001546 | 9.62e-05 | 758750.5124 | 0.054008 | 170.4672 | 6.2676 | 231.7952 | 731619.0281 | 26899.689 | 746888.6454 | 0 | 746888.6454 | 0 | 727203.5553 | 0 | 727203.5553 | 0 |  | 934 | 518-41 | 176.7889 | 115.469 | 69.957 | 107.791 | 46.4711 | 0.95907 | 0 | 0 | 0 | 68.9979 | 0.054008 | 0.054008 | 0.054008 | 0 | 0 | 0 | 0 | 0 | 0 | 0.054008 | 6.2676 | 6.2676 | 6.2676 | 0 | 0 | 0 | 0 | 0 | 0 | 6.2676 | 170.4672 | 109.1473 | 63.6353 | 107.791 | 46.4711 | 0.95907 | 0 | 0 | 0 | 62.6763 | 0.0001382 | 5.98e-05 | 1.4e-06 | 0 | 0 | 0 | 9.48e-05 | 5000000 | no RA
518-42AE | 335.8017 | 98.5421 | 0 | 237.2596 | 29.35% | 0% | 70.65% | 56.2333 | 97.3997 | 0.18432 | 55.1157 | 0.93328 | 0.2095 | 96.1287 | 1.0615 | 518 | 0.0008198 | 0.0005538 | 0.0003554 | 409614.1786 | 0.39522 | 312.7928 | 22.6137 | 482.0921 | 381547.7273 | 27584.3592 | 504818.3534 | 1654.6367 | 494785.4625 | 8378.2541 | 670799.1265 | 1442.8672 | 662045.7036 | 7310.5558 |  | 935 | 518-42AE | 335.8017 | 279.5684 | 238.402 | 98.5421 | 42.3088 | 1.1424 | 0 | 0 | 0 | 237.2596 | 0.39522 | 0.2109 | 0.18572 | 0.2095 | 0.025188 | 0 | 0 | 0 | 0 | 0.18572 | 22.6137 | 21.6804 | 21.5522 | 1.0615 | 0.12821 | 0 | 0 | 0 | 0 | 21.5522 | 312.7928 | 257.6771 | 216.6641 | 97.2711 | 42.1554 | 1.1424 | 0 | 0 | 0 | 215.5217 | 0.0004696 | 0.0002036 | 5.2e-06 | 0 | 0 | 0 | 0.0003502 | 5000000 | no RA
519-46R | 7403.9253 | 4025.27 | 0 | 3378.6553 | 54.37% | 0% | 45.63% | 1815.4422 | 3968.7859 | 0 | 1815.4422 | 0 | 0 | 3968.7859 | 0 | 519 | 0.013855 | 0.009101 | 0.0050006 | 534394.2355 | 2.6447 | 7094.3705 | 306.9101 | 190.8833 | 512051.4585 | 22151.8937 | 614051.5406 | 0 | 614051.5406 | 0 | 686945.4411 | 0 | 686945.4411 | 0 |  | 936 | 519-46R | 7403.9253 | 5588.4831 | 3435.1394 | 4025.27 | 2209.8278 | 56.4841 | 0 | 0 | 0 | 3378.6553 | 2.6447 | 2.6447 | 2.6447 | 0 | 0 | 0 | 0 | 0 | 0 | 2.6447 | 306.9101 | 306.9101 | 306.9101 | 0 | 0 | 0 | 0 | 0 | 0 | 306.9101 | 7094.3705 | 5278.9284 | 3125.5847 | 4025.27 | 2209.8278 | 56.4841 | 0 | 0 | 0 | 3069.1006 | 0.0089606 | 0.0042068 | 0.0001064 | 0 | 0 | 0 | 0.0048942 | 5000000 | no RA
52-16F | 631.4386 | 73.5301 | 0 | 557.9085 | 11.64% | 0% | 88.36% | 41.8085 | 72.7483 | 0.04278 | 41.5331 | 0.23261 | 0.04398 | 72.4656 | 0.23871 | 52 | 0.001922 | 0.0012858 | 0.0008118 | 328532.0579 | 0.48068 | 580.04 | 50.918 | 250.0957 | 301789.7881 | 26492.1741 | 458570.6039 | 469.2294 | 455550.0047 | 2551.3697 | 688211.7786 | 416.0563 | 685537.5211 | 2258.2012 |  | 937 | 52-16F | 631.4386 | 589.6301 | 558.6903 | 73.5301 | 31.7216 | 0.78184 | 0 | 0 | 0 | 557.9085 | 0.48068 | 0.4379 | 0.4367 | 0.04398 | 0.0011994 | 0 | 0 | 0 | 0 | 0.4367 | 50.918 | 50.6853 | 50.6793 | 0.23871 | 0.006094 | 0 | 0 | 0 | 0 | 50.6793 | 580.04 | 538.5068 | 507.5744 | 73.2474 | 31.7143 | 0.78184 | 0 | 0 | 0 | 506.7925 | 0.001122 | 0.0004858 | 1.18e-05 | 0 | 0 | 0 | 0.0008 | 5000000 | no RA
52-17F | 1959.9387 | 854.7309 | 0 | 1105.2078 | 43.61% | 0% | 56.39% | 484.4625 | 845.5214 | 0 | 484.4625 | 0 | 0 | 845.5214 | 0 | 52 | 0.004336 | 0.0027998 | 0.0016562 | 452015.3905 | 0.8651 | 1858.6788 | 100.3948 | 199.5166 | 428662.0931 | 23153.7808 | 526993.4529 | 0 | 526993.4529 | 0 | 672876.0816 | 0 | 672876.0816 | 0 |  | 938 | 52-17F | 1959.9387 | 1475.4763 | 1114.4174 | 854.7309 | 370.2684 | 9.2095 | 0 | 0 | 0 | 1105.2078 | 0.8651 | 0.8651 | 0.8651 | 0 | 0 | 0 | 0 | 0 | 0 | 0.8651 | 100.3948 | 100.3948 | 100.3948 | 0 | 0 | 0 | 0 | 0 | 0 | 100.3948 | 1858.6788 | 1374.2164 | 1013.1575 | 854.7309 | 370.2684 | 9.2095 | 0 | 0 | 0 | 1003.9479 | 0.0027094 | 0.0011732 | 2.96e-05 | 0 | 0 | 0 | 0.0016266 | 5000000 | no RA
52-18F | 11329.8159 | 7710.7366 | 0 | 3619.0794 | 68.06% | 0% | 31.94% | 4080.8268 | 7617.7215 | 0 | 4080.8268 | 0 | 0 | 7617.7215 | 0 | 52 | 0.012594 | 0.0084858 | 0.0052926 | 899605.8447 | 2.8328 | 10998.2334 | 328.7497 | 224.9324 | 873277.6518 | 26103.2606 | 854249.3515 | 0 | 854249.3515 | 0 | 701374.4534 | 0 | 701374.4534 | 0 |  | 939 | 52-18F | 11329.8159 | 7248.9891 | 3712.0944 | 7710.7366 | 3629.9098 | 93.0151 | 0 | 0 | 0 | 3619.0794 | 2.8328 | 2.8328 | 2.8328 | 0 | 0 | 0 | 0 | 0 | 0 | 2.8328 | 328.7497 | 328.7497 | 328.7497 | 0 | 0 | 0 | 0 | 0 | 0 | 328.7497 | 10998.2334 | 6917.4066 | 3380.5119 | 7710.7366 | 3629.9098 | 93.0151 | 0 | 0 | 0 | 3287.4968 | 0.0073846 | 0.0032762 | 8.3e-05 | 0 | 0 | 0 | 0.0052096 | 5000000 | no RA
52-20R | 5810.4513 | 2808.6432 | 0 | 3001.8082 | 48.34% | 0% | 51.66% | 1592.3921 | 2777.244 | 0.081562 | 1591.8928 | 0.41778 | 0.13274 | 2776.4282 | 0.68308 | 52 | 0.011327 | 0.0073532 | 0.004397 | 512991.6597 | 2.4824 | 5534.6078 | 273.3611 | 219.1665 | 488638.055 | 24134.4381 | 573635.8587 | 29.3817 | 573455.9794 | 150.4977 | 689835.6502 | 32.9708 | 689633.0096 | 169.6698 |  | 940 | 52-20R | 5810.4513 | 4218.0592 | 3033.2074 | 2808.6432 | 1216.251 | 31.3992 | 0 | 0 | 0 | 3001.8082 | 2.4824 | 2.4008 | 2.3497 | 0.13274 | 0.051176 | 0 | 0 | 0 | 0 | 2.3497 | 273.3611 | 272.9434 | 272.678 | 0.68308 | 0.26531 | 0 | 0 | 0 | 0 | 272.678 | 5534.6078 | 3942.715 | 2758.1796 | 2807.8273 | 1215.9345 | 31.3992 | 0 | 0 | 0 | 2726.7804 | 0.0070072 | 0.0030338 | 7.76e-05 | 0 | 0 | 0 | 0.0043194 | 5000000 | no RA
520-1045R | 596733.9787 | 519329.0248 | 72061.3944 | 5343.5594 | 87.03% | 12.08% | 0.8955% | 182472.1841 | 575210.6546 | 22416.8781 | 26829.5677 | 133225.7384 | 75514.9834 | 56517.8895 | 443177.7817 | 520 | 0.26824 | 0.15993 | 0.031514 | 2224661.9529 | 76906.1225 | 67202.6289 | 452625.2273 | 286710.8807 | 250535.644 | 1687415.4281 | 2590204.6752 | 318209.0611 | 380847.4812 | 1891148.1329 | 682980.9171 | 89663.3124 | 67106.9628 | 526210.6419 |  | 941 | 520-1045R | 596733.9787 | 414261.7945 | 21523.324 | 519329.0248 | 368141.365 | 9331.2885 | 72061.3944 | 40776.8701 | 6848.476 | 5343.5594 | 76906.1225 | 54489.2444 | 1391.1391 | 76818.3872 | 54437.7824 | 1379.0158 | 83.5525 | 47.2793 | 7.9406 | 4.1827 | 452625.2273 | 319399.4889 | 9447.4456 | 441261.4524 | 312758.421 | 7928.2028 | 10878.377 | 6155.67 | 1033.8449 | 485.3979 | 67202.6289 | 40373.0612 | 10684.7394 | 1249.1851 | 945.1615 | 24.0699 | 61099.4649 | 34573.9208 | 5806.6906 | 4853.9789 | 0.027405 | 0.01976 | 0.0005016 | 0.23313 | 0.13248 | 0.023313 | 0.007699 | 5000000 | no RA
520-10R | 296454.5097 | 267183.2381 | 25429.695 | 3841.5767 | 90.13% | 8.578% | 1.296% | 139969.7096 | 287214.7613 | 27570.2756 | 12719.2767 | 99680.1573 | 56346.2734 | 27125.7062 | 203742.7817 | 520 | 0.046043 | 0.027503 | 0.0081854 | 6438588.5861 | 57117.6398 | 32356.9783 | 206979.8916 | 1240517.4201 | 702749.5435 | 4495321.6225 | 5689652.9191 | 1120708.8969 | 517028.0788 | 4051915.9434 | 1128808.4152 | 221451.5275 | 106609.1633 | 800747.7244 |  | 942 | 520-10R | 296454.5097 | 156484.8001 | 9239.7484 | 267183.2381 | 138515.7311 | 3571.9644 | 25429.695 | 14127.4923 | 1826.2073 | 3841.5767 | 57117.6398 | 29547.3642 | 771.3663 | 57082.8115 | 29526.6789 | 766.0741 | 31.8213 | 17.6783 | 2.2852 | 3.007 | 206979.8916 | 107299.7343 | 3237.1099 | 204313.2906 | 105663.2061 | 2721.7101 | 2317.6401 | 1287.5673 | 166.4389 | 348.9609 | 32356.9783 | 19637.7016 | 5231.2722 | 5787.136 | 3325.8461 | 84.1802 | 23080.2336 | 12822.2467 | 1657.4832 | 3489.6088 | 0.016027 | 0.0080356 | 0.000204 | 0.024483 | 0.013935 | 0.0024484 | 0.005533 | 5000000 | no RA
520-1489R | 662163.3339 | 578462.7952 | 72223.0304 | 11477.5082 | 87.36% | 10.91% | 1.733% | 201168.6912 | 635359.8487 | 23549.9274 | 28009.6544 | 149609.1094 | 78198.3072 | 59781.0582 | 497380.4834 | 520 | 0.13822 | 0.093867 | 0.024279 | 4790744.8124 | 79469.4935 | 75516.3912 | 507177.4492 | 574960.9564 | 546360.3025 | 3669423.5535 | 4911168.005 | 574928.6782 | 683804.8097 | 3652434.517 | 1103978.1347 | 135874.5308 | 103873.3896 | 864230.2144 |  | 943 | 520-1489R | 662163.3339 | 460994.6427 | 26803.4851 | 578462.7952 | 409079.7064 | 9196.5954 | 72223.0304 | 40437.428 | 6129.3815 | 11477.5082 | 79469.4935 | 55919.5661 | 1271.1863 | 79349.55 | 55848.4563 | 1252.7854 | 110.9595 | 62.1258 | 9.4168 | 8.984 | 507177.4492 | 357568.3397 | 9796.9658 | 495848.3866 | 350766.3875 | 7881.3867 | 10286.4694 | 5759.3591 | 872.986 | 1042.5931 | 75516.3912 | 47506.7368 | 15735.333 | 3264.8587 | 2464.8626 | 62.4233 | 61825.6015 | 34615.9431 | 5246.9786 | 10425.9311 | 0.054807 | 0.039363 | 0.0010044 | 0.066817 | 0.037911 | 0.0066816 | 0.016593 | 5000000 | no RA
520-1509R | 868957.7528 | 625955.0932 | 233487.1937 | 9515.4659 | 72.04% | 26.87% | 1.095% | 344423.3204 | 827208.4079 | 36769.3635 | 90438.6376 | 217215.3193 | 93229.7099 | 189154.9531 | 544823.7449 | 520 | 0.28561 | 0.17012 | 0.037334 | 3042494.5915 | 94797.7012 | 217507.8169 | 556652.2347 | 331916.5888 | 761563.3261 | 1949014.6765 | 3083247.704 | 329156.1545 | 809598.8427 | 1944492.7068 | 1118254.073 | 126031.7253 | 255707.3825 | 736514.9652 |  | 944 | 520-1509R | 868957.7528 | 524534.4324 | 41749.3449 | 625955.0932 | 382897.1377 | 10064.6512 | 233487.1937 | 132121.8288 | 22169.2278 | 9515.4659 | 94797.7012 | 58028.3377 | 1567.9913 | 94456.6252 | 57832.1017 | 1528.8656 | 333.6278 | 188.7877 | 31.6774 | 7.4483 | 556652.2347 | 339436.9154 | 11828.4898 | 529908.7125 | 323928.4855 | 8506.9409 | 25879.157 | 14644.0646 | 2457.1837 | 864.3652 | 217507.8169 | 127069.1793 | 28352.8638 | 1589.7556 | 1136.5504 | 28.8447 | 207274.4089 | 117288.9765 | 19680.3667 | 8643.6524 | 0.043215 | 0.026412 | 0.0006708 | 0.22859 | 0.12991 | 0.022859 | 0.013805 | 5000000 | no RA
520-1525R | 360063.4545 | 332707.6283 | 22931.788 | 4424.0382 | 92.4% | 6.369% | 1.229% | 148071.6662 | 347609.277 | 28367.8365 | 11659.0578 | 108044.7719 | 66778.6065 | 25241.1636 | 255589.5069 | 520 | 0.099044 | 0.059795 | 0.013465 | 3635403.5448 | 68013.8581 | 31067.056 | 260982.5405 | 686706.2391 | 313670.5047 | 2635026.801 | 3545297.7553 | 679214.5301 | 279154.2268 | 2586928.9983 | 924957.1086 | 177691.8825 | 67164.4724 | 680100.7537 |  | 945 | 520-1525R | 360063.4545 | 211991.7883 | 12454.1775 | 332707.6283 | 194721.2152 | 6084.407 | 22931.788 | 12846.5349 | 1945.7322 | 4424.0382 | 68013.8581 | 39646.0215 | 1235.2515 | 67982.8181 | 39627.1097 | 1229.4487 | 27.5771 | 15.4489 | 2.3399 | 3.4629 | 260982.5405 | 152937.7686 | 5393.0336 | 257731.6993 | 150939.8865 | 4749.4316 | 2848.9707 | 1596.0117 | 241.7314 | 401.8705 | 31067.056 | 19407.9982 | 5825.8924 | 6993.1109 | 4154.219 | 105.5267 | 20055.2403 | 11235.0744 | 1701.6609 | 4018.7048 | 0.025799 | 0.015453 | 0.000393 | 0.066858 | 0.037957 | 0.0066858 | 0.0063858 | 5000000 | no RA
520-1527R | 1151657.1414 | 934636.8602 | 209976.0238 | 7044.2575 | 81.16% | 18.23% | 0.6117% | 551152.4099 | 1113480.6947 | 85813.8327 | 82787.7565 | 382550.8207 | 171928.4869 | 174103.3184 | 767448.8894 | 520 | 0.27105 | 0.1566 | 0.03329 | 4248929.8563 | 174040.1672 | 198422.0646 | 779194.9096 | 642104.6996 | 732059.3986 | 2874765.7582 | 3834606.4053 | 597044.0602 | 575990.335 | 2661572.0101 | 1146770.443 | 177068.6353 | 179308.4878 | 790393.3199 |  | 946 | 520-1527R | 1151657.1414 | 600504.7315 | 38176.4468 | 934636.8602 | 474683.5469 | 11202.2474 | 209976.0238 | 118776.9271 | 19929.9419 | 7044.2575 | 174040.1672 | 88226.3345 | 2111.6804 | 173675.9615 | 88017.9198 | 2072.1211 | 358.6918 | 202.9009 | 34.0454 | 5.5139 | 779194.9096 | 396644.0889 | 11746.0202 | 756967.7596 | 383792.957 | 9057.1722 | 21587.2643 | 12211.2462 | 2048.9621 | 639.8858 | 198422.0646 | 115634.3081 | 24318.7462 | 3993.1391 | 2872.6702 | 72.954 | 188030.0677 | 106362.7801 | 17846.9345 | 6398.8578 | 0.033612 | 0.017343 | 0.0004396 | 0.22731 | 0.12914 | 0.022731 | 0.010119 | 5000000 | no RA
520-1902R | 295478.3036 | 129679.0289 | 158779.1664 | 7020.1083 | 43.89% | 53.74% | 2.376% | 140730.6677 | 275765.6461 | 14718.8847 | 65323.9774 | 60687.8056 | 27041.4007 | 135667.8204 | 113056.425 | 520 | 0.058932 | 0.034851 | 0.012811 | 5013902.5715 | 27331.2938 | 152280.4346 | 115866.5751 | 463778.3643 | 2584011.2573 | 1966112.95 | 4440212.8991 | 464397.5797 | 2061045.9108 | 1914769.4085 | 1538680.9773 | 150882.0606 | 756981.5073 | 630817.4094 |  | 947 | 520-1902R | 295478.3036 | 154747.6358 | 19712.6575 | 129679.0289 | 59561.1381 | 1298.6999 | 158779.1664 | 88166.3894 | 11393.8493 | 7020.1083 | 27331.2938 | 12612.4092 | 289.8931 | 27078.8509 | 12469.7897 | 266.6773 | 246.9479 | 137.1245 | 17.7208 | 5.495 | 115866.5751 | 55178.7695 | 2810.1502 | 98704.7898 | 45365.6315 | 986.7041 | 16524.0933 | 9175.4458 | 1185.754 | 637.6921 | 152280.4346 | 86956.4572 | 16612.6142 | 3895.3883 | 1725.7169 | 45.3185 | 142008.1252 | 78853.8191 | 10190.3746 | 6376.9212 | 0.024573 | 0.010961 | 0.000301 | 0.024276 | 0.013808 | 0.0024276 | 0.010083 | 5000000 | no RA
520-1904 | 381236.3159 | 309591.2174 | 66519.6627 | 5125.4358 | 81.21% | 17.45% | 1.344% | 202074.0524 | 367671.7544 | 30105.7446 | 27695.5479 | 144272.76 | 53410.021 | 57645.2802 | 256616.4532 | 520 | 0.05278 | 0.03053 | 0.010088 | 7223175.5429 | 54058.191 | 66667.6611 | 260510.4637 | 1024225.0988 | 1263133.1258 | 4935817.3183 | 5868323.489 | 874284.6783 | 804291.459 | 4189747.3516 | 1344650.1173 | 195331.2706 | 210820.4721 | 938498.3746 |  | 948 | 520-1904 | 381236.3159 | 179162.2634 | 13564.5615 | 309591.2174 | 137044.9384 | 3665.4996 | 66519.6627 | 36991.8893 | 4773.6261 | 5125.4358 | 54058.191 | 23952.4465 | 648.1701 | 53963.0181 | 23897.7395 | 637.6162 | 91.161 | 50.695 | 6.542 | 4.0119 | 260510.4637 | 116237.7038 | 3894.0105 | 254253.1099 | 112551.29 | 3012.7939 | 5791.7698 | 3220.8298 | 415.6326 | 465.584 | 66667.6611 | 38972.1132 | 9022.3809 | 1375.0894 | 595.9089 | 15.0896 | 60636.7319 | 33720.3645 | 4351.4515 | 4655.8398 | 0.020946 | 0.0092068 | 0.0002346 | 0.024423 | 0.013913 | 0.0024422 | 0.007411 | 5000000 | no RA
520-1936 | 9550.2176 | 9408.6285 | 0 | 141.5891 | 98.52% | 0% | 1.483% | 4579.0443 | 9158.5115 | 719.5803 | 0 | 3859.4641 | 1445.1835 | 0 | 7713.3279 | 520 | 0.0006668 | 0.0003996 | 0.0002008 | 14322461.9505 | 1485.2416 | 128.6166 | 7936.3594 | 2227416.9686 | 192886.3377 | 11902158.6443 | 12440373.6157 | 1954959.7886 | 0 | 10485413.8271 | 1950727.8584 | 307818.5597 | 0 | 1642909.2987 |  | 949 | 520-1936 | 9550.2176 | 4971.1733 | 391.7062 | 9408.6285 | 4829.5842 | 250.1171 | 0 | 0 | 0 | 141.5891 | 1485.2416 | 765.6614 | 40.0581 | 1485.1308 | 765.5505 | 39.9473 | 0 | 0 | 0 | 0.11083 | 7936.3594 | 4076.8953 | 223.0315 | 7923.4977 | 4064.0337 | 210.1698 | 0 | 0 | 0 | 12.8617 | 128.6166 | 128.6166 | 128.6166 | 0 | 0 | 0 | 0 | 0 | 0 | 128.6166 | 0.0004712 | 0.000204 | 5.2e-06 | 0 | 0 | 0 | 0.0001956 | 5000000 | no RA
520-22R | 116908.2542 | 53038.4833 | 61979.2707 | 1890.5002 | 45.37% | 53.02% | 1.617% | 53609.0985 | 109339.8047 | 5751.5723 | 28421.1966 | 19436.3296 | 10891.0218 | 61007.8277 | 37440.9552 | 520 | 0.036011 | 0.021131 | 0.005318 | 3246495.5931 | 11178.6817 | 66759.1476 | 38970.4249 | 310427.5323 | 1853874.9045 | 1082193.1563 | 2995558.9271 | 321385.2514 | 1588114.1764 | 1086059.4993 | 1423175.9118 | 141758.4379 | 794082.9142 | 487334.5597 |  | 950 | 520-22R | 116908.2542 | 63299.1557 | 7568.4495 | 53038.4833 | 26950.8857 | 1231.5624 | 61979.2707 | 34457.7698 | 4446.3868 | 1890.5002 | 11178.6817 | 5427.1094 | 287.6599 | 11109.9625 | 5388.2475 | 281.3563 | 67.2394 | 37.3822 | 4.8237 | 1.4798 | 38970.4249 | 19534.0953 | 1529.4697 | 30751.9723 | 14888.739 | 780.4694 | 8046.7235 | 4473.6271 | 577.2712 | 171.7291 | 66759.1476 | 38337.951 | 5751.32 | 11176.5485 | 6673.8992 | 169.7367 | 53865.3078 | 29946.7605 | 3864.2919 | 1717.2913 | 0.0088126 | 0.0044532 | 0.0001136 | 0.024437 | 0.013917 | 0.0024438 | 0.0027606 | 5000000 | no RA
520-35R | 985326.4142 | 813927.6342 | 161994.6682 | 9404.1118 | 82.6% | 16.44% | 0.9544% | 351661.7885 | 944731.2371 | 45646.4982 | 62032.0419 | 243983.2484 | 129473.39 | 131511.356 | 683746.4911 | 520 | 0.28544 | 0.17158 | 0.037124 | 3451946.6531 | 132085.3514 | 153439.4999 | 699801.5629 | 462741.6662 | 537552.7952 | 2451652.1916 | 3693024.3327 | 479362.9393 | 651437.9659 | 2562223.4275 | 1093496.3474 | 149861.3293 | 152220.2102 | 791414.8079 |  | 951 | 520-35R | 985326.4142 | 633664.6257 | 40595.1771 | 813927.6342 | 532614.8301 | 15816.0597 | 161994.6682 | 91645.6838 | 15375.0056 | 9404.1118 | 132085.3514 | 86438.8532 | 2611.9614 | 131853.3648 | 86304.4141 | 2583.281 | 224.6255 | 127.078 | 21.3193 | 7.3611 | 699801.5629 | 455818.3145 | 16055.0718 | 677242.2798 | 442684.8172 | 13140.7848 | 21705.033 | 12279.2473 | 2060.037 | 854.2501 | 153439.4999 | 91407.458 | 21928.1439 | 4831.9896 | 3625.5988 | 91.9939 | 140065.0096 | 79239.3585 | 13293.6493 | 8542.5007 | 0.044456 | 0.028772 | 0.0007304 | 0.22732 | 0.12915 | 0.022732 | 0.013661 | 5000000 | no RA
520-45 | 455081.8886 | 406505.9697 | 42634.6868 | 5941.2322 | 89.33% | 9.369% | 1.306% | 129616.3911 | 438175.5206 | 15095.9588 | 16053.1026 | 98467.3297 | 54391.0901 | 33687.1132 | 350097.3173 | 520 | 0.10446 | 0.067588 | 0.015847 | 4356451.4486 | 55407.5166 | 42159.9433 | 357514.4287 | 530410.377 | 403592.7392 | 3422448.3325 | 4815447.4261 | 560837.9868 | 596397.3449 | 3658212.0944 | 1066836.2886 | 132427.2715 | 82018.8102 | 852390.2069 |  | 952 | 520-45 | 455081.8886 | 325465.4975 | 16906.368 | 406505.9697 | 295649.8705 | 7349.4492 | 42634.6868 | 23874.3948 | 3615.6867 | 5941.2322 | 55407.5166 | 40311.5579 | 1016.4266 | 55364.0453 | 40285.1686 | 1008.4838 | 38.8208 | 21.7387 | 3.2922 | 4.6505 | 357514.4287 | 259047.099 | 7417.1114 | 350504.8927 | 254884.4518 | 6328.7389 | 6469.8468 | 3622.9579 | 548.6833 | 539.6892 | 42159.9433 | 26106.8407 | 8472.8301 | 637.0316 | 480.2501 | 12.2264 | 36126.0192 | 20229.6982 | 3063.7112 | 5396.8925 | 0.029243 | 0.021168 | 0.0005374 | 0.066565 | 0.037766 | 0.0066566 | 0.0086532 | 5000000 | no RA
521-14R | 1719000.2536 | 1351949.7907 | 358614.6793 | 8435.7837 | 78.65% | 20.86% | 0.4907% | 867779.2163 | 1658606.2648 | 116018.9208 | 142635.4728 | 609124.8227 | 217316.2805 | 296940.7717 | 1144349.2127 | 521 | 0.27097 | 0.1554 | 0.034633 | 6343984.3376 | 220289.7606 | 335514.1184 | 1163196.3746 | 812981.1429 | 1238217.5673 | 4292785.6274 | 5477549.4067 | 732328.4064 | 900335.9778 | 3844885.0225 | 1743837.8875 | 228483.62 | 312199.8144 | 1203154.4532 |  | 953 | 521-14R | 1719000.2536 | 851221.0374 | 60393.9888 | 1351949.7907 | 639948.7829 | 17975.7106 | 358614.6793 | 202836.4709 | 33982.4945 | 8435.7837 | 220289.7606 | 104270.8398 | 2973.4801 | 219792.9588 | 103986.9749 | 2920.4255 | 490.1987 | 277.2618 | 46.4515 | 6.6031 | 1163196.3746 | 554071.5519 | 18847.162 | 1130274.5962 | 535117.7586 | 15033.8036 | 32155.4893 | 18187.5042 | 3047.0692 | 766.2891 | 335514.1184 | 192878.6456 | 38573.3467 | 1882.2357 | 844.0494 | 21.4815 | 325968.9913 | 184371.7049 | 30888.9739 | 7662.8914 | 0.038563 | 0.018126 | 0.0004602 | 0.22026 | 0.12513 | 0.022026 | 0.012147 | 5000000 | no RA
521-1819R | 223885.4562 | 139194.1111 | 81166.3171 | 3525.028 | 62.17% | 36.25% | 1.574% | 104428.118 | 212284.9945 | 15866.5329 | 34505.1626 | 54056.4225 | 31657.0907 | 72495.5923 | 108132.3116 | 521 | 0.043667 | 0.025899 | 0.0076806 | 5127132.1962 | 32187.845 | 81067.1633 | 110630.4479 | 737123.9695 | 1856494.2543 | 2533513.9724 | 4612501.7624 | 700811.3536 | 1524063.8874 | 2387626.5214 | 1510358.7799 | 225232.8997 | 515789.4203 | 769336.4598 |  | 954 | 521-1819R | 223885.4562 | 119457.3381 | 11600.4616 | 139194.1111 | 70810.9722 | 2251.9098 | 81166.3171 | 45121.3379 | 5823.5238 | 3525.028 | 32187.845 | 16321.3121 | 530.7543 | 32076.0098 | 16257.9163 | 520.169 | 109.0759 | 60.6366 | 7.826 | 2.7592 | 110630.4479 | 56574.0254 | 2498.1364 | 103322.7526 | 52369.3894 | 1676.5915 | 6987.489 | 3884.4297 | 501.3386 | 320.2063 | 81067.1633 | 46562.0007 | 8571.571 | 3795.3486 | 2183.6665 | 55.1493 | 74069.7522 | 41176.2716 | 5314.3592 | 3202.0625 | 0.014197 | 0.0069358 | 0.0001758 | 0.024406 | 0.013899 | 0.0024406 | 0.0050642 | 5000000 | no RA
521-1856R | 1212566.2611 | 1029469.3549 | 174435.739 | 8661.1672 | 84.9% | 14.39% | 0.7143% | 630286.5376 | 1176585.1324 | 90173.743 | 68965.2096 | 471147.585 | 165660.63 | 143247.0641 | 867677.4383 | 521 | 0.15411 | 0.089555 | 0.023525 | 7868319.5039 | 167589.8783 | 164957.7622 | 880018.6205 | 1087487.5466 | 1070407.795 | 5710424.1623 | 6501937.6235 | 930218.2695 | 711434.3468 | 4860285.0072 | 1529458.7448 | 215344.4679 | 186208.7738 | 1127905.5031 |  | 955 | 521-1856R | 1212566.2611 | 582279.7235 | 35981.1288 | 1029469.3549 | 475388.1627 | 11640.1981 | 174435.739 | 98230.3935 | 15679.7634 | 8661.1672 | 167589.8783 | 77416.1353 | 1929.2483 | 167239.0093 | 77215.5879 | 1891.5391 | 344.0895 | 193.7679 | 30.9297 | 6.7795 | 880018.6205 | 408871.0356 | 12341.1823 | 858672.7942 | 396506.8008 | 9706.3968 | 20559.0638 | 11577.4723 | 1848.023 | 786.7625 | 164957.7622 | 95992.5526 | 21710.6982 | 3557.5514 | 1665.7741 | 42.2623 | 153532.5857 | 86459.1534 | 13800.8107 | 7867.6252 | 0.034618 | 0.016333 | 0.0004146 | 0.10709 | 0.06082 | 0.010709 | 0.012402 | 5000000 | no RA
521-18R | 1129986.6291 | 1075630.2202 | 46214.2357 | 8142.1731 | 95.19% | 4.09% | 0.7206% | 559781.0595 | 1105112.0546 | 88380.7225 | 19924.5648 | 451475.7722 | 174005.6124 | 41939.4192 | 889167.0231 | 521 | 0.071321 | 0.042989 | 0.014689 | 15843628.95 | 176216.3725 | 52344.9893 | 901425.2672 | 2470743.2361 | 733933.0989 | 12638952.615 | 13263987.7544 | 2094177.3598 | 472111.6928 | 10697698.7018 | 1693415.1029 | 266636.972 | 64265.7417 | 1362512.3892 |  | 956 | 521-18R | 1129986.6291 | 570205.5696 | 24874.5744 | 1075630.2202 | 536380.589 | 13416.9789 | 46214.2357 | 25682.8075 | 3315.4224 | 8142.1731 | 176216.3725 | 87835.65 | 2210.7601 | 176110.3452 | 87773.8956 | 2197.2376 | 99.654 | 55.3811 | 7.1492 | 6.3733 | 901425.2672 | 449949.4951 | 12258.2442 | 895768.2997 | 446477.1402 | 11165.854 | 4917.3494 | 2732.7367 | 352.772 | 739.6182 | 52344.9893 | 32420.4245 | 10405.5701 | 3751.5753 | 2129.5532 | 53.8874 | 41197.2324 | 22894.6897 | 2955.5011 | 7396.1817 | 0.035045 | 0.017251 | 0.0004368 | 0.024471 | 0.013933 | 0.0024472 | 0.011805 | 5000000 | no RA
521-27R | 810484.7916 | 743439.0212 | 59958.3021 | 7087.4684 | 91.73% | 7.398% | 0.8745% | 429592.7281 | 788813.97 | 74318.5719 | 27835.8773 | 327438.2789 | 135256.2608 | 57024.4787 | 596533.2304 | 521 | 0.063668 | 0.037365 | 0.012946 | 12729941.0004 | 137168.1695 | 67421.5038 | 605895.1183 | 2154442.2832 | 1058960.9754 | 9516537.7418 | 10193764.8816 | 1763498.3067 | 660514.8775 | 7769751.6974 | 1673965.4317 | 287031.3074 | 121013.331 | 1265920.7933 |  | 957 | 521-27R | 810484.7916 | 380892.0636 | 21670.8217 | 743439.0212 | 340497.514 | 10283.0224 | 59958.3021 | 33307.0811 | 4300.3309 | 7087.4684 | 137168.1695 | 62849.5976 | 1911.9087 | 137072.2518 | 62793.849 | 1899.8794 | 90.37 | 50.2009 | 6.4815 | 5.5477 | 605895.1183 | 278456.8394 | 9361.8879 | 599482.0151 | 274608.1631 | 8304.2916 | 5769.2923 | 3204.8654 | 413.7853 | 643.811 | 67421.5038 | 39585.6265 | 10397.0251 | 6884.7543 | 3095.502 | 78.8514 | 54098.6398 | 30052.0148 | 3880.0641 | 6438.1097 | 0.029051 | 0.013285 | 0.0003376 | 0.024453 | 0.013917 | 0.0024454 | 0.010163 | 5000000 | no RA
521-32R | 1448901.52 | 1374570.7268 | 67539.399 | 6791.3942 | 94.87% | 4.661% | 0.4687% | 682543.939 | 1417016.3685 | 115140.1446 | 26605.9474 | 540797.8471 | 238853.1964 | 55452.7374 | 1122710.4347 | 521 | 0.14844 | 0.087192 | 0.020944 | 9761027.3422 | 242218.8462 | 67036.21 | 1139646.4638 | 1631791.221 | 451612.6666 | 7677623.4546 | 8789290.5668 | 1482688.7014 | 342611.4996 | 6963990.3659 | 1522371.209 | 256611.8765 | 59575.6356 | 1206183.6968 |  | 958 | 521-32R | 1448901.52 | 766357.581 | 31885.1515 | 1374570.7268 | 721523.0411 | 19021.5535 | 67539.399 | 38043.1457 | 6072.2039 | 6791.3942 | 242218.8462 | 127078.7016 | 3365.6498 | 242088.7772 | 127003.1156 | 3349.1177 | 124.753 | 70.2701 | 11.2161 | 5.316 | 1139646.4638 | 598848.6167 | 16936.0291 | 1131722.4263 | 594115.7936 | 15662.1581 | 7307.1213 | 4115.9069 | 656.9548 | 616.9162 | 67036.21 | 40430.2626 | 11583.4727 | 759.5234 | 404.1319 | 10.2776 | 60107.5247 | 33856.9687 | 5404.033 | 6169.162 | 0.031334 | 0.016436 | 0.0004172 | 0.10731 | 0.060959 | 0.010731 | 0.0097964 | 5000000 | no RA
521-700R | 1225994.2774 | 1142529.6261 | 74219.7017 | 9244.9497 | 93.19% | 6.054% | 0.7541% | 640157.6503 | 1200700.6776 | 114549.2342 | 33976.3158 | 491632.1002 | 213048.1385 | 72680.6628 | 914971.8763 | 521 | 0.074421 | 0.044745 | 0.01613 | 16473856.3979 | 215068.9915 | 86058.7619 | 924866.524 | 2889912.0882 | 1156383.6079 | 12427560.7018 | 13092901.2033 | 2342831.9663 | 694904.6788 | 10055164.5582 | 1568109.1011 | 278239.8072 | 94920.5834 | 1194948.7106 |  | 959 | 521-700R | 1225994.2774 | 585836.6272 | 25293.5998 | 1142529.6261 | 535330.917 | 10726.6521 | 74219.7017 | 41260.7605 | 5321.9981 | 9244.9497 | 215068.9915 | 100519.7573 | 2020.853 | 214958.2943 | 100455.0041 | 2006.1977 | 103.4608 | 57.5167 | 7.4188 | 7.2365 | 924866.524 | 433234.4237 | 9894.6476 | 917125.1314 | 428557.8433 | 8559.9694 | 6901.6004 | 3836.7883 | 494.8862 | 839.7921 | 86058.7619 | 52082.4461 | 13378.0992 | 10446.2004 | 6318.0695 | 160.485 | 67214.6404 | 37366.4556 | 4819.6931 | 8397.921 | 0.036793 | 0.017612 | 0.0004464 | 0.024382 | 0.013887 | 0.0024382 | 0.013245 | 5000000 | no RA
522-34 | 77001.6291 | 14249.8882 | 61471.564 | 1280.1769 | 18.51% | 79.83% | 1.663% | 34393.662 | 70952.6093 | 980.7332 | 26336.805 | 7076.1239 | 1880.5682 | 55158.9989 | 13913.0422 | 522 | 0.030009 | 0.017615 | 0.0043366 | 2565951.185 | 1940.2392 | 60399.534 | 14661.8559 | 64655.2431 | 2012713.9865 | 488581.9553 | 2418873.1674 | 68974.0209 | 1852242.1599 | 497656.9866 | 1394876.1237 | 36970.5881 | 1084385.3578 | 273520.1778 |  | 960 | 522-34 | 77001.6291 | 42607.9671 | 6049.0198 | 14249.8882 | 7140.3702 | 361.7924 | 61471.564 | 34187.42 | 4407.0505 | 1280.1769 | 1940.2392 | 959.506 | 59.671 | 1863.1147 | 916.1684 | 53.2115 | 76.1224 | 42.3355 | 5.4574 | 1.0021 | 14661.8559 | 7585.732 | 748.8137 | 9466.6321 | 4644.7928 | 268.4035 | 5078.9352 | 2824.6506 | 364.1216 | 116.2886 | 60399.534 | 34062.729 | 5240.5351 | 2920.1415 | 1579.409 | 40.1774 | 56316.5063 | 31320.4339 | 4037.4715 | 1162.8862 | 0.0037922 | 0.0018788 | 4.78e-05 | 0.024364 | 0.013884 | 0.0024364 | 0.0018524 | 5000000 | no RA
522-36 | 95584.6676 | 7017.6901 | 87089.5928 | 1477.3847 | 7.342% | 91.11% | 1.546% | 42358.1647 | 87847.7493 | 576.9052 | 35282.4579 | 6498.8017 | 1114.2911 | 73608.515 | 13124.9433 | 522 | 0.031092 | 0.018139 | 0.0046164 | 3074292.3361 | 1124.0782 | 80585.3948 | 13875.1946 | 36153.7581 | 2591870.3061 | 446268.2719 | 2934335.7407 | 39964.7507 | 2444170.5124 | 450200.4776 | 1675963.5766 | 21258.4982 | 1404306.7801 | 250398.2984 |  | 961 | 522-36 | 95584.6676 | 53226.5029 | 7736.9183 | 7017.6901 | 3339.6764 | 17.1919 | 87089.5928 | 48409.4418 | 6242.3417 | 1477.3847 | 1124.0782 | 547.173 | 9.7871 | 1022.4915 | 490.1916 | 1.4321 | 100.4303 | 55.825 | 7.1986 | 1.1564 | 13875.1946 | 7376.3929 | 750.2513 | 5247.5776 | 2521.0585 | 7.2642 | 8493.4144 | 4721.1319 | 608.7845 | 134.2026 | 80585.3948 | 45302.9369 | 6976.8798 | 747.6211 | 328.4263 | 8.4956 | 78495.748 | 43632.4849 | 5626.3586 | 1342.0257 | 0.0046342 | 0.0021524 | 5.44e-05 | 0.024328 | 0.013858 | 0.0024328 | 0.0021292 | 5000000 | no RA
522-38R | 1016286.9442 | 820164.3837 | 184032.9478 | 12089.6127 | 80.7% | 18.11% | 1.19% | 502133.3797 | 980437.6852 | 102374.9628 | 77134.2961 | 322624.1208 | 196882.336 | 161926.7964 | 621628.5529 | 522 | 0.088602 | 0.054189 | 0.020607 | 11470222.4573 | 199475.5183 | 185026.9728 | 631784.4531 | 2251360.7827 | 2088288.6966 | 7130572.9779 | 9488223.8048 | 1934459.246 | 1457516.0581 | 6096248.5007 | 1739630.3745 | 349336.3189 | 287313.2864 | 1102980.7692 |  | 962 | 522-38R | 1016286.9442 | 514153.5645 | 35849.259 | 820164.3837 | 399873.5178 | 10573.8716 | 184032.9478 | 102190.434 | 13185.7746 | 12089.6127 | 199475.5183 | 97100.5555 | 2593.1824 | 199197.0276 | 96941.7058 | 2564.4437 | 269.0276 | 149.3865 | 19.2756 | 9.4632 | 631784.4531 | 309160.3323 | 10155.9002 | 614737.0172 | 299205.789 | 7914.9579 | 15949.2405 | 8856.3479 | 1142.747 | 1098.1954 | 185026.9728 | 107892.6767 | 23100.1763 | 6230.3389 | 3726.023 | 94.4701 | 167814.6797 | 93184.6996 | 12023.7521 | 10981.9541 | 0.046787 | 0.022805 | 0.0005792 | 0.024207 | 0.013776 | 0.0024208 | 0.017607 | 5000000 | no RA
523-31AE | 275108.889 | 11611.1122 | 260238.1844 | 3259.5925 | 4.221% | 94.59% | 1.185% | 122454.5543 | 253098.9876 | 1431.9244 | 104284.2855 | 16738.3444 | 2506.8501 | 217386.189 | 33205.9485 | 523 | 0.037419 | 0.022238 | 0.0072276 | 7352039.0224 | 2554.9664 | 237020.6248 | 35533.2978 | 68279.1928 | 6334164.2237 | 949595.6059 | 6864694.6937 | 80272.4242 | 5846085.393 | 938336.8765 | 3045257.2639 | 30162.126 | 2615565.0694 | 399530.0685 |  | 963 | 523-31AE | 275108.889 | 152654.3347 | 22009.9014 | 11611.1122 | 4907.0265 | 112.797 | 260238.1844 | 144487.7157 | 18637.512 | 3259.5925 | 2554.9664 | 1123.042 | 48.1163 | 2218.1237 | 934.8876 | 21.6239 | 334.2913 | 185.603 | 23.941 | 2.5515 | 35533.2978 | 18794.9534 | 2327.3493 | 7916.9414 | 3330.2846 | 74.6559 | 27320.2618 | 15168.5742 | 1956.5987 | 296.0946 | 237020.6248 | 132736.3393 | 19634.4358 | 1476.047 | 641.8544 | 16.5172 | 232583.6314 | 129133.5385 | 16656.9722 | 2960.9464 | 0.0086164 | 0.0038144 | 9.76e-05 | 0.024081 | 0.013701 | 0.0024082 | 0.0047218 | 5000000 | no RA
524-1782F | 681123.7686 | 669147.6195 | 6113.7187 | 5862.4304 | 98.24% | 0.8976% | 0.8607% | 367066.6113 | 667331.315 | 71211.2853 | 4930.6336 | 290924.6923 | 129235.8518 | 9982.7617 | 528112.7015 | 524 | 0.040404 | 0.023888 | 0.0093018 | 16857913.5786 | 130709.9037 | 15738.0946 | 534675.7703 | 3235089.3661 | 389520.1588 | 13233304.0538 | 13147067.8744 | 2550544.16 | 176598.3972 | 10419925.3172 | 1482772.5398 | 287154.7729 | 22181.1335 | 1173436.6334 |  | 964 | 524-1782F | 681123.7686 | 314057.1574 | 13792.4536 | 669147.6195 | 304788.1034 | 7521.3444 | 6113.7187 | 3406.6235 | 408.6788 | 5862.4304 | 130709.9037 | 59498.6184 | 1474.0519 | 130698.0743 | 59489.9951 | 1468.9791 | 7.2406 | 4.0345 | 0.484 | 4.5888 | 534675.7703 | 243751.078 | 6563.0688 | 533568.1311 | 242898.0911 | 5992.094 | 575.1082 | 320.4559 | 38.4438 | 532.5311 | 15738.0946 | 10807.4609 | 5755.3329 | 4881.414 | 2400.0173 | 60.2713 | 5531.37 | 3082.1331 | 369.751 | 5325.3106 | 0.026739 | 0.012444 | 0.0003162 | 0.005199 | 0.0029786 | 0.0005198 | 0.0084658 | 5000000 | no RA
524-27R | 1282573.8498 | 1257052.5709 | 15642.2757 | 9879.0032 | 98.01% | 1.22% | 0.7702% | 627984.218 | 1256720.0365 | 123766.9381 | 12907.9314 | 491309.3485 | 246866.9916 | 29652.2132 | 980200.8317 | 524 | 0.060207 | 0.038133 | 0.015295 | 21302665.6246 | 249831.3177 | 39833.6955 | 992908.8366 | 4149525.5997 | 661610.1649 | 16491529.86 | 17165962.0749 | 3383171.909 | 352838.5819 | 13429951.584 | 1690344.1212 | 332047.0397 | 39883.5403 | 1318413.5411 |  | 965 | 524-27R | 1282573.8498 | 654589.6318 | 25853.8133 | 1257052.5709 | 636000.636 | 14929.8201 | 15642.2757 | 8709.9926 | 1044.99 | 9879.0032 | 249831.3177 | 126064.3796 | 2964.3261 | 249798.6864 | 126042.7827 | 2954.93 | 24.8984 | 13.864 | 1.6634 | 7.7328 | 992908.8366 | 501599.4881 | 12708.0049 | 990672.8331 | 499956.7269 | 11721.1898 | 1338.6153 | 745.3729 | 89.4269 | 897.3882 | 39833.6955 | 26925.7641 | 10181.4823 | 16581.0513 | 10001.1263 | 253.7004 | 14278.762 | 7950.7556 | 953.8998 | 8973.8822 | 0.040777 | 0.02092 | 0.0005324 | 0.0051862 | 0.0029694 | 0.0005186 | 0.014244 | 5000000 | no RA
524-46R | 1602103.3595 | 1466336.8584 | 128115.6582 | 7650.8429 | 91.53% | 7.997% | 0.4775% | 775060.7616 | 1566241.4113 | 140159.8907 | 53599.1451 | 581301.7257 | 282794.719 | 110351.2452 | 1173095.4471 | 524 | 0.18916 | 0.10988 | 0.025667 | 8469755.4052 | 286001.4311 | 127979.8497 | 1188122.0787 | 1511988.6943 | 676584.3272 | 6281182.3837 | 7526465.0181 | 1361065.5665 | 520490.9226 | 5644908.5289 | 1397189.7272 | 252271.3762 | 98440.5246 | 1046477.8264 |  | 966 | 524-46R | 1602103.3595 | 827042.5979 | 35861.9482 | 1466336.8584 | 747159.5536 | 16356.0829 | 128115.6582 | 72232.2013 | 11855.0224 | 7650.8429 | 286001.4311 | 145841.5403 | 3206.712 | 285807.1129 | 145729.3706 | 3183.2965 | 188.3295 | 106.181 | 17.4268 | 5.9887 | 1188122.0787 | 606820.3531 | 15026.6317 | 1174138.1463 | 598632.9972 | 13101.9689 | 13288.9457 | 7492.3691 | 1229.676 | 694.9867 | 127979.8497 | 74380.7045 | 17628.6045 | 6391.5992 | 2797.1859 | 70.8175 | 114638.383 | 64633.6512 | 10607.9196 | 6949.8675 | 0.037121 | 0.018823 | 0.0004774 | 0.14094 | 0.079966 | 0.014094 | 0.011096 | 5000000 | no RA
524-50R | 1190641.7842 | 1035818.2905 | 147793.8134 | 7029.6803 | 87% | 12.41% | 0.5904% | 589673.2897 | 1152682.3762 | 90948.3392 | 58542.7439 | 440182.2065 | 176408.1172 | 121704.3558 | 854569.9032 | 524 | 0.18313 | 0.1059 | 0.024662 | 6501464.4119 | 179424.8182 | 140392.2037 | 870824.7623 | 979743.9376 | 766607.4953 | 4755112.9789 | 5674674.8411 | 875234.238 | 563381.5231 | 4236059.0799 | 1539173.6322 | 235557.2777 | 162511.4943 | 1141104.8603 |  | 967 | 524-50R | 1190641.7842 | 600968.4945 | 37959.408 | 1035818.2905 | 510603.4884 | 17254.5925 | 147793.8134 | 83335.3258 | 13675.1352 | 7029.6803 | 179424.8182 | 88476.479 | 3016.7009 | 179179.0845 | 88335.5192 | 2988.9702 | 240.2311 | 135.4572 | 22.2282 | 5.5025 | 870824.7623 | 430642.5558 | 16254.8592 | 855427.4972 | 421682.121 | 14250.6973 | 14758.7035 | 8321.8732 | 1365.6002 | 638.5616 | 140392.2037 | 81849.4598 | 18687.8479 | 1211.7088 | 585.8482 | 14.925 | 132794.8787 | 74877.9954 | 12287.3067 | 6385.6162 | 0.032024 | 0.015766 | 0.0004008 | 0.14094 | 0.079971 | 0.014094 | 0.010167 | 5000000 | no RA
524-69R | 4619074.1845 | 4237594.0521 | 359445.2581 | 22034.8743 | 91.74% | 7.782% | 0.477% | 2342896.3463 | 4508716.2242 | 364751.3433 | 146037.5155 | 1832107.4875 | 698001.2281 | 302518.7952 | 3508196.2009 | 524 | 0.27264 | 0.16034 | 0.04699 | 16942275.358 | 707245.3797 | 352652.448 | 3559176.3568 | 2594101.2183 | 1293491.8645 | 13054682.2752 | 14195821.1554 | 2210061.4239 | 884854.533 | 11100905.1985 | 2348531.4014 | 363579.7245 | 157578.0898 | 1827373.5872 |  | 968 | 524-69R | 4619074.1845 | 2276177.8382 | 110357.9603 | 4237594.0521 | 2051419.4021 | 55078.8662 | 359445.2581 | 202723.5618 | 33244.2197 | 22034.8743 | 707245.3797 | 342494.0365 | 9244.1516 | 706755.2571 | 342210.092 | 9183.1687 | 472.8748 | 266.6967 | 43.735 | 17.2479 | 3559176.3568 | 1727068.8693 | 50980.1559 | 3522883.4445 | 1705727.3081 | 45807.0334 | 34291.3099 | 19339.9588 | 3171.52 | 2001.6024 | 352652.448 | 206614.9324 | 50133.6528 | 7955.3505 | 3482.0021 | 88.664 | 324681.0734 | 183116.9063 | 30028.9646 | 20016.0241 | 0.10118 | 0.04929 | 0.0012598 | 0.13969 | 0.07929 | 0.013969 | 0.031761 | 5000000 | no RA
525-41F | 34654.1784 | 0 | 34654.1784 | 0 | 0% | 100% | 0% | 5463.7865 | 11483.9166 | 7.6271 | 4998.2411 | 457.9183 | 16.0308 | 10505.4223 | 962.4635 | 525 | 0.00517 | 0.00517 | 0.00517 | 6702935.8608 | 48.375 | 31701.4474 | 2904.3561 | 9356.8608 | 6131808 | 561771 | 5646110.6284 | 7881.6018 | 5165030.2255 | 473198.8012 | 4481675.4006 | 6256.1262 | 4099811.4327 | 375607.8417 |  | 969 | 525-41F | 34654.1784 | 29190.3919 | 23170.2618 | 0 | 0 | 0 | 34654.1784 | 29190.3919 | 23170.2618 | 0 | 48.375 | 40.7479 | 32.3442 | 0 | 0 | 0 | 48.375 | 40.7479 | 32.3442 | 0 | 2904.3561 | 2446.4378 | 1941.8925 | 0 | 0 | 0 | 2904.3561 | 2446.4378 | 1941.8925 | 0 | 31701.4474 | 26703.2063 | 21196.0251 | 0 | 0 | 0 | 31701.4474 | 26703.2063 | 21196.0251 | 0 | 0 | 0 | 0 | 0.00517 | 0.00517 | 0.00517 | 0 | 5000000 | no RA
53-49 | 1750.7006 | 278.7846 | 0 | 1471.916 | 15.92% | 0% | 84.08% | 158.0474 | 275.6803 | 0 | 158.0474 | 0 | 0 | 275.6803 | 0 | 53 | 0.0061878 | 0.0039 | 0.0021978 | 282927.7875 | 1.1521 | 1615.8426 | 133.7058 | 186.1963 | 261133.6199 | 21607.9712 | 408372.6011 | 0 | 408372.6011 | 0 | 671134.8853 | 0 | 671134.8853 | 0 |  | 970 | 53-49 | 1750.7006 | 1592.6531 | 1475.0203 | 278.7846 | 120.7371 | 3.1043 | 0 | 0 | 0 | 1471.916 | 1.1521 | 1.1521 | 1.1521 | 0 | 0 | 0 | 0 | 0 | 0 | 1.1521 | 133.7058 | 133.7058 | 133.7058 | 0 | 0 | 0 | 0 | 0 | 0 | 133.7058 | 1615.8426 | 1457.7952 | 1340.1623 | 278.7846 | 120.7371 | 3.1043 | 0 | 0 | 0 | 1337.058 | 0.004035 | 0.0017472 | 4.5e-05 | 0 | 0 | 0 | 0.0021528 | 5000000 | no RA
531-36AE | 9401.7415 | 5721.0193 | 0 | 3680.7222 | 60.85% | 0% | 39.15% | 2888.5727 | 5651.3962 | 14.9411 | 2797.876 | 75.7555 | 29.4932 | 5472.298 | 149.605 | 531 | 0.016 | 0.010149 | 0.0054566 | 587594.1517 | 32.3743 | 8885.4129 | 483.9542 | 2023.3445 | 555324.4259 | 30246.3813 | 641729.4393 | 3319.3415 | 621580.1412 | 16829.9566 | 687304.4103 | 3586.8702 | 665523.066 | 18194.474 |  | 971 | 531-36AE | 9401.7415 | 6513.1688 | 3750.3452 | 5721.0193 | 2832.4466 | 69.623 | 0 | 0 | 0 | 3680.7222 | 32.3743 | 17.4332 | 2.8811 | 29.4932 | 14.5521 | 0 | 0 | 0 | 0 | 2.8811 | 483.9542 | 408.1987 | 334.3492 | 149.605 | 73.8495 | 0 | 0 | 0 | 0 | 334.3492 | 8885.4129 | 6087.5369 | 3413.115 | 5541.921 | 2744.045 | 69.623 | 0 | 0 | 0 | 3343.4919 | 0.010665 | 0.0048142 | 0.0001214 | 0 | 0 | 0 | 0.0053352 | 5000000 | no RA
532-1293F | 1195.3182 | 616.6207 | 0 | 578.6974 | 51.59% | 0% | 48.41% | 348.1183 | 613.5122 | 32.3239 | 152.1634 | 163.631 | 56.5048 | 270.9788 | 286.0286 | 532 | 0.0023122 | 0.0015106 | 0.000859 | 516961.4005 | 56.9578 | 799.7641 | 338.5962 | 24633.5839 | 345888.8285 | 146438.9881 | 560836.6558 | 52075.5204 | 245143.1551 | 263617.9803 | 677306.162 | 62380.2576 | 299155.6312 | 315770.2731 |  | 972 | 532-1293F | 1195.3182 | 847.1999 | 581.806 | 616.6207 | 268.5024 | 3.1086 | 0 | 0 | 0 | 578.6974 | 56.9578 | 24.6338 | 0.45298 | 56.5048 | 24.1809 | 0 | 0 | 0 | 0 | 0.45298 | 338.5962 | 174.9653 | 52.5677 | 286.0286 | 122.3976 | 0 | 0 | 0 | 0 | 52.5677 | 799.7641 | 647.6007 | 528.7853 | 274.0874 | 121.924 | 3.1086 | 0 | 0 | 0 | 525.6768 | 0.0014704 | 0.0006688 | 1.72e-05 | 0 | 0 | 0 | 0.0008418 | 5000000 | no RA
532-762 | 871.3452 | 764.7319 | 0 | 106.6133 | 87.76% | 0% | 12.24% | 391.9169 | 756.2097 | 5.5906 | 358.0286 | 28.2976 | 11.0609 | 689.1957 | 55.953 | 532 | 0.0003776 | 0.00026 | 0.0001512 | 2307587.9921 | 11.1444 | 794.5633 | 65.6376 | 29513.6691 | 2104246.0316 | 173828.2915 | 1843955.2687 | 26303.7075 | 1684512.4013 | 133139.1599 | 761478.5504 | 11137.9764 | 693997.69 | 56342.8841 |  | 973 | 532-762 | 871.3452 | 479.4284 | 115.1356 | 764.7319 | 372.8151 | 8.5223 | 0 | 0 | 0 | 106.6133 | 11.1444 | 5.5537 | 0.083452 | 11.0609 | 5.4703 | 0 | 0 | 0 | 0 | 0.083452 | 65.6376 | 37.34 | 9.6845 | 55.953 | 27.6554 | 0 | 0 | 0 | 0 | 9.6845 | 794.5633 | 436.5347 | 105.3676 | 697.718 | 339.6893 | 8.5223 | 0 | 0 | 0 | 96.8453 | 0.0002292 | 0.0001116 | 2.8e-06 | 0 | 0 | 0 | 0.0001484 | 5000000 | no RA
532-763 | 716689.8593 | 51856.3426 | 660853.6743 | 3979.8424 | 7.236% | 92.21% | 0.5553% | 317622.2717 | 653932.4942 | 5038.1536 | 264558.5651 | 48025.5529 | 9481.5856 | 549533.0463 | 94917.8623 | 532 | 0.10819 | 0.061728 | 0.014588 | 6624424.4732 | 9691.5123 | 606058.8445 | 100939.5025 | 89579.4614 | 5601852.7255 | 932992.2863 | 6464894.4026 | 102546.7483 | 5384833.9341 | 977513.7202 | 4301867.5909 | 62374.2145 | 3615080.1848 | 624413.1917 |  | 974 | 532-763 | 716689.8593 | 399067.5876 | 62757.3652 | 51856.3426 | 24417.577 | 721.7229 | 660853.6743 | 370670.1683 | 58055.7998 | 3979.8424 | 9691.5123 | 4653.3587 | 209.9268 | 8718.7892 | 4106.3943 | 121.6318 | 969.6079 | 543.8492 | 85.1798 | 3.1152 | 100939.5025 | 52913.9495 | 6021.6401 | 42956.6471 | 20232.8539 | 598.1023 | 57621.3347 | 32319.5749 | 5062.0172 | 361.5207 | 606058.8445 | 341500.2794 | 56525.7983 | 180.9063 | 78.3287 | 1.9889 | 602262.7317 | 337806.7442 | 52908.6028 | 3615.2065 | 0.015537 | 0.0067272 | 0.0001714 | 0.086928 | 0.049277 | 0.0086928 | 0.0057242 | 5000000 | no RA
533-7AE | 42422.4798 | 2669.5863 | 38083.8045 | 1669.089 | 6.293% | 89.77% | 3.934% | 17830.8015 | 37573.8811 | 178.6711 | 13232.7312 | 4419.3992 | 417.7998 | 27693.0098 | 9463.0715 | 533 | 0.066097 | 0.038863 | 0.0083634 | 641821.5616 | 424.2378 | 31706.1462 | 10292.0958 | 6418.4122 | 479691.1535 | 155711.9959 | 632778.6909 | 6340.6722 | 469602.5751 | 156835.4436 | 579740.1327 | 6446.3749 | 427284.8244 | 146008.9334 |  | 975 | 533-7AE | 42422.4798 | 24591.6783 | 4848.5986 | 2669.5863 | 1564.056 | 16.3072 | 38083.8045 | 21358.5332 | 3163.2024 | 1669.089 | 424.2378 | 245.5667 | 6.438 | 384.6118 | 222.7695 | 1.9487 | 38.3195 | 21.4907 | 3.1828 | 1.3065 | 10292.0958 | 5872.6966 | 829.0243 | 2121.4466 | 1223.7674 | 11.355 | 8019.0326 | 4497.3126 | 666.0528 | 151.6166 | 31706.1462 | 18473.415 | 4013.1363 | 163.5279 | 117.5192 | 3.0035 | 30026.4524 | 16839.7299 | 2493.9669 | 1516.1659 | 0.0053606 | 0.0032578 | 8.28e-05 | 0.058284 | 0.033153 | 0.0058284 | 0.0024522 | 5000000 | no RA
534-1079F | 3389.4606 | 0 | 3389.4606 | 0 | 0% | 100% | 0% | 275.1243 | 574.4314 | 0.69321 | 216.5879 | 57.8432 | 1.4474 | 452.2134 | 120.7706 | 534 | 0.058455 | 0.058455 | 0.058455 | 57983.7035 | 8.5402 | 2668.3073 | 712.6131 | 146.0978 | 45646.8912 | 12190.7145 | 53277.1356 | 134.239 | 41941.7089 | 11201.1878 | 48156.8715 | 121.3378 | 37910.8498 | 10124.6839 |  | 976 | 534-1079F | 3389.4606 | 3114.3363 | 2815.0292 | 0 | 0 | 0 | 3389.4606 | 3114.3363 | 2815.0292 | 0 | 8.5402 | 7.847 | 7.0928 | 0 | 0 | 0 | 8.5402 | 7.847 | 7.0928 | 0 | 712.6131 | 654.7699 | 591.8424 | 0 | 0 | 0 | 712.6131 | 654.7699 | 591.8424 | 0 | 2668.3073 | 2451.7194 | 2216.0939 | 0 | 0 | 0 | 2668.3073 | 2451.7194 | 2216.0939 | 0 | 0 | 0 | 0 | 0.058455 | 0.058455 | 0.058455 | 0 | 5000000 | no RA
534-1080F | 44975.1887 | 0 | 44975.1887 | 0 | 0% | 100% | 0% | 3651.1341 | 7621.7009 | 7.0351 | 2876.0145 | 768.0845 | 14.6857 | 6003.6475 | 1603.3677 | 534 | 0.058418 | 0.058418 | 0.058418 | 769888.436 | 86.6591 | 35427.155 | 9461.3745 | 1483.4374 | 606444.5258 | 161960.4729 | 707388.0659 | 1363.0104 | 557212.7078 | 148812.3477 | 639419.6246 | 1232.0473 | 503673.6661 | 134513.9113 |  | 977 | 534-1080F | 44975.1887 | 41324.0546 | 37353.4877 | 0 | 0 | 0 | 44975.1887 | 41324.0546 | 37353.4877 | 0 | 86.6591 | 79.6241 | 71.9735 | 0 | 0 | 0 | 86.6591 | 79.6241 | 71.9735 | 0 | 9461.3745 | 8693.29 | 7858.0068 | 0 | 0 | 0 | 9461.3745 | 8693.29 | 7858.0068 | 0 | 35427.155 | 32551.1405 | 29423.5075 | 0 | 0 | 0 | 35427.155 | 32551.1405 | 29423.5075 | 0 | 0 | 0 | 0 | 0.058418 | 0.058418 | 0.058418 | 0 | 5000000 | no RA
534-1081F | 10090.7555 | 0 | 10090.7555 | 0 | 0% | 100% | 0% | 819.089 | 1708.032 | 0.56041 | 650.355 | 168.1736 | 1.1686 | 1356.174 | 350.6894 | 534 | 0.058522 | 0.058522 | 0.058522 | 172425.5249 | 6.904 | 8012.0396 | 2071.8119 | 117.9718 | 136905.5202 | 35402.0329 | 158429.3634 | 108.3957 | 125792.5961 | 32528.3715 | 143239.5715 | 98.003 | 113731.9319 | 29409.6366 |  | 978 | 534-1081F | 10090.7555 | 9271.6666 | 8382.7235 | 0 | 0 | 0 | 10090.7555 | 9271.6666 | 8382.7235 | 0 | 6.904 | 6.3436 | 5.7354 | 0 | 0 | 0 | 6.904 | 6.3436 | 5.7354 | 0 | 2071.8119 | 1903.6384 | 1721.1225 | 0 | 0 | 0 | 2071.8119 | 1903.6384 | 1721.1225 | 0 | 8012.0396 | 7361.6846 | 6655.8656 | 0 | 0 | 0 | 8012.0396 | 7361.6846 | 6655.8656 | 0 | 0 | 0 | 0 | 0.058522 | 0.058522 | 0.058522 | 0 | 5000000 | no RA
534-346 | 12058.481 | 0 | 12058.481 | 0 | 0% | 100% | 0% | 978.8111 | 2041.3615 | 3.2027 | 774.3269 | 201.2815 | 6.6795 | 1614.8989 | 419.7831 | 534 | 0.058529 | 0.058529 | 0.058529 | 206026.452 | 39.4563 | 9539.3336 | 2479.6911 | 674.1349 | 162985.2922 | 42367.0249 | 189302.8707 | 619.414 | 149755.4484 | 38928.0083 | 171148.5543 | 560.0117 | 135393.7655 | 35194.7771 |  | 979 | 534-346 | 12058.481 | 11079.6699 | 10017.1195 | 0 | 0 | 0 | 12058.481 | 11079.6699 | 10017.1195 | 0 | 39.4563 | 36.2536 | 32.7768 | 0 | 0 | 0 | 39.4563 | 36.2536 | 32.7768 | 0 | 2479.6911 | 2278.4096 | 2059.9081 | 0 | 0 | 0 | 2479.6911 | 2278.4096 | 2059.9081 | 0 | 9539.3336 | 8765.0067 | 7924.4346 | 0 | 0 | 0 | 9539.3336 | 8765.0067 | 7924.4346 | 0 | 0 | 0 | 0 | 0.058529 | 0.058529 | 0.058529 | 0 | 5000000 | no RA
535-1118 | 2925.0967 | 0 | 2925.0967 | 0 | 0% | 100% | 0% | 237.1858 | 494.6086 | 1.177 | 186.264 | 49.7447 | 2.4545 | 388.4204 | 103.7337 | 535 | 0.058739 | 0.058739 | 0.058739 | 49798.543 | 14.5157 | 2297.1036 | 613.4774 | 247.1244 | 39107.2242 | 10444.1944 | 45760.5549 | 227.0859 | 35936.1574 | 9597.3115 | 41378.0391 | 205.3378 | 32494.5301 | 8678.1713 |  | 980 | 535-1118 | 2925.0967 | 2687.9109 | 2430.4881 | 0 | 0 | 0 | 2925.0967 | 2687.9109 | 2430.4881 | 0 | 14.5157 | 13.3387 | 12.0613 | 0 | 0 | 0 | 14.5157 | 13.3387 | 12.0613 | 0 | 613.4774 | 563.7326 | 509.7436 | 0 | 0 | 0 | 613.4774 | 563.7326 | 509.7436 | 0 | 2297.1036 | 2110.8396 | 1908.6832 | 0 | 0 | 0 | 2297.1036 | 2110.8396 | 1908.6832 | 0 | 0 | 0 | 0 | 0.058739 | 0.058739 | 0.058739 | 0 | 5000000 | no RA
535-1119 | 3901.2029 | 0 | 3901.2029 | 0 | 0% | 100% | 0% | 316.8145 | 660.1019 | 1.741 | 248.6639 | 66.4096 | 3.6274 | 518.1061 | 138.3683 | 535 | 0.058716 | 0.058716 | 0.058716 | 66441.9048 | 21.4381 | 3062.0078 | 817.757 | 365.1156 | 52149.4618 | 13927.3274 | 61046.1958 | 335.4648 | 47914.4338 | 12796.2972 | 55199.6224 | 303.3363 | 43325.5279 | 11570.7582 |  | 981 | 535-1119 | 3901.2029 | 3584.3884 | 3241.101 | 0 | 0 | 0 | 3901.2029 | 3584.3884 | 3241.101 | 0 | 21.4381 | 19.6971 | 17.8107 | 0 | 0 | 0 | 21.4381 | 19.6971 | 17.8107 | 0 | 817.757 | 751.3474 | 679.3886 | 0 | 0 | 0 | 817.757 | 751.3474 | 679.3886 | 0 | 3062.0078 | 2813.3439 | 2543.9017 | 0 | 0 | 0 | 3062.0078 | 2813.3439 | 2543.9017 | 0 | 0 | 0 | 0 | 0.058716 | 0.058716 | 0.058716 | 0 | 5000000 | no RA
535-1120AE | 1939.6419 | 0 | 1939.6419 | 0 | 0% | 100% | 0% | 157.3144 | 328.1419 | 0.10691 | 124.0721 | 33.1354 | 0.22301 | 258.8018 | 69.1171 | 535 | 0.058671 | 0.058671 | 0.058671 | 33059.4106 | 1.3182 | 1529.7737 | 408.5499 | 22.4677 | 26073.5852 | 6963.3578 | 30378.1323 | 20.6454 | 23958.8912 | 6398.5957 | 27466.5341 | 18.6667 | 21662.5464 | 5785.321 |  | 982 | 535-1120AE | 1939.6419 | 1782.3276 | 1611.5 | 0 | 0 | 0 | 1939.6419 | 1782.3276 | 1611.5 | 0 | 1.3182 | 1.2113 | 1.0952 | 0 | 0 | 0 | 1.3182 | 1.2113 | 1.0952 | 0 | 408.5499 | 375.4146 | 339.4329 | 0 | 0 | 0 | 408.5499 | 375.4146 | 339.4329 | 0 | 1529.7737 | 1405.7017 | 1270.9719 | 0 | 0 | 0 | 1529.7737 | 1405.7017 | 1270.9719 | 0 | 0 | 0 | 0 | 0.058671 | 0.058671 | 0.058671 | 0 | 5000000 | no RA
536-363F | 970.9757 | 0 | 970.9757 | 0 | 0% | 100% | 0% | 78.7986 | 164.222 | 0.053553 | 62.1476 | 16.5975 | 0.11161 | 129.52 | 34.5903 | 536 | 0.058745 | 0.058745 | 0.058745 | 16528.5394 | 0.65989 | 765.7976 | 204.5182 | 11.233 | 13035.873 | 3481.4333 | 15187.1816 | 10.3214 | 11977.9593 | 3198.9009 | 13733.0527 | 9.3332 | 10831.1042 | 2892.6154 |  | 983 | 536-363F | 970.9757 | 892.1771 | 806.7537 | 0 | 0 | 0 | 970.9757 | 892.1771 | 806.7537 | 0 | 0.65989 | 0.60634 | 0.54828 | 0 | 0 | 0 | 0.65989 | 0.60634 | 0.54828 | 0 | 204.5182 | 187.9207 | 169.9278 | 0 | 0 | 0 | 204.5182 | 187.9207 | 169.9278 | 0 | 765.7976 | 703.65 | 636.2775 | 0 | 0 | 0 | 765.7976 | 703.65 | 636.2775 | 0 | 0 | 0 | 0 | 0.058745 | 0.058745 | 0.058745 | 0 | 5000000 | no RA
536-377F | 485.7418 | 0 | 485.7418 | 0 | 0% | 100% | 0% | 39.4082 | 82.133 | 0.026782 | 31.0808 | 8.3006 | 0.055819 | 64.7773 | 17.2998 | 536 | 0.05878 | 0.05878 | 0.05878 | 8263.7545 | 0.33012 | 383.0991 | 102.3126 | 5.6162 | 6517.5302 | 1740.6081 | 7593.3163 | 5.1605 | 5988.7631 | 1599.3926 | 6866.4554 | 4.6665 | 5415.4961 | 1446.2927 |  | 984 | 536-377F | 485.7418 | 446.3336 | 403.6089 | 0 | 0 | 0 | 485.7418 | 446.3336 | 403.6089 | 0 | 0.33012 | 0.30333 | 0.2743 | 0 | 0 | 0 | 0.33012 | 0.30333 | 0.2743 | 0 | 102.3126 | 94.012 | 85.0128 | 0 | 0 | 0 | 102.3126 | 94.012 | 85.0128 | 0 | 383.0991 | 352.0183 | 318.3218 | 0 | 0 | 0 | 383.0991 | 352.0183 | 318.3218 | 0 | 0 | 0 | 0 | 0.05878 | 0.05878 | 0.05878 | 0 | 5000000 | no RA
536-378F | 485.6052 | 0 | 485.6052 | 0 | 0% | 100% | 0% | 39.4103 | 82.0684 | 0.026784 | 31.0824 | 8.3011 | 0.055775 | 64.7264 | 17.2862 | 536 | 0.058769 | 0.058769 | 0.058769 | 8262.9485 | 0.33002 | 382.9914 | 102.2838 | 5.6156 | 6516.8945 | 1740.4384 | 7592.3521 | 5.1599 | 5988.0027 | 1599.1895 | 6866.4907 | 4.6666 | 5415.524 | 1446.3002 |  | 985 | 536-378F | 485.6052 | 446.1949 | 403.5368 | 0 | 0 | 0 | 485.6052 | 446.1949 | 403.5368 | 0 | 0.33002 | 0.30324 | 0.27425 | 0 | 0 | 0 | 0.33002 | 0.30324 | 0.27425 | 0 | 102.2838 | 93.9828 | 84.9976 | 0 | 0 | 0 | 102.2838 | 93.9828 | 84.9976 | 0 | 382.9914 | 351.9089 | 318.2649 | 0 | 0 | 0 | 382.9914 | 351.9089 | 318.2649 | 0 | 0 | 0 | 0 | 0.058769 | 0.058769 | 0.058769 | 0 | 5000000 | no RA
536-379F | 485.5565 | 0 | 485.5565 | 0 | 0% | 100% | 0% | 39.3938 | 82.0925 | 0.026773 | 31.0695 | 8.2976 | 0.055791 | 64.7454 | 17.2913 | 536 | 0.058759 | 0.058759 | 0.058759 | 8263.5252 | 0.32999 | 382.9529 | 102.2736 | 5.616 | 6517.3494 | 1740.5598 | 7593.0951 | 5.1604 | 5988.5886 | 1599.346 | 6866.4209 | 4.6665 | 5415.4689 | 1446.2855 |  | 986 | 536-379F | 485.5565 | 446.1627 | 403.464 | 0 | 0 | 0 | 485.5565 | 446.1627 | 403.464 | 0 | 0.32999 | 0.30322 | 0.2742 | 0 | 0 | 0 | 0.32999 | 0.30322 | 0.2742 | 0 | 102.2736 | 93.976 | 84.9823 | 0 | 0 | 0 | 102.2736 | 93.976 | 84.9823 | 0 | 382.9529 | 351.8835 | 318.2075 | 0 | 0 | 0 | 382.9529 | 351.8835 | 318.2075 | 0 | 0 | 0 | 0 | 0.058759 | 0.058759 | 0.058759 | 0 | 5000000 | no RA
540-241R | 346615.645 | 83892.7116 | 262102.0713 | 620.8621 | 24.2% | 75.62% | 0.1791% | 45581.918 | 135361.8104 | 3145.7825 | 24509.21 | 17926.9255 | 12736.5246 | 53864.0178 | 68761.268 | 540 | 0.047942 | 0.046961 | 0.043941 | 7229955.7164 | 13163.2712 | 246350.1335 | 87102.2403 | 274568.8764 | 5138546.3455 | 1816840.4945 | 6410237.4918 | 442395.0113 | 3446758.3542 | 2521084.1263 | 4807648.2791 | 452363.4133 | 1913089.4565 | 2442195.4093 |  | 987 | 540-241R | 346615.645 | 301033.7269 | 211253.8346 | 83892.7116 | 63514.5199 | 919.3157 | 262102.0713 | 236898.3449 | 209713.6568 | 620.8621 | 13163.2712 | 10017.4887 | 426.7466 | 12794.7742 | 9684.3796 | 131.8069 | 368.0111 | 332.6232 | 294.4538 | 0.48598 | 87102.2403 | 69175.3147 | 18340.9722 | 65032.1288 | 49222.0413 | 670.9159 | 22013.7136 | 19896.8757 | 17613.6585 | 56.3978 | 246350.1335 | 221840.9235 | 192486.1157 | 6065.8086 | 4608.0991 | 116.593 | 239720.3466 | 216668.8461 | 191805.5445 | 563.9783 | 0.0040788 | 0.0030986 | 7.84e-05 | 0.04296 | 0.04296 | 0.04296 | 0.0009026 | 5000000 | no RA
540-39AE | 750.8226 | 0 | 750.8226 | 0 | 0% | 100% | 0% | 72.0173 | 149.7381 | 0.048944 | 56.7992 | 15.1691 | 0.10176 | 118.0967 | 31.5396 | 540 | 0.043745 | 0.043745 | 0.043745 | 17163.6998 | 0.51027 | 592.1653 | 158.147 | 11.6647 | 13536.8169 | 3615.2182 | 15517.3947 | 10.5459 | 12238.3946 | 3268.4542 | 13740.7086 | 9.3384 | 10837.1423 | 2894.2279 |  | 988 | 540-39AE | 750.8226 | 678.8053 | 601.0845 | 0 | 0 | 0 | 750.8226 | 678.8053 | 601.0845 | 0 | 0.51027 | 0.46133 | 0.40851 | 0 | 0 | 0 | 0.51027 | 0.46133 | 0.40851 | 0 | 158.147 | 142.9779 | 126.6074 | 0 | 0 | 0 | 158.147 | 142.9779 | 126.6074 | 0 | 592.1653 | 535.3661 | 474.0686 | 0 | 0 | 0 | 592.1653 | 535.3661 | 474.0686 | 0 | 0 | 0 | 0 | 0.043745 | 0.043745 | 0.043745 | 0 | 5000000 | no RA
545-47F | 108458.1895 | 1468.5039 | 104399.6474 | 2590.0382 | 1.354% | 96.26% | 2.388% | 47289.5709 | 98855.81 | 57.6966 | 43014.775 | 4217.0993 | 121.4834 | 89891.0641 | 8843.2626 | 545 | 0.019055 | 0.011832 | 0.0048566 | 5691849.355 | 131.6948 | 98615.3791 | 9711.1156 | 6911.2985 | 5175301.9723 | 509636.0841 | 5169586.7775 | 6307.2612 | 4702275.9533 | 461003.5629 | 1977181.4468 | 2429.7474 | 1797880.6115 | 176871.0879 |  | 989 | 545-47F | 108458.1895 | 61168.6186 | 9602.3794 | 1468.5039 | 641.23 | 14.8925 | 104399.6474 | 57937.3504 | 6997.4487 | 2590.0382 | 131.6948 | 73.9982 | 10.2114 | 7.5637 | 4.2085 | 0 | 122.1037 | 67.7624 | 8.1841 | 2.0274 | 9711.1156 | 5494.0163 | 867.853 | 37.9654 | 21.1238 | 0 | 9437.8764 | 5237.6188 | 632.5793 | 235.2737 | 98615.3791 | 55600.6041 | 8724.315 | 1422.9747 | 615.8977 | 14.8925 | 94839.6673 | 52631.9692 | 6356.6854 | 2352.7371 | 0.0047204 | 0.0020432 | 5.04e-05 | 0.010587 | 0.0060416 | 0.0010586 | 0.0037476 | 5000000 | no RA
545-50F | 132758.679 | 1410.2947 | 128736.5269 | 2611.8574 | 1.062% | 96.97% | 1.967% | 58136.7996 | 121500.5243 | 65.7422 | 52675.7984 | 5395.259 | 137.8202 | 110060.6525 | 11302.0515 | 545 | 0.019507 | 0.012017 | 0.0048508 | 6805764.0932 | 149.7447 | 120257.5812 | 12351.3531 | 7676.5374 | 6164905.6344 | 633181.9214 | 6209486.195 | 7021.8028 | 5626206.5585 | 576257.8336 | 2320886.1813 | 2632.6231 | 2102363.3355 | 215890.2226 |  | 990 | 545-50F | 132758.679 | 74621.8794 | 11258.1547 | 1410.2947 | 611.1794 | 15.4985 | 128736.5269 | 71398.8426 | 8630.7988 | 2611.8574 | 149.7447 | 84.0025 | 11.9244 | 0.33065 | 0.2251 | 0 | 147.3696 | 81.733 | 9.88 | 2.0444 | 12351.3531 | 6956.0941 | 1049.3016 | 1.6657 | 1.1365 | 0 | 12112.4317 | 6717.7019 | 812.0458 | 237.2557 | 120257.5812 | 67581.7828 | 10196.9287 | 1408.2984 | 609.8177 | 15.4985 | 116476.7256 | 64599.4078 | 7808.8729 | 2372.5572 | 0.0051944 | 0.0022492 | 5.72e-05 | 0.010576 | 0.0060322 | 0.0010576 | 0.003736 | 5000000 | no RA
545-874R | 146425.1036 | 8742.1556 | 135088.5665 | 2594.3815 | 5.97% | 92.26% | 1.772% | 65119.1774 | 134677.4858 | 69.7101 | 59993.024 | 5056.4433 | 145.632 | 123965.2118 | 10566.642 | 545 | 0.020584 | 0.012507 | 0.0048896 | 7113608.9339 | 158.1126 | 134705.7116 | 11561.2795 | 7681.4074 | 6544258.6678 | 561668.8587 | 6500625.7201 | 6958.922 | 5988899.2786 | 504767.5194 | 2402572.3517 | 2597.9952 | 2211471.2697 | 188503.0869 |  | 991 | 545-874R | 146425.1036 | 81305.9261 | 11747.6178 | 8742.1556 | 3933.0214 | 99.7852 | 135088.5665 | 74778.5232 | 9053.451 | 2594.3815 | 158.1126 | 88.4025 | 12.4805 | 0.15833 | 0.059972 | 0 | 155.9235 | 86.3117 | 10.4498 | 2.0308 | 11561.2795 | 6504.8361 | 994.6375 | 0.86137 | 0.33187 | 0 | 11324.7498 | 6268.836 | 758.9692 | 235.6683 | 134705.7116 | 74712.6876 | 10740.4997 | 8741.1359 | 3932.6296 | 99.7852 | 123607.8932 | 68423.3755 | 8284.032 | 2356.6825 | 0.006251 | 0.0027262 | 6.9e-05 | 0.010569 | 0.0060176 | 0.001057 | 0.0037636 | 5000000 | no RA
545-885R | 31982.3848 | 88.0007 | 31449.113 | 445.2711 | 0.2752% | 98.33% | 1.392% | 14126.7995 | 29432.7826 | 16.4649 | 12878.594 | 1231.7406 | 34.3239 | 26830.684 | 2567.7747 | 545 | 0.012213 | 0.0070966 | 0.0017218 | 2618759.4016 | 37.1326 | 29152.9796 | 2792.2726 | 3040.4673 | 2387084.0109 | 228634.9235 | 2516076.0583 | 2932.5014 | 2293762.4449 | 219381.112 | 1480777.24 | 1726.8492 | 1349864.427 | 129185.9639 |  | 992 | 545-885R | 31982.3848 | 17855.5854 | 2549.6023 | 88.0007 | 38.0917 | 0.91937 | 31449.113 | 17372.2225 | 2103.4118 | 445.2711 | 37.1326 | 20.6678 | 2.8088 | 0 | 0 | 0 | 36.7841 | 20.3192 | 2.4602 | 0.34854 | 2792.2726 | 1560.532 | 224.4979 | 0.00047 | 0 | 0 | 2751.8246 | 1520.0845 | 184.0504 | 40.4475 | 29152.9796 | 16274.3856 | 2322.2956 | 88.0002 | 38.0917 | 0.91937 | 28660.5043 | 15831.8188 | 1916.9012 | 404.4751 | 0.0009056 | 0.000392 | 9.8e-06 | 0.010661 | 0.0060588 | 0.0010662 | 0.0006458 | 5000000 | no RA
546-12 | 14093.904 | 54.4743 | 13627.8107 | 411.619 | 0.3865% | 96.69% | 2.921% | 6134.8611 | 12770.442 | 10.9958 | 5460.9263 | 662.9389 | 22.9079 | 11366.4167 | 1381.1174 | 546 | 0.01256 | 0.0072142 | 0.0016728 | 1122090.378 | 24.8716 | 12551.5578 | 1517.4746 | 1980.1622 | 999296.0238 | 120814.1919 | 1103246.7762 | 1977.4094 | 982051.4673 | 119217.8995 | 791165.678 | 1419.2119 | 704182.2638 | 85564.2023 |  | 993 | 546-12 | 14093.904 | 7959.0429 | 1323.4619 | 54.4743 | 23.5956 | 0.61255 | 13627.8107 | 7523.8283 | 911.2304 | 411.619 | 24.8716 | 13.8758 | 1.9637 | 0 | 0 | 0 | 24.5494 | 13.5536 | 1.6415 | 0.3222 | 1517.4746 | 854.5356 | 136.3572 | 0 | 0 | 0 | 1480.084 | 817.145 | 98.9666 | 37.3906 | 12551.5578 | 7090.6315 | 1185.1411 | 54.4743 | 23.5956 | 0.61255 | 12123.1773 | 6693.1297 | 810.6223 | 373.9062 | 0.0013062 | 0.0005658 | 1.46e-05 | 0.010662 | 0.0060564 | 0.0010662 | 0.000592 | 5000000 | no RA
546-14R | 203616.0993 | 3211.975 | 197926.5554 | 2477.5689 | 1.577% | 97.21% | 1.217% | 90267.6566 | 187806.5661 | 105.0778 | 82596.4139 | 7566.1648 | 219.107 | 171809.8892 | 15777.57 | 546 | 0.020679 | 0.012531 | 0.0047382 | 9846420.525 | 236.812 | 186240.7198 | 17138.5676 | 11451.6995 | 9006185.9145 | 828782.911 | 9045587.0943 | 10529.6937 | 8276863.3221 | 758194.0785 | 3336611.6184 | 3892.7016 | 3052411.2338 | 280307.6829 |  | 994 | 546-14R | 203616.0993 | 113348.4428 | 15809.5332 | 3211.975 | 1485.0157 | 38.2864 | 197926.5554 | 109385.8581 | 13293.6778 | 2477.5689 | 236.812 | 131.7341 | 17.705 | 0.14114 | 0.068369 | 0 | 234.7315 | 129.7264 | 15.7657 | 1.9393 | 17138.5676 | 9572.4028 | 1360.9976 | 0.7593 | 0.36437 | 0.00047 | 16912.751 | 9346.9812 | 1135.9399 | 225.0572 | 186240.7198 | 103644.3058 | 14430.8306 | 3211.0745 | 1484.583 | 38.2859 | 180779.0729 | 99909.1505 | 12141.9723 | 2250.5724 | 0.0065712 | 0.002952 | 7.54e-05 | 0.010495 | 0.0059654 | 0.0010494 | 0.0036134 | 5000000 | no RA
546-525R | 52443.9112 | 3899.797 | 46757.3153 | 1786.7989 | 7.436% | 89.16% | 3.407% | 23013.0248 | 47481.6203 | 29.3285 | 21164.8764 | 1818.8199 | 61.0555 | 43634.1253 | 3786.4395 | 546 | 0.018842 | 0.011092 | 0.0037146 | 2783292.5335 | 66.8224 | 48156.8501 | 4220.2388 | 3546.3844 | 2555770.4991 | 223975.65 | 2653391.3771 | 3381.5584 | 2440300.7078 | 209709.1108 | 1335888.3613 | 1717.7879 | 1227639.6583 | 106530.9151 |  | 995 | 546-525R | 52443.9112 | 29430.8865 | 4962.2909 | 3899.797 | 1843.738 | 46.6866 | 46757.3153 | 25800.3495 | 3128.8054 | 1786.7989 | 66.8224 | 37.4939 | 5.7669 | 0.14393 | 0.074366 | 0 | 65.2798 | 36.0209 | 4.3683 | 1.3986 | 4220.2388 | 2401.4189 | 433.7993 | 0.74186 | 0.38281 | 0 | 4057.1878 | 2238.727 | 271.4902 | 162.3091 | 48156.8501 | 26991.9736 | 4522.7247 | 3898.9112 | 1843.2809 | 46.6866 | 42634.8476 | 23525.6016 | 2852.947 | 1623.0912 | 0.0056068 | 0.0024594 | 6.24e-05 | 0.010648 | 0.006045 | 0.0010648 | 0.0025874 | 5000000 | no RA
547-22R | 7578.6956 | 5172.3945 | 0 | 2406.301 | 68.25% | 0% | 31.75% | 2907.6367 | 5118.5571 | 56.3585 | 2563.914 | 287.3642 | 105.9756 | 4472.5052 | 540.0763 | 547 | 0.010488 | 0.0065166 | 0.0035608 | 722592.5873 | 108.5233 | 6708.1182 | 762.0541 | 10347.1769 | 639587.1747 | 72658.2357 | 716793.8639 | 13893.5517 | 632058.9721 | 70841.34 | 690894.8625 | 14304.4251 | 603691.7781 | 72898.6593 |  | 996 | 547-22R | 7578.6956 | 4671.0589 | 2460.1384 | 5172.3945 | 2264.7579 | 53.8374 | 0 | 0 | 0 | 2406.301 | 108.5233 | 52.1648 | 2.5476 | 106.6397 | 50.2813 | 0.66409 | 0 | 0 | 0 | 1.8835 | 762.0541 | 474.6899 | 221.9778 | 543.4707 | 256.1065 | 3.3944 | 0 | 0 | 0 | 218.5834 | 6708.1182 | 4144.2042 | 2235.613 | 4522.2841 | 1958.3701 | 49.7789 | 0 | 0 | 0 | 2185.8341 | 0.007005 | 0.0030334 | 7.76e-05 | 0 | 0 | 0 | 0.0034832 | 5000000 | no RA
548-12F | 200.5469 | 28.8359 | 0 | 171.711 | 14.38% | 0% | 85.62% | 9.5706 | 28.6864 | 0.32065 | 7.6256 | 1.6243 | 2.5416 | 13.3118 | 12.833 | 548 | 0.0007594 | 0.000473 | 0.0002594 | 264085.9567 | 2.676 | 169.44 | 28.4308 | 3523.884 | 223123.5295 | 37438.5432 | 403755.4443 | 13527.4524 | 321705.0146 | 68522.9772 | 662530.626 | 58700.5024 | 307445.1536 | 296384.9699 |  | 997 | 548-12F | 200.5469 | 190.9763 | 171.8604 | 28.8359 | 19.2653 | 0.14944 | 0 | 0 | 0 | 171.711 | 2.676 | 2.3554 | 0.13441 | 2.5416 | 2.221 | 0 | 0 | 0 | 0 | 0.13441 | 28.4308 | 26.8066 | 15.5979 | 12.833 | 11.2087 | 0 | 0 | 0 | 0 | 15.5979 | 169.44 | 161.8144 | 156.1282 | 13.4613 | 5.8356 | 0.14944 | 0 | 0 | 0 | 155.9787 | 0.0005056 | 0.0002192 | 5.6e-06 | 0 | 0 | 0 | 0.0002538 | 5000000 | no RA
548-14F | 885.0831 | 425.4407 | 0 | 459.6424 | 48.07% | 0% | 51.93% | 238.5754 | 420.4944 | 1.3286 | 230.5156 | 6.7312 | 3.055 | 401.9614 | 15.4779 | 548 | 0.0019874 | 0.0012274 | 0.000662 | 445347.2365 | 3.4608 | 824.1598 | 57.4626 | 1741.3501 | 414692.4539 | 28913.4326 | 526729.4648 | 2933.2734 | 508934.9447 | 14861.2467 | 701795.6412 | 5098.7162 | 670864.5872 | 25832.3377 |  | 998 | 548-14F | 885.0831 | 646.5077 | 464.5887 | 425.4407 | 186.8653 | 4.9463 | 0 | 0 | 0 | 459.6424 | 3.4608 | 2.1322 | 0.40577 | 3.101 | 1.7724 | 0.045979 | 0 | 0 | 0 | 0.35979 | 57.4626 | 50.7313 | 41.9846 | 15.7096 | 8.9784 | 0.23164 | 0 | 0 | 0 | 41.753 | 824.1598 | 593.6442 | 422.1983 | 406.6301 | 176.1145 | 4.6687 | 0 | 0 | 0 | 417.5297 | 0.0013406 | 0.0005806 | 1.52e-05 | 0 | 0 | 0 | 0.0006468 | 5000000 | no RA
548-15F | 5098.9106 | 3836.6734 | 0 | 1262.2372 | 75.24% | 0% | 24.76% | 2220.5845 | 3833.1825 | 338.5934 | 177.0946 | 1704.8966 | 583.9782 | 308.8475 | 2940.3569 | 548 | 0.005445 | 0.0034072 | 0.0018906 | 936439.046 | 584.9662 | 1458.9285 | 3055.0159 | 107431.8064 | 267939.1224 | 561068.1172 | 844777.549 | 128811.165 | 67372.1276 | 648594.2563 | 669484.8604 | 101994.7624 | 53941.7866 | 513548.3114 |  | 999 | 548-15F | 5098.9106 | 2878.3261 | 1265.7281 | 3836.6734 | 1616.0888 | 3.4908 | 0 | 0 | 0 | 1262.2372 | 584.9662 | 246.3728 | 0.98802 | 583.9782 | 245.3848 | 0 | 0 | 0 | 0 | 0.98802 | 3055.0159 | 1350.1193 | 114.659 | 2940.3569 | 1235.4603 | 0 | 0 | 0 | 0 | 114.659 | 1458.9285 | 1281.834 | 1150.081 | 312.3383 | 135.2438 | 3.4908 | 0 | 0 | 0 | 1146.5902 | 0.003594 | 0.0015562 | 3.96e-05 | 0 | 0 | 0 | 0.001851 | 5000000 | no RA
548-17F | 28212.1117 | 26279.9469 | 0 | 1932.1648 | 93.15% | 0% | 6.849% | 15005.2082 | 25947.9449 | 3201.8163 | 314.9437 | 11488.4481 | 5535.5463 | 549.4631 | 19862.9356 | 548 | 0.010934 | 0.0063206 | 0.002887 | 2580124.355 | 5608.1149 | 2310.6372 | 20293.3596 | 512887.2987 | 211318.1544 | 1855918.902 | 2089501.5625 | 445858.5427 | 43856.4678 | 1599786.552 | 784262.8333 | 167308.941 | 16607.2286 | 600346.6637 |  | 1000 | 548-17F | 28212.1117 | 13206.9036 | 2264.1668 | 26279.9469 | 11274.7388 | 332.002 | 0 | 0 | 0 | 1932.1648 | 5608.1149 | 2406.2985 | 72.5686 | 5606.6025 | 2404.7861 | 71.0562 | 0 | 0 | 0 | 1.5124 | 20293.3596 | 8804.9115 | 430.424 | 20117.8458 | 8629.3977 | 254.9102 | 0 | 0 | 0 | 175.5139 | 2310.6372 | 1995.6935 | 1761.1742 | 555.4987 | 240.5549 | 6.0356 | 0 | 0 | 0 | 1755.1386 | 0.008137 | 0.0035232 | 8.96e-05 | 0 | 0 | 0 | 0.0027974 | 5000000 | no RA
548-18F | 1138.8456 | 591.9706 | 0 | 546.8751 | 51.98% | 0% | 48.02% | 334.7314 | 585.5412 | 0.50937 | 331.6399 | 2.5821 | 1.1699 | 578.4528 | 5.9185 | 548 | 0.0027166 | 0.0016082 | 0.0007838 | 419217.2747 | 1.5979 | 1081.6523 | 55.5955 | 588.2093 | 398163.9773 | 20465.0881 | 500008.8712 | 760.8707 | 495390.9961 | 3857.0044 | 705925.6065 | 1410.3795 | 697379.9624 | 7135.2645 |  | 1001 | 548-18F | 1138.8456 | 804.1143 | 553.3045 | 591.9706 | 257.2392 | 6.4294 | 0 | 0 | 0 | 546.8751 | 1.5979 | 1.0886 | 0.42807 | 1.1699 | 0.6605 | 0 | 0 | 0 | 0 | 0.42807 | 55.5955 | 53.0134 | 49.677 | 5.9185 | 3.3364 | 0 | 0 | 0 | 0 | 49.677 | 1081.6523 | 750.0123 | 503.1994 | 584.8823 | 253.2423 | 6.4294 | 0 | 0 | 0 | 496.77 | 0.0019546 | 0.0008462 | 2.18e-05 | 0 | 0 | 0 | 0.000762 | 5000000 | no RA
549-33F | 1523.7191 | 1313.263 | 0 | 210.4561 | 86.19% | 0% | 13.81% | 742.8491 | 1311.8979 | 156.6991 | 1.629 | 584.521 | 276.7827 | 2.8426 | 1032.2727 | 549 | 0.0007928 | 0.0005138 | 0.000306 | 1921946.3564 | 277.2158 | 194.049 | 1052.4543 | 349666.7469 | 244764.149 | 1327515.4605 | 1519793.6249 | 320590.355 | 3332.7936 | 1195870.4763 | 692225.9085 | 146045.0324 | 1499.8832 | 544680.9929 |  | 1002 | 549-33F | 1523.7191 | 780.87 | 211.8211 | 1313.263 | 570.4139 | 1.365 | 0 | 0 | 0 | 210.4561 | 277.2158 | 120.5167 | 0.43307 | 277.0511 | 120.352 | 0.26833 | 0 | 0 | 0 | 0.16474 | 1052.4543 | 467.9332 | 20.1816 | 1033.3369 | 448.8158 | 1.0642 | 0 | 0 | 0 | 19.1174 | 194.049 | 192.42 | 191.2065 | 2.875 | 1.246 | 0.032486 | 0 | 0 | 0 | 191.174 | 0.0004922 | 0.0002132 | 5.4e-06 | 0 | 0 | 0 | 0.0003006 | 5000000 | no RA
549-36F | 1066.6193 | 501.7174 | 0 | 564.9019 | 47.04% | 0% | 52.96% | 336.6362 | 498.38 | 51.5787 | 22.3185 | 262.739 | 75.3857 | 38.9584 | 384.0359 | 549 | 0.002468 | 0.0015402 | 0.000849 | 432179.6291 | 76.3045 | 552.5299 | 437.785 | 30917.5306 | 223877.5949 | 177384.5036 | 473953.4904 | 72618.127 | 31422.4694 | 369912.894 | 669304.2899 | 101239.9747 | 52319.5829 | 515744.7322 |  | 1003 | 549-36F | 1066.6193 | 729.9832 | 568.2393 | 501.7174 | 165.0813 | 3.3374 | 0 | 0 | 0 | 564.9019 | 76.3045 | 24.7258 | 0.91876 | 75.8623 | 24.2836 | 0.47658 | 0 | 0 | 0 | 0.44218 | 437.785 | 175.046 | 53.7491 | 386.4704 | 123.7315 | 2.4346 | 0 | 0 | 0 | 51.3145 | 552.5299 | 530.2114 | 513.5715 | 39.3847 | 17.0662 | 0.42629 | 0 | 0 | 0 | 513.1452 | 0.0016368 | 0.000709 | 1.78e-05 | 0 | 0 | 0 | 0.0008312 | 5000000 | no RA
55-479F | 1194.4646 | 438.1855 | 0 | 756.2792 | 36.68% | 0% | 63.32% | 252.0744 | 433.7233 | 3.8011 | 229.0486 | 19.2247 | 5.6494 | 399.4733 | 28.6005 | 55 | 0.002537 | 0.0017274 | 0.001125 | 470817.7455 | 6.2414 | 1090.9239 | 97.2994 | 2460.1417 | 430005.4752 | 38352.1287 | 545554.1605 | 8226.4575 | 495720.4746 | 41607.2284 | 676214.5388 | 8807.9353 | 622815.7649 | 44590.8386 |  | 1004 | 55-479F | 1194.4646 | 942.3903 | 760.7414 | 438.1855 | 186.1111 | 4.4622 | 0 | 0 | 0 | 756.2792 | 6.2414 | 2.4403 | 0.59198 | 5.6494 | 1.8483 | 0 | 0 | 0 | 0 | 0.59198 | 97.2994 | 78.0746 | 68.6988 | 28.6005 | 9.3758 | 0 | 0 | 0 | 0 | 68.6988 | 1090.9239 | 861.8753 | 691.4505 | 403.9355 | 174.8869 | 4.4622 | 0 | 0 | 0 | 686.9884 | 0.0014278 | 0.0006182 | 1.58e-05 | 0 | 0 | 0 | 0.0011092 | 5000000 | no RA
55-483F | 9056.6678 | 6446.8814 | 0 | 2609.7865 | 71.18% | 0% | 28.82% | 3650.7904 | 6376.052 | 4.3876 | 3623.7735 | 22.6294 | 8.8963 | 6321.3983 | 45.7574 | 55 | 0.009502 | 0.0062308 | 0.0037978 | 953132.7953 | 10.9391 | 8762.9037 | 282.825 | 1151.2442 | 922216.7626 | 29764.7885 | 867605.6728 | 1042.703 | 861185.1316 | 5377.8383 | 705833.8588 | 984.8279 | 699783.6497 | 5065.3813 |  | 1005 | 55-483F | 9056.6678 | 5405.8774 | 2680.6158 | 6446.8814 | 2796.091 | 70.8294 | 0 | 0 | 0 | 2609.7865 | 10.9391 | 6.5515 | 2.0428 | 8.8963 | 4.5087 | 0 | 0 | 0 | 0 | 2.0428 | 282.825 | 260.1957 | 237.0676 | 45.7574 | 23.1281 | 0 | 0 | 0 | 0 | 237.0676 | 8762.9037 | 5139.1302 | 2441.5054 | 6392.2276 | 2768.4542 | 70.8294 | 0 | 0 | 0 | 2370.676 | 0.005768 | 0.0024968 | 6.38e-05 | 0 | 0 | 0 | 0.003734 | 5000000 | no RA
55-484F | 429.2056 | 46.8804 | 0 | 382.3252 | 10.92% | 0% | 89.08% | 26.5739 | 46.3494 | 0 | 26.5739 | 0 | 0 | 46.3494 | 0 | 55 | 0.0015886 | 0.0010028 | 0.0005672 | 270178.5336 | 0.29927 | 394.1767 | 34.7296 | 188.3835 | 248128.365 | 21861.7851 | 401507.5222 | 0 | 401507.5222 | 0 | 674993.2805 | 0 | 674993.2805 | 0 |  | 1006 | 55-484F | 429.2056 | 402.6317 | 382.8562 | 46.8804 | 20.3065 | 0.53097 | 0 | 0 | 0 | 382.3252 | 0.29927 | 0.29927 | 0.29927 | 0 | 0 | 0 | 0 | 0 | 0 | 0.29927 | 34.7296 | 34.7296 | 34.7296 | 0 | 0 | 0 | 0 | 0 | 0 | 34.7296 | 394.1767 | 367.6028 | 347.8273 | 46.8804 | 20.3065 | 0.53097 | 0 | 0 | 0 | 347.2963 | 0.001033 | 0.0004472 | 1.16e-05 | 0 | 0 | 0 | 0.0005556 | 5000000 | no RA
550-665R | 6056.6897 | 3347.9084 | 0 | 2708.7813 | 55.28% | 0% | 44.72% | 1825.3805 | 3291.6728 | 150.8748 | 1037.1998 | 637.3059 | 283.7247 | 1809.2041 | 1198.744 | 550 | 0.01349 | 0.0080662 | 0.0040316 | 448982.9148 | 292.8005 | 4289.6979 | 1474.1914 | 21705.3259 | 317995.6604 | 109281.9286 | 524572.8154 | 43357.9841 | 298067.6193 | 183147.2121 | 685836.1352 | 59115.4373 | 376956.5261 | 249764.1718 |  | 1007 | 550-665R | 6056.6897 | 4231.3092 | 2765.017 | 3347.9084 | 1522.5279 | 56.2356 | 0 | 0 | 0 | 2708.7813 | 292.8005 | 141.9257 | 9.0758 | 290.6802 | 139.8054 | 6.9555 | 0 | 0 | 0 | 2.1203 | 1474.1914 | 836.8855 | 275.4474 | 1228.1313 | 590.8254 | 29.3873 | 0 | 0 | 0 | 246.0601 | 4289.6979 | 3252.4981 | 2480.4938 | 1829.0969 | 791.8971 | 19.8929 | 0 | 0 | 0 | 2460.6009 | 0.009563 | 0.0041394 | 0.0001048 | 0 | 0 | 0 | 0.0039268 | 5000000 | no RA
551-19 | 14866.7071 | 10169.2457 | 0 | 4697.4614 | 68.4% | 0% | 31.6% | 5757.4757 | 10062.0036 | 34.8304 | 5546.6792 | 175.9662 | 62.1894 | 9685.6635 | 314.1507 | 551 | 0.018991 | 0.012124 | 0.0068318 | 782837.3248 | 66.0714 | 14058.7347 | 741.9009 | 3479.1285 | 740291.8637 | 39066.3325 | 751363.5662 | 4545.4419 | 723854.1438 | 22963.9805 | 703285.1445 | 4346.7354 | 676980.7998 | 21957.6093 |  | 1008 | 551-19 | 14866.7071 | 9109.2313 | 4804.7035 | 10169.2457 | 4411.7699 | 107.2421 | 0 | 0 | 0 | 4697.4614 | 66.0714 | 31.2411 | 3.8821 | 62.3945 | 27.5641 | 0.20511 | 0 | 0 | 0 | 3.6769 | 741.9009 | 565.9347 | 427.7502 | 315.1932 | 139.2271 | 1.0425 | 0 | 0 | 0 | 426.7077 | 14058.7347 | 8512.0555 | 4373.0712 | 9791.658 | 4244.9788 | 105.9945 | 0 | 0 | 0 | 4267.0768 | 0.012296 | 0.005429 | 0.0001372 | 0 | 0 | 0 | 0.0066946 | 5000000 | no RA
553-27R | 145116.4973 | 134464.394 | 0 | 10652.1033 | 92.66% | 0% | 7.34% | 75061.0545 | 133175.73 | 15452.0087 | 4173.9274 | 55435.1185 | 27430.3757 | 7337.2379 | 98408.1165 | 553 | 0.054721 | 0.032764 | 0.015859 | 2651914.9235 | 27701.875 | 17094.7489 | 100319.8734 | 506234.763 | 312396.0449 | 1833284.1156 | 2138183.4573 | 440164.7366 | 118898.1764 | 1579120.5443 | 752933.1768 | 155082.6107 | 41482.407 | 556368.1591 |  | 1009 | 553-27R | 145116.4973 | 70055.4428 | 11940.7673 | 134464.394 | 59403.3395 | 1288.664 | 0 | 0 | 0 | 10652.1033 | 27701.875 | 12249.8663 | 271.4993 | 27693.537 | 12241.5283 | 263.1613 | 0 | 0 | 0 | 8.338 | 100319.8734 | 44884.7549 | 1911.7569 | 99352.2584 | 43917.1399 | 944.1419 | 0 | 0 | 0 | 967.615 | 17094.7489 | 12920.8215 | 9757.511 | 7418.5986 | 3244.6712 | 81.3607 | 0 | 0 | 0 | 9676.1503 | 0.039299 | 0.017341 | 0.0004364 | 0 | 0 | 0 | 0.015423 | 5000000 | no RA
555-21F | 357.8373 | 286.1586 | 0 | 71.6787 | 79.97% | 0% | 20.03% | 49.9706 | 279.9541 | 3.2217 | 30.4239 | 16.325 | 25.7701 | 123.7739 | 130.41 | 555 | 0.0002394 | 0.0002072 | 0.0001084 | 1494725.3641 | 26.4428 | 191.342 | 140.0525 | 110454.3158 | 799256.5313 | 585014.5171 | 1485843.1384 | 95795.748 | 904634.8648 | 485412.5257 | 718479.7137 | 66137.0069 | 317655.8443 | 334686.8626 |  | 1010 | 555-21F | 357.8373 | 307.8667 | 77.8832 | 286.1586 | 236.188 | 6.2045 | 0 | 0 | 0 | 71.6787 | 26.4428 | 23.221 | 0.67262 | 26.3867 | 23.1649 | 0.61652 | 0 | 0 | 0 | 0.056107 | 140.0525 | 123.7275 | 9.6425 | 133.5413 | 117.2164 | 3.1313 | 0 | 0 | 0 | 6.5111 | 191.342 | 160.9181 | 67.5681 | 126.2306 | 95.8067 | 2.4567 | 0 | 0 | 0 | 65.1114 | 0.0001336 | 0.0001014 | 2.6e-06 | 0 | 0 | 0 | 0.0001058 | 5000000 | no RA
555-24F | 4038.2755 | 2027.712 | 0 | 2010.5635 | 50.21% | 0% | 49.79% | 1064.354 | 2010.5346 | 94.6728 | 487.8945 | 481.7866 | 168.5888 | 984.1953 | 857.7504 | 555 | 0.008161 | 0.005488 | 0.0030406 | 494826.0656 | 170.8603 | 2823.4662 | 1043.949 | 20936.1923 | 345970.6192 | 127919.2541 | 541895.3299 | 48200.8496 | 248402.0803 | 245292.4 | 666888.4241 | 55920.415 | 326454.7084 | 284513.3006 |  | 1011 | 555-24F | 4038.2755 | 2973.9216 | 2027.7409 | 2027.712 | 963.3581 | 17.1775 | 0 | 0 | 0 | 2010.5635 | 170.8603 | 76.1874 | 2.2715 | 169.2865 | 74.6137 | 0.69768 | 0 | 0 | 0 | 1.5738 | 1043.949 | 562.1624 | 186.1986 | 861.3136 | 379.527 | 3.5632 | 0 | 0 | 0 | 182.6354 | 2823.4662 | 2335.5718 | 1839.2709 | 997.1119 | 509.2175 | 12.9166 | 0 | 0 | 0 | 1826.3543 | 0.0051842 | 0.0025112 | 6.38e-05 | 0 | 0 | 0 | 0.0029768 | 5000000 | no RA
555-2F | 738.6801 | 231.3636 | 0 | 507.3165 | 31.32% | 0% | 68.68% | 112.1181 | 231.2058 | 17.4959 | 5.4913 | 89.1308 | 35.9838 | 11.938 | 183.284 | 555 | 0.0015912 | 0.0011348 | 0.0007564 | 464228.2904 | 36.3809 | 472.9316 | 229.3675 | 22863.8405 | 297216.9242 | 144147.5258 | 552134.2898 | 86160.1833 | 27042.2656 | 438931.8409 | 670907.2222 | 104416.9938 | 34641.4729 | 531848.7555 |  | 1012 | 555-2F | 738.6801 | 626.562 | 507.4742 | 231.3636 | 119.2455 | 0.15774 | 0 | 0 | 0 | 507.3165 | 36.3809 | 18.885 | 0.3971 | 35.9838 | 18.4879 | 0 | 0 | 0 | 0 | 0.3971 | 229.3675 | 140.2367 | 46.0836 | 183.284 | 94.1531 | 0 | 0 | 0 | 0 | 46.0836 | 472.9316 | 467.4403 | 460.9935 | 12.0958 | 6.6045 | 0.15774 | 0 | 0 | 0 | 460.8358 | 0.0008442 | 0.0003878 | 9.4e-06 | 0 | 0 | 0 | 0.000747 | 5000000 | no RA
558-301R | 61679.0745 | 59864.0542 | 0 | 1815.0203 | 97.06% | 0% | 2.943% | 29522.3043 | 59205.3376 | 7305.0362 | 65.4749 | 22151.7932 | 14639.4986 | 176.8534 | 44388.9856 | 558 | 0.010369 | 0.0066578 | 0.0027458 | 5948181.6217 | 14803.6509 | 1828.459 | 45046.9646 | 1427628.4975 | 176332.1847 | 4344220.9395 | 4829939.3497 | 1195126.288 | 10711.8933 | 3624101.1684 | 900916.6422 | 222766.5349 | 2691.1459 | 675458.9614 |  | 1013 | 558-301R | 61679.0745 | 32156.7702 | 2473.7369 | 59864.0542 | 30341.7499 | 658.7167 | 0 | 0 | 0 | 1815.0203 | 14803.6509 | 7498.6147 | 164.1524 | 14802.2302 | 7497.194 | 162.7317 | 0 | 0 | 0 | 1.4207 | 45046.9646 | 22895.1714 | 657.979 | 44882.0919 | 22730.2987 | 493.1063 | 0 | 0 | 0 | 164.8727 | 1828.459 | 1762.9841 | 1651.6055 | 179.7321 | 114.2572 | 2.8787 | 0 | 0 | 0 | 1648.7269 | 0.0077256 | 0.004014 | 0.000102 | 0 | 0 | 0 | 0.0026438 | 5000000 | no RA
56-669F | 105174.0074 | 104.8279 | 104574.1538 | 495.0256 | 0.09967% | 99.43% | 0.4707% | 47001.964 | 97676.4928 | 56.9079 | 42707.8229 | 4237.2332 | 118.3135 | 88750.7032 | 8807.4761 | 56 | 0.012314 | 0.007148 | 0.0017688 | 8540733.4001 | 127.1886 | 95562.407 | 9484.4117 | 10328.4473 | 7760216.2535 | 770188.6993 | 8138226.5459 | 9853.4069 | 7394710.9481 | 733662.1909 | 4238757.6731 | 5134.3202 | 3851415.1508 | 382208.2021 |  | 1014 | 56-669F | 105174.0074 | 58172.0434 | 7497.5146 | 104.8279 | 45.4428 | 1.167 | 104574.1538 | 57631.5749 | 7001.322 | 495.0256 | 127.1886 | 70.2807 | 8.8751 | 0.027187 | 0.027187 | 0 | 126.774 | 69.866 | 8.4876 | 0.38748 | 9484.4117 | 5247.1785 | 676.9357 | 0.14474 | 0.14474 | 0 | 9439.2999 | 5202.0667 | 631.9686 | 44.9671 | 95562.407 | 52854.5841 | 6811.7038 | 104.656 | 45.2709 | 1.167 | 95008.08 | 52359.6422 | 6360.8658 | 449.671 | 0.0010118 | 0.000438 | 1.14e-05 | 0.010606 | 0.0060132 | 0.0010606 | 0.0006968 | 5000000 | no RA
56-670F | 48140.2568 | 284.3712 | 46893.2433 | 962.6423 | 0.5907% | 97.41% | 2% | 21169.7791 | 44039.1245 | 24.5569 | 18692.9547 | 2452.2675 | 51.2454 | 38879.7374 | 5108.1416 | 56 | 0.014208 | 0.0084 | 0.002514 | 3388250.0534 | 55.6613 | 42523.0422 | 5561.5533 | 3917.6022 | 2992894.2983 | 391438.1529 | 3210771.153 | 3724.4906 | 2835116.9559 | 371929.7066 | 1631317.5397 | 1898.2567 | 1440201.1475 | 189218.1355 |  | 1015 | 56-670F | 48140.2568 | 26970.4777 | 4101.1323 | 284.3712 | 123.5053 | 3.0804 | 46893.2433 | 25884.3302 | 3135.4096 | 962.6423 | 55.6613 | 31.1044 | 4.4159 | 0.13354 | 0.11635 | 0 | 54.7742 | 30.2345 | 3.6624 | 0.75351 | 5561.5533 | 3109.2858 | 453.4117 | 0.69634 | 0.60404 | 0 | 5473.4125 | 3021.2373 | 365.9672 | 87.4444 | 42523.0422 | 23830.0875 | 3643.3048 | 283.5413 | 122.7849 | 3.0804 | 41365.0566 | 22832.8583 | 2765.78 | 874.4443 | 0.002107 | 0.0009124 | 2.28e-05 | 0.010678 | 0.0060642 | 0.0010678 | 0.0014234 | 5000000 | no RA
560-46F | 6900.357 | 6601.7216 | 0 | 298.6354 | 95.67% | 0% | 4.328% | 2982.5928 | 6574.6027 | 629.4513 | 714.769 | 1638.3725 | 1338.6969 | 1752.3117 | 3483.5941 | 560 | 0.0016054 | 0.0010632 | 0.0004584 | 4298216.6273 | 1338.9306 | 2050.7048 | 3510.7215 | 834016.8328 | 1277379.3696 | 2186820.4249 | 3684879.8098 | 777663.0607 | 883069.9153 | 2024146.8337 | 710633.2748 | 144696.5823 | 189403.2353 | 376533.4572 |  | 1016 | 560-46F | 6900.357 | 3917.7642 | 325.7543 | 6601.7216 | 3619.1288 | 27.1189 | 0 | 0 | 0 | 298.6354 | 1338.9306 | 709.4794 | 0.23376 | 1338.6969 | 709.2456 | 0 | 0 | 0 | 0 | 0.23376 | 3510.7215 | 1872.349 | 27.1274 | 3483.5941 | 1845.2216 | 0 | 0 | 0 | 0 | 27.1274 | 2050.7048 | 1335.9358 | 298.3931 | 1779.4306 | 1064.6616 | 27.1189 | 0 | 0 | 0 | 271.2742 | 0.0011628 | 0.0006206 | 1.58e-05 | 0 | 0 | 0 | 0.0004426 | 5000000 | no RA
57-1291F | 32264.6379 | 228.7574 | 30629.1828 | 1406.6977 | 0.709% | 94.93% | 4.36% | 13887.6531 | 28808.2668 | 17.7024 | 12523.7184 | 1346.2324 | 36.7731 | 25974.7278 | 2796.7658 | 57 | 0.016049 | 0.009545 | 0.0031618 | 2010332.9667 | 40.5078 | 29099.2699 | 3124.8602 | 2523.9463 | 1813106.4021 | 194702.6182 | 1925299.6109 | 2454.1552 | 1736212.0054 | 186633.4503 | 1093165.6413 | 1395.4026 | 985643.4677 | 106126.771 |  | 1017 | 57-1291F | 32264.6379 | 18376.9848 | 3456.3711 | 228.7574 | 99.0749 | 2.5292 | 30629.1828 | 16871.2122 | 2047.1441 | 1406.6977 | 40.5078 | 22.8054 | 3.7347 | 0.0031985 | 0 | 0 | 39.4035 | 21.7043 | 2.6336 | 1.1011 | 3124.8602 | 1778.6279 | 328.0944 | 0.016376 | 0 | 0 | 2997.0623 | 1650.8463 | 200.3128 | 127.7815 | 29099.2699 | 16575.5515 | 3124.5421 | 228.7378 | 99.0749 | 2.5292 | 27592.7169 | 15198.6615 | 1844.1977 | 1277.8151 | 0.0033092 | 0.0014334 | 3.7e-05 | 0.010684 | 0.0060552 | 0.0010684 | 0.0020564 | 5000000 | no RA
57-1292F | 20566.7671 | 54.9185 | 19986.2667 | 525.5819 | 0.267% | 97.18% | 2.555% | 9020.446 | 18704.631 | 10.6467 | 8199.1384 | 810.661 | 22.098 | 17000.595 | 1681.938 | 57 | 0.012624 | 0.0073176 | 0.0018348 | 1629154.0956 | 24.0909 | 18692.5248 | 1850.1514 | 1908.3132 | 1480689.8499 | 146555.9325 | 1577883.6092 | 1862.3452 | 1434217.995 | 141803.269 | 1014898.7194 | 1199.021 | 922439.0524 | 91260.6459 |  | 1018 | 57-1292F | 20566.7671 | 11546.3211 | 1862.1362 | 54.9185 | 23.8215 | 0.62446 | 19986.2667 | 10996.9176 | 1335.9298 | 525.5819 | 24.0909 | 13.4443 | 1.9929 | 0.019191 | 0.014393 | 0 | 23.6603 | 13.0185 | 1.5815 | 0.4114 | 1850.1514 | 1039.4904 | 168.2134 | 0.099478 | 0.074397 | 0 | 1802.3091 | 991.6732 | 120.4706 | 47.7428 | 18692.5248 | 10493.3864 | 1691.9298 | 54.7999 | 23.7328 | 0.62446 | 18160.2972 | 9992.2259 | 1213.8776 | 477.4278 | 0.0011736 | 0.0005082 | 1.32e-05 | 0.010699 | 0.0060576 | 0.0010698 | 0.0007518 | 5000000 | no RA
57-1295F | 5643.1927 | 1054.7684 | 3633.3065 | 955.1178 | 18.69% | 64.38% | 16.93% | 2233.271 | 4433.6774 | 1.8209 | 2085.1407 | 146.3095 | 3.7757 | 4126.5211 | 303.3806 | 57 | 0.013816 | 0.008174 | 0.002445 | 408441.6137 | 4.7936 | 5226.5337 | 411.8654 | 346.9528 | 378284.7688 | 29809.8921 | 417166.8363 | 340.1306 | 389496.6346 | 27330.0711 | 494689.3044 | 421.2707 | 460418.2197 | 33849.814 |  | 1019 | 57-1295F | 5643.1927 | 3409.9217 | 1209.5153 | 1054.7684 | 456.6245 | 11.6161 | 3633.3065 | 1998.1794 | 242.7815 | 955.1178 | 4.7936 | 2.9728 | 1.018 | 0 | 0 | 0 | 4.046 | 2.2252 | 0.27036 | 0.74762 | 411.8654 | 265.5559 | 108.4848 | 0 | 0 | 0 | 325.1045 | 178.795 | 21.7238 | 86.7609 | 5226.5337 | 3141.393 | 1100.0126 | 1054.7684 | 456.6245 | 11.6161 | 3304.156 | 1817.1593 | 220.7873 | 867.6092 | 0.0017552 | 0.0007598 | 1.94e-05 | 0.010706 | 0.0060592 | 0.0010706 | 0.001355 | 5000000 | no RA
57-1296F | 28508.2505 | 19183.7285 | 6288.6329 | 3035.8891 | 67.29% | 22.06% | 10.65% | 12075.2261 | 24922.2483 | 1482.6198 | 2897.1079 | 7695.4983 | 3063.2298 | 5959.2857 | 15899.7328 | 57 | 0.026297 | 0.015964 | 0.0057268 | 1084079.3134 | 3086.3843 | 9108.0331 | 16313.8332 | 117365.5096 | 346349.9186 | 620363.8852 | 1029367.2371 | 126387.7184 | 246967.4647 | 656012.054 | 626179.0554 | 76964.5794 | 149728.8631 | 399485.6129 |  | 1020 | 57-1296F | 28508.2505 | 16433.0244 | 3586.0022 | 19183.7285 | 9941.7194 | 129.9625 | 6288.6329 | 3455.4159 | 420.1506 | 3035.8891 | 3086.3843 | 1603.7645 | 23.1545 | 3076.365 | 1597.1886 | 20.2675 | 7.6429 | 4.1995 | 0.51063 | 2.3763 | 16313.8332 | 8618.3348 | 414.1004 | 15496.1881 | 8044.8189 | 102.1235 | 541.8711 | 297.742 | 36.203 | 275.7739 | 9108.0331 | 6210.9252 | 3148.7474 | 611.1753 | 299.7119 | 7.5715 | 5739.1189 | 3153.4743 | 383.437 | 2757.7389 | 0.011173 | 0.0054922 | 0.0002388 | 0.010707 | 0.0060546 | 0.0010706 | 0.0044174 | 5000000 | no RA
57-463AE | 79130.1471 | 2506.8516 | 72575.2192 | 4048.0763 | 3.168% | 91.72% | 5.116% | 34088.2013 | 70199.0522 | 48.7989 | 31233.8648 | 2805.5376 | 101.8095 | 64280.5025 | 5816.7402 | 57 | 0.026238 | 0.016076 | 0.0069982 | 3015837.4844 | 111.2464 | 72420.0673 | 6598.8334 | 4239.8647 | 2760100.4361 | 251497.1836 | 2801778.1436 | 4010.8767 | 2567174.4621 | 230592.8047 | 1276198.8626 | 1850.8679 | 1168601.3081 | 105746.6866 |  | 1021 | 57-463AE | 79130.1471 | 45041.9458 | 8931.0949 | 2506.8516 | 1091.0202 | 27.1886 | 72575.2192 | 39902.8493 | 4855.83 | 4048.0763 | 111.2464 | 62.4476 | 9.4369 | 14.4381 | 7.7946 | 0.0030775 | 93.6396 | 51.4844 | 6.2652 | 3.1686 | 6598.8334 | 3793.2958 | 782.0932 | 38.0082 | 20.5222 | 0.008799 | 6193.1064 | 3405.0547 | 414.3656 | 367.7189 | 72420.0673 | 41186.2024 | 8139.5647 | 2454.4053 | 1062.7034 | 27.1767 | 66288.4732 | 36446.3102 | 4435.1993 | 3677.1888 | 0.0097828 | 0.0042358 | 0.0001076 | 0.010628 | 0.0060126 | 0.0010628 | 0.0058278 | 5000000 | no RA
57-736 | 114250.6706 | 558.1371 | 112390.8067 | 1301.7267 | 0.4885% | 98.37% | 1.139% | 50932.2153 | 105424.1382 | 57.5129 | 46209.1737 | 4665.5287 | 119.1403 | 95638.4929 | 9666.5051 | 57 | 0.015165 | 0.009042 | 0.0029754 | 7533640.4299 | 128.6928 | 103644.247 | 10477.7307 | 8485.949 | 6834257.3913 | 690897.0895 | 7002704.628 | 7907.493 | 6353330.4497 | 641466.6854 | 2966502.7841 | 3352.4576 | 2691147.0199 | 272003.3066 |  | 1022 | 57-736 | 114250.6706 | 63318.4552 | 8826.5324 | 558.1371 | 241.7676 | 6.2078 | 112390.8067 | 61774.9609 | 7518.5979 | 1301.7267 | 128.6928 | 71.1799 | 9.5525 | 0.11035 | 0.046379 | 0 | 127.5635 | 70.1146 | 8.5336 | 1.0189 | 10477.7307 | 5812.202 | 811.2257 | 0.56845 | 0.23717 | 0 | 10358.9161 | 5693.7187 | 692.9795 | 118.2462 | 103644.247 | 57435.0733 | 8005.7542 | 557.4583 | 241.484 | 6.2078 | 101904.3271 | 56011.1277 | 6817.0848 | 1182.4616 | 0.0026816 | 0.0011618 | 2.92e-05 | 0.010597 | 0.0059938 | 0.0010598 | 0.0018864 | 5000000 | no RA
570-489F | 35.1516 | 2.3029 | 0 | 32.8487 | 6.551% | 0% | 93.45% | 1.3063 | 2.2791 | 0 | 1.3063 | 0 | 0 | 2.2791 | 0 | 570 | 0.0001616 | 9.58e-05 | 4.68e-05 | 217522.1634 | 0.025712 | 32.142 | 2.9839 | 159.1112 | 198898.2995 | 18464.7527 | 353290.8911 | 0 | 353290.8911 | 0 | 702403.4223 | 0 | 702403.4223 | 0 |  | 1023 | 570-489F | 35.1516 | 33.8453 | 32.8725 | 2.3029 | 0.99661 | 0.023823 | 0 | 0 | 0 | 32.8487 | 0.025712 | 0.025712 | 0.025712 | 0 | 0 | 0 | 0 | 0 | 0 | 0.025712 | 2.9839 | 2.9839 | 2.9839 | 0 | 0 | 0 | 0 | 0 | 0 | 2.9839 | 32.142 | 30.8357 | 29.8629 | 2.3029 | 0.99661 | 0.023823 | 0 | 0 | 0 | 29.839 | 0.000116 | 5.02e-05 | 1.2e-06 | 0 | 0 | 0 | 4.56e-05 | 5000000 | no RA
570-490F | 15084.4575 | 359.1261 | 14304.4826 | 420.8488 | 2.381% | 94.83% | 2.79% | 6654.9855 | 13701.902 | 55.869 | 5815.5432 | 783.5734 | 67.9181 | 12235.4611 | 1398.5227 | 570 | 0.009473 | 0.005495 | 0.0013848 | 1592363.2988 | 69.6576 | 13494.9965 | 1519.8034 | 7353.2806 | 1424574.7429 | 160435.2752 | 1534025.8396 | 12878.2468 | 1340527.8507 | 180619.7421 | 998379.2095 | 4948.8064 | 891528.0521 | 101902.3509 |  | 1024 | 570-490F | 15084.4575 | 8429.472 | 1382.5555 | 359.1261 | 40.8917 | 1.3871 | 14304.4826 | 7967.7315 | 960.3196 | 420.8488 | 69.6576 | 13.7886 | 1.7395 | 50.3136 | 2.8679 | 0.13354 | 19.0146 | 10.5913 | 1.2765 | 0.32942 | 1519.8034 | 736.23 | 121.2806 | 254.5086 | 14.5138 | 0.67355 | 1227.0658 | 683.4872 | 82.378 | 38.229 | 13494.9965 | 7679.4534 | 1259.5354 | 54.3039 | 23.51 | 0.58006 | 13058.4023 | 7273.653 | 876.665 | 382.2904 | 0.001404 | 0.0006078 | 1.52e-05 | 0.0074438 | 0.004262 | 0.0007444 | 0.0006252 | 5000000 | no RA
570-491F | 488.1594 | 37.5875 | 0 | 450.5719 | 7.7% | 0% | 92.3% | 21.2674 | 37.1832 | 0.096356 | 20.6866 | 0.48444 | 0.17992 | 36.0992 | 0.90404 | 570 | 0.001908 | 0.001196 | 0.0006658 | 255848.7396 | 0.5326 | 445.7937 | 41.8331 | 279.1423 | 233644.5121 | 21925.0852 | 390377.9079 | 1768.6736 | 379716.9352 | 8892.2991 | 677344.8292 | 3277.4468 | 657598.9761 | 16468.4063 |  | 1025 | 570-491F | 488.1594 | 466.892 | 450.9762 | 37.5875 | 16.3201 | 0.40428 | 0 | 0 | 0 | 450.5719 | 0.5326 | 0.43625 | 0.35269 | 0.17992 | 0.083562 | 0 | 0 | 0 | 0 | 0.35269 | 41.8331 | 41.3486 | 40.929 | 0.90404 | 0.4196 | 0 | 0 | 0 | 0 | 40.929 | 445.7937 | 425.1071 | 409.6945 | 36.5035 | 15.8169 | 0.40428 | 0 | 0 | 0 | 409.2902 | 0.0012562 | 0.0005442 | 1.4e-05 | 0 | 0 | 0 | 0.0006518 | 5000000 | no RA
571-33 | 40799.095 | 6848.2222 | 30294.7164 | 3656.1564 | 16.79% | 74.25% | 8.961% | 17491.2904 | 35043.7441 | 21.416 | 16269.1279 | 1200.7465 | 43.4876 | 32511.2801 | 2488.9764 | 571 | 0.024717 | 0.015161 | 0.0064818 | 1650622.4356 | 48.7793 | 37754.4837 | 2995.832 | 1973.4804 | 1527445.5942 | 121203.361 | 1537393.2808 | 1882.3541 | 1429971.5677 | 105539.359 | 887924.784 | 1101.872 | 823758.1929 | 63064.719 |  | 1026 | 571-33 | 40799.095 | 23307.8046 | 5755.3509 | 6848.2222 | 2967.9471 | 74.966 | 30294.7164 | 16683.7011 | 2024.2285 | 3656.1564 | 48.7793 | 27.3633 | 5.2917 | 9.5524 | 4.4747 | 0 | 36.365 | 20.0267 | 2.4298 | 2.8619 | 2995.832 | 1795.0855 | 506.8555 | 48.5783 | 22.7778 | 0 | 2615.136 | 1440.19 | 174.7378 | 332.1177 | 37754.4837 | 21485.3558 | 5243.2037 | 6790.0915 | 2940.6946 | 74.966 | 27643.2154 | 15223.4844 | 1847.0608 | 3321.1768 | 0.0087296 | 0.0037964 | 9.68e-05 | 0.01067 | 0.0060462 | 0.001067 | 0.005318 | 5000000 | no RA
571-49F | 14437.3441 | 10920.4368 | 0 | 3516.9072 | 75.64% | 0% | 24.36% | 6178.5309 | 10805.5266 | 41.4422 | 5981.7169 | 155.3719 | 76.7059 | 10441.2297 | 287.5911 | 571 | 0.013087 | 0.0085364 | 0.005147 | 1103148.3761 | 79.4588 | 13750.8256 | 607.0596 | 6071.3951 | 1050691.9354 | 46385.0457 | 967481.9754 | 6489.3322 | 936663.3132 | 24329.33 | 705618.3047 | 5009.0195 | 681829.125 | 18780.1602 |  | 1027 | 571-49F | 14437.3441 | 8258.8131 | 3631.8174 | 10920.4368 | 4741.9059 | 114.9102 | 0 | 0 | 0 | 3516.9072 | 79.4588 | 38.0166 | 2.7529 | 76.7059 | 35.2638 | 0 | 0 | 0 | 0 | 2.7529 | 607.0596 | 451.6877 | 319.4686 | 287.5911 | 132.2192 | 0 | 0 | 0 | 0 | 319.4686 | 13750.8256 | 7769.1088 | 3309.596 | 10556.1398 | 4574.423 | 114.9102 | 0 | 0 | 0 | 3194.6858 | 0.008028 | 0.003477 | 8.76e-05 | 0 | 0 | 0 | 0.0050594 | 5000000 | no RA
572-493F | 120.3032 | 2.4971 | 0 | 117.8061 | 2.076% | 0% | 97.92% | 1.4182 | 2.4679 | 0 | 1.4182 | 0 | 0 | 2.4679 | 0 | 572 | 0.000542 | 0.0003422 | 0.0001938 | 221961.6675 | 0.092213 | 109.5097 | 10.7013 | 170.1347 | 202047.5057 | 19744.0271 | 347413.828 | 0 | 347413.828 | 0 | 608025.4915 | 0 | 608025.4915 | 0 |  | 1028 | 572-493F | 120.3032 | 118.885 | 117.8353 | 2.4971 | 1.0789 | 0.029238 | 0 | 0 | 0 | 117.8061 | 0.092213 | 0.092213 | 0.092213 | 0 | 0 | 0 | 0 | 0 | 0 | 0.092213 | 10.7013 | 10.7013 | 10.7013 | 0 | 0 | 0 | 0 | 0 | 0 | 10.7013 | 109.5097 | 108.0915 | 107.0419 | 2.4971 | 1.0789 | 0.029238 | 0 | 0 | 0 | 107.0126 | 0.000352 | 0.0001522 | 3.8e-06 | 0 | 0 | 0 | 0.00019 | 5000000 | no RA
576-201F | 1134056.2617 | 0 | 1134056.2617 | 0 | 0% | 100% | 0% | 41034.5441 | 85616.0131 | 54.9898 | 37531.356 | 3448.1983 | 114.7328 | 78306.8299 | 7194.4504 | 576 | 0.1419 | 0.1419 | 0.1419 | 7991770.8692 | 1519.7327 | 1037239.9693 | 95296.5597 | 10709.6586 | 7309499.9349 | 671561.2758 | 7702597.6726 | 10322.1417 | 7045013.941 | 647261.59 | 7388429.0578 | 9901.1288 | 6757666.4297 | 620861.4993 |  | 1029 | 576-201F | 1134056.2617 | 1093021.7175 | 1048440.2486 | 0 | 0 | 0 | 1134056.2617 | 1093021.7175 | 1048440.2486 | 0 | 1519.7327 | 1464.7429 | 1404.9999 | 0 | 0 | 0 | 1519.7327 | 1464.7429 | 1404.9999 | 0 | 95296.5597 | 91848.3614 | 88102.1093 | 0 | 0 | 0 | 95296.5597 | 91848.3614 | 88102.1093 | 0 | 1037239.9693 | 999708.6133 | 958933.1394 | 0 | 0 | 0 | 1037239.9693 | 999708.6133 | 958933.1394 | 0 | 0 | 0 | 0 | 0.1419 | 0.1419 | 0.1419 | 0 | 5000000 | no RA
578-227AE | 205183.0682 | 6611.4837 | 193137.2041 | 5434.3803 | 3.222% | 94.13% | 2.649% | 90525.3271 | 186695.9728 | 210.5832 | 82127.3143 | 8187.4296 | 438.4171 | 169272.636 | 16984.9197 | 578 | 0.032265 | 0.019819 | 0.0090522 | 6359229.024 | 459.9004 | 186071.0269 | 18652.1408 | 14253.672 | 5766890.4439 | 578084.9081 | 5785360.2687 | 13458.1112 | 5248653.7857 | 523248.3719 | 2042276.5029 | 4795.8664 | 1851681.7577 | 185798.8789 |  | 1030 | 578-227AE | 205183.0682 | 114657.741 | 18487.0954 | 6611.4837 | 2978.6013 | 118.091 | 193137.2041 | 106244.7594 | 12934.6241 | 5434.3803 | 459.9004 | 249.3172 | 21.4833 | 227.6535 | 119.6444 | 1.9606 | 227.9932 | 125.419 | 15.269 | 4.2538 | 18652.1408 | 10464.7112 | 1667.2211 | 728.6649 | 382.9164 | 6.2773 | 17429.8281 | 9588.1469 | 1167.2959 | 493.6479 | 186071.0269 | 103943.7127 | 16798.3909 | 5655.1654 | 2476.0405 | 109.8531 | 175479.3829 | 96531.1935 | 11752.0592 | 4936.4787 | 0.013935 | 0.0060484 | 0.0001798 | 0.010509 | 0.0059486 | 0.0010508 | 0.0078216 | 5000000 | no RA
578-242F | 98974.4079 | 1093.3137 | 95983.968 | 1897.1262 | 1.105% | 96.98% | 1.917% | 43764.5881 | 90636.9114 | 84.5697 | 39122.579 | 4557.4393 | 162.6713 | 81076.3883 | 9397.8519 | 578 | 0.017989 | 0.010733 | 0.0038022 | 5501818.178 | 174.7644 | 88560.9722 | 10238.6713 | 9714.857 | 4922953.0816 | 569150.2394 | 5144027.6386 | 9940.2078 | 4598412.4749 | 535674.956 | 2192808.5206 | 3935.5591 | 1961507.6494 | 227365.3121 |  | 1031 | 578-242F | 98974.4079 | 55209.8198 | 8337.4966 | 1093.3137 | 458.9805 | 18.5363 | 95983.968 | 52853.7132 | 6421.834 | 1897.1262 | 174.7644 | 90.1947 | 12.0932 | 36.7867 | 13.5498 | 1.4761 | 136.4928 | 75.16 | 9.1321 | 1.485 | 10238.6713 | 5681.232 | 840.8195 | 187.2112 | 68.944 | 7.5226 | 9879.1291 | 5439.957 | 660.9659 | 172.331 | 88560.9722 | 49438.3931 | 7484.5839 | 869.3159 | 376.4867 | 9.5376 | 85968.3461 | 47338.5962 | 5751.7361 | 1723.3102 | 0.0046836 | 0.0020286 | 5.18e-05 | 0.010617 | 0.0060154 | 0.0010616 | 0.0026888 | 5000000 | no RA
579-32AE | 11053.0805 | 0 | 11053.0805 | 0 | 0% | 100% | 0% | 1762.1315 | 3682.0818 | 2.2246 | 1545.1864 | 214.7206 | 4.6484 | 3228.7616 | 448.6718 | 579 | 0.014554 | 0.014554 | 0.014554 | 759473.9808 | 13.9537 | 9692.2785 | 1346.8484 | 958.7808 | 665971.2 | 92544 | 638395.2422 | 805.9277 | 559799.0929 | 77790.2216 | 506472.541 | 639.3848 | 444118.0797 | 61715.0765 |  | 1032 | 579-32AE | 11053.0805 | 9290.949 | 7370.9988 | 0 | 0 | 0 | 11053.0805 | 9290.949 | 7370.9988 | 0 | 13.9537 | 11.7291 | 9.3054 | 0 | 0 | 0 | 13.9537 | 11.7291 | 9.3054 | 0 | 1346.8484 | 1132.1278 | 898.1765 | 0 | 0 | 0 | 1346.8484 | 1132.1278 | 898.1765 | 0 | 9692.2785 | 8147.0921 | 6463.5169 | 0 | 0 | 0 | 9692.2785 | 8147.0921 | 6463.5169 | 0 | 0 | 0 | 0 | 0.014554 | 0.014554 | 0.014554 | 0 | 5000000 | no RA
579-350F | 139421.4138 | 2991.7368 | 135715.0338 | 714.6432 | 2.146% | 97.34% | 0.5126% | 62163.3243 | 129625.0117 | 115.6775 | 56431.2028 | 5616.444 | 229.3647 | 117693.6358 | 11702.0113 | 579 | 0.016794 | 0.0098286 | 0.0024752 | 8302056.369 | 243.695 | 126587.7263 | 12589.9925 | 14511.1818 | 7537855.273 | 749689.9142 | 7860538.5806 | 14627.3989 | 7135713.0855 | 710198.0962 | 3957822.443 | 7003.1591 | 3593523.4019 | 357295.8819 |  | 1033 | 579-350F | 139421.4138 | 77258.0895 | 9796.4021 | 2991.7368 | 1276.1572 | 28.305 | 135715.0338 | 75267.2891 | 9053.4539 | 714.6432 | 243.695 | 128.0174 | 14.3303 | 36.7035 | 12.9712 | 0 | 206.4321 | 114.4868 | 13.7709 | 0.55939 | 12589.9925 | 6973.5486 | 887.9813 | 186.9964 | 65.9574 | 0 | 12338.0794 | 6842.6744 | 823.0645 | 64.9167 | 126587.7263 | 70156.5235 | 8894.0905 | 2768.0369 | 1197.2285 | 28.305 | 123170.5223 | 68310.1279 | 8216.6184 | 649.1671 | 0.0013832 | 0.0005984 | 1.48e-05 | 0.014389 | 0.0082086 | 0.0014388 | 0.0010216 | 5000000 | no RA
58-110F | 86251.0139 | 5478.8225 | 76584.5152 | 4187.6761 | 6.352% | 88.79% | 4.855% | 37311.7975 | 76906.2901 | 399.7234 | 32661.9419 | 4250.1323 | 698.0493 | 67853.1561 | 8355.0848 | 58 | 0.033104 | 0.019716 | 0.0075804 | 2605471.6954 | 712.257 | 76357.7437 | 9181.0133 | 21515.8674 | 2306615.6651 | 277340.1629 | 2482182.9961 | 26591.7641 | 2172849.3975 | 282741.8344 | 1232748.1107 | 11189.1874 | 1087633.4025 | 133925.5207 |  | 1034 | 58-110F | 86251.0139 | 48939.2164 | 9344.7238 | 5478.8225 | 2325.1422 | 49.0186 | 76584.5152 | 42426.398 | 5108.029 | 4187.6761 | 712.257 | 312.5336 | 14.2077 | 610.4573 | 254.6765 | 4.3586 | 98.5217 | 54.5792 | 6.5712 | 3.2779 | 9181.0133 | 4930.881 | 825.9285 | 2375.0257 | 990.825 | 16.9553 | 6425.5877 | 3559.6562 | 428.5734 | 380.3998 | 76357.7437 | 43695.8018 | 8504.5875 | 2493.3395 | 1079.6407 | 27.7048 | 70060.4058 | 38812.1626 | 4672.8844 | 3803.9984 | 0.012614 | 0.0054622 | 0.000139 | 0.014498 | 0.0082624 | 0.0014498 | 0.0059916 | 5000000 | no RA
58-522 | 26957.1423 | 2965.4479 | 23387.9595 | 603.7348 | 11% | 86.76% | 2.24% | 12191.4644 | 24761.0814 | 46.3718 | 11057.8645 | 1087.228 | 91.8383 | 22433.1915 | 2236.0516 | 58 | 0.012983 | 0.0075824 | 0.0019538 | 2076341.545 | 94.5444 | 24429.9424 | 2432.6554 | 7282.1714 | 1881687.0097 | 187372.3639 | 1947362.0352 | 7407.0485 | 1766290.3184 | 173664.6683 | 1123994.7419 | 4168.8698 | 1018323.4301 | 101502.442 |  | 1035 | 58-522 | 26957.1423 | 14765.6779 | 2196.0609 | 2965.4479 | 1300.77 | 30.2474 | 23387.9595 | 12861.173 | 1562.0787 | 603.7348 | 94.5444 | 48.1726 | 2.7062 | 60.6298 | 29.31 | 0 | 33.4421 | 18.39 | 2.2336 | 0.47257 | 2432.6554 | 1345.4274 | 196.6038 | 255.3089 | 123.408 | 0 | 2122.5044 | 1167.1774 | 141.7618 | 54.842 | 24429.9424 | 13372.078 | 1996.7509 | 2649.5092 | 1148.052 | 30.2474 | 21232.013 | 11675.6057 | 1418.0833 | 548.4202 | 0.0014036 | 0.0006542 | 1.72e-05 | 0.010714 | 0.006063 | 0.0010714 | 0.0008652 | 5000000 | no RA
58-729F | 152.2195 | 0 | 152.2195 | 0 | 0% | 100% | 0% | 24.1871 | 50.7065 | 0.32457 | 18.8329 | 5.0296 | 0.68043 | 39.4818 | 10.5442 | 58 | 0.014594 | 0.014594 | 0.014594 | 10430.568 | 2.0426 | 118.5234 | 31.6535 | 139.968 | 8121.6 | 2169 | 8773.191 | 117.7276 | 6831.1091 | 1824.3543 | 6955.9992 | 93.3427 | 5416.1809 | 1446.4756 |  | 1036 | 58-729F | 152.2195 | 128.0324 | 101.5131 | 0 | 0 | 0 | 152.2195 | 128.0324 | 101.5131 | 0 | 2.0426 | 1.7181 | 1.3622 | 0 | 0 | 0 | 2.0426 | 1.7181 | 1.3622 | 0 | 31.6535 | 26.6239 | 21.1093 | 0 | 0 | 0 | 31.6535 | 26.6239 | 21.1093 | 0 | 118.5234 | 99.6905 | 79.0416 | 0 | 0 | 0 | 118.5234 | 99.6905 | 79.0416 | 0 | 0 | 0 | 0 | 0.014594 | 0.014594 | 0.014594 | 0 | 5000000 | no RA
58-753F | 17277.0959 | 24.2504 | 17111.8064 | 141.0392 | 0.1404% | 99.04% | 0.8163% | 7723.2403 | 15993.3264 | 10.1755 | 7051.1838 | 661.881 | 21.0774 | 14601.2388 | 1371.0102 | 58 | 0.011461 | 0.0065562 | 0.0012984 | 1507521.0664 | 22.6956 | 15772.4945 | 1481.9058 | 1980.3195 | 1376236.3676 | 129304.3794 | 1457224.5624 | 1919.9157 | 1330420.6315 | 124884.0152 | 988731.9278 | 1303.0341 | 902670.9409 | 84757.9528 |  | 1037 | 58-753F | 17277.0959 | 9553.8557 | 1283.7695 | 24.2504 | 10.5094 | 0.2635 | 17111.8064 | 9402.3072 | 1142.4669 | 141.0392 | 22.6956 | 12.5202 | 1.6183 | 0 | 0 | 0 | 22.5853 | 12.4098 | 1.5079 | 0.1104 | 1481.9058 | 820.0248 | 110.8955 | 0 | 0 | 0 | 1469.0941 | 807.2131 | 98.0838 | 12.8117 | 15772.4945 | 8721.3107 | 1171.2557 | 24.2504 | 10.5094 | 0.2635 | 15620.1271 | 8582.6843 | 1042.8752 | 128.117 | 0.000388 | 0.000205 | 5.2e-06 | 0.010866 | 0.0061446 | 0.0010866 | 0.0002066 | 5000000 | no RA
58-754F | 108995.053 | 11808.2619 | 95397.9116 | 1788.8795 | 10.83% | 87.52% | 1.641% | 49648.5687 | 100699.1777 | 50.8837 | 45947.9087 | 3649.7763 | 105.3961 | 93030.2037 | 7563.578 | 58 | 0.017828 | 0.010644 | 0.0037594 | 6113563.362 | 114.3647 | 100612.7276 | 8267.9607 | 6414.7504 | 5643396.3586 | 463752.2531 | 5575371.4938 | 5714.0736 | 5159799.505 | 409857.9151 | 2206701.9498 | 2309.6285 | 2038645.5621 | 165746.7592 |  | 1038 | 58-754F | 108995.053 | 59346.4843 | 8295.8753 | 11808.2619 | 5114.8687 | 130.2751 | 95397.9116 | 52442.7361 | 6376.7207 | 1788.8795 | 114.3647 | 63.481 | 8.9687 | 0.24069 | 0.11355 | 0.033585 | 112.7238 | 61.9672 | 7.5348 | 1.4002 | 8267.9607 | 4618.1843 | 704.3826 | 1.2488 | 0.58722 | 0.17134 | 8104.2137 | 4455.099 | 541.7132 | 162.4981 | 100612.7276 | 54664.819 | 7582.524 | 11806.7724 | 5114.1679 | 130.0701 | 87180.9741 | 47925.6699 | 5827.4727 | 1624.9812 | 0.0044078 | 0.0019088 | 4.84e-05 | 0.010788 | 0.0061034 | 0.0010788 | 0.0026322 | 5000000 | no RA
58-756F | 14406.9725 | 185.3872 | 13907.6757 | 313.9096 | 1.287% | 96.53% | 2.179% | 6370.881 | 13161.3732 | 16.9145 | 5710.2697 | 643.6968 | 35.5093 | 11790.5884 | 1335.2756 | 58 | 0.012057 | 0.0069118 | 0.0015402 | 1194905.2434 | 38.1905 | 12909.9152 | 1458.8668 | 3167.4946 | 1070740.2519 | 120997.4969 | 1162662.6231 | 3086.8275 | 1042103.4634 | 117472.3322 | 808725.6737 | 2181.9342 | 724495.1849 | 82048.5546 |  | 1039 | 58-756F | 14406.9725 | 8036.0915 | 1245.5993 | 185.3872 | 82.4361 | 2.1914 | 13907.6757 | 7639.7459 | 929.4983 | 313.9096 | 38.1905 | 21.276 | 2.6812 | 1.5033 | 1.0123 | 0 | 36.4415 | 20.018 | 2.4355 | 0.24571 | 1458.8668 | 815.17 | 123.5912 | 7.7664 | 5.2023 | 0 | 1422.5855 | 781.4528 | 95.0763 | 28.5149 | 12909.9152 | 7199.6455 | 1119.3268 | 176.1174 | 76.2214 | 2.1914 | 12448.6488 | 6838.2751 | 831.9864 | 285.149 | 0.000741 | 0.000321 | 8e-06 | 0.010871 | 0.0061456 | 0.001087 | 0.0004452 | 5000000 | no RA
580-690AE | 292.1014 | 224.7648 | 0 | 67.3366 | 76.95% | 0% | 23.05% | 154.8701 | 223.9397 | 17.9222 | 46.392 | 90.5559 | 23.6159 | 80.9568 | 119.3669 | 580 | 0.0002812 | 0.00018 | 0.0001046 | 1038767.3733 | 23.6686 | 142.9491 | 125.4836 | 84170.1263 | 508353.9388 | 446243.3081 | 762396.1461 | 88227.3691 | 228379.1665 | 445789.6105 | 651641.6727 | 68719.9613 | 235576.1507 | 347345.5607 |  | 1040 | 580-690AE | 292.1014 | 137.2313 | 68.1617 | 224.7648 | 69.8947 | 0.82515 | 0 | 0 | 0 | 67.3366 | 23.6686 | 5.7465 | 0.052708 | 23.6159 | 5.6938 | 0 | 0 | 0 | 0 | 0.052708 | 125.4836 | 34.9277 | 6.1167 | 119.3669 | 28.811 | 0 | 0 | 0 | 0 | 6.1167 | 142.9491 | 96.5571 | 61.9923 | 81.782 | 35.39 | 0.82515 | 0 | 0 | 0 | 61.1671 | 0.0001784 | 7.72e-05 | 1.8e-06 | 0 | 0 | 0 | 0.0001028 | 5000000 | no RA
581-49 | 14535.4616 | 12179.731 | 0 | 2355.7306 | 83.79% | 0% | 16.21% | 6844.38 | 12063.708 | 149.2785 | 5944.5766 | 750.5249 | 280.9679 | 10370.2469 | 1412.4932 | 581 | 0.0089802 | 0.0058108 | 0.003451 | 1618612.2339 | 282.8118 | 12626.1668 | 1626.4829 | 31492.823 | 1406000.625 | 181118.786 | 1323583.9507 | 28867.8636 | 1149577.6433 | 145138.4438 | 716242.7047 | 16681.5381 | 615699.0596 | 83862.107 |  | 1041 | 581-49 | 14535.4616 | 7691.0816 | 2471.7536 | 12179.731 | 5335.3511 | 116.023 | 0 | 0 | 0 | 2355.7306 | 282.8118 | 133.5333 | 1.844 | 280.9679 | 131.6894 | 0 | 0 | 0 | 0 | 1.844 | 1626.4829 | 875.9581 | 213.9897 | 1412.4932 | 661.9684 | 0 | 0 | 0 | 0 | 213.9897 | 12626.1668 | 6681.5902 | 2255.9199 | 10486.2699 | 4541.6933 | 116.023 | 0 | 0 | 0 | 2139.8969 | 0.0055902 | 0.0024208 | 6.1e-05 | 0 | 0 | 0 | 0.00339 | 5000000 | no RA
583-318F | 30826.5353 | 29981.1677 | 0 | 845.3676 | 97.26% | 0% | 2.742% | 12552.4136 | 29595.2993 | 2991.5505 | 0 | 9560.8631 | 7053.2934 | 0 | 22542.0059 | 583 | 0.0076984 | 0.0047238 | 0.0013148 | 4004278.201 | 7145.8197 | 767.9145 | 22912.8011 | 928221.4083 | 99749.8789 | 2976306.9139 | 3868521.46 | 921964.3019 | 0 | 2946557.1582 | 936443.5381 | 223177.7064 | 0 | 713265.8317 |  | 1042 | 583-318F | 30826.5353 | 18274.1217 | 1231.236 | 29981.1677 | 17428.754 | 385.8683 | 0 | 0 | 0 | 845.3676 | 7145.8197 | 4154.2692 | 92.5263 | 7145.158 | 4153.6075 | 91.8646 | 0 | 0 | 0 | 0.66171 | 22912.8011 | 13351.938 | 370.7952 | 22836.0097 | 13275.1466 | 294.0038 | 0 | 0 | 0 | 76.7914 | 767.9145 | 767.9145 | 767.9145 | 0 | 0 | 0 | 0 | 0 | 0 | 767.9145 | 0.0064722 | 0.0034976 | 8.86e-05 | 0 | 0 | 0 | 0.0012262 | 5000000 | no RA
586-3 | 150802.4967 | 89743.1763 | 58403.3283 | 2655.9921 | 59.51% | 38.73% | 1.761% | 75338.9492 | 143261.072 | 9211.79 | 22957.5442 | 43169.615 | 16707.5115 | 47237.659 | 79315.9015 | 586 | 0.028089 | 0.015764 | 0.0050586 | 5368738.5337 | 16899.3179 | 52942.8841 | 80960.2947 | 601634.7278 | 1884826.2328 | 2882277.573 | 4786959.6984 | 585307.7077 | 1458698.8538 | 2742953.1369 | 1490812.6021 | 173862.7835 | 491567.572 | 825382.2466 |  | 1043 | 586-3 | 150802.4967 | 75463.5475 | 7541.4246 | 89743.1763 | 40734.6539 | 981.8867 | 58403.3283 | 32072.9015 | 3903.5459 | 2655.9921 | 16899.3179 | 7687.5278 | 191.8063 | 16802.8404 | 7633.6088 | 183.418 | 94.3985 | 51.8401 | 6.3094 | 2.079 | 80960.2947 | 37790.6798 | 1644.3933 | 71421.1086 | 32443.3479 | 781.6765 | 9297.9213 | 5106.0671 | 621.452 | 241.2648 | 52942.8841 | 29985.3399 | 5705.225 | 1519.2272 | 657.6973 | 16.7922 | 49011.0086 | 26914.9943 | 3275.7846 | 2412.6483 | 0.013428 | 0.0058144 | 0.0001482 | 0.010834 | 0.006123 | 0.0010834 | 0.003827 | 5000000 | no RA
59-1189F | 9138.4832 | 0 | 9138.4832 | 0 | 0% | 100% | 0% | 1466.3408 | 3032.7941 | 3.6574 | 1305.9836 | 156.6997 | 7.5646 | 2701.1315 | 324.098 | 59 | 0.010893 | 0.010893 | 0.010893 | 838931.7216 | 22.7938 | 8139.1102 | 976.5792 | 2092.5216 | 747187.2 | 89652 | 704318.5947 | 1756.7602 | 627295.1959 | 75266.6385 | 560514.9308 | 1398.0752 | 499217.7205 | 59899.1352 |  | 1044 | 59-1189F | 9138.4832 | 7672.1425 | 6105.6891 | 0 | 0 | 0 | 9138.4832 | 7672.1425 | 6105.6891 | 0 | 22.7938 | 19.1364 | 15.2292 | 0 | 0 | 0 | 22.7938 | 19.1364 | 15.2292 | 0 | 976.5792 | 819.8795 | 652.4813 | 0 | 0 | 0 | 976.5792 | 819.8795 | 652.4813 | 0 | 8139.1102 | 6833.1266 | 5437.9786 | 0 | 0 | 0 | 8139.1102 | 6833.1266 | 5437.9786 | 0 | 0 | 0 | 0 | 0.010893 | 0.010893 | 0.010893 | 0 | 5000000 | no RA
59-1190F | 22145.5319 | 0 | 22145.5319 | 0 | 0% | 100% | 0% | 3464.0133 | 7281.3715 | 4.4922 | 3167.476 | 292.0451 | 9.4426 | 6658.0487 | 613.8802 | 59 | 0.0074206 | 0.0074206 | 0.0074206 | 2984331.7152 | 28.7186 | 20249.7607 | 1867.0526 | 3870.1152 | 2728857.6 | 251604 | 2517521.3091 | 3264.7502 | 2302008.5611 | 212247.9978 | 2003094.1503 | 2597.6352 | 1831619.0079 | 168877.5072 |  | 1045 | 59-1190F | 22145.5319 | 18681.5186 | 14864.1605 | 0 | 0 | 0 | 22145.5319 | 18681.5186 | 14864.1605 | 0 | 28.7186 | 24.2264 | 19.276 | 0 | 0 | 0 | 28.7186 | 24.2264 | 19.276 | 0 | 1867.0526 | 1575.0075 | 1253.1724 | 0 | 0 | 0 | 1867.0526 | 1575.0075 | 1253.1724 | 0 | 20249.7607 | 17082.2847 | 13591.712 | 0 | 0 | 0 | 20249.7607 | 17082.2847 | 13591.712 | 0 | 0 | 0 | 0 | 0.0074206 | 0.0074206 | 0.0074206 | 0 | 5000000 | no RA
59-1196 | 2519.1764 | 0 | 2519.1764 | 0 | 0% | 100% | 0% | 394.0157 | 828.2103 | 2.8308 | 331.3477 | 59.8372 | 5.9502 | 696.4841 | 125.7761 | 59 | 0.0074528 | 0.0074528 | 0.0074528 | 338017.4448 | 18.0987 | 2118.5031 | 382.5746 | 2428.4448 | 284256 | 51333 | 285149.3056 | 2048.6201 | 239796.5024 | 43304.183 | 226890.0372 | 1630.0636 | 190803.331 | 34456.6426 |  | 1046 | 59-1196 | 2519.1764 | 2125.1607 | 1690.9661 | 0 | 0 | 0 | 2519.1764 | 2125.1607 | 1690.9661 | 0 | 18.0987 | 15.268 | 12.1485 | 0 | 0 | 0 | 18.0987 | 15.268 | 12.1485 | 0 | 382.5746 | 322.7374 | 256.7985 | 0 | 0 | 0 | 382.5746 | 322.7374 | 256.7985 | 0 | 2118.5031 | 1787.1554 | 1422.0191 | 0 | 0 | 0 | 2118.5031 | 1787.1554 | 1422.0191 | 0 | 0 | 0 | 0 | 0.0074528 | 0.0074528 | 0.0074528 | 0 | 5000000 | no RA
59-24R | 37307.5122 | 0 | 37307.5122 | 0 | 0% | 100% | 0% | 5842.7399 | 12264.3271 | 7.56 | 5297.9698 | 537.2101 | 15.8689 | 11120.8159 | 1127.6423 | 59 | 0.0074248 | 0.0074248 | 0.0074248 | 5024716.1136 | 48.2724 | 33829.0044 | 3430.2353 | 6501.5136 | 4556217.6 | 461997 | 4237793.9208 | 5483.3097 | 3842667.0902 | 389643.5209 | 3372910.3963 | 4364.2312 | 3058424.2698 | 310121.8953 |  | 1047 | 59-24R | 37307.5122 | 31464.7723 | 25043.1851 | 0 | 0 | 0 | 37307.5122 | 31464.7723 | 25043.1851 | 0 | 48.2724 | 40.7125 | 32.4035 | 0 | 0 | 0 | 48.2724 | 40.7125 | 32.4035 | 0 | 3430.2353 | 2893.0252 | 2302.593 | 0 | 0 | 0 | 3430.2353 | 2893.0252 | 2302.593 | 0 | 33829.0044 | 28531.0346 | 22708.1885 | 0 | 0 | 0 | 33829.0044 | 28531.0346 | 22708.1885 | 0 | 0 | 0 | 0 | 0.0074248 | 0.0074248 | 0.0074248 | 0 | 5000000 | no RA
59-464AE | 6385.0256 | 988.2606 | 4666.4552 | 730.3098 | 15.48% | 73.08% | 11.44% | 2669.2749 | 5308.7907 | 86.0306 | 2079.2881 | 503.9563 | 143.8297 | 4251.6594 | 913.3016 | 59 | 0.014091 | 0.008135 | 0.0021564 | 453121.4964 | 151.2007 | 5202.0931 | 1031.7318 | 10730.1517 | 369173.1799 | 73218.1647 | 456760.9938 | 14721.3758 | 355803.6172 | 86236.0007 | 499088.7297 | 13521.6805 | 399705.9621 | 85861.0871 |  | 1048 | 59-464AE | 6385.0256 | 3715.7507 | 1076.2349 | 988.2606 | 422.6283 | 34.3547 | 4666.4552 | 2562.8126 | 311.5705 | 730.3098 | 151.2007 | 65.1702 | 7.371 | 146.3543 | 62.2508 | 6.514 | 4.2747 | 2.3477 | 0.28542 | 0.57165 | 1031.7318 | 527.7755 | 118.4302 | 555.3174 | 236.2231 | 24.7104 | 410.0746 | 225.2126 | 27.3799 | 66.3398 | 5202.0931 | 3122.8051 | 950.4337 | 286.5889 | 124.1544 | 3.1302 | 4252.1059 | 2335.2524 | 283.9051 | 663.3983 | 0.0021414 | 0.000927 | 2.32e-05 | 0.010907 | 0.0061656 | 0.0010908 | 0.0010424 | 5000000 | no RA
59-465 | 47605.59 | 20762.078 | 21258.7317 | 5584.7802 | 43.61% | 44.66% | 11.73% | 19480.3207 | 40439.0741 | 2032.7531 | 9926.7368 | 7520.8309 | 4255.7874 | 20453.005 | 15730.2817 | 59 | 0.036127 | 0.02246 | 0.009352 | 1317728.8447 | 4292.6715 | 26855.3585 | 16457.56 | 118821.6972 | 743359.7738 | 455547.3737 | 1252215.8659 | 130667.5445 | 638101.264 | 483447.0574 | 766308.367 | 80645.8999 | 387578.3313 | 298084.1358 |  | 1049 | 59-465 | 47605.59 | 28125.2692 | 7166.5158 | 20762.078 | 10849.9752 | 162.2754 | 21258.7317 | 11690.5138 | 1419.4602 | 5584.7802 | 4292.6715 | 2259.9184 | 36.884 | 4260.6983 | 2240.3683 | 30.6695 | 27.6016 | 15.1786 | 1.843 | 4.3715 | 16457.56 | 8936.7291 | 727.2783 | 14185.783 | 7459.1108 | 102.1537 | 1764.467 | 970.3084 | 117.8147 | 507.3099 | 26855.3585 | 16928.6218 | 6402.3535 | 2315.5967 | 1150.4961 | 29.4522 | 19466.663 | 10705.0268 | 1299.8025 | 5073.0988 | 0.01718 | 0.0082428 | 0.0002106 | 0.010895 | 0.0061656 | 0.0010894 | 0.008052 | 5000000 | no RA
59-467 | 21149.2101 | 0 | 21149.2101 | 0 | 0% | 100% | 0% | 3393.1453 | 7018.5986 | 4.7296 | 3099.8068 | 288.6089 | 9.783 | 6411.8386 | 596.9771 | 59 | 0.010913 | 0.010913 | 0.010913 | 1938054.1824 | 29.4791 | 19320.8543 | 1798.8766 | 2701.3824 | 1770508.8 | 164844 | 1627115.8852 | 2267.977 | 1486451.2145 | 138396.6937 | 1294889.5269 | 1804.8989 | 1182945.9275 | 110138.7005 |  | 1050 | 59-467 | 21149.2101 | 17756.0648 | 14130.6115 | 0 | 0 | 0 | 21149.2101 | 17756.0648 | 14130.6115 | 0 | 29.4791 | 24.7495 | 19.6961 | 0 | 0 | 0 | 29.4791 | 24.7495 | 19.6961 | 0 | 1798.8766 | 1510.2678 | 1201.8996 | 0 | 0 | 0 | 1798.8766 | 1510.2678 | 1201.8996 | 0 | 19320.8543 | 16221.0475 | 12909.0157 | 0 | 0 | 0 | 19320.8543 | 16221.0475 | 12909.0157 | 0 | 0 | 0 | 0 | 0.010913 | 0.010913 | 0.010913 | 0 | 5000000 | no RA
59-803F | 5815.8608 | 0 | 5815.8608 | 0 | 0% | 100% | 0% | 909.7535 | 1912.2084 | 2.0083 | 824.2482 | 83.497 | 4.2213 | 1732.4851 | 175.502 | 59 | 0.0074574 | 0.0074574 | 0.0074574 | 779877.8064 | 12.8387 | 5269.2437 | 533.7783 | 1721.6064 | 706579.2 | 71577 | 657884.423 | 1452.3019 | 596051.6449 | 60380.4762 | 523460.236 | 1155.556 | 474261.6238 | 48043.0562 |  | 1051 | 59-803F | 5815.8608 | 4906.1073 | 3903.6524 | 0 | 0 | 0 | 5815.8608 | 4906.1073 | 3903.6524 | 0 | 12.8387 | 10.8304 | 8.6174 | 0 | 0 | 0 | 12.8387 | 10.8304 | 8.6174 | 0 | 533.7783 | 450.2814 | 358.2763 | 0 | 0 | 0 | 533.7783 | 450.2814 | 358.2763 | 0 | 5269.2437 | 4444.9955 | 3536.7586 | 0 | 0 | 0 | 5269.2437 | 4444.9955 | 3536.7586 | 0 | 0 | 0 | 0 | 0.0074574 | 0.0074574 | 0.0074574 | 0 | 5000000 | no RA
59-814F | 24616.7226 | 0 | 24616.7226 | 0 | 0% | 100% | 0% | 3932.8581 | 8169.9657 | 4.9461 | 3599.8743 | 328.0376 | 10.2749 | 7478.2383 | 681.4526 | 59 | 0.010923 | 0.010923 | 0.010923 | 2253700.752 | 30.9591 | 22532.4956 | 2053.2679 | 2834.352 | 2062886.4 | 187980 | 1893641.2381 | 2381.5255 | 1733312.0881 | 157947.6244 | 1505727.1812 | 1893.6679 | 1378241.5972 | 125591.916 |  | 1052 | 59-814F | 24616.7226 | 20683.8645 | 16446.7569 | 0 | 0 | 0 | 24616.7226 | 20683.8645 | 16446.7569 | 0 | 30.9591 | 26.0129 | 20.6842 | 0 | 0 | 0 | 30.9591 | 26.0129 | 20.6842 | 0 | 2053.2679 | 1725.2303 | 1371.8154 | 0 | 0 | 0 | 2053.2679 | 1725.2303 | 1371.8154 | 0 | 22532.4956 | 18932.6213 | 15054.2573 | 0 | 0 | 0 | 22532.4956 | 18932.6213 | 15054.2573 | 0 | 0 | 0 | 0 | 0.010923 | 0.010923 | 0.010923 | 0 | 5000000 | no RA
59-816F | 50974.6874 | 0 | 50974.6874 | 0 | 0% | 100% | 0% | 8136.1756 | 16918.7981 | 10.0281 | 7448.04 | 678.1075 | 20.853 | 15487.8522 | 1410.0929 | 59 | 0.010882 | 0.010882 | 0.010882 | 4684398.48 | 62.828 | 46663.387 | 4248.4724 | 5773.68 | 4288204.8 | 390420 | 3936711.9232 | 4852.131 | 3603755.5382 | 328104.2541 | 3129619.1111 | 3857.3617 | 2864924.4405 | 260837.3089 |  | 1053 | 59-816F | 50974.6874 | 42838.5118 | 34055.8892 | 0 | 0 | 0 | 50974.6874 | 42838.5118 | 34055.8892 | 0 | 62.828 | 52.7999 | 41.975 | 0 | 0 | 0 | 62.828 | 52.7999 | 41.975 | 0 | 4248.4724 | 3570.3649 | 2838.3794 | 0 | 0 | 0 | 4248.4724 | 3570.3649 | 2838.3794 | 0 | 46663.387 | 39215.347 | 31175.5348 | 0 | 0 | 0 | 46663.387 | 39215.347 | 31175.5348 | 0 | 0 | 0 | 0 | 0.010882 | 0.010882 | 0.010882 | 0 | 5000000 | no RA
591-1116F | 321.9715 | 0 | 321.9715 | 0 | 0% | 100% | 0% | 34.7115 | 71.9619 | 0.46579 | 27.0276 | 7.2181 | 0.96566 | 56.032 | 14.9642 | 591 | 0.03593 | 0.03593 | 0.03593 | 8960.9765 | 4.3205 | 250.6981 | 66.9528 | 120.2475 | 6977.3253 | 1863.4036 | 7994.8993 | 107.2837 | 6225.1043 | 1662.5112 | 6958.1633 | 93.3717 | 5417.8659 | 1446.9256 |  | 1054 | 591-1116F | 321.9715 | 287.2599 | 250.0096 | 0 | 0 | 0 | 321.9715 | 287.2599 | 250.0096 | 0 | 4.3205 | 3.8547 | 3.3549 | 0 | 0 | 0 | 4.3205 | 3.8547 | 3.3549 | 0 | 66.9528 | 59.7347 | 51.9886 | 0 | 0 | 0 | 66.9528 | 59.7347 | 51.9886 | 0 | 250.6981 | 223.6705 | 194.6661 | 0 | 0 | 0 | 250.6981 | 223.6705 | 194.6661 | 0 | 0 | 0 | 0 | 0.03593 | 0.03593 | 0.03593 | 0 | 5000000 | no RA
591-1594R | 96688.8022 | 78008.1782 | 16628.3407 | 2052.2833 | 80.68% | 17.2% | 2.123% | 40767.6605 | 92909.4335 | 6700.1552 | 6681.3595 | 27386.1459 | 15571.3005 | 13863.9024 | 63474.2306 | 591 | 0.047196 | 0.027772 | 0.0066604 | 2048673.8695 | 15662.2548 | 16878.9388 | 64147.6086 | 331856.9626 | 357636.4594 | 1359180.4475 | 2013579.9252 | 330931.3748 | 330003.0263 | 1352645.5241 | 567438.7022 | 95100.7688 | 84672.9388 | 387664.9947 |  | 1055 | 591-1594R | 96688.8022 | 55921.1417 | 3779.3687 | 78008.1782 | 44631.7455 | 436.3956 | 16628.3407 | 9237.1129 | 1290.6898 | 2052.2833 | 15662.2548 | 8962.0997 | 90.9543 | 15626.3103 | 8941.4183 | 86.6826 | 34.3381 | 19.075 | 2.6653 | 1.6064 | 64147.6086 | 36761.4627 | 673.378 | 62153.9917 | 35571.135 | 346.6788 | 1807.1917 | 1003.9026 | 140.274 | 186.4252 | 16878.9388 | 10197.5793 | 3015.0364 | 227.8762 | 119.1922 | 3.0342 | 14786.8109 | 8214.1353 | 1147.7505 | 1864.2517 | 0.0083374 | 0.0044816 | 0.0001144 | 0.035903 | 0.020335 | 0.0035902 | 0.0029558 | 5000000 | no RA
591-39AE | 615351.3466 | 59447.9412 | 550142.0782 | 5761.3273 | 9.661% | 89.4% | 0.9363% | 278087.6918 | 566118.6972 | 6707.8775 | 225230.5766 | 46149.2377 | 11750.354 | 466949.2129 | 87419.1304 | 591 | 0.061092 | 0.035932 | 0.012057 | 10072469.6795 | 11990.291 | 510987.3323 | 92373.7233 | 196264.8548 | 8364171.8503 | 1512032.9744 | 9386268.7672 | 226410.3849 | 7602187.3264 | 1557671.0559 | 4083189.5281 | 84750.6406 | 3367919.3878 | 630519.4997 |  | 1056 | 591-39AE | 615351.3466 | 337263.6548 | 49232.6494 | 59447.9412 | 25710.2455 | 893.8747 | 550142.0782 | 305792.0821 | 42577.4474 | 5761.3273 | 11990.291 | 5282.4135 | 239.9371 | 11165.1805 | 4821.7794 | 171.9182 | 820.6008 | 456.1244 | 63.5092 | 4.5097 | 92373.7233 | 46224.4856 | 4954.5929 | 43178.8364 | 18647.4517 | 664.3827 | 48671.5398 | 27053.6868 | 3766.8632 | 523.3471 | 510987.3323 | 285756.7558 | 44038.1195 | 5103.9242 | 2241.0144 | 57.5738 | 500649.9376 | 278282.2708 | 38747.0751 | 5233.4706 | 0.018082 | 0.0079168 | 0.0002004 | 0.034615 | 0.019619 | 0.0034614 | 0.0083956 | 5000000 | no RA
594-1379F | 10626.3819 | 10342.1307 | 0 | 284.2512 | 97.33% | 0% | 2.675% | 6634.1918 | 10327.6534 | 1955.5463 | 3.3652 | 4675.2803 | 3042.028 | 5.8699 | 7279.7555 | 594 | 0.0021822 | 0.0011702 | 0.000417 | 4869572.8579 | 3046.4275 | 264.1425 | 7315.812 | 1396034.9455 | 121044.1193 | 3352493.7931 | 3411545.1108 | 1005613.747 | 1730.5249 | 2404200.8389 | 716375.2099 | 211009.5455 | 407.1664 | 504958.498 |  | 1057 | 594-1379F | 10626.3819 | 3992.1901 | 298.7285 | 10342.1307 | 3707.9389 | 14.4772 | 0 | 0 | 0 | 284.2512 | 3046.4275 | 1090.8811 | 4.3994 | 3046.205 | 1090.6586 | 4.1769 | 0 | 0 | 0 | 0.2225 | 7315.812 | 2640.5317 | 36.0565 | 7289.9912 | 2614.7109 | 10.2357 | 0 | 0 | 0 | 25.8208 | 264.1425 | 260.7772 | 258.2725 | 5.9345 | 2.5693 | 0.064612 | 0 | 0 | 0 | 258.2079 | 0.0017846 | 0.0007726 | 1.94e-05 | 0 | 0 | 0 | 0.0003976 | 5000000 | no RA
595-1454F | 45563.4259 | 25141.3274 | 19532.0243 | 890.0742 | 55.18% | 42.87% | 1.953% | 22656.6719 | 42481.9899 | 3737.6924 | 7971.8839 | 10947.0956 | 6513.0397 | 16632.726 | 19336.2242 | 595 | 0.018776 | 0.010875 | 0.0028914 | 2426658.5319 | 6751.3535 | 18633.7275 | 20178.3449 | 359569.7471 | 992412.0705 | 1074676.7143 | 2106445.6686 | 347502.3146 | 741165.358 | 1017777.996 | 1065724.5715 | 163389.3901 | 417256.9328 | 485078.2486 |  | 1058 | 595-1454F | 45563.4259 | 22906.7541 | 3081.436 | 25141.3274 | 11209.5212 | 888.8587 | 19532.0243 | 10807.1586 | 1302.5031 | 890.0742 | 6751.3535 | 3013.6611 | 238.3138 | 6712.8363 | 2992.0382 | 235.095 | 37.8204 | 20.9262 | 2.5221 | 0.69671 | 20178.3449 | 9231.2493 | 842.1207 | 18297.315 | 8154.3504 | 641.2224 | 1800.1775 | 996.0464 | 120.0458 | 80.8525 | 18633.7275 | 10661.8436 | 2001.0015 | 131.1761 | 63.1326 | 12.5412 | 17694.0264 | 9790.186 | 1179.9353 | 808.525 | 0.0033358 | 0.001528 | 0.0001834 | 0.014147 | 0.0080532 | 0.0014146 | 0.0012934 | 5000000 | no RA
595-500 | 184307.0818 | 20731.4682 | 161949.8272 | 1625.7864 | 11.25% | 87.87% | 0.8821% | 82184.6612 | 171767.9796 | 3208.5809 | 65097.355 | 13878.7253 | 6709.2708 | 136086.9041 | 28971.8046 | 595 | 0.021896 | 0.01302 | 0.0037726 | 8417385.9063 | 6744.7886 | 147070.4202 | 30491.873 | 308037.4765 | 6716771.1082 | 1392577.3216 | 7843744.8648 | 306228.5503 | 6212923.8832 | 1324592.4313 | 3323729.585 | 129825.1394 | 2633296.791 | 560607.6546 |  | 1059 | 595-500 | 184307.0818 | 102122.4206 | 12539.1022 | 20731.4682 | 11013.8267 | 110.4863 | 161949.8272 | 89482.8075 | 10802.8295 | 1625.7864 | 6744.7886 | 3536.2077 | 35.5178 | 6545.5609 | 3425.5582 | 21.0406 | 197.955 | 109.3769 | 13.2046 | 1.2726 | 30491.873 | 16613.1478 | 1520.0684 | 10267.8067 | 5372.5776 | 33.1944 | 20076.3833 | 11092.8871 | 1339.191 | 147.6831 | 147070.4202 | 81973.0652 | 10983.516 | 3918.1006 | 2215.6909 | 56.2513 | 141675.4888 | 78280.5435 | 9450.434 | 1476.8308 | 0.0056032 | 0.002763 | 7e-05 | 0.013989 | 0.0079528 | 0.0013988 | 0.0023038 | 5000000 | no RA
597-595 | 2598879.4437 | 1782098.4068 | 805207.3806 | 11573.6563 | 68.57% | 30.98% | 0.4453% | 1234273.9427 | 2498238.3321 | 206112.5796 | 322338.8162 | 705822.5469 | 412575.6186 | 670390.7903 | 1415271.9232 | 597 | 0.15307 | 0.090878 | 0.026046 | 16978838.1448 | 416853.5574 | 745423.4645 | 1436602.4218 | 2723361.831 | 4869954.3892 | 9385521.9246 | 15015729.8211 | 2507491.0036 | 3921457.3103 | 8586781.5072 | 3863916.379 | 638112.7332 | 1036864.2261 | 2188939.4197 |  | 1060 | 597-595 | 2598879.4437 | 1364605.501 | 100641.1116 | 1782098.4068 | 900524.6947 | 17837.9179 | 805207.3806 | 452507.15 | 71229.5374 | 11573.6563 | 416853.5574 | 210740.9778 | 4277.9387 | 415538.6216 | 209998.0474 | 4153.3601 | 1305.8765 | 733.8711 | 115.5193 | 9.0593 | 1436602.4218 | 730779.8749 | 21330.4986 | 1360084.6335 | 687318.2147 | 13603.3248 | 75466.4613 | 42410.3332 | 6675.8468 | 1051.327 | 745423.4645 | 423084.6483 | 75032.6743 | 6475.1517 | 3208.4327 | 81.233 | 728435.0428 | 409362.9456 | 64438.1713 | 10513.27 | 0.050052 | 0.02517 | 0.0006388 | 0.086229 | 0.048924 | 0.008623 | 0.016785 | 5000000 | no RA
599-19R | 2814081.182 | 2662055.8085 | 132294.2755 | 19731.098 | 94.6% | 4.701% | 0.7012% | 1378928.1198 | 2747955.2218 | 216658.6225 | 52559.7549 | 1109709.7424 | 430768.8502 | 110320.3925 | 2206865.9791 | 599 | 0.15161 | 0.093316 | 0.033908 | 18560900.1712 | 436677.7114 | 137479.3248 | 2239924.1458 | 2880205.2547 | 906775.5544 | 14773919.3621 | 15379496.1444 | 2416442.4538 | 586210.7935 | 12376842.8972 | 1950135.0764 | 305702.7414 | 78290.8198 | 1566141.5152 |  | 1061 | 599-19R | 2814081.182 | 1435153.0622 | 66125.9602 | 2662055.8085 | 1341545.6478 | 35843.8118 | 132294.2755 | 73876.3164 | 10551.0503 | 19731.098 | 436677.7114 | 220019.0889 | 5908.8612 | 436420.5819 | 219868.6816 | 5874.1412 | 241.6849 | 134.9627 | 19.2754 | 15.4446 | 2239924.1458 | 1130214.4034 | 33058.1667 | 2220979.2179 | 1118843.6478 | 29897.8396 | 17152.5957 | 9578.4234 | 1367.995 | 1792.3321 | 137479.3248 | 84919.57 | 27158.9323 | 4656.0086 | 2833.3183 | 71.831 | 114899.9949 | 64162.9303 | 9163.78 | 17923.3213 | 0.079701 | 0.040121 | 0.0010206 | 0.043361 | 0.024643 | 0.004336 | 0.028552 | 5000000 | no RA
60-574 | 7653.9619 | 5321.544 | 0 | 2332.4179 | 69.53% | 0% | 30.47% | 2769.1296 | 5261.5028 | 69.3901 | 2349.3533 | 350.3863 | 119.7217 | 4537.1762 | 604.6049 | 60 | 0.0093494 | 0.0060382 | 0.0034046 | 818658.0807 | 122.1163 | 6712.4964 | 819.3491 | 13061.41 | 717960.124 | 87636.5468 | 808988.1485 | 20271.9802 | 686352.4716 | 102363.6967 | 702713.691 | 15989.7433 | 605974.3699 | 80749.5778 |  | 1062 | 60-574 | 7653.9619 | 4884.8322 | 2392.459 | 5321.544 | 2552.4143 | 60.0411 | 0 | 0 | 0 | 2332.4179 | 122.1163 | 52.7263 | 2.3946 | 120.2906 | 50.9006 | 0.56894 | 0 | 0 | 0 | 1.8257 | 819.3491 | 468.9629 | 214.7442 | 607.4771 | 257.0908 | 2.8722 | 0 | 0 | 0 | 211.872 | 6712.4964 | 4363.1431 | 2175.3201 | 4593.7762 | 2244.4229 | 56.6 | 0 | 0 | 0 | 2118.7202 | 0.0060132 | 0.002702 | 6.84e-05 | 0 | 0 | 0 | 0.0033362 | 5000000 | no RA
60-576F | 2557.4842 | 1470.6735 | 0 | 1086.8108 | 57.5% | 0% | 42.5% | 840.6589 | 1454.6147 | 2.9966 | 822.4863 | 15.176 | 3.3181 | 1434.5038 | 16.7929 | 60 | 0.0059106 | 0.0034564 | 0.00163 | 432694.5213 | 4.1688 | 2437.799 | 115.5165 | 705.3052 | 412445.2603 | 19543.9559 | 496709.0887 | 1770.574 | 485971.6837 | 8966.831 | 676607.0755 | 1543.3858 | 667252.5703 | 7811.1195 |  | 1063 | 60-576F | 2557.4842 | 1716.8253 | 1102.8695 | 1470.6735 | 630.0145 | 16.0587 | 0 | 0 | 0 | 1086.8108 | 4.1688 | 1.1722 | 0.8507 | 3.3181 | 0.32145 | 0 | 0 | 0 | 0 | 0.8507 | 115.5165 | 100.3405 | 98.7236 | 16.7929 | 1.6169 | 0 | 0 | 0 | 0 | 98.7236 | 2437.799 | 1615.3126 | 1003.2952 | 1450.5625 | 628.0762 | 16.0587 | 0 | 0 | 0 | 987.2364 | 0.0043286 | 0.0018744 | 4.8e-05 | 0 | 0 | 0 | 0.001582 | 5000000 | no RA
60-603F | 159348.7248 | 8691.7891 | 146772.9296 | 3884.0061 | 5.455% | 92.11% | 2.437% | 70248.8925 | 145604.3138 | 380.2082 | 63500.177 | 6368.5073 | 730.396 | 131735.4913 | 13138.4265 | 60 | 0.032694 | 0.019269 | 0.0070958 | 4873943.9883 | 746.2822 | 144292.7482 | 14309.6944 | 22826.2742 | 4413432.0725 | 437685.6415 | 4623998.766 | 25026.4755 | 4179777.4988 | 419194.7917 | 1936978.3444 | 9716.4793 | 1752481.002 | 174780.8631 |  | 1064 | 60-603F | 159348.7248 | 89099.8322 | 13744.4109 | 8691.7891 | 3836.2672 | 70.4031 | 146772.9296 | 81379.559 | 9790.0018 | 3884.0061 | 746.2822 | 366.074 | 15.8862 | 550.6537 | 256.2515 | 0 | 192.5882 | 106.7823 | 12.846 | 3.0402 | 14309.6944 | 7941.1871 | 1171.2679 | 1686.5331 | 784.9692 | 0 | 12270.3462 | 6803.4028 | 818.4528 | 352.8151 | 144292.7482 | 80792.5711 | 12557.2569 | 6454.6023 | 2795.0465 | 70.4031 | 134309.9952 | 74469.3739 | 8958.7031 | 3528.1508 | 0.012716 | 0.0055072 | 0.0001394 | 0.014468 | 0.0082522 | 0.0014468 | 0.0055096 | 5000000 | no RA
61-13F | 65388.2077 | 718.2226 | 63202.6375 | 1467.3477 | 1.098% | 96.66% | 2.244% | 28819.8239 | 59688.8259 | 35.3297 | 26348.8289 | 2435.6652 | 71.7075 | 54568.966 | 5048.1524 | 61 | 0.016091 | 0.0095918 | 0.0031936 | 4063549.9547 | 77.7453 | 59768.6792 | 5541.7832 | 4831.483 | 3714324.3702 | 344394.1015 | 3812463.1312 | 4673.6356 | 3485584.7558 | 322204.7398 | 1784626.0867 | 2143.9705 | 1631548.2634 | 150933.8529 |  | 1065 | 61-13F | 65388.2077 | 36568.3839 | 5699.3819 | 718.2226 | 308.0827 | 7.5776 | 63202.6375 | 34792.9535 | 4224.4566 | 1467.3477 | 77.7453 | 42.4156 | 6.0378 | 3.448 | 0.99874 | 0 | 73.1487 | 40.2683 | 4.8893 | 1.1486 | 5541.7832 | 3106.118 | 493.6308 | 17.3991 | 5.0387 | 0 | 5391.0933 | 2967.7885 | 360.34 | 133.2908 | 59768.6792 | 33419.8503 | 5199.7132 | 697.3754 | 302.0452 | 7.5776 | 57738.3955 | 31784.8968 | 3859.2273 | 1332.9083 | 0.003164 | 0.0013704 | 3.46e-05 | 0.010854 | 0.0061478 | 0.0010854 | 0.0020736 | 5000000 | no RA
61-21F | 108734.4063 | 5257.481 | 102128.2117 | 1348.7136 | 4.835% | 93.92% | 1.24% | 48961.1331 | 100488.6173 | 273.4858 | 43403.1003 | 5284.547 | 473.151 | 89533.0472 | 10482.4191 | 61 | 0.016874 | 0.0098422 | 0.0030512 | 6443825.8561 | 487.1698 | 96998.2781 | 11248.9584 | 28870.6911 | 5748318.6201 | 666636.5449 | 6073161.8115 | 33923.3057 | 5383740.8246 | 655497.6813 | 2702474.0836 | 12724.6093 | 2407842.2623 | 281907.2121 |  | 1066 | 61-21F | 108734.4063 | 59773.2732 | 8245.7889 | 5257.481 | 2185.2996 | 54.8653 | 102128.2117 | 56239.26 | 6842.2101 | 1348.7136 | 487.1698 | 213.684 | 14.0188 | 343.2548 | 133.9596 | 3.392 | 142.8593 | 78.6688 | 9.571 | 1.0557 | 11248.9584 | 5964.4114 | 766.5393 | 1771.4611 | 690.3595 | 17.2759 | 9354.9829 | 5151.5375 | 626.749 | 122.5144 | 96998.2781 | 53595.1778 | 7465.2309 | 3142.765 | 1360.9805 | 34.1974 | 92630.3695 | 51009.0537 | 6205.89 | 1225.1435 | 0.0041476 | 0.0017962 | 4.52e-05 | 0.010801 | 0.00612 | 0.00108 | 0.001926 | 5000000 | no RA
61-23F | 41506.9388 | 2.2354 | 41404.7811 | 99.9223 | 0.005386% | 99.75% | 0.2407% | 18567.9135 | 38637.3082 | 23.5837 | 16983.334 | 1560.9958 | 49.0751 | 35339.9769 | 3248.2562 | 61 | 0.011235 | 0.0064012 | 0.0012246 | 3694497.3472 | 52.6714 | 37964.0723 | 3490.1951 | 4688.237 | 3379149.8135 | 310659.2968 | 3583550.7833 | 4551.5876 | 3277731.7675 | 301267.4281 | 2343320.7834 | 2976.363 | 2143340.3669 | 197004.0535 |  | 1067 | 61-23F | 41506.9388 | 22939.0253 | 2869.6306 | 2.2354 | 0.96665 | 0.02238 | 41404.7811 | 22838.1363 | 2769.6859 | 99.9223 | 52.6714 | 29.0877 | 3.5963 | 0 | 0 | 0 | 52.5932 | 29.0095 | 3.5181 | 0.078214 | 3490.1951 | 1929.1993 | 241.9388 | 0 | 0 | 0 | 3481.1183 | 1920.1226 | 232.8621 | 9.0767 | 37964.0723 | 20980.7383 | 2624.0955 | 2.2354 | 0.96665 | 0.02238 | 37871.0695 | 20889.0043 | 2533.3057 | 90.7674 | 0.000253 | 0.0001094 | 2.6e-06 | 0.010844 | 0.0061542 | 0.0010844 | 0.0001376 | 5000000 | no RA
62-22AE | 138047.1667 | 9651.1833 | 122587.1016 | 5808.8818 | 6.991% | 88.8% | 4.208% | 60206.2425 | 123962.8993 | 705.7516 | 50945.724 | 8554.7668 | 1382.6834 | 105099.5064 | 17480.7095 | 62 | 0.035713 | 0.021654 | 0.0096386 | 3865481.4719 | 1403.1537 | 117676.1371 | 18967.8759 | 39289.9388 | 3295068.9141 | 531122.619 | 3594825.9989 | 42139.39 | 3041894.0923 | 510792.5166 | 1461235.8013 | 16298.6384 | 1238880.0383 | 206057.1246 |  | 1068 | 62-22AE | 138047.1667 | 77840.9242 | 14084.2674 | 9651.1833 | 4484.6068 | 66.2343 | 122587.1016 | 67547.4357 | 8209.1513 | 5808.8818 | 1403.1537 | 697.4021 | 20.4703 | 1229.6439 | 599.754 | 4.6087 | 168.9629 | 93.1012 | 11.3147 | 4.5469 | 18967.8759 | 10413.1091 | 1487.1663 | 4354.7251 | 2124.1174 | 16.2529 | 14085.484 | 7761.3249 | 943.2466 | 527.6668 | 117676.1371 | 66730.4131 | 12576.6307 | 4066.8143 | 1760.7354 | 45.3727 | 108332.6547 | 59693.0096 | 7254.59 | 5276.6681 | 0.016592 | 0.0071842 | 0.0001834 | 0.01074 | 0.0060882 | 0.001074 | 0.0083812 | 5000000 | no RA
63-35AE | 99216.469 | 39612.7098 | 58803.6275 | 800.1317 | 39.93% | 59.27% | 0.8065% | 47580.8647 | 94224.0603 | 4054.1143 | 25290.2415 | 18236.5089 | 7372.6847 | 53125.142 | 33726.2336 | 63 | 0.016955 | 0.010169 | 0.002294 | 5851683.792 | 7421.6616 | 57483.5806 | 34311.2268 | 437721.8559 | 3390321.5899 | 2023640.3462 | 5077846.3874 | 432656.4794 | 2698983.3496 | 1946206.5585 | 2176289.7708 | 170286.6361 | 1227029.5168 | 778973.6179 |  | 1069 | 63-35AE | 99216.469 | 51635.6043 | 4992.4087 | 39612.7098 | 18415.9806 | 261.7289 | 58803.6275 | 32419.492 | 3930.5481 | 800.1317 | 7421.6616 | 3367.5474 | 48.9769 | 7338.8571 | 3321.6147 | 42.8577 | 82.1782 | 45.3063 | 5.4929 | 0.62631 | 34311.2268 | 16074.7179 | 584.9932 | 29122.8112 | 13181.6403 | 170.3654 | 5115.7333 | 2820.3953 | 341.9455 | 72.6823 | 57483.5806 | 32193.3391 | 4358.4386 | 3151.0415 | 1912.7256 | 48.5058 | 53605.7161 | 29553.7904 | 3583.1097 | 726.8231 | 0.0050124 | 0.002901 | 7.36e-05 | 0.010803 | 0.0061276 | 0.0010802 | 0.0011402 | 5000000 | no RA
63-797R | 242021.3511 | 189433.9594 | 49930.1446 | 2657.2471 | 78.27% | 20.63% | 1.098% | 128102.0677 | 234246.8784 | 23208.5459 | 21640.9529 | 83252.5688 | 41207.1595 | 44648.3431 | 148391.3757 | 63 | 0.02549 | 0.014753 | 0.0050806 | 9494607.8157 | 41602.1719 | 50122.8937 | 150296.2854 | 1632072.1496 | 1966343.946 | 5896191.7201 | 7721561.3628 | 1398933.0146 | 1304443.7823 | 5018184.5659 | 1530227.2744 | 269187.4482 | 291667.1201 | 969372.7061 |  | 1070 | 63-797R | 242021.3511 | 113919.2834 | 7774.4727 | 189433.9594 | 83745.9732 | 1777.6403 | 49930.1446 | 27516.0631 | 3339.5854 | 2657.2471 | 41602.1719 | 18393.626 | 395.0124 | 41530.5456 | 18353.2196 | 388.2808 | 69.5464 | 38.3264 | 4.6516 | 2.08 | 150296.2854 | 67043.7166 | 1904.9097 | 145548.7923 | 64319.0579 | 1362.1388 | 4506.1143 | 2483.2799 | 301.3921 | 241.3788 | 50122.8937 | 28481.9408 | 5474.5506 | 2354.6215 | 1073.6957 | 27.2207 | 45354.4839 | 24994.4568 | 3033.5416 | 2413.7883 | 0.010809 | 0.0047488 | 0.0001206 | 0.010802 | 0.0061248 | 0.0010802 | 0.0038798 | 5000000 | no RA
64-13F | 4213.7396 | 661.385 | 3447.4656 | 104.889 | 15.7% | 81.81% | 2.489% | 1873.563 | 3877.0719 | 84.6783 | 1211.2924 | 577.5923 | 163.2451 | 2544.9891 | 1168.8377 | 64 | 0.0078982 | 0.0045372 | 0.0008948 | 533506.3126 | 163.579 | 2823.0185 | 1227.142 | 20710.9249 | 357425.5532 | 155369.8345 | 515775.4864 | 23311.1939 | 333458.1923 | 159006.1002 | 376249.1013 | 15842.0661 | 246977.588 | 113429.4472 |  | 1071 | 64-13F | 4213.7396 | 2340.1765 | 336.6677 | 661.385 | 317.1753 | 0.1119 | 3447.4656 | 1918.1123 | 231.6668 | 104.889 | 163.579 | 78.9007 | 0.33391 | 159.7497 | 76.7338 | 0 | 3.7472 | 2.0849 | 0.25181 | 0.082102 | 1227.142 | 649.5497 | 58.3044 | 491.7648 | 236.1714 | 0 | 725.8493 | 403.8504 | 48.7765 | 9.5279 | 2823.0185 | 1611.7261 | 278.0294 | 9.8705 | 4.2702 | 0.1119 | 2717.8691 | 1512.1769 | 182.6385 | 95.279 | 0.0003138 | 0.0001358 | 3.4e-06 | 0.0074366 | 0.0042536 | 0.0007436 | 0.0001478 | 5000000 | no RA
64-14F | 107680.9812 | 3498.4944 | 99698.0355 | 4484.4513 | 3.249% | 92.59% | 4.165% | 46285.1238 | 96420.2058 | 149.0083 | 41989.4968 | 4146.6187 | 238.7719 | 87829.4514 | 8351.9825 | 64 | 0.030765 | 0.017996 | 0.0073582 | 3500090.4005 | 251.0147 | 98107.9247 | 9322.0418 | 8159.0478 | 3188925.3004 | 303006.0522 | 3411677.0261 | 10983.4047 | 3095046.3109 | 305647.3105 | 1530370.9363 | 3789.7618 | 1394019.4242 | 132561.7503 |  | 1072 | 64-14F | 107680.9812 | 61395.8574 | 11260.7754 | 3498.4944 | 1365.7323 | 30.724 | 99698.0355 | 55545.6739 | 6745.6001 | 4484.4513 | 251.0147 | 102.0064 | 12.2428 | 118.7465 | 26.7601 | 0.02079 | 128.758 | 71.7361 | 8.7118 | 3.5102 | 9322.0418 | 5175.4231 | 970.0593 | 599.6647 | 135.4428 | 0.10428 | 8315.0188 | 4632.6221 | 562.5968 | 407.3583 | 98107.9247 | 56118.4279 | 10278.4733 | 2780.0832 | 1203.5294 | 30.5989 | 91254.2586 | 50841.3156 | 6174.2915 | 4073.5828 | 0.016976 | 0.0073502 | 0.0001868 | 0.0073534 | 0.0042096 | 0.0007354 | 0.006436 | 5000000 | no RA
64-15F | 6063.8602 | 0 | 6063.8602 | 0 | 0% | 100% | 0% | 950.6146 | 1993.8699 | 2.1443 | 813.7031 | 134.7672 | 4.4975 | 1706.7044 | 282.6679 | 64 | 0.0074314 | 0.0074314 | 0.0074314 | 815978.1792 | 13.6781 | 5190.5178 | 859.6644 | 1840.5792 | 698457.6 | 115680 | 688059.5395 | 1552.0367 | 588962.3361 | 97545.1667 | 547674.7801 | 1235.3747 | 468796.375 | 77643.0304 |  | 1073 | 64-15F | 6063.8602 | 5113.2457 | 4069.9904 | 0 | 0 | 0 | 6063.8602 | 5113.2457 | 4069.9904 | 0 | 13.6781 | 11.5338 | 9.1806 | 0 | 0 | 0 | 13.6781 | 11.5338 | 9.1806 | 0 | 859.6644 | 724.8972 | 576.9964 | 0 | 0 | 0 | 859.6644 | 724.8972 | 576.9964 | 0 | 5190.5178 | 4376.8147 | 3483.8134 | 0 | 0 | 0 | 5190.5178 | 4376.8147 | 3483.8134 | 0 | 0 | 0 | 0 | 0.0074314 | 0.0074314 | 0.0074314 | 0 | 5000000 | no RA
65-1086 | 88169.2326 | 0 | 88169.2326 | 0 | 0% | 100% | 0% | 13853.9776 | 28986.0829 | 16.472 | 12631.1845 | 1206.3211 | 34.4637 | 26427.6853 | 2523.9338 | 65 | 0.0073536 | 0.0073536 | 0.0073536 | 11989941.3408 | 104.831 | 80387.155 | 7677.2466 | 14255.7408 | 10931673.6 | 1044012 | 10105969.1973 | 12015.745 | 9213986.4188 | 879967.0335 | 8048187.2535 | 9569.0936 | 7337830.4052 | 700787.7547 |  | 1074 | 65-1086 | 88169.2326 | 74315.2551 | 59183.1498 | 0 | 0 | 0 | 88169.2326 | 74315.2551 | 59183.1498 | 0 | 104.831 | 88.359 | 70.3673 | 0 | 0 | 0 | 104.831 | 88.359 | 70.3673 | 0 | 7677.2466 | 6470.9256 | 5153.3128 | 0 | 0 | 0 | 7677.2466 | 6470.9256 | 5153.3128 | 0 | 80387.155 | 67755.9705 | 53959.4697 | 0 | 0 | 0 | 80387.155 | 67755.9705 | 53959.4697 | 0 | 0 | 0 | 0 | 0.0073536 | 0.0073536 | 0.0073536 | 0 | 5000000 | no RA
65-38AE | 92054.3994 | 0 | 92054.3994 | 0 | 0% | 100% | 0% | 14458.0889 | 30260.3973 | 16.2374 | 13230.6668 | 1211.1846 | 33.9844 | 27691.4355 | 2534.9774 | 65 | 0.0073458 | 0.0073458 | 0.0073458 | 12531568.9824 | 103.3832 | 84239.4248 | 7711.5915 | 14073.7824 | 11467699.2 | 1049796 | 10563357.3711 | 11863.3503 | 9666579.2643 | 884914.7565 | 8412154.1684 | 9447.4066 | 7698002.8409 | 704703.9209 |  | 1075 | 65-38AE | 92054.3994 | 77596.3106 | 61794.0021 | 0 | 0 | 0 | 92054.3994 | 77596.3106 | 61794.0021 | 0 | 103.3832 | 87.1458 | 69.3988 | 0 | 0 | 0 | 103.3832 | 87.1458 | 69.3988 | 0 | 7711.5915 | 6500.4068 | 5176.6141 | 0 | 0 | 0 | 7711.5915 | 6500.4068 | 5176.6141 | 0 | 84239.4248 | 71008.758 | 56547.9893 | 0 | 0 | 0 | 84239.4248 | 71008.758 | 56547.9893 | 0 | 0 | 0 | 0 | 0.0073458 | 0.0073458 | 0.0073458 | 0 | 5000000 | no RA
66-1213R | 895630.1078 | 779831.06 | 103815.0828 | 11983.965 | 87.07% | 11.59% | 1.338% | 479404.8459 | 868262.189 | 80683.7629 | 47299.372 | 351421.711 | 143686.0405 | 97507.7433 | 627068.4052 | 66 | 0.075145 | 0.044277 | 0.018962 | 11918723.688 | 145271.7161 | 114800.6773 | 635557.7144 | 1933223.8045 | 1527726.1668 | 8457773.7167 | 9400399.7961 | 1582085.8606 | 927468.7367 | 6890845.1988 | 1443272.9376 | 238842.8016 | 162082.7084 | 1042347.4277 |  | 1076 | 66-1213R | 895630.1078 | 416225.2619 | 27367.9188 | 779831.06 | 346988.2057 | 8439.4513 | 103815.0828 | 57253.0912 | 6944.5024 | 11983.965 | 145271.7161 | 64587.9533 | 1585.6757 | 145131.2512 | 64506.2809 | 1567.5266 | 131.0845 | 72.2919 | 8.7686 | 9.3805 | 635557.7144 | 284136.0034 | 8489.3092 | 624740.7112 | 277682.2765 | 6749.9484 | 9728.4046 | 5365.1283 | 650.7622 | 1088.5986 | 114800.6773 | 67501.3053 | 17292.9339 | 9959.0976 | 4799.6483 | 121.9763 | 93955.5937 | 51815.671 | 6284.9716 | 10885.986 | 0.047062 | 0.020833 | 0.0005288 | 0.010722 | 0.006083 | 0.0010722 | 0.017361 | 5000000 | no RA
67-24R | 649290.7539 | 485832.8555 | 154798.493 | 8659.4054 | 74.83% | 23.84% | 1.334% | 312055.1207 | 618856.2455 | 37106.1107 | 61034.5228 | 213914.4872 | 72582.7888 | 127039.7843 | 419233.6724 | 67 | 0.2194 | 0.12716 | 0.029675 | 2959357.6096 | 73734.6685 | 147921.1163 | 427634.9691 | 336070.1675 | 674199.4684 | 1949087.9737 | 2651974.0896 | 315343.1483 | 518696.7376 | 1817934.2037 | 1025580.3926 | 120285.5843 | 210532.7575 | 694762.0508 |  | 1077 | 67-24R | 649290.7539 | 337235.6331 | 30434.5084 | 485832.8555 | 241107.0599 | 7288.999 | 154798.493 | 87469.1679 | 14486.104 | 8659.4054 | 73734.6685 | 36628.5578 | 1151.8797 | 73505.8949 | 36496.3407 | 1124.3271 | 221.9954 | 125.4389 | 20.7744 | 6.7782 | 427634.9691 | 213720.4819 | 8401.2967 | 411215.3182 | 204100.3972 | 6151.7474 | 15633.0484 | 8833.4822 | 1462.9468 | 786.6025 | 147921.1163 | 86886.5935 | 20881.332 | 1111.6424 | 510.322 | 12.9245 | 138943.4492 | 78510.2467 | 13002.3827 | 7866.0247 | 0.040152 | 0.019923 | 0.0005058 | 0.16676 | 0.094747 | 0.016676 | 0.012494 | 5000000 | no RA
67-34R | 1084286.6609 | 831069.1344 | 239831.069 | 13386.4575 | 76.65% | 22.12% | 1.235% | 537701.3983 | 1038829.5391 | 69011.1812 | 98721.1252 | 369969.0919 | 131008.7618 | 204274.1406 | 703546.6366 | 67 | 0.24743 | 0.14352 | 0.036748 | 4382124.7722 | 132580.5302 | 236736.9497 | 714969.181 | 535821.7956 | 956768.0664 | 2889534.9101 | 3808547.8117 | 488807.3266 | 699243.3468 | 2620497.1383 | 1236989.072 | 155999.0361 | 243239.9832 | 837750.0527 |  | 1078 | 67-34R | 1084286.6609 | 546585.2626 | 45457.1218 | 831069.1344 | 397688.6019 | 9627.8882 | 239831.069 | 135510.2032 | 22442.7761 | 13386.4575 | 132580.5302 | 63569.349 | 1571.7683 | 132170.525 | 63333.1286 | 1523.9034 | 399.5269 | 225.7421 | 37.3867 | 10.4783 | 714969.181 | 345000.089 | 11422.5444 | 690241.1036 | 330499.2123 | 8006.3462 | 23512.0792 | 13284.8786 | 2200.2001 | 1215.9981 | 236736.9497 | 138015.8246 | 32462.8091 | 8657.5058 | 3856.2609 | 97.6386 | 215919.4629 | 121999.5825 | 20205.1894 | 12159.9811 | 0.061507 | 0.029534 | 0.0007494 | 0.16659 | 0.094642 | 0.016659 | 0.01934 | 5000000 | no RA
67-37R | 226628.5661 | 148632.7141 | 72914.6118 | 5081.2403 | 65.58% | 32.17% | 2.242% | 106530.2738 | 212638.4249 | 10090.8975 | 28697.8741 | 67741.5022 | 19773.7899 | 59816.46 | 133048.175 | 67 | 0.20095 | 0.11521 | 0.024409 | 1127788.0928 | 20062.3005 | 70535.6609 | 136030.6047 | 99837.4742 | 351011.7009 | 676938.9177 | 1042391.4094 | 98738.7385 | 280806.7263 | 662845.9446 | 573155.0323 | 53299.1495 | 161231.9368 | 358623.946 |  | 1079 | 67-37R | 226628.5661 | 120098.2923 | 13990.1412 | 148632.7141 | 73820.4692 | 2083.0511 | 72914.6118 | 41196.5829 | 6825.8499 | 5081.2403 | 20062.3005 | 9971.403 | 288.5106 | 19913.5328 | 9885.6194 | 270.9788 | 144.7904 | 81.8062 | 13.5544 | 3.9774 | 136030.6047 | 68289.1025 | 2982.4298 | 127873.7776 | 63479.7308 | 1800.4743 | 7695.2577 | 4347.8024 | 720.3861 | 461.5694 | 70535.6609 | 41837.7868 | 10719.2008 | 845.4037 | 455.1189 | 11.598 | 65074.5636 | 36766.9743 | 6091.9093 | 4615.6935 | 0.025731 | 0.012529 | 0.0003188 | 0.16792 | 0.095387 | 0.016792 | 0.0072982 | 5000000 | no RA
67-45R | 468884.7344 | 354070.1095 | 108380.515 | 6434.1099 | 75.51% | 23.11% | 1.372% | 231117.8774 | 448186.4827 | 28771.5567 | 42587.4462 | 159758.8745 | 54682.6723 | 88643.7093 | 304860.1012 | 67 | 0.20887 | 0.12046 | 0.026363 | 2244816.6666 | 55341.0332 | 103576.2638 | 309967.4373 | 264948.8554 | 495878.2112 | 1483989.6 | 1973856.9208 | 245722.8188 | 363717.1053 | 1364416.9967 | 785131.0052 | 95792.8521 | 155285.6395 | 534052.5136 |  | 1080 | 67-45R | 468884.7344 | 237766.857 | 20698.2517 | 354070.1095 | 170092.7152 | 4119.3585 | 108380.515 | 61240.0319 | 10144.7833 | 6434.1099 | 55341.0332 | 26569.4765 | 658.3609 | 55179.6948 | 26476.1223 | 638.6942 | 156.3021 | 88.3179 | 14.6304 | 5.0363 | 309967.4373 | 150208.5628 | 5107.3361 | 298157.4684 | 143281.1676 | 3472.1294 | 11225.5077 | 6342.9339 | 1050.7455 | 584.4612 | 103576.2638 | 60988.8177 | 14932.5546 | 732.9462 | 335.4253 | 8.5349 | 96998.7053 | 54808.78 | 9079.4074 | 5844.6123 | 0.032002 | 0.016004 | 0.0004066 | 0.16768 | 0.095266 | 0.016768 | 0.0091878 | 5000000 | no RA
68-1356AE | 81456.2816 | 0 | 81456.2816 | 0 | 0% | 100% | 0% | 13003.5462 | 27027.9126 | 15.369 | 11876.4999 | 1111.6773 | 31.9444 | 24685.3433 | 2310.6249 | 68 | 0.010714 | 0.010714 | 0.010714 | 7602930.9456 | 96.2736 | 74396.2844 | 6963.7236 | 8985.9456 | 6943968 | 649977 | 6389211.6091 | 7551.4441 | 5835444.4196 | 546215.7454 | 5080211.4017 | 6004.3296 | 4639898.1733 | 434308.8987 |  | 1081 | 68-1356AE | 81456.2816 | 68452.7353 | 54428.3689 | 0 | 0 | 0 | 81456.2816 | 68452.7353 | 54428.3689 | 0 | 96.2736 | 80.9047 | 64.3292 | 0 | 0 | 0 | 96.2736 | 80.9047 | 64.3292 | 0 | 6963.7236 | 5852.0463 | 4653.0987 | 0 | 0 | 0 | 6963.7236 | 5852.0463 | 4653.0987 | 0 | 74396.2844 | 62519.7844 | 49710.941 | 0 | 0 | 0 | 74396.2844 | 62519.7844 | 49710.941 | 0 | 0 | 0 | 0 | 0.010714 | 0.010714 | 0.010714 | 0 | 5000000 | no RA
68-1358 | 4135.0867 | 0 | 4135.0867 | 0 | 0% | 100% | 0% | 661.0928 | 1372.2455 | 1.4703 | 587.4093 | 72.2131 | 3.052 | 1219.2991 | 149.8945 | 68 | 0.010771 | 0.010771 | 0.010771 | 383895.0048 | 9.1967 | 3674.2021 | 451.6879 | 853.8048 | 341107.2 | 41934 | 322520.1797 | 717.3036 | 286573.0318 | 35229.8442 | 256497.8706 | 570.4662 | 227909.3746 | 28018.0299 |  | 1082 | 68-1358 | 4135.0867 | 3473.9939 | 2762.8412 | 0 | 0 | 0 | 4135.0867 | 3473.9939 | 2762.8412 | 0 | 9.1967 | 7.7264 | 6.1447 | 0 | 0 | 0 | 9.1967 | 7.7264 | 6.1447 | 0 | 451.6879 | 379.4747 | 301.7934 | 0 | 0 | 0 | 451.6879 | 379.4747 | 301.7934 | 0 | 3674.2021 | 3086.7928 | 2454.903 | 0 | 0 | 0 | 3674.2021 | 3086.7928 | 2454.903 | 0 | 0 | 0 | 0 | 0.010771 | 0.010771 | 0.010771 | 0 | 5000000 | no RA
68-18 | 7117.6655 | 0 | 7117.6655 | 0 | 0% | 100% | 0% | 1141.5282 | 2361.9532 | 1.5432 | 1035.36 | 104.625 | 3.1931 | 2142.2788 | 216.4812 | 68 | 0.010742 | 0.010742 | 0.010742 | 662626.1952 | 9.6223 | 6455.6844 | 652.3589 | 895.7952 | 600998.4 | 60732 | 556354.482 | 752.1279 | 504610.527 | 50991.8271 | 442737.8024 | 598.5311 | 401560.8088 | 40578.4625 |  | 1083 | 68-18 | 7117.6655 | 5976.1373 | 4755.7124 | 0 | 0 | 0 | 7117.6655 | 5976.1373 | 4755.7124 | 0 | 9.6223 | 8.0791 | 6.4292 | 0 | 0 | 0 | 9.6223 | 8.0791 | 6.4292 | 0 | 652.3589 | 547.7338 | 435.8776 | 0 | 0 | 0 | 652.3589 | 547.7338 | 435.8776 | 0 | 6455.6844 | 5420.3244 | 4313.4056 | 0 | 0 | 0 | 6455.6844 | 5420.3244 | 4313.4056 | 0 | 0 | 0 | 0 | 0.010742 | 0.010742 | 0.010742 | 0 | 5000000 | no RA
68-27 | 16645.588 | 14174.7056 | 1839.7658 | 631.1166 | 85.16% | 11.05% | 3.791% | 9137.4072 | 15820.6237 | 2146.0605 | 720.0481 | 6271.2986 | 3643.2362 | 1487.0866 | 10690.3009 | 68 | 0.014207 | 0.0081146 | 0.002055 | 1171679.9262 | 3662.0556 | 2165.7441 | 10817.7883 | 257771.4283 | 152446.3375 | 761462.1604 | 925268.142 | 217313.4445 | 72913.1929 | 635041.5046 | 401442.4971 | 92445.7769 | 37734.275 | 271262.4452 |  | 1084 | 68-27 | 16645.588 | 7508.1809 | 824.9643 | 14174.7056 | 5866.6368 | 70.8958 | 1839.7658 | 1010.4274 | 122.9519 | 631.1166 | 3662.0556 | 1515.9951 | 18.8193 | 3659.9043 | 1514.5909 | 18.2146 | 1.6572 | 0.91017 | 0.11075 | 0.49401 | 10817.7883 | 4546.4897 | 127.4875 | 10495.8682 | 4343.8431 | 52.4755 | 264.5908 | 145.3173 | 17.6827 | 57.3293 | 2165.7441 | 1445.6961 | 678.6575 | 18.9331 | 8.2028 | 0.20575 | 1573.5178 | 864.2 | 105.1585 | 573.2933 | 0.002492 | 0.0010794 | 2.76e-05 | 0.010764 | 0.0060842 | 0.0010764 | 0.000951 | 5000000 | no RA
68-42 | 102810.1353 | 42732.0849 | 59097.5773 | 980.473 | 41.56% | 57.48% | 0.9537% | 52253.9846 | 97498.0917 | 6297.1594 | 23925.2783 | 22031.5469 | 10413.3558 | 49566.5293 | 37518.2067 | 68 | 0.015736 | 0.0090462 | 0.0025434 | 6533352.0967 | 10512.2091 | 54006.0486 | 38291.8776 | 668027.1684 | 3431962.5165 | 2433362.4117 | 5588661.6087 | 673493.0032 | 2558853.3658 | 2356315.2397 | 2088560.013 | 223070.1971 | 1061791.7659 | 803698.05 |  | 1085 | 68-42 | 102810.1353 | 50556.1506 | 5312.0435 | 42732.0849 | 17092.0692 | 380.1644 | 59097.5773 | 32483.6084 | 3951.4061 | 980.473 | 10512.2091 | 4215.0497 | 98.8533 | 10429.7108 | 4169.358 | 92.6211 | 81.7308 | 44.9242 | 5.4647 | 0.76747 | 38291.8776 | 16260.3307 | 773.6709 | 32256.7549 | 12902.9526 | 287.039 | 5946.0586 | 3268.314 | 397.5678 | 89.0641 | 54006.0486 | 30080.7702 | 4439.5193 | 45.6192 | 19.7586 | 0.50426 | 53069.7879 | 29170.3702 | 3548.3736 | 890.6414 | 0.0036074 | 0.0015624 | 3.98e-05 | 0.010695 | 0.0060496 | 0.0010694 | 0.0014342 | 5000000 | no RA
68-43AE | 15263.508 | 0 | 15263.508 | 0 | 0% | 100% | 0% | 2438.0458 | 5063.5825 | 2.6294 | 2117.8794 | 317.537 | 5.461 | 4398.6282 | 659.4932 | 68 | 0.010741 | 0.010741 | 0.010741 | 1421103.8496 | 16.4616 | 13259.0903 | 1987.9562 | 1532.6496 | 1234483.2 | 185088 | 1194110.4075 | 1287.8389 | 1037298.7431 | 155523.8255 | 949660.681 | 1024.2018 | 824950.3769 | 123686.1023 |  | 1086 | 68-43AE | 15263.508 | 12825.4622 | 10199.9255 | 0 | 0 | 0 | 15263.508 | 12825.4622 | 10199.9255 | 0 | 16.4616 | 13.8322 | 11.0005 | 0 | 0 | 0 | 16.4616 | 13.8322 | 11.0005 | 0 | 1987.9562 | 1670.4192 | 1328.463 | 0 | 0 | 0 | 1987.9562 | 1670.4192 | 1328.463 | 0 | 13259.0903 | 11141.2109 | 8860.462 | 0 | 0 | 0 | 13259.0903 | 11141.2109 | 8860.462 | 0 | 0 | 0 | 0 | 0.010741 | 0.010741 | 0.010741 | 0 | 5000000 | no RA
68-775 | 59822.4892 | 0 | 59822.4892 | 0 | 0% | 100% | 0% | 9533.2471 | 19846.2969 | 12.6418 | 8633.9376 | 886.6676 | 26.3178 | 17974.116 | 1845.8631 | 68 | 0.010674 | 0.010674 | 0.010674 | 5604715.3008 | 79.3294 | 54179.1936 | 5563.9662 | 7432.3008 | 5076000 | 521283 | 4711553.942 | 6247.8974 | 4267094.1388 | 438211.9058 | 3745333.5664 | 4966.6119 | 3392021.2112 | 348345.7433 |  | 1087 | 68-775 | 59822.4892 | 50289.2422 | 39976.1924 | 0 | 0 | 0 | 59822.4892 | 50289.2422 | 39976.1924 | 0 | 79.3294 | 66.6876 | 53.0116 | 0 | 0 | 0 | 79.3294 | 66.6876 | 53.0116 | 0 | 5563.9662 | 4677.2986 | 3718.1031 | 0 | 0 | 0 | 5563.9662 | 4677.2986 | 3718.1031 | 0 | 54179.1936 | 45545.256 | 36205.0776 | 0 | 0 | 0 | 54179.1936 | 45545.256 | 36205.0776 | 0 | 0 | 0 | 0 | 0.010674 | 0.010674 | 0.010674 | 0 | 5000000 | no RA
69-45F | 102799.2699 | 1193.002 | 101427.9109 | 178.357 | 1.161% | 98.67% | 0.1735% | 45777.41 | 95776.8017 | 174.6284 | 40116.5921 | 5486.1895 | 357.8273 | 83967.7423 | 11451.2321 | 69 | 0.008264 | 0.004718 | 0.0009814 | 12439408.27 | 366.8622 | 90205.598 | 12226.8098 | 44392.812 | 10915488.6231 | 1479526.8349 | 12086023.7293 | 46104.8892 | 10591470.4319 | 1448448.4081 | 7155561.6465 | 26733.567 | 6273297.3464 | 855530.7331 |  | 1088 | 69-45F | 102799.2699 | 57021.86 | 7022.4682 | 1193.002 | 604.004 | 0.014124 | 101427.9109 | 56239.4989 | 6844.0971 | 178.357 | 366.8622 | 192.2338 | 9.0349 | 234.897 | 118.9999 | 0 | 131.8256 | 73.0943 | 8.8953 | 0.13961 | 12226.8098 | 6740.6203 | 775.5776 | 956.8341 | 484.4537 | 4.7e-05 | 11253.7741 | 6239.965 | 759.376 | 16.2016 | 90205.598 | 50089.0059 | 6237.8557 | 1.2709 | 0.55046 | 0.014077 | 90042.3112 | 49926.4396 | 6075.8258 | 162.0158 | 0.0007042 | 0.000305 | 7.8e-06 | 0.007318 | 0.0041712 | 0.0007318 | 0.0002418 | 5000000 | no RA
700-255 | 7182.9837 | 5608.5331 | 625.9722 | 948.4784 | 78.08% | 8.715% | 13.2% | 1583.9593 | 6087.4237 | 210.3074 | 289.765 | 1083.887 | 889.0613 | 662.3235 | 4536.0389 | 700 | 0.010214 | 0.0070086 | 0.001976 | 703276.3857 | 906.8636 | 1564.6956 | 4711.4245 | 88789.8073 | 153197.2668 | 461289.3116 | 798879.1474 | 106069.7519 | 146144.66 | 546664.7355 | 554433.1879 | 80974.339 | 60323.4073 | 413135.4416 |  | 1089 | 700-255 | 7182.9837 | 5599.0244 | 1095.56 | 5608.5331 | 4306.0497 | 105.2932 | 625.9722 | 344.4963 | 41.7883 | 948.4784 | 906.8636 | 696.5562 | 17.8022 | 905.0182 | 695.2068 | 16.9862 | 1.103 | 0.60701 | 0.073632 | 0.74242 | 4711.4245 | 3627.5376 | 175.3857 | 4574.1869 | 3513.2686 | 85.8179 | 51.0798 | 28.1112 | 3.41 | 86.1578 | 1564.6956 | 1274.9306 | 902.3721 | 129.328 | 97.5743 | 2.4892 | 573.7894 | 315.7781 | 38.3047 | 861.5782 | 0.0034118 | 0.0025634 | 6.54e-05 | 0.0054346 | 0.003078 | 0.0005434 | 0.0013672 | 5000000 | no RA
700-259F | 1390.3528 | 383.0324 | 395.0734 | 612.247 | 27.55% | 28.42% | 44.04% | 427.8838 | 751.6999 | 43.0436 | 140.5744 | 244.2657 | 66.7909 | 291.7133 | 393.1957 | 700 | 0.0075412 | 0.004546 | 0.0014434 | 184367.577 | 67.5764 | 868.4742 | 454.3021 | 8960.9664 | 115163.9272 | 60242.6834 | 211717.7702 | 21298.0763 | 69556.5135 | 120863.1804 | 442464.2427 | 39314.3639 | 171707.7339 | 231442.1449 |  | 1090 | 700-259F | 1390.3528 | 962.469 | 638.6529 | 383.0324 | 132.5896 | 0.047286 | 395.0734 | 217.6324 | 26.3586 | 612.247 | 67.5764 | 24.5328 | 0.7855 | 62.5068 | 21.5249 | 0 | 4.5904 | 2.5287 | 0.30626 | 0.47924 | 454.3021 | 210.0364 | 61.1064 | 316.3829 | 109.0827 | 0 | 82.304 | 45.3385 | 5.4912 | 55.6152 | 868.4742 | 727.8998 | 576.761 | 4.1427 | 1.982 | 0.047286 | 308.179 | 169.7653 | 20.5612 | 556.1525 | 0.0012334 | 0.0005862 | 1.44e-05 | 0.0054208 | 0.0030728 | 0.000542 | 0.000887 | 5000000 | no RA
701-48AE | 100804.93 | 1375.5808 | 97158.6606 | 2270.6886 | 1.365% | 96.38% | 2.253% | 44166.6042 | 92038.3535 | 110.1584 | 40097.822 | 3958.6238 | 202.0488 | 83700.8761 | 8135.4286 | 701 | 0.014184 | 0.0087394 | 0.0038992 | 7107146.9835 | 211.8051 | 91702.3152 | 8890.8097 | 14933.0998 | 6465376.5738 | 626837.3099 | 6480802.5414 | 16164.1297 | 5883768.3229 | 580870.0888 | 2248301.3099 | 4935.6222 | 2044634.4614 | 198731.2263 |  | 1091 | 701-48AE | 100804.93 | 56638.3257 | 8766.5765 | 1375.5808 | 563.6958 | 9.826 | 97158.6606 | 53803.9414 | 6486.0619 | 2270.6886 | 211.8051 | 101.6467 | 9.7563 | 92.7701 | 34.9351 | 0.15113 | 117.2576 | 64.9342 | 7.8278 | 1.7774 | 8890.8097 | 4932.1858 | 755.381 | 471.0175 | 177.4831 | 0.80244 | 8213.5276 | 4548.4381 | 548.3139 | 206.2647 | 91702.3152 | 51604.4931 | 8001.4391 | 811.7933 | 351.2776 | 8.8724 | 88827.8754 | 49190.569 | 5929.9202 | 2062.6465 | 0.0055856 | 0.0024176 | 6.12e-05 | 0.0052888 | 0.0030126 | 0.0005288 | 0.0033092 | 5000000 | no RA
701-738 | 835.9892 | 0 | 835.9892 | 0 | 0% | 100% | 0% | 133.3548 | 278.1311 | 1.7895 | 103.8347 | 27.7307 | 3.7322 | 216.5625 | 57.8364 | 701 | 0.0053432 | 0.0053432 | 0.0053432 | 156458.52 | 11.2182 | 650.93 | 173.841 | 2099.52 | 121824 | 32535 | 131500.6648 | 1764.61 | 102390.9531 | 27345.1016 | 104405.2381 | 1401.016 | 81293.5194 | 21710.7028 |  | 1092 | 701-738 | 835.9892 | 702.6344 | 557.8581 | 0 | 0 | 0 | 835.9892 | 702.6344 | 557.8581 | 0 | 11.2182 | 9.4287 | 7.4859 | 0 | 0 | 0 | 11.2182 | 9.4287 | 7.4859 | 0 | 173.841 | 146.1103 | 116.0046 | 0 | 0 | 0 | 173.841 | 146.1103 | 116.0046 | 0 | 650.93 | 547.0953 | 434.3675 | 0 | 0 | 0 | 650.93 | 547.0953 | 434.3675 | 0 | 0 | 0 | 0 | 0.0053432 | 0.0053432 | 0.0053432 | 0 | 5000000 | no RA
702-25 | 99219.1317 | 14525.559 | 84219.7957 | 473.777 | 14.64% | 84.88% | 0.4775% | 45014.0562 | 92927.9608 | 205.0215 | 40733.3412 | 4075.6935 | 401.4888 | 84135.8408 | 8390.6312 | 702 | 0.0085112 | 0.0049456 | 0.0012584 | 11657478.5841 | 413.4019 | 89858.2031 | 8947.5267 | 48571.5205 | 10557642.0542 | 1051265.0094 | 10960262.7586 | 49919.7312 | 9917971.4062 | 992371.6212 | 4999341.1598 | 21599.3056 | 4526342.4306 | 451399.4236 |  | 1093 | 702-25 | 99219.1317 | 54205.0755 | 6291.1709 | 14525.559 | 7052.8538 | 184.1025 | 84219.7957 | 46678.4447 | 5633.2914 | 473.777 | 413.4019 | 208.3804 | 11.9131 | 311.493 | 151.7326 | 4.7506 | 101.538 | 56.277 | 6.7917 | 0.37085 | 8947.5267 | 4871.8332 | 556.8955 | 1582.8343 | 770.8015 | 24.1279 | 7321.6556 | 4057.9948 | 489.7307 | 43.0369 | 89858.2031 | 49124.8619 | 5722.3622 | 12631.2317 | 6130.3198 | 155.224 | 76796.6021 | 42564.1729 | 5136.7691 | 430.3692 | 0.0025672 | 0.001255 | 3.18e-05 | 0.0052416 | 0.0029882 | 0.0005242 | 0.0007024 | 5000000 | no RA
702-27R | 114678.2155 | 14117.0284 | 92579.8116 | 7981.3755 | 12.31% | 80.73% | 6.96% | 48310.2969 | 100311.1597 | 278.7841 | 43405.4914 | 4626.0214 | 587.7821 | 90018.1136 | 9705.2641 | 702 | 0.039338 | 0.024753 | 0.012339 | 2915231.6233 | 603.6965 | 103112.6918 | 10961.8272 | 15346.5525 | 2621224.7764 | 278660.2944 | 2681163.7419 | 15472.1819 | 2408952.8988 | 256738.6612 | 1164380.3116 | 6822.7889 | 1044901.8774 | 112655.6453 |  | 1094 | 702-27R | 114678.2155 | 66367.9186 | 14367.0558 | 14117.0284 | 7076.5809 | 197.1523 | 92579.8116 | 51309.9622 | 6188.528 | 7981.3755 | 603.6965 | 324.9125 | 15.9145 | 465.1763 | 245.3563 | 0.82522 | 132.2728 | 73.3088 | 8.8418 | 6.2474 | 10961.8272 | 6335.8058 | 1256.5631 | 2346.7628 | 1237.9368 | 4.1383 | 7890.0527 | 4372.8573 | 527.4132 | 725.0116 | 103112.6918 | 59707.2003 | 13094.5782 | 11305.0892 | 5593.2878 | 192.1888 | 84557.4861 | 46863.7961 | 5652.273 | 7250.1164 | 0.022589 | 0.010251 | 0.0002916 | 0.005224 | 0.0029778 | 0.0005224 | 0.011525 | 5000000 | no RA
702-30 | 53814.0376 | 21916.3459 | 26484.6502 | 5413.0415 | 40.73% | 49.22% | 10.06% | 21583.9195 | 46358.137 | 2108.1544 | 12191.2183 | 7284.5468 | 4774.2057 | 25271.5395 | 16312.3918 | 702 | 0.033242 | 0.020174 | 0.008643 | 1618856.797 | 4841.3678 | 31822.1004 | 17150.5695 | 145640.0866 | 957285.9757 | 515930.7346 | 1597575.0546 | 156039.0776 | 902356.3213 | 539179.6557 | 862651.9324 | 88840.4503 | 470263.556 | 303547.9261 |  | 1095 | 702-30 | 53814.0376 | 32230.1182 | 7455.9007 | 21916.3459 | 12135.372 | 275.6107 | 26484.6502 | 14681.7046 | 1767.2484 | 5413.0415 | 4841.3678 | 2733.2134 | 67.1621 | 4801.1755 | 2709.0446 | 60.5258 | 35.9552 | 19.9317 | 2.3992 | 4.2371 | 17150.5695 | 9866.0227 | 838.1776 | 14139.2542 | 7977.5755 | 178.3417 | 2519.6058 | 1396.7377 | 168.1264 | 491.7095 | 31822.1004 | 19630.8822 | 6550.5609 | 2975.9163 | 1448.7519 | 36.7432 | 23929.0892 | 13265.0353 | 1596.7228 | 4917.0949 | 0.020083 | 0.0092848 | 0.0002362 | 0.0052802 | 0.0030108 | 0.000528 | 0.0078788 | 5000000 | no RA
702-448F | 358.2408 | 322.5361 | 0 | 35.7047 | 90.03% | 0% | 9.967% | 183.2829 | 318.8529 | 0.15833 | 182.3202 | 0.80436 | 0.19311 | 317.6791 | 0.98066 | 702 | 0.0001214 | 8.18e-05 | 5.24e-05 | 2950913.086 | 0.22106 | 353.7958 | 4.224 | 1820.9152 | 2914298.0249 | 34794.146 | 2138850.6899 | 1847.6256 | 2127616.4361 | 9386.6282 | 751679.0519 | 455.2494 | 748911.938 | 2311.8644 |  | 1096 | 702-448F | 358.2408 | 174.958 | 39.388 | 322.5361 | 139.2532 | 3.6832 | 0 | 0 | 0 | 35.7047 | 0.22106 | 0.062732 | 0.027948 | 0.19311 | 0.034784 | 0 | 0 | 0 | 0 | 0.027948 | 4.224 | 3.4196 | 3.2433 | 0.98066 | 0.1763 | 0 | 0 | 0 | 0 | 3.2433 | 353.7958 | 171.4756 | 36.1167 | 321.3623 | 139.0422 | 3.6832 | 0 | 0 | 0 | 32.4335 | 6.98e-05 | 3.02e-05 | 8e-07 | 0 | 0 | 0 | 5.16e-05 | 5000000 | no RA
703-279R | 173284.3747 | 57942.8519 | 108894.5156 | 6447.0072 | 33.44% | 62.84% | 3.72% | 70453.4477 | 158667.9053 | 601.9872 | 64255.723 | 5595.7375 | 1327.2152 | 145405.9373 | 11934.7528 | 703 | 0.030988 | 0.020147 | 0.0099762 | 5592055.3615 | 1355.0902 | 158750.8847 | 13178.3997 | 43730.0802 | 5123045.5002 | 425279.7811 | 5104133.0565 | 43612.0975 | 4655127.1885 | 405393.7706 | 1465133.9586 | 12255.4594 | 1342673.404 | 110205.0952 |  | 1097 | 703-279R | 173284.3747 | 102830.927 | 14616.4694 | 57942.8519 | 35824.2829 | 892.9874 | 108894.5156 | 60559.637 | 7276.4748 | 6447.0072 | 1355.0902 | 753.1031 | 27.875 | 1217.7953 | 674.5091 | 13.9916 | 132.2485 | 73.5475 | 8.837 | 5.0464 | 13178.3997 | 7582.6622 | 1243.6469 | 3317.371 | 1838.6924 | 38.22 | 9275.3959 | 5158.337 | 619.7942 | 585.6328 | 158750.8847 | 94495.1617 | 13344.9474 | 53407.6856 | 33311.0813 | 840.7758 | 99486.8711 | 55327.7524 | 6647.8436 | 5856.328 | 0.016556 | 0.007929 | 0.0002 | 0.005173 | 0.0029586 | 0.0005172 | 0.009259 | 5000000 | no RA
712-26 | 379.2083 | 236.503 | 0 | 142.7053 | 62.37% | 0% | 37.63% | 126.4148 | 231.9341 | 20.369 | 2.0788 | 103.967 | 37.422 | 3.6298 | 190.8823 | 712 | 0.0005438 | 0.0003524 | 0.0002096 | 697330.5223 | 38.2721 | 133.3011 | 207.6351 | 70379.0751 | 245128.9933 | 381822.4539 | 717348.4321 | 115585.3154 | 11796.103 | 589967.0136 | 702644.2859 | 113369.873 | 10996.5199 | 578277.8929 |  | 1098 | 712-26 | 379.2083 | 252.7936 | 147.2742 | 236.503 | 110.0883 | 4.5689 | 0 | 0 | 0 | 142.7053 | 38.2721 | 17.9031 | 0.85016 | 38.1604 | 17.7914 | 0.73846 | 0 | 0 | 0 | 0.1117 | 207.6351 | 103.6681 | 16.7527 | 194.672 | 90.705 | 3.7897 | 0 | 0 | 0 | 12.9631 | 133.3011 | 131.2224 | 129.6713 | 3.6706 | 1.5918 | 0.040788 | 0 | 0 | 0 | 129.6305 | 0.000338 | 0.0001466 | 3.8e-06 | 0 | 0 | 0 | 0.0002058 | 5000000 | no RA
712-311F | 1925.2875 | 1064.3099 | 0 | 860.9776 | 55.28% | 0% | 44.72% | 626.3512 | 1059.0539 | 78.8569 | 146.3458 | 401.1485 | 132.0332 | 255.2868 | 671.7338 | 712 | 0.002841 | 0.0019378 | 0.001265 | 677679.5095 | 133.1122 | 1040.1669 | 752.0084 | 46853.989 | 366127.0325 | 264698.4881 | 670314.9447 | 84391.8968 | 156617.8698 | 429305.1781 | 684769.6629 | 85370.8751 | 165064.9302 | 434333.8576 |  | 1099 | 712-311F | 1925.2875 | 1298.9363 | 866.2336 | 1064.3099 | 437.9587 | 5.2561 | 0 | 0 | 0 | 860.9776 | 133.1122 | 54.2553 | 1.0789 | 132.4383 | 53.5813 | 0.40501 | 0 | 0 | 0 | 0.67393 | 752.0084 | 350.8599 | 80.2746 | 673.799 | 272.6505 | 2.0652 | 0 | 0 | 0 | 78.2094 | 1040.1669 | 893.8211 | 784.8801 | 258.0727 | 111.7269 | 2.7859 | 0 | 0 | 0 | 782.0942 | 0.0015932 | 0.00069 | 1.72e-05 | 0 | 0 | 0 | 0.0012478 | 5000000 | no RA
713-169 | 524.3048 | 107.5116 | 0 | 416.7932 | 20.51% | 0% | 79.49% | 29.788 | 107.1611 | 2.115 | 16.6453 | 11.0277 | 12.5058 | 29.8687 | 64.7866 | 713 | 0.0014716 | 0.0010328 | 0.0006104 | 356282.1153 | 12.8321 | 408.8255 | 102.6472 | 8719.8223 | 277810.2 | 69752.093 | 478811.7252 | 33996.8839 | 267556.2765 | 177258.5648 | 683393.9156 | 79752.9792 | 190480.4765 | 413160.4599 |  | 1100 | 713-169 | 524.3048 | 494.5167 | 417.1436 | 107.5116 | 77.7236 | 0.35049 | 0 | 0 | 0 | 416.7932 | 12.8321 | 10.7171 | 0.32625 | 12.5058 | 10.3908 | 0 | 0 | 0 | 0 | 0.32625 | 102.6472 | 91.6195 | 37.8606 | 64.7866 | 53.7589 | 0 | 0 | 0 | 0 | 37.8606 | 408.8255 | 392.1802 | 378.9568 | 30.2192 | 13.5739 | 0.35049 | 0 | 0 | 0 | 378.6063 | 0.0008722 | 0.0004334 | 1.1e-05 | 0 | 0 | 0 | 0.0005994 | 5000000 | no RA
714-549F | 16901.6281 | 15897.4433 | 0 | 1004.1848 | 94.06% | 0% | 5.941% | 6460.5706 | 15597.2977 | 1341.8579 | 37.2514 | 5081.4613 | 3242.2565 | 86.9296 | 12268.1116 | 714 | 0.0067848 | 0.0046704 | 0.001512 | 2491101.8839 | 3305.44 | 1000.3996 | 12595.7884 | 487183.1208 | 147447.1829 | 1856471.5802 | 2235580.9878 | 464329.2705 | 12890.2848 | 1758361.4325 | 862652.3259 | 179322.0965 | 4807.8875 | 678522.342 |  | 1101 | 714-549F | 16901.6281 | 10441.0574 | 1304.3303 | 15897.4433 | 9436.8727 | 300.1456 | 0 | 0 | 0 | 1004.1848 | 3305.44 | 1963.5821 | 63.1835 | 3304.654 | 1962.7961 | 62.3975 | 0 | 0 | 0 | 0.78603 | 12595.7884 | 7514.3271 | 327.6768 | 12504.5703 | 7423.109 | 236.4587 | 0 | 0 | 0 | 91.2181 | 1000.3996 | 963.1482 | 913.47 | 88.219 | 50.9676 | 1.2893 | 0 | 0 | 0 | 912.1807 | 0.005355 | 0.0032406 | 8.22e-05 | 0 | 0 | 0 | 0.0014298 | 5000000 | no RA
718-483R | 6834.4823 | 4328.5516 | 0 | 2505.9307 | 63.33% | 0% | 36.67% | 2366.6716 | 4268.0744 | 468.2352 | 432.0828 | 1466.3536 | 833.4836 | 825.4065 | 2609.1843 | 718 | 0.013173 | 0.0080324 | 0.0037896 | 518825.0437 | 847.5962 | 3112.0418 | 2874.8443 | 64343.4447 | 236243.9656 | 218237.6335 | 556223.6344 | 110046.3045 | 101549.6564 | 344627.6735 | 677223.9565 | 132250.5218 | 130968.9126 | 414004.5221 |  | 1102 | 718-483R | 6834.4823 | 4467.8107 | 2566.4079 | 4328.5516 | 1961.88 | 60.4772 | 0 | 0 | 0 | 2505.9307 | 847.5962 | 379.361 | 14.1126 | 845.6347 | 377.3995 | 12.1511 | 0 | 0 | 0 | 1.9615 | 2874.8443 | 1408.4908 | 265.6601 | 2647.2108 | 1180.8572 | 38.0265 | 0 | 0 | 0 | 227.6336 | 3112.0418 | 2679.9589 | 2286.6352 | 835.7061 | 403.6233 | 10.2996 | 0 | 0 | 0 | 2276.3356 | 0.0094944 | 0.0043538 | 0.000111 | 0 | 0 | 0 | 0.0036786 | 5000000 | no RA
719-20AE | 250.0634 | 5.7566 | 0 | 244.3068 | 2.302% | 0% | 97.7% | 3.2685 | 5.6974 | 0 | 3.2685 | 0 | 0 | 5.6974 | 0 | 719 | 0.0008862 | 0.0005814 | 0.0003548 | 282174.9334 | 0.19123 | 227.6799 | 22.1923 | 215.7885 | 256917.0239 | 25042.121 | 424483.8892 | 0 | 424483.8892 | 0 | 688743.0477 | 0 | 688743.0477 | 0 |  | 1103 | 719-20AE | 250.0634 | 246.7949 | 244.366 | 5.7566 | 2.4881 | 0.059197 | 0 | 0 | 0 | 244.3068 | 0.19123 | 0.19123 | 0.19123 | 0 | 0 | 0 | 0 | 0 | 0 | 0.19123 | 22.1923 | 22.1923 | 22.1923 | 0 | 0 | 0 | 0 | 0 | 0 | 22.1923 | 227.6799 | 224.4114 | 221.9825 | 5.7566 | 2.4881 | 0.059197 | 0 | 0 | 0 | 221.9233 | 0.000537 | 0.0002322 | 5.6e-06 | 0 | 0 | 0 | 0.0003492 | 5000000 | no RA
719-21AE | 2688.4987 | 1088.4615 | 0 | 1600.0372 | 40.49% | 0% | 59.51% | 616.9207 | 1076.5979 | 0 | 616.9207 | 0 | 0 | 1076.5979 | 0 | 719 | 0.006419 | 0.0040682 | 0.0023174 | 418834.5048 | 1.2524 | 2541.9022 | 145.3441 | 195.1134 | 395996.6019 | 22642.7896 | 509212.4232 | 0 | 509212.4232 | 0 | 695564.3542 | 0 | 695564.3542 | 0 |  | 1104 | 719-21AE | 2688.4987 | 2071.578 | 1611.9008 | 1088.4615 | 471.5408 | 11.8637 | 0 | 0 | 0 | 1600.0372 | 1.2524 | 1.2524 | 1.2524 | 0 | 0 | 0 | 0 | 0 | 0 | 1.2524 | 145.3441 | 145.3441 | 145.3441 | 0 | 0 | 0 | 0 | 0 | 0 | 145.3441 | 2541.9022 | 1924.9815 | 1465.3043 | 1088.4615 | 471.5408 | 11.8637 | 0 | 0 | 0 | 1453.4407 | 0.0041472 | 0.0017964 | 4.56e-05 | 0 | 0 | 0 | 0.0022718 | 5000000 | no RA
719-28 | 186.2652 | 151.6678 | 0 | 34.5974 | 81.43% | 0% | 18.57% | 86.351 | 149.4537 | 0 | 86.351 | 0 | 0 | 149.4537 | 0 | 719 | 7.58e-05 | 6.02e-05 | 4.88e-05 | 2457324.2197 | 0.027081 | 183.0953 | 3.1428 | 357.2714 | 2415505.8271 | 41461.1212 | 1659703.6361 | 0 | 1659703.6361 | 0 | 754333.8658 | 0 | 754333.8658 | 0 |  | 1105 | 719-28 | 186.2652 | 99.9142 | 36.8115 | 151.6678 | 65.3168 | 2.2141 | 0 | 0 | 0 | 34.5974 | 0.027081 | 0.027081 | 0.027081 | 0 | 0 | 0 | 0 | 0 | 0 | 0.027081 | 3.1428 | 3.1428 | 3.1428 | 0 | 0 | 0 | 0 | 0 | 0 | 3.1428 | 183.0953 | 96.7443 | 33.6417 | 151.6678 | 65.3168 | 2.2141 | 0 | 0 | 0 | 31.4275 | 2.74e-05 | 1.18e-05 | 4e-07 | 0 | 0 | 0 | 4.84e-05 | 5000000 | no RA
719-33 | 3949.3351 | 1002.5863 | 0 | 2946.7488 | 25.39% | 0% | 74.61% | 544.4775 | 991.0041 | 0 | 544.4775 | 0 | 0 | 991.0041 | 0 | 719 | 0.012955 | 0.008088 | 0.0043474 | 304840.8434 | 2.3066 | 3679.3519 | 267.6766 | 178.0396 | 284001.4142 | 20661.3896 | 420976.457 | 0 | 420976.457 | 0 | 680482.8019 | 0 | 680482.8019 | 0 |  | 1106 | 719-33 | 3949.3351 | 3404.8576 | 2958.3309 | 1002.5863 | 458.1088 | 11.5821 | 0 | 0 | 0 | 2946.7488 | 2.3066 | 2.3066 | 2.3066 | 0 | 0 | 0 | 0 | 0 | 0 | 2.3066 | 267.6766 | 267.6766 | 267.6766 | 0 | 0 | 0 | 0 | 0 | 0 | 267.6766 | 3679.3519 | 3134.8744 | 2688.3478 | 1002.5863 | 458.1088 | 11.5821 | 0 | 0 | 0 | 2676.7657 | 0.0087052 | 0.0038378 | 9.72e-05 | 0 | 0 | 0 | 0.0042502 | 5000000 | no RA
719-856F | 499.9727 | 45.2532 | 0 | 454.7195 | 9.051% | 0% | 90.95% | 25.6841 | 44.7255 | 0 | 25.6841 | 0 | 0 | 44.7255 | 0 | 719 | 0.0018984 | 0.001192 | 0.0006662 | 263365.3295 | 0.35593 | 458.311 | 41.3058 | 187.4909 | 241419.63 | 21758.2086 | 397893.1482 | 0 | 397893.1482 | 0 | 683349.2506 | 0 | 683349.2506 | 0 |  | 1107 | 719-856F | 499.9727 | 474.2886 | 455.2473 | 45.2532 | 19.5691 | 0.52772 | 0 | 0 | 0 | 454.7195 | 0.35593 | 0.35593 | 0.35593 | 0 | 0 | 0 | 0 | 0 | 0 | 0.35593 | 41.3058 | 41.3058 | 41.3058 | 0 | 0 | 0 | 0 | 0 | 0 | 41.3058 | 458.311 | 432.6269 | 413.5856 | 45.2532 | 19.5691 | 0.52772 | 0 | 0 | 0 | 413.0578 | 0.001246 | 0.0005396 | 1.38e-05 | 0 | 0 | 0 | 0.0006524 | 5000000 | no RA
719-857F | 291.6296 | 54.397 | 0 | 237.2326 | 18.65% | 0% | 81.35% | 30.844 | 53.7989 | 0 | 30.844 | 0 | 0 | 53.7989 | 0 | 719 | 0.0010186 | 0.000636 | 0.0003512 | 286304.3317 | 0.18569 | 269.8942 | 21.5497 | 182.3035 | 264965.8187 | 21156.2095 | 410040.1891 | 0 | 410040.1891 | 0 | 677194.3908 | 0 | 677194.3908 | 0 |  | 1108 | 719-857F | 291.6296 | 260.7856 | 237.8307 | 54.397 | 23.553 | 0.59811 | 0 | 0 | 0 | 237.2326 | 0.18569 | 0.18569 | 0.18569 | 0 | 0 | 0 | 0 | 0 | 0 | 0.18569 | 21.5497 | 21.5497 | 21.5497 | 0 | 0 | 0 | 0 | 0 | 0 | 21.5497 | 269.8942 | 239.0502 | 216.0953 | 54.397 | 23.553 | 0.59811 | 0 | 0 | 0 | 215.4971 | 0.0006748 | 0.0002922 | 7.4e-06 | 0 | 0 | 0 | 0.0003438 | 5000000 | no RA
72-12F | 350.5014 | 129.727 | 0 | 220.7744 | 37.01% | 0% | 62.99% | 74.8492 | 128.6441 | 3.5724 | 53.2499 | 18.027 | 5.9305 | 92.7873 | 29.9263 | 72 | 0.0007194 | 0.0004788 | 0.0003 | 487213.5269 | 6.1033 | 294.4171 | 49.981 | 8483.851 | 409253.6877 | 69475.9881 | 575714.6474 | 27477.3359 | 409579.9691 | 138657.3425 | 739524.3759 | 34091.9461 | 533397.6999 | 172034.7299 |  | 1109 | 72-12F | 350.5014 | 275.6522 | 221.8573 | 129.727 | 54.8777 | 1.0829 | 0 | 0 | 0 | 220.7744 | 6.1033 | 2.5309 | 0.17281 | 5.9305 | 2.3581 | 0 | 0 | 0 | 0 | 0.17281 | 49.981 | 31.954 | 20.0547 | 29.9263 | 11.8994 | 0 | 0 | 0 | 0 | 20.0547 | 294.4171 | 241.1672 | 201.6298 | 93.8702 | 40.6203 | 1.0829 | 0 | 0 | 0 | 200.5469 | 0.0004242 | 0.0001836 | 4.8e-06 | 0 | 0 | 0 | 0.0002952 | 5000000 | no RA
72-16 | 6189.2338 | 2825.2314 | 0 | 3364.0024 | 45.65% | 0% | 54.35% | 1600.9055 | 2786.1485 | 37.0447 | 1467.5775 | 96.2834 | 62.8809 | 2559.8189 | 163.4486 | 72 | 0.012945 | 0.0083572 | 0.0049424 | 478102.9433 | 68.572 | 5643.6937 | 476.9682 | 5297.0131 | 435961.3211 | 36844.6091 | 549026.985 | 12704.3881 | 503302.4199 | 33020.177 | 688549.1559 | 15539.956 | 632615.6629 | 40393.5369 |  | 1110 | 72-16 | 6189.2338 | 4588.3283 | 3403.0853 | 2825.2314 | 1224.3259 | 39.0829 | 0 | 0 | 0 | 3364.0024 | 68.572 | 31.5273 | 5.691 | 65.9388 | 28.8941 | 3.0578 | 0 | 0 | 0 | 2.6332 | 476.9682 | 380.6848 | 313.5196 | 171.3892 | 75.1058 | 7.9406 | 0 | 0 | 0 | 305.579 | 5643.6937 | 4176.1162 | 3083.8747 | 2587.9034 | 1120.326 | 28.0845 | 0 | 0 | 0 | 3055.7902 | 0.0080916 | 0.0035034 | 8.86e-05 | 0 | 0 | 0 | 0.0048538 | 5000000 | no RA
723-377 | 114.8111 | 42.5099 | 0 | 72.3011 | 37.03% | 0% | 62.97% | 24.4332 | 42.0732 | 0.28627 | 22.7062 | 1.4407 | 0.40901 | 39.6056 | 2.0585 | 723 | 0.0002816 | 0.0001776 | 0.0001002 | 407709.8175 | 0.46561 | 105.7192 | 8.6262 | 1653.4292 | 375423.4489 | 30632.9395 | 508884.7554 | 5962.2905 | 472916.1963 | 30006.2686 | 725927.2432 | 7057.0568 | 683352.1442 | 35518.0422 |  | 1111 | 723-377 | 114.8111 | 90.3779 | 72.7379 | 42.5099 | 18.0768 | 0.43676 | 0 | 0 | 0 | 72.3011 | 0.46561 | 0.17934 | 0.056594 | 0.40901 | 0.12274 | 0 | 0 | 0 | 0 | 0.056594 | 8.6262 | 7.1855 | 6.5677 | 2.0585 | 0.61785 | 0 | 0 | 0 | 0 | 6.5677 | 105.7192 | 83.0131 | 66.1136 | 40.0424 | 17.3362 | 0.43676 | 0 | 0 | 0 | 65.6769 | 0.0001834 | 7.94e-05 | 2e-06 | 0 | 0 | 0 | 9.82e-05 | 5000000 | no RA
723-792F | 186.1126 | 74.2718 | 0 | 111.8408 | 39.91% | 0% | 60.09% | 40.1641 | 74.1166 | 5.212 | 8.724 | 26.2281 | 9.7587 | 15.2376 | 49.1203 | 723 | 0.0005522 | 0.0003252 | 0.0001562 | 337038.401 | 9.8463 | 116.9866 | 59.2797 | 17830.9536 | 211855.5617 | 107351.8857 | 448796.0469 | 58239.1696 | 97482.8936 | 293073.9837 | 717003.8776 | 94405.7364 | 147408.1866 | 475189.9547 |  | 1112 | 723-792F | 186.1126 | 145.9485 | 111.996 | 74.2718 | 34.1077 | 0.15521 | 0 | 0 | 0 | 111.8408 | 9.8463 | 4.6343 | 0.087544 | 9.7587 | 4.5467 | 0 | 0 | 0 | 0 | 0.087544 | 59.2797 | 33.0516 | 10.1594 | 49.1203 | 22.8922 | 0 | 0 | 0 | 0 | 10.1594 | 116.9866 | 108.2626 | 101.7491 | 15.3928 | 6.6687 | 0.15521 | 0 | 0 | 0 | 101.5939 | 0.0004002 | 0.0001732 | 4.2e-06 | 0 | 0 | 0 | 0.000152 | 5000000 | no RA
723-793F | 152.0294 | 81.4248 | 0 | 70.6046 | 53.56% | 0% | 46.44% | 48.3249 | 81.4169 | 7.9371 | 0.40788 | 39.9799 | 13.3698 | 0.71145 | 67.3356 | 723 | 0.0004994 | 0.0002734 | 0.0001052 | 304424.1406 | 13.4251 | 64.8552 | 73.7491 | 26882.4849 | 129866.1506 | 147675.5051 | 379314.1689 | 62300.6159 | 3201.5879 | 313811.9651 | 671221.9165 | 110224.5067 | 5865.3972 | 555132.0126 |  | 1113 | 723-793F | 152.0294 | 103.7045 | 70.6125 | 81.4248 | 33.0999 | 0.0079411 | 0 | 0 | 0 | 70.6046 | 13.4251 | 5.488 | 0.055266 | 13.3698 | 5.4327 | 0 | 0 | 0 | 0 | 0.055266 | 73.7491 | 33.7693 | 6.4136 | 67.3356 | 27.3557 | 0 | 0 | 0 | 0 | 6.4136 | 64.8552 | 64.4473 | 64.1437 | 0.71939 | 0.31151 | 0.0079411 | 0 | 0 | 0 | 64.1358 | 0.0003986 | 0.0001726 | 4.4e-06 | 0 | 0 | 0 | 0.0001008 | 5000000 | no RA
728-1570F | 5095.1439 | 5025.9125 | 0 | 69.2315 | 98.64% | 0% | 1.359% | 3090.853 | 4835.902 | 728.5969 | 0.25917 | 2361.9969 | 1139.851 | 0.45192 | 3695.5991 | 728 | 0.0003472 | 0.0002036 | 9.68e-05 | 14674953.6876 | 1184.6795 | 63.3454 | 3847.119 | 3412095.32 | 182446.441 | 11080411.9265 | 9844257.943 | 2320555.5065 | 825.445 | 7522876.9915 | 2678118.8796 | 631248.6438 | 250.274 | 2046619.9618 |  | 1114 | 728-1570F | 5095.1439 | 2004.2909 | 259.2419 | 5025.9125 | 1935.0595 | 190.0104 | 0 | 0 | 0 | 69.2315 | 1184.6795 | 456.0826 | 44.8285 | 1184.6253 | 456.0284 | 44.7743 | 0 | 0 | 0 | 0.054191 | 3847.119 | 1485.1221 | 151.52 | 3840.8302 | 1478.8333 | 145.2311 | 0 | 0 | 0 | 6.2888 | 63.3454 | 63.0862 | 62.8935 | 0.45698 | 0.19781 | 0.0050534 | 0 | 0 | 0 | 62.8884 | 0.0002532 | 0.0001096 | 2.8e-06 | 0 | 0 | 0 | 9.4e-05 | 5000000 | no RA
73-1130R | 971120.0179 | 806793.4503 | 157647.4694 | 6679.0981 | 83.08% | 16.23% | 0.6878% | 154933.7609 | 933996.5976 | 14280.0139 | 62433.7097 | 78220.0372 | 130082.5695 | 130811.0574 | 673102.9707 | 73 | 0.2182 | 0.13779 | 0.028205 | 4450644.8187 | 132685.197 | 150335.0572 | 688099.7637 | 608096.5005 | 688985.8422 | 3153562.476 | 5923475.8298 | 545957.943 | 2386985.0472 | 2990532.8397 | 1316218.6403 | 183316.6237 | 184343.2326 | 948558.784 |  | 1115 | 73-1130R | 971120.0179 | 816186.257 | 37123.4203 | 806793.4503 | 720381.6231 | 15653.4944 | 157647.4694 | 89125.5359 | 14790.8278 | 6679.0981 | 132685.197 | 118405.1831 | 2602.6275 | 132437.6318 | 118262.9504 | 2574.6628 | 242.3371 | 137.0046 | 22.7366 | 5.2281 | 688099.7637 | 609879.7265 | 14996.793 | 673278.6489 | 601236.9419 | 13056.4517 | 14214.3993 | 8036.0691 | 1333.6258 | 606.7155 | 150335.0572 | 87901.3475 | 19523.9998 | 1077.1696 | 881.7307 | 22.3799 | 143190.733 | 80952.4622 | 13434.4654 | 6067.1546 | 0.030024 | 0.026664 | 0.0006772 | 0.1785 | 0.10145 | 0.01785 | 0.0096778 | 5000000 | no RA
73-1163 | 1861778.9286 | 1646015.3299 | 208890.5282 | 6873.0705 | 88.41% | 11.22% | 0.3692% | 678656.1001 | 1801551.2982 | 98695.3103 | 85439.0438 | 494521.746 | 270901.8404 | 183285.5692 | 1347363.8887 | 73 | 0.22506 | 0.13492 | 0.028383 | 8272227.38 | 276625.3311 | 207354.4837 | 1377799.1138 | 1229097.3986 | 921314.2394 | 6121815.7419 | 8768796.3208 | 1275224.777 | 1103942.8843 | 6389628.6595 | 2121946.4465 | 319080.1162 | 215881.814 | 1586984.5163 |  | 1116 | 73-1163 | 1861778.9286 | 1183122.8285 | 60227.6304 | 1646015.3299 | 1058160.0569 | 33752.0553 | 208890.5282 | 118089.7011 | 19602.5046 | 6873.0705 | 276625.3311 | 177930.0208 | 5723.4907 | 276311.4215 | 177750.2233 | 5689.1581 | 308.5297 | 174.4176 | 28.9528 | 5.3799 | 1377799.1138 | 883277.3678 | 30435.2251 | 1355894.7389 | 870623.0302 | 27813.9486 | 21280.0393 | 12030.0021 | 1996.941 | 624.3355 | 207354.4837 | 121915.44 | 24068.9145 | 13809.1695 | 9786.8034 | 248.9487 | 187301.9592 | 105885.2815 | 17576.6108 | 6243.3551 | 0.035859 | 0.023139 | 0.0005876 | 0.17934 | 0.10192 | 0.017934 | 0.0098612 | 5000000 | no RA
73-1164 | 263768.0698 | 231194.0345 | 31543.3553 | 1030.68 | 87.65% | 11.96% | 0.3908% | 96813.9692 | 255018.4011 | 13292.7654 | 12259.2408 | 71261.963 | 36208.4541 | 25558.8346 | 193251.1125 | 73 | 0.18614 | 0.10667 | 0.01961 | 1417019.9963 | 36979.1458 | 29140.0637 | 197648.8602 | 198660.0922 | 156546.8217 | 1061813.0825 | 1565166.3246 | 214900.6894 | 198191.9659 | 1152073.6693 | 446179.4712 | 63350.2086 | 44717.6645 | 338111.5982 |  | 1117 | 73-1164 | 263768.0698 | 166954.1006 | 8749.6687 | 231194.0345 | 148095.53 | 4757.7361 | 31543.3553 | 17827.8907 | 2961.2526 | 1030.68 | 36979.1458 | 23686.3804 | 770.6917 | 36853.3816 | 23614.9494 | 758.1541 | 124.9574 | 70.6243 | 11.7309 | 0.80677 | 197648.8602 | 126386.8973 | 4397.7478 | 194304.7002 | 124456.1126 | 3998.9666 | 3250.5352 | 1837.1599 | 305.1564 | 93.6248 | 29140.0637 | 16880.8229 | 3581.2292 | 35.9527 | 24.468 | 0.61544 | 28167.8626 | 15920.1065 | 2644.3653 | 936.2484 | 0.0038056 | 0.0024444 | 6.18e-05 | 0.18088 | 0.10276 | 0.018088 | 0.0014608 | 5000000 | no RA
73-1165 | 24149.1434 | 0 | 24149.1434 | 0 | 0% | 100% | 0% | 707.3544 | 1474.965 | 0.97717 | 643.6238 | 62.7534 | 2.0376 | 1342.0749 | 130.8525 | 73 | 0.18144 | 0.18144 | 0.18144 | 133096.9839 | 33.3608 | 21973.3754 | 2142.4072 | 183.8666 | 121105.3305 | 11807.7868 | 129198.43 | 178.481 | 117558.0251 | 11461.924 | 124967.7766 | 172.6365 | 113708.5413 | 11086.5988 |  | 1118 | 73-1165 | 24149.1434 | 23441.789 | 22674.1784 | 0 | 0 | 0 | 24149.1434 | 23441.789 | 22674.1784 | 0 | 33.3608 | 32.3836 | 31.3232 | 0 | 0 | 0 | 33.3608 | 32.3836 | 31.3232 | 0 | 2142.4072 | 2079.6538 | 2011.5547 | 0 | 0 | 0 | 2142.4072 | 2079.6538 | 2011.5547 | 0 | 21973.3754 | 21329.7516 | 20631.3005 | 0 | 0 | 0 | 21973.3754 | 21329.7516 | 20631.3005 | 0 | 0 | 0 | 0 | 0.18144 | 0.18144 | 0.18144 | 0 | 5000000 | no RA
73-1218 | 1332.4371 | 0 | 1332.4371 | 0 | 0% | 100% | 0% | 38.9345 | 81.178 | 0.02646 | 30.7072 | 8.2008 | 0.05517 | 64.0242 | 17.0987 | 73 | 0.18226 | 0.18226 | 0.18226 | 7310.832 | 0.90554 | 1050.8782 | 280.6534 | 4.9685 | 5765.971 | 1539.8925 | 7097.2055 | 4.8234 | 5597.4862 | 1494.896 | 6865.4234 | 4.6658 | 5414.6822 | 1446.0754 |  | 1119 | 73-1218 | 1332.4371 | 1293.5026 | 1251.2591 | 0 | 0 | 0 | 1332.4371 | 1293.5026 | 1251.2591 | 0 | 0.90554 | 0.87908 | 0.85037 | 0 | 0 | 0 | 0.90554 | 0.87908 | 0.85037 | 0 | 280.6534 | 272.4526 | 263.5548 | 0 | 0 | 0 | 280.6534 | 272.4526 | 263.5548 | 0 | 1050.8782 | 1020.171 | 986.854 | 0 | 0 | 0 | 1050.8782 | 1020.171 | 986.854 | 0 | 0 | 0 | 0 | 0.18226 | 0.18226 | 0.18226 | 0 | 5000000 | no RA
73-23R | 841878.6005 | 752597.605 | 84377.0749 | 4903.9206 | 89.4% | 10.02% | 0.5825% | 119409.4565 | 811743.9948 | 14021.5365 | 32796.1006 | 72591.8194 | 124704.5065 | 69762.8724 | 617276.6159 | 73 | 0.21349 | 0.1324 | 0.025779 | 3943387.833 | 127660.4181 | 81239.6159 | 632978.5665 | 597965.7153 | 380529.1079 | 2964893.0098 | 5456806.2615 | 640760.0406 | 1498725.2471 | 3317320.9738 | 1168950.3838 | 179580.4856 | 100461.8907 | 888908.0076 |  | 1120 | 73-23R | 841878.6005 | 722469.1441 | 30134.6057 | 752597.605 | 669862.5197 | 17309.261 | 84377.0749 | 47702.7037 | 7921.4241 | 4903.9206 | 127660.4181 | 113638.8816 | 2955.9116 | 127497.9645 | 113545.3698 | 2937.1821 | 158.6151 | 89.6733 | 14.891 | 3.8386 | 632978.5665 | 560386.7472 | 15701.9506 | 622570.9056 | 554309.1413 | 14321.2251 | 9962.1989 | 5632.1438 | 935.2635 | 445.462 | 81239.6159 | 48443.5153 | 11476.7435 | 2528.7349 | 2008.0086 | 50.8538 | 74256.2609 | 41980.8866 | 6971.2696 | 4454.6201 | 0.025077 | 0.022267 | 0.0005652 | 0.18133 | 0.10305 | 0.018133 | 0.0070806 | 5000000 | no RA
73-678R | 1587707.1363 | 1412770.0677 | 166243.5037 | 8693.5649 | 88.98% | 10.47% | 0.5476% | 696582.6306 | 1544257.9381 | 105594.649 | 66151.0962 | 524836.8855 | 235283.6282 | 139980.3602 | 1168993.9497 | 73 | 0.23776 | 0.14003 | 0.03119 | 6677794.745 | 238535.9018 | 161958.8522 | 1187212.3824 | 1003266.7581 | 681188.5814 | 4993339.4054 | 6363684.1208 | 964668.0255 | 604328.4196 | 4794687.6758 | 1393048.9974 | 212245.3862 | 126273.9181 | 1054529.6931 |  | 1121 | 73-678R | 1587707.1363 | 891124.5058 | 43449.1982 | 1412770.0677 | 788466.5005 | 19154.0891 | 166243.5037 | 93964.4403 | 15601.5442 | 8693.5649 | 238535.9018 | 132941.2528 | 3252.2736 | 238321.615 | 132817.1747 | 3225.997 | 207.4819 | 117.2733 | 19.4717 | 6.8049 | 1187212.3824 | 662375.4969 | 18218.4327 | 1169441.8488 | 651987.8584 | 15835.1182 | 16980.8281 | 9597.933 | 1593.609 | 789.7055 | 161958.8522 | 95807.756 | 21978.492 | 5006.604 | 3661.4674 | 92.9739 | 149055.1936 | 84249.2341 | 13988.4635 | 7897.0545 | 0.044606 | 0.024902 | 0.0006326 | 0.18066 | 0.10264 | 0.018066 | 0.012491 | 5000000 | no RA
73-683R | 1378606.4668 | 1235852.9411 | 135723.7302 | 7029.7955 | 89.65% | 9.845% | 0.5099% | 485067.9897 | 1339183.7892 | 68000.869 | 53762.0812 | 363305.0395 | 193626.8979 | 115169.4207 | 1030387.4707 | 73 | 0.22716 | 0.13651 | 0.028857 | 6068932.0506 | 196753.7641 | 132954.3084 | 1048898.3942 | 866153.7964 | 585294.4138 | 4617483.8404 | 6545503.5904 | 917603.1842 | 725465.0958 | 4902435.3104 | 1366120.2158 | 197521.5214 | 117485.9456 | 1051112.7488 |  | 1122 | 73-683R | 1378606.4668 | 893538.477 | 39422.6775 | 1235852.9411 | 809748.3337 | 19653.6209 | 135723.7302 | 76760.3478 | 12739.2612 | 7029.7955 | 196753.7641 | 128752.8951 | 3126.8662 | 196505.211 | 128609.9321 | 3098.5505 | 243.0505 | 137.4604 | 22.8131 | 5.5026 | 1048898.3942 | 685593.3547 | 18510.9235 | 1032915.2006 | 676276.4292 | 16432.0791 | 15344.6216 | 8678.3534 | 1440.2724 | 638.5721 | 132954.3084 | 79192.2272 | 17784.8878 | 6432.5296 | 4861.9724 | 122.9913 | 120136.0581 | 67944.534 | 11276.1756 | 6385.7208 | 0.035917 | 0.023408 | 0.0005936 | 0.18109 | 0.10295 | 0.018109 | 0.010155 | 5000000 | no RA
730-1079 | 19734.6513 | 11751.8729 | 0 | 7982.7784 | 59.55% | 0% | 40.45% | 6090.6333 | 11589.0199 | 500.4651 | 4036.3793 | 1553.789 | 758.519 | 8475.3307 | 2355.1702 | 730 | 0.039453 | 0.024368 | 0.011911 | 500204.073 | 776.3984 | 15841.7767 | 3116.4762 | 19678.9712 | 401533.38 | 78991.7219 | 559919.9789 | 46008.415 | 371069.6874 | 142841.8765 | 683851.7279 | 44759.1341 | 500117.3185 | 138975.2752 |  | 1123 | 730-1079 | 19734.6513 | 13644.0181 | 8145.6315 | 11751.8729 | 5661.2397 | 162.8531 | 0 | 0 | 0 | 7982.7784 | 776.3984 | 275.9333 | 17.8794 | 770.1498 | 269.6848 | 11.6309 | 0 | 0 | 0 | 6.2485 | 3116.4762 | 1562.6872 | 761.306 | 2391.3371 | 837.5482 | 36.1669 | 0 | 0 | 0 | 725.1391 | 15841.7767 | 11805.3975 | 7366.4461 | 8590.386 | 4554.0067 | 115.0553 | 0 | 0 | 0 | 7251.3908 | 0.027865 | 0.01278 | 0.0003236 | 0 | 0 | 0 | 0.011588 | 5000000 | no RA
730-835 | 35643.2638 | 32584.3547 | 0 | 3058.9091 | 91.42% | 0% | 8.582% | 18478.4879 | 32102.5177 | 1350.1222 | 12095.4801 | 5032.8856 | 2327.0198 | 21099.8468 | 8675.6511 | 730 | 0.01382 | 0.0084696 | 0.0044878 | 2579182.0158 | 2381.5039 | 24113.9944 | 9147.7655 | 172327.9881 | 1744912.6195 | 661941.4082 | 2026633.598 | 148075.0468 | 1326575.3429 | 551983.2083 | 788971.4509 | 57190.2876 | 518562.9636 | 213218.1997 |  | 1124 | 730-835 | 35643.2638 | 17164.7759 | 3540.7461 | 32584.3547 | 14105.8668 | 481.837 | 0 | 0 | 0 | 3058.9091 | 2381.5039 | 1031.3817 | 54.484 | 2379.1095 | 1028.9873 | 52.0897 | 0 | 0 | 0 | 2.3944 | 9147.7655 | 4114.8799 | 472.1144 | 8869.9005 | 3837.0149 | 194.2494 | 0 | 0 | 0 | 277.865 | 24113.9944 | 12018.5143 | 3014.1477 | 21335.3447 | 9239.8645 | 235.4979 | 0 | 0 | 0 | 2778.6498 | 0.0094356 | 0.0040856 | 0.0001038 | 0 | 0 | 0 | 0.004384 | 5000000 | no RA
730-971R | 21601.3619 | 16400.7482 | 0 | 5200.6137 | 75.92% | 0% | 24.08% | 8865.6801 | 16236.8863 | 386.7328 | 6529.9786 | 1948.9686 | 706.2614 | 11970.9417 | 3559.6832 | 730 | 0.02251 | 0.014092 | 0.0077024 | 959651.0797 | 713.8825 | 16837.5115 | 4049.9679 | 31714.5809 | 748014.6925 | 179921.8064 | 903765.4423 | 39423.4572 | 665664.5607 | 198677.4245 | 696468.0694 | 30294.5087 | 513483.8356 | 152689.7251 |  | 1125 | 730-971R | 21601.3619 | 12735.6819 | 5364.4757 | 16400.7482 | 7535.0681 | 163.8619 | 0 | 0 | 0 | 5200.6137 | 713.8825 | 327.1497 | 7.6212 | 709.8117 | 323.0789 | 3.5504 | 0 | 0 | 0 | 4.0708 | 4049.9679 | 2100.9993 | 490.2847 | 3577.5549 | 1628.5863 | 17.8717 | 0 | 0 | 0 | 472.413 | 16837.5115 | 10307.5329 | 4866.5698 | 12113.3816 | 5583.4029 | 142.4399 | 0 | 0 | 0 | 4724.13 | 0.014973 | 0.0065556 | 0.0001662 | 0 | 0 | 0 | 0.0075362 | 5000000 | no RA
731-1245F | 967.8726 | 654.566 | 0 | 313.3066 | 67.63% | 0% | 32.37% | 317.8709 | 647.7125 | 51.4883 | 6.7341 | 259.6485 | 105.2875 | 11.7521 | 530.6728 | 731 | 0.0013412 | 0.0008366 | 0.0004608 | 721646.7422 | 106.6451 | 296.4837 | 564.7439 | 79514.6697 | 221058.5065 | 421073.566 | 776956.424 | 125850.3788 | 16459.7619 | 634646.2834 | 694791.8652 | 112940.4295 | 12606.3462 | 569245.0895 |  | 1126 | 731-1245F | 967.8726 | 650.0017 | 320.1601 | 654.566 | 336.6952 | 6.8535 | 0 | 0 | 0 | 313.3066 | 106.6451 | 55.1568 | 1.3575 | 106.3998 | 54.9115 | 1.1123 | 0 | 0 | 0 | 0.24524 | 564.7439 | 305.0954 | 34.071 | 536.2837 | 276.6353 | 5.6109 | 0 | 0 | 0 | 28.4601 | 296.4837 | 289.7496 | 284.7315 | 11.8824 | 5.1484 | 0.13031 | 0 | 0 | 0 | 284.6012 | 0.00089 | 0.0003854 | 9.6e-06 | 0 | 0 | 0 | 0.0004512 | 5000000 | no RA
731-1247F | 17699.5278 | 12605.4607 | 0 | 5094.0671 | 71.22% | 0% | 28.78% | 6804.6191 | 12514.5264 | 751.838 | 2265.1052 | 3787.6759 | 1350.9499 | 4356.9352 | 6806.6413 | 731 | 0.023379 | 0.014344 | 0.0075162 | 757056.5455 | 1360.9145 | 9039.1094 | 7299.5038 | 58209.9848 | 386627.0925 | 312219.4681 | 759544.6675 | 83921.6028 | 252835.3998 | 422787.6649 | 689843.4592 | 74468.9737 | 240169.1563 | 375205.3292 |  | 1127 | 731-1247F | 17699.5278 | 10894.9087 | 5185.0014 | 12605.4607 | 5800.8417 | 90.9343 | 0 | 0 | 0 | 5094.0671 | 1360.9145 | 609.0765 | 9.9646 | 1356.9271 | 605.0891 | 5.9772 | 0 | 0 | 0 | 3.9874 | 7299.5038 | 3511.828 | 492.8625 | 6836.7693 | 3049.0934 | 30.128 | 0 | 0 | 0 | 462.7345 | 9039.1094 | 6774.0042 | 4682.1743 | 4411.7643 | 2146.6591 | 54.8291 | 0 | 0 | 0 | 4627.3452 | 0.01604 | 0.0070044 | 0.0001766 | 0 | 0 | 0 | 0.0073396 | 5000000 | no RA
731-49F | 46851.6842 | 36541.7745 | 0 | 10309.9097 | 77.99% | 0% | 22.01% | 19879.4543 | 35941.8159 | 2489.3264 | 4850.1542 | 12539.9737 | 4499.7696 | 8774.6532 | 22667.3932 | 731 | 0.046272 | 0.028535 | 0.015197 | 1012527.7527 | 4590.2537 | 18242.2991 | 24019.1313 | 99201.5416 | 394240.5581 | 519085.6531 | 945219.9695 | 118361.4488 | 230613.101 | 596245.4197 | 717896.1812 | 89877.6897 | 175263.543 | 452754.9485 |  | 1128 | 731-49F | 46851.6842 | 26972.2299 | 10909.8683 | 36541.7745 | 16662.3202 | 599.9586 | 0 | 0 | 0 | 10309.9097 | 4590.2537 | 2100.9273 | 90.4842 | 4582.1836 | 2092.8572 | 82.4141 | 0 | 0 | 0 | 8.0701 | 24019.1313 | 11479.1577 | 1351.7381 | 23082.6005 | 10542.6268 | 415.2073 | 0 | 0 | 0 | 936.5309 | 18242.2991 | 13392.1449 | 9467.6459 | 8876.9904 | 4026.8362 | 102.3372 | 0 | 0 | 0 | 9365.3087 | 0.031423 | 0.013686 | 0.0003476 | 0 | 0 | 0 | 0.014849 | 5000000 | no RA
732-15R | 82482.0747 | 78916.5092 | 0 | 3565.5656 | 95.68% | 0% | 4.323% | 44172.6821 | 78183.6025 | 9846.8192 | 1134.08 | 33191.7829 | 17406.1167 | 2103.7435 | 58673.7423 | 732 | 0.02096 | 0.012003 | 0.0053 | 3935175.9402 | 17570.8372 | 5367.6505 | 59543.5871 | 838295.3008 | 256087.7516 | 2840792.8878 | 3191757.8434 | 711495.4498 | 81944.5096 | 2398317.884 | 811032.5034 | 180561.217 | 21823.0457 | 608648.2407 |  | 1129 | 732-15R | 82482.0747 | 38309.3927 | 4298.4723 | 78916.5092 | 34743.8271 | 732.9067 | 0 | 0 | 0 | 3565.5656 | 17570.8372 | 7724.018 | 164.7205 | 17568.0462 | 7721.227 | 161.9295 | 0 | 0 | 0 | 2.791 | 59543.5871 | 26351.8042 | 869.8448 | 59219.6985 | 26027.9156 | 545.9562 | 0 | 0 | 0 | 323.8886 | 5367.6505 | 4233.5705 | 3263.907 | 2128.7645 | 994.6845 | 25.021 | 0 | 0 | 0 | 3238.886 | 0.015834 | 0.0068766 | 0.000174 | 0 | 0 | 0 | 0.005126 | 5000000 | no RA
733-20AE | 27809.6826 | 22026.7067 | 0 | 5782.9759 | 79.21% | 0% | 20.79% | 11753.3721 | 21800.7378 | 1573.7339 | 5680.7462 | 4498.8919 | 2762.6738 | 11139.8825 | 7898.1815 | 733 | 0.026087 | 0.016192 | 0.0085944 | 1066052.4021 | 2788.6948 | 16535.9985 | 8484.9893 | 106901.4299 | 633888.6037 | 325262.3685 | 991644.4651 | 132777.6014 | 479290.5849 | 379576.2789 | 699169.78 | 88601.4978 | 357266.3131 | 253301.9691 |  | 1130 | 733-20AE | 27809.6826 | 16056.3105 | 6008.9448 | 22026.7067 | 10273.3346 | 225.9689 | 0 | 0 | 0 | 5782.9759 | 2788.6948 | 1214.9609 | 26.0211 | 2784.1682 | 1210.4343 | 21.4944 | 0 | 0 | 0 | 4.5266 | 8484.9893 | 3986.0974 | 586.8078 | 7959.6757 | 3460.7839 | 61.4942 | 0 | 0 | 0 | 525.3136 | 16535.9985 | 10855.2522 | 5396.1159 | 11282.8628 | 5602.1165 | 142.9802 | 0 | 0 | 0 | 5253.1357 | 0.017691 | 0.007796 | 0.0001988 | 0 | 0 | 0 | 0.0083956 | 5000000 | no RA
733-23R | 17504.7493 | 7507.5103 | 0 | 9997.239 | 42.89% | 0% | 57.11% | 4223.2268 | 7429.1286 | 95.5652 | 3645.7686 | 481.893 | 170.5711 | 6398.3903 | 860.1672 | 733 | 0.039686 | 0.025425 | 0.014762 | 441078.9972 | 179.5331 | 15551.187 | 1774.0291 | 4523.8179 | 391853.7684 | 44701.4109 | 522388.6523 | 11820.8633 | 450960.4207 | 59607.3682 | 682537.646 | 15670.909 | 587840.4477 | 79026.2892 |  | 1131 | 733-23R | 17504.7493 | 13281.5225 | 10075.6207 | 7507.5103 | 3284.2835 | 78.3817 | 0 | 0 | 0 | 9997.239 | 179.5331 | 83.9679 | 8.962 | 171.7078 | 76.1426 | 1.1367 | 0 | 0 | 0 | 7.8254 | 1774.0291 | 1292.1361 | 913.862 | 865.9006 | 384.0076 | 5.7335 | 0 | 0 | 0 | 908.1285 | 15551.187 | 11905.4185 | 9152.7967 | 6469.9019 | 2824.1334 | 71.5116 | 0 | 0 | 0 | 9081.2851 | 0.025203 | 0.010942 | 0.0002792 | 0 | 0 | 0 | 0.014483 | 5000000 | no RA
74-24R | 13396.6414 | 8152.2105 | 0 | 5244.4309 | 60.85% | 0% | 39.15% | 3901.1885 | 8043.6563 | 15.9475 | 3804.5227 | 80.7183 | 23.2093 | 7902.9254 | 117.5216 | 74 | 0.022875 | 0.014572 | 0.0077492 | 585645.5273 | 27.6283 | 12773.5101 | 595.5031 | 1207.793 | 558404.8119 | 26032.9225 | 651641.0636 | 2663.8088 | 635494.3445 | 13482.9102 | 690779.0712 | 1993.1871 | 678693.2804 | 10092.6038 |  | 1132 | 74-24R | 13396.6414 | 9495.4529 | 5352.9852 | 8152.2105 | 4251.022 | 108.5543 | 0 | 0 | 0 | 5244.4309 | 27.6283 | 11.6808 | 4.4189 | 23.5232 | 7.5757 | 0.31386 | 0 | 0 | 0 | 4.1051 | 595.5031 | 514.7848 | 477.9815 | 119.1098 | 38.3915 | 1.5883 | 0 | 0 | 0 | 476.3933 | 12773.5101 | 8968.9873 | 4870.5847 | 8009.5775 | 4205.0548 | 106.6521 | 0 | 0 | 0 | 4763.9326 | 0.015304 | 0.0070004 | 0.000178 | 0 | 0 | 0 | 0.0075712 | 5000000 | no RA
74-35R | 15281.4619 | 14111.7802 | 0 | 1169.6817 | 92.35% | 0% | 7.654% | 6590.4069 | 13685.5384 | 1063.0102 | 171.3632 | 5356.0335 | 2211.6682 | 331.2534 | 11142.6169 | 74 | 0.0071104 | 0.0043152 | 0.0016852 | 2149170.4997 | 2282.5019 | 1397.9201 | 11601.0399 | 321008.9332 | 196602.1772 | 1631559.3893 | 2014056.1323 | 324860.3956 | 52369.3265 | 1636826.4102 | 947023.1945 | 153044.8408 | 22922.3432 | 771056.0106 |  | 1133 | 74-35R | 15281.4619 | 8691.055 | 1595.9235 | 14111.7802 | 7521.3733 | 426.2418 | 0 | 0 | 0 | 1169.6817 | 2282.5019 | 1219.4917 | 70.8338 | 2281.5863 | 1218.5762 | 69.9182 | 0 | 0 | 0 | 0.91557 | 11601.0399 | 6245.0064 | 458.423 | 11494.7884 | 6138.7549 | 352.1715 | 0 | 0 | 0 | 106.2515 | 1397.9201 | 1226.5569 | 1066.6668 | 335.4055 | 164.0422 | 4.1521 | 0 | 0 | 0 | 1062.5146 | 0.005494 | 0.0026988 | 6.88e-05 | 0 | 0 | 0 | 0.0016164 | 5000000 | no RA
740-856F | 2902.3069 | 987.9194 | 0 | 1914.3875 | 34.04% | 0% | 65.96% | 573.8597 | 978.8691 | 20.2415 | 451.8703 | 101.7479 | 31.6382 | 788.2045 | 159.0263 | 740 | 0.0078388 | 0.0049634 | 0.0028228 | 370248.8743 | 33.1603 | 2536.1023 | 333.0443 | 4230.2802 | 323531.9536 | 42486.6405 | 469123.4259 | 16547.1721 | 369398.5795 | 83177.6743 | 681393.5859 | 22023.4702 | 548671.453 | 110698.6627 |  | 1134 | 740-856F | 2902.3069 | 2328.4472 | 1923.4378 | 987.9194 | 414.0597 | 9.0503 | 0 | 0 | 0 | 1914.3875 | 33.1603 | 12.9188 | 1.5221 | 31.6618 | 11.4203 | 0.023589 | 0 | 0 | 0 | 1.4985 | 333.0443 | 231.2964 | 174.018 | 159.1453 | 57.3974 | 0.11899 | 0 | 0 | 0 | 173.899 | 2536.1023 | 2084.232 | 1747.8977 | 797.1123 | 345.242 | 8.9078 | 0 | 0 | 0 | 1738.99 | 0.0050724 | 0.002197 | 5.64e-05 | 0 | 0 | 0 | 0.0027664 | 5000000 | no RA
740-857F | 383.3559 | 79.0511 | 0 | 304.3048 | 20.62% | 0% | 79.38% | 27.3101 | 75.5143 | 3.2417 | 7.4827 | 16.5857 | 10.2249 | 13.0458 | 52.2436 | 740 | 0.0010222 | 0.0006998 | 0.0004602 | 375030.2335 | 11.0184 | 289.6187 | 82.7188 | 10779.1372 | 283328.7844 | 80922.3118 | 508782.2818 | 60392.5228 | 139401.5626 | 308988.1964 | 668930.0826 | 90575.4432 | 115564.0881 | 462790.5512 |  | 1135 | 740-857F | 383.3559 | 356.0458 | 307.8416 | 79.0511 | 51.7411 | 3.5369 | 0 | 0 | 0 | 304.3048 | 11.0184 | 7.7767 | 0.79354 | 10.7802 | 7.5385 | 0.55534 | 0 | 0 | 0 | 0.2382 | 82.7188 | 66.1331 | 30.4752 | 55.0764 | 38.4907 | 2.8328 | 0 | 0 | 0 | 27.6424 | 289.6187 | 282.136 | 276.5729 | 13.1945 | 5.7118 | 0.14872 | 0 | 0 | 0 | 276.4242 | 0.0005684 | 0.000246 | 6.4e-06 | 0 | 0 | 0 | 0.0004538 | 5000000 | no RA
741-17 | 841.6656 | 401.4993 | 0 | 440.1663 | 47.7% | 0% | 52.3% | 227.6524 | 396.9223 | 0.050777 | 227.3322 | 0.26942 | 0.13154 | 396.1023 | 0.68846 | 741 | 0.0013504 | 0.0009502 | 0.000653 | 623271.3241 | 0.47608 | 800.5173 | 40.6723 | 352.5479 | 592800.107 | 30118.6691 | 646193.5975 | 144.1299 | 645284.7277 | 764.7399 | 681076.963 | 225.7079 | 679669.9371 | 1181.318 |  | 1136 | 741-17 | 841.6656 | 614.0132 | 444.7433 | 401.4993 | 173.8469 | 4.577 | 0 | 0 | 0 | 440.1663 | 0.47608 | 0.4253 | 0.34454 | 0.13154 | 0.080763 | 0 | 0 | 0 | 0 | 0.34454 | 40.6723 | 40.4028 | 39.9838 | 0.68846 | 0.41904 | 0 | 0 | 0 | 0 | 39.9838 | 800.5173 | 573.185 | 404.4149 | 400.6793 | 173.3471 | 4.577 | 0 | 0 | 0 | 399.8379 | 0.0007054 | 0.0003052 | 8e-06 | 0 | 0 | 0 | 0.000645 | 5000000 | no RA
75-2257F | 2574.1841 | 2459.3925 | 0 | 114.7916 | 95.54% | 0% | 4.459% | 181.9575 | 2459.3925 | 29.2182 | 0 | 152.7394 | 399.7845 | 0 | 2059.608 | 75 | 0.0002804 | 0.0002502 | 0.0001578 | 9180399.6186 | 399.8743 | 104.2743 | 2070.0354 | 1426085.2636 | 371876.975 | 7382437.3801 | 9561257.1407 | 1535315.9566 | 0 | 8025941.1841 | 727449.8577 | 118249.9941 | 0 | 609199.8636 |  | 1137 | 75-2257F | 2574.1841 | 2392.2265 | 114.7916 | 2459.3925 | 2277.4349 | 0 | 0 | 0 | 0 | 114.7916 | 399.8743 | 370.6562 | 0.089853 | 399.7845 | 370.5663 | 0 | 0 | 0 | 0 | 0.089853 | 2070.0354 | 1917.2961 | 10.4274 | 2059.608 | 1906.8686 | 0 | 0 | 0 | 0 | 10.4274 | 104.2743 | 104.2743 | 104.2743 | 0 | 0 | 0 | 0 | 0 | 0 | 104.2743 | 0.000125 | 9.48e-05 | 2.4e-06 | 0 | 0 | 0 | 0.0001554 | 5000000 | no RA
75-2258F | 4324.3217 | 0 | 4324.3217 | 0 | 0% | 100% | 0% | 1915.9083 | 4035.3343 | 3.3179 | 1719.5766 | 193.0138 | 6.9882 | 3621.8156 | 406.5306 | 75 | 0.0051944 | 0.0029748 | 0.0005194 | 832496.8704 | 7.4886 | 3881.1892 | 435.6439 | 1441.6704 | 747187.2 | 83868 | 809605.1654 | 1402.0279 | 726641.3102 | 81561.8273 | 556387.0112 | 963.5192 | 499371.5506 | 56051.9415 |  | 1138 | 75-2258F | 4324.3217 | 2408.4134 | 288.9874 | 0 | 0 | 0 | 4324.3217 | 2408.4134 | 288.9874 | 0 | 7.4886 | 4.1708 | 0.50045 | 0 | 0 | 0 | 7.4886 | 4.1708 | 0.50045 | 0 | 435.6439 | 242.6301 | 29.1134 | 0 | 0 | 0 | 435.6439 | 242.6301 | 29.1134 | 0 | 3881.1892 | 2161.6126 | 259.3736 | 0 | 0 | 0 | 3881.1892 | 2161.6126 | 259.3736 | 0 | 0 | 0 | 0 | 0.0051944 | 0.0029748 | 0.0005194 | 0 | 5000000 | no RA
75-2259F | 362353.9489 | 355335.4809 | 4353.222 | 2665.246 | 98.06% | 1.201% | 0.7355% | 191766.6419 | 354233.3195 | 39324.9614 | 1846.1942 | 150595.4863 | 72527.504 | 3897.554 | 277808.2614 | 75 | 0.020337 | 0.012256 | 0.0045202 | 17817122.5869 | 73600.2741 | 6586.9543 | 282166.7205 | 3618961.8175 | 323883.7962 | 13874276.9732 | 13918222.8897 | 2854164.6925 | 133994.8477 | 10930063.3495 | 1796519.9265 | 367828.4877 | 19766.7275 | 1408924.7113 |  | 1139 | 75-2259F | 362353.9489 | 170587.307 | 8120.6294 | 355335.4809 | 165502.2277 | 5164.2756 | 4353.222 | 2419.8333 | 291.1078 | 2665.246 | 73600.2741 | 34275.3126 | 1072.77 | 73590.7639 | 34269.0997 | 1070.1873 | 7.4239 | 4.1267 | 0.49645 | 2.0862 | 282166.7205 | 131571.2343 | 4358.4591 | 281548.6551 | 131120.1433 | 4091.2125 | 375.96 | 208.9856 | 25.1411 | 242.1054 | 6586.9543 | 4740.7601 | 2689.4003 | 196.0619 | 112.9848 | 2.8758 | 3969.8381 | 2206.721 | 265.4702 | 2421.0543 | 0.011275 | 0.0054214 | 0.000138 | 0.0052 | 0.0029728 | 0.00052 | 0.0038622 | 5000000 | no RA
75-32R | 196120.2455 | 189021.6083 | 5233.0489 | 1865.5882 | 96.38% | 2.668% | 0.9512% | 94114.683 | 191643.3597 | 17498.7886 | 2230.9598 | 74384.9345 | 35595.8009 | 4687.476 | 151360.0828 | 75 | 0.014781 | 0.0092138 | 0.0033352 | 13268222.1664 | 36028.0538 | 6702.4667 | 153389.725 | 2437424.149 | 453445.369 | 10377352.6485 | 11070954.7099 | 2058427.9735 | 262433.6034 | 8750093.133 | 1342314.0316 | 249321.1507 | 32832.1567 | 1060160.7241 |  | 1140 | 75-32R | 196120.2455 | 102005.5625 | 4476.8858 | 189021.6083 | 97233.0157 | 2261.072 | 5233.0489 | 2906.9586 | 350.2255 | 1865.5882 | 36028.0538 | 18529.2652 | 432.253 | 36018.6256 | 18523.3787 | 430.2594 | 7.9679 | 4.4262 | 0.53326 | 1.4603 | 153389.725 | 79004.7904 | 2029.6421 | 152724.1061 | 78559.7115 | 1826.9706 | 496.1527 | 275.6128 | 33.2054 | 169.4662 | 6702.4667 | 4471.5068 | 2014.9907 | 278.8766 | 149.9255 | 3.8421 | 4728.9283 | 2626.9196 | 316.4868 | 1694.6618 | 0.0068564 | 0.003518 | 8.94e-05 | 0.0051988 | 0.0029698 | 0.0005198 | 0.002726 | 5000000 | no RA
75-41 | 232350.833 | 229666.0477 | 853.8922 | 1830.893 | 98.84% | 0.3675% | 0.788% | 118773.2008 | 228455.2216 | 26507.1561 | 1004.3871 | 91261.6577 | 50992.3818 | 2006.5037 | 175456.336 | 75 | 0.0163 | 0.0096868 | 0.0032764 | 14254827.2352 | 51442.6951 | 3736.9154 | 177171.2225 | 3156032.2882 | 229261.427 | 10869533.52 | 11724989.896 | 2616719.3842 | 99150.5517 | 9009119.9601 | 1188991.3805 | 265388.9986 | 10442.8151 | 913159.5668 |  | 1141 | 75-41 | 232350.833 | 113577.6321 | 3895.6114 | 229666.0477 | 111272.6901 | 2007.6259 | 853.8922 | 474.049 | 57.0925 | 1830.893 | 51442.6951 | 24935.539 | 450.3132 | 51438.2398 | 24932.4281 | 448.678 | 3.0221 | 1.6778 | 0.20206 | 1.4331 | 177171.2225 | 85909.5648 | 1714.8864 | 176914.6289 | 85693.1307 | 1542.5357 | 90.279 | 50.1195 | 6.0362 | 166.3145 | 3736.9154 | 2732.5283 | 1730.4117 | 1313.179 | 647.1313 | 16.4121 | 760.5911 | 422.2517 | 50.8542 | 1663.1453 | 0.008444 | 0.0040634 | 0.0001032 | 0.0052028 | 0.0029704 | 0.0005202 | 0.002653 | 5000000 | no RA
75-996R | 357298.551 | 340608.058 | 9325.1543 | 7365.3387 | 95.33% | 2.61% | 2.061% | 162611.1785 | 344808.937 | 34055.2257 | 5917.3575 | 122638.5953 | 71876.6288 | 14201.1511 | 258731.1571 | 75 | 0.043997 | 0.029749 | 0.011565 | 8120938.4004 | 72840.6886 | 21553.1027 | 262904.7597 | 1655575.5504 | 489874.4172 | 5975488.4329 | 6544245.3463 | 1370543.859 | 238142.5418 | 4935558.9456 | 1079911.9745 | 225111.4279 | 44476.7855 | 810323.7612 |  | 1142 | 75-996R | 357298.551 | 194687.3725 | 12489.614 | 340608.058 | 182159.0168 | 4502.2164 | 9325.1543 | 5163.0171 | 622.0589 | 7365.3387 | 72840.6886 | 38785.4629 | 964.0598 | 72817.2435 | 38769.909 | 957.1152 | 17.6798 | 9.7887 | 1.1794 | 5.7652 | 262904.7597 | 140266.1644 | 4173.6026 | 261177.4721 | 139011.2037 | 3433.9581 | 1058.2354 | 585.9085 | 70.5924 | 669.0521 | 21553.1027 | 15635.7452 | 7351.9516 | 6613.3424 | 4377.9041 | 111.1432 | 8249.2391 | 4567.3198 | 550.2871 | 6690.5213 | 0.028153 | 0.016147 | 0.0004094 | 0.0052088 | 0.0029668 | 0.0005208 | 0.010635 | 5000000 | no RA
759-13AE | 18023.8475 | 9282.7683 | 0 | 8741.0792 | 51.5% | 0% | 48.5% | 5218.4657 | 9158.9256 | 460.7172 | 2429.2648 | 2328.4838 | 812.4105 | 4240.9573 | 4105.5577 | 759 | 0.039311 | 0.024326 | 0.012922 | 458491.4091 | 831.9344 | 12228.2861 | 4963.627 | 21162.7827 | 311063.668 | 126264.9584 | 526411.5364 | 46474.7393 | 245051.5277 | 234885.2693 | 686033.2699 | 60852.1863 | 317661.4749 | 307519.6087 |  | 1143 | 759-13AE | 18023.8475 | 12805.3818 | 8864.9219 | 9282.7683 | 4064.3026 | 123.8427 | 0 | 0 | 0 | 8741.0792 | 831.9344 | 371.2172 | 19.5239 | 825.0923 | 364.3751 | 12.6818 | 0 | 0 | 0 | 6.8421 | 4963.627 | 2635.1432 | 858.0693 | 4169.6055 | 1841.1217 | 64.0477 | 0 | 0 | 0 | 794.0216 | 12228.2861 | 9799.0213 | 7987.3288 | 4288.0705 | 1858.8058 | 47.1132 | 0 | 0 | 0 | 7940.2155 | 0.026686 | 0.011701 | 0.000297 | 0 | 0 | 0 | 0.012625 | 5000000 | no RA
76-266F | 321.63 | 84.8792 | 0 | 236.7508 | 26.39% | 0% | 73.61% | 48.8525 | 84.3991 | 3.867 | 25.4213 | 19.5641 | 6.6042 | 44.3862 | 33.4088 | 76 | 0.0008422 | 0.0005576 | 0.0003454 | 381892.6078 | 6.7895 | 259.9258 | 54.9147 | 8061.5981 | 308627.128 | 65203.8817 | 489199.2522 | 38723.614 | 254564.4131 | 195911.2251 | 686829.3813 | 53743.8474 | 361209.1786 | 271876.3554 |  | 1144 | 76-266F | 321.63 | 272.7775 | 237.2309 | 84.8792 | 36.0267 | 0.48008 | 0 | 0 | 0 | 236.7508 | 6.7895 | 2.9225 | 0.18532 | 6.6042 | 2.7371 | 0 | 0 | 0 | 0 | 0.18532 | 54.9147 | 35.3506 | 21.506 | 33.4088 | 13.8447 | 0 | 0 | 0 | 0 | 21.506 | 259.9258 | 234.5044 | 215.5396 | 44.8662 | 19.4449 | 0.48008 | 0 | 0 | 0 | 215.0595 | 0.0005022 | 0.0002176 | 5.4e-06 | 0 | 0 | 0 | 0.00034 | 5000000 | no RA
76-272 | 2408.1776 | 1347.0832 | 0 | 1061.0944 | 55.94% | 0% | 44.06% | 763.8414 | 1331.4108 | 1.1211 | 757.0692 | 5.6511 | 1.8523 | 1320.2144 | 9.344 | 76 | 0.0043474 | 0.0027534 | 0.0015672 | 553935.1398 | 2.7801 | 2299.1752 | 106.2224 | 639.4804 | 528862.116 | 24433.5434 | 597202.0756 | 876.5088 | 591907.2727 | 4418.2941 | 687064.1002 | 955.8894 | 681286.3266 | 4821.8841 |  | 1145 | 76-272 | 2408.1776 | 1644.3362 | 1076.7669 | 1347.0832 | 583.2418 | 15.6725 | 0 | 0 | 0 | 1061.0944 | 2.7801 | 1.659 | 0.92773 | 1.9495 | 0.82842 | 0.097155 | 0 | 0 | 0 | 0.83057 | 106.2224 | 100.5712 | 96.8784 | 9.8348 | 4.1836 | 0.49079 | 0 | 0 | 0 | 96.3876 | 2299.1752 | 1542.106 | 978.9607 | 1335.299 | 578.2298 | 15.0845 | 0 | 0 | 0 | 963.8762 | 0.0028112 | 0.0012172 | 3.1e-05 | 0 | 0 | 0 | 0.0015362 | 5000000 | no RA
76-49F | 2521.6283 | 1776.4918 | 0 | 745.1365 | 70.45% | 0% | 29.55% | 1008.0258 | 1756.5696 | 3.2525 | 988.3547 | 16.4187 | 5.5351 | 1723.0974 | 27.9371 | 76 | 0.002558 | 0.0016998 | 0.0010618 | 985781.1862 | 6.1659 | 2419.5998 | 95.8626 | 2410.4332 | 945895.1652 | 37475.5877 | 890459.1288 | 2873.1616 | 873082.2255 | 14503.7418 | 720529.945 | 2270.4317 | 706799.9518 | 11459.5615 |  | 1146 | 76-49F | 2521.6283 | 1513.6024 | 765.0587 | 1776.4918 | 768.466 | 19.9222 | 0 | 0 | 0 | 745.1365 | 6.1659 | 2.9134 | 0.63084 | 5.5826 | 2.3301 | 0.047578 | 0 | 0 | 0 | 0.58326 | 95.8626 | 79.4439 | 67.9255 | 28.1759 | 11.7572 | 0.2388 | 0 | 0 | 0 | 67.6867 | 2419.5998 | 1431.2451 | 696.5024 | 1742.7333 | 754.3786 | 19.6359 | 0 | 0 | 0 | 676.8665 | 0.001513 | 0.0006548 | 1.68e-05 | 0 | 0 | 0 | 0.001045 | 5000000 | no RA
765-53 | 4697.4568 | 4489.3073 | 0 | 208.1495 | 95.57% | 0% | 4.431% | 1813.7045 | 4344.9018 | 181.81 | 926.6886 | 705.2059 | 416.6837 | 2312.4989 | 1615.7192 | 765 | 0.0009128 | 0.0006714 | 0.0003104 | 5146206.0082 | 439.1171 | 2537.6624 | 1720.6774 | 481066.0253 | 2780085.9012 | 1885054.0817 | 4295133.1365 | 430554.1423 | 2194542.2583 | 1670036.7358 | 1135808.7938 | 108926.051 | 604514.6044 | 422368.1384 |  | 1147 | 765-53 | 4697.4568 | 2883.7524 | 352.555 | 4489.3073 | 2675.6029 | 144.4056 | 0 | 0 | 0 | 208.1495 | 439.1171 | 257.3071 | 22.4334 | 438.9541 | 257.1442 | 22.2705 | 0 | 0 | 0 | 0.16293 | 1720.6774 | 1015.4715 | 104.9582 | 1701.7695 | 996.5636 | 86.0503 | 0 | 0 | 0 | 18.9079 | 2537.6624 | 1610.9738 | 225.1635 | 2348.5837 | 1421.8951 | 36.0848 | 0 | 0 | 0 | 189.0787 | 0.0006118 | 0.0003704 | 9.4e-06 | 0 | 0 | 0 | 0.000301 | 5000000 | no RA
768-20AE | 19253.8213 | 18869.9763 | 0 | 383.845 | 98.01% | 0% | 1.994% | 10026.0875 | 18729.1455 | 3427.3163 | 2083.1612 | 4515.61 | 6447.6611 | 3788.3333 | 8493.1511 | 768 | 0.002811 | 0.0015864 | 0.000564 | 6849456.1563 | 6489.5114 | 4181.5667 | 8582.7432 | 2308613.0978 | 1487572.6322 | 3053270.4263 | 5816776.1727 | 1988405.9354 | 1208575.346 | 2619794.8912 | 930276.2344 | 320255.1804 | 188166.4307 | 421854.6234 |  | 1148 | 768-20AE | 19253.8213 | 9227.7337 | 524.6758 | 18869.9763 | 8843.8888 | 140.8308 | 0 | 0 | 0 | 383.845 | 6489.5114 | 3062.1951 | 41.8504 | 6489.211 | 3061.8946 | 41.5499 | 0 | 0 | 0 | 0.30046 | 8582.7432 | 4067.1331 | 89.5921 | 8547.8755 | 4032.2654 | 54.7244 | 0 | 0 | 0 | 34.8677 | 4181.5667 | 2098.4055 | 393.2334 | 3832.8899 | 1749.7287 | 44.5565 | 0 | 0 | 0 | 348.6768 | 0.0022736 | 0.001049 | 2.66e-05 | 0 | 0 | 0 | 0.0005374 | 5000000 | no RA
77-28R | 1754.0975 | 908.8975 | 0 | 845.2 | 51.82% | 0% | 48.18% | 499.7715 | 905.5074 | 52.9952 | 180.1818 | 266.5945 | 98.0325 | 314.2659 | 493.209 | 77 | 0.003703 | 0.0023008 | 0.0012568 | 473696.3285 | 98.6941 | 1085.4182 | 569.9853 | 26652.462 | 293118.6023 | 153925.2642 | 545169.4916 | 57809.1588 | 196549.0999 | 290811.2329 | 675199.0234 | 73098.7287 | 234334.9198 | 367765.3749 |  | 1149 | 77-28R | 1754.0975 | 1254.326 | 848.5901 | 908.8975 | 409.126 | 3.3901 | 0 | 0 | 0 | 845.2 | 98.6941 | 45.6989 | 0.66158 | 98.0325 | 45.0373 | 0 | 0 | 0 | 0 | 0.66158 | 569.9853 | 303.3908 | 76.7762 | 493.209 | 226.6146 | 0 | 0 | 0 | 0 | 76.7762 | 1085.4182 | 905.2363 | 771.1523 | 317.656 | 137.4741 | 3.3901 | 0 | 0 | 0 | 767.7622 | 0.002473 | 0.0010708 | 2.68e-05 | 0 | 0 | 0 | 0.00123 | 5000000 | no RA
770-250R | 3732.3024 | 3064.5045 | 0 | 667.7979 | 82.11% | 0% | 17.89% | 1665.5289 | 3002.6158 | 349.2371 | 8.4255 | 1307.8663 | 629.2672 | 16.8633 | 2356.4852 | 770 | 0.003255 | 0.002041 | 0.001004 | 1146636.6766 | 642.7805 | 623.6947 | 2465.8271 | 197474.8189 | 191611.2902 | 757550.5675 | 1012627.8768 | 212333.2812 | 5122.652 | 795171.9436 | 726779.4826 | 152313.3641 | 4081.7483 | 570384.3703 |  | 1150 | 770-250R | 3732.3024 | 2066.7735 | 729.6866 | 3064.5045 | 1398.9756 | 61.8887 | 0 | 0 | 0 | 667.7979 | 642.7805 | 293.5434 | 13.5133 | 642.2578 | 293.0207 | 12.9906 | 0 | 0 | 0 | 0.52272 | 2465.8271 | 1157.9608 | 109.3419 | 2405.1657 | 1097.2995 | 48.6805 | 0 | 0 | 0 | 60.6614 | 623.6947 | 615.2692 | 606.8314 | 17.081 | 8.6555 | 0.21766 | 0 | 0 | 0 | 606.6138 | 0.0022776 | 0.0010636 | 2.66e-05 | 0 | 0 | 0 | 0.0009774 | 5000000 | no RA
770-259R | 10944.3978 | 9903.4991 | 215.6749 | 825.2238 | 90.49% | 1.971% | 7.54% | 5365.4753 | 10035.6176 | 1063.7865 | 88.5565 | 4213.1323 | 1987.5399 | 180.9965 | 7867.0812 | 770 | 0.010605 | 0.0059926 | 0.0017724 | 1031984.1052 | 2002.002 | 942.1855 | 8000.2103 | 188775.5104 | 88841.841 | 754366.7539 | 930968.6181 | 184578.5842 | 15365.5178 | 731024.5161 | 512739.9169 | 101547.4158 | 9247.4775 | 401945.0236 |  | 1151 | 770-259R | 10944.3978 | 5578.9225 | 908.7802 | 9903.4991 | 4634.0676 | 69.1594 | 215.6749 | 119.6311 | 14.3971 | 825.2238 | 2002.002 | 938.2156 | 14.4622 | 2000.516 | 937.1036 | 13.7601 | 0.8401 | 0.46599 | 0.05608 | 0.64595 | 8000.2103 | 3787.078 | 133.1291 | 7879.9669 | 3686.9993 | 55.1448 | 45.2818 | 25.117 | 3.0227 | 74.9616 | 942.1855 | 853.629 | 761.189 | 23.0163 | 9.9647 | 0.25448 | 169.553 | 94.0481 | 11.3183 | 749.6162 | 0.0041816 | 0.0018104 | 4.6e-05 | 0.0052192 | 0.0029778 | 0.000522 | 0.0012044 | 5000000 | no RA
771-274AE | 476.1513 | 260.8587 | 0 | 215.2927 | 54.78% | 0% | 45.22% | 124.5241 | 246.8805 | 6.9212 | 82.0953 | 35.5076 | 16.9762 | 143.2102 | 86.6942 | 771 | 0.0006212 | 0.0004346 | 0.0002956 | 766502.4795 | 19.173 | 340.3759 | 116.6025 | 30864.4153 | 547932.8578 | 187705.2064 | 809082.3883 | 44969.8607 | 533405.5168 | 230707.0108 | 775611.6098 | 53333.1933 | 449915.8072 | 272362.6092 |  | 1152 | 771-274AE | 476.1513 | 351.6272 | 229.2708 | 260.8587 | 136.3345 | 13.9781 | 0 | 0 | 0 | 215.2927 | 19.173 | 12.2518 | 2.1968 | 19.0045 | 12.0832 | 2.0283 | 0 | 0 | 0 | 0.16852 | 116.6025 | 81.0949 | 29.9083 | 97.0457 | 61.5381 | 10.3515 | 0 | 0 | 0 | 19.5567 | 340.3759 | 258.2806 | 197.1657 | 144.8085 | 62.7132 | 1.5983 | 0 | 0 | 0 | 195.5674 | 0.0003292 | 0.0001426 | 3.6e-06 | 0 | 0 | 0 | 0.000292 | 5000000 | no RA
773-271F | 1763.7983 | 1134.355 | 0 | 629.4433 | 64.31% | 0% | 35.69% | 760.7768 | 1130.8778 | 111.5047 | 66.1001 | 583.1721 | 162.7411 | 115.2426 | 852.8941 | 773 | 0.0028064 | 0.0017272 | 0.0009244 | 628491.4208 | 163.5784 | 688.3006 | 911.9193 | 58287.6441 | 245261.0301 | 324942.7466 | 580721.0989 | 85114.4767 | 50455.9391 | 445150.683 | 684682.495 | 98530.5248 | 69772.8794 | 516379.0908 |  | 1153 | 773-271F | 1763.7983 | 1003.0215 | 632.9205 | 1134.355 | 373.5782 | 3.4772 | 0 | 0 | 0 | 629.4433 | 163.5784 | 52.0738 | 0.83734 | 163.0857 | 51.5811 | 0.34464 | 0 | 0 | 0 | 0.4927 | 911.9193 | 328.7472 | 59.0252 | 854.742 | 271.5699 | 1.8479 | 0 | 0 | 0 | 57.1773 | 688.3006 | 622.2005 | 573.0579 | 116.5273 | 50.4272 | 1.2847 | 0 | 0 | 0 | 571.7733 | 0.001903 | 0.0008238 | 2.1e-05 | 0 | 0 | 0 | 0.0009034 | 5000000 | no RA
775-185 | 2339.3548 | 717.5321 | 0 | 1621.8228 | 30.67% | 0% | 69.33% | 418.1023 | 710.194 | 37.4686 | 254.3685 | 126.2652 | 61.1046 | 443.6177 | 205.4717 | 775 | 0.0065622 | 0.0041848 | 0.0024164 | 356489.414 | 62.9158 | 1921.8389 | 354.6001 | 9587.608 | 292865.0332 | 54036.7728 | 459102.5994 | 41142.8683 | 279312.6281 | 138647.1031 | 674209.9215 | 58008.6012 | 421140.4863 | 195060.8341 |  | 1154 | 775-185 | 2339.3548 | 1921.2526 | 1629.1609 | 717.5321 | 299.4298 | 7.3381 | 0 | 0 | 0 | 1621.8228 | 62.9158 | 25.4472 | 1.8112 | 61.6463 | 24.1777 | 0.54167 | 0 | 0 | 0 | 1.2695 | 354.6001 | 228.3349 | 149.1285 | 207.2771 | 81.0119 | 1.8054 | 0 | 0 | 0 | 147.323 | 1921.8389 | 1667.4704 | 1478.2212 | 448.6087 | 194.2402 | 4.991 | 0 | 0 | 0 | 1473.2303 | 0.0041918 | 0.0018144 | 4.6e-05 | 0 | 0 | 0 | 0.0023704 | 5000000 | no RA
775-187AE | 580.8314 | 68.6085 | 0 | 512.2228 | 11.81% | 0% | 88.19% | 38.6952 | 67.5291 | 2.7279 | 22.2247 | 13.7426 | 4.7626 | 38.7787 | 23.9878 | 775 | 0.0018144 | 0.0012092 | 0.0007586 | 320123.0987 | 5.2683 | 504.5181 | 71.0449 | 2903.6065 | 278063.3467 | 39156.1455 | 448342.7932 | 31607.3537 | 257506.313 | 159229.1265 | 676644.2029 | 47721.5487 | 388563.8675 | 240358.7867 |  | 1155 | 775-187AE | 580.8314 | 542.1361 | 513.3023 | 68.6085 | 29.9133 | 1.0795 | 0 | 0 | 0 | 512.2228 | 5.2683 | 2.5404 | 0.5057 | 4.8674 | 2.1394 | 0.10475 | 0 | 0 | 0 | 0.40094 | 71.0449 | 57.3023 | 47.0571 | 24.5156 | 10.773 | 0.52785 | 0 | 0 | 0 | 46.5293 | 504.5181 | 482.2935 | 465.7395 | 39.2255 | 17.0009 | 0.44687 | 0 | 0 | 0 | 465.2926 | 0.001068 | 0.0004628 | 1.22e-05 | 0 | 0 | 0 | 0.0007464 | 5000000 | no RA
777-10 | 176.2792 | 69.2506 | 0 | 107.0286 | 39.28% | 0% | 60.72% | 46.0497 | 69.2488 | 7.5037 | 0.092767 | 38.4532 | 11.29 | 0.16171 | 57.7971 | 777 | 0.0003706 | 0.00027 | 0.0001504 | 475659.0612 | 11.3738 | 97.3861 | 67.5194 | 30690.1811 | 262779.5111 | 182189.3691 | 482331.5914 | 78595.3575 | 971.6524 | 402764.5815 | 711638.3697 | 116022.1674 | 1661.8199 | 593954.3825 |  | 1156 | 777-10 | 176.2792 | 130.2295 | 107.0304 | 69.2506 | 23.2009 | 0.0018048 | 0 | 0 | 0 | 107.0286 | 11.3738 | 3.87 | 0.083777 | 11.29 | 3.7863 | 0 | 0 | 0 | 0 | 0.083777 | 67.5194 | 29.0662 | 9.7223 | 57.7971 | 19.3439 | 0 | 0 | 0 | 0 | 9.7223 | 97.3861 | 97.2933 | 97.2244 | 0.16351 | 0.070748 | 0.0018048 | 0 | 0 | 0 | 97.2226 | 0.0002234 | 0.0001228 | 3.2e-06 | 0 | 0 | 0 | 0.0001472 | 5000000 | no RA
777-101 | 1368.4558 | 944.7593 | 0 | 423.6965 | 69.04% | 0% | 30.96% | 336.7823 | 944.1695 | 52.4579 | 16.3248 | 267.9997 | 148.155 | 38.8119 | 757.2026 | 777 | 0.0015556 | 0.0011382 | 0.0006118 | 879696.454 | 148.4867 | 424.2788 | 795.6903 | 95452.9871 | 272742.881 | 511500.5859 | 906407.8884 | 141183.8157 | 43936.1113 | 721287.9614 | 693504.9484 | 108821.8167 | 28507.8259 | 556175.3058 |  | 1157 | 777-101 | 1368.4558 | 1031.6735 | 424.2863 | 944.7593 | 607.9769 | 0.58981 | 0 | 0 | 0 | 423.6965 | 148.4867 | 96.0288 | 0.33165 | 148.155 | 95.6972 | 0 | 0 | 0 | 0 | 0.33165 | 795.6903 | 527.6906 | 38.4877 | 757.2026 | 489.2029 | 0 | 0 | 0 | 0 | 38.4877 | 424.2788 | 407.954 | 385.467 | 39.4017 | 23.0769 | 0.58981 | 0 | 0 | 0 | 384.8772 | 0.0009576 | 0.0005402 | 1.38e-05 | 0 | 0 | 0 | 0.000598 | 5000000 | no RA
777-263F | 741.6869 | 528.4904 | 0 | 213.1965 | 71.26% | 0% | 28.74% | 287.525 | 528.4637 | 46.8416 | 1.3406 | 239.3427 | 86.1835 | 2.3369 | 439.9433 | 777 | 0.0008638 | 0.000542 | 0.0003028 | 858632.6768 | 86.3504 | 196.0269 | 459.3096 | 99965.753 | 226935.5147 | 531731.4091 | 837937.1104 | 136511.0928 | 3906.9405 | 697519.0771 | 704171.915 | 114838.6014 | 3113.8333 | 586219.4803 |  | 1158 | 777-263F | 741.6869 | 454.1619 | 213.2233 | 528.4904 | 240.9654 | 0.026711 | 0 | 0 | 0 | 213.1965 | 86.3504 | 39.5088 | 0.16688 | 86.1835 | 39.3419 | 0 | 0 | 0 | 0 | 0.16688 | 459.3096 | 219.9668 | 19.3663 | 439.9433 | 200.6005 | 0 | 0 | 0 | 0 | 19.3663 | 196.0269 | 194.6863 | 193.69 | 2.3636 | 1.023 | 0.026711 | 0 | 0 | 0 | 193.6633 | 0.0005674 | 0.0002456 | 6.4e-06 | 0 | 0 | 0 | 0.0002964 | 5000000 | no RA
777-268F | 272.6219 | 241.8173 | 0 | 30.8046 | 88.7% | 0% | 11.3% | 108.1877 | 241.813 | 17.6551 | 0.23715 | 90.2955 | 39.443 | 0.41366 | 201.9563 | 777 | 0.0001222 | 7.84e-05 | 4.58e-05 | 2230948.6298 | 39.4672 | 28.4003 | 204.7545 | 322971.8513 | 232408.0308 | 1675568.7477 | 2097374.9733 | 342269.0737 | 4597.5085 | 1750508.3911 | 672684.2915 | 109724.1284 | 1150.7351 | 561809.4279 |  | 1159 | 777-268F | 272.6219 | 164.4342 | 30.8089 | 241.8173 | 133.6296 | 0.0043315 | 0 | 0 | 0 | 30.8046 | 39.4672 | 21.8121 | 0.024112 | 39.443 | 21.788 | 0 | 0 | 0 | 0 | 0.024112 | 204.7545 | 114.459 | 2.7982 | 201.9563 | 111.6608 | 0 | 0 | 0 | 0 | 2.7982 | 28.4003 | 28.1631 | 27.9866 | 0.41799 | 0.18084 | 0.0043315 | 0 | 0 | 0 | 27.9823 | 7.72e-05 | 3.34e-05 | 8e-07 | 0 | 0 | 0 | 4.5e-05 | 5000000 | no RA
779-25AE | 1478.904 | 1367.0102 | 0 | 111.8938 | 92.43% | 0% | 7.566% | 763.6759 | 1355.5743 | 123.8242 | 11.8507 | 628.001 | 219.8888 | 20.6783 | 1115.0072 | 779 | 0.0008446 | 0.000454 | 0.0001632 | 1751011.1411 | 221.8183 | 122.5477 | 1134.538 | 262631.2361 | 145095.5544 | 1343284.3506 | 1575392.3642 | 255437.8478 | 24446.8469 | 1295507.6695 | 755696.9035 | 122582.2087 | 11527.6155 | 621587.0793 |  | 1160 | 779-25AE | 1478.904 | 715.2281 | 123.3297 | 1367.0102 | 603.3344 | 11.436 | 0 | 0 | 0 | 111.8938 | 221.8183 | 97.9941 | 1.9295 | 221.7308 | 97.9065 | 1.842 | 0 | 0 | 0 | 0.087585 | 1134.538 | 506.537 | 19.5308 | 1124.3738 | 496.3728 | 9.3666 | 0 | 0 | 0 | 10.1642 | 122.5477 | 110.697 | 101.8694 | 20.9057 | 9.055 | 0.2274 | 0 | 0 | 0 | 101.642 | 0.000689 | 0.0002984 | 7.6e-06 | 0 | 0 | 0 | 0.0001556 | 5000000 | no RA
78-26R | 1506352.016 | 1301477.0927 | 200550.9587 | 4323.9646 | 86.4% | 13.31% | 0.287% | 387488.3252 | 1456310.1109 | 49013.1228 | 78807.2995 | 259667.9029 | 207577.9838 | 164921.4509 | 1083810.6762 | 78 | 0.34567 | 0.20304 | 0.038607 | 4357716.8123 | 211901.6744 | 186378.2487 | 1108072.0929 | 613009.097 | 539172.5301 | 3205535.1851 | 5510574.2572 | 697028.6209 | 1120739.5103 | 3692806.126 | 1296187.3513 | 184754.576 | 146788.1717 | 964644.6037 |  | 1161 | 78-26R | 1506352.016 | 1118863.6908 | 50041.9051 | 1301477.0927 | 1000841.7715 | 26400.1503 | 200550.9587 | 113697.9548 | 19317.7902 | 4323.9646 | 211901.6744 | 162888.5516 | 4323.6906 | 211611.2908 | 162722.4592 | 4292.6612 | 286.999 | 162.7078 | 27.6448 | 3.3846 | 1108072.0929 | 848404.19 | 24261.4167 | 1089248.4333 | 837562.4282 | 22093.308 | 18430.8796 | 10448.9818 | 1775.3287 | 392.78 | 186378.2487 | 107570.9492 | 21456.7978 | 617.3687 | 556.884 | 14.181 | 181833.08 | 103086.2652 | 17514.8168 | 3927.8 | 0.019201 | 0.014723 | 0.0003746 | 0.32027 | 0.18211 | 0.032027 | 0.0062056 | 5000000 | no RA
78-35R | 489231.614 | 488247.6745 | 0 | 983.9395 | 99.8% | 0% | 0.2011% | 111134.0013 | 480643.4431 | 18096.9735 | 46.688 | 92990.3398 | 78290.4322 | 190.4829 | 402162.528 | 78 | 0.008188 | 0.0065712 | 0.0015916 | 59749830.7232 | 79531.4073 | 1088.033 | 408612.1738 | 9713166.4942 | 132881.4064 | 49903782.8226 | 57538594.5676 | 9369539.5435 | 24172.2826 | 48144882.7415 | 5395935.4291 | 878926.2038 | 2138.4533 | 4514870.772 |  | 1162 | 78-35R | 489231.614 | 378097.6126 | 8588.1708 | 488247.6745 | 377113.6731 | 7604.2313 | 0 | 0 | 0 | 983.9395 | 79531.4073 | 61434.4338 | 1240.9751 | 79530.6371 | 61433.6636 | 1240.2049 | 0 | 0 | 0 | 0.77018 | 408612.1738 | 315621.8339 | 6449.6457 | 408522.7947 | 315532.4549 | 6360.2667 | 0 | 0 | 0 | 89.379 | 1088.033 | 1041.3449 | 897.55 | 194.2427 | 147.5547 | 3.7598 | 0 | 0 | 0 | 893.7903 | 0.0067266 | 0.0051098 | 0.0001302 | 0 | 0 | 0 | 0.0014614 | 5000000 | no RA
78-782R | 610038.9484 | 575701.1157 | 33167.435 | 1170.3977 | 94.37% | 5.437% | 0.1919% | 211310.7216 | 593190.9334 | 34020.0707 | 12804.573 | 164486.0779 | 97291.9373 | 26743.6748 | 469155.3214 | 78 | 0.33808 | 0.19385 | 0.034662 | 1804434.6873 | 99454.5727 | 30654.3309 | 479930.0448 | 294176.7592 | 90672.4695 | 1419585.4586 | 2056894.7619 | 331150.7557 | 124639.4835 | 1601104.5226 | 486071.4742 | 79722.7886 | 21914.2551 | 384434.4305 |  | 1163 | 78-782R | 610038.9484 | 398728.2268 | 16848.015 | 575701.1157 | 378755.1663 | 12479.9543 | 33167.435 | 18802.6628 | 3197.663 | 1170.3977 | 99454.5727 | 65434.5021 | 2162.6355 | 99421.8576 | 65415.559 | 2158.6536 | 31.799 | 18.0269 | 3.0657 | 0.91613 | 479930.0448 | 315443.9669 | 10774.7234 | 476210.0866 | 313289.0722 | 10320.0167 | 3613.6417 | 2048.5783 | 348.3902 | 106.3165 | 30654.3309 | 17849.7578 | 3910.6561 | 69.1715 | 50.5351 | 1.2839 | 29521.9943 | 16736.0577 | 2846.2071 | 1063.1651 | 0.0078748 | 0.0053888 | 0.0001368 | 0.32853 | 0.18679 | 0.032853 | 0.0016716 | 5000000 | no RA
780-468R | 128956.7916 | 2524.8232 | 125642.0133 | 789.9551 | 1.958% | 97.43% | 0.6126% | 57544.1983 | 119720.2586 | 160.8984 | 51438.5286 | 5944.7712 | 313.9132 | 107121.2733 | 12285.0721 | 780 | 0.014295 | 0.008323 | 0.0022272 | 9020985.4797 | 327.2623 | 115435.0042 | 13194.5252 | 22893.1578 | 8075088.435 | 923003.8869 | 8580150.5908 | 23990.8215 | 7669762.2907 | 886397.4786 | 4147150.2331 | 10874.0586 | 3710717.1227 | 425559.0518 |  | 1164 | 780-468R | 128956.7916 | 71412.5934 | 9236.533 | 2524.8232 | 1265.9662 | 30.4196 | 125642.0133 | 69356.6721 | 8416.1582 | 789.9551 | 327.2623 | 166.3639 | 13.3491 | 160.0405 | 73.7774 | 1.5708 | 166.6034 | 91.9681 | 11.16 | 0.61834 | 13194.5252 | 7249.7539 | 909.453 | 723.0298 | 333.1159 | 7.096 | 12399.7375 | 6844.8802 | 830.5992 | 71.7579 | 115435.0042 | 63996.4756 | 8313.7309 | 1641.7529 | 859.0729 | 21.7529 | 113075.6724 | 62419.8238 | 7574.3991 | 717.5789 | 0.002605 | 0.0011904 | 2.98e-05 | 0.010548 | 0.00599 | 0.0010548 | 0.0011426 | 5000000 | no RA
781-1356R | 44631.9388 | 3558.2212 | 40082.6218 | 991.0958 | 7.972% | 89.81% | 2.221% | 19804.843 | 40915.917 | 27.0627 | 17257.6113 | 2520.169 | 55.196 | 35630.0234 | 5230.6975 | 781 | 0.014432 | 0.008501 | 0.0025062 | 3092482.1114 | 59.6732 | 38877.8926 | 5694.3731 | 4134.6664 | 2693792.6176 | 394554.8274 | 2920491.2176 | 3990.7625 | 2544867.5503 | 371632.9049 | 1482731.572 | 2000.2214 | 1291178.7027 | 189552.6479 |  | 1165 | 781-1356R | 44631.9388 | 24827.0958 | 3716.0219 | 3558.2212 | 1755.7737 | 44.0017 | 40082.6218 | 22080.2264 | 2680.9243 | 991.0958 | 59.6732 | 32.6104 | 4.4771 | 3.5584 | 1.3502 | 0 | 55.339 | 30.4845 | 3.7013 | 0.77578 | 5694.3731 | 3174.2041 | 463.6755 | 17.9389 | 6.8042 | 0 | 5586.4051 | 3077.3708 | 373.6464 | 90.0291 | 38877.8926 | 21620.2813 | 3247.8692 | 3536.724 | 1747.6192 | 44.0017 | 34440.8777 | 18972.3711 | 2303.5765 | 900.2909 | 0.0023874 | 0.0010596 | 2.66e-05 | 0.010628 | 0.0060246 | 0.0010628 | 0.0014168 | 5000000 | no RA
781-1359 | 55172.3583 | 344.816 | 53704.9512 | 1122.5911 | 0.625% | 97.34% | 2.035% | 24273.577 | 50444.2628 | 40.9473 | 22130.8252 | 2101.8044 | 80.8445 | 46011.2532 | 4352.1651 | 781 | 0.015735 | 0.0091648 | 0.0027344 | 3506257.12 | 88.3845 | 50313.6127 | 4770.3611 | 5616.9218 | 3197479.1023 | 303161.0959 | 3371462.6946 | 5687.3484 | 3073846.584 | 291928.7622 | 1729116.2545 | 2771.1686 | 1577162.6221 | 149182.4638 |  | 1166 | 781-1359 | 55172.3583 | 30898.7813 | 4728.0955 | 344.816 | 151.428 | 14.6139 | 53704.9512 | 29624.7622 | 3590.8905 | 1122.5911 | 88.3845 | 47.4372 | 7.54 | 17.4016 | 7.8876 | 1.9739 | 70.1042 | 38.6709 | 4.6874 | 0.87871 | 4770.3611 | 2668.5567 | 418.196 | 87.3854 | 39.6074 | 9.9212 | 4581.0019 | 2526.9754 | 306.3009 | 101.9739 | 50313.6127 | 28182.7874 | 4302.3595 | 240.029 | 103.933 | 2.7188 | 49053.8451 | 27059.1159 | 3279.9022 | 1019.7385 | 0.0035206 | 0.0015244 | 3.96e-05 | 0.010578 | 0.0060034 | 0.0010578 | 0.001637 | 5000000 | no RA
781-43AE | 1232.9473 | 47.8019 | 1053.0779 | 132.0675 | 3.877% | 85.41% | 10.71% | 502.207 | 1030.5071 | 5.1332 | 428.8741 | 68.1997 | 8.3264 | 892.0776 | 130.1031 | 781 | 0.011135 | 0.0063964 | 0.0012644 | 110729.1824 | 8.5045 | 1075.6553 | 148.7875 | 763.773 | 96603.0233 | 13362.386 | 114242.4297 | 1167.7134 | 97560.5975 | 15514.1187 | 160107.7391 | 1293.6539 | 138600.2439 | 20213.8413 |  | 1167 | 781-43AE | 1232.9473 | 730.7403 | 202.4402 | 47.8019 | 17.6688 | 0.043676 | 1053.0779 | 581.004 | 70.3291 | 132.0675 | 8.5045 | 3.3712 | 0.17807 | 7.2826 | 2.6508 | 0 | 1.1184 | 0.61706 | 0.074694 | 0.10338 | 148.7875 | 80.5878 | 18.6844 | 36.6519 | 13.3425 | 0 | 100.1388 | 55.2486 | 6.6877 | 11.9967 | 1075.6553 | 646.7813 | 183.5777 | 3.8673 | 1.6756 | 0.043676 | 951.8207 | 525.1383 | 63.5667 | 119.9674 | 0.0002856 | 0.0001534 | 4e-06 | 0.010654 | 0.006048 | 0.0010654 | 0.000195 | 5000000 | no RA
781-44 | 312061.975 | 28050.7159 | 273401.3625 | 10609.8966 | 8.989% | 87.61% | 3.4% | 137963.1282 | 282748.4239 | 1336.8333 | 120716.5227 | 15909.7721 | 2375.5773 | 248448.541 | 31924.3057 | 781 | 0.057288 | 0.0351 | 0.016824 | 5447286.5855 | 2432.5895 | 274803.4509 | 34825.9346 | 42462.7581 | 4796909.8183 | 607914.0091 | 4960109.3688 | 48062.4022 | 4340052.0369 | 571994.9298 | 1742344.4236 | 14638.716 | 1530982.6448 | 196723.0629 |  | 1168 | 781-44 | 312061.975 | 174098.8468 | 29313.5511 | 28050.7159 | 12543.614 | 325.6667 | 273401.3625 | 150945.3363 | 18377.9877 | 10609.8966 | 2432.5895 | 1095.7562 | 57.0122 | 2066.9603 | 890.172 | 24.688 | 357.3242 | 197.2793 | 24.0193 | 8.3049 | 34825.9346 | 18916.1625 | 2901.6289 | 6119.7542 | 2635.7577 | 73.009 | 27742.3993 | 15316.6237 | 1864.8388 | 963.7811 | 274803.4509 | 154086.9282 | 26354.91 | 19864.0013 | 9017.6843 | 227.9697 | 245301.639 | 135431.4333 | 16489.1296 | 9637.8106 | 0.031486 | 0.013778 | 0.0003514 | 0.010365 | 0.0058858 | 0.0010364 | 0.015436 | 5000000 | no RA
783-1451F | 119643.046 | 0 | 119643.046 | 0 | 0% | 100% | 0% | 19106.1816 | 39685.4642 | 24.9771 | 17470.2925 | 1610.912 | 51.8799 | 36287.5579 | 3346.0265 | 783 | 0.010483 | 0.010483 | 0.010483 | 11413489.5888 | 156.4066 | 109399.0971 | 10087.5423 | 14920.5888 | 10436256 | 962313 | 9590832.846 | 12537.8721 | 8769656.8219 | 808638.152 | 7627647.8893 | 9971.4462 | 6974561.5862 | 643114.8569 |  | 1169 | 783-1451F | 119643.046 | 100536.8644 | 79957.5818 | 0 | 0 | 0 | 119643.046 | 100536.8644 | 79957.5818 | 0 | 156.4066 | 131.4295 | 104.5267 | 0 | 0 | 0 | 156.4066 | 131.4295 | 104.5267 | 0 | 10087.5423 | 8476.6303 | 6741.5158 | 0 | 0 | 0 | 10087.5423 | 8476.6303 | 6741.5158 | 0 | 109399.0971 | 91928.8046 | 73111.5393 | 0 | 0 | 0 | 109399.0971 | 91928.8046 | 73111.5393 | 0 | 0 | 0 | 0 | 0.010483 | 0.010483 | 0.010483 | 0 | 5000000 | no RA
783-1452F | 30861.72 | 0 | 30861.72 | 0 | 0% | 100% | 0% | 4933.1523 | 10236.6655 | 6.283 | 4503.9188 | 422.9505 | 13.0377 | 9345.9734 | 877.6543 | 783 | 0.010577 | 0.010577 | 0.010577 | 2917758.9504 | 39.3065 | 28176.4423 | 2645.9712 | 3716.1504 | 2663884.8 | 250158 | 2451364.0334 | 3122.135 | 2238070.8958 | 210171.0026 | 1949954.0964 | 2483.5234 | 1780288.6278 | 167181.9452 |  | 1170 | 783-1452F | 30861.72 | 25928.5677 | 20625.0545 | 0 | 0 | 0 | 30861.72 | 25928.5677 | 20625.0545 | 0 | 39.3065 | 33.0234 | 26.2687 | 0 | 0 | 0 | 39.3065 | 33.0234 | 26.2687 | 0 | 2645.9712 | 2223.0207 | 1768.3169 | 0 | 0 | 0 | 2645.9712 | 2223.0207 | 1768.3169 | 0 | 28176.4423 | 23672.5235 | 18830.4689 | 0 | 0 | 0 | 28176.4423 | 23672.5235 | 18830.4689 | 0 | 0 | 0 | 0 | 0.010577 | 0.010577 | 0.010577 | 0 | 5000000 | no RA
783-847F | 66537.4747 | 0 | 66537.4747 | 0 | 0% | 100% | 0% | 10631.1994 | 22073.5895 | 13.1791 | 9705.4809 | 912.5394 | 27.3639 | 20151.5175 | 1894.7081 | 783 | 0.010505 | 0.010505 | 0.010505 | 6334127.4048 | 82.4843 | 60743.6815 | 5711.309 | 7852.2048 | 5782579.2 | 543696 | 5322075.5955 | 6597.5982 | 4858652.4508 | 456825.5464 | 4232801.3709 | 5247.2616 | 3864227.4778 | 363326.6316 |  | 1171 | 783-847F | 66537.4747 | 55906.2753 | 44463.8853 | 0 | 0 | 0 | 66537.4747 | 55906.2753 | 44463.8853 | 0 | 82.4843 | 69.3051 | 55.1204 | 0 | 0 | 0 | 82.4843 | 69.3051 | 55.1204 | 0 | 5711.309 | 4798.7696 | 3816.6009 | 0 | 0 | 0 | 5711.309 | 4798.7696 | 3816.6009 | 0 | 60743.6815 | 51038.2005 | 40592.164 | 0 | 0 | 0 | 60743.6815 | 51038.2005 | 40592.164 | 0 | 0 | 0 | 0 | 0.010505 | 0.010505 | 0.010505 | 0 | 5000000 | no RA
783-848F | 94884.8046 | 0 | 94884.8046 | 0 | 0% | 100% | 0% | 15168.1011 | 31481.1939 | 20.1215 | 13797.038 | 1350.9416 | 41.762 | 28635.5704 | 2803.8615 | 783 | 0.010408 | 0.010408 | 0.010408 | 9116175.8352 | 125.8712 | 86308.0515 | 8450.8818 | 12093.2352 | 8292153.6 | 811929 | 7658881.6209 | 10160.034 | 6966585.9844 | 682135.6025 | 6091580.9038 | 8080.9017 | 5540955.4877 | 542544.5144 |  | 1172 | 783-848F | 94884.8046 | 79716.7035 | 63403.6107 | 0 | 0 | 0 | 94884.8046 | 79716.7035 | 63403.6107 | 0 | 125.8712 | 105.7497 | 84.1093 | 0 | 0 | 0 | 125.8712 | 105.7497 | 84.1093 | 0 | 8450.8818 | 7099.9402 | 5647.0203 | 0 | 0 | 0 | 8450.8818 | 7099.9402 | 5647.0203 | 0 | 86308.0515 | 72511.0136 | 57672.4811 | 0 | 0 | 0 | 86308.0515 | 72511.0136 | 57672.4811 | 0 | 0 | 0 | 0 | 0.010408 | 0.010408 | 0.010408 | 0 | 5000000 | no RA
783-849F | 23972.8856 | 0 | 23972.8856 | 0 | 0% | 100% | 0% | 3826.4679 | 7955.8721 | 5.8837 | 3488.3766 | 332.2075 | 12.2333 | 7252.9234 | 690.7154 | 783 | 0.01043 | 0.01043 | 0.01043 | 2298454.992 | 36.8616 | 21854.7383 | 2081.2856 | 3534.192 | 2095372.8 | 199548 | 1931583.6717 | 2970.0767 | 1760916.7466 | 167696.8485 | 1535667.6373 | 2361.3011 | 1399982.2525 | 133324.0837 |  | 1173 | 783-849F | 23972.8856 | 20146.4177 | 16017.0135 | 0 | 0 | 0 | 23972.8856 | 20146.4177 | 16017.0135 | 0 | 36.8616 | 30.9779 | 24.6284 | 0 | 0 | 0 | 36.8616 | 30.9779 | 24.6284 | 0 | 2081.2856 | 1749.0781 | 1390.5702 | 0 | 0 | 0 | 2081.2856 | 1749.0781 | 1390.5702 | 0 | 21854.7383 | 18366.3617 | 14601.8149 | 0 | 0 | 0 | 21854.7383 | 18366.3617 | 14601.8149 | 0 | 0 | 0 | 0 | 0.01043 | 0.01043 | 0.01043 | 0 | 5000000 | no RA
783-854F | 79349.4775 | 0 | 79349.4775 | 0 | 0% | 100% | 0% | 12679.656 | 26352.5499 | 14.8942 | 11585.6378 | 1079.124 | 30.955 | 24078.8157 | 2242.7792 | 783 | 0.010332 | 0.010332 | 0.010332 | 7679675.3376 | 93.2079 | 72503.0955 | 6753.174 | 9020.9376 | 7017062.4 | 653592 | 6452501.016 | 7579.4362 | 5895770.3646 | 549151.2152 | 5129198.2043 | 6025.0173 | 4686643.9373 | 436529.2497 |  | 1174 | 783-854F | 79349.4775 | 66669.8215 | 52996.9275 | 0 | 0 | 0 | 79349.4775 | 66669.8215 | 52996.9275 | 0 | 93.2079 | 78.3138 | 62.2529 | 0 | 0 | 0 | 93.2079 | 78.3138 | 62.2529 | 0 | 6753.174 | 5674.05 | 4510.3948 | 0 | 0 | 0 | 6753.174 | 5674.05 | 4510.3948 | 0 | 72503.0955 | 60917.4577 | 48424.2798 | 0 | 0 | 0 | 72503.0955 | 60917.4577 | 48424.2798 | 0 | 0 | 0 | 0 | 0.010332 | 0.010332 | 0.010332 | 0 | 5000000 | no RA
788-34R | 1602649.6151 | 1096829.9585 | 495056.2408 | 10763.4158 | 68.44% | 30.89% | 0.6716% | 766157.8065 | 1534462.1746 | 144714.2953 | 205748.4789 | 415695.0323 | 285514.6529 | 426793.6773 | 822153.8445 | 788 | 0.12404 | 0.073313 | 0.022547 | 12920050.8139 | 289683.8762 | 474864.8946 | 838100.8444 | 2335339.1566 | 3828209.5536 | 6756502.1038 | 11409901.2541 | 2155138.0218 | 3064081.3255 | 6190681.9068 | 3024289.2721 | 562724.1361 | 841172.6018 | 1620392.5342 |  | 1175 | 788-34R | 1602649.6151 | 836491.8087 | 68187.4405 | 1096829.9585 | 548841.7146 | 15541.7776 | 495056.2408 | 276886.6782 | 41882.2471 | 10763.4158 | 289683.8762 | 144969.5809 | 4169.2234 | 288965.1972 | 144563.9083 | 4100.7101 | 710.2539 | 397.2475 | 60.0882 | 8.4251 | 838100.8444 | 422405.8121 | 15946.9999 | 793193.4262 | 396858.0562 | 11252.7781 | 43929.6917 | 24570.0294 | 3716.4953 | 977.7264 | 474864.8946 | 269116.4157 | 48071.2173 | 14671.3351 | 7419.7501 | 188.2894 | 450416.2952 | 251919.4013 | 38105.6636 | 9777.2643 | 0.043828 | 0.021116 | 0.0005366 | 0.064673 | 0.036654 | 0.0064672 | 0.015543 | 5000000 | no RA
789-15 | 77931.6235 | 77290.6595 | 0 | 640.964 | 99.18% | 0% | 0.8225% | 50582.2465 | 75435.5041 | 8296.8188 | 33.3953 | 42252.0324 | 12371.1332 | 58.2366 | 63006.1343 | 789 | 0.0041662 | 0.0023362 | 0.0009746 | 18705684.6751 | 12676.1899 | 641.1254 | 64614.3081 | 3042626.3588 | 153887.3375 | 15509170.9789 | 11706778.957 | 1920219.6578 | 7729.0233 | 9778830.2759 | 2561173.1769 | 420022.5735 | 1977.2378 | 2139173.3657 |  | 1176 | 789-15 | 77931.6235 | 27349.377 | 2496.1194 | 77290.6595 | 26708.413 | 1855.1554 | 0 | 0 | 0 | 640.964 | 12676.1899 | 4379.3711 | 305.0567 | 12675.6882 | 4378.8694 | 304.555 | 0 | 0 | 0 | 0.50172 | 64614.3081 | 22362.2758 | 1608.1738 | 64556.0843 | 22304.0519 | 1549.95 | 0 | 0 | 0 | 58.2238 | 641.1254 | 607.7301 | 582.8889 | 58.887 | 25.4917 | 0.65045 | 0 | 0 | 0 | 582.2384 | 0.0032274 | 0.0013974 | 3.58e-05 | 0 | 0 | 0 | 0.0009388 | 5000000 | no RA
789-4R | 1049983.2448 | 1041541.0829 | 0 | 8442.162 | 99.2% | 0% | 0.804% | 567791.0066 | 1034061.3095 | 102196.6096 | 3573.4867 | 462020.9104 | 185961.5544 | 7409.4775 | 840690.2776 | 789 | 0.050279 | 0.029556 | 0.012718 | 20882970.8555 | 187303.111 | 15185.8599 | 847494.2739 | 3725245.5474 | 302029.4584 | 16855695.8497 | 16314419.2485 | 2936429.6274 | 102677.4977 | 13275312.1234 | 1251960.6936 | 225147.7301 | 8970.8169 | 1017842.1467 |  | 1177 | 789-4R | 1049983.2448 | 482192.2382 | 15921.9353 | 1041541.0829 | 473750.0762 | 7479.7734 | 0 | 0 | 0 | 8442.162 | 187303.111 | 85106.5014 | 1341.5566 | 187296.5029 | 85099.8933 | 1334.9485 | 0 | 0 | 0 | 6.6081 | 847494.2739 | 385473.3635 | 6803.9963 | 846727.4054 | 384706.495 | 6037.1278 | 0 | 0 | 0 | 766.8685 | 15185.8599 | 11612.3733 | 7776.3824 | 7517.1746 | 3943.688 | 107.6971 | 0 | 0 | 0 | 7668.6853 | 0.038017 | 0.017293 | 0.0004548 | 0 | 0 | 0 | 0.012263 | 5000000 | no RA
79-1215F | 33471.7864 | 32154.7137 | 1146.2513 | 170.8214 | 96.07% | 3.425% | 0.5103% | 8326.283 | 31871.1883 | 1230.2987 | 578.4346 | 6517.5497 | 4874.2001 | 1294.1145 | 25702.8737 | 79 | 0.1831 | 0.10423 | 0.018498 | 182803.6467 | 5085.0084 | 1553.7932 | 26832.9848 | 27771.3915 | 8485.9247 | 146546.3304 | 241252.4676 | 35647.67 | 16760.0329 | 188844.7647 | 86529.1062 | 13233.2742 | 3513.4734 | 69782.3585 |  | 1178 | 79-1215F | 33471.7864 | 25145.5034 | 1600.5981 | 32154.7137 | 24326.6111 | 1322.1507 | 1146.2513 | 648.071 | 107.626 | 170.8214 | 5085.0084 | 3854.7098 | 210.8084 | 5083.9685 | 3854.0637 | 210.5896 | 0.90627 | 0.51239 | 0.085093 | 0.13371 | 26832.9848 | 20315.4351 | 1130.1111 | 26723.8418 | 20246.9835 | 1105.8031 | 93.626 | 52.9345 | 8.7909 | 15.5171 | 1553.7932 | 975.3586 | 259.6787 | 346.9035 | 225.5639 | 5.758 | 1051.719 | 594.624 | 98.75 | 155.1706 | 0.0004792 | 0.0003378 | 8.6e-06 | 0.18237 | 0.10364 | 0.018237 | 0.000252 | 5000000 | no RA
79-658R | 1583151.4977 | 1494366.856 | 82335.6006 | 6449.0411 | 94.39% | 5.201% | 0.4074% | 462533.6813 | 1536221.7533 | 71514.9335 | 32419.2484 | 358599.4993 | 244670.9215 | 70981.5302 | 1220569.3016 | 79 | 0.46655 | 0.2739 | 0.052159 | 3393301.2777 | 250134.205 | 83650.8657 | 1249366.427 | 536133.6035 | 179295.9107 | 2677871.7635 | 4091398.9852 | 632594.2051 | 286768.4788 | 3172036.3013 | 899747.3953 | 143300.942 | 41573.0651 | 714873.3883 |  | 1179 | 79-658R | 1583151.4977 | 1120617.8165 | 46929.7444 | 1494366.856 | 1067501.2156 | 32478.89 | 82335.6006 | 46667.5598 | 8001.8133 | 6449.0411 | 250134.205 | 178619.2715 | 5463.2835 | 249777.8199 | 178415.0867 | 5424.0907 | 351.3371 | 199.1368 | 34.1448 | 5.048 | 1249366.427 | 890766.9277 | 28797.1254 | 1235143.2338 | 882451.4885 | 26885.9549 | 13637.3757 | 7729.6217 | 1325.353 | 585.8176 | 83650.8657 | 51231.6173 | 12669.3355 | 9445.8023 | 6634.6404 | 168.8445 | 68346.8879 | 38738.8013 | 6642.3155 | 5858.1755 | 0.034298 | 0.02435 | 0.0006198 | 0.42302 | 0.24031 | 0.042302 | 0.0092374 | 5000000 | no RA
79-660R | 410286.5957 | 358512.9088 | 46269.6514 | 5504.0355 | 87.38% | 11.28% | 1.342% | 196781.9789 | 395264.5818 | 23273.5132 | 19122.9291 | 154385.5366 | 45167.5796 | 40799.7553 | 309297.247 | 79 | 0.45747 | 0.26332 | 0.050612 | 896857.3679 | 45825.5544 | 49566.2686 | 314894.7726 | 100171.4084 | 108348.344 | 688337.6155 | 810813.7689 | 95895.3917 | 78793.4664 | 636124.9108 | 296809.7005 | 33916.967 | 30637.1067 | 232255.6269 |  | 1180 | 79-660R | 410286.5957 | 213504.6168 | 15022.0138 | 358512.9088 | 181771.5806 | 5021.2473 | 46269.6514 | 26229.0007 | 4496.731 | 5504.0355 | 45825.5544 | 22552.0412 | 657.9749 | 45634.4808 | 22441.8608 | 635.5157 | 186.7654 | 105.8722 | 18.1509 | 4.3083 | 314894.7726 | 160509.2361 | 5597.5257 | 306005.8381 | 155253.7891 | 4282.2667 | 8388.9594 | 4755.4718 | 815.2837 | 499.9752 | 49566.2686 | 30443.3395 | 8766.5133 | 6872.59 | 4075.9307 | 103.4649 | 37693.9266 | 21367.6567 | 3663.2964 | 4999.752 | 0.026675 | 0.015128 | 0.0003838 | 0.42285 | 0.24025 | 0.042285 | 0.0079424 | 5000000 | no RA
79-668R | 744697.6293 | 287852.8408 | 449892.3978 | 6952.3907 | 38.65% | 60.41% | 0.9336% | 291040.6759 | 689861.4023 | 13371.6428 | 173442.5204 | 104226.5126 | 39169.9172 | 362041.5897 | 288649.8953 | 79 | 0.43999 | 0.2571 | 0.050624 | 1692537.6948 | 39826.1345 | 407153.7148 | 297717.78 | 90516.246 | 925372.9067 | 676648.542 | 1764547.1426 | 81070.7782 | 1051562.6482 | 631913.7162 | 1083206.1275 | 61503.7952 | 568470.2276 | 453232.1047 |  | 1181 | 79-668R | 744697.6293 | 453656.9534 | 54836.227 | 287852.8408 | 191674.5497 | 4227.8758 | 449892.3978 | 255030.0131 | 43655.9606 | 6952.3907 | 39826.1345 | 26454.4917 | 656.2172 | 38995.4716 | 25981.2576 | 570.6987 | 825.2209 | 467.7921 | 80.0765 | 5.442 | 297717.78 | 193491.2674 | 9067.8847 | 247603.718 | 164809.6237 | 3634.7358 | 49482.5213 | 28050.1029 | 4801.6081 | 631.5408 | 407153.7148 | 233711.1944 | 45112.125 | 1253.6513 | 883.6683 | 22.4412 | 399584.6556 | 226512.1181 | 38774.2759 | 6315.4079 | 0.029807 | 0.01965 | 0.0004998 | 0.40006 | 0.22733 | 0.040006 | 0.010118 | 5000000 | no RA
79-676R | 1054680.1814 | 891927.3135 | 160030.1425 | 2722.7254 | 84.57% | 15.17% | 0.2582% | 288229.2792 | 1020298.9969 | 38512.8876 | 64358.4129 | 185357.9787 | 153871.133 | 136880.0553 | 729547.8087 | 79 | 0.38409 | 0.22257 | 0.040813 | 2745912.2484 | 156732.9375 | 153535.5975 | 744411.6463 | 408061.9893 | 399737.5558 | 1938112.7033 | 3443593.3477 | 460129.2556 | 768916.3399 | 2214547.7522 | 842403.5484 | 127042.7481 | 113014.17 | 602346.6304 |  | 1182 | 79-676R | 1054680.1814 | 766450.9022 | 34381.1845 | 891927.3135 | 673027.5157 | 16171.8868 | 160030.1425 | 90700.6611 | 15486.5724 | 2722.7254 | 156732.9375 | 118220.0499 | 2861.8046 | 156534.8888 | 118106.8781 | 2840.7139 | 195.9175 | 111.0406 | 18.9595 | 2.1312 | 744411.6463 | 559053.6676 | 14863.8377 | 729759.2028 | 550641.9189 | 13222.4868 | 14405.1168 | 8164.422 | 1394.0242 | 247.3267 | 153535.5975 | 89177.1847 | 16655.5423 | 5633.2219 | 4278.7188 | 108.6861 | 145429.1082 | 82425.1985 | 14073.5887 | 2473.2674 | 0.01407 | 0.010619 | 0.0002696 | 0.36609 | 0.20802 | 0.036609 | 0.003935 | 5000000 | no RA
79-679R | 1892051.9734 | 1693200.7575 | 194484.4563 | 4366.7596 | 89.49% | 10.28% | 0.2308% | 579189.6842 | 1845112.765 | 84698.2097 | 76720.9969 | 417770.4776 | 285503.4308 | 160455.7806 | 1399153.5536 | 79 | 0.3939 | 0.23025 | 0.043075 | 4803352.2351 | 289600.2278 | 181505.4695 | 1420946.2761 | 735208.0816 | 460787.9249 | 3607356.2285 | 5701864.524 | 833816.1574 | 755284.05 | 4112764.3166 | 1089698.7249 | 168614.4773 | 94763.0209 | 826321.2267 |  | 1183 | 79-679R | 1892051.9734 | 1312862.2893 | 46939.2085 | 1693200.7575 | 1198304.1498 | 23757.4808 | 194484.4563 | 110191.3798 | 18814.968 | 4366.7596 | 289600.2278 | 204902.0182 | 4096.7971 | 289320.8427 | 204742.2421 | 4066.6812 | 275.9671 | 156.358 | 26.6978 | 3.4181 | 1420946.2761 | 1003175.7984 | 21792.7225 | 1402685.7646 | 992657.7997 | 19667.8571 | 17863.8441 | 10121.3314 | 1728.198 | 396.6674 | 181505.4695 | 104784.4726 | 21049.6889 | 1194.1503 | 904.1081 | 22.9426 | 176344.6452 | 99913.6905 | 17060.0722 | 3966.6741 | 0.025346 | 0.018131 | 0.0004606 | 0.36216 | 0.20572 | 0.036216 | 0.0063992 | 5000000 | no RA
79-685R | 400427.6223 | 384728.0196 | 13451.0304 | 2248.5724 | 96.08% | 3.359% | 0.5615% | 89376.1874 | 377667.7631 | 12888.1229 | 182.0985 | 76305.9659 | 54476.9732 | 427.4367 | 322763.3532 | 79 | 0.43155 | 0.42793 | 0.41678 | 927884.9166 | 55635.3318 | 13660.3208 | 331131.9697 | 128920.1402 | 31654.174 | 767310.6025 | 726875.2499 | 104816.0345 | 1480.9641 | 620578.2514 | 54608.2319 | 7877.0059 | 61.8045 | 46669.4215 |  | 1184 | 79-685R | 400427.6223 | 311051.435 | 22759.8592 | 384728.0196 | 295536.944 | 7447.1104 | 13451.0304 | 13265.9186 | 13064.1765 | 2248.5724 | 55635.3318 | 42747.2089 | 1158.3586 | 55548.2031 | 42661.255 | 1073.685 | 85.3687 | 84.1938 | 82.9134 | 1.7601 | 331131.9697 | 254826.0038 | 8368.6166 | 329081.7975 | 252801.2348 | 6371.5332 | 1845.9166 | 1820.5133 | 1792.8277 | 204.2557 | 13660.3208 | 13478.2222 | 13232.884 | 98.019 | 74.4541 | 1.8922 | 11519.7451 | 11361.2115 | 11188.4353 | 2042.5566 | 0.015055 | 0.011436 | 0.0002906 | 0.41327 | 0.41327 | 0.41327 | 0.0032196 | 5000000 | no RA
79-714R | 903751.4313 | 704221.0329 | 195866.004 | 3664.3944 | 77.92% | 21.67% | 0.4055% | 249626.1944 | 868561.3688 | 26642.6398 | 76378.504 | 146605.0506 | 111557.2657 | 160335.2397 | 596668.8635 | 79 | 0.37772 | 0.22015 | 0.041114 | 2392675.7401 | 113631.1205 | 180601.4813 | 609518.8295 | 300837.6152 | 478141.188 | 1613696.9368 | 2971292.2598 | 317126.4525 | 909130.7833 | 1745035.024 | 855922.6748 | 109933.9628 | 158002.154 | 587986.5579 |  | 1185 | 79-714R | 903751.4313 | 654125.2369 | 35190.0625 | 704221.0329 | 539533.5452 | 12591.5844 | 195866.004 | 110927.2974 | 18934.0837 | 3664.3944 | 113631.1205 | 86988.4807 | 2073.8548 | 113313.4925 | 86807.3505 | 2040.5591 | 314.7597 | 178.2619 | 30.4274 | 2.8683 | 609518.8295 | 462913.7789 | 12849.966 | 588332.2757 | 450770.5773 | 10501.2041 | 20853.6878 | 11810.3355 | 2015.8959 | 332.866 | 180601.4813 | 104222.9774 | 20266.2417 | 2575.2648 | 1955.6174 | 49.8211 | 174697.5565 | 98938.7 | 16887.7605 | 3328.66 | 0.01796 | 0.013563 | 0.0003444 | 0.35443 | 0.20126 | 0.035443 | 0.0053262 | 5000000 | no RA
79-782R | 2911.3725 | 0 | 2911.3725 | 0 | 0% | 100% | 0% | 40.4422 | 84.6501 | 0.27318 | 31.7024 | 8.4666 | 0.5718 | 66.3567 | 17.7216 | 79 | 0.40924 | 0.40924 | 0.40924 | 7114.0712 | 19.6658 | 2282.2075 | 609.4991 | 48.0544 | 5576.678 | 1489.3389 | 7015.2488 | 47.3868 | 5499.2117 | 1468.6503 | 6907.2248 | 46.6571 | 5414.5323 | 1446.0353 |  | 1186 | 79-782R | 2911.3725 | 2870.9303 | 2826.7223 | 0 | 0 | 0 | 2911.3725 | 2870.9303 | 2826.7223 | 0 | 19.6658 | 19.3927 | 19.094 | 0 | 0 | 0 | 19.6658 | 19.3927 | 19.094 | 0 | 609.4991 | 601.0325 | 591.7775 | 0 | 0 | 0 | 609.4991 | 601.0325 | 591.7775 | 0 | 2282.2075 | 2250.5051 | 2215.8508 | 0 | 0 | 0 | 2282.2075 | 2250.5051 | 2215.8508 | 0 | 0 | 0 | 0 | 0.40924 | 0.40924 | 0.40924 | 0 | 5000000 | no RA
79-785 | 2480480.3977 | 1956062.2266 | 516213.3689 | 8204.8023 | 78.86% | 20.81% | 0.3308% | 856672.4418 | 2387305.1826 | 117737.8414 | 203123.0529 | 535811.5475 | 356756.4188 | 426090.5233 | 1604458.2405 | 79 | 0.38023 | 0.22528 | 0.045591 | 6523634.9116 | 363366.0922 | 478440.0061 | 1638674.2993 | 955648.6426 | 1258291.7124 | 4309694.5566 | 7207986.3456 | 990638.5587 | 1709064.189 | 4508283.5979 | 2043710.5217 | 305409.9878 | 364765.1302 | 1373535.4037 |  | 1187 | 79-785 | 2480480.3977 | 1623807.9559 | 93175.2151 | 1956062.2266 | 1323371.0777 | 35182.4571 | 516213.3689 | 292232.0759 | 49787.9558 | 8204.8023 | 363366.0922 | 245628.2509 | 6609.6734 | 362530.9572 | 245152.6884 | 6523.3231 | 828.7127 | 469.1402 | 79.928 | 6.4223 | 1638674.2993 | 1102862.7519 | 34216.0588 | 1586692.9637 | 1073112.3629 | 28529.1184 | 51236.0283 | 29005.0817 | 4941.6332 | 745.3073 | 478440.0061 | 275316.9532 | 52349.4829 | 6838.3056 | 5106.0265 | 130.0156 | 464148.6278 | 262757.8541 | 44766.3946 | 7453.0727 | 0.037654 | 0.02567 | 0.0006522 | 0.33071 | 0.18774 | 0.033071 | 0.011868 | 5000000 | no RA
79-799R | 551892.5586 | 466438.1821 | 81682.4256 | 3771.9508 | 84.52% | 14.8% | 0.6835% | 151216.9291 | 530812.3283 | 15449.8687 | 31401.5243 | 104365.5361 | 60896.2778 | 65683.8652 | 404232.1853 | 79 | 0.77068 | 0.44673 | 0.07909 | 716109.8718 | 62140.439 | 76227.306 | 413524.8136 | 80630.5161 | 98908.9733 | 536570.3825 | 896916.2504 | 91638.1414 | 186252.5417 | 619025.5673 | 266534.0364 | 30577.5316 | 32981.498 | 202975.0069 |  | 1188 | 79-799R | 551892.5586 | 400675.6295 | 21080.2302 | 466438.1821 | 350561.9167 | 9278.1708 | 81682.4256 | 46341.7619 | 8030.1086 | 3771.9508 | 62140.439 | 46690.5703 | 1244.1612 | 62047.5009 | 46636.5653 | 1232.3623 | 89.9856 | 51.0525 | 8.8464 | 2.9525 | 413524.8136 | 309159.2775 | 9292.6283 | 403885.8295 | 303542.4451 | 8036.0784 | 9296.3479 | 5274.1962 | 913.9136 | 342.6362 | 76227.306 | 44825.7817 | 10543.4408 | 504.8517 | 382.9064 | 9.73 | 72296.0922 | 41016.5132 | 7107.3486 | 3426.3621 | 0.035948 | 0.026932 | 0.0006848 | 0.72925 | 0.41431 | 0.072925 | 0.00548 | 5000000 | no RA
79-808R | 2167652.8741 | 2017419.8165 | 143648.1116 | 6584.946 | 93.07% | 6.627% | 0.3038% | 945461.1284 | 2110687.5342 | 142921.7183 | 55868.2565 | 746671.1536 | 320741.9298 | 116942.1914 | 1673003.413 | 79 | 0.44563 | 0.25717 | 0.049614 | 4864245.78 | 326675.4329 | 135344.5025 | 1705632.9387 | 733064.6041 | 303715.1072 | 3827466.0686 | 4752381.2449 | 718399.1741 | 280823.0251 | 3753159.0457 | 1148161.4179 | 174475.6166 | 63613.6378 | 910072.1635 |  | 1189 | 79-808R | 2167652.8741 | 1222191.7457 | 56965.3399 | 2017419.8165 | 1134202.2511 | 36447.0157 | 143648.1116 | 81404.5486 | 13933.3781 | 6584.946 | 326675.4329 | 183753.7146 | 5933.5031 | 326478.5564 | 183639.9124 | 5909.7523 | 191.7222 | 108.6478 | 18.5964 | 5.1544 | 1705632.9387 | 958961.7851 | 32629.5257 | 1689346.3082 | 949473.059 | 30509.6348 | 15688.4676 | 8890.5633 | 1521.728 | 598.1629 | 135344.5025 | 79476.246 | 18402.3111 | 1594.9519 | 1089.2798 | 27.6286 | 127767.9218 | 72405.3375 | 12393.0537 | 5981.6287 | 0.041448 | 0.023454 | 0.0005962 | 0.39463 | 0.22417 | 0.039463 | 0.0095556 | 5000000 | no RA
791-419F | 638686.2635 | 395659.5552 | 239236.9122 | 3789.796 | 61.95% | 37.46% | 0.5934% | 310643.1721 | 609969.5222 | 38211.9129 | 94786.8355 | 177644.4237 | 72788.1153 | 196928.2672 | 340253.1397 | 791 | 0.11325 | 0.064311 | 0.014418 | 5639474.3746 | 73551.3072 | 219089.806 | 346045.1503 | 649443.6093 | 1934519.9941 | 3055510.7713 | 5100886.1834 | 627455.0225 | 1556438.0715 | 2916993.0894 | 1991673.2269 | 237667.8428 | 643010.4178 | 1110994.9664 |  | 1190 | 791-419F | 638686.2635 | 328043.0913 | 28716.7413 | 395659.5552 | 189967.3177 | 3935.1605 | 239236.9122 | 134285.9776 | 20991.7848 | 3789.796 | 73551.3072 | 35339.3943 | 763.1919 | 73166.5979 | 35122.1519 | 726.7295 | 381.7428 | 214.2759 | 33.4959 | 2.9665 | 346045.1503 | 168400.7266 | 5792.0105 | 319790.2064 | 153512.552 | 3174.2264 | 25910.6866 | 14543.9174 | 2273.5269 | 344.2572 | 219089.806 | 124302.9705 | 22161.5388 | 2702.7508 | 1332.6138 | 34.2046 | 212944.4829 | 119527.7844 | 18684.762 | 3442.5723 | 0.02105 | 0.0096226 | 0.0002448 | 0.0867 | 0.049185 | 0.00867 | 0.0055036 | 5000000 | no RA
791-424F | 70262.3081 | 0 | 70262.3081 | 0 | 0% | 100% | 0% | 4119.4142 | 8551.5705 | 6.382 | 3766.464 | 346.5682 | 13.2486 | 7818.8744 | 719.4475 | 791 | 0.087564 | 0.087564 | 0.087564 | 802409.0682 | 108.8546 | 64242.254 | 5911.1996 | 1243.1406 | 733658.8921 | 67507.0355 | 755364.5657 | 1170.2564 | 690645.1489 | 63549.1604 | 704748.4891 | 1091.8389 | 644365.8431 | 59290.8071 |  | 1191 | 791-424F | 70262.3081 | 66142.8939 | 61710.7377 | 0 | 0 | 0 | 70262.3081 | 66142.8939 | 61710.7377 | 0 | 108.8546 | 102.4726 | 95.606 | 0 | 0 | 0 | 108.8546 | 102.4726 | 95.606 | 0 | 5911.1996 | 5564.6314 | 5191.7521 | 0 | 0 | 0 | 5911.1996 | 5564.6314 | 5191.7521 | 0 | 64242.254 | 60475.7899 | 56423.3796 | 0 | 0 | 0 | 64242.254 | 60475.7899 | 56423.3796 | 0 | 0 | 0 | 0 | 0.087564 | 0.087564 | 0.087564 | 0 | 5000000 | no RA
791-425F | 41465.379 | 0 | 41465.379 | 0 | 0% | 100% | 0% | 2427.2433 | 5041.6129 | 3.545 | 2215.226 | 208.4723 | 7.3634 | 4601.2329 | 433.0167 | 791 | 0.087701 | 0.087701 | 0.087701 | 472802.8696 | 60.561 | 37843.4182 | 3561.3999 | 690.5375 | 431503.9953 | 40608.3368 | 445126.5856 | 650.1158 | 406245.2079 | 38231.2618 | 415316.6214 | 606.5778 | 379039.1154 | 35670.9282 |  | 1192 | 791-425F | 41465.379 | 39038.1357 | 36423.7661 | 0 | 0 | 0 | 41465.379 | 39038.1357 | 36423.7661 | 0 | 60.561 | 57.0159 | 53.1976 | 0 | 0 | 0 | 60.561 | 57.0159 | 53.1976 | 0 | 3561.3999 | 3352.9275 | 3128.3832 | 0 | 0 | 0 | 3561.3999 | 3352.9275 | 3128.3832 | 0 | 37843.4182 | 35628.1922 | 33242.1853 | 0 | 0 | 0 | 37843.4182 | 35628.1922 | 33242.1853 | 0 | 0 | 0 | 0 | 0.087701 | 0.087701 | 0.087701 | 0 | 5000000 | no RA
792-1172F | 6198.2143 | 2534.5023 | 0 | 3663.712 | 40.89% | 0% | 59.11% | 1437.1244 | 2506.1741 | 0.71367 | 1432.7946 | 3.6162 | 1.0931 | 2499.5397 | 5.5413 | 792 | 0.014697 | 0.0093652 | 0.0053962 | 421744.781 | 4.0904 | 5855.1284 | 338.9955 | 278.324 | 398400.2031 | 23066.2539 | 508381.0168 | 252.4604 | 506849.3463 | 1279.2101 | 684192.6206 | 298.4186 | 682381.406 | 1512.796 |  | 1193 | 792-1172F | 6198.2143 | 4761.0899 | 3692.0402 | 2534.5023 | 1097.3778 | 28.3282 | 0 | 0 | 0 | 3663.712 | 4.0904 | 3.3767 | 2.9973 | 1.2226 | 0.50897 | 0.12954 | 0 | 0 | 0 | 2.8678 | 338.9955 | 335.3794 | 333.4542 | 6.1915 | 2.5753 | 0.65016 | 0 | 0 | 0 | 332.804 | 5855.1284 | 4422.3338 | 3355.5887 | 2527.0882 | 1094.2936 | 27.5485 | 0 | 0 | 0 | 3328.0402 | 0.009404 | 0.0040726 | 0.0001036 | 0 | 0 | 0 | 0.0052926 | 5000000 | no RA
792-1173F | 9350.5446 | 4098.019 | 4803.7029 | 448.8227 | 43.83% | 51.37% | 4.8% | 4110.1253 | 8528.4109 | 42.8379 | 3440.5996 | 626.6878 | 74.6341 | 7222.1021 | 1231.6747 | 792 | 0.018988 | 0.011003 | 0.0023886 | 492450.1309 | 76.283 | 7934.1428 | 1340.1188 | 4017.4745 | 417854.7707 | 70577.8857 | 476254.5442 | 4963.7756 | 398674.2648 | 72616.5038 | 344190.5987 | 3012.0935 | 291470.4359 | 49708.0692 |  | 1194 | 792-1173F | 9350.5446 | 5240.4193 | 822.1337 | 4098.019 | 2139.1999 | 52.5835 | 4803.7029 | 2652.3966 | 320.7274 | 448.8227 | 76.283 | 33.4451 | 1.6489 | 61.1387 | 24.9257 | 0.30986 | 14.793 | 8.1681 | 0.98768 | 0.35132 | 1340.1188 | 713.4309 | 108.4441 | 309.7395 | 126.2415 | 1.601 | 989.6091 | 546.4193 | 66.0729 | 40.7701 | 7934.1428 | 4493.5432 | 712.0407 | 3727.1408 | 1988.0327 | 50.6726 | 3799.3007 | 2097.8093 | 253.6668 | 407.7012 | 0.0010132 | 0.0005142 | 1.32e-05 | 0.017332 | 0.009847 | 0.0017332 | 0.0006422 | 5000000 | no RA
792-46 | 101633.6373 | 27759.2053 | 69898.5022 | 3975.9298 | 27.31% | 68.77% | 3.912% | 45095.8496 | 92645.4427 | 124.8715 | 41726.5761 | 3244.4021 | 288.2435 | 85441.4696 | 6915.7296 | 792 | 0.033958 | 0.020658 | 0.0075928 | 2992939.3919 | 299.4942 | 93625.5824 | 7708.5606 | 8819.6007 | 2757115.6685 | 227004.1227 | 2736794.1195 | 7578.2492 | 2532318.3593 | 196897.511 | 1183778.6615 | 3683.0355 | 1091729.7775 | 88365.8485 |  | 1195 | 792-46 | 101633.6373 | 56537.7876 | 8988.1946 | 27759.2053 | 13894.1424 | 342.5152 | 69898.5022 | 38667.7154 | 4669.7495 | 3975.9298 | 299.4942 | 174.6227 | 11.2508 | 196.829 | 116.438 | 1.4877 | 99.5531 | 55.0726 | 6.6509 | 3.1122 | 7708.5606 | 4464.1585 | 792.831 | 999.0873 | 591.1216 | 7.5507 | 6348.3081 | 3511.8717 | 424.1151 | 361.1652 | 93625.5824 | 51899.0064 | 8184.1129 | 26563.289 | 13186.5828 | 333.4769 | 63450.6411 | 35100.7712 | 4238.9836 | 3611.6524 | 0.010932 | 0.0050834 | 0.000129 | 0.017291 | 0.0098402 | 0.001729 | 0.0057348 | 5000000 | no RA
792-47R | 346514.1367 | 6446.4579 | 334772.0546 | 5295.6242 | 1.86% | 96.61% | 1.528% | 153230.9986 | 318747.3929 | 186.3392 | 139457.92 | 13586.7393 | 389.4772 | 289982.9231 | 28374.9925 | 792 | 0.039069 | 0.023621 | 0.0095296 | 8869376.8574 | 420.8742 | 315205.9164 | 30887.3461 | 10772.697 | 8068011.5597 | 790592.6007 | 8182682.2793 | 9950.6941 | 7447186.6769 | 725544.9084 | 2913736.5488 | 3560.2925 | 2650794.518 | 259381.7382 |  | 1196 | 792-47R | 346514.1367 | 193283.1381 | 27766.7438 | 6446.4579 | 2798.0085 | 71.2694 | 334772.0546 | 185189.5055 | 22399.8503 | 5295.6242 | 420.8742 | 234.535 | 31.397 | 9.4429 | 5.0869 | 0 | 407.2862 | 225.3029 | 27.2518 | 4.1452 | 30887.3461 | 17300.6068 | 2512.3535 | 47.8039 | 25.8218 | 0 | 30358.4986 | 16793.7415 | 2031.31 | 481.0435 | 315205.9164 | 175747.9964 | 25222.9933 | 6389.2111 | 2767.0999 | 71.2694 | 304006.2699 | 168170.461 | 20341.2884 | 4810.4355 | 0.014386 | 0.0062696 | 0.0001584 | 0.017013 | 0.0096814 | 0.0017012 | 0.00767 | 5000000 | no RA
793-27AE | 55282.5514 | 2333.1431 | 52466.1329 | 483.2754 | 4.22% | 94.91% | 0.8742% | 24837.2568 | 51287.6859 | 211.5907 | 21501.2343 | 3124.4319 | 364.4591 | 44788.6795 | 6134.5473 | 793 | 0.019759 | 0.011315 | 0.0024546 | 2797813.2432 | 370.6764 | 48396.6274 | 6515.2476 | 18759.6858 | 2449321.1977 | 329732.3597 | 2690607.0122 | 22921.5069 | 2329217.438 | 338468.0673 | 1627501.6407 | 11565.3055 | 1421270.0007 | 194666.3346 |  | 1197 | 793-27AE | 55282.5514 | 30445.2946 | 3994.8655 | 2333.1431 | 936.6951 | 6.7503 | 52466.1329 | 29025.3241 | 3504.8398 | 483.2754 | 370.6764 | 159.0857 | 6.2173 | 282.8902 | 110.3516 | 0 | 87.4079 | 48.3558 | 5.839 | 0.37828 | 6515.2476 | 3390.8158 | 380.7003 | 1429.5699 | 557.7026 | 0 | 5041.778 | 2789.2134 | 336.8006 | 43.8997 | 48396.6274 | 26895.3931 | 3607.9479 | 620.683 | 268.6409 | 6.7503 | 47336.947 | 26187.7548 | 3162.2002 | 438.9974 | 0.0017054 | 0.0007384 | 1.86e-05 | 0.017353 | 0.0098762 | 0.0017352 | 0.0007008 | 5000000 | no RA
793-46F | 22625.6875 | 391.0681 | 21740.0016 | 494.6178 | 1.728% | 96.09% | 2.186% | 9878.0023 | 20676.7555 | 18.4653 | 9025.0612 | 834.4758 | 55.8122 | 18794.4685 | 1826.4748 | 793 | 0.020148 | 0.011594 | 0.00248 | 1122985.51 | 58.0846 | 20576.1496 | 1991.4533 | 2882.9264 | 1021260.3639 | 98842.2197 | 1099507.0894 | 2055.3449 | 1004567.3741 | 92884.3704 | 785859.6449 | 2121.2499 | 714319.7266 | 69418.6685 |  | 1198 | 793-46F | 22625.6875 | 12747.6852 | 1948.9319 | 391.0681 | 248.6313 | 2.7137 | 21740.0016 | 12004.436 | 1451.6004 | 494.6178 | 58.0846 | 39.6193 | 2.2724 | 29.4629 | 23.6416 | 0 | 28.2346 | 15.5906 | 1.8852 | 0.38716 | 1991.4533 | 1156.9775 | 164.9785 | 148.6092 | 119.2718 | 0 | 1797.914 | 992.7756 | 120.0484 | 44.9301 | 20576.1496 | 11551.0883 | 1781.681 | 212.996 | 105.718 | 2.7137 | 19913.853 | 10996.0698 | 1329.6667 | 449.3006 | 0.002037 | 0.0009958 | 2.56e-05 | 0.017396 | 0.0098834 | 0.0017396 | 0.0007148 | 5000000 | no RA
794-1002 | 170798.2276 | 8225.9849 | 161745.929 | 826.3137 | 4.816% | 94.7% | 0.4838% | 76300.0987 | 159012.8661 | 268.2792 | 68703.2999 | 7328.5196 | 575.142 | 143055.1799 | 15382.5442 | 794 | 0.021091 | 0.012267 | 0.0029424 | 8098080.1274 | 602.8282 | 153707.5495 | 16487.8499 | 28581.9764 | 7287757.4313 | 781740.7197 | 7703191.2924 | 27085.2314 | 6936225.126 | 739880.935 | 4005356.684 | 14487.184 | 3603400.3735 | 387469.1264 |  | 1199 | 794-1002 | 170798.2276 | 94498.1289 | 11785.3615 | 8225.9849 | 4183.1181 | 150.2253 | 161745.929 | 89488.6971 | 10808.8225 | 826.3137 | 602.8282 | 334.549 | 27.6862 | 386.6237 | 214.6412 | 12.6346 | 215.5577 | 119.261 | 14.4048 | 0.6468 | 16487.8499 | 9159.3303 | 1105.3056 | 1949.0817 | 1081.9765 | 63.6943 | 14463.7075 | 8002.2932 | 966.5507 | 75.0606 | 153707.5495 | 85004.2496 | 10652.3696 | 5890.2796 | 2886.5004 | 73.8965 | 147066.6637 | 81367.143 | 9827.8669 | 750.6062 | 0.0026544 | 0.0012632 | 3.24e-05 | 0.017252 | 0.0098194 | 0.0017252 | 0.0011848 | 5000000 | no RA
794-15 | 83295.8913 | 4776.7495 | 75837.888 | 2681.2538 | 5.735% | 91.05% | 3.219% | 36417.7215 | 75505.0157 | 320.6027 | 30976.9425 | 5120.1763 | 607.4489 | 64514.4862 | 10383.0806 | 794 | 0.02911 | 0.017333 | 0.0057238 | 2861379.1402 | 620.788 | 71468.6504 | 11206.4529 | 21325.2987 | 2455089.9489 | 384963.8926 | 2704499.3931 | 23809.0101 | 2300449.3063 | 380241.0767 | 1361136.9415 | 10950.5466 | 1163009.4984 | 187176.8966 |  | 1200 | 794-15 | 83295.8913 | 46878.1698 | 7790.8756 | 4776.7495 | 2229.3776 | 44.1068 | 75837.888 | 41967.5384 | 5065.515 | 2681.2538 | 620.788 | 300.1852 | 13.339 | 510.1448 | 238.0197 | 3.9902 | 108.5444 | 60.0668 | 7.2501 | 2.0988 | 11206.4529 | 6086.2766 | 823.3723 | 2584.0153 | 1205.9729 | 20.1541 | 8378.878 | 4636.7442 | 559.6587 | 243.5595 | 71468.6504 | 40491.7079 | 6954.1642 | 1682.5894 | 785.3851 | 19.9625 | 67350.4655 | 37270.7274 | 4498.6062 | 2435.5955 | 0.0078574 | 0.0035556 | 9.06e-05 | 0.017355 | 0.0098802 | 0.0017356 | 0.0038976 | 5000000 | no RA
795-725AE | 95331.7959 | 0 | 95331.7959 | 0 | 0% | 100% | 0% | 15155.3845 | 31671.2579 | 19.913 | 13825.0781 | 1310.3934 | 41.6136 | 28891.2243 | 2738.4201 | 795 | 0.017333 | 0.017333 | 0.017333 | 5500017.0719 | 125.2586 | 86963.7798 | 8242.7576 | 7226.5944 | 5017237.6258 | 475552.8516 | 4625651.1511 | 6077.7457 | 4219621.6295 | 399951.7759 | 3672793.9748 | 4825.7655 | 3350404.1681 | 317564.0412 |  | 1201 | 795-725AE | 95331.7959 | 80176.4114 | 63660.538 | 0 | 0 | 0 | 95331.7959 | 80176.4114 | 63660.538 | 0 | 125.2586 | 105.3456 | 83.645 | 0 | 0 | 0 | 125.2586 | 105.3456 | 83.645 | 0 | 8242.7576 | 6932.3641 | 5504.3375 | 0 | 0 | 0 | 8242.7576 | 6932.3641 | 5504.3375 | 0 | 86963.7798 | 73138.7017 | 58072.5554 | 0 | 0 | 0 | 86963.7798 | 73138.7017 | 58072.5554 | 0 | 0 | 0 | 0 | 0.017333 | 0.017333 | 0.017333 | 0 | 5000000 | no RA
795-816R | 222974.1581 | 10049.2247 | 208090.2107 | 4834.7228 | 4.507% | 93.32% | 2.168% | 97644.9166 | 204099.9363 | 195.5663 | 89122.2184 | 8327.1319 | 414.4205 | 186263.5682 | 17421.9476 | 795 | 0.036491 | 0.022348 | 0.0088658 | 6110454.6963 | 437.2625 | 203481.4343 | 19055.4613 | 11982.8813 | 5576269.8979 | 522201.9171 | 5608023.981 | 11231.9256 | 5118541.2973 | 478250.7581 | 2128879.7219 | 4322.6437 | 1942836.1445 | 181720.9337 |  | 1202 | 795-816R | 222974.1581 | 125329.2415 | 18874.2218 | 10049.2247 | 5377.8211 | 126.1256 | 208090.2107 | 115116.6976 | 13913.3735 | 4834.7228 | 437.2625 | 241.6962 | 22.8421 | 158.5906 | 85.8425 | 0.67809 | 274.8875 | 152.0694 | 18.3796 | 3.7844 | 19055.4613 | 10728.3294 | 1633.5137 | 804.9795 | 435.8368 | 3.434 | 17811.3055 | 9853.3163 | 1190.9034 | 439.1762 | 203481.4343 | 114359.2159 | 17217.8661 | 9085.6545 | 4856.1418 | 122.0135 | 190004.0177 | 105111.312 | 12704.0904 | 4391.7622 | 0.012253 | 0.0055374 | 0.0001392 | 0.017234 | 0.0098076 | 0.0017234 | 0.0070032 | 5000000 | no RA
795-817AE | 48389.2741 | 0 | 48389.2741 | 0 | 0% | 100% | 0% | 7700.0988 | 16075.8171 | 8.6927 | 7047.9483 | 643.4579 | 18.1481 | 14714.2953 | 1343.3738 | 795 | 0.01743 | 0.01743 | 0.01743 | 2776174.3454 | 54.6269 | 44291.0032 | 4043.644 | 3134.0361 | 2541049.6266 | 231990.6827 | 2334406.6758 | 2635.3225 | 2136696.9339 | 195074.4194 | 1853877.5792 | 2092.851 | 1696865.6663 | 154919.0619 |  | 1203 | 795-817AE | 48389.2741 | 40689.1752 | 32313.457 | 0 | 0 | 0 | 48389.2741 | 40689.1752 | 32313.457 | 0 | 54.6269 | 45.9342 | 36.4788 | 0 | 0 | 0 | 54.6269 | 45.9342 | 36.4788 | 0 | 4043.644 | 3400.1861 | 2700.2702 | 0 | 0 | 0 | 4043.644 | 3400.1861 | 2700.2702 | 0 | 44291.0032 | 37243.0549 | 29576.7079 | 0 | 0 | 0 | 44291.0032 | 37243.0549 | 29576.7079 | 0 | 0 | 0 | 0 | 0.01743 | 0.01743 | 0.01743 | 0 | 5000000 | no RA
795-821F | 46189.3434 | 7876.151 | 36445.6088 | 1867.5836 | 17.05% | 78.9% | 4.043% | 19800.3833 | 41777.7227 | 123.0059 | 16841.7691 | 2835.6083 | 256.7905 | 35598.6892 | 5922.243 | 795 | 0.024764 | 0.015006 | 0.0044984 | 1865165.9826 | 266.1078 | 39461.0914 | 6462.1442 | 10745.6668 | 1593473.2944 | 260947.0215 | 1758607.4606 | 10924.9934 | 1495832.701 | 251849.7661 | 980708.8545 | 6028.0153 | 835659.4712 | 139021.368 |  | 1204 | 795-821F | 46189.3434 | 26388.9601 | 4411.6207 | 7876.151 | 4360.4631 | 111.7207 | 36445.6088 | 20160.9134 | 2432.3164 | 1867.5836 | 266.1078 | 143.102 | 9.3173 | 182.556 | 96.2297 | 2.3769 | 82.09 | 45.4104 | 5.4785 | 1.4619 | 6462.1442 | 3626.5359 | 539.9012 | 925.6296 | 488.055 | 12.0784 | 5366.8672 | 2968.8335 | 358.1754 | 169.6474 | 39461.0914 | 22619.3222 | 3862.4022 | 6767.9653 | 3776.1783 | 97.2654 | 30996.6517 | 17146.6695 | 2068.6625 | 1696.4743 | 0.0045624 | 0.0023512 | 5.96e-05 | 0.017514 | 0.009967 | 0.0017514 | 0.0026874 | 5000000 | no RA
796-45 | 12579.3833 | 11862.4393 | 0 | 716.944 | 94.3% | 0% | 5.699% | 6402.5858 | 11752.4944 | 790.4905 | 1621.1981 | 3990.8972 | 1349.2905 | 3588.1308 | 6815.0731 | 796 | 0.0051166 | 0.0032018 | 0.0011046 | 2458543.43 | 1359.4613 | 4291.2539 | 6928.6681 | 265696.2217 | 838692.4728 | 1354154.7354 | 1929164.0746 | 238182.8184 | 488483.4279 | 1202497.8283 | 748586.7056 | 85944.3883 | 228549.5258 | 434092.7915 |  | 1205 | 796-45 | 12579.3833 | 6176.7975 | 826.8889 | 11862.4393 | 5459.8535 | 109.9449 | 0 | 0 | 0 | 716.944 | 1359.4613 | 568.9708 | 10.1708 | 1358.9001 | 568.4096 | 9.6096 | 0 | 0 | 0 | 0.56119 | 6928.6681 | 2937.7709 | 113.595 | 6863.5424 | 2872.6452 | 48.4693 | 0 | 0 | 0 | 65.1257 | 4291.2539 | 2670.0558 | 703.1231 | 3639.9968 | 2018.7987 | 51.866 | 0 | 0 | 0 | 651.2571 | 0.004067 | 0.0021522 | 5.5e-05 | 0 | 0 | 0 | 0.0010496 | 5000000 | no RA
797-32F | 249673.7139 | 0 | 249673.7139 | 0 | 0% | 100% | 0% | 39630.5497 | 82936.5637 | 49.0806 | 36262.0311 | 3319.438 | 102.713 | 75887.1194 | 6946.7313 | 797 | 0.017307 | 0.017307 | 0.017307 | 14426002.697 | 309.2092 | 228451.9406 | 20912.5641 | 17865.927 | 13199820.9201 | 1208315.8499 | 12136172.4707 | 15030.0798 | 11104621.7468 | 1016520.6441 | 9633976.0431 | 11931.227 | 8815107.0805 | 806937.7356 |  | 1206 | 797-32F | 249673.7139 | 210043.1642 | 166737.1502 | 0 | 0 | 0 | 249673.7139 | 210043.1642 | 166737.1502 | 0 | 309.2092 | 260.1286 | 206.4961 | 0 | 0 | 0 | 309.2092 | 260.1286 | 206.4961 | 0 | 20912.5641 | 17593.1261 | 13965.8328 | 0 | 0 | 0 | 20912.5641 | 17593.1261 | 13965.8328 | 0 | 228451.9406 | 192189.9095 | 152564.8213 | 0 | 0 | 0 | 228451.9406 | 192189.9095 | 152564.8213 | 0 | 0 | 0 | 0 | 0.017307 | 0.017307 | 0.017307 | 0 | 5000000 | no RA
797-40F | 5270.8692 | 0 | 5270.8692 | 0 | 0% | 100% | 0% | 835.7469 | 1751.0755 | 1.6821 | 658.2649 | 175.7999 | 3.5244 | 1379.2112 | 368.3399 | 797 | 0.017636 | 0.017636 | 0.017636 | 298869.8796 | 10.6088 | 4151.5296 | 1108.7308 | 601.5416 | 235400.8643 | 62867.4737 | 251481.1907 | 506.1614 | 198075.7971 | 52899.2322 | 199580.0469 | 401.6989 | 157196.5552 | 41981.7928 |  | 1207 | 797-40F | 5270.8692 | 4435.1223 | 3519.7937 | 0 | 0 | 0 | 5270.8692 | 4435.1223 | 3519.7937 | 0 | 10.6088 | 8.9267 | 7.0844 | 0 | 0 | 0 | 10.6088 | 8.9267 | 7.0844 | 0 | 1108.7308 | 932.9309 | 740.3909 | 0 | 0 | 0 | 1108.7308 | 932.9309 | 740.3909 | 0 | 4151.5296 | 3493.2648 | 2772.3184 | 0 | 0 | 0 | 4151.5296 | 3493.2648 | 2772.3184 | 0 | 0 | 0 | 0 | 0.017636 | 0.017636 | 0.017636 | 0 | 5000000 | no RA
799-504R | 27794.7977 | 26905.1573 | 0 | 889.6403 | 96.8% | 0% | 3.201% | 11930.1386 | 26690.6438 | 3127.5279 | 1119.8127 | 7682.7979 | 7046.1977 | 2336.3908 | 17308.0552 | 799 | 0.0046964 | 0.0029244 | 0.0013216 | 5918319.9225 | 7099.5491 | 3176.7222 | 17518.5264 | 1511700.2505 | 676416.4565 | 3730203.2155 | 5424927.8938 | 1422164.0021 | 509206.4233 | 3493557.4684 | 835467.5433 | 220559.2917 | 73133.4447 | 541774.8069 |  | 1208 | 799-504R | 27794.7977 | 15864.6591 | 1104.1539 | 26905.1573 | 14975.0188 | 214.5136 | 0 | 0 | 0 | 889.6403 | 7099.5491 | 3972.0211 | 53.3513 | 7098.8527 | 3971.3247 | 52.655 | 0 | 0 | 0 | 0.69637 | 17518.5264 | 9835.7285 | 210.4712 | 17437.7133 | 9754.9154 | 129.6581 | 0 | 0 | 0 | 80.8131 | 3176.7222 | 2056.9095 | 840.3314 | 2368.5914 | 1248.7787 | 32.2005 | 0 | 0 | 0 | 808.1309 | 0.003417 | 0.001645 | 4.22e-05 | 0 | 0 | 0 | 0.0012794 | 5000000 | no RA
80-564 | 30290.5824 | 23480.6556 | 0 | 6809.9268 | 77.52% | 0% | 22.48% | 11694.8421 | 23130.674 | 103.9054 | 11062.5144 | 528.4224 | 188.6084 | 21982.9831 | 959.0825 | 80 | 0.028026 | 0.018253 | 0.010109 | 1080810.6243 | 195.9244 | 28506.9036 | 1587.7544 | 6990.8575 | 1017166.4544 | 56653.3125 | 1018754.8767 | 9051.3504 | 963671.8778 | 46031.6485 | 708256.6814 | 5775.1521 | 673114.6123 | 29366.917 |  | 1209 | 80-564 | 30290.5824 | 18595.7403 | 7159.9084 | 23480.6556 | 11785.8135 | 349.9816 | 0 | 0 | 0 | 6809.9268 | 195.9244 | 92.019 | 7.316 | 190.5939 | 86.6885 | 1.9855 | 0 | 0 | 0 | 5.3305 | 1587.7544 | 1059.332 | 628.6719 | 969.1547 | 440.7324 | 10.0722 | 0 | 0 | 0 | 618.5997 | 28506.9036 | 17444.3892 | 6523.9206 | 22320.907 | 11258.3926 | 337.9239 | 0 | 0 | 0 | 6185.9967 | 0.018245 | 0.0084724 | 0.0003282 | 0 | 0 | 0 | 0.009781 | 5000000 | no RA
80-568F | 8128.6863 | 2377.1139 | 0 | 5751.5724 | 29.24% | 0% | 70.76% | 1327.0228 | 2341.3974 | 27.748 | 1158.6007 | 140.674 | 52.18 | 2024.8105 | 264.4069 | 80 | 0.025016 | 0.015657 | 0.0085792 | 324936.8922 | 58.8323 | 7272.0998 | 797.7543 | 2351.7662 | 290695.6193 | 31889.5067 | 434416.7796 | 9083.6496 | 379281.8165 | 46051.3135 | 674572.0923 | 15033.3996 | 583361.3234 | 76177.3693 |  | 1210 | 80-568F | 8128.6863 | 6801.6635 | 5787.2889 | 2377.1139 | 1050.0911 | 35.7165 | 0 | 0 | 0 | 5751.5724 | 58.8323 | 31.0842 | 6.6523 | 54.3302 | 26.5822 | 2.1502 | 0 | 0 | 0 | 4.5021 | 797.7543 | 657.0803 | 533.3474 | 275.2933 | 134.6193 | 10.8865 | 0 | 0 | 0 | 522.4609 | 7272.0998 | 6113.499 | 5247.2892 | 2047.4904 | 888.8896 | 22.6798 | 0 | 0 | 0 | 5224.6094 | 0.016622 | 0.0072624 | 0.0001846 | 0 | 0 | 0 | 0.0083946 | 5000000 | no RA
80-575R | 3239.0552 | 2230.2934 | 0 | 1008.7618 | 68.86% | 0% | 31.14% | 1058.6018 | 2202.5288 | 11.0021 | 991.2572 | 56.3425 | 22.255 | 2066.3733 | 113.9005 | 80 | 0.0044504 | 0.002802 | 0.0014848 | 727812.1503 | 23.0446 | 3010.4763 | 205.5344 | 5178.0893 | 676450.7178 | 46183.3433 | 778177.5121 | 8087.6637 | 728672.5082 | 41417.3403 | 698091.624 | 7053.7103 | 654937.1371 | 36100.7766 |  | 1211 | 80-575R | 3239.0552 | 2180.4534 | 1036.5264 | 2230.2934 | 1171.6916 | 27.7647 | 0 | 0 | 0 | 1008.7618 | 23.0446 | 12.0424 | 0.78961 | 22.255 | 11.2528 | 0 | 0 | 0 | 0 | 0.78961 | 205.5344 | 149.1918 | 91.6338 | 113.9005 | 57.558 | 0 | 0 | 0 | 0 | 91.6338 | 3010.4763 | 2019.2191 | 944.103 | 2094.138 | 1102.8808 | 27.7647 | 0 | 0 | 0 | 916.3383 | 0.0029996 | 0.0013512 | 3.4e-05 | 0 | 0 | 0 | 0.0014508 | 5000000 | no RA
81-177AE | 229.7377 | 13.2581 | 0 | 216.4797 | 5.771% | 0% | 94.23% | 7.5159 | 13.1155 | 0 | 7.5159 | 0 | 0 | 13.1155 | 0 | 81 | 0.0005608 | 0.0004146 | 0.0003058 | 409660.7063 | 0.16945 | 209.9037 | 19.6646 | 302.1576 | 374293.3475 | 35065.2012 | 535990.8707 | 0 | 535990.8707 | 0 | 708378.8179 | 0 | 708378.8179 | 0 |  | 1212 | 81-177AE | 229.7377 | 222.2218 | 216.6222 | 13.2581 | 5.7422 | 0.14258 | 0 | 0 | 0 | 216.4797 | 0.16945 | 0.16945 | 0.16945 | 0 | 0 | 0 | 0 | 0 | 0 | 0.16945 | 19.6646 | 19.6646 | 19.6646 | 0 | 0 | 0 | 0 | 0 | 0 | 19.6646 | 209.9037 | 202.3878 | 196.7882 | 13.2581 | 5.7422 | 0.14258 | 0 | 0 | 0 | 196.6456 | 0.0002578 | 0.0001116 | 2.8e-06 | 0 | 0 | 0 | 0.000303 | 5000000 | no RA
81-193AE | 434.7008 | 63.4766 | 0 | 371.2242 | 14.6% | 0% | 85.4% | 35.83 | 62.7626 | 0 | 35.83 | 0 | 0 | 62.7626 | 0 | 81 | 0.0011408 | 0.0008104 | 0.0005424 | 381049.1243 | 0.29058 | 400.689 | 33.7212 | 254.713 | 351235.1193 | 29559.292 | 492190.1142 | 0 | 492190.1142 | 0 | 685726.7682 | 0 | 685726.7682 | 0 |  | 1213 | 81-193AE | 434.7008 | 398.8709 | 371.9382 | 63.4766 | 27.6466 | 0.71398 | 0 | 0 | 0 | 371.2242 | 0.29058 | 0.29058 | 0.29058 | 0 | 0 | 0 | 0 | 0 | 0 | 0.29058 | 33.7212 | 33.7212 | 33.7212 | 0 | 0 | 0 | 0 | 0 | 0 | 33.7212 | 400.689 | 364.8591 | 337.9264 | 63.4766 | 27.6466 | 0.71398 | 0 | 0 | 0 | 337.2124 | 0.0006056 | 0.0002752 | 7.2e-06 | 0 | 0 | 0 | 0.0005352 | 5000000 | no RA
83-622F | 1526.0397 | 396.7782 | 0 | 1129.2615 | 26% | 0% | 74% | 232.4366 | 392.921 | 5.5275 | 199.0929 | 27.8162 | 7.5765 | 347.21 | 38.1345 | 83 | 0.00696 | 0.0039268 | 0.0016702 | 219258.584 | 8.4604 | 1376.865 | 140.7143 | 1215.5812 | 197825.4292 | 20217.5735 | 329429.3557 | 7833.9931 | 282171.8288 | 39423.5338 | 678432.9724 | 13081.9082 | 599506.4722 | 65844.592 |  | 1214 | 83-622F | 1526.0397 | 1293.6032 | 1133.1188 | 396.7782 | 164.3417 | 3.8572 | 0 | 0 | 0 | 1129.2615 | 8.4604 | 2.933 | 0.88393 | 7.5765 | 2.0491 | 0 | 0 | 0 | 0 | 0.88393 | 140.7143 | 112.8981 | 102.5798 | 38.1345 | 10.3183 | 0 | 0 | 0 | 0 | 102.5798 | 1376.865 | 1177.7721 | 1029.655 | 351.0672 | 151.9743 | 3.8572 | 0 | 0 | 0 | 1025.7978 | 0.005349 | 0.0023158 | 5.92e-05 | 0 | 0 | 0 | 0.001611 | 5000000 | no RA
834-887AE | 20576.3318 | 19646.3939 | 0 | 929.9378 | 95.48% | 0% | 4.519% | 11647.44 | 19501.6663 | 4221.083 | 106.1479 | 7320.2091 | 7064.5483 | 185.1479 | 12251.9701 | 834 | 0.0050886 | 0.0029604 | 0.0013766 | 4043613.5264 | 7117.3274 | 1031.9702 | 12427.0342 | 1398680.855 | 202800.4214 | 2442132.25 | 3016109.9127 | 1093051.3797 | 27487.039 | 1895571.494 | 780666.5051 | 282799.2293 | 7411.6124 | 490455.6634 |  | 1215 | 834-887AE | 20576.3318 | 8928.8918 | 1074.6655 | 19646.3939 | 7998.9539 | 144.7277 | 0 | 0 | 0 | 929.9378 | 7117.3274 | 2896.2444 | 52.7791 | 7116.5995 | 2895.5165 | 52.0512 | 0 | 0 | 0 | 0.72791 | 12427.0342 | 5106.8251 | 175.0641 | 12342.5605 | 5022.3514 | 90.5904 | 0 | 0 | 0 | 84.4736 | 1031.9702 | 925.8224 | 846.8223 | 187.2339 | 81.0861 | 2.086 | 0 | 0 | 0 | 844.7363 | 0.0037534 | 0.0016252 | 4.14e-05 | 0 | 0 | 0 | 0.0013352 | 5000000 | no RA
835-10F | 3515.5185 | 3374.4124 | 0 | 141.1061 | 95.99% | 0% | 4.014% | 1878.5895 | 3252.1368 | 306.9339 | 5.3668 | 1566.2888 | 531.0536 | 9.3626 | 2711.7206 | 835 | 0.0010446 | 0.0005644 | 0.000207 | 3365420.7811 | 551.1405 | 137.6433 | 2826.7347 | 527609.0951 | 131766.5558 | 2706045.1302 | 2900299.5327 | 473866.3675 | 8285.5739 | 2418147.5913 | 1272375.4809 | 207770.958 | 3663.0433 | 1060941.4796 |  | 1216 | 835-10F | 3515.5185 | 1636.9291 | 263.3817 | 3374.4124 | 1495.8229 | 122.2756 | 0 | 0 | 0 | 141.1061 | 551.1405 | 244.2065 | 20.0869 | 551.03 | 244.0961 | 19.9764 | 0 | 0 | 0 | 0.11045 | 2826.7347 | 1260.446 | 115.0141 | 2813.917 | 1247.6282 | 102.1963 | 0 | 0 | 0 | 12.8178 | 137.6433 | 132.2766 | 128.2808 | 9.4655 | 4.0987 | 0.10287 | 0 | 0 | 0 | 128.1779 | 0.0008468 | 0.0003666 | 9.2e-06 | 0 | 0 | 0 | 0.0001978 | 5000000 | no RA
835-11F | 29533.1206 | 29026.1859 | 0 | 506.9347 | 98.28% | 0% | 1.716% | 15897.7913 | 28558.1157 | 3877.668 | 6.1609 | 12013.9624 | 6966.5216 | 10.7458 | 21580.8484 | 835 | 0.0041866 | 0.0022352 | 0.0007832 | 7054201.6422 | 7080.5791 | 471.3553 | 21981.1862 | 1691248.0441 | 112586.66 | 5250366.9381 | 6100272.5989 | 1487931.9831 | 2364.0364 | 4609976.5794 | 1244898.9527 | 303683.04 | 468.4276 | 940747.485 |  | 1217 | 835-11F | 29533.1206 | 13635.3293 | 975.0049 | 29026.1859 | 13128.3946 | 468.0702 | 0 | 0 | 0 | 506.9347 | 7080.5791 | 3202.911 | 114.0575 | 7080.1823 | 3202.5142 | 113.6607 | 0 | 0 | 0 | 0.3968 | 21981.1862 | 9967.2238 | 400.3378 | 21935.1373 | 9921.175 | 354.2889 | 0 | 0 | 0 | 46.0489 | 471.3553 | 465.1944 | 460.6095 | 10.8663 | 4.7055 | 0.12056 | 0 | 0 | 0 | 460.489 | 0.0034416 | 0.0014902 | 3.82e-05 | 0 | 0 | 0 | 0.000745 | 5000000 | no RA
835-35F | 1702.0112 | 1637.9952 | 0 | 64.0159 | 96.24% | 0% | 3.761% | 1010.0196 | 1637.9898 | 165.9104 | 0.27216 | 843.837 | 269.097 | 0.4743 | 1368.4185 | 835 | 0.0003154 | 0.000192 | 0.0001002 | 5396357.498 | 269.1471 | 58.6304 | 1374.2336 | 853351.6393 | 185892.34 | 4357113.5188 | 3604122.755 | 592029.7213 | 971.1811 | 3011121.8526 | 638935.3694 | 104967.4344 | 185.0121 | 533782.9229 |  | 1218 | 835-35F | 1702.0112 | 691.9916 | 64.0213 | 1637.9952 | 627.9757 | 0.0054144 | 0 | 0 | 0 | 64.0159 | 269.1471 | 103.2367 | 0.050109 | 269.097 | 103.1866 | 0 | 0 | 0 | 0 | 0.050109 | 1374.2336 | 530.3966 | 5.8151 | 1368.4185 | 524.5816 | 0 | 0 | 0 | 0 | 5.8151 | 58.6304 | 58.3583 | 58.1561 | 0.47972 | 0.20755 | 0.0054144 | 0 | 0 | 0 | 58.1507 | 0.0002176 | 9.42e-05 | 2.4e-06 | 0 | 0 | 0 | 9.78e-05 | 5000000 | no RA
840-308F | 43571.8632 | 41599.5547 | 1474.4004 | 497.9081 | 95.47% | 3.384% | 1.143% | 23107.7539 | 42696.5172 | 5197.3634 | 557.1293 | 17353.2612 | 9578.1241 | 1143.6705 | 31974.7225 | 840 | 0.063249 | 0.035743 | 0.006637 | 688891.9266 | 9638.4097 | 1692.3579 | 32241.0957 | 152387.8509 | 26756.9855 | 509747.0903 | 572534.7424 | 128773.7071 | 13803.8463 | 429957.1889 | 131888.8166 | 29586.6628 | 3532.7789 | 98769.3749 |  | 1219 | 840-308F | 43571.8632 | 20464.1093 | 875.3461 | 41599.5547 | 19140.3005 | 254.9247 | 1474.4004 | 825.9007 | 122.5133 | 497.9081 | 9638.4097 | 4441.0462 | 60.2855 | 9618.2349 | 4429.5737 | 58.2518 | 19.785 | 11.0828 | 1.644 | 0.38974 | 32241.0957 | 14887.8345 | 266.3732 | 31889.2703 | 14670.8624 | 195.668 | 306.5964 | 171.7432 | 25.4762 | 45.2289 | 1692.3579 | 1135.2286 | 548.6874 | 92.0495 | 39.8644 | 1.0049 | 1148.019 | 643.0748 | 95.3931 | 452.2894 | 0.0038122 | 0.001651 | 4.18e-05 | 0.058713 | 0.033368 | 0.0058714 | 0.0007238 | 5000000 | no RA
840-374 | 37053.0882 | 29449.0868 | 6375.6989 | 1228.3025 | 79.48% | 17.21% | 3.315% | 20991.1811 | 35067.7595 | 2960.0502 | 2200.9798 | 15830.1512 | 4768.8346 | 4582.0017 | 25716.9232 | 840 | 0.064007 | 0.036654 | 0.0076788 | 578892.9958 | 4812.1303 | 6111.2683 | 26129.6895 | 75181.5483 | 95478.4234 | 408233.0241 | 438198.6082 | 61792.1333 | 45946.2603 | 330460.2147 | 258546.7445 | 35159.5503 | 33782.0733 | 189605.1208 |  | 1220 | 840-374 | 37053.0882 | 16061.9071 | 1985.3287 | 29449.0868 | 11263.5159 | 227.3029 | 6375.6989 | 3570.0886 | 529.7234 | 1228.3025 | 4812.1303 | 1852.0802 | 43.2958 | 4737.974 | 1810.133 | 36.2529 | 73.1949 | 40.9857 | 6.0814 | 0.96146 | 26129.6895 | 10299.5383 | 412.7663 | 24689.7035 | 9444.1156 | 190.8193 | 1328.4095 | 743.8463 | 110.3706 | 111.5765 | 6111.2683 | 3910.2886 | 1529.2667 | 21.4093 | 9.2673 | 0.23065 | 4974.0945 | 2785.2567 | 413.2714 | 1115.7646 | 0.003532 | 0.0015294 | 3.82e-05 | 0.058705 | 0.033355 | 0.0058704 | 0.0017702 | 5000000 | no RA
85-498F | 2627.017 | 2029.3668 | 0 | 597.6502 | 77.25% | 0% | 22.75% | 1147.9092 | 2008.8438 | 274.4747 | 17.1355 | 856.2989 | 480.4759 | 29.9026 | 1498.4653 | 85 | 0.002808 | 0.0016952 | 0.0008662 | 935547.3498 | 485.8582 | 573.1235 | 1568.0353 | 173026.4095 | 204103.8009 | 558417.1394 | 872527.0163 | 208628.5566 | 13024.7072 | 650873.7525 | 713660.9502 | 170693.6468 | 10623.2012 | 532344.1021 |  | 1221 | 85-498F | 2627.017 | 1479.1078 | 618.1731 | 2029.3668 | 881.4576 | 20.5229 | 0 | 0 | 0 | 597.6502 | 485.8582 | 211.3834 | 5.3823 | 485.3903 | 210.9156 | 4.9145 | 0 | 0 | 0 | 0.46781 | 1568.0353 | 711.7364 | 69.57 | 1513.746 | 657.4471 | 15.2807 | 0 | 0 | 0 | 54.2893 | 573.1235 | 555.988 | 543.2208 | 30.2304 | 13.0949 | 0.32775 | 0 | 0 | 0 | 542.8931 | 0.001963 | 0.0008502 | 2.12e-05 | 0 | 0 | 0 | 0.000845 | 5000000 | no RA
85-500F | 3352.8351 | 1474.1209 | 0 | 1878.7142 | 43.97% | 0% | 56.03% | 859.4573 | 1466.8499 | 85.4671 | 342.7763 | 431.214 | 143.757 | 597.8032 | 725.2897 | 85 | 0.0098106 | 0.0058102 | 0.002835 | 341756.374 | 145.3284 | 2311.0527 | 896.454 | 14813.4021 | 235566.9107 | 91376.0612 | 429138.0257 | 42674.7987 | 171152.5764 | 215310.6506 | 665250.5025 | 65197.1571 | 271117.6276 | 328935.7177 |  | 1222 | 85-500F | 3352.8351 | 2493.3778 | 1885.9852 | 1474.1209 | 614.6635 | 7.2709 | 0 | 0 | 0 | 1878.7142 | 145.3284 | 59.8613 | 1.5713 | 143.8578 | 58.3907 | 0.10075 | 0 | 0 | 0 | 1.4706 | 896.454 | 465.24 | 171.1643 | 725.7955 | 294.5815 | 0.50579 | 0 | 0 | 0 | 170.6585 | 2311.0527 | 1968.2765 | 1713.2496 | 604.4676 | 261.6913 | 6.6644 | 0 | 0 | 0 | 1706.5851 | 0.007054 | 0.0030536 | 7.84e-05 | 0 | 0 | 0 | 0.0027566 | 5000000 | no RA
854-607F | 1242.6345 | 1168.5492 | 0 | 74.0853 | 94.04% | 0% | 5.962% | 606.7267 | 1168.543 | 100.1771 | 0.34724 | 506.2023 | 192.9431 | 0.60677 | 974.9932 | 854 | 0.000262 | 0.0001746 | 0.0001094 | 4742879.6332 | 193.0011 | 67.9105 | 981.7229 | 736645.3274 | 259200.2641 | 3747034.0416 | 3642083.5226 | 601347.142 | 2084.4475 | 3038651.9331 | 677252.6673 | 111824.055 | 351.668 | 565076.9443 |  | 1223 | 854-607F | 1242.6345 | 635.9078 | 74.0914 | 1168.5492 | 561.8225 | 0.0061363 | 0 | 0 | 0 | 74.0853 | 193.0011 | 92.824 | 0.05799 | 192.9431 | 92.766 | 0 | 0 | 0 | 0 | 0.05799 | 981.7229 | 475.5206 | 6.7298 | 974.9932 | 468.7908 | 0 | 0 | 0 | 0 | 6.7298 | 67.9105 | 67.5632 | 67.3037 | 0.61291 | 0.26567 | 0.0061363 | 0 | 0 | 0 | 67.2976 | 0.0001542 | 6.68e-05 | 1.6e-06 | 0 | 0 | 0 | 0.0001078 | 5000000 | no RA
855-45 | 67.1301 | 2.6639 | 0 | 64.4662 | 3.968% | 0% | 96.03% | 1.5106 | 2.635 | 0 | 1.5106 | 0 | 0 | 2.635 | 0 | 855 | 0.0003944 | 0.000227 | 0.0001024 | 170208.2479 | 0.050461 | 61.2237 | 5.856 | 127.944 | 155232.4828 | 14847.8211 | 289072.7549 | 0 | 289072.7549 | 0 | 629835.2048 | 0 | 629835.2048 | 0 |  | 1224 | 855-45 | 67.1301 | 65.6195 | 64.4951 | 2.6639 | 1.1533 | 0.028877 | 0 | 0 | 0 | 64.4662 | 0.050461 | 0.050461 | 0.050461 | 0 | 0 | 0 | 0 | 0 | 0 | 0.050461 | 5.856 | 5.856 | 5.856 | 0 | 0 | 0 | 0 | 0 | 0 | 5.856 | 61.2237 | 59.7131 | 58.5887 | 2.6639 | 1.1533 | 0.028877 | 0 | 0 | 0 | 58.5598 | 0.0002952 | 0.0001278 | 3.2e-06 | 0 | 0 | 0 | 9.92e-05 | 5000000 | no RA
855-46AE | 22781.2432 | 22565.8856 | 0 | 215.3576 | 99.05% | 0% | 0.9453% | 9646.5224 | 22104.0396 | 2866.6191 | 2.0748 | 6777.8285 | 6572.5107 | 4.163 | 15527.3659 | 855 | 0.0010888 | 0.0007006 | 0.0003112 | 20923257.8831 | 6710.4122 | 199.8442 | 15870.9868 | 6163126.5528 | 183545.3586 | 14576585.9716 | 18747817.2956 | 5571215.0764 | 4032.3273 | 13172569.8919 | 2176104.0342 | 647052.1852 | 409.8353 | 1528642.0137 |  | 1225 | 855-46AE | 22781.2432 | 13134.7208 | 677.2036 | 22565.8856 | 12919.3632 | 461.846 | 0 | 0 | 0 | 215.3576 | 6710.4122 | 3843.7931 | 137.9015 | 6710.2436 | 3843.6245 | 137.7329 | 0 | 0 | 0 | 0.16857 | 15870.9868 | 9093.1583 | 343.6209 | 15851.4242 | 9073.5957 | 324.0582 | 0 | 0 | 0 | 19.5626 | 199.8442 | 197.7694 | 195.6812 | 4.2178 | 2.143 | 0.054866 | 0 | 0 | 0 | 195.6264 | 0.0007878 | 0.0003996 | 1.02e-05 | 0 | 0 | 0 | 0.000301 | 5000000 | no RA
856-1141R | 12454.5389 | 10255.2031 | 0 | 2199.3357 | 82.34% | 0% | 17.66% | 4713.4915 | 10030.335 | 495.1737 | 1720.9873 | 2497.3306 | 1031.8716 | 3795.089 | 5203.3744 | 856 | 0.0095222 | 0.0062286 | 0.003267 | 1307947.6251 | 1061.7577 | 5847.7149 | 5545.0662 | 111503.4062 | 614113.8545 | 582330.3644 | 1242823.0015 | 130564.1963 | 453778.8031 | 658480.0021 | 742027.5117 | 76336.146 | 280754.3795 | 384936.9862 |  | 1226 | 856-1141R | 12454.5389 | 7741.0473 | 2424.2039 | 10255.2031 | 5541.7116 | 224.8681 | 0 | 0 | 0 | 2199.3357 | 1061.7577 | 566.5841 | 29.8861 | 1060.0362 | 564.8625 | 28.1646 | 0 | 0 | 0 | 1.7215 | 5545.0662 | 3047.7356 | 341.6918 | 5345.2831 | 2847.9525 | 141.9087 | 0 | 0 | 0 | 199.7831 | 5847.7149 | 4126.7277 | 2052.6259 | 3849.8839 | 2128.8966 | 54.7948 | 0 | 0 | 0 | 1997.8311 | 0.0063318 | 0.0030382 | 7.66e-05 | 0 | 0 | 0 | 0.0031904 | 5000000 | no RA
857-60 | 4260.186 | 3621.0498 | 0 | 639.1362 | 85% | 0% | 15% | 2212.9106 | 3563.1567 | 335.2093 | 189.9819 | 1687.7194 | 535.5323 | 331.488 | 2696.1364 | 857 | 0.0028286 | 0.001734 | 0.0009186 | 1506111.144 | 545.0037 | 915.8619 | 2799.3204 | 192676.129 | 323786.2973 | 989648.7177 | 1180666.3034 | 178846.0689 | 101362.0882 | 900458.1463 | 758795.17 | 114044.7598 | 70592.313 | 574158.0972 |  | 1227 | 857-60 | 4260.186 | 2047.2754 | 697.0292 | 3621.0498 | 1408.1392 | 57.8931 | 0 | 0 | 0 | 639.1362 | 545.0037 | 209.7944 | 9.4714 | 544.5034 | 209.2941 | 8.9711 | 0 | 0 | 0 | 0.50029 | 2799.3204 | 1111.601 | 103.1839 | 2741.2626 | 1053.5432 | 45.1261 | 0 | 0 | 0 | 58.0578 | 915.8619 | 725.88 | 584.3739 | 335.2838 | 145.3019 | 3.7959 | 0 | 0 | 0 | 580.5781 | 0.0019314 | 0.0008368 | 2.14e-05 | 0 | 0 | 0 | 0.0008972 | 5000000 | no RA
858-14 | 68941.3476 | 66975.8054 | 0 | 1965.5422 | 97.15% | 0% | 2.851% | 33033.3392 | 66535.7085 | 7028.6503 | 212.6423 | 25792.0466 | 14163.1273 | 401.5734 | 51971.0078 | 858 | 0.010043 | 0.0061484 | 0.0028832 | 6864753.6111 | 14257.7585 | 2191.988 | 52491.6011 | 1419699.5359 | 218264.623 | 5226789.4522 | 5840219.9502 | 1242649.5426 | 37594.6721 | 4559975.7355 | 834364.265 | 177606.9963 | 5035.7697 | 651721.499 |  | 1228 | 858-14 | 68941.3476 | 35908.0083 | 2405.639 | 66975.8054 | 33942.4662 | 440.0969 | 0 | 0 | 0 | 1965.5422 | 14257.7585 | 7229.1082 | 94.6312 | 14256.22 | 7227.5696 | 93.0926 | 0 | 0 | 0 | 1.5385 | 52491.6011 | 26699.5545 | 520.5934 | 52313.0553 | 26521.0087 | 342.0476 | 0 | 0 | 0 | 178.5458 | 2191.988 | 1979.3457 | 1790.4145 | 406.5301 | 193.8879 | 4.9567 | 0 | 0 | 0 | 1785.4578 | 0.0072454 | 0.003351 | 8.58e-05 | 0 | 0 | 0 | 0.0027974 | 5000000 | no RA
859-1064 | 14919.7449 | 12387.2882 | 0 | 2532.4567 | 83.03% | 0% | 16.97% | 6479.0947 | 12316.0988 | 1015.7492 | 351.501 | 5111.8444 | 1911.6956 | 784.4682 | 9619.935 | 859 | 0.011569 | 0.0074504 | 0.0038314 | 1289631.3306 | 1923.6205 | 3096.143 | 9899.9813 | 166273.7078 | 267624.0831 | 855733.5396 | 1132912.3496 | 177610.4364 | 61462.2708 | 893839.6424 | 679554.7362 | 105479.9759 | 43283.9253 | 530790.835 |  | 1229 | 859-1064 | 14919.7449 | 8440.6502 | 2603.646 | 12387.2882 | 5908.1935 | 71.1894 | 0 | 0 | 0 | 2532.4567 | 1923.6205 | 907.8713 | 11.9249 | 1921.6382 | 905.889 | 9.9426 | 0 | 0 | 0 | 1.9823 | 9899.9813 | 4788.1369 | 280.0463 | 9669.9382 | 4558.0938 | 50.0032 | 0 | 0 | 0 | 230.0431 | 3096.143 | 2744.642 | 2311.6748 | 795.7118 | 444.2107 | 11.2435 | 0 | 0 | 0 | 2300.4312 | 0.007832 | 0.0037134 | 9.44e-05 | 0 | 0 | 0 | 0.003737 | 5000000 | no RA
859-13F | 240058.0179 | 232747.9522 | 0 | 7310.0657 | 96.95% | 0% | 3.045% | 105416.9149 | 227980.2205 | 15257.2344 | 13143.0532 | 77016.6273 | 33319.7392 | 26519.337 | 168141.1442 | 859 | 0.035677 | 0.023214 | 0.010926 | 6728649.2115 | 34056.2996 | 33509.8789 | 172491.8394 | 954572.9623 | 939257.1936 | 4834819.0555 | 5799945.8535 | 839439.6051 | 723119.2149 | 4237387.0335 | 1105377.5647 | 161553.016 | 128580.8046 | 815243.7441 |  | 1230 | 859-13F | 240058.0179 | 134641.103 | 12077.7974 | 232747.9522 | 127331.0373 | 4767.7317 | 0 | 0 | 0 | 7310.0657 | 34056.2996 | 18799.0652 | 736.5604 | 34050.5776 | 18793.3432 | 730.8384 | 0 | 0 | 0 | 5.722 | 172491.8394 | 95475.2121 | 4350.6952 | 171827.8082 | 94811.1809 | 3686.664 | 0 | 0 | 0 | 664.0312 | 33509.8789 | 20366.8257 | 6990.5419 | 26869.5664 | 13726.5132 | 350.2294 | 0 | 0 | 0 | 6640.3125 | 0.025073 | 0.01261 | 0.000322 | 0 | 0 | 0 | 0.010604 | 5000000 | no RA
859-42R | 1138740.4436 | 1126895.7761 | 0 | 11844.6675 | 98.96% | 0% | 1.04% | 581900.2155 | 1112831.1413 | 95577.5411 | 2700.977 | 483621.6974 | 182787.7202 | 5107.4645 | 924935.9566 | 859 | 0.067132 | 0.04067 | 0.017678 | 16962757.4946 | 185105.6363 | 15929.724 | 937705.0833 | 2757346.5381 | 237290.2855 | 13968120.671 | 13691804.8878 | 2248889.086 | 63552.5641 | 11379363.2376 | 1465607.4847 | 240732.8847 | 6726.5715 | 1218148.0285 |  | 1231 | 859-42R | 1138740.4436 | 556840.2281 | 25909.3022 | 1126895.7761 | 544995.5605 | 14064.6347 | 0 | 0 | 0 | 11844.6675 | 185105.6363 | 89528.0953 | 2317.9161 | 185096.3649 | 89518.8238 | 2308.6447 | 0 | 0 | 0 | 9.2714 | 937705.0833 | 454083.3859 | 12769.1267 | 936629.1382 | 453007.4408 | 11693.1816 | 0 | 0 | 0 | 1075.9451 | 15929.724 | 13228.7469 | 10822.2595 | 5170.273 | 2469.296 | 62.8085 | 0 | 0 | 0 | 10759.451 | 0.050053 | 0.023591 | 0.0005994 | 0 | 0 | 0 | 0.017079 | 5000000 | no RA
86-1055F | 1225.7264 | 201.0622 | 0 | 1024.6642 | 16.4% | 0% | 83.6% | 103.9237 | 199.2803 | 4.3576 | 77.7324 | 21.8337 | 10.5911 | 135.5975 | 53.0916 | 86 | 0.0041652 | 0.002633 | 0.001493 | 294277.9337 | 11.4372 | 1067.8988 | 146.3905 | 2745.8859 | 256385.9516 | 35146.0962 | 426054.9791 | 17864.7898 | 318678.6915 | 89511.4978 | 687505.8185 | 36538.7949 | 467803.8712 | 183163.1524 |  | 1232 | 86-1055F | 1225.7264 | 1121.8028 | 1026.4462 | 201.0622 | 97.1385 | 1.782 | 0 | 0 | 0 | 1024.6642 | 11.4372 | 7.0796 | 0.84604 | 10.6351 | 6.2775 | 0.04398 | 0 | 0 | 0 | 0.80206 | 146.3905 | 124.5568 | 93.2989 | 53.3121 | 31.4784 | 0.22052 | 0 | 0 | 0 | 93.0784 | 1067.8988 | 990.1664 | 932.3013 | 137.115 | 59.3826 | 1.5175 | 0 | 0 | 0 | 930.7838 | 0.0027022 | 0.00117 | 3e-05 | 0 | 0 | 0 | 0.001463 | 5000000 | no RA
86-1058F | 446.0197 | 72.9181 | 0 | 373.1016 | 16.35% | 0% | 83.65% | 44.1821 | 72.7857 | 6.1312 | 6.6749 | 31.3761 | 9.9902 | 11.6489 | 51.1466 | 86 | 0.0012994 | 0.0008668 | 0.0005446 | 343250.4991 | 10.2822 | 350.6991 | 85.0383 | 7913.0741 | 269893.1195 | 65444.3055 | 463587.4099 | 64332.2761 | 70037.0637 | 329218.0701 | 685336.0981 | 94065.8692 | 109683.8649 | 481586.3641 |  | 1233 | 86-1058F | 446.0197 | 401.8376 | 373.234 | 72.9181 | 28.736 | 0.13247 | 0 | 0 | 0 | 373.1016 | 10.2822 | 4.1511 | 0.29205 | 9.9902 | 3.859 | 0 | 0 | 0 | 0 | 0.29205 | 85.0383 | 53.6622 | 33.8918 | 51.1466 | 19.7705 | 0 | 0 | 0 | 0 | 33.8918 | 350.6991 | 344.0242 | 339.0502 | 11.7814 | 5.1065 | 0.13247 | 0 | 0 | 0 | 338.9177 | 0.0007632 | 0.0003306 | 8.4e-06 | 0 | 0 | 0 | 0.0005362 | 5000000 | no RA
86-552F | 68687.8883 | 55398.1781 | 0 | 13289.7103 | 80.65% | 0% | 19.35% | 30435.1022 | 55023.47 | 5753.1469 | 2449.367 | 22232.5883 | 10414.5752 | 4363.6545 | 40245.2404 | 86 | 0.057976 | 0.036183 | 0.019751 | 1184756.01 | 10491.7146 | 16485.863 | 41710.3107 | 180965.2657 | 284354.7206 | 719436.0237 | 1057197.4331 | 199842.0131 | 85081.5116 | 772273.9083 | 691827.2456 | 130945.7012 | 54865.5882 | 506015.9562 |  | 1234 | 86-552F | 68687.8883 | 38252.7862 | 13664.4183 | 55398.1781 | 24963.0759 | 374.708 | 0 | 0 | 0 | 13289.7103 | 10491.7146 | 4738.5678 | 77.1394 | 10481.3121 | 4728.1652 | 66.7369 | 0 | 0 | 0 | 10.4026 | 41710.3107 | 19477.7224 | 1465.0703 | 40503.1009 | 18270.5126 | 257.8605 | 0 | 0 | 0 | 1207.2098 | 16485.863 | 14036.496 | 12122.2086 | 4413.7651 | 1964.3981 | 50.1106 | 0 | 0 | 0 | 12072.0979 | 0.038655 | 0.016862 | 0.0004298 | 0 | 0 | 0 | 0.019321 | 5000000 | no RA
87-41AE | 274.1966 | 73.4354 | 0 | 200.7612 | 26.78% | 0% | 73.22% | 48.7319 | 72.7196 | 6.4007 | 8.375 | 33.9562 | 9.199 | 14.6109 | 48.9097 | 87 | 0.0008986 | 0.0005632 | 0.0003134 | 305137.5069 | 9.4389 | 197.1551 | 67.6026 | 10503.9781 | 219402.52 | 75231.0088 | 400327.9162 | 52580.7859 | 68799.8037 | 278947.3266 | 642874.7998 | 81323.1048 | 129167.4353 | 432384.2598 |  | 1235 | 87-41AE | 274.1966 | 225.4647 | 201.477 | 73.4354 | 24.7035 | 0.71579 | 0 | 0 | 0 | 200.7612 | 9.4389 | 3.0382 | 0.23991 | 9.2817 | 2.8811 | 0.082762 | 0 | 0 | 0 | 0.15715 | 67.6026 | 33.6464 | 18.6929 | 49.3659 | 15.4096 | 0.45616 | 0 | 0 | 0 | 18.2367 | 197.1551 | 188.7801 | 182.5442 | 14.7878 | 6.4128 | 0.17687 | 0 | 0 | 0 | 182.3673 | 0.0005918 | 0.0002564 | 6.6e-06 | 0 | 0 | 0 | 0.0003068 | 5000000 | no RA
88-27F | 1171.1542 | 1010.0637 | 0 | 161.0905 | 86.25% | 0% | 13.75% | 657.9664 | 1009.7691 | 106.419 | 14.9499 | 536.5974 | 162.8063 | 26.0794 | 820.8835 | 88 | 0.0008056 | 0.0004856 | 0.0002472 | 1453766.3671 | 162.9324 | 172.7052 | 835.5166 | 202249.7128 | 214380.8274 | 1037135.8269 | 1056811.8457 | 170928.02 | 24012.1862 | 861871.6395 | 652852.1751 | 105260.1309 | 16861.2472 | 530730.797 |  | 1236 | 88-27F | 1171.1542 | 513.1878 | 161.3851 | 1010.0637 | 352.0973 | 0.29454 | 0 | 0 | 0 | 161.0905 | 162.9324 | 56.5133 | 0.12609 | 162.8063 | 56.3872 | 0 | 0 | 0 | 0 | 0.12609 | 835.5166 | 298.9192 | 14.6331 | 820.8835 | 284.286 | 0 | 0 | 0 | 0 | 14.6331 | 172.7052 | 157.7553 | 146.6258 | 26.3739 | 11.424 | 0.29454 | 0 | 0 | 0 | 146.3313 | 0.0005646 | 0.0002446 | 6.2e-06 | 0 | 0 | 0 | 0.000241 | 5000000 | no RA
90-24 | 27153.1285 | 346.6584 | 26174.065 | 632.4052 | 1.277% | 96.39% | 2.329% | 11862.1462 | 24771.5833 | 15.0859 | 10700.8011 | 1146.2592 | 31.591 | 22339.6328 | 2400.3594 | 90 | 0.0071986 | 0.0043446 | 0.0014386 | 3772001.295 | 34.3432 | 24489.4758 | 2629.3095 | 4770.8143 | 3401977.5848 | 365252.8958 | 3519537.4403 | 4476.0247 | 3174962.5623 | 340098.8533 | 1655460.3418 | 2111.1962 | 1492935.5061 | 160413.6395 |  | 1237 | 90-24 | 27153.1285 | 15290.9824 | 2381.5452 | 346.6584 | 150.0879 | 3.7327 | 26174.065 | 14508.4893 | 1745.4074 | 632.4052 | 34.3432 | 19.2573 | 2.7522 | 0 | 0 | 0 | 33.8482 | 18.7623 | 2.2572 | 0.49502 | 2629.3095 | 1483.0503 | 228.9501 | 0 | 0 | 0 | 2571.8631 | 1425.6039 | 171.5037 | 57.4464 | 24489.4758 | 13788.6748 | 2149.843 | 346.6584 | 150.0879 | 3.7327 | 23568.3537 | 13064.1231 | 1571.6466 | 574.4638 | 0.001091 | 0.0004722 | 1.16e-05 | 0.0052006 | 0.0029654 | 0.00052 | 0.000907 | 5000000 | no RA
90-32 | 74396.7069 | 4261.4119 | 67132.6594 | 3002.6357 | 5.728% | 90.24% | 4.036% | 32211.084 | 66861.7586 | 47.6612 | 29331.8112 | 2831.6116 | 99.6483 | 60825.0292 | 5937.0811 | 90 | 0.016016 | 0.010136 | 0.0049132 | 4645149.0333 | 107.3445 | 67663.4471 | 6625.9153 | 6702.3317 | 4224740.7006 | 413706.001 | 4161877.5196 | 6158.136 | 3789857.1068 | 365862.2768 | 1533613.1881 | 2285.6404 | 1395148.2719 | 136179.2758 |  | 1238 | 90-32 | 74396.7069 | 42185.6229 | 7534.9483 | 4261.4119 | 1920.3498 | 46.7299 | 67132.6594 | 37262.6375 | 4485.5828 | 3002.6357 | 107.3445 | 59.6833 | 7.6963 | 24.9853 | 12.9233 | 0 | 80.0089 | 44.4097 | 5.3459 | 2.3503 | 6625.9153 | 3794.3037 | 688.8342 | 125.9614 | 65.082 | 0 | 6227.2007 | 3456.4685 | 416.081 | 272.7532 | 67663.4471 | 38331.6359 | 6838.4178 | 4110.4652 | 1842.3445 | 46.7299 | 60825.4497 | 33761.7592 | 4064.1558 | 2727.5321 | 0.0065356 | 0.0028674 | 7.18e-05 | 0.0051544 | 0.0029428 | 0.0005154 | 0.004326 | 5000000 | no RA
90-44AE | 97582.8934 | 11606.0104 | 83444.1843 | 2532.6987 | 11.89% | 85.51% | 2.595% | 43375.8066 | 89338.7094 | 43.0868 | 40245.333 | 3087.3867 | 90.4232 | 82769.0125 | 6479.2737 | 90 | 0.015099 | 0.009366 | 0.004219 | 6462700.0663 | 98.8809 | 90310.6947 | 7173.3178 | 6548.6623 | 5981078.3671 | 475073.0368 | 5787645.4002 | 5749.0885 | 5369945.4834 | 411950.8283 | 1954061.1426 | 1977.782 | 1810365.4311 | 141717.9294 |  | 1239 | 90-44AE | 97582.8934 | 54207.0868 | 8244.184 | 11606.0104 | 5334.4943 | 135.3737 | 83444.1843 | 46339.8939 | 5576.1116 | 2532.6987 | 98.8809 | 55.794 | 8.4577 | 0 | 0 | 0 | 96.8984 | 53.8116 | 6.4752 | 1.9825 | 7173.3178 | 4085.9311 | 694.0441 | 0 | 0 | 0 | 6943.2527 | 3855.866 | 463.979 | 230.0651 | 90310.6947 | 50065.3617 | 7541.6822 | 11606.0104 | 5334.4943 | 135.3737 | 76404.0332 | 42430.2163 | 5105.6574 | 2300.6511 | 0.0063122 | 0.0027892 | 7.12e-05 | 0.0051548 | 0.0029444 | 0.0005154 | 0.0036324 | 5000000 | no RA
90-49 | 11680.9696 | 45.7185 | 11224.2141 | 411.0371 | 0.3914% | 96.09% | 3.519% | 5020.9967 | 10520.2947 | 6.1645 | 4588.5926 | 426.2396 | 12.9274 | 9613.5166 | 893.8507 | 90 | 0.0065452 | 0.0038946 | 0.0011338 | 1784661.983 | 14.1736 | 10671.682 | 995.1139 | 2165.5012 | 1630459.2744 | 152037.2075 | 1710053.115 | 2099.5137 | 1562784.7488 | 145168.8526 | 1023703.4154 | 1257.93 | 935467.1235 | 86978.3619 |  | 1240 | 90-49 | 11680.9696 | 6659.9729 | 1160.6749 | 45.7185 | 19.8391 | 0.49271 | 11224.2141 | 6229.0967 | 749.1452 | 411.0371 | 14.1736 | 8.0091 | 1.2463 | 0 | 0 | 0 | 13.8519 | 7.6874 | 0.92453 | 0.32174 | 995.1139 | 568.8743 | 101.2632 | 0 | 0 | 0 | 957.7762 | 531.5366 | 63.9255 | 37.3378 | 10671.682 | 6083.0894 | 1058.1654 | 45.7185 | 19.8391 | 0.49271 | 10252.586 | 5689.8728 | 684.2952 | 373.3776 | 0.0007436 | 0.0003224 | 7.8e-06 | 0.005195 | 0.0029656 | 0.0005194 | 0.0006066 | 5000000 | no RA
90-50F | 23053.7111 | 592.8681 | 21753.861 | 706.9819 | 2.572% | 94.36% | 3.067% | 10019.9609 | 20887.9898 | 11.3568 | 9159.8614 | 848.7427 | 23.8089 | 19084.8374 | 1779.3435 | 90 | 0.0077394 | 0.0046362 | 0.0015444 | 2978746.5534 | 26.0655 | 21056.7958 | 1970.8499 | 3367.8912 | 2720727.1574 | 254651.5048 | 2811300.2462 | 3186.3734 | 2569982.1445 | 238131.7283 | 1402305.9496 | 1598.3995 | 1281252.1124 | 119455.4377 |  | 1241 | 90-50F | 23053.7111 | 13033.7502 | 2165.7213 | 592.8681 | 256.7158 | 6.4626 | 21753.861 | 12070.0525 | 1452.2768 | 706.9819 | 26.0655 | 14.7087 | 2.2566 | 0 | 0 | 0 | 25.5121 | 14.1553 | 1.7032 | 0.55339 | 1970.8499 | 1122.1071 | 191.5064 | 0 | 0 | 0 | 1906.6291 | 1057.8864 | 127.2856 | 64.2208 | 21056.7958 | 11896.9344 | 1971.9584 | 592.8681 | 256.7158 | 6.4626 | 19821.7199 | 10998.0108 | 1323.288 | 642.2077 | 0.0015584 | 0.0006748 | 1.72e-05 | 0.0051708 | 0.0029512 | 0.000517 | 0.0010102 | 5000000 | no RA
900-1118F | 1858.6255 | 1677.0846 | 0 | 181.5409 | 90.23% | 0% | 9.767% | 880.4656 | 1653.8744 | 144.3704 | 4.9946 | 731.1007 | 271.3043 | 8.71 | 1373.8601 | 900 | 0.0011032 | 0.0006222 | 0.0002644 | 1684758.4011 | 275.2559 | 173.7158 | 1409.6538 | 249506.7902 | 157465.3665 | 1277786.2443 | 1572098.768 | 257777.7711 | 8918.0201 | 1305402.9769 | 774398.8945 | 127033.6991 | 4078.2946 | 643286.9007 |  | 1242 | 900-1118F | 1858.6255 | 978.1599 | 204.7511 | 1677.0846 | 796.6189 | 23.2102 | 0 | 0 | 0 | 181.5409 | 275.2559 | 130.8855 | 3.9515 | 275.1138 | 130.7434 | 3.8094 | 0 | 0 | 0 | 0.1421 | 1409.6538 | 678.5531 | 35.7937 | 1393.163 | 662.0623 | 19.3029 | 0 | 0 | 0 | 16.4908 | 173.7158 | 168.7212 | 165.0058 | 8.8078 | 3.8132 | 0.09782 | 0 | 0 | 0 | 164.908 | 0.0008482 | 0.0003672 | 9.4e-06 | 0 | 0 | 0 | 0.000255 | 5000000 | no RA
900-1119F | 2038.8893 | 1937.9044 | 0 | 100.985 | 95.05% | 0% | 4.953% | 1158.6634 | 1923.4985 | 67.3598 | 750.5481 | 340.7555 | 101.2982 | 1309.4975 | 512.7027 | 900 | 0.000334 | 0.0002298 | 0.0001522 | 6104459.0467 | 101.3772 | 1415.6361 | 521.876 | 303524.6335 | 4238431.4398 | 1562502.9734 | 3830400.2123 | 222683.3122 | 2481220.787 | 1126496.1131 | 758152.8578 | 39926.9911 | 516142.5025 | 202083.3642 |  | 1243 | 900-1119F | 2038.8893 | 880.226 | 115.3909 | 1937.9044 | 779.241 | 14.4059 | 0 | 0 | 0 | 100.985 | 101.3772 | 34.0174 | 0.079046 | 101.2982 | 33.9384 | 0 | 0 | 0 | 0 | 0.079046 | 521.876 | 181.1205 | 9.1733 | 512.7027 | 171.9473 | 0 | 0 | 0 | 0 | 9.1733 | 1415.6361 | 665.088 | 106.1386 | 1323.9035 | 573.3554 | 14.4059 | 0 | 0 | 0 | 91.7326 | 0.0001838 | 7.96e-05 | 2e-06 | 0 | 0 | 0 | 0.0001502 | 5000000 | no RA
900-1163F | 279.9765 | 117.4418 | 0 | 162.5347 | 41.95% | 0% | 58.05% | 70.895 | 117.0469 | 8.6376 | 18.767 | 43.4904 | 13.9824 | 32.7051 | 70.3594 | 900 | 0.0008402 | 0.000502 | 0.0002506 | 333226.043 | 14.1096 | 180.7432 | 85.1237 | 16793.1321 | 215119.2886 | 101313.6223 | 416496.9884 | 50744.6655 | 110253.3152 | 255499.0077 | 650158.1343 | 77667.5759 | 181666.6245 | 390823.9338 |  | 1244 | 900-1163F | 279.9765 | 209.0815 | 162.9296 | 117.4418 | 46.5467 | 0.39489 | 0 | 0 | 0 | 162.5347 | 14.1096 | 5.472 | 0.12722 | 13.9824 | 5.3447 | 0 | 0 | 0 | 0 | 0.12722 | 85.1237 | 41.6333 | 14.7643 | 70.3594 | 26.869 | 0 | 0 | 0 | 0 | 14.7643 | 180.7432 | 161.9762 | 148.0381 | 33.1 | 14.333 | 0.39489 | 0 | 0 | 0 | 147.6432 | 0.0005962 | 0.000258 | 6.6e-06 | 0 | 0 | 0 | 0.000244 | 5000000 | no RA
900-1166F | 10750.9524 | 9998.216 | 0 | 752.7364 | 93% | 0% | 7.002% | 4907.1643 | 9848.3827 | 702.5891 | 660.712 | 3543.8632 | 1438.7561 | 1152.3352 | 7257.2914 | 900 | 0.003966 | 0.0023404 | 0.0011306 | 2710779.7245 | 1462.0433 | 1848.8765 | 7440.0326 | 368644.3036 | 466181.6679 | 1875953.7531 | 2496918.5201 | 357499.2675 | 336190.9172 | 1803228.3354 | 798310.3145 | 116625.6331 | 93408.3393 | 588276.3421 |  | 1245 | 900-1166F | 10750.9524 | 5843.7881 | 902.5696 | 9998.216 | 5091.0517 | 149.8333 | 0 | 0 | 0 | 752.7364 | 1462.0433 | 759.4542 | 23.2872 | 1461.4541 | 758.865 | 22.698 | 0 | 0 | 0 | 0.58921 | 7440.0326 | 3896.1694 | 182.7412 | 7371.6556 | 3827.7924 | 114.3642 | 0 | 0 | 0 | 68.377 | 1848.8765 | 1188.1645 | 696.5413 | 1165.1063 | 504.3943 | 12.7711 | 0 | 0 | 0 | 683.7702 | 0.0028668 | 0.0012412 | 3.14e-05 | 0 | 0 | 0 | 0.0010992 | 5000000 | no RA
901-1124 | 52619.9135 | 51060.9427 | 0 | 1558.9708 | 97.04% | 0% | 2.963% | 26540.6612 | 50340.6655 | 4377.6346 | 81.5152 | 22081.5114 | 8302.9498 | 156.422 | 41881.2936 | 901 | 0.0087544 | 0.0051832 | 0.0023384 | 6010681.8838 | 8423.0034 | 1574.5051 | 42622.405 | 962145.1345 | 179853.0039 | 4868683.7454 | 5031496.4356 | 829898.4174 | 15453.4062 | 4186144.612 | 974704.0805 | 160763.0527 | 3028.6683 | 810912.3595 |  | 1246 | 901-1124 | 52619.9135 | 26079.2523 | 2279.248 | 51060.9427 | 24520.2815 | 720.2772 | 0 | 0 | 0 | 1558.9708 | 8423.0034 | 4045.3688 | 120.0536 | 8421.7831 | 4044.1485 | 118.8333 | 0 | 0 | 0 | 1.2203 | 42622.405 | 20540.8936 | 741.1113 | 42480.7913 | 20399.2799 | 599.4977 | 0 | 0 | 0 | 141.6137 | 1574.5051 | 1492.9899 | 1418.0831 | 158.3683 | 76.8531 | 1.9463 | 0 | 0 | 0 | 1416.1368 | 0.0064902 | 0.002919 | 7.42e-05 | 0 | 0 | 0 | 0.0022642 | 5000000 | no RA
902-364F | 982.8176 | 879.2304 | 0 | 103.5872 | 89.46% | 0% | 10.54% | 466.7788 | 879.2304 | 111.3528 | 0 | 355.426 | 209.7752 | 0 | 669.4552 | 902 | 0.0004588 | 0.0002832 | 0.0001524 | 2142148.1379 | 209.8563 | 94.0964 | 678.8648 | 457402.6352 | 205092.4896 | 1479653.0131 | 1822170.6639 | 434689.3554 | 0 | 1387481.3085 | 679705.7792 | 162170.7418 | 0 | 517535.0374 |  | 1247 | 902-364F | 982.8176 | 516.0387 | 103.5872 | 879.2304 | 412.4516 | 0 | 0 | 0 | 0 | 103.5872 | 209.8563 | 98.5035 | 0.081083 | 209.7752 | 98.4225 | 0 | 0 | 0 | 0 | 0.081083 | 678.8648 | 323.4388 | 9.4096 | 669.4552 | 314.0291 | 0 | 0 | 0 | 0 | 9.4096 | 94.0964 | 94.0964 | 94.0964 | 0 | 0 | 0 | 0 | 0 | 0 | 94.0964 | 0.0003096 | 0.000134 | 3.2e-06 | 0 | 0 | 0 | 0.0001492 | 5000000 | no RA
902-48 | 7961.8926 | 6094.1495 | 0 | 1867.7431 | 76.54% | 0% | 23.46% | 3049.7805 | 6025.0212 | 209.8292 | 2164.3645 | 675.5868 | 508.6525 | 3877.4464 | 1638.9223 | 902 | 0.0088092 | 0.0056198 | 0.0027604 | 903815.6253 | 515.9424 | 5618.5572 | 1827.3931 | 58568.5831 | 637805.6071 | 207441.4352 | 874072.3997 | 60137.4076 | 620310.6341 | 193624.358 | 701663.3144 | 59236.7738 | 451560.5511 | 190865.9895 |  | 1248 | 902-48 | 7961.8926 | 4912.1121 | 1936.8714 | 6094.1495 | 3044.369 | 69.1283 | 0 | 0 | 0 | 1867.7431 | 515.9424 | 306.1132 | 7.2898 | 514.4804 | 304.6512 | 5.8279 | 0 | 0 | 0 | 1.462 | 1827.3931 | 1151.8063 | 188.4708 | 1657.7312 | 982.1443 | 18.8089 | 0 | 0 | 0 | 169.6619 | 5618.5572 | 3454.1926 | 1741.1108 | 3921.938 | 1757.5734 | 44.4916 | 0 | 0 | 0 | 1696.6192 | 0.006123 | 0.0029336 | 7.42e-05 | 0 | 0 | 0 | 0.0026862 | 5000000 | no RA
907-1475 | 4194.1276 | 0 | 4194.1276 | 0 | 0% | 100% | 0% | 1870.2156 | 3914.1957 | 2.1944 | 1527.9653 | 340.0558 | 4.5927 | 3197.8962 | 711.7067 | 907 | 0.017589 | 0.010025 | 0.0017588 | 238454.4495 | 4.9212 | 3426.6005 | 762.6059 | 279.7906 | 194817.1848 | 43357.4741 | 231811.6753 | 271.9963 | 189390.0411 | 42149.6379 | 159160.7427 | 186.7513 | 130034.2597 | 28939.7316 |  | 1249 | 907-1475 | 4194.1276 | 2323.912 | 279.9319 | 0 | 0 | 0 | 4194.1276 | 2323.912 | 279.9319 | 0 | 4.9212 | 2.7268 | 0.32846 | 0 | 0 | 0 | 4.9212 | 2.7268 | 0.32846 | 0 | 762.6059 | 422.5501 | 50.8992 | 0 | 0 | 0 | 762.6059 | 422.5501 | 50.8992 | 0 | 3426.6005 | 1898.6352 | 228.7043 | 0 | 0 | 0 | 3426.6005 | 1898.6352 | 228.7043 | 0 | 0 | 0 | 0 | 0.017589 | 0.010025 | 0.0017588 | 0 | 5000000 | no RA
907-1562AE | 858785.338 | 662109.6339 | 193847.8471 | 2827.857 | 77.1% | 22.57% | 0.3293% | 403845.1568 | 832863.466 | 60565.3985 | 77619.0452 | 265660.7132 | 124649.5901 | 161312.0555 | 546901.8204 | 907 | 0.054867 | 0.032133 | 0.0082108 | 15652242.6757 | 126134.7792 | 177789.7926 | 554860.7662 | 2298935.586 | 3240401.1285 | 10112905.9612 | 14157948.2018 | 2123293.4455 | 2721157.855 | 9313496.9013 | 3157045.8423 | 472495.7764 | 611468.2359 | 2073081.83 |  | 1250 | 907-1562AE | 858785.338 | 454940.1812 | 25921.872 | 662109.6339 | 344122.5621 | 7697.9654 | 193847.8471 | 107989.762 | 15396.0496 | 2827.857 | 126134.7792 | 65569.3807 | 1485.1892 | 125894.7129 | 65434.663 | 1464.0846 | 237.8528 | 132.5043 | 18.8911 | 2.2135 | 554860.7662 | 289200.053 | 7958.9458 | 536101.7377 | 278635.9018 | 6232.5659 | 18502.1519 | 10307.2745 | 1469.5033 | 256.8767 | 177789.7926 | 100170.7474 | 16477.737 | 113.1833 | 51.9974 | 1.315 | 175107.8424 | 97549.9832 | 13907.6552 | 2568.7668 | 0.010825 | 0.005405 | 0.0001372 | 0.039964 | 0.022651 | 0.0039964 | 0.0040772 | 5000000 | no RA
907-1602 | 23690.4412 | 20325.6214 | 3263.2839 | 101.5359 | 85.8% | 13.77% | 0.4286% | 13078.248 | 23370.8696 | 1902.7171 | 1147.5546 | 10027.9763 | 3327.7799 | 2402.318 | 17640.7716 | 907 | 0.018131 | 0.010354 | 0.0019202 | 1306640.7013 | 3328.1638 | 2666.3952 | 17695.8823 | 183564.0879 | 147064.3985 | 976012.2149 | 1024916.7668 | 149112.2276 | 89931.6174 | 785872.9218 | 166426.2425 | 23697.4457 | 17107.141 | 125621.6557 |  | 1251 | 907-1602 | 23690.4412 | 10612.1932 | 319.5717 | 20325.6214 | 8701.786 | 0.023462 | 3263.2839 | 1808.8712 | 218.0123 | 101.5359 | 3328.1638 | 1425.4466 | 0.38382 | 3323.5288 | 1422.842 | 0 | 4.5555 | 2.5252 | 0.30434 | 0.079477 | 17695.8823 | 7667.906 | 55.1107 | 16999.8009 | 7277.9503 | 0 | 686.8581 | 380.7324 | 45.8874 | 9.2233 | 2666.3952 | 1518.8406 | 264.0772 | 2.2917 | 0.99372 | 0.023462 | 2571.8703 | 1425.6137 | 171.8206 | 92.2331 | 0.0003734 | 0.0001618 | 4e-06 | 0.017601 | 0.010036 | 0.0017602 | 0.000156 | 5000000 | no RA
907-1604 | 4441.3047 | 1525.47 | 2881.5727 | 34.262 | 34.35% | 64.88% | 0.7714% | 1740.065 | 4214.093 | 69.8664 | 1053.6664 | 616.5322 | 241.9589 | 2191.1983 | 1780.9358 | 907 | 0.017739 | 0.010113 | 0.001813 | 250369.5053 | 242.1177 | 2375.9566 | 1823.2304 | 13648.8897 | 133939.7144 | 102780.9012 | 267105.6708 | 10724.7176 | 161741.2431 | 94639.7101 | 125323.5995 | 7195.6557 | 65164.4042 | 52963.5396 |  | 1252 | 907-1604 | 4441.3047 | 2701.2396 | 227.2117 | 1525.47 | 1072.5168 | 0.54216 | 2881.5727 | 1594.4608 | 192.4075 | 34.262 | 242.1177 | 172.2513 | 0.15874 | 240.1151 | 171.1312 | 0 | 1.9757 | 1.0932 | 0.13192 | 0.026819 | 1823.2304 | 1206.6982 | 42.2946 | 1233.3073 | 878.8858 | 0 | 586.8108 | 324.7001 | 39.1824 | 3.1123 | 2375.9566 | 1322.2902 | 184.7583 | 52.0475 | 22.4997 | 0.54216 | 2292.7862 | 1268.6676 | 153.0932 | 31.1229 | 3.84e-05 | 1.66e-05 | 4e-07 | 0.017653 | 0.010049 | 0.0017654 | 4.72e-05 | 5000000 | no RA
907-1702R | 840632.7845 | 816295.7147 | 20852.5075 | 3484.5623 | 97.1% | 2.481% | 0.4145% | 433224.0139 | 826667.1999 | 79508.0645 | 8570.9992 | 345144.9502 | 151404.768 | 17738.789 | 657523.6429 | 907 | 0.061079 | 0.035634 | 0.0093068 | 13763131.1862 | 153060.091 | 22403.28 | 665169.4134 | 2505952.8386 | 366794.2622 | 10890384.0854 | 11433147.2923 | 2098284.9131 | 226195.9006 | 9108666.4787 | 1500578.562 | 274832.1804 | 32199.7129 | 1193546.6687 |  | 1253 | 907-1702R | 840632.7845 | 407408.7706 | 13965.5846 | 816295.7147 | 392307.4188 | 8823.8026 | 20852.5075 | 11616.7896 | 1657.2197 | 3484.5623 | 153060.091 | 73552.0266 | 1655.3231 | 153025.1984 | 73531.38 | 1650.0393 | 32.1651 | 17.919 | 2.5563 | 2.7275 | 665169.4134 | 320024.4632 | 7645.7705 | 662834.4951 | 318583.5026 | 7168.8319 | 2018.3879 | 1124.4301 | 160.4082 | 316.5304 | 22403.28 | 13832.2809 | 4664.491 | 436.0213 | 192.5361 | 4.9314 | 18801.9545 | 10474.4405 | 1494.2553 | 3165.3043 | 0.015464 | 0.0075954 | 0.0001998 | 0.040564 | 0.022988 | 0.0040564 | 0.0050506 | 5000000 | no RA
907-1716R | 2427182.7242 | 2213838.0606 | 205581.0998 | 7763.5638 | 91.21% | 8.47% | 0.3199% | 1094633.7564 | 2375398.7445 | 218515.105 | 85040.355 | 791078.2964 | 475388.5746 | 179654.992 | 1720355.178 | 907 | 0.088049 | 0.054095 | 0.015725 | 27566209.8489 | 481433.5125 | 201624.4857 | 1744124.726 | 5467778.3837 | 2289907.0717 | 19808524.3935 | 24633587.1066 | 4917453.7528 | 1913744.1899 | 17802389.1639 | 3293182.6384 | 659064.6744 | 249068.373 | 2385049.591 |  | 1254 | 907-1716R | 2427182.7242 | 1332548.9678 | 51783.9797 | 2213838.0606 | 1210227.5267 | 27713.709 | 205581.0998 | 114557.8773 | 16306.7069 | 7763.5638 | 481433.5125 | 262918.4075 | 6044.9379 | 481116.3958 | 262739.0069 | 6014.1893 | 311.0397 | 173.3236 | 24.6717 | 6.0769 | 1744124.726 | 953046.4296 | 23769.5481 | 1724363.1371 | 941722.2484 | 21552.77 | 19056.3628 | 10618.9551 | 1511.552 | 705.2261 | 201624.4857 | 116584.1308 | 21969.4937 | 8358.5276 | 5766.2714 | 146.7497 | 186213.6973 | 103765.5986 | 14770.4832 | 7052.2608 | 0.03686 | 0.020215 | 0.0005132 | 0.039975 | 0.022666 | 0.0039974 | 0.011214 | 5000000 | no RA
907-2820R | 535893.9791 | 534400.9548 | 497.9533 | 995.071 | 99.72% | 0.09292% | 0.1857% | 117029.0276 | 521876.5146 | 24173.9345 | 203.1676 | 92651.9255 | 107971.1115 | 427.36 | 413478.0431 | 907 | 0.082479 | 0.049056 | 0.0088384 | 6497354.2183 | 110661.4887 | 1370.5434 | 423861.947 | 1341696.1529 | 16616.9179 | 5139041.1475 | 8538436.4016 | 1763729.9625 | 14823.1055 | 6759883.3335 | 1585973.0814 | 328122.2121 | 1298.7392 | 1256552.1301 |  | 1255 | 907-2820R | 535893.9791 | 418864.9515 | 14017.4645 | 534400.9548 | 417591.114 | 12979.6814 | 497.9533 | 278.7665 | 42.712 | 995.071 | 110661.4887 | 86487.5541 | 2690.3772 | 110658.7475 | 86485.6767 | 2689.43 | 1.9623 | 1.0985 | 0.16832 | 0.77889 | 423861.947 | 331210.0215 | 10383.9039 | 423731.0121 | 331096.9334 | 10290.036 | 40.5447 | 22.6979 | 3.4777 | 90.3902 | 1370.5434 | 1167.3758 | 943.1834 | 11.1952 | 8.5039 | 0.21549 | 455.4463 | 254.9701 | 39.066 | 903.9019 | 0.0088778 | 0.006717 | 0.0001704 | 0.072148 | 0.040886 | 0.0072148 | 0.0014532 | 5000000 | no RA
908-1172R | 1737775.5486 | 1479772.6236 | 250722.4559 | 7280.469 | 85.15% | 14.43% | 0.419% | 716723.5205 | 1683961.8798 | 117281.7373 | 99964.8603 | 499476.9229 | 281012.4088 | 209381.2346 | 1193568.2364 | 908 | 0.20692 | 0.12262 | 0.027582 | 8398199.2699 | 285501.3677 | 237185.4084 | 1215088.7726 | 1379750.9001 | 1146252.9353 | 5872195.4345 | 8326703.5284 | 1362548.0785 | 1161365.2007 | 5802790.2493 | 1951028.8803 | 325579.4159 | 242587.9354 | 1382861.5289 |  | 1256 | 908-1172R | 1737775.5486 | 1021052.0281 | 53813.6688 | 1479772.6236 | 871923.024 | 23101.1233 | 250722.4559 | 141848.5351 | 23432.0765 | 7280.469 | 285501.3677 | 168219.6304 | 4488.9589 | 285160.8896 | 168024.5272 | 4451.9722 | 334.7792 | 189.4044 | 31.2879 | 5.6988 | 1215088.7726 | 715611.8497 | 21520.5362 | 1190029.0205 | 701146.8825 | 18578.9613 | 24398.4093 | 13803.6244 | 2280.2321 | 661.3427 | 237185.4084 | 137220.5481 | 27804.1737 | 4582.7135 | 2751.6143 | 70.1898 | 225989.2674 | 127855.5062 | 21120.5565 | 6613.4275 | 0.030402 | 0.017682 | 0.0004486 | 0.16599 | 0.094407 | 0.016599 | 0.010535 | 5000000 | no RA
908-1236 | 1117305.5762 | 979559.7629 | 133928.753 | 3817.0603 | 87.67% | 11.99% | 0.3416% | 586264.9239 | 1088644.7264 | 110485.8899 | 52960.6941 | 422818.34 | 202355.361 | 110502.5755 | 775786.7899 | 908 | 0.1877 | 0.10768 | 0.022321 | 5952600.9333 | 204951.4197 | 125319.5628 | 787034.5938 | 1091907.2078 | 667657.4093 | 4193036.3162 | 4931765.3097 | 929427.05 | 445514.823 | 3556823.4367 | 1284007.7159 | 238669.0888 | 130332.8406 | 915005.7864 |  | 1257 | 908-1236 | 1117305.5762 | 531040.6523 | 28660.8498 | 979559.7629 | 451443.0536 | 12327.6795 | 133928.753 | 75780.5384 | 12516.1101 | 3817.0603 | 204951.4197 | 94465.5298 | 2596.0586 | 204761.64 | 94356.8501 | 2575.6145 | 186.7919 | 105.6919 | 17.4564 | 2.9878 | 787034.5938 | 364216.2538 | 11247.8039 | 774337.56 | 356881.3837 | 9746.8914 | 12350.2999 | 6988.1363 | 1154.1787 | 346.7339 | 125319.5628 | 72358.8687 | 14816.9873 | 460.5629 | 204.8199 | 5.1736 | 121391.6612 | 68686.7102 | 11344.475 | 3467.3386 | 0.015917 | 0.0075894 | 0.0001922 | 0.16628 | 0.094587 | 0.016628 | 0.005501 | 5000000 | no RA
908-1269 | 1222.8275 | 0 | 1222.8275 | 0 | 0% | 100% | 0% | 38.1972 | 80.0666 | 0.025959 | 30.1257 | 8.0455 | 0.054414 | 63.1476 | 16.8646 | 908 | 0.16645 | 0.16645 | 0.16645 | 7346.3828 | 0.83105 | 964.4303 | 257.5661 | 4.9927 | 5794.0094 | 1547.3806 | 7116.9052 | 4.8368 | 5613.0231 | 1499.0454 | 6865.3667 | 4.6658 | 5414.6375 | 1446.0634 |  | 1258 | 908-1269 | 1222.8275 | 1184.6302 | 1142.7609 | 0 | 0 | 0 | 1222.8275 | 1184.6302 | 1142.7609 | 0 | 0.83105 | 0.80509 | 0.77664 | 0 | 0 | 0 | 0.83105 | 0.80509 | 0.77664 | 0 | 257.5661 | 249.5206 | 240.7016 | 0 | 0 | 0 | 257.5661 | 249.5206 | 240.7016 | 0 | 964.4303 | 934.3045 | 901.2826 | 0 | 0 | 0 | 964.4303 | 934.3045 | 901.2826 | 0 | 0 | 0 | 0 | 0.16645 | 0.16645 | 0.16645 | 0 | 5000000 | no RA
908-1368R | 991221.563 | 786907.0402 | 192326.4611 | 11988.0617 | 79.39% | 19.4% | 1.209% | 453920.5608 | 950121.7123 | 62751.6777 | 75051.7879 | 316117.0952 | 131316.1044 | 156721.5294 | 662084.0784 | 908 | 0.23644 | 0.14054 | 0.034526 | 4192207.8862 | 133236.0998 | 183632.5863 | 674352.8769 | 563500.0783 | 776643.6943 | 2852064.1136 | 3823194.1596 | 528532.6737 | 632131.6591 | 2662529.8268 | 1190416.6974 | 164527.2193 | 196357.9224 | 829531.5557 |  | 1259 | 908-1368R | 991221.563 | 537301.0022 | 41099.8507 | 786907.0402 | 416548.2452 | 11153.7433 | 192326.4611 | 108764.6954 | 17958.0457 | 11988.0617 | 133236.0998 | 70484.4221 | 1919.9954 | 132954.3413 | 70321.0047 | 1885.1793 | 272.3748 | 154.0337 | 25.4324 | 9.3837 | 674352.8769 | 358235.7817 | 12268.7984 | 652583.539 | 345451.6245 | 9248.8455 | 20680.3671 | 11695.1865 | 1930.9822 | 1088.9707 | 183632.5863 | 108580.7984 | 26911.0569 | 1369.1599 | 775.616 | 19.7185 | 171373.7192 | 96915.4751 | 16001.6311 | 10889.7073 | 0.054917 | 0.029845 | 0.0007654 | 0.16418 | 0.093351 | 0.016418 | 0.017342 | 5000000 | no RA
908-1370R | 321518.5607 | 204090.472 | 113295.3058 | 4132.7829 | 63.48% | 35.24% | 1.285% | 152241.1548 | 304440.1338 | 18678.0383 | 44849.568 | 88713.5485 | 36557.4143 | 93585.6534 | 174297.066 | 908 | 0.1878 | 0.10796 | 0.022613 | 1711986.3044 | 36998.8771 | 106931.8769 | 177587.8067 | 197007.5094 | 569378.9756 | 945599.8194 | 1567908.9277 | 192362.3278 | 461899.0064 | 913647.5935 | 755254.8536 | 90691.6059 | 232167.2182 | 432396.0295 |  | 1260 | 908-1370R | 321518.5607 | 169277.4059 | 17078.427 | 204090.472 | 101038.8683 | 2367.7212 | 113295.3058 | 64105.7547 | 10577.9228 | 4132.7829 | 36998.8771 | 18320.8388 | 441.4627 | 36867.8467 | 18245.2936 | 426.2961 | 127.7954 | 72.3103 | 11.9317 | 3.2349 | 177587.8067 | 88874.2582 | 3290.7407 | 166718.1306 | 82560.888 | 1935.5206 | 10494.2627 | 5937.9568 | 979.8067 | 375.4135 | 106931.8769 | 62082.3088 | 13346.2235 | 504.4947 | 232.6867 | 5.9046 | 102673.2477 | 58095.4876 | 9586.1844 | 3754.1345 | 0.017878 | 0.008708 | 0.0002214 | 0.16393 | 0.093257 | 0.016393 | 0.0059986 | 5000000 | no RA
908-1372R | 804027.4972 | 675447.1544 | 126101.4179 | 2478.9248 | 84.01% | 15.68% | 0.3083% | 441119.8796 | 780075.8552 | 82646.5462 | 50202.944 | 308270.3894 | 142451.484 | 104620.1441 | 533004.227 | 908 | 0.17701 | 0.10104 | 0.019974 | 4542348.5919 | 144542.3934 | 117545.2376 | 541939.8662 | 816591.3969 | 664071.1248 | 3061686.0702 | 3591565.8621 | 672902.1468 | 408748.7054 | 2509915.0099 | 1199140.9854 | 218977.9516 | 160823.2095 | 819339.8242 |  | 1261 | 908-1372R | 804027.4972 | 362907.6176 | 23951.642 | 675447.1544 | 289087.6176 | 9705.5778 | 126101.4179 | 71341.0752 | 11767.1394 | 2478.9248 | 144542.3934 | 61895.8472 | 2090.9094 | 144380.9708 | 61803.6807 | 2074.087 | 159.4822 | 90.2261 | 14.8821 | 1.9404 | 541939.8662 | 233669.4768 | 8935.6392 | 530030.1743 | 226833.8583 | 7620.1199 | 11684.5115 | 6610.4381 | 1090.3389 | 225.1804 | 117545.2376 | 67342.2936 | 12925.0935 | 1036.0093 | 450.0785 | 11.371 | 114257.4242 | 64640.4111 | 10661.9184 | 2251.804 | 0.010694 | 0.0048966 | 0.000124 | 0.16274 | 0.092571 | 0.016274 | 0.0035764 | 5000000 | no RA
908-2038R | 3761734.5502 | 3314448.9873 | 434889.3632 | 12396.1996 | 88.11% | 11.56% | 0.3295% | 1488700.0089 | 3654124.1138 | 262778.8081 | 172108.6101 | 1053812.5907 | 658658.949 | 361182.7632 | 2634282.4015 | 908 | 0.23053 | 0.14153 | 0.034497 | 16317567.6093 | 669758.0319 | 409174.6739 | 2682801.8444 | 2905261.3419 | 1774908.7068 | 11637397.5606 | 16060988.0167 | 2835015.2904 | 1856810.8468 | 11369161.8795 | 3119450.5085 | 562283.5813 | 308334.2873 | 2248832.6399 |  | 1262 | 908-2038R | 3761734.5502 | 2273034.5413 | 107610.4364 | 3314448.9873 | 2014682.0719 | 54685.3993 | 434889.3632 | 245956.2697 | 40528.8375 | 12396.1996 | 669758.0319 | 406979.2238 | 11099.0829 | 669168.7295 | 406641.7221 | 11035.3649 | 579.5992 | 327.7985 | 54.0148 | 9.7032 | 2682801.8444 | 1628989.2536 | 48519.4428 | 2640576.5885 | 1604619.1161 | 43563.2207 | 41099.2108 | 23244.0925 | 3830.177 | 1126.0451 | 409174.6739 | 237066.0638 | 47991.9107 | 4703.6694 | 3421.2337 | 86.8138 | 393210.5532 | 222384.3788 | 36644.6457 | 11260.4513 | 0.053569 | 0.033238 | 0.000845 | 0.15924 | 0.09056 | 0.015924 | 0.017728 | 5000000 | no RA
908-2040 | 697272.5479 | 408891.6993 | 284666.2896 | 3714.559 | 58.64% | 40.83% | 0.5327% | 335110.1868 | 663079.6624 | 44898.7287 | 113037.9925 | 177173.4656 | 86015.1869 | 235925.1269 | 341139.3486 | 908 | 0.17929 | 0.10285 | 0.021441 | 3888998.5357 | 86899.296 | 263336.8665 | 347036.3854 | 484675.9505 | 1468746.6062 | 1935575.979 | 3521349.6582 | 471797.4241 | 1187807.2106 | 1861745.0235 | 1594743.0356 | 206871.2525 | 567412.8983 | 820458.8849 |  | 1263 | 908-2040 | 697272.5479 | 362162.3611 | 34192.8854 | 408891.6993 | 197419.8392 | 3948.1244 | 284666.2896 | 161027.963 | 26530.202 | 3714.559 | 86899.296 | 42000.5673 | 884.1091 | 86377.4094 | 41704.0874 | 832.8339 | 518.979 | 293.5723 | 48.3676 | 2.9076 | 347036.3854 | 169862.9198 | 5897.0367 | 320138.7313 | 154501.0979 | 3084.2653 | 26560.2312 | 15024.3991 | 2475.3486 | 337.4229 | 263336.8665 | 150298.874 | 27411.7396 | 2375.5586 | 1214.6539 | 31.0252 | 257587.0793 | 145709.9916 | 24006.4858 | 3374.2286 | 0.014493 | 0.0068036 | 0.0001732 | 0.15948 | 0.090724 | 0.015948 | 0.0053198 | 5000000 | no RA
908-2055F | 2141262.3179 | 1939197.8746 | 194027.6487 | 8036.7946 | 90.56% | 9.061% | 0.3753% | 978194.8913 | 2091000.5064 | 172682.0732 | 81224.2864 | 724288.5317 | 370050.37 | 169463.9931 | 1551486.1433 | 908 | 0.20355 | 0.12042 | 0.027982 | 10519712.9218 | 374748.2807 | 192918.4319 | 1573595.6053 | 1841084.251 | 947780.4302 | 7730848.2406 | 9658552.4023 | 1705037.3784 | 801996.6505 | 7151518.3734 | 1796232.2487 | 317884.3841 | 145574.6608 | 1332773.2038 |  | 1264 | 908-2055F | 2141262.3179 | 1163067.4266 | 50261.8115 | 1939197.8746 | 1045253.6843 | 24145.3623 | 194027.6487 | 109776.9477 | 18079.6547 | 8036.7946 | 374748.2807 | 202066.2075 | 4697.9107 | 374411.5632 | 201872.9679 | 4660.8305 | 330.4267 | 186.9488 | 30.7894 | 6.2908 | 1573595.6053 | 849307.0736 | 22109.4621 | 1550520.3936 | 835934.5816 | 19297.2755 | 22345.1659 | 12642.4462 | 2082.1408 | 730.0458 | 192918.4319 | 111694.1455 | 23454.4387 | 14265.9178 | 7446.1348 | 187.2563 | 171352.0562 | 96947.5527 | 15966.7245 | 7300.4579 | 0.032573 | 0.018146 | 0.0004602 | 0.15939 | 0.09069 | 0.015939 | 0.011582 | 5000000 | no RA
908-2062F | 16641.539 | 14509.1002 | 2034.1073 | 98.3315 | 87.19% | 12.22% | 0.5909% | 3088.7464 | 16191.2181 | 355.6346 | 860.9459 | 1872.1659 | 2316.9548 | 1907.296 | 11966.9672 | 908 | 0.16054 | 0.091529 | 0.016163 | 103657.1845 | 2343.7273 | 2174.4651 | 12123.3466 | 14598.6601 | 13544.3562 | 75514.1682 | 148071.3466 | 17048.7591 | 41272.8677 | 89749.7198 | 27861.5701 | 3986.9761 | 3282.0423 | 20592.5517 |  | 1265 | 908-2062F | 16641.539 | 13552.7927 | 450.321 | 14509.1002 | 12302.7651 | 162.4232 | 2034.1073 | 1151.6961 | 189.5663 | 98.3315 | 2343.7273 | 1988.0927 | 26.7725 | 2335.6345 | 1983.4772 | 25.9485 | 8.0159 | 4.5385 | 0.74703 | 0.076969 | 12123.3466 | 10251.1808 | 156.3794 | 11948.792 | 10148.4744 | 132.0122 | 165.6224 | 93.7742 | 15.435 | 8.9322 | 2174.4651 | 1313.5192 | 267.1691 | 224.6738 | 170.8135 | 4.4625 | 1860.4691 | 1053.3834 | 173.3842 | 89.3223 | 0.000292 | 0.000222 | 5.8e-06 | 0.16011 | 0.09116 | 0.016011 | 0.0001464 | 5000000 | no RA
908-30 | 139683.7685 | 110873.6383 | 27580.5392 | 1229.5909 | 79.37% | 19.74% | 0.8803% | 60998.782 | 134396.185 | 7933.2793 | 11242.4123 | 41823.0903 | 17699.9965 | 23552.6732 | 93143.5153 | 908 | 0.16572 | 0.095074 | 0.017766 | 842869.8828 | 17946.4925 | 27008.9076 | 94728.3683 | 108291.4517 | 162975.2338 | 571603.1973 | 827621.8264 | 107637.4793 | 152535.2724 | 567449.0747 | 297620.397 | 39196.6482 | 52157.4028 | 206266.346 |  | 1266 | 908-30 | 139683.7685 | 78684.9865 | 5287.5835 | 110873.6383 | 61838.6715 | 1488.7211 | 27580.5392 | 15616.7241 | 2569.2715 | 1229.5909 | 17946.4925 | 10013.2132 | 246.4961 | 17889.7409 | 9980.6616 | 240.3366 | 55.7892 | 31.5891 | 5.1971 | 0.96247 | 94728.3683 | 52905.278 | 1584.853 | 92064.2465 | 51348.3419 | 1235.3874 | 2552.4283 | 1445.2425 | 237.772 | 111.6935 | 27008.9076 | 15766.4953 | 3456.2344 | 919.651 | 509.6679 | 12.9971 | 24972.3217 | 14139.8924 | 2326.3024 | 1116.935 | 0.0048142 | 0.0026722 | 6.8e-05 | 0.15912 | 0.090616 | 0.015912 | 0.0017858 | 5000000 | no RA
909-451 | 4745710.7581 | 4353007.6455 | 379792.4508 | 12910.6618 | 91.73% | 8.003% | 0.272% | 2226080.5168 | 4640870.0581 | 360759.6313 | 147721.456 | 1717599.4295 | 752007.4586 | 308035.743 | 3580826.8565 | 909 | 0.31112 | 0.18148 | 0.042111 | 15253536.4202 | 761850.7268 | 351779.177 | 3632080.8543 | 2448720.2023 | 1130679.2095 | 11674137.0084 | 13883744.2753 | 2250005.9758 | 921317.4922 | 10712420.8073 | 2489615.5888 | 403417.7791 | 165247.158 | 1920950.6517 |  | 1267 | 909-451 | 4745710.7581 | 2519630.2413 | 104840.7 | 4353007.6455 | 2291743.1068 | 55886.4759 | 379792.4508 | 214976.4727 | 36043.5623 | 12910.6618 | 761850.7268 | 401091.0955 | 9843.2681 | 761187.3939 | 400711.2392 | 9771.1689 | 653.227 | 369.7505 | 61.9934 | 10.1059 | 3632080.8543 | 1914481.4248 | 51253.9979 | 3588687.0397 | 1889409.9899 | 46074.3037 | 42221.0368 | 23898.6571 | 4006.9163 | 1172.7778 | 351779.177 | 204057.721 | 43743.434 | 3133.2119 | 1621.8777 | 41.0033 | 336918.187 | 190708.0651 | 31974.6526 | 11727.7781 | 0.065456 | 0.033837 | 0.0008576 | 0.22712 | 0.1291 | 0.022712 | 0.018541 | 5000000 | no RA
909-453R | 476023.2781 | 474183.0379 | 0 | 1840.2402 | 99.61% | 0% | 0.3866% | 201123.4717 | 468196.8054 | 32575.7253 | 2021.5756 | 166526.1709 | 75811.5533 | 4844.6994 | 387540.5528 | 909 | 0.0097928 | 0.0068906 | 0.002749 | 48609517.0034 | 76780.3582 | 6589.6952 | 392653.2247 | 7840490.7908 | 672912.2657 | 40096113.9469 | 39894901.2241 | 6461728.8611 | 401000.2344 | 33032172.1286 | 2847025.3454 | 460997.1942 | 29459.7949 | 2356568.3563 |  | 1268 | 909-453R | 476023.2781 | 274899.8064 | 7826.4727 | 474183.0379 | 273059.5661 | 5986.2324 | 0 | 0 | 0 | 1840.2402 | 76780.3582 | 44204.6329 | 968.8049 | 76778.9178 | 44203.1925 | 967.3645 | 0 | 0 | 0 | 1.4405 | 392653.2247 | 226127.0538 | 5112.6719 | 392486.061 | 225959.8902 | 4945.5082 | 0 | 0 | 0 | 167.1636 | 6589.6952 | 4568.1196 | 1744.9959 | 4918.0591 | 2896.4835 | 73.3597 | 0 | 0 | 0 | 1671.6362 | 0.0071514 | 0.0042492 | 0.0001076 | 0 | 0 | 0 | 0.0026414 | 5000000 | no RA
909-458R | 1572.3664 | 0 | 1572.3664 | 0 | 0% | 100% | 0% | 74.5725 | 155.0448 | 0.050681 | 58.8145 | 15.7073 | 0.10537 | 122.2821 | 32.6573 | 909 | 0.10322 | 0.10322 | 0.10322 | 15232.743 | 1.0686 | 1240.1077 | 331.1901 | 10.3524 | 12013.893 | 3208.4976 | 14510.3013 | 9.8614 | 11444.1114 | 3056.3285 | 13730.7032 | 9.3316 | 10829.2511 | 2892.1205 |  | 1269 | 909-458R | 1572.3664 | 1497.7939 | 1417.3216 | 0 | 0 | 0 | 1572.3664 | 1497.7939 | 1417.3216 | 0 | 1.0686 | 1.0179 | 0.96323 | 0 | 0 | 0 | 1.0686 | 1.0179 | 0.96323 | 0 | 331.1901 | 315.4828 | 298.5328 | 0 | 0 | 0 | 331.1901 | 315.4828 | 298.5328 | 0 | 1240.1077 | 1181.2932 | 1117.8256 | 0 | 0 | 0 | 1240.1077 | 1181.2932 | 1117.8256 | 0 | 0 | 0 | 0 | 0.10322 | 0.10322 | 0.10322 | 0 | 5000000 | no RA
909-805R | 2804391.0776 | 2571698.6459 | 223772.2209 | 8920.2108 | 91.7% | 7.979% | 0.3181% | 1398736.8488 | 2741298.7549 | 285591.2651 | 85551.8172 | 1027593.7664 | 557013.8193 | 178538.9712 | 2005745.9645 | 909 | 0.28921 | 0.16697 | 0.037101 | 9696715.8773 | 564257.896 | 205297.8667 | 2034835.3149 | 1951029.0639 | 709856.4462 | 7035830.3673 | 8418734.6081 | 1718920.231 | 514920.3334 | 6184894.0438 | 1700574.1854 | 345545.4537 | 110757.2697 | 1244271.462 |  | 1270 | 909-805R | 2804391.0776 | 1405654.2288 | 63092.3226 | 2571698.6459 | 1270018.7573 | 32888.485 | 223772.2209 | 126715.2607 | 21283.6268 | 8920.2108 | 564257.896 | 278666.6309 | 7244.0767 | 563994.7074 | 278514.5669 | 7212.7259 | 256.2063 | 145.0816 | 24.3685 | 6.9823 | 2034835.3149 | 1007241.5484 | 29089.3504 | 2006473.7233 | 990829.8103 | 25658.5728 | 27551.2981 | 15601.4446 | 2620.4841 | 810.2935 | 205297.8667 | 119746.0495 | 26758.8956 | 1230.2152 | 674.3801 | 17.1864 | 195964.7166 | 110968.7344 | 18638.7742 | 8102.935 | 0.038947 | 0.019128 | 0.0004926 | 0.2374 | 0.13497 | 0.02374 | 0.012868 | 5000000 | no RA
909-812 | 5272.7626 | 5200.0082 | 0 | 72.7544 | 98.62% | 0% | 1.38% | 787.6001 | 5198.8329 | 126.519 | 13.5158 | 647.5653 | 840.643 | 55.3853 | 4302.8045 | 909 | 0.0001786 | 0.0001602 | 0.0001032 | 29522747.0803 | 840.7 | 122.6493 | 4309.4134 | 4707166.8251 | 686725.9916 | 24128854.2637 | 27997269.3247 | 4497442.1424 | 480453.3618 | 23019373.8205 | 716373.3805 | 115836.4412 | 7631.8253 | 592905.114 |  | 1271 | 909-812 | 5272.7626 | 4485.1625 | 73.9297 | 5200.0082 | 4412.4081 | 1.1753 | 0 | 0 | 0 | 72.7544 | 840.7 | 714.181 | 0.056949 | 840.643 | 714.1241 | 0 | 0 | 0 | 0 | 0.056949 | 4309.4134 | 3661.848 | 6.6089 | 4302.8045 | 3655.2392 | 0 | 0 | 0 | 0 | 6.6089 | 122.6493 | 109.1335 | 67.2639 | 56.5606 | 43.0448 | 1.1753 | 0 | 0 | 0 | 66.0886 | 7.7e-05 | 5.86e-05 | 1.6e-06 | 0 | 0 | 0 | 0.0001016 | 5000000 | no RA
91-7F | 251212.2081 | 200292.7304 | 45642.2166 | 5277.2611 | 79.73% | 18.17% | 2.101% | 129921.5715 | 240998.2683 | 23961.6992 | 19935.5241 | 86024.3481 | 43336.7634 | 41554.7226 | 156106.7822 | 91 | 0.034038 | 0.020558 | 0.0083438 | 7380389.0998 | 43753.2014 | 49156.3434 | 158302.6632 | 1285429.7705 | 1444169.2306 | 4650790.0987 | 5899923.9527 | 1088134.9548 | 905300.596 | 3906488.4019 | 1224135.2645 | 220126.3134 | 211074.5515 | 792934.3995 |  | 1272 | 91-7F | 251212.2081 | 121290.6366 | 10213.9398 | 200292.7304 | 90643.0397 | 1878.7839 | 45642.2166 | 25370.3358 | 3057.8948 | 5277.2611 | 43753.2014 | 19791.5022 | 416.438 | 43683.4592 | 19750.9012 | 407.9115 | 65.6114 | 36.4703 | 4.3958 | 4.1308 | 158302.6632 | 72278.3151 | 2195.881 | 153610.6768 | 69457.3497 | 1434.2729 | 4212.611 | 2341.5899 | 282.2326 | 479.3755 | 49156.3434 | 29220.8193 | 7601.6208 | 2998.5943 | 1434.7889 | 36.5995 | 41363.9943 | 22992.2756 | 2771.2664 | 4793.7548 | 0.021299 | 0.010032 | 0.0002536 | 0.0051654 | 0.0029522 | 0.0005166 | 0.0075736 | 5000000 | no RA
916-381 | 233032.8395 | 65843.3844 | 166084.3111 | 1105.1439 | 28.25% | 71.27% | 0.4742% | 110432.1373 | 217103.4215 | 8000.7778 | 64379.1267 | 38052.2327 | 13893.398 | 134161.358 | 69048.6655 | 916 | 0.049834 | 0.028368 | 0.0059682 | 4676162.9458 | 14249.2117 | 146781.8624 | 72001.7654 | 285932.3848 | 2945404.2078 | 1444826.3532 | 4321826.2321 | 313115.1167 | 2519514.7498 | 1489196.3656 | 2669048.9623 | 170804.1234 | 1649367.0659 | 848877.773 |  | 1273 | 916-381 | 233032.8395 | 122600.7022 | 15929.418 | 65843.3844 | 28749.5848 | 1584.7554 | 166084.3111 | 92745.9735 | 13239.5187 | 1105.1439 | 14249.2117 | 6248.4338 | 355.8136 | 14033.7449 | 6127.7293 | 337.8415 | 214.6017 | 119.8394 | 17.1071 | 0.86505 | 72001.7654 | 33949.5327 | 2953.1 | 51748.8863 | 22595.448 | 1246.2422 | 20152.4901 | 11253.6958 | 1606.4688 | 100.389 | 146781.8624 | 82402.7356 | 12620.5044 | 60.7532 | 26.4075 | 0.67175 | 145717.2193 | 81372.4383 | 11615.9428 | 1003.8899 | 0.0049452 | 0.002169 | 5.52e-05 | 0.043307 | 0.024616 | 0.0043306 | 0.0015824 | 5000000 | no RA
92-619F | 115059.5902 | 18018.5891 | 94995.7301 | 2045.271 | 15.66% | 82.56% | 1.778% | 51562.3486 | 106568.6093 | 2025.4013 | 38433.9307 | 11103.0166 | 3837.486 | 80937.5558 | 21793.5675 | 92 | 0.015617 | 0.0093972 | 0.003572 | 7367774.6861 | 3867.8207 | 88570.1035 | 22621.6659 | 247673.6724 | 5671535.6447 | 1448565.3689 | 6757038.4309 | 265420.696 | 5036612.058 | 1455005.6769 | 2377094.2945 | 85598.0584 | 1805374.0527 | 486122.1833 |  | 1274 | 92-619F | 115059.5902 | 63497.2415 | 8490.9808 | 18018.5891 | 8510.0104 | 95.5085 | 94995.7301 | 52941.9601 | 6350.2013 | 2045.271 | 3867.8207 | 1842.4194 | 30.3347 | 3723.3728 | 1761.2086 | 19.1848 | 142.8469 | 79.6099 | 9.5489 | 1.6009 | 22621.6659 | 11518.6493 | 828.0984 | 13904.1284 | 6578.0418 | 71.9864 | 8531.7494 | 4754.8193 | 570.3238 | 185.7882 | 88570.1035 | 50136.1728 | 7632.5477 | 391.0879 | 170.7601 | 4.3373 | 86321.1338 | 48107.5309 | 5770.3286 | 1857.8819 | 0.0075474 | 0.0035034 | 8.84e-05 | 0.0050952 | 0.0029198 | 0.0005096 | 0.002974 | 5000000 | no RA
920-1342R | 408820.3626 | 386823.2343 | 18001.7142 | 3995.4141 | 94.62% | 4.403% | 0.9773% | 219004.8498 | 397688.1554 | 46033.2979 | 7221.7708 | 165749.7812 | 83099.6358 | 14975.2627 | 299613.2569 | 920 | 0.068604 | 0.039422 | 0.010365 | 5959098.2876 | 84358.0374 | 19864.5057 | 304597.8194 | 1229630.1321 | 289551.4821 | 4439916.6734 | 4815012.9058 | 1012082.2599 | 158776.9377 | 3644153.7082 | 1073977.5783 | 224414.8948 | 40441.4769 | 809121.2066 |  | 1275 | 920-1342R | 408820.3626 | 189815.5128 | 11132.2072 | 386823.2343 | 175767.0662 | 5701.0587 | 18001.7142 | 10053.0325 | 1435.7345 | 3995.4141 | 84358.0374 | 38324.7396 | 1258.4017 | 84320.6558 | 38302.483 | 1252.5423 | 34.2542 | 19.1292 | 2.732 | 3.1274 | 304597.8194 | 138848.0382 | 4984.5625 | 301990.138 | 137231.5276 | 4442.5966 | 2244.7463 | 1253.5755 | 179.0307 | 362.9351 | 19864.5057 | 12642.7349 | 4889.243 | 512.4405 | 233.0556 | 5.9197 | 15722.7137 | 8780.3278 | 1253.9718 | 3629.3515 | 0.019161 | 0.0088308 | 0.0002244 | 0.043669 | 0.024817 | 0.0043668 | 0.0057742 | 5000000 | no RA
920-735AE | 627582.7275 | 157016.8779 | 465091.8313 | 5474.0183 | 25.02% | 74.11% | 0.8722% | 293226.0406 | 583426.4865 | 19667.7747 | 187968.7534 | 85589.5125 | 34733.0704 | 392200.5929 | 156492.8231 | 920 | 0.068691 | 0.040141 | 0.012399 | 9136343.2585 | 35151.1214 | 430977.5698 | 161454.0363 | 511729.6845 | 6274167.2797 | 2350446.2943 | 8329638.4941 | 558700.2194 | 5339606.8126 | 2431331.4621 | 3561389.2677 | 212019.8297 | 2394095.9397 | 955273.4983 |  | 1276 | 920-735AE | 627582.7275 | 334356.6869 | 44156.241 | 157016.8779 | 68793.8127 | 1656.3343 | 465091.8313 | 260088.856 | 37025.8884 | 5474.0183 | 35151.1214 | 15483.3467 | 418.051 | 34509.544 | 15122.6749 | 363.0314 | 637.2926 | 356.387 | 50.7348 | 4.2848 | 161454.0363 | 75864.5238 | 4961.2132 | 120900.4335 | 52966.9434 | 1275.0845 | 40056.3543 | 22400.3319 | 3188.8801 | 497.2485 | 430977.5698 | 243008.8164 | 38776.9768 | 1606.9004 | 704.1943 | 18.2184 | 424398.1843 | 237332.1371 | 33786.2735 | 4972.485 | 0.018109 | 0.0079322 | 0.0002028 | 0.042651 | 0.024278 | 0.0042652 | 0.0079306 | 5000000 | no RA
920-823 | 195179.1788 | 53305.169 | 139589.1591 | 2284.8507 | 27.31% | 71.52% | 1.171% | 92565.3334 | 181252.2683 | 5146.7433 | 54233.1943 | 33185.3958 | 8795.5642 | 113052.2129 | 59404.4913 | 920 | 0.054577 | 0.031408 | 0.0077426 | 3576229.8041 | 8896.7658 | 124876.6352 | 61405.7778 | 163013.6945 | 2288090.0897 | 1125126.0199 | 3267103.6674 | 181654.8738 | 1914166.5842 | 1171282.2094 | 1798738.2057 | 87286.7273 | 1121924.3564 | 589527.1219 |  | 1277 | 920-823 | 195179.1788 | 102613.8454 | 13926.9104 | 53305.169 | 22309.4001 | 517.9748 | 139589.1591 | 78019.5946 | 11124.085 | 2284.8507 | 8896.7658 | 3750.0225 | 101.2016 | 8704.3802 | 3641.7049 | 84.2242 | 190.5971 | 106.5291 | 15.189 | 1.7885 | 61405.7778 | 28220.382 | 2001.2865 | 44057.7967 | 18432.65 | 427.7869 | 17140.43 | 9580.1809 | 1365.9485 | 207.5511 | 124876.6352 | 70643.4409 | 11824.4223 | 542.9921 | 235.0452 | 5.9638 | 122258.132 | 68332.8846 | 9742.9475 | 2075.5111 | 0.0078276 | 0.003389 | 8.58e-05 | 0.043436 | 0.024706 | 0.0043436 | 0.0033132 | 5000000 | no RA
921-800F | 650306.7058 | 194798.1158 | 451039.4332 | 4469.1567 | 29.95% | 69.36% | 0.6872% | 302782.4943 | 607655.4583 | 24394.0071 | 179436.0396 | 98952.4477 | 45312.3724 | 374145.5414 | 188197.5445 | 921 | 0.065336 | 0.038051 | 0.010892 | 9953237.3443 | 45888.3235 | 410478.2148 | 193940.1675 | 702341.481 | 6282554.1552 | 2968341.7081 | 9133116.3814 | 735819.6386 | 5412499.941 | 2984796.8018 | 3915832.4932 | 292000.4383 | 2411055.8842 | 1212776.1706 |  | 1278 | 921-800F | 650306.7058 | 347524.2114 | 42651.2475 | 194798.1158 | 90981.6584 | 2268.5094 | 451039.4332 | 252073.3963 | 35913.5814 | 4469.1567 | 45888.3235 | 21494.3164 | 575.9511 | 45330.4199 | 21180.9765 | 528.3088 | 554.4053 | 309.8417 | 44.144 | 3.4982 | 193940.1675 | 94987.7198 | 5742.6231 | 148185.8999 | 69237.8478 | 1725.8394 | 45348.2987 | 25343.903 | 3610.8147 | 405.969 | 410478.2148 | 231042.1752 | 36332.6734 | 1281.796 | 562.8341 | 14.3612 | 405136.7292 | 226419.6515 | 32258.6227 | 4059.6895 | 0.016136 | 0.0072936 | 0.0001848 | 0.04277 | 0.024327 | 0.004277 | 0.0064302 | 5000000 | no RA
922-1143F | 6735.6225 | 4438.5358 | 0 | 2297.0867 | 65.9% | 0% | 34.1% | 2618.412 | 4417.9722 | 321.67 | 672.6287 | 1624.1133 | 536.0324 | 1175.2497 | 2706.6902 | 922 | 0.0096708 | 0.006142 | 0.0033612 | 696490.7258 | 539.0534 | 3275.0143 | 2921.5548 | 55740.3151 | 338649.7809 | 302100.6299 | 670337.1022 | 82350.423 | 172199.0273 | 415787.6519 | 689530.6197 | 83660.7166 | 183425.9234 | 422443.9796 |  | 1279 | 922-1143F | 6735.6225 | 4117.2105 | 2317.6503 | 4438.5358 | 1820.1238 | 20.5636 | 0 | 0 | 0 | 2297.0867 | 539.0534 | 217.3834 | 3.0211 | 537.2554 | 215.5854 | 1.223 | 0 | 0 | 0 | 1.7981 | 2921.5548 | 1297.4415 | 214.8646 | 2712.8922 | 1088.7789 | 6.202 | 0 | 0 | 0 | 208.6626 | 3275.0143 | 2602.3856 | 2099.7646 | 1188.3882 | 515.7595 | 13.1386 | 0 | 0 | 0 | 2086.6261 | 0.0063826 | 0.0028538 | 7.3e-05 | 0 | 0 | 0 | 0.0032882 | 5000000 | no RA
928-19 | 73240.5621 | 70986.9001 | 1147.7296 | 1105.9324 | 96.92% | 1.567% | 1.51% | 42532.071 | 71773.4813 | 9027.9612 | 410.3841 | 33093.7257 | 15185.3794 | 849.6286 | 55738.4733 | 928 | 0.051756 | 0.029232 | 0.0060354 | 1415107.0234 | 15244.9385 | 1925.8529 | 56069.7707 | 294552.8943 | 37210.0917 | 1083344.0373 | 1050495.0382 | 222980.6402 | 10136.0323 | 817378.3656 | 243079.304 | 51429.1824 | 2877.485 | 188772.6365 |  | 1280 | 928-19 | 73240.5621 | 30708.4912 | 1467.0808 | 70986.9001 | 28961.7964 | 269.5576 | 1147.7296 | 640.7623 | 91.5908 | 1105.9324 | 15244.9385 | 6216.9773 | 59.5591 | 15228.6714 | 6207.5133 | 57.4644 | 15.4014 | 8.5984 | 1.2291 | 0.86567 | 56069.7707 | 22976.045 | 331.2973 | 55730.6437 | 22742.3401 | 211.7907 | 238.6663 | 133.2443 | 19.046 | 100.4606 | 1925.8529 | 1515.4689 | 1076.2244 | 27.5849 | 11.9431 | 0.30248 | 893.6619 | 498.9196 | 71.3158 | 1004.6061 | 0.0063088 | 0.0027314 | 6.9e-05 | 0.043868 | 0.024921 | 0.0043868 | 0.0015796 | 5000000 | no RA
928-20 | 5603.6351 | 3762.474 | 1734.5124 | 106.6487 | 67.14% | 30.95% | 1.903% | 3365.4588 | 5358.5831 | 431.8023 | 658.5616 | 2275.0949 | 626.0547 | 1372.168 | 3360.3604 | 928 | 0.044362 | 0.025227 | 0.004541 | 126314.9679 | 626.6298 | 1587.9125 | 3389.0929 | 14125.2461 | 35794.106 | 76395.6158 | 88720.7599 | 11383.2417 | 17361.1055 | 59976.4127 | 53964.3232 | 6304.7675 | 13818.5997 | 33840.956 |  | 1281 | 928-20 | 5603.6351 | 2238.1764 | 245.052 | 3762.474 | 1162.9141 | 0.015521 | 1734.5124 | 968.6135 | 138.3878 | 106.6487 | 626.6298 | 194.8275 | 0.57507 | 620.3849 | 191.3032 | 0 | 6.1614 | 3.4408 | 0.49159 | 0.08348 | 3389.0929 | 1113.998 | 28.7324 | 3140.7045 | 971.0113 | 0 | 238.7006 | 133.2989 | 19.0447 | 9.6877 | 1587.9125 | 929.3509 | 215.7445 | 1.3846 | 0.59955 | 0.015521 | 1489.6503 | 831.8738 | 118.8515 | 96.8775 | 0.0003394 | 0.000147 | 3.8e-06 | 0.043873 | 0.02493 | 0.0043874 | 0.0001498 | 5000000 | no RA
93-10R | 103934.0432 | 76494.2744 | 21578.9251 | 5860.8437 | 73.6% | 20.76% | 5.639% | 53484.3818 | 95541.5531 | 10549.8224 | 9869.0341 | 33065.5253 | 18114.8157 | 20351.916 | 57074.8214 | 93 | 0.035815 | 0.021068 | 0.0091784 | 2901969.6557 | 18385.0421 | 27012.9276 | 58536.0735 | 513333.5782 | 754235.0294 | 1634401.0481 | 2394588.1211 | 472333.7645 | 441853.6958 | 1480400.6607 | 914373.9739 | 173366.6187 | 194776.6359 | 546230.7193 |  | 1282 | 93-10R | 103934.0432 | 50449.6615 | 8392.4901 | 76494.2744 | 32586.63 | 1091.3167 | 21578.9251 | 12002.1877 | 1440.3297 | 5860.8437 | 18385.0421 | 7835.2197 | 270.2264 | 18348.5364 | 7812.8793 | 263.5084 | 31.9181 | 17.7529 | 2.1304 | 4.5876 | 58536.0735 | 25470.5482 | 1461.2521 | 56167.231 | 23916.7256 | 806.2872 | 1836.4556 | 1021.4357 | 122.578 | 532.3869 | 27012.9276 | 17143.8935 | 6661.0116 | 1978.5069 | 857.0252 | 21.5212 | 19710.5514 | 10962.9992 | 1315.6212 | 5323.8692 | 0.022255 | 0.0097084 | 0.0002456 | 0.0051418 | 0.0029412 | 0.0005142 | 0.0084186 | 5000000 | no RA
93-559R | 67474.6728 | 47940.864 | 15077.3039 | 4456.505 | 71.05% | 22.35% | 6.605% | 31528.298 | 61386.8392 | 5647.5241 | 6857.1633 | 19023.6106 | 10737.3434 | 14376.652 | 36272.8438 | 93 | 0.02667 | 0.016234 | 0.0070892 | 2529965.0111 | 10883.8368 | 19365.6522 | 37225.1839 | 408089.8063 | 726115.7477 | 1395759.4571 | 2214264.807 | 396631.4289 | 481585.6312 | 1336047.7469 | 858747.6216 | 150205.9431 | 201116.6544 | 507425.0241 |  | 1283 | 93-559R | 67474.6728 | 35946.3749 | 6087.8336 | 47940.864 | 23113.0693 | 625.355 | 15077.3039 | 8376.8006 | 1005.9737 | 4456.505 | 10883.8368 | 5236.3126 | 146.4934 | 10857.7959 | 5220.2944 | 141.5003 | 22.5525 | 12.5299 | 1.5047 | 3.4883 | 37225.1839 | 18201.5733 | 952.3401 | 35562.3757 | 17097.8276 | 463.586 | 1257.9885 | 698.9259 | 83.9343 | 404.8197 | 19365.6522 | 12508.489 | 4989.0002 | 1520.6924 | 794.9473 | 20.2686 | 13796.7629 | 7665.3448 | 920.5346 | 4048.1969 | 0.015124 | 0.0068938 | 0.0001758 | 0.0051478 | 0.0029416 | 0.0005148 | 0.0063986 | 5000000 | no RA
933-472F | 36168.8386 | 34594.9454 | 0 | 1573.8932 | 95.65% | 0% | 4.352% | 19729.2069 | 34390.35 | 4065.0426 | 195.436 | 15468.7283 | 7086.234 | 340.939 | 26963.1771 | 933 | 0.0078904 | 0.0046988 | 0.0023232 | 4583904.3127 | 7129.2279 | 1774.467 | 27265.1437 | 903531.8713 | 224889.3554 | 3455483.086 | 3498687.2588 | 720876.0494 | 34657.7288 | 2743153.4806 | 765533.9803 | 157740.5554 | 7589.3494 | 600204.0754 |  | 1284 | 933-472F | 36168.8386 | 16439.6317 | 1778.4885 | 34594.9454 | 14865.7385 | 204.5953 | 0 | 0 | 0 | 1573.8932 | 7129.2279 | 3064.1853 | 42.9939 | 7127.9959 | 3062.9533 | 41.7619 | 0 | 0 | 0 | 1.232 | 27265.1437 | 11796.4155 | 301.9667 | 27122.1745 | 11653.4462 | 158.9975 | 0 | 0 | 0 | 142.9692 | 1774.467 | 1579.031 | 1433.528 | 344.7749 | 149.3389 | 3.8359 | 0 | 0 | 0 | 1429.6921 | 0.0056296 | 0.002438 | 6.24e-05 | 0 | 0 | 0 | 0.0022608 | 5000000 | no RA
936-188 | 27933.6719 | 26438.6186 | 0 | 1495.0533 | 94.65% | 0% | 5.352% | 13002.5013 | 26023.2715 | 3335.4372 | 46.144 | 9620.9201 | 6670.8837 | 109.4878 | 19242.8999 | 936 | 0.0071268 | 0.0046358 | 0.002201 | 3919525.1531 | 6778.506 | 1469.1822 | 19685.9836 | 951128.9844 | 206148.9327 | 2762247.236 | 3220840.0994 | 826218.7 | 11430.3073 | 2383191.0921 | 867969.2604 | 222497.8527 | 3651.8111 | 641819.5966 |  | 1285 | 936-188 | 27933.6719 | 14931.1705 | 1910.4003 | 26438.6186 | 13436.1173 | 415.3471 | 0 | 0 | 0 | 1495.0533 | 6778.506 | 3443.0689 | 107.6223 | 6777.3358 | 3441.8986 | 106.452 | 0 | 0 | 0 | 1.1703 | 19685.9836 | 10065.0635 | 443.0837 | 19550.1761 | 9929.2559 | 307.2761 | 0 | 0 | 0 | 135.8075 | 1469.1822 | 1423.0382 | 1359.6944 | 111.1067 | 64.9627 | 1.6189 | 0 | 0 | 0 | 1358.0755 | 0.004989 | 0.002498 | 6.32e-05 | 0 | 0 | 0 | 0.0021378 | 5000000 | no RA
94-16F | 3180.9272 | 1479.3688 | 0 | 1701.5584 | 46.51% | 0% | 53.49% | 749.7824 | 1447.452 | 54.5077 | 446.0311 | 249.2437 | 117.484 | 792.3848 | 537.5832 | 94 | 0.007584 | 0.0047522 | 0.0025272 | 419426.0513 | 122.9491 | 2346.8631 | 711.1149 | 16211.647 | 309449.2548 | 93765.1495 | 511583.0098 | 37191.067 | 304330.8435 | 170061.0993 | 685927.1895 | 55673.9976 | 375500.0447 | 254753.1471 |  | 1286 | 94-16F | 3180.9272 | 2431.1448 | 1733.4752 | 1479.3688 | 729.5864 | 31.9168 | 0 | 0 | 0 | 1701.5584 | 122.9491 | 68.4414 | 5.4652 | 121.6172 | 67.1095 | 4.1333 | 0 | 0 | 0 | 1.3319 | 711.1149 | 461.8712 | 173.5317 | 556.5488 | 307.3052 | 18.9656 | 0 | 0 | 0 | 154.566 | 2346.8631 | 1900.8321 | 1554.4783 | 801.2027 | 355.1716 | 8.8179 | 0 | 0 | 0 | 1545.6605 | 0.0051144 | 0.0022826 | 5.76e-05 | 0 | 0 | 0 | 0.0024696 | 5000000 | no RA
94-24F | 14897.4138 | 11135.1319 | 0 | 3762.2819 | 74.75% | 0% | 25.25% | 6677.8191 | 11094.0291 | 1537.1113 | 838.784 | 4301.9238 | 2535.4858 | 1463.4289 | 7095.1143 | 94 | 0.020922 | 0.012143 | 0.0056076 | 712045.3957 | 2544.9622 | 4897.2043 | 7455.2473 | 121640.4827 | 234069.6046 | 356335.3085 | 676899.8297 | 155809.9087 | 85023.6833 | 436066.2377 | 678255.3433 | 155011.9248 | 89469.6136 | 433773.805 |  | 1287 | 94-24F | 14897.4138 | 8219.5946 | 3803.3847 | 11135.1319 | 4457.3127 | 41.1028 | 0 | 0 | 0 | 3762.2819 | 2544.9622 | 1007.8509 | 9.4764 | 2542.0172 | 1004.9059 | 6.5314 | 0 | 0 | 0 | 2.9449 | 7455.2473 | 3153.3236 | 360.133 | 7113.4894 | 2811.5656 | 18.3751 | 0 | 0 | 0 | 341.7579 | 4897.2043 | 4058.4202 | 3433.7753 | 1479.6252 | 640.8412 | 16.1963 | 0 | 0 | 0 | 3417.5791 | 0.015485 | 0.0067058 | 0.0001704 | 0 | 0 | 0 | 0.0054372 | 5000000 | no RA
94-41 | 77346.9746 | 71220.2898 | 0 | 6126.6848 | 92.08% | 0% | 7.921% | 38863.2536 | 70371.8763 | 5263.2259 | 16965.4221 | 16634.6055 | 9799.6071 | 29601.6748 | 30970.5943 | 94 | 0.03601 | 0.020714 | 0.0092326 | 2147906.5668 | 9929.5286 | 35494.7492 | 31922.6968 | 275740.581 | 985680.5041 | 886485.4817 | 1857824.5583 | 251604.0086 | 811017.4764 | 795203.0733 | 755485.8195 | 105204.8718 | 317792.3732 | 332488.5746 |  | 1288 | 94-41 | 77346.9746 | 38483.721 | 6975.0984 | 71220.2898 | 32357.0362 | 848.4136 | 0 | 0 | 0 | 6126.6848 | 9929.5286 | 4666.3027 | 129.9215 | 9924.7329 | 4661.507 | 125.1258 | 0 | 0 | 0 | 4.7957 | 31922.6968 | 15288.0912 | 952.1025 | 31366.1614 | 14731.5559 | 395.5671 | 0 | 0 | 0 | 556.5354 | 35494.7492 | 18529.3271 | 5893.0744 | 29929.3955 | 12963.9733 | 327.7206 | 0 | 0 | 0 | 5565.3538 | 0.027077 | 0.011781 | 0.0002988 | 0 | 0 | 0 | 0.0089338 | 5000000 | no RA
940-391 | 1083.0659 | 299.4981 | 0 | 783.5677 | 27.65% | 0% | 72.35% | 169.9326 | 296.1986 | 0.041581 | 169.6822 | 0.2088 | 0.041581 | 295.9482 | 0.2088 | 940 | 0.004339 | 0.0025286 | 0.0011812 | 249611.8616 | 0.65492 | 1011.0245 | 71.3865 | 150.9381 | 233008.6369 | 16452.2866 | 361122.0616 | 88.3631 | 360589.9819 | 443.7166 | 666159.2205 | 93.5166 | 665596.1089 | 469.595 |  | 1289 | 940-391 | 1083.0659 | 913.1332 | 786.8673 | 299.4981 | 129.5655 | 3.2995 | 0 | 0 | 0 | 783.5677 | 0.65492 | 0.61334 | 0.61334 | 0.041581 | 0 | 0 | 0 | 0 | 0 | 0.61334 | 71.3865 | 71.1777 | 71.1777 | 0.2088 | 0 | 0 | 0 | 0 | 0 | 71.1777 | 1011.0245 | 841.3422 | 715.0763 | 299.2478 | 129.5655 | 3.2995 | 0 | 0 | 0 | 711.7767 | 0.0031928 | 0.0013824 | 3.5e-05 | 0 | 0 | 0 | 0.0011462 | 5000000 | no RA
941-33F | 20083.05 | 13340.9356 | 0 | 6742.1144 | 66.43% | 0% | 33.57% | 7283.524 | 13212.6446 | 425.1251 | 5551.1941 | 1307.2049 | 863.0647 | 9696.4901 | 2653.0898 | 941 | 0.028474 | 0.017884 | 0.0099138 | 705321.7723 | 873.3554 | 15928.7434 | 3280.9513 | 30672.4607 | 559421.4774 | 115227.8342 | 715705.0512 | 41774.3062 | 545480.1332 | 128450.6118 | 693014.3201 | 45268.4711 | 508589.0598 | 139156.7891 |  | 1290 | 941-33F | 20083.05 | 12799.526 | 6870.4054 | 13340.9356 | 6057.4115 | 128.2909 | 0 | 0 | 0 | 6742.1144 | 873.3554 | 448.2303 | 10.2906 | 868.078 | 442.9529 | 5.0132 | 0 | 0 | 0 | 5.2774 | 3280.9513 | 1973.7464 | 627.8615 | 2668.5115 | 1361.3067 | 15.4218 | 0 | 0 | 0 | 612.4397 | 15928.7434 | 10377.5493 | 6232.2532 | 9804.3461 | 4253.152 | 107.8559 | 0 | 0 | 0 | 6124.3973 | 0.018767 | 0.008177 | 0.000207 | 0 | 0 | 0 | 0.0097068 | 5000000 | no RA
946-25F | 384.2933 | 72.2129 | 0 | 312.0804 | 18.79% | 0% | 81.21% | 40.9574 | 71.413 | 0 | 40.9574 | 0 | 0 | 71.413 | 0 | 946 | 0.0015836 | 0.0009386 | 0.0004588 | 242670.7021 | 0.24428 | 355.7003 | 28.3487 | 154.2572 | 224614.9944 | 17901.4505 | 365795.7751 | 0 | 365795.7751 | 0 | 681953.5211 | 0 | 681953.5211 | 0 |  | 1291 | 946-25F | 384.2933 | 343.3359 | 312.8803 | 72.2129 | 31.2555 | 0.79989 | 0 | 0 | 0 | 312.0804 | 0.24428 | 0.24428 | 0.24428 | 0 | 0 | 0 | 0 | 0 | 0 | 0.24428 | 28.3487 | 28.3487 | 28.3487 | 0 | 0 | 0 | 0 | 0 | 0 | 28.3487 | 355.7003 | 314.7429 | 284.2873 | 72.2129 | 31.2555 | 0.79989 | 0 | 0 | 0 | 283.4874 | 0.0011374 | 0.0004924 | 1.26e-05 | 0 | 0 | 0 | 0.0004462 | 5000000 | no RA
948-5R | 2563.5227 | 2213.3909 | 0 | 350.1318 | 86.34% | 0% | 13.66% | 1137.9802 | 2150.3881 | 151.5802 | 396.8694 | 589.5306 | 265.1447 | 854.0642 | 1031.1793 | 948 | 0.0023872 | 0.0013908 | 0.0005278 | 1073861.736 | 275.816 | 1184.2793 | 1103.4275 | 115539.5246 | 496095.5419 | 462226.6695 | 1024980.2561 | 136528.4799 | 357460.7748 | 530991.0014 | 782748.4298 | 96513.5369 | 310882.2136 | 375352.6792 |  | 1292 | 948-5R | 2563.5227 | 1425.5425 | 413.1346 | 2213.3909 | 1075.4107 | 63.0028 | 0 | 0 | 0 | 350.1318 | 275.816 | 124.2358 | 10.6713 | 275.5419 | 123.9617 | 10.3972 | 0 | 0 | 0 | 0.27407 | 1103.4275 | 513.8969 | 72.2483 | 1071.6223 | 482.0916 | 40.443 | 0 | 0 | 0 | 31.8053 | 1184.2793 | 787.4099 | 330.2151 | 866.2268 | 469.3574 | 12.1625 | 0 | 0 | 0 | 318.0525 | 0.001882 | 0.0008856 | 2.26e-05 | 0 | 0 | 0 | 0.0005052 | 5000000 | no RA
949-22R | 8224.896 | 4269.4806 | 0 | 3955.4155 | 51.91% | 0% | 48.09% | 2465.8429 | 4215.0145 | 190.1213 | 1316.11 | 959.6116 | 317.3931 | 2295.6587 | 1601.9627 | 949 | 0.016401 | 0.010312 | 0.00578 | 501481.3572 | 325.2906 | 5914.0969 | 1985.5085 | 19833.3435 | 360589.2779 | 121058.7358 | 558502.3788 | 43061.6242 | 298093.0166 | 217347.738 | 693751.136 | 52239.879 | 377843.4986 | 263667.7584 |  | 1293 | 949-22R | 8224.896 | 5759.0531 | 4009.8816 | 4269.4806 | 1803.6377 | 54.4661 | 0 | 0 | 0 | 3955.4155 | 325.2906 | 135.1693 | 7.8975 | 322.1945 | 132.0732 | 4.8014 | 0 | 0 | 0 | 3.0961 | 1985.5085 | 1025.8969 | 383.5459 | 1626.2068 | 666.5951 | 24.2441 | 0 | 0 | 0 | 359.3018 | 5914.0969 | 4597.9869 | 3618.4382 | 2321.0793 | 1004.9693 | 25.4206 | 0 | 0 | 0 | 3593.0176 | 0.01074 | 0.00465 | 0.0001184 | 0 | 0 | 0 | 0.0056616 | 5000000 | no RA
95-1352F | 34.6837 | 0 | 0 | 34.6837 | 0% | 0% | 100% | 0 | 0 | 0 | 0 | 0 | 0 | 0 | 0 | 95 | 5.34e-05 | 5.34e-05 | 5.34e-05 | 649506.7362 | 0.027149 | 31.5059 | 3.1506 | 508.4029 | 589998.4848 | 58999.8485 | 649506.7362 | 0 | 0 | 0 | 649506.7362 | 0 | 0 | 0 |  | 1294 | 95-1352F | 34.6837 | 34.6837 | 34.6837 | 0 | 0 | 0 | 0 | 0 | 0 | 34.6837 | 0.027149 | 0.027149 | 0.027149 | 0 | 0 | 0 | 0 | 0 | 0 | 0.027149 | 3.1506 | 3.1506 | 3.1506 | 0 | 0 | 0 | 0 | 0 | 0 | 3.1506 | 31.5059 | 31.5059 | 31.5059 | 0 | 0 | 0 | 0 | 0 | 0 | 31.5059 | 0 | 0 | 0 | 0 | 0 | 0 | 5.34e-05 | 5000000 | no RA
95-1353F | 32.0709 | 0 | 0 | 32.0709 | 0% | 0% | 100% | 0 | 0 | 0 | 0 | 0 | 0 | 0 | 0 | 95 | 4.94e-05 | 4.94e-05 | 4.94e-05 | 649209.4452 | 0.025104 | 29.1326 | 2.9133 | 508.1702 | 589728.4317 | 58972.8432 | 649209.4452 | 0 | 0 | 0 | 649209.4452 | 0 | 0 | 0 |  | 1295 | 95-1353F | 32.0709 | 32.0709 | 32.0709 | 0 | 0 | 0 | 0 | 0 | 0 | 32.0709 | 0.025104 | 0.025104 | 0.025104 | 0 | 0 | 0 | 0 | 0 | 0 | 0.025104 | 2.9133 | 2.9133 | 2.9133 | 0 | 0 | 0 | 0 | 0 | 0 | 2.9133 | 29.1326 | 29.1326 | 29.1326 | 0 | 0 | 0 | 0 | 0 | 0 | 29.1326 | 0 | 0 | 0 | 0 | 0 | 0 | 4.94e-05 | 5000000 | no RA
95-29R | 56197.1068 | 12141.1091 | 38315.1342 | 5740.8635 | 21.6% | 68.18% | 10.22% | 23867.1231 | 47778.6372 | 392.9457 | 19931.0843 | 3543.0931 | 701.5159 | 40259.6386 | 6817.4827 | 95 | 0.032867 | 0.019686 | 0.0090896 | 1709823.3732 | 714.7253 | 47866.1532 | 7616.2283 | 21745.8515 | 1456350.1963 | 231727.3254 | 1642299.7137 | 27038.6412 | 1371460.3943 | 243800.6782 | 926165.0196 | 13598.5358 | 780412.9867 | 132153.4971 |  | 1296 | 95-29R | 56197.1068 | 32329.9837 | 8418.4696 | 12141.1091 | 5274.5351 | 119.6553 | 38315.1342 | 21314.585 | 2557.9507 | 5740.8635 | 714.7253 | 321.7796 | 13.2093 | 653.5528 | 285.7557 | 4.9317 | 56.6787 | 31.5302 | 3.7839 | 4.4937 | 7616.2283 | 4073.1352 | 798.7457 | 3317.6291 | 1450.4524 | 25.0944 | 3777.1111 | 2101.1946 | 252.1631 | 521.4882 | 47866.1532 | 27935.0689 | 7606.5146 | 8169.9271 | 3538.327 | 89.6293 | 34481.3443 | 19181.8602 | 2302.0036 | 5214.8817 | 0.019403 | 0.0084024 | 0.0002126 | 0.0050968 | 0.002916 | 0.0005096 | 0.0083674 | 5000000 | no RA
95-34 | 12677.8508 | 3960.4064 | 7811.3435 | 906.1009 | 31.24% | 61.61% | 7.147% | 5608.627 | 11225.3579 | 320.6814 | 3373.2928 | 1914.6528 | 595.561 | 7001.3069 | 3628.4901 | 95 | 0.0092856 | 0.0054678 | 0.0018454 | 1365323.8122 | 600.4471 | 8300.6192 | 3776.7845 | 64664.3344 | 893923.8371 | 406735.6407 | 1292882.6506 | 73922.4522 | 777600.6082 | 441359.5902 | 787088.3626 | 41758.9469 | 490910.596 | 254418.8197 |  | 1297 | 95-34 | 12677.8508 | 7069.2238 | 1452.4929 | 3960.4064 | 1824.0634 | 25.3511 | 7811.3435 | 4339.0594 | 521.0408 | 906.1009 | 600.4471 | 279.7657 | 4.8862 | 589.374 | 273.2995 | 3.4856 | 10.3639 | 5.757 | 0.6913 | 0.70925 | 3776.7845 | 1862.1317 | 148.2944 | 2968.336 | 1376.4657 | 17.5503 | 726.1401 | 403.3577 | 48.4358 | 82.3083 | 8300.6192 | 4927.3263 | 1299.3123 | 402.6964 | 174.2982 | 4.3153 | 7074.8395 | 3929.9448 | 471.9137 | 823.0834 | 0.0028594 | 0.0012382 | 3.1e-05 | 0.0051242 | 0.0029276 | 0.0005124 | 0.001302 | 5000000 | no RA
95-35F | 10714.4506 | 4971.4861 | 4179.4781 | 1563.4864 | 46.4% | 39.01% | 14.59% | 4827.328 | 8826.8545 | 483.3242 | 1770.4687 | 2573.535 | 799.9664 | 3706.0536 | 4320.8345 | 95 | 0.011941 | 0.0072986 | 0.0028346 | 897252.4693 | 808.8209 | 5383.6286 | 4522.0011 | 67732.5026 | 450837.3045 | 378682.6622 | 806609.8456 | 80759.8103 | 295831.8777 | 430018.1577 | 665912.7144 | 60350.8073 | 279590.9009 | 325971.0062 |  | 1298 | 95-35F | 10714.4506 | 5887.1226 | 1887.5962 | 4971.4861 | 2002.6093 | 45.2063 | 4179.4781 | 2321.0269 | 278.9035 | 1563.4864 | 808.8209 | 325.4967 | 8.8545 | 801.6027 | 320.9439 | 7.2307 | 5.9944 | 3.3289 | 0.40002 | 1.2238 | 4522.0011 | 1948.4661 | 201.1666 | 4038.8167 | 1616.9825 | 36.3766 | 341.1606 | 189.4597 | 22.7662 | 142.0239 | 5383.6286 | 3613.1599 | 1677.575 | 131.0667 | 64.6829 | 1.5991 | 3832.3231 | 2128.2382 | 255.7373 | 1420.2387 | 0.0045428 | 0.0020994 | 5.22e-05 | 0.005129 | 0.0029296 | 0.0005128 | 0.0022696 | 5000000 | no RA
95-36F | 16020.631 | 4993.8056 | 8558.3708 | 2468.4547 | 31.17% | 53.42% | 15.41% | 6646.502 | 12915.3649 | 440.8567 | 3697.4093 | 2508.236 | 765.3921 | 7688.9912 | 4460.9815 | 95 | 0.016067 | 0.0097284 | 0.004227 | 997101.6132 | 778.423 | 10457.4688 | 4784.7393 | 48447.9541 | 650858.1944 | 297795.4647 | 963583.8393 | 63913.6828 | 536035.9231 | 363634.2334 | 734626.4868 | 43535.5368 | 437350.139 | 253740.8111 |  | 1299 | 95-36F | 16020.631 | 9374.129 | 3105.2662 | 4993.8056 | 2149.5398 | 66.0308 | 8558.3708 | 4756.1345 | 570.7807 | 2468.4547 | 778.423 | 337.5662 | 13.0308 | 763.7915 | 328.5767 | 10.2517 | 12.6993 | 7.0574 | 0.84695 | 1.9322 | 4784.7393 | 2276.5033 | 323.7578 | 3841.527 | 1652.7143 | 51.5776 | 718.983 | 399.5597 | 47.9509 | 224.2293 | 10457.4688 | 6760.0595 | 2768.4775 | 388.4872 | 168.2489 | 4.2016 | 7826.6885 | 4349.5175 | 521.9828 | 2242.2932 | 0.0073062 | 0.0031634 | 7.94e-05 | 0.005126 | 0.00293 | 0.0005126 | 0.003635 | 5000000 | no RA
95-37F | 450.372 | 62.3322 | 318.3268 | 69.7129 | 13.84% | 70.68% | 15.48% | 175.9281 | 359.0336 | 2.6173 | 149.4672 | 23.8435 | 5.0224 | 306.3744 | 47.6368 | 95 | 0.0053792 | 0.0030916 | 0.0006146 | 83724.7173 | 5.1033 | 389.5647 | 55.704 | 948.7185 | 72420.5599 | 10355.4389 | 88770.8394 | 1320.6707 | 75419.0638 | 12031.105 | 148614.4066 | 2078.9144 | 126817.2293 | 19718.2628 |  | 1300 | 95-37F | 450.372 | 274.4439 | 91.3384 | 62.3322 | 28.1734 | 0.37973 | 318.3268 | 176.5576 | 21.2458 | 69.7129 | 5.1033 | 2.486 | 0.080952 | 4.6535 | 2.2122 | 0 | 0.39532 | 0.21926 | 0.026384 | 0.054568 | 55.704 | 31.8605 | 8.0672 | 23.3822 | 11.1131 | 0 | 25.9892 | 14.4147 | 1.7346 | 6.3326 | 389.5647 | 240.0975 | 83.1903 | 34.2966 | 14.8481 | 0.37973 | 291.9423 | 161.9236 | 19.4848 | 63.3258 | 0.0001446 | 6.26e-05 | 1.6e-06 | 0.0051352 | 0.0029296 | 0.0005136 | 9.94e-05 | 5000000 | no RA
957-493 | 1433.6835 | 1071.8812 | 0 | 361.8023 | 74.76% | 0% | 25.24% | 397.9933 | 1059.7665 | 51.2824 | 79.3726 | 267.3383 | 126.3818 | 274.9999 | 658.3848 | 957 | 0.001752 | 0.0013464 | 0.0005498 | 818312.5169 | 127.8065 | 608.7273 | 697.1497 | 72948.9234 | 347447.0695 | 397916.5239 | 769229.2372 | 99117.0514 | 153408.8877 | 516703.2981 | 680096.4137 | 81104.5006 | 176478.9167 | 422512.9964 |  | 1301 | 957-493 | 1433.6835 | 1035.6902 | 373.917 | 1071.8812 | 673.888 | 12.1147 | 0 | 0 | 0 | 361.8023 | 127.8065 | 76.5241 | 1.4247 | 127.5233 | 76.2409 | 1.1415 | 0 | 0 | 0 | 0.2832 | 697.1497 | 429.8114 | 38.765 | 664.2844 | 396.9461 | 5.8996 | 0 | 0 | 0 | 32.8654 | 608.7273 | 529.3547 | 333.7274 | 280.0736 | 200.701 | 5.0737 | 0 | 0 | 0 | 328.6537 | 0.0012228 | 0.0008172 | 2.06e-05 | 0 | 0 | 0 | 0.0005292 | 5000000 | no RA
96-1041F | 2503.8025 | 2346.7918 | 98.5203 | 58.4904 | 93.73% | 3.935% | 2.336% | 1504.3105 | 2395.026 | 147.7083 | 605.8086 | 750.7936 | 217.5684 | 1069.0718 | 1108.3857 | 96 | 0.005633 | 0.0031914 | 0.0006106 | 444488.2883 | 223.0443 | 1138.9703 | 1141.788 | 39596.0044 | 202196.0324 | 202696.2515 | 313182.9401 | 30751.4525 | 126123.4995 | 156307.9881 | 178146.9796 | 16183.1907 | 79519.7714 | 82444.0175 |  | 1302 | 96-1041F | 2503.8025 | 999.492 | 108.7765 | 2346.7918 | 886.4395 | 43.7084 | 98.5203 | 54.5621 | 6.5778 | 58.4904 | 223.0443 | 75.336 | 5.4758 | 222.2476 | 74.8743 | 5.3799 | 0.75091 | 0.41587 | 0.050135 | 0.045783 | 1141.788 | 390.9944 | 33.4023 | 1121.6985 | 377.4978 | 27.1026 | 14.7764 | 8.1834 | 0.98656 | 5.3131 | 1138.9703 | 533.1617 | 69.8984 | 1002.8458 | 434.0674 | 11.2259 | 82.993 | 45.9628 | 5.5411 | 53.1315 | 0.0004288 | 0.0001856 | 4.8e-06 | 0.0051094 | 0.002911 | 0.000511 | 9.48e-05 | 5000000 | no RA
96-14 | 157.3308 | 0 | 157.3308 | 0 | 0% | 100% | 0% | 25.0067 | 52.3633 | 0.016995 | 19.7225 | 5.2672 | 0.035587 | 41.2983 | 11.0294 | 96 | 0.0050928 | 0.0050928 | 0.0050928 | 30892.7952 | 0.10692 | 124.0851 | 33.1388 | 20.9952 | 24364.8 | 6507 | 25982.591 | 17.6582 | 20492.1772 | 5472.7557 | 20610.9683 | 14.0075 | 16255.6388 | 4341.322 |  | 1303 | 96-14 | 157.3308 | 132.3241 | 104.9675 | 0 | 0 | 0 | 157.3308 | 132.3241 | 104.9675 | 0 | 0.10692 | 0.089929 | 0.071337 | 0 | 0 | 0 | 0.10692 | 0.089929 | 0.071337 | 0 | 33.1388 | 27.8716 | 22.1095 | 0 | 0 | 0 | 33.1388 | 27.8716 | 22.1095 | 0 | 124.0851 | 104.3626 | 82.7867 | 0 | 0 | 0 | 124.0851 | 104.3626 | 82.7867 | 0 | 0 | 0 | 0 | 0.0050928 | 0.0050928 | 0.0050928 | 0 | 5000000 | no RA
96-47R | 178071.5389 | 114762.0311 | 57923.2115 | 5386.2963 | 64.45% | 32.53% | 3.025% | 92761.8693 | 167753.7515 | 12711.8496 | 30916.1843 | 49133.8353 | 21533.1935 | 62153.0738 | 84067.4843 | 96 | 0.034749 | 0.020166 | 0.0085134 | 5124537.7946 | 21740.0145 | 70712.6686 | 85618.8558 | 625633.533 | 2034967.2096 | 2463937.0521 | 4230455.3134 | 579730.7912 | 1409949.3377 | 2240775.1844 | 1211946.7436 | 155567.8098 | 449028.4998 | 607350.434 |  | 1304 | 96-47R | 178071.5389 | 85309.6697 | 10317.7874 | 114762.0311 | 47818.6655 | 1067.0213 | 57923.2115 | 32104.7079 | 3864.4698 | 5386.2963 | 21740.0145 | 9028.1649 | 206.821 | 21643.6603 | 8972.88 | 196.4577 | 92.138 | 51.0687 | 6.1472 | 4.2161 | 85618.8558 | 36485.0205 | 1551.3716 | 80108.8328 | 33212.9271 | 727.122 | 5020.7431 | 2782.8134 | 334.9695 | 489.28 | 70712.6686 | 39796.4843 | 8559.5948 | 13009.538 | 5632.8584 | 143.4415 | 52810.3304 | 29270.8257 | 3523.3531 | 4892.8001 | 0.02196 | 0.0095352 | 0.0002436 | 0.0050212 | 0.0028628 | 0.0005022 | 0.0077676 | 5000000 | no RA
963-35 | 16868.5423 | 15124.4738 | 0 | 1744.0685 | 89.66% | 0% | 10.34% | 6662.3326 | 14924.6899 | 921.2232 | 920.8165 | 4820.2928 | 2004.1073 | 2453.7274 | 10466.8553 | 963 | 0.012897 | 0.00831 | 0.002683 | 1307922.8253 | 2031.2938 | 4078.0874 | 10759.1611 | 157498.8197 | 316199.4367 | 834224.5689 | 1228184.0759 | 169825.1627 | 169750.1882 | 888608.7249 | 724507.013 | 97287.7687 | 119114.2134 | 508105.0309 |  | 1305 | 963-35 | 16868.5423 | 10206.2097 | 1943.8523 | 15124.4738 | 8462.1412 | 199.7838 | 0 | 0 | 0 | 1744.0685 | 2031.2938 | 1110.0705 | 27.1865 | 2029.9286 | 1108.7054 | 25.8213 | 0 | 0 | 0 | 1.3652 | 10759.1611 | 5938.8683 | 292.3058 | 10600.7335 | 5780.4407 | 133.8783 | 0 | 0 | 0 | 158.4276 | 4078.0874 | 3157.2708 | 1624.36 | 2493.8116 | 1572.9951 | 40.0842 | 0 | 0 | 0 | 1584.2757 | 0.010361 | 0.0057742 | 0.0001472 | 0 | 0 | 0 | 0.0025358 | 5000000 | no RA
968-476F | 17608.6199 | 15721.3432 | 473.6386 | 1413.6381 | 89.28% | 2.69% | 8.028% | 6662.7552 | 15741.0097 | 1704.6788 | 186.0781 | 4771.9982 | 4038.6023 | 391.3613 | 11311.0461 | 968 | 0.015315 | 0.010153 | 0.0026836 | 1149747.9573 | 4152.5605 | 1700.8979 | 11755.1615 | 271139.8138 | 111059.4655 | 767548.6781 | 1078049.1991 | 275820.9801 | 30107.8716 | 772120.3474 | 695934.6463 | 178552.9206 | 17302.6955 | 500079.0302 |  | 1306 | 968-476F | 17608.6199 | 10945.8647 | 1867.6102 | 15721.3432 | 9269.703 | 422.3676 | 473.6386 | 262.5236 | 31.6045 | 1413.6381 | 4152.5605 | 2447.8816 | 113.9582 | 4148.4312 | 2445.0997 | 112.65 | 3.0227 | 1.6754 | 0.2017 | 1.1065 | 11755.1615 | 6983.1633 | 444.1154 | 11527.5555 | 6799.7711 | 309.0845 | 99.194 | 54.9802 | 6.6189 | 128.412 | 1700.8979 | 1514.8198 | 1309.5366 | 45.3564 | 24.8322 | 0.63312 | 371.4219 | 205.8679 | 24.7839 | 1284.1196 | 0.008191 | 0.0052134 | 0.0001326 | 0.0050814 | 0.0028972 | 0.0005082 | 0.0020428 | 5000000 | no RA
970-1341R | 1130055.0373 | 1086722.6386 | 40528.7448 | 2803.6538 | 96.17% | 3.586% | 0.2481% | 438204.1171 | 1100983.3722 | 97298.6397 | 20058.296 | 320847.1814 | 244728.8321 | 49665.9802 | 806588.5599 | 970 | 0.12497 | 0.073348 | 0.01505 | 9042813.1322 | 249940.6445 | 55841.9099 | 824272.4828 | 2000049.9694 | 446852.5331 | 6595910.6297 | 9432495.68 | 2094386.9829 | 431761.7811 | 6906346.9159 | 1931620.7561 | 429364.6059 | 87136.5006 | 1415119.6496 |  | 1307 | 970-1341R | 1130055.0373 | 691850.9201 | 29071.665 | 1086722.6386 | 666218.3944 | 22624.0396 | 40528.7448 | 22828.8719 | 3643.9716 | 2803.6538 | 249940.6445 | 152642.0048 | 5211.8124 | 249876.6273 | 152604.987 | 5204.0593 | 61.8227 | 34.8232 | 5.5585 | 2.1946 | 824272.4828 | 503425.3014 | 17683.923 | 820392.8301 | 501128.7618 | 17103.3205 | 3624.9747 | 2041.8615 | 325.9244 | 254.6781 | 55841.9099 | 35783.6139 | 6175.9296 | 16453.1813 | 12484.6455 | 316.6597 | 36841.9475 | 20752.1872 | 3312.4888 | 2546.7811 | 0.013534 | 0.008266 | 0.0002094 | 0.10732 | 0.060973 | 0.010732 | 0.0041086 | 5000000 | no RA
970-18AE | 574976.587 | 0 | 574976.587 | 0 | 0% | 100% | 0% | 28173.8857 | 58699.8918 | 41.117 | 25690.8542 | 2441.9144 | 85.6667 | 53526.531 | 5087.6941 | 970 | 0.10513 | 0.10513 | 0.10513 | 5469425.0214 | 839.1215 | 524302.5355 | 49834.9301 | 7982.0849 | 4987391.6106 | 474051.3259 | 5201422.8824 | 7590.9623 | 4743009.1363 | 450822.7838 | 4911046.36 | 7167.1865 | 4478224.1861 | 425654.9874 |  | 1308 | 970-18AE | 574976.587 | 546802.7014 | 516276.6952 | 0 | 0 | 0 | 574976.587 | 546802.7014 | 516276.6952 | 0 | 839.1215 | 798.0045 | 753.4548 | 0 | 0 | 0 | 839.1215 | 798.0045 | 753.4548 | 0 | 49834.9301 | 47393.0156 | 44747.2359 | 0 | 0 | 0 | 49834.9301 | 47393.0156 | 44747.2359 | 0 | 524302.5355 | 498611.6813 | 470776.0045 | 0 | 0 | 0 | 524302.5355 | 498611.6813 | 470776.0045 | 0 | 0 | 0 | 0 | 0.10513 | 0.10513 | 0.10513 | 0 | 5000000 | no RA
970-4AE | 323759.2087 | 0 | 323759.2087 | 0 | 0% | 100% | 0% | 15804.5028 | 32927.3302 | 23.4722 | 14475.7449 | 1305.2857 | 48.9023 | 30158.9768 | 2719.4511 | 970 | 0.10579 | 0.10579 | 0.10579 | 3060366.2761 | 480.8332 | 296539.2703 | 26739.1052 | 4545.1242 | 2803067.0877 | 252754.0642 | 2910972.6341 | 4323.2512 | 2666233.6621 | 240415.7207 | 2749117.3964 | 4082.8708 | 2517986.345 | 227048.1806 |  | 1309 | 970-4AE | 323759.2087 | 307954.7059 | 290831.8785 | 0 | 0 | 0 | 323759.2087 | 307954.7059 | 290831.8785 | 0 | 480.8332 | 457.3611 | 431.931 | 0 | 0 | 0 | 480.8332 | 457.3611 | 431.931 | 0 | 26739.1052 | 25433.8195 | 24019.6541 | 0 | 0 | 0 | 26739.1052 | 25433.8195 | 24019.6541 | 0 | 296539.2703 | 282063.5254 | 266380.2934 | 0 | 0 | 0 | 296539.2703 | 282063.5254 | 266380.2934 | 0 | 0 | 0 | 0 | 0.10579 | 0.10579 | 0.10579 | 0 | 5000000 | no RA
971-1973R | 1698739.0452 | 1558461.6551 | 132802.2122 | 7475.1778 | 91.74% | 7.818% | 0.44% | 600921.7841 | 1654020.8522 | 106132.2355 | 53081.2735 | 441708.2752 | 299702.8171 | 111120.9758 | 1243197.0593 | 971 | 0.14704 | 0.090755 | 0.021761 | 11552888.5649 | 304664.5776 | 128696.7806 | 1265377.687 | 2071981.5231 | 875248.9498 | 8605658.092 | 12096520.0852 | 2136435.6428 | 1068522.9055 | 8891561.5368 | 2054950.6882 | 372349.9069 | 138056.3766 | 1544544.4047 |  | 1310 | 971-1973R | 1698739.0452 | 1097817.261 | 44718.1929 | 1558461.6551 | 1015676.9677 | 25270.057 | 132802.2122 | 74665.1155 | 11972.9581 | 7475.1778 | 304664.5776 | 198532.3421 | 4961.7604 | 304433.6861 | 198399.967 | 4935.6204 | 225.0402 | 126.5239 | 20.2888 | 5.8512 | 1265377.687 | 823669.4118 | 22180.6277 | 1251224.3205 | 815414.7334 | 20286.8014 | 13474.3368 | 7575.6488 | 1214.7966 | 679.0297 | 128696.7806 | 75615.5071 | 17575.8048 | 2803.6485 | 1862.2674 | 47.6352 | 119102.8352 | 66962.9429 | 10737.8727 | 6790.2969 | 0.032871 | 0.021309 | 0.0005496 | 0.10329 | 0.058563 | 0.010329 | 0.010883 | 5000000 | no RA
971-2050R | 3108897.4186 | 2806080.8717 | 288072.3502 | 14744.1967 | 90.26% | 9.266% | 0.4743% | 1054025.1618 | 3028042.2202 | 177868.6237 | 115859.1272 | 760297.4109 | 529853.5379 | 244289.1299 | 2253899.5524 | 971 | 0.18464 | 0.11956 | 0.03257 | 16837378.907 | 537586.5365 | 281222.896 | 2290087.9861 | 2911497.8693 | 1523066.1615 | 12402814.8762 | 17186350.5694 | 2900227.2747 | 1889134.7646 | 12396988.53 | 2482520.5667 | 434396.9501 | 200278.842 | 1847844.7747 |  | 1311 | 971-2050R | 3108897.4186 | 2054872.2568 | 80855.1984 | 2806080.8717 | 1878160.3393 | 40138.6572 | 288072.3502 | 161967.7208 | 25972.3445 | 14744.1967 | 537586.5365 | 359717.9128 | 7732.9986 | 537142.9306 | 359463.4447 | 7682.503 | 432.0648 | 242.927 | 38.9546 | 11.5411 | 2290087.9861 | 1529790.5751 | 36188.4337 | 2260478.9792 | 1512556.7123 | 32300.3329 | 28269.6745 | 15894.5305 | 2548.7685 | 1339.3323 | 281222.896 | 165363.7689 | 36933.7661 | 8458.9619 | 6140.1823 | 155.8214 | 259370.6109 | 145830.2633 | 23384.6214 | 13393.3233 | 0.060319 | 0.03987 | 0.0010112 | 0.10307 | 0.058443 | 0.010307 | 0.021251 | 5000000 | no RA
971-29R | 752204.2485 | 710275.958 | 39512.7025 | 2415.588 | 94.43% | 5.253% | 0.3211% | 334312.6354 | 735879.0641 | 54210.9799 | 15479.7501 | 264621.9054 | 119689.353 | 32283.2546 | 583906.4565 | 971 | 0.12171 | 0.070608 | 0.014351 | 6180319.7819 | 121469.5942 | 37659.6471 | 593075.0073 | 998028.0455 | 309422.1578 | 4872869.5787 | 5918507.5416 | 959724.6988 | 274045.932 | 4684736.9108 | 1137548.3876 | 185020.1169 | 49904.6189 | 902623.6518 |  | 1312 | 971-29R | 752204.2485 | 417891.6131 | 16325.1844 | 710275.958 | 393216.3294 | 10357.4579 | 39512.7025 | 22259.6957 | 3552.1385 | 2415.588 | 121469.5942 | 67258.6143 | 1780.2412 | 121402.8459 | 67220.1857 | 1772.5198 | 64.8575 | 36.5378 | 5.8306 | 1.8908 | 593075.0073 | 328453.1018 | 9168.5507 | 588789.5344 | 325943.0458 | 8583.5917 | 4066.0459 | 2290.629 | 365.532 | 219.427 | 37659.6471 | 22179.8969 | 5376.3925 | 83.5778 | 53.0979 | 1.3464 | 35381.7991 | 19932.5288 | 3180.7759 | 2194.2702 | 0.011408 | 0.0064156 | 0.0001634 | 0.10679 | 0.060684 | 0.010679 | 0.0035084 | 5000000 | no RA
971-371R | 419649.1542 | 399054.6147 | 19038.0594 | 1556.4801 | 95.09% | 4.537% | 0.3709% | 114040.2104 | 408268.015 | 17828.7536 | 7341.3496 | 88870.1073 | 65919.4337 | 15337.0384 | 327011.5429 | 971 | 0.11668 | 0.068618 | 0.013066 | 3596698.8485 | 67291.7124 | 18257.2324 | 334100.2094 | 576738.9782 | 156477.777 | 2863482.0933 | 4453798.2058 | 696295.3707 | 286713.6907 | 3470789.1445 | 871049.9885 | 140640.7552 | 32721.9539 | 697687.2794 |  | 1313 | 971-371R | 419649.1542 | 305608.9438 | 11381.1391 | 399054.6147 | 293337.3508 | 8113.0143 | 19038.0594 | 10715.1129 | 1711.6448 | 1556.4801 | 67291.7124 | 49462.9588 | 1372.2787 | 67273.8597 | 49452.3783 | 1369.5648 | 16.6343 | 9.3622 | 1.4955 | 1.2183 | 334100.2094 | 245230.1021 | 7088.6665 | 331667.5193 | 243799.1102 | 6741.2761 | 2291.3027 | 1289.6045 | 206.0029 | 141.3874 | 18257.2324 | 10915.8828 | 2920.194 | 113.2357 | 85.8623 | 2.1733 | 16730.1224 | 9416.1462 | 1504.1463 | 1413.8743 | 0.0076008 | 0.0057314 | 0.000145 | 0.10684 | 0.060649 | 0.010684 | 0.0022372 | 5000000 | no RA
971-381R | 16939.7414 | 16821.9822 | 0 | 117.7592 | 99.3% | 0% | 0.6952% | 2575.279 | 16821.9822 | 420.7556 | 0 | 2154.5234 | 2752.2971 | 0 | 14069.6851 | 971 | 0.0003802 | 0.000327 | 0.0001634 | 44554816.9877 | 2752.3893 | 106.97 | 14080.3821 | 7239319.5607 | 281351.9983 | 37034145.4287 | 43928019.6861 | 7177070.4473 | 0 | 36750949.2388 | 720680.5939 | 117912.8059 | 0 | 602767.788 |  | 1314 | 971-381R | 16939.7414 | 14364.4624 | 117.7592 | 16821.9822 | 14246.7032 | 0 | 0 | 0 | 0 | 117.7592 | 2752.3893 | 2331.6337 | 0.092176 | 2752.2971 | 2331.5416 | 0 | 0 | 0 | 0 | 0.092176 | 14080.3821 | 11925.8587 | 10.697 | 14069.6851 | 11915.1617 | 0 | 0 | 0 | 0 | 10.697 | 106.97 | 106.97 | 106.97 | 0 | 0 | 0 | 0 | 0 | 0 | 106.97 | 0.0002212 | 0.000168 | 4.4e-06 | 0 | 0 | 0 | 0.000159 | 5000000 | no RA
971-383R | 1568384.1136 | 1342010.3295 | 220675.6797 | 5698.1043 | 85.57% | 14.07% | 0.3633% | 670995.9213 | 1528406.7644 | 100700.2836 | 90107.3743 | 480188.2634 | 232431.2015 | 189261.314 | 1106714.2489 | 971 | 0.13837 | 0.08208 | 0.019054 | 11334794.019 | 234969.7108 | 212602.2485 | 1120812.1544 | 1698138.3892 | 1536487.5692 | 8100168.0606 | 10933118.6519 | 1640797.0809 | 1468197.6195 | 7824123.9515 | 2098063.9244 | 319061.3456 | 259801.4772 | 1519201.1017 |  | 1315 | 971-383R | 1568384.1136 | 897388.1923 | 39977.3492 | 1342010.3295 | 767668.1074 | 14366.5202 | 220675.6797 | 124021.9805 | 19912.7246 | 5698.1043 | 234969.7108 | 134269.4272 | 2538.5093 | 234656.2668 | 134091.315 | 2506.1678 | 308.9837 | 173.652 | 27.8812 | 4.4602 | 1120812.1544 | 640623.891 | 14097.9055 | 1099829.5815 | 628604.7659 | 11733.6399 | 20464.9689 | 11501.521 | 1846.6615 | 517.604 | 212602.2485 | 122494.8742 | 23340.9345 | 7524.4812 | 4972.0266 | 126.7125 | 199901.7271 | 112346.8075 | 18038.1819 | 5176.0401 | 0.026 | 0.01482 | 0.0003768 | 0.1041 | 0.058992 | 0.01041 | 0.0082674 | 5000000 | no RA
971-388R | 1370152.5895 | 1257512.281 | 101760.1769 | 10880.1317 | 91.78% | 7.427% | 0.7941% | 440341.0173 | 1328243.2619 | 68903.5184 | 40217.1942 | 331220.3047 | 215142.0669 | 84668.3467 | 1028432.8483 | 971 | 0.17642 | 0.11297 | 0.027342 | 7766424.3824 | 218961.0806 | 102756.7477 | 1048434.7613 | 1241135.2491 | 582455.2072 | 5942833.9262 | 8230285.5536 | 1287855.5706 | 751687.8497 | 6190742.1333 | 1532804.5063 | 248275.8536 | 97708.0231 | 1186820.6295 |  | 1316 | 971-388R | 1370152.5895 | 929811.5722 | 41909.3277 | 1257512.281 | 861747.0341 | 21837.6328 | 101760.1769 | 57184.4065 | 9191.5632 | 10880.1317 | 218961.0806 | 150057.5622 | 3819.0137 | 218793.6726 | 149959.7562 | 3796.1453 | 158.8916 | 89.2896 | 14.352 | 8.5164 | 1048434.7613 | 717214.4566 | 20001.913 | 1036147.0752 | 709876.4235 | 17992.9615 | 11299.3573 | 6349.7044 | 1020.6228 | 988.3287 | 102756.7477 | 62539.5535 | 18088.401 | 2571.5332 | 1910.8544 | 48.526 | 90301.9279 | 50745.4125 | 8156.5884 | 9883.2865 | 0.05522 | 0.037432 | 0.0009496 | 0.10534 | 0.059685 | 0.010534 | 0.015858 | 5000000 | no RA
972-1565F | 2427.4343 | 0 | 2427.4343 | 0 | 0% | 100% | 0% | 111.9617 | 232.8308 | 0.076091 | 88.3029 | 23.5827 | 0.15824 | 183.631 | 49.0415 | 972 | 0.10655 | 0.10655 | 0.10655 | 22781.2168 | 1.6497 | 1914.4901 | 511.2945 | 15.4825 | 17967.2894 | 4798.445 | 21730.4683 | 14.7683 | 17138.5759 | 4577.1241 | 20596.1246 | 13.9974 | 16243.9317 | 4338.1954 |  | 1317 | 972-1565F | 2427.4343 | 2315.4727 | 2194.6036 | 0 | 0 | 0 | 2427.4343 | 2315.4727 | 2194.6036 | 0 | 1.6497 | 1.5736 | 1.4915 | 0 | 0 | 0 | 1.6497 | 1.5736 | 1.4915 | 0 | 511.2945 | 487.7118 | 462.2529 | 0 | 0 | 0 | 511.2945 | 487.7118 | 462.2529 | 0 | 1914.4901 | 1826.1872 | 1730.8591 | 0 | 0 | 0 | 1914.4901 | 1826.1872 | 1730.8591 | 0 | 0 | 0 | 0 | 0.10655 | 0.10655 | 0.10655 | 0 | 5000000 | no RA
972-1566F | 1637.9646 | 0 | 1637.9646 | 0 | 0% | 100% | 0% | 75.1589 | 156.1923 | 0.53289 | 58.8968 | 15.7293 | 1.1074 | 122.3968 | 32.688 | 972 | 0.10722 | 0.10722 | 0.10722 | 15276.1003 | 11.6135 | 1283.5572 | 342.794 | 108.3103 | 11970.8009 | 3196.9892 | 14575.1477 | 103.3404 | 11421.5138 | 3050.2935 | 13819.4091 | 97.9821 | 10829.2949 | 2892.1322 |  | 1318 | 972-1566F | 1637.9646 | 1562.8056 | 1481.7723 | 0 | 0 | 0 | 1637.9646 | 1562.8056 | 1481.7723 | 0 | 11.6135 | 11.0806 | 10.506 | 0 | 0 | 0 | 11.6135 | 11.0806 | 10.506 | 0 | 342.794 | 327.0647 | 310.106 | 0 | 0 | 0 | 342.794 | 327.0647 | 310.106 | 0 | 1283.5572 | 1224.6604 | 1161.1603 | 0 | 0 | 0 | 1283.5572 | 1224.6604 | 1161.1603 | 0 | 0 | 0 | 0 | 0.10722 | 0.10722 | 0.10722 | 0 | 5000000 | no RA
972-1582R | 1102373.8996 | 987449.3101 | 108596.3378 | 6328.2518 | 89.57% | 9.851% | 0.5741% | 215183.9844 | 1068506.9817 | 28017.8613 | 42404.2905 | 144761.8326 | 161989.06 | 89465.9487 | 817051.9729 | 972 | 0.15062 | 0.09851 | 0.020555 | 7318703.7651 | 164960.7391 | 103880.7075 | 833532.453 | 1095180.8482 | 689668.1114 | 5533854.8055 | 9006089.892 | 1172630.843 | 1774745.7069 | 6058713.3421 | 1647592.2615 | 249780.232 | 137952.6828 | 1259859.3466 |  | 1319 | 972-1582R | 1102373.8996 | 887189.9153 | 33866.918 | 987449.3101 | 819891.1119 | 17705.1785 | 108596.3378 | 60970.5516 | 9833.4876 | 6328.2518 | 164960.7391 | 136942.8779 | 2971.6791 | 164812.603 | 136857.5356 | 2953.7603 | 143.1827 | 80.3888 | 12.9653 | 4.9535 | 833532.453 | 688770.6204 | 16480.4801 | 819546.8675 | 680666.4215 | 14691.2812 | 13410.7402 | 7529.3536 | 1214.3535 | 574.8453 | 103880.7075 | 61476.417 | 14414.7588 | 3089.8396 | 2367.1547 | 60.137 | 95042.4149 | 53360.8092 | 8606.1688 | 5748.453 | 0.033479 | 0.028291 | 0.000719 | 0.10812 | 0.061195 | 0.010812 | 0.0090242 | 5000000 | no RA
972-1590F | 2662476.9613 | 2294543.8264 | 354315.5664 | 13617.5685 | 86.18% | 13.31% | 0.5115% | 1374715.5574 | 2595126.6734 | 250990.6474 | 145192.6865 | 978532.2235 | 467844.5915 | 299745.6191 | 1827536.4628 | 972 | 0.17603 | 0.10322 | 0.031027 | 15124994.3832 | 472352.716 | 340688.972 | 1849435.2733 | 2683340.4683 | 1935385.3059 | 10506268.609 | 12475987.0634 | 2277821.076 | 1317670.4581 | 8880495.5292 | 2170671.3384 | 391324.5762 | 250719.6396 | 1528627.1227 |  | 1320 | 972-1590F | 2662476.9613 | 1287761.4039 | 67350.2879 | 2294543.8264 | 1075198.3284 | 21667.3386 | 354315.5664 | 198945.507 | 32065.3807 | 13617.5685 | 472352.716 | 221362.0686 | 4508.1245 | 471759.7772 | 221024.4638 | 4444.7693 | 582.2796 | 326.9456 | 52.696 | 10.6592 | 1849435.2733 | 870903.0498 | 21898.8105 | 1808266.3895 | 847244.6031 | 17048.0026 | 39931.892 | 22421.4549 | 3613.8162 | 1236.9918 | 340688.972 | 195496.2855 | 40943.3529 | 14517.6596 | 6929.2614 | 174.5668 | 313801.3948 | 176197.1065 | 28398.8686 | 12369.9176 | 0.04905 | 0.022779 | 0.000577 | 0.10726 | 0.060716 | 0.010726 | 0.019725 | 5000000 | no RA
972-1640 | 12045.5535 | 0 | 12045.5535 | 0 | 0% | 100% | 0% | 541.7883 | 1124.4253 | 1.4508 | 443.0495 | 97.288 | 3.0109 | 919.5032 | 201.9112 | 972 | 0.10996 | 0.10996 | 0.10996 | 109546.66 | 32.2545 | 9850.2988 | 2163.0003 | 293.3341 | 89582.2122 | 19671.1137 | 104619.4394 | 280.1404 | 85552.9581 | 18786.3408 | 99320.7262 | 265.952 | 81219.9146 | 17834.8596 |  | 1321 | 972-1640 | 12045.5535 | 11503.7652 | 10921.1283 | 0 | 0 | 0 | 12045.5535 | 11503.7652 | 10921.1283 | 0 | 32.2545 | 30.8037 | 29.2436 | 0 | 0 | 0 | 32.2545 | 30.8037 | 29.2436 | 0 | 2163.0003 | 2065.7122 | 1961.0891 | 0 | 0 | 0 | 2163.0003 | 2065.7122 | 1961.0891 | 0 | 9850.2988 | 9407.2493 | 8930.7956 | 0 | 0 | 0 | 9850.2988 | 9407.2493 | 8930.7956 | 0 | 0 | 0 | 0 | 0.10996 | 0.10996 | 0.10996 | 0 | 5000000 | no RA
972-1641 | 288416.0229 | 0 | 288416.0229 | 0 | 0% | 100% | 0% | 13020.8084 | 27008.6624 | 17.0252 | 11825.0843 | 1178.699 | 35.3148 | 24528.4085 | 2444.9391 | 972 | 0.10934 | 0.10934 | 0.10934 | 2637858.139 | 377.1145 | 261930.2625 | 26108.6459 | 3449.0963 | 2395618.8973 | 238790.1453 | 2518769.5906 | 3293.3837 | 2287466.4638 | 228009.7431 | 2390836.426 | 3126.1064 | 2171281.631 | 216428.6886 |  | 1322 | 972-1641 | 288416.0229 | 275395.2145 | 261407.3605 | 0 | 0 | 0 | 288416.0229 | 275395.2145 | 261407.3605 | 0 | 377.1145 | 360.0894 | 341.7997 | 0 | 0 | 0 | 377.1145 | 360.0894 | 341.7997 | 0 | 26108.6459 | 24929.9469 | 23663.7068 | 0 | 0 | 0 | 26108.6459 | 24929.9469 | 23663.7068 | 0 | 261930.2625 | 250105.1782 | 237401.8539 | 0 | 0 | 0 | 261930.2625 | 250105.1782 | 237401.8539 | 0 | 0 | 0 | 0 | 0.10934 | 0.10934 | 0.10934 | 0 | 5000000 | no RA
972-1642 | 181156.2116 | 0 | 181080.8349 | 75.3767 | 0% | 99.96% | 0.04161% | 79277.9529 | 164656.9686 | 96.1919 | 71247.1486 | 7934.6124 | 199.7866 | 147977.3263 | 16479.8557 | 972 | 0.11047 | 0.062653 | 0.011143 | 1639823.4103 | 219.7735 | 162805.9365 | 18130.5016 | 1989.3866 | 1473716.9848 | 164117.0389 | 1626066.3256 | 1972.9882 | 1461346.8799 | 162746.4575 | 1480735.47 | 1796.651 | 1330737.9441 | 148200.875 |  | 1323 | 972-1642 | 181156.2116 | 101878.2587 | 16499.243 | 0 | 0 | 0 | 181080.8349 | 101802.882 | 16423.8664 | 75.3767 | 219.7735 | 123.5816 | 19.9869 | 0 | 0 | 0 | 219.7145 | 123.5226 | 19.9279 | 0.059001 | 18130.5016 | 10195.8893 | 1650.646 | 0 | 0 | 0 | 18123.6546 | 10189.0422 | 1643.7989 | 6.8471 | 162805.9365 | 91558.7879 | 14828.6102 | 0 | 0 | 0 | 162737.4658 | 91490.3173 | 14760.1395 | 68.4706 | 0 | 0 | 0 | 0.11037 | 0.062547 | 0.011037 | 0.000106 | 5000000 | no RA
972-1644 | 195938.2887 | 0 | 195938.2887 | 0 | 0% | 100% | 0% | 8719.5746 | 18100.9662 | 10.3017 | 7881.5109 | 827.762 | 21.3854 | 16361.2296 | 1718.3512 | 972 | 0.11119 | 0.11119 | 0.11119 | 1762244.1572 | 231.4912 | 177106.089 | 18600.7085 | 2082.0022 | 1592869.7382 | 167292.4168 | 1683821.4074 | 1989.3497 | 1521984.4274 | 159847.6303 | 1599446.3595 | 1889.6649 | 1445718.9111 | 151837.7836 |  | 1324 | 972-1644 | 195938.2887 | 187218.7141 | 177837.3225 | 0 | 0 | 0 | 195938.2887 | 187218.7141 | 177837.3225 | 0 | 231.4912 | 221.1894 | 210.1058 | 0 | 0 | 0 | 231.4912 | 221.1894 | 210.1058 | 0 | 18600.7085 | 17772.9465 | 16882.3573 | 0 | 0 | 0 | 18600.7085 | 17772.9465 | 16882.3573 | 0 | 177106.089 | 169224.5781 | 160744.8594 | 0 | 0 | 0 | 177106.089 | 169224.5781 | 160744.8594 | 0 | 0 | 0 | 0 | 0.11119 | 0.11119 | 0.11119 | 0 | 5000000 | no RA
972-32R | 2627097.5788 | 2062168.8105 | 555055.6225 | 9873.1459 | 78.5% | 21.13% | 0.3758% | 1259696.8826 | 2543770.7812 | 178668.2707 | 219572.4741 | 861456.1378 | 358391.1581 | 455701.4914 | 1729678.1317 | 972 | 0.16607 | 0.097243 | 0.025668 | 15819084.9167 | 362520.3786 | 509807.9503 | 1754769.2499 | 2182918.7841 | 3069811.842 | 10566354.2906 | 14061716.6127 | 1994434.237 | 2451038.7768 | 9616243.5989 | 3246279.3811 | 457367.3995 | 581551.7524 | 2207360.2293 |  | 1325 | 972-32R | 2627097.5788 | 1367400.6962 | 83326.7977 | 2062168.8105 | 1045409.7 | 23112.0039 | 555055.6225 | 312117.8503 | 50341.6479 | 9873.1459 | 362520.3786 | 183852.1078 | 4129.2204 | 361780.6672 | 183432.7722 | 4055.1038 | 731.9831 | 411.6074 | 66.3884 | 7.7282 | 1754769.2499 | 893313.1121 | 25091.1183 | 1696762.7212 | 860302.4506 | 19014.61 | 57109.6725 | 32113.8054 | 5179.6521 | 896.8561 | 509807.9503 | 290235.4763 | 54106.459 | 3625.422 | 1674.4772 | 42.2901 | 497213.9669 | 279592.4376 | 45095.6074 | 8968.5615 | 0.042044 | 0.020806 | 0.0005268 | 0.10987 | 0.062282 | 0.010987 | 0.014154 | 5000000 | no RA
972-942R | 1052231.6132 | 973179.4588 | 74283.7481 | 4768.4063 | 92.49% | 7.06% | 0.4532% | 313809.2201 | 1019462.0104 | 52482.4457 | 28978.6918 | 232348.0826 | 177313.2669 | 60894.9898 | 781253.7537 | 972 | 0.14195 | 0.086889 | 0.018538 | 7412952.9976 | 181289.3336 | 71215.0891 | 799727.1906 | 1277180.13 | 501709.0356 | 5634063.832 | 8498456.5728 | 1421308.7346 | 784789.4132 | 6292358.4249 | 1767698.9364 | 307452.8233 | 105589.0338 | 1354657.0794 |  | 1326 | 972-942R | 1052231.6132 | 738422.3932 | 32769.6029 | 973179.4588 | 691838.0735 | 21254.038 | 74283.7481 | 41815.9134 | 6747.1586 | 4768.4063 | 181289.3336 | 128806.8879 | 3976.0667 | 181141.8231 | 128722.2197 | 3959.2749 | 143.778 | 80.9357 | 13.0593 | 3.7325 | 799727.1906 | 567379.108 | 18473.4369 | 790823.3064 | 562177.5993 | 17270.8921 | 8470.7321 | 4768.3566 | 769.3927 | 433.1522 | 71215.0891 | 42236.3973 | 10320.0993 | 1214.3294 | 938.2545 | 23.871 | 65669.238 | 36966.6211 | 5964.7066 | 4331.5217 | 0.022654 | 0.016221 | 0.0004122 | 0.11241 | 0.063783 | 0.011241 | 0.0068852 | 5000000 | no RA
973-1226R | 738930.1315 | 603438.8422 | 130848.2178 | 4643.0715 | 81.66% | 17.71% | 0.6284% | 324392.6029 | 714401.5064 | 43009.8486 | 52289.7568 | 229092.9975 | 96106.7388 | 108796.5439 | 509498.2237 | 973 | 0.13989 | 0.081019 | 0.017646 | 5282041.4446 | 97434.5178 | 123626.055 | 517869.5587 | 696484.1994 | 883707.293 | 3701849.9523 | 5116572.3501 | 678384.7724 | 824754.6996 | 3613432.8781 | 1390054.5786 | 187000.7427 | 211692.0704 | 991361.7655 |  | 1327 | 973-1226R | 738930.1315 | 414537.5286 | 24528.6251 | 603438.8422 | 336208.7797 | 8122.8085 | 130848.2178 | 73685.6775 | 11762.7451 | 4643.0715 | 97434.5178 | 54424.6692 | 1327.779 | 97182.0146 | 54280.8872 | 1301.7723 | 248.8688 | 140.1476 | 22.3723 | 3.6344 | 517869.5587 | 288776.5612 | 8371.335 | 504678.0708 | 281163.6719 | 6801.6198 | 12769.7209 | 7191.1223 | 1147.9482 | 421.767 | 123626.055 | 71336.2982 | 14829.5111 | 1578.7567 | 764.2205 | 19.4164 | 117829.6282 | 66354.4076 | 10592.4246 | 4217.6701 | 0.026938 | 0.013973 | 0.0003548 | 0.1063 | 0.060384 | 0.01063 | 0.0066614 | 5000000 | no RA
973-1245R | 792636.7327 | 753234.9989 | 37493.2293 | 1908.5045 | 95.03% | 4.73% | 0.2408% | 263013.3113 | 773925.2153 | 42651.8137 | 16726.6882 | 203634.8094 | 127396.6522 | 39622.9097 | 606905.6534 | 973 | 0.12039 | 0.070696 | 0.013581 | 6584105.2867 | 129719.5972 | 44492.7438 | 618424.3916 | 1077527.0067 | 369582.8085 | 5136995.4714 | 7491518.9648 | 1214869.5793 | 476433.3086 | 5800216.0769 | 1377731.1135 | 226789.7829 | 70536.1634 | 1080405.1672 |  | 1328 | 973-1245R | 792636.7327 | 529623.4213 | 18711.5173 | 753234.9989 | 506609.7615 | 13432.4993 | 37493.2293 | 21105.1554 | 3370.5136 | 1908.5045 | 129719.5972 | 87067.7836 | 2322.945 | 129604.669 | 87002.4368 | 2311.2538 | 113.4344 | 63.8529 | 10.1974 | 1.4939 | 618424.3916 | 414789.5822 | 11518.7382 | 613620.6614 | 412009.758 | 10929.1195 | 4630.3656 | 2606.4595 | 416.2541 | 173.3646 | 44492.7438 | 27766.0556 | 4869.8342 | 10009.6684 | 7597.5666 | 192.126 | 32749.4294 | 18434.843 | 2944.0621 | 1733.646 | 0.011048 | 0.0074324 | 0.0001884 | 0.10661 | 0.060532 | 0.010661 | 0.0027324 | 5000000 | no RA
973-530AE | 357655.7495 | 3014.6008 | 354611.8378 | 29.3109 | 0.8429% | 99.15% | 0.008195% | 17871.6436 | 39049.8313 | 107.927 | 15845.5423 | 1918.1744 | 526.0973 | 32959.2197 | 5564.5143 | 973 | 0.10542 | 0.10539 | 0.1053 | 3392809.7071 | 1009.4885 | 323643.3567 | 33002.9043 | 9576.2544 | 3070159.8496 | 313073.6031 | 3224143.5495 | 19470.6221 | 2858623.6401 | 346049.2872 | 3025702.976 | 40763.6642 | 2553783.3544 | 431155.9574 |  | 1329 | 973-530AE | 357655.7495 | 339784.1059 | 318605.9182 | 3014.6008 | 2498.8065 | 47.0091 | 354611.8378 | 337255.9885 | 318529.5982 | 29.3109 | 1009.4885 | 901.5616 | 483.3912 | 479.6865 | 397.6887 | 7.495 | 529.779 | 503.85 | 475.8733 | 0.022943 | 33002.9043 | 31084.73 | 27438.3901 | 2499.9286 | 2074.5381 | 38.8629 | 30500.3132 | 29007.5293 | 27396.8646 | 2.6625 | 323643.3567 | 307797.8144 | 290684.137 | 34.9857 | 26.5797 | 0.65117 | 323581.7455 | 307744.6093 | 290656.8604 | 26.6254 | 0.0001182 | 8.98e-05 | 2.2e-06 | 0.10525 | 0.10525 | 0.10525 | 5.12e-05 | 5000000 | no RA
973-533AE | 150027.0539 | 0 | 150027.0539 | 0 | 0% | 100% | 0% | 7300.486 | 15184.7818 | 10.3346 | 6618.0238 | 672.1276 | 21.4956 | 13765.282 | 1398.0042 | 973 | 0.10598 | 0.10598 | 0.10598 | 1415627.3489 | 212.3787 | 136002.2637 | 13812.4115 | 2003.9661 | 1283292.0395 | 130331.3433 | 1346741.3225 | 1906.4508 | 1220845.5988 | 123989.2729 | 1272346.5748 | 1801.1374 | 1153405.4016 | 117140.0358 |  | 1330 | 973-533AE | 150027.0539 | 142726.568 | 134842.2721 | 0 | 0 | 0 | 150027.0539 | 142726.568 | 134842.2721 | 0 | 212.3787 | 202.0441 | 190.8831 | 0 | 0 | 0 | 212.3787 | 202.0441 | 190.8831 | 0 | 13812.4115 | 13140.284 | 12414.4073 | 0 | 0 | 0 | 13812.4115 | 13140.284 | 12414.4073 | 0 | 136002.2637 | 129384.2399 | 122236.9817 | 0 | 0 | 0 | 136002.2637 | 129384.2399 | 122236.9817 | 0 | 0 | 0 | 0 | 0.10598 | 0.10598 | 0.10598 | 0 | 5000000 | no RA
973-534AE | 142855.4681 | 0 | 142855.4681 | 0 | 0% | 100% | 0% | 6954.5254 | 14464.211 | 10.8192 | 6371.0135 | 572.6928 | 22.502 | 13250.607 | 1191.102 | 973 | 0.10595 | 0.10595 | 0.10595 | 1348270.562 | 222.2402 | 130869.3345 | 11763.8934 | 2097.5038 | 1235145.3787 | 111027.6796 | 1282633.7193 | 1995.3926 | 1175015.7242 | 105622.6025 | 1211757.2728 | 1885.1301 | 1110086.0894 | 99786.0533 |  | 1331 | 973-534AE | 142855.4681 | 135900.9427 | 128391.2571 | 0 | 0 | 0 | 142855.4681 | 135900.9427 | 128391.2571 | 0 | 222.2402 | 211.421 | 199.7382 | 0 | 0 | 0 | 222.2402 | 211.421 | 199.7382 | 0 | 11763.8934 | 11191.2006 | 10572.7914 | 0 | 0 | 0 | 11763.8934 | 11191.2006 | 10572.7914 | 0 | 130869.3345 | 124498.3211 | 117618.7276 | 0 | 0 | 0 | 130869.3345 | 124498.3211 | 117618.7276 | 0 | 0 | 0 | 0 | 0.10595 | 0.10595 | 0.10595 | 0 | 5000000 | no RA
973-626R | 933997.9737 | 808397.2451 | 118902.1063 | 6698.6223 | 86.55% | 12.73% | 0.7172% | 417068.2675 | 906341.9295 | 64932.6795 | 46377.6168 | 305757.9713 | 141978.8126 | 96917.0897 | 667446.0272 | 973 | 0.1523 | 0.0898 | 0.020883 | 6132627.7099 | 143822.7749 | 112443.6331 | 677731.5657 | 944339.8801 | 738304.5355 | 4449983.2944 | 5756429.8841 | 896209.1958 | 640109.833 | 4220110.8552 | 1324345.5934 | 207459.2477 | 141615.1195 | 975271.2262 |  | 1332 | 973-626R | 933997.9737 | 516929.7062 | 27656.0442 | 808397.2451 | 443264.5921 | 10269.0848 | 118902.1063 | 66966.4918 | 10688.3371 | 6698.6223 | 143822.7749 | 78890.0954 | 1843.9622 | 143659.0123 | 78795.5729 | 1824.4693 | 158.5192 | 89.2791 | 14.2496 | 5.2434 | 677731.5657 | 371973.5945 | 10285.5385 | 663134.8059 | 363486.8142 | 8419.6172 | 13988.2708 | 7878.2913 | 1257.4323 | 608.489 | 112443.6331 | 66066.0163 | 15526.5434 | 1603.4269 | 982.205 | 24.9983 | 104755.3162 | 58998.9214 | 9416.6552 | 6084.8899 | 0.036492 | 0.019784 | 0.0005026 | 0.10603 | 0.060239 | 0.010603 | 0.0097772 | 5000000 | no RA
974-16 | 1646.1091 | 0 | 1646.1091 | 0 | 0% | 100% | 0% | 79.7785 | 166.0672 | 1.0705 | 62.1183 | 16.5897 | 2.2285 | 129.3056 | 34.5331 | 974 | 0.10641 | 0.10641 | 0.10641 | 15469.7001 | 22.0892 | 1281.7173 | 342.3026 | 207.5882 | 12045.242 | 3216.8698 | 14719.9623 | 197.5275 | 11461.4704 | 3060.9645 | 13909.0447 | 186.6457 | 10830.0619 | 2892.337 |  | 1333 | 974-16 | 1646.1091 | 1566.3306 | 1480.042 | 0 | 0 | 0 | 1646.1091 | 1566.3306 | 1480.042 | 0 | 22.0892 | 21.0186 | 19.8607 | 0 | 0 | 0 | 22.0892 | 21.0186 | 19.8607 | 0 | 342.3026 | 325.7129 | 307.7695 | 0 | 0 | 0 | 342.3026 | 325.7129 | 307.7695 | 0 | 1281.7173 | 1219.599 | 1152.4117 | 0 | 0 | 0 | 1281.7173 | 1219.599 | 1152.4117 | 0 | 0 | 0 | 0 | 0.10641 | 0.10641 | 0.10641 | 0 | 5000000 | no RA
974-18 | 2465.1125 | 0 | 2465.1125 | 0 | 0% | 100% | 0% | 119.5385 | 248.7983 | 1.6041 | 93.0768 | 24.8576 | 3.3386 | 193.7229 | 51.7367 | 974 | 0.10623 | 0.10623 | 0.10623 | 23205.6013 | 33.0794 | 1919.4216 | 512.6115 | 311.3964 | 18068.6815 | 4825.5233 | 22080.3129 | 296.2962 | 17192.4932 | 4591.5236 | 20863.5122 | 279.9679 | 16245.0502 | 4338.4941 |  | 1334 | 974-18 | 2465.1125 | 2345.574 | 2216.3142 | 0 | 0 | 0 | 2465.1125 | 2345.574 | 2216.3142 | 0 | 33.0794 | 31.4753 | 29.7408 | 0 | 0 | 0 | 33.0794 | 31.4753 | 29.7408 | 0 | 512.6115 | 487.7539 | 460.8748 | 0 | 0 | 0 | 512.6115 | 487.7539 | 460.8748 | 0 | 1919.4216 | 1826.3448 | 1725.6987 | 0 | 0 | 0 | 1919.4216 | 1826.3448 | 1725.6987 | 0 | 0 | 0 | 0 | 0.10623 | 0.10623 | 0.10623 | 0 | 5000000 | no RA
974-23R | 770011.35 | 554601.7566 | 206220.1126 | 9189.4808 | 72.03% | 26.78% | 1.193% | 303938.3442 | 733495.7124 | 34531.8878 | 80587.3369 | 188819.1195 | 87955.9554 | 168768.0305 | 476771.7264 | 974 | 0.16472 | 0.10107 | 0.024516 | 4674662.5487 | 89425.9584 | 193595.3607 | 486990.0309 | 542896.1256 | 1175298.2371 | 2956468.186 | 4611461.2055 | 523930.1455 | 1222699.8824 | 2864831.1775 | 1489485.7797 | 178609.2852 | 342711.7259 | 968164.7687 |  | 1335 | 974-23R | 770011.35 | 466073.0057 | 36515.6376 | 554601.7566 | 340753.1701 | 8797.0677 | 206220.1126 | 116130.3548 | 18529.0891 | 9189.4808 | 89425.9584 | 54894.0706 | 1470.0029 | 88767.9212 | 54520.3625 | 1404.3309 | 650.8441 | 366.5149 | 58.479 | 7.1931 | 486990.0309 | 298170.9114 | 10218.3045 | 463535.1717 | 284597.9198 | 7351.1113 | 22620.1058 | 12738.2382 | 2032.4398 | 834.7534 | 193595.3607 | 113008.0238 | 24827.3302 | 2298.6637 | 1634.8878 | 41.6255 | 182949.1628 | 103025.6017 | 16438.1704 | 8347.5342 | 0.046051 | 0.027927 | 0.0007096 | 0.1054 | 0.059876 | 0.01054 | 0.013266 | 5000000 | no RA
974-715R | 765863.2486 | 734418.4643 | 27693.4415 | 3751.3428 | 95.89% | 3.616% | 0.4898% | 206814.1006 | 739291.3574 | 31143.03 | 13212.8767 | 162458.1939 | 113938.0696 | 32902.8296 | 592450.4582 | 974 | 0.14069 | 0.086795 | 0.016576 | 5443699.8791 | 117228.1399 | 38655.1795 | 609979.9291 | 833249.0327 | 274758.1851 | 4335692.6614 | 6441059.0975 | 969924.6619 | 411504.4361 | 5059629.9995 | 1603014.6338 | 247053.3316 | 71343.6142 | 1284617.688 |  | 1336 | 974-715R | 765863.2486 | 559049.1479 | 26571.8912 | 734418.4643 | 539693.5201 | 20331.5706 | 27693.4415 | 15604.2851 | 2488.9778 | 3751.3428 | 117228.1399 | 86085.1099 | 3290.0703 | 117079.9427 | 86000.3241 | 3274.0785 | 145.2609 | 81.8494 | 13.0555 | 2.9364 | 609979.9291 | 447521.7352 | 17529.4709 | 605716.9326 | 444970.9303 | 16836.1919 | 3922.2323 | 2210.0407 | 352.5148 | 340.7642 | 38655.1795 | 25442.3028 | 5752.3499 | 11621.5891 | 8722.2656 | 221.3002 | 23625.9483 | 13312.395 | 2123.4075 | 3407.6422 | 0.029264 | 0.021118 | 0.000536 | 0.10598 | 0.060235 | 0.010598 | 0.005442 | 5000000 | no RA
975-22R | 1670081.7277 | 434517.142 | 1234506.1363 | 1058.4494 | 26.02% | 73.92% | 0.06338% | 127497.5675 | 499725.8489 | 20697.6641 | 36017.8872 | 70782.0163 | 96066.0304 | 82251.9393 | 321407.8793 | 975 | 0.19669 | 0.19536 | 0.19123 | 8490726.3827 | 99780.6969 | 1145107.9106 | 425193.1202 | 507286.9079 | 5821749.7903 | 2161689.6846 | 7896288.4103 | 1281865.4365 | 2230690.5969 | 4383732.3769 | 6120090.2714 | 1176510.6388 | 1007330.9089 | 3936248.7236 |  | 1337 | 975-22R | 1670081.7277 | 1542584.1602 | 1170355.8788 | 434517.142 | 342467.6616 | 8687.1751 | 1234506.1363 | 1199058.0492 | 1160610.2543 | 1058.4494 | 99780.6969 | 79083.0328 | 3714.6665 | 97910.9697 | 77266.9699 | 1956.8091 | 1868.8987 | 1815.2344 | 1757.0289 | 0.8285 | 425193.1202 | 354411.1039 | 103785.2409 | 321657.1723 | 253845.3665 | 6441.0608 | 103439.8005 | 100469.59 | 97248.0327 | 96.1474 | 1145107.9106 | 1109090.0235 | 1062855.9713 | 14948.9999 | 11355.3251 | 289.3051 | 1129197.4372 | 1096773.2248 | 1061605.1927 | 961.4736 | 0.0055708 | 0.0042316 | 0.0001078 | 0.18961 | 0.18961 | 0.18961 | 0.0015124 | 5000000 | no RA
975-7 | 631059.994 | 0 | 631059.994 | 0 | 0% | 100% | 0% | 16717.3382 | 34900.616 | 26.2703 | 15290.5796 | 1400.4882 | 54.8443 | 31921.9867 | 2923.7849 | 975 | 0.20764 | 0.20764 | 0.20764 | 3039266.8404 | 991.675 | 577201.5245 | 52866.7944 | 4776.0356 | 2779877.461 | 254613.3439 | 2958753.9698 | 4649.5142 | 2706236.0448 | 247868.4109 | 2871180.944 | 4511.8981 | 2626137.0297 | 240532.0162 |  | 1338 | 975-7 | 631059.994 | 614342.6558 | 596159.378 | 0 | 0 | 0 | 631059.994 | 614342.6558 | 596159.378 | 0 | 991.675 | 965.4047 | 936.8307 | 0 | 0 | 0 | 991.675 | 965.4047 | 936.8307 | 0 | 52866.7944 | 51466.3062 | 49943.0095 | 0 | 0 | 0 | 52866.7944 | 51466.3062 | 49943.0095 | 0 | 577201.5245 | 561910.9449 | 545279.5378 | 0 | 0 | 0 | 577201.5245 | 561910.9449 | 545279.5378 | 0 | 0 | 0 | 0 | 0.20764 | 0.20764 | 0.20764 | 0 | 5000000 | no RA
990-713 | 83862.39 | 187.6348 | 83636.0159 | 38.7392 | 0.2237% | 99.73% | 0.04619% | 37517.5982 | 78240.3108 | 79.6441 | 32627.5765 | 4810.3776 | 150.5192 | 68125.6842 | 9964.1075 | 990 | 0.017823 | 0.010134 | 0.0018096 | 4705395.9559 | 159.112 | 73034.0806 | 10669.1973 | 8927.5439 | 4097835.3673 | 598633.0448 | 4573017.8176 | 9707.8164 | 3976973.3648 | 586336.6364 | 3106807.6648 | 5976.8956 | 2705170.7176 | 395660.0516 |  | 1339 | 990-713 | 83862.39 | 46344.7918 | 5622.0792 | 187.6348 | 51.9303 | 0.0039706 | 83636.0159 | 46254.1223 | 5583.336 | 38.7392 | 159.112 | 79.4679 | 8.5929 | 30.8186 | 8.5029 | 0 | 128.2631 | 70.9347 | 8.5625 | 0.030323 | 10669.1973 | 5858.8197 | 705.0898 | 156.443 | 43.2657 | 0 | 10509.2353 | 5812.035 | 701.5709 | 3.519 | 73034.0806 | 40406.5041 | 4908.3964 | 0.37323 | 0.16171 | 0.0039706 | 72998.5175 | 40371.1525 | 4873.2026 | 35.1899 | 0.0002068 | 8.96e-05 | 2.2e-06 | 0.017565 | 0.0099938 | 0.0017564 | 5.1e-05 | 5000000 | no RA
991-1 | 269034.8944 | 59899.9004 | 208199.4385 | 935.5555 | 22.26% | 77.39% | 0.3477% | 122714.2738 | 251905.9613 | 9372.359 | 83886.4193 | 29455.4955 | 18503.6817 | 174384.7121 | 59017.5675 | 991 | 0.034773 | 0.020166 | 0.0043976 | 7736979.5308 | 18707.3912 | 189344.6131 | 60982.8901 | 537992.3034 | 5445224.4909 | 1753762.7366 | 7255663.9104 | 554154.6623 | 4959909.277 | 1741599.9712 | 3895063.9342 | 286110.8279 | 2696401.4644 | 912551.6419 |  | 1340 | 991-1 | 269034.8944 | 146320.6207 | 17128.9332 | 59899.9004 | 29841.4048 | 603.3925 | 208199.4385 | 115543.6604 | 15589.9852 | 935.5555 | 18707.3912 | 9335.0322 | 203.7095 | 18460.1479 | 9197.4946 | 184.5184 | 246.5109 | 136.8052 | 18.4588 | 0.73231 | 60982.8901 | 31527.3946 | 1965.3227 | 41366.9172 | 20603.3711 | 417.8572 | 19530.989 | 10839.0396 | 1462.4815 | 84.9839 | 189344.6131 | 105458.1939 | 14959.901 | 72.8352 | 40.5391 | 1.0168 | 188421.9387 | 104567.8156 | 14109.0449 | 849.8392 | 0.0036662 | 0.0019176 | 4.86e-05 | 0.02973 | 0.016873 | 0.002973 | 0.001376 | 5000000 | no RA
991-1206R | 580609.0536 | 570726.9014 | 4431.5312 | 5450.621 | 98.3% | 0.7633% | 0.9388% | 207594.3979 | 567000.3142 | 50111.8034 | 1633.2783 | 155849.3162 | 137234.0523 | 3493.756 | 426272.5059 | 991 | 0.063785 | 0.04159 | 0.011294 | 9102538.4113 | 139138.7915 | 8710.855 | 432759.4071 | 2181357.9827 | 136565.0286 | 6784615.4001 | 8968768.1704 | 2164996.5121 | 70563.0529 | 6733208.6054 | 1204910.34 | 291630.7531 | 7424.4452 | 905855.1417 |  | 1341 | 991-1206R | 580609.0536 | 373014.6557 | 13608.7393 | 570726.9014 | 365103.9233 | 7825.9311 | 4431.5312 | 2460.1115 | 332.1873 | 5450.621 | 139138.7915 | 89026.9881 | 1904.7391 | 139113.715 | 89011.1692 | 1898.9127 | 20.8099 | 11.5524 | 1.5599 | 4.2665 | 432759.4071 | 276910.091 | 6486.9013 | 431334.6147 | 275898.8731 | 5922.0902 | 929.6693 | 516.0948 | 69.6879 | 495.1231 | 8710.855 | 7077.5767 | 5217.099 | 278.5716 | 193.881 | 4.9282 | 3481.052 | 1932.4643 | 260.9394 | 4951.2313 | 0.025819 | 0.016642 | 0.0004222 | 0.030104 | 0.017087 | 0.0030104 | 0.0078618 | 5000000 | no RA
CB 100 | 4885.4052 | 2353.1674 | 0 | 2532.2377 | 48.17% | 0% | 51.83% | 808.0322 | 2308.9714 | 83.6975 | 294.0124 | 430.3224 | 243.5303 | 812.1882 | 1253.2529 | 100 | 0.011123 | 0.0082282 | 0.0038062 | 439216.5028 | 250.4933 | 3125.8724 | 1509.0394 | 22520.3045 | 281027.8173 | 135668.381 | 495536.4383 | 51328.5855 | 180306.9784 | 263900.8745 | 676904.4676 | 71394.0269 | 238103.3373 | 367407.1033 |  | 1342 | CB 100 | 4885.4052 | 4077.3729 | 2576.4338 | 2353.1674 | 1545.1352 | 44.1961 | 0 | 0 | 0 | 2532.2377 | 250.4933 | 166.7959 | 6.963 | 248.5112 | 164.8138 | 4.9809 | 0 | 0 | 0 | 1.9821 | 1509.0394 | 1078.717 | 255.7865 | 1279.0162 | 848.6938 | 25.7633 | 0 | 0 | 0 | 230.0232 | 3125.8724 | 2831.86 | 2313.6843 | 825.6401 | 531.6277 | 13.4519 | 0 | 0 | 0 | 2300.2324 | 0.007432 | 0.0045372 | 0.0001152 | 0 | 0 | 0 | 0.003691 | 5000000 | no RA
CB 1007 | 29354.9224 | 28995.1213 | 0 | 359.8011 | 98.77% | 0% | 1.226% | 7322.5828 | 28657.9962 | 998.1548 | 1288.5492 | 5035.8787 | 3926.4476 | 4928.1696 | 19803.3791 | 1007 | 0.0023706 | 0.0018972 | 0.0005412 | 12382908.2782 | 3966.756 | 5349.6665 | 20038.4999 | 1673313.0926 | 2256671.9186 | 8452923.267 | 11613082.2292 | 1583000.7146 | 2043545.1107 | 7986536.4039 | 1287742.3366 | 176434.2759 | 221446.4867 | 889861.574 |  | 1343 | CB 1007 | 29354.9224 | 22032.3396 | 696.9262 | 28995.1213 | 21672.5385 | 337.1251 | 0 | 0 | 0 | 359.8011 | 3966.756 | 2968.6012 | 40.3084 | 3966.4744 | 2968.3196 | 40.0268 | 0 | 0 | 0 | 0.28164 | 20038.4999 | 15002.6212 | 235.1208 | 20005.8163 | 14969.9376 | 202.4373 | 0 | 0 | 0 | 32.6836 | 5349.6665 | 4061.1172 | 421.4969 | 5022.8306 | 3734.2814 | 94.661 | 0 | 0 | 0 | 326.8359 | 0.0018646 | 0.0013912 | 3.52e-05 | 0 | 0 | 0 | 0.000506 | 5000000 | no RA
CB 1023 | 374839.8797 | 368707.7539 | 3539.3099 | 2592.8159 | 98.36% | 0.9442% | 0.6917% | 107964.9705 | 363578.1382 | 16435.7397 | 6918.364 | 84610.8668 | 55325.415 | 23825.895 | 284426.8281 | 1023 | 0.082267 | 0.05013 | 0.010643 | 4556393.0977 | 56627.4134 | 26836.2275 | 291376.2387 | 688338.5939 | 326209.6924 | 3541844.8113 | 5323614.1988 | 810425.2399 | 341135.6554 | 4172053.3036 | 1058175.7764 | 161021.8212 | 69344.062 | 827809.8932 |  | 1344 | CB 1023 | 374839.8797 | 266874.9092 | 11261.7415 | 368707.7539 | 262301.2685 | 8368.8124 | 3539.3099 | 1980.8249 | 300.1132 | 2592.8159 | 56627.4134 | 40191.6738 | 1301.9984 | 56621.3637 | 40187.3943 | 1299.628 | 4.0202 | 2.25 | 0.34089 | 2.0295 | 291376.2387 | 206765.372 | 6949.4106 | 290574.3557 | 206212.8762 | 6665.8607 | 566.357 | 316.9697 | 48.0238 | 235.526 | 26836.2275 | 19917.8635 | 3010.3325 | 21512.0346 | 15900.998 | 403.3237 | 2968.9326 | 1661.6052 | 251.7485 | 2355.2603 | 0.012075 | 0.0086898 | 0.0002204 | 0.066411 | 0.03766 | 0.0066412 | 0.003781 | 5000000 | no RA
CB 103 | 243993.4836 | 9389.3741 | 227140.3054 | 7463.8041 | 3.848% | 93.09% | 3.059% | 106656.6508 | 221264.8008 | 239.9375 | 94819.0795 | 11597.6337 | 468.9029 | 196683.082 | 24112.8159 | 103 | 0.044854 | 0.027557 | 0.01253 | 5439677.7921 | 501.6252 | 217007.8835 | 26483.9748 | 11183.4107 | 4838051.1954 | 590443.186 | 4983700.5481 | 11211.4601 | 4430571.3249 | 541917.7632 | 1813970.112 | 3844.1535 | 1612444.5955 | 197681.363 |  | 1345 | CB 103 | 243993.4836 | 137336.8327 | 22728.6827 | 9389.3741 | 4038.0681 | 106.3993 | 227140.3054 | 125834.9606 | 15158.4793 | 7463.8041 | 501.6252 | 261.6877 | 32.7223 | 116.8055 | 45.8932 | 1.5885 | 378.9773 | 209.9522 | 25.2915 | 5.8423 | 26483.9748 | 14886.3411 | 2371.1589 | 547.0284 | 214.9718 | 7.4762 | 25258.95 | 13993.3728 | 1685.6862 | 677.9965 | 217007.8835 | 122188.804 | 20324.8015 | 8725.5402 | 3777.2031 | 97.3347 | 201502.3781 | 111631.6356 | 13447.5016 | 6779.9652 | 0.019596 | 0.0084854 | 0.0002164 | 0.014383 | 0.0081966 | 0.0014382 | 0.010875 | 5000000 | no RA
CB 1039 | 46995.7922 | 17705.4446 | 28550.7307 | 739.617 | 37.67% | 60.75% | 1.574% | 22966.4543 | 43832.6869 | 1163.5788 | 14893.8489 | 6909.0267 | 1958.825 | 29825.5076 | 12048.3543 | 1039 | 0.047241 | 0.027011 | 0.0055064 | 994801.006 | 1976.3272 | 32629.5543 | 12389.9107 | 41834.6456 | 690698.2926 | 262268.0678 | 889626.2179 | 45072.2678 | 576926.601 | 267627.349 | 574441.624 | 25671.0395 | 390872.9812 | 157897.6033 |  | 1346 | CB 1039 | 46995.7922 | 24029.3379 | 3163.1054 | 17705.4446 | 7368.0112 | 145.1637 | 28550.7307 | 15921.7097 | 2278.3246 | 739.617 | 1976.3272 | 812.7485 | 17.5022 | 1925.1916 | 783.9759 | 12.8889 | 50.5567 | 28.1936 | 4.0344 | 0.57894 | 12389.9107 | 5480.884 | 341.5564 | 9697.8445 | 3949.8976 | 64.9078 | 2624.8809 | 1463.8011 | 209.4633 | 67.1853 | 32629.5543 | 17735.7055 | 2804.0468 | 6082.4085 | 2634.1377 | 67.367 | 25875.2931 | 14429.7149 | 2064.8269 | 671.8528 | 0.0018782 | 0.0008134 | 2.08e-05 | 0.044308 | 0.025142 | 0.0044308 | 0.0010548 | 5000000 | no RA
CB 1049 | 5476.4157 | 1341.5945 | 0 | 4134.8212 | 24.5% | 0% | 75.5% | 748.1848 | 1325.1799 | 7.1111 | 705.2415 | 35.8322 | 15.658 | 1230.6718 | 78.8501 | 1049 | 0.016475 | 0.01058 | 0.0061384 | 332411.6659 | 19.3595 | 5000.2722 | 456.784 | 1175.099 | 303510.3448 | 27726.2221 | 446894.2803 | 4247.5094 | 421244.0084 | 21402.7626 | 676273.2632 | 7990.6755 | 628043.3629 | 40239.2247 |  | 1347 | CB 1049 | 5476.4157 | 4728.2309 | 4151.2358 | 1341.5945 | 593.4096 | 16.4146 | 0 | 0 | 0 | 4134.8212 | 19.3595 | 12.2484 | 3.7015 | 16.123 | 9.0119 | 0.46499 | 0 | 0 | 0 | 3.2365 | 456.784 | 420.9517 | 377.9339 | 81.1854 | 45.3531 | 2.3353 | 0 | 0 | 0 | 375.5986 | 5000.2722 | 4295.0307 | 3769.6004 | 1244.2862 | 539.0447 | 13.6143 | 0 | 0 | 0 | 3755.9861 | 0.010452 | 0.004557 | 0.0001152 | 0 | 0 | 0 | 0.0060232 | 5000000 | no RA
CB 107 | 5494.15 | 4060.9901 | 0 | 1433.1599 | 73.91% | 0% | 26.09% | 2173.6906 | 4012.2507 | 8.008 | 2135.7834 | 29.8992 | 16.1352 | 3935.7028 | 60.4127 | 107 | 0.005587 | 0.0036912 | 0.0021296 | 983381.0631 | 17.257 | 5286.295 | 190.598 | 3088.7816 | 946177.7346 | 34114.5469 | 899560.9669 | 3314.0372 | 883873.4344 | 12373.4952 | 695858.0402 | 2798.384 | 682582.0818 | 10477.5744 |  | 1348 | CB 107 | 5494.15 | 3320.4594 | 1481.8993 | 4060.9901 | 1887.2995 | 48.7393 | 0 | 0 | 0 | 1433.1599 | 17.257 | 9.249 | 1.1218 | 16.1352 | 8.1272 | 0 | 0 | 0 | 0 | 1.1218 | 190.598 | 160.6988 | 130.1853 | 60.4127 | 30.5135 | 0 | 0 | 0 | 0 | 130.1853 | 5286.295 | 3150.5116 | 1350.5922 | 3984.4422 | 1848.6588 | 48.7393 | 0 | 0 | 0 | 1301.8528 | 0.0034994 | 0.0016036 | 4.2e-05 | 0 | 0 | 0 | 0.0020876 | 5000000 | no RA
CB 1073 | 160788.0913 | 8381.4098 | 148929.9005 | 3476.7809 | 5.213% | 92.62% | 2.162% | 70735.2115 | 147260.9456 | 241.5305 | 63159.2982 | 7334.3829 | 477.7642 | 131590.5339 | 15192.6475 | 1073 | 0.033742 | 0.019943 | 0.0068724 | 4765221.1276 | 495.438 | 143793.2992 | 16499.3541 | 14683.1244 | 4261552.344 | 488985.6593 | 4515558.4849 | 15418.6993 | 4031931.1767 | 468208.6088 | 1968329.2176 | 6385.9245 | 1758874.3003 | 203068.9929 |  | 1349 | CB 1073 | 160788.0913 | 90052.8798 | 13527.1457 | 8381.4098 | 4142.7231 | 98.7623 | 148929.9005 | 82433.3757 | 9951.6024 | 3476.7809 | 495.438 | 253.9075 | 17.6738 | 309.6123 | 149.837 | 2.7171 | 183.1042 | 101.349 | 12.2352 | 2.7215 | 16499.3541 | 9164.9712 | 1306.7066 | 1559.4269 | 754.6399 | 13.69 | 14624.1036 | 8094.5077 | 977.1931 | 315.8236 | 143793.2992 | 80634.001 | 12202.7653 | 6512.3707 | 3238.2462 | 82.3552 | 134122.6926 | 74237.519 | 8962.1742 | 3158.2359 | 0.011226 | 0.0049718 | 0.0001264 | 0.017522 | 0.0099772 | 0.0017522 | 0.0049938 | 5000000 | no RA
CB 1076 | 20257.8498 | 17332.6871 | 0 | 2925.1627 | 85.56% | 0% | 14.44% | 8939.0819 | 17118.8182 | 7.1171 | 8895.1593 | 36.8054 | 14.0603 | 17032.107 | 72.651 | 1076 | 0.011545 | 0.0075552 | 0.00431 | 1754625.2001 | 16.5115 | 19902.1415 | 339.1968 | 1430.1395 | 1723815.6734 | 29379.3872 | 1498142.7264 | 1192.7924 | 1490781.5383 | 6168.3958 | 728313.5823 | 598.1913 | 724624.4837 | 3090.9073 |  | 1350 | CB 1076 | 20257.8498 | 11318.7679 | 3139.0315 | 17332.6871 | 8393.6052 | 213.8689 | 0 | 0 | 0 | 2925.1627 | 16.5115 | 9.3944 | 2.4512 | 14.2219 | 7.1047 | 0.16153 | 0 | 0 | 0 | 2.2897 | 339.1968 | 302.3913 | 266.5458 | 73.481 | 36.6756 | 0.83009 | 0 | 0 | 0 | 265.7157 | 19902.1415 | 11006.9822 | 2870.0345 | 17244.9842 | 8349.8249 | 212.8772 | 0 | 0 | 0 | 2657.1573 | 0.0073198 | 0.0033296 | 8.44e-05 | 0 | 0 | 0 | 0.0042256 | 5000000 | no RA
CB 1077 | 14241.289 | 8587.0977 | 0 | 5654.1913 | 60.3% | 0% | 39.7% | 4997.8641 | 8557.9192 | 788.8928 | 1507.465 | 2701.5063 | 1340.3945 | 2628.4064 | 4589.1182 | 1077 | 0.023107 | 0.014657 | 0.0083702 | 616313.92 | 1344.8204 | 7793.7354 | 5102.7333 | 58199.192 | 337286.0137 | 220828.7144 | 630631.962 | 99542.7224 | 190212.3742 | 340876.8653 | 679000.4833 | 106349.2796 | 208542.4252 | 364108.7785 |  | 1351 | CB 1077 | 14241.289 | 9243.4249 | 5683.3698 | 8587.0977 | 3589.2336 | 29.1786 | 0 | 0 | 0 | 5654.1913 | 1344.8204 | 555.9276 | 4.4258 | 1340.3945 | 551.5018 | 0 | 0 | 0 | 0 | 4.4258 | 5102.7333 | 2401.2269 | 513.615 | 4589.1182 | 1887.6119 | 0 | 0 | 0 | 0 | 513.615 | 7793.7354 | 6286.2704 | 5165.329 | 2657.585 | 1150.12 | 29.1786 | 0 | 0 | 0 | 5136.1504 | 0.014901 | 0.0064512 | 0.000164 | 0 | 0 | 0 | 0.0082062 | 5000000 | no RA
CB 1079 | 10734.3444 | 9186.3038 | 0 | 1548.0406 | 85.58% | 0% | 14.42% | 3344.5495 | 9041.2705 | 148.021 | 2786.8527 | 409.6758 | 614.2594 | 6726.3752 | 1700.6359 | 1079 | 0.0072148 | 0.0047656 | 0.0023178 | 1487822.8623 | 626.902 | 8234.6039 | 1872.8385 | 86891.1181 | 1141348.8757 | 259582.8684 | 1550653.6247 | 68627.8528 | 1292085.3011 | 189940.4708 | 730465.9205 | 49627.4898 | 543439.9786 | 137398.4521 |  | 1352 | CB 1079 | 10734.3444 | 7389.7949 | 1693.0739 | 9186.3038 | 5841.7543 | 145.0333 | 0 | 0 | 0 | 1548.0406 | 626.902 | 478.8811 | 12.6426 | 625.6903 | 477.6693 | 11.4309 | 0 | 0 | 0 | 1.2117 | 1872.8385 | 1463.1627 | 172.2026 | 1732.2177 | 1322.5419 | 31.5818 | 0 | 0 | 0 | 140.6208 | 8234.6039 | 5447.7512 | 1508.2287 | 6828.3958 | 4041.5431 | 102.0207 | 0 | 0 | 0 | 1406.208 | 0.004961 | 0.0025118 | 6.4e-05 | 0 | 0 | 0 | 0.0022538 | 5000000 | no RA
CB 1081 | 221552.1054 | 58535.9151 | 157091.3742 | 5924.8162 | 26.42% | 70.9% | 2.674% | 99812.5393 | 204355.096 | 1846.8813 | 88261.329 | 9704.3289 | 3270.4123 | 181817.8396 | 19266.8441 | 1081 | 0.036958 | 0.022755 | 0.0098268 | 5994731.9765 | 3334.2155 | 197315.5439 | 20902.346 | 90216.828 | 5338941.8183 | 565573.3302 | 5349919.8502 | 98992.243 | 4730778.7117 | 520148.8955 | 1750011.1382 | 28006.4362 | 1557011.5482 | 164993.1538 |  | 1353 | CB 1081 | 221552.1054 | 121739.5662 | 17197.0095 | 58535.9151 | 29176.5329 | 769.2861 | 157091.3742 | 86638.2171 | 10502.9072 | 5924.8162 | 3334.2155 | 1487.3341 | 63.8032 | 3127.7413 | 1371.3806 | 45.671 | 201.8365 | 111.3158 | 13.4945 | 4.6377 | 20902.346 | 11198.0171 | 1635.5019 | 5057.7176 | 2218.0962 | 73.9376 | 15306.4304 | 8441.7228 | 1023.3663 | 538.198 | 197315.5439 | 109054.2149 | 15497.7043 | 50350.4562 | 25587.056 | 649.6775 | 141583.1072 | 78085.1784 | 9466.0464 | 5381.9805 | 0.018152 | 0.008367 | 0.0002122 | 0.010213 | 0.005795 | 0.0010212 | 0.0085934 | 5000000 | no RA
CB 1082 | 10227.6783 | 4272.2162 | 5226.6187 | 728.8434 | 41.77% | 51.1% | 7.126% | 3615.3333 | 9038.889 | 202.9317 | 1902.3801 | 1510.0214 | 663.4576 | 4000.3771 | 4375.0543 | 1082 | 0.014222 | 0.0088202 | 0.0021386 | 719144.8657 | 682.4056 | 4940.1171 | 4605.1556 | 47982.3925 | 347357.4128 | 323805.0603 | 749681.9793 | 42080.2837 | 394480.946 | 313120.7495 | 555872.6737 | 40801.2464 | 246014.7835 | 269056.6439 |  | 1354 | CB 1082 | 10227.6783 | 6612.345 | 1188.7893 | 4272.2162 | 3002.0944 | 110.9119 | 5226.6187 | 2881.4071 | 349.0339 | 728.8434 | 682.4056 | 479.4739 | 18.948 | 672.7832 | 473.9131 | 17.773 | 9.0519 | 4.9903 | 0.60449 | 0.5705 | 4605.1556 | 3095.1341 | 230.1013 | 3439.2169 | 2422.6511 | 90.4545 | 1099.732 | 606.2764 | 73.4402 | 66.2066 | 4940.1171 | 3037.737 | 939.74 | 160.2161 | 105.5303 | 2.6845 | 4117.8347 | 2270.1404 | 274.9893 | 662.0663 | 0.0028188 | 0.0018946 | 4.8e-05 | 0.010347 | 0.0058698 | 0.0010348 | 0.0010558 | 5000000 | no RA
CB 1085 | 102788.7577 | 18662.1688 | 83664.2476 | 462.3413 | 18.16% | 81.39% | 0.4498% | 47167.0347 | 96484.1944 | 557.3445 | 40872.7515 | 5736.9387 | 1009.3287 | 84287.7429 | 11187.1228 | 1085 | 0.009242 | 0.0054434 | 0.0014094 | 11121917.083 | 1023.1441 | 90029.8697 | 11735.7439 | 110705.9235 | 9741383.862 | 1269827.2974 | 10218195.0658 | 120742.2613 | 8854611.0857 | 1242841.7189 | 4473225.0051 | 46794.7571 | 3907769.9889 | 518660.2592 |  | 1355 | CB 1085 | 102788.7577 | 55621.723 | 6304.5633 | 18662.1688 | 8925.5937 | 202.9928 | 83664.2476 | 46233.788 | 5639.2292 | 462.3413 | 1023.1441 | 465.7997 | 13.8154 | 920.2032 | 408.7515 | 6.5394 | 102.579 | 56.6863 | 6.9141 | 0.3619 | 11735.7439 | 5998.8052 | 548.6211 | 4667.807 | 2074.1957 | 33.053 | 7025.9387 | 3882.6114 | 473.57 | 41.9981 | 90029.8697 | 49157.1181 | 5742.1268 | 13074.1585 | 6442.6465 | 163.4005 | 76535.7298 | 42294.4903 | 5158.745 | 419.9813 | 0.0012322 | 0.0006072 | 1.54e-05 | 0.0073508 | 0.0041772 | 0.000735 | 0.000659 | 5000000 | no RA
CB 1090 | 193266.4761 | 188028.8065 | 2323.5785 | 2914.0911 | 97.29% | 1.202% | 1.508% | 98466.8075 | 187497.1418 | 15751.3047 | 1149.6868 | 81565.816 | 29982.9048 | 2393.407 | 155120.8299 | 1090 | 0.025114 | 0.014516 | 0.004894 | 7695628.5436 | 30425.8617 | 5179.6662 | 157660.9482 | 1211519.6303 | 206247.8081 | 6277861.1052 | 6530521.9339 | 1044659.0423 | 76249.6043 | 5409613.2873 | 1178858.6765 | 188512.7803 | 15048.1687 | 975297.7275 |  | 1356 | CB 1090 | 193266.4761 | 94799.6686 | 5769.3344 | 188028.8065 | 90596.4915 | 2700.2892 | 2323.5785 | 1289.086 | 154.9541 | 2914.0911 | 30425.8617 | 14674.557 | 442.9569 | 30408.3813 | 14663.8436 | 439.6622 | 15.1994 | 8.4324 | 1.0136 | 2.281 | 157660.9482 | 76095.1322 | 2540.1183 | 157066.047 | 75647.2372 | 2253.3886 | 330.1912 | 183.1851 | 22.0197 | 264.71 | 5179.6662 | 4029.9794 | 2786.2592 | 554.3783 | 285.4107 | 7.2383 | 1978.1879 | 1097.4686 | 131.9208 | 2647.1001 | 0.015841 | 0.0074226 | 0.0001886 | 0.0050744 | 0.0028958 | 0.0005074 | 0.004198 | 5000000 | no RA
CB 1094 | 9030.3458 | 8718.0761 | 0 | 312.2697 | 96.54% | 0% | 3.458% | 3211.923 | 8629.2442 | 346.2195 | 1118.5212 | 1747.1823 | 923.433 | 3045.7754 | 4660.0357 | 1094 | 0.001448 | 0.0010338 | 0.000457 | 6236426.6289 | 930.1353 | 3379.1866 | 4721.0239 | 642358.621 | 2333692.4001 | 3260375.6077 | 5628189.9801 | 606673.6202 | 1959962.8759 | 3061553.484 | 877684.0191 | 93922.7578 | 309787.0877 | 473974.1737 |  | 1357 | CB 1094 | 9030.3458 | 5818.4228 | 401.1016 | 8718.0761 | 5506.1531 | 88.8319 | 0 | 0 | 0 | 312.2697 | 930.1353 | 583.9158 | 6.7023 | 929.8909 | 583.6714 | 6.4578 | 0 | 0 | 0 | 0.24443 | 4721.0239 | 2973.8416 | 60.9882 | 4692.6579 | 2945.4756 | 32.6222 | 0 | 0 | 0 | 28.3659 | 3379.1866 | 2260.6654 | 333.4112 | 3095.5273 | 1977.0061 | 49.7518 | 0 | 0 | 0 | 283.6593 | 0.001006 | 0.0005918 | 1.5e-05 | 0 | 0 | 0 | 0.000442 | 5000000 | no RA
CB 1101 | 199929.9823 | 196824.7292 | 1699.7758 | 1405.4773 | 98.45% | 0.8502% | 0.703% | 67226.3298 | 195331.3996 | 9896.1335 | 6695.1964 | 50635 | 28713.8105 | 19715.0692 | 146902.5199 | 1101 | 0.091579 | 0.054962 | 0.0093054 | 2183151.7657 | 29162.6622 | 21428.2008 | 149339.1193 | 318444.0713 | 233986.9877 | 1630720.7066 | 2414444.2835 | 355421.2011 | 240459.0376 | 1818564.0448 | 494184.3088 | 72645.3331 | 49878.708 | 371660.2676 |  | 1358 | CB 1101 | 199929.9823 | 132703.6525 | 4598.5827 | 196824.7292 | 130346.7196 | 3047.9807 | 1699.7758 | 951.4556 | 145.1247 | 1405.4773 | 29162.6622 | 19266.5288 | 448.8517 | 29138.7528 | 19252.661 | 445.8042 | 22.8093 | 12.7676 | 1.9474 | 1.1001 | 149339.1193 | 98704.1193 | 2436.5994 | 148857.9862 | 98378.5968 | 2278.7506 | 353.4624 | 197.8518 | 30.1782 | 127.6707 | 21428.2008 | 14733.0044 | 1713.1315 | 18827.9902 | 12715.4618 | 323.4259 | 1323.5041 | 740.8361 | 112.9991 | 1276.7065 | 0.020012 | 0.013542 | 0.0003442 | 0.069561 | 0.039416 | 0.0069562 | 0.002005 | 5000000 | no RA
CB 1106 | 1067622.5886 | 62814.1891 | 1004032.8241 | 775.5753 | 5.884% | 94.04% | 0.07265% | 477198.6556 | 980667.2733 | 6328.7476 | 401041.5958 | 69828.3122 | 11290.8588 | 833742.9713 | 135633.4432 | 1106 | 0.070774 | 0.04016 | 0.0077432 | 15084912.1368 | 11545.4702 | 911840.7928 | 144236.3255 | 163131.0594 | 12883802.1884 | 2037978.889 | 14701937.5936 | 194981.3801 | 12355626.8335 | 2151329.3799 | 11229893.999 | 129294.7676 | 9547422.908 | 1553176.3235 |  | 1359 | CB 1106 | 1067622.5886 | 590423.933 | 86955.3152 | 62814.1891 | 27543.1004 | 893.7244 | 1004032.8241 | 562105.2572 | 85286.0155 | 775.5753 | 11545.4702 | 5216.7226 | 254.6114 | 10278.7008 | 4507.2577 | 146.4522 | 1266.1624 | 708.8578 | 107.5522 | 0.60708 | 144236.3255 | 74408.0133 | 8602.8823 | 52511.6592 | 23025.1796 | 747.0051 | 91654.2146 | 51312.3821 | 7785.4255 | 70.4517 | 911840.7928 | 510799.1971 | 78097.8215 | 23.8291 | 10.6631 | 0.26711 | 911112.4471 | 510084.0173 | 77393.0378 | 704.5166 | 0.003777 | 0.0016992 | 4.26e-05 | 0.065885 | 0.037348 | 0.0065884 | 0.0011122 | 5000000 | no RA
CB 1116 | 2397.4598 | 2269.5413 | 0 | 127.9185 | 94.66% | 0% | 5.336% | 1673.9803 | 2264.4217 | 276.8824 | 0.099625 | 1396.9983 | 374.5234 | 0.17362 | 1889.7247 | 1116 | 0.0007112 | 0.000421 | 0.000205 | 3371006.4582 | 375.4639 | 116.3739 | 1905.6219 | 527930.1767 | 163630.3573 | 2679445.9243 | 1718478.5289 | 284242.5785 | 102.2732 | 1434133.6772 | 648966.075 | 107335.562 | 49.7587 | 541580.7544 |  | 1360 | CB 1116 | 2397.4598 | 723.4795 | 133.038 | 2269.5413 | 595.561 | 5.1196 | 0 | 0 | 0 | 127.9185 | 375.4639 | 98.5815 | 0.94054 | 375.3638 | 98.4814 | 0.84041 | 0 | 0 | 0 | 0.10013 | 1905.6219 | 508.6236 | 15.8972 | 1894.0021 | 497.0038 | 4.2774 | 0 | 0 | 0 | 11.6198 | 116.3739 | 116.2743 | 116.2003 | 0.17543 | 0.075802 | 0.0018048 | 0 | 0 | 0 | 116.1985 | 0.0005116 | 0.0002214 | 5.4e-06 | 0 | 0 | 0 | 0.0001996 | 5000000 | no RA
CB 1138 | 305577.5922 | 118499.9015 | 181647.4746 | 5430.216 | 38.78% | 59.44% | 1.777% | 144822.6326 | 282255.3378 | 13146.0687 | 75252.9603 | 56423.6036 | 23493.1256 | 155932.8019 | 102829.4104 | 1138 | 0.11418 | 0.066154 | 0.016941 | 2676331.0572 | 23883.7363 | 175546.4806 | 106147.3753 | 209180.2111 | 1537483.4738 | 929667.3723 | 2430011.1789 | 220580.8121 | 1262686.1659 | 946744.2009 | 1376642.686 | 114582.9153 | 760530.3513 | 501529.4194 |  | 1361 | CB 1138 | 305577.5922 | 160754.9595 | 23322.2544 | 118499.9015 | 53115.0173 | 1776.5237 | 181647.4746 | 102209.7262 | 16115.5147 | 5430.216 | 23883.7363 | 10737.6676 | 390.6107 | 23552.8459 | 10549.6228 | 357.3812 | 326.6399 | 183.7943 | 28.979 | 4.2505 | 106147.3753 | 49723.7717 | 3317.9649 | 89048.6772 | 39886.9298 | 1351.4845 | 16605.4285 | 9343.5722 | 1473.2108 | 493.2696 | 175546.4806 | 100293.5203 | 19613.6787 | 5898.3784 | 2678.4647 | 67.658 | 164715.4062 | 92682.3597 | 14613.3248 | 4932.6959 | 0.017 | 0.0075816 | 0.0001924 | 0.089365 | 0.05076 | 0.0089366 | 0.0078124 | 5000000 | no RA
CB 1139 | 1652.3656 | 1430.6845 | 0 | 221.6811 | 86.58% | 0% | 13.42% | 742.5423 | 1414.4463 | 15.3985 | 648.4466 | 78.6972 | 46.3679 | 1131.6439 | 236.4345 | 1139 | 0.0008862 | 0.0005762 | 0.0003452 | 1864551.5851 | 47.2139 | 1345.1467 | 260.0051 | 53276.7693 | 1517881.5992 | 293393.2166 | 1579006.0817 | 32744.7285 | 1378912.8216 | 167348.5316 | 689221.7918 | 22593.8173 | 551419.7724 | 115208.2021 |  | 1362 | CB 1139 | 1652.3656 | 909.8233 | 237.9194 | 1430.6845 | 688.1422 | 16.2382 | 0 | 0 | 0 | 221.6811 | 47.2139 | 31.8154 | 0.84601 | 47.0404 | 31.6418 | 0.67249 | 0 | 0 | 0 | 0.17352 | 260.0051 | 181.3079 | 23.5706 | 239.868 | 161.1708 | 3.4335 | 0 | 0 | 0 | 20.1371 | 1345.1467 | 696.7001 | 213.5028 | 1143.7761 | 495.3295 | 12.1322 | 0 | 0 | 0 | 201.3706 | 0.0005468 | 0.0002368 | 5.8e-06 | 0 | 0 | 0 | 0.0003394 | 5000000 | no RA
CB 114 | 21972.9018 | 17249.0489 | 3432.4012 | 1291.4517 | 78.5% | 15.62% | 5.877% | 7663.1391 | 20189.2301 | 474.9986 | 4557.2536 | 2630.8869 | 1321.3338 | 11704.5258 | 7163.3705 | 114 | 0.013188 | 0.0084918 | 0.0026878 | 1666178.9698 | 1341.3999 | 13221.0246 | 7410.4773 | 101716.7578 | 1002534.5446 | 561927.6673 | 1685127.1498 | 104452.3599 | 1002141.7649 | 578533.0249 | 663617.7065 | 43432.0918 | 384726.4363 | 235459.1784 |  | 1363 | CB 114 | 21972.9018 | 14309.7627 | 1783.6717 | 17249.0489 | 11121.0262 | 262.0158 | 3432.4012 | 1897.2848 | 230.2041 | 1291.4517 | 1341.3999 | 866.4014 | 20.0661 | 1332.1443 | 860.8331 | 18.5023 | 8.2448 | 4.5574 | 0.55296 | 1.0109 | 7410.4773 | 4779.5904 | 247.1068 | 6757.4649 | 4366.1657 | 93.8657 | 535.6996 | 296.1119 | 35.9283 | 117.3128 | 13221.0246 | 8663.771 | 1516.4988 | 9159.4398 | 5894.0274 | 149.6479 | 2888.4568 | 1596.6156 | 193.7229 | 1173.128 | 0.0038922 | 0.002393 | 6.08e-05 | 0.0074094 | 0.0042128 | 0.000741 | 0.001886 | 5000000 | no RA
CB 1140 | 652896.9469 | 190.4177 | 652534.2987 | 172.2305 | 0.02917% | 99.94% | 0.02638% | 285799.1609 | 594998.6426 | 420.9373 | 261396.3288 | 23981.8948 | 875.0165 | 544200.1586 | 49923.4675 | 1140 | 0.087146 | 0.049493 | 0.0088862 | 7492007.0374 | 959.4562 | 597156.5768 | 54780.9138 | 11009.7815 | 6852385.0472 | 628612.2088 | 7417135.8088 | 10924.2761 | 6783827.024 | 622384.5087 | 6515530.1803 | 9581.8646 | 5959261.591 | 546686.7247 |  | 1364 | CB 1140 | 652896.9469 | 367097.786 | 57898.3043 | 190.4177 | 82.0815 | 1.945 | 652534.2987 | 366843.474 | 57724.1288 | 172.2305 | 959.4562 | 538.5189 | 84.4397 | 6.7153 | 2.8455 | 0.035983 | 952.6061 | 535.5386 | 84.2689 | 0.13481 | 54780.9138 | 30799.0191 | 4857.4463 | 33.8582 | 14.3235 | 0.18146 | 54731.4106 | 30769.0505 | 4841.6198 | 15.6451 | 597156.5768 | 335760.248 | 52956.4182 | 149.8442 | 64.9125 | 1.7276 | 596850.282 | 335538.8849 | 52798.2401 | 156.4506 | 0.0006006 | 0.00026 | 6.6e-06 | 0.086295 | 0.048983 | 0.0086294 | 0.0002502 | 5000000 | no RA
CB 1152 | 870.6049 | 724.0193 | 0 | 146.5856 | 83.16% | 0% | 16.84% | 129.8185 | 717.3908 | 17.2988 | 18.5584 | 93.9613 | 100.453 | 75.6738 | 541.264 | 1152 | 0.0009632 | 0.0007828 | 0.0002276 | 903867.2254 | 101.3701 | 210.3105 | 558.9242 | 105243.0869 | 218345.6671 | 580278.4714 | 946329.0831 | 126102.1631 | 135283.8811 | 684943.0389 | 673172.5704 | 94261.2883 | 71009.4659 | 507901.8161 |  | 1365 | CB 1152 | 870.6049 | 740.7864 | 153.2141 | 724.0193 | 594.2008 | 6.6285 | 0 | 0 | 0 | 146.5856 | 101.3701 | 84.0713 | 0.91717 | 101.2554 | 83.9566 | 0.80243 | 0 | 0 | 0 | 0.11474 | 558.9242 | 464.963 | 17.6602 | 545.6087 | 451.6474 | 4.3446 | 0 | 0 | 0 | 13.3155 | 210.3105 | 191.7521 | 134.6367 | 77.1552 | 58.5968 | 1.4814 | 0 | 0 | 0 | 133.1553 | 0.00075 | 0.0005696 | 1.44e-05 | 0 | 0 | 0 | 0.0002132 | 5000000 | no RA
CB 1153 | 416.4097 | 247.6711 | 0 | 168.7386 | 59.48% | 0% | 40.52% | 81.2632 | 247.6711 | 12.7141 | 0 | 68.549 | 38.735 | 0 | 208.9361 | 1153 | 0.0005088 | 0.0004418 | 0.0002478 | 818415.3208 | 38.8671 | 153.2787 | 224.264 | 76389.6507 | 301255.26 | 440770.41 | 758593.3916 | 118686.8672 | 0 | 639906.5244 | 680946.8301 | 106497.9263 | 0 | 574448.9038 |  | 1366 | CB 1153 | 416.4097 | 335.1466 | 168.7386 | 247.6711 | 166.4079 | 0 | 0 | 0 | 0 | 168.7386 | 38.8671 | 26.1529 | 0.13208 | 38.735 | 26.0208 | 0 | 0 | 0 | 0 | 0.13208 | 224.264 | 155.715 | 15.3279 | 208.9361 | 140.3871 | 0 | 0 | 0 | 0 | 15.3279 | 153.2787 | 153.2787 | 153.2787 | 0 | 0 | 0 | 0 | 0 | 0 | 153.2787 | 0.000266 | 0.000199 | 5e-06 | 0 | 0 | 0 | 0.0002428 | 5000000 | no RA
CB 116 | 192281.1144 | 55293.2499 | 133087.3665 | 3900.4981 | 28.76% | 69.21% | 2.029% | 83446.028 | 178525.2271 | 2396.6111 | 67724.2754 | 13325.1416 | 5954.9649 | 141327.0778 | 31243.1844 | 116 | 0.037029 | 0.022644 | 0.0073166 | 5192688.8621 | 6101.406 | 153367.6108 | 32812.0977 | 164772.827 | 4141801.8955 | 886114.1395 | 4806354.2826 | 138040.8678 | 3900807.1269 | 767506.2879 | 1880092.8521 | 62713.1929 | 1488350.0395 | 329029.6198 |  | 1367 | CB 116 | 192281.1144 | 108835.0864 | 13755.8874 | 55293.2499 | 31357.624 | 979.2284 | 133087.3665 | 73576.9643 | 8876.161 | 3900.4981 | 6101.406 | 3704.7948 | 146.441 | 5924.6542 | 3605.7129 | 131.8032 | 173.6987 | 96.0288 | 11.5847 | 3.0531 | 32812.0977 | 19486.9561 | 1568.9133 | 21361.6519 | 12998.1783 | 474.552 | 11096.1326 | 6134.4647 | 740.0481 | 354.3132 | 153367.6108 | 85643.3354 | 12040.533 | 28006.9438 | 14753.7329 | 372.8731 | 121817.5352 | 67346.4708 | 8124.5281 | 3543.1318 | 0.016879 | 0.0087488 | 0.0002218 | 0.014506 | 0.008251 | 0.0014506 | 0.0056442 | 5000000 | no RA
CB 1160 | 2335.4147 | 211.4324 | 1952.2478 | 171.7344 | 9.053% | 83.59% | 7.353% | 979.5941 | 1999.3556 | 11.5749 | 760.0753 | 207.9439 | 20.7988 | 1562.2995 | 416.2573 | 1160 | 0.059368 | 0.033786 | 0.006123 | 39337.6727 | 22.1157 | 1847.3221 | 465.9769 | 372.5158 | 31116.2525 | 7848.9044 | 40129.4192 | 474.1709 | 31136.7528 | 8518.4956 | 54884.7052 | 570.9523 | 42886.9909 | 11426.762 |  | 1368 | CB 1160 | 2335.4147 | 1355.8206 | 336.0591 | 211.4324 | 91.0899 | 2.1226 | 1952.2478 | 1092.9962 | 162.202 | 171.7344 | 22.1157 | 10.5407 | 1.3169 | 8.1395 | 2.6568 | 0.032385 | 13.8418 | 7.7495 | 1.15 | 0.13443 | 465.9769 | 258.033 | 49.7196 | 41.8096 | 13.6903 | 0.17384 | 408.5673 | 228.7427 | 33.9457 | 15.6 | 1847.3221 | 1087.2469 | 285.0226 | 161.4834 | 74.7429 | 1.9163 | 1529.8387 | 856.5039 | 127.1063 | 156 | 0.0004422 | 0.000202 | 5.2e-06 | 0.058676 | 0.033334 | 0.0058676 | 0.0002502 | 5000000 | no RA
CB 1161 | 16244.741 | 1377.6369 | 14088.365 | 778.7391 | 8.481% | 86.73% | 4.794% | 6688.7046 | 14135.4071 | 53.8095 | 5092.0151 | 1542.88 | 132.7643 | 10678.6087 | 3324.0341 | 1161 | 0.061771 | 0.035725 | 0.0070446 | 262982.4424 | 160.4002 | 12315.782 | 3768.5588 | 2596.6829 | 199377.4122 | 61008.3473 | 267485.7776 | 2151.8798 | 203633.0924 | 61700.8053 | 299425.6509 | 2812.3027 | 226201.4341 | 70411.9141 |  | 1369 | CB 1161 | 16244.741 | 9556.0364 | 2109.3339 | 1377.6369 | 893.5502 | 160.1943 | 14088.365 | 7883.747 | 1170.4005 | 778.7391 | 160.4002 | 106.5907 | 27.6359 | 131.4347 | 90.1133 | 24.6706 | 28.3559 | 15.8678 | 2.3557 | 0.60956 | 3768.5588 | 2225.6788 | 444.5247 | 734.323 | 496.5884 | 127.5912 | 2963.4967 | 1658.3513 | 246.1945 | 70.7391 | 12315.782 | 7223.7669 | 1637.1733 | 511.8792 | 306.8485 | 7.9325 | 11096.5123 | 6209.5279 | 921.8503 | 707.3905 | 0.0019282 | 0.0012536 | 3.22e-05 | 0.058701 | 0.033329 | 0.00587 | 0.0011424 | 5000000 | no RA
CB 1162 | 17354.5002 | 14887.7851 | 1455.8024 | 1010.9127 | 85.79% | 8.389% | 5.825% | 5979.4711 | 15885.9855 | 820.2791 | 603.2694 | 4555.9226 | 2225.6262 | 1437.6324 | 12222.7268 | 1162 | 0.064214 | 0.037195 | 0.007409 | 270262.0657 | 2279.4689 | 2458.7993 | 12616.232 | 35498.2269 | 38290.9428 | 196472.8961 | 305819.812 | 41953.1411 | 30854.1884 | 233012.4825 | 198206.8725 | 27768.7787 | 17937.1069 | 152500.9869 |  | 1370 | CB 1162 | 17354.5002 | 11375.0291 | 1468.5147 | 14887.7851 | 9549.5969 | 336.6588 | 1455.8024 | 814.5194 | 120.9432 | 1010.9127 | 2279.4689 | 1459.1899 | 53.8427 | 2277.6883 | 1457.845 | 52.9692 | 0.98938 | 0.55356 | 0.082195 | 0.79129 | 12616.232 | 8060.3093 | 393.5051 | 12217.7647 | 7796.9165 | 276.2014 | 306.638 | 171.5636 | 25.4745 | 91.8292 | 2458.7993 | 1855.5299 | 1021.1669 | 392.3321 | 294.8354 | 7.4881 | 1148.175 | 642.4023 | 95.3866 | 918.2922 | 0.004021 | 0.0023814 | 6.08e-05 | 0.058716 | 0.033337 | 0.0058716 | 0.0014766 | 5000000 | no RA
CB 1166 | 8810.0772 | 8669.6417 | 0 | 140.4355 | 98.41% | 0% | 1.594% | 2541.7026 | 8668.7162 | 410.8525 | 11.6659 | 2119.1842 | 1385.6564 | 47.5547 | 7235.5051 | 1166 | 0.0005142 | 0.000439 | 0.0002076 | 17133561.2568 | 1385.7664 | 176.0489 | 7248.262 | 2694994.8482 | 342374.3361 | 14096192.0725 | 14278757.629 | 2308084.1829 | 65536.4151 | 11905137.031 | 680929.6982 | 108843.6384 | 3735.4309 | 568350.6288 |  | 1371 | CB 1166 | 8810.0772 | 6268.3746 | 141.361 | 8669.6417 | 6127.9391 | 0.9255 | 0 | 0 | 0 | 140.4355 | 1385.7664 | 974.9138 | 0.10993 | 1385.6564 | 974.8039 | 0 | 0 | 0 | 0 | 0.10993 | 7248.262 | 5129.0778 | 12.7569 | 7235.5051 | 5116.3209 | 0 | 0 | 0 | 0 | 12.7569 | 176.0489 | 164.383 | 128.4942 | 48.4802 | 36.8143 | 0.9255 | 0 | 0 | 0 | 127.5687 | 0.0003126 | 0.0002374 | 6e-06 | 0 | 0 | 0 | 0.0002016 | 5000000 | no RA
CB 1173 | 2894.4582 | 1714.8513 | 0 | 1179.6069 | 59.25% | 0% | 40.75% | 972.3457 | 1696.3423 | 0 | 972.3457 | 0 | 0 | 1696.3423 | 0 | 1173 | 0.0040836 | 0.0027398 | 0.0017392 | 708800.6084 | 0.92334 | 2786.3818 | 107.153 | 226.1093 | 682334.6498 | 26239.8492 | 701552.0908 | 0 | 701552.0908 | 0 | 688889.0384 | 0 | 688889.0384 | 0 |  | 1372 | CB 1173 | 2894.4582 | 1922.1124 | 1198.1158 | 1714.8513 | 742.5055 | 18.5089 | 0 | 0 | 0 | 1179.6069 | 0.92334 | 0.92334 | 0.92334 | 0 | 0 | 0 | 0 | 0 | 0 | 0.92334 | 107.153 | 107.153 | 107.153 | 0 | 0 | 0 | 0 | 0 | 0 | 107.153 | 2786.3818 | 1814.036 | 1090.0394 | 1714.8513 | 742.5055 | 18.5089 | 0 | 0 | 0 | 1071.5305 | 0.00237 | 0.0010262 | 2.56e-05 | 0 | 0 | 0 | 0.0017136 | 5000000 | no RA
CB 1174 | 332.0508 | 0 | 0 | 332.0508 | 0% | 0% | 100% | 0 | 0 | 0 | 0 | 0 | 0 | 0 | 0 | 1174 | 0.0011044 | 0.0007582 | 0.0005004 | 300661.757 | 0.25991 | 301.6281 | 30.1628 | 235.3437 | 273114.9212 | 27311.4921 | 437946.2469 | 0 | 0 | 0 | 663570.8322 | 0 | 0 | 0 |  | 1373 | CB 1174 | 332.0508 | 332.0508 | 332.0508 | 0 | 0 | 0 | 0 | 0 | 0 | 332.0508 | 0.25991 | 0.25991 | 0.25991 | 0 | 0 | 0 | 0 | 0 | 0 | 0.25991 | 30.1628 | 30.1628 | 30.1628 | 0 | 0 | 0 | 0 | 0 | 0 | 30.1628 | 301.6281 | 301.6281 | 301.6281 | 0 | 0 | 0 | 0 | 0 | 0 | 301.6281 | 0.0006108 | 0.0002646 | 6.8e-06 | 0 | 0 | 0 | 0.0004936 | 5000000 | no RA
CB 1180 | 23516.6151 | 22742.8391 | 0 | 773.7761 | 96.71% | 0% | 3.29% | 11408.6166 | 22451.4281 | 620.7434 | 8618.238 | 2169.6351 | 1233.9215 | 16904.495 | 4313.0117 | 1180 | 0.0039062 | 0.002491 | 0.0011274 | 6020330.5343 | 1251.2319 | 17823.6456 | 4441.7376 | 320319.4673 | 4562911.6773 | 1137099.3897 | 4860697.945 | 264470.8307 | 3671843.2575 | 924383.8568 | 944817.2804 | 51926.7781 | 711387.2162 | 181503.2862 |  | 1374 | CB 1180 | 23516.6151 | 12107.9986 | 1065.187 | 22742.8391 | 11334.2225 | 291.4109 | 0 | 0 | 0 | 773.7761 | 1251.2319 | 630.4885 | 17.3104 | 1250.6262 | 629.8828 | 16.7048 | 0 | 0 | 0 | 0.60568 | 4441.7376 | 2272.1025 | 128.7259 | 4371.4494 | 2201.8143 | 58.4377 | 0 | 0 | 0 | 70.2882 | 17823.6456 | 9205.4076 | 919.1506 | 17120.7634 | 8502.5254 | 216.2685 | 0 | 0 | 0 | 702.8822 | 0.0028144 | 0.0013992 | 3.56e-05 | 0 | 0 | 0 | 0.0010918 | 5000000 | no RA
CB 120 | 48619.157 | 10752.6077 | 37079.9426 | 786.6068 | 22.12% | 76.27% | 1.618% | 22742.7765 | 45250.492 | 1045.5597 | 16122.3253 | 5574.8914 | 1810.3573 | 33302.1956 | 10137.939 | 120 | 0.010618 | 0.0062412 | 0.0018924 | 4578851.1244 | 1828.414 | 36305.6034 | 10485.1396 | 172196.2293 | 3419186.244 | 987468.651 | 4146058.5376 | 190607.8489 | 2939135.6269 | 1016315.0618 | 1780102.0091 | 71217.3634 | 1310069.8511 | 398814.7945 |  | 1375 | CB 120 | 48619.157 | 25876.3805 | 3368.665 | 10752.6077 | 4579.7546 | 90.7538 | 37079.9426 | 20510.0192 | 2491.3045 | 786.6068 | 1828.414 | 782.8543 | 18.0567 | 1779.2342 | 755.3764 | 14.1781 | 48.5641 | 26.8622 | 3.2629 | 0.61572 | 10485.1396 | 4910.2482 | 347.2006 | 7161.3543 | 3039.8331 | 57.2312 | 3252.3316 | 1798.9614 | 218.5157 | 71.4537 | 36305.6034 | 20183.2781 | 3003.4078 | 1812.0192 | 784.5451 | 19.3446 | 33779.0469 | 18684.1956 | 2269.5259 | 714.5373 | 0.0021122 | 0.000915 | 2.34e-05 | 0.0073744 | 0.0041946 | 0.0007374 | 0.0011316 | 5000000 | no RA
CB 1215 | 3885.5174 | 3812.3159 | 0 | 73.2014 | 98.12% | 0% | 1.884% | 800.7897 | 3811.8611 | 117.2839 | 5.6996 | 677.8063 | 556.0201 | 23.3498 | 3232.4912 | 1215 | 0.0002576 | 0.0002206 | 0.0001062 | 15083530.1581 | 556.0774 | 90.2993 | 3239.1407 | 2158685.6042 | 350540.6517 | 12574303.9021 | 13983352.8183 | 2048005.3412 | 99525.4214 | 11835822.0558 | 693561.7533 | 101166.9296 | 4248.4535 | 588146.3702 |  | 1376 | CB 1215 | 3885.5174 | 3084.7276 | 73.6563 | 3812.3159 | 3011.5262 | 0.45481 | 0 | 0 | 0 | 73.2014 | 556.0774 | 438.7935 | 0.057299 | 556.0201 | 438.7362 | 0 | 0 | 0 | 0 | 0.057299 | 3239.1407 | 2561.3344 | 6.6495 | 3232.4912 | 2554.6849 | 0 | 0 | 0 | 0 | 6.6495 | 90.2993 | 84.5997 | 66.9495 | 23.8046 | 18.105 | 0.45481 | 0 | 0 | 0 | 66.4947 | 0.0001544 | 0.0001174 | 3e-06 | 0 | 0 | 0 | 0.0001032 | 5000000 | no RA
CB 1219 | 331.6927 | 86.4153 | 0 | 245.2774 | 26.05% | 0% | 73.95% | 54.2483 | 83.921 | 8.4437 | 2.6928 | 43.1119 | 12.9728 | 4.6972 | 66.251 | 1219 | 0.0008074 | 0.0005486 | 0.000356 | 410815.8147 | 13.5642 | 227.5541 | 90.5744 | 16799.8977 | 281835.6311 | 112180.2858 | 505731.575 | 78716.7369 | 25103.3377 | 401911.5005 | 695987.9284 | 107588.4985 | 38955.3971 | 549444.0328 |  | 1377 | CB 1219 | 331.6927 | 277.4443 | 247.7717 | 86.4153 | 32.1669 | 2.4943 | 0 | 0 | 0 | 245.2774 | 13.5642 | 5.1205 | 0.59141 | 13.3722 | 4.9285 | 0.39942 | 0 | 0 | 0 | 0.19199 | 90.5744 | 47.4625 | 24.3234 | 68.2939 | 25.182 | 2.0429 | 0 | 0 | 0 | 22.2805 | 227.5541 | 224.8613 | 222.8569 | 4.7492 | 2.0564 | 0.051978 | 0 | 0 | 0 | 222.8049 | 0.0004564 | 0.0001976 | 5e-06 | 0 | 0 | 0 | 0.000351 | 5000000 | no RA
CB 122 | 7465.5156 | 5704.1506 | 0 | 1761.365 | 76.41% | 0% | 23.59% | 3145.9357 | 5634.9487 | 131.7702 | 2343.0978 | 671.0677 | 239.4822 | 4175.5329 | 1219.9336 | 122 | 0.0070694 | 0.0046398 | 0.0026282 | 1056032.4165 | 244.5032 | 5822.5413 | 1398.4711 | 34586.1352 | 823625.9478 | 197820.3335 | 930984.0647 | 38995.0491 | 693398.391 | 198590.6246 | 696509.7318 | 29601.2765 | 516118.1565 | 150790.2989 |  | 1378 | CB 122 | 7465.5156 | 4319.5799 | 1830.5669 | 5704.1506 | 2558.2149 | 69.2019 | 0 | 0 | 0 | 1761.365 | 244.5032 | 112.7331 | 5.021 | 243.1245 | 111.3544 | 3.6423 | 0 | 0 | 0 | 1.3787 | 1398.4711 | 727.4034 | 178.5375 | 1238.4723 | 567.4046 | 18.5388 | 0 | 0 | 0 | 159.9988 | 5822.5413 | 3479.4434 | 1647.0083 | 4222.5538 | 1879.4559 | 47.0208 | 0 | 0 | 0 | 1599.9875 | 0.0044932 | 0.0020636 | 5.2e-05 | 0 | 0 | 0 | 0.0025762 | 5000000 | no RA
CB 123 | 5252.0866 | 4321.3453 | 0 | 930.7412 | 82.28% | 0% | 17.72% | 2446.2574 | 4273.2178 | 0.68648 | 2441.7742 | 3.7967 | 1.6233 | 4262.6488 | 8.9457 | 123 | 0.002683 | 0.0019302 | 0.0013688 | 1957542.5169 | 2.3518 | 5156.2424 | 93.4924 | 876.5534 | 1921819.7649 | 34846.1986 | 1453646.8706 | 407.9315 | 1450982.8152 | 2256.1238 | 715129.124 | 271.6537 | 713360.3874 | 1497.0829 |  | 1379 | CB 123 | 5252.0866 | 2805.8292 | 978.8687 | 4321.3453 | 1875.088 | 48.1275 | 0 | 0 | 0 | 930.7412 | 2.3518 | 1.6653 | 0.72854 | 1.6233 | 0.93677 | 0 | 0 | 0 | 0 | 0.72854 | 93.4924 | 89.6957 | 84.5466 | 8.9457 | 5.149 | 0 | 0 | 0 | 0 | 84.5466 | 5156.2424 | 2714.4682 | 893.5936 | 4310.7764 | 1869.0022 | 48.1275 | 0 | 0 | 0 | 845.4661 | 0.001329 | 0.0005762 | 1.48e-05 | 0 | 0 | 0 | 0.001354 | 5000000 | no RA
CB 1233 | 238.7887 | 171.3312 | 0 | 67.4575 | 71.75% | 0% | 28.25% | 1.5536 | 171.2341 | 0 | 1.5536 | 0 | 24.9973 | 6.3114 | 139.9254 | 1233 | 0.0001248 | 0.0001184 | 9.84e-05 | 1913370.6957 | 25.0501 | 67.6855 | 146.0531 | 200721.9429 | 542351.6735 | 1170297.0793 | 2003674.755 | 0 | 2003674.755 | 0 | 686530.5516 | 100221.9285 | 25304.3064 | 561004.3166 |  | 1380 | CB 1233 | 238.7887 | 237.2351 | 67.5546 | 171.3312 | 169.7776 | 0.097098 | 0 | 0 | 0 | 67.4575 | 25.0501 | 25.0501 | 0.052803 | 24.9973 | 24.9973 | 0 | 0 | 0 | 0 | 0.052803 | 146.0531 | 146.0531 | 6.1277 | 139.9254 | 139.9254 | 0 | 0 | 0 | 0 | 6.1277 | 67.6855 | 66.1319 | 61.3741 | 6.4085 | 4.8549 | 0.097098 | 0 | 0 | 0 | 61.277 | 2.68e-05 | 2.04e-05 | 4e-07 | 0 | 0 | 0 | 9.8e-05 | 5000000 | no RA
CB 1234 | 1703591.0784 | 805121.0893 | 887582.896 | 10887.0931 | 47.26% | 52.1% | 0.6391% | 772366.7389 | 1608315.8139 | 62390.1601 | 363778.5742 | 346198.0046 | 126749.3505 | 774937.5976 | 706628.8658 | 1234 | 0.11961 | 0.074313 | 0.02177 | 14242405.391 | 128642.0665 | 851857.6924 | 723091.3196 | 1075476.6707 | 7121722.3099 | 6045206.4104 | 12531042.0395 | 1012231.2109 | 5902020.8622 | 5616789.9665 | 4376528.0291 | 344908.6804 | 2108750.0897 | 1922869.259 |  | 1381 | CB 1234 | 1703591.0784 | 931224.3395 | 95275.2646 | 805121.0893 | 422765.6166 | 11440.7455 | 887582.896 | 497571.6298 | 72947.426 | 10887.0931 | 128642.0665 | 66251.9064 | 1892.716 | 127426.469 | 65566.7079 | 1784.9887 | 1207.0756 | 676.6766 | 99.2054 | 8.5219 | 723091.3196 | 376893.315 | 16462.4538 | 643459.1464 | 331817.6197 | 9010.0741 | 78643.2122 | 44086.7342 | 6463.4187 | 988.961 | 851857.6924 | 488079.1182 | 76920.0948 | 34235.4739 | 25381.289 | 645.6827 | 807732.6083 | 452808.219 | 66384.8019 | 9889.6102 | 0.051619 | 0.028788 | 0.0007312 | 0.052174 | 0.029705 | 0.0052174 | 0.015821 | 5000000 | no RA
CB 1235 | 1038429.0919 | 979480.9672 | 44608.2897 | 14339.835 | 94.32% | 4.296% | 1.381% | 508225.3667 | 1009592.9167 | 90215.9575 | 21696.6598 | 396312.7494 | 178415.5168 | 47249.0711 | 783928.3288 | 1235 | 0.082825 | 0.051813 | 0.021961 | 12537658.9126 | 180541.0469 | 63162.3035 | 794725.7415 | 2179794.5414 | 762601.3399 | 9595263.0312 | 10232985.5176 | 1816474.8297 | 436856.6004 | 7979654.0875 | 1313086.8563 | 232049.0429 | 61452.6244 | 1019585.189 |  | 1382 | CB 1235 | 1038429.0919 | 530203.7252 | 28836.1752 | 979480.9672 | 491087.8291 | 11492.8461 | 44608.2897 | 24776.0612 | 3003.4942 | 14339.835 | 180541.0469 | 90325.0895 | 2125.5301 | 180467.0891 | 90279.022 | 2110.0817 | 62.7333 | 34.8429 | 4.2239 | 11.2245 | 794725.7415 | 398412.9922 | 10797.4128 | 789541.9285 | 394954.7123 | 9233.4882 | 3881.2121 | 2155.6789 | 261.3236 | 1302.6009 | 63162.3035 | 41465.6436 | 15913.2323 | 9471.9496 | 5854.0948 | 149.2761 | 40664.3444 | 22585.5394 | 2737.9468 | 13026.0095 | 0.056493 | 0.027903 | 0.0007092 | 0.0056448 | 0.0032228 | 0.0005644 | 0.020687 | 5000000 | no RA
CB 124 | 2913.2035 | 1829.2188 | 0 | 1083.9846 | 62.79% | 0% | 37.21% | 592.8086 | 1778.3655 | 40.8401 | 371.3636 | 180.6049 | 152.7465 | 949.3125 | 676.3065 | 124 | 0.0040986 | 0.0032142 | 0.0016018 | 710780.1364 | 160.2141 | 1949.0569 | 803.9325 | 39089.9505 | 475542.1099 | 196148.076 | 721919.8831 | 49734.903 | 452245.0726 | 219939.9074 | 708476.6745 | 60852.1393 | 378193.2179 | 269431.3173 |  | 1383 | CB 124 | 2913.2035 | 2320.3949 | 1134.8379 | 1829.2188 | 1236.4102 | 50.8533 | 0 | 0 | 0 | 1083.9846 | 160.2141 | 119.374 | 7.4676 | 159.3656 | 118.5255 | 6.6191 | 0 | 0 | 0 | 0.84849 | 803.9325 | 623.3276 | 127.626 | 705.4656 | 524.8607 | 29.1591 | 0 | 0 | 0 | 98.4669 | 1949.0569 | 1577.6933 | 999.7444 | 964.3877 | 593.0241 | 15.0751 | 0 | 0 | 0 | 984.6692 | 0.0025388 | 0.0016544 | 4.2e-05 | 0 | 0 | 0 | 0.0015598 | 5000000 | no RA
CB 1243 | 199487.6957 | 195968.1239 | 0 | 3519.5719 | 98.24% | 0% | 1.764% | 79360.6041 | 192489.7211 | 13281.8076 | 309.6604 | 65769.1362 | 32221.7963 | 861.0441 | 159406.8808 | 1243 | 0.019586 | 0.013631 | 0.005287 | 10185218.8165 | 32809.358 | 4072.4946 | 162605.8431 | 1675143.3696 | 207928.8561 | 8302146.5909 | 8812915.7211 | 1474931.446 | 34387.4738 | 7303596.8013 | 1323619.178 | 221567.0907 | 5920.8069 | 1096131.2804 |  | 1384 | CB 1243 | 199487.6957 | 120127.0916 | 6997.9746 | 195968.1239 | 116607.5197 | 3478.4027 | 0 | 0 | 0 | 3519.5719 | 32809.358 | 19527.5505 | 587.5618 | 32806.6031 | 19524.7955 | 584.8068 | 0 | 0 | 0 | 2.755 | 162605.8431 | 96836.7069 | 3198.9624 | 162286.1325 | 96516.9963 | 2879.2517 | 0 | 0 | 0 | 319.7106 | 4072.4946 | 3762.8342 | 3211.4505 | 875.3883 | 565.7279 | 14.3442 | 0 | 0 | 0 | 3197.1063 | 0.014516 | 0.0085612 | 0.0002174 | 0 | 0 | 0 | 0.0050696 | 5000000 | no RA
CB 1245 | 16792.3999 | 16529.1479 | 0 | 263.252 | 98.43% | 0% | 1.568% | 5635.163 | 16049.7533 | 1484.3063 | 4.1366 | 4146.7202 | 4235.0075 | 9.3333 | 11805.4125 | 1245 | 0.001637 | 0.0010794 | 0.000407 | 10258032.9192 | 4362.3572 | 248.6007 | 12181.442 | 2664848.6405 | 151863.5748 | 7441320.7038 | 10336517.3667 | 2722646.6295 | 7587.7227 | 7606283.0145 | 1824684.4719 | 481474.8386 | 1061.1008 | 1342148.5325 |  | 1385 | CB 1245 | 16792.3999 | 11157.2368 | 742.6466 | 16529.1479 | 10893.9848 | 479.3946 | 0 | 0 | 0 | 263.252 | 4362.3572 | 2878.0509 | 127.3497 | 4362.1512 | 2877.8449 | 127.1437 | 0 | 0 | 0 | 0.20606 | 12181.442 | 8034.7218 | 376.0295 | 12157.5287 | 8010.8086 | 352.1162 | 0 | 0 | 0 | 23.9133 | 248.6007 | 244.4641 | 239.2673 | 9.468 | 5.3314 | 0.13464 | 0 | 0 | 0 | 239.1327 | 0.0012474 | 0.0006898 | 1.74e-05 | 0 | 0 | 0 | 0.0003896 | 5000000 | no RA
CB 1250 | 388841.6602 | 386232.4166 | 1609.7544 | 999.4892 | 99.33% | 0.414% | 0.257% | 101539.7015 | 379193.5793 | 15751.1588 | 5913.1128 | 79875.4298 | 58679.3014 | 22829.8851 | 297684.3927 | 1250 | 0.088703 | 0.052567 | 0.0095042 | 4383645.8404 | 60012.2624 | 24289.7212 | 304539.6766 | 676554.3187 | 273832.6325 | 3433258.8892 | 5465422.5216 | 847813.5844 | 318276.0972 | 4299332.8401 | 1015138.6752 | 157090.2873 | 61117.858 | 796930.5299 |  | 1386 | CB 1250 | 388841.6602 | 287301.9588 | 9648.081 | 386232.4166 | 285399.8847 | 8508.9471 | 1609.7544 | 902.5849 | 139.6447 | 999.4892 | 60012.2624 | 44261.1036 | 1332.961 | 60008.5135 | 44258.6579 | 1331.9213 | 2.9666 | 1.6634 | 0.25735 | 0.78235 | 304539.6766 | 224664.2468 | 6855.2839 | 304317.5385 | 224499.8096 | 6753.0981 | 131.3465 | 73.6456 | 11.3942 | 90.7915 | 24289.7212 | 18376.6084 | 1459.8361 | 21906.3646 | 16641.4172 | 423.9277 | 1475.4413 | 827.2759 | 127.9932 | 907.9153 | 0.0084468 | 0.0064166 | 0.0001634 | 0.078795 | 0.044689 | 0.0078794 | 0.0014614 | 5000000 | no RA
CB 128 | 2754.9667 | 145.2564 | 0 | 2609.7103 | 5.273% | 0% | 94.73% | 76.0388 | 143.5136 | 8.5265 | 22.704 | 44.8083 | 16.566 | 40.0745 | 86.8731 | 128 | 0.010647 | 0.0068792 | 0.0038164 | 258745.4911 | 18.8126 | 2411.1365 | 325.0176 | 1766.8764 | 226453.0808 | 30525.5339 | 389424.3415 | 43667.4011 | 116276.1356 | 229480.8048 | 684271.3447 | 78986.4109 | 191074.8261 | 414210.1078 |  | 1387 | CB 128 | 2754.9667 | 2678.9279 | 2611.4532 | 145.2564 | 69.2176 | 1.7429 | 0 | 0 | 0 | 2609.7103 | 18.8126 | 10.2862 | 2.2467 | 16.7699 | 8.2434 | 0.20391 | 0 | 0 | 0 | 2.0428 | 325.0176 | 280.2093 | 238.1445 | 87.9569 | 43.1486 | 1.0838 | 0 | 0 | 0 | 237.0607 | 2411.1365 | 2388.4325 | 2371.062 | 40.5297 | 17.8256 | 0.45517 | 0 | 0 | 0 | 2370.6069 | 0.0069108 | 0.0031426 | 7.98e-05 | 0 | 0 | 0 | 0.0037366 | 5000000 | no RA
CB 1283 | 2420.2975 | 1860.8282 | 0 | 559.4693 | 76.88% | 0% | 23.12% | 1070.0258 | 1827.7252 | 164.38 | 68.0222 | 837.6237 | 274.297 | 154.7565 | 1398.6717 | 1283 | 0.002425 | 0.0017162 | 0.0008166 | 998060.8306 | 279.7858 | 665.2886 | 1475.2232 | 115375.5739 | 274345.7967 | 608339.46 | 786779.9125 | 120867.0292 | 50016.0756 | 615896.8077 | 725658.0265 | 108903.5692 | 61442.6786 | 555311.7787 |  | 1388 | CB 1283 | 2420.2975 | 1350.2717 | 592.5723 | 1860.8282 | 790.8024 | 33.1031 | 0 | 0 | 0 | 559.4693 | 279.7858 | 115.4058 | 5.4888 | 279.3478 | 114.9679 | 5.0509 | 0 | 0 | 0 | 0.43793 | 1475.2232 | 637.5995 | 76.5515 | 1424.4022 | 586.7785 | 25.7305 | 0 | 0 | 0 | 50.821 | 665.2886 | 597.2664 | 510.532 | 157.0782 | 89.0561 | 2.3217 | 0 | 0 | 0 | 508.2103 | 0.0016324 | 0.0009236 | 2.4e-05 | 0 | 0 | 0 | 0.0007926 | 5000000 | no RA
CB 1286 | 2391.3504 | 1273.1113 | 0 | 1118.2391 | 53.24% | 0% | 46.76% | 679.4103 | 1259.1777 | 55.0635 | 343.5375 | 280.8093 | 92.2779 | 696.4041 | 470.4956 | 1286 | 0.0043234 | 0.0028976 | 0.0016712 | 553118.0074 | 93.9313 | 1721.3585 | 576.0606 | 21726.2522 | 398149.256 | 133242.4992 | 590813.1069 | 47883.0122 | 298739.1759 | 244190.9188 | 677460.9504 | 49647.2406 | 374678.3317 | 253135.378 |  | 1389 | CB 1286 | 2391.3504 | 1711.9401 | 1132.1727 | 1273.1113 | 593.7009 | 13.9336 | 0 | 0 | 0 | 1118.2391 | 93.9313 | 38.8678 | 1.6533 | 93.056 | 37.9925 | 0.77804 | 0 | 0 | 0 | 0.8753 | 576.0606 | 295.2513 | 105.565 | 474.4821 | 193.6728 | 3.9865 | 0 | 0 | 0 | 101.5785 | 1721.3585 | 1377.8209 | 1024.9544 | 705.5732 | 362.0357 | 9.1691 | 0 | 0 | 0 | 1015.7853 | 0.0026846 | 0.0012588 | 3.24e-05 | 0 | 0 | 0 | 0.0016388 | 5000000 | no RA
CB 129 | 3100.8052 | 731.3122 | 0 | 2369.4929 | 23.58% | 0% | 76.42% | 399.6363 | 720.6024 | 40.1583 | 150.8188 | 208.6591 | 68.0247 | 298.9121 | 353.6657 | 129 | 0.009111 | 0.0060274 | 0.0035202 | 340336.4238 | 71.0057 | 2455.0994 | 574.7 | 7793.4038 | 269465.4176 | 63077.6024 | 448148.2711 | 45033.1526 | 169126.791 | 233988.3274 | 676155.5339 | 63828.9165 | 280475.0991 | 331851.5183 |  | 1390 | CB 129 | 3100.8052 | 2701.1689 | 2380.2027 | 731.3122 | 331.676 | 10.7098 | 0 | 0 | 0 | 2369.4929 | 71.0057 | 30.8474 | 2.981 | 69.151 | 28.9927 | 1.1263 | 0 | 0 | 0 | 1.8547 | 574.7 | 366.0409 | 221.0343 | 359.4602 | 150.8011 | 5.7945 | 0 | 0 | 0 | 215.2398 | 2455.0994 | 2304.2806 | 2156.1874 | 302.7011 | 151.8822 | 3.789 | 0 | 0 | 0 | 2152.3984 | 0.0056558 | 0.0025722 | 6.5e-05 | 0 | 0 | 0 | 0.0034552 | 5000000 | no RA
CB 1297 | 8205.1581 | 3264.7709 | 4629.3681 | 311.0191 | 39.79% | 56.42% | 3.791% | 3630.7423 | 7542.0695 | 2.1886 | 3400.8222 | 227.7315 | 4.5966 | 7059.1814 | 478.2915 | 1297 | 0.0061708 | 0.0036818 | 0.0009682 | 1329674.9395 | 5.1686 | 7659.2603 | 540.7292 | 837.5938 | 1241210.2652 | 87627.0805 | 1242440.06 | 748.9458 | 1163761.3908 | 77929.7234 | 684867.3957 | 417.4033 | 641018.1136 | 43431.8788 |  | 1391 | CB 1297 | 8205.1581 | 4574.4158 | 663.0886 | 3264.7709 | 1691.2005 | 43.2621 | 4629.3681 | 2572.1963 | 308.8074 | 311.0191 | 5.1686 | 2.98 | 0.57199 | 0 | 0 | 0 | 4.9252 | 2.7366 | 0.32854 | 0.24345 | 540.7292 | 312.9977 | 62.4377 | 0 | 0 | 0 | 512.4769 | 284.7454 | 34.1854 | 28.2523 | 7659.2603 | 4258.4381 | 600.0789 | 3264.7709 | 1691.2005 | 43.2621 | 4111.9661 | 2284.7144 | 274.2935 | 282.5233 | 0.0006544 | 0.000335 | 8.6e-06 | 0.005063 | 0.0028934 | 0.0005062 | 0.0004534 | 5000000 | no RA
CB 1299 | 20176.6044 | 17763.4165 | 0 | 2413.1879 | 88.04% | 0% | 11.96% | 6321.9847 | 17563.7899 | 1135.6056 | 111.4915 | 5074.8876 | 3113.2695 | 420.2361 | 14030.2842 | 1299 | 0.014997 | 0.010675 | 0.0036596 | 1345340.1499 | 3149.1987 | 2620.3928 | 14407.0129 | 209982.9751 | 174723.1392 | 960634.0355 | 1297832.3283 | 233127.0481 | 22887.9547 | 1041817.3255 | 713961.7688 | 126553.291 | 17082.4482 | 570326.0297 |  | 1392 | CB 1299 | 20176.6044 | 13854.6197 | 2612.8145 | 17763.4165 | 11441.4318 | 199.6266 | 0 | 0 | 0 | 2413.1879 | 3149.1987 | 2013.5931 | 35.9292 | 3147.3097 | 2011.7042 | 34.0402 | 0 | 0 | 0 | 1.8889 | 14407.0129 | 9332.1253 | 376.7287 | 14187.8039 | 9112.9163 | 157.5197 | 0 | 0 | 0 | 219.209 | 2620.3928 | 2508.9013 | 2200.1567 | 428.3029 | 316.8113 | 8.0667 | 0 | 0 | 0 | 2192.0899 | 0.011521 | 0.0071988 | 0.0001832 | 0 | 0 | 0 | 0.0034764 | 5000000 | no RA
CB 130 | 13903.0783 | 12081.9527 | 0 | 1821.1256 | 86.9% | 0% | 13.1% | 5641.1141 | 11919.0482 | 4.1577 | 5614.1964 | 22.76 | 8.8807 | 11861.8978 | 48.2697 | 130 | 0.0066204 | 0.0045588 | 0.0027286 | 2100035.9901 | 10.3726 | 13678.6398 | 214.0659 | 1566.7592 | 2066134.9523 | 32334.2786 | 1812311.1683 | 1335.7329 | 1803663.3639 | 7312.0714 | 727123.8123 | 541.7696 | 723637.3417 | 2944.7011 |  | 1393 | CB 130 | 13903.0783 | 8261.9642 | 1984.03 | 12081.9527 | 6440.8386 | 162.9044 | 0 | 0 | 0 | 1821.1256 | 10.3726 | 6.2149 | 1.4919 | 8.9471 | 4.7894 | 0.066369 | 0 | 0 | 0 | 1.4255 | 214.0659 | 191.3058 | 165.7962 | 48.6386 | 25.8786 | 0.36889 | 0 | 0 | 0 | 165.4273 | 13678.6398 | 8064.4434 | 1816.742 | 12024.367 | 6410.1706 | 162.4692 | 0 | 0 | 0 | 1654.2728 | 0.0039392 | 0.0018776 | 4.74e-05 | 0 | 0 | 0 | 0.0026812 | 5000000 | no RA
CB 131 | 3513.2178 | 2176.4212 | 0 | 1336.7966 | 61.95% | 0% | 38.05% | 1183.5536 | 2153.5547 | 132.2331 | 377.6519 | 673.6686 | 238.128 | 702.3877 | 1213.039 | 131 | 0.0054554 | 0.0035232 | 0.0019784 | 643989.0318 | 241.5293 | 1925.2417 | 1346.4467 | 44273.4369 | 352905.6932 | 246809.9017 | 661235.2912 | 73876.8595 | 210988.9652 | 376369.4665 | 687253.8494 | 75992.6778 | 224149.7103 | 387111.4614 |  | 1394 | CB 131 | 3513.2178 | 2329.6642 | 1359.663 | 2176.4212 | 992.8676 | 22.8664 | 0 | 0 | 0 | 1336.7966 | 241.5293 | 109.2962 | 3.4013 | 240.4829 | 108.2498 | 2.3549 | 0 | 0 | 0 | 1.0464 | 1346.4467 | 672.7782 | 133.4077 | 1225.0149 | 551.3463 | 11.9759 | 0 | 0 | 0 | 121.4318 | 1925.2417 | 1547.5898 | 1222.854 | 710.9234 | 333.2715 | 8.5356 | 0 | 0 | 0 | 1214.3184 | 0.0035178 | 0.0015856 | 4.08e-05 | 0 | 0 | 0 | 0.0019376 | 5000000 | no RA
CB 133 | 8504.9775 | 4235.1775 | 0 | 4269.8 | 49.8% | 0% | 50.2% | 1589.0795 | 4168.9081 | 15.9761 | 1530.8281 | 42.2753 | 29.321 | 4061.8287 | 77.7584 | 133 | 0.017124 | 0.011474 | 0.0062064 | 496670.0257 | 32.8648 | 8005.963 | 466.1498 | 1919.2225 | 467528.7891 | 27222.0141 | 602724.1509 | 6059.6092 | 580629.8932 | 16034.6485 | 698644.8485 | 4913.7472 | 680699.9894 | 13031.1119 |  | 1395 | CB 133 | 8504.9775 | 6915.898 | 4336.0694 | 4235.1775 | 2646.098 | 66.2694 | 0 | 0 | 0 | 4269.8 | 32.8648 | 16.8886 | 3.5438 | 29.5226 | 13.5464 | 0.20158 | 0 | 0 | 0 | 3.3422 | 466.1498 | 423.8745 | 388.3914 | 78.29 | 36.0147 | 0.53157 | 0 | 0 | 0 | 387.8598 | 8005.963 | 6475.1349 | 3944.1342 | 4127.365 | 2596.5369 | 65.5363 | 0 | 0 | 0 | 3878.598 | 0.011054 | 0.0054042 | 0.0001362 | 0 | 0 | 0 | 0.0060702 | 5000000 | no RA
CB 135 | 549.1935 | 10.9624 | 0 | 538.2311 | 1.996% | 0% | 98% | 4.6188 | 10.8035 | 0 | 4.6188 | 0 | 0 | 10.8035 | 0 | 135 | 0.0020306 | 0.0014454 | 0.000798 | 270458.7074 | 0.4213 | 499.8804 | 48.8918 | 207.4764 | 246173.7171 | 24077.5138 | 376763.9456 | 0 | 376763.9456 | 0 | 674674.0832 | 0 | 674674.0832 | 0 |  | 1396 | CB 135 | 549.1935 | 544.5746 | 538.3899 | 10.9624 | 6.3435 | 0.15882 | 0 | 0 | 0 | 538.2311 | 0.4213 | 0.4213 | 0.4213 | 0 | 0 | 0 | 0 | 0 | 0 | 0.4213 | 48.8918 | 48.8918 | 48.8918 | 0 | 0 | 0 | 0 | 0 | 0 | 48.8918 | 499.8804 | 495.2615 | 489.0768 | 10.9624 | 6.3435 | 0.15882 | 0 | 0 | 0 | 488.918 | 0.0012492 | 0.000664 | 1.66e-05 | 0 | 0 | 0 | 0.0007814 | 5000000 | no RA
CB 136 | 11701.0365 | 8247.8396 | 0 | 3453.1969 | 70.49% | 0% | 29.51% | 4444.8944 | 8152.3353 | 220.6664 | 3101.5614 | 1122.6666 | 416.9149 | 5615.3291 | 2120.0913 | 136 | 0.012814 | 0.0084654 | 0.0050816 | 913173.2312 | 424.5509 | 8817.5427 | 2458.943 | 33132.8322 | 688139.3739 | 191901.0251 | 857152.8906 | 42553.2902 | 598104.7215 | 216494.879 | 698343.28 | 35713.6611 | 481018.8983 | 181610.7206 |  | 1397 | CB 136 | 11701.0365 | 7256.1421 | 3548.7012 | 8247.8396 | 3802.9451 | 95.5043 | 0 | 0 | 0 | 3453.1969 | 424.5509 | 203.8844 | 7.6359 | 421.8479 | 201.1814 | 4.9329 | 0 | 0 | 0 | 2.703 | 2458.943 | 1336.2764 | 338.8517 | 2145.2617 | 1022.5952 | 25.1704 | 0 | 0 | 0 | 313.6813 | 8817.5427 | 5715.9812 | 3202.2136 | 5680.73 | 2579.1686 | 65.4009 | 0 | 0 | 0 | 3136.8127 | 0.0078198 | 0.0034716 | 8.78e-05 | 0 | 0 | 0 | 0.0049938 | 5000000 | no RA
CB 137 | 690.0496 | 154.7158 | 0 | 535.3339 | 22.42% | 0% | 77.58% | 87.727 | 152.9658 | 0 | 87.727 | 0 | 0 | 152.9658 | 0 | 137 | 0.0024496 | 0.0014862 | 0.0007692 | 281698.8972 | 0.41903 | 641.002 | 48.6286 | 171.0622 | 261676.1774 | 19851.6577 | 405276.9629 | 0 | 405276.9629 | 0 | 698236.8626 | 0 | 698236.8626 | 0 |  | 1398 | CB 137 | 690.0496 | 602.3226 | 537.0838 | 154.7158 | 66.9888 | 1.7499 | 0 | 0 | 0 | 535.3339 | 0.41903 | 0.41903 | 0.41903 | 0 | 0 | 0 | 0 | 0 | 0 | 0.41903 | 48.6286 | 48.6286 | 48.6286 | 0 | 0 | 0 | 0 | 0 | 0 | 48.6286 | 641.002 | 553.275 | 488.0361 | 154.7158 | 66.9888 | 1.7499 | 0 | 0 | 0 | 486.2862 | 0.0016992 | 0.0007358 | 1.88e-05 | 0 | 0 | 0 | 0.0007504 | 5000000 | no RA
CB 138 | 702.3239 | 298.2667 | 0 | 404.0572 | 42.47% | 0% | 57.53% | 168.2882 | 295.2776 | 0 | 168.2882 | 0 | 0 | 295.2776 | 0 | 138 | 0.0010424 | 0.0008248 | 0.0005938 | 673756.5865 | 0.31628 | 665.3039 | 36.7037 | 303.4121 | 638242.3911 | 35210.7834 | 647472.9034 | 0 | 647472.9034 | 0 | 685493.9595 | 0 | 685493.9595 | 0 |  | 1399 | CB 138 | 702.3239 | 534.0357 | 407.0463 | 298.2667 | 129.9784 | 2.9891 | 0 | 0 | 0 | 404.0572 | 0.31628 | 0.31628 | 0.31628 | 0 | 0 | 0 | 0 | 0 | 0 | 0.31628 | 36.7037 | 36.7037 | 36.7037 | 0 | 0 | 0 | 0 | 0 | 0 | 36.7037 | 665.3039 | 497.0157 | 370.0263 | 298.2667 | 129.9784 | 2.9891 | 0 | 0 | 0 | 367.0372 | 0.0004544 | 0.0002368 | 5.8e-06 | 0 | 0 | 0 | 0.000588 | 5000000 | no RA
CB 140 | 73095.3386 | 12463.5124 | 58150.5841 | 2481.2421 | 17.05% | 79.55% | 3.395% | 31753.3592 | 66559.9286 | 28.5614 | 29558.713 | 2166.0848 | 59.738 | 61969.6902 | 4530.5003 | 140 | 0.014532 | 0.0092002 | 0.0041358 | 5030095.6974 | 65.9565 | 67949.1784 | 5080.2037 | 4538.8346 | 4675959.8649 | 349596.9979 | 4493595.729 | 4041.89 | 4183019.0501 | 306534.7888 | 1580204.5652 | 1418.2453 | 1471227.3506 | 107558.9694 |  | 1400 | CB 140 | 73095.3386 | 41341.9794 | 6535.41 | 12463.5124 | 6655.3541 | 169.5772 | 58150.5841 | 32205.3832 | 3884.5907 | 2481.2421 | 65.9565 | 37.3951 | 6.2185 | 0 | 0 | 0 | 64.0143 | 35.4529 | 4.2763 | 1.9422 | 5080.2037 | 2914.119 | 549.7034 | 0 | 0 | 0 | 4854.8128 | 2688.7281 | 324.3125 | 225.3909 | 67949.1784 | 38390.4654 | 5979.4881 | 12463.5124 | 6655.3541 | 169.5772 | 53231.757 | 29481.2023 | 3556.002 | 2253.909 | 0.0059528 | 0.002779 | 7.04e-05 | 0.0050148 | 0.0028572 | 0.0005014 | 0.003564 | 5000000 | no RA
CB 1406 | 700.038 | 634.5915 | 0 | 65.4465 | 90.65% | 0% | 9.349% | 360.1374 | 627.8975 | 0 | 360.1374 | 0 | 0 | 627.8975 | 0 | 1406 | 0.0001864 | 0.0001326 | 9.26e-05 | 3755568.9034 | 0.051228 | 694.0418 | 5.945 | 274.8307 | 3723400.1439 | 31893.9289 | 2563353.4799 | 0 | 2563353.4799 | 0 | 779055.5447 | 0 | 779055.5447 | 0 |  | 1401 | CB 1406 | 700.038 | 339.9007 | 72.1405 | 634.5915 | 274.4541 | 6.694 | 0 | 0 | 0 | 65.4465 | 0.051228 | 0.051228 | 0.051228 | 0 | 0 | 0 | 0 | 0 | 0 | 0.051228 | 5.945 | 5.945 | 5.945 | 0 | 0 | 0 | 0 | 0 | 0 | 5.945 | 694.0418 | 333.9044 | 66.1443 | 634.5915 | 274.4541 | 6.694 | 0 | 0 | 0 | 59.4503 | 9.48e-05 | 4.1e-05 | 1e-06 | 0 | 0 | 0 | 9.16e-05 | 5000000 | no RA
CB 141 | 4508.2612 | 3960.8693 | 52.6493 | 494.7425 | 87.86% | 1.168% | 10.97% | 1538.8129 | 3949.9748 | 152.7874 | 601.7654 | 784.2601 | 404.4551 | 1470.8153 | 2074.7044 | 141 | 0.0076852 | 0.0047216 | 0.0012276 | 586615.988 | 411.0687 | 1945.1137 | 2152.0788 | 53488.3527 | 253098.6447 | 280028.9906 | 628907.2146 | 62443.6492 | 245939.3407 | 320524.2247 | 454778.771 | 46566.7802 | 169341.7291 | 238870.2618 |  | 1402 | CB 141 | 4508.2612 | 2969.4483 | 558.2864 | 3960.8693 | 2445.5127 | 60.0309 | 52.6493 | 29.1931 | 3.513 | 494.7425 | 411.0687 | 258.2813 | 6.6136 | 409.9749 | 257.5023 | 6.1792 | 0.7065 | 0.39174 | 0.047141 | 0.38726 | 2152.0788 | 1367.8187 | 77.3744 | 2096.1892 | 1316.8068 | 31.7025 | 10.9482 | 6.0706 | 0.73052 | 44.9414 | 1945.1137 | 1343.3483 | 474.2984 | 1454.7053 | 871.2037 | 22.1492 | 40.9946 | 22.7307 | 2.7354 | 449.4139 | 0.001944 | 0.001149 | 2.92e-05 | 0.0050476 | 0.002879 | 0.0005048 | 0.0006936 | 5000000 | no RA
CB 1418 | 28445.4643 | 24070.0943 | 0 | 4375.37 | 84.62% | 0% | 15.38% | 9942.472 | 23743.4375 | 638.9799 | 6075.3459 | 3228.1462 | 1336.9919 | 15653.8866 | 6752.559 | 1418 | 0.021901 | 0.014006 | 0.006502 | 1298796.6196 | 1353.0121 | 19878.9628 | 7213.4893 | 61777.4268 | 907657.1739 | 329362.0189 | 1321057.2641 | 84901.3284 | 807231.8259 | 428924.1097 | 723166.2221 | 40721.4575 | 476778.5637 | 205666.2009 |  | 1403 | CB 1418 | 28445.4643 | 18502.9923 | 4702.0268 | 24070.0943 | 14127.6222 | 326.6567 | 0 | 0 | 0 | 4375.37 | 1353.0121 | 714.0322 | 16.0202 | 1349.5873 | 710.6074 | 12.5954 | 0 | 0 | 0 | 3.4248 | 7213.4893 | 3985.3431 | 460.9303 | 6816.0398 | 3587.8936 | 63.4807 | 0 | 0 | 0 | 397.4496 | 19878.9628 | 13803.6169 | 4225.0762 | 15904.4672 | 9829.1213 | 250.5806 | 0 | 0 | 0 | 3974.4956 | 0.015596 | 0.0077004 | 0.0001962 | 0 | 0 | 0 | 0.0063058 | 5000000 | no RA
CB 142 | 80827.4179 | 35211.9695 | 38266.7893 | 7348.6591 | 43.56% | 47.34% | 9.092% | 28376.649 | 70325.3554 | 1196.6979 | 22189.7859 | 4990.1652 | 3250.464 | 54373.7019 | 12701.1894 | 142 | 0.039142 | 0.024821 | 0.011294 | 2064958.15 | 3310.7375 | 63778.2736 | 13738.4068 | 84581.8722 | 1629390.9833 | 350985.2945 | 2113178.0168 | 89116.7802 | 1652449.0888 | 371612.1478 | 929896.2721 | 42980.1505 | 718971.1659 | 167944.9558 |  | 1404 | CB 142 | 80827.4179 | 52450.7689 | 10502.0625 | 35211.9695 | 23944.0295 | 601.8771 | 38266.7893 | 21158.0804 | 2551.5263 | 7348.6591 | 3310.7375 | 2114.0396 | 60.2735 | 3249.6462 | 2077.6899 | 50.8314 | 55.3391 | 30.5975 | 3.6899 | 5.7522 | 13738.4068 | 8748.2416 | 1037.2174 | 9840.7573 | 6294.7439 | 154.3052 | 3230.1125 | 1785.9607 | 215.3752 | 667.537 | 63778.2736 | 41588.4877 | 9404.5717 | 22121.5661 | 15571.5957 | 396.7405 | 34981.3377 | 19341.5222 | 2332.4613 | 6675.3699 | 0.023628 | 0.011468 | 0.0002918 | 0.0050142 | 0.0028524 | 0.0005014 | 0.010501 | 5000000 | no RA
CB 143 | 109231.4175 | 44625.9903 | 62793.029 | 1812.3982 | 40.85% | 57.49% | 1.659% | 46054.3602 | 102589.423 | 1845.0691 | 36672.3419 | 7536.9491 | 4741.6085 | 79826.6419 | 18021.1726 | 143 | 0.016042 | 0.010202 | 0.003224 | 6808919.958 | 4812.2783 | 85644.9753 | 18774.164 | 299972.4642 | 5338663.4951 | 1170283.9988 | 6192493.5123 | 248088.9666 | 4930982.397 | 1013422.1487 | 2060171.9977 | 95219.652 | 1603056.2157 | 361896.13 |  | 1405 | CB 143 | 109231.4175 | 63177.0573 | 6641.9945 | 44625.9903 | 26728.0306 | 639.5255 | 62793.029 | 34636.6284 | 4190.0707 | 1812.3982 | 4812.2783 | 2967.2091 | 70.6697 | 4724.7504 | 2918.2926 | 63.5051 | 86.1092 | 47.4978 | 5.7459 | 1.4187 | 18774.164 | 11237.2149 | 752.9914 | 12254.2956 | 7567.034 | 164.2831 | 6355.2339 | 3505.5464 | 424.0738 | 164.6345 | 85644.9753 | 48972.6333 | 5818.3334 | 27646.9443 | 16242.704 | 411.7373 | 56351.6859 | 31083.5842 | 3760.251 | 1646.3451 | 0.00846 | 0.0047722 | 0.0001212 | 0.0049774 | 0.002825 | 0.0004978 | 0.002605 | 5000000 | no RA
CB 1434 | 5837.2922 | 4316.3041 | 0 | 1520.9882 | 73.94% | 0% | 26.06% | 2412.6931 | 4269.0335 | 2.7028 | 2396.2882 | 13.7022 | 6.4806 | 4229.687 | 32.8659 | 1434 | 0.0060046 | 0.0039654 | 0.0021996 | 972136.7358 | 7.6784 | 5658.5478 | 171.0661 | 1278.7482 | 942368.8159 | 28489.1717 | 863620.0959 | 967.4478 | 857747.9751 | 4904.6731 | 712974.5023 | 1082.3328 | 706403.217 | 5488.9525 |  | 1406 | CB 1434 | 5837.2922 | 3424.5991 | 1568.2587 | 4316.3041 | 1903.611 | 47.2706 | 0 | 0 | 0 | 1520.9882 | 7.6784 | 4.9756 | 1.1978 | 6.4878 | 3.7851 | 0.0071967 | 0 | 0 | 0 | 1.1906 | 171.0661 | 157.3639 | 138.2002 | 32.9027 | 19.2005 | 0.036799 | 0 | 0 | 0 | 138.1634 | 5658.5478 | 3262.2596 | 1428.8607 | 4276.9136 | 1880.6254 | 47.2266 | 0 | 0 | 0 | 1381.6342 | 0.0038506 | 0.0018114 | 4.56e-05 | 0 | 0 | 0 | 0.002154 | 5000000 | no RA
CB 1436 | 5274.249 | 4900.1737 | 0 | 374.0753 | 92.91% | 0% | 7.092% | 2776.7926 | 4846.0448 | 12.7741 | 2697.9129 | 66.1057 | 22.9143 | 4704.8967 | 118.2339 | 1436 | 0.0017518 | 0.001063 | 0.0005506 | 3010759.778 | 23.6001 | 5096.4025 | 154.2464 | 13471.9044 | 2909237.6254 | 88050.2483 | 2349441.5191 | 10808.1714 | 2282701.4114 | 55931.9363 | 777704.5633 | 3677.3329 | 755052.774 | 18974.4563 |  | 1407 | CB 1436 | 5274.249 | 2497.4563 | 428.2041 | 4900.1737 | 2123.381 | 54.1288 | 0 | 0 | 0 | 374.0753 | 23.6001 | 10.826 | 0.68583 | 23.3073 | 10.5332 | 0.39302 | 0 | 0 | 0 | 0.29281 | 154.2464 | 88.1408 | 36.0125 | 120.2662 | 54.1605 | 2.0323 | 0 | 0 | 0 | 33.9802 | 5096.4025 | 2398.4896 | 391.5058 | 4756.6002 | 2058.6874 | 51.7035 | 0 | 0 | 0 | 339.8023 | 0.0012144 | 0.0005256 | 1.32e-05 | 0 | 0 | 0 | 0.0005374 | 5000000 | no RA
CB 1438 | 19062.7279 | 10310.1365 | 0 | 8752.5915 | 54.09% | 0% | 45.91% | 5688.1557 | 10234.9237 | 552.024 | 3178.7885 | 1957.3432 | 987.4882 | 5746.2955 | 3501.14 | 1438 | 0.042229 | 0.025855 | 0.012923 | 451417.474 | 996.2025 | 13763.7368 | 4302.7887 | 23590.7054 | 325934.006 | 101892.7626 | 517283.5175 | 50201.3161 | 289080.4982 | 178001.7033 | 683118.5374 | 65908.7976 | 383530.0672 | 233679.6725 |  | 1408 | CB 1438 | 19062.7279 | 13374.5723 | 8827.8042 | 10310.1365 | 4621.9808 | 75.2128 | 0 | 0 | 0 | 8752.5915 | 996.2025 | 444.1785 | 8.7142 | 989.3513 | 437.3274 | 1.8631 | 0 | 0 | 0 | 6.8511 | 4302.7887 | 2345.4455 | 801.6487 | 3507.7214 | 1550.3782 | 6.5814 | 0 | 0 | 0 | 795.0673 | 13763.7368 | 10584.9483 | 8017.4413 | 5813.0637 | 2634.2753 | 66.7682 | 0 | 0 | 0 | 7950.6731 | 0.029643 | 0.013269 | 0.0003368 | 0 | 0 | 0 | 0.012586 | 5000000 | no RA
CB 144 | 92567.6952 | 59245.8395 | 30092.7135 | 3229.1422 | 64% | 32.51% | 3.488% | 28816.6348 | 86319.1407 | 645.5565 | 23713.4147 | 4457.6637 | 2338.707 | 69656.8747 | 14323.559 | 144 | 0.021258 | 0.015161 | 0.0053894 | 4354528.4631 | 2372.0701 | 75245.3503 | 14950.2747 | 111585.8712 | 3539658.3991 | 703284.1928 | 4204937.6928 | 94199.9221 | 3460273.2686 | 650464.5021 | 1159415.6072 | 31412.8874 | 935612.5074 | 192390.2124 |  | 1409 | CB 144 | 92567.6952 | 63751.0604 | 6248.5545 | 59245.8395 | 43876.193 | 1012.2672 | 30092.7135 | 16645.7252 | 2007.1451 | 3229.1422 | 2372.0701 | 1726.5137 | 33.3631 | 2306.2531 | 1688.9776 | 26.6142 | 63.2894 | 35.0084 | 4.2213 | 2.5276 | 14950.2747 | 10492.611 | 626.7158 | 11678.3886 | 8551.6992 | 134.7212 | 2978.5576 | 1647.5832 | 198.6659 | 293.3286 | 75245.3503 | 51531.9357 | 5588.4756 | 45261.1978 | 33635.5162 | 850.9318 | 27050.8665 | 14963.1335 | 1804.2578 | 2933.286 | 0.011567 | 0.0076224 | 0.0001932 | 0.0049936 | 0.0028418 | 0.0004994 | 0.0046968 | 5000000 | no RA
CB 1446 | 1220.8182 | 867.4891 | 0 | 353.3291 | 71.06% | 0% | 28.94% | 270.8203 | 862.2996 | 38.7402 | 27.329 | 204.7512 | 127.3746 | 64.4934 | 670.4316 | 1446 | 0.0015656 | 0.001185 | 0.0005134 | 779776.5901 | 128.3312 | 386.4263 | 706.0607 | 81969.3644 | 246823.1538 | 450984.0718 | 801685.9937 | 114679.179 | 80899.6858 | 606107.1289 | 698322.2391 | 103152.6667 | 52229.1874 | 542940.3849 |  | 1410 | CB 1446 | 1220.8182 | 949.9979 | 358.5186 | 867.4891 | 596.6688 | 5.1895 | 0 | 0 | 0 | 353.3291 | 128.3312 | 89.5911 | 0.95666 | 128.0547 | 89.3145 | 0.68009 | 0 | 0 | 0 | 0.27657 | 706.0607 | 501.3095 | 35.6291 | 673.965 | 469.2138 | 3.5334 | 0 | 0 | 0 | 32.0957 | 386.4263 | 359.0973 | 321.9329 | 65.4695 | 38.1405 | 0.97604 | 0 | 0 | 0 | 320.9568 | 0.0010696 | 0.000689 | 1.74e-05 | 0 | 0 | 0 | 0.000496 | 5000000 | no RA
CB 1448 | 2955.2843 | 2495.3974 | 0 | 459.8869 | 84.44% | 0% | 15.56% | 1098.5722 | 2448.4725 | 111.5075 | 403.7843 | 583.2804 | 205.9872 | 1160.8798 | 1081.6055 | 1448 | 0.002261 | 0.0015288 | 0.000698 | 1307069.5706 | 210.7476 | 1598.1181 | 1146.4187 | 93209.8871 | 706819.1306 | 507040.553 | 1214489.8704 | 123273.3819 | 446390.2709 | 644826.2177 | 726091.3976 | 61085.2421 | 344257.4376 | 320748.718 |  | 1411 | CB 1448 | 2955.2843 | 1856.7121 | 506.8118 | 2495.3974 | 1396.8252 | 46.9249 | 0 | 0 | 0 | 459.8869 | 210.7476 | 99.2401 | 4.7604 | 210.3876 | 98.8801 | 4.4004 | 0 | 0 | 0 | 0.35998 | 1146.4187 | 563.1383 | 64.8132 | 1104.6435 | 521.3631 | 23.0381 | 0 | 0 | 0 | 41.7752 | 1598.1181 | 1194.3338 | 437.2382 | 1180.3663 | 776.582 | 19.4864 | 0 | 0 | 0 | 417.7518 | 0.0015846 | 0.0008524 | 2.16e-05 | 0 | 0 | 0 | 0.0006764 | 5000000 | no RA
CB 145 | 38071.7846 | 20618.9889 | 16447.4004 | 1005.3953 | 54.16% | 43.2% | 2.641% | 17616.4161 | 35793.6619 | 698.8158 | 13598.7063 | 3318.894 | 1537.8547 | 27076.8574 | 7178.9497 | 145 | 0.0096286 | 0.0058198 | 0.001996 | 3954031.1732 | 1541.8724 | 29086.8368 | 7443.0754 | 160134.6456 | 3020879.1264 | 773017.4013 | 3514788.8944 | 139426.2032 | 2713184.2024 | 662178.4887 | 1141344.0296 | 49037.2089 | 863393.3485 | 228913.4723 |  | 1412 | CB 145 | 38071.7846 | 20455.3684 | 2278.1227 | 20618.9889 | 10357.8393 | 174.9624 | 16447.4004 | 9092.1338 | 1097.765 | 1005.3953 | 1541.8724 | 843.0566 | 4.0178 | 1492.6799 | 815.5111 | 0 | 48.4056 | 26.7586 | 3.2308 | 0.78698 | 7443.0754 | 4124.1813 | 264.1256 | 4762.7861 | 2601.6738 | 0 | 2588.9612 | 1431.1795 | 172.7976 | 91.328 | 29086.8368 | 15488.1304 | 2009.9793 | 14363.5228 | 6940.6544 | 174.9624 | 13810.0336 | 7634.1957 | 921.7366 | 913.2803 | 0.00317 | 0.001518 | 3.84e-05 | 0.0050012 | 0.0028444 | 0.0005002 | 0.0014574 | 5000000 | no RA
CB 146 | 1675.6881 | 1475.2609 | 52.0548 | 148.3725 | 88.04% | 3.106% | 8.854% | 842.7617 | 1513.0827 | 53.6076 | 595.3573 | 193.7968 | 101.6952 | 1043.5709 | 367.8165 | 146 | 0.0054076 | 0.0031368 | 0.0007104 | 309876.4891 | 101.858 | 1191.8139 | 382.0162 | 18836.075 | 220396.0932 | 70644.3208 | 265533.8001 | 16890.4531 | 187582.6761 | 61060.671 | 228892.7501 | 15384.0256 | 157866.9941 | 55641.7304 |  | 1413 | CB 146 | 1675.6881 | 832.9264 | 162.6054 | 1475.2609 | 655.7858 | 10.7617 | 52.0548 | 28.7682 | 3.4713 | 148.3725 | 101.858 | 48.2504 | 0.16272 | 101.0433 | 47.7482 | 0 | 0.69852 | 0.38604 | 0.046581 | 0.11614 | 382.0162 | 188.2195 | 14.1997 | 357.7138 | 168.7594 | 0 | 10.8246 | 5.9822 | 0.72184 | 13.4778 | 1191.8139 | 596.4566 | 148.243 | 1016.5038 | 439.2782 | 10.7617 | 40.5317 | 22.3999 | 2.7029 | 134.7785 | 0.0002078 | 8.98e-05 | 2.2e-06 | 0.0049906 | 0.0028378 | 0.000499 | 0.0002092 | 5000000 | no RA
CB 147 | 52431.6568 | 4786.5553 | 47096.7712 | 548.3303 | 9.129% | 89.83% | 1.046% | 23666.4236 | 48661.0551 | 195.0756 | 20829.9725 | 2641.3755 | 356.7102 | 43039.6574 | 5264.6875 | 147 | 0.0071956 | 0.0042338 | 0.001285 | 7286627.4964 | 369.1082 | 46441.0713 | 5621.4772 | 51296.3823 | 6454092.9643 | 781238.1498 | 6794188.0072 | 56002.5691 | 5979895.8893 | 758289.5488 | 2934320.4125 | 21510.0535 | 2595343.3402 | 317467.0188 |  | 1414 | CB 147 | 52431.6568 | 28765.2332 | 3770.6017 | 4786.5553 | 2114.9101 | 81.8536 | 47096.7712 | 26101.9928 | 3140.4178 | 548.3303 | 369.1082 | 174.0326 | 12.3981 | 311.543 | 141.9374 | 8.159 | 57.1361 | 31.666 | 3.8098 | 0.42921 | 5621.4772 | 2980.1017 | 356.7897 | 1594.7053 | 726.1786 | 41.7962 | 3976.9627 | 2204.114 | 265.1843 | 49.8092 | 46441.0713 | 25611.0988 | 3401.4139 | 2880.307 | 1246.7941 | 31.8984 | 43062.6724 | 23866.2128 | 2871.4236 | 498.0919 | 0.0014628 | 0.0006332 | 1.62e-05 | 0.00496 | 0.0028278 | 0.000496 | 0.0007728 | 5000000 | no RA
CB 1479 | 5249.4489 | 1117.5283 | 0 | 4131.9206 | 21.29% | 0% | 78.71% | 632.2124 | 1105.2622 | 0.69368 | 627.9968 | 3.5219 | 1.5577 | 1095.8035 | 7.901 | 1479 | 0.016809 | 0.010873 | 0.0061174 | 312296.1766 | 4.792 | 4861.4208 | 383.2362 | 285.0792 | 289211.9066 | 22799.1908 | 424643.7582 | 465.9308 | 421812.2178 | 2365.6097 | 677442.4949 | 954.7425 | 671645.0097 | 4842.7426 |  | 1415 | CB 1479 | 5249.4489 | 4617.2365 | 4144.1867 | 1117.5283 | 485.3159 | 12.2661 | 0 | 0 | 0 | 4131.9206 | 4.792 | 4.0983 | 3.2343 | 1.5577 | 0.864 | 0 | 0 | 0 | 0 | 3.2343 | 383.2362 | 379.7142 | 375.3351 | 7.901 | 4.3791 | 0 | 0 | 0 | 0 | 375.3351 | 4861.4208 | 4233.424 | 3765.6173 | 1108.0696 | 480.0728 | 12.2661 | 0 | 0 | 0 | 3753.3512 | 0.010816 | 0.00488 | 0.0001242 | 0 | 0 | 0 | 0.0059932 | 5000000 | no RA
CB 1482 | 343.6294 | 280.6959 | 0 | 62.9336 | 81.69% | 0% | 18.31% | 158.909 | 277.4404 | 0 | 158.909 | 0 | 0 | 277.4404 | 0 | 1482 | 0.0001796 | 0.0001308 | 9.44e-05 | 1913304.2645 | 0.049261 | 337.8634 | 5.7168 | 274.2841 | 1881199.4819 | 31830.4986 | 1412235.5926 | 0 | 1412235.5926 | 0 | 701155.6422 | 0 | 701155.6422 | 0 |  | 1416 | CB 1482 | 343.6294 | 184.7204 | 66.1891 | 280.6959 | 121.7868 | 3.2555 | 0 | 0 | 0 | 62.9336 | 0.049261 | 0.049261 | 0.049261 | 0 | 0 | 0 | 0 | 0 | 0 | 0.049261 | 5.7168 | 5.7168 | 5.7168 | 0 | 0 | 0 | 0 | 0 | 0 | 5.7168 | 337.8634 | 178.9544 | 60.4231 | 280.6959 | 121.7868 | 3.2555 | 0 | 0 | 0 | 57.1676 | 8.62e-05 | 3.74e-05 | 1e-06 | 0 | 0 | 0 | 9.34e-05 | 5000000 | no RA
CB 149 | 7385.5658 | 6861.2419 | 0 | 524.3239 | 92.9% | 0% | 7.099% | 1603.2948 | 6663.8506 | 337.9223 | 0.17218 | 1265.2003 | 1404.5044 | 0.46889 | 5258.8773 | 149 | 0.0036132 | 0.0028942 | 0.0008092 | 2044051.1985 | 1446.4544 | 476.7614 | 5462.35 | 400325.0174 | 131949.9083 | 1511776.2729 | 1997882.3194 | 421088.4859 | 214.5527 | 1576579.2808 | 891887.341 | 187978.3613 | 62.7557 | 703846.224 |  | 1417 | CB 149 | 7385.5658 | 5782.271 | 721.7152 | 6861.2419 | 5257.9472 | 197.3914 | 0 | 0 | 0 | 524.3239 | 1446.4544 | 1108.5321 | 41.9499 | 1446.0439 | 1108.1216 | 41.5395 | 0 | 0 | 0 | 0.41042 | 5462.35 | 4197.1497 | 203.4728 | 5414.7215 | 4149.5212 | 155.8443 | 0 | 0 | 0 | 47.6285 | 476.7614 | 476.5892 | 476.2925 | 0.47647 | 0.30429 | 0.0075802 | 0 | 0 | 0 | 476.2849 | 0.0028586 | 0.0021396 | 5.46e-05 | 0 | 0 | 0 | 0.0007546 | 5000000 | no RA
CB 151 | 3015.3335 | 816.1813 | 0 | 2199.1522 | 27.07% | 0% | 72.93% | 383.0428 | 779.7057 | 39.2231 | 144.3912 | 199.4285 | 85.3315 | 259.7349 | 434.6393 | 151 | 0.0086214 | 0.005584 | 0.0032464 | 349749.8722 | 92.5652 | 2260.4129 | 662.3554 | 10736.6767 | 262186.2969 | 76826.8987 | 471398.7677 | 48270.6964 | 177697.734 | 245430.3372 | 688648.3016 | 75366.1448 | 229401.9402 | 383880.2167 |  | 1418 | CB 151 | 3015.3335 | 2632.2907 | 2235.6278 | 816.1813 | 433.1385 | 36.4756 | 0 | 0 | 0 | 2199.1522 | 92.5652 | 53.342 | 7.2337 | 90.8438 | 51.6206 | 5.5123 | 0 | 0 | 0 | 1.7214 | 662.3554 | 462.927 | 227.7162 | 462.589 | 263.1605 | 27.9497 | 0 | 0 | 0 | 199.7664 | 2260.4129 | 2116.0217 | 2000.678 | 262.7486 | 118.3573 | 3.0137 | 0 | 0 | 0 | 1997.6644 | 0.0054368 | 0.0023994 | 6.18e-05 | 0 | 0 | 0 | 0.0031846 | 5000000 | no RA
CB 1525 | 193889.2057 | 30179.8118 | 160196.0081 | 3513.3859 | 15.57% | 82.62% | 1.812% | 86525.4742 | 178043.1533 | 2839.5786 | 67348.6768 | 16337.2188 | 5733.3821 | 138941.4341 | 33368.337 | 1525 | 0.050512 | 0.029425 | 0.0082586 | 3838493.2967 | 5821.5939 | 153112.0146 | 34955.5972 | 115252.1569 | 3031212.798 | 692028.3418 | 3648700.1448 | 119742.4327 | 2840032.1299 | 688925.5823 | 1918733.4965 | 61787.4493 | 1497342.5196 | 359603.5276 |  | 1419 | CB 1525 | 193889.2057 | 107363.7315 | 15846.0525 | 30179.8118 | 15235.7637 | 350.0161 | 160196.0081 | 88614.582 | 11982.6505 | 3513.3859 | 5821.5939 | 2982.0153 | 88.2118 | 5535.9809 | 2822.7958 | 64.3036 | 282.8629 | 156.4694 | 21.1581 | 2.7501 | 34955.5972 | 18618.3784 | 1587.2602 | 20928.8489 | 10716.6861 | 242.784 | 13707.5995 | 7582.5435 | 1025.3275 | 319.1487 | 153112.0146 | 85763.3378 | 14170.5805 | 3714.9819 | 1696.2817 | 42.9286 | 146205.5457 | 80875.5691 | 10936.1648 | 3191.487 | 0.015611 | 0.0074746 | 0.00019 | 0.029814 | 0.016863 | 0.0029814 | 0.0050872 | 5000000 | no RA
CB 153 | 49314.5803 | 39638.1988 | 0 | 9676.3815 | 80.38% | 0% | 19.62% | 20642.3601 | 39155.2815 | 42.6369 | 20475.2438 | 124.4795 | 80.6803 | 38839.0863 | 235.5149 | 153 | 0.04186 | 0.026452 | 0.014322 | 1178089.2469 | 89.8214 | 48105.6934 | 1119.0655 | 2145.7665 | 1149209.8241 | 26733.6563 | 1083950.3138 | 2238.9052 | 1075174.8708 | 6536.5378 | 709349.1673 | 1461.6285 | 703620.8774 | 4266.6614 |  | 1420 | CB 153 | 49314.5803 | 28672.2201 | 10159.2988 | 39638.1988 | 18995.8386 | 482.9173 | 0 | 0 | 0 | 9676.3815 | 89.8214 | 47.1845 | 9.1411 | 82.2471 | 39.6102 | 1.5669 | 0 | 0 | 0 | 7.5742 | 1119.0655 | 994.586 | 883.5506 | 240.083 | 115.6036 | 4.5681 | 0 | 0 | 0 | 878.9825 | 48105.6934 | 27630.4496 | 9266.6071 | 39315.8686 | 18840.6248 | 476.7823 | 0 | 0 | 0 | 8789.8248 | 0.027855 | 0.012447 | 0.000317 | 0 | 0 | 0 | 0.014005 | 5000000 | no RA
CB 154 | 33281.0979 | 28107.9122 | 0 | 5173.1856 | 84.46% | 0% | 15.54% | 15278.5532 | 27777.4559 | 0 | 15278.5532 | 0 | 0 | 27777.4559 | 0 | 154 | 0.024087 | 0.014742 | 0.007649 | 1381680.7912 | 4.0493 | 32807.1271 | 469.9215 | 168.1096 | 1362003.6651 | 19509.0165 | 1221190.4055 | 0 | 1221190.4055 | 0 | 719524.3819 | 0 | 719524.3819 | 0 |  | 1421 | CB 154 | 33281.0979 | 18002.5447 | 5503.642 | 28107.9122 | 12829.3591 | 330.4564 | 0 | 0 | 0 | 5173.1856 | 4.0493 | 4.0493 | 4.0493 | 0 | 0 | 0 | 0 | 0 | 0 | 4.0493 | 469.9215 | 469.9215 | 469.9215 | 0 | 0 | 0 | 0 | 0 | 0 | 469.9215 | 32807.1271 | 17528.5739 | 5029.6712 | 28107.9122 | 12829.3591 | 330.4564 | 0 | 0 | 0 | 4699.2148 | 0.016623 | 0.0072776 | 0.0001848 | 0 | 0 | 0 | 0.0074642 | 5000000 | no RA
CB 155 | 42566.3438 | 40148.8192 | 0 | 2417.5246 | 94.32% | 0% | 5.679% | 21155.0913 | 39580.5314 | 143.4424 | 20287.2392 | 724.4097 | 241.1694 | 38121.2668 | 1218.0952 | 155 | 0.013451 | 0.00813 | 0.0036314 | 3164454.5411 | 251.7158 | 40833.3422 | 1481.2859 | 18712.9779 | 3035620.2483 | 110121.3148 | 2633610.3948 | 17857.2313 | 2525570.9479 | 90182.2156 | 822220.7517 | 5009.8998 | 791906.9185 | 25303.9335 |  | 1422 | CB 155 | 42566.3438 | 21411.2525 | 2985.8124 | 40148.8192 | 18993.7279 | 568.2879 | 0 | 0 | 0 | 2417.5246 | 251.7158 | 108.2734 | 10.5463 | 249.8234 | 106.381 | 8.654 | 0 | 0 | 0 | 1.8923 | 1481.2859 | 756.8761 | 263.1907 | 1261.6829 | 537.2732 | 43.5877 | 0 | 0 | 0 | 219.6029 | 40833.3422 | 20546.103 | 2712.0754 | 38637.3129 | 18350.0737 | 516.0461 | 0 | 0 | 0 | 2196.0293 | 0.0099568 | 0.0046354 | 0.0001368 | 0 | 0 | 0 | 0.0034946 | 5000000 | no RA
CB 156 | 19727.1703 | 17185.0535 | 0 | 2542.1167 | 87.11% | 0% | 12.89% | 10319.2028 | 16987.7521 | 1768.6652 | 4686.3541 | 3864.1834 | 2767.0013 | 8175.4689 | 6045.2818 | 156 | 0.012401 | 0.0074766 | 0.0038104 | 1590721.2324 | 2802.2765 | 10576.0663 | 6348.8275 | 225964.5294 | 852812.2888 | 511944.4142 | 1258321.6352 | 215670.6996 | 571453.1398 | 471197.7957 | 718931.9216 | 117101.1671 | 345990.7802 | 255839.9743 |  | 1423 | CB 156 | 19727.1703 | 9407.9675 | 2739.4182 | 17185.0535 | 6865.8508 | 197.3015 | 0 | 0 | 0 | 2542.1167 | 2802.2765 | 1033.6113 | 35.2752 | 2800.2867 | 1031.6215 | 33.2853 | 0 | 0 | 0 | 1.9898 | 6348.8275 | 2484.644 | 303.5457 | 6117.9068 | 2253.7234 | 72.625 | 0 | 0 | 0 | 230.9206 | 10576.0663 | 5889.7122 | 2400.5974 | 8266.86 | 3580.5059 | 91.3911 | 0 | 0 | 0 | 2309.2063 | 0.0086866 | 0.0037618 | 9.56e-05 | 0 | 0 | 0 | 0.0037148 | 5000000 | no RA
CB 157 | 1276.387 | 1242.7396 | 0 | 33.6474 | 97.36% | 0% | 2.636% | 874.2604 | 1241.0485 | 121.2479 | 78.4669 | 674.5456 | 167.4295 | 136.9789 | 936.6401 | 157 | 0.0001334 | 8.7e-05 | 5.24e-05 | 9568118.5036 | 167.4558 | 169.2346 | 939.6965 | 1255291.1889 | 1268625.522 | 7044201.7927 | 4622144.4073 | 641027.7568 | 414848.3183 | 3566268.3322 | 674399.6336 | 90983.0688 | 74435.8711 | 508980.6937 |  | 1424 | CB 157 | 1276.387 | 402.1266 | 35.3385 | 1242.7396 | 368.4791 | 1.6911 | 0 | 0 | 0 | 33.6474 | 167.4558 | 46.208 | 0.026338 | 167.4295 | 46.1816 | 0 | 0 | 0 | 0 | 0.026338 | 939.6965 | 265.1509 | 3.0565 | 936.6401 | 262.0944 | 0 | 0 | 0 | 0 | 3.0565 | 169.2346 | 90.7677 | 32.2557 | 138.67 | 60.2031 | 1.6911 | 0 | 0 | 0 | 30.5646 | 8.2e-05 | 3.56e-05 | 1e-06 | 0 | 0 | 0 | 5.14e-05 | 5000000 | no RA
CB 158 | 4379.8392 | 1492.105 | 0 | 2887.7342 | 34.07% | 0% | 65.93% | 848.4403 | 1476.3383 | 5.9485 | 812.2412 | 30.2506 | 9.7759 | 1416.9117 | 49.6507 | 158 | 0.012279 | 0.0076602 | 0.0042218 | 356681.8596 | 12.0363 | 4055.8364 | 311.9665 | 980.2011 | 330295.9779 | 25405.6805 | 461006.099 | 3232.1395 | 441337.0647 | 16436.8947 | 687740.0524 | 4554.0232 | 660056.654 | 23129.3752 |  | 1425 | CB 158 | 4379.8392 | 3531.3989 | 2903.501 | 1492.105 | 643.6647 | 15.7667 | 0 | 0 | 0 | 2887.7342 | 12.0363 | 6.0878 | 2.2604 | 9.7759 | 3.8274 | 0 | 0 | 0 | 0 | 2.2604 | 311.9665 | 281.7159 | 262.3158 | 49.6507 | 19.4001 | 0 | 0 | 0 | 0 | 262.3158 | 4055.8364 | 3243.5952 | 2638.9248 | 1432.6784 | 620.4372 | 15.7667 | 0 | 0 | 0 | 2623.158 | 0.008147 | 0.0035278 | 8.94e-05 | 0 | 0 | 0 | 0.0041324 | 5000000 | no RA
CB 159 | 13264.8875 | 12715.9254 | 0 | 548.9621 | 95.86% | 0% | 4.138% | 7213.7858 | 12576.218 | 0.54575 | 7210.5001 | 2.7399 | 0.6417 | 12572.3538 | 3.2225 | 159 | 0.002652 | 0.0015922 | 0.0008038 | 5001842.9425 | 1.0714 | 13210.7269 | 53.0891 | 403.9993 | 4981420.4181 | 20018.5251 | 3800465.8476 | 287.5189 | 3798734.8727 | 1443.456 | 856767.2042 | 43.7168 | 856503.9481 | 219.5393 |  | 1426 | CB 159 | 13264.8875 | 6051.1017 | 688.6695 | 12715.9254 | 5502.1396 | 139.7074 | 0 | 0 | 0 | 548.9621 | 1.0714 | 0.52566 | 0.4297 | 0.6417 | 0.095956 | 0 | 0 | 0 | 0 | 0.4297 | 53.0891 | 50.3493 | 49.8666 | 3.2225 | 0.48268 | 0 | 0 | 0 | 0 | 49.8666 | 13210.7269 | 6000.2268 | 638.3732 | 12712.0612 | 5501.561 | 139.7074 | 0 | 0 | 0 | 498.6658 | 0.0018688 | 0.000809 | 2.06e-05 | 0 | 0 | 0 | 0.0007832 | 5000000 | no RA
CB 160 | 30766.8359 | 28394.7952 | 0 | 2372.0407 | 92.29% | 0% | 7.71% | 15606.711 | 28071.1259 | 2.2362 | 15593.0995 | 11.3754 | 4.2205 | 28045.4445 | 21.4609 | 160 | 0.01025 | 0.0064616 | 0.003498 | 3001642.531 | 6.0844 | 30523.7824 | 236.9691 | 593.5976 | 2977929.9928 | 23118.9406 | 2346187.4643 | 336.168 | 2344141.2157 | 1710.0806 | 770643.2386 | 115.8652 | 769938.2014 | 589.1719 |  | 1427 | CB 160 | 30766.8359 | 15160.1249 | 2695.71 | 28394.7952 | 12788.0842 | 323.6693 | 0 | 0 | 0 | 2372.0407 | 6.0844 | 3.8482 | 1.8639 | 4.2277 | 1.9915 | 0.0071967 | 0 | 0 | 0 | 1.8567 | 236.9691 | 225.5938 | 215.5082 | 21.4979 | 10.1225 | 0.03694 | 0 | 0 | 0 | 215.4713 | 30523.7824 | 14930.6829 | 2478.3379 | 28369.0697 | 12775.9702 | 323.6252 | 0 | 0 | 0 | 2154.7127 | 0.0068296 | 0.0030412 | 7.76e-05 | 0 | 0 | 0 | 0.0034204 | 5000000 | no RA
CB 161 | 12944.5359 | 12296.1687 | 0 | 648.3672 | 94.99% | 0% | 5.009% | 6654.8004 | 12153.1257 | 4.7646 | 6625.706 | 24.3298 | 8.6272 | 12100.4585 | 44.04 | 161 | 0.002891 | 0.0018308 | 0.0009548 | 4477528.8479 | 9.2239 | 12831.9158 | 103.3962 | 3190.5568 | 4438573.4433 | 35764.8478 | 3435512.088 | 2459.708 | 3420492.2237 | 12560.1562 | 828875.3418 | 588.3999 | 825283.2957 | 3003.6461 |  | 1428 | CB 161 | 12944.5359 | 6289.7355 | 791.4102 | 12296.1687 | 5641.3683 | 143.043 | 0 | 0 | 0 | 648.3672 | 9.2239 | 4.4593 | 0.59667 | 8.7164 | 3.9518 | 0.089159 | 0 | 0 | 0 | 0.50751 | 103.3962 | 79.0664 | 59.3562 | 44.4998 | 20.17 | 0.45982 | 0 | 0 | 0 | 58.8963 | 12831.9158 | 6206.2099 | 731.4574 | 12242.9525 | 5617.2465 | 142.494 | 0 | 0 | 0 | 588.9633 | 0.001959 | 0.0008988 | 2.28e-05 | 0 | 0 | 0 | 0.000932 | 5000000 | no RA
CB 162 | 8234.6982 | 6914.2465 | 0 | 1320.4516 | 83.96% | 0% | 16.04% | 3456.5404 | 6828.7854 | 3.7231 | 3433.9049 | 18.9124 | 6.8968 | 6786.8724 | 35.0162 | 162 | 0.0047568 | 0.003268 | 0.0018984 | 1731142.3972 | 7.966 | 8071.5816 | 155.1506 | 1674.6545 | 1696851.1514 | 32616.5913 | 1462104.5871 | 1574.8527 | 1452529.8581 | 7999.8762 | 740577.7193 | 747.9567 | 736032.2815 | 3797.4811 |  | 1429 | CB 162 | 8234.6982 | 4778.1578 | 1405.9127 | 6914.2465 | 3457.7062 | 85.4611 | 0 | 0 | 0 | 1320.4516 | 7.966 | 4.2429 | 1.0692 | 6.9324 | 3.2093 | 0.035584 | 0 | 0 | 0 | 1.0336 | 155.1506 | 136.2382 | 120.1344 | 35.2035 | 16.2911 | 0.18735 | 0 | 0 | 0 | 119.9471 | 8071.5816 | 4637.6767 | 1284.7091 | 6872.1106 | 3438.2057 | 85.2382 | 0 | 0 | 0 | 1199.4709 | 0.0028932 | 0.0014044 | 3.48e-05 | 0 | 0 | 0 | 0.0018636 | 5000000 | no RA
CB 163 | 53593.8914 | 47310.5569 | 0 | 6283.3344 | 88.28% | 0% | 11.72% | 24305.9488 | 46723.1983 | 182.4748 | 23202.9344 | 920.5396 | 363.2392 | 44528.0335 | 1831.9255 | 163 | 0.038275 | 0.02207 | 0.0094328 | 1400239.6191 | 373.3535 | 50791.6872 | 2428.8507 | 9754.5523 | 1327026.8469 | 63458.22 | 1327035.6649 | 9962.6063 | 1266814.2125 | 50258.8461 | 728383.2001 | 5662.6551 | 694162.0593 | 28558.4857 |  | 1430 | CB 163 | 53593.8914 | 29287.9425 | 6870.6931 | 47310.5569 | 23004.6081 | 587.3586 | 0 | 0 | 0 | 6283.3344 | 373.3535 | 190.8787 | 10.1143 | 368.4352 | 185.9604 | 5.196 | 0 | 0 | 0 | 4.9183 | 2428.8507 | 1508.311 | 596.9251 | 1858.0856 | 937.5459 | 26.16 | 0 | 0 | 0 | 570.7651 | 50791.6872 | 27588.7528 | 6263.6536 | 45084.0361 | 21881.1017 | 556.0026 | 0 | 0 | 0 | 5707.651 | 0.029172 | 0.012967 | 0.0003298 | 0 | 0 | 0 | 0.009103 | 5000000 | no RA
CB 164 | 5138.8448 | 4067.6714 | 0 | 1071.1735 | 79.16% | 0% | 20.84% | 2171.0316 | 4021.2627 | 14.1463 | 2084.6187 | 72.2666 | 23.8358 | 3875.4178 | 122.0091 | 164 | 0.0047404 | 0.0030302 | 0.0016046 | 1084052.9992 | 24.6743 | 4894.8582 | 219.3123 | 5205.108 | 1032583.3784 | 46264.5129 | 979411.6689 | 6381.7778 | 940428.458 | 32601.4331 | 696486.4077 | 4128.3878 | 671225.929 | 21132.091 |  | 1431 | CB 164 | 5138.8448 | 2967.8132 | 1117.5821 | 4067.6714 | 1896.6398 | 46.4086 | 0 | 0 | 0 | 1071.1735 | 24.6743 | 10.528 | 0.83846 | 23.8358 | 9.6895 | 0 | 0 | 0 | 0 | 0.83846 | 219.3123 | 147.0457 | 97.3032 | 122.0091 | 49.7425 | 0 | 0 | 0 | 0 | 97.3032 | 4894.8582 | 2810.2395 | 1019.4404 | 3921.8264 | 1837.2077 | 46.4086 | 0 | 0 | 0 | 973.0318 | 0.003173 | 0.0014628 | 3.72e-05 | 0 | 0 | 0 | 0.0015674 | 5000000 | no RA
CB 166 | 21118.037 | 17407.2281 | 0 | 3710.809 | 82.43% | 0% | 17.57% | 9870.8942 | 17214.9551 | 5.8041 | 9835.6741 | 29.4159 | 9.7551 | 17155.7765 | 49.4235 | 166 | 0.015112 | 0.009584 | 0.0054694 | 1397397.9661 | 12.6598 | 20718.8716 | 386.5057 | 837.7065 | 1370984.8588 | 25575.4008 | 1173533.2663 | 690.0427 | 1169346.0164 | 3497.2073 | 713621.584 | 404.3843 | 711168.4195 | 2048.7802 |  | 1432 | CB 166 | 21118.037 | 11247.1428 | 3903.0819 | 17407.2281 | 7536.3339 | 192.2729 | 0 | 0 | 0 | 3710.809 | 12.6598 | 6.8556 | 2.9046 | 9.7551 | 3.951 | 0 | 0 | 0 | 0 | 2.9046 | 386.5057 | 357.0898 | 337.0822 | 49.4235 | 20.0076 | 0 | 0 | 0 | 0 | 337.0822 | 20718.8716 | 10883.1974 | 3563.095 | 17348.0495 | 7512.3753 | 192.2729 | 0 | 0 | 0 | 3370.8221 | 0.0097508 | 0.0042224 | 0.0001078 | 0 | 0 | 0 | 0.0053616 | 5000000 | no RA
CB 168 | 31407.1633 | 25968.9902 | 0 | 5438.1731 | 82.68% | 0% | 17.32% | 13917.4839 | 25639.2799 | 106.2363 | 13275.8872 | 535.3605 | 179.5442 | 24554.9046 | 904.8311 | 168 | 0.023992 | 0.014914 | 0.0079538 | 1309068.1604 | 189.0489 | 29792.8538 | 1425.2606 | 7879.664 | 1241782.8358 | 59405.6605 | 1172686.3902 | 8951.4652 | 1118625.4833 | 45109.4417 | 725173.2971 | 5078.1707 | 694503.1687 | 25591.9578 |  | 1433 | CB 168 | 31407.1633 | 17489.6794 | 5767.8834 | 25968.9902 | 12051.5062 | 329.7103 | 0 | 0 | 0 | 5438.1731 | 189.0489 | 82.8126 | 9.5047 | 184.7922 | 78.5558 | 5.248 | 0 | 0 | 0 | 4.2567 | 1425.2606 | 889.9001 | 520.4295 | 931.2682 | 395.9077 | 26.4371 | 0 | 0 | 0 | 493.9924 | 29792.8538 | 16516.9666 | 5237.9492 | 24852.9298 | 11577.0426 | 298.0252 | 0 | 0 | 0 | 4939.924 | 0.01622 | 0.0071422 | 0.0001818 | 0 | 0 | 0 | 0.007772 | 5000000 | no RA
CB 169 | 461.6972 | 173.6425 | 0 | 288.0547 | 37.61% | 0% | 62.39% | 95.8129 | 167.8019 | 5.3935 | 63.1471 | 27.2723 | 9.4928 | 110.3285 | 47.9805 | 169 | 0.0007436 | 0.0005534 | 0.000412 | 620894.5584 | 10.4708 | 373.2721 | 77.9543 | 14081.1733 | 501979.6768 | 104833.7083 | 661156.9777 | 37217.9647 | 435746.2569 | 188192.7561 | 713338.1588 | 40354.7273 | 469014.6358 | 203968.7957 |  | 1434 | CB 169 | 461.6972 | 365.8843 | 293.8953 | 173.6425 | 77.8296 | 5.8407 | 0 | 0 | 0 | 288.0547 | 10.4708 | 5.0772 | 0.97793 | 10.2453 | 4.8518 | 0.75245 | 0 | 0 | 0 | 0.22548 | 77.9543 | 50.682 | 29.9738 | 51.7881 | 24.5157 | 3.8075 | 0 | 0 | 0 | 26.1663 | 373.2721 | 310.125 | 262.9436 | 111.6092 | 48.4621 | 1.2807 | 0 | 0 | 0 | 261.6629 | 0.0003354 | 0.0001452 | 3.8e-06 | 0 | 0 | 0 | 0.0004082 | 5000000 | no RA
CB 171 | 103621.4316 | 29926.4355 | 71577.4495 | 2117.5466 | 28.88% | 69.08% | 2.044% | 44558.9611 | 95866.4595 | 845.2009 | 36702.8734 | 7010.8868 | 1837.2073 | 79054.3632 | 14974.889 | 171 | 0.040057 | 0.023907 | 0.0056396 | 2586823.6975 | 1881.7721 | 85939.359 | 15800.3006 | 46976.8895 | 2145405.3177 | 394441.4903 | 2470550.829 | 46861.7727 | 2034973.7059 | 388715.3504 | 1375092.5712 | 26352.5958 | 1133942.655 | 214797.3205 |  | 1435 | CB 171 | 103621.4316 | 59062.4704 | 7754.9721 | 29926.4355 | 17253.8622 | 506.256 | 71577.4495 | 39691.0616 | 5131.1695 | 2117.5466 | 1881.7721 | 1036.5711 | 44.5648 | 1786.3635 | 982.9268 | 36.1865 | 93.751 | 51.9867 | 6.7207 | 1.6575 | 15800.3006 | 8789.4138 | 825.4115 | 9402.7521 | 5156.1612 | 188.2265 | 6205.1949 | 3440.899 | 444.8315 | 192.3536 | 85939.359 | 49236.4856 | 6884.9957 | 18737.3199 | 11114.7742 | 281.843 | 65278.5035 | 36198.1759 | 4679.6172 | 1923.5356 | 0.012629 | 0.0070182 | 0.0001782 | 0.024408 | 0.013868 | 0.0024408 | 0.0030206 | 5000000 | no RA
CB 172 | 25662.9334 | 17481.6854 | 5212.2376 | 2969.0104 | 68.12% | 20.31% | 11.57% | 11895.9328 | 22132.2044 | 645.0415 | 7357.9527 | 3892.9386 | 1106.1082 | 14205.664 | 6820.4322 | 172 | 0.048261 | 0.026886 | 0.0069476 | 531753.0392 | 1119.4222 | 17333.0385 | 7210.4728 | 23195.1711 | 359152.0786 | 149405.7895 | 512054.7148 | 27765.502 | 316719.5397 | 167569.6731 | 508194.061 | 25398.1751 | 326186.8524 | 156609.0335 |  | 1436 | CB 172 | 25662.9334 | 13767.0007 | 3530.7291 | 17481.6854 | 7908.7817 | 188.0219 | 5212.2376 | 2889.2086 | 373.6968 | 2969.0104 | 1119.4222 | 474.3806 | 13.314 | 1100.6719 | 462.9513 | 9.8123 | 16.4263 | 9.1053 | 1.1777 | 2.324 | 7210.4728 | 3317.5342 | 390.0406 | 6001.6633 | 2527.2746 | 53.0113 | 939.1108 | 520.5609 | 67.3305 | 269.6988 | 17333.0385 | 9975.0858 | 3127.3745 | 10379.3503 | 4918.5557 | 125.1983 | 4256.7006 | 2359.5425 | 305.1886 | 2696.9876 | 0.019483 | 0.0086898 | 0.000221 | 0.024501 | 0.01392 | 0.0024502 | 0.0042764 | 5000000 | no RA
CB 175 | 365035.2751 | 173375.4893 | 189212.4752 | 2447.3105 | 47.5% | 51.83% | 0.6704% | 154899.6177 | 341278.491 | 12282.9152 | 82734.5658 | 59882.1368 | 28700.8522 | 174376.6728 | 138200.966 | 175 | 0.16723 | 0.096609 | 0.01922 | 2182807.5671 | 29378.677 | 192858.6374 | 142797.9606 | 175676.1687 | 1153240.034 | 853891.3644 | 2175123.719 | 172478.542 | 1161771.2102 | 840873.9667 | 1236032.0943 | 103947.8764 | 631552.1482 | 500532.0697 |  | 1437 | CB 175 | 365035.2751 | 210135.6573 | 23756.7841 | 173375.4893 | 100777.1946 | 3707.6474 | 189212.4752 | 106911.1522 | 17601.8262 | 2447.3105 | 29378.677 | 17095.7618 | 677.8249 | 29048.5485 | 16908.3953 | 645.3767 | 328.2129 | 185.4509 | 30.5326 | 1.9156 | 142797.9606 | 82915.8239 | 4596.9946 | 125500.5371 | 73045.5245 | 2786.2432 | 17075.1149 | 9647.9907 | 1588.4429 | 222.3086 | 192858.6374 | 110124.0716 | 18481.9645 | 18826.4037 | 10823.2748 | 276.0276 | 171809.1474 | 97077.7106 | 15982.8507 | 2223.0862 | 0.0075652 | 0.004353 | 0.000111 | 0.15618 | 0.088764 | 0.015618 | 0.0034916 | 5000000 | no RA
CB 176 | 14739.3821 | 242.1488 | 14423.0101 | 74.2232 | 1.643% | 97.85% | 0.5036% | 1806.2729 | 3710.5569 | 18.6427 | 1556.2619 | 231.3683 | 25.1668 | 3274.2326 | 411.1575 | 176 | 0.032585 | 0.032573 | 0.032448 | 452341.9697 | 36.2492 | 13333.5345 | 1369.5984 | 1112.4652 | 409197.4277 | 42032.0768 | 397049.9876 | 4097.9889 | 342093.2495 | 50858.7491 | 339890.2024 | 2305.2994 | 299922.5235 | 37662.3796 |  | 1438 | CB 176 | 14739.3821 | 12933.1092 | 11028.8253 | 242.1488 | 113.3124 | 2.2867 | 14423.0101 | 12745.5736 | 10952.3154 | 74.2232 | 36.2492 | 17.6065 | 11.0824 | 21.6733 | 4.719 | 0 | 14.5179 | 12.8294 | 11.0243 | 0.058098 | 1369.5984 | 1138.2301 | 958.4409 | 109.5724 | 23.9645 | 0 | 1253.2838 | 1107.5234 | 951.6986 | 6.7423 | 13333.5345 | 11777.2726 | 10059.3019 | 110.9032 | 84.6289 | 2.2867 | 13155.2085 | 11625.2209 | 9989.5924 | 67.4228 | 0.0001398 | 0.0001282 | 3.4e-06 | 0.032346 | 0.032346 | 0.032346 | 9.9e-05 | 5000000 | no RA
CB 178 | 135010.6936 | 132713.2912 | 0 | 2297.4024 | 98.3% | 0% | 1.702% | 32089.7943 | 130503.8744 | 6652.1661 | 4913.18 | 20524.4482 | 27431.2956 | 18424.6571 | 84647.9218 | 178 | 0.013511 | 0.010937 | 0.0035546 | 9992354.1337 | 27888.2373 | 20860.463 | 86261.9933 | 2064052.3773 | 1543915.7328 | 6384386.0236 | 9410685.165 | 1950820.888 | 1440844.0719 | 6019020.2051 | 1267883.6563 | 266503.1324 | 179000.9812 | 822379.5427 |  | 1439 | CB 178 | 135010.6936 | 102920.8994 | 4506.8192 | 132713.2912 | 100623.4969 | 2209.4168 | 0 | 0 | 0 | 2297.4024 | 27888.2373 | 21236.0712 | 456.9417 | 27886.439 | 21234.2729 | 455.1434 | 0 | 0 | 0 | 1.7983 | 86261.9933 | 65737.5451 | 1614.0716 | 86053.302 | 65528.8538 | 1405.3803 | 0 | 0 | 0 | 208.6913 | 20860.463 | 15947.2831 | 2435.806 | 18773.5502 | 13860.3702 | 348.8931 | 0 | 0 | 0 | 2086.9129 | 0.010148 | 0.0075734 | 0.0001914 | 0 | 0 | 0 | 0.0033632 | 5000000 | no RA
CB 180 | 7376.8915 | 6684.8076 | 0 | 692.0839 | 90.62% | 0% | 9.382% | 3051.1798 | 6590.8748 | 24.2772 | 2903.7979 | 123.1046 | 50.2029 | 6285.761 | 254.9108 | 180 | 0.0030172 | 0.0020362 | 0.001023 | 2444946.1484 | 51.7234 | 7002.4104 | 322.7578 | 17142.8397 | 2320830.6969 | 106972.6118 | 2124404.1679 | 16903.1808 | 2021788.6071 | 85712.3801 | 768344.8214 | 5852.5062 | 732775.5605 | 29716.7548 |  | 1440 | CB 180 | 7376.8915 | 4325.7118 | 786.0168 | 6684.8076 | 3633.6279 | 93.9328 | 0 | 0 | 0 | 692.0839 | 51.7234 | 27.4461 | 1.5205 | 51.1816 | 26.9044 | 0.97875 | 0 | 0 | 0 | 0.54173 | 322.7578 | 199.6532 | 67.8469 | 259.8903 | 136.7857 | 4.9795 | 0 | 0 | 0 | 62.8675 | 7002.4104 | 4098.6124 | 716.6493 | 6373.7357 | 3469.9377 | 87.9746 | 0 | 0 | 0 | 628.6747 | 0.0020204 | 0.0010394 | 2.62e-05 | 0 | 0 | 0 | 0.0009968 | 5000000 | no RA
CB 181 | 2702.1975 | 2213.7245 | 0 | 488.473 | 81.92% | 0% | 18.08% | 1298.2253 | 2191.5579 | 27.7264 | 1129.4752 | 141.0236 | 36.1885 | 1971.2358 | 184.1335 | 181 | 0.0024946 | 0.0014936 | 0.0007482 | 1083218.7354 | 36.6964 | 2436.3541 | 229.147 | 14710.3509 | 976651.1892 | 91857.1953 | 939992.0633 | 20075.5857 | 817807.0133 | 102109.4643 | 682490.7743 | 11269.7679 | 613878.4882 | 57342.5182 |  | 1441 | CB 181 | 2702.1975 | 1403.9721 | 510.6396 | 2213.7245 | 915.4991 | 22.1666 | 0 | 0 | 0 | 488.473 | 36.6964 | 8.97 | 0.5079 | 36.3141 | 8.5876 | 0.12554 | 0 | 0 | 0 | 0.38235 | 229.147 | 88.1233 | 45.0134 | 184.7751 | 43.7515 | 0.64154 | 0 | 0 | 0 | 44.3719 | 2436.3541 | 1306.8788 | 465.1183 | 1992.6353 | 863.16 | 21.3995 | 0 | 0 | 0 | 443.7188 | 0.0017656 | 0.0007646 | 1.92e-05 | 0 | 0 | 0 | 0.000729 | 5000000 | no RA
CB 183 | 113919.1763 | 16488.4061 | 95458.7599 | 1972.0103 | 14.47% | 83.8% | 1.731% | 51688.6503 | 105413.3155 | 525.2009 | 43834.7579 | 7328.6916 | 886.2198 | 90287.1248 | 14239.9709 | 183 | 0.022326 | 0.013339 | 0.004343 | 5102579.8112 | 901.9367 | 97829.2362 | 15188.0034 | 40398.8523 | 4381891.634 | 680289.3249 | 4665446.5988 | 47404.9271 | 3956549.8559 | 661491.8158 | 1958521.9615 | 16465.4813 | 1677485.5806 | 264570.8996 |  | 1442 | CB 183 | 113919.1763 | 62230.526 | 8505.8609 | 16488.4061 | 7462.4077 | 168.6645 | 95458.7599 | 52796.108 | 6365.1861 | 1972.0103 | 901.9367 | 376.7358 | 15.7169 | 745.2963 | 289.4116 | 3.8314 | 155.0968 | 85.7806 | 10.3418 | 1.5436 | 15188.0034 | 7859.3118 | 948.0325 | 3768.4401 | 1463.3478 | 19.3878 | 11240.43 | 6216.8307 | 749.5114 | 179.1333 | 97829.2362 | 53994.4784 | 7542.1115 | 11974.6697 | 5709.6483 | 145.4452 | 84063.2332 | 46493.4967 | 5605.3329 | 1791.3334 | 0.0054056 | 0.002471 | 6.26e-05 | 0.014044 | 0.0079916 | 0.0014044 | 0.002876 | 5000000 | no RA
CB 184 | 51451.0115 | 370.3137 | 50738.771 | 341.9269 | 0.7197% | 98.62% | 0.6646% | 22871.2557 | 47721.1683 | 38.91 | 18069.2338 | 4763.1119 | 81.7135 | 37684.8023 | 9954.6525 | 184 | 0.015821 | 0.0091524 | 0.0019298 | 3252070.7624 | 87.7435 | 40666.5967 | 10696.6714 | 5546.013 | 2570418.8539 | 676105.8956 | 3122651.5224 | 5312.4482 | 2467023.2883 | 650315.786 | 1932761.5374 | 3309.4904 | 1526277.3088 | 403174.7383 |  | 1443 | CB 184 | 51451.0115 | 28579.7558 | 3729.8432 | 370.3137 | 162.1407 | 3.9891 | 50738.771 | 28075.6882 | 3383.9273 | 341.9269 | 87.7435 | 48.8335 | 6.03 | 1.0755 | 0.75725 | 0 | 86.4003 | 47.8086 | 5.7623 | 0.26764 | 10696.6714 | 5933.5595 | 742.0188 | 5.4659 | 3.8363 | 0.00047 | 10660.1455 | 5898.6632 | 710.9584 | 31.0599 | 40666.5967 | 22597.3629 | 2981.7944 | 363.7722 | 157.5471 | 3.9886 | 39992.2252 | 22129.2164 | 2667.2065 | 310.5993 | 0.0012086 | 0.0006172 | 1.58e-05 | 0.014109 | 0.0080322 | 0.001411 | 0.000503 | 5000000 | no RA
CB 185 | 138409.0657 | 60515.1378 | 74913.3462 | 2980.5817 | 43.72% | 54.12% | 2.153% | 54820.2892 | 129494.2681 | 3574.469 | 30124.9609 | 21120.8593 | 10118.9868 | 62653.9903 | 56721.291 | 185 | 0.027797 | 0.017627 | 0.0058304 | 4979316.5289 | 10286.6876 | 69728.2997 | 58394.0784 | 370067.3306 | 2508500.9692 | 2100748.2291 | 4742141.3123 | 309203.7152 | 2605911.4896 | 1827026.1075 | 1529019.9018 | 119481.2131 | 739794.8918 | 669743.7969 |  | 1444 | CB 185 | 138409.0657 | 83588.7765 | 8914.7976 | 60515.1378 | 39168.9321 | 938.7843 | 74913.3462 | 41439.2626 | 4995.4316 | 2980.5817 | 10286.6876 | 6712.2186 | 167.7008 | 10190.5461 | 6657.9942 | 159.1123 | 93.8085 | 51.8913 | 6.2554 | 2.3331 | 58394.0784 | 37273.219 | 1672.7874 | 48462.5153 | 31658.4685 | 757.8275 | 9660.8132 | 5344.0007 | 644.2101 | 270.7499 | 69728.2997 | 39603.3389 | 7074.3095 | 1862.0764 | 852.4695 | 21.8446 | 65158.7245 | 36043.3706 | 4344.9661 | 2707.4988 | 0.0094568 | 0.0053412 | 0.000136 | 0.014051 | 0.0079962 | 0.001405 | 0.0042894 | 5000000 | no RA
CB 186 | 50996.5715 | 47963.4353 | 0 | 3033.1362 | 94.05% | 0% | 5.948% | 22287.3801 | 47361.3897 | 2158.0999 | 13211.8799 | 6917.4002 | 4216.3842 | 29628.0372 | 13516.9684 | 186 | 0.015082 | 0.0099626 | 0.004511 | 3381197.3895 | 4260.1113 | 32811.3956 | 13925.0647 | 282455.7938 | 2175475.7577 | 923265.8381 | 2881696.6893 | 279036.3548 | 1708259.5872 | 894400.7473 | 805848.3224 | 71741.2672 | 504117.4718 | 229989.5834 |  | 1445 | CB 186 | 50996.5715 | 28709.1914 | 3635.1818 | 47963.4353 | 25676.0552 | 602.0456 | 0 | 0 | 0 | 3033.1362 | 4260.1113 | 2102.0114 | 43.7271 | 4257.7371 | 2099.6372 | 41.3529 | 0 | 0 | 0 | 2.3742 | 13925.0647 | 7007.6644 | 408.0963 | 13649.5409 | 6732.1406 | 132.5725 | 0 | 0 | 0 | 275.5238 | 32811.3956 | 19599.5156 | 3183.3584 | 30056.1574 | 16844.2775 | 428.1202 | 0 | 0 | 0 | 2755.2382 | 0.010714 | 0.005594 | 0.0001424 | 0 | 0 | 0 | 0.0043686 | 5000000 | no RA
CB 187 | 29232.2441 | 25210.2101 | 0 | 4022.034 | 86.24% | 0% | 13.76% | 12518.5688 | 24911.8259 | 811.4327 | 7873.0664 | 3834.0697 | 1489.8617 | 16382.7085 | 7039.2557 | 187 | 0.017469 | 0.011506 | 0.0060082 | 1673339.9007 | 1506.2567 | 20258.8122 | 7467.1752 | 86222.5755 | 1159674.1821 | 427443.143 | 1452630.4324 | 94157.0761 | 913575.3466 | 444898.0098 | 719086.9451 | 43005.2824 | 472891.5445 | 203190.1181 |  | 1446 | CB 187 | 29232.2441 | 16713.6752 | 4320.4182 | 25210.2101 | 12691.6413 | 298.3842 | 0 | 0 | 0 | 4022.034 | 1506.2567 | 694.824 | 16.3949 | 1503.1084 | 691.6757 | 13.2467 | 0 | 0 | 0 | 3.1483 | 7467.1752 | 3633.1055 | 427.9196 | 7101.822 | 3267.7523 | 62.5663 | 0 | 0 | 0 | 365.3532 | 20258.8122 | 12385.7458 | 3876.1036 | 16605.2797 | 8732.2133 | 222.5712 | 0 | 0 | 0 | 3653.5325 | 0.011605 | 0.0056412 | 0.0001436 | 0 | 0 | 0 | 0.0058646 | 5000000 | no RA
CB 188 | 130326.5304 | 123812.4876 | 0 | 6514.0428 | 95% | 0% | 4.998% | 63502.8077 | 121886.1102 | 11025.436 | 11169.857 | 41307.5146 | 20792.792 | 23191.0566 | 77902.2615 | 188 | 0.035993 | 0.022269 | 0.0097826 | 3620885.4614 | 21137.2634 | 29423.9274 | 79765.3397 | 587260.3939 | 817490.2732 | 2216134.7944 | 3000723.9928 | 520989.4108 | 527813.796 | 1951920.786 | 862799.2802 | 147186.6316 | 164163.3073 | 551449.3413 |  | 1447 | CB 188 | 130326.5304 | 66823.7227 | 8440.4202 | 123812.4876 | 60309.68 | 1926.3775 | 0 | 0 | 0 | 6514.0428 | 21137.2634 | 10111.8274 | 344.4713 | 21132.1645 | 10106.7285 | 339.3724 | 0 | 0 | 0 | 5.0989 | 79765.3397 | 38457.825 | 1863.0781 | 79173.6175 | 37866.1028 | 1271.356 | 0 | 0 | 0 | 591.7222 | 29423.9274 | 18254.0704 | 6232.8708 | 23506.7057 | 12336.8486 | 315.6491 | 0 | 0 | 0 | 5917.2217 | 0.026561 | 0.012837 | 0.0003506 | 0 | 0 | 0 | 0.009432 | 5000000 | no RA
CB 189 | 18485.7583 | 17290.9863 | 0 | 1194.772 | 93.54% | 0% | 6.463% | 8416.2507 | 17076.5906 | 735.8386 | 3974.5652 | 3705.8469 | 1394.1952 | 8660.0942 | 7022.3012 | 189 | 0.0052996 | 0.0035338 | 0.001781 | 3488142.1854 | 1410.5889 | 9866.4758 | 7208.6937 | 266168.9319 | 1861739.7108 | 1360233.5427 | 2849484.2966 | 249132.3616 | 1345665.8477 | 1254686.0873 | 791222.7711 | 64598.3146 | 401254.7884 | 325369.6681 |  | 1448 | CB 189 | 18485.7583 | 10069.5076 | 1409.1678 | 17290.9863 | 8874.7356 | 214.3957 | 0 | 0 | 0 | 1194.772 | 1410.5889 | 674.7503 | 16.3937 | 1409.6537 | 673.8151 | 15.4585 | 0 | 0 | 0 | 0.93521 | 7208.6937 | 3502.8467 | 186.3925 | 7100.1631 | 3394.3161 | 77.8619 | 0 | 0 | 0 | 108.5306 | 9866.4758 | 5891.9106 | 1206.3816 | 8781.1696 | 4806.6044 | 121.0754 | 0 | 0 | 0 | 1085.3062 | 0.003564 | 0.0017982 | 4.54e-05 | 0 | 0 | 0 | 0.0017356 | 5000000 | no RA
CB 190 | 31436.6118 | 30421.2229 | 0 | 1015.389 | 96.77% | 0% | 3.23% | 16334.9577 | 30132.5513 | 1098.5312 | 12023.3163 | 3213.1102 | 2055.6334 | 22064.36 | 6012.5579 | 190 | 0.0045876 | 0.0029002 | 0.001491 | 6852518.0591 | 2064.6199 | 23243.231 | 6128.7609 | 450043.583 | 5066533.9205 | 1335940.5556 | 5207107.8517 | 350179.6992 | 3832682.3885 | 1024245.764 | 874621.4109 | 59666.4035 | 640435.7038 | 174519.3036 |  | 1449 | CB 190 | 31436.6118 | 15101.6542 | 1304.0605 | 30421.2229 | 14086.2652 | 288.6715 | 0 | 0 | 0 | 1015.389 | 2064.6199 | 966.0887 | 8.9866 | 2063.8251 | 965.2939 | 8.1918 | 0 | 0 | 0 | 0.7948 | 6128.7609 | 2915.6507 | 116.203 | 6036.5251 | 2823.4149 | 23.9672 | 0 | 0 | 0 | 92.2358 | 23243.231 | 11219.9147 | 1178.871 | 22320.8727 | 10297.5564 | 256.5126 | 0 | 0 | 0 | 922.3584 | 0.0031326 | 0.0014452 | 3.6e-05 | 0 | 0 | 0 | 0.001455 | 5000000 | no RA
CB 191 | 8720.0864 | 6545.8229 | 0 | 2174.2635 | 75.07% | 0% | 24.93% | 3711.2394 | 6496.4966 | 261.3572 | 2445.6827 | 1004.1996 | 460.568 | 4266.2368 | 1769.6918 | 191 | 0.009482 | 0.0058838 | 0.0032064 | 919646.3162 | 462.5587 | 6289.2235 | 1968.3041 | 48782.8218 | 663280.2717 | 207583.2228 | 851294.5635 | 59950.8457 | 560997.5889 | 230346.1288 | 693484.8303 | 49164.4882 | 455410.1484 | 188910.1937 |  | 1450 | CB 191 | 8720.0864 | 5008.847 | 2223.5898 | 6545.8229 | 2834.5835 | 49.3263 | 0 | 0 | 0 | 2174.2635 | 462.5587 | 201.2015 | 1.9907 | 460.8568 | 199.4996 | 0.28879 | 0 | 0 | 0 | 1.7019 | 1968.3041 | 964.1046 | 198.6123 | 1770.7985 | 766.599 | 1.1067 | 0 | 0 | 0 | 197.5056 | 6289.2235 | 3843.5409 | 2022.9868 | 4314.1676 | 1868.4849 | 47.9308 | 0 | 0 | 0 | 1975.056 | 0.0063464 | 0.0027482 | 7.08e-05 | 0 | 0 | 0 | 0.0031356 | 5000000 | no RA
CB 192 | 61247.7919 | 58452.9573 | 0 | 2794.8346 | 95.44% | 0% | 4.563% | 23059.6801 | 57552.0009 | 2263.6648 | 11863.5287 | 8932.4867 | 5131.6903 | 32151.5504 | 20268.7602 | 192 | 0.015026 | 0.0099672 | 0.004102 | 4076066.5992 | 5209.2291 | 35217.9804 | 20820.5824 | 346676.4139 | 2343771.5702 | 1385618.615 | 3831378.1009 | 376109.1107 | 1971131.5878 | 1484137.4023 | 900972.9516 | 80336.2886 | 503330.498 | 317306.1651 |  | 1451 | CB 192 | 61247.7919 | 38188.1118 | 3695.791 | 58452.9573 | 35393.2772 | 900.9564 | 0 | 0 | 0 | 2794.8346 | 5209.2291 | 2945.5643 | 77.5388 | 5207.0415 | 2943.3767 | 75.3512 | 0 | 0 | 0 | 2.1877 | 20820.5824 | 11888.0958 | 551.8222 | 20566.7054 | 11634.2188 | 297.9452 | 0 | 0 | 0 | 253.877 | 35217.9804 | 23354.4517 | 3066.43 | 32679.2104 | 20815.6817 | 527.66 | 0 | 0 | 0 | 2538.77 | 0.011077 | 0.006018 | 0.0001528 | 0 | 0 | 0 | 0.0039492 | 5000000 | no RA
CB 194 | 22098.21 | 18168.644 | 0 | 3929.566 | 82.22% | 0% | 17.78% | 10109.7737 | 18033.4129 | 800.3645 | 5253.8049 | 4055.6043 | 1461.6697 | 9165.2314 | 7406.5118 | 194 | 0.018044 | 0.011028 | 0.005806 | 1224684.6596 | 1470.3014 | 12836.2597 | 7791.6489 | 81484.2298 | 711386.5935 | 431813.8363 | 1087130.1369 | 86065.2626 | 564955.2441 | 436109.6303 | 700102.8339 | 56745.7263 | 355817.5305 | 287539.5772 |  | 1452 | CB 194 | 22098.21 | 11988.4363 | 4064.7971 | 18168.644 | 8058.8703 | 135.2311 | 0 | 0 | 0 | 3929.566 | 1470.3014 | 669.937 | 8.6317 | 1467.2256 | 666.8611 | 5.5558 | 0 | 0 | 0 | 3.0759 | 7791.6489 | 3736.0446 | 385.137 | 7434.6952 | 3379.0909 | 28.1834 | 0 | 0 | 0 | 356.9536 | 12836.2597 | 7582.4548 | 3671.0283 | 9266.7232 | 4012.9183 | 101.4918 | 0 | 0 | 0 | 3569.5365 | 0.012374 | 0.0053578 | 0.0001362 | 0 | 0 | 0 | 0.0056698 | 5000000 | no RA
CB 195 | 196794.8568 | 52876.1712 | 141780.8398 | 2137.8458 | 26.87% | 72.04% | 1.086% | 89354.8459 | 184744.0122 | 3916.6159 | 60337.535 | 25100.6949 | 7743.9265 | 126753.4715 | 50246.6142 | 195 | 0.029402 | 0.017427 | 0.0049318 | 6693156.2316 | 7814.4676 | 137396.8164 | 51583.5728 | 265776.522 | 4672979.6349 | 1754400.0746 | 6165075.9102 | 270228.5933 | 4163014.1056 | 1731833.2113 | 2443498.2265 | 102424.2707 | 1676492.1318 | 664581.8239 |  | 1453 | CB 195 | 196794.8568 | 107440.0109 | 12050.8446 | 52876.1712 | 26767.5353 | 441.5994 | 141780.8398 | 78534.6298 | 9471.3993 | 2137.8458 | 7814.4676 | 3897.8517 | 70.5411 | 7635.3126 | 3797.8685 | 57.0114 | 177.4816 | 98.3099 | 11.8563 | 1.6734 | 51583.5728 | 26482.8778 | 1336.9586 | 38603.9383 | 19206.6264 | 288.6543 | 12785.4369 | 7082.054 | 854.1068 | 194.1975 | 137396.8164 | 77059.2814 | 10643.3449 | 6636.9203 | 3763.0405 | 95.9338 | 128817.9213 | 71354.266 | 8605.4362 | 1941.9749 | 0.0087992 | 0.0043676 | 0.0001108 | 0.017536 | 0.0099922 | 0.0017536 | 0.0030674 | 5000000 | no RA
CB 196 | 130158.5322 | 2750.5961 | 126996.6098 | 411.3263 | 2.113% | 97.57% | 0.316% | 57495.0749 | 121223.4665 | 136.4774 | 50030.9218 | 7327.6757 | 362.0543 | 105156.6731 | 15704.7392 | 196 | 0.019464 | 0.011365 | 0.002372 | 6687004.5913 | 376.7951 | 112973.8096 | 16807.9275 | 19358.1649 | 5804124.9455 | 863521.4809 | 6393504.4915 | 15176.4085 | 5563483.8934 | 814844.1897 | 3766891.0725 | 11250.4535 | 3267632.4506 | 488008.1684 |  | 1454 | CB 196 | 130158.5322 | 72663.4572 | 8935.0656 | 2750.5961 | 1954.3422 | 42.3311 | 126996.6098 | 70297.7888 | 8481.4082 | 411.3263 | 376.7951 | 240.3177 | 14.7408 | 196.1809 | 140.1966 | 2.3781 | 180.2922 | 99.7991 | 12.0407 | 0.32197 | 16807.9275 | 9480.2518 | 1103.1883 | 990.6668 | 708.0731 | 11.9714 | 15779.8967 | 8734.8146 | 1053.8529 | 37.364 | 112973.8096 | 62942.8878 | 7817.1365 | 1563.7484 | 1106.0724 | 27.9816 | 111036.4209 | 61463.1751 | 7415.5146 | 373.6403 | 0.0012872 | 0.0007592 | 1.94e-05 | 0.017583 | 0.010012 | 0.0017582 | 0.0005944 | 5000000 | no RA
CB 197 | 1407.8159 | 1373.8048 | 0 | 34.0111 | 97.58% | 0% | 2.416% | 285.2402 | 1352.1839 | 9.2725 | 228.9631 | 47.0046 | 69.1806 | 933.187 | 349.8163 | 197 | 0.000314 | 0.0002506 | 5.56e-05 | 4483489.9804 | 69.7945 | 982.139 | 355.8823 | 222275.5231 | 3127831.1784 | 1133383.2789 | 4479551.5637 | 145620.3704 | 3595747.506 | 738183.6873 | 1000575.1483 | 51191.5226 | 690530.1402 | 258853.4855 |  | 1455 | CB 197 | 1407.8159 | 1122.5756 | 55.632 | 1373.8048 | 1088.5645 | 21.6209 | 0 | 0 | 0 | 34.0111 | 69.7945 | 60.522 | 0.61395 | 69.7679 | 60.4954 | 0.58733 | 0 | 0 | 0 | 0.026622 | 355.8823 | 308.8777 | 6.066 | 352.7929 | 305.7882 | 2.9765 | 0 | 0 | 0 | 3.0895 | 982.139 | 753.1759 | 48.952 | 951.244 | 722.281 | 18.057 | 0 | 0 | 0 | 30.895 | 0.0002634 | 0.0002 | 5e-06 | 0 | 0 | 0 | 5.06e-05 | 5000000 | no RA
CB 198 | 19960.6987 | 18012.5314 | 0 | 1948.1674 | 90.24% | 0% | 9.76% | 9607.5312 | 17748.4316 | 1314.2508 | 4446.9135 | 3846.3669 | 2496.6334 | 7946.7957 | 7305.0025 | 198 | 0.0090942 | 0.005698 | 0.0029462 | 2194882.3146 | 2542.1215 | 9807.821 | 7610.7562 | 279532.1789 | 1078469.9041 | 836880.2316 | 1816982.7213 | 248551.9896 | 841003.2526 | 727427.4791 | 750888.3205 | 105625.8304 | 336207.5165 | 309054.9735 |  | 1456 | CB 198 | 19960.6987 | 10353.1675 | 2212.2672 | 18012.5314 | 8405.0002 | 264.0998 | 0 | 0 | 0 | 1948.1674 | 2542.1215 | 1227.8707 | 45.4882 | 2540.5966 | 1226.3458 | 43.9633 | 0 | 0 | 0 | 1.5249 | 7610.7562 | 3764.3893 | 305.7537 | 7433.7887 | 3587.4218 | 128.7862 | 0 | 0 | 0 | 176.9675 | 9807.821 | 5360.9075 | 1861.0253 | 8038.146 | 3591.2326 | 91.3503 | 0 | 0 | 0 | 1769.675 | 0.0062204 | 0.0028242 | 7.24e-05 | 0 | 0 | 0 | 0.0028738 | 5000000 | no RA
CB 199 | 33857.9348 | 29891.4669 | 0 | 3966.4679 | 88.28% | 0% | 11.72% | 16183.0981 | 29499.5799 | 3689.3813 | 1075.7016 | 11418.0153 | 6732.0336 | 1931.2266 | 20836.3197 | 199 | 0.019491 | 0.011905 | 0.0058614 | 1737088.2679 | 6825.4243 | 5556.7538 | 21475.7567 | 350179.7908 | 285090.3887 | 1101818.0884 | 1484681.5364 | 338473.894 | 98687.7962 | 1047519.8462 | 743568.9352 | 169688.2155 | 48678.663 | 525202.0567 |  | 1457 | CB 199 | 33857.9348 | 17674.8368 | 4358.355 | 29891.4669 | 13708.3688 | 391.887 | 0 | 0 | 0 | 3966.4679 | 6825.4243 | 3136.0431 | 93.3907 | 6822.3196 | 3132.9383 | 90.286 | 0 | 0 | 0 | 3.1048 | 21475.7567 | 10057.7415 | 639.4371 | 21115.451 | 9697.4357 | 279.1313 | 0 | 0 | 0 | 360.3057 | 5556.7538 | 4481.0522 | 3625.5272 | 1953.6964 | 877.9948 | 22.4698 | 0 | 0 | 0 | 3603.0574 | 0.013788 | 0.0062018 | 0.0001584 | 0 | 0 | 0 | 0.005703 | 5000000 | no RA
CB 200 | 748333.3633 | 124378.7745 | 614306.114 | 9648.4748 | 16.62% | 82.09% | 1.289% | 339099.7204 | 696110.6879 | 7184.0636 | 271915.1526 | 60000.5042 | 13681.3073 | 563817.3959 | 118611.9847 | 200 | 0.060261 | 0.036849 | 0.015954 | 12418203.5362 | 13888.2972 | 610447.0683 | 123997.9978 | 230469.0794 | 10130052.0786 | 2057682.3783 | 11105631.6791 | 235280.5376 | 8905314.1341 | 1965037.0075 | 3273286.9932 | 64332.9373 | 2651210.7638 | 557743.2922 |  | 1458 | CB 200 | 748333.3633 | 409233.6429 | 52222.6753 | 124378.7745 | 59356.4184 | 1438.3276 | 614306.114 | 340228.7497 | 41135.8729 | 9648.4748 | 13888.2972 | 6704.2336 | 206.9899 | 13098.6119 | 6263.5029 | 147.0634 | 782.1329 | 433.1783 | 52.3741 | 7.5524 | 123997.9978 | 63997.4936 | 5386.0131 | 67039.7748 | 32060.5831 | 754.1532 | 56081.7755 | 31060.463 | 3755.4124 | 876.4475 | 610447.0683 | 338531.9157 | 46629.6724 | 44240.3878 | 21032.3325 | 537.111 | 557442.2056 | 308735.1083 | 37328.0864 | 8764.4749 | 0.029303 | 0.013227 | 0.0003358 | 0.017044 | 0.0097086 | 0.0017044 | 0.013914 | 5000000 | no RA
CB 202 | 63038.3612 | 56665.8943 | 0 | 6372.4669 | 89.89% | 0% | 10.11% | 31803.4018 | 55938.6166 | 4336.2768 | 396.7994 | 27070.3256 | 7621.628 | 707.287 | 47609.7015 | 202 | 0.040966 | 0.023366 | 0.009653 | 1538782.0544 | 7727.7935 | 6503.9987 | 48806.569 | 188637.3598 | 158764.2227 | 1191380.4719 | 1336781.0799 | 182265.1807 | 16678.5263 | 1137837.3728 | 735496.1748 | 100211.2424 | 9299.6028 | 625985.3296 |  | 1459 | CB 202 | 63038.3612 | 31234.9594 | 7099.7446 | 56665.8943 | 24862.4925 | 727.2777 | 0 | 0 | 0 | 6372.4669 | 7727.7935 | 3391.5167 | 106.1655 | 7722.8055 | 3386.5287 | 101.1774 | 0 | 0 | 0 | 4.9881 | 48806.569 | 21736.2433 | 1196.8675 | 48227.7073 | 21157.3816 | 618.0058 | 0 | 0 | 0 | 578.8617 | 6503.9987 | 6107.1993 | 5796.7116 | 715.3816 | 318.5822 | 8.0945 | 0 | 0 | 0 | 5788.6171 | 0.031671 | 0.01407 | 0.0003576 | 0 | 0 | 0 | 0.0092954 | 5000000 | no RA
CB 203 | 187902.0586 | 14924.4812 | 168802.6233 | 4174.9541 | 7.943% | 89.84% | 2.222% | 83469.1698 | 172263.7387 | 351.5269 | 75039.1861 | 8078.4568 | 650.81 | 155156.0445 | 16456.8842 | 203 | 0.03541 | 0.021228 | 0.0079226 | 5306438.7822 | 675.4196 | 169344.7669 | 17881.872 | 19074.1546 | 4782372.507 | 504992.1206 | 4919674.8013 | 20719.0052 | 4422811.367 | 476144.4291 | 1973887.3483 | 7457.3193 | 1777858.5067 | 188571.5224 |  | 1460 | CB 203 | 187902.0586 | 104432.8888 | 15638.3199 | 14924.4812 | 6744.0652 | 185.5396 | 168802.6233 | 93513.8695 | 11277.8263 | 4174.9541 | 675.4196 | 323.8927 | 24.6096 | 465.2763 | 206.0192 | 7.5201 | 206.8754 | 114.6056 | 13.8215 | 3.268 | 17881.872 | 9803.4152 | 1424.9878 | 2436.5911 | 1077.8352 | 39.1707 | 15066.0367 | 8346.3359 | 1006.5729 | 379.2442 | 169344.7669 | 94305.5809 | 14188.7225 | 12022.6138 | 5460.2109 | 138.8487 | 153529.7112 | 85052.9281 | 10257.4319 | 3792.4419 | 0.011784 | 0.0051698 | 0.0001322 | 0.017595 | 0.010027 | 0.0017596 | 0.0060308 | 5000000 | no RA
CB 204 | 421529.1137 | 222955.3153 | 190658.2231 | 7915.5754 | 52.89% | 45.23% | 1.878% | 191044.7755 | 397862.6346 | 15792.5865 | 85930.0936 | 89322.0954 | 32536.9666 | 181215.2084 | 184110.4596 | 204 | 0.068524 | 0.041486 | 0.01372 | 6151554.4002 | 33001.0358 | 200273.5142 | 188254.5637 | 481598.2108 | 2922676.9339 | 2747279.2555 | 5555686.9081 | 459257.0827 | 2498894.2751 | 2597535.5504 | 1724936.8935 | 141064.3002 | 785660.1034 | 798212.4899 |  | 1461 | CB 204 | 421529.1137 | 230484.3382 | 23666.4792 | 222955.3153 | 116934.0165 | 3018.0731 | 190658.2231 | 105634.7463 | 12732.8307 | 7915.5754 | 33001.0358 | 17208.4493 | 464.0692 | 32742.0417 | 17062.1898 | 440.9905 | 252.7981 | 140.0635 | 16.8828 | 6.1959 | 188254.5637 | 98932.4683 | 4144.1041 | 170641.1622 | 88853.0603 | 2296.8041 | 16894.367 | 9360.3735 | 1128.2656 | 719.0345 | 200273.5142 | 114343.4207 | 19058.3058 | 19572.1114 | 11018.7664 | 280.2786 | 173511.0579 | 96134.3093 | 11587.6823 | 7190.345 | 0.03949 | 0.020013 | 0.0005082 | 0.01758 | 0.01002 | 0.001758 | 0.011454 | 5000000 | no RA
CB 205 | 29805.0108 | 25955.6074 | 0 | 3849.4034 | 87.08% | 0% | 12.92% | 14393.9061 | 25649.6737 | 661.9981 | 10394.8633 | 3337.0447 | 1080.8062 | 19119.7227 | 5449.1447 | 205 | 0.016219 | 0.010242 | 0.0056514 | 1837682.8591 | 1097.4315 | 22840.1844 | 5867.3949 | 67664.1592 | 1408253.6532 | 361765.0467 | 1504667.4211 | 69201.9962 | 1086627.3553 | 348838.0696 | 735275.699 | 30982.4813 | 548087.577 | 156205.6407 |  | 1462 | CB 205 | 29805.0108 | 15411.1047 | 4155.3371 | 25955.6074 | 11561.7013 | 305.9337 | 0 | 0 | 0 | 3849.4034 | 1097.4315 | 435.4333 | 16.6253 | 1094.4183 | 432.4202 | 13.6121 | 0 | 0 | 0 | 3.0131 | 5867.3949 | 2530.3503 | 418.2502 | 5517.7231 | 2180.6784 | 68.5784 | 0 | 0 | 0 | 349.6718 | 22840.1844 | 12445.3211 | 3720.4616 | 19343.4659 | 8948.6027 | 223.7432 | 0 | 0 | 0 | 3496.7184 | 0.010687 | 0.00471 | 0.0001192 | 0 | 0 | 0 | 0.0055322 | 5000000 | no RA
CB 206 | 14305.3173 | 12308.0241 | 0 | 1997.2933 | 86.04% | 0% | 13.96% | 6272.0155 | 12149.062 | 69.1502 | 5853.2689 | 349.5964 | 127.0603 | 11379.4001 | 642.6016 | 206 | 0.0084374 | 0.00548 | 0.0029592 | 1695465.1102 | 131.2573 | 13336.6697 | 837.3903 | 15556.605 | 1580661.0707 | 99247.4345 | 1465930.9881 | 16162.1709 | 1368059.156 | 81709.6612 | 728661.5823 | 7620.6688 | 682499.743 | 38541.1705 |  | 1463 | CB 206 | 14305.3173 | 8033.3018 | 2156.2554 | 12308.0241 | 6036.0086 | 158.9621 | 0 | 0 | 0 | 1997.2933 | 131.2573 | 62.1071 | 4.197 | 129.6939 | 60.5437 | 2.6336 | 0 | 0 | 0 | 1.5634 | 837.3903 | 487.7939 | 194.7887 | 655.9603 | 306.3639 | 13.3588 | 0 | 0 | 0 | 181.43 | 13336.6697 | 7483.4008 | 1957.2696 | 11522.3698 | 5669.101 | 142.9698 | 0 | 0 | 0 | 1814.2999 | 0.0055436 | 0.0025862 | 6.54e-05 | 0 | 0 | 0 | 0.0028938 | 5000000 | no RA
CB 207 | 30990.2718 | 29080.1063 | 0 | 1910.1655 | 93.84% | 0% | 6.164% | 13622.1043 | 28673.2379 | 286.5245 | 11885.5642 | 1450.0156 | 633.099 | 24837.3378 | 3202.8011 | 207 | 0.0090126 | 0.0058732 | 0.0028268 | 3438549.5671 | 646.0877 | 26909.8141 | 3434.37 | 71687.1644 | 2985799.221 | 381063.1817 | 2957189.872 | 62200.9232 | 2580208.5583 | 314780.3905 | 819666.7385 | 18098.0686 | 710011.8841 | 91556.7858 |  | 1464 | CB 207 | 30990.2718 | 17368.1676 | 2317.0339 | 29080.1063 | 15458.0021 | 406.8685 | 0 | 0 | 0 | 1910.1655 | 646.0877 | 359.5632 | 12.9887 | 644.5926 | 358.068 | 11.4935 | 0 | 0 | 0 | 1.4952 | 3434.37 | 1984.3545 | 231.569 | 3260.8546 | 1810.839 | 58.0535 | 0 | 0 | 0 | 173.5155 | 26909.8141 | 15024.2499 | 2072.4763 | 25174.6592 | 13289.0951 | 337.3215 | 0 | 0 | 0 | 1735.1548 | 0.006265 | 0.0031256 | 7.92e-05 | 0 | 0 | 0 | 0.0027476 | 5000000 | no RA
CB 208 | 7509.2738 | 7024.1825 | 0 | 485.0913 | 93.54% | 0% | 6.46% | 3564.3952 | 6929.3147 | 37.3984 | 3338.0899 | 188.9069 | 72.4263 | 6490.8643 | 366.0241 | 208 | 0.0017112 | 0.0011946 | 0.0007106 | 4388308.6549 | 74.9862 | 7013.2127 | 421.0749 | 43820.8109 | 4098417.8974 | 246069.9467 | 3302259.0088 | 34648.0008 | 3092596.8693 | 175014.1387 | 816154.0836 | 8530.5687 | 764512.1701 | 43111.3448 |  | 1465 | CB 208 | 7509.2738 | 3944.8786 | 579.9591 | 7024.1825 | 3459.7873 | 94.8678 | 0 | 0 | 0 | 485.0913 | 74.9862 | 37.5878 | 2.5599 | 74.6065 | 37.2081 | 2.1802 | 0 | 0 | 0 | 0.37971 | 421.0749 | 232.168 | 55.0508 | 377.0102 | 188.1033 | 10.9861 | 0 | 0 | 0 | 44.0647 | 7013.2127 | 3675.1228 | 522.3484 | 6572.5658 | 3234.4759 | 81.7015 | 0 | 0 | 0 | 440.6469 | 0.0010132 | 0.0004966 | 1.26e-05 | 0 | 0 | 0 | 0.000698 | 5000000 | no RA
CB 209 | 2901.4793 | 2758.7183 | 0 | 142.761 | 95.08% | 0% | 4.92% | 1559.1564 | 2728.6503 | 5.2092 | 1527.6802 | 26.2671 | 10.6183 | 2664.4775 | 53.5545 | 209 | 0.000675 | 0.0004108 | 0.0002142 | 4298487.8117 | 10.7301 | 2824.2266 | 66.5226 | 15896.3849 | 4184039.3932 | 98552.0335 | 3267582.3637 | 10917.1205 | 3201616.3931 | 55048.85 | 806857.8582 | 3139.8195 | 787882.0494 | 15835.9893 |  | 1466 | CB 209 | 2901.4793 | 1342.3228 | 172.829 | 2758.7183 | 1199.5618 | 30.068 | 0 | 0 | 0 | 142.761 | 10.7301 | 5.5209 | 0.11175 | 10.6183 | 5.4091 | 0 | 0 | 0 | 0 | 0.11175 | 66.5226 | 40.2556 | 12.9681 | 53.5545 | 27.2875 | 0 | 0 | 0 | 0 | 12.9681 | 2824.2266 | 1296.5464 | 159.7491 | 2694.5455 | 1166.8653 | 30.068 | 0 | 0 | 0 | 129.6811 | 0.000466 | 0.0002018 | 5.2e-06 | 0 | 0 | 0 | 0.000209 | 5000000 | no RA
CB 210 | 640.3592 | 568.1882 | 0 | 72.171 | 88.73% | 0% | 11.27% | 139.2262 | 567.7594 | 9.6624 | 20.2975 | 109.2664 | 51.2197 | 35.3777 | 481.1621 | 210 | 0.0002002 | 0.0001434 | 0.0001012 | 3198597.504 | 51.2762 | 101.3651 | 487.7179 | 256124.6759 | 506319.3951 | 2436153.433 | 3494651.4178 | 242530.1765 | 509478.0515 | 2742643.1897 | 717389.413 | 64718.3417 | 44701.2933 | 607969.7779 |  | 1467 | CB 210 | 640.3592 | 501.133 | 72.5998 | 568.1882 | 428.962 | 0.42882 | 0 | 0 | 0 | 72.171 | 51.2762 | 41.6138 | 0.056492 | 51.2197 | 41.5573 | 0 | 0 | 0 | 0 | 0.056492 | 487.7179 | 378.4516 | 6.5559 | 481.1621 | 371.8957 | 0 | 0 | 0 | 0 | 6.5559 | 101.3651 | 81.0676 | 65.9875 | 35.8065 | 15.509 | 0.42882 | 0 | 0 | 0 | 65.5586 | 0.0001002 | 4.34e-05 | 1.2e-06 | 0 | 0 | 0 | 0.0001 | 5000000 | no RA
CB 211 | 36.3486 | 0 | 0 | 36.3486 | 0% | 0% | 100% | 0 | 0 | 0 | 0 | 0 | 0 | 0 | 0 | 211 | 5.02e-05 | 5.02e-05 | 5.02e-05 | 724075.0434 | 0.028452 | 33.0183 | 3.3018 | 566.7715 | 657734.7927 | 65773.4793 | 724075.0434 | 0 | 0 | 0 | 724075.0434 | 0 | 0 | 0 |  | 1468 | CB 211 | 36.3486 | 36.3486 | 36.3486 | 0 | 0 | 0 | 0 | 0 | 0 | 36.3486 | 0.028452 | 0.028452 | 0.028452 | 0 | 0 | 0 | 0 | 0 | 0 | 0.028452 | 3.3018 | 3.3018 | 3.3018 | 0 | 0 | 0 | 0 | 0 | 0 | 3.3018 | 33.0183 | 33.0183 | 33.0183 | 0 | 0 | 0 | 0 | 0 | 0 | 33.0183 | 0 | 0 | 0 | 0 | 0 | 0 | 5.02e-05 | 5000000 | no RA
CB 212 | 7004.7645 | 6801.5294 | 0 | 203.2352 | 97.1% | 0% | 2.901% | 1340.1831 | 6779.5734 | 112.7537 | 138.1636 | 1089.2658 | 583.8251 | 563.5351 | 5632.2132 | 212 | 0.0011646 | 0.0009536 | 0.000304 | 6014738.5785 | 584.3788 | 759.1962 | 5661.1895 | 501785.0061 | 651894.3708 | 4861059.2016 | 5940207.0877 | 499767.8295 | 612394.1377 | 4828045.1205 | 740760.2177 | 63790.801 | 61573.8401 | 615395.5765 |  | 1469 | CB 212 | 7004.7645 | 5664.5815 | 225.1911 | 6801.5294 | 5461.3463 | 21.9559 | 0 | 0 | 0 | 203.2352 | 584.3788 | 471.6251 | 0.5537 | 584.2197 | 471.466 | 0.39462 | 0 | 0 | 0 | 0.15908 | 5661.1895 | 4571.9238 | 28.9763 | 5642.7281 | 4553.4623 | 10.5148 | 0 | 0 | 0 | 18.4615 | 759.1962 | 621.0326 | 195.6611 | 574.5815 | 436.418 | 11.0465 | 0 | 0 | 0 | 184.6146 | 0.0008774 | 0.0006664 | 1.68e-05 | 0 | 0 | 0 | 0.0002872 | 5000000 | no RA
CB 214 | 5971.1514 | 5902.544 | 0 | 68.6075 | 98.85% | 0% | 1.149% | 1887.3916 | 5899.6527 | 302.0494 | 34.6955 | 1550.6468 | 937.6136 | 141.9623 | 4820.0768 | 214 | 0.0002016 | 0.0001776 | 0.0001034 | 29618806.6342 | 937.6673 | 207.1752 | 4826.3089 | 4651127.3905 | 1027654.8135 | 23940024.4303 | 22994142.9895 | 3679875.8971 | 422695.9092 | 18891571.1831 | 691477.3099 | 109894.3535 | 16638.8986 | 564944.0577 |  | 1470 | CB 214 | 5971.1514 | 4083.7598 | 71.4988 | 5902.544 | 4015.1523 | 2.8913 | 0 | 0 | 0 | 68.6075 | 937.6673 | 635.6179 | 0.053703 | 937.6136 | 635.5642 | 0 | 0 | 0 | 0 | 0.053703 | 4826.3089 | 3275.6622 | 6.2322 | 4820.0768 | 3269.43 | 0 | 0 | 0 | 0 | 6.2322 | 207.1752 | 172.4797 | 65.2129 | 144.8536 | 110.1581 | 2.8913 | 0 | 0 | 0 | 62.3216 | 0.0001002 | 7.62e-05 | 2e-06 | 0 | 0 | 0 | 0.0001014 | 5000000 | no RA
CB 215 | 14356.6615 | 14218.7932 | 0 | 137.8684 | 99.04% | 0% | 0.9603% | 1813.4414 | 14197.5838 | 282.1001 | 76.8975 | 1454.4438 | 2261.8523 | 313.628 | 11622.1035 | 215 | 0.0005546 | 0.000468 | 0.0002014 | 25886515.5721 | 2264.3439 | 444.903 | 11647.4146 | 4082841.5595 | 802205.1322 | 21001468.8803 | 26801752.5032 | 4169298.2885 | 1136506.0494 | 21495948.1653 | 789859.5434 | 125834.4838 | 17448.187 | 646576.8725 |  | 1471 | CB 215 | 14356.6615 | 12543.2202 | 159.0777 | 14218.7932 | 12405.3518 | 21.2093 | 0 | 0 | 0 | 137.8684 | 2264.3439 | 1982.2438 | 2.4916 | 2264.236 | 1982.1359 | 2.3837 | 0 | 0 | 0 | 0.10792 | 11647.4146 | 10192.9709 | 25.3112 | 11634.891 | 10180.4472 | 12.7875 | 0 | 0 | 0 | 12.5237 | 444.903 | 368.0055 | 131.2749 | 319.6662 | 242.7687 | 6.0381 | 0 | 0 | 0 | 125.2368 | 0.00036 | 0.0002734 | 6.8e-06 | 0 | 0 | 0 | 0.0001946 | 5000000 | no RA
CB 217 | 2483.9045 | 2408.6065 | 0 | 75.298 | 96.97% | 0% | 3.031% | 172.3757 | 1689.7499 | 25.3503 | 16.0764 | 130.949 | 264.6846 | 65.9546 | 1359.1107 | 217 | 0.000134 | 0.0001262 | 0.000102 | 18536601.061 | 381.3918 | 135.5904 | 1966.9223 | 2846207.8048 | 1011868.8084 | 14678524.4479 | 18316393.1158 | 2693689.3671 | 1708258.6326 | 13914445.116 | 7785829.509 | 1219582.2853 | 303897.8421 | 6262349.3815 |  | 1472 | CB 217 | 2483.9045 | 2311.5288 | 794.1546 | 2408.6065 | 2236.2308 | 718.8566 | 0 | 0 | 0 | 75.298 | 381.3918 | 356.0415 | 116.7073 | 381.3329 | 355.9826 | 116.6483 | 0 | 0 | 0 | 0.05894 | 1966.9223 | 1835.9733 | 607.8115 | 1960.0824 | 1829.1334 | 600.9716 | 0 | 0 | 0 | 6.8399 | 135.5904 | 119.514 | 69.6358 | 67.1913 | 51.1148 | 1.2366 | 0 | 0 | 0 | 68.3992 | 3.26e-05 | 2.48e-05 | 6e-07 | 0 | 0 | 0 | 0.0001014 | 5000000 | no RA
CB 220 | 32.703 | 0 | 0 | 32.703 | 0% | 0% | 100% | 0 | 0 | 0 | 0 | 0 | 0 | 0 | 0 | 220 | 4.74e-05 | 4.74e-05 | 4.74e-05 | 689937.2034 | 0.025598 | 29.7068 | 2.9707 | 540.05 | 626724.6849 | 62672.4685 | 689937.2034 | 0 | 0 | 0 | 689937.2034 | 0 | 0 | 0 |  | 1473 | CB 220 | 32.703 | 32.703 | 32.703 | 0 | 0 | 0 | 0 | 0 | 0 | 32.703 | 0.025598 | 0.025598 | 0.025598 | 0 | 0 | 0 | 0 | 0 | 0 | 0.025598 | 2.9707 | 2.9707 | 2.9707 | 0 | 0 | 0 | 0 | 0 | 0 | 2.9707 | 29.7068 | 29.7068 | 29.7068 | 0 | 0 | 0 | 0 | 0 | 0 | 29.7068 | 0 | 0 | 0 | 0 | 0 | 0 | 4.74e-05 | 5000000 | no RA
CB 229 | 1873.6508 | 1732.1819 | 0 | 141.469 | 92.45% | 0% | 7.55% | 914.5397 | 1718.8264 | 34.4694 | 725.8725 | 154.1977 | 82.3173 | 1267.4388 | 369.0702 | 229 | 0.0005864 | 0.000369 | 0.0002068 | 3195175.3825 | 82.4281 | 1409.3018 | 381.9209 | 140566.2794 | 2403311.4703 | 651297.6327 | 2599217.2064 | 97965.7357 | 2063005.3927 | 438246.078 | 748667.704 | 35854.8883 | 552057.2367 | 160755.5791 |  | 1474 | CB 229 | 1873.6508 | 959.1111 | 154.8245 | 1732.1819 | 817.6422 | 13.3555 | 0 | 0 | 0 | 141.469 | 82.4281 | 47.9586 | 0.11074 | 82.3173 | 47.8479 | 0 | 0 | 0 | 0 | 0.11074 | 381.9209 | 227.7232 | 12.8507 | 369.0702 | 214.8724 | 0 | 0 | 0 | 0 | 12.8507 | 1409.3018 | 683.4293 | 141.863 | 1280.7944 | 554.9219 | 13.3555 | 0 | 0 | 0 | 128.5075 | 0.0003836 | 0.0001662 | 4e-06 | 0 | 0 | 0 | 0.0002028 | 5000000 | no RA
CB 230 | 37069.2355 | 36682.0425 | 0 | 387.193 | 98.96% | 0% | 1.045% | 8796.1683 | 34859.6694 | 1222.0779 | 1377.1646 | 6196.9258 | 4813.4655 | 5618.1092 | 24428.0947 | 230 | 0.0025822 | 0.002094 | 0.0005906 | 14355679.4721 | 5095.9074 | 6079.8425 | 25893.4856 | 1973475.1063 | 2354520.3852 | 10027683.9805 | 13501942.3465 | 1875865.1422 | 2113920.0423 | 9512157.162 | 3741222.7668 | 516592.5816 | 602948.8662 | 2621681.319 |  | 1475 | CB 230 | 37069.2355 | 28273.0673 | 2209.5662 | 36682.0425 | 27885.8743 | 1822.3732 | 0 | 0 | 0 | 387.193 | 5095.9074 | 3873.8295 | 282.442 | 5095.6043 | 3873.5264 | 282.1389 | 0 | 0 | 0 | 0.30308 | 25893.4856 | 19696.5598 | 1465.3909 | 25858.3138 | 19661.388 | 1430.2191 | 0 | 0 | 0 | 35.1718 | 6079.8425 | 4702.678 | 461.7333 | 5728.1244 | 4350.9599 | 110.0152 | 0 | 0 | 0 | 351.7181 | 0.0020306 | 0.0015424 | 3.9e-05 | 0 | 0 | 0 | 0.0005516 | 5000000 | no RA
CB 231 | 416517.5843 | 399084.4461 | 11748.0726 | 5685.0657 | 95.81% | 2.821% | 1.365% | 208818.6016 | 400253.5088 | 36109.4807 | 8566.3428 | 164142.7781 | 68184.0941 | 22019.2108 | 310050.2039 | 231 | 0.037573 | 0.02261 | 0.0092714 | 11085673.7178 | 69878.396 | 28345.5281 | 318293.6603 | 1859823.2743 | 754420.1909 | 8471430.2525 | 9186074.5472 | 1588481.0041 | 376839.3373 | 7220754.2058 | 1754220.0221 | 298835.3643 | 96505.1889 | 1358879.4689 |  | 1476 | CB 231 | 416517.5843 | 207698.9827 | 16264.0755 | 399084.4461 | 195490.2958 | 9790.2231 | 11748.0726 | 6523.6213 | 788.7867 | 5685.0657 | 69878.396 | 33768.9152 | 1694.3018 | 69853.9914 | 33753.3846 | 1688.512 | 19.9546 | 11.0806 | 1.3398 | 4.45 | 318293.6603 | 154150.8822 | 8243.4564 | 316637.8861 | 153001.7871 | 7650.5385 | 1139.3546 | 632.6755 | 76.4983 | 516.4196 | 28345.5281 | 19779.1853 | 6326.3173 | 12592.5686 | 8735.1241 | 451.1726 | 10588.7634 | 5879.8651 | 710.9486 | 5164.1961 | 0.023621 | 0.011091 | 0.0004216 | 0.0056686 | 0.0032366 | 0.0005668 | 0.008283 | 5000000 | no RA
CB 232 | 300212.218 | 258057.2007 | 37305.5117 | 4849.5056 | 85.96% | 12.43% | 1.615% | 133413.1019 | 288311.2638 | 18767.8112 | 17372.7113 | 97272.5794 | 40434.0903 | 38326.5852 | 209550.5883 | 232 | 0.029023 | 0.018893 | 0.0077442 | 10343799.0735 | 41165.3678 | 45104.5319 | 213942.3184 | 1418350.9779 | 1554074.7083 | 7371373.3872 | 8828619.9166 | 1241961.0142 | 1149640.201 | 6437018.7014 | 1536757.0914 | 215521.8433 | 204288.4165 | 1116946.8316 |  | 1477 | CB 232 | 300212.218 | 166799.1161 | 11900.9543 | 258057.2007 | 141223.5934 | 4540.4965 | 37305.5117 | 20726.017 | 2510.9521 | 4849.5056 | 41165.3678 | 22397.5566 | 731.2775 | 41104.2892 | 22361.9359 | 723.6259 | 57.2826 | 31.8248 | 3.8556 | 3.796 | 213942.3184 | 116669.7389 | 4391.7301 | 209698.358 | 114116.1222 | 3695.2097 | 3803.4413 | 2113.0976 | 256.0013 | 440.5191 | 45104.5319 | 27731.8206 | 6777.9467 | 7254.5535 | 4745.5353 | 121.6608 | 33444.7878 | 18581.0946 | 2251.0953 | 4405.1906 | 0.01641 | 0.008705 | 0.0002216 | 0.0056566 | 0.003231 | 0.0005656 | 0.006957 | 5000000 | no RA
CB 233 | 763956.6525 | 713039.5475 | 37458.7052 | 13458.3998 | 93.34% | 4.903% | 1.762% | 370667.3755 | 739661.5664 | 60778.1111 | 31366.8078 | 278522.4565 | 119016.3378 | 74951.1634 | 545694.0652 | 233 | 0.075451 | 0.047958 | 0.02075 | 10125175.6439 | 120400.8541 | 90129.5111 | 553426.2873 | 1595744.7217 | 1194540.4586 | 7334890.4636 | 8200702.2198 | 1344664.3104 | 693964.0975 | 6162073.8119 | 1170858.8083 | 188398.7675 | 118645.1127 | 863814.9281 |  | 1478 | CB 233 | 763956.6525 | 393289.2771 | 24295.0861 | 713039.5475 | 359023.2806 | 8316.6664 | 37458.7052 | 20807.5966 | 2520.0199 | 13458.3998 | 120400.8541 | 59622.743 | 1384.5163 | 120335.1571 | 59581.5667 | 1370.2707 | 55.1624 | 30.6417 | 3.711 | 10.5346 | 553426.2873 | 274903.8308 | 7732.2222 | 548071.8207 | 271386.0874 | 6231.7148 | 4131.9334 | 2295.2103 | 277.9742 | 1222.5332 | 90129.5111 | 58762.7032 | 15178.3476 | 44632.5697 | 28055.6265 | 714.6809 | 33271.6093 | 18481.7447 | 2238.3346 | 12225.332 | 0.050248 | 0.025182 | 0.0006388 | 0.0056584 | 0.0032312 | 0.0005658 | 0.019545 | 5000000 | no RA
CB 234 | 535521.3627 | 499366.9669 | 29122.1914 | 7032.2044 | 93.25% | 5.438% | 1.313% | 225686.1732 | 519815.8658 | 39587.6495 | 14393.8545 | 171704.6692 | 90977.6775 | 34430.6959 | 394407.4925 | 234 | 0.044658 | 0.029385 | 0.011064 | 11991610.9699 | 92215.7922 | 42787.3768 | 400518.1937 | 2064933.3195 | 958112.248 | 8968565.4023 | 10544063.2401 | 1849535.901 | 672481.2142 | 8022046.1249 | 1419462.1366 | 248432.9104 | 94019.9643 | 1077009.2619 |  | 1479 | CB 234 | 535521.3627 | 309835.1895 | 15705.4969 | 499366.9669 | 286612.2154 | 6708.9043 | 29122.1914 | 16190.7697 | 1964.3881 | 7032.2044 | 92215.7922 | 52628.1427 | 1238.1147 | 92157.277 | 52593.1664 | 1229.0345 | 53.0107 | 29.4718 | 3.5757 | 5.5045 | 400518.1937 | 228813.5245 | 6110.7013 | 397247.5732 | 226711.542 | 5294.3847 | 2631.8296 | 1463.1916 | 177.5256 | 638.7909 | 42787.3768 | 28393.5223 | 8356.6809 | 9962.1166 | 7307.5071 | 185.4851 | 26437.3511 | 14698.1062 | 1783.2868 | 6387.909 | 0.028907 | 0.01606 | 0.0004088 | 0.0056612 | 0.0032354 | 0.0005662 | 0.010089 | 5000000 | no RA
CB 235 | 38904.6871 | 38734.3146 | 0 | 170.3724 | 99.56% | 0% | 0.4379% | 18694.0974 | 38481.2172 | 2913.2718 | 906.1497 | 14874.676 | 6024.7159 | 1686.6289 | 30769.8724 | 235 | 0.0007134 | 0.0004668 | 0.0002544 | 54534184.2664 | 6062.9114 | 1861.2344 | 30980.5413 | 8498614.1829 | 2608963.2801 | 43426606.8034 | 43296036.0495 | 6747216.3101 | 2098667.142 | 34450152.5974 | 1664582.8191 | 260611.2627 | 72958.5424 | 1331013.014 |  | 1480 | CB 235 | 38904.6871 | 20210.5896 | 423.4699 | 38734.3146 | 20040.2172 | 253.0974 | 0 | 0 | 0 | 170.3724 | 6062.9114 | 3149.6396 | 38.1954 | 6062.778 | 3149.5062 | 38.0621 | 0 | 0 | 0 | 0.13336 | 30980.5413 | 16105.8653 | 210.6689 | 30965.065 | 16090.389 | 195.1927 | 0 | 0 | 0 | 15.4763 | 1861.2344 | 955.0848 | 174.6055 | 1706.4716 | 800.322 | 19.8427 | 0 | 0 | 0 | 154.7628 | 0.0004644 | 0.0002178 | 5.4e-06 | 0 | 0 | 0 | 0.000249 | 5000000 | no RA
CB 236 | 1431588.9098 | 1135599.492 | 290133.9295 | 5855.4883 | 79.32% | 20.27% | 0.409% | 613845.5354 | 1384235.3502 | 86341.2712 | 118291.526 | 409212.7382 | 198147.6803 | 250413.1253 | 935674.5446 | 236 | 0.1419 | 0.083787 | 0.019914 | 10088958.5078 | 200852.4137 | 279064.2027 | 951672.2934 | 1415484.3294 | 1966672.9341 | 6706801.2443 | 9759764.9095 | 1372772.8891 | 1880762.2075 | 6506229.8129 | 2377926.8459 | 340390.5906 | 430175.4706 | 1607360.7847 |  | 1481 | CB 236 | 1431588.9098 | 817743.3744 | 47353.5596 | 1135599.492 | 648652.1108 | 15151.0335 | 290133.9295 | 163235.7753 | 26347.0378 | 5855.4883 | 200852.4137 | 114511.1425 | 2704.7334 | 200435.4354 | 114274.5366 | 2662.7005 | 412.3949 | 232.0225 | 37.4495 | 4.5834 | 951672.2934 | 542459.5553 | 15997.7488 | 914707.2409 | 521429.5565 | 12157.3569 | 36433.1521 | 20498.0984 | 3308.4915 | 531.9004 | 279064.2027 | 160772.6767 | 28651.0773 | 20456.8157 | 12948.0178 | 330.9761 | 253288.3825 | 142505.6544 | 23001.0967 | 5319.0045 | 0.02168 | 0.011964 | 0.000305 | 0.11179 | 0.063393 | 0.011179 | 0.0084302 | 5000000 | no RA
CB 237 | 185706.5697 | 176247.8771 | 8798.316 | 660.3766 | 94.91% | 4.738% | 0.3556% | 74431.1599 | 178193.6495 | 13153.9719 | 4077.5854 | 57199.6026 | 31512.5237 | 9795.338 | 136885.7879 | 237 | 0.10923 | 0.062509 | 0.011576 | 1700183.0098 | 32642.6413 | 11136.9767 | 141926.9516 | 298850.3008 | 101961.3826 | 1299371.3264 | 1780150.215 | 314600.0407 | 97522.5224 | 1368027.6518 | 649008.3051 | 114773.3921 | 35676.1068 | 498558.8061 |  | 1482 | CB 237 | 185706.5697 | 111275.4098 | 7512.9201 | 176247.8771 | 105661.9408 | 6061.8947 | 8798.316 | 4953.0924 | 790.6488 | 660.3766 | 32642.6413 | 19488.6694 | 1130.1176 | 32633.3306 | 19483.2019 | 1128.8105 | 8.7939 | 4.9506 | 0.79025 | 0.51691 | 141926.9516 | 84727.349 | 5041.1637 | 140731.355 | 84028.0601 | 4879.1265 | 1135.6094 | 639.3017 | 102.05 | 59.9872 | 11136.9767 | 7059.3914 | 1341.6388 | 2883.1915 | 2150.6787 | 53.9577 | 7653.9128 | 4308.8402 | 687.8086 | 599.8725 | 0.0024198 | 0.0014458 | 3.68e-05 | 0.10585 | 0.060109 | 0.010585 | 0.0009538 | 5000000 | no RA
CB 239 | 1953.0281 | 1915.1965 | 0 | 37.8316 | 98.06% | 0% | 1.937% | 734.5658 | 1909.1386 | 104.6298 | 73.6279 | 556.308 | 251.1803 | 300.5696 | 1357.3886 | 239 | 0.0001826 | 0.000151 | 5.36e-05 | 10695663.4694 | 251.2099 | 340.993 | 1360.8252 | 1375738.974 | 1867431.6626 | 7452492.8328 | 8069287.1159 | 1149370.5412 | 808810.6741 | 6111105.9006 | 818835.661 | 107732.0479 | 128915.2616 | 582188.3515 |  | 1483 | CB 239 | 1953.0281 | 1218.4624 | 43.8896 | 1915.1965 | 1180.6308 | 6.058 | 0 | 0 | 0 | 37.8316 | 251.2099 | 146.5801 | 0.029613 | 251.1803 | 146.5505 | 0 | 0 | 0 | 0 | 0.029613 | 1360.8252 | 804.5171 | 3.4365 | 1357.3886 | 801.0806 | 0 | 0 | 0 | 0 | 3.4365 | 340.993 | 267.3651 | 40.4234 | 306.6276 | 232.9997 | 6.058 | 0 | 0 | 0 | 34.3654 | 0.0001316 | 0.0001 | 2.6e-06 | 0 | 0 | 0 | 5.1e-05 | 5000000 | no RA
CB 240 | 222999.446 | 194321.8335 | 24071.8693 | 4605.7432 | 87.14% | 10.79% | 2.065% | 105327.6025 | 214068.9416 | 19490.7725 | 14556.9461 | 71279.8838 | 39515.6457 | 30008.4908 | 144544.8051 | 240 | 0.048511 | 0.029025 | 0.0092986 | 4596922.0331 | 40060.1291 | 35861.488 | 147077.8289 | 825801.5587 | 739250.5552 | 3031869.9192 | 4054154.8156 | 750217.4882 | 560310.0407 | 2743627.2866 | 960413.8685 | 177285.7561 | 134632.1916 | 648495.9208 |  | 1484 | CB 240 | 222999.446 | 117671.8435 | 8930.5044 | 194321.8335 | 99721.5472 | 2600.1454 | 24071.8693 | 13344.5532 | 1724.6158 | 4605.7432 | 40060.1291 | 20569.3566 | 544.4834 | 39998.5338 | 20533.6038 | 536.7236 | 57.9901 | 32.1476 | 4.1547 | 3.6052 | 147077.8289 | 75797.9451 | 2533.0238 | 144091.9166 | 73956.222 | 1930.698 | 2567.5361 | 1423.347 | 183.9497 | 418.3762 | 35861.488 | 21304.5419 | 5852.9972 | 10231.383 | 5231.7214 | 132.7239 | 21446.3431 | 11889.0586 | 1536.5114 | 4183.7618 | 0.017414 | 0.008491 | 0.0002154 | 0.024459 | 0.013897 | 0.0024458 | 0.0066374 | 5000000 | no RA
CB 241 | 591782.5581 | 22642.0162 | 567243.1099 | 1897.4321 | 3.826% | 95.85% | 0.3206% | 260492.1183 | 539451.9313 | 832.6238 | 235206.827 | 24452.6676 | 1564.725 | 487863.7392 | 50023.4671 | 241 | 0.096356 | 0.05512 | 0.011494 | 6141626.4493 | 1639.7177 | 535484.6542 | 54658.1862 | 17017.2869 | 5557356.6173 | 567252.5451 | 6010349.0533 | 19211.1748 | 5426940.1269 | 564197.7516 | 4552943.9233 | 13206.1908 | 4117542.487 | 422195.2456 |  | 1485 | CB 241 | 591782.5581 | 331290.4398 | 52330.6269 | 22642.0162 | 10703.6626 | 228.8836 | 567243.1099 | 318689.3451 | 50204.3112 | 1897.4321 | 1639.7177 | 807.0939 | 74.9927 | 833.6328 | 353.5673 | 2.2957 | 804.5997 | 452.0414 | 71.2117 | 1.4852 | 54658.1862 | 30205.5187 | 4634.7191 | 4197.0945 | 1779.8711 | 11.5153 | 50288.7329 | 28253.2887 | 4450.8451 | 172.3588 | 535484.6542 | 300277.8273 | 47620.915 | 17611.2889 | 8570.2242 | 215.0726 | 516149.7772 | 289984.015 | 45682.2544 | 1723.588 | 0.006987 | 0.0032338 | 8.14e-05 | 0.086618 | 0.049136 | 0.0086618 | 0.0027506 | 5000000 | no RA
CB 242 | 207886.3315 | 66156.7075 | 139272.8227 | 2456.8013 | 31.82% | 66.99% | 1.182% | 98487.0429 | 192397.5032 | 4696.2365 | 64446.0753 | 29344.7312 | 8024.4461 | 132187.1667 | 52185.8904 | 242 | 0.1014 | 0.058268 | 0.012584 | 2050064.0159 | 8123.5246 | 145748.3224 | 54014.4845 | 80109.8629 | 1437292.1439 | 532662.0091 | 1877525.6423 | 89527.5578 | 1228579.4686 | 559418.6158 | 1230874.181 | 51336.8594 | 845675.0624 | 333862.2593 |  | 1486 | CB 242 | 207886.3315 | 109399.2886 | 15488.8283 | 66156.7075 | 28686.1935 | 674.3771 | 139272.8227 | 78256.2938 | 12357.65 | 2456.8013 | 8123.5246 | 3427.2881 | 99.0785 | 7862.2935 | 3279.6619 | 74.1471 | 259.308 | 145.7031 | 23.0084 | 1.9231 | 54014.4845 | 24669.7533 | 1828.5941 | 39936.6363 | 16661.7493 | 376.1006 | 13854.6774 | 7784.8333 | 1229.3228 | 223.1707 | 145748.3224 | 81302.2471 | 13561.1557 | 18357.7777 | 8744.7823 | 224.1294 | 125158.8372 | 70325.7574 | 11105.3188 | 2231.7075 | 0.008669 | 0.0041212 | 0.0001054 | 0.089175 | 0.050586 | 0.0089174 | 0.0035608 | 5000000 | no RA
CB 243 | 87879.4315 | 65931.6024 | 19804.0628 | 2143.7663 | 75.03% | 22.54% | 2.439% | 32714.1304 | 83137.762 | 4039.3226 | 12564.5458 | 16110.262 | 10761.8792 | 29878.0373 | 42497.8454 | 243 | 0.039288 | 0.023676 | 0.0057242 | 2236789.4561 | 10964.8616 | 33338.0726 | 43576.4973 | 279087.9087 | 848551.7945 | 1109149.753 | 2330029.0224 | 287696.4381 | 894896.3669 | 1147436.2174 | 828354.9691 | 107227.5213 | 297694.0936 | 423433.3542 |  | 1487 | CB 243 | 87879.4315 | 55165.3011 | 4741.6695 | 65931.6024 | 42051.3087 | 1179.5481 | 19804.0628 | 10970.2261 | 1418.3551 | 2143.7663 | 10964.8616 | 6925.539 | 202.9823 | 10924.2371 | 6902.287 | 198.515 | 38.9465 | 21.5739 | 2.7893 | 1.678 | 43576.4973 | 27466.2353 | 1078.6519 | 41584.3635 | 26275.8524 | 755.188 | 1797.3985 | 995.6476 | 128.7286 | 194.7353 | 33338.0726 | 20773.5268 | 3460.0353 | 13423.0018 | 8873.1693 | 225.8451 | 17967.7178 | 9953.0046 | 1286.8372 | 1947.353 | 0.011686 | 0.0066602 | 0.0001694 | 0.024497 | 0.01391 | 0.0024496 | 0.0031052 | 5000000 | no RA
CB 244 | 218166.3605 | 37659.9755 | 177319.5675 | 3186.8175 | 17.26% | 81.28% | 1.461% | 100225.9466 | 201836.4659 | 1715.6852 | 83625.5834 | 14884.678 | 2969.8061 | 170949.5007 | 27917.1591 | 244 | 0.040668 | 0.023792 | 0.0072638 | 5364517.9173 | 3025.5344 | 185670.7687 | 29470.0574 | 74395.2164 | 4565480.0452 | 724642.6557 | 4957187.5138 | 84857.9986 | 4136131.5324 | 736197.9829 | 2248120.0673 | 33078.6639 | 1904091.0242 | 310950.3792 |  | 1488 | CB 244 | 218166.3605 | 117940.4139 | 16329.8945 | 37659.9755 | 16633.7424 | 457.2051 | 177319.5675 | 98119.854 | 12685.8719 | 3186.8175 | 3025.5344 | 1309.8492 | 55.7284 | 2768.7238 | 1166.6288 | 35.0395 | 254.3161 | 140.7259 | 18.1944 | 2.4945 | 29470.0574 | 14585.3794 | 1552.8983 | 14015.3935 | 5904.2371 | 178.4606 | 15165.1799 | 8391.6584 | 1084.9538 | 289.4839 | 185670.7687 | 102045.1852 | 14721.2679 | 20875.8581 | 9562.8765 | 243.705 | 161900.0715 | 89587.4697 | 11582.7238 | 2894.8391 | 0.011693 | 0.0053192 | 0.0001356 | 0.024275 | 0.013772 | 0.0024276 | 0.0047006 | 5000000 | no RA
CB 245 | 196435.0595 | 27196.3225 | 165375.8764 | 3862.8607 | 13.84% | 84.19% | 1.966% | 88333.7982 | 180511.1689 | 2196.3884 | 72735.5179 | 13401.892 | 4156.6318 | 149885.8182 | 26468.7189 | 245 | 0.044637 | 0.025824 | 0.0081648 | 4400683.2734 | 4206.4548 | 164307.9241 | 27920.6806 | 94236.107 | 3680947.4595 | 625499.7069 | 4186044.9251 | 104084.5124 | 3446858.9787 | 635101.434 | 1950309.9469 | 44909.7991 | 1619422.2436 | 285977.9042 |  | 1489 | CB 245 | 196435.0595 | 108101.2614 | 15923.8907 | 27196.3225 | 12637.9567 | 232.4061 | 165375.8764 | 91600.444 | 11828.6239 | 3862.8607 | 4206.4548 | 2010.0665 | 49.823 | 3926.8324 | 1853.8369 | 27.0154 | 276.5987 | 153.2059 | 19.7839 | 3.0237 | 27920.6806 | 14518.7886 | 1451.9617 | 13470.923 | 6358.6408 | 92.6365 | 14098.8634 | 7809.2535 | 1008.431 | 350.8943 | 164307.9241 | 91572.4063 | 14422.1059 | 9798.5671 | 4425.479 | 112.7542 | 151000.4143 | 83637.9846 | 10800.4091 | 3508.9427 | 0.014722 | 0.0064326 | 0.000164 | 0.024349 | 0.013826 | 0.002435 | 0.0055658 | 5000000 | no RA
CB 246 | 397849.449 | 257309.9564 | 133149.3838 | 7390.1088 | 64.68% | 33.47% | 1.858% | 166397.1699 | 376667.3733 | 25074.6048 | 59377.9904 | 81944.5748 | 57497.3964 | 132347.5701 | 186822.4069 | 246 | 0.066431 | 0.04294 | 0.013497 | 5988876.4803 | 58475.2859 | 148078.0612 | 191296.102 | 880235.6401 | 2229037.1895 | 2879603.6506 | 5390107.1511 | 812242.2187 | 1923432.5365 | 2654432.3959 | 1569391.3969 | 239563.938 | 551428.535 | 778398.9239 |  | 1490 | CB 246 | 397849.449 | 231452.2791 | 21182.0757 | 257309.9564 | 150300.0172 | 4266.9933 | 133149.3838 | 73762.1531 | 9524.9736 | 7390.1088 | 58475.2859 | 33400.6811 | 977.8895 | 58261.2502 | 33279.5295 | 957.2074 | 208.251 | 115.367 | 14.8974 | 5.7846 | 191296.102 | 109351.5272 | 4473.6951 | 178335.6356 | 101872.2685 | 2923.2753 | 12289.1642 | 6807.9565 | 879.1176 | 671.3022 | 148078.0612 | 88700.0708 | 15730.4911 | 20713.0706 | 15148.2192 | 386.5106 | 120651.9687 | 66838.8296 | 8630.9586 | 6713.0219 | 0.031403 | 0.018473 | 0.0004692 | 0.024445 | 0.013884 | 0.0024444 | 0.010583 | 5000000 | no RA
CB 247 | 172206.3501 | 61903.5123 | 107673.6651 | 2629.1727 | 35.95% | 62.53% | 1.527% | 70146.6444 | 160429.6354 | 4239.227 | 46838.8348 | 19068.5825 | 11205.9763 | 101060.8545 | 48162.8045 | 247 | 0.038566 | 0.024105 | 0.0064034 | 4465214.3611 | 11498.8596 | 110637.8388 | 50069.6517 | 298158.9988 | 2868777.2923 | 1298278.0701 | 4233893.8883 | 255870.2197 | 2827086.8608 | 1150936.8077 | 1839134.6362 | 128463.1673 | 1158542.2952 | 552129.1738 |  | 1491 | CB 247 | 172206.3501 | 102059.7057 | 11776.7147 | 61903.5123 | 39834.8677 | 1442.686 | 107673.6651 | 59595.6653 | 7704.856 | 2629.1727 | 11498.8596 | 7259.6326 | 292.8833 | 11292.6182 | 7144.5623 | 276.2145 | 204.1833 | 113.0122 | 14.6108 | 2.058 | 50069.6517 | 31001.0692 | 1906.8472 | 40257.6264 | 25463.6281 | 982.9847 | 9573.1967 | 5298.6125 | 685.0338 | 238.8286 | 110637.8388 | 63799.004 | 9576.9843 | 10353.2677 | 7226.6773 | 183.4868 | 97896.285 | 54184.0406 | 7005.2114 | 2388.2861 | 0.010281 | 0.0064146 | 0.0001622 | 0.024494 | 0.013899 | 0.0024494 | 0.0037918 | 5000000 | no RA
CB 248 | 152389.3097 | 147706.4066 | 0 | 4682.9031 | 96.93% | 0% | 3.073% | 49953.0361 | 146095.9547 | 8543.7501 | 7.8606 | 41401.4254 | 24979.9346 | 21.1934 | 121094.8267 | 248 | 0.01881 | 0.014423 | 0.0069364 | 8101418.8952 | 25259.3428 | 4275.3926 | 122854.5742 | 1342853.4964 | 227291.1833 | 6531274.2155 | 7102483.1574 | 1214777.8416 | 1117.649 | 5886587.6668 | 907294.1228 | 155131.9331 | 131.6166 | 752030.5731 |  | 1492 | CB 248 | 152389.3097 | 102436.2736 | 6293.355 | 147706.4066 | 97753.3705 | 1610.4518 | 0 | 0 | 0 | 4682.9031 | 25259.3428 | 16715.5927 | 279.4082 | 25255.6773 | 16711.9272 | 275.7427 | 0 | 0 | 0 | 3.6656 | 122854.5742 | 81453.1489 | 1759.7475 | 122429.189 | 81027.7637 | 1334.3623 | 0 | 0 | 0 | 425.3852 | 4275.3926 | 4267.532 | 4254.1992 | 21.5403 | 13.6797 | 0.34688 | 0 | 0 | 0 | 4253.8523 | 0.012069 | 0.007681 | 0.0001948 | 0 | 0 | 0 | 0.0067416 | 5000000 | no RA
CB 249 | 160494.9799 | 136546.8467 | 21622.3256 | 2325.8076 | 85.08% | 13.47% | 1.449% | 67136.8905 | 154317.9918 | 8786.4723 | 10436.5209 | 47913.8973 | 20325.0176 | 23309.0992 | 110683.875 | 249 | 0.05906 | 0.035293 | 0.007981 | 2717481.1448 | 20650.7003 | 27015.491 | 112828.7886 | 349655.1023 | 457422.9516 | 1910403.0908 | 2645214.6413 | 346189.7778 | 411202.2137 | 1887822.6498 | 773961.6711 | 101937.4631 | 116903.7334 | 555120.4745 |  | 1493 | CB 249 | 160494.9799 | 93358.0894 | 6176.9881 | 136546.8467 | 78977.6224 | 2125.6553 | 21622.3256 | 12054.6594 | 1725.5252 | 2325.8076 | 20650.7003 | 11864.228 | 325.6827 | 20546.6028 | 11805.387 | 315.7001 | 102.2769 | 57.0204 | 8.162 | 1.8205 | 112828.7886 | 64914.8914 | 2144.9136 | 109774.8451 | 63118.8022 | 1706.7885 | 2842.672 | 1584.8176 | 226.8536 | 211.2716 | 27015.491 | 16578.9701 | 3706.3918 | 6225.3988 | 4053.4332 | 103.1667 | 18677.3767 | 10412.8214 | 1490.5096 | 2112.7155 | 0.011314 | 0.0067512 | 0.000172 | 0.044374 | 0.02517 | 0.0044374 | 0.0033716 | 5000000 | no RA
CB 254 | 533.7579 | 410.2774 | 0 | 123.4805 | 76.87% | 0% | 23.13% | 243.4373 | 410.0334 | 37.8686 | 12.6296 | 192.9391 | 63.6631 | 22.0684 | 324.3019 | 254 | 0.0005892 | 0.000361 | 0.0001908 | 905902.7648 | 63.7598 | 134.4795 | 335.5187 | 108214.1143 | 228240.8397 | 569447.8108 | 804212.2996 | 125101.5174 | 41722.8774 | 637387.9048 | 648451.2424 | 100680.6179 | 34900.2377 | 512870.3868 |  | 1494 | CB 254 | 533.7579 | 290.3206 | 123.7245 | 410.2774 | 166.8402 | 0.24401 | 0 | 0 | 0 | 123.4805 | 63.7598 | 25.8912 | 0.096655 | 63.6631 | 25.7945 | 0 | 0 | 0 | 0 | 0.096655 | 335.5187 | 142.5796 | 11.2167 | 324.3019 | 131.3629 | 0 | 0 | 0 | 0 | 11.2167 | 134.4795 | 121.8499 | 112.4111 | 22.3124 | 9.6828 | 0.24401 | 0 | 0 | 0 | 112.1671 | 0.0004028 | 0.0001746 | 4.4e-06 | 0 | 0 | 0 | 0.0001864 | 5000000 | no RA
CB 255 | 31401.9331 | 27396.5156 | 0 | 4005.4175 | 87.24% | 0% | 12.76% | 13944.7522 | 27051.9116 | 36.0565 | 13728.0022 | 180.6936 | 60.2575 | 26689.6849 | 301.9693 | 255 | 0.016748 | 0.010738 | 0.0058822 | 1875010.9357 | 64.1333 | 30668.2379 | 669.562 | 3829.4015 | 1831201.956 | 39979.5782 | 1625768.8643 | 4203.6945 | 1600498.7522 | 21066.4176 | 739522.8852 | 1647.2694 | 729620.6287 | 8254.9871 |  | 1495 | CB 255 | 31401.9331 | 17457.1809 | 4350.0215 | 27396.5156 | 13451.7634 | 344.604 | 0 | 0 | 0 | 4005.4175 | 64.1333 | 28.0768 | 3.8758 | 60.998 | 24.9416 | 0.74055 | 0 | 0 | 0 | 3.1353 | 669.562 | 488.8684 | 367.5927 | 305.7181 | 125.0246 | 3.7489 | 0 | 0 | 0 | 363.8438 | 30668.2379 | 16940.2357 | 3978.553 | 27029.7994 | 13301.7972 | 340.1146 | 0 | 0 | 0 | 3638.4384 | 0.010991 | 0.0049814 | 0.0001258 | 0 | 0 | 0 | 0.0057564 | 5000000 | no RA
CB 256 | 10938.1257 | 8469.5562 | 0 | 2468.5694 | 77.43% | 0% | 22.57% | 3924.1595 | 8362.4497 | 112.8808 | 3299.1264 | 512.1524 | 212.1818 | 7184.3002 | 965.9676 | 256 | 0.011638 | 0.0075054 | 0.0036728 | 939879.1598 | 215.17 | 9527.6531 | 1195.3026 | 18488.8917 | 818681.6329 | 102708.6352 | 934522.6318 | 26882.0949 | 785673.5331 | 121967.0038 | 701284.0284 | 17793.7972 | 602483.1451 | 81007.086 |  | 1496 | CB 256 | 10938.1257 | 7013.9662 | 2575.676 | 8469.5562 | 4545.3967 | 107.1065 | 0 | 0 | 0 | 2468.5694 | 215.17 | 102.2893 | 2.9882 | 213.2377 | 100.357 | 1.0559 | 0 | 0 | 0 | 1.9323 | 1195.3026 | 683.1502 | 229.3349 | 971.0628 | 458.9104 | 5.0952 | 0 | 0 | 0 | 224.2397 | 9527.6531 | 6228.5267 | 2343.3529 | 7285.2557 | 3986.1293 | 100.9555 | 0 | 0 | 0 | 2242.3974 | 0.0080652 | 0.0039328 | 0.0001002 | 0 | 0 | 0 | 0.0035726 | 5000000 | no RA
CB 257 | 23883.4547 | 18369.6335 | 0 | 5513.8212 | 76.91% | 0% | 23.09% | 8724.3548 | 18125.7653 | 17.0765 | 8618.234 | 89.0442 | 26.2171 | 17962.6088 | 136.9394 | 257 | 0.021535 | 0.01443 | 0.0081096 | 1109042.6218 | 30.5331 | 23215.1181 | 637.8035 | 1417.8225 | 1078008.0103 | 29616.789 | 1050512.11 | 2056.2109 | 1037733.9538 | 10721.9454 | 709984.3886 | 1026.9225 | 703593.5652 | 5363.9009 |  | 1497 | CB 257 | 23883.4547 | 15159.0998 | 5757.6894 | 18369.6335 | 9645.2786 | 243.8682 | 0 | 0 | 0 | 5513.8212 | 30.5331 | 13.4566 | 4.316 | 26.2171 | 9.1406 | 0 | 0 | 0 | 0 | 4.316 | 637.8035 | 548.7592 | 500.8641 | 136.9394 | 47.8951 | 0 | 0 | 0 | 0 | 500.8641 | 23215.1181 | 14596.8841 | 5252.5093 | 18206.477 | 9588.2429 | 243.8682 | 0 | 0 | 0 | 5008.6411 | 0.013591 | 0.0064862 | 0.0001656 | 0 | 0 | 0 | 0.007944 | 5000000 | no RA
CB 258 | 171.0238 | 0.84545 | 0 | 170.1783 | 0.4943% | 0% | 99.51% | 0.59816 | 0.84365 | 0.081163 | 0.10865 | 0.40835 | 0.10835 | 0.18986 | 0.54543 | 258 | 0.0003514 | 0.0002912 | 0.0002462 | 486692.5352 | 0.24156 | 154.7781 | 16.0041 | 687.4149 | 440461.363 | 45543.7573 | 585252.731 | 79411.0835 | 106304.2156 | 399537.4319 | 691227.095 | 88774.843 | 155562.6291 | 446889.6228 |  | 1498 | CB 258 | 171.0238 | 170.4256 | 170.1801 | 0.84545 | 0.24729 | 0.0018048 | 0 | 0 | 0 | 170.1783 | 0.24156 | 0.16039 | 0.13321 | 0.10835 | 0.027187 | 0 | 0 | 0 | 0 | 0.13321 | 16.0041 | 15.5957 | 15.4586 | 0.54543 | 0.13708 | 0 | 0 | 0 | 0 | 15.4586 | 154.7781 | 154.6695 | 154.5883 | 0.19167 | 0.083021 | 0.0018048 | 0 | 0 | 0 | 154.5865 | 0.0001062 | 4.6e-05 | 1e-06 | 0 | 0 | 0 | 0.0002452 | 5000000 | no RA
CB 261 | 5619.9999 | 4397.3831 | 0 | 1222.6169 | 78.25% | 0% | 21.75% | 2364.9467 | 4361.6695 | 304.5906 | 463.2153 | 1597.1408 | 562.0785 | 855.882 | 2943.709 | 261 | 0.0054352 | 0.0034444 | 0.0018028 | 1034000.5775 | 567.1268 | 1976.6729 | 3076.2002 | 104343.3265 | 363679.8763 | 565977.3747 | 945027.6633 | 121713.7667 | 185099.8408 | 638214.0558 | 697986.7201 | 89947.977 | 136964.5898 | 471074.1533 |  | 1499 | CB 261 | 5619.9999 | 3255.0533 | 1258.3305 | 4397.3831 | 2032.4364 | 35.7136 | 0 | 0 | 0 | 1222.6169 | 567.1268 | 262.5362 | 5.0483 | 566.1698 | 261.5792 | 4.0913 | 0 | 0 | 0 | 0.95701 | 3076.2002 | 1479.0595 | 132.4913 | 2965.1402 | 1367.9995 | 21.4313 | 0 | 0 | 0 | 111.06 | 1976.6729 | 1513.4576 | 1120.7909 | 866.073 | 402.8577 | 10.191 | 0 | 0 | 0 | 1110.5999 | 0.003675 | 0.0016842 | 4.26e-05 | 0 | 0 | 0 | 0.0017602 | 5000000 | no RA
CB 262 | 5924.9983 | 4983.5487 | 0 | 941.4496 | 84.11% | 0% | 15.89% | 1874.4222 | 4936.6286 | 198.2312 | 637.9899 | 1038.2011 | 530.0497 | 1626.602 | 2779.9769 | 262 | 0.004918 | 0.0036278 | 0.001415 | 1204757.685 | 534.1678 | 2507.5668 | 2883.2637 | 108614.8497 | 509875.3063 | 586267.529 | 1116537.8618 | 118080.4431 | 380031.7295 | 618425.6892 | 698494.5135 | 74997.9016 | 230151.5197 | 393345.0921 |  | 1500 | CB 262 | 5924.9983 | 4050.5761 | 988.3697 | 4983.5487 | 3109.1265 | 46.9202 | 0 | 0 | 0 | 941.4496 | 534.1678 | 335.9367 | 4.1182 | 533.4309 | 335.1997 | 3.3812 | 0 | 0 | 0 | 0.73692 | 2883.2637 | 1845.0626 | 103.2868 | 2797.7444 | 1759.5433 | 17.7675 | 0 | 0 | 0 | 85.5193 | 2507.5668 | 1869.5768 | 880.9648 | 1652.3735 | 1014.3835 | 25.7715 | 0 | 0 | 0 | 855.1933 | 0.0035606 | 0.0022704 | 5.76e-05 | 0 | 0 | 0 | 0.0013574 | 5000000 | no RA
CB 263 | 3594.9153 | 2693.9746 | 0 | 900.9407 | 74.94% | 0% | 25.06% | 1214.2565 | 2642.5651 | 194.5069 | 5.8901 | 1013.8595 | 423.0517 | 11.3493 | 2208.164 | 263 | 0.0045504 | 0.0029534 | 0.0013176 | 790021.8253 | 432.0171 | 829.8867 | 2333.0115 | 94940.4709 | 182376.6564 | 512704.698 | 806073.9435 | 129121.7536 | 3910.1232 | 673042.0667 | 722791.6331 | 115712.6607 | 3104.2499 | 603974.7225 |  | 1501 | CB 263 | 3594.9153 | 2380.6588 | 952.3503 | 2693.9746 | 1479.718 | 51.4095 | 0 | 0 | 0 | 900.9407 | 432.0171 | 237.5102 | 8.9654 | 431.3119 | 236.805 | 8.2602 | 0 | 0 | 0 | 0.70521 | 2333.0115 | 1319.152 | 124.8474 | 2251.1719 | 1237.3124 | 43.0078 | 0 | 0 | 0 | 81.8396 | 829.8867 | 823.9966 | 818.5374 | 11.4908 | 5.6007 | 0.1415 | 0 | 0 | 0 | 818.3959 | 0.0032754 | 0.0016784 | 4.26e-05 | 0 | 0 | 0 | 0.001275 | 5000000 | no RA
CB 266 | 27358.3762 | 26441.7739 | 0 | 916.6022 | 96.65% | 0% | 3.35% | 10444.0877 | 26045.3056 | 236.3184 | 8972.1553 | 1235.6139 | 503.6202 | 22904.4468 | 2637.2386 | 266 | 0.005299 | 0.003746 | 0.0013778 | 5162931.905 | 509.275 | 24102.5789 | 2746.5223 | 96107.7616 | 4548514.5985 | 518309.5449 | 4515293.2434 | 102167.5712 | 3878932.611 | 534193.0612 | 953019.6932 | 18427.8888 | 838093.0205 | 96498.784 |  | 1502 | CB 266 | 27358.3762 | 16914.2885 | 1313.0705 | 26441.7739 | 15997.6862 | 396.4683 | 0 | 0 | 0 | 916.6022 | 509.275 | 272.9566 | 5.6548 | 508.5576 | 272.2391 | 4.9373 | 0 | 0 | 0 | 0.71747 | 2746.5223 | 1510.9084 | 109.2837 | 2663.26 | 1427.6461 | 26.0214 | 0 | 0 | 0 | 83.2623 | 24102.5789 | 15130.4235 | 1198.1321 | 23269.9563 | 14297.801 | 365.5095 | 0 | 0 | 0 | 832.6225 | 0.0039834 | 0.0024304 | 6.22e-05 | 0 | 0 | 0 | 0.0013156 | 5000000 | no RA
CB 270 | 64415.77 | 5698.4025 | 57490.6102 | 1226.7574 | 8.846% | 89.25% | 1.904% | 28997.3997 | 59218.0114 | 521.898 | 23752.5447 | 4722.9569 | 903.5168 | 49409.3472 | 8905.1474 | 270 | 0.0142 | 0.0082102 | 0.0025592 | 4536321.8332 | 924.6392 | 54059.7114 | 9431.4194 | 65115.438 | 3807021.9303 | 664184.4648 | 4313947.331 | 77642.8465 | 3533669.5027 | 702634.9818 | 2031009.1654 | 30988.0524 | 1694599.916 | 305421.1971 |  | 1503 | CB 270 | 64415.77 | 35418.3704 | 5197.7587 | 5698.4025 | 2458.7084 | 96.9597 | 57490.6102 | 31732.9046 | 3874.0416 | 1226.7574 | 924.6392 | 402.7412 | 21.1225 | 844.0683 | 357.8385 | 14.7976 | 79.6106 | 43.9424 | 5.3646 | 0.96025 | 9431.4194 | 4708.4625 | 526.272 | 4275.8943 | 1812.857 | 74.9368 | 5044.089 | 2784.1694 | 339.8992 | 111.4361 | 54059.7114 | 30307.1667 | 4650.3642 | 578.4398 | 288.0129 | 7.2253 | 52366.9105 | 28904.7928 | 3528.7778 | 1114.361 | 0.005089 | 0.0022738 | 5.76e-05 | 0.0073438 | 0.0041692 | 0.0007344 | 0.0017672 | 5000000 | no RA
CB 274 | 102422.8971 | 272.1227 | 102045.2041 | 105.5702 | 0.2657% | 99.63% | 0.1031% | 45743.3667 | 95508.3171 | 66.4196 | 41570.1093 | 4106.8378 | 134.3157 | 86816.0147 | 8557.9868 | 274 | 0.014981 | 0.0085566 | 0.001611 | 6836944.4265 | 143.1373 | 93104.9247 | 9174.8351 | 9554.7138 | 6214950.1149 | 612439.5977 | 6624071.5249 | 9618.1842 | 6019744.4421 | 594708.8986 | 4292104.2413 | 6036.0909 | 3901475.7658 | 384592.3846 |  | 1504 | CB 274 | 102422.8971 | 56679.5304 | 6914.5799 | 272.1227 | 111.4801 | 2.4444 | 102045.2041 | 56462.48 | 6806.5653 | 105.5702 | 143.1373 | 76.7177 | 8.8216 | 12.0389 | 4.1429 | 0 | 131.0158 | 72.4921 | 8.7389 | 0.082635 | 9174.8351 | 5067.9973 | 616.8483 | 61.1202 | 21.0176 | 0 | 9104.1252 | 5037.39 | 607.2585 | 9.5898 | 93104.9247 | 51534.8154 | 6288.91 | 198.9637 | 86.3196 | 2.4444 | 92810.0632 | 51352.598 | 6190.5678 | 95.8978 | 0.0002712 | 0.0001176 | 3e-06 | 0.014557 | 0.0082868 | 0.0014558 | 0.0001522 | 5000000 | no RA
CB 275 | 165573.5617 | 56115.5617 | 107824.4728 | 1633.5272 | 33.89% | 65.12% | 0.9866% | 68277.531 | 155872.1215 | 996.8726 | 56650.7831 | 10629.8753 | 3013.45 | 125946.783 | 26911.8885 | 275 | 0.025053 | 0.01544 | 0.0039116 | 6608878.7728 | 3074.0431 | 134306.8012 | 28192.7174 | 122700.616 | 5360864.1281 | 1125314.0287 | 6301719.6478 | 92007.0117 | 5228621.3004 | 981091.3358 | 2480171.8438 | 47948.7527 | 2004012.4043 | 428210.6869 |  | 1505 | CB 275 | 165573.5617 | 97296.0307 | 9701.4402 | 56115.5617 | 36077.3305 | 877.6439 | 107824.4728 | 59585.1729 | 7190.2691 | 1633.5272 | 3074.0431 | 2077.1705 | 60.5931 | 2822.5182 | 1937.6026 | 42.6268 | 250.2463 | 138.2893 | 16.6877 | 1.2786 | 28192.7174 | 17562.8421 | 1280.8289 | 14311.0344 | 9825.2617 | 216.6385 | 13733.2968 | 7589.1942 | 915.8041 | 148.3862 | 134306.8012 | 77656.0181 | 8360.0182 | 38982.0091 | 24314.4663 | 618.3786 | 93840.9297 | 51857.6895 | 6257.7773 | 1483.8623 | 0.0081454 | 0.0048258 | 0.000134 | 0.014589 | 0.008295 | 0.0014588 | 0.0023188 | 5000000 | no RA
CB 276 | 24432.8902 | 12697.8117 | 10804.4204 | 930.6582 | 51.97% | 44.22% | 3.809% | 11035.6726 | 22617.0134 | 109.5811 | 10002.4198 | 923.6717 | 213.5585 | 20550.8033 | 1852.6515 | 276 | 0.01954 | 0.011499 | 0.0028638 | 1250391.0014 | 217.7061 | 22205.2892 | 2009.895 | 11141.4443 | 1136390.0689 | 102859.4882 | 1165036.2361 | 11568.4786 | 1055955.7164 | 97512.0411 | 634079.4988 | 5987.2226 | 576152.2469 | 51940.0292 |  | 1506 | CB 276 | 24432.8902 | 13397.2177 | 1815.8769 | 12697.8117 | 6485.772 | 164.5811 | 10804.4204 | 5980.7875 | 720.6376 | 930.6582 | 217.7061 | 108.125 | 4.1475 | 206.79 | 101.7572 | 2.7395 | 10.1875 | 5.6393 | 0.67949 | 0.72847 | 2009.895 | 1086.2233 | 157.2435 | 1042.9836 | 513.247 | 13.8516 | 882.3723 | 488.4373 | 58.8528 | 84.5391 | 22205.2892 | 12202.8694 | 1654.4859 | 11448.0381 | 5870.7679 | 147.99 | 9911.8605 | 5486.7109 | 661.1053 | 845.3906 | 0.0034876 | 0.001777 | 4.48e-05 | 0.014704 | 0.0083738 | 0.0014704 | 0.0013486 | 5000000 | no RA
CB 277 | 8853.3795 | 8512.3956 | 0 | 340.9839 | 96.15% | 0% | 3.851% | 4819.2026 | 8420.376 | 13.8064 | 4735.4667 | 69.9294 | 26.3551 | 8260.5227 | 133.4983 | 277 | 0.0016702 | 0.0010012 | 0.0005032 | 5300790.0036 | 26.622 | 8662.2849 | 164.4726 | 15939.3947 | 5186375.8351 | 98474.7738 | 4029341.6705 | 11543.5879 | 3959330.0093 | 58468.0733 | 860499.6458 | 2693.2918 | 844163.8236 | 13642.5304 |  | 1507 | CB 277 | 8853.3795 | 4034.1769 | 433.0034 | 8512.3956 | 3693.193 | 92.0195 | 0 | 0 | 0 | 340.9839 | 26.622 | 12.8155 | 0.26691 | 26.3551 | 12.5486 | 0 | 0 | 0 | 0 | 0.26691 | 164.4726 | 94.5432 | 30.9743 | 133.4983 | 63.5689 | 0 | 0 | 0 | 0 | 30.9743 | 8662.2849 | 3926.8182 | 401.7622 | 8352.5422 | 3617.0755 | 92.0195 | 0 | 0 | 0 | 309.7427 | 0.00118 | 0.000511 | 1.3e-05 | 0 | 0 | 0 | 0.0004902 | 5000000 | no RA
CB 279 | 86396.0972 | 15677.8616 | 67913.7674 | 2804.4681 | 18.15% | 78.61% | 3.246% | 38788.6169 | 78886.2816 | 119.9407 | 35736.1092 | 2932.5671 | 227.4499 | 72652.5846 | 6006.2471 | 279 | 0.028282 | 0.016663 | 0.0056936 | 3054765.4071 | 236.322 | 79517.8346 | 6641.9405 | 8355.7984 | 2811566.0119 | 234843.5968 | 2857145.956 | 8834.7566 | 2632300.0876 | 216011.1118 | 1318992.4676 | 3803.0029 | 1214763.9596 | 100425.5051 |  | 1508 | CB 279 | 86396.0972 | 47607.4802 | 7509.8155 | 15677.8616 | 7251.4759 | 175.6697 | 67913.7674 | 37551.5362 | 4529.6777 | 2804.4681 | 236.322 | 116.3814 | 8.8721 | 136.3397 | 60.1167 | 0.15473 | 97.7872 | 54.0694 | 6.5222 | 2.1952 | 6641.9405 | 3709.3734 | 635.6934 | 687.3491 | 303.0111 | 0.7764 | 5699.8393 | 3151.6102 | 380.165 | 254.7521 | 79517.8346 | 43781.7254 | 6865.25 | 14854.1729 | 6888.348 | 174.7386 | 62116.1409 | 34345.8566 | 4142.9906 | 2547.5208 | 0.0094576 | 0.0041788 | 0.0001062 | 0.014708 | 0.0083672 | 0.0014708 | 0.0041166 | 5000000 | no RA
CB 280 | 274201.0606 | 19329.8546 | 252370.4255 | 2500.7805 | 7.05% | 92.04% | 0.912% | 122246.0642 | 252375.8409 | 874.604 | 108213.9223 | 13157.5378 | 1837.4762 | 223152.7435 | 27385.6212 | 280 | 0.042409 | 0.024793 | 0.0066778 | 6465572.7409 | 1926.7325 | 242756.1363 | 29518.1917 | 45431.7327 | 5724111.549 | 696029.4591 | 6129046.4254 | 43849.9907 | 5425517.4457 | 659678.989 | 3268324.8475 | 23795.7364 | 2889879.0542 | 354650.0568 |  | 1509 | CB 280 | 274201.0606 | 151954.9964 | 21825.2197 | 19329.8546 | 9865.7213 | 455.7352 | 252370.4255 | 139588.4946 | 18868.704 | 2500.7805 | 1926.7325 | 1052.1285 | 89.2564 | 1523.6977 | 828.3313 | 57.312 | 401.0773 | 221.8397 | 29.9869 | 1.9575 | 29518.1917 | 16360.6539 | 2132.5705 | 7358.212 | 4002.2391 | 265.578 | 21932.8141 | 12131.2491 | 1639.8268 | 227.1657 | 242756.1363 | 134542.214 | 19603.3928 | 10447.945 | 5035.1509 | 132.8452 | 230036.5341 | 127235.4058 | 17198.8903 | 2271.6573 | 0.0091484 | 0.0044166 | 0.000113 | 0.029662 | 0.016777 | 0.0029662 | 0.0035986 | 5000000 | no RA
CB 281 | 128321.3209 | 1466.3838 | 123656.032 | 3198.9051 | 1.143% | 96.36% | 2.493% | 56007.7664 | 115856.3878 | 81.354 | 51352.601 | 4573.8114 | 168.5277 | 106205.1689 | 9482.6912 | 281 | 0.046838 | 0.026901 | 0.0077632 | 2739672.338 | 184.454 | 117597.8948 | 10538.9721 | 3938.1098 | 2510726.1774 | 225008.0508 | 2688136.2956 | 3904.6468 | 2464708.0134 | 219523.6353 | 1605643.6851 | 2335.6106 | 1471888.2747 | 131419.7997 |  | 1510 | CB 281 | 128321.3209 | 72313.5545 | 12464.9331 | 1466.3838 | 635.6956 | 15.7368 | 123656.032 | 68478.9538 | 9250.2912 | 3198.9051 | 184.454 | 103.1 | 15.9263 | 2.5228 | 1.2318 | 0 | 179.4272 | 99.3642 | 13.4223 | 2.504 | 10538.9721 | 5965.1607 | 1056.2809 | 12.6808 | 6.1883 | 0 | 10235.7093 | 5668.3904 | 765.6989 | 290.5819 | 117597.8948 | 66245.2938 | 11392.7259 | 1451.1801 | 628.2754 | 15.7368 | 113240.8955 | 62711.1992 | 8471.1699 | 2905.8192 | 0.012207 | 0.0052858 | 0.0001336 | 0.030002 | 0.016986 | 0.0030002 | 0.0046294 | 5000000 | no RA
CB 282 | 148421.4927 | 6345.8662 | 140934.5845 | 1141.042 | 4.276% | 94.96% | 0.7688% | 66317.5505 | 136674.2026 | 140.6282 | 58432.9484 | 7743.974 | 281.2091 | 120403.2308 | 15989.7628 | 282 | 0.035573 | 0.020455 | 0.0046902 | 4172307.4437 | 295.2509 | 130788.9767 | 17337.2651 | 8299.8587 | 3676636.121 | 487371.464 | 4013920.5551 | 8511.6274 | 3536698.9694 | 468709.9583 | 2504645.8725 | 5153.3434 | 2206469.4666 | 293023.0625 |  | 1511 | CB 282 | 148421.4927 | 82103.9422 | 11747.2901 | 6345.8662 | 2977.66 | 66.8592 | 140934.5845 | 77985.2401 | 10539.3888 | 1141.042 | 295.2509 | 154.6227 | 14.0418 | 118.5315 | 56.4372 | 0 | 175.8263 | 97.2923 | 13.1487 | 0.89315 | 17337.2651 | 9593.2911 | 1347.5023 | 600.5996 | 285.8697 | 0 | 16633.0155 | 9203.7715 | 1243.8524 | 103.6499 | 130788.9767 | 72356.0284 | 10385.746 | 5626.7351 | 2635.3531 | 66.8592 | 124125.7427 | 68684.1763 | 9282.3878 | 1036.499 | 0.0038878 | 0.0018166 | 4.62e-05 | 0.030046 | 0.016999 | 0.0030046 | 0.0016394 | 5000000 | no RA
CB 283 | 804.6023 | 770.0761 | 0 | 34.5262 | 95.71% | 0% | 4.291% | 156.0001 | 769.5856 | 23.8739 | 5.723 | 126.4032 | 119.5418 | 23.5461 | 626.4976 | 283 | 7.6e-05 | 6.9e-05 | 4.72e-05 | 10586872.7745 | 119.5688 | 55.3996 | 629.6339 | 1573273.8284 | 728942.0771 | 8284656.8691 | 9400032.2767 | 1438556.6618 | 344849.6439 | 7616625.971 | 741880.7558 | 115238.3242 | 22698.49 | 603943.9415 |  | 1512 | CB 283 | 804.6023 | 648.6022 | 35.0168 | 770.0761 | 614.076 | 0.49054 | 0 | 0 | 0 | 34.5262 | 119.5688 | 95.695 | 0.027025 | 119.5418 | 95.6679 | 0 | 0 | 0 | 0 | 0.027025 | 629.6339 | 503.2307 | 3.1363 | 626.4976 | 500.0944 | 0 | 0 | 0 | 0 | 3.1363 | 55.3996 | 49.6766 | 31.8535 | 24.0367 | 18.3137 | 0.49054 | 0 | 0 | 0 | 31.3629 | 2.94e-05 | 2.24e-05 | 6e-07 | 0 | 0 | 0 | 4.66e-05 | 5000000 | no RA
CB 284 | 88921.1221 | 24322.2887 | 62451.1699 | 2147.6635 | 27.35% | 70.23% | 2.415% | 39260.5583 | 82361.6782 | 1129.2418 | 29851.6349 | 8279.6816 | 2319.8846 | 62918.2734 | 17123.5202 | 284 | 0.01321 | 0.0086048 | 0.0036514 | 6731349.1363 | 2343.1369 | 68762.0887 | 17815.8965 | 177375.9955 | 5205305.7321 | 1348667.4087 | 5771262.9898 | 165997.4179 | 4388160.6179 | 1217104.9541 | 1796418.8718 | 50599.7997 | 1372332.0872 | 373486.9849 |  | 1513 | CB 284 | 88921.1221 | 49660.5638 | 6559.4439 | 24322.2887 | 12838.5831 | 244.9536 | 62451.1699 | 34674.3172 | 4166.8268 | 2147.6635 | 2343.1369 | 1213.8951 | 23.2523 | 2263.1067 | 1168.7128 | 16.3437 | 78.3492 | 43.5012 | 5.2276 | 1.6811 | 17815.8965 | 9536.2149 | 692.3763 | 11402.0933 | 5888.3534 | 82.3659 | 6218.7139 | 3452.7721 | 414.921 | 195.0893 | 68762.0887 | 38910.4538 | 5843.8153 | 10657.0888 | 5781.5169 | 146.244 | 56154.1068 | 31178.0438 | 3746.6782 | 1950.8931 | 0.0052396 | 0.0027258 | 6.94e-05 | 0.004876 | 0.0027846 | 0.0004876 | 0.0030944 | 5000000 | no RA
CB 286 | 131739.9168 | 62184.9331 | 59839.7666 | 9715.2171 | 47.2% | 45.42% | 7.375% | 62065.5733 | 117225.8572 | 4542.8237 | 38244.3581 | 19278.3915 | 7731.4094 | 75757.9675 | 33736.4803 | 286 | 0.045864 | 0.028688 | 0.014801 | 2872428.6107 | 7852.0247 | 88498.3903 | 35389.5018 | 171203.8463 | 1929599.7322 | 771625.0322 | 2428726.8197 | 177768.081 | 1496563.9291 | 754394.8095 | 980600.1964 | 64673.6287 | 633719.2117 | 282207.3559 |  | 1514 | CB 286 | 131739.9168 | 69674.3435 | 14514.0596 | 62184.9331 | 26680.4464 | 805.9246 | 59839.7666 | 33278.68 | 3992.9179 | 9715.2171 | 7852.0247 | 3309.201 | 120.6153 | 7766.6574 | 3258.3502 | 107.8219 | 77.7627 | 43.2461 | 5.1889 | 7.6046 | 35389.5018 | 16111.1104 | 1653.0215 | 28993.7996 | 12162.5496 | 402.6335 | 5513.192 | 3066.0506 | 367.8778 | 882.5102 | 88498.3903 | 50254.0322 | 12740.4228 | 25424.476 | 11259.5466 | 295.4692 | 54248.812 | 30169.3833 | 3619.8513 | 8825.1023 | 0.02699 | 0.011901 | 0.0003152 | 0.0048756 | 0.0027886 | 0.0004876 | 0.013998 | 5000000 | no RA
CB 287 | 84070.4735 | 52586.2702 | 28587.4279 | 2896.7755 | 62.55% | 34% | 3.446% | 38534.0567 | 78604.904 | 948.4181 | 31197.3191 | 6388.3195 | 1887.7973 | 63824.7144 | 12892.3924 | 287 | 0.015966 | 0.010327 | 0.004718 | 5265659.9448 | 1912.3224 | 68648.8563 | 13509.2949 | 119776.1698 | 4299744.2231 | 846139.5519 | 4409367.1877 | 108525.3942 | 3569840.4672 | 731001.3264 | 1158450.5128 | 27821.6701 | 940625.4485 | 190003.3943 |  | 1515 | CB 287 | 84070.4735 | 45536.4168 | 5465.5695 | 52586.2702 | 26755.9165 | 661.6392 | 28587.4279 | 15883.7248 | 1907.1548 | 2896.7755 | 1912.3224 | 963.9043 | 24.5251 | 1875.9319 | 942.6774 | 19.9812 | 34.123 | 18.9594 | 2.2764 | 2.2675 | 13509.2949 | 7120.9753 | 616.9025 | 9452.4796 | 4749.9977 | 100.6775 | 3793.6782 | 2107.8406 | 253.0879 | 263.1371 | 68648.8563 | 37451.5372 | 4824.1419 | 41257.8587 | 21063.2415 | 540.9805 | 24759.6267 | 13756.9248 | 1651.7905 | 2631.3709 | 0.0069378 | 0.0033928 | 8.7e-05 | 0.0048856 | 0.002792 | 0.0004886 | 0.0041424 | 5000000 | no RA
CB 288 | 104261.5891 | 36947.5918 | 61422.5549 | 5891.4424 | 35.44% | 58.91% | 5.651% | 46572.2588 | 93994.85 | 1811.7817 | 34708.9217 | 10051.5553 | 3545.3094 | 70452.2035 | 19997.3372 | 288 | 0.031221 | 0.019275 | 0.0093118 | 3339427.0963 | 3566.4229 | 79747.8147 | 20947.3515 | 114230.0767 | 2554267.7366 | 670929.2831 | 2992961.3691 | 116433.965 | 2230565.2448 | 645962.1593 | 1102551.5052 | 41586.1738 | 826398.2863 | 234567.0451 |  | 1516 | CB 288 | 104261.5891 | 57689.3304 | 10266.7391 | 36947.5918 | 17674.8098 | 278.0933 | 61422.5549 | 34123.0782 | 4097.2034 | 5891.4424 | 3566.4229 | 1754.6412 | 21.1136 | 3481.3462 | 1705.3275 | 11.1346 | 80.4652 | 44.7022 | 5.3674 | 4.6115 | 20947.3515 | 10895.7962 | 950.0143 | 14908.847 | 7303.2702 | 47.7466 | 5503.3381 | 3057.3595 | 367.1012 | 535.1664 | 79747.8147 | 45038.893 | 9295.6112 | 18557.3987 | 8666.2121 | 219.2121 | 55838.7516 | 31021.0165 | 3724.7347 | 5351.6644 | 0.017749 | 0.0078788 | 0.0001996 | 0.0048452 | 0.0027686 | 0.0004846 | 0.0086276 | 5000000 | no RA
CB 289 | 56809.0207 | 18360.2136 | 35226.4402 | 3222.3669 | 32.32% | 62.01% | 5.672% | 25194.2691 | 51046.4244 | 435.1709 | 21040.4649 | 3718.6333 | 886.5102 | 42483.5698 | 7676.3443 | 289 | 0.018234 | 0.01129 | 0.005233 | 3115520.3241 | 897.1809 | 47630.8953 | 8280.9445 | 49203.1948 | 2612173.5685 | 454143.5608 | 2800144.5111 | 48365.8183 | 2338481.8986 | 413296.7942 | 1101203.1948 | 19124.3154 | 916480.3095 | 165598.57 |  | 1517 | CB 289 | 56809.0207 | 31614.7516 | 5762.5963 | 18360.2136 | 8885.5112 | 190.835 | 35226.4402 | 19506.8735 | 2349.3944 | 3222.3669 | 897.1809 | 462.01 | 10.6706 | 841.3528 | 429.9692 | 4.5932 | 53.3058 | 29.5184 | 3.5552 | 2.5223 | 8280.9445 | 4562.3112 | 604.6002 | 3607.2743 | 1843.6142 | 19.7032 | 4380.957 | 2425.9838 | 292.1838 | 292.7131 | 47630.8953 | 26590.4304 | 5147.3255 | 13911.5865 | 6611.9278 | 166.5386 | 30792.1774 | 17051.3712 | 2053.6554 | 2927.1314 | 0.0087182 | 0.0038688 | 9.74e-05 | 0.004867 | 0.0027726 | 0.0004866 | 0.004649 | 5000000 | no RA
CB 292 | 47504.4345 | 16391.0348 | 30557.578 | 555.8217 | 34.5% | 64.33% | 1.17% | 20091.284 | 44379.0133 | 966.3377 | 11459.2109 | 7665.7355 | 2389.5987 | 24117.9532 | 17871.4614 | 292 | 0.048129 | 0.027648 | 0.005287 | 987023.0934 | 2410.4317 | 26575.186 | 18518.8168 | 50082.7287 | 552165.7633 | 384774.6013 | 991498.5574 | 47688.461 | 565508.4571 | 378301.6393 | 591152.1029 | 31830.7278 | 321263.9867 | 238057.3884 |  | 1518 | CB 292 | 47504.4345 | 27413.1504 | 3125.4212 | 16391.0348 | 9830.5956 | 130.3059 | 30557.578 | 17026.7331 | 2439.2936 | 555.8217 | 2410.4317 | 1444.094 | 20.833 | 2359.6844 | 1415.6249 | 16.3817 | 50.3122 | 28.034 | 4.0162 | 0.43507 | 18518.8168 | 10853.0813 | 647.3554 | 12038.1617 | 7219.6928 | 83.5704 | 6430.1653 | 3582.8988 | 513.2953 | 50.4897 | 26575.186 | 15115.9752 | 2457.2329 | 1993.1886 | 1195.2779 | 30.3538 | 24077.1004 | 13415.8003 | 1921.9821 | 504.8969 | 0.0029764 | 0.001696 | 4.3e-05 | 0.044343 | 0.025142 | 0.0044342 | 0.0008098 | 5000000 | no RA
CB 295 | 4414.746 | 4175.5256 | 0 | 239.2204 | 94.58% | 0% | 5.419% | 1095.9295 | 4118.3802 | 62.1934 | 719.1222 | 314.6139 | 196.1757 | 2930.3292 | 991.8753 | 295 | 0.0015178 | 0.001094 | 0.0003562 | 2908648.0516 | 196.363 | 3204.7775 | 1013.6056 | 129373.4141 | 2111462.2899 | 667812.3476 | 3033653.1434 | 172158.1003 | 1990609.224 | 870885.8191 | 832020.6916 | 39632.6339 | 592003.2653 | 200384.7924 |  | 1519 | CB 295 | 4414.746 | 3318.8165 | 296.3658 | 4175.5256 | 3079.5962 | 57.1454 | 0 | 0 | 0 | 239.2204 | 196.363 | 134.1696 | 0.18725 | 196.1757 | 133.9823 | 0 | 0 | 0 | 0 | 0.18725 | 1013.6056 | 698.9917 | 21.7303 | 991.8753 | 677.2614 | 0 | 0 | 0 | 0 | 21.7303 | 3204.7775 | 2485.6553 | 274.4482 | 2987.4746 | 2268.3524 | 57.1454 | 0 | 0 | 0 | 217.3029 | 0.0011808 | 0.000757 | 1.92e-05 | 0 | 0 | 0 | 0.000337 | 5000000 | no RA
CB 296 | 13821.8048 | 13519.387 | 0 | 302.4178 | 97.81% | 0% | 2.188% | 3173.8143 | 13098.4888 | 324.6977 | 1208.707 | 1640.4095 | 1349.4919 | 4934.7275 | 6814.2695 | 296 | 0.0016582 | 0.0013158 | 0.0004666 | 8335426.8684 | 1403.2304 | 5306.9502 | 7111.6242 | 846237.1512 | 3200428.2945 | 4288761.4227 | 8092408.0974 | 827895.3978 | 3081891.3434 | 4182621.3561 | 1550184.3313 | 159710.1144 | 584016.7758 | 806457.441 |  | 1520 | CB 296 | 13821.8048 | 10647.9906 | 723.316 | 13519.387 | 10345.5727 | 420.8982 | 0 | 0 | 0 | 302.4178 | 1403.2304 | 1078.5328 | 53.7386 | 1402.9937 | 1078.296 | 53.5019 | 0 | 0 | 0 | 0.23672 | 7111.6242 | 5471.2147 | 297.3547 | 7084.1532 | 5443.7437 | 269.8837 | 0 | 0 | 0 | 27.471 | 5306.9502 | 4098.2432 | 372.2227 | 5032.2401 | 3823.5331 | 97.5126 | 0 | 0 | 0 | 274.7101 | 0.0012138 | 0.0008714 | 2.22e-05 | 0 | 0 | 0 | 0.0004444 | 5000000 | no RA
CB 297 | 4754.6218 | 4377.7294 | 0 | 376.8925 | 92.07% | 0% | 7.927% | 1115.3761 | 4310.9577 | 76.0178 | 654.528 | 384.8302 | 270.835 | 2670.3629 | 1369.7598 | 297 | 0.0019588 | 0.0016206 | 0.000579 | 2427313.5668 | 273.586 | 3064.5913 | 1416.4444 | 139670.2276 | 1564524.8743 | 723118.4649 | 2245616.2914 | 153048.6915 | 1317778.7346 | 774788.8653 | 766259.2658 | 48140.0679 | 474648.6733 | 243470.5246 |  | 1521 | CB 297 | 4754.6218 | 3639.2458 | 443.6641 | 4377.7294 | 3262.3533 | 66.7717 | 0 | 0 | 0 | 376.8925 | 273.586 | 197.5682 | 2.7511 | 273.291 | 197.2732 | 2.4561 | 0 | 0 | 0 | 0.29501 | 1416.4444 | 1031.6143 | 46.6847 | 1382.2083 | 997.3781 | 12.4485 | 0 | 0 | 0 | 34.2361 | 3064.5913 | 2410.0633 | 394.2284 | 2722.23 | 2067.702 | 51.8671 | 0 | 0 | 0 | 342.3613 | 0.0014066 | 0.0010684 | 2.68e-05 | 0 | 0 | 0 | 0.0005522 | 5000000 | no RA
CB 298 | 7949.7037 | 7339.2281 | 0 | 610.4756 | 92.32% | 0% | 7.679% | 3329.1026 | 7174.4912 | 334.1536 | 1306.7745 | 1688.1745 | 703.495 | 2917.3415 | 3553.6546 | 298 | 0.0035214 | 0.0021438 | 0.0009258 | 2257540.6688 | 724.1564 | 3514.5133 | 3711.0341 | 205644.4499 | 998044.3174 | 1053851.9015 | 2155332.1907 | 216338.1727 | 846033.7334 | 1092960.2846 | 837343.4183 | 82105.7452 | 340486.4077 | 414751.2655 |  | 1522 | CB 298 | 7949.7037 | 4620.6012 | 775.2125 | 7339.2281 | 4010.1255 | 164.7369 | 0 | 0 | 0 | 610.4756 | 724.1564 | 390.0028 | 20.6613 | 723.6785 | 389.5249 | 20.1835 | 0 | 0 | 0 | 0.47785 | 3711.0341 | 2022.8596 | 157.3795 | 3655.5797 | 1967.4052 | 101.9251 | 0 | 0 | 0 | 55.4543 | 3514.5133 | 2207.7388 | 597.1717 | 2959.9698 | 1653.1954 | 42.6283 | 0 | 0 | 0 | 554.5434 | 0.0026274 | 0.0012498 | 3.18e-05 | 0 | 0 | 0 | 0.000894 | 5000000 | no RA
CB 299 | 7027.3497 | 6395.7542 | 0 | 631.5956 | 91.01% | 0% | 8.988% | 1480.8207 | 6264.8004 | 36.967 | 1256.7887 | 187.065 | 195.5341 | 5079.8049 | 989.4614 | 299 | 0.0028978 | 0.0021608 | 0.0009412 | 2425063.753 | 201.1601 | 5753.3907 | 1072.799 | 69418.2049 | 1985434.0035 | 370211.5445 | 2566886.8011 | 64079.3778 | 2178544.837 | 324262.5863 | 810188.451 | 25287.2274 | 656940.2058 | 127961.0178 |  | 1523 | CB 299 | 7027.3497 | 5546.529 | 762.5494 | 6395.7542 | 4914.9334 | 130.9538 | 0 | 0 | 0 | 631.5956 | 201.1601 | 164.1931 | 5.626 | 200.6657 | 163.6987 | 5.1316 | 0 | 0 | 0 | 0.49438 | 1072.799 | 885.734 | 83.3376 | 1015.4262 | 828.3611 | 25.9647 | 0 | 0 | 0 | 57.3728 | 5753.3907 | 4496.6019 | 673.5858 | 5179.6623 | 3922.8736 | 99.8574 | 0 | 0 | 0 | 573.7284 | 0.0019886 | 0.0012516 | 3.2e-05 | 0 | 0 | 0 | 0.0009092 | 5000000 | no RA
CB 303 | 299079.1301 | 63302.009 | 226514.1012 | 9263.0199 | 21.17% | 75.74% | 3.097% | 131122.3964 | 273799.8355 | 274.0707 | 121105.5162 | 9742.8096 | 546.0764 | 253114.8375 | 20138.9217 | 303 | 0.047695 | 0.030285 | 0.01466 | 6270660.0301 | 575.3816 | 276165.5096 | 22338.239 | 12063.7718 | 5790240.2674 | 468355.991 | 5545835.382 | 11591.8493 | 5122170.3904 | 412073.1424 | 1724325.03 | 3439.0566 | 1594055.9239 | 126830.0495 |  | 1524 | CB 303 | 299079.1301 | 167956.7337 | 25279.2947 | 63302.009 | 33822.11 | 857.5501 | 226514.1012 | 124871.6038 | 15158.7247 | 9263.0199 | 575.3816 | 301.3109 | 29.3052 | 263.1577 | 125.936 | 1.6452 | 304.9733 | 168.1242 | 20.4093 | 7.2507 | 22338.239 | 12595.4294 | 2199.3173 | 1331.1345 | 637.1618 | 8.3614 | 20165.6709 | 11116.834 | 1349.5224 | 841.4336 | 276165.5096 | 155059.9934 | 23050.6721 | 61707.7168 | 33059.0121 | 847.5435 | 206043.457 | 113586.6455 | 13788.7929 | 8414.3357 | 0.02424 | 0.011196 | 0.000284 | 0.010087 | 0.0057214 | 0.0010088 | 0.013368 | 5000000 | no RA
CB 305 | 426406.985 | 347551.6947 | 74493.8427 | 4361.4476 | 81.51% | 17.47% | 1.023% | 203108.8471 | 412664.46 | 27992.1736 | 29478.4754 | 145638.198 | 56455.7896 | 62176.849 | 294031.8215 | 305 | 0.073949 | 0.044056 | 0.011733 | 5766246.1725 | 56999.773 | 71515.5528 | 297891.6591 | 770800.5132 | 967095.5153 | 4028350.144 | 5068506.8528 | 698534.4359 | 735624.5513 | 3634347.8656 | 1171291.1614 | 160241.9733 | 176480.4113 | 834568.7769 |  | 1525 | CB 305 | 426406.985 | 223298.1379 | 13742.5249 | 347551.6947 | 177189.4364 | 3260.8693 | 74493.8427 | 41747.2539 | 6120.2081 | 4361.4476 | 56999.773 | 29007.5994 | 543.9834 | 56875.5889 | 28936.5044 | 530.6473 | 120.7701 | 67.6811 | 9.9221 | 3.4139 | 297891.6591 | 152253.4611 | 3859.8377 | 288046.222 | 146561.8005 | 2687.3284 | 9449.2523 | 5295.4757 | 776.3244 | 396.1849 | 71515.5528 | 42037.0775 | 9338.7039 | 2629.8838 | 1691.1315 | 42.8936 | 64923.8203 | 36384.0972 | 5333.9615 | 3961.8488 | 0.015532 | 0.0080864 | 0.000204 | 0.052098 | 0.029651 | 0.0052098 | 0.006319 | 5000000 | no RA
CB 306 | 110469.6427 | 89455.2241 | 20209.6396 | 804.779 | 80.98% | 18.29% | 0.7285% | 56558.4212 | 106840.7648 | 7865.4844 | 7901.0549 | 40791.882 | 14570.5622 | 16482.0721 | 75788.1305 | 306 | 0.057753 | 0.032757 | 0.006415 | 1912801.5041 | 14765.0111 | 18685.77 | 77018.8616 | 255658.793 | 323547.4296 | 1333595.2815 | 1645772.2986 | 228874.7809 | 229909.8344 | 1186987.6833 | 565686.3398 | 77146.284 | 87267.0939 | 401272.9619 |  | 1526 | CB 306 | 110469.6427 | 53911.2215 | 3628.8779 | 89455.2241 | 41784.7686 | 1163.4864 | 20209.6396 | 11321.674 | 1660.6125 | 804.779 | 14765.0111 | 6899.5268 | 194.449 | 14741.816 | 6886.2556 | 191.9649 | 22.5652 | 12.6413 | 1.8542 | 0.62994 | 77018.8616 | 36226.9796 | 1230.7311 | 74675.9134 | 34882.2824 | 971.1151 | 2269.8438 | 1271.5927 | 186.5115 | 73.1045 | 18685.77 | 10784.7151 | 2203.6979 | 37.4947 | 16.2306 | 0.40644 | 17917.2307 | 10037.44 | 1472.2468 | 731.0446 | 0.004338 | 0.0018778 | 4.76e-05 | 0.052275 | 0.02974 | 0.0052274 | 0.00114 | 5000000 | no RA
CB 307 | 128762.3471 | 68295.9601 | 59764.011 | 702.376 | 53.04% | 46.41% | 0.5455% | 60328.9241 | 122208.8072 | 5486.2725 | 23578.5472 | 31264.1044 | 10821.2326 | 49320.4695 | 62067.1051 | 307 | 0.056404 | 0.032274 | 0.0062894 | 2282866.5293 | 10978.9552 | 54205.5025 | 63577.8895 | 194649.2113 | 961025.7196 | 1127191.5984 | 2120362.3628 | 192824.352 | 828708.0328 | 1098829.978 | 1041997.6325 | 92265.8441 | 420524.6219 | 529207.1665 |  | 1527 | CB 307 | 128762.3471 | 68433.423 | 6553.5399 | 68295.9601 | 34234.9111 | 940.4798 | 59764.011 | 33496.136 | 4910.6842 | 702.376 | 10978.9552 | 5492.6827 | 157.7226 | 10889.0938 | 5442.0761 | 149.8342 | 89.3116 | 50.0568 | 7.3385 | 0.54979 | 63577.8895 | 32313.785 | 1510.7843 | 55145.6649 | 27559.705 | 759.3662 | 8368.4222 | 4690.2777 | 687.6158 | 63.8024 | 54205.5025 | 30626.9553 | 4885.033 | 2261.2014 | 1233.13 | 31.2793 | 51306.2772 | 28755.8015 | 4215.7298 | 638.0238 | 0.0031426 | 0.0015192 | 3.86e-05 | 0.052234 | 0.029728 | 0.0052234 | 0.0010274 | 5000000 | no RA
CB 308 | 75358.9863 | 13283.7547 | 60670.7177 | 1404.5138 | 17.63% | 80.51% | 1.864% | 34215.755 | 69265.8861 | 188.2148 | 30959.5432 | 3067.997 | 324.8866 | 62865.5421 | 6075.4574 | 308 | 0.037941 | 0.021674 | 0.0051106 | 1986236.0181 | 336.1362 | 68397.9977 | 6624.8524 | 8859.5377 | 1802765.3155 | 174611.165 | 1898310.9056 | 10442.2725 | 1717654.2907 | 170214.3423 | 1192247.5228 | 5592.15 | 1082080.8196 | 104574.5533 |  | 1528 | CB 308 | 75358.9863 | 41143.2312 | 6093.1002 | 13283.7547 | 6168.7634 | 151.8022 | 60670.7177 | 33569.9541 | 4536.7842 | 1404.5138 | 336.1362 | 147.9214 | 11.2496 | 218.3569 | 82.2614 | 1.4252 | 116.6799 | 64.5606 | 8.725 | 1.0994 | 6624.8524 | 3556.8553 | 549.3949 | 938.3312 | 353.4343 | 6.1302 | 5558.9381 | 3075.8379 | 415.6816 | 127.5831 | 68397.9977 | 37438.4546 | 5532.4557 | 12127.0666 | 5733.0678 | 144.2468 | 54995.0998 | 30429.5555 | 4112.3776 | 1275.8313 | 0.0056844 | 0.0025498 | 6.44e-05 | 0.030233 | 0.017101 | 0.0030234 | 0.0020228 | 5000000 | no RA
CB 313 | 314729.8447 | 39194.0835 | 274412.8428 | 1122.9185 | 12.45% | 87.19% | 0.3568% | 138665.0144 | 294873.9908 | 1858.6214 | 117545.9613 | 19260.4317 | 4336.9464 | 247917.3353 | 42619.7091 | 313 | 0.023731 | 0.014207 | 0.0034088 | 13262392.8479 | 4390.0494 | 265872.3651 | 44467.4302 | 184992.1805 | 11203588.7687 | 1873811.8987 | 12392648.1101 | 166107.0841 | 10505214.6046 | 1721326.4214 | 5824880.8652 | 85671.1584 | 4897308.6384 | 841901.0685 |  | 1529 | CB 313 | 314729.8447 | 176064.8302 | 19855.8539 | 39194.0835 | 22618.0836 | 394.3178 | 274412.8428 | 152323.8282 | 18338.6176 | 1122.9185 | 4390.0494 | 2531.428 | 53.103 | 4057.4044 | 2346.389 | 30.0526 | 331.7661 | 184.16 | 22.1715 | 0.87897 | 44467.4302 | 25206.9984 | 1847.7211 | 20521.1744 | 11869.2886 | 152.2402 | 23844.2521 | 13235.7062 | 1593.4773 | 102.0036 | 265872.3651 | 148326.4038 | 17955.0298 | 14615.5047 | 8402.4059 | 212.025 | 250236.8245 | 138903.962 | 16722.9689 | 1020.0359 | 0.0046412 | 0.002625 | 6.62e-05 | 0.017497 | 0.0099892 | 0.0017496 | 0.001593 | 5000000 | no RA
CB 314 | 151483.1689 | 33938.4979 | 116840.7693 | 703.9017 | 22.4% | 77.13% | 0.4647% | 70488.8949 | 142379.5671 | 2239.4595 | 52840.6027 | 15408.8327 | 4002.585 | 109588.8522 | 28788.1299 | 314 | 0.021433 | 0.012399 | 0.002845 | 7067819.8328 | 4091.3024 | 117482.7811 | 29909.0854 | 190889.7769 | 5481448.1139 | 1395481.942 | 6532533.837 | 207541.1343 | 4896984.4901 | 1428008.2125 | 3199860.0375 | 89954.7045 | 2462916.5253 | 646988.8077 |  | 1530 | CB 314 | 151483.1689 | 80994.274 | 9103.6018 | 33938.4979 | 15551.7334 | 596.7421 | 116840.7693 | 64738.6389 | 7802.9581 | 703.9017 | 4091.3024 | 1851.8429 | 88.7174 | 3942.9322 | 1769.3888 | 78.2946 | 147.8193 | 81.9031 | 9.8718 | 0.55098 | 29909.0854 | 14500.2527 | 1120.9555 | 19954.0671 | 8955.9055 | 396.4603 | 9891.0773 | 5480.4062 | 660.5542 | 63.941 | 117482.7811 | 64642.1785 | 7893.9289 | 10041.4986 | 4826.4391 | 121.9872 | 106801.8728 | 59176.3296 | 7132.5321 | 639.4097 | 0.002703 | 0.0012742 | 3.22e-05 | 0.017686 | 0.01008 | 0.0017686 | 0.0010442 | 5000000 | no RA
CB 315 | 5142.4289 | 4854.4863 | 0 | 287.9426 | 94.4% | 0% | 5.599% | 2413.2365 | 4804.0271 | 255.8339 | 862.4526 | 1294.95 | 465.9919 | 1979.4166 | 2358.6186 | 315 | 0.0017586 | 0.0011014 | 0.0004216 | 2924160.6614 | 469.7173 | 2270.2158 | 2402.4958 | 267097.3059 | 1290922.2133 | 1366141.1422 | 2477930.3387 | 262692.2386 | 885573.1247 | 1329664.9754 | 802660.8759 | 77858.3247 | 330722.5785 | 394079.9727 |  | 1531 | CB 315 | 5142.4289 | 2729.1925 | 338.4018 | 4854.4863 | 2441.2499 | 50.4592 | 0 | 0 | 0 | 287.9426 | 469.7173 | 213.8835 | 3.7254 | 469.4919 | 213.6581 | 3.5 | 0 | 0 | 0 | 0.22539 | 2402.4958 | 1107.5458 | 43.8772 | 2376.3397 | 1081.3897 | 17.7211 | 0 | 0 | 0 | 26.1561 | 2270.2158 | 1407.7632 | 290.7992 | 2008.6547 | 1146.2021 | 29.2381 | 0 | 0 | 0 | 261.5611 | 0.0013548 | 0.0006976 | 1.78e-05 | 0 | 0 | 0 | 0.0004038 | 5000000 | no RA
CB 320 | 4349.1688 | 3786.9882 | 0 | 562.1806 | 87.07% | 0% | 12.93% | 2159.5051 | 3749.3964 | 32.0061 | 1966.348 | 161.151 | 52.9344 | 3429.9484 | 266.5135 | 320 | 0.002136 | 0.0014034 | 0.0008196 | 2036127.7066 | 53.3745 | 3978.2134 | 317.5809 | 24988.0558 | 1862459.4715 | 148680.1793 | 1560256.3274 | 23124.5923 | 1420699.1185 | 116432.6166 | 731786.7217 | 10331.4549 | 669438.6083 | 52016.6585 |  | 1532 | CB 320 | 4349.1688 | 2189.6637 | 599.7724 | 3786.9882 | 1627.4832 | 37.5918 | 0 | 0 | 0 | 562.1806 | 53.3745 | 21.3684 | 0.44005 | 52.9344 | 20.9284 | 0 | 0 | 0 | 0 | 0.44005 | 317.5809 | 156.4299 | 51.0673 | 266.5135 | 105.3626 | 0 | 0 | 0 | 0 | 51.0673 | 3978.2134 | 2011.8654 | 548.265 | 3467.5402 | 1501.1922 | 37.5918 | 0 | 0 | 0 | 510.6732 | 0.0013318 | 0.0005992 | 1.54e-05 | 0 | 0 | 0 | 0.0008042 | 5000000 | no RA
CB 321 | 19184.6777 | 15989.5697 | 0 | 3195.108 | 83.35% | 0% | 16.65% | 9073.5452 | 15840.4547 | 290.1721 | 7321.0423 | 1462.3308 | 508.887 | 12766.8924 | 2564.6753 | 321 | 0.014142 | 0.0087266 | 0.004695 | 1356536.2102 | 512.3739 | 15812.4156 | 2859.8882 | 36229.6307 | 1118085.7252 | 202220.8543 | 1158656.5833 | 37053.8484 | 934868.7589 | 186733.9761 | 712294.5709 | 22883.0206 | 574086.3086 | 115325.2417 |  | 1533 | CB 321 | 19184.6777 | 10111.1325 | 3344.223 | 15989.5697 | 6916.0245 | 149.115 | 0 | 0 | 0 | 3195.108 | 512.3739 | 222.2019 | 3.4869 | 509.873 | 219.7009 | 0.98595 | 0 | 0 | 0 | 2.501 | 2859.8882 | 1397.5574 | 295.2129 | 2569.6512 | 1107.3204 | 4.9759 | 0 | 0 | 0 | 290.237 | 15812.4156 | 8491.3732 | 3045.5231 | 12910.0455 | 5589.0032 | 143.1531 | 0 | 0 | 0 | 2902.37 | 0.0095524 | 0.0041366 | 0.000105 | 0 | 0 | 0 | 0.00459 | 5000000 | no RA
CB 322 | 30585.0565 | 26272.1482 | 0 | 4312.9083 | 85.9% | 0% | 14.1% | 14381.7469 | 25994.6195 | 607.1114 | 10716.6634 | 3057.9721 | 1119.6426 | 19235.3848 | 5639.592 | 322 | 0.018945 | 0.011866 | 0.0064204 | 1614413.116 | 1132.2867 | 23374.6911 | 6078.0786 | 59767.0478 | 1233818.4808 | 320827.5874 | 1365501.1393 | 57643.2934 | 1017513.1214 | 290344.7245 | 714976.7942 | 30795.5464 | 529065.3998 | 155115.848 |  | 1534 | CB 322 | 30585.0565 | 16203.3096 | 4590.437 | 26272.1482 | 11890.4013 | 277.5287 | 0 | 0 | 0 | 4312.9083 | 1132.2867 | 525.1754 | 12.6441 | 1128.9108 | 521.7994 | 9.2681 | 0 | 0 | 0 | 3.3759 | 6078.0786 | 3020.1066 | 438.4866 | 5686.303 | 2628.3309 | 46.7109 | 0 | 0 | 0 | 391.7757 | 23374.6911 | 12658.0277 | 4139.3063 | 19456.9344 | 8740.271 | 221.5497 | 0 | 0 | 0 | 3917.7567 | 0.012667 | 0.0055884 | 0.0001426 | 0 | 0 | 0 | 0.0062778 | 5000000 | no RA
CB 323 | 11715.9361 | 11198.8149 | 0 | 517.1211 | 95.59% | 0% | 4.414% | 6335.1368 | 11086.3625 | 64.9969 | 5942.6137 | 327.5263 | 118.6118 | 10370.166 | 597.5847 | 323 | 0.0019678 | 0.0012806 | 0.0007686 | 5953824.6128 | 119.0166 | 10952.3606 | 644.5589 | 60482.0567 | 5565789.4941 | 327553.0619 | 4201779.8131 | 43109.1888 | 3941438.8214 | 217231.8029 | 819117.2648 | 8763.6485 | 766200.997 | 44152.6194 |  | 1535 | CB 323 | 11715.9361 | 5380.7992 | 629.5735 | 11198.8149 | 4863.6781 | 112.4524 | 0 | 0 | 0 | 517.1211 | 119.0166 | 54.0197 | 0.40478 | 118.6118 | 53.6149 | 0 | 0 | 0 | 0 | 0.40478 | 644.5589 | 317.0327 | 46.9742 | 597.5847 | 270.0584 | 0 | 0 | 0 | 0 | 46.9742 | 10952.3606 | 5009.7469 | 582.1945 | 10482.6184 | 4540.0047 | 112.4524 | 0 | 0 | 0 | 469.7421 | 0.0012122 | 0.000525 | 1.3e-05 | 0 | 0 | 0 | 0.0007556 | 5000000 | no RA
CB 324 | 18442.6607 | 17582.8363 | 0 | 859.8244 | 95.34% | 0% | 4.662% | 8501.7428 | 17256.2232 | 714.9339 | 5889.9446 | 1896.8643 | 1509.0936 | 11742.9424 | 4004.1871 | 324 | 0.0044058 | 0.0028304 | 0.0012744 | 4185995.8844 | 1557.7718 | 12675.3487 | 4209.5402 | 353572.9753 | 2876968.6897 | 955454.2195 | 3512195.4108 | 295349.738 | 2433223.033 | 783622.6398 | 930977.3277 | 81415.9587 | 633534.5239 | 216026.8451 |  | 1536 | CB 324 | 18442.6607 | 9940.9179 | 1186.4375 | 17582.8363 | 9081.0935 | 326.6131 | 0 | 0 | 0 | 859.8244 | 1557.7718 | 842.8379 | 48.6782 | 1557.0988 | 842.1649 | 48.0052 | 0 | 0 | 0 | 0.67303 | 4209.5402 | 2312.6759 | 205.3531 | 4131.4355 | 2234.5712 | 127.2484 | 0 | 0 | 0 | 78.1047 | 12675.3487 | 6785.4041 | 932.4063 | 11894.3019 | 6004.3574 | 151.3596 | 0 | 0 | 0 | 781.0467 | 0.0031716 | 0.0015962 | 4.02e-05 | 0 | 0 | 0 | 0.0012342 | 5000000 | no RA
CB 325 | 36094.5713 | 35188.0019 | 0 | 906.5694 | 97.49% | 0% | 2.512% | 20141.5982 | 34827.23 | 390.6754 | 17782.3053 | 1968.6175 | 631.1519 | 31015.5948 | 3180.4833 | 325 | 0.0043742 | 0.0026324 | 0.0013362 | 8251696.5993 | 634.7925 | 32182.1565 | 3277.6223 | 145121.9713 | 7357266.8092 | 749307.8188 | 6060238.9804 | 117547.0817 | 5350370.8457 | 592321.053 | 948466.764 | 17188.4631 | 844662.6647 | 86615.6361 |  | 1537 | CB 325 | 36094.5713 | 15952.9731 | 1267.3413 | 35188.0019 | 15046.4037 | 360.7719 | 0 | 0 | 0 | 906.5694 | 634.7925 | 244.1172 | 3.6407 | 634.0829 | 243.4075 | 2.9311 | 0 | 0 | 0 | 0.70962 | 3277.6223 | 1309.0047 | 97.139 | 3195.2714 | 1226.6539 | 14.7881 | 0 | 0 | 0 | 82.3509 | 32182.1565 | 14399.8512 | 1166.5616 | 31358.6476 | 13576.3423 | 343.0528 | 0 | 0 | 0 | 823.5089 | 0.0030716 | 0.0013298 | 3.36e-05 | 0 | 0 | 0 | 0.0013026 | 5000000 | no RA
CB 326 | 29087.8324 | 25500.9621 | 0 | 3586.8703 | 87.67% | 0% | 12.33% | 14097.6785 | 25215.1401 | 53.515 | 13774.6343 | 269.5292 | 97.6818 | 24625.4853 | 491.9729 | 326 | 0.015429 | 0.0096792 | 0.005309 | 1885221.2288 | 100.6198 | 28168.7616 | 818.451 | 6521.3046 | 1825655.0218 | 53044.9024 | 1548697.6171 | 5878.8764 | 1513209.6634 | 29609.0773 | 729457.9661 | 2825.8737 | 712399.6286 | 14232.4639 |  | 1538 | CB 326 | 29087.8324 | 14990.154 | 3872.6923 | 25500.9621 | 11403.2837 | 285.822 | 0 | 0 | 0 | 3586.8703 | 100.6198 | 47.1048 | 2.938 | 97.8122 | 44.2972 | 0.13034 | 0 | 0 | 0 | 2.8076 | 818.451 | 548.9218 | 326.4781 | 492.6271 | 223.0979 | 0.65421 | 0 | 0 | 0 | 325.8239 | 28168.7616 | 14394.1273 | 3543.2763 | 24910.5228 | 11135.8885 | 285.0375 | 0 | 0 | 0 | 3258.2388 | 0.010234 | 0.0044838 | 0.0001136 | 0 | 0 | 0 | 0.0051954 | 5000000 | no RA
CB 327 | 193645.0046 | 190687.2069 | 2256.0062 | 701.7915 | 98.47% | 1.165% | 0.3624% | 97834.5088 | 191304.2432 | 16803.6463 | 790.955 | 80239.9075 | 32837.9104 | 1642.451 | 156823.8818 | 327 | 0.076966 | 0.043657 | 0.0080708 | 2515968.0661 | 33091.519 | 2430.7555 | 158122.73 | 429947.6008 | 31582.0345 | 2054438.4307 | 2194609.2686 | 376936.914 | 17742.5869 | 1799929.7678 | 290028.4135 | 49784.1914 | 2490.0517 | 237754.1703 |  | 1539 | CB 327 | 193645.0046 | 95810.4958 | 2340.7613 | 190687.2069 | 93845.3793 | 1446.4031 | 2256.0062 | 1263.325 | 192.5668 | 701.7915 | 33091.519 | 16287.8728 | 253.6086 | 33067.8124 | 16274.3558 | 251.0826 | 23.1573 | 12.9677 | 1.9766 | 0.54933 | 158122.73 | 77882.8225 | 1298.8482 | 157588.3523 | 77555.5293 | 1194.9273 | 470.6285 | 263.5439 | 40.1716 | 63.7493 | 2430.7555 | 1639.8005 | 788.3045 | 31.0422 | 15.4942 | 0.39309 | 1762.2204 | 986.8134 | 150.4185 | 637.4929 | 0.0064724 | 0.0032488 | 8.24e-05 | 0.069451 | 0.039365 | 0.006945 | 0.0010434 | 5000000 | no RA
CB 329 | 65889.8275 | 59202.4443 | 5516.5146 | 1170.8686 | 89.85% | 8.372% | 1.777% | 32073.6288 | 63614.4969 | 3699.378 | 8904.0913 | 19470.1596 | 7299.8647 | 17851.671 | 38462.9613 | 329 | 0.026212 | 0.015176 | 0.0035312 | 2513689.2264 | 7392.93 | 19384.5233 | 39112.3741 | 282039.4176 | 739517.3025 | 1492132.5063 | 2228297.5952 | 257012.2384 | 618606.8072 | 1352678.5496 | 644350.5172 | 73940.2462 | 180819.3726 | 389590.8984 |  | 1540 | CB 329 | 65889.8275 | 33816.1986 | 2275.3305 | 59202.4443 | 29590.7892 | 736.3011 | 5516.5146 | 3054.5409 | 368.1608 | 1170.8686 | 7392.93 | 3693.552 | 93.0654 | 7381.1551 | 3686.6231 | 91.4242 | 10.8584 | 6.0124 | 0.72467 | 0.9165 | 39112.3741 | 19642.2145 | 649.4128 | 37845.5608 | 18893.302 | 465.6072 | 1160.454 | 642.5532 | 77.4463 | 106.3593 | 19384.5233 | 10480.4321 | 1532.8524 | 13975.7283 | 7010.864 | 179.2697 | 4345.2022 | 2405.9753 | 289.9898 | 1063.5928 | 0.0067072 | 0.0033506 | 8.56e-05 | 0.017844 | 0.010164 | 0.0017844 | 0.0016612 | 5000000 | no RA
CB 330 | 120677.0325 | 39716.6313 | 77791.7988 | 3168.6025 | 32.91% | 64.46% | 2.626% | 55748.402 | 111842.5545 | 121.5161 | 51581.5222 | 4045.3637 | 216.0129 | 103362.3958 | 8264.1458 | 330 | 0.029702 | 0.018133 | 0.0064622 | 4062926.1498 | 226.4263 | 111346.0947 | 9104.5115 | 7623.2667 | 3748774.3147 | 306528.5684 | 3580609.8413 | 7804.739 | 3312979.376 | 259825.7263 | 1367100.6765 | 2640.4206 | 1263443.9711 | 101016.2848 |  | 1541 | CB 330 | 120677.0325 | 64928.6305 | 8834.478 | 39716.6313 | 18676.639 | 471.0174 | 77791.7988 | 43083.389 | 5194.8581 | 3168.6025 | 226.4263 | 104.9102 | 10.4134 | 107.0651 | 37.6979 | 0.12794 | 116.8809 | 64.7321 | 7.8052 | 2.4802 | 9104.5115 | 5059.1478 | 840.3657 | 552.2066 | 194.2086 | 0.64306 | 8264.4756 | 4577.11 | 551.8934 | 287.8293 | 111346.0947 | 59764.5725 | 7983.6989 | 39057.3595 | 18444.7326 | 470.2464 | 69410.4422 | 38441.547 | 4635.1596 | 2878.2929 | 0.0072908 | 0.003388 | 8.52e-05 | 0.017816 | 0.01015 | 0.0017816 | 0.0045954 | 5000000 | no RA
CB 331 | 85811.5976 | 84233.3938 | 0 | 1578.2038 | 98.16% | 0% | 1.839% | 42461.1875 | 83047.8939 | 4479.5291 | 15048.6191 | 22933.0392 | 8698.0514 | 29815.1823 | 44534.6602 | 331 | 0.010352 | 0.0062426 | 0.0023828 | 8289373.7982 | 8830.5882 | 31631.3895 | 45349.6199 | 853032.0876 | 3055582.4512 | 4380759.2593 | 6944287.6536 | 732601.7134 | 2461116.7575 | 3750569.1828 | 1159855.5009 | 121477.8884 | 416401.9289 | 621975.6836 |  | 1542 | CB 331 | 85811.5976 | 43350.4101 | 2763.7037 | 84233.3938 | 41772.2063 | 1185.4999 | 0 | 0 | 0 | 1578.2038 | 8830.5882 | 4351.0591 | 132.5368 | 8829.3528 | 4349.8237 | 131.3014 | 0 | 0 | 0 | 1.2353 | 45349.6199 | 22416.5806 | 814.9597 | 45206.2591 | 22273.2199 | 671.5989 | 0 | 0 | 0 | 143.3608 | 31631.3895 | 16582.7704 | 1816.2072 | 30197.7818 | 15149.1627 | 382.5996 | 0 | 0 | 0 | 1433.6077 | 0.0080694 | 0.00396 | 0.0001002 | 0 | 0 | 0 | 0.0022826 | 5000000 | no RA
CB 334 | 50410.4976 | 47029.1092 | 0 | 3381.3884 | 93.29% | 0% | 6.708% | 25848.0092 | 46411.6919 | 988.9453 | 19834.1463 | 5024.9177 | 1774.2731 | 35613.896 | 9023.5228 | 334 | 0.014478 | 0.0091948 | 0.005008 | 3481772.6793 | 1810.5344 | 39098.5049 | 9501.4583 | 125050.7224 | 2700471.3837 | 656250.5732 | 2671345.5774 | 102205.7275 | 2049823.5869 | 519316.263 | 798483.563 | 30525.2366 | 612714.3713 | 155243.9551 |  | 1543 | CB 334 | 50410.4976 | 24562.4883 | 3998.8057 | 47029.1092 | 21181.1 | 617.4173 | 0 | 0 | 0 | 3381.3884 | 1810.5344 | 821.5891 | 36.2613 | 1807.8876 | 818.9423 | 33.6145 | 0 | 0 | 0 | 2.6468 | 9501.4583 | 4476.5406 | 477.9355 | 9194.3 | 4169.3823 | 170.7772 | 0 | 0 | 0 | 307.1583 | 39098.5049 | 19264.3586 | 3484.6088 | 36026.9216 | 16192.7753 | 413.0256 | 0 | 0 | 0 | 3071.5832 | 0.0095794 | 0.0042958 | 0.000109 | 0 | 0 | 0 | 0.004899 | 5000000 | no RA
CB 34 | 129.0487 | 3.1532 | 0 | 125.8955 | 2.443% | 0% | 97.56% | 1.8184 | 3.0719 | 0.033984 | 1.6131 | 0.17127 | 0.04238 | 2.8158 | 0.21365 | 34 | 0.0003968 | 0.0002804 | 0.0001938 | 325223.5878 | 0.14932 | 117.2074 | 11.692 | 376.3146 | 295381.5159 | 29465.7573 | 453745.8489 | 8480.2031 | 402528.46 | 42737.1858 | 650035.3209 | 8968.0811 | 595858.1018 | 45209.138 |  | 1544 | CB 34 | 129.0487 | 127.2303 | 125.9768 | 3.1532 | 1.3349 | 0.08136 | 0 | 0 | 0 | 125.8955 | 0.14932 | 0.11534 | 0.10694 | 0.050777 | 0.016792 | 0.0083961 | 0 | 0 | 0 | 0.098545 | 11.692 | 11.5207 | 11.4784 | 0.25593 | 0.084658 | 0.042282 | 0 | 0 | 0 | 11.4361 | 117.2074 | 115.5943 | 114.3915 | 2.8465 | 1.2334 | 0.030682 | 0 | 0 | 0 | 114.3609 | 0.0002052 | 8.88e-05 | 2.2e-06 | 0 | 0 | 0 | 0.0001916 | 5000000 | no RA
CB 340 | 9697.6381 | 9364.8689 | 0 | 332.7692 | 96.57% | 0% | 3.431% | 4026.6895 | 9273.2203 | 403.3335 | 1590.6078 | 2032.7483 | 846.8827 | 4158.5797 | 4267.7578 | 340 | 0.0015836 | 0.0010662 | 0.0004754 | 6123792.696 | 851.1526 | 4528.225 | 4318.2606 | 537479.5185 | 2859449.9566 | 2726863.221 | 5318841.2853 | 532761.8746 | 2101028.7122 | 2685050.6985 | 892759.3822 | 81531.8177 | 400358.3385 | 410869.226 |  | 1545 | CB 340 | 9697.6381 | 5670.9486 | 424.4178 | 9364.8689 | 5338.1793 | 91.6486 | 0 | 0 | 0 | 332.7692 | 851.1526 | 447.8191 | 4.2698 | 850.8921 | 447.5586 | 4.0094 | 0 | 0 | 0 | 0.26048 | 4318.2606 | 2285.5123 | 50.5028 | 4288.0325 | 2255.2842 | 20.2747 | 0 | 0 | 0 | 30.2281 | 4528.225 | 2937.6172 | 369.6452 | 4225.9443 | 2635.3365 | 67.3645 | 0 | 0 | 0 | 302.2807 | 0.0011236 | 0.0006062 | 1.54e-05 | 0 | 0 | 0 | 0.00046 | 5000000 | no RA
CB 344 | 5917.9155 | 2710.0669 | 0 | 3207.8486 | 45.79% | 0% | 54.21% | 1424.1153 | 2673.1919 | 28.5541 | 1251.8064 | 143.7548 | 55.2894 | 2339.607 | 278.2956 | 344 | 0.013899 | 0.0088352 | 0.0047578 | 425779.9491 | 59.2153 | 5281.8824 | 576.8178 | 4260.3968 | 380018.8825 | 41500.6699 | 508624.6165 | 10198.119 | 447084.2674 | 51342.2301 | 681979.8217 | 14105.3189 | 596876.2489 | 70998.2539 |  | 1546 | CB 344 | 5917.9155 | 4493.8002 | 3244.7236 | 2710.0669 | 1285.9516 | 36.875 | 0 | 0 | 0 | 3207.8486 | 59.2153 | 30.6612 | 3.9259 | 56.7043 | 28.1502 | 1.4149 | 0 | 0 | 0 | 2.511 | 576.8178 | 433.063 | 298.5222 | 285.4235 | 141.6686 | 7.1279 | 0 | 0 | 0 | 291.3943 | 5281.8824 | 4030.0761 | 2942.2754 | 2367.9391 | 1116.1327 | 28.3321 | 0 | 0 | 0 | 2913.9433 | 0.0092472 | 0.0041834 | 0.000106 | 0 | 0 | 0 | 0.0046518 | 5000000 | no RA
CB 350 | 13015.0378 | 12913.1639 | 0 | 101.8739 | 99.22% | 0% | 0.7827% | 4209.5884 | 12609.5597 | 655.452 | 201.2803 | 3352.856 | 1926.2273 | 820.687 | 9862.6454 | 350 | 0.0004644 | 0.0003894 | 0.0001586 | 28025490.4907 | 1972.9548 | 929.3295 | 10112.7535 | 4248395.2668 | 2001140.2775 | 21775954.9464 | 22612864.4751 | 3520925.7393 | 1081227.9518 | 18010710.7839 | 2556608.3994 | 390545.664 | 166395.5936 | 1999667.1417 |  | 1547 | CB 350 | 13015.0378 | 8805.4494 | 405.4781 | 12913.1639 | 8703.5755 | 303.6042 | 0 | 0 | 0 | 101.8739 | 1972.9548 | 1317.5027 | 46.7275 | 1972.875 | 1317.423 | 46.6477 | 0 | 0 | 0 | 0.079742 | 10112.7535 | 6759.8975 | 250.108 | 10103.4995 | 6750.6435 | 240.854 | 0 | 0 | 0 | 9.254 | 929.3295 | 728.0492 | 108.6426 | 836.7894 | 635.5091 | 16.1024 | 0 | 0 | 0 | 92.5402 | 0.0003118 | 0.0002368 | 6e-06 | 0 | 0 | 0 | 0.0001526 | 5000000 | no RA
CB 351 | 1226033.174 | 1177773.4075 | 43591.4109 | 4668.3556 | 96.06% | 3.555% | 0.3808% | 473956.192 | 1196134.5569 | 104767.9079 | 18909.6787 | 350278.6055 | 266241.9789 | 40710.9462 | 889181.6318 | 351 | 0.12463 | 0.074275 | 0.016736 | 9837005.1861 | 271169.0476 | 48514.676 | 906349.4504 | 2175708.932 | 389254.654 | 7272041.6 | 10125519.1076 | 2238243.6837 | 403983.144 | 7483292.2799 | 1786485.2461 | 397645.369 | 60803.7818 | 1328036.0953 |  | 1548 | CB 351 | 1226033.174 | 752076.9819 | 29898.6171 | 1177773.4075 | 722879.4908 | 21352.0571 | 43591.4109 | 24529.1355 | 3878.2044 | 4668.3556 | 271169.0476 | 166401.1397 | 4927.0687 | 271089.865 | 166354.9853 | 4916.6949 | 75.5284 | 42.5003 | 6.7195 | 3.6542 | 906349.4504 | 556070.8449 | 17167.8186 | 901496.7768 | 553154.7771 | 16349.754 | 4428.6098 | 2492.004 | 394.0009 | 424.0638 | 48514.676 | 29604.9973 | 7803.7298 | 5186.7656 | 3369.7284 | 85.6082 | 39087.2726 | 21994.6312 | 3477.4839 | 4240.6377 | 0.02064 | 0.012307 | 0.0003122 | 0.097301 | 0.055275 | 0.00973 | 0.0066938 | 5000000 | no RA
CB 352 | 9317.7548 | 8648.4231 | 537.2964 | 132.0354 | 92.82% | 5.766% | 1.417% | 4209.8588 | 9138.4365 | 644.4265 | 207.9068 | 3357.5254 | 1398.1049 | 474.6173 | 7265.7143 | 352 | 0.066856 | 0.038034 | 0.006835 | 139370.9273 | 1398.2392 | 632.2132 | 7287.3025 | 20914.2542 | 9456.3697 | 109000.3034 | 134297.4501 | 20557.6586 | 6632.3736 | 107107.4179 | 26235.3127 | 4013.785 | 1362.5671 | 20858.9607 |  | 1549 | CB 352 | 9317.7548 | 5107.8961 | 179.3184 | 8648.4231 | 4675.0878 | 1.7326 | 537.2964 | 300.7729 | 45.5504 | 132.0354 | 1398.2392 | 753.8127 | 0.13431 | 1397.7707 | 753.5049 | 0 | 0.36515 | 0.20441 | 0.030957 | 0.10335 | 7287.3025 | 3929.7771 | 21.5882 | 7162.137 | 3854.431 | 0 | 113.1716 | 63.3523 | 9.5944 | 11.9938 | 632.2132 | 424.3063 | 157.5959 | 88.5153 | 67.1519 | 1.7326 | 423.7596 | 237.2162 | 35.9251 | 119.9382 | 0.0003166 | 0.000207 | 5.4e-06 | 0.066344 | 0.037632 | 0.0066344 | 0.0001952 | 5000000 | no RA
CB 353 | 1211.3828 | 1107.9229 | 0 | 103.4599 | 91.46% | 0% | 8.541% | 884.471 | 1106.3322 | 133.5535 | 64.1603 | 686.7572 | 162.0148 | 111.3526 | 832.9648 | 353 | 0.0001926 | 0.0001684 | 0.0001506 | 6289630.4372 | 162.0958 | 206.9241 | 842.3629 | 841618.8078 | 1074372.4202 | 4373639.2092 | 1941281.7401 | 293129.8984 | 140822.2331 | 1507329.6086 | 697547.4363 | 102151.0626 | 70208.2861 | 525188.0876 |  | 1550 | CB 353 | 1211.3828 | 326.9118 | 105.0506 | 1107.9229 | 223.452 | 1.5908 | 0 | 0 | 0 | 103.4599 | 162.0958 | 28.5423 | 0.080983 | 162.0148 | 28.4613 | 0 | 0 | 0 | 0 | 0.080983 | 842.3629 | 155.6057 | 9.3981 | 832.9648 | 146.2076 | 0 | 0 | 0 | 0 | 9.3981 | 206.9241 | 142.7638 | 95.5716 | 112.9433 | 48.783 | 1.5908 | 0 | 0 | 0 | 93.9808 | 4.26e-05 | 1.84e-05 | 6e-07 | 0 | 0 | 0 | 0.00015 | 5000000 | no RA
CB 354 | 1802.0008 | 1738.6841 | 0 | 63.3167 | 96.49% | 0% | 3.514% | 153.004 | 1733.5036 | 14.6956 | 62.166 | 76.1424 | 240.5066 | 254.2761 | 1238.7209 | 354 | 0.0002126 | 0.0001838 | 9.48e-05 | 8476015.2341 | 240.5562 | 316.9722 | 1244.4724 | 1131496.695 | 1490932.3092 | 5853586.2299 | 8971691.3593 | 861707.8446 | 3645225.3643 | 4464758.1505 | 722544.5623 | 100245.9762 | 105985.2523 | 516313.3338 |  | 1551 | CB 354 | 1802.0008 | 1648.9969 | 68.4972 | 1738.6841 | 1585.6801 | 5.1805 | 0 | 0 | 0 | 63.3167 | 240.5562 | 225.8606 | 0.049561 | 240.5066 | 225.811 | 0 | 0 | 0 | 0 | 0.049561 | 1244.4724 | 1168.3301 | 5.7516 | 1238.7209 | 1162.5785 | 0 | 0 | 0 | 0 | 5.7516 | 316.9722 | 254.8062 | 62.6961 | 259.4566 | 197.2906 | 5.1805 | 0 | 0 | 0 | 57.5156 | 0.0001202 | 9.14e-05 | 2.4e-06 | 0 | 0 | 0 | 9.24e-05 | 5000000 | no RA
CB 355 | 1277984.316 | 1149653.9533 | 122383.0492 | 5947.3135 | 89.96% | 9.576% | 0.4654% | 658788.3164 | 1244375.2716 | 128210.9963 | 52571.5864 | 478005.7337 | 239585.7647 | 110649.2316 | 894140.2754 | 355 | 0.1048 | 0.060872 | 0.015692 | 12194111.2213 | 243253.9977 | 125654.6832 | 909075.6351 | 2321050.6308 | 1198956.171 | 8674104.4195 | 10172132.2444 | 1979663.5387 | 811740.4573 | 7380728.2483 | 2141767.5238 | 412365.1616 | 190444.9053 | 1538957.457 |  | 1552 | CB 355 | 1277984.316 | 619195.9996 | 33609.0443 | 1149653.9533 | 544774.6335 | 17251.8444 | 122383.0492 | 68474.0526 | 10409.8865 | 5947.3135 | 243253.9977 | 115043.0014 | 3668.233 | 243041.5407 | 114922.0798 | 3645.9021 | 207.8017 | 116.2663 | 17.6756 | 4.6553 | 909075.6351 | 431069.9014 | 14935.3597 | 897628.0287 | 424426.9235 | 13467.339 | 10907.3648 | 6102.7362 | 927.779 | 540.2417 | 125654.6832 | 73083.0968 | 15005.4516 | 8984.3839 | 5425.6302 | 138.6032 | 111267.8827 | 62255.05 | 9464.4318 | 5402.4165 | 0.028263 | 0.01381 | 0.000364 | 0.068013 | 0.038535 | 0.0068012 | 0.008527 | 5000000 | no RA
CB 356 | 1031.6223 | 971.9076 | 0 | 59.7147 | 94.21% | 0% | 5.788% | 346.2621 | 764.1041 | 52.9716 | 22.6871 | 270.6034 | 110.2788 | 92.5393 | 561.286 | 356 | 0.0001262 | 0.0001186 | 9.52e-05 | 8174503.1471 | 144.1697 | 148.574 | 738.8787 | 1142390.2912 | 1177289.8162 | 5854823.0397 | 5778753.8651 | 884041.2346 | 378623.3836 | 4516089.2469 | 2810064.838 | 405560.8447 | 340322.0417 | 2064181.9516 |  | 1553 | CB 356 | 1031.6223 | 685.3602 | 267.5182 | 971.9076 | 625.6455 | 207.8035 | 0 | 0 | 0 | 59.7147 | 144.1697 | 91.198 | 33.8908 | 144.1229 | 91.1513 | 33.8441 | 0 | 0 | 0 | 0.046742 | 738.8787 | 468.2753 | 177.5927 | 733.4543 | 462.8509 | 172.1683 | 0 | 0 | 0 | 5.4244 | 148.574 | 125.8869 | 56.0347 | 94.3304 | 71.6433 | 1.7911 | 0 | 0 | 0 | 54.2436 | 3.16e-05 | 2.4e-05 | 6e-07 | 0 | 0 | 0 | 9.46e-05 | 5000000 | no RA
CB 357 | 902497.5382 | 664031.5783 | 234898.983 | 3566.9769 | 73.58% | 26.03% | 0.3952% | 411947.0489 | 872079.0492 | 51763.1715 | 99175.4504 | 261008.4271 | 109690.5238 | 209796.21 | 552592.3155 | 357 | 0.12773 | 0.074446 | 0.015914 | 7065533.3983 | 110660.3801 | 232532.6672 | 559304.4909 | 866345.4227 | 1820467.3773 | 4378720.5982 | 6589346.4969 | 827983.7752 | 1586372.3462 | 4174990.3755 | 1911381.4541 | 240414.482 | 459821.3719 | 1211145.6001 |  | 1554 | CB 357 | 902497.5382 | 490550.4893 | 30418.489 | 664031.5783 | 354709.0927 | 5728.355 | 234898.983 | 132274.4197 | 21123.157 | 3566.9769 | 110660.3801 | 58897.2086 | 969.8563 | 110263.6466 | 58672.5834 | 931.6392 | 393.9415 | 221.8331 | 35.425 | 2.7921 | 559304.4909 | 298296.0639 | 6712.1755 | 538575.5033 | 286481.7646 | 4553.2533 | 20404.9708 | 11490.2825 | 1834.9054 | 324.0168 | 232532.6672 | 133357.2169 | 22736.4573 | 15192.4285 | 9554.7448 | 243.4625 | 214100.0707 | 120562.304 | 19252.8267 | 3240.1681 | 0.017951 | 0.009856 | 0.0002504 | 0.10457 | 0.059383 | 0.010457 | 0.0052066 | 5000000 | no RA
CB 358 | 699283.0249 | 16051.2401 | 683096.5058 | 135.279 | 2.295% | 97.69% | 0.01935% | 306919.9566 | 636016.4351 | 1991.1505 | 266720.9494 | 38207.8567 | 3604.4395 | 555588.7264 | 76823.2693 | 358 | 0.1387 | 0.078772 | 0.013988 | 5041563.6286 | 3703.075 | 612286.1583 | 83293.7917 | 26697.7566 | 4414349.435 | 600516.437 | 4981021.9458 | 32314.4976 | 4328629.9047 | 620077.5435 | 4522789.5854 | 25631.6038 | 3950858.4475 | 546299.534 |  | 1555 | CB 358 | 699283.0249 | 392363.0683 | 63266.5898 | 16051.2401 | 6756.137 | 0.14005 | 683096.5058 | 385471.6523 | 63131.1708 | 135.279 | 3703.075 | 1711.9245 | 98.6355 | 2636.8518 | 1110.2082 | 0 | 1066.1172 | 601.6104 | 98.5296 | 0.10589 | 83293.7917 | 45085.935 | 6470.5224 | 13401.6485 | 5640.4144 | 0 | 69879.8547 | 39433.2321 | 6458.2339 | 12.2885 | 612286.1583 | 345565.2089 | 56697.4319 | 12.7397 | 5.5144 | 0.14005 | 612150.5339 | 345436.8098 | 56574.4072 | 122.8847 | 0.0006722 | 0.000291 | 7.4e-06 | 0.13783 | 0.078283 | 0.013783 | 0.0001976 | 5000000 | no RA
CB 361 | 70420.5296 | 2567.2753 | 66143.4915 | 1709.7628 | 3.646% | 93.93% | 2.428% | 30907.2225 | 64270.799 | 32.8554 | 28096.6709 | 2777.6962 | 68.8343 | 58382.5006 | 5819.464 | 361 | 0.010387 | 0.006604 | 0.0029788 | 6779940.4626 | 75.0914 | 63954.8211 | 6390.6172 | 7229.6373 | 6157435.6465 | 615275.1788 | 5983238.511 | 6360.3819 | 5439152.071 | 537726.0582 | 2064499.3462 | 2211.0886 | 1875356.0916 | 186932.166 |  | 1556 | CB 361 | 70420.5296 | 39513.3071 | 6149.7307 | 2567.2753 | 1125.5722 | 28.7598 | 66143.4915 | 36677.9721 | 4411.208 | 1709.7628 | 75.0914 | 42.2359 | 6.257 | 0 | 0 | 0 | 73.753 | 40.8976 | 4.9187 | 1.3383 | 6390.6172 | 3612.921 | 571.1532 | 0 | 0 | 0 | 6235.3059 | 3457.6096 | 415.8418 | 155.3113 | 63954.8211 | 35858.1502 | 5572.3205 | 2567.2753 | 1125.5722 | 28.7598 | 59834.4326 | 33179.4649 | 3990.4475 | 1553.1132 | 0.003093 | 0.001387 | 3.6e-05 | 0.0048342 | 0.0027576 | 0.0004834 | 0.0024594 | 5000000 | no RA
CB 362 | 88500.1 | 18513.2598 | 66085.0986 | 3901.7416 | 20.92% | 74.67% | 4.409% | 37650.8447 | 79931.6241 | 34.7726 | 34868.8082 | 2747.2639 | 72.8539 | 74102.8327 | 5755.9374 | 362 | 0.019673 | 0.012741 | 0.0062476 | 4498556.3949 | 81.1119 | 81897.4862 | 6521.5019 | 4123.0061 | 4162938.3498 | 331495.039 | 3990994.0555 | 3685.9019 | 3696097.8524 | 291210.3013 | 1371482.7941 | 1250.0426 | 1271471.2265 | 98761.5249 |  | 1557 | CB 362 | 88500.1 | 50849.2553 | 8568.4759 | 18513.2598 | 10301.5223 | 261.0611 | 66085.0986 | 36645.9914 | 4405.6732 | 3901.7416 | 81.1119 | 46.3393 | 8.258 | 0 | 0 | 0 | 78.0578 | 43.2852 | 5.2039 | 3.0541 | 6521.5019 | 3774.238 | 765.5645 | 0 | 0 | 0 | 6167.0758 | 3419.8119 | 411.1384 | 354.4261 | 81897.4862 | 47028.678 | 7794.6534 | 18513.2598 | 10301.5223 | 261.0611 | 59839.965 | 33182.8943 | 3989.331 | 3544.2614 | 0.0091782 | 0.0043258 | 0.0001098 | 0.004841 | 0.0027614 | 0.000484 | 0.0056538 | 5000000 | no RA
CB 363 | 88679.0819 | 5302.9633 | 80643.2558 | 2732.8628 | 5.98% | 90.94% | 3.082% | 38795.3177 | 80501.7419 | 42.4864 | 35184.8222 | 3568.0091 | 89.1584 | 72925.0607 | 7487.5229 | 363 | 0.014683 | 0.0093244 | 0.004477 | 6039739.6856 | 97.6753 | 80310.0312 | 8271.3754 | 6652.4534 | 5469741.815 | 563345.4172 | 5349809.5513 | 5858.8048 | 4851928.2417 | 492022.5048 | 1826522.2212 | 2022.9349 | 1654613.1874 | 169886.0989 |  | 1558 | CB 363 | 88679.0819 | 49883.7642 | 8177.34 | 5302.9633 | 2370.9499 | 60.925 | 80643.2558 | 44779.9515 | 5383.5522 | 2732.8628 | 97.6753 | 55.1889 | 8.5169 | 0 | 0 | 0 | 95.5362 | 53.0497 | 6.3778 | 2.1392 | 8271.3754 | 4703.3663 | 783.8526 | 0 | 0 | 0 | 8023.1278 | 4455.1187 | 535.605 | 248.2476 | 80310.0312 | 45125.209 | 7384.9705 | 5302.9633 | 2370.9499 | 60.925 | 72524.5918 | 40271.7831 | 4841.5695 | 2482.476 | 0.0059192 | 0.0026356 | 6.72e-05 | 0.0048374 | 0.0027628 | 0.0004838 | 0.003926 | 5000000 | no RA
CB 364 | 97206.1378 | 17874.8038 | 75396.7645 | 3934.5695 | 18.39% | 77.56% | 4.048% | 43174.8475 | 88031.3453 | 43.4599 | 40227.2471 | 2904.1404 | 90.3719 | 81859.6141 | 6081.3593 | 364 | 0.019381 | 0.012323 | 0.006236 | 5015486.0281 | 99.7469 | 90233.7464 | 6872.6446 | 5146.5779 | 4655735.7839 | 354603.6662 | 4384517.8485 | 4413.4665 | 4085181.3818 | 294923.0002 | 1471262.434 | 1510.3801 | 1368114.6716 | 101637.3822 |  | 1559 | CB 364 | 97206.1378 | 54031.2904 | 9174.7925 | 17874.8038 | 8283.2703 | 209.8307 | 75396.7645 | 41813.4506 | 5030.3923 | 3934.5695 | 99.7469 | 56.2869 | 9.3749 | 2.3137 | 0.88079 | 0 | 94.3533 | 52.3264 | 6.2952 | 3.0798 | 6872.6446 | 3968.5041 | 791.2853 | 12.1788 | 4.6378 | 0 | 6503.0576 | 3606.4582 | 433.8771 | 357.4082 | 90233.7464 | 50006.4993 | 8374.1323 | 17860.3113 | 8277.7517 | 209.8307 | 68799.3536 | 38154.6661 | 4590.22 | 3574.0815 | 0.0088826 | 0.0039062 | 9.9e-05 | 0.0048462 | 0.0027646 | 0.0004846 | 0.0056524 | 5000000 | no RA
CB 365 | 133969.4307 | 25255.5233 | 102638.4669 | 6075.4404 | 18.85% | 76.61% | 4.535% | 59544.7462 | 120755.9374 | 53.2434 | 55382.2924 | 4109.2104 | 111.9057 | 112007.3965 | 8636.6353 | 365 | 0.031529 | 0.019672 | 0.0094394 | 4249112.8954 | 124.6656 | 124038.4939 | 9806.2712 | 3954.022 | 3934133.0435 | 311025.8299 | 3783356.9417 | 3382.9831 | 3518882.7506 | 261091.208 | 1399823.4279 | 1297.2298 | 1298408.8488 | 100117.3493 |  | 1560 | CB 365 | 133969.4307 | 74424.6844 | 13213.4933 | 25255.5233 | 11285.1502 | 286.6589 | 102638.4669 | 57064.0938 | 6851.3939 | 6075.4404 | 124.6656 | 71.4221 | 12.7599 | 0 | 0 | 0 | 119.91 | 66.6666 | 8.0043 | 4.7556 | 9806.2712 | 5697.0608 | 1169.6359 | 0 | 0 | 0 | 9254.3907 | 5145.1803 | 617.7555 | 551.8804 | 124038.4939 | 68656.2015 | 12031.0975 | 25255.5233 | 11285.1502 | 286.6589 | 93264.1662 | 51852.2469 | 6225.6341 | 5518.8044 | 0.017972 | 0.0081726 | 0.0002074 | 0.0048048 | 0.0027474 | 0.0004804 | 0.0087516 | 5000000 | no RA
CB 366 | 90300.6694 | 13311.1107 | 73736.922 | 3252.6366 | 14.74% | 81.66% | 3.602% | 37836.5599 | 81917.8277 | 44.2545 | 34715.8999 | 3076.4054 | 92.8645 | 75369.3719 | 6455.5913 | 366 | 0.016207 | 0.010756 | 0.0053344 | 5571845.3825 | 102.0517 | 82985.8976 | 7212.7202 | 6296.9196 | 5120500.1389 | 445048.324 | 4877659.8645 | 5705.0208 | 4475363.3092 | 396591.5345 | 1571468.5252 | 1781.4641 | 1445846.393 | 123840.6681 |  | 1561 | CB 366 | 90300.6694 | 52464.1095 | 8382.8417 | 13311.1107 | 8268.5696 | 208.9139 | 73736.922 | 40942.9033 | 4921.2912 | 3252.6366 | 102.0517 | 57.7972 | 9.1871 | 0 | 0 | 0 | 99.5056 | 55.2512 | 6.6411 | 2.546 | 7212.7202 | 4136.3147 | 757.1289 | 0 | 0 | 0 | 6917.2574 | 3840.8519 | 461.6661 | 295.4628 | 82985.8976 | 48269.9976 | 7616.5257 | 13311.1107 | 8268.5696 | 208.9139 | 66720.159 | 37046.8002 | 4452.9839 | 2954.6278 | 0.0066064 | 0.003227 | 8.08e-05 | 0.0048296 | 0.0027584 | 0.000483 | 0.0047706 | 5000000 | no RA
CB 368 | 102686.936 | 14256.0957 | 85037.0245 | 3393.8158 | 13.88% | 82.81% | 3.305% | 42896.2265 | 93378.8349 | 51.0027 | 39253.5321 | 3591.6918 | 106.9893 | 85737.486 | 7534.3596 | 368 | 0.016985 | 0.011064 | 0.0054888 | 6045671.2893 | 117.3042 | 94187.6667 | 8381.965 | 6906.262 | 5545278.6381 | 493486.3892 | 5404272.5188 | 6425.5637 | 4945348.3846 | 452498.5705 | 1695835.3509 | 1943.0125 | 1557062.2598 | 136830.0785 |  | 1562 | CB 368 | 102686.936 | 59790.7094 | 9308.1011 | 14256.0957 | 9189.8135 | 233.8483 | 85037.0245 | 47207.0802 | 5680.437 | 3393.8158 | 117.3042 | 66.3016 | 10.3149 | 0 | 0 | 0 | 114.6477 | 63.645 | 7.6584 | 2.6565 | 8381.965 | 4790.2732 | 847.6054 | 0 | 0 | 0 | 8073.6778 | 4481.986 | 539.3182 | 308.2872 | 94187.6667 | 54934.1347 | 8450.1807 | 14256.0957 | 9189.8135 | 233.8483 | 76848.6989 | 42661.4491 | 5133.4603 | 3082.8721 | 0.0072498 | 0.003394 | 8.72e-05 | 0.0048154 | 0.0027496 | 0.0004816 | 0.00492 | 5000000 | no RA
CB 371 | 773.1424 | 40.5797 | 0 | 732.5627 | 5.249% | 0% | 94.75% | 25.6567 | 39.471 | 3.8438 | 2.1643 | 19.6485 | 5.8381 | 3.7756 | 29.8573 | 371 | 0.0026386 | 0.0017432 | 0.001077 | 293012.3626 | 6.5882 | 669.2616 | 97.2926 | 2496.8722 | 253642.6813 | 36872.809 | 428800.92 | 64242.1315 | 36172.3193 | 328386.4692 | 681217.6528 | 100758.1516 | 65162.6054 | 515296.8957 |  | 1563 | CB 371 | 773.1424 | 747.4858 | 733.6714 | 40.5797 | 14.9231 | 1.1087 | 0 | 0 | 0 | 732.5627 | 6.5882 | 2.7444 | 0.75013 | 6.0148 | 2.171 | 0.17672 | 0 | 0 | 0 | 0.57342 | 97.2926 | 77.6441 | 67.4353 | 30.7481 | 11.0996 | 0.89086 | 0 | 0 | 0 | 66.5445 | 669.2616 | 667.0973 | 665.4859 | 3.8168 | 1.6525 | 0.041149 | 0 | 0 | 0 | 665.4448 | 0.0015788 | 0.0006834 | 1.72e-05 | 0 | 0 | 0 | 0.0010598 | 5000000 | no RA
CB 372 | 1975.3691 | 534.2078 | 0 | 1441.1613 | 27.04% | 0% | 72.96% | 302.5072 | 528.4242 | 0.25148 | 300.9266 | 1.3291 | 0.51976 | 525.1582 | 2.7462 | 372 | 0.0057966 | 0.0036834 | 0.0021096 | 340780.6466 | 1.6478 | 1840.0629 | 133.6583 | 284.2758 | 317438.3149 | 23058.0559 | 454162.4379 | 377.5603 | 451789.4463 | 1995.4313 | 685885.9218 | 674.641 | 681646.736 | 3564.5448 |  | 1564 | CB 372 | 1975.3691 | 1672.8619 | 1446.9449 | 534.2078 | 231.7006 | 5.7837 | 0 | 0 | 0 | 1441.1613 | 1.6478 | 1.3963 | 1.1281 | 0.51976 | 0.26828 | 0 | 0 | 0 | 0 | 1.1281 | 133.6583 | 132.3292 | 130.9121 | 2.7462 | 1.4171 | 0 | 0 | 0 | 0 | 130.9121 | 1840.0629 | 1539.1364 | 1314.9048 | 530.9418 | 230.0153 | 5.7837 | 0 | 0 | 0 | 1309.1211 | 0.0037276 | 0.0016144 | 4.06e-05 | 0 | 0 | 0 | 0.002069 | 5000000 | no RA
CB 373 | 387.6096 | 91.1951 | 0 | 296.4145 | 23.53% | 0% | 76.47% | 43.3585 | 89.9769 | 0 | 43.3585 | 0 | 0 | 89.9769 | 0 | 373 | 0.0010574 | 0.0007604 | 0.000447 | 366568.587 | 0.23202 | 360.4519 | 26.9257 | 219.4242 | 340885.1168 | 25464.046 | 452723.7095 | 0 | 452723.7095 | 0 | 665845.109 | 0 | 665845.109 | 0 |  | 1565 | CB 373 | 387.6096 | 344.2511 | 297.6328 | 91.1951 | 47.8366 | 1.2182 | 0 | 0 | 0 | 296.4145 | 0.23202 | 0.23202 | 0.23202 | 0 | 0 | 0 | 0 | 0 | 0 | 0.23202 | 26.9257 | 26.9257 | 26.9257 | 0 | 0 | 0 | 0 | 0 | 0 | 26.9257 | 360.4519 | 317.0934 | 270.4751 | 91.1951 | 47.8366 | 1.2182 | 0 | 0 | 0 | 269.2568 | 0.0006184 | 0.0003214 | 8e-06 | 0 | 0 | 0 | 0.000439 | 5000000 | no RA
CB 374 | 27393.4591 | 17687.1875 | 0 | 9706.2716 | 64.57% | 0% | 35.43% | 10029.5638 | 17491.0375 | 0.35384 | 10027.3645 | 1.8455 | 0.54575 | 17487.6497 | 2.8421 | 374 | 0.037158 | 0.024067 | 0.014323 | 737223.5853 | 8.1434 | 26500.776 | 884.5397 | 219.1572 | 713199.3457 | 23805.0824 | 721493.4907 | 25.4539 | 721335.2756 | 132.7612 | 691355.3942 | 21.5714 | 691221.4854 | 112.3374 |  | 1566 | CB 374 | 27393.4591 | 17363.8952 | 9902.4216 | 17687.1875 | 7657.6237 | 196.15 | 0 | 0 | 0 | 9706.2716 | 8.1434 | 7.7895 | 7.5976 | 0.54575 | 0.19191 | 0 | 0 | 0 | 0 | 7.5976 | 884.5397 | 882.6942 | 881.6976 | 2.8421 | 0.99657 | 0 | 0 | 0 | 0 | 881.6976 | 26500.776 | 16473.4115 | 9013.1263 | 17683.7997 | 7656.4352 | 196.15 | 0 | 0 | 0 | 8816.9763 | 0.023089 | 0.0099976 | 0.0002542 | 0 | 0 | 0 | 0.014069 | 5000000 | no RA
CB 375 | 664.4424 | 35.831 | 0 | 628.6115 | 5.393% | 0% | 94.61% | 18.9855 | 35.4209 | 0.018392 | 18.871 | 0.096136 | 0.050777 | 35.107 | 0.26317 | 375 | 0.0021338 | 0.0014706 | 0.0009012 | 311389.2724 | 0.54282 | 606.5347 | 57.3649 | 254.393 | 284250.9491 | 26883.9303 | 438907.1896 | 425.1756 | 436259.5419 | 2222.4722 | 697982.1551 | 1000.5723 | 691795.8191 | 5185.7636 |  | 1567 | CB 375 | 664.4424 | 645.4569 | 629.0215 | 35.831 | 16.8454 | 0.41005 | 0 | 0 | 0 | 628.6115 | 0.54282 | 0.52443 | 0.49205 | 0.050777 | 0.032385 | 0 | 0 | 0 | 0 | 0.49205 | 57.3649 | 57.2688 | 57.1018 | 0.26316 | 0.16703 | 0 | 0 | 0 | 0 | 57.1018 | 606.5347 | 587.6637 | 571.4277 | 35.517 | 16.646 | 0.41005 | 0 | 0 | 0 | 571.0177 | 0.001247 | 0.0005838 | 1.44e-05 | 0 | 0 | 0 | 0.0008868 | 5000000 | no RA
CB 376 | 25595.229 | 19569.2683 | 0 | 6025.9608 | 76.46% | 0% | 23.54% | 11096.8246 | 19353.859 | 0.046778 | 11096.5345 | 0.24335 | 0.10315 | 19353.2205 | 0.53527 | 376 | 0.022473 | 0.014707 | 0.0089288 | 1138922.3179 | 4.82 | 25042.4869 | 547.9221 | 214.4771 | 1114326.7061 | 24381.1346 | 985803.1714 | 4.1556 | 985777.3971 | 21.6186 | 699015.5542 | 3.7256 | 698992.4958 | 19.3327 |  | 1568 | CB 376 | 25595.229 | 14498.4044 | 6241.3701 | 19569.2683 | 8472.4437 | 215.4093 | 0 | 0 | 0 | 6025.9608 | 4.82 | 4.7732 | 4.7168 | 0.10315 | 0.056374 | 0 | 0 | 0 | 0 | 4.7168 | 547.9221 | 547.6788 | 547.3868 | 0.5363 | 0.29295 | 0.001034 | 0 | 0 | 0 | 547.3858 | 25042.4869 | 13945.9524 | 5689.2664 | 19568.6288 | 8472.0943 | 215.4083 | 0 | 0 | 0 | 5473.8581 | 0.013695 | 0.0059292 | 0.0001508 | 0 | 0 | 0 | 0.008778 | 5000000 | no RA
CB 377 | 9952.9445 | 3837.9631 | 0 | 6114.9815 | 38.56% | 0% | 61.44% | 2173.4366 | 3795.8398 | 6.4106 | 2134.5334 | 32.4926 | 11.9737 | 3723.2389 | 60.6272 | 377 | 0.025969 | 0.016287 | 0.0090254 | 383256.6219 | 16.8634 | 9319.4589 | 616.6222 | 649.3549 | 358863.0829 | 23744.1841 | 477645.5052 | 1408.837 | 469095.9191 | 7140.7491 | 682197.4352 | 2151.9402 | 669149.4244 | 10896.0705 |  | 1569 | CB 377 | 9952.9445 | 7779.5079 | 6157.1047 | 3837.9631 | 1664.5264 | 42.1233 | 0 | 0 | 0 | 6114.9815 | 16.8634 | 10.4527 | 4.8897 | 12.0768 | 5.6662 | 0.10315 | 0 | 0 | 0 | 4.7865 | 616.6222 | 584.1296 | 555.995 | 61.1499 | 28.6573 | 0.52272 | 0 | 0 | 0 | 555.4723 | 9319.4589 | 7184.9256 | 5596.2201 | 3764.7363 | 1630.2029 | 41.4974 | 0 | 0 | 0 | 5554.7227 | 0.017133 | 0.0074506 | 0.0001888 | 0 | 0 | 0 | 0.0088366 | 5000000 | no RA
CB 378 | 1087.592 | 113.8738 | 0 | 973.7182 | 10.47% | 0% | 89.53% | 71.9429 | 113.7694 | 10.8274 | 5.4187 | 55.6968 | 16.9826 | 9.4543 | 87.3325 | 378 | 0.0033556 | 0.0022496 | 0.001426 | 324112.5285 | 17.7448 | 894.0623 | 175.785 | 5288.1049 | 266438.8657 | 52385.5579 | 451479.8484 | 67947.7523 | 34005.3979 | 349526.6983 | 682905.0504 | 101938.5951 | 56749.5735 | 524216.8819 |  | 1570 | CB 378 | 1087.592 | 1015.6491 | 973.8226 | 113.8738 | 41.9309 | 0.10439 | 0 | 0 | 0 | 973.7182 | 17.7448 | 6.9173 | 0.76218 | 16.9826 | 6.1552 | 0 | 0 | 0 | 0 | 0.76218 | 175.785 | 120.0882 | 88.4524 | 87.3344 | 31.6376 | 0.00188 | 0 | 0 | 0 | 88.4505 | 894.0623 | 888.6435 | 884.608 | 9.5568 | 4.138 | 0.10251 | 0 | 0 | 0 | 884.5055 | 0.0019508 | 0.0008448 | 2.12e-05 | 0 | 0 | 0 | 0.0014048 | 5000000 | no RA
CB 380 | 39403.9209 | 35230.9424 | 0 | 4172.9785 | 89.41% | 0% | 10.59% | 17393.2145 | 34512.816 | 1258.0402 | 11653.5644 | 4481.6099 | 2540.0627 | 22924.1448 | 9048.6086 | 380 | 0.019847 | 0.012319 | 0.0061762 | 1985424.2488 | 2636.5866 | 27007.6671 | 9759.6672 | 132848.2765 | 1360820.8496 | 491755.1227 | 1786699.3311 | 129230.8343 | 1197099.9181 | 460368.5787 | 791927.8701 | 58284.042 | 526015.2962 | 207628.5318 |  | 1571 | CB 380 | 39403.9209 | 22010.7064 | 4891.1049 | 35230.9424 | 17837.7279 | 718.1264 | 0 | 0 | 0 | 4172.9785 | 2636.5866 | 1378.5464 | 96.5239 | 2633.3202 | 1375.28 | 93.2575 | 0 | 0 | 0 | 3.2664 | 9759.6672 | 5278.0573 | 711.0587 | 9380.6025 | 4898.9926 | 331.9939 | 0 | 0 | 0 | 379.0647 | 27007.6671 | 15354.1027 | 4083.5223 | 23217.0198 | 11563.4554 | 292.875 | 0 | 0 | 0 | 3790.6473 | 0.013831 | 0.0063034 | 0.0001604 | 0 | 0 | 0 | 0.0060158 | 5000000 | no RA
CB 381 | 28707.7089 | 27961.5381 | 0 | 746.1707 | 97.4% | 0% | 2.599% | 14034.9986 | 27629.3981 | 771.6126 | 10336.7498 | 2926.6361 | 1519.2076 | 20349.2211 | 5760.9695 | 381 | 0.0039148 | 0.002498 | 0.0011318 | 7333122.7303 | 1534.7584 | 21287.3424 | 5885.608 | 392040.0475 | 5437657.7199 | 1503424.9628 | 5873783.1459 | 322927.3842 | 4326030.1345 | 1224825.6272 | 952739.6566 | 52386.5664 | 701698.5968 | 198654.4934 |  | 1572 | CB 381 | 28707.7089 | 14672.7103 | 1078.3107 | 27961.5381 | 13926.5396 | 332.14 | 0 | 0 | 0 | 746.1707 | 1534.7584 | 763.1457 | 15.5508 | 1534.1743 | 762.5617 | 14.9667 | 0 | 0 | 0 | 0.58407 | 5885.608 | 2958.9719 | 124.6386 | 5817.8274 | 2891.1913 | 56.858 | 0 | 0 | 0 | 67.7806 | 21287.3424 | 10950.5926 | 938.1214 | 20609.5364 | 10272.7866 | 260.3153 | 0 | 0 | 0 | 677.806 | 0.0028184 | 0.0014016 | 3.54e-05 | 0 | 0 | 0 | 0.0010964 | 5000000 | no RA
CB 385 | 17294.9161 | 14639.3683 | 0 | 2655.5478 | 84.65% | 0% | 15.35% | 7276.1134 | 14423.3968 | 1169.5719 | 2423.4064 | 3683.135 | 2346.2885 | 4689.357 | 7387.7513 | 385 | 0.011539 | 0.0073972 | 0.0038558 | 1498796.8048 | 2386.2702 | 7160.2237 | 7748.4221 | 206796.8533 | 620513.0078 | 671486.9436 | 1354404.7361 | 217708.7806 | 451102.5217 | 685593.4339 | 744727.2363 | 121146.5654 | 242126.8655 | 381453.8054 |  | 1573 | CB 385 | 17294.9161 | 10018.8027 | 2871.5193 | 14639.3683 | 7363.255 | 215.9715 | 0 | 0 | 0 | 2655.5478 | 2386.2702 | 1216.6983 | 39.9817 | 2384.1916 | 1214.6197 | 37.9031 | 0 | 0 | 0 | 2.0786 | 7748.4221 | 4065.2871 | 360.6708 | 7507.1977 | 3824.0626 | 119.4464 | 0 | 0 | 0 | 241.2245 | 7160.2237 | 4736.8173 | 2470.8667 | 4747.979 | 2324.5727 | 58.6221 | 0 | 0 | 0 | 2412.2447 | 0.007776 | 0.003634 | 9.26e-05 | 0 | 0 | 0 | 0.0037632 | 5000000 | no RA
CB 386 | 174656.0174 | 67589.9422 | 102059.0302 | 5007.0451 | 38.7% | 58.43% | 2.867% | 83405.7516 | 161851.8637 | 3722.2661 | 57004.937 | 22678.5484 | 6582.5973 | 113964.7336 | 41304.5328 | 386 | 0.037437 | 0.021869 | 0.00849 | 4665331.5551 | 6707.9345 | 124999.9465 | 42948.1364 | 179179.2758 | 3338941.327 | 1147210.9522 | 4172661.5266 | 186219.2507 | 2851869.362 | 1134572.9139 | 1508145.3188 | 61337.0341 | 1061930.1851 | 384878.0997 |  | 1574 | CB 386 | 174656.0174 | 91250.2659 | 12804.1538 | 67589.9422 | 30003.7585 | 988.238 | 102059.0302 | 56239.4623 | 6808.8707 | 5007.0451 | 6707.9345 | 2985.6684 | 125.3373 | 6545.8289 | 2894.5808 | 110.8646 | 158.1864 | 87.1684 | 10.5534 | 3.9193 | 42948.1364 | 20269.588 | 1643.6037 | 33078.3103 | 14626.6399 | 560.6523 | 9414.9965 | 5188.1185 | 628.1217 | 454.8296 | 124999.9465 | 67995.0094 | 11035.2128 | 27965.803 | 12482.5379 | 316.7211 | 92485.8473 | 50964.1754 | 6170.1956 | 4548.2962 | 0.019487 | 0.0085746 | 0.0002182 | 0.010753 | 0.0060976 | 0.0010754 | 0.0071964 | 5000000 | no RA
CB 387 | 237828.2048 | 85304.4223 | 147866.882 | 4656.9006 | 35.87% | 62.17% | 1.958% | 109228.8553 | 220554.0663 | 7156.2095 | 64246.7961 | 37825.8497 | 13760.336 | 133170.4578 | 73623.2725 | 387 | 0.067633 | 0.039788 | 0.011416 | 3516431.3021 | 13907.5149 | 148225.9204 | 75694.7695 | 205630.8697 | 2191608.2948 | 1119192.1377 | 3232081.4482 | 211752.2145 | 1901062.4724 | 1119266.7614 | 1513178.0941 | 94406.9606 | 913656.3331 | 505114.8004 |  | 1575 | CB 387 | 237828.2048 | 128599.3495 | 17274.1385 | 85304.4223 | 41309.134 | 800.4035 | 147866.882 | 82633.3149 | 11816.8344 | 4656.9006 | 13907.5149 | 6751.3054 | 147.1788 | 13639.2186 | 6599.7636 | 122.384 | 264.6511 | 147.8965 | 21.1497 | 3.6452 | 75694.7695 | 37868.9198 | 2071.497 | 61560.5584 | 29783.5932 | 552.7393 | 13711.1879 | 7662.3034 | 1095.7345 | 423.0232 | 148225.9204 | 83979.1243 | 15055.4627 | 10104.6453 | 4925.7771 | 125.2802 | 133891.043 | 74823.115 | 10699.9503 | 4230.2322 | 0.015916 | 0.0074766 | 0.0001898 | 0.044991 | 0.025585 | 0.004499 | 0.006727 | 5000000 | no RA
CB 39 | 115.6544 | 14.9475 | 0 | 100.7068 | 12.92% | 0% | 87.08% | 14.0506 | 14.9374 | 2.1686 | 0.54 | 11.342 | 2.2458 | 0.94427 | 11.7474 | 39 | 0.000339 | 0.0002264 | 0.0001422 | 341163.301 | 2.3246 | 92.4344 | 20.8954 | 6857.2123 | 272667.7954 | 61638.2933 | 448779.7876 | 69265.632 | 17247.598 | 362266.5576 | 708276.6541 | 106485.8648 | 44773.8238 | 557016.9654 |  | 1576 | CB 39 | 115.6544 | 101.6037 | 100.7169 | 14.9475 | 0.89691 | 0.010107 | 0 | 0 | 0 | 100.7068 | 2.3246 | 0.15599 | 0.078829 | 2.2458 | 0.077164 | 0 | 0 | 0 | 0 | 0.078829 | 20.8954 | 9.5534 | 9.148 | 11.7474 | 0.40536 | 0 | 0 | 0 | 0 | 9.148 | 92.4344 | 91.8944 | 91.4901 | 0.95438 | 0.41438 | 0.010107 | 0 | 0 | 0 | 91.48 | 0.000199 | 8.64e-05 | 2.2e-06 | 0 | 0 | 0 | 0.00014 | 5000000 | no RA
CB 390 | 537639.5988 | 17195.9151 | 519228.3911 | 1215.2925 | 3.198% | 96.58% | 0.226% | 237447.9777 | 490288.8203 | 785.2643 | 211609.7001 | 25053.0133 | 1460.7483 | 437415.3935 | 51412.6785 | 390 | 0.093583 | 0.053184 | 0.010502 | 5745031.6915 | 1522.3786 | 479913.625 | 56203.5952 | 16267.6134 | 5128191.8057 | 600572.2724 | 5644397.2082 | 18666.5879 | 5030193.1903 | 595537.4301 | 4508739.1434 | 13433.1699 | 4022510.4569 | 472795.5166 |  | 1577 | CB 390 | 537639.5988 | 300191.6211 | 47350.7785 | 17195.9151 | 7392.9564 | 144.2963 | 519228.3911 | 291583.3722 | 45991.1897 | 1215.2925 | 1522.3786 | 737.1143 | 61.6303 | 836.3774 | 351.4592 | 0 | 685.0499 | 384.7038 | 60.679 | 0.95127 | 56203.5952 | 31150.5819 | 4790.9167 | 3251.3424 | 1365.756 | 0 | 52841.8581 | 29674.4312 | 4680.522 | 110.3947 | 479913.625 | 268303.925 | 42498.2315 | 13108.1953 | 5675.7412 | 144.2963 | 465701.4832 | 261524.2372 | 41249.9887 | 1103.9466 | 0.0046866 | 0.0020294 | 5.16e-05 | 0.087163 | 0.04942 | 0.0087162 | 0.0017342 | 5000000 | no RA
CB 391 | 536995.8301 | 2076.2582 | 534462.5485 | 457.0233 | 0.3866% | 99.53% | 0.08511% | 235436.3806 | 489166.7029 | 418.0006 | 214063.6363 | 20954.7437 | 832.4147 | 444940.9837 | 43393.3045 | 391 | 0.089115 | 0.050659 | 0.0093788 | 6025874.7693 | 904.7297 | 488483.923 | 47607.1774 | 10152.3844 | 5481500.5663 | 534221.8187 | 5952708.4802 | 10568.612 | 5412325.9098 | 529813.9585 | 5099706.4858 | 8678.1675 | 4638640.38 | 452387.9382 |  | 1578 | CB 391 | 536995.8301 | 301559.4494 | 47829.1272 | 2076.2582 | 850.1986 | 23.1776 | 534462.5485 | 300252.2275 | 47348.9262 | 457.0233 | 904.7297 | 486.7291 | 72.315 | 106.569 | 38.1788 | 1.2786 | 797.803 | 448.1926 | 70.6787 | 0.35774 | 47607.1774 | 26652.4336 | 4213.8729 | 542.7999 | 194.2516 | 6.5243 | 47022.8624 | 26416.667 | 4165.8336 | 41.5151 | 488483.923 | 274420.2867 | 43542.9392 | 1426.8893 | 617.7682 | 15.3747 | 486641.8831 | 273387.3679 | 43112.4139 | 415.1506 | 0.0012636 | 0.000547 | 1.4e-05 | 0.087207 | 0.049468 | 0.0087208 | 0.000644 | 5000000 | no RA
CB 392 | 605107.0876 | 23252.8625 | 578962.5915 | 2891.6336 | 3.843% | 95.68% | 0.4779% | 266832.7271 | 550640.0834 | 1596.6325 | 233631.813 | 31604.2815 | 2876.932 | 483559.7767 | 64203.3748 | 392 | 0.10236 | 0.058405 | 0.012997 | 5911708.2651 | 2967.444 | 532096.1606 | 70043.483 | 28991.0059 | 5198414.1895 | 684303.0697 | 5791893.1411 | 34656.6366 | 5071231.3674 | 686005.137 | 4190736.6445 | 21895.3624 | 3680210.9708 | 488630.3113 |  | 1579 | CB 392 | 605107.0876 | 338274.3605 | 54467.0042 | 23252.8625 | 10054.0797 | 269.0122 | 578962.5915 | 325328.6472 | 51306.3584 | 2891.6336 | 2967.444 | 1370.8115 | 90.512 | 2285.2357 | 986.4758 | 27.9934 | 679.9449 | 382.0722 | 60.2552 | 2.2634 | 70043.483 | 38439.2015 | 5840.1082 | 7942.7274 | 3428.6893 | 97.4866 | 61838.0856 | 34747.8421 | 5479.9516 | 262.67 | 532096.1606 | 298464.3476 | 48536.3839 | 13024.8994 | 5638.9146 | 143.5321 | 516444.561 | 290198.7328 | 45766.1516 | 2626.7001 | 0.010896 | 0.0047182 | 0.00012 | 0.087316 | 0.049541 | 0.0087316 | 0.0041454 | 5000000 | no RA
CB 393 | 8159.3859 | 7655.3008 | 0 | 504.0851 | 93.82% | 0% | 6.178% | 1839.1796 | 7507.2239 | 7.9232 | 1791.0478 | 40.2086 | 33.3239 | 7305.0356 | 168.8644 | 393 | 0.0030912 | 0.0025206 | 0.0007634 | 2639552.8872 | 34.4485 | 7906.5812 | 218.3562 | 11144.0547 | 2557770.8234 | 70638.0091 | 2507421.3776 | 10801.9278 | 2441801.5513 | 54817.8984 | 854286.1095 | 3792.0961 | 831278.0493 | 19215.9641 |  | 1580 | CB 393 | 8159.3859 | 6320.2063 | 652.162 | 7655.3008 | 5816.1212 | 148.0769 | 0 | 0 | 0 | 504.0851 | 34.4485 | 26.5253 | 1.1246 | 34.0539 | 26.1308 | 0.73006 | 0 | 0 | 0 | 0.39457 | 218.3562 | 178.1476 | 49.4918 | 172.5662 | 132.3575 | 3.7017 | 0 | 0 | 0 | 45.79 | 7906.5812 | 6115.5334 | 601.5456 | 7448.6807 | 5657.6329 | 143.6451 | 0 | 0 | 0 | 457.9005 | 0.0023736 | 0.001803 | 4.58e-05 | 0 | 0 | 0 | 0.0007176 | 5000000 | no RA
CB 394 | 385765.2414 | 4872.1411 | 380494.3952 | 398.7052 | 1.263% | 98.63% | 0.1034% | 169324.727 | 351563.3794 | 692.3409 | 150028.5452 | 18603.8409 | 1313.6928 | 311982.1111 | 38267.5754 | 394 | 0.091335 | 0.051848 | 0.009503 | 4223648.4465 | 1366.158 | 342634.4553 | 41764.6281 | 14957.727 | 3751420.1116 | 457270.6079 | 4174536.1314 | 17068.9901 | 3698807.5747 | 458659.5665 | 3599059.4597 | 13448.6663 | 3193854.179 | 391756.6144 |  | 1581 | CB 394 | 385765.2414 | 216440.5144 | 34201.862 | 4872.1411 | 2159.3865 | 27.3691 | 380494.3952 | 213882.4227 | 33775.7878 | 398.7052 | 1366.158 | 673.8171 | 52.4652 | 814.4689 | 363.5665 | 3.2084 | 551.3771 | 309.9385 | 48.9447 | 0.31209 | 41764.6281 | 23160.7872 | 3497.0527 | 2868.4718 | 1280.7319 | 11.3098 | 38859.9387 | 21843.8378 | 3449.5253 | 36.2176 | 342634.4553 | 192605.9101 | 30652.3442 | 1189.2004 | 515.0881 | 12.8509 | 341083.0794 | 191728.6465 | 30277.3178 | 362.1755 | 0.001845 | 0.0007992 | 2.02e-05 | 0.088896 | 0.050455 | 0.0088896 | 0.0005932 | 5000000 | no RA
CB 395 | 715015.6874 | 5473.3893 | 708948.8122 | 593.4859 | 0.7655% | 99.15% | 0.083% | 311980.4568 | 651479.454 | 479.1966 | 285740.0838 | 25761.1764 | 998.4575 | 596855.1058 | 53625.8906 | 395 | 0.090668 | 0.052058 | 0.0096246 | 7886121.2542 | 1094.2596 | 655034.5989 | 58886.829 | 12068.9152 | 7224571.9408 | 649480.3982 | 7742012.4142 | 11891.5968 | 7090839.2752 | 639281.5422 | 6601441.4587 | 10117.3699 | 6047932.9264 | 543391.1624 |  | 1582 | CB 395 | 715015.6874 | 403035.2307 | 63536.2335 | 5473.3893 | 3903.9103 | 97.9206 | 708948.8122 | 398537.8345 | 62844.827 | 593.4859 | 1094.2596 | 615.063 | 95.8021 | 18.7714 | 10.2705 | 0.041981 | 1075.0237 | 604.328 | 95.2956 | 0.46455 | 58886.829 | 33125.6526 | 5260.9383 | 95.1665 | 52.1273 | 0.21437 | 58737.7514 | 33019.6142 | 5206.8129 | 53.911 | 655034.5989 | 369294.5151 | 58179.4931 | 5359.4514 | 3841.5125 | 97.6642 | 649136.0372 | 364913.8923 | 57542.7185 | 539.1103 | 0.0024298 | 0.0015998 | 4.06e-05 | 0.087393 | 0.049614 | 0.0087392 | 0.0008448 | 5000000 | no RA
CB 396 | 591902.5705 | 31011.2208 | 558256.5697 | 2634.78 | 5.239% | 94.32% | 0.4451% | 261665.1172 | 538989.5197 | 3245.6947 | 223704.5045 | 34714.918 | 5670.1858 | 465059.8901 | 68259.4437 | 396 | 0.10036 | 0.057793 | 0.012757 | 5897793.6479 | 5874.9836 | 512164.367 | 73863.2199 | 58539.0953 | 5103271.8916 | 735982.661 | 5714162.5481 | 70878.4854 | 4885190.3339 | 758093.7287 | 4147831.0257 | 43635.3062 | 3578900.4622 | 525295.2573 |  | 1583 | CB 396 | 591902.5705 | 330237.4533 | 52913.0508 | 31011.2208 | 13724.4867 | 694.453 | 558256.5697 | 313878.1867 | 49583.8179 | 2634.78 | 5874.9836 | 2629.2889 | 204.7978 | 5039.8643 | 2158.8426 | 128.7441 | 833.0569 | 468.3839 | 73.9913 | 2.0624 | 73863.2199 | 39148.3018 | 5603.7762 | 18567.0299 | 7953.4037 | 474.3409 | 55056.852 | 30955.5602 | 4890.0973 | 239.338 | 512164.367 | 288459.8626 | 47104.4769 | 7404.3266 | 3612.2404 | 91.368 | 502366.6608 | 282454.2425 | 44619.7293 | 2393.3796 | 0.007603 | 0.0035064 | 8.9e-05 | 0.088988 | 0.050517 | 0.0088988 | 0.003769 | 5000000 | no RA
CB 397 | 17884.2834 | 13937.7421 | 0 | 3946.5413 | 77.93% | 0% | 22.07% | 7909.3965 | 13782.9736 | 11.388 | 7840.1598 | 57.8487 | 17.6871 | 13675.4717 | 89.8148 | 397 | 0.016356 | 0.010288 | 0.0057714 | 1093438.7018 | 21.1756 | 17412.7731 | 450.3346 | 1294.6711 | 1064610.7327 | 27533.298 | 969584.06 | 1396.0084 | 961096.5897 | 7091.4619 | 710626.5129 | 911.9145 | 705083.9014 | 4630.697 |  | 1584 | CB 397 | 17884.2834 | 9974.8869 | 4101.3099 | 13937.7421 | 6028.3456 | 154.7686 | 0 | 0 | 0 | 3946.5413 | 21.1756 | 9.7877 | 3.4886 | 18.0865 | 6.6985 | 0.39942 | 0 | 0 | 0 | 3.0892 | 450.3346 | 392.4859 | 360.5198 | 91.839 | 33.9903 | 2.0242 | 0 | 0 | 0 | 358.4956 | 17412.7731 | 9572.6133 | 3737.3014 | 13827.8167 | 5987.6568 | 152.345 | 0 | 0 | 0 | 3584.9565 | 0.010702 | 0.004634 | 0.0001176 | 0 | 0 | 0 | 0.0056538 | 5000000 | no RA
CB 399 | 18007.431 | 13666.0054 | 0 | 4341.4256 | 75.89% | 0% | 24.11% | 7762.8684 | 13505.8069 | 175.1926 | 6703.9386 | 883.7372 | 300.3066 | 11690.531 | 1514.9693 | 399 | 0.017948 | 0.011331 | 0.0064086 | 1003333.6499 | 308.6034 | 15764.7648 | 1934.0628 | 17194.6891 | 878377.3197 | 107761.6411 | 904118.1336 | 20404.1566 | 780787.736 | 102926.241 | 702434.8765 | 15618.8985 | 608022.6661 | 78793.312 |  | 1585 | CB 399 | 18007.431 | 10244.5626 | 4501.6241 | 13666.0054 | 5903.137 | 160.1986 | 0 | 0 | 0 | 4341.4256 | 308.6034 | 133.4108 | 8.2968 | 305.2051 | 130.0126 | 4.8985 | 0 | 0 | 0 | 3.3983 | 1934.0628 | 1050.3256 | 419.0936 | 1539.6967 | 655.9595 | 24.7274 | 0 | 0 | 0 | 394.3661 | 15764.7648 | 9060.8262 | 4074.2338 | 11821.1036 | 5117.165 | 130.5726 | 0 | 0 | 0 | 3943.6612 | 0.011667 | 0.0050504 | 0.000128 | 0 | 0 | 0 | 0.0062806 | 5000000 | no RA
CB 40 | 30125.2446 | 25538.5913 | 0 | 4586.6534 | 84.77% | 0% | 15.23% | 12720.407 | 25303.5181 | 2089.716 | 3498.6023 | 7132.0887 | 4038.6317 | 7480.5087 | 13784.3777 | 40 | 0.021321 | 0.013675 | 0.0068052 | 1412937.6975 | 4071.9237 | 11750.7509 | 14302.5701 | 190981.8361 | 551135.072 | 670820.7894 | 1272748.6416 | 209087.8968 | 350054.9393 | 713605.8055 | 708535.6092 | 113087.6093 | 209465.2118 | 385982.7882 |  | 1586 | CB 40 | 30125.2446 | 17404.8377 | 4821.7265 | 25538.5913 | 12818.1843 | 235.0731 | 0 | 0 | 0 | 4586.6534 | 4071.9237 | 1982.2078 | 33.292 | 4068.3335 | 1978.6176 | 29.7018 | 0 | 0 | 0 | 3.5902 | 14302.5701 | 7170.4813 | 518.1923 | 13885.9279 | 6753.8392 | 101.5502 | 0 | 0 | 0 | 416.6421 | 11750.7509 | 8252.1486 | 4270.2422 | 7584.3298 | 4085.7275 | 103.8211 | 0 | 0 | 0 | 4166.4211 | 0.014695 | 0.0070492 | 0.0001794 | 0 | 0 | 0 | 0.0066258 | 5000000 | no RA
CB 400 | 18921.806 | 12411.9114 | 0 | 6509.8946 | 65.6% | 0% | 34.4% | 7040.158 | 12276.106 | 31.0967 | 6911.1755 | 97.8858 | 53.0817 | 12055.9568 | 167.0675 | 400 | 0.031276 | 0.018871 | 0.0096384 | 604998.3059 | 58.5848 | 18103.5208 | 759.7004 | 1873.1678 | 578834.7785 | 24290.3596 | 629631.3911 | 2781.1086 | 618095.9394 | 8754.3431 | 689502.4054 | 2981.3981 | 677137.4562 | 9383.5511 |  | 1587 | CB 400 | 18921.806 | 11881.6481 | 6645.7 | 12411.9114 | 5371.7534 | 135.8054 | 0 | 0 | 0 | 6509.8946 | 58.5848 | 27.4881 | 5.5031 | 53.4892 | 22.3925 | 0.40749 | 0 | 0 | 0 | 5.0956 | 759.7004 | 661.8147 | 592.6329 | 168.3551 | 70.4693 | 1.2875 | 0 | 0 | 0 | 591.3454 | 18103.5208 | 11192.3453 | 6047.564 | 12190.0672 | 5278.8916 | 134.1104 | 0 | 0 | 0 | 5913.4536 | 0.021878 | 0.0094732 | 0.0002408 | 0 | 0 | 0 | 0.0093976 | 5000000 | no RA
CB 401 | 15339.749 | 11404.814 | 0 | 3934.9351 | 74.35% | 0% | 25.65% | 6321.4607 | 11279.7283 | 38.4012 | 6149.2795 | 133.78 | 63.4682 | 10995.3047 | 220.9554 | 401 | 0.020185 | 0.012029 | 0.0058756 | 759972.9022 | 66.5483 | 14694.804 | 578.3968 | 3296.9832 | 728020.5696 | 28655.3494 | 749687.2908 | 4554.1502 | 729267.6343 | 15865.5063 | 690996.7871 | 3888.066 | 673572.9809 | 13535.7402 |  | 1588 | CB 401 | 15339.749 | 9018.2883 | 4060.0207 | 11404.814 | 5083.3532 | 125.0856 | 0 | 0 | 0 | 3934.9351 | 66.5483 | 28.1471 | 3.0801 | 63.4682 | 25.067 | 0 | 0 | 0 | 0 | 3.0801 | 578.3968 | 444.6168 | 357.4414 | 220.9554 | 87.1754 | 0 | 0 | 0 | 0 | 357.4414 | 14694.804 | 8545.5244 | 3699.4993 | 11120.3903 | 4971.1108 | 125.0856 | 0 | 0 | 0 | 3574.4136 | 0.014469 | 0.0063134 | 0.0001596 | 0 | 0 | 0 | 0.005716 | 5000000 | no RA
CB 403 | 10357.9363 | 9625.6748 | 0 | 732.2614 | 92.93% | 0% | 7.07% | 4756.2999 | 9501.9829 | 0 | 4756.2999 | 0 | 0 | 9501.9829 | 0 | 403 | 0.0034798 | 0.0022372 | 0.0010644 | 2976589.54 | 0.57318 | 10290.846 | 66.5171 | 164.7162 | 2957309.6118 | 19115.212 | 2503860.3555 | 0 | 2503860.3555 | 0 | 804165.173 | 0 | 804165.173 | 0 |  | 1589 | CB 403 | 10357.9363 | 5601.6364 | 855.9534 | 9625.6748 | 4869.3749 | 123.692 | 0 | 0 | 0 | 732.2614 | 0.57318 | 0.57318 | 0.57318 | 0 | 0 | 0 | 0 | 0 | 0 | 0.57318 | 66.5171 | 66.5171 | 66.5171 | 0 | 0 | 0 | 0 | 0 | 0 | 66.5171 | 10290.846 | 5534.5461 | 788.8631 | 9625.6748 | 4869.3749 | 123.692 | 0 | 0 | 0 | 665.1711 | 0.002446 | 0.0012034 | 3.06e-05 | 0 | 0 | 0 | 0.0010338 | 5000000 | no RA
CB 404 | 3347.0895 | 2944.6459 | 0 | 402.4435 | 87.98% | 0% | 12.02% | 1572.8949 | 2909.1158 | 0.12514 | 1572.1353 | 0.63446 | 1.0707 | 2902.6223 | 5.4228 | 404 | 0.0014236 | 0.0009812 | 0.0006068 | 2351144.6228 | 1.5021 | 3303.0195 | 42.5679 | 1055.119 | 2320187.8865 | 29901.6173 | 1808188.5361 | 143.8628 | 1807315.3027 | 729.3706 | 721776.0226 | 265.6514 | 720164.9323 | 1345.4389 |  | 1590 | CB 404 | 3347.0895 | 1774.1946 | 437.9737 | 2944.6459 | 1371.751 | 35.5301 | 0 | 0 | 0 | 402.4435 | 1.5021 | 1.3769 | 0.43136 | 1.1871 | 1.0619 | 0.11635 | 0 | 0 | 0 | 0.31501 | 42.5679 | 41.9335 | 37.1452 | 6.0108 | 5.3763 | 0.58802 | 0 | 0 | 0 | 36.5571 | 3303.0195 | 1730.8842 | 400.3972 | 2937.4481 | 1365.3128 | 34.8258 | 0 | 0 | 0 | 365.5714 | 0.0008266 | 0.0003842 | 9.8e-06 | 0 | 0 | 0 | 0.000597 | 5000000 | no RA
CB 406 | 8594.8616 | 5044.0446 | 0 | 3550.8171 | 58.69% | 0% | 41.31% | 2742.8174 | 4986.1682 | 3.8446 | 2719.6535 | 19.3193 | 6.9448 | 4944.3305 | 34.893 | 406 | 0.014645 | 0.0093334 | 0.0052746 | 586864.2463 | 9.7242 | 8227.6956 | 357.4419 | 663.9774 | 561793.8435 | 24406.4254 | 627000.2616 | 878.8716 | 621705.0577 | 4416.3323 | 684164.3704 | 952.9136 | 678423.7048 | 4787.752 |  | 1591 | CB 406 | 8594.8616 | 5852.0442 | 3608.6934 | 5044.0446 | 2301.2272 | 57.8763 | 0 | 0 | 0 | 3550.8171 | 9.7242 | 5.8796 | 2.7794 | 6.9448 | 3.1002 | 0 | 0 | 0 | 0 | 2.7794 | 357.4419 | 338.1226 | 322.5489 | 34.893 | 15.5737 | 0 | 0 | 0 | 0 | 322.5489 | 8227.6956 | 5508.0421 | 3283.3651 | 5002.2068 | 2282.5533 | 57.8763 | 0 | 0 | 0 | 3225.4888 | 0.0094774 | 0.0041654 | 0.0001066 | 0 | 0 | 0 | 0.005168 | 5000000 | no RA
CB 407 | 5503.3834 | 1770.8076 | 0 | 3732.5758 | 32.18% | 0% | 67.82% | 925.057 | 1747.7729 | 4.9397 | 895.0823 | 25.0351 | 9.4612 | 1690.3898 | 47.9219 | 407 | 0.014713 | 0.009756 | 0.0055088 | 374059.2006 | 12.7711 | 5101.6656 | 388.9467 | 868.0417 | 346754.8618 | 26436.2972 | 469283.1446 | 2505.9325 | 454076.884 | 12700.3282 | 681747.4767 | 3690.5141 | 659364.2429 | 18692.7198 |  | 1592 | CB 407 | 5503.3834 | 4578.3264 | 3755.6105 | 1770.8076 | 845.7506 | 23.0347 | 0 | 0 | 0 | 3732.5758 | 12.7711 | 7.8314 | 3.3099 | 9.8495 | 4.9097 | 0.38822 | 0 | 0 | 0 | 2.9217 | 388.9467 | 363.9116 | 341.0248 | 49.8872 | 24.8522 | 1.9653 | 0 | 0 | 0 | 339.0595 | 5101.6656 | 4206.5833 | 3411.2758 | 1711.071 | 815.9887 | 20.6812 | 0 | 0 | 0 | 3390.5946 | 0.0093132 | 0.0043566 | 0.0001094 | 0 | 0 | 0 | 0.0053994 | 5000000 | no RA
CB 409 | 28073.9697 | 23935.6421 | 0 | 4138.3276 | 85.26% | 0% | 14.74% | 12873.1727 | 23647.6958 | 54.3614 | 12544.3956 | 274.4158 | 96.8366 | 23061.9687 | 488.8906 | 409 | 0.017884 | 0.011309 | 0.0061162 | 1569763.7948 | 101.9139 | 27097.9547 | 874.1011 | 5698.5425 | 1515189.6457 | 48875.6066 | 1344180.2629 | 5676.2617 | 1309850.284 | 28653.7172 | 723696.7087 | 2963.5172 | 705771.5442 | 14961.6472 |  | 1593 | CB 409 | 28073.9697 | 15200.7969 | 4426.2738 | 23935.6421 | 11062.4693 | 287.9462 | 0 | 0 | 0 | 4138.3276 | 101.9139 | 47.5525 | 5.0772 | 98.6746 | 44.3132 | 1.838 | 0 | 0 | 0 | 3.2393 | 874.1011 | 599.6854 | 385.2106 | 498.184 | 223.7682 | 9.2935 | 0 | 0 | 0 | 375.9171 | 27097.9547 | 14553.5591 | 4035.986 | 23338.7835 | 10794.3879 | 276.8148 | 0 | 0 | 0 | 3759.1712 | 0.011905 | 0.0053292 | 0.0001368 | 0 | 0 | 0 | 0.0059794 | 5000000 | no RA
CB 41 | 23282.3504 | 20008.4885 | 0 | 3273.862 | 85.94% | 0% | 14.06% | 10393.2589 | 19764.6524 | 6.3535 | 10354.8267 | 32.0787 | 11.0073 | 19697.8337 | 55.8113 | 41 | 0.013957 | 0.0090012 | 0.0048058 | 1668124.7249 | 13.7563 | 22914.4535 | 354.1406 | 985.604 | 1641765.7933 | 25373.3276 | 1431930.3594 | 875.3496 | 1426635.3681 | 4419.6417 | 731969.2913 | 407.6485 | 729494.7118 | 2066.931 |  | 1594 | CB 41 | 23282.3504 | 12889.0916 | 3517.698 | 20008.4885 | 9615.2296 | 243.8361 | 0 | 0 | 0 | 3273.862 | 13.7563 | 7.4028 | 2.7489 | 11.1936 | 4.8402 | 0.18631 | 0 | 0 | 0 | 2.5626 | 354.1406 | 322.0619 | 298.3293 | 56.7498 | 24.671 | 0.93844 | 0 | 0 | 0 | 297.3908 | 22914.4535 | 12559.6269 | 3216.6198 | 19940.545 | 9585.7184 | 242.7113 | 0 | 0 | 0 | 2973.9085 | 0.0092614 | 0.0043054 | 0.00011 | 0 | 0 | 0 | 0.0046958 | 5000000 | no RA
CB 410 | 27277.6466 | 22679.1665 | 0 | 4598.4801 | 83.14% | 0% | 16.86% | 11983.7251 | 22464.2469 | 553.7203 | 8641.8574 | 2788.1474 | 1029.0535 | 16253.0769 | 5182.1164 | 410 | 0.019659 | 0.012505 | 0.0068126 | 1387525.7681 | 1035.6008 | 20627.3488 | 5614.697 | 52677.6681 | 1049246.5999 | 285601.5 | 1223063.6286 | 56512.9074 | 881991.3161 | 284559.4051 | 706543.7132 | 32365.7091 | 511190.4886 | 162987.5155 |  | 1595 | CB 410 | 27277.6466 | 15293.9215 | 4813.3997 | 22679.1665 | 10695.4414 | 214.9196 | 0 | 0 | 0 | 4598.4801 | 1035.6008 | 481.8805 | 6.5473 | 1032.0013 | 478.281 | 2.9478 | 0 | 0 | 0 | 3.5995 | 5614.697 | 2826.5496 | 432.5806 | 5196.9806 | 2408.8332 | 14.8642 | 0 | 0 | 0 | 417.7164 | 20627.3488 | 11985.4913 | 4374.2718 | 16450.1846 | 7808.3271 | 197.1076 | 0 | 0 | 0 | 4177.1642 | 0.012995 | 0.0058404 | 0.0001484 | 0 | 0 | 0 | 0.0066642 | 5000000 | no RA
CB 411 | 469.981 | 437.6556 | 0 | 32.3253 | 93.12% | 0% | 6.878% | 265.8542 | 434.7373 | 17.1785 | 162.2609 | 86.4148 | 25.0549 | 283.6647 | 126.0176 | 411 | 0.000145 | 8.94e-05 | 4.78e-05 | 3241248.0207 | 25.0802 | 315.9468 | 128.954 | 172966.7048 | 2178943.3587 | 889337.9572 | 2283297.313 | 147538.0575 | 1393583.068 | 742176.1874 | 737316.1092 | 42493.1582 | 481096.5394 | 213726.4116 |  | 1596 | CB 411 | 469.981 | 204.1268 | 35.2437 | 437.6556 | 171.8014 | 2.9184 | 0 | 0 | 0 | 32.3253 | 25.0802 | 7.9017 | 0.025303 | 25.0549 | 7.8764 | 0 | 0 | 0 | 0 | 0.025303 | 128.954 | 42.5392 | 2.9364 | 126.0176 | 39.6029 | 0 | 0 | 0 | 0 | 2.9364 | 315.9468 | 153.6859 | 32.282 | 286.5831 | 124.3222 | 2.9184 | 0 | 0 | 0 | 29.3637 | 9.82e-05 | 4.26e-05 | 1e-06 | 0 | 0 | 0 | 4.68e-05 | 5000000 | no RA
CB 412 | 423339.9045 | 274262.0598 | 138567.1101 | 10510.7346 | 64.79% | 32.73% | 2.483% | 216386.1942 | 400769.6993 | 23967.5628 | 66750.855 | 125667.7764 | 42095.7356 | 136359.7376 | 222314.2262 | 412 | 0.071433 | 0.041402 | 0.016815 | 5926358.0411 | 42548.1422 | 154547.2527 | 226244.5096 | 595633.7256 | 2163515.2838 | 3167209.0317 | 4998664.5579 | 553666.5917 | 1541989.0094 | 2903008.9568 | 1342234.2121 | 140984.5519 | 456687.9812 | 744561.679 |  | 1597 | CB 412 | 423339.9045 | 206953.7103 | 22570.2052 | 274262.0598 | 120074.205 | 2815.9733 | 138567.1101 | 76368.7707 | 9243.4972 | 10510.7346 | 42548.1422 | 18580.5794 | 452.4066 | 42323.9418 | 18453.3224 | 429.7722 | 215.9731 | 119.0297 | 14.4071 | 8.2273 | 226244.5096 | 100576.7333 | 3930.2835 | 213126.5786 | 92918.4543 | 2164.1334 | 12163.1577 | 6703.5056 | 811.3766 | 954.7734 | 154547.2527 | 87796.3976 | 18187.5151 | 18811.5394 | 8702.4283 | 222.0676 | 126187.9793 | 69546.2354 | 8417.7135 | 9547.7339 | 0.045486 | 0.020093 | 0.000512 | 0.010715 | 0.0060772 | 0.0010716 | 0.015232 | 5000000 | no RA
CB 413 | 4835.7409 | 2354.2575 | 0 | 2481.4835 | 48.68% | 0% | 51.32% | 1301.7541 | 2326.2316 | 120.127 | 844.7583 | 336.8688 | 224.3285 | 1472.8291 | 629.074 | 413 | 0.0095502 | 0.0062122 | 0.0036566 | 506349.7042 | 229.2784 | 3743.5416 | 862.9209 | 24007.7043 | 391985.6797 | 90356.3202 | 568878.4728 | 52496.5914 | 369167.1196 | 147214.7618 | 686295.8368 | 66182.4495 | 434520.9893 | 185592.398 |  | 1598 | CB 413 | 4835.7409 | 3533.9868 | 2509.5094 | 2354.2575 | 1052.5034 | 28.0259 | 0 | 0 | 0 | 2481.4835 | 229.2784 | 109.1514 | 4.9499 | 227.336 | 107.209 | 3.0075 | 0 | 0 | 0 | 1.9424 | 862.9209 | 526.0521 | 233.8469 | 637.5081 | 300.6393 | 8.4341 | 0 | 0 | 0 | 225.4128 | 3743.5416 | 2898.7833 | 2270.7126 | 1489.4134 | 644.6551 | 16.5843 | 0 | 0 | 0 | 2254.1283 | 0.0059612 | 0.0026232 | 6.76e-05 | 0 | 0 | 0 | 0.003589 | 5000000 | no RA
CB 414 | 167403.7975 | 36494.8047 | 120217.2843 | 10691.7085 | 21.8% | 71.81% | 6.387% | 75093.1238 | 148355.9576 | 3516.9682 | 54625.9635 | 16950.1921 | 6039.2506 | 111445.7882 | 30870.9189 | 414 | 0.060264 | 0.036437 | 0.016857 | 2777840.7921 | 6110.3732 | 128500.5218 | 32792.9024 | 101393.423 | 2132293.2732 | 544154.0959 | 2533404.5166 | 118651.3837 | 1842907.2573 | 571845.8757 | 1129992.991 | 45999.5738 | 848856.7733 | 235136.6438 |  | 1599 | CB 414 | 167403.7975 | 92310.6737 | 19047.8399 | 36494.8047 | 15561.8797 | 338.8101 | 120217.2843 | 66057.0856 | 8017.3212 | 10691.7085 | 6110.3732 | 2593.4051 | 71.1227 | 5915.7474 | 2482.6915 | 50.3322 | 186.2569 | 102.3446 | 12.4215 | 8.369 | 32792.9024 | 15842.7104 | 1921.9835 | 20127.3519 | 8445.6839 | 170.8725 | 11694.3379 | 6425.8138 | 779.8984 | 971.2127 | 128500.5218 | 73874.5583 | 17054.7336 | 10451.7054 | 4633.5042 | 117.6055 | 108336.6895 | 59528.9273 | 7225.0013 | 9712.1268 | 0.034122 | 0.014962 | 0.000381 | 0.01074 | 0.0060742 | 0.001074 | 0.015402 | 5000000 | no RA
CB 415 | 115739.3699 | 26281.1119 | 85456.7383 | 4001.5196 | 22.71% | 73.84% | 3.457% | 53594.1439 | 105762.5927 | 571.9659 | 46746.6121 | 6275.5659 | 886.3385 | 93360.5588 | 11515.6954 | 415 | 0.027526 | 0.016733 | 0.006991 | 4204759.5293 | 902.7823 | 102386.6138 | 12449.9738 | 32797.6754 | 3719659.8772 | 452301.9768 | 3713932.1069 | 39635.7183 | 3239416.3037 | 434880.0849 | 1427088.7034 | 11959.6513 | 1259744.0675 | 155384.9846 |  | 1600 | CB 415 | 115739.3699 | 62145.2259 | 9976.7771 | 26281.1119 | 11082.5475 | 276.4535 | 85456.7383 | 47061.1588 | 5698.804 | 4001.5196 | 902.7823 | 330.8164 | 16.4437 | 780.9874 | 262.3365 | 5.3983 | 118.6627 | 65.3477 | 7.9132 | 3.1322 | 12449.9738 | 6174.4078 | 934.2783 | 3934.6653 | 1321.6988 | 27.173 | 8151.8186 | 4489.2192 | 543.6156 | 363.4898 | 102386.6138 | 55640.0018 | 9026.0551 | 21565.4592 | 9498.5122 | 243.8823 | 77186.257 | 42506.5918 | 5147.2752 | 3634.8977 | 0.010937 | 0.0048236 | 0.0001222 | 0.0108 | 0.0061206 | 0.00108 | 0.0057888 | 5000000 | no RA
CB 416 | 7098.9605 | 6681.3637 | 0 | 417.5968 | 94.12% | 0% | 5.883% | 3289.3969 | 6599.2828 | 13.4274 | 3208.1035 | 67.866 | 35.5344 | 6384.3645 | 179.3839 | 416 | 0.0015346 | 0.001073 | 0.0006164 | 4625935.4144 | 35.8613 | 6845.7817 | 217.3175 | 23368.514 | 4460955.0814 | 141611.819 | 3550385.4607 | 14492.784 | 3462642.03 | 73250.6466 | 810638.6786 | 4364.9587 | 784238.6739 | 22035.046 |  | 1601 | CB 416 | 7098.9605 | 3809.5636 | 499.6777 | 6681.3637 | 3391.9668 | 82.0809 | 0 | 0 | 0 | 417.5968 | 35.8613 | 22.4339 | 0.32687 | 35.5344 | 22.107 | 0 | 0 | 0 | 0 | 0.32687 | 217.3175 | 149.4515 | 37.9336 | 179.3839 | 111.5179 | 0 | 0 | 0 | 0 | 37.9336 | 6845.7817 | 3637.6782 | 461.4172 | 6466.4454 | 3258.3419 | 82.0809 | 0 | 0 | 0 | 379.3363 | 0.00093 | 0.0004684 | 1.18e-05 | 0 | 0 | 0 | 0.0006046 | 5000000 | no RA
CB 417 | 102588.0715 | 36042.9111 | 63025.873 | 3519.2873 | 35.13% | 61.44% | 3.431% | 48104.2962 | 94439.7929 | 668.2928 | 41897.4155 | 5538.5879 | 1091.8987 | 83328.9862 | 10018.908 | 417 | 0.025451 | 0.015475 | 0.0062144 | 4030870.4516 | 1112.4837 | 90724.346 | 10751.2418 | 43711.4903 | 3564723.2693 | 422435.6919 | 3520760.9237 | 48912.4537 | 3066478.3609 | 405370.1091 | 1311193.1404 | 15159.8182 | 1156931.7529 | 139101.5693 |  | 1602 | CB 417 | 102588.0715 | 54483.7753 | 8148.2787 | 36042.9111 | 16216.4982 | 425.8685 | 63025.873 | 34747.9897 | 4203.1228 | 3519.2873 | 1112.4837 | 444.1909 | 20.585 | 1020.9029 | 392.4638 | 11.9065 | 88.826 | 48.9723 | 5.9237 | 2.7547 | 10751.2418 | 5212.6539 | 732.3339 | 5143.1082 | 1977.2941 | 59.9685 | 5288.4489 | 2915.6751 | 352.6806 | 319.6848 | 90724.346 | 48826.9305 | 7395.3598 | 29878.9 | 13846.7404 | 353.9935 | 57648.5982 | 31783.3423 | 3844.5185 | 3196.8478 | 0.0096076 | 0.0043136 | 0.0001098 | 0.01082 | 0.0061388 | 0.001082 | 0.0050226 | 5000000 | no RA
CB 418 | 31164.3025 | 25828.4297 | 0 | 5335.8728 | 82.88% | 0% | 17.12% | 13294.7233 | 25495.948 | 58.1209 | 12943.0333 | 293.5691 | 133.505 | 24687.8502 | 674.5929 | 418 | 0.022349 | 0.014544 | 0.0078976 | 1394413.3831 | 142.1208 | 29840.4397 | 1181.742 | 6359.0425 | 1335178.5603 | 52875.7803 | 1228673.3315 | 5371.4199 | 1196170.808 | 27131.1036 | 717731.2633 | 3758.271 | 694982.6642 | 18990.328 |  | 1603 | CB 418 | 31164.3025 | 17869.5792 | 5668.3544 | 25828.4297 | 12533.7064 | 332.4816 | 0 | 0 | 0 | 5335.8728 | 142.1208 | 83.9999 | 8.6158 | 137.9441 | 79.8233 | 4.4392 | 0 | 0 | 0 | 4.1767 | 1181.742 | 888.1729 | 507.1491 | 697.0423 | 403.4732 | 22.4494 | 0 | 0 | 0 | 484.6996 | 29840.4397 | 16897.4064 | 5152.5895 | 24993.4432 | 12050.4099 | 305.5931 | 0 | 0 | 0 | 4846.9965 | 0.014625 | 0.0068194 | 0.0001732 | 0 | 0 | 0 | 0.0077244 | 5000000 | no RA
CB 42 | 5661.8531 | 3950.6811 | 0 | 1711.172 | 69.78% | 0% | 30.22% | 1943.3606 | 3897.9628 | 76.4492 | 1478.4875 | 388.4239 | 132.2235 | 3093.2879 | 672.4514 | 42 | 0.00755 | 0.0049402 | 0.002555 | 749914.3183 | 135.3529 | 4689.5059 | 836.9943 | 17927.543 | 621126.6069 | 110860.1684 | 752700.7958 | 29610.2461 | 572646.5151 | 150444.0345 | 690368.019 | 23418.1069 | 547852.0756 | 119097.8365 |  | 1604 | CB 42 | 5661.8531 | 3718.4925 | 1763.8903 | 3950.6811 | 2007.3205 | 52.7183 | 0 | 0 | 0 | 1711.172 | 135.3529 | 58.9037 | 3.1294 | 134.0135 | 57.5643 | 1.79 | 0 | 0 | 0 | 1.3394 | 836.9943 | 448.5703 | 164.5429 | 681.5549 | 293.131 | 9.1036 | 0 | 0 | 0 | 155.4393 | 4689.5059 | 3211.0184 | 1596.218 | 3135.1127 | 1656.6252 | 41.8248 | 0 | 0 | 0 | 1554.3932 | 0.0050574 | 0.0024476 | 6.24e-05 | 0 | 0 | 0 | 0.0024926 | 5000000 | no RA
CB 426 | 68.4896 | 2.4333 | 0 | 66.0563 | 3.553% | 0% | 96.45% | 0.20647 | 2.0817 | 0 | 0.20647 | 0 | 0.28027 | 0.35952 | 1.4419 | 426 | 0.0001956 | 0.0001384 | 9.6e-05 | 350151.3575 | 0.38875 | 60.368 | 7.7328 | 1987.4777 | 308630.0924 | 39533.7875 | 493375.2631 | 0 | 493375.2631 | 0 | 691749.1183 | 93134.5262 | 119467.8197 | 479146.7724 |  | 1605 | CB 426 | 68.4896 | 68.2831 | 66.4079 | 2.4333 | 2.2268 | 0.35159 | 0 | 0 | 0 | 66.0563 | 0.38875 | 0.38875 | 0.10848 | 0.33704 | 0.33704 | 0.056774 | 0 | 0 | 0 | 0.051706 | 7.7328 | 7.7328 | 6.2909 | 1.7324 | 1.7324 | 0.29049 | 0 | 0 | 0 | 6.0004 | 60.368 | 60.1616 | 60.0085 | 0.36385 | 0.15738 | 0.0043315 | 0 | 0 | 0 | 60.0042 | 0.0001008 | 4.36e-05 | 1.2e-06 | 0 | 0 | 0 | 9.48e-05 | 5000000 | no RA
CB 43 | 8118.3757 | 5936.8232 | 0 | 2181.5525 | 73.13% | 0% | 26.87% | 3369.6002 | 5872.1906 | 12.7581 | 3292.1245 | 64.7176 | 21.2842 | 5743.0707 | 107.8357 | 43 | 0.0092432 | 0.0057784 | 0.0031996 | 878307.9123 | 23.0402 | 7789.0854 | 306.2501 | 2492.6647 | 842682.772 | 33132.4757 | 821814.9437 | 3111.5919 | 802919.3144 | 15784.0373 | 702020.6048 | 2544.5275 | 686584.3179 | 12891.7595 |  | 1606 | CB 43 | 8118.3757 | 4748.7755 | 2246.1851 | 5936.8232 | 2567.2229 | 64.6326 | 0 | 0 | 0 | 2181.5525 | 23.0402 | 10.2821 | 1.756 | 21.3326 | 8.5745 | 0.048378 | 0 | 0 | 0 | 1.7076 | 306.2501 | 241.5325 | 198.4144 | 108.0824 | 43.3648 | 0.2467 | 0 | 0 | 0 | 198.1677 | 7789.0854 | 4496.9609 | 2046.0147 | 5807.4082 | 2515.2837 | 64.3375 | 0 | 0 | 0 | 1981.6772 | 0.0061108 | 0.002646 | 6.72e-05 | 0 | 0 | 0 | 0.0031324 | 5000000 | no RA
CB 430 | 267.3599 | 160.2671 | 0 | 107.0929 | 59.94% | 0% | 40.06% | 85.2717 | 159.1596 | 0 | 85.2717 | 0 | 1.5993 | 149.5024 | 8.058 | 430 | 0.0002042 | 0.0001746 | 0.0001522 | 1309304.3452 | 1.6831 | 247.8908 | 17.786 | 8242.3664 | 1213960.8622 | 87101.1165 | 1042887.7475 | 0 | 1042887.7475 | 0 | 710908.8008 | 7143.337 | 667773.4955 | 35991.9683 |  | 1607 | CB 430 | 267.3599 | 182.0882 | 108.2003 | 160.2671 | 74.9953 | 1.1074 | 0 | 0 | 0 | 107.0929 | 1.6831 | 1.6831 | 0.083827 | 1.5993 | 1.5993 | 0 | 0 | 0 | 0 | 0.083827 | 17.786 | 17.786 | 9.7281 | 8.058 | 8.058 | 0 | 0 | 0 | 0 | 9.7281 | 247.8908 | 162.6191 | 98.3884 | 150.6098 | 65.3381 | 1.1074 | 0 | 0 | 0 | 97.281 | 5.24e-05 | 2.28e-05 | 4e-07 | 0 | 0 | 0 | 0.0001518 | 5000000 | no RA
CB 434 | 9823.4958 | 9243.4885 | 0 | 580.0074 | 94.1% | 0% | 5.904% | 3331.6187 | 9105.8333 | 153.4422 | 2397.9519 | 780.2247 | 381.2553 | 6785.6935 | 1938.8845 | 434 | 0.0024398 | 0.0018868 | 0.0008834 | 4026352.9164 | 385.5312 | 7426.916 | 2011.0487 | 158017.5363 | 3044067.5412 | 824267.8388 | 3440681.1203 | 158465.2003 | 2476450.1544 | 805765.7656 | 812386.8173 | 34014.1097 | 605393.0239 | 172979.6837 |  | 1608 | CB 434 | 9823.4958 | 6491.8771 | 717.6625 | 9243.4885 | 5911.8698 | 137.6551 | 0 | 0 | 0 | 580.0074 | 385.5312 | 232.089 | 4.2758 | 385.0772 | 231.635 | 3.8218 | 0 | 0 | 0 | 0.454 | 2011.0487 | 1230.824 | 72.1642 | 1958.362 | 1178.1373 | 19.4776 | 0 | 0 | 0 | 52.6867 | 7426.916 | 5028.9641 | 641.2224 | 6900.0493 | 4502.0974 | 114.3557 | 0 | 0 | 0 | 526.8667 | 0.0015826 | 0.0010296 | 2.62e-05 | 0 | 0 | 0 | 0.0008572 | 5000000 | no RA
CB 438 | 14108.2995 | 13628.3096 | 0 | 479.9899 | 96.6% | 0% | 3.402% | 4488.151 | 13400.1509 | 101.7796 | 3868.4589 | 517.9126 | 310.0593 | 11512.7286 | 1577.363 | 438 | 0.0021344 | 0.0016584 | 0.0007178 | 6609960.3965 | 315.0877 | 12148.666 | 1644.5458 | 147623.5378 | 5691841.2833 | 770495.5754 | 5800861.3254 | 131548.4052 | 4999919.369 | 669393.5512 | 986554.1518 | 22827.377 | 847597.1862 | 116129.5886 |  | 1609 | CB 438 | 14108.2995 | 9620.1484 | 708.1486 | 13628.3096 | 9140.1585 | 228.1587 | 0 | 0 | 0 | 479.9899 | 315.0877 | 213.3081 | 5.0284 | 314.712 | 212.9324 | 4.6527 | 0 | 0 | 0 | 0.37571 | 1644.5458 | 1126.6331 | 67.1828 | 1600.9445 | 1083.0318 | 23.5815 | 0 | 0 | 0 | 43.6013 | 12148.666 | 8280.2072 | 635.9374 | 11712.6532 | 7844.1943 | 199.9246 | 0 | 0 | 0 | 436.0129 | 0.0014412 | 0.0009652 | 2.46e-05 | 0 | 0 | 0 | 0.0006932 | 5000000 | no RA
CB 44 | 25015.8084 | 21080.6653 | 0 | 3935.1432 | 84.27% | 0% | 15.73% | 9421.8764 | 20780.7898 | 83.1709 | 8914.9984 | 423.7071 | 146.5905 | 19887.3536 | 746.8457 | 44 | 0.016291 | 0.010641 | 0.0058138 | 1535541.1769 | 152.0669 | 23747.2558 | 1116.4857 | 9334.2957 | 1457673.8242 | 68533.0571 | 1465429.8407 | 12935.9746 | 1386592.6599 | 65901.2062 | 728442.4253 | 5138.5326 | 697124.2291 | 26179.6636 |  | 1610 | CB 44 | 25015.8084 | 15593.932 | 4235.0186 | 21080.6653 | 11658.7889 | 299.8754 | 0 | 0 | 0 | 3935.1432 | 152.0669 | 68.896 | 5.4763 | 148.9866 | 65.8157 | 2.3961 | 0 | 0 | 0 | 3.0802 | 1116.4857 | 692.7786 | 369.64 | 759.0255 | 335.3184 | 12.1798 | 0 | 0 | 0 | 357.4603 | 23747.2558 | 14832.2574 | 3859.9022 | 20172.6532 | 11257.6548 | 285.2995 | 0 | 0 | 0 | 3574.6027 | 0.010603 | 0.0049528 | 0.0001254 | 0 | 0 | 0 | 0.0056884 | 5000000 | no RA
CB 441 | 331384.3464 | 265632.2545 | 62904.4952 | 2847.5967 | 80.16% | 18.98% | 0.8593% | 91056.1298 | 318170.0314 | 6620.3828 | 23237.7114 | 61198.0356 | 26741.3015 | 50451.2915 | 240977.4384 | 441 | 0.54555 | 0.31688 | 0.056006 | 607435.8989 | 27187.457 | 58127.7831 | 246069.1063 | 49835.2971 | 106549.6985 | 451050.9033 | 758421.7105 | 55142.2736 | 193550.7788 | 509728.6581 | 235945.474 | 19830.5574 | 37413.1839 | 178701.7328 |  | 1611 | CB 441 | 331384.3464 | 240328.2166 | 13214.315 | 265632.2545 | 201824.8442 | 4224.1354 | 62904.4952 | 35655.7757 | 6142.583 | 2847.5967 | 27187.457 | 20567.0742 | 446.1554 | 26721.2418 | 20301.8467 | 398.6185 | 463.9862 | 262.9985 | 45.3079 | 2.229 | 246069.1063 | 184871.0707 | 5091.668 | 234651.175 | 178287.064 | 3743.3036 | 11159.2615 | 6325.3369 | 1089.6946 | 258.6698 | 58127.7831 | 34890.0717 | 7676.4917 | 4259.8377 | 3235.9335 | 82.2133 | 51281.2475 | 29067.4403 | 5007.5804 | 2586.6979 | 0.027653 | 0.021007 | 0.0005336 | 0.5138 | 0.29178 | 0.05138 | 0.0040922 | 5000000 | no RA
CB 443 | 20163.7531 | 19043.767 | 0 | 1119.9861 | 94.45% | 0% | 5.554% | 9902.7042 | 18836.4902 | 2075.628 | 21.184 | 7805.8922 | 3952.7206 | 40.9906 | 14842.779 | 443 | 0.007405 | 0.0044706 | 0.001727 | 2722991.6389 | 3996.8419 | 1058.8797 | 15108.0314 | 539749.0804 | 142995.2363 | 2040247.3222 | 2295228.5836 | 481084.8167 | 4909.9891 | 1809233.7779 | 768536.7175 | 161272.6601 | 1672.4344 | 605591.6229 |  | 1612 | CB 443 | 20163.7531 | 10261.0489 | 1327.2629 | 19043.767 | 9141.0628 | 207.2768 | 0 | 0 | 0 | 1119.9861 | 3996.8419 | 1921.214 | 44.1214 | 3995.9653 | 1920.3373 | 43.2447 | 0 | 0 | 0 | 0.87667 | 15108.0314 | 7302.1392 | 265.2524 | 15006.2942 | 7200.402 | 163.5152 | 0 | 0 | 0 | 101.7372 | 1058.8797 | 1037.6957 | 1017.8891 | 41.5075 | 20.3235 | 0.51689 | 0 | 0 | 0 | 1017.3722 | 0.0057496 | 0.0028152 | 7.16e-05 | 0 | 0 | 0 | 0.0016554 | 5000000 | no RA
CB 444 | 29624.8962 | 26963.6401 | 2236.9233 | 424.3327 | 91.02% | 7.551% | 1.432% | 8001.0314 | 28531.0729 | 961.0755 | 1042.6099 | 5997.3461 | 3615.5463 | 2521.4619 | 22394.0647 | 444 | 0.081621 | 0.04691 | 0.008554 | 362958.5688 | 3682.503 | 3092.1071 | 22850.286 | 45117.3237 | 37883.9056 | 279957.3396 | 460968.8577 | 55371.0944 | 60068.5898 | 345529.1734 | 127872.7168 | 16204.4285 | 11300.8783 | 100367.41 |  | 1613 | CB 444 | 29624.8962 | 21623.8647 | 1093.8232 | 26963.6401 | 19945.2571 | 475.4013 | 2236.9233 | 1254.2749 | 194.0892 | 424.3327 | 3682.503 | 2721.4275 | 66.9567 | 3678.7751 | 2719.1913 | 66.3299 | 3.3958 | 1.9041 | 0.29464 | 0.33215 | 22850.286 | 16852.9399 | 456.2213 | 22548.6258 | 16666.8622 | 394.8464 | 263.1147 | 147.5322 | 22.8294 | 38.5455 | 3092.1071 | 2049.4972 | 570.6452 | 736.2393 | 559.2036 | 14.2251 | 1970.4128 | 1104.8386 | 170.9651 | 385.455 | 0.0020652 | 0.0015192 | 3.86e-05 | 0.078933 | 0.044768 | 0.0078934 | 0.000622 | 5000000 | no RA
CB 449 | 1671.2783 | 1535.3593 | 0 | 135.919 | 91.87% | 0% | 8.133% | 341.3643 | 1412.6579 | 46.3871 | 16.3226 | 278.6547 | 196.7214 | 37.585 | 1178.3516 | 449 | 0.0002642 | 0.0002418 | 0.0001996 | 6325807.2246 | 214.3885 | 161.4805 | 1295.4093 | 811462.7396 | 611205.5818 | 4903138.9032 | 5500057.6196 | 747387.5634 | 262989.6933 | 4489680.363 | 1295693.0773 | 180433.3046 | 34473.0111 | 1080786.7616 |  | 1614 | CB 449 | 1671.2783 | 1329.9139 | 258.6203 | 1535.3593 | 1193.9949 | 122.7013 | 0 | 0 | 0 | 135.919 | 214.3885 | 168.0014 | 17.6671 | 214.2821 | 167.895 | 17.5607 | 0 | 0 | 0 | 0.10639 | 1295.4093 | 1016.7546 | 117.0577 | 1283.0627 | 1004.408 | 104.7111 | 0 | 0 | 0 | 12.3466 | 161.4805 | 145.1579 | 123.8956 | 38.0145 | 21.6919 | 0.42954 | 0 | 0 | 0 | 123.466 | 6.56e-05 | 4.32e-05 | 1e-06 | 0 | 0 | 0 | 0.0001986 | 5000000 | no RA
CB 45 | 22359.5825 | 20824.0982 | 0 | 1535.4843 | 93.13% | 0% | 6.867% | 9699.4477 | 20518.4571 | 219.9148 | 8364.6044 | 1114.9285 | 483.2872 | 17587.0104 | 2448.1595 | 45 | 0.0069006 | 0.0046212 | 0.0023224 | 3240237.4474 | 496.1541 | 19216.9932 | 2646.4352 | 71900.1422 | 2784829.3157 | 383507.9895 | 2739577.3406 | 62114.2152 | 2362555.2046 | 314907.9208 | 792768.4567 | 18672.6923 | 679506.6048 | 94589.1596 |  | 1615 | CB 45 | 22359.5825 | 12660.1348 | 1841.1255 | 20824.0982 | 11124.6505 | 305.6412 | 0 | 0 | 0 | 1535.4843 | 496.1541 | 276.2393 | 12.8669 | 494.9522 | 275.0374 | 11.665 | 0 | 0 | 0 | 1.2019 | 2646.4352 | 1531.5067 | 198.2758 | 2506.955 | 1392.0265 | 58.7955 | 0 | 0 | 0 | 139.4802 | 19216.9932 | 10852.3888 | 1629.9828 | 17822.191 | 9457.5866 | 235.1806 | 0 | 0 | 0 | 1394.8022 | 0.0046374 | 0.002358 | 5.92e-05 | 0 | 0 | 0 | 0.0022632 | 5000000 | no RA
CB 450 | 5143.8384 | 4645.962 | 0 | 497.8764 | 90.32% | 0% | 9.679% | 1681.9444 | 4570.4806 | 0 | 1681.9444 | 0 | 0 | 4570.4806 | 0 | 450 | 0.0022246 | 0.0016616 | 0.0007078 | 2312253.1697 | 0.38971 | 5098.2226 | 45.2261 | 175.1838 | 2291748.0109 | 20329.975 | 2083470.1642 | 0 | 2083470.1642 | 0 | 810056.2698 | 0 | 810056.2698 | 0 |  | 1616 | CB 450 | 5143.8384 | 3461.894 | 573.3578 | 4645.962 | 2964.0176 | 75.4814 | 0 | 0 | 0 | 497.8764 | 0.38971 | 0.38971 | 0.38971 | 0 | 0 | 0 | 0 | 0 | 0 | 0.38971 | 45.2261 | 45.2261 | 45.2261 | 0 | 0 | 0 | 0 | 0 | 0 | 45.2261 | 5098.2226 | 3416.2782 | 527.7421 | 4645.962 | 2964.0176 | 75.4814 | 0 | 0 | 0 | 452.2606 | 0.0015418 | 0.0009788 | 2.5e-05 | 0 | 0 | 0 | 0.0006828 | 5000000 | no RA
CB 451 | 9707.6119 | 6025.6071 | 0 | 3682.0048 | 62.07% | 0% | 37.93% | 3191.4401 | 5953.3335 | 0 | 3191.4401 | 0 | 0 | 5953.3335 | 0 | 451 | 0.01523 | 0.0096926 | 0.0053538 | 637417.3899 | 2.8821 | 9370.2641 | 334.4657 | 189.2432 | 615266.5915 | 21961.5552 | 672283.1612 | 0 | 672283.1612 | 0 | 701236.2036 | 0 | 701236.2036 | 0 |  | 1617 | CB 451 | 9707.6119 | 6516.1718 | 3754.2784 | 6025.6071 | 2834.167 | 72.2736 | 0 | 0 | 0 | 3682.0048 | 2.8821 | 2.8821 | 2.8821 | 0 | 0 | 0 | 0 | 0 | 0 | 2.8821 | 334.4657 | 334.4657 | 334.4657 | 0 | 0 | 0 | 0 | 0 | 0 | 334.4657 | 9370.2641 | 6178.824 | 3416.9306 | 6025.6071 | 2834.167 | 72.2736 | 0 | 0 | 0 | 3344.657 | 0.0099892 | 0.0044522 | 0.0001134 | 0 | 0 | 0 | 0.0052404 | 5000000 | no RA
CB 452 | 25244.4042 | 20322.0956 | 0 | 4922.3086 | 80.5% | 0% | 19.5% | 10462.8811 | 20069.6117 | 0 | 10462.8811 | 0 | 0 | 20069.6117 | 0 | 452 | 0.020795 | 0.01327 | 0.0073204 | 1213965.0988 | 3.8529 | 24793.419 | 447.1323 | 185.2825 | 1192277.9009 | 21501.9154 | 1113922.071 | 0 | 1113922.071 | 0 | 706900.2407 | 0 | 706900.2407 | 0 |  | 1618 | CB 452 | 25244.4042 | 14781.5231 | 5174.7925 | 20322.0956 | 9859.2145 | 252.4839 | 0 | 0 | 0 | 4922.3086 | 3.8529 | 3.8529 | 3.8529 | 0 | 0 | 0 | 0 | 0 | 0 | 3.8529 | 447.1323 | 447.1323 | 447.1323 | 0 | 0 | 0 | 0 | 0 | 0 | 447.1323 | 24793.419 | 14330.5378 | 4723.8072 | 20322.0956 | 9859.2145 | 252.4839 | 0 | 0 | 0 | 4471.3233 | 0.01363 | 0.0061052 | 0.0001558 | 0 | 0 | 0 | 0.0071646 | 5000000 | no RA
CB 453 | 30235.7198 | 26705.5588 | 0 | 3530.1609 | 88.32% | 0% | 11.68% | 13603.8688 | 26371.1723 | 0 | 13603.8688 | 0 | 0 | 26371.1723 | 0 | 453 | 0.01456 | 0.0097672 | 0.0052324 | 2076657.6307 | 2.7632 | 29912.284 | 320.6725 | 189.7857 | 2054443.331 | 22024.514 | 1702826.9093 | 0 | 1702826.9093 | 0 | 738580.2757 | 0 | 738580.2757 | 0 |  | 1619 | CB 453 | 30235.7198 | 16631.851 | 3864.5474 | 26705.5588 | 13101.69 | 334.3865 | 0 | 0 | 0 | 3530.1609 | 2.7632 | 2.7632 | 2.7632 | 0 | 0 | 0 | 0 | 0 | 0 | 2.7632 | 320.6725 | 320.6725 | 320.6725 | 0 | 0 | 0 | 0 | 0 | 0 | 320.6725 | 29912.284 | 16308.4152 | 3541.1117 | 26705.5588 | 13101.69 | 334.3865 | 0 | 0 | 0 | 3206.7252 | 0.009446 | 0.0046534 | 0.0001186 | 0 | 0 | 0 | 0.0051138 | 5000000 | no RA
CB 454 | 14110.9913 | 10973.0819 | 0 | 3137.9095 | 77.76% | 0% | 22.24% | 4880.2748 | 10817.9279 | 0.25948 | 4878.7065 | 1.3088 | 0.40062 | 10815.5069 | 2.0204 | 454 | 0.014027 | 0.0090354 | 0.004634 | 1006016.522 | 2.8568 | 13821.073 | 287.0616 | 203.6717 | 985347.3374 | 20465.5129 | 1021616.8155 | 54.3186 | 1021288.5159 | 273.9809 | 710630.8698 | 26.3165 | 710471.8359 | 132.7174 |  | 1620 | CB 454 | 14110.9913 | 9230.7166 | 3293.0635 | 10973.0819 | 6092.8071 | 155.154 | 0 | 0 | 0 | 3137.9095 | 2.8568 | 2.5973 | 2.4562 | 0.40062 | 0.14114 | 0 | 0 | 0 | 0 | 2.4562 | 287.0616 | 285.7528 | 285.0412 | 2.0204 | 0.71155 | 0 | 0 | 0 | 0 | 285.0412 | 13821.073 | 8942.3665 | 3005.566 | 10970.6609 | 6091.9544 | 155.154 | 0 | 0 | 0 | 2850.4121 | 0.009508 | 0.0045168 | 0.0001154 | 0 | 0 | 0 | 0.0045186 | 5000000 | no RA
CB 455 | 136564.5621 | 131275.1914 | 0 | 5289.3707 | 96.13% | 0% | 3.873% | 72322.3807 | 129567.016 | 13343.1505 | 1835.6152 | 57143.615 | 23818.6113 | 3746.0931 | 102002.3116 | 455 | 0.025428 | 0.015834 | 0.007936 | 5370679.4168 | 24136.6274 | 8601.6033 | 103826.3314 | 949222.0083 | 338275.5601 | 4083181.8485 | 4057127.6041 | 748521.6033 | 102974.0011 | 3205631.9997 | 881747.2425 | 162093.6834 | 25493.4267 | 694160.1325 |  | 1621 | CB 455 | 136564.5621 | 64242.1813 | 6997.5461 | 131275.1914 | 58952.8106 | 1708.1754 | 0 | 0 | 0 | 5289.3707 | 24136.6274 | 10793.4768 | 318.0161 | 24132.4871 | 10789.3366 | 313.8758 | 0 | 0 | 0 | 4.1403 | 103826.3314 | 46682.7164 | 1824.0198 | 103345.8559 | 46202.2409 | 1343.5443 | 0 | 0 | 0 | 480.4755 | 8601.6033 | 6765.9881 | 4855.5102 | 3796.8484 | 1961.2332 | 50.7553 | 0 | 0 | 0 | 4804.7549 | 0.017699 | 0.0081058 | 0.0002074 | 0 | 0 | 0 | 0.0077286 | 5000000 | no RA
CB 456 | 49287.9416 | 44876.2336 | 0 | 4411.708 | 91.05% | 0% | 8.951% | 19107.2288 | 44189.4847 | 91.2331 | 18555.6357 | 460.36 | 167.2518 | 43177.5782 | 844.6546 | 456 | 0.018506 | 0.012731 | 0.006548 | 2663406.839 | 176.6184 | 47836.1255 | 1275.1977 | 9544.0506 | 2584954.0422 | 68908.7462 | 2370721.9418 | 11319.7153 | 2302283.2424 | 57118.9841 | 778628.1174 | 2947.0128 | 760798.1103 | 14882.9943 |  | 1622 | CB 456 | 49287.9416 | 30180.7128 | 5098.4569 | 44876.2336 | 25769.0047 | 686.7489 | 0 | 0 | 0 | 4411.708 | 176.6184 | 85.3852 | 9.3666 | 173.1651 | 81.932 | 5.9133 | 0 | 0 | 0 | 3.4533 | 1275.1977 | 814.8377 | 430.5431 | 874.4473 | 414.0873 | 29.7926 | 0 | 0 | 0 | 400.7504 | 47836.1255 | 29280.4898 | 4658.5473 | 43828.6212 | 25272.9855 | 651.043 | 0 | 0 | 0 | 4007.5043 | 0.01212 | 0.0063452 | 0.0001626 | 0 | 0 | 0 | 0.0063854 | 5000000 | no RA
CB 458 | 481.0415 | 50.3325 | 0 | 430.7091 | 10.46% | 0% | 89.54% | 31.683 | 50.1624 | 3.7883 | 8.5205 | 19.3743 | 5.7637 | 14.8734 | 29.5253 | 458 | 0.0016434 | 0.001069 | 0.0006406 | 292711.1708 | 6.1009 | 406.2906 | 68.6501 | 3712.3561 | 247225.6215 | 41773.1932 | 420354.1176 | 50260.7059 | 113045.2393 | 257048.1724 | 672617.9985 | 77284.9096 | 199433.7962 | 395899.2927 |  | 1623 | CB 458 | 481.0415 | 449.3586 | 430.8791 | 50.3325 | 18.6495 | 0.17001 | 0 | 0 | 0 | 430.7091 | 6.1009 | 2.3126 | 0.33714 | 5.7637 | 1.9755 | 0 | 0 | 0 | 0 | 0.33714 | 68.6501 | 49.2758 | 39.1247 | 29.5253 | 10.1511 | 0 | 0 | 0 | 0 | 39.1247 | 406.2906 | 397.7701 | 391.4172 | 15.0434 | 6.5229 | 0.17001 | 0 | 0 | 0 | 391.2472 | 0.001014 | 0.0004396 | 1.12e-05 | 0 | 0 | 0 | 0.0006294 | 5000000 | no RA
CB 460 | 30956.2462 | 30443.8222 | 0 | 512.424 | 98.34% | 0% | 1.655% | 17085.285 | 30126.4166 | 1405.8676 | 10971.8261 | 4707.5913 | 2527.1339 | 19136.6048 | 8462.6779 | 460 | 0.0037362 | 0.0020414 | 0.0007802 | 8285489.5908 | 2551.6424 | 19814.4214 | 8590.1824 | 682951.2267 | 5303362.0921 | 2299176.272 | 6794827.678 | 559114.3672 | 4363501.5455 | 1872211.7653 | 1063611.363 | 89220.3144 | 675616.7053 | 298774.3434 |  | 1624 | CB 460 | 30956.2462 | 13870.9612 | 829.8296 | 30443.8222 | 13358.5372 | 317.4055 | 0 | 0 | 0 | 512.424 | 2551.6424 | 1145.7747 | 24.5084 | 2551.2413 | 1145.3736 | 24.1073 | 0 | 0 | 0 | 0.4011 | 8590.1824 | 3882.5911 | 127.5045 | 8543.6348 | 3836.0436 | 80.957 | 0 | 0 | 0 | 46.5475 | 19814.4214 | 8842.5954 | 677.8166 | 19348.946 | 8377.12 | 212.3412 | 0 | 0 | 0 | 465.4754 | 0.0029888 | 0.001294 | 3.28e-05 | 0 | 0 | 0 | 0.0007474 | 5000000 | no RA
CB 461 | 41242.2745 | 39904.1123 | 0 | 1338.1621 | 96.76% | 0% | 3.245% | 19586.2605 | 39352.3048 | 3327.0691 | 6777.0085 | 9482.1829 | 6697.9765 | 13572.3996 | 19081.9288 | 461 | 0.0097562 | 0.0057524 | 0.0020282 | 4227288.7449 | 6796.4088 | 14966.3383 | 19479.5273 | 696624.5904 | 1534033.5696 | 1996630.585 | 3764691.9481 | 639498.8122 | 1302614.6193 | 1822578.5166 | 931845.7946 | 158605.2261 | 321388.6333 | 451851.9352 |  | 1625 | CB 461 | 41242.2745 | 21656.014 | 1889.9696 | 39904.1123 | 20317.8518 | 551.8075 | 0 | 0 | 0 | 1338.1621 | 6796.4088 | 3469.3397 | 98.4324 | 6795.3614 | 3468.2923 | 97.3849 | 0 | 0 | 0 | 1.0474 | 19479.5273 | 9997.3444 | 397.5985 | 19357.9714 | 9875.7885 | 276.0427 | 0 | 0 | 0 | 121.5559 | 14966.3383 | 8189.3298 | 1393.9387 | 13750.7795 | 6973.771 | 178.3799 | 0 | 0 | 0 | 1215.5588 | 0.0078256 | 0.0038218 | 9.76e-05 | 0 | 0 | 0 | 0.0019306 | 5000000 | no RA
CB 462 | 22942.0709 | 21571.4728 | 0 | 1370.5981 | 94.03% | 0% | 5.974% | 11758.6295 | 21283.4895 | 1447.7323 | 6467.2481 | 3843.649 | 2662.4346 | 11549.7837 | 7071.2712 | 462 | 0.0069768 | 0.0042164 | 0.0020486 | 3288337.1908 | 2706.4903 | 12926.2286 | 7309.352 | 387927.1711 | 1852744.6115 | 1047665.4082 | 2652367.2926 | 326561.6771 | 1458802.4451 | 867003.1704 | 809617.02 | 101278.147 | 439350.0155 | 268988.8575 |  | 1626 | CB 462 | 22942.0709 | 11183.4415 | 1658.5814 | 21571.4728 | 9812.8433 | 287.9833 | 0 | 0 | 0 | 1370.5981 | 2706.4903 | 1258.758 | 44.0557 | 2705.4174 | 1257.6852 | 42.9828 | 0 | 0 | 0 | 1.0728 | 7309.352 | 3465.703 | 238.0808 | 7184.8497 | 3341.2007 | 113.5785 | 0 | 0 | 0 | 124.5023 | 12926.2286 | 6458.9805 | 1376.4449 | 11681.2056 | 5213.9575 | 131.4219 | 0 | 0 | 0 | 1245.023 | 0.004985 | 0.0022246 | 5.68e-05 | 0 | 0 | 0 | 0.0019918 | 5000000 | no RA
CB 463 | 42254.5079 | 41456.4981 | 0 | 798.0098 | 98.11% | 0% | 1.889% | 23528.7855 | 41056.6886 | 3782.1119 | 12228.9241 | 7517.7495 | 6601.7597 | 21328.7878 | 13126.1412 | 463 | 0.0053474 | 0.002967 | 0.0011956 | 7901879.0305 | 6656.6773 | 22291.0002 | 13306.8304 | 1244843.724 | 4168567.9322 | 2488467.3742 | 6311332.114 | 1014508.9741 | 3280271.3706 | 2016551.7693 | 1001856.2094 | 161094.6748 | 520460.3494 | 320301.1852 |  | 1627 | CB 463 | 42254.5079 | 18725.7224 | 1197.8193 | 41456.4981 | 17927.7126 | 399.8095 | 0 | 0 | 0 | 798.0098 | 6656.6773 | 2874.5655 | 54.9177 | 6656.0527 | 2873.9408 | 54.293 | 0 | 0 | 0 | 0.62464 | 13306.8304 | 5789.0809 | 180.6893 | 13234.3409 | 5716.5913 | 108.1997 | 0 | 0 | 0 | 72.4896 | 22291.0002 | 10062.076 | 962.2123 | 21566.1046 | 9337.1804 | 237.3168 | 0 | 0 | 0 | 724.8956 | 0.004198 | 0.0018176 | 4.62e-05 | 0 | 0 | 0 | 0.0011494 | 5000000 | no RA
CB 465 | 4182.9979 | 3799.53 | 0 | 383.468 | 90.83% | 0% | 9.167% | 2040.4304 | 3755.6181 | 474.2657 | 0 | 1566.1648 | 872.8589 | 0 | 2882.7592 | 465 | 0.0023928 | 0.0014058 | 0.0005638 | 1748160.2827 | 883.2771 | 348.3344 | 2951.3865 | 369139.5287 | 145576.0476 | 1233444.7065 | 1524091.2478 | 354250.8332 | 0 | 1169840.4146 | 758034.4694 | 176177.966 | 0 | 581856.5034 |  | 1628 | CB 465 | 4182.9979 | 2142.5675 | 427.3798 | 3799.53 | 1759.0995 | 43.9119 | 0 | 0 | 0 | 383.468 | 883.2771 | 409.0114 | 10.4181 | 882.9769 | 408.7112 | 10.118 | 0 | 0 | 0 | 0.30016 | 2951.3865 | 1385.2217 | 68.6273 | 2916.5531 | 1350.3883 | 33.7939 | 0 | 0 | 0 | 34.8334 | 348.3344 | 348.3344 | 348.3344 | 0 | 0 | 0 | 0 | 0 | 0 | 348.3344 | 0.0018508 | 0.0008638 | 2.18e-05 | 0 | 0 | 0 | 0.000542 | 5000000 | no RA
CB 470 | 1121589.0986 | 816187.4848 | 296843.5258 | 8558.088 | 72.77% | 26.47% | 0.763% | 546763.1425 | 1079417.4595 | 97177.7458 | 124356.5488 | 325228.848 | 188008.4502 | 260664.6775 | 630744.3318 | 470 | 0.114 | 0.067532 | 0.019424 | 9838811.5639 | 190005.775 | 291527.3925 | 640055.931 | 1666769.9595 | 2557338.5871 | 5614703.0173 | 8511955.2331 | 1512853.6605 | 1935970.6129 | 5063130.9598 | 2171154.6288 | 378162.6962 | 524304.3979 | 1268687.5347 |  | 1629 | CB 470 | 1121589.0986 | 574825.956 | 42171.639 | 816187.4848 | 400246.0713 | 8479.3873 | 296843.5258 | 166021.7967 | 25134.1638 | 8558.088 | 190005.775 | 92828.0292 | 1997.3248 | 189564.7217 | 92578.4 | 1953.8486 | 434.3545 | 242.9304 | 36.7774 | 6.6989 | 640055.931 | 314827.083 | 9311.5992 | 613068.6129 | 299390.7224 | 6314.9691 | 26209.9191 | 14658.9616 | 2219.2311 | 777.399 | 291527.3925 | 167170.8437 | 30862.715 | 13554.1502 | 8276.9489 | 210.5696 | 270199.2522 | 151119.9047 | 22878.1552 | 7773.9901 | 0.036263 | 0.018087 | 0.000458 | 0.065298 | 0.037009 | 0.0065298 | 0.012436 | 5000000 | no RA
CB 471 | 405662.1192 | 399378.1247 | 0 | 6283.9945 | 98.45% | 0% | 1.549% | 228484.9354 | 394287.0196 | 36852.0538 | 4163.7216 | 187469.16 | 63506.8985 | 7745.6977 | 323034.4234 | 471 | 0.030567 | 0.018628 | 0.0093956 | 13271070.4607 | 64332.7053 | 13546.9858 | 327782.4281 | 2104618.1648 | 443184.1049 | 10723268.1909 | 9511132.6667 | 1534038.8731 | 173323.0619 | 7803770.7318 | 1210683.6844 | 195002.0214 | 23783.6636 | 991897.9994 |  | 1630 | CB 471 | 405662.1192 | 177177.1838 | 11375.0996 | 399378.1247 | 170893.1892 | 5091.1051 | 0 | 0 | 0 | 6283.9945 | 64332.7053 | 27480.6515 | 825.8068 | 64327.7865 | 27475.7327 | 820.888 | 0 | 0 | 0 | 4.9188 | 327782.4281 | 140313.2681 | 4748.0047 | 327211.603 | 139742.443 | 4177.1796 | 0 | 0 | 0 | 570.8251 | 13546.9858 | 9383.2642 | 5801.2881 | 7838.7351 | 3675.0135 | 93.0374 | 0 | 0 | 0 | 5708.2507 | 0.02141 | 0.0094714 | 0.0002386 | 0 | 0 | 0 | 0.009157 | 5000000 | no RA
CB 472 | 23369.6635 | 18799.8779 | 0 | 4569.7856 | 80.45% | 0% | 19.55% | 9555.0788 | 18446.8549 | 1063.8964 | 3129.2016 | 5361.9808 | 2109.2655 | 5706.0939 | 10631.4954 | 472 | 0.020578 | 0.012778 | 0.0067442 | 1135673.5665 | 2160.1543 | 9924.5179 | 11284.9913 | 104974.9871 | 482292.4647 | 548406.1148 | 1081105.6905 | 120374.1444 | 354052.3021 | 606679.2439 | 729932.1842 | 83462.5077 | 225787.0863 | 420682.5903 |  | 1631 | CB 472 | 23369.6635 | 13814.5847 | 4922.8086 | 18799.8779 | 9244.7991 | 353.023 | 0 | 0 | 0 | 4569.7856 | 2160.1543 | 1096.2579 | 50.8888 | 2156.5773 | 1092.6809 | 47.3118 | 0 | 0 | 0 | 3.577 | 11284.9913 | 5923.0105 | 653.4959 | 10869.8815 | 5507.9007 | 238.386 | 0 | 0 | 0 | 415.1099 | 9924.5179 | 6795.3163 | 4218.4239 | 5773.4191 | 2644.2175 | 67.3252 | 0 | 0 | 0 | 4151.0988 | 0.013992 | 0.0061922 | 0.0001582 | 0 | 0 | 0 | 0.006586 | 5000000 | no RA
CB 473 | 472327.0854 | 42562.273 | 424739.6643 | 5025.1482 | 9.011% | 89.92% | 1.064% | 210550.1678 | 430180.7673 | 2826.652 | 178966.2938 | 28757.222 | 4980.2651 | 369206.2001 | 55994.3021 | 473 | 0.10114 | 0.05854 | 0.015189 | 4670115.5983 | 5052.3758 | 407219.314 | 60055.3956 | 49955.1683 | 4026365.053 | 593795.377 | 4471776.7666 | 60033.943 | 3800981.6047 | 610761.2189 | 2774792.1582 | 32124.171 | 2381488.3109 | 361179.6763 |  | 1632 | CB 473 | 472327.0854 | 261776.9176 | 42146.3181 | 42562.273 | 18610.3281 | 317.0237 | 424739.6643 | 238141.4412 | 36804.1462 | 5025.1482 | 5052.3758 | 2225.7238 | 72.1107 | 4471.7764 | 1898.4675 | 18.2085 | 576.6659 | 323.3229 | 49.9687 | 3.9334 | 60055.3956 | 31298.1736 | 4061.0935 | 18887.1964 | 8015.6023 | 76.9049 | 40711.7251 | 22826.0973 | 3527.7145 | 456.4741 | 407219.314 | 228253.0202 | 38013.1139 | 19203.3001 | 8696.2584 | 221.9103 | 383451.2732 | 214992.0211 | 33226.4629 | 4564.7407 | 0.016137 | 0.0072014 | 0.0001828 | 0.077772 | 0.044109 | 0.0077772 | 0.007229 | 5000000 | no RA
CB 474 | 124683.9253 | 121616.5337 | 0 | 3067.3916 | 97.54% | 0% | 2.46% | 69177.6125 | 120575.1391 | 10875.5204 | 3261.2779 | 55040.8141 | 18764.5441 | 6830.7276 | 94979.8673 | 474 | 0.016088 | 0.0098046 | 0.0045476 | 7750312.3727 | 18923.9009 | 9709.3578 | 96050.6666 | 1176303.5426 | 603530.5355 | 5970478.2946 | 5661252.1501 | 890014.287 | 266891.4991 | 4504346.364 | 903506.5244 | 140608.4885 | 51184.7386 | 711713.2972 |  | 1633 | CB 474 | 124683.9253 | 55506.3128 | 4108.7863 | 121616.5337 | 52438.9212 | 1041.3946 | 0 | 0 | 0 | 3067.3916 | 18923.9009 | 8048.3804 | 159.3567 | 18921.4999 | 8045.9794 | 156.9557 | 0 | 0 | 0 | 2.401 | 96050.6666 | 41009.8525 | 1070.7993 | 95772.0311 | 40731.217 | 792.1638 | 0 | 0 | 0 | 278.6355 | 9709.3578 | 6448.0799 | 2878.6302 | 6923.0027 | 3661.7248 | 92.2751 | 0 | 0 | 0 | 2786.3551 | 0.011677 | 0.005394 | 0.000137 | 0 | 0 | 0 | 0.0044106 | 5000000 | no RA
CB 475 | 19203.746 | 17357.6324 | 0 | 1846.1136 | 90.39% | 0% | 9.613% | 8561.2104 | 16989.0981 | 1126.624 | 1754.8633 | 5679.7231 | 2174.9013 | 3848.1003 | 10966.0964 | 475 | 0.0082144 | 0.0053008 | 0.0027454 | 2337814.8078 | 2228.3191 | 5579.5752 | 11395.8516 | 271269.8549 | 679243.1863 | 1387301.7666 | 2007722.5238 | 264208.9451 | 411539.7832 | 1331973.7955 | 806675.8568 | 103268.601 | 182715.3881 | 520691.8676 |  | 1634 | CB 475 | 19203.746 | 10642.5356 | 2214.6479 | 17357.6324 | 8796.422 | 368.5343 | 0 | 0 | 0 | 1846.1136 | 2228.3191 | 1101.6951 | 53.4178 | 2226.874 | 1100.2501 | 51.9727 | 0 | 0 | 0 | 1.445 | 11395.8516 | 5716.1286 | 429.7552 | 11228.1545 | 5548.4314 | 262.0581 | 0 | 0 | 0 | 167.6971 | 5579.5752 | 3824.7119 | 1731.4749 | 3902.6039 | 2147.7405 | 54.5035 | 0 | 0 | 0 | 1676.9714 | 0.0055354 | 0.0026218 | 6.64e-05 | 0 | 0 | 0 | 0.002679 | 5000000 | no RA
CB 476 | 2666340.4964 | 828032.5256 | 1825023.9422 | 13284.0287 | 31.06% | 68.45% | 0.4982% | 1229026.4467 | 2474839.3613 | 108612.3805 | 735963.853 | 384450.2132 | 203587.3057 | 1536651.8026 | 734600.253 | 476 | 0.20125 | 0.1182 | 0.033485 | 13248633.5498 | 206201.2954 | 1702635.5166 | 757503.6844 | 1024582.3455 | 8460132.552 | 3763918.6523 | 12159667.571 | 1074582.6048 | 7281434.6847 | 3803650.2815 | 5718978.3875 | 470459.3839 | 3550969.241 | 1697549.7626 |  | 1635 | CB 476 | 2666340.4964 | 1437314.0498 | 191501.1351 | 828032.5256 | 393510.4132 | 9707.1722 | 1825023.9422 | 1030519.6079 | 168509.9343 | 13284.0287 | 206201.2954 | 97588.9149 | 2613.9897 | 203644.3247 | 96140.5669 | 2368.4589 | 2546.5726 | 1437.9499 | 235.1327 | 10.3981 | 757503.6844 | 373053.4713 | 22903.4315 | 596419.6593 | 281570.3044 | 6934.7842 | 159877.3315 | 90276.4732 | 14761.9535 | 1206.6937 | 1702635.5166 | 966671.6636 | 165983.714 | 27968.5416 | 15799.5419 | 403.929 | 1662600.0381 | 938805.1848 | 153512.8481 | 12066.9369 | 0.043529 | 0.020317 | 0.0005182 | 0.13862 | 0.078781 | 0.013862 | 0.019105 | 5000000 | no RA
CB 48 | 1485.8548 | 169.3796 | 0 | 1316.4752 | 11.4% | 0% | 88.6% | 85.1811 | 166.9339 | 13.842 | 0 | 71.3391 | 27.1135 | 0 | 139.8204 | 48 | 0.0049642 | 0.0034024 | 0.0019738 | 299314.0452 | 28.5426 | 1195.8588 | 261.4534 | 5749.6903 | 240896.5798 | 52667.7751 | 411672.2492 | 66897.2107 | 0 | 344775.0385 | 668214.0213 | 108531.7625 | 0 | 559682.2589 |  | 1636 | CB 48 | 1485.8548 | 1400.6737 | 1318.9208 | 169.3796 | 84.1985 | 2.4457 | 0 | 0 | 0 | 1316.4752 | 28.5426 | 14.7006 | 1.4291 | 27.5121 | 13.6701 | 0.39862 | 0 | 0 | 0 | 1.0305 | 261.4534 | 190.1143 | 121.6329 | 141.8675 | 70.5284 | 2.0471 | 0 | 0 | 0 | 119.5859 | 1195.8588 | 1195.8588 | 1195.8588 | 0 | 0 | 0 | 0 | 0 | 0 | 1195.8588 | 0.0030274 | 0.0014656 | 3.7e-05 | 0 | 0 | 0 | 0.0019368 | 5000000 | no RA
CB 480 | 24613.0046 | 21045.8682 | 0 | 3567.1364 | 85.51% | 0% | 14.49% | 11915.2067 | 20818.8125 | 56.0598 | 11574.0026 | 285.1442 | 104.5843 | 20181.8547 | 532.3735 | 480 | 0.015407 | 0.0095898 | 0.0052626 | 1597541.6463 | 107.426 | 23648.9235 | 856.6551 | 6972.6375 | 1534966.6042 | 55602.4046 | 1324094.1394 | 6229.7244 | 1286177.3621 | 31687.0529 | 720972.9294 | 3621.8409 | 698914.5484 | 18436.54 |  | 1637 | CB 480 | 24613.0046 | 12697.798 | 3794.1921 | 21045.8682 | 9130.6616 | 227.0557 | 0 | 0 | 0 | 3567.1364 | 107.426 | 51.3662 | 2.8418 | 104.6338 | 48.574 | 0.049577 | 0 | 0 | 0 | 2.7922 | 856.6551 | 571.5109 | 324.2816 | 532.6238 | 247.4796 | 0.25035 | 0 | 0 | 0 | 324.0313 | 23648.9235 | 12074.9208 | 3467.0687 | 20408.6105 | 8834.6079 | 226.7558 | 0 | 0 | 0 | 3240.3129 | 0.010257 | 0.0044402 | 0.000113 | 0 | 0 | 0 | 0.0051496 | 5000000 | no RA
CB 481 | 2413.4145 | 662.1057 | 0 | 1751.3089 | 27.43% | 0% | 72.57% | 337.8546 | 656.9671 | 13.5877 | 255.0179 | 69.249 | 34.8084 | 444.8781 | 177.2805 | 481 | 0.0074788 | 0.0046596 | 0.0025616 | 322700.7688 | 36.2092 | 2040.6883 | 336.517 | 4841.58 | 272863.0678 | 44996.121 | 445437.3493 | 17914.4793 | 336222.966 | 91299.904 | 685683.7294 | 36329.8885 | 464324.1973 | 185029.6436 |  | 1638 | CB 481 | 2413.4145 | 2075.5599 | 1756.4474 | 662.1057 | 324.251 | 5.1386 | 0 | 0 | 0 | 1751.3089 | 36.2092 | 22.6215 | 1.4008 | 34.8384 | 21.2506 | 0.029986 | 0 | 0 | 0 | 1.3708 | 336.517 | 267.268 | 159.2364 | 177.4317 | 108.1827 | 0.15118 | 0 | 0 | 0 | 159.0853 | 2040.6883 | 1785.6704 | 1595.8102 | 449.8356 | 194.8177 | 4.9574 | 0 | 0 | 0 | 1590.8527 | 0.004972 | 0.0021528 | 5.48e-05 | 0 | 0 | 0 | 0.0025068 | 5000000 | no RA
CB 483 | 5869.8071 | 4953.5699 | 0 | 916.2372 | 84.39% | 0% | 15.61% | 2781.9772 | 4900.4757 | 450.6886 | 22.8065 | 2308.4821 | 793.943 | 39.78 | 4066.7527 | 483 | 0.006517 | 0.0035892 | 0.0014104 | 900691.5893 | 803.2638 | 872.5152 | 4194.0281 | 123256.6895 | 133882.9506 | 643551.9492 | 860311.4502 | 139373.0144 | 7052.7981 | 713885.6377 | 687274.1007 | 111347.6543 | 5578.9961 | 570347.4503 |  | 1639 | CB 483 | 5869.8071 | 3087.8299 | 969.3314 | 4953.5699 | 2171.5927 | 53.0942 | 0 | 0 | 0 | 916.2372 | 803.2638 | 352.5753 | 9.3208 | 802.5467 | 351.8581 | 8.6036 | 0 | 0 | 0 | 0.71719 | 4194.0281 | 1885.5459 | 127.2753 | 4110.799 | 1802.3169 | 44.0462 | 0 | 0 | 0 | 83.2291 | 872.5152 | 849.7087 | 832.7352 | 40.2243 | 17.4178 | 0.44434 | 0 | 0 | 0 | 832.2909 | 0.0051636 | 0.0022358 | 5.7e-05 | 0 | 0 | 0 | 0.0013534 | 5000000 | no RA
CB 486 | 2533.7638 | 2347.7345 | 0 | 186.0293 | 92.66% | 0% | 7.342% | 583.1779 | 2262.5574 | 10.5228 | 519.0699 | 53.5852 | 23.376 | 2120.4018 | 118.7796 | 486 | 0.0005584 | 0.0004878 | 0.00027 | 4537542.5853 | 30.7831 | 2330.5652 | 172.4154 | 55127.3552 | 4173648.344 | 308766.8861 | 3998741.1221 | 72152.5717 | 3559164.6317 | 367423.9187 | 1004468.0562 | 10377.8527 | 941357.7027 | 52732.5007 |  | 1640 | CB 486 | 2533.7638 | 1950.5859 | 271.2064 | 2347.7345 | 1764.5566 | 85.1771 | 0 | 0 | 0 | 186.0293 | 30.7831 | 20.2604 | 7.4071 | 30.6375 | 20.1147 | 7.2615 | 0 | 0 | 0 | 0.14561 | 172.4154 | 118.8302 | 53.6358 | 155.5169 | 101.9317 | 36.7373 | 0 | 0 | 0 | 16.8985 | 2330.5652 | 1811.4954 | 210.1635 | 2161.5801 | 1642.5102 | 41.1783 | 0 | 0 | 0 | 168.9852 | 0.000294 | 0.0002234 | 5.6e-06 | 0 | 0 | 0 | 0.0002644 | 5000000 | no RA
CB 487 | 239.4874 | 164.6713 | 0 | 74.816 | 68.76% | 0% | 31.24% | 128.2972 | 164.6713 | 21.1355 | 0 | 107.1618 | 27.1155 | 0 | 137.5558 | 487 | 0.0001976 | 0.0001436 | 0.0001032 | 1211980.6448 | 27.1741 | 67.9613 | 144.3519 | 137520.6658 | 343933.9246 | 730526.0544 | 774304.6393 | 127557.6648 | 0 | 646746.9745 | 724961.6307 | 119375.4359 | 0 | 605586.1948 |  | 1641 | CB 487 | 239.4874 | 111.1901 | 74.816 | 164.6713 | 36.3741 | 0 | 0 | 0 | 0 | 74.816 | 27.1741 | 6.0386 | 0.058562 | 27.1155 | 5.98 | 0 | 0 | 0 | 0 | 0.058562 | 144.3519 | 37.1902 | 6.7961 | 137.5558 | 30.3941 | 0 | 0 | 0 | 0 | 6.7961 | 67.9613 | 67.9613 | 67.9613 | 0 | 0 | 0 | 0 | 0 | 0 | 67.9613 | 9.54e-05 | 4.14e-05 | 1e-06 | 0 | 0 | 0 | 0.0001022 | 5000000 | no RA
CB 488 | 3895.919 | 2798.5034 | 0 | 1097.4156 | 71.83% | 0% | 28.17% | 1446.2689 | 2765.1453 | 0 | 1446.2689 | 0 | 0 | 2765.1453 | 0 | 488 | 0.0047686 | 0.0030726 | 0.001634 | 816994.2878 | 0.859 | 3795.373 | 99.687 | 180.1377 | 795909.2806 | 20904.8695 | 797256.4151 | 0 | 797256.4151 | 0 | 692027.9628 | 0 | 692027.9628 | 0 |  | 1642 | CB 488 | 3895.919 | 2449.6501 | 1130.7737 | 2798.5034 | 1352.2345 | 33.3581 | 0 | 0 | 0 | 1097.4156 | 0.859 | 0.859 | 0.859 | 0 | 0 | 0 | 0 | 0 | 0 | 0.859 | 99.687 | 99.687 | 99.687 | 0 | 0 | 0 | 0 | 0 | 0 | 99.687 | 3795.373 | 2349.1041 | 1030.2277 | 2798.5034 | 1352.2345 | 33.3581 | 0 | 0 | 0 | 996.8696 | 0.003171 | 0.001475 | 3.64e-05 | 0 | 0 | 0 | 0.0015976 | 5000000 | no RA
CB 489 | 13776.634 | 10191.2797 | 0 | 3585.3543 | 73.98% | 0% | 26.02% | 4677.8247 | 10052.0126 | 0 | 4677.8247 | 0 | 0 | 10052.0126 | 0 | 489 | 0.016022 | 0.010262 | 0.0052454 | 859868.0548 | 2.8064 | 13448.1414 | 325.6862 | 175.1641 | 839365.2015 | 20327.6893 | 886633.4059 | 0 | 886633.4059 | 0 | 710073.8485 | 0 | 710073.8485 | 0 |  | 1643 | CB 489 | 13776.634 | 9098.8093 | 3724.6214 | 10191.2797 | 5513.455 | 139.267 | 0 | 0 | 0 | 3585.3543 | 2.8064 | 2.8064 | 2.8064 | 0 | 0 | 0 | 0 | 0 | 0 | 2.8064 | 325.6862 | 325.6862 | 325.6862 | 0 | 0 | 0 | 0 | 0 | 0 | 325.6862 | 13448.1414 | 8770.3167 | 3396.1287 | 10191.2797 | 5513.455 | 139.267 | 0 | 0 | 0 | 3256.8617 | 0.010907 | 0.0051474 | 0.0001306 | 0 | 0 | 0 | 0.0051148 | 5000000 | no RA
CB 490 | 1082.9789 | 1022.0436 | 0 | 60.9352 | 94.37% | 0% | 5.627% | 635.058 | 1004.4437 | 59.968 | 270.0544 | 305.0356 | 87.6673 | 470.9106 | 445.8658 | 490 | 0.0004622 | 0.0002538 | 9.88e-05 | 2343095.7669 | 89.7572 | 531.4463 | 461.7754 | 194195.6119 | 1149818.8277 | 999081.3273 | 1764857.745 | 166654.0665 | 750494.6092 | 847709.0693 | 794890.7915 | 69377.6033 | 372666.4844 | 352846.7038 |  | 1644 | CB 490 | 1082.9789 | 447.9209 | 78.5352 | 1022.0436 | 386.9857 | 17.6 | 0 | 0 | 0 | 60.9352 | 89.7572 | 29.7892 | 2.09 | 89.7095 | 29.7415 | 2.0423 | 0 | 0 | 0 | 0.047697 | 461.7754 | 156.7398 | 15.9096 | 456.2402 | 151.2046 | 10.3743 | 0 | 0 | 0 | 5.5352 | 531.4463 | 261.3919 | 60.5357 | 476.094 | 206.0396 | 5.1834 | 0 | 0 | 0 | 55.3523 | 0.0003674 | 0.000159 | 4e-06 | 0 | 0 | 0 | 9.48e-05 | 5000000 | no RA
CB 491 | 3888.8516 | 1780.211 | 0 | 2108.6406 | 45.78% | 0% | 54.22% | 982.799 | 1760.9229 | 123.8266 | 228.3751 | 630.5973 | 215.2405 | 450.5557 | 1095.1267 | 491 | 0.0082426 | 0.0054188 | 0.0031108 | 471799.137 | 219.1121 | 2371.8242 | 1297.9153 | 26582.8822 | 287751.948 | 157464.3068 | 536290.7963 | 67569.3333 | 124619.0147 | 344102.4483 | 684045.4663 | 83612.0171 | 175022.1826 | 425411.2666 |  | 1645 | CB 491 | 3888.8516 | 2906.0526 | 2127.9286 | 1780.211 | 797.412 | 19.288 | 0 | 0 | 0 | 2108.6406 | 219.1121 | 95.2855 | 3.8715 | 217.4615 | 93.6349 | 2.221 | 0 | 0 | 0 | 1.6505 | 1297.9153 | 667.318 | 202.7886 | 1106.3707 | 475.7734 | 11.244 | 0 | 0 | 0 | 191.5446 | 2371.8242 | 2143.4491 | 1921.2685 | 456.3787 | 228.0036 | 5.823 | 0 | 0 | 0 | 1915.4455 | 0.0051918 | 0.002368 | 6e-05 | 0 | 0 | 0 | 0.0030508 | 5000000 | no RA
CB 492 | 108842.5906 | 36963.1194 | 70161.3434 | 1718.1278 | 33.96% | 64.46% | 1.579% | 52393.061 | 102158.0308 | 1990.9459 | 41448.5008 | 8953.6143 | 3403.1128 | 82427.8658 | 16327.0521 | 492 | 0.022696 | 0.013272 | 0.004034 | 4795630.5718 | 3417.2368 | 88500.7234 | 16924.6304 | 150564.2699 | 3899363.0375 | 745703.2644 | 4253408.0001 | 161630.2793 | 3364899.5024 | 726878.2184 | 1657054.9779 | 55200.2132 | 1337021.7131 | 264833.0516 |  | 1646 | CB 492 | 108842.5906 | 56449.5296 | 6684.5598 | 36963.1194 | 15898.7067 | 286.9743 | 70161.3434 | 38832.6951 | 4679.4577 | 1718.1278 | 3417.2368 | 1426.2909 | 14.1239 | 3333.3199 | 1379.2443 | 7.2719 | 82.572 | 45.7017 | 5.5072 | 1.3449 | 16924.6304 | 7971.0161 | 597.5783 | 10493.032 | 4341.5845 | 22.9566 | 6275.5272 | 3473.3604 | 418.5505 | 156.0712 | 88500.7234 | 47052.2226 | 6072.8576 | 23136.7675 | 10177.8779 | 256.7458 | 63803.2441 | 35313.6329 | 4255.4 | 1560.7117 | 0.0054826 | 0.0023926 | 6.08e-05 | 0.014712 | 0.008377 | 0.0014712 | 0.002502 | 5000000 | no RA
CB 493 | 1018.5359 | 829.2746 | 0 | 189.2612 | 81.42% | 0% | 18.58% | 318.4168 | 817.6326 | 0.99514 | 312.2741 | 5.1476 | 7.3186 | 772.8522 | 37.4618 | 493 | 0.0008612 | 0.000631 | 0.0002908 | 1182693.7761 | 7.4668 | 956.4152 | 54.6539 | 8670.2004 | 1110561.1034 | 63462.4723 | 1109538.8887 | 3467.6205 | 1088134.1268 | 17937.1414 | 690864.1306 | 6183.927 | 653026.621 | 31653.5826 |  | 1647 | CB 493 | 1018.5359 | 700.119 | 200.9033 | 829.2746 | 510.8578 | 11.642 | 0 | 0 | 0 | 189.2612 | 7.4668 | 6.4716 | 0.14814 | 7.3186 | 6.3235 | 0 | 0 | 0 | 0 | 0.14814 | 54.6539 | 49.5063 | 17.1921 | 37.4618 | 32.3142 | 0 | 0 | 0 | 0 | 17.1921 | 956.4152 | 644.1411 | 183.563 | 784.4942 | 472.2201 | 11.642 | 0 | 0 | 0 | 171.921 | 0.000579 | 0.0003488 | 8.6e-06 | 0 | 0 | 0 | 0.0002822 | 5000000 | no RA
CB 496 | 158.5624 | 16.6399 | 0 | 141.9226 | 10.49% | 0% | 89.51% | 9.4496 | 16.4504 | 0 | 9.4496 | 0 | 0 | 16.4504 | 0 | 496 | 0.0006016 | 0.000374 | 0.0002054 | 263567.9007 | 0.11109 | 145.5594 | 12.892 | 184.6579 | 241953.8025 | 21429.4402 | 398697.5327 | 0 | 398697.5327 | 0 | 691879.5424 | 0 | 691879.5424 | 0 |  | 1648 | CB 496 | 158.5624 | 149.1129 | 142.1121 | 16.6399 | 7.1903 | 0.1895 | 0 | 0 | 0 | 141.9226 | 0.11109 | 0.11109 | 0.11109 | 0 | 0 | 0 | 0 | 0 | 0 | 0.11109 | 12.892 | 12.892 | 12.892 | 0 | 0 | 0 | 0 | 0 | 0 | 12.892 | 145.5594 | 136.1098 | 129.109 | 16.6399 | 7.1903 | 0.1895 | 0 | 0 | 0 | 128.9195 | 0.0004008 | 0.0001732 | 4.6e-06 | 0 | 0 | 0 | 0.0002008 | 5000000 | no RA
CB 497 | 69152.6351 | 67146.1 | 0 | 2006.535 | 97.1% | 0% | 2.902% | 17021.7293 | 65915.3315 | 1415.2691 | 10720.3979 | 4886.0623 | 4990.9326 | 43713.0909 | 17211.308 | 497 | 0.012543 | 0.0093918 | 0.0030898 | 5513333.1538 | 5076.0748 | 46394.7205 | 17681.8398 | 404700.2877 | 3698912.5612 | 1409720.3049 | 5550683.1206 | 461510.7158 | 3495857.0103 | 1593315.3945 | 1047738.8767 | 79331.9851 | 694829.3169 | 273577.5747 |  | 1649 | CB 497 | 69152.6351 | 52130.9057 | 3237.3036 | 67146.1 | 50124.3707 | 1230.7685 | 0 | 0 | 0 | 2006.535 | 5076.0748 | 3660.8056 | 85.1422 | 5074.5041 | 3659.235 | 83.5716 | 0 | 0 | 0 | 1.5706 | 17681.8398 | 12795.7776 | 470.5318 | 17499.5703 | 12613.5081 | 288.2623 | 0 | 0 | 0 | 182.2695 | 46394.7205 | 35674.3225 | 2681.6296 | 44572.0255 | 33851.6276 | 858.9346 | 0 | 0 | 0 | 1822.6949 | 0.0096174 | 0.0064664 | 0.0001644 | 0 | 0 | 0 | 0.0029254 | 5000000 | no RA
CB 498 | 5240.8614 | 5034.3334 | 0 | 206.528 | 96.06% | 0% | 3.941% | 1153.4662 | 4933.7064 | 116.7027 | 446.3902 | 590.3733 | 513.7887 | 1820.9591 | 2598.9585 | 498 | 0.001257 | 0.001027 | 0.0003186 | 4169340.8326 | 524.6843 | 2044.2136 | 2671.9635 | 417409.9195 | 1626263.8327 | 2125667.0804 | 3979936.9031 | 402672.692 | 1540231.3656 | 2037032.8456 | 964077.3881 | 100397.5667 | 355826.9093 | 507852.912 |  | 1650 | CB 498 | 5240.8614 | 4087.3952 | 307.1551 | 5034.3334 | 3880.8672 | 100.627 | 0 | 0 | 0 | 206.528 | 524.6843 | 407.9816 | 10.8955 | 524.5226 | 407.8199 | 10.7339 | 0 | 0 | 0 | 0.16166 | 2671.9635 | 2081.5902 | 73.005 | 2653.2029 | 2062.8296 | 54.2444 | 0 | 0 | 0 | 18.7606 | 2044.2136 | 1597.8234 | 223.2545 | 1856.6079 | 1410.2177 | 35.6488 | 0 | 0 | 0 | 187.6058 | 0.0009568 | 0.0007268 | 1.84e-05 | 0 | 0 | 0 | 0.0003002 | 5000000 | no RA
CB 499 | 12709.1772 | 11694.0184 | 0 | 1015.1588 | 92.01% | 0% | 7.988% | 3928.3865 | 11521.1906 | 422.2877 | 1180.019 | 2326.0798 | 1034.2368 | 4813.6878 | 5673.2659 | 499 | 0.00687 | 0.004755 | 0.0015734 | 1849953.0113 | 1047.1955 | 5830.8497 | 5831.1321 | 152430.1968 | 848740.8545 | 848781.9601 | 1846643.6801 | 198507.6666 | 554699.6681 | 1093436.3455 | 755044.2541 | 67778.9829 | 315466.299 | 371798.9722 |  | 1651 | CB 499 | 12709.1772 | 8780.7907 | 1187.9866 | 11694.0184 | 7765.6319 | 172.8279 | 0 | 0 | 0 | 1015.1588 | 1047.1955 | 624.9078 | 12.9586 | 1046.4008 | 624.1132 | 12.164 | 0 | 0 | 0 | 0.79462 | 5831.1321 | 3505.0523 | 157.8662 | 5738.9171 | 3412.8373 | 65.6513 | 0 | 0 | 0 | 92.2149 | 5830.8497 | 4650.8306 | 1017.1618 | 4908.7005 | 3728.6814 | 95.0126 | 0 | 0 | 0 | 922.1492 | 0.0053798 | 0.0032648 | 8.32e-05 | 0 | 0 | 0 | 0.0014902 | 5000000 | no RA
CB 50 | 4698.2787 | 1850.8838 | 0 | 2847.3949 | 39.39% | 0% | 60.61% | 1049.5446 | 1830.5722 | 0 | 1049.5446 | 0 | 0 | 1830.5722 | 0 | 50 | 0.010946 | 0.007084 | 0.0042092 | 429215.4993 | 2.2288 | 4437.3984 | 258.6515 | 203.6145 | 405382.5461 | 23629.3386 | 515066.9221 | 0 | 515066.9221 | 0 | 681294.9052 | 0 | 681294.9052 | 0 |  | 1652 | CB 50 | 4698.2787 | 3648.7341 | 2867.7065 | 1850.8838 | 801.3391 | 20.3116 | 0 | 0 | 0 | 2847.3949 | 2.2288 | 2.2288 | 2.2288 | 0 | 0 | 0 | 0 | 0 | 0 | 2.2288 | 258.6515 | 258.6515 | 258.6515 | 0 | 0 | 0 | 0 | 0 | 0 | 258.6515 | 4437.3984 | 3387.8538 | 2606.8262 | 1850.8838 | 801.3391 | 20.3116 | 0 | 0 | 0 | 2586.5147 | 0.0068118 | 0.0029496 | 7.48e-05 | 0 | 0 | 0 | 0.0041344 | 5000000 | no RA
CB 504 | 22065.1255 | 18726.7178 | 0 | 3338.4077 | 84.87% | 0% | 15.13% | 10179.6376 | 18530.3891 | 493.7102 | 7198.2871 | 2487.6403 | 778.2492 | 13830.8191 | 3921.3208 | 504 | 0.013226 | 0.0086378 | 0.0049306 | 1668339.5741 | 784.7541 | 17036.1739 | 4244.1975 | 59335.0963 | 1288101.5832 | 320902.8946 | 1375985.5452 | 66735.0023 | 972995.2419 | 336255.301 | 716897.8355 | 30108.6575 | 535082.3592 | 151706.8188 |  | 1653 | CB 504 | 22065.1255 | 11885.4879 | 3534.7365 | 18726.7178 | 8547.0803 | 196.3288 | 0 | 0 | 0 | 3338.4077 | 784.7541 | 291.0439 | 6.505 | 782.141 | 288.4307 | 3.8918 | 0 | 0 | 0 | 2.6131 | 4244.1975 | 1756.5572 | 322.8767 | 3940.9435 | 1453.3031 | 19.6227 | 0 | 0 | 0 | 303.254 | 17036.1739 | 9837.8869 | 3205.3548 | 14003.6334 | 6805.3464 | 172.8143 | 0 | 0 | 0 | 3032.5405 | 0.0083924 | 0.0038044 | 9.72e-05 | 0 | 0 | 0 | 0.0048334 | 5000000 | no RA
CB 505 | 13662.3107 | 12018.6545 | 0 | 1643.6562 | 87.97% | 0% | 12.03% | 5962.8538 | 11873.011 | 467.3857 | 3138.6331 | 2356.835 | 851.9043 | 6725.0414 | 4296.0653 | 505 | 0.0074238 | 0.0047184 | 0.0024084 | 1840339.2697 | 861.6706 | 8312.4744 | 4488.1656 | 116068.6733 | 1119706.1374 | 604564.4589 | 1631794.006 | 127904.7267 | 858918.0345 | 644971.2448 | 742941.2224 | 53307.0215 | 420812.4196 | 268821.7813 |  | 1654 | CB 505 | 13662.3107 | 7699.4568 | 1789.2996 | 12018.6545 | 6055.8007 | 145.6435 | 0 | 0 | 0 | 1643.6562 | 861.6706 | 394.2849 | 9.7663 | 860.384 | 392.9983 | 8.4797 | 0 | 0 | 0 | 1.2866 | 4488.1656 | 2131.3306 | 192.1004 | 4338.8593 | 1982.0243 | 42.794 | 0 | 0 | 0 | 149.3063 | 8312.4744 | 5173.8413 | 1587.433 | 6819.4112 | 3680.7781 | 94.3697 | 0 | 0 | 0 | 1493.0633 | 0.0050756 | 0.0023702 | 6.02e-05 | 0 | 0 | 0 | 0.0023482 | 5000000 | no RA
CB 506 | 15558.6874 | 14246.5129 | 0 | 1312.1745 | 91.57% | 0% | 8.434% | 6898.3595 | 14059.0432 | 50.2669 | 6595.3337 | 252.759 | 106.6417 | 13416.2411 | 536.1604 | 506 | 0.005379 | 0.0036892 | 0.0019412 | 2892486.9658 | 109.3816 | 14785.3503 | 663.9555 | 20334.9399 | 2748717.2819 | 123434.7439 | 2347481.2618 | 17105.5926 | 2244362.9154 | 86012.7538 | 772534.6005 | 5859.8881 | 737213.0704 | 29461.6419 |  | 1655 | CB 506 | 15558.6874 | 8660.3279 | 1499.6442 | 14246.5129 | 7348.1533 | 187.4696 | 0 | 0 | 0 | 1312.1745 | 109.3816 | 59.1148 | 2.7399 | 108.3545 | 58.0877 | 1.7128 | 0 | 0 | 0 | 1.0271 | 663.9555 | 411.1965 | 127.795 | 544.7603 | 292.0013 | 8.5998 | 0 | 0 | 0 | 119.1952 | 14785.3503 | 8190.0166 | 1369.1092 | 13593.3981 | 6998.0644 | 177.157 | 0 | 0 | 0 | 1191.9522 | 0.0034832 | 0.0017934 | 4.54e-05 | 0 | 0 | 0 | 0.0018958 | 5000000 | no RA
CB 508 | 17533.8674 | 15845.977 | 0 | 1687.8903 | 90.37% | 0% | 9.626% | 6804.2482 | 15636.8167 | 163.737 | 5812.6147 | 827.8965 | 327.5621 | 13652.9359 | 1656.3188 | 508 | 0.0068532 | 0.0046692 | 0.0024736 | 2558493.4585 | 329.2591 | 15393.0796 | 1811.5287 | 48044.5747 | 2246115.6188 | 264333.265 | 2297956.6405 | 55297.8993 | 1963058.3816 | 279600.3597 | 766918.9323 | 16065.5167 | 669618.0693 | 81235.3464 |  | 1656 | CB 508 | 17533.8674 | 10729.6191 | 1897.0507 | 15845.977 | 9041.7288 | 209.1603 | 0 | 0 | 0 | 1687.8903 | 329.2591 | 165.522 | 1.697 | 327.9379 | 164.2008 | 0.37583 | 0 | 0 | 0 | 1.3212 | 1811.5287 | 983.6322 | 155.21 | 1658.2043 | 830.3078 | 1.8855 | 0 | 0 | 0 | 153.3245 | 15393.0796 | 9580.4649 | 1740.1437 | 13859.8349 | 8047.2202 | 206.899 | 0 | 0 | 0 | 1533.2447 | 0.0044374 | 0.0022534 | 5.78e-05 | 0 | 0 | 0 | 0.0024158 | 5000000 | no RA
CB 509 | 22370.4639 | 16637.2891 | 0 | 5733.1748 | 74.37% | 0% | 25.63% | 8915.9263 | 16393.2534 | 134.1798 | 8106.3267 | 675.4198 | 262.0714 | 14812.1037 | 1319.0784 | 509 | 0.027199 | 0.016826 | 0.0087954 | 822467.7158 | 277.1838 | 20200.0125 | 1893.2676 | 10190.8791 | 742669.3633 | 69607.4735 | 799637.3179 | 12034.1074 | 727027.2446 | 60575.9659 | 679583.6977 | 10864.1915 | 614037.0021 | 54682.504 |  | 1657 | CB 509 | 22370.4639 | 13454.5376 | 5977.2105 | 16637.2891 | 7721.3628 | 244.0357 | 0 | 0 | 0 | 5733.1748 | 277.1838 | 143.0039 | 15.1124 | 272.6961 | 138.5163 | 10.6247 | 0 | 0 | 0 | 4.4877 | 1893.2676 | 1217.8478 | 574.1892 | 1372.4779 | 697.0581 | 53.3995 | 0 | 0 | 0 | 520.7897 | 20200.0125 | 12093.6858 | 5387.9089 | 14992.1152 | 6885.7885 | 180.0115 | 0 | 0 | 0 | 5207.8974 | 0.018856 | 0.0084828 | 0.0004524 | 0 | 0 | 0 | 0.008343 | 5000000 | no RA
CB 51 | 6249.4584 | 2809.0903 | 0 | 3440.368 | 44.95% | 0% | 55.05% | 1592.9107 | 2777.7958 | 0 | 1592.9107 | 0 | 0 | 2777.7958 | 0 | 51 | 0.014079 | 0.0089412 | 0.0051188 | 443885.1025 | 2.693 | 5934.2495 | 312.5159 | 191.2747 | 421496.5188 | 22197.3091 | 520796.7224 | 0 | 520796.7224 | 0 | 678218.0441 | 0 | 678218.0441 | 0 |  | 1658 | CB 51 | 6249.4584 | 4656.5477 | 3471.6625 | 2809.0903 | 1216.1796 | 31.2945 | 0 | 0 | 0 | 3440.368 | 2.693 | 2.693 | 2.693 | 0 | 0 | 0 | 0 | 0 | 0 | 2.693 | 312.5159 | 312.5159 | 312.5159 | 0 | 0 | 0 | 0 | 0 | 0 | 312.5159 | 5934.2495 | 4341.3388 | 3156.4537 | 2809.0903 | 1216.1796 | 31.2945 | 0 | 0 | 0 | 3125.1591 | 0.00906 | 0.0039222 | 9.98e-05 | 0 | 0 | 0 | 0.005019 | 5000000 | no RA
CB 510 | 9317.0549 | 7469.4174 | 1245.09 | 602.5475 | 80.17% | 13.36% | 6.467% | 4290.7546 | 8562.8173 | 163.7955 | 3191.1961 | 935.763 | 329.609 | 6343.1479 | 1890.0603 | 510 | 0.012771 | 0.007509 | 0.001944 | 729536.3716 | 330.23 | 7026.1051 | 1960.7198 | 25857.3984 | 550152.3056 | 153526.6677 | 669370.1295 | 25552.5771 | 497835.8225 | 145981.7299 | 387982.3227 | 14934.6263 | 287408.8261 | 85638.8703 |  | 1659 | CB 510 | 9317.0549 | 5026.3003 | 754.2376 | 7469.4174 | 3735.5585 | 68.5311 | 1245.09 | 688.1943 | 83.159 | 602.5475 | 330.23 | 166.4345 | 0.62098 | 327.5225 | 164.727 | 0 | 2.2359 | 1.2358 | 0.14933 | 0.47165 | 1960.7198 | 1024.9568 | 70.6594 | 1667.546 | 838.4307 | 0 | 238.4396 | 131.7919 | 15.9253 | 54.7342 | 7026.1051 | 3834.909 | 682.9572 | 5474.349 | 2732.4008 | 68.5311 | 1004.4145 | 555.1666 | 67.0844 | 547.3417 | 0.0015708 | 0.0007542 | 1.9e-05 | 0.010306 | 0.0058604 | 0.0010306 | 0.0008944 | 5000000 | no RA
CB 511 | 71671.3854 | 65186.3994 | 5117.1021 | 1367.8839 | 90.95% | 7.14% | 1.909% | 25791.2436 | 68839.5753 | 1663.0107 | 15444.9364 | 8683.2965 | 4802.4639 | 39120.2631 | 24916.8483 | 511 | 0.019336 | 0.012207 | 0.0030912 | 3706591.0258 | 4896.3254 | 41228.4739 | 25546.5861 | 253220.665 | 2132191.1182 | 1321179.2426 | 3758510.8355 | 242347.5081 | 2250762.38 | 1265400.9473 | 916087.6354 | 63909.1358 | 520595.7355 | 331582.7641 |  | 1660 | CB 511 | 71671.3854 | 45880.1418 | 2831.8101 | 65186.3994 | 41685.5024 | 1122.4877 | 5117.1021 | 2826.7555 | 341.4385 | 1367.8839 | 4896.3254 | 3233.3148 | 93.8616 | 4887.9093 | 3228.1864 | 92.3007 | 7.3454 | 4.0577 | 0.49012 | 1.0707 | 25546.5861 | 16863.2895 | 629.7378 | 24908.9931 | 16455.4595 | 471.2296 | 513.3372 | 283.5743 | 34.2524 | 124.2557 | 41228.4739 | 25783.5375 | 2108.2108 | 35389.497 | 22001.8566 | 558.9574 | 4596.4195 | 2539.1235 | 306.696 | 1242.5574 | 0.007096 | 0.0044084 | 0.000112 | 0.01029 | 0.0058484 | 0.001029 | 0.0019502 | 5000000 | no RA
CB 512 | 70081.9841 | 5846.397 | 63711.3648 | 524.2223 | 8.342% | 90.91% | 0.748% | 31349.8842 | 65244.1237 | 126.5067 | 28085.7831 | 3137.5944 | 255.9001 | 58481.43 | 6506.7936 | 512 | 0.012277 | 0.0072448 | 0.0018014 | 5708210.5379 | 261.0575 | 62870.3334 | 6950.5932 | 21263.2543 | 5120818.2026 | 566129.081 | 5346193.1111 | 21573.5815 | 4789555.8045 | 535063.7252 | 2685611.3822 | 10533.4879 | 2407241.9876 | 267835.9066 |  | 1661 | CB 512 | 70081.9841 | 38732.0999 | 4837.8603 | 5846.397 | 2981.4939 | 60.8958 | 63711.3648 | 35226.3837 | 4252.7423 | 524.2223 | 261.0575 | 134.5508 | 5.1574 | 189.5304 | 94.8196 | 0 | 71.1168 | 39.3209 | 4.7471 | 0.41034 | 6950.5932 | 3812.9987 | 443.7996 | 967.7009 | 483.7325 | 0 | 5935.273 | 3281.6469 | 396.1803 | 47.6193 | 62870.3334 | 34784.5503 | 4388.9034 | 4689.1657 | 2402.9418 | 60.8958 | 57704.9751 | 31905.4159 | 3851.815 | 476.1927 | 0.001292 | 0.0006672 | 1.68e-05 | 0.010223 | 0.0058154 | 0.0010224 | 0.0007622 | 5000000 | no RA
CB 513 | 4740.9675 | 3568.2896 | 0 | 1172.6779 | 75.27% | 0% | 24.73% | 1805.1991 | 3521.676 | 9.6727 | 1746.5248 | 49.0015 | 18.767 | 3407.8822 | 95.0268 | 513 | 0.005369 | 0.0033764 | 0.0017412 | 883026.1687 | 20.317 | 4515.919 | 204.7315 | 3784.129 | 841109.8859 | 38132.1538 | 869496.6315 | 4658.9999 | 841235.4427 | 23602.189 | 700259.315 | 3731.6723 | 677632.2596 | 18895.383 |  | 1662 | CB 513 | 4740.9675 | 2935.7684 | 1219.2915 | 3568.2896 | 1763.0906 | 46.6137 | 0 | 0 | 0 | 1172.6779 | 20.317 | 10.6442 | 1.55 | 19.3991 | 9.7263 | 0.63211 | 0 | 0 | 0 | 0.91792 | 204.7315 | 155.73 | 109.7047 | 98.2079 | 49.2064 | 3.1811 | 0 | 0 | 0 | 106.5236 | 4515.919 | 2769.3942 | 1108.0368 | 3450.6827 | 1704.1579 | 42.8005 | 0 | 0 | 0 | 1065.2363 | 0.0036698 | 0.0016772 | 4.2e-05 | 0 | 0 | 0 | 0.0016992 | 5000000 | no RA
CB 514 | 80681.096 | 66661.5303 | 0 | 14019.5658 | 82.62% | 0% | 17.38% | 35678.3532 | 65790.7588 | 6410.6556 | 10963.9929 | 18303.7046 | 11561.5722 | 21218.7567 | 33010.4299 | 514 | 0.058723 | 0.037774 | 0.020668 | 1373936.0321 | 11729.0929 | 34221.2193 | 34730.7838 | 199737.2891 | 582760.6283 | 591438.1148 | 1191361.9052 | 214062.8769 | 366106.6805 | 611192.3478 | 720460.6792 | 126608.3305 | 232362.1155 | 361490.2333 |  | 1663 | CB 514 | 80681.096 | 45002.7429 | 14890.3372 | 66661.5303 | 30983.1771 | 870.7714 | 0 | 0 | 0 | 14019.5658 | 11729.0929 | 5318.4373 | 167.5208 | 11718.1191 | 5307.4634 | 156.5469 | 0 | 0 | 0 | 10.9738 | 34730.7838 | 16427.0792 | 1720.3539 | 33457.2755 | 15153.5708 | 446.8456 | 0 | 0 | 0 | 1273.5084 | 34221.2193 | 23257.2264 | 13002.4625 | 21486.1357 | 10522.1428 | 267.379 | 0 | 0 | 0 | 12735.0836 | 0.038501 | 0.017553 | 0.0004464 | 0 | 0 | 0 | 0.020221 | 5000000 | no RA
CB 515 | 6673.8472 | 3798.5047 | 0 | 2875.3425 | 56.92% | 0% | 43.08% | 1655.016 | 3751.9406 | 111.339 | 1065.5846 | 478.0924 | 214.5663 | 2616.5402 | 920.8341 | 515 | 0.011304 | 0.0078444 | 0.0042292 | 590386.5133 | 217.9444 | 5269.0253 | 1186.8775 | 19279.9513 | 466112.1796 | 104994.3824 | 639797.977 | 43041.5435 | 411934.9201 | 184821.5134 | 690888.741 | 39510.5995 | 481814.1808 | 169563.9607 |  | 1664 | CB 515 | 6673.8472 | 5018.8313 | 2921.9067 | 3798.5047 | 2143.4888 | 46.5642 | 0 | 0 | 0 | 2875.3425 | 217.9444 | 106.6055 | 3.3782 | 215.6937 | 104.3548 | 1.1275 | 0 | 0 | 0 | 2.2507 | 1186.8775 | 708.7851 | 266.0434 | 925.6873 | 447.5949 | 4.8532 | 0 | 0 | 0 | 261.1902 | 5269.0253 | 4203.4407 | 2652.4851 | 2657.1237 | 1591.5391 | 40.5835 | 0 | 0 | 0 | 2611.9016 | 0.0071684 | 0.0037086 | 9.34e-05 | 0 | 0 | 0 | 0.0041358 | 5000000 | no RA
CB 516 | 4854.1461 | 2674.5006 | 0 | 2179.6455 | 55.1% | 0% | 44.9% | 1449.8392 | 2642.8434 | 0 | 1449.8392 | 0 | 0 | 2642.8434 | 0 | 516 | 0.0070882 | 0.004941 | 0.0031398 | 684820.7021 | 1.7061 | 4654.4455 | 197.9945 | 240.699 | 656647.032 | 27932.9711 | 688991.4887 | 0 | 688991.4887 | 0 | 704281.4007 | 0 | 704281.4007 | 0 |  | 1665 | CB 516 | 4854.1461 | 3404.3069 | 2211.3027 | 2674.5006 | 1224.6615 | 31.6573 | 0 | 0 | 0 | 2179.6455 | 1.7061 | 1.7061 | 1.7061 | 0 | 0 | 0 | 0 | 0 | 0 | 1.7061 | 197.9945 | 197.9945 | 197.9945 | 0 | 0 | 0 | 0 | 0 | 0 | 197.9945 | 4654.4455 | 3204.6063 | 2011.6021 | 2674.5006 | 1224.6615 | 31.6573 | 0 | 0 | 0 | 1979.9449 | 0.0039948 | 0.0018476 | 4.64e-05 | 0 | 0 | 0 | 0.0030934 | 5000000 | no RA
CB 517 | 5614.0764 | 2996.7449 | 0 | 2617.3315 | 53.38% | 0% | 46.62% | 1775.4135 | 2968.6178 | 120.1974 | 1040.7448 | 614.4714 | 151.0312 | 2046.2898 | 771.2967 | 517 | 0.010508 | 0.006948 | 0.003849 | 534266.8797 | 153.3922 | 4450.0553 | 1010.6289 | 14597.6582 | 423492.127 | 96177.0945 | 552484.5766 | 37403.7994 | 323865.6387 | 191215.1385 | 687310.6288 | 34967.573 | 473768.2167 | 178574.8391 |  | 1666 | CB 517 | 5614.0764 | 3838.6628 | 2645.4586 | 2996.7449 | 1221.3313 | 28.1271 | 0 | 0 | 0 | 2617.3315 | 153.3922 | 33.1948 | 2.361 | 151.3435 | 31.1461 | 0.31226 | 0 | 0 | 0 | 2.0487 | 1010.6289 | 396.1576 | 239.3322 | 772.8759 | 158.4046 | 1.5792 | 0 | 0 | 0 | 237.753 | 4450.0553 | 3409.3105 | 2403.7654 | 2072.5255 | 1031.7807 | 26.2357 | 0 | 0 | 0 | 2377.5298 | 0.0067394 | 0.0031794 | 8.04e-05 | 0 | 0 | 0 | 0.0037686 | 5000000 | no RA
CB 518 | 14461.3993 | 12378.0062 | 0 | 2083.3931 | 85.59% | 0% | 14.41% | 5702.9042 | 12210.9921 | 46.419 | 5420.5233 | 235.9619 | 105.5322 | 11569.0604 | 536.3995 | 518 | 0.008289 | 0.0058412 | 0.003071 | 1744649.4568 | 108.1853 | 13622.3659 | 730.8481 | 13051.6761 | 1643426.9423 | 88170.8384 | 1499434.2131 | 12204.7101 | 1425189.3089 | 62040.194 | 732792.968 | 6333.0872 | 694270.0472 | 32189.8336 |  | 1667 | CB 518 | 14461.3993 | 8758.4951 | 2250.4072 | 12378.0062 | 6675.102 | 167.0141 | 0 | 0 | 0 | 2083.3931 | 108.1853 | 61.7663 | 2.6531 | 106.5546 | 60.1355 | 1.0223 | 0 | 0 | 0 | 1.6308 | 730.8481 | 494.8862 | 194.4485 | 541.597 | 305.6351 | 5.1974 | 0 | 0 | 0 | 189.2511 | 13622.3659 | 8201.8426 | 2053.3055 | 11729.8547 | 6309.3314 | 160.7943 | 0 | 0 | 0 | 1892.5112 | 0.0052906 | 0.0028428 | 7.26e-05 | 0 | 0 | 0 | 0.0029984 | 5000000 | no RA
CB 519 | 13844.0243 | 11048.3524 | 0 | 2795.6719 | 79.81% | 0% | 20.19% | 4860.9912 | 10890.967 | 26.4426 | 4700.3904 | 134.1581 | 43.9966 | 10623.7693 | 223.2011 | 519 | 0.011118 | 0.0076036 | 0.0041398 | 1245167.7676 | 46.5375 | 13318.5444 | 478.9424 | 4185.7053 | 1197904.7305 | 43077.3317 | 1181418.4222 | 6426.634 | 1142385.9198 | 32605.8684 | 713333.3208 | 2881.6731 | 695832.4861 | 14619.1616 |  | 1668 | CB 519 | 13844.0243 | 8983.0331 | 2953.0573 | 11048.3524 | 6187.3612 | 157.3854 | 0 | 0 | 0 | 2795.6719 | 46.5375 | 20.0949 | 2.541 | 44.3492 | 17.9066 | 0.35264 | 0 | 0 | 0 | 2.1883 | 478.9424 | 344.7843 | 255.7413 | 224.9893 | 90.8312 | 1.7882 | 0 | 0 | 0 | 253.9531 | 13318.5444 | 8618.1539 | 2694.7751 | 10779.0139 | 6078.6234 | 155.2446 | 0 | 0 | 0 | 2539.5305 | 0.0070694 | 0.0035548 | 9.1e-05 | 0 | 0 | 0 | 0.0040488 | 5000000 | no RA
CB 52 | 469.6575 | 130.8224 | 0 | 338.8351 | 27.85% | 0% | 72.15% | 74.2163 | 129.3359 | 0 | 74.2163 | 0 | 0 | 129.3359 | 0 | 52 | 0.0013064 | 0.0008454 | 0.000503 | 359505.1389 | 0.26522 | 438.6132 | 30.7791 | 203.019 | 335741.8907 | 23560.2292 | 467756.3872 | 0 | 467756.3872 | 0 | 676583.6478 | 0 | 676583.6478 | 0 |  | 1669 | CB 52 | 469.6575 | 395.4412 | 340.3216 | 130.8224 | 56.6061 | 1.4864 | 0 | 0 | 0 | 338.8351 | 0.26522 | 0.26522 | 0.26522 | 0 | 0 | 0 | 0 | 0 | 0 | 0.26522 | 30.7791 | 30.7791 | 30.7791 | 0 | 0 | 0 | 0 | 0 | 0 | 30.7791 | 438.6132 | 364.3969 | 309.2773 | 130.8224 | 56.6061 | 1.4864 | 0 | 0 | 0 | 307.7908 | 0.0008126 | 0.0003516 | 9.2e-06 | 0 | 0 | 0 | 0.0004938 | 5000000 | no RA
CB 520 | 501.1768 | 464.314 | 0 | 36.8628 | 92.64% | 0% | 7.355% | 187.4459 | 461.8711 | 40.7433 | 25.2441 | 121.4584 | 90.1144 | 103.4194 | 268.3373 | 520 | 7.36e-05 | 6.74e-05 | 4.82e-05 | 6809467.725 | 90.1433 | 139.3477 | 271.6858 | 1224772.4629 | 1893311.7487 | 3691383.5135 | 4654762.1904 | 1011761.6867 | 626875.8347 | 3016124.669 | 815472.3488 | 159104.5797 | 182595.6324 | 473772.1366 |  | 1670 | CB 520 | 501.1768 | 313.731 | 39.3058 | 464.314 | 276.8682 | 2.443 | 0 | 0 | 0 | 36.8628 | 90.1433 | 49.3999 | 0.028854 | 90.1144 | 49.3711 | 0 | 0 | 0 | 0 | 0.028854 | 271.6858 | 150.2274 | 3.3485 | 268.3373 | 146.8789 | 0 | 0 | 0 | 0 | 3.3485 | 139.3477 | 114.1036 | 35.9284 | 105.8623 | 80.6183 | 2.443 | 0 | 0 | 0 | 33.4854 | 2.6e-05 | 1.98e-05 | 6e-07 | 0 | 0 | 0 | 4.76e-05 | 5000000 | no RA
CB 521 | 11414.5021 | 1427.647 | 9758.6202 | 228.2349 | 12.51% | 85.49% | 2% | 4892.5089 | 10473.4496 | 39.949 | 4324.0929 | 528.4669 | 94.0856 | 9223.7419 | 1155.6221 | 521 | 0.025917 | 0.01482 | 0.0028054 | 440432.0828 | 95.1376 | 10086.0237 | 1233.3408 | 3670.9131 | 389172.3353 | 47588.8344 | 440092.3951 | 3593.5067 | 388962.0747 | 47536.8137 | 335443.2655 | 3013.3687 | 295417.6732 | 37012.2235 |  | 1671 | CB 521 | 11414.5021 | 6521.9933 | 941.0525 | 1427.647 | 884.4251 | 14.8199 | 9758.6202 | 5409.3332 | 697.9977 | 228.2349 | 95.1376 | 55.1886 | 1.052 | 82.7483 | 48.2414 | 0 | 12.2106 | 6.7685 | 0.87338 | 0.17865 | 1233.3408 | 704.8738 | 77.7187 | 415.8902 | 242.5099 | 0 | 796.7182 | 441.6315 | 56.9863 | 20.7324 | 10086.0237 | 5761.9309 | 862.2818 | 929.0085 | 593.6738 | 14.8199 | 8949.6913 | 4960.9332 | 640.138 | 207.3239 | 0.0009578 | 0.0004944 | 1.24e-05 | 0.024629 | 0.013995 | 0.0024628 | 0.0003302 | 5000000 | no RA
CB 522 | 287647.6869 | 177344.3387 | 105842.2533 | 4461.0949 | 61.65% | 36.8% | 1.551% | 138181.4459 | 273402.1505 | 14153.2919 | 48579.6206 | 75448.5335 | 26735.978 | 103417.5138 | 143248.6587 | 522 | 0.049006 | 0.029446 | 0.0091254 | 5869666.1795 | 27080.9915 | 114561.187 | 146005.5084 | 552607.8859 | 2337706.6994 | 2979351.5942 | 5075874.8414 | 519898.5853 | 1784494.8158 | 2771481.4403 | 1561086.2337 | 152658.5185 | 590498.8562 | 817928.859 |  | 1672 | CB 522 | 287647.6869 | 149466.2409 | 14245.5363 | 177344.3387 | 86315.9899 | 2215.0497 | 105842.2533 | 58689.1561 | 7569.3917 | 4461.0949 | 27080.9915 | 12927.6996 | 345.0135 | 26906.8235 | 12829.5684 | 329.3155 | 170.6761 | 94.6393 | 12.206 | 3.4919 | 146005.5084 | 70556.9749 | 2756.8497 | 135990.0984 | 64822.9311 | 1664.334 | 9610.1733 | 5328.8072 | 687.2791 | 405.2366 | 114561.187 | 65981.5664 | 11143.6731 | 14447.4168 | 8663.4905 | 221.4002 | 96061.4039 | 53265.7096 | 6869.9066 | 4052.3663 | 0.01803 | 0.0090544 | 0.0002306 | 0.024535 | 0.013951 | 0.0024534 | 0.0064414 | 5000000 | no RA
CB 523 | 222697.2222 | 35101.224 | 183175.1583 | 4420.84 | 15.76% | 82.25% | 1.985% | 99674.7915 | 204474.8855 | 3850.4578 | 77853.8426 | 17970.4911 | 7162.6332 | 162156.0748 | 35156.1775 | 523 | 0.044603 | 0.026744 | 0.0090414 | 4992875.4171 | 7345.078 | 178075.8708 | 37276.2734 | 164676.7701 | 3992463.9783 | 835734.6687 | 4599966.7473 | 177697.6684 | 3592935.4003 | 829333.6785 | 2015433.0847 | 70599.4182 | 1598312.2677 | 346521.3988 |  | 1673 | CB 523 | 222697.2222 | 123022.4307 | 18222.3367 | 35101.224 | 16985.7234 | 708.5766 | 183175.1583 | 101615.8673 | 13092.9201 | 4420.84 | 7345.078 | 3494.6201 | 182.4448 | 7101.7472 | 3358.0923 | 161.839 | 239.8704 | 133.0674 | 17.1454 | 3.4604 | 37276.2734 | 19305.7823 | 2120.0959 | 18782.0459 | 8867.3606 | 425.297 | 18092.6476 | 10036.8417 | 1293.219 | 401.58 | 178075.8708 | 100222.0282 | 15919.796 | 9217.4309 | 4760.2705 | 121.4407 | 164842.6403 | 91445.9582 | 11782.5558 | 4015.7996 | 0.013798 | 0.0064452 | 0.000164 | 0.024364 | 0.013858 | 0.0024364 | 0.006441 | 5000000 | no RA
CB 524 | 116636.4598 | 89584.3004 | 24933.5551 | 2118.6043 | 76.81% | 21.38% | 1.816% | 55080.3336 | 112296.9182 | 7577.5334 | 17233.623 | 30269.1772 | 14953.3934 | 37463.6632 | 59879.8617 | 524 | 0.018139 | 0.011064 | 0.003705 | 6430290.0895 | 15020.7885 | 41129.3995 | 60486.2718 | 828111.7869 | 2267506.8372 | 3334671.4655 | 5563540.6267 | 765389.6068 | 1740729.5004 | 3057421.5196 | 1171266.292 | 155965.1491 | 390749.1547 | 624551.9882 |  | 1674 | CB 524 | 116636.4598 | 61556.1262 | 4339.5416 | 89584.3004 | 45550.6039 | 548.7927 | 24933.5551 | 13886.918 | 1672.1446 | 2118.6043 | 15020.7885 | 7443.2551 | 67.3951 | 14976.5073 | 7417.8576 | 62.8783 | 42.6229 | 23.7391 | 2.8585 | 1.6583 | 60486.2718 | 30217.0946 | 606.4102 | 57748.0835 | 28606.778 | 243.2331 | 2545.7387 | 1417.867 | 170.7275 | 192.4496 | 41129.3995 | 23895.7765 | 3665.7363 | 16859.7096 | 9525.9683 | 242.6813 | 22345.1936 | 12445.3119 | 1498.5586 | 1924.4963 | 0.0098804 | 0.0050286 | 0.0001278 | 0.005201 | 0.0029784 | 0.00052 | 0.0030572 | 5000000 | no RA
CB 525 | 66018.4021 | 7920.099 | 57499.0503 | 599.2528 | 12% | 87.1% | 0.9077% | 28018.9269 | 61437.5321 | 202.4902 | 24863.7041 | 2952.7327 | 555.0627 | 54181.4362 | 6701.0331 | 525 | 0.0072554 | 0.0046942 | 0.001371 | 9099209.1488 | 570.173 | 58309.5299 | 7138.6992 | 78586.0187 | 8036707.8179 | 983915.3122 | 8094984.2647 | 58501.692 | 7183404.7789 | 853077.7938 | 3341261.8506 | 30186.9179 | 2946641.2446 | 364433.6882 |  | 1675 | CB 525 | 66018.4021 | 37999.4751 | 4580.87 | 7920.099 | 5450.4994 | 145.6553 | 57499.0503 | 31949.7229 | 3835.9619 | 599.2528 | 570.173 | 367.6828 | 15.1103 | 491.3654 | 323.6845 | 9.415 | 78.3385 | 43.5293 | 5.2262 | 0.46907 | 7138.6992 | 4185.9665 | 437.666 | 1882.5557 | 1241.1683 | 36.207 | 5201.7085 | 2890.3633 | 347.0241 | 54.4349 | 58309.5299 | 33445.8258 | 4128.0937 | 5546.1778 | 3885.6467 | 100.0332 | 52219.0032 | 29015.8302 | 3483.7116 | 544.3489 | 0.0015544 | 0.0010678 | 2.74e-05 | 0.0048416 | 0.002767 | 0.0004842 | 0.0008594 | 5000000 | no RA
CB 529 | 13363.7379 | 11599.383 | 0 | 1764.3549 | 86.8% | 0% | 13.2% | 5977.8202 | 11473.6255 | 848.6946 | 734.8312 | 4394.2944 | 1613.7321 | 1507.3509 | 8352.5425 | 529 | 0.0089244 | 0.0056722 | 0.0026418 | 1497438.2521 | 1632.1849 | 3130.3548 | 8601.1982 | 182890.1593 | 350763.617 | 963784.4758 | 1302125.7585 | 184867.9097 | 160065.4706 | 957192.3781 | 715463.8605 | 100627.9163 | 93994.2742 | 520841.67 |  | 1676 | CB 529 | 13363.7379 | 7385.9177 | 1890.1124 | 11599.383 | 5621.5628 | 125.7575 | 0 | 0 | 0 | 1764.3549 | 1632.1849 | 783.4903 | 18.4528 | 1630.8039 | 782.1093 | 17.0717 | 0 | 0 | 0 | 1.3811 | 8601.1982 | 4206.9038 | 248.6557 | 8440.9278 | 4046.6334 | 88.3854 | 0 | 0 | 0 | 160.2704 | 3130.3548 | 2395.5236 | 1623.0039 | 1527.6513 | 792.8201 | 20.3004 | 0 | 0 | 0 | 1602.7035 | 0.0063622 | 0.00311 | 7.96e-05 | 0 | 0 | 0 | 0.0025622 | 5000000 | no RA
CB 53 | 867.4351 | 88.1999 | 0 | 779.2352 | 10.17% | 0% | 89.83% | 50.0222 | 87.248 | 0 | 50.0222 | 0 | 0 | 87.248 | 0 | 53 | 0.0032354 | 0.002044 | 0.0011572 | 268107.5199 | 0.60995 | 796.041 | 70.7841 | 188.5233 | 246040.9861 | 21878.0105 | 399908.4501 | 0 | 399908.4501 | 0 | 674202.4432 | 0 | 674202.4432 | 0 |  | 1677 | CB 53 | 867.4351 | 817.4129 | 780.1871 | 88.1999 | 38.1777 | 0.95185 | 0 | 0 | 0 | 779.2352 | 0.60995 | 0.60995 | 0.60995 | 0 | 0 | 0 | 0 | 0 | 0 | 0.60995 | 70.7841 | 70.7841 | 70.7841 | 0 | 0 | 0 | 0 | 0 | 0 | 70.7841 | 796.041 | 746.0188 | 708.793 | 88.1999 | 38.1777 | 0.95185 | 0 | 0 | 0 | 707.8412 | 0.002101 | 0.0009096 | 2.28e-05 | 0 | 0 | 0 | 0.0011344 | 5000000 | no RA
CB 531 | 41642.1652 | 37102.8707 | 0 | 4539.2945 | 89.1% | 0% | 10.9% | 20847.0834 | 36714.6098 | 807.5636 | 17329.2333 | 2710.2865 | 1462.7441 | 30341.8316 | 4910.0341 | 531 | 0.021006 | 0.012977 | 0.0067874 | 1982356.1011 | 1477.659 | 34803.8793 | 5360.6268 | 70343.2787 | 1656822.6515 | 255190.1709 | 1602456.7938 | 62075.1453 | 1332049.5338 | 208332.1147 | 725985.7021 | 28923.9436 | 599971.946 | 97089.8125 |  | 1678 | CB 531 | 41642.1652 | 20795.0818 | 4927.5554 | 37102.8707 | 16255.7873 | 388.2609 | 0 | 0 | 0 | 4539.2945 | 1477.659 | 670.0955 | 14.9149 | 1474.1059 | 666.5423 | 11.3618 | 0 | 0 | 0 | 3.5531 | 5360.6268 | 2650.3403 | 450.5927 | 4948.2867 | 2238.0002 | 38.2525 | 0 | 0 | 0 | 412.3401 | 34803.8793 | 17474.646 | 4462.0477 | 30680.4781 | 13351.2448 | 338.6465 | 0 | 0 | 0 | 4123.4012 | 0.01438 | 0.0063506 | 0.000161 | 0 | 0 | 0 | 0.0066264 | 5000000 | no RA
CB 532 | 15989.9012 | 12131.3141 | 0 | 3858.587 | 75.87% | 0% | 24.13% | 6477.2855 | 11989.3368 | 4.4356 | 6450.1296 | 22.7203 | 7.8584 | 11941.2502 | 40.2282 | 532 | 0.016027 | 0.010173 | 0.0057396 | 997672.7782 | 10.8859 | 15588.2414 | 390.7738 | 679.214 | 972611.6491 | 24381.9151 | 935084.6034 | 640.3335 | 931164.2812 | 3279.9887 | 697010.9981 | 456.8543 | 694215.4386 | 2338.7053 |  | 1679 | CB 532 | 15989.9012 | 9512.6157 | 4000.5643 | 12131.3141 | 5654.0286 | 141.9773 | 0 | 0 | 0 | 3858.587 | 10.8859 | 6.4503 | 3.0275 | 7.8656 | 3.43 | 0.0071967 | 0 | 0 | 0 | 3.0203 | 390.7738 | 368.0535 | 350.5456 | 40.2678 | 17.5474 | 0.039525 | 0 | 0 | 0 | 350.5061 | 15588.2414 | 9138.1118 | 3646.9912 | 12083.1808 | 5633.0512 | 141.9306 | 0 | 0 | 0 | 3505.0607 | 0.010403 | 0.0045488 | 0.0001154 | 0 | 0 | 0 | 0.0056242 | 5000000 | no RA
CB 533 | 10348.8532 | 302.4194 | 9744.4895 | 301.9442 | 2.922% | 94.16% | 2.918% | 4468.9953 | 9235.1653 | 34.7675 | 3452.2528 | 981.975 | 64.8608 | 7165.7104 | 2004.594 | 533 | 0.06013 | 0.034239 | 0.0063424 | 172107.413 | 68.8302 | 8077.798 | 2202.225 | 1144.6868 | 134338.4515 | 36624.2747 | 171730.838 | 1336.0159 | 132660.3023 | 37734.5198 | 175594.0739 | 1233.2405 | 136246.2114 | 38114.622 |  | 1680 | CB 533 | 10348.8532 | 5879.8578 | 1113.6879 | 302.4194 | 123.4545 | 2.0426 | 9744.4895 | 5454.4591 | 809.7011 | 301.9442 | 68.8302 | 34.0628 | 3.9694 | 24.3944 | 9.0858 | 0.060372 | 44.1995 | 24.7406 | 3.6727 | 0.23635 | 2202.225 | 1220.2499 | 197.6309 | 130.2195 | 48.3737 | 0.31239 | 2044.5775 | 1144.4483 | 169.8905 | 27.428 | 8077.798 | 4625.5451 | 912.0875 | 147.8055 | 65.995 | 1.6698 | 7655.7125 | 4285.2702 | 636.1379 | 274.2799 | 0.000941 | 0.0004186 | 1.06e-05 | 0.05873 | 0.033361 | 0.005873 | 0.0004588 | 5000000 | no RA
CB 534 | 4902.9434 | 949.5604 | 3394.5031 | 558.8799 | 19.37% | 69.23% | 11.4% | 2002.6142 | 4003.3703 | 57.5274 | 1314.0049 | 631.082 | 97.85 | 2714.3609 | 1191.1594 | 534 | 0.060541 | 0.03467 | 0.0066956 | 80985.2363 | 107.2839 | 3447.7566 | 1347.9029 | 1772.081 | 56948.9307 | 22264.2246 | 83654.8158 | 2403.0795 | 54889.6709 | 26362.0654 | 134352.8709 | 3283.8401 | 91093.7916 | 39975.2392 |  | 1681 | CB 534 | 4902.9434 | 2900.3292 | 899.5731 | 949.5604 | 441.5767 | 58.622 | 3394.5031 | 1899.8726 | 282.0711 | 558.8799 | 107.2839 | 49.7565 | 9.4339 | 104.5395 | 48.0279 | 8.8047 | 2.307 | 1.2912 | 0.1917 | 0.43746 | 1347.9029 | 716.8209 | 156.7435 | 582.1456 | 265.8801 | 46.5629 | 714.9897 | 400.1733 | 59.4131 | 50.7675 | 3447.7566 | 2133.7518 | 733.3957 | 262.8753 | 127.6687 | 3.2544 | 2677.2064 | 1498.4081 | 222.4663 | 507.675 | 0.0010428 | 0.0005222 | 1.34e-05 | 0.058685 | 0.033334 | 0.0058684 | 0.0008138 | 5000000 | no RA
CB 535 | 106496.4618 | 2201.4582 | 103975.4216 | 319.582 | 2.067% | 97.63% | 0.3001% | 46598.0009 | 97525.4046 | 174.5815 | 36525.3394 | 9898.08 | 425.5233 | 76157.1528 | 20942.7285 | 535 | 0.059698 | 0.034106 | 0.006306 | 1783920.0938 | 448.8363 | 83264.9692 | 22782.6563 | 7518.4483 | 1394769.8275 | 381631.8181 | 1756264.6866 | 6579.9253 | 1376629.0933 | 373055.668 | 1422622.4498 | 6207.1926 | 1110919.5164 | 305495.7407 |  | 1682 | CB 535 | 106496.4618 | 59898.4609 | 8971.0572 | 2201.4582 | 1410.8925 | 15.7018 | 103975.4216 | 58167.9864 | 8635.7734 | 319.582 | 448.8363 | 274.2548 | 23.313 | 170.9071 | 118.6599 | 0 | 277.6791 | 155.3447 | 23.0629 | 0.25015 | 22782.6563 | 12884.5763 | 1839.9278 | 950.27 | 657.8815 | 0 | 21803.3561 | 12197.6646 | 1810.8976 | 29.0302 | 83264.9692 | 46739.6298 | 7107.8163 | 1080.2811 | 634.3511 | 15.7018 | 81894.3864 | 45814.977 | 6801.8129 | 290.3017 | 0.0008256 | 0.0004848 | 1.2e-05 | 0.05842 | 0.033169 | 0.005842 | 0.000452 | 5000000 | no RA
CB 536 | 21867.6679 | 9242.3653 | 11664.9429 | 960.3596 | 42.26% | 53.34% | 4.392% | 7000.229 | 19761.9673 | 306.6478 | 4071.3938 | 2622.1873 | 1443.0885 | 8522.0566 | 9796.8222 | 536 | 0.063476 | 0.037199 | 0.0073182 | 344504.0135 | 1476.0919 | 10157.7228 | 10233.8532 | 23254.4041 | 160025.124 | 161224.4853 | 399668.7819 | 17507.651 | 232450.826 | 149710.305 | 287734.7662 | 21011.4071 | 124081.3695 | 142641.9896 |  | 1683 | CB 536 | 21867.6679 | 14867.4389 | 2105.7006 | 9242.3653 | 7381.3102 | 176.245 | 11664.9429 | 6525.7691 | 969.096 | 960.3596 | 1476.0919 | 1169.4441 | 33.0034 | 1417.4531 | 1136.3083 | 27.4425 | 57.8871 | 32.384 | 4.8091 | 0.75172 | 10233.8532 | 7611.6659 | 437.031 | 7700.1403 | 6155.7863 | 146.5465 | 2446.4758 | 1368.6425 | 203.2474 | 87.2371 | 10157.7228 | 6086.329 | 1635.6662 | 124.772 | 89.2156 | 2.256 | 9160.58 | 5124.7426 | 761.0394 | 872.3708 | 0.0035264 | 0.0025556 | 6.48e-05 | 0.058551 | 0.033246 | 0.0058552 | 0.0013982 | 5000000 | no RA
CB 54 | 8827.3888 | 6542.2071 | 0 | 2285.1818 | 74.11% | 0% | 25.89% | 3265.1728 | 6458.347 | 1.2198 | 3257.5781 | 6.3749 | 2.6416 | 6441.965 | 13.7404 | 54 | 0.0079966 | 0.0054384 | 0.0033314 | 1103892.7568 | 4.4303 | 8601.6369 | 221.3216 | 554.0249 | 1075661.7712 | 27676.9607 | 1022766.9916 | 382.0964 | 1020388.0579 | 1996.8373 | 711124.9892 | 290.8634 | 709321.1781 | 1512.9478 |  | 1684 | CB 54 | 8827.3888 | 5562.216 | 2369.0418 | 6542.2071 | 3277.0342 | 83.86 | 0 | 0 | 0 | 2285.1818 | 4.4303 | 3.2105 | 1.7887 | 2.6416 | 1.4217 | 0 | 0 | 0 | 0 | 1.7887 | 221.3216 | 214.9467 | 207.5812 | 13.7404 | 7.3655 | 0 | 0 | 0 | 0 | 207.5812 | 8601.6369 | 5344.0588 | 2159.6719 | 6525.8251 | 3268.247 | 83.86 | 0 | 0 | 0 | 2075.8118 | 0.004721 | 0.0021628 | 5.58e-05 | 0 | 0 | 0 | 0.0032756 | 5000000 | no RA
CB 540 | 18565.3918 | 18068.6176 | 0 | 496.7742 | 97.32% | 0% | 2.676% | 7513.6729 | 17982.9248 | 920.5767 | 1896.3178 | 4696.7784 | 2275.3522 | 4103.4229 | 11604.1497 | 540 | 0.0036022 | 0.0022856 | 0.0007734 | 5153903.6803 | 2280.2882 | 4612.6619 | 11672.4418 | 633026.5324 | 1280512.4261 | 3240364.7219 | 4835368.8169 | 592430.3527 | 1220361.3478 | 3022577.1165 | 753125.1826 | 95291.7877 | 171851.4166 | 485981.9784 |  | 1685 | CB 540 | 18565.3918 | 11051.719 | 582.467 | 18068.6176 | 10554.9448 | 85.6928 | 0 | 0 | 0 | 496.7742 | 2280.2882 | 1359.7115 | 4.936 | 2279.8993 | 1359.3226 | 4.5471 | 0 | 0 | 0 | 0.38885 | 11672.4418 | 6975.6634 | 68.2921 | 11627.3159 | 6930.5375 | 23.1661 | 0 | 0 | 0 | 45.1259 | 4612.6619 | 2716.3441 | 509.239 | 4161.4024 | 2265.0846 | 57.9796 | 0 | 0 | 0 | 451.2594 | 0.0028686 | 0.001552 | 3.98e-05 | 0 | 0 | 0 | 0.0007336 | 5000000 | no RA
CB 542 | 175733.2408 | 133557.6285 | 40961.8825 | 1213.7298 | 76% | 23.31% | 0.6907% | 61831.6426 | 167510.651 | 5769.2687 | 25054.5834 | 31007.7905 | 16833.5452 | 61411.6665 | 89265.4393 | 542 | 0.053515 | 0.032031 | 0.006361 | 3283837.323 | 17372.9094 | 65977.9227 | 92382.4087 | 324638.6853 | 1232895.7461 | 1726302.8916 | 3555935.6831 | 331790.4497 | 1440888.2465 | 1783256.9869 | 1292656.7915 | 129902.167 | 473905.4339 | 688849.1906 |  | 1686 | CB 542 | 175733.2408 | 113901.5982 | 8222.5899 | 133557.6285 | 89852.1817 | 3739.1 | 40961.8825 | 22835.6867 | 3269.76 | 1213.7298 | 17372.9094 | 11603.6407 | 539.3642 | 17309.392 | 11567.8102 | 533.4197 | 62.5673 | 34.8804 | 4.9944 | 0.95005 | 92382.4087 | 61374.6182 | 3116.9694 | 88731.824 | 59290.6791 | 2724.1117 | 3540.332 | 1973.6865 | 282.6051 | 110.2527 | 65977.9227 | 40923.3393 | 4566.2562 | 27516.4125 | 18993.6925 | 481.5686 | 37358.9832 | 20827.1198 | 2982.1606 | 1102.527 | 0.0073392 | 0.0050562 | 0.0001282 | 0.044381 | 0.02518 | 0.004438 | 0.0017948 | 5000000 | no RA
CB 545 | 69330.1349 | 13825.5964 | 53997.325 | 1507.2135 | 19.94% | 77.88% | 2.174% | 31712.7824 | 64059.9346 | 26.995 | 29681.5188 | 2004.2686 | 56.4427 | 59812.8497 | 4190.6422 | 545 | 0.015929 | 0.009604 | 0.003238 | 4352502.0672 | 61.6604 | 64641.1239 | 4627.3506 | 3870.9986 | 4058128.9193 | 290502.1494 | 3916842.2047 | 3334.1482 | 3665961.0666 | 247546.9899 | 1627609.73 | 1434.0742 | 1519701.4603 | 106474.1955 |  | 1687 | CB 545 | 69330.1349 | 37617.3525 | 5270.2003 | 13825.5964 | 6214.0556 | 157.9496 | 53997.325 | 29896.0834 | 3605.0372 | 1507.2135 | 61.6604 | 34.6654 | 5.2177 | 0 | 0 | 0 | 60.4806 | 33.4856 | 4.0379 | 1.1798 | 4627.3506 | 2623.082 | 436.7084 | 0 | 0 | 0 | 4490.4385 | 2486.1699 | 299.7963 | 136.9122 | 64641.1239 | 34959.6051 | 4828.2742 | 13825.5964 | 6214.0556 | 157.9496 | 49446.4059 | 27376.4279 | 3301.203 | 1369.1216 | 0.0035382 | 0.0016104 | 4.1e-05 | 0.010215 | 0.0058182 | 0.0010216 | 0.0021754 | 5000000 | no RA
CB 546 | 269009.4546 | 19193.3513 | 244588.8397 | 5227.2636 | 7.135% | 90.92% | 1.943% | 119554.1144 | 247213.6221 | 125.7352 | 110316 | 9112.3792 | 263.14 | 227879.0098 | 19071.4723 | 546 | 0.030456 | 0.018885 | 0.0086044 | 8832724.4092 | 286.0558 | 247811.0101 | 20912.3887 | 9392.4282 | 8136689.3267 | 686642.6543 | 7913887.0774 | 8323.0425 | 7302369.9037 | 603194.1312 | 2533103.1273 | 2696.2946 | 2334988.7738 | 195418.0588 |  | 1688 | CB 546 | 269009.4546 | 149455.3402 | 21795.8325 | 19193.3513 | 8691.5546 | 218.3021 | 244588.8397 | 135536.5219 | 16350.2668 | 5227.2636 | 286.0558 | 160.3206 | 22.9158 | 0.36783 | 0.18511 | 0 | 281.5963 | 156.0439 | 18.8241 | 4.0917 | 20912.3887 | 11800.0095 | 1840.9164 | 1.8971 | 0.95505 | 0.000376 | 20435.6578 | 11324.2206 | 1366.0822 | 474.8338 | 247811.0101 | 137495.0102 | 19932.0004 | 19191.0863 | 8690.4145 | 218.3017 | 223871.5856 | 124056.2575 | 14965.3605 | 4748.3382 | 0.012995 | 0.005725 | 0.0001448 | 0.010002 | 0.0057008 | 0.0010002 | 0.0074594 | 5000000 | no RA
CB 547 | 18903.4111 | 16135.4845 | 0 | 2767.9266 | 85.36% | 0% | 14.64% | 9144.2807 | 15959.9411 | 50.8574 | 8836.582 | 256.8413 | 83.2885 | 15455.8773 | 420.7753 | 547 | 0.011393 | 0.0072766 | 0.0040532 | 1659271.0282 | 85.7605 | 18143.9003 | 673.7503 | 7527.74 | 1592603.9981 | 59139.2902 | 1341166.2665 | 7459.113 | 1296036.9559 | 37670.1976 | 726208.931 | 3789.7903 | 703273.0305 | 19146.1101 |  | 1689 | CB 547 | 18903.4111 | 9759.1305 | 2943.47 | 16135.4845 | 6991.2039 | 175.5435 | 0 | 0 | 0 | 2767.9266 | 85.7605 | 34.9031 | 2.4721 | 83.5939 | 32.7365 | 0.30546 | 0 | 0 | 0 | 2.1666 | 673.7503 | 416.909 | 252.975 | 422.3176 | 165.4763 | 1.5422 | 0 | 0 | 0 | 251.4327 | 18143.9003 | 9307.3183 | 2688.023 | 15629.5731 | 6792.9911 | 173.6958 | 0 | 0 | 0 | 2514.3273 | 0.0074238 | 0.0033078 | 8.44e-05 | 0 | 0 | 0 | 0.0039688 | 5000000 | no RA
CB 548 | 15228.4311 | 12065.8369 | 0 | 3162.5941 | 79.23% | 0% | 20.77% | 5324.6164 | 11892.8052 | 12.3275 | 5250.0509 | 62.2379 | 28.2754 | 11721.802 | 142.7278 | 548 | 0.012194 | 0.0082546 | 0.0046346 | 1248825.7582 | 31.2707 | 14764.5262 | 432.6342 | 2564.3893 | 1210782.6842 | 35478.6847 | 1199793.406 | 2777.756 | 1182991.6025 | 14024.0475 | 719722.4892 | 1711.1549 | 709373.8101 | 8637.5242 |  | 1690 | CB 548 | 15228.4311 | 9903.8146 | 3335.6258 | 12065.8369 | 6741.2205 | 173.0317 | 0 | 0 | 0 | 3162.5941 | 31.2707 | 18.9431 | 2.9953 | 28.7951 | 16.4676 | 0.51976 | 0 | 0 | 0 | 2.4755 | 432.6342 | 370.3962 | 289.9064 | 145.3507 | 83.1127 | 2.6229 | 0 | 0 | 0 | 287.2835 | 14764.5262 | 9514.4753 | 3042.7242 | 11891.6911 | 6641.6402 | 169.8891 | 0 | 0 | 0 | 2872.8351 | 0.0076536 | 0.003714 | 9.4e-05 | 0 | 0 | 0 | 0.0045406 | 5000000 | no RA
CB 549 | 9161.3511 | 6640.8809 | 0 | 2520.4703 | 72.49% | 0% | 27.51% | 3547.7433 | 6535.4793 | 117.7354 | 2835.3971 | 594.6108 | 204.8237 | 5296.1636 | 1034.492 | 549 | 0.010939 | 0.0070138 | 0.0037498 | 837479.0774 | 213.6099 | 7649.8575 | 1297.8837 | 19527.0135 | 699306.854 | 118645.2099 | 800366.1071 | 26560.9512 | 639661.7627 | 134143.3932 | 700269.8395 | 21946.6515 | 567478.4454 | 110844.7427 |  | 1691 | CB 549 | 9161.3511 | 5613.6078 | 2625.8718 | 6640.8809 | 3093.1375 | 105.4016 | 0 | 0 | 0 | 2520.4703 | 213.6099 | 95.8745 | 8.7862 | 211.637 | 93.9016 | 6.8133 | 0 | 0 | 0 | 1.9729 | 1297.8837 | 703.2729 | 263.3917 | 1068.9294 | 474.3186 | 34.4374 | 0 | 0 | 0 | 228.9543 | 7649.8575 | 4814.4604 | 2353.694 | 5360.3145 | 2524.9174 | 64.1509 | 0 | 0 | 0 | 2289.5431 | 0.0072744 | 0.003349 | 8.5e-05 | 0 | 0 | 0 | 0.0036648 | 5000000 | no RA
CB 550 | 19633.2145 | 16644.3775 | 0 | 2988.837 | 84.78% | 0% | 15.22% | 8747.417 | 16439.0316 | 148.4301 | 7847.9248 | 751.0621 | 259.3462 | 14866.9981 | 1312.6872 | 550 | 0.011507 | 0.0076446 | 0.0044134 | 1706167.8321 | 265.0538 | 17766.8629 | 1601.2977 | 23033.7367 | 1543977.9389 | 139156.1565 | 1423985.2242 | 24162.8192 | 1277557.5857 | 122264.8193 | 723746.5278 | 11418.005 | 654536.0194 | 57792.5034 |  | 1692 | CB 550 | 19633.2145 | 10885.7974 | 3194.1829 | 16644.3775 | 7896.9605 | 205.3459 | 0 | 0 | 0 | 2988.837 | 265.0538 | 116.6237 | 5.7076 | 262.7143 | 114.2842 | 3.368 | 0 | 0 | 0 | 2.3395 | 1601.2977 | 850.2356 | 288.6105 | 1329.798 | 578.7358 | 17.1108 | 0 | 0 | 0 | 271.4998 | 17766.8629 | 9918.9381 | 2899.8648 | 15051.8652 | 7203.9404 | 184.8671 | 0 | 0 | 0 | 2714.9977 | 0.0071784 | 0.0033158 | 8.46e-05 | 0 | 0 | 0 | 0.0043288 | 5000000 | no RA
CB 551 | 2156.9627 | 1905.6605 | 0 | 251.3022 | 88.35% | 0% | 11.65% | 1079.8118 | 1884.5869 | 1.0319 | 1073.5542 | 5.2257 | 2.1622 | 1871.4715 | 10.9532 | 551 | 0.000778 | 0.0005334 | 0.0003516 | 2772445.6411 | 2.3589 | 2120.8228 | 33.781 | 3032.021 | 2725993.2939 | 43420.3262 | 2019405.4392 | 1929.8502 | 2007702.7968 | 9772.7921 | 774675.1595 | 888.7924 | 769283.9466 | 4502.4206 |  | 1693 | CB 551 | 2156.9627 | 1077.1509 | 272.3758 | 1905.6605 | 825.8486 | 21.0736 | 0 | 0 | 0 | 251.3022 | 2.3589 | 1.327 | 0.19671 | 2.1622 | 1.1303 | 0 | 0 | 0 | 0 | 0.19671 | 33.781 | 28.5553 | 22.8278 | 10.9532 | 5.7276 | 0 | 0 | 0 | 0 | 22.8278 | 2120.8228 | 1047.2685 | 249.3513 | 1892.545 | 818.9908 | 21.0736 | 0 | 0 | 0 | 228.2777 | 0.0004312 | 0.0001866 | 4.8e-06 | 0 | 0 | 0 | 0.0003468 | 5000000 | no RA
CB 552 | 5732.1811 | 3416.4847 | 0 | 2315.6964 | 59.6% | 0% | 40.4% | 1793.4344 | 3385.3226 | 154.349 | 856.9541 | 782.1314 | 311.6506 | 1494.5058 | 1579.1663 | 552 | 0.0083556 | 0.0055172 | 0.003374 | 686028.669 | 315.8725 | 3614.5808 | 1801.7279 | 37803.6865 | 432593.8003 | 215631.1822 | 713903.1988 | 61440.898 | 341123.2848 | 311339.016 | 695571.5786 | 64033.8618 | 307071.3966 | 324466.3201 |  | 1694 | CB 552 | 5732.1811 | 3938.7467 | 2346.8585 | 3416.4847 | 1623.0503 | 31.1621 | 0 | 0 | 0 | 2315.6964 | 315.8725 | 161.5235 | 4.2219 | 314.0599 | 159.7109 | 2.4093 | 0 | 0 | 0 | 1.8126 | 1801.7279 | 1019.5965 | 222.5616 | 1591.3748 | 809.2434 | 12.2086 | 0 | 0 | 0 | 210.3531 | 3614.5808 | 2757.6267 | 2120.075 | 1511.05 | 654.096 | 16.5442 | 0 | 0 | 0 | 2103.5307 | 0.0050372 | 0.0021988 | 5.56e-05 | 0 | 0 | 0 | 0.0033184 | 5000000 | no RA
CB 553 | 24424.0824 | 21865.8476 | 0 | 2558.2348 | 89.53% | 0% | 10.47% | 11194.6828 | 21571.4063 | 969.2142 | 5343.0696 | 4882.399 | 1614.9334 | 11820.9289 | 8135.544 | 553 | 0.011308 | 0.0073694 | 0.003762 | 2159817.6963 | 1637.3405 | 14315.9888 | 8470.7531 | 144789.7583 | 1265960.5987 | 749067.3393 | 1795180.0192 | 155423.2478 | 856814.9698 | 782941.8016 | 758287.1056 | 56768.8159 | 415534.2402 | 285984.0495 |  | 1695 | CB 553 | 24424.0824 | 13229.3996 | 2852.6761 | 21865.8476 | 10671.1648 | 294.4413 | 0 | 0 | 0 | 2558.2348 | 1637.3405 | 668.1263 | 22.4071 | 1635.338 | 666.1238 | 20.4046 | 0 | 0 | 0 | 2.0025 | 8470.7531 | 3588.3541 | 335.2091 | 8238.3683 | 3355.9693 | 102.8243 | 0 | 0 | 0 | 232.3848 | 14315.9888 | 8972.9192 | 2495.06 | 11992.1412 | 6649.0716 | 171.2124 | 0 | 0 | 0 | 2323.8476 | 0.0076414 | 0.0037024 | 9.5e-05 | 0 | 0 | 0 | 0.003667 | 5000000 | no RA
CB 554 | 2365.954 | 1753.9673 | 0 | 611.9867 | 74.13% | 0% | 25.87% | 944.1948 | 1734.6966 | 92.2991 | 385.0115 | 466.8842 | 175.4005 | 671.9765 | 887.3197 | 554 | 0.0020388 | 0.0013738 | 0.0008784 | 1160463.9784 | 177.851 | 1235.2009 | 952.902 | 87233.179 | 605847.0203 | 467383.779 | 1034909.8453 | 101166.9092 | 422002.0831 | 511740.853 | 718644.4967 | 72664.3416 | 278384.2421 | 367595.913 |  | 1696 | CB 554 | 2365.954 | 1421.7591 | 631.2573 | 1753.9673 | 809.7724 | 19.2706 | 0 | 0 | 0 | 611.9867 | 177.851 | 85.5519 | 2.4505 | 177.372 | 85.0728 | 1.9715 | 0 | 0 | 0 | 0.47903 | 952.902 | 486.0178 | 65.5824 | 897.3104 | 430.4262 | 9.9908 | 0 | 0 | 0 | 55.5916 | 1235.2009 | 850.1894 | 563.2244 | 679.2848 | 294.2734 | 7.3084 | 0 | 0 | 0 | 555.9161 | 0.001173 | 0.000508 | 1.26e-05 | 0 | 0 | 0 | 0.0008658 | 5000000 | no RA
CB 556 | 76220.6177 | 75171.0771 | 0 | 1049.5406 | 98.62% | 0% | 1.377% | 34945.4613 | 74414.0495 | 21144.4835 | 3103.0143 | 10697.9635 | 45206.4174 | 6345.2314 | 22862.4008 | 556 | 0.0069694 | 0.0043312 | 0.0015696 | 10936467.6555 | 45653.5548 | 7383.5459 | 23183.5171 | 6550571.7503 | 1059423.4594 | 3326472.4458 | 9529727.6433 | 5766161.3652 | 846200.9091 | 2917365.369 | 1150973.5879 | 699214.634 | 98142.6729 | 353616.281 |  | 1697 | CB 556 | 76220.6177 | 41275.1564 | 1806.5681 | 75171.0771 | 40225.6158 | 757.0276 | 0 | 0 | 0 | 1049.5406 | 45653.5548 | 24509.0713 | 447.1374 | 45652.7332 | 24508.2497 | 446.3158 | 0 | 0 | 0 | 0.82153 | 23183.5171 | 12485.5535 | 321.1163 | 23088.179 | 12390.2155 | 225.7782 | 0 | 0 | 0 | 95.3381 | 7383.5459 | 4280.5316 | 1038.3145 | 6430.1649 | 3327.1506 | 84.9335 | 0 | 0 | 0 | 953.381 | 0.0054722 | 0.002834 | 7.24e-05 | 0 | 0 | 0 | 0.0014972 | 5000000 | no RA
CB 558 | 19835.1374 | 19154.1862 | 0 | 680.9512 | 96.57% | 0% | 3.433% | 9773.5979 | 19074.7519 | 1113.9471 | 3021.886 | 5637.7648 | 2143.5081 | 6080.9538 | 10850.29 | 558 | 0.0040546 | 0.002588 | 0.0010384 | 4892008.4348 | 2144.0411 | 6778.9501 | 10912.1462 | 528792.2628 | 1671915.87 | 2691300.302 | 3887766.4054 | 443108.7023 | 1202053.4284 | 2242604.2747 | 732266.4798 | 82287.7873 | 233443.5935 | 416535.0991 |  | 1698 | CB 558 | 19835.1374 | 10061.5395 | 760.3855 | 19154.1862 | 9380.5882 | 79.4343 | 0 | 0 | 0 | 680.9512 | 2144.0411 | 1030.094 | 0.53302 | 2143.5081 | 1029.5609 | 0 | 0 | 0 | 0 | 0.53302 | 10912.1462 | 5274.3814 | 61.8562 | 10850.29 | 5212.5252 | 0 | 0 | 0 | 0 | 61.8562 | 6778.9501 | 3757.0641 | 697.9963 | 6160.3881 | 3138.5021 | 79.4343 | 0 | 0 | 0 | 618.562 | 0.0030564 | 0.0015898 | 4.02e-05 | 0 | 0 | 0 | 0.0009982 | 5000000 | no RA
CB 56 | 119493.594 | 11520.9618 | 103935.3906 | 4037.2416 | 9.641% | 86.98% | 3.379% | 52855.1798 | 108389.5416 | 51.6479 | 47171.6844 | 5631.8475 | 107.7696 | 96521.4198 | 11760.3522 | 56 | 0.023301 | 0.01485 | 0.0069502 | 5128348.3671 | 118.6135 | 106407.0515 | 12967.9289 | 5090.5783 | 4566708.6479 | 556549.1409 | 4487495.7372 | 4384.9969 | 4004957.1957 | 478153.5447 | 1597659.4014 | 1588.5219 | 1422723.5534 | 173347.3262 |  | 1699 | CB 56 | 119493.594 | 66638.4142 | 11104.0524 | 11520.9618 | 5115.3788 | 130.5524 | 103935.3906 | 57485.7939 | 6936.2584 | 4037.2416 | 118.6135 | 66.9656 | 10.8439 | 0.31745 | 0.12474 | 0 | 115.1359 | 63.6807 | 7.6837 | 3.1602 | 12967.9289 | 7336.0814 | 1207.5767 | 1.7144 | 0.68002 | 0 | 12599.4798 | 6968.6667 | 840.8421 | 366.7347 | 106407.0515 | 59235.3672 | 9885.6317 | 11518.9299 | 5114.574 | 130.5524 | 91220.7749 | 50453.4464 | 6087.7326 | 3667.3467 | 0.0072922 | 0.0032182 | 8.16e-05 | 0.010155 | 0.0057786 | 0.0010156 | 0.005853 | 5000000 | no RA
CB 560 | 2421.6133 | 2154.6757 | 0 | 266.9376 | 88.98% | 0% | 11.02% | 1141.9484 | 2071.7032 | 188.1825 | 0.31043 | 953.4554 | 341.1821 | 0.84609 | 1729.675 | 560 | 0.0011202 | 0.0008018 | 0.0004022 | 2161768.6581 | 355.1191 | 243.3411 | 1823.1531 | 317014.0084 | 217230.0493 | 1627524.6003 | 1595990.1184 | 263004.3908 | 433.8517 | 1332551.876 | 869990.2549 | 143275.8684 | 355.3068 | 726359.0796 |  | 1700 | CB 560 | 2421.6133 | 1279.6649 | 349.9101 | 2154.6757 | 1012.7273 | 82.9725 | 0 | 0 | 0 | 266.9376 | 355.1191 | 166.9366 | 13.937 | 354.9101 | 166.7276 | 13.7281 | 0 | 0 | 0 | 0.20895 | 1823.1531 | 869.6976 | 93.478 | 1798.905 | 845.4496 | 69.23 | 0 | 0 | 0 | 24.2481 | 243.3411 | 243.0307 | 242.495 | 0.86053 | 0.5501 | 0.014438 | 0 | 0 | 0 | 242.4806 | 0.0007286 | 0.0004102 | 1.06e-05 | 0 | 0 | 0 | 0.0003916 | 5000000 | no RA
CB 562 | 74871.3577 | 73902.8315 | 0 | 968.5262 | 98.71% | 0% | 1.294% | 37781.3915 | 73294.6097 | 20924.0971 | 6274.6211 | 10582.6733 | 40266.1198 | 12663.1496 | 20365.3403 | 562 | 0.0064962 | 0.0040118 | 0.001481 | 11525408.3485 | 40560.0859 | 13709.5435 | 20601.7283 | 6243663.3579 | 2110394.3105 | 3171350.6801 | 9245218.153 | 5120188.3973 | 1535418.3255 | 2589611.4301 | 1064650.934 | 584891.0611 | 183940.3217 | 295819.5513 |  | 1701 | CB 562 | 74871.3577 | 37089.9662 | 1576.748 | 73902.8315 | 36121.44 | 608.2218 | 0 | 0 | 0 | 968.5262 | 40560.0859 | 19635.9888 | 293.9661 | 40559.3278 | 19635.2307 | 293.208 | 0 | 0 | 0 | 0.75812 | 20601.7283 | 10019.055 | 236.388 | 20513.7494 | 9931.0761 | 148.4091 | 0 | 0 | 0 | 87.9789 | 13709.5435 | 7434.9224 | 1046.3939 | 12829.7543 | 6555.1332 | 166.6047 | 0 | 0 | 0 | 879.7892 | 0.0050812 | 0.0025968 | 6.6e-05 | 0 | 0 | 0 | 0.001415 | 5000000 | no RA
CB 563 | 4802.7472 | 4677.8114 | 0 | 124.9358 | 97.4% | 0% | 2.601% | 1620.7948 | 4595.5987 | 156.7466 | 856.3307 | 607.7174 | 439.2468 | 2453.6978 | 1702.6541 | 563 | 0.0006932 | 0.0005194 | 0.0001952 | 6928371.5863 | 447.5169 | 2609.56 | 1745.6703 | 645581.2802 | 3764512.3482 | 2518277.9578 | 6126207.9918 | 592464.0173 | 3236720.6381 | 2297023.3364 | 1061211.6092 | 101430.4869 | 566605.7385 | 393175.3839 |  | 1702 | CB 563 | 4802.7472 | 3181.9524 | 207.1485 | 4677.8114 | 3057.0167 | 82.2127 | 0 | 0 | 0 | 124.9358 | 447.5169 | 290.7703 | 8.2701 | 447.4191 | 290.6725 | 8.1723 | 0 | 0 | 0 | 0.097794 | 1745.6703 | 1137.9529 | 43.0162 | 1734.3214 | 1126.6039 | 31.6673 | 0 | 0 | 0 | 11.3489 | 2609.56 | 1753.2293 | 155.8622 | 2496.0709 | 1639.7402 | 42.3731 | 0 | 0 | 0 | 113.4891 | 0.0005066 | 0.0003328 | 8.6e-06 | 0 | 0 | 0 | 0.0001866 | 5000000 | no RA
CB 564 | 17752.9463 | 17363.813 | 0 | 389.1333 | 97.81% | 0% | 2.192% | 7379.5609 | 17002.4203 | 835.7754 | 2311.642 | 4232.1435 | 1995.159 | 4908.1778 | 10099.0836 | 564 | 0.002902 | 0.0017958 | 0.0005828 | 6117486.6664 | 2043.932 | 5329.7622 | 10379.2521 | 704318.3921 | 1836582.4256 | 3576585.8487 | 5776470.3449 | 654216.686 | 1809475.0652 | 3312778.5938 | 1287793.3459 | 151116.8637 | 371754.054 | 764922.4281 |  | 1703 | CB 564 | 17752.9463 | 10373.3854 | 750.526 | 17363.813 | 9984.2521 | 361.3927 | 0 | 0 | 0 | 389.1333 | 2043.932 | 1208.1566 | 48.773 | 2043.6274 | 1207.852 | 48.4684 | 0 | 0 | 0 | 0.3046 | 10379.2521 | 6147.1087 | 280.1685 | 10343.9041 | 6111.7606 | 244.8205 | 0 | 0 | 0 | 35.3481 | 5329.7622 | 3018.1202 | 421.5844 | 4976.2816 | 2664.6396 | 68.1038 | 0 | 0 | 0 | 353.4806 | 0.002351 | 0.0012448 | 3.18e-05 | 0 | 0 | 0 | 0.000551 | 5000000 | no RA
CB 567 | 11800.1797 | 11442.7066 | 0 | 357.4731 | 96.97% | 0% | 3.029% | 5546.5612 | 11265.2755 | 695.5503 | 1328.1072 | 3522.9037 | 1396.3833 | 2797.3732 | 7071.519 | 567 | 0.0023798 | 0.0015048 | 0.0005368 | 4958475.3854 | 1419.6034 | 3160.3439 | 7220.2325 | 596522.1378 | 1327987.1691 | 3033966.0785 | 4155780.5181 | 521143.4824 | 995088.9984 | 2639548.0373 | 996468.2857 | 123516.8812 | 247441.2355 | 625510.1691 |  | 1704 | CB 567 | 11800.1797 | 6253.6185 | 534.9042 | 11442.7066 | 5896.1454 | 177.4311 | 0 | 0 | 0 | 357.4731 | 1419.6034 | 724.0531 | 23.2201 | 1419.3236 | 723.7733 | 22.9402 | 0 | 0 | 0 | 0.27981 | 7220.2325 | 3697.3287 | 148.7135 | 7187.7604 | 3664.8566 | 116.2414 | 0 | 0 | 0 | 32.4721 | 3160.3439 | 1832.2367 | 362.9706 | 2835.6227 | 1507.5155 | 38.2495 | 0 | 0 | 0 | 324.7212 | 0.0018682 | 0.0009932 | 2.52e-05 | 0 | 0 | 0 | 0.0005116 | 5000000 | no RA
CB 57 | 224997.3089 | 32259.7205 | 186210.7238 | 6526.8646 | 14.34% | 82.76% | 2.901% | 101333.8026 | 205679.5333 | 101.2361 | 93781.2551 | 7451.3114 | 211.7729 | 189876.0433 | 15591.717 | 57 | 0.034392 | 0.021631 | 0.010632 | 6542064.7856 | 232.0276 | 207464.6283 | 17300.653 | 6746.4787 | 6032281.2106 | 503037.0962 | 5717010.2953 | 5711.5008 | 5290913.664 | 420385.1305 | 1816912.368 | 1870.7398 | 1677308.996 | 137732.6322 |  | 1705 | CB 57 | 224997.3089 | 123663.5063 | 19317.7757 | 32259.7205 | 13969.9369 | 351.5902 | 186210.7238 | 103166.7048 | 12439.3208 | 6526.8646 | 232.0276 | 130.7914 | 20.2546 | 0.19431 | 0.069968 | 0 | 226.7244 | 125.6126 | 15.1457 | 5.1089 | 17300.653 | 9849.3417 | 1708.936 | 1.041 | 0.39399 | 0 | 16706.7251 | 9256.0608 | 1116.0491 | 592.8869 | 207464.6283 | 113683.3732 | 17588.585 | 32258.4852 | 13969.4729 | 351.5902 | 169277.2743 | 93785.0315 | 11308.126 | 5928.8688 | 0.014905 | 0.006453 | 0.0001634 | 0.010021 | 0.005711 | 0.001002 | 0.0094668 | 5000000 | no RA
CB 570 | 6925.3392 | 4654.2714 | 0 | 2271.0678 | 67.21% | 0% | 32.79% | 2637.9564 | 4603.4125 | 0.034384 | 2637.7488 | 0.17322 | 0.10835 | 4602.7587 | 0.54543 | 570 | 0.0078126 | 0.0052718 | 0.0033796 | 886432.0697 | 1.886 | 6716.6086 | 206.8445 | 241.4092 | 859714.8991 | 26475.7613 | 813267.3493 | 10.6005 | 813203.3455 | 53.4034 | 687041.8709 | 16.1708 | 686944.2965 | 81.4035 |  | 1706 | CB 570 | 6925.3392 | 4287.3828 | 2321.9267 | 4654.2714 | 2016.315 | 50.8589 | 0 | 0 | 0 | 2271.0678 | 1.886 | 1.8516 | 1.7777 | 0.10835 | 0.073966 | 0 | 0 | 0 | 0 | 1.7777 | 206.8445 | 206.6713 | 206.2991 | 0.54543 | 0.37221 | 0 | 0 | 0 | 0 | 206.2991 | 6716.6086 | 4078.8599 | 2113.8499 | 4653.6176 | 2015.8688 | 50.8589 | 0 | 0 | 0 | 2062.991 | 0.0044818 | 0.001941 | 4.88e-05 | 0 | 0 | 0 | 0.0033308 | 5000000 | no RA
CB 572 | 3247.3151 | 1695.129 | 0 | 1552.186 | 52.2% | 0% | 47.8% | 960.3203 | 1676.3494 | 0.014393 | 960.2327 | 0.073269 | 0.023989 | 1676.2033 | 0.12207 | 572 | 0.0045428 | 0.0032304 | 0.0022518 | 714826.7702 | 1.239 | 3104.9566 | 141.1194 | 272.7319 | 683489.6209 | 31064.4175 | 707960.2337 | 10.611 | 707895.6079 | 54.0148 | 697648.853 | 9.9835 | 697588.0682 | 50.8012 |  | 1707 | CB 572 | 3247.3151 | 2286.9947 | 1570.9657 | 1695.129 | 734.8087 | 18.7797 | 0 | 0 | 0 | 1552.186 | 1.239 | 1.2246 | 1.215 | 0.023989 | 0.0095956 | 0 | 0 | 0 | 0 | 1.215 | 141.1194 | 141.0462 | 140.9974 | 0.12207 | 0.048799 | 0 | 0 | 0 | 0 | 140.9974 | 3104.9566 | 2144.724 | 1428.7533 | 1694.983 | 734.7503 | 18.7797 | 0 | 0 | 0 | 1409.9737 | 0.0023168 | 0.0010044 | 2.58e-05 | 0 | 0 | 0 | 0.002226 | 5000000 | no RA
CB 576 | 131315.7154 | 42992.4169 | 87727.2369 | 596.0616 | 32.74% | 66.81% | 0.4539% | 63255.6042 | 123492.1817 | 3699.4548 | 37451.2622 | 22104.8872 | 6281.5501 | 78464.9051 | 38745.7265 | 576 | 0.047237 | 0.027092 | 0.005321 | 2779909.8888 | 6320.273 | 85427.8378 | 39567.6046 | 133798.071 | 1808478.8286 | 837632.9893 | 2512221.9136 | 146925.3423 | 1487392.0319 | 877904.5394 | 1470312.6578 | 74788.8857 | 934212.527 | 461311.2451 |  | 1708 | CB 576 | 131315.7154 | 68060.1112 | 7823.5337 | 42992.4169 | 18550.7394 | 228.1179 | 87727.2369 | 48913.3103 | 6999.3542 | 596.0616 | 6320.273 | 2620.8182 | 38.7229 | 6145.1493 | 2522.9696 | 24.3212 | 174.6571 | 97.3821 | 13.9351 | 0.46657 | 39567.6046 | 17462.7174 | 821.8781 | 31470.2002 | 12923.9624 | 125.9983 | 8043.2593 | 4484.6099 | 641.7348 | 54.145 | 85427.8378 | 47976.5756 | 6962.9327 | 5377.0674 | 3103.8073 | 77.7984 | 79509.3205 | 44331.3183 | 6343.6843 | 541.45 | 0.0020202 | 0.0010624 | 2.66e-05 | 0.044359 | 0.025171 | 0.0044358 | 0.0008586 | 5000000 | no RA
CB 578 | 137285.8138 | 16506.2206 | 116621.643 | 4157.9502 | 12.02% | 84.95% | 3.029% | 61403.7981 | 125160.7956 | 59.5039 | 56325.9195 | 5018.3747 | 124.2848 | 114542.1594 | 10494.3514 | 578 | 0.025495 | 0.015792 | 0.0070628 | 5384855.4935 | 136.362 | 125527.246 | 11622.2058 | 5348.6213 | 4923641.1357 | 455865.7365 | 4805213.8956 | 4656.5352 | 4407839.5687 | 392717.7916 | 1716743.8127 | 1704.7289 | 1571095.3448 | 143943.739 |  | 1709 | CB 578 | 137285.8138 | 75882.0158 | 12125.0182 | 16506.2206 | 7144.6537 | 183.671 | 116621.643 | 64579.4119 | 7783.3971 | 4157.9502 | 136.362 | 76.8581 | 12.0772 | 1.0595 | 0.48178 | 0.0095956 | 132.0479 | 73.1217 | 8.813 | 3.2546 | 11622.2058 | 6603.8311 | 1127.8543 | 5.3763 | 2.4462 | 0.048611 | 11239.1299 | 6223.6852 | 750.1061 | 377.6996 | 125527.246 | 69201.3266 | 10985.0867 | 16499.7848 | 7141.7257 | 183.6128 | 105250.4653 | 58282.6049 | 7024.478 | 3776.9959 | 0.009446 | 0.0040896 | 0.0001048 | 0.010101 | 0.005754 | 0.00101 | 0.005948 | 5000000 | no RA
CB 579 | 48525.6748 | 10491.0798 | 36485.6682 | 1548.9267 | 21.62% | 75.19% | 3.192% | 22198.6493 | 44424.2564 | 20.6923 | 20465.6234 | 1712.3336 | 43.3357 | 40792.948 | 3587.9728 | 579 | 0.015297 | 0.0092776 | 0.0032618 | 3172234.7357 | 47.6443 | 44492.8713 | 3985.1592 | 3114.6185 | 2908601.1147 | 260519.0025 | 2837697.8376 | 2645.1333 | 2616161.67 | 218891.0344 | 1257409.5158 | 1226.5973 | 1154626.8888 | 101556.0297 |  | 1710 | CB 579 | 48525.6748 | 26327.0255 | 4101.4184 | 10491.0798 | 4542.6691 | 118.2512 | 36485.6682 | 20235.4297 | 2434.2405 | 1548.9267 | 47.6443 | 26.9521 | 4.3087 | 0.023989 | 0.0011994 | 0 | 46.4079 | 25.7384 | 3.0962 | 1.2124 | 3985.1592 | 2272.8256 | 397.1864 | 0.12489 | 0.006846 | 0 | 3844.333 | 2132.1175 | 256.4851 | 140.7013 | 44492.8713 | 24027.2478 | 3699.9233 | 10490.931 | 4542.661 | 118.2512 | 32594.9273 | 18077.5738 | 2174.6591 | 1407.013 | 0.0029002 | 0.0012558 | 3.26e-05 | 0.010186 | 0.0058112 | 0.0010186 | 0.0022106 | 5000000 | no RA
CB 580 | 14807.885 | 9221.9643 | 0 | 5585.9207 | 62.28% | 0% | 37.72% | 5060.585 | 9128.3233 | 113.6633 | 4371.8396 | 575.0821 | 188.4689 | 7985.9379 | 953.9165 | 580 | 0.021036 | 0.013855 | 0.0081818 | 703944.0264 | 192.8461 | 13153.684 | 1461.3549 | 9167.6042 | 625305.8648 | 69470.5574 | 703501.8825 | 15801.0071 | 607755.3082 | 79945.5672 | 694170.1937 | 14332.2562 | 607296.639 | 72541.2984 |  | 1711 | CB 580 | 14807.885 | 9747.3 | 5679.5617 | 9221.9643 | 4161.3793 | 93.641 | 0 | 0 | 0 | 5585.9207 | 192.8461 | 79.1828 | 4.3772 | 188.4737 | 74.8104 | 0.0047978 | 0 | 0 | 0 | 4.3724 | 1461.3549 | 886.2728 | 507.4383 | 953.9414 | 378.8593 | 0.024846 | 0 | 0 | 0 | 507.4135 | 13153.684 | 8781.8445 | 5167.7462 | 8079.5492 | 3707.7096 | 93.6114 | 0 | 0 | 0 | 5074.1348 | 0.013002 | 0.0058218 | 0.0001482 | 0 | 0 | 0 | 0.0080336 | 5000000 | no RA
CB 581 | 5604.1 | 2750.0957 | 0 | 2854.0043 | 49.07% | 0% | 50.93% | 1537.4518 | 2718.9628 | 162.7819 | 551.8053 | 822.8646 | 290.1285 | 962.6684 | 1466.1659 | 581 | 0.012283 | 0.007685 | 0.0042316 | 456233.6164 | 295.7237 | 3565.9276 | 1742.4487 | 24075.0697 | 290304.6057 | 141853.941 | 529166.9732 | 56026.9902 | 189922.8008 | 283217.1821 | 681807.6303 | 72752.6719 | 241398.9105 | 367656.0479 |  | 1712 | CB 581 | 5604.1 | 4066.6482 | 2885.1372 | 2750.0957 | 1212.6439 | 31.1329 | 0 | 0 | 0 | 2854.0043 | 295.7237 | 132.9418 | 5.5952 | 293.4897 | 130.7078 | 3.3613 | 0 | 0 | 0 | 2.234 | 1742.4487 | 919.5841 | 276.2828 | 1483.1969 | 660.3323 | 17.0309 | 0 | 0 | 0 | 259.2518 | 3565.9276 | 3014.1223 | 2603.2592 | 973.4091 | 421.6038 | 10.7407 | 0 | 0 | 0 | 2592.5185 | 0.0081412 | 0.0035428 | 8.94e-05 | 0 | 0 | 0 | 0.0041422 | 5000000 | no RA
CB 582 | 1214.6411 | 1001.8591 | 0 | 212.782 | 82.48% | 0% | 17.52% | 568.3683 | 990.7048 | 0 | 568.3683 | 0 | 0.047578 | 990.4183 | 0.23889 | 582 | 0.0009004 | 0.0005638 | 0.0003132 | 1349001.7029 | 0.21413 | 1194.8594 | 19.5676 | 237.8206 | 1327031.7982 | 21732.084 | 1146280.2329 | 0 | 1146280.2329 | 0 | 714994.7987 | 34.3373 | 714788.0516 | 172.4098 |  | 1713 | CB 582 | 1214.6411 | 646.2728 | 223.9364 | 1001.8591 | 433.4908 | 11.1544 | 0 | 0 | 0 | 212.782 | 0.21413 | 0.21413 | 0.16656 | 0.047578 | 0.047578 | 0 | 0 | 0 | 0 | 0.16656 | 19.5676 | 19.5676 | 19.3287 | 0.23889 | 0.23889 | 0 | 0 | 0 | 0 | 19.3287 | 1194.8594 | 626.4911 | 204.4411 | 1001.5727 | 433.2043 | 11.1544 | 0 | 0 | 0 | 193.2868 | 0.0005938 | 0.0002572 | 6.6e-06 | 0 | 0 | 0 | 0.0003066 | 5000000 | no RA
CB 588 | 5472.2366 | 5231.5462 | 0 | 240.6904 | 95.6% | 0% | 4.398% | 3036.7774 | 5219.0851 | 559.8487 | 133.4173 | 2343.5114 | 961.9434 | 232.852 | 4024.2896 | 588 | 0.0014694 | 0.0008346 | 0.0003616 | 3724129.9908 | 963.9889 | 454.0458 | 4054.2019 | 656042.5513 | 309000.8123 | 2759086.6272 | 2918115.4802 | 537972.6469 | 128204.0375 | 2251938.7958 | 700087.2421 | 129034.9409 | 31234.7367 | 539817.5646 |  | 1714 | CB 588 | 5472.2366 | 2435.4592 | 253.1515 | 5231.5462 | 2194.7688 | 12.4612 | 0 | 0 | 0 | 240.6904 | 963.9889 | 404.1402 | 2.0455 | 963.8005 | 403.9518 | 1.8571 | 0 | 0 | 0 | 0.1884 | 4054.2019 | 1710.6905 | 29.9123 | 4032.3381 | 1688.8267 | 8.0485 | 0 | 0 | 0 | 21.8638 | 454.0458 | 320.6285 | 221.1937 | 235.4076 | 101.9903 | 2.5556 | 0 | 0 | 0 | 218.6381 | 0.00112 | 0.0004852 | 1.22e-05 | 0 | 0 | 0 | 0.0003494 | 5000000 | no RA
CB 589 | 31389.3137 | 30480.0884 | 0 | 909.2254 | 97.1% | 0% | 2.897% | 11445.9839 | 30194.1813 | 2000.6901 | 2571.4245 | 6873.8693 | 5024.8612 | 7905.5694 | 17263.7507 | 589 | 0.0061356 | 0.0041592 | 0.0014246 | 5115932.2224 | 5058.6678 | 8870.3977 | 17460.2482 | 824478.0963 | 1445726.2054 | 2845727.9207 | 4794991.782 | 838136.1346 | 1077230.1966 | 2879625.4507 | 838924.9198 | 139612.3724 | 219650.9028 | 479661.6445 |  | 1715 | CB 589 | 31389.3137 | 19943.3298 | 1195.1324 | 30480.0884 | 19034.1045 | 285.9071 | 0 | 0 | 0 | 909.2254 | 5058.6678 | 3057.9777 | 33.8066 | 5057.9561 | 3057.266 | 33.0949 | 0 | 0 | 0 | 0.7117 | 17460.2482 | 10586.379 | 196.4975 | 17377.6561 | 10503.7868 | 113.9054 | 0 | 0 | 0 | 82.5922 | 8870.3977 | 6298.9732 | 964.8283 | 8044.4762 | 5473.0517 | 138.9068 | 0 | 0 | 0 | 825.9215 | 0.0047822 | 0.0028058 | 7.12e-05 | 0 | 0 | 0 | 0.0013534 | 5000000 | no RA
CB 59 | 21687.5297 | 21197.5804 | 151.9061 | 338.0433 | 97.74% | 0.7004% | 1.559% | 5704.4946 | 20969.9467 | 575.4612 | 2768.865 | 2360.1684 | 2201.4672 | 9766.276 | 9002.2035 | 59 | 0.0099342 | 0.0061784 | 0.0012728 | 2183117.8862 | 2238.7567 | 10262.7003 | 9186.0728 | 225358.5279 | 1033067.6114 | 924691.7469 | 2586921.3924 | 260964.9075 | 1255647.7899 | 1070308.695 | 563783.0017 | 59187.0739 | 262569.1169 | 242026.8109 |  | 1716 | CB 59 | 21687.5297 | 15983.0351 | 717.583 | 21197.5804 | 15561.1213 | 369.3698 | 151.9061 | 83.8705 | 10.1699 | 338.0433 | 2238.7567 | 1663.2955 | 37.2895 | 2238.3888 | 1662.9739 | 37.018 | 0.10324 | 0.057 | 0.0069116 | 0.2646 | 9186.0728 | 6825.9043 | 183.8692 | 9123.3694 | 6777.5314 | 151.02 | 31.9962 | 17.6658 | 2.1421 | 30.7072 | 10262.7003 | 7493.8353 | 496.4243 | 9835.8221 | 7120.616 | 181.3319 | 119.8066 | 66.1477 | 8.0209 | 307.0715 | 0.0020612 | 0.0014922 | 3.8e-05 | 0.0073758 | 0.004189 | 0.0007376 | 0.0004972 | 5000000 | no RA
CB 590 | 550931.5045 | 117812.0546 | 431923.1763 | 1196.2736 | 21.38% | 78.4% | 0.2171% | 236242.5988 | 514319.0889 | 8180.6492 | 180532.4414 | 47529.5082 | 20724.9417 | 380666.3744 | 112927.7728 | 590 | 0.042337 | 0.025143 | 0.0053486 | 13013064.3903 | 21116.0286 | 412421.8767 | 117393.5991 | 498762.9828 | 9741451.3307 | 2772850.0769 | 12515964.9078 | 433404.9797 | 9564480.378 | 2518079.5502 | 6845233.4323 | 275834.724 | 5066407.7003 | 1502991.0079 |  | 1717 | CB 590 | 550931.5045 | 314688.9057 | 36612.4155 | 117812.0546 | 73297.2296 | 1965.7806 | 431923.1763 | 240195.4025 | 33450.3614 | 1196.2736 | 21116.0286 | 12935.3794 | 391.0869 | 20489.0306 | 12586.2859 | 341.6651 | 626.0616 | 348.1571 | 48.4854 | 0.93639 | 117393.5991 | 69864.0909 | 4465.8263 | 77769.2089 | 47780.4627 | 1296.8576 | 39515.7232 | 21974.9612 | 3060.3017 | 108.667 | 412421.8767 | 231889.4353 | 31755.5023 | 19553.815 | 12930.4809 | 327.2579 | 391781.3915 | 217872.2842 | 30341.5742 | 1086.6702 | 0.0054792 | 0.003493 | 8.84e-05 | 0.035108 | 0.019901 | 0.0035108 | 0.0017494 | 5000000 | no RA
CB 591 | 286310.0794 | 185119.4572 | 95254.9105 | 5935.7117 | 64.66% | 33.27% | 2.073% | 133922.6451 | 270292.3849 | 20877.3257 | 53978.7247 | 59066.5947 | 41715.5326 | 110259.0322 | 118317.8201 | 591 | 0.066615 | 0.03993 | 0.012439 | 4298007.9358 | 42366.8573 | 122712.1452 | 121231.077 | 635999.5748 | 1842120.874 | 1819887.4869 | 3816364.4953 | 594936.6114 | 1538219.9799 | 1683207.904 | 1287678.8346 | 198733.7101 | 525276.4414 | 563668.6831 |  | 1718 | CB 591 | 286310.0794 | 152387.4343 | 16017.6946 | 185119.4572 | 93457.6051 | 2695.5426 | 95254.9105 | 52994.1175 | 7386.4402 | 5935.7117 | 42366.8573 | 21489.5315 | 651.3246 | 42152.294 | 21368.1001 | 630.4006 | 209.9171 | 116.7853 | 16.2778 | 4.6462 | 121231.077 | 62164.4823 | 2913.2569 | 111611.2694 | 56573.3824 | 1669.9222 | 9080.6198 | 5051.9121 | 704.147 | 539.1878 | 122712.1452 | 68733.4205 | 12453.113 | 31355.8939 | 15516.1226 | 395.2198 | 85964.3736 | 47825.4201 | 6666.0154 | 5391.8777 | 0.02218 | 0.011024 | 0.0002798 | 0.035861 | 0.020333 | 0.003586 | 0.0085734 | 5000000 | no RA
CB 595 | 982.2747 | 608.2783 | 0 | 373.9964 | 61.93% | 0% | 38.07% | 344.5868 | 600.9645 | 0.4366 | 341.9526 | 2.1976 | 0.62931 | 597.1661 | 3.1692 | 595 | 0.0014016 | 0.0009762 | 0.000536 | 700823.8434 | 0.92206 | 944.2104 | 37.1422 | 657.8603 | 673666.1205 | 26499.8627 | 653234.9401 | 827.6632 | 648241.3071 | 4165.9698 | 711399.5352 | 744.9543 | 706903.0587 | 3751.5222 |  | 1719 | CB 595 | 982.2747 | 637.6879 | 381.3102 | 608.2783 | 263.6916 | 7.3138 | 0 | 0 | 0 | 373.9964 | 0.92206 | 0.48546 | 0.29275 | 0.62931 | 0.19271 | 0 | 0 | 0 | 0 | 0.29275 | 37.1422 | 34.9446 | 33.9731 | 3.1692 | 0.97157 | 0 | 0 | 0 | 0 | 33.9731 | 944.2104 | 602.2579 | 347.0443 | 604.4799 | 262.5273 | 7.3138 | 0 | 0 | 0 | 339.7306 | 0.0008772 | 0.0004518 | 1.16e-05 | 0 | 0 | 0 | 0.0005244 | 5000000 | no RA
CB 596 | 57504.5713 | 56481.6527 | 0 | 1022.9186 | 98.22% | 0% | 1.779% | 11874.5695 | 55377.7543 | 1417.3321 | 3271.3047 | 7185.9327 | 6973.3308 | 13062.8356 | 35341.5878 | 596 | 0.0060594 | 0.0049396 | 0.0015798 | 9490142.7991 | 7114.2453 | 14247.0887 | 36143.2372 | 1174084.1208 | 2351237.5333 | 5964821.145 | 9237590.4549 | 1102585.9731 | 2544847.8751 | 5590156.6067 | 1346257.1288 | 169524.6849 | 317563.1761 | 859169.2678 |  | 1720 | CB 596 | 57504.5713 | 45630.0018 | 2126.817 | 56481.6527 | 44607.0832 | 1103.8984 | 0 | 0 | 0 | 1022.9186 | 7114.2453 | 5696.9132 | 140.9145 | 7113.4446 | 5696.1125 | 140.1138 | 0 | 0 | 0 | 0.80069 | 36143.2372 | 28957.3046 | 801.6494 | 36050.3174 | 28864.3848 | 708.7296 | 0 | 0 | 0 | 92.9198 | 14247.0887 | 10975.784 | 1184.2531 | 13317.8906 | 10046.586 | 255.0551 | 0 | 0 | 0 | 929.1981 | 0.0045672 | 0.0034474 | 8.76e-05 | 0 | 0 | 0 | 0.0014922 | 5000000 | no RA
CB 597 | 48992.1003 | 48273.9006 | 0 | 718.1997 | 98.53% | 0% | 1.466% | 12974.722 | 47089.7736 | 1552.9886 | 3557.9087 | 7863.8247 | 5367.3346 | 14520.3935 | 27202.0455 | 597 | 0.0040332 | 0.0033112 | 0.0010866 | 12147203.2877 | 5515.4502 | 15459.596 | 28017.0541 | 1367512.188 | 3833084.3981 | 6946606.7016 | 10877439.6763 | 1301957.7558 | 2982795.1135 | 6592686.8071 | 1750714.7978 | 199548.0406 | 539842.6418 | 1011324.1153 |  | 1721 | CB 597 | 48992.1003 | 36017.3783 | 1902.3267 | 48273.9006 | 35299.1786 | 1184.127 | 0 | 0 | 0 | 718.1997 | 5515.4502 | 3962.4615 | 148.1156 | 5514.888 | 3961.8994 | 147.5534 | 0 | 0 | 0 | 0.56217 | 28017.0541 | 20153.2294 | 815.0086 | 27951.8144 | 20087.9897 | 749.7689 | 0 | 0 | 0 | 65.2398 | 15459.596 | 11901.6873 | 939.2025 | 14807.1982 | 11249.2895 | 286.8047 | 0 | 0 | 0 | 652.3977 | 0.0030048 | 0.0022828 | 5.82e-05 | 0 | 0 | 0 | 0.0010284 | 5000000 | no RA
CB 598 | 5971.4402 | 5207.1917 | 0 | 764.2485 | 87.2% | 0% | 12.8% | 3033.3237 | 5175.0371 | 446.4114 | 325.6209 | 2261.2914 | 759.9055 | 568.0799 | 3847.0517 | 598 | 0.0027812 | 0.0018266 | 0.0011158 | 2147073.2748 | 764.8373 | 1268.3109 | 3938.2919 | 275002.6268 | 456030.1096 | 1416040.5384 | 1608516.63 | 236723.8573 | 172670.8835 | 1199121.8892 | 713750.745 | 104807.5778 | 78350.6408 | 530592.5264 |  | 1722 | CB 598 | 5971.4402 | 2938.1165 | 796.4031 | 5207.1917 | 2173.868 | 32.1546 | 0 | 0 | 0 | 764.2485 | 764.8373 | 318.4259 | 4.9318 | 764.2391 | 317.8277 | 4.3336 | 0 | 0 | 0 | 0.59822 | 3938.2919 | 1677.0005 | 91.2402 | 3868.8692 | 1607.5778 | 21.8175 | 0 | 0 | 0 | 69.4228 | 1268.3109 | 942.69 | 700.231 | 574.0834 | 248.4625 | 6.0035 | 0 | 0 | 0 | 694.2275 | 0.001683 | 0.0007284 | 1.76e-05 | 0 | 0 | 0 | 0.0010982 | 5000000 | no RA
CB 599 | 599937.8907 | 591914.489 | 0 | 8023.4017 | 98.66% | 0% | 1.337% | 319722.6153 | 582219.4499 | 68825.7557 | 6970.6964 | 243926.1633 | 124391.4078 | 16979.9753 | 440848.0668 | 599 | 0.043095 | 0.026473 | 0.012104 | 13921416.8526 | 126350.7643 | 25089.0891 | 448498.0374 | 2931939.5999 | 582186.3774 | 10407290.8753 | 10585105.9359 | 2278624.9075 | 230779.9197 | 8075701.1088 | 1463825.8484 | 312746.9514 | 42691.337 | 1108387.56 |  | 1723 | CB 599 | 599937.8907 | 280215.2754 | 17718.4408 | 591914.489 | 272191.8737 | 9695.0391 | 0 | 0 | 0 | 8023.4017 | 126350.7643 | 57525.0086 | 1959.3565 | 126344.4839 | 57518.7283 | 1953.0762 | 0 | 0 | 0 | 6.2803 | 448498.0374 | 204571.8741 | 7649.9706 | 447769.2081 | 203843.0449 | 6921.1413 | 0 | 0 | 0 | 728.8292 | 25089.0891 | 18118.3927 | 8109.1138 | 17800.7969 | 10830.1005 | 820.8216 | 0 | 0 | 0 | 7288.2922 | 0.031497 | 0.014875 | 0.0005068 | 0 | 0 | 0 | 0.011597 | 5000000 | no RA
CB 60 | 9012.274 | 7250.0283 | 0 | 1762.2458 | 80.45% | 0% | 19.55% | 4159.6992 | 7158.6546 | 110.1753 | 3493.1601 | 556.3638 | 175.7831 | 6094.9284 | 887.9432 | 60 | 0.0090716 | 0.005374 | 0.002622 | 993460.2531 | 181.1982 | 7762.6141 | 1068.4617 | 19974.2325 | 855705.0696 | 117780.951 | 902972.6146 | 23916.4589 | 758282.6876 | 120773.4681 | 706948.6614 | 17359.3552 | 601901.0076 | 87688.2985 |  | 1724 | CB 60 | 9012.274 | 4852.5748 | 1853.6194 | 7250.0283 | 3090.3291 | 91.3736 | 0 | 0 | 0 | 1762.2458 | 181.1982 | 71.023 | 5.4151 | 179.8188 | 69.6435 | 4.0357 | 0 | 0 | 0 | 1.3794 | 1068.4617 | 512.0978 | 180.5185 | 908.3829 | 352.0191 | 20.4397 | 0 | 0 | 0 | 160.0788 | 7762.6141 | 4269.454 | 1667.6858 | 6161.8265 | 2668.6664 | 66.8982 | 0 | 0 | 0 | 1600.7876 | 0.0065212 | 0.0028236 | 7.16e-05 | 0 | 0 | 0 | 0.0025504 | 5000000 | no RA
CB 61 | 174378.4825 | 25912.052 | 141943.0055 | 6523.425 | 14.86% | 81.4% | 3.741% | 76077.5112 | 158077.0994 | 472.9455 | 66835.6084 | 8768.9573 | 1037.5153 | 138476.6712 | 18562.9129 | 61 | 0.035306 | 0.02218 | 0.0106 | 4939032.8757 | 1062.7891 | 153053.2533 | 20262.4402 | 30102.0524 | 4335024.8194 | 573906.0039 | 4432004.4049 | 27552.1164 | 3893604.1184 | 510848.17 | 1537866.329 | 10093.5544 | 1347181.9181 | 180590.8565 |  | 1725 | CB 61 | 174378.4825 | 98300.9713 | 16301.3831 | 25912.052 | 13058.4908 | 306.4241 | 141943.0055 | 78719.0556 | 9471.534 | 6523.425 | 1062.7891 | 589.8436 | 25.2738 | 886.3678 | 489.7291 | 8.7361 | 171.3151 | 95.0083 | 11.4315 | 5.1062 | 20262.4402 | 11493.4829 | 1699.5272 | 3612.7206 | 1995.9025 | 35.496 | 16057.1452 | 8905.0059 | 1071.4568 | 592.5744 | 153053.2533 | 86217.6448 | 14576.5821 | 21412.9637 | 10572.8591 | 262.192 | 125714.5453 | 69719.0414 | 8388.6458 | 5925.7443 | 0.015844 | 0.0070322 | 0.0001782 | 0.010045 | 0.0057302 | 0.0010044 | 0.0094174 | 5000000 | no RA
CB 62 | 82948.9245 | 11793.4201 | 69637.1423 | 1518.3621 | 14.22% | 83.95% | 1.83% | 36499.9635 | 76515.7078 | 221.738 | 31971.4418 | 4306.7837 | 439.9701 | 67171.0305 | 8904.7072 | 62 | 0.016405 | 0.010056 | 0.0032524 | 5056319.6867 | 469.9585 | 72813.1869 | 9665.7791 | 28647.2726 | 4438475.2736 | 589197.1404 | 4619121.4005 | 28061.2491 | 4046030.6554 | 545029.496 | 1977990.6223 | 11373.5692 | 1736423.4396 | 230193.6134 |  | 1726 | CB 62 | 82948.9245 | 46448.961 | 6433.2167 | 11793.4201 | 6295.2331 | 267.246 | 69637.1423 | 38635.3658 | 4647.6086 | 1518.3621 | 469.9585 | 248.2205 | 29.9884 | 382.769 | 199.3179 | 23.0602 | 86.001 | 47.7142 | 5.7397 | 1.1885 | 9665.7791 | 5358.9954 | 761.0719 | 1932.2768 | 1006.9701 | 116.2154 | 7595.5774 | 4214.1005 | 506.9316 | 137.9249 | 72813.1869 | 40841.745 | 5642.1563 | 9478.3743 | 5088.9451 | 127.9704 | 61955.5639 | 34373.5512 | 4134.9372 | 1379.2487 | 0.0040876 | 0.0020878 | 5.28e-05 | 0.010131 | 0.0057814 | 0.001013 | 0.0021866 | 5000000 | no RA
CB 63 | 154425.9584 | 30394.5065 | 122246.7103 | 1784.7415 | 19.68% | 79.16% | 1.156% | 71689.5802 | 144224.8412 | 1848.4907 | 56918.8278 | 12922.2617 | 3288.2147 | 116405.7074 | 24530.9191 | 63 | 0.019218 | 0.011161 | 0.0036566 | 8035401.7741 | 3320.818 | 125539.9641 | 25565.1763 | 172795.4735 | 6532347.6773 | 1330258.6233 | 7413255.3933 | 191148.1964 | 5885845.699 | 1336261.498 | 2789782.0764 | 63604.8717 | 2251668.6678 | 474508.537 |  | 1727 | CB 63 | 154425.9584 | 82736.3781 | 10201.1171 | 30394.5065 | 13242.5184 | 261.4182 | 122246.7103 | 67709.1182 | 8154.9574 | 1784.7415 | 3320.818 | 1472.3272 | 32.6032 | 3167.8178 | 1386.9614 | 21.0929 | 151.6031 | 83.9688 | 10.1133 | 1.397 | 25565.1763 | 12642.9146 | 1034.2572 | 13696.6074 | 5996.9109 | 91.2094 | 11706.4467 | 6483.8815 | 780.9255 | 162.1222 | 125539.9641 | 68621.1363 | 9134.2567 | 13530.0813 | 5858.6461 | 149.1158 | 110388.6605 | 61141.2679 | 7363.9186 | 1621.2223 | 0.0065658 | 0.002843 | 7.22e-05 | 0.010076 | 0.0057408 | 0.0010076 | 0.0025768 | 5000000 | no RA
CB 64 | 83963.0808 | 13968.8363 | 67727.2952 | 2266.9492 | 16.64% | 80.66% | 2.7% | 35155.6621 | 76895.5644 | 469.1833 | 29970.8412 | 4715.6375 | 1185.3957 | 64819.78 | 10890.3887 | 64 | 0.017938 | 0.011281 | 0.0040496 | 4680685.9531 | 1212.3471 | 71174.8036 | 11575.9301 | 67584.656 | 3967778.4619 | 645322.8352 | 4326438.5551 | 57740.1419 | 3688367.5406 | 580330.8726 | 1745238.1315 | 26903.9937 | 1471163.5532 | 247170.5846 |  | 1728 | CB 64 | 83963.0808 | 48807.4186 | 7067.5163 | 13968.8363 | 9083.0933 | 243.9907 | 67727.2952 | 37457.376 | 4556.5764 | 2266.9492 | 1212.3471 | 743.1637 | 26.9514 | 1126.862 | 695.0921 | 19.545 | 83.7107 | 46.2972 | 5.6319 | 1.7745 | 11575.9301 | 6860.2925 | 685.5414 | 5714.0582 | 3526.2797 | 99.094 | 5655.9469 | 3128.0878 | 380.5224 | 205.925 | 71174.8036 | 41203.9624 | 6355.0236 | 7127.9161 | 4861.7215 | 125.3517 | 61987.6377 | 34282.991 | 4170.4221 | 2059.2498 | 0.0073962 | 0.003898 | 0.0001 | 0.0073248 | 0.004166 | 0.0007324 | 0.0032172 | 5000000 | no RA
CB 65 | 116458.7414 | 46283.9827 | 65788.8761 | 4385.8825 | 39.74% | 56.49% | 3.766% | 55433.2473 | 106999.8147 | 2973.7358 | 36603.9592 | 15855.5524 | 5049.4224 | 74084.2545 | 27866.1378 | 65 | 0.027671 | 0.016704 | 0.0073028 | 4208632.0663 | 5137.5249 | 82313.9583 | 29007.2582 | 185661.9068 | 2974694.3867 | 1048275.7728 | 3653346.146 | 195985.0241 | 2412395.801 | 1044965.3209 | 1295246.5738 | 61123.9097 | 896799.467 | 337323.1971 |  | 1729 | CB 65 | 116458.7414 | 61025.494 | 9458.9267 | 46283.9827 | 20185.55 | 646.9196 | 65788.8761 | 36454.0615 | 4426.1245 | 4385.8825 | 5137.5249 | 2163.7891 | 88.1025 | 5037.0117 | 2106.5632 | 78.1381 | 97.0802 | 53.7928 | 6.5313 | 3.4331 | 29007.2582 | 13151.7059 | 1141.1204 | 22820.2803 | 9545.8137 | 353.274 | 5788.5734 | 3207.4877 | 389.4419 | 398.4045 | 82313.9583 | 45709.9991 | 8229.7038 | 18426.6907 | 8533.1731 | 215.5076 | 59903.2226 | 33192.781 | 4030.1512 | 3984.045 | 0.013926 | 0.0061128 | 0.0001556 | 0.0073318 | 0.0041772 | 0.0007332 | 0.006414 | 5000000 | no RA
CB 66 | 231751.5656 | 173053.3021 | 53507.9165 | 5190.3469 | 74.67% | 23.09% | 2.24% | 123144.2558 | 221618.6712 | 18206.7688 | 27199.9878 | 77737.4993 | 31474.3922 | 54621.1258 | 135523.1532 | 66 | 0.036366 | 0.021333 | 0.0086182 | 6372753.8239 | 31726.9495 | 62547.0113 | 137477.6047 | 872434.4037 | 1719931.0161 | 3780388.4041 | 5091142.6524 | 752720.9173 | 1124526.8152 | 3213894.92 | 1175755.3056 | 166981.3444 | 289781.8947 | 718992.0666 |  | 1730 | CB 66 | 231751.5656 | 108607.3097 | 10132.8944 | 173053.3021 | 73773.0869 | 1371.917 | 53507.9165 | 29643.8759 | 3570.6304 | 5190.3469 | 31726.9495 | 13520.1807 | 252.5573 | 31651.1852 | 13476.3947 | 243.7098 | 71.7015 | 39.7233 | 4.7847 | 4.0628 | 137477.6047 | 59740.1054 | 1954.4515 | 129760.5169 | 55254.4922 | 999.4654 | 7245.6074 | 4014.1329 | 483.5058 | 471.4804 | 62547.0113 | 35347.0236 | 7925.8856 | 11641.6 | 5042.2001 | 128.7418 | 46190.6075 | 25590.0197 | 3082.34 | 4714.8038 | 0.018797 | 0.0081396 | 0.0002064 | 0.010174 | 0.0057986 | 0.0010174 | 0.0073944 | 5000000 | no RA
CB 67 | 2380.0378 | 2305.5299 | 0 | 74.5079 | 96.87% | 0% | 3.131% | 538.1694 | 2303.0194 | 78.2025 | 30.7051 | 429.2619 | 332.7603 | 125.1376 | 1845.1215 | 67 | 0.0002312 | 0.0001994 | 0.0001016 | 10294280.9704 | 332.8186 | 195.3295 | 1851.8896 | 1439526.9076 | 844850.7443 | 8009903.3185 | 9237053.0423 | 1342254.3227 | 527016.7695 | 7367781.9501 | 758054.5348 | 109530.3201 | 41189.8979 | 607334.3167 |  | 1731 | CB 67 | 2380.0378 | 1841.8684 | 77.0183 | 2305.5299 | 1767.3605 | 2.5105 | 0 | 0 | 0 | 74.5079 | 332.8186 | 254.6162 | 0.058321 | 332.7603 | 254.5578 | 0 | 0 | 0 | 0 | 0.058321 | 1851.8896 | 1422.6278 | 6.7681 | 1845.1215 | 1415.8596 | 0 | 0 | 0 | 0 | 6.7681 | 195.3295 | 164.6244 | 70.1919 | 127.6481 | 96.943 | 2.5105 | 0 | 0 | 0 | 67.6814 | 0.0001322 | 0.0001004 | 2.6e-06 | 0 | 0 | 0 | 9.9e-05 | 5000000 | no RA
CB 68 | 41980.307 | 39077.5925 | 1932.9181 | 969.7964 | 93.09% | 4.604% | 2.31% | 22276.5441 | 40657.3702 | 2732.1732 | 8997.5981 | 10546.7727 | 4907.008 | 16781.7234 | 18968.6388 | 68 | 0.015716 | 0.0091196 | 0.002489 | 2671182.6784 | 4916.7461 | 17960.6723 | 19102.8886 | 312849.7116 | 1142827.1999 | 1215505.7668 | 2160595.0772 | 264992.6323 | 872674.2405 | 1022928.2044 | 531513.3867 | 64149.2652 | 219387.3 | 247976.8216 |  | 1732 | CB 68 | 41980.307 | 19703.7629 | 1322.9368 | 39077.5925 | 17663.3439 | 224.254 | 1932.9181 | 1070.6226 | 128.8864 | 969.7964 | 4916.7461 | 2184.5728 | 9.7381 | 4912.5508 | 2181.9105 | 8.7499 | 3.4362 | 1.9033 | 0.22912 | 0.75911 | 19102.8886 | 8556.1159 | 134.2499 | 18829.9052 | 8365.6135 | 33.8272 | 184.8892 | 102.4081 | 12.3284 | 88.0943 | 17960.6723 | 8963.0742 | 1178.9488 | 15335.1365 | 7115.82 | 181.6769 | 1744.5928 | 966.3112 | 116.3289 | 880.943 | 0.0040686 | 0.0018726 | 4.78e-05 | 0.010229 | 0.0058286 | 0.0010228 | 0.0014184 | 5000000 | no RA
CB 69 | 18805.3244 | 14926.7657 | 2879.5928 | 998.9659 | 79.38% | 15.31% | 5.312% | 4958.5377 | 17449.554 | 522.0224 | 2099.6859 | 2336.8293 | 2187.9831 | 5994.9829 | 9266.588 | 69 | 0.011719 | 0.0074838 | 0.0022268 | 1604659.3975 | 2207.1011 | 7129.6457 | 9468.5775 | 188332.0658 | 608373.0738 | 807954.2579 | 1850234.7374 | 194788.081 | 783479.3357 | 871967.3207 | 608842.4636 | 76342.1833 | 209174.4083 | 323325.872 |  | 1733 | CB 69 | 18805.3244 | 13846.7867 | 1355.7704 | 14926.7657 | 11254.2983 | 163.6903 | 2879.5928 | 1593.5225 | 193.1142 | 998.9659 | 2207.1011 | 1685.0787 | 19.118 | 2199.4304 | 1680.4846 | 17.8741 | 6.8888 | 3.8121 | 0.46198 | 0.78194 | 9468.5775 | 7131.7482 | 201.9895 | 8789.232 | 6715.2811 | 71.7722 | 588.6015 | 325.7231 | 39.4734 | 90.744 | 7129.6457 | 5029.9598 | 1134.6629 | 3938.1032 | 2858.5325 | 74.0441 | 2284.1025 | 1263.9873 | 153.1788 | 907.44 | 0.0028786 | 0.0018318 | 4.72e-05 | 0.007401 | 0.0042124 | 0.00074 | 0.0014396 | 5000000 | no RA
CB 70 | 13967.7283 | 10105.5814 | 0 | 3862.1469 | 72.35% | 0% | 27.65% | 3967.8377 | 9942.9346 | 13.8968 | 3883.2741 | 70.6668 | 22.8347 | 9804.0042 | 116.0957 | 70 | 0.016758 | 0.011243 | 0.0057498 | 833496.1381 | 27.0221 | 13467.8753 | 472.831 | 1612.4872 | 803668.4122 | 28215.2387 | 889448.4102 | 3115.1704 | 870492.2519 | 15840.9878 | 699988.4595 | 1607.5757 | 690207.6776 | 8173.2062 |  | 1734 | CB 70 | 13967.7283 | 9999.8906 | 4024.7936 | 10105.5814 | 6137.7437 | 162.6467 | 0 | 0 | 0 | 3862.1469 | 27.0221 | 13.1253 | 4.1874 | 23.999 | 10.1022 | 1.1643 | 0 | 0 | 0 | 3.0231 | 472.831 | 402.1642 | 356.7353 | 122.0015 | 51.3347 | 5.9058 | 0 | 0 | 0 | 350.8294 | 13467.8753 | 9584.6012 | 3663.871 | 9959.5809 | 6076.3068 | 155.5766 | 0 | 0 | 0 | 3508.2944 | 0.011151 | 0.0056362 | 0.0001432 | 0 | 0 | 0 | 0.0056066 | 5000000 | no RA
CB 700 | 2875.7007 | 2590.0927 | 0 | 285.6081 | 90.07% | 0% | 9.932% | 472.5789 | 2581.1569 | 75.5049 | 12.316 | 384.7581 | 415.8329 | 50.2727 | 2115.0513 | 700 | 0.0015946 | 0.0013164 | 0.000459 | 1803399.435 | 417.3511 | 310.6964 | 2147.6532 | 261727.7771 | 194842.8694 | 1346828.7884 | 1825525.5447 | 291667.7663 | 47575.3155 | 1486282.4629 | 641707.6062 | 103381.2246 | 12498.4173 | 525827.9643 |  | 1735 | CB 700 | 2875.7007 | 2403.1218 | 294.5438 | 2590.0927 | 2117.5137 | 8.9357 | 0 | 0 | 0 | 285.6081 | 417.3511 | 341.8463 | 1.5182 | 417.1276 | 341.6227 | 1.2946 | 0 | 0 | 0 | 0.22356 | 2147.6532 | 1762.8951 | 32.6019 | 2121.7091 | 1736.951 | 6.6578 | 0 | 0 | 0 | 25.944 | 310.6964 | 298.3805 | 260.4237 | 51.256 | 38.94 | 0.98326 | 0 | 0 | 0 | 259.4405 | 0.0011578 | 0.0008796 | 2.22e-05 | 0 | 0 | 0 | 0.0004368 | 5000000 | no RA
CB 701 | 153009.8615 | 55465.628 | 84430.4335 | 13113.8 | 36.25% | 55.18% | 8.571% | 57737.0301 | 133187.1953 | 1263.6887 | 48761.0795 | 7712.2619 | 3042.5068 | 112516.7561 | 17627.9323 | 701 | 0.065404 | 0.040782 | 0.019824 | 2339471.5508 | 3142.9296 | 130263.7649 | 19603.167 | 48054.3816 | 1991691.0528 | 299726.1164 | 2336160.5278 | 51131.4763 | 1972974.8657 | 312054.1857 | 999942.8095 | 22842.5321 | 844753.289 | 132346.9884 |  | 1736 | CB 701 | 153009.8615 | 95272.8314 | 19822.6663 | 55465.628 | 35405.472 | 1074.5352 | 84430.4335 | 46753.5595 | 5634.3311 | 13113.8 | 3142.9296 | 1879.2409 | 100.4228 | 3022.6486 | 1808.0543 | 82.8162 | 110.0161 | 60.9217 | 7.3418 | 10.2649 | 19603.167 | 11890.9051 | 1975.2347 | 11302.7468 | 6762.9434 | 309.5837 | 7109.1897 | 3936.7312 | 474.4205 | 1191.2305 | 130263.7649 | 81502.6854 | 17747.0088 | 41140.2326 | 26834.4742 | 682.1353 | 77211.2277 | 42755.9066 | 5152.5688 | 11912.3046 | 0.041751 | 0.019193 | 0.0004862 | 0.0047942 | 0.002731 | 0.0004794 | 0.018858 | 5000000 | no RA
CB 702 | 44944.0758 | 44234.6106 | 0 | 709.4651 | 98.42% | 0% | 1.579% | 17886.9245 | 43567.3732 | 606.5424 | 14194.9866 | 3085.3954 | 1608.6095 | 33785.0114 | 8173.7524 | 702 | 0.005363 | 0.003557 | 0.0010646 | 8380398.2393 | 1634.8554 | 34940.3686 | 8368.8518 | 304839.7187 | 6515078.9788 | 1560479.5419 | 7606733.5647 | 257942.98 | 6036671.167 | 1312119.4177 | 1293164.148 | 47746.6503 | 1002804.6725 | 242612.8251 |  | 1737 | CB 702 | 44944.0758 | 27057.1513 | 1376.7026 | 44234.6106 | 26347.6862 | 667.2374 | 0 | 0 | 0 | 709.4651 | 1634.8554 | 1028.313 | 26.2459 | 1634.3001 | 1027.7577 | 25.6906 | 0 | 0 | 0 | 0.55534 | 8368.8518 | 5283.4564 | 195.0994 | 8304.4054 | 5219.01 | 130.6531 | 0 | 0 | 0 | 64.4463 | 34940.3686 | 20745.3819 | 1155.3572 | 34295.9051 | 20100.9185 | 510.8938 | 0 | 0 | 0 | 644.4634 | 0.0043634 | 0.0025574 | 6.5e-05 | 0 | 0 | 0 | 0.0009996 | 5000000 | no RA
CB 703 | 6108.1974 | 5771.0742 | 151.7842 | 185.3389 | 94.48% | 2.485% | 3.034% | 3338.7707 | 5852.5201 | 42.795 | 3064.2322 | 231.7435 | 76.1403 | 5360.3558 | 416.024 | 703 | 0.0055408 | 0.0032116 | 0.000748 | 1102403.5121 | 76.9353 | 5593.2177 | 438.0443 | 13885.2346 | 1009460.3212 | 79057.9563 | 862319.9208 | 11052.8769 | 791413.5769 | 59853.467 | 341814.5391 | 4446.9493 | 313069.8428 | 24297.747 |  | 1738 | CB 703 | 6108.1974 | 2769.4267 | 255.6773 | 5771.0742 | 2500.0493 | 60.2198 | 151.7842 | 84.0385 | 10.1185 | 185.3389 | 76.9353 | 34.1403 | 0.79501 | 76.037 | 33.5781 | 0.59972 | 0.75323 | 0.41704 | 0.050213 | 0.14507 | 438.0443 | 206.3009 | 22.0203 | 389.375 | 171.8398 | 3.0624 | 31.8335 | 17.6253 | 2.1221 | 16.8358 | 5593.2177 | 2528.9855 | 232.8619 | 5305.6622 | 2294.6314 | 56.5577 | 119.1975 | 65.9961 | 7.9462 | 168.358 | 0.000394 | 0.0001704 | 4.2e-06 | 0.0048922 | 0.0027866 | 0.0004892 | 0.0002546 | 5000000 | no RA
CB 704 | 145709.9044 | 38753.4327 | 105599.8439 | 1356.6278 | 26.6% | 72.47% | 0.931% | 67681.1499 | 136856.8429 | 1379.4384 | 55539.1745 | 10762.537 | 2517.6759 | 113658.0873 | 20681.0798 | 704 | 0.012532 | 0.0073916 | 0.0024938 | 11626841.6078 | 2554.6666 | 121603.4349 | 21551.8029 | 203848.2187 | 9703279.1424 | 1719714.2467 | 10556409.238 | 215154.6806 | 8662592.99 | 1678661.5674 | 3550028.6644 | 65307.8161 | 2948259.3579 | 536461.4905 |  | 1739 | CB 704 | 145709.9044 | 78028.7545 | 8853.0615 | 38753.4327 | 17958.2212 | 447.3693 | 105599.8439 | 58713.9055 | 7049.0644 | 1356.6278 | 2554.6666 | 1175.2283 | 36.9908 | 2414.8545 | 1097.0207 | 26.6669 | 138.7502 | 77.1457 | 9.2619 | 1.0619 | 21551.8029 | 10789.2659 | 870.7231 | 12258.4406 | 5567.4068 | 135.3599 | 9170.129 | 5098.6258 | 612.13 | 123.2333 | 121603.4349 | 66064.2604 | 7945.3476 | 24080.1376 | 11293.7937 | 285.3425 | 96290.9647 | 53538.1341 | 6427.6725 | 1232.3326 | 0.0057776 | 0.0026964 | 6.8e-05 | 0.0048098 | 0.0027504 | 0.000481 | 0.0019448 | 5000000 | no RA
CB 706 | 11331.1469 | 10238.2803 | 102.2029 | 990.6637 | 90.36% | 0.902% | 8.743% | 4273.6363 | 10115.0301 | 772.6383 | 38.4917 | 3462.5063 | 1830.1513 | 83.4193 | 8201.4595 | 706 | 0.010907 | 0.0071358 | 0.0019914 | 1038868.5387 | 1870.9969 | 988.7841 | 8471.3659 | 171537.779 | 90654.2586 | 776676.5011 | 989028.6525 | 178808.2523 | 8907.9611 | 801312.4391 | 610684.3639 | 110493.4704 | 5036.353 | 495154.5406 |  | 1740 | CB 706 | 11331.1469 | 7057.5107 | 1216.1168 | 10238.2803 | 6010.0309 | 218.6329 | 102.2029 | 56.816 | 6.8202 | 990.6637 | 1870.9969 | 1098.3585 | 40.8456 | 1868.85 | 1096.8207 | 39.9786 | 1.3715 | 0.76242 | 0.09152 | 0.77544 | 8471.3659 | 5008.8597 | 269.9064 | 8360.1234 | 4907.0551 | 178.4984 | 21.2527 | 11.8147 | 1.4182 | 89.9898 | 988.7841 | 950.2924 | 905.3648 | 9.307 | 6.1551 | 0.15593 | 79.5787 | 44.2389 | 5.3104 | 899.8985 | 0.0045802 | 0.0029068 | 7.36e-05 | 0.0048992 | 0.0028012 | 0.00049 | 0.0014278 | 5000000 | no RA
CB 707 | 19505.1788 | 4084.038 | 14725.2363 | 695.9045 | 20.94% | 75.49% | 3.568% | 8107.9317 | 17776.548 | 191.2453 | 6360.84 | 1555.8464 | 476.3301 | 13651.1029 | 3649.115 | 707 | 0.0080484 | 0.005186 | 0.0015562 | 2423485.2664 | 483.1857 | 15190.4951 | 3831.4979 | 60035.0047 | 1887393.1649 | 476057.0968 | 2197695.1569 | 51837.9947 | 1724137.269 | 421719.8931 | 1110802.479 | 29764.418 | 853015.9494 | 228022.1116 |  | 1741 | CB 707 | 19505.1788 | 11397.2471 | 1728.6308 | 4084.038 | 2516.7809 | 50.2422 | 14725.2363 | 8184.5617 | 982.4841 | 695.9045 | 483.1857 | 291.9404 | 6.8557 | 460.2916 | 278.9735 | 4.8198 | 22.3494 | 12.4222 | 1.4912 | 0.54472 | 3831.4979 | 2275.6515 | 182.3829 | 2351.7818 | 1425.1189 | 24.6578 | 1416.5016 | 787.3181 | 94.5106 | 63.2145 | 15190.4951 | 8829.6551 | 1539.3922 | 1271.9646 | 812.6884 | 20.7646 | 13286.3853 | 7384.8214 | 886.4824 | 632.1453 | 0.0021186 | 0.0013542 | 3.46e-05 | 0.004898 | 0.0028 | 0.0004898 | 0.0010318 | 5000000 | no RA
CB 708 | 8688.1273 | 8074.7585 | 101.6592 | 511.7096 | 92.94% | 1.17% | 5.89% | 3801.9066 | 8010.7926 | 238.6502 | 2332.0597 | 1231.1967 | 466.7318 | 5135.1141 | 2408.9467 | 708 | 0.0077752 | 0.0047198 | 0.0012618 | 1117415.2854 | 481.3751 | 5677.4202 | 2529.332 | 61911.5991 | 730196.0363 | 325307.65 | 1035260.1198 | 64984.5151 | 635020.4347 | 335255.1701 | 536800.4096 | 31275.5327 | 344102.1978 | 161422.6791 |  | 1742 | CB 708 | 8688.1273 | 4886.2207 | 677.3348 | 8074.7585 | 4317.9149 | 158.8429 | 101.6592 | 56.5962 | 6.7823 | 511.7096 | 481.3751 | 242.7248 | 14.6433 | 480.2537 | 241.923 | 14.1947 | 0.72078 | 0.40128 | 0.048087 | 0.40054 | 2529.332 | 1298.1353 | 120.3853 | 2461.5741 | 1239.8082 | 72.4833 | 21.2753 | 11.8445 | 1.4194 | 46.4826 | 5677.4202 | 3345.3605 | 542.3062 | 5132.9306 | 2836.1836 | 72.1649 | 79.6632 | 44.3504 | 5.3148 | 464.8265 | 0.0021292 | 0.0011702 | 2.98e-05 | 0.0049044 | 0.002808 | 0.0004904 | 0.0007416 | 5000000 | no RA
CB 71 | 6947.3723 | 3999.7999 | 0 | 2947.5723 | 57.57% | 0% | 42.43% | 2066.8064 | 3956.593 | 198.4779 | 862.5569 | 1005.7717 | 345.5406 | 1859.319 | 1751.7334 | 71 | 0.012179 | 0.00808 | 0.0042668 | 570429.2793 | 350.6709 | 4562.9085 | 2033.7928 | 28792.6053 | 374647.6404 | 166989.0336 | 604030.4317 | 58005.7556 | 252084.8607 | 293939.8154 | 700941.9876 | 61215.2676 | 329393.1875 | 310333.5325 |  | 1743 | CB 71 | 6947.3723 | 4880.5659 | 2990.7793 | 3999.7999 | 1932.9935 | 43.2069 | 0 | 0 | 0 | 2947.5723 | 350.6709 | 152.193 | 5.1303 | 348.3637 | 149.8858 | 2.8231 | 0 | 0 | 0 | 2.3072 | 2033.7928 | 1028.0212 | 282.0594 | 1766.0415 | 760.2698 | 14.3081 | 0 | 0 | 0 | 267.7514 | 4562.9085 | 3700.3517 | 2703.5895 | 1885.3948 | 1022.8379 | 26.0758 | 0 | 0 | 0 | 2677.5138 | 0.008012 | 0.0039128 | 9.96e-05 | 0 | 0 | 0 | 0.0041672 | 5000000 | no RA
CB 712 | 1213.8614 | 845.2967 | 0 | 368.5647 | 69.64% | 0% | 30.36% | 245.7828 | 822.7437 | 24.3228 | 97.4289 | 124.0311 | 95.4317 | 240.9289 | 486.3832 | 712 | 0.0012852 | 0.0009844 | 0.0005466 | 944492.2155 | 98.8203 | 579.3967 | 535.6443 | 76891.0281 | 450822.2429 | 416778.9444 | 983419.9691 | 97319.811 | 389830.0215 | 496270.1366 | 715546.4193 | 82997.6528 | 209537.6709 | 423011.0957 |  | 1744 | CB 712 | 1213.8614 | 968.0786 | 391.1177 | 845.2967 | 599.5139 | 22.553 | 0 | 0 | 0 | 368.5647 | 98.8203 | 74.4975 | 3.3887 | 98.5319 | 74.209 | 3.1002 | 0 | 0 | 0 | 0.28849 | 535.6443 | 411.6132 | 49.2611 | 502.1646 | 378.1336 | 15.7815 | 0 | 0 | 0 | 33.4797 | 579.3967 | 481.9679 | 338.4679 | 244.6002 | 147.1713 | 3.6713 | 0 | 0 | 0 | 334.7965 | 0.0007498 | 0.000449 | 1.12e-05 | 0 | 0 | 0 | 0.0005354 | 5000000 | no RA
CB 715 | 30355.7168 | 28847.8138 | 0 | 1507.903 | 95.03% | 0% | 4.967% | 15142.3427 | 28428.1614 | 2395.7279 | 6083.94 | 6662.6748 | 4232.3743 | 12421.6317 | 11774.1554 | 715 | 0.0088918 | 0.0054758 | 0.0023052 | 3413900.0886 | 4300.6439 | 13956.7833 | 12098.2895 | 483664.0426 | 1569624.0729 | 1360611.973 | 2778292.513 | 439564.2724 | 1116271.462 | 1222456.7787 | 836177.0987 | 124489.7427 | 365366.0111 | 346321.3449 |  | 1745 | CB 715 | 30355.7168 | 15213.3741 | 1927.5554 | 28847.8138 | 13705.4711 | 419.6525 | 0 | 0 | 0 | 1507.903 | 4300.6439 | 1904.9161 | 68.2696 | 4299.4636 | 1903.7357 | 67.0893 | 0 | 0 | 0 | 1.1803 | 12098.2895 | 5435.6148 | 324.1342 | 11961.3148 | 5298.64 | 187.1594 | 0 | 0 | 0 | 136.9748 | 13956.7833 | 7872.8433 | 1535.1517 | 12587.0354 | 6503.0954 | 165.4038 | 0 | 0 | 0 | 1369.7479 | 0.0066694 | 0.0032534 | 8.28e-05 | 0 | 0 | 0 | 0.0022224 | 5000000 | no RA
CB 716 | 993.8034 | 669.161 | 0 | 324.6424 | 67.33% | 0% | 32.67% | 309.4715 | 665.9748 | 42.1658 | 51.1502 | 216.1555 | 80.04 | 174.9396 | 410.9952 | 716 | 0.0010432 | 0.0008474 | 0.0004696 | 952648.9935 | 80.2941 | 473.0243 | 440.4851 | 76969.0177 | 453435.8405 | 422244.1353 | 807566.5984 | 110031.7415 | 133476.5623 | 564058.2947 | 698101.796 | 83901.1339 | 183378.8028 | 430821.8594 |  | 1746 | CB 716 | 993.8034 | 684.3319 | 327.8286 | 669.161 | 359.6895 | 3.1862 | 0 | 0 | 0 | 324.6424 | 80.2941 | 38.1283 | 0.25411 | 80.04 | 37.8742 | 0 | 0 | 0 | 0 | 0.25411 | 440.4851 | 224.3296 | 29.4898 | 410.9952 | 194.8397 | 0 | 0 | 0 | 0 | 29.4898 | 473.0243 | 421.8741 | 298.0846 | 178.1258 | 126.9756 | 3.1862 | 0 | 0 | 0 | 294.8984 | 0.0005834 | 0.0003876 | 9.8e-06 | 0 | 0 | 0 | 0.0004598 | 5000000 | no RA
CB 718 | 2135.9185 | 637.4575 | 0 | 1498.461 | 29.84% | 0% | 70.16% | 289.5979 | 630.7196 | 21.9106 | 157.1082 | 110.5791 | 49.9079 | 329.5536 | 251.2581 | 718 | 0.0057306 | 0.0039522 | 0.0022242 | 372721.6105 | 51.442 | 1695.2442 | 389.2323 | 8976.7246 | 295823.1515 | 67921.7344 | 467162.7328 | 35344.8869 | 253437.937 | 178379.9089 | 676737.1995 | 53549.1945 | 353597.9879 | 269590.0172 |  | 1747 | CB 718 | 2135.9185 | 1846.3206 | 1505.1989 | 637.4575 | 347.8596 | 6.7379 | 0 | 0 | 0 | 1498.461 | 51.442 | 29.5314 | 1.5341 | 50.2691 | 28.3585 | 0.3612 | 0 | 0 | 0 | 1.1729 | 389.2323 | 278.6532 | 137.9742 | 253.1152 | 142.5361 | 1.8571 | 0 | 0 | 0 | 136.1171 | 1695.2442 | 1538.136 | 1365.6906 | 334.0732 | 176.965 | 4.5196 | 0 | 0 | 0 | 1361.171 | 0.0035516 | 0.0017732 | 4.52e-05 | 0 | 0 | 0 | 0.002179 | 5000000 | no RA
CB 719 | 27666.8509 | 23630.6016 | 0 | 4036.2493 | 85.41% | 0% | 14.59% | 11773.0587 | 23328.6614 | 3.0502 | 11754.1664 | 15.842 | 5.3351 | 23295.4235 | 27.9028 | 719 | 0.015223 | 0.01012 | 0.0059716 | 1817389.7344 | 8.4945 | 27263.8091 | 394.5473 | 557.9915 | 1790914.5824 | 25917.1605 | 1570470.7545 | 406.8819 | 1567950.6213 | 2113.2514 | 726470.2027 | 166.14 | 725435.152 | 868.9108 |  | 1748 | CB 719 | 27666.8509 | 15893.7922 | 4338.1895 | 23630.6016 | 11857.5429 | 301.9402 | 0 | 0 | 0 | 4036.2493 | 8.4945 | 5.4443 | 3.1594 | 5.3351 | 2.2849 | 0 | 0 | 0 | 0 | 3.1594 | 394.5473 | 378.7053 | 366.6445 | 27.9028 | 12.0607 | 0 | 0 | 0 | 0 | 366.6445 | 27263.8091 | 15509.6426 | 3968.3855 | 23597.3637 | 11843.1972 | 301.9402 | 0 | 0 | 0 | 3666.4454 | 0.0093602 | 0.0042572 | 0.0001084 | 0 | 0 | 0 | 0.0058632 | 5000000 | no RA
CB 72 | 11646.032 | 8740.0875 | 0 | 2905.9445 | 75.05% | 0% | 24.95% | 4749.5329 | 8631.2603 | 90.5739 | 4201.9386 | 457.0204 | 153.3922 | 7703.9617 | 773.9064 | 72 | 0.012052 | 0.007667 | 0.0042822 | 966331.3379 | 158.5523 | 10435.0317 | 1052.448 | 13155.9032 | 865848.3994 | 87327.0353 | 899504.2562 | 17153.6077 | 795796.5034 | 86554.1452 | 704024.0304 | 12511.707 | 628387.277 | 63125.0465 |  | 1749 | CB 72 | 11646.032 | 6896.4991 | 3014.7717 | 8740.0875 | 3990.5546 | 108.8272 | 0 | 0 | 0 | 2905.9445 | 158.5523 | 67.9784 | 5.1601 | 156.2777 | 65.7038 | 2.8855 | 0 | 0 | 0 | 2.2746 | 1052.448 | 595.4276 | 278.5416 | 788.478 | 331.4576 | 14.5716 | 0 | 0 | 0 | 263.97 | 10435.0317 | 6233.0931 | 2731.07 | 7795.3319 | 3593.3933 | 91.3702 | 0 | 0 | 0 | 2639.6999 | 0.0078576 | 0.0034728 | 8.8e-05 | 0 | 0 | 0 | 0.0041942 | 5000000 | no RA
CB 723 | 19228.1779 | 16168.8451 | 0 | 3059.3327 | 84.09% | 0% | 15.91% | 8463.0422 | 15975.1454 | 78.8693 | 7986.6764 | 397.4965 | 140.4849 | 15126.6316 | 708.0289 | 723 | 0.01527 | 0.0093052 | 0.0045582 | 1259245.6817 | 143.8168 | 18093.7148 | 990.6463 | 9418.5058 | 1184950.1475 | 64877.0284 | 1156894.6006 | 10781.4033 | 1091775.5767 | 54337.6206 | 713666.0169 | 6275.9574 | 675759.9157 | 31630.1437 |  | 1750 | CB 723 | 19228.1779 | 10765.1356 | 3253.0324 | 16168.8451 | 7705.8029 | 193.6997 | 0 | 0 | 0 | 3059.3327 | 143.8168 | 64.9475 | 3.3319 | 141.4221 | 62.5528 | 0.93717 | 0 | 0 | 0 | 2.3947 | 990.6463 | 593.1498 | 282.6174 | 712.7428 | 315.2463 | 4.7139 | 0 | 0 | 0 | 277.9035 | 18093.7148 | 10107.0384 | 2967.0832 | 15314.6802 | 7328.0038 | 188.0486 | 0 | 0 | 0 | 2779.0346 | 0.010835 | 0.0048704 | 0.0001234 | 0 | 0 | 0 | 0.0044348 | 5000000 | no RA
CB 724 | 156.8559 | 13.9096 | 0 | 142.9463 | 8.868% | 0% | 91.13% | 7.8834 | 13.7526 | 0 | 7.8834 | 0 | 0 | 13.7526 | 0 | 724 | 0.000606 | 0.0003728 | 0.0001992 | 258838.1244 | 0.11189 | 143.7591 | 12.9849 | 184.6395 | 237226.1794 | 21427.3055 | 399604.4446 | 0 | 399604.4446 | 0 | 718390.1976 | 0 | 718390.1976 | 0 |  | 1751 | CB 724 | 156.8559 | 148.9725 | 143.1033 | 13.9096 | 6.0262 | 0.15702 | 0 | 0 | 0 | 142.9463 | 0.11189 | 0.11189 | 0.11189 | 0 | 0 | 0 | 0 | 0 | 0 | 0.11189 | 12.9849 | 12.9849 | 12.9849 | 0 | 0 | 0 | 0 | 0 | 0 | 12.9849 | 143.7591 | 135.8757 | 130.0065 | 13.9096 | 6.0262 | 0.15702 | 0 | 0 | 0 | 129.8495 | 0.0004114 | 0.0001782 | 4.6e-06 | 0 | 0 | 0 | 0.0001946 | 5000000 | no RA
CB 730 | 38245.683 | 34120.6917 | 0 | 4124.9912 | 89.21% | 0% | 10.79% | 18791.2262 | 33726.8346 | 24.1981 | 18645.1581 | 121.87 | 39.3731 | 33489.1086 | 198.3529 | 730 | 0.017589 | 0.011011 | 0.0060088 | 2174458.6249 | 42.8562 | 37628.4902 | 574.3365 | 2436.5902 | 2139368.1266 | 32653.9081 | 1766755.9761 | 2275.1082 | 1753022.6184 | 11458.2495 | 752038.3999 | 877.938 | 746737.6033 | 4422.8587 |  | 1752 | CB 730 | 38245.683 | 19454.4568 | 4518.8483 | 34120.6917 | 15329.4655 | 393.8571 | 0 | 0 | 0 | 4124.9912 | 42.8562 | 18.6581 | 3.4831 | 39.6274 | 15.4293 | 0.25428 | 0 | 0 | 0 | 3.2288 | 574.3365 | 452.4665 | 375.9836 | 199.6309 | 77.7609 | 1.2779 | 0 | 0 | 0 | 374.7057 | 37628.4902 | 18983.3321 | 4139.3816 | 33881.4335 | 15236.2754 | 392.3249 | 0 | 0 | 0 | 3747.0567 | 0.011711 | 0.0051336 | 0.000131 | 0 | 0 | 0 | 0.0058778 | 5000000 | no RA
CB 731 | 15772.4529 | 13444.5881 | 0 | 2327.8648 | 85.24% | 0% | 14.76% | 7750.9411 | 13287.8867 | 321.63 | 5809.5985 | 1619.7126 | 522.7138 | 10132.9417 | 2632.2311 | 731 | 0.010127 | 0.0063746 | 0.0034624 | 1557526.998 | 531.4376 | 12362.5844 | 2878.4309 | 52479.3718 | 1220803.0737 | 284244.5525 | 1258355.3122 | 52216.2135 | 943180.8365 | 262958.2622 | 717584.9836 | 28228.0857 | 547208.6702 | 142148.2277 |  | 1753 | CB 731 | 15772.4529 | 8021.5118 | 2484.5662 | 13444.5881 | 5693.647 | 156.7015 | 0 | 0 | 0 | 2327.8648 | 531.4376 | 209.8076 | 8.7238 | 529.6155 | 207.9855 | 6.9016 | 0 | 0 | 0 | 1.8221 | 2878.4309 | 1258.7182 | 246.1997 | 2666.9725 | 1047.2598 | 34.7413 | 0 | 0 | 0 | 211.4584 | 12362.5844 | 6552.9859 | 2229.6427 | 10248.0002 | 4438.4017 | 115.0585 | 0 | 0 | 0 | 2114.5842 | 0.0067408 | 0.0029888 | 7.66e-05 | 0 | 0 | 0 | 0.0033858 | 5000000 | no RA
CB 732 | 92855.7302 | 82404.0864 | 0 | 10451.6438 | 88.74% | 0% | 11.26% | 43729.9051 | 81603.0392 | 3894.8957 | 20209.3725 | 19625.6369 | 6869.5073 | 40118.0592 | 34615.4727 | 732 | 0.049818 | 0.030835 | 0.015489 | 1863891.7151 | 6923.8259 | 50134.3041 | 35797.6002 | 138981.8554 | 1006345.1536 | 718564.7061 | 1593163.2189 | 141898.4238 | 736265.6951 | 714999.1 | 726514.4076 | 61159.4377 | 357172.335 | 308182.6349 |  | 1754 | CB 732 | 92855.7302 | 49125.8251 | 11252.6911 | 82404.0864 | 38674.1813 | 801.0473 | 0 | 0 | 0 | 10451.6438 | 6923.8259 | 3028.9301 | 54.3186 | 6915.6448 | 3020.7491 | 46.1376 | 0 | 0 | 0 | 8.181 | 35797.6002 | 16171.9634 | 1182.1276 | 34848.1945 | 15222.5577 | 232.7218 | 0 | 0 | 0 | 949.4057 | 50134.3041 | 29924.9316 | 10016.2449 | 40640.2471 | 20430.8746 | 522.1878 | 0 | 0 | 0 | 9494.057 | 0.03473 | 0.015747 | 0.0004002 | 0 | 0 | 0 | 0.015088 | 5000000 | no RA
CB 733 | 27426.6018 | 23445.5122 | 0 | 3981.0896 | 85.48% | 0% | 14.52% | 12668.2249 | 23176.2977 | 66.4478 | 12266.9209 | 334.8561 | 134.5033 | 22364.1557 | 677.6387 | 733 | 0.016335 | 0.01043 | 0.005873 | 1679049.4872 | 139.1796 | 26240.2846 | 1047.1376 | 8520.5386 | 1606423.4544 | 64105.4942 | 1415047.2566 | 7422.2558 | 1370221.3999 | 37403.6009 | 723702.3765 | 4199.996 | 698342.456 | 21159.9244 |  | 1755 | CB 733 | 27426.6018 | 14758.3769 | 4250.3041 | 23445.5122 | 10777.2873 | 269.2145 | 0 | 0 | 0 | 3981.0896 | 139.1796 | 72.7318 | 4.6763 | 136.0634 | 69.6156 | 1.5601 | 0 | 0 | 0 | 3.1162 | 1047.1376 | 712.2815 | 369.4989 | 685.5037 | 350.6475 | 7.865 | 0 | 0 | 0 | 361.6339 | 26240.2846 | 13973.3636 | 3876.1288 | 22623.9451 | 10357.0242 | 259.7894 | 0 | 0 | 0 | 3616.3394 | 0.010579 | 0.0046738 | 0.0001172 | 0 | 0 | 0 | 0.0057558 | 5000000 | no RA
CB 738 | 1523.2191 | 1078.5386 | 0 | 444.6805 | 70.81% | 0% | 29.19% | 577.7677 | 1072.3676 | 88.606 | 3.3331 | 485.8285 | 164.2852 | 5.8151 | 902.2673 | 738 | 0.0021108 | 0.0012798 | 0.0006612 | 721631.1906 | 165.566 | 409.8172 | 947.8359 | 78437.5779 | 194152.526 | 449041.0867 | 738749.3679 | 113294.0554 | 4261.7977 | 621193.5149 | 681868.6669 | 104461.3162 | 3697.5298 | 573709.8208 |  | 1756 | CB 738 | 1523.2191 | 945.4514 | 450.8516 | 1078.5386 | 500.771 | 6.1711 | 0 | 0 | 0 | 444.6805 | 165.566 | 76.96 | 1.2808 | 165.218 | 76.6119 | 0.93277 | 0 | 0 | 0 | 0.34807 | 947.8359 | 462.0074 | 45.5686 | 907.4421 | 421.6135 | 5.1748 | 0 | 0 | 0 | 40.3939 | 409.8172 | 406.484 | 404.0021 | 5.8786 | 2.5455 | 0.063529 | 0 | 0 | 0 | 403.9386 | 0.0014654 | 0.0006344 | 1.58e-05 | 0 | 0 | 0 | 0.0006454 | 5000000 | no RA
CB 74 | 19483.4664 | 14918.6053 | 0 | 4564.8611 | 76.57% | 0% | 23.43% | 8097.0372 | 14740.9608 | 15.3213 | 8004.3533 | 77.3626 | 28.5729 | 14568.1243 | 144.2636 | 74 | 0.019147 | 0.012102 | 0.0066906 | 1017562.1718 | 32.9628 | 18887.4669 | 563.0367 | 1721.5483 | 986434.9321 | 29405.6913 | 940840.5916 | 1780.2743 | 930071.1239 | 8989.1934 | 708831.1375 | 1373.9488 | 700520.1544 | 6937.0342 |  | 1757 | CB 74 | 19483.4664 | 11386.4292 | 4742.5056 | 14918.6053 | 6821.5681 | 177.6445 | 0 | 0 | 0 | 4564.8611 | 32.9628 | 17.6415 | 4.39 | 29.3897 | 14.0683 | 0.81682 | 0 | 0 | 0 | 3.5732 | 563.0367 | 485.6741 | 418.773 | 148.3741 | 71.0116 | 4.1105 | 0 | 0 | 0 | 414.6625 | 18887.4669 | 10883.1136 | 4319.3426 | 14740.8415 | 6736.4882 | 172.7172 | 0 | 0 | 0 | 4146.6254 | 0.012598 | 0.005553 | 0.0001412 | 0 | 0 | 0 | 0.0065494 | 5000000 | no RA
CB 740 | 25034.7073 | 16528.5397 | 0 | 8506.1676 | 66.02% | 0% | 33.98% | 9107.1184 | 16339.9847 | 0.76925 | 9102.4868 | 3.8624 | 1.1431 | 16333.0996 | 5.742 | 740 | 0.034483 | 0.021978 | 0.012536 | 725993.0076 | 7.8013 | 24248.4813 | 778.4246 | 226.2334 | 703192.8796 | 22573.8947 | 724712.6132 | 61.2139 | 724344.0444 | 307.3548 | 693580.2984 | 48.5198 | 693288.0502 | 243.7283 |  | 1758 | CB 740 | 25034.7073 | 15927.5889 | 8694.7226 | 16528.5397 | 7421.4213 | 188.555 | 0 | 0 | 0 | 8506.1676 | 7.8013 | 7.0321 | 6.6582 | 1.1431 | 0.37383 | 0 | 0 | 0 | 0 | 6.6582 | 778.4246 | 774.5623 | 772.6827 | 5.742 | 1.8796 | 0 | 0 | 0 | 0 | 772.6827 | 24248.4813 | 15145.9946 | 7915.3817 | 16521.6547 | 7419.1679 | 188.555 | 0 | 0 | 0 | 7726.8267 | 0.022192 | 0.0096868 | 0.000245 | 0 | 0 | 0 | 0.012291 | 5000000 | no RA
CB 741 | 3292.996 | 2523.9616 | 0 | 769.0343 | 76.65% | 0% | 23.35% | 1385.3954 | 2495.5942 | 6.6673 | 1344.1396 | 34.5884 | 13.6001 | 2411.5463 | 70.4478 | 741 | 0.0030248 | 0.0019794 | 0.0011214 | 1088665.6806 | 14.3736 | 3137.4098 | 141.2125 | 4751.9259 | 1037228.8354 | 46684.9193 | 963726.6801 | 4638.0157 | 935027.8131 | 24060.8514 | 711076.9837 | 3875.1281 | 687128.9706 | 20072.885 |  | 1759 | CB 741 | 3292.996 | 1907.6006 | 797.4017 | 2523.9616 | 1138.5663 | 28.3674 | 0 | 0 | 0 | 769.0343 | 14.3736 | 7.7063 | 0.77348 | 13.7717 | 7.1043 | 0.17152 | 0 | 0 | 0 | 0.60196 | 141.2125 | 106.6241 | 70.7648 | 71.3551 | 36.7666 | 0.9073 | 0 | 0 | 0 | 69.8575 | 3137.4098 | 1793.2702 | 725.8635 | 2438.8349 | 1094.6953 | 27.2886 | 0 | 0 | 0 | 698.5749 | 0.0019252 | 0.0008798 | 2.18e-05 | 0 | 0 | 0 | 0.0010996 | 5000000 | no RA
CB 745 | 4779.2668 | 4293.2111 | 0 | 486.0558 | 89.83% | 0% | 10.17% | 1910.3936 | 4252.1992 | 300.786 | 60.2457 | 1549.362 | 669.2936 | 137.7348 | 3445.1708 | 745 | 0.003239 | 0.002146 | 0.000749 | 1475537.7737 | 675.9867 | 581.2831 | 3521.997 | 208702.2968 | 179463.7522 | 1087371.7246 | 1336846.7853 | 210482.6741 | 42158.446 | 1084205.6653 | 703695.1827 | 110761.1974 | 22793.6841 | 570140.3012 |  | 1760 | CB 745 | 4779.2668 | 2868.8732 | 527.0677 | 4293.2111 | 2382.8174 | 41.0119 | 0 | 0 | 0 | 486.0558 | 675.9867 | 375.2008 | 6.6932 | 675.6063 | 374.8203 | 6.3127 | 0 | 0 | 0 | 0.38046 | 3521.997 | 1972.635 | 76.8262 | 3477.8447 | 1928.4827 | 32.6739 | 0 | 0 | 0 | 44.1523 | 581.2831 | 521.0374 | 443.5483 | 139.7601 | 79.5144 | 2.0253 | 0 | 0 | 0 | 441.523 | 0.0025266 | 0.0014336 | 3.66e-05 | 0 | 0 | 0 | 0.0007124 | 5000000 | no RA
CB 748 | 10472.5673 | 9156.3972 | 0 | 1316.1701 | 87.43% | 0% | 12.57% | 3027.2545 | 8992.6262 | 475.9957 | 84.1784 | 2467.0803 | 1413.6798 | 265.0443 | 7313.9022 | 748 | 0.0077366 | 0.0056488 | 0.001986 | 1353639.4864 | 1440.6001 | 1465.3632 | 7566.604 | 186205.8434 | 189406.6083 | 978027.0346 | 1318034.4102 | 207243.4846 | 36650.3798 | 1074140.5458 | 745186.8098 | 117146.5952 | 21963.2713 | 606076.9433 |  | 1761 | CB 748 | 10472.5673 | 7445.3128 | 1479.941 | 9156.3972 | 6129.1427 | 163.7709 | 0 | 0 | 0 | 1316.1701 | 1440.6001 | 964.6044 | 26.9203 | 1439.5699 | 963.5742 | 25.8901 | 0 | 0 | 0 | 1.0302 | 7566.604 | 5099.5236 | 252.7018 | 7447.0458 | 4979.9655 | 133.1436 | 0 | 0 | 0 | 119.5582 | 1465.3632 | 1381.1848 | 1200.3189 | 269.7815 | 185.6031 | 4.7372 | 0 | 0 | 0 | 1195.5817 | 0.0058464 | 0.0037586 | 9.58e-05 | 0 | 0 | 0 | 0.0018902 | 5000000 | no RA
CB 75 | 1736.0589 | 1639.5753 | 0 | 96.4836 | 94.44% | 0% | 5.558% | 246.1954 | 1633.9443 | 28.5836 | 69.6833 | 147.9284 | 220.7784 | 284.1297 | 1129.0363 | 75 | 0.0006394 | 0.0005206 | 0.000155 | 2715137.4798 | 220.8539 | 377.4043 | 1137.8006 | 345408.0669 | 590247.645 | 1779481.7679 | 2861820.0752 | 332261.5258 | 810011.7568 | 1719546.7926 | 658803.6993 | 89017.4902 | 114560.6188 | 455225.5903 |  | 1762 | CB 75 | 1736.0589 | 1489.8635 | 102.1146 | 1639.5753 | 1393.3799 | 5.631 | 0 | 0 | 0 | 96.4836 | 220.8539 | 192.2703 | 0.075523 | 220.7784 | 192.1947 | 0 | 0 | 0 | 0 | 0.075523 | 1137.8006 | 989.8722 | 8.7644 | 1129.0363 | 981.1079 | 0 | 0 | 0 | 0 | 8.7644 | 377.4043 | 307.721 | 93.2747 | 289.7606 | 220.0773 | 5.631 | 0 | 0 | 0 | 87.6437 | 0.000494 | 0.0003752 | 9.6e-06 | 0 | 0 | 0 | 0.0001454 | 5000000 | no RA
CB 750 | 31227.2406 | 30764.6665 | 0 | 462.5741 | 98.52% | 0% | 1.481% | 15450.7865 | 30224.2253 | 3075.3001 | 3142.6972 | 9232.7893 | 6110.2062 | 5769.4439 | 18344.5753 | 750 | 0.0040188 | 0.0022446 | 0.0007342 | 7770289.786 | 6228.5704 | 6257.774 | 18740.8962 | 1549858.2653 | 1557125.0015 | 4663306.5192 | 7028626.0829 | 1398966.6031 | 1429625.8141 | 4200033.6657 | 1366133.5781 | 276181.0355 | 260778.5943 | 829173.9484 |  | 1763 | CB 750 | 31227.2406 | 15776.4541 | 1003.0153 | 30764.6665 | 15313.88 | 540.4412 | 0 | 0 | 0 | 462.5741 | 6228.5704 | 3153.2703 | 118.3642 | 6228.2083 | 3152.9082 | 118.0021 | 0 | 0 | 0 | 0.36208 | 18740.8962 | 9508.107 | 396.321 | 18698.877 | 9466.0877 | 354.3017 | 0 | 0 | 0 | 42.0193 | 6257.774 | 3115.0768 | 488.3301 | 5837.5812 | 2694.884 | 68.1373 | 0 | 0 | 0 | 420.1928 | 0.0033238 | 0.0015496 | 3.92e-05 | 0 | 0 | 0 | 0.000695 | 5000000 | no RA
CB 759 | 13144.9901 | 10607.4108 | 0 | 2537.5793 | 80.7% | 0% | 19.3% | 5868.7397 | 10496.3421 | 68.4937 | 5453.3902 | 346.8558 | 134.6568 | 9680.0296 | 681.6557 | 759 | 0.010883 | 0.006961 | 0.0037764 | 1207846.1914 | 136.8938 | 12094.6595 | 913.4368 | 12578.6833 | 1111335.0594 | 83932.4488 | 1045288.0956 | 12199.4893 | 971309.7114 | 61778.8949 | 701368.4877 | 8997.8066 | 646822.2602 | 45548.4209 |  | 1764 | CB 759 | 13144.9901 | 7276.2504 | 2648.648 | 10607.4108 | 4738.6711 | 111.0686 | 0 | 0 | 0 | 2537.5793 | 136.8938 | 68.4001 | 2.237 | 134.9075 | 66.4138 | 0.25068 | 0 | 0 | 0 | 1.9863 | 913.4368 | 566.581 | 231.7812 | 682.9284 | 336.0726 | 1.2727 | 0 | 0 | 0 | 230.5085 | 12094.6595 | 6641.2693 | 2414.6298 | 9789.5749 | 4336.1847 | 109.5452 | 0 | 0 | 0 | 2305.0846 | 0.0071898 | 0.0032678 | 8.32e-05 | 0 | 0 | 0 | 0.0036932 | 5000000 | no RA
CB 76 | 2014.9454 | 1142.2798 | 0 | 872.6655 | 56.69% | 0% | 43.31% | 646.3246 | 1129.6575 | 2.6252 | 630.4109 | 13.2886 | 4.8302 | 1100.3999 | 24.4274 | 76 | 0.0027636 | 0.0019486 | 0.0013114 | 729101.6694 | 5.6204 | 1905.0857 | 104.2392 | 2033.7273 | 689349.2993 | 37718.6428 | 702361.0592 | 2852.7964 | 685067.5858 | 14440.677 | 675070.8189 | 2886.4604 | 657586.8093 | 14597.5492 |  | 1765 | CB 76 | 2014.9454 | 1368.6208 | 885.2879 | 1142.2798 | 495.9552 | 12.6223 | 0 | 0 | 0 | 872.6655 | 5.6204 | 2.9952 | 0.79023 | 4.9373 | 2.3121 | 0.10715 | 0 | 0 | 0 | 0.68308 | 104.2392 | 90.9507 | 79.8118 | 24.9681 | 11.6796 | 0.5407 | 0 | 0 | 0 | 79.2711 | 1905.0857 | 1274.6749 | 804.6858 | 1112.3744 | 481.9635 | 11.9745 | 0 | 0 | 0 | 792.7113 | 0.0014688 | 0.0006538 | 1.66e-05 | 0 | 0 | 0 | 0.0012948 | 5000000 | no RA
CB 761 | 18072.8893 | 16607.3274 | 0 | 1465.5619 | 91.89% | 0% | 8.109% | 8750.2711 | 16500.5539 | 987.9521 | 2719.2499 | 5043.069 | 1900.323 | 4895.7445 | 9704.4863 | 761 | 0.0090226 | 0.0052762 | 0.002194 | 2003068.8805 | 1909.656 | 6283.8169 | 9879.4164 | 211652.5186 | 696453.0016 | 1094963.3603 | 1766919.0352 | 199494.5546 | 549090.9278 | 1018333.5528 | 716652.4264 | 82534.8717 | 212632.086 | 421485.4687 |  | 1766 | CB 761 | 18072.8893 | 9322.6182 | 1572.3354 | 16607.3274 | 7857.0563 | 106.7735 | 0 | 0 | 0 | 1465.5619 | 1909.656 | 921.7039 | 9.333 | 1908.5088 | 920.5567 | 8.1858 | 0 | 0 | 0 | 1.1472 | 9879.4164 | 4836.3474 | 174.9301 | 9746.2878 | 4703.2188 | 41.8015 | 0 | 0 | 0 | 133.1286 | 6283.8169 | 3564.5669 | 1388.0723 | 4952.5307 | 2233.2808 | 56.7862 | 0 | 0 | 0 | 1331.2861 | 0.006909 | 0.0031626 | 8.04e-05 | 0 | 0 | 0 | 0.0021136 | 5000000 | no RA
CB 77 | 59052.9581 | 47537.0863 | 0 | 11515.8718 | 80.5% | 0% | 19.5% | 26159.9846 | 47057.0186 | 3483.9396 | 8928.1554 | 13747.8896 | 6308.1081 | 15855.8545 | 24893.056 | 77 | 0.052353 | 0.032234 | 0.017071 | 1127967.9656 | 6377.4513 | 26498.1712 | 26177.3356 | 121815.4188 | 506140.4065 | 500012.1403 | 1020449.7606 | 135901.6607 | 348269.8539 | 536278.2461 | 702700.4254 | 94198.7051 | 236774.7908 | 371726.9294 |  | 1767 | CB 77 | 59052.9581 | 32892.9735 | 11995.9395 | 47537.0863 | 21377.1017 | 480.0677 | 0 | 0 | 0 | 11515.8718 | 6377.4513 | 2893.5117 | 69.3433 | 6368.4373 | 2884.4977 | 60.3292 | 0 | 0 | 0 | 9.0141 | 26177.3356 | 12429.446 | 1284.2796 | 25131.2576 | 11383.368 | 238.2016 | 0 | 0 | 0 | 1046.078 | 26498.1712 | 17570.0158 | 10642.3166 | 16037.3914 | 7109.2361 | 181.5369 | 0 | 0 | 0 | 10460.7797 | 0.035679 | 0.015559 | 0.0003966 | 0 | 0 | 0 | 0.016675 | 5000000 | no RA
CB 770 | 4354.9105 | 2658.1846 | 0 | 1696.7258 | 61.04% | 0% | 38.96% | 1136.5571 | 2640.9867 | 138.8781 | 292.487 | 705.1921 | 317.9869 | 709.4662 | 1613.5337 | 770 | 0.008087 | 0.005568 | 0.0025612 | 538507.5381 | 320.3177 | 2261.8378 | 1772.755 | 39608.9667 | 279688.1125 | 219210.4589 | 578008.8581 | 70628.0059 | 148747.5238 | 358633.3283 | 669187.777 | 80573.2634 | 179768.4466 | 408846.067 |  | 1768 | CB 770 | 4354.9105 | 3218.3533 | 1713.9237 | 2658.1846 | 1521.6275 | 17.1979 | 0 | 0 | 0 | 1696.7258 | 320.3177 | 181.4396 | 2.3309 | 318.9896 | 180.1115 | 1.0027 | 0 | 0 | 0 | 1.3281 | 1772.755 | 1067.5629 | 159.2213 | 1618.6279 | 913.4358 | 5.0942 | 0 | 0 | 0 | 154.1271 | 2261.8378 | 1969.3508 | 1552.3716 | 720.5671 | 428.0802 | 11.101 | 0 | 0 | 0 | 1541.2706 | 0.0056052 | 0.0030862 | 7.94e-05 | 0 | 0 | 0 | 0.0024818 | 5000000 | no RA
CB 771 | 15000.5582 | 12641.1369 | 0 | 2359.4212 | 84.27% | 0% | 15.73% | 3000.273 | 12418.2283 | 384.9208 | 1311.7933 | 1303.559 | 1673.7759 | 5079.1775 | 5665.2749 | 771 | 0.012612 | 0.01027 | 0.003579 | 1189425.4634 | 1704.0868 | 7320.4576 | 5976.0138 | 135120.5887 | 580454.3106 | 473850.564 | 1168456.8129 | 149907.4506 | 510878.0951 | 507671.2671 | 721522.7292 | 97249.5677 | 295109.8931 | 329163.2684 |  | 1769 | CB 771 | 15000.5582 | 12000.2852 | 2582.3298 | 12641.1369 | 9640.8639 | 222.9086 | 0 | 0 | 0 | 2359.4212 | 1704.0868 | 1319.1661 | 30.3109 | 1702.24 | 1317.3192 | 28.4641 | 0 | 0 | 0 | 1.8468 | 5976.0138 | 4672.4548 | 310.7389 | 5761.6888 | 4458.1298 | 96.4139 | 0 | 0 | 0 | 214.3249 | 7320.4576 | 6008.6643 | 2241.2801 | 5177.2081 | 3865.4149 | 98.0306 | 0 | 0 | 0 | 2143.2495 | 0.009207 | 0.0068656 | 0.0001744 | 0 | 0 | 0 | 0.0034046 | 5000000 | no RA
CB 772 | 823.6979 | 624.9089 | 0 | 198.789 | 75.87% | 0% | 24.13% | 343.2976 | 619.6759 | 13.4254 | 261.8606 | 68.0116 | 26.922 | 456.3953 | 136.3585 | 772 | 0.0009252 | 0.0005652 | 0.0002976 | 890291.6957 | 27.0956 | 642.0945 | 154.5077 | 29286.2132 | 694006.2127 | 166999.2698 | 849965.1286 | 33239.7912 | 648336.5616 | 168388.7758 | 685557.8678 | 29784.2747 | 504917.8278 | 150855.7653 |  | 1770 | CB 772 | 823.6979 | 480.4003 | 204.022 | 624.9089 | 281.6113 | 5.2331 | 0 | 0 | 0 | 198.789 | 27.0956 | 13.6702 | 0.17359 | 26.94 | 13.5146 | 0.017992 | 0 | 0 | 0 | 0.1556 | 154.5077 | 86.4962 | 18.1492 | 136.4501 | 68.4386 | 0.091598 | 0 | 0 | 0 | 18.0576 | 642.0945 | 380.234 | 185.6993 | 461.5188 | 199.6582 | 5.1235 | 0 | 0 | 0 | 180.5758 | 0.0006346 | 0.0002746 | 7e-06 | 0 | 0 | 0 | 0.0002906 | 5000000 | no RA
CB 775 | 1158.8945 | 721.5013 | 0 | 437.3932 | 62.26% | 0% | 37.74% | 422.7505 | 715.4288 | 16.3645 | 322.9718 | 83.4141 | 24.9165 | 563.5102 | 127.0021 | 775 | 0.0013874 | 0.000951 | 0.000626 | 835299.4493 | 25.2589 | 966.9015 | 166.734 | 18205.9274 | 696916.1984 | 120177.3235 | 774073.5966 | 29964.0197 | 591374.8183 | 152734.7586 | 708411.5328 | 24672.1386 | 557982.9721 | 125756.4221 |  | 1771 | CB 775 | 1158.8945 | 736.144 | 443.4656 | 721.5013 | 298.7508 | 6.0724 | 0 | 0 | 0 | 437.3932 | 25.2589 | 8.8944 | 0.34237 | 24.9165 | 8.5521 | 0 | 0 | 0 | 0 | 0.34237 | 166.734 | 83.3199 | 39.7319 | 127.0021 | 43.588 | 0 | 0 | 0 | 0 | 39.7319 | 966.9015 | 643.9297 | 403.3914 | 569.5826 | 246.6108 | 6.0724 | 0 | 0 | 0 | 397.3189 | 0.0007696 | 0.0003332 | 8.2e-06 | 0 | 0 | 0 | 0.0006178 | 5000000 | no RA
CB 776 | 19739.6067 | 15786.5183 | 2174.5582 | 1778.5302 | 79.97% | 11.02% | 9.01% | 10066.2933 | 17738.1358 | 1742.4883 | 765.5891 | 7558.2159 | 3005.3144 | 1612.581 | 13120.2404 | 776 | 0.014982 | 0.0086322 | 0.0031404 | 1317572.4346 | 3021.2498 | 3342.6112 | 13375.7457 | 201661.3347 | 223111.4567 | 892799.6432 | 1120608.1133 | 193978.7037 | 85227.5362 | 841401.8733 | 637329.9215 | 107980.7249 | 57939.9187 | 471409.2779 |  | 1772 | CB 776 | 19739.6067 | 9673.3134 | 2001.4709 | 15786.5183 | 6681.9157 | 77.8105 | 2174.5582 | 1212.8674 | 145.1302 | 1778.5302 | 3021.2498 | 1278.7615 | 15.9354 | 3015.1218 | 1274.7279 | 14.2272 | 4.7358 | 2.6414 | 0.31607 | 1.3921 | 13375.7457 | 5817.5298 | 255.5053 | 12756.8436 | 5400.8865 | 63.4241 | 457.3441 | 255.0852 | 30.5232 | 161.558 | 3342.6112 | 2577.0221 | 1730.0302 | 14.5528 | 6.3013 | 0.15918 | 1712.4783 | 955.1408 | 114.2909 | 1615.5801 | 0.0075104 | 0.003252 | 8.22e-05 | 0.0049036 | 0.0028124 | 0.0004904 | 0.0025678 | 5000000 | no RA
CB 78 | 2832.3368 | 2723.3046 | 0 | 109.0322 | 96.15% | 0% | 3.85% | 1075.8855 | 2723.009 | 171.9133 | 1.6893 | 902.283 | 431.6478 | 12.8809 | 2278.4803 | 78 | 0.0002122 | 0.0002042 | 0.0001512 | 13347487.1713 | 431.7331 | 112.2191 | 2288.3846 | 2034557.6618 | 528836.3134 | 10784093.196 | 8601622.1324 | 1374433.4797 | 13505.766 | 7213682.8867 | 723067.5364 | 114619.7124 | 3420.3817 | 605027.4423 |  | 1773 | CB 78 | 2832.3368 | 1756.4512 | 109.3278 | 2723.3046 | 1647.4191 | 0.29563 | 0 | 0 | 0 | 109.0322 | 431.7331 | 259.8199 | 0.085345 | 431.6478 | 259.7345 | 0 | 0 | 0 | 0 | 0.085345 | 2288.3846 | 1386.1016 | 9.9043 | 2278.4803 | 1376.1974 | 0 | 0 | 0 | 0 | 9.9043 | 112.2191 | 110.5298 | 99.3382 | 13.1765 | 11.4872 | 0.29563 | 0 | 0 | 0 | 99.0426 | 6.24e-05 | 5.44e-05 | 1.4e-06 | 0 | 0 | 0 | 0.0001498 | 5000000 | no RA
CB 780 | 73469.1089 | 16388.713 | 53975.2719 | 3105.1239 | 22.31% | 73.47% | 4.226% | 33045.879 | 66551.5693 | 455.3286 | 27479.2445 | 5111.3059 | 769.028 | 56021.7168 | 9760.8245 | 780 | 0.024043 | 0.014555 | 0.005592 | 3055788.8455 | 789.0312 | 62129.7611 | 10550.3166 | 32818.0469 | 2584153.1746 | 438817.624 | 2777236.3096 | 38266.6548 | 2309406.1305 | 429563.5243 | 1237042.1303 | 14294.4786 | 1041316.1497 | 181431.502 |  | 1774 | CB 780 | 73469.1089 | 40423.2299 | 6917.5396 | 16388.713 | 7425.9751 | 211.4553 | 53975.2719 | 29892.131 | 3600.9603 | 3105.1239 | 789.0312 | 333.7025 | 20.0032 | 684.0988 | 274.5053 | 10.7343 | 102.5019 | 56.7667 | 6.8384 | 2.4305 | 10550.3166 | 5439.0107 | 789.4921 | 3479.2315 | 1397.1086 | 54.4994 | 6789.0221 | 3759.8391 | 452.9296 | 282.063 | 62129.7611 | 34650.5167 | 6108.0443 | 12225.3828 | 5754.3612 | 146.2216 | 47083.748 | 26075.5252 | 3141.1923 | 2820.6303 | 0.0093736 | 0.0042778 | 0.000109 | 0.010207 | 0.005815 | 0.0010206 | 0.0044624 | 5000000 | no RA
CB 781 | 151582.1004 | 37849.5988 | 110805.7748 | 2926.7268 | 24.97% | 73.1% | 1.931% | 67515.0033 | 140753.6534 | 104.1162 | 62727.27 | 4683.6171 | 203.0714 | 130838.1104 | 9712.4716 | 781 | 0.021159 | 0.013283 | 0.0053268 | 7164089.3266 | 215.6296 | 140715.2446 | 10651.2263 | 10191.1085 | 6650498.8318 | 503399.3863 | 6329019.2656 | 9760.104 | 5880205.5958 | 439053.5658 | 2032824.0218 | 2932.8431 | 1889619.5399 | 140271.6388 |  | 1775 | CB 781 | 151582.1004 | 84067.0971 | 10828.447 | 37849.5988 | 19825.288 | 506.6431 | 110805.7748 | 61315.0823 | 7395.0771 | 2926.7268 | 215.6296 | 111.5134 | 12.5582 | 72.8257 | 31.4687 | 0.88959 | 140.513 | 77.7538 | 9.3777 | 2.2909 | 10651.2263 | 5967.6091 | 938.7546 | 371.0954 | 160.2895 | 4.5533 | 10014.273 | 5541.4618 | 668.3435 | 265.8578 | 140715.2446 | 77987.9746 | 9877.1342 | 37405.6777 | 19633.5298 | 501.2002 | 100650.9888 | 55695.8667 | 6717.3559 | 2658.5781 | 0.0068028 | 0.003288 | 8.36e-05 | 0.010125 | 0.005764 | 0.0010124 | 0.0042308 | 5000000 | no RA
CB 783 | 113958.5002 | 40232.9177 | 72978.7022 | 746.8802 | 35.3% | 64.04% | 0.6554% | 51383.3908 | 107859.0799 | 545.7896 | 45767.4641 | 5070.1371 | 1348.9177 | 95049.073 | 11461.0892 | 783 | 0.014816 | 0.008722 | 0.0021444 | 7691479.6074 | 1364.3139 | 100588.9963 | 12005.1899 | 92082.5814 | 6789122.4701 | 810274.5558 | 7174399.1505 | 76205.8062 | 6390276.1253 | 707917.219 | 2844348.1868 | 35572.2645 | 2506535.9225 | 302239.9998 |  | 1776 | CB 783 | 113958.5002 | 62575.1094 | 6099.4203 | 40232.9177 | 21456.2102 | 485.1946 | 72978.7022 | 40372.019 | 4867.3454 | 746.8802 | 1364.3139 | 818.5243 | 15.3962 | 1269.2118 | 765.6523 | 8.5077 | 94.5176 | 52.2874 | 6.3039 | 0.58462 | 12005.1899 | 6935.0528 | 544.1007 | 5329.3145 | 3211.6272 | 35.5302 | 6608.0303 | 3655.5805 | 440.7254 | 67.8451 | 100588.9963 | 54821.5323 | 5539.9234 | 33634.3914 | 17478.9307 | 441.1566 | 66276.1544 | 36664.151 | 4420.3162 | 678.4506 | 0.0035376 | 0.0018384 | 4.64e-05 | 0.010201 | 0.0058056 | 0.00102 | 0.001078 | 5000000 | no RA
CB 788 | 1509637.7867 | 1096982.0962 | 398247.7107 | 14407.9798 | 72.67% | 26.38% | 0.9544% | 784256.9892 | 1450085.4977 | 139062.1082 | 171712.7324 | 473482.1486 | 247888.0651 | 353860.1258 | 848337.3068 | 788 | 0.14181 | 0.082814 | 0.027903 | 10645450.9511 | 250548.6116 | 397859.149 | 861230.026 | 1766783.3831 | 2805567.0665 | 6073100.5016 | 8759156.634 | 1553147.5066 | 1917813.5997 | 5288195.5277 | 2134245.8548 | 364843.367 | 520813.7781 | 1248588.7097 |  | 1777 | CB 788 | 1509637.7867 | 725380.7975 | 59552.2889 | 1096982.0962 | 488419.3588 | 11451.2423 | 398247.7107 | 222553.459 | 33693.0669 | 14407.9798 | 250548.6116 | 111486.5035 | 2660.5465 | 249952.8967 | 111148.6236 | 2599.8234 | 584.4371 | 326.602 | 49.4453 | 11.2779 | 861230.026 | 387747.8774 | 12892.7192 | 824426.6315 | 366603.5756 | 8580.9678 | 35494.6034 | 19835.5108 | 3002.9603 | 1308.7911 | 397859.149 | 226146.4166 | 43999.0232 | 22602.568 | 10667.1596 | 270.4511 | 362168.6702 | 202391.3462 | 30640.6614 | 13087.9108 | 0.05615 | 0.025304 | 0.000642 | 0.064889 | 0.036737 | 0.0064888 | 0.020772 | 5000000 | no RA
CB 789 | 30442.2032 | 28851.9458 | 0 | 1590.2573 | 94.78% | 0% | 5.224% | 16434.7314 | 28551.7989 | 2352.6125 | 2204.1351 | 11877.9838 | 4033.2815 | 4166.2288 | 20352.2885 | 789 | 0.0078294 | 0.0048298 | 0.0023004 | 3888191.0688 | 4075.7121 | 5662.3012 | 20704.1899 | 520565.0625 | 723210.1023 | 2644415.904 | 2900217.7661 | 415162.7607 | 388961.1354 | 2096093.87 | 821771.9957 | 116085.0781 | 119911.5405 | 585775.377 |  | 1778 | CB 789 | 30442.2032 | 14007.4718 | 1890.4043 | 28851.9458 | 12417.2145 | 300.147 | 0 | 0 | 0 | 1590.2573 | 4075.7121 | 1723.0996 | 42.4306 | 4074.4673 | 1721.8549 | 41.1858 | 0 | 0 | 0 | 1.2448 | 20704.1899 | 8826.2061 | 351.9014 | 20559.7342 | 8681.7504 | 207.4457 | 0 | 0 | 0 | 144.4557 | 5662.3012 | 3458.1661 | 1496.0723 | 4217.7443 | 2013.6092 | 51.5155 | 0 | 0 | 0 | 1444.5569 | 0.0055948 | 0.0025952 | 6.58e-05 | 0 | 0 | 0 | 0.0022346 | 5000000 | no RA
CB 790 | 383620.517 | 68088.2721 | 314533.2571 | 998.9878 | 17.75% | 81.99% | 0.2604% | 172000.459 | 354342.6547 | 6074.7547 | 122793.1892 | 43132.5151 | 12002.6209 | 255518.7793 | 86821.2545 | 790 | 0.092624 | 0.052939 | 0.010163 | 4141714.6063 | 12162.6339 | 280750.5921 | 90707.291 | 131312.4722 | 3031091.3431 | 979310.791 | 3997447.2042 | 141182.8273 | 2853825.4703 | 1002438.9066 | 2880885.42 | 97584.0054 | 2077425.1026 | 705876.3121 |  | 1779 | CB 790 | 383620.517 | 211620.0581 | 29277.8623 | 68088.2721 | 33992.7859 | 666.9338 | 314533.2571 | 176628.2843 | 27611.9407 | 998.9878 | 12162.6339 | 6087.8792 | 160.013 | 11617.2982 | 5781.2994 | 111.4263 | 544.5537 | 305.7978 | 47.8048 | 0.78196 | 90707.291 | 47574.7759 | 3886.0365 | 53206.9934 | 26476.4424 | 511.217 | 37409.5516 | 21007.5875 | 3284.0735 | 90.746 | 280750.5921 | 157957.403 | 25231.8129 | 3263.9804 | 1735.0441 | 44.2905 | 276579.1518 | 155314.899 | 24280.0625 | 907.4599 | 0.0043058 | 0.0022104 | 5.6e-05 | 0.086901 | 0.049312 | 0.00869 | 0.0014168 | 5000000 | no RA
CB 791 | 121492.3061 | 119443.1835 | 0 | 2049.1226 | 98.31% | 0% | 1.687% | 61385.222 | 117937.1936 | 10219.383 | 2135.7379 | 49030.1012 | 19572.8813 | 4465.8271 | 93898.4852 | 791 | 0.010706 | 0.0068322 | 0.0030326 | 11348269.7343 | 19824.1665 | 6387.958 | 95280.1816 | 1851722.106 | 596681.9839 | 8899865.6444 | 8797617.766 | 1464623.2768 | 306090.0465 | 7026904.4427 | 1172298.5196 | 194554.9074 | 44390.4278 | 933353.1845 |  | 1780 | CB 791 | 121492.3061 | 60107.0841 | 3555.1125 | 119443.1835 | 58057.9615 | 1505.9899 | 0 | 0 | 0 | 2049.1226 | 19824.1665 | 9604.7836 | 251.2852 | 19822.5626 | 9603.1796 | 249.6813 | 0 | 0 | 0 | 1.604 | 95280.1816 | 46250.0804 | 1381.6964 | 95094.0436 | 46063.9424 | 1195.5583 | 0 | 0 | 0 | 186.1381 | 6387.958 | 4252.2201 | 1922.1309 | 4526.5774 | 2390.8395 | 60.7503 | 0 | 0 | 0 | 1861.3806 | 0.007772 | 0.0038984 | 9.88e-05 | 0 | 0 | 0 | 0.0029338 | 5000000 | no RA
CB 795 | 10716.401 | 9961.1932 | 184.6799 | 570.5279 | 92.95% | 1.723% | 5.324% | 5333.8898 | 10003.8625 | 197.4008 | 4124.3299 | 1012.1592 | 318.7225 | 8042.716 | 1642.424 | 795 | 0.020541 | 0.011919 | 0.0026442 | 521712.9305 | 324.0116 | 8671.1802 | 1721.2091 | 15774.0518 | 422144.2293 | 83794.6494 | 451583.2545 | 16712.5497 | 349178.2469 | 85692.4579 | 269472.2342 | 8585.3706 | 216645.1857 | 44241.678 |  | 1781 | CB 795 | 10716.401 | 5382.5111 | 712.5385 | 9961.1932 | 4709.7439 | 129.6844 | 184.6799 | 102.2394 | 12.3262 | 570.5279 | 324.0116 | 126.6108 | 5.2891 | 323.4395 | 126.0948 | 4.8342 | 0.12551 | 0.069483 | 0.0083771 | 0.44658 | 1721.2091 | 709.05 | 78.7851 | 1630.4841 | 635.6896 | 24.3633 | 38.8994 | 21.5348 | 2.5963 | 51.8256 | 8671.1802 | 4546.8503 | 628.4642 | 8007.2695 | 3947.9596 | 100.4869 | 145.6549 | 80.635 | 9.7216 | 518.2557 | 0.001769 | 0.0008722 | 2.22e-05 | 0.017944 | 0.010219 | 0.0017944 | 0.0008276 | 5000000 | no RA
CB 797 | 28638.4187 | 27908.6348 | 0 | 729.784 | 97.45% | 0% | 2.548% | 15145.9456 | 27506.5587 | 1369.9699 | 6845.8071 | 6930.1686 | 2476.1284 | 12504.938 | 12525.4923 | 797 | 0.0039484 | 0.0023758 | 0.0010758 | 7253170.5867 | 2518.8938 | 13314.1254 | 12805.3995 | 637953.0541 | 3372030.5436 | 3243186.9891 | 5679128.358 | 513684.3386 | 2566905.9066 | 2598538.1128 | 1052110.0856 | 94710.491 | 478306.7013 | 479092.8934 |  | 1782 | CB 797 | 28638.4187 | 13492.4732 | 1131.86 | 27908.6348 | 12762.6892 | 402.0761 | 0 | 0 | 0 | 729.784 | 2518.8938 | 1148.9239 | 42.7654 | 2518.3226 | 1148.3527 | 42.1942 | 0 | 0 | 0 | 0.57124 | 12805.3995 | 5875.2309 | 279.9072 | 12739.1074 | 5808.9389 | 213.6151 | 0 | 0 | 0 | 66.2921 | 13314.1254 | 6468.3183 | 809.1874 | 12651.2047 | 5805.3976 | 146.2668 | 0 | 0 | 0 | 662.9207 | 0.0029062 | 0.0013336 | 3.36e-05 | 0 | 0 | 0 | 0.0010422 | 5000000 | no RA
CB 799 | 37439.3245 | 36522.9011 | 0 | 916.4233 | 97.55% | 0% | 2.448% | 19360.7277 | 36234.7705 | 2728.1404 | 2804.6523 | 13827.935 | 5056.008 | 5551.0833 | 25627.6792 | 799 | 0.0045468 | 0.0029052 | 0.0013886 | 8234214.0565 | 5092.4048 | 6455.3682 | 25891.5515 | 1119997.5364 | 1419760.7518 | 5694455.7683 | 6222840.6923 | 876866.9806 | 901459.1289 | 4444514.5829 | 867459.3206 | 121040.6804 | 132892.7676 | 613525.8726 |  | 1783 | CB 799 | 37439.3245 | 18078.5968 | 1204.554 | 36522.9011 | 17162.1734 | 288.1307 | 0 | 0 | 0 | 916.4233 | 5092.4048 | 2364.2644 | 36.3968 | 5091.6875 | 2363.5471 | 35.6795 | 0 | 0 | 0 | 0.71733 | 25891.5515 | 12063.6165 | 263.8723 | 25808.3055 | 11980.3705 | 180.6263 | 0 | 0 | 0 | 83.246 | 6455.3682 | 3650.7158 | 904.2849 | 5622.9082 | 2818.2558 | 71.8249 | 0 | 0 | 0 | 832.46 | 0.0031976 | 0.001556 | 3.94e-05 | 0 | 0 | 0 | 0.0013492 | 5000000 | no RA
CB 80 | 43256.3009 | 38536.0687 | 0 | 4720.2322 | 89.09% | 0% | 10.91% | 20729.8971 | 38084.5792 | 50.779 | 20420.5731 | 258.5449 | 87.1315 | 37553.7907 | 443.6569 | 80 | 0.017052 | 0.01151 | 0.006898 | 2536758.6345 | 90.9018 | 42292.5777 | 872.8213 | 5330.9234 | 2480241.2485 | 51186.4626 | 1957047.8718 | 4793.8971 | 1927845.5189 | 24408.4558 | 749742.1999 | 1715.2917 | 739292.9707 | 8733.9375 |  | 1784 | CB 80 | 43256.3009 | 22526.4038 | 5171.7217 | 38536.0687 | 17806.1716 | 451.4895 | 0 | 0 | 0 | 4720.2322 | 90.9018 | 40.1228 | 3.7703 | 87.2071 | 36.428 | 0.075565 | 0 | 0 | 0 | 3.6948 | 872.8213 | 614.2764 | 429.1644 | 444.0452 | 185.5003 | 0.38825 | 0 | 0 | 0 | 428.7761 | 42292.5777 | 21872.0046 | 4738.787 | 38004.8164 | 17584.2433 | 451.0257 | 0 | 0 | 0 | 4287.7613 | 0.010274 | 0.0047322 | 0.0001198 | 0 | 0 | 0 | 0.0067782 | 5000000 | no RA
CB 81 | 21380.2922 | 16622.4621 | 0 | 4757.83 | 77.75% | 0% | 22.25% | 9003.4547 | 16428.5801 | 0.53056 | 9000.2358 | 2.6883 | 0.88999 | 16423.1779 | 4.5122 | 81 | 0.01895 | 0.012211 | 0.0070014 | 1128259.516 | 4.6142 | 20938.9744 | 436.7036 | 243.4956 | 1104970.7324 | 23045.2881 | 1013614.1937 | 59.7303 | 1013251.8119 | 302.6515 | 707245.9968 | 38.3139 | 707013.4357 | 194.2473 |  | 1785 | CB 81 | 21380.2922 | 12376.8375 | 4951.7121 | 16622.4621 | 7619.0074 | 193.8821 | 0 | 0 | 0 | 4757.83 | 4.6142 | 4.0836 | 3.7242 | 0.88999 | 0.35943 | 0 | 0 | 0 | 0 | 3.7242 | 436.7036 | 434.0153 | 432.1914 | 4.5122 | 1.8238 | 0 | 0 | 0 | 0 | 432.1914 | 20938.9744 | 11938.7385 | 4515.7965 | 16617.06 | 7616.8242 | 193.8821 | 0 | 0 | 0 | 4321.9144 | 0.012085 | 0.005346 | 0.0001368 | 0 | 0 | 0 | 0.0068646 | 5000000 | no RA
CB 821 | 35766.98 | 28551.4104 | 0 | 7215.5697 | 79.83% | 0% | 20.17% | 13558.1434 | 28191.9081 | 198.8217 | 12356.5051 | 1002.8167 | 427.0434 | 25610.103 | 2154.7617 | 821 | 0.03208 | 0.020145 | 0.010699 | 1114916.8978 | 435.2283 | 32508.7302 | 2823.0216 | 13566.7968 | 1013351.7718 | 87998.3293 | 1102460.0195 | 16166.8872 | 1004750.6055 | 81542.5269 | 708016.8189 | 10724.848 | 643176.8851 | 54115.0857 |  | 1786 | CB 821 | 35766.98 | 22208.8366 | 7575.0719 | 28551.4104 | 14993.267 | 359.5023 | 0 | 0 | 0 | 7215.5697 | 435.2283 | 236.4066 | 8.1848 | 429.5803 | 230.7586 | 2.5368 | 0 | 0 | 0 | 5.648 | 2823.0216 | 1820.2049 | 668.2599 | 2167.5742 | 1164.7575 | 12.8125 | 0 | 0 | 0 | 655.4474 | 32508.7302 | 20152.2251 | 6898.6272 | 25954.256 | 13597.7509 | 344.153 | 0 | 0 | 0 | 6554.4742 | 0.021628 | 0.0096924 | 0.0002466 | 0 | 0 | 0 | 0.010452 | 5000000 | no RA
CB 83 | 13936.1364 | 11778.6187 | 0 | 2157.5178 | 84.52% | 0% | 15.48% | 6027.6469 | 11628.8723 | 31.394 | 5838.2215 | 158.0314 | 55.0523 | 11296.6504 | 277.1696 | 83 | 0.012231 | 0.007285 | 0.0032028 | 1139373.7758 | 57.5847 | 13401.1608 | 477.391 | 4707.9384 | 1095635.8856 | 39029.9518 | 1085585.3819 | 5654.0829 | 1051469.6824 | 28461.6165 | 720389.7044 | 3410.3981 | 699809.099 | 17170.2073 |  | 1787 | CB 83 | 13936.1364 | 7908.4895 | 2307.2641 | 11778.6187 | 5750.9718 | 149.7464 | 0 | 0 | 0 | 2157.5178 | 57.5847 | 26.1907 | 2.5324 | 55.8959 | 24.5019 | 0.84361 | 0 | 0 | 0 | 1.6888 | 477.391 | 319.3596 | 200.2213 | 281.4065 | 123.3751 | 4.2369 | 0 | 0 | 0 | 195.9844 | 13401.1608 | 7562.9392 | 2104.5104 | 11441.3163 | 5603.0947 | 144.6659 | 0 | 0 | 0 | 1959.8445 | 0.0091352 | 0.0041888 | 0.0001066 | 0 | 0 | 0 | 0.0030962 | 5000000 | no RA
CB 835 | 10444.8651 | 10205.8322 | 0 | 239.033 | 97.71% | 0% | 2.289% | 6387.1594 | 10164.6447 | 1359.9675 | 4.1038 | 5023.0881 | 2164.6606 | 7.1604 | 7992.8237 | 835 | 0.0017112 | 0.0009398 | 0.0003654 | 6103824.8748 | 2173.5612 | 224.3724 | 8046.9315 | 1270197.0648 | 131119.9057 | 4702507.9043 | 4317626.905 | 919318.2715 | 2774.0782 | 3395534.5553 | 766886.7738 | 163316.0457 | 540.2243 | 603030.5038 |  | 1788 | CB 835 | 10444.8651 | 4057.7058 | 280.2204 | 10205.8322 | 3818.6728 | 41.1875 | 0 | 0 | 0 | 239.033 | 2173.5612 | 813.5937 | 8.9006 | 2173.3741 | 813.4066 | 8.7135 | 0 | 0 | 0 | 0.1871 | 8046.9315 | 3023.8434 | 54.1078 | 8025.2183 | 3002.1302 | 32.3945 | 0 | 0 | 0 | 21.7133 | 224.3724 | 220.2686 | 217.212 | 7.2398 | 3.136 | 0.079411 | 0 | 0 | 0 | 217.1326 | 0.0013608 | 0.0005894 | 1.5e-05 | 0 | 0 | 0 | 0.0003504 | 5000000 | no RA
CB 84 | 10703.6222 | 6355.4892 | 0 | 4348.1329 | 59.38% | 0% | 40.62% | 3159.9998 | 6277.6122 | 74.5989 | 2704.3888 | 381.0121 | 135.3473 | 5451.4753 | 690.7896 | 84 | 0.018717 | 0.011944 | 0.0063698 | 571878.5553 | 139.8391 | 9472.4879 | 1091.2952 | 7471.3956 | 506100.8873 | 58306.2724 | 631572.0073 | 14909.671 | 540511.5188 | 76150.8175 | 694842.8438 | 14981.0322 | 603401.1749 | 76460.6367 |  | 1789 | CB 84 | 10703.6222 | 7543.6224 | 4426.0099 | 6355.4892 | 3195.4894 | 77.877 | 0 | 0 | 0 | 4348.1329 | 139.8391 | 65.2403 | 4.4918 | 136.4356 | 61.8367 | 1.0883 | 0 | 0 | 0 | 3.4035 | 1091.2952 | 710.2831 | 400.5056 | 696.3198 | 315.3077 | 5.5302 | 0 | 0 | 0 | 394.9754 | 9472.4879 | 6768.099 | 4021.0126 | 5522.7338 | 2818.345 | 71.2586 | 0 | 0 | 0 | 3949.754 | 0.012492 | 0.0057196 | 0.0001452 | 0 | 0 | 0 | 0.0062246 | 5000000 | no RA
CB 85 | 36503.1007 | 32704.1898 | 0 | 3798.9108 | 89.59% | 0% | 10.41% | 17177.7865 | 32263.4027 | 1586.4282 | 9833.1669 | 5758.1914 | 2795.1273 | 19322.9475 | 10145.3279 | 85 | 0.02128 | 0.012922 | 0.0056938 | 1715371.2721 | 2839.7219 | 23022.0635 | 10641.3153 | 133445.577 | 1081863.8868 | 500061.8084 | 1495512.6991 | 138115.788 | 856083.8747 | 501313.0364 | 744616.5876 | 64509.5678 | 445960.0053 | 234147.0145 |  | 1790 | CB 85 | 36503.1007 | 19325.3142 | 4239.6979 | 32704.1898 | 15526.4034 | 440.7871 | 0 | 0 | 0 | 3798.9108 | 2839.7219 | 1253.2937 | 44.5946 | 2836.7483 | 1250.3201 | 41.621 | 0 | 0 | 0 | 2.9736 | 10641.3153 | 4883.1239 | 495.9874 | 10296.2301 | 4538.0387 | 150.9022 | 0 | 0 | 0 | 345.0852 | 23022.0635 | 13188.8966 | 3699.116 | 19571.2115 | 9738.0446 | 248.264 | 0 | 0 | 0 | 3450.852 | 0.015775 | 0.0074176 | 0.0001892 | 0 | 0 | 0 | 0.0055046 | 5000000 | no RA
CB 851 | 28363.9341 | 27807.8132 | 0 | 556.1209 | 98.04% | 0% | 1.961% | 15435.6187 | 27678.3942 | 2355.5523 | 5876.0895 | 7203.9769 | 4267.0144 | 10360.7468 | 13050.6329 | 851 | 0.0031694 | 0.0018766 | 0.0008122 | 8949307.1642 | 4270.7856 | 10981.783 | 13111.3656 | 1347506.0161 | 3464940.6694 | 4136860.4787 | 6889222.7601 | 1051329.6907 | 2622615.2841 | 3215277.7853 | 844053.142 | 130122.6843 | 315951.1646 | 397979.293 |  | 1791 | CB 851 | 28363.9341 | 12928.3154 | 685.54 | 27807.8132 | 12372.1945 | 129.419 | 0 | 0 | 0 | 556.1209 | 4270.7856 | 1915.2333 | 3.7711 | 4270.3503 | 1914.798 | 3.3358 | 0 | 0 | 0 | 0.4353 | 13111.3656 | 5907.3887 | 60.7327 | 13060.8487 | 5856.8718 | 10.2158 | 0 | 0 | 0 | 50.5169 | 10981.783 | 5105.6935 | 621.0362 | 10476.6142 | 4600.5247 | 115.8674 | 0 | 0 | 0 | 505.1687 | 0.0023848 | 0.001092 | 2.76e-05 | 0 | 0 | 0 | 0.0007846 | 5000000 | no RA
CB 852 | 5693.3337 | 5555.1022 | 0 | 138.2314 | 97.57% | 0% | 2.428% | 3284.6123 | 5555.0907 | 651.5215 | 0.57393 | 2632.5169 | 1101.79 | 1.0009 | 4452.2998 | 852 | 0.0007638 | 0.0004458 | 0.0002092 | 7453958.694 | 1101.8982 | 126.579 | 4464.8564 | 1442652.7741 | 165722.7581 | 5845583.1618 | 5403143.4163 | 1071744.1087 | 944.1013 | 4330455.2064 | 660817.1917 | 131065.6847 | 119.0691 | 529632.4379 |  | 1792 | CB 852 | 5693.3337 | 2408.7213 | 138.243 | 5555.1022 | 2270.4899 | 0.011551 | 0 | 0 | 0 | 138.2314 | 1101.8982 | 450.3767 | 0.1082 | 1101.79 | 450.2685 | 0 | 0 | 0 | 0 | 0.1082 | 4464.8564 | 1832.3395 | 12.5567 | 4452.2998 | 1819.7828 | 0 | 0 | 0 | 0 | 12.5567 | 126.579 | 126.0051 | 125.5781 | 1.0125 | 0.43857 | 0.011551 | 0 | 0 | 0 | 125.5665 | 0.000561 | 0.000243 | 6.4e-06 | 0 | 0 | 0 | 0.0002028 | 5000000 | no RA
CB 854 | 3436.7365 | 3130.3445 | 0 | 306.392 | 91.08% | 0% | 8.915% | 1757.486 | 3096.9207 | 27.313 | 1590.3266 | 139.8465 | 32.4062 | 2898.1681 | 166.3464 | 854 | 0.0011248 | 0.0007976 | 0.000456 | 3055420.0988 | 32.6461 | 3209.912 | 194.1784 | 29023.8934 | 2853762.46 | 172633.7454 | 2105379.2514 | 32719.5789 | 1905130.7042 | 167528.9684 | 745210.099 | 7797.8948 | 697384.3686 | 40027.8356 |  | 1793 | CB 854 | 3436.7365 | 1679.2505 | 339.8158 | 3130.3445 | 1372.8585 | 33.4238 | 0 | 0 | 0 | 306.392 | 32.6461 | 5.3331 | 0.23983 | 32.4062 | 5.0933 | 0 | 0 | 0 | 0 | 0.23983 | 194.1784 | 54.332 | 27.832 | 166.3464 | 26.5 | 0 | 0 | 0 | 0 | 27.832 | 3209.912 | 1619.5854 | 311.744 | 2931.5919 | 1341.2653 | 33.4238 | 0 | 0 | 0 | 278.3201 | 0.0006776 | 0.0003504 | 8.8e-06 | 0 | 0 | 0 | 0.0004472 | 5000000 | no RA
CB 855 | 80987.6813 | 79319.1206 | 0 | 1668.5607 | 97.94% | 0% | 2.06% | 22288.1998 | 78003.3783 | 2088.0221 | 9592.4073 | 10607.7704 | 6933.3468 | 35827.1613 | 35242.8702 | 855 | 0.01085 | 0.008162 | 0.0026022 | 7464577.6135 | 7038.4546 | 38027.3127 | 35921.914 | 648729.4068 | 3504950.661 | 3310897.5457 | 7191801.2084 | 673748.43 | 3095211.2395 | 3422841.539 | 1146838.4525 | 101936.9781 | 526745.9842 | 518155.4902 |  | 1794 | CB 855 | 80987.6813 | 58699.4815 | 2984.303 | 79319.1206 | 57030.9208 | 1315.7423 | 0 | 0 | 0 | 1668.5607 | 7038.4546 | 4950.4325 | 105.1078 | 7037.1485 | 4949.1264 | 103.8017 | 0 | 0 | 0 | 1.3061 | 35921.914 | 25314.1436 | 679.0438 | 35770.3454 | 25162.575 | 527.4752 | 0 | 0 | 0 | 151.5686 | 38027.3127 | 28434.9054 | 2200.1514 | 36511.6267 | 26919.2193 | 684.4653 | 0 | 0 | 0 | 1515.686 | 0.0083924 | 0.0057048 | 0.000145 | 0 | 0 | 0 | 0.0024572 | 5000000 | no RA
CB 856 | 11298.6825 | 10547.6141 | 0 | 751.0684 | 93.35% | 0% | 6.647% | 3866.2418 | 10079.4114 | 574.1046 | 1038.2801 | 2253.8571 | 1532.2527 | 2530.0112 | 6017.1475 | 856 | 0.0032934 | 0.002265 | 0.001141 | 3430704.5845 | 1619.7732 | 3251.5293 | 6427.38 | 491824.0122 | 987286.485 | 1951594.0874 | 3281430.7638 | 487265.0424 | 881229.0025 | 1912936.7188 | 1068598.6699 | 162446.312 | 268226.6387 | 637925.7192 |  | 1795 | CB 856 | 11298.6825 | 7432.4407 | 1219.2711 | 10547.6141 | 6681.3723 | 468.2027 | 0 | 0 | 0 | 751.0684 | 1619.7732 | 1045.6686 | 87.5205 | 1619.1853 | 1045.0807 | 86.9326 | 0 | 0 | 0 | 0.5879 | 6427.38 | 4173.5229 | 410.2325 | 6359.1545 | 4105.2974 | 342.007 | 0 | 0 | 0 | 68.2255 | 3251.5293 | 2213.2492 | 721.5181 | 2569.2743 | 1530.9942 | 39.2631 | 0 | 0 | 0 | 682.255 | 0.002182 | 0.0011536 | 2.96e-05 | 0 | 0 | 0 | 0.0011114 | 5000000 | no RA
CB 857 | 32590.4536 | 30661.2029 | 0 | 1929.2506 | 94.08% | 0% | 5.92% | 12805.758 | 30038.7045 | 1797.3343 | 1924.0724 | 9084.3513 | 4404.8486 | 3366.6292 | 22267.2267 | 857 | 0.0091096 | 0.0062464 | 0.002905 | 3577594.3566 | 4502.6776 | 5158.0999 | 22929.6761 | 494278.2993 | 566226.824 | 2517089.2333 | 3167375.7023 | 444552.6058 | 475899.9899 | 2246923.1066 | 878398.9918 | 128807.639 | 98447.7764 | 651143.5765 |  | 1796 | CB 857 | 32590.4536 | 19784.6956 | 2551.7491 | 30661.2029 | 17855.445 | 622.4984 | 0 | 0 | 0 | 1929.2506 | 4502.6776 | 2705.3433 | 97.829 | 4501.1675 | 2703.8331 | 96.3188 | 0 | 0 | 0 | 1.5101 | 22929.6761 | 13845.3248 | 662.4494 | 22754.4269 | 13670.0757 | 487.2003 | 0 | 0 | 0 | 175.2491 | 5158.0999 | 3234.0275 | 1791.4707 | 3405.6085 | 1481.5361 | 38.9793 | 0 | 0 | 0 | 1752.4914 | 0.0062926 | 0.0034294 | 8.8e-05 | 0 | 0 | 0 | 0.002817 | 5000000 | no RA
CB 859 | 4822.3624 | 4583.6327 | 0 | 238.7296 | 95.05% | 0% | 4.95% | 2591.2153 | 4537.5558 | 49.3788 | 2292.3277 | 249.5088 | 89.3328 | 3997.1747 | 451.0484 | 859 | 0.0009722 | 0.000614 | 0.0003476 | 4960257.5461 | 89.5197 | 4260.1086 | 472.7341 | 92079.4838 | 4381926.1833 | 486251.8789 | 3633790.0695 | 69246.3406 | 3214645.1964 | 349898.5326 | 819351.3941 | 16130.9223 | 721774.177 | 81446.2948 |  | 1797 | CB 859 | 4822.3624 | 2231.1471 | 284.8065 | 4583.6327 | 1992.4175 | 46.0769 | 0 | 0 | 0 | 238.7296 | 89.5197 | 40.1409 | 0.18687 | 89.3328 | 39.954 | 0 | 0 | 0 | 0 | 0.18687 | 472.7341 | 223.2253 | 21.6857 | 451.0484 | 201.5396 | 0 | 0 | 0 | 0 | 21.6857 | 4260.1086 | 1967.7809 | 262.934 | 4043.2516 | 1750.9238 | 46.0769 | 0 | 0 | 0 | 216.8571 | 0.0006318 | 0.0002736 | 7.2e-06 | 0 | 0 | 0 | 0.0003404 | 5000000 | no RA
CB 86 | 1979.6185 | 1804.0311 | 0 | 175.5874 | 91.13% | 0% | 8.87% | 1022.3809 | 1784.5703 | 2.6092 | 1006.503 | 13.2687 | 4.9309 | 1754.5699 | 25.0695 | 86 | 0.0007966 | 0.0004842 | 0.000252 | 2485084.7064 | 5.0684 | 1933.5306 | 41.0195 | 6362.5058 | 2427228.9944 | 51493.2062 | 1976946.671 | 5045.3287 | 1946244.121 | 25657.2213 | 774000.6432 | 2138.6345 | 760988.9122 | 10873.0965 |  | 1798 | CB 86 | 1979.6185 | 957.2376 | 195.0482 | 1804.0311 | 781.6502 | 19.4608 | 0 | 0 | 0 | 175.5874 | 5.0684 | 2.4592 | 0.13744 | 4.9309 | 2.3217 | 0 | 0 | 0 | 0 | 0.13744 | 41.0195 | 27.7508 | 15.95 | 25.0695 | 11.8008 | 0 | 0 | 0 | 0 | 15.95 | 1933.5306 | 927.0276 | 178.9607 | 1774.0307 | 767.5277 | 19.4608 | 0 | 0 | 0 | 159.4999 | 0.0005506 | 0.0002382 | 6e-06 | 0 | 0 | 0 | 0.000246 | 5000000 | no RA
CB 87 | 8057.257 | 3447.9943 | 0 | 4609.2627 | 42.79% | 0% | 57.21% | 1956.79 | 3410.899 | 26.9956 | 1792.8443 | 136.9502 | 46.6034 | 3127.9469 | 236.3487 | 87 | 0.018391 | 0.011778 | 0.0068542 | 438108.6968 | 50.6439 | 7349.371 | 657.2422 | 2753.7309 | 399617.8027 | 35737.1632 | 517963.2028 | 7145.7412 | 474566.6889 | 36250.7727 | 677884.8132 | 9261.9879 | 621650.6904 | 46972.1349 |  | 1799 | CB 87 | 8057.257 | 6100.467 | 4646.3581 | 3447.9943 | 1491.2043 | 37.0953 | 0 | 0 | 0 | 4609.2627 | 50.6439 | 23.6483 | 4.0405 | 47.036 | 20.0404 | 0.4326 | 0 | 0 | 0 | 3.6079 | 657.2422 | 520.292 | 420.8935 | 238.5463 | 101.5961 | 2.1976 | 0 | 0 | 0 | 418.6959 | 7349.371 | 5556.5267 | 4221.4241 | 3162.4121 | 1369.5678 | 34.4652 | 0 | 0 | 0 | 4186.9589 | 0.011664 | 0.0050508 | 0.0001272 | 0 | 0 | 0 | 0.006727 | 5000000 | no RA
CB 88 | 43960.4944 | 37868.0078 | 0 | 6092.4866 | 86.14% | 0% | 13.86% | 18002.6865 | 37346.2168 | 1816.6127 | 10711.9435 | 5474.1303 | 3679.6314 | 22580.8321 | 11085.7533 | 88 | 0.033053 | 0.02117 | 0.0092012 | 1330008.1795 | 3737.5245 | 28423.8406 | 11799.1293 | 113077.3944 | 859952.578 | 356978.2071 | 1226160.0318 | 123729.191 | 729588.7219 | 372842.1189 | 718849.4547 | 70826.4784 | 434641.5847 | 213381.3916 |  | 1800 | CB 88 | 43960.4944 | 25957.8079 | 6614.2776 | 37868.0078 | 19865.3213 | 521.791 | 0 | 0 | 0 | 6092.4866 | 3737.5245 | 1920.9118 | 57.8931 | 3732.7556 | 1916.1429 | 53.1242 | 0 | 0 | 0 | 4.7689 | 11799.1293 | 6324.999 | 713.376 | 11245.7004 | 5771.5701 | 159.9471 | 0 | 0 | 0 | 553.4289 | 28423.8406 | 17711.897 | 5843.0085 | 22889.5518 | 12177.6083 | 308.7197 | 0 | 0 | 0 | 5534.2888 | 0.024163 | 0.01228 | 0.000311 | 0 | 0 | 0 | 0.0088902 | 5000000 | no RA
CB 90 | 16294.9878 | 379.6613 | 15885.4288 | 29.8977 | 2.33% | 97.49% | 0.1835% | 7250.2863 | 15201.6053 | 9.7331 | 6628.7723 | 611.7809 | 20.5096 | 13891.9477 | 1289.148 | 90 | 0.0049876 | 0.0028712 | 0.0005362 | 3267099.9708 | 21.9993 | 14888.958 | 1384.0305 | 4410.7976 | 2985194.8911 | 277494.2821 | 3150146.8102 | 4228.8808 | 2880107.78 | 265810.1493 | 2039131.8292 | 2751.139 | 1863455.3479 | 172925.3423 |  | 1801 | CB 90 | 16294.9878 | 9044.7015 | 1093.3825 | 379.6613 | 164.993 | 3.5482 | 15885.4288 | 8849.8108 | 1059.9365 | 29.8977 | 21.9993 | 12.2662 | 1.4897 | 0 | 0 | 0 | 21.9759 | 12.2428 | 1.4663 | 0.023402 | 1384.0305 | 772.2496 | 94.8824 | 0 | 0 | 0 | 1381.3146 | 769.5337 | 92.1666 | 2.7158 | 14888.958 | 8260.1857 | 997.0103 | 379.6613 | 164.993 | 3.5482 | 14482.1382 | 8068.0343 | 966.3036 | 27.1585 | 4.28e-05 | 1.86e-05 | 4e-07 | 0.0048988 | 0.0028066 | 0.0004898 | 4.6e-05 | 5000000 | no RA
CB 900 | 271.047 | 238.1791 | 0 | 32.868 | 87.87% | 0% | 12.13% | 102.1777 | 238.1791 | 16.7079 | 0 | 85.4697 | 38.9533 | 0 | 199.2258 | 900 | 0.0001684 | 0.0001004 | 4.98e-05 | 1609542.8501 | 38.979 | 29.8566 | 202.2114 | 231466.7502 | 177295.6015 | 1200780.4984 | 1681965.6885 | 275032.0619 | 0 | 1406933.6267 | 659999.2912 | 107940.3608 | 0 | 552058.9304 |  | 1802 | CB 900 | 271.047 | 168.8694 | 32.868 | 238.1791 | 136.0014 | 0 | 0 | 0 | 0 | 32.868 | 38.979 | 22.2711 | 0.025727 | 38.9533 | 22.2454 | 0 | 0 | 0 | 0 | 0.025727 | 202.2114 | 116.7417 | 2.9857 | 199.2258 | 113.756 | 0 | 0 | 0 | 0 | 2.9857 | 29.8566 | 29.8566 | 29.8566 | 0 | 0 | 0 | 0 | 0 | 0 | 29.8566 | 0.00012 | 5.2e-05 | 1.4e-06 | 0 | 0 | 0 | 4.84e-05 | 5000000 | no RA
CB 902 | 44554.1539 | 39462.6601 | 0 | 5091.4938 | 88.57% | 0% | 11.43% | 22509.5158 | 39033.9423 | 3103.1379 | 8865.967 | 10540.4109 | 5360.6074 | 15465.7842 | 18207.5507 | 902 | 0.02472 | 0.014884 | 0.0075636 | 1802337.9229 | 5422.9674 | 20262.8435 | 18868.3431 | 219373.927 | 819687.6841 | 763276.3118 | 1481076.453 | 204179.6244 | 583361.06 | 693535.7686 | 729839.1796 | 100230.2374 | 289172.3098 | 340436.6325 |  | 1803 | CB 902 | 44554.1539 | 22044.6381 | 5520.2116 | 39462.6601 | 16953.1443 | 428.7178 | 0 | 0 | 0 | 5091.4938 | 5422.9674 | 2319.8294 | 62.36 | 5418.982 | 2315.8441 | 58.3746 | 0 | 0 | 0 | 3.9854 | 18868.3431 | 8327.9322 | 660.7924 | 18405.8423 | 7865.4315 | 198.2916 | 0 | 0 | 0 | 462.5008 | 20262.8435 | 11396.8765 | 4797.0593 | 15637.8358 | 6771.8688 | 172.0516 | 0 | 0 | 0 | 4625.0077 | 0.017348 | 0.0075124 | 0.0001918 | 0 | 0 | 0 | 0.0073718 | 5000000 | no RA
CB 907 | 230305.8618 | 225858.9165 | 3419.0974 | 1027.8479 | 98.07% | 1.485% | 0.4463% | 113940.5342 | 226598.5854 | 23062.2063 | 1324.1402 | 89554.1876 | 45829.8931 | 2767.0641 | 178001.6281 | 907 | 0.023668 | 0.013852 | 0.0033164 | 9730520.9388 | 46334.4421 | 3896.8621 | 180074.5575 | 1957649.9531 | 164644.0862 | 7608226.8995 | 8400373.0493 | 1700282.8489 | 97623.4853 | 6602466.715 | 1117861.654 | 226089.1436 | 13650.5481 | 878121.9622 |  | 1804 | CB 907 | 230305.8618 | 116365.3276 | 3707.2764 | 225858.9165 | 113445.8234 | 2451.2083 | 3419.0974 | 1891.6563 | 228.2202 | 1027.8479 | 46334.4421 | 23272.2359 | 504.549 | 46316.2055 | 23261.7868 | 502.5809 | 17.4321 | 9.6445 | 1.1636 | 0.80455 | 180074.5575 | 90520.3699 | 2072.9294 | 179511.3898 | 90167.0798 | 1948.2033 | 469.8002 | 259.9225 | 31.3585 | 93.3676 | 3896.8621 | 2572.7218 | 1129.798 | 31.3212 | 16.9568 | 0.42413 | 2931.8651 | 1622.0893 | 195.6981 | 933.6758 | 0.0041516 | 0.0021162 | 5.36e-05 | 0.01806 | 0.010279 | 0.001806 | 0.0014568 | 5000000 | no RA
CB 91 | 89856.4415 | 68134.6761 | 20088.2369 | 1633.5285 | 75.83% | 22.36% | 1.818% | 33652.9971 | 85919.7916 | 4347.1688 | 11079.3106 | 18226.5178 | 11834.4577 | 25286.5594 | 48798.7745 | 91 | 0.015476 | 0.0099724 | 0.0029656 | 5806255.0241 | 12003.3126 | 28072.8629 | 49780.266 | 775618.2323 | 1813984.6017 | 3216652.1901 | 5635899.5185 | 728024.4987 | 1855462.7052 | 3052412.3147 | 1327437.9167 | 182839.2224 | 390670.6133 | 753928.081 |  | 1805 | CB 91 | 89856.4415 | 56203.4444 | 3936.6499 | 68134.6761 | 43368.4302 | 963.3579 | 20088.2369 | 11201.4857 | 1339.7635 | 1633.5285 | 12003.3126 | 7656.1439 | 168.8549 | 11965.8269 | 7634.6757 | 165.1615 | 36.2071 | 20.1896 | 2.4148 | 1.2786 | 49780.266 | 31553.7482 | 981.4914 | 46895.4258 | 29879.4764 | 650.6002 | 2736.4538 | 1525.8854 | 182.5049 | 148.3863 | 28072.8629 | 16993.5523 | 2786.3035 | 9273.4234 | 5854.2781 | 147.5962 | 17315.5761 | 9655.4107 | 1154.8439 | 1483.8635 | 0.0082314 | 0.004814 | 0.0001222 | 0.00489 | 0.002804 | 0.000489 | 0.0023544 | 5000000 | no RA
CB 911 | 42711.4319 | 42233.7286 | 0 | 477.7033 | 98.88% | 0% | 1.118% | 24203.6394 | 41632.231 | 3408.3887 | 3499.0917 | 17296.159 | 5848.6535 | 6102.5637 | 29681.0137 | 911 | 0.0040632 | 0.0021472 | 0.0007212 | 10511771.9695 | 5936.9647 | 6604.9296 | 30169.5376 | 1461154.921 | 1625548.7321 | 7425068.3164 | 8619500.9485 | 1213809.6033 | 1246111.132 | 6159580.2132 | 1496396.1293 | 210219.3977 | 219345.746 | 1066830.9855 |  | 1806 | CB 911 | 42711.4319 | 18507.7924 | 1079.2009 | 42233.7286 | 18030.0891 | 601.4976 | 0 | 0 | 0 | 477.7033 | 5936.9647 | 2528.5759 | 88.3111 | 5936.5908 | 2528.202 | 87.9372 | 0 | 0 | 0 | 0.37392 | 30169.5376 | 12873.3786 | 488.5239 | 30126.144 | 12829.985 | 445.1303 | 0 | 0 | 0 | 43.3936 | 6604.9296 | 3105.8379 | 502.3659 | 6170.9938 | 2671.9021 | 68.4301 | 0 | 0 | 0 | 433.9358 | 0.0033794 | 0.0014634 | 3.74e-05 | 0 | 0 | 0 | 0.0006838 | 5000000 | no RA
CB 92 | 35457.3947 | 29825.4397 | 3924.8363 | 1707.1186 | 84.12% | 11.07% | 4.815% | 15585.2646 | 33081.6537 | 706.3153 | 12130.4496 | 2748.4997 | 1473.1535 | 25854.4473 | 5754.0529 | 92 | 0.013793 | 0.0084624 | 0.0030228 | 2570605.8462 | 1494.8351 | 27957.1729 | 6005.3867 | 108373.2181 | 2026851.4549 | 435381.1732 | 2348285.363 | 106422.9589 | 1827736.5076 | 414125.8964 | 785940.5203 | 34998.5844 | 614239.4796 | 136702.4563 |  | 1807 | CB 92 | 35457.3947 | 19872.1301 | 2375.741 | 29825.4397 | 15972.6841 | 406.7532 | 3924.8363 | 2192.3274 | 261.8692 | 1707.1186 | 1494.8351 | 788.5198 | 21.6816 | 1486.4976 | 783.2728 | 19.8782 | 7.0013 | 3.9108 | 0.46713 | 1.3363 | 6005.3867 | 3256.8869 | 251.3338 | 5517.0299 | 2915.6498 | 74.0255 | 333.2856 | 186.166 | 22.2372 | 155.0711 | 27957.1729 | 15826.7233 | 2102.7256 | 22821.9122 | 12273.7615 | 312.8494 | 3584.5494 | 2002.2505 | 239.1649 | 1550.7113 | 0.006438 | 0.0031946 | 8.1e-05 | 0.004904 | 0.0028164 | 0.0004904 | 0.0024514 | 5000000 | no RA
CB 920 | 46243.0103 | 45694.889 | 0 | 548.1213 | 98.81% | 0% | 1.185% | 10745.6833 | 44991.666 | 1557.8204 | 2384.8793 | 6802.9835 | 6568.9347 | 9731.8552 | 28690.8761 | 920 | 0.0036978 | 0.0029716 | 0.0008452 | 12505546.6321 | 6664.8125 | 10420.8787 | 29157.3191 | 1802372.3535 | 2818129.3499 | 7885044.9287 | 11945526.6759 | 1731763.8156 | 2651170.6031 | 7562592.2572 | 1480530.3963 | 216162.4225 | 320243.9183 | 944124.0554 |  | 1808 | CB 920 | 46243.0103 | 35497.3271 | 1251.3443 | 45694.889 | 34949.2058 | 703.223 | 0 | 0 | 0 | 548.1213 | 6664.8125 | 5106.9921 | 95.8778 | 6664.3834 | 5106.563 | 95.4487 | 0 | 0 | 0 | 0.42904 | 29157.3191 | 22354.3356 | 466.443 | 29107.5289 | 22304.5454 | 416.6528 | 0 | 0 | 0 | 49.7902 | 10420.8787 | 8035.9994 | 689.0235 | 9922.9767 | 7538.0973 | 191.1215 | 0 | 0 | 0 | 497.9021 | 0.002908 | 0.0021818 | 5.54e-05 | 0 | 0 | 0 | 0.0007898 | 5000000 | no RA
CB 927 | 24922.8002 | 24372.3399 | 0 | 550.4603 | 97.79% | 0% | 2.209% | 14145.6399 | 24061.7138 | 3783.4106 | 10.2881 | 10351.9412 | 6435.8793 | 17.9491 | 17607.8854 | 927 | 0.0030976 | 0.0017928 | 0.0008214 | 8045842.0077 | 6519.4893 | 518.1747 | 17885.1362 | 2104690.5157 | 167282.6389 | 5773868.8532 | 6011356.7108 | 1607805.0253 | 4372.0419 | 4399179.6436 | 1048315.5294 | 280396.9937 | 782.0024 | 767136.5333 |  | 1809 | CB 927 | 24922.8002 | 10777.1603 | 861.0864 | 24372.3399 | 10226.7 | 310.6261 | 0 | 0 | 0 | 550.4603 | 6519.4893 | 2736.0787 | 83.61 | 6519.0585 | 2735.6478 | 83.1792 | 0 | 0 | 0 | 0.43087 | 17885.1362 | 7533.195 | 277.2507 | 17835.1335 | 7483.1923 | 227.2481 | 0 | 0 | 0 | 50.0027 | 518.1747 | 507.8866 | 500.2256 | 18.148 | 7.8599 | 0.19889 | 0 | 0 | 0 | 500.0267 | 0.0023014 | 0.0009966 | 2.52e-05 | 0 | 0 | 0 | 0.0007962 | 5000000 | no RA
CB 928 | 505379.3711 | 177922.5636 | 325447.9708 | 2008.8367 | 35.21% | 64.4% | 0.3975% | 211170.1395 | 474301.3398 | 13210.6426 | 133500.5176 | 64458.9793 | 33429.2834 | 283190.4493 | 157681.607 | 928 | 0.057199 | 0.034328 | 0.0074894 | 8835519.9446 | 34058.8667 | 308762.4772 | 162558.0272 | 595449.3066 | 5398077.5271 | 2841993.111 | 8570632.1325 | 536172.1974 | 5418303.1215 | 2616156.8137 | 4149602.2832 | 292468.5623 | 2477597.3344 | 1379536.3865 |  | 1810 | CB 928 | 505379.3711 | 294209.2316 | 31078.0313 | 177922.5636 | 110599.1636 | 3127.5956 | 325447.9708 | 181601.2313 | 25941.5991 | 2008.8367 | 34058.8667 | 20848.2241 | 629.5833 | 33586.1884 | 20583.7728 | 590.4588 | 471.1059 | 262.8789 | 37.5521 | 1.5724 | 162558.0272 | 98099.0478 | 4876.4202 | 132541.4881 | 81269.0477 | 2315.8557 | 29834.0605 | 16647.5216 | 2378.0859 | 182.4786 | 308762.4772 | 175261.9596 | 25572.0279 | 11794.8871 | 8746.3431 | 221.2811 | 295142.8045 | 164690.8308 | 23525.9611 | 1824.7857 | 0.01037 | 0.0064714 | 0.0001646 | 0.043894 | 0.024921 | 0.0043894 | 0.0029354 | 5000000 | no RA
CB 93 | 85012.5219 | 27142.224 | 53891.6307 | 3978.6672 | 31.93% | 63.39% | 4.68% | 39086.2061 | 77139.708 | 1676.26 | 26814.7077 | 10595.2383 | 2893.9364 | 55140.0796 | 19105.6921 | 93 | 0.023557 | 0.014284 | 0.0063898 | 3608739.5837 | 2931.8772 | 62119.0187 | 19961.626 | 124456.7394 | 2636921.677 | 847361.1673 | 3215182.9144 | 137887.0744 | 2205744.6535 | 871551.1866 | 1232090.8049 | 46222.5292 | 880708.3507 | 305159.9251 |  | 1811 | CB 93 | 85012.5219 | 45926.3158 | 7872.8138 | 27142.224 | 11911.8756 | 296.0692 | 53891.6307 | 30035.773 | 3598.0775 | 3978.6672 | 2931.8772 | 1255.6172 | 37.9408 | 2852.0076 | 1209.7244 | 29.7019 | 76.7552 | 42.7785 | 5.1246 | 3.1143 | 19961.626 | 9366.3876 | 855.9339 | 14443.1936 | 6130.7791 | 150.2114 | 5157.0184 | 2874.1946 | 344.3086 | 361.4139 | 62119.0187 | 35304.311 | 6978.9391 | 9847.0227 | 4571.3721 | 116.1558 | 48657.857 | 27118.7999 | 3248.6443 | 3614.139 | 0.012922 | 0.0057316 | 0.0001454 | 0.0048788 | 0.002796 | 0.0004878 | 0.0057566 | 5000000 | no RA
CB 94 | 34001.4425 | 31548.5915 | 0 | 2452.851 | 92.79% | 0% | 7.214% | 16108.7006 | 31191.6791 | 1269.8209 | 8426.7776 | 6412.1022 | 2493.7981 | 16106.3056 | 12591.5755 | 94 | 0.011842 | 0.0073446 | 0.0036012 | 2871161.4643 | 2521.2803 | 18536.8962 | 12943.266 | 212902.815 | 1565298.9423 | 1092959.707 | 2436176.4977 | 192039.5563 | 1274411.7624 | 969725.179 | 780229.7645 | 62379.9535 | 402883.6971 | 314966.1139 |  | 1812 | CB 94 | 34001.4425 | 17892.7419 | 2809.7634 | 31548.5915 | 15439.8909 | 356.9124 | 0 | 0 | 0 | 2452.851 | 2521.2803 | 1251.4594 | 27.4822 | 2519.3603 | 1249.5395 | 25.5622 | 0 | 0 | 0 | 1.92 | 12943.266 | 6531.1639 | 351.6906 | 12720.4541 | 6308.352 | 128.8787 | 0 | 0 | 0 | 222.8119 | 18536.8962 | 10110.1186 | 2430.5906 | 16308.777 | 7881.9994 | 202.4715 | 0 | 0 | 0 | 2228.1191 | 0.008339 | 0.0038412 | 9.78e-05 | 0 | 0 | 0 | 0.0035034 | 5000000 | no RA
CB 946 | 21186.969 | 15584.4692 | 0 | 5602.4999 | 73.56% | 0% | 26.44% | 7739.2783 | 15386.5734 | 41.3594 | 7487.5236 | 210.3954 | 93.6357 | 14815.7303 | 477.2074 | 946 | 0.025949 | 0.016348 | 0.008266 | 816478.6987 | 99.0158 | 20096.7499 | 991.2033 | 3815.7562 | 774465.1047 | 38197.8379 | 822579.288 | 4395.9341 | 795821.2066 | 22362.1473 | 701717.3591 | 4270.3336 | 675683.589 | 21763.4365 |  | 1813 | CB 946 | 21186.969 | 13447.6907 | 5800.3957 | 15584.4692 | 7845.1908 | 197.8958 | 0 | 0 | 0 | 5602.4999 | 99.0158 | 57.6565 | 5.3801 | 94.6304 | 53.2711 | 0.99474 | 0 | 0 | 0 | 4.3854 | 991.2033 | 780.808 | 513.9959 | 482.2838 | 271.8885 | 5.0764 | 0 | 0 | 0 | 508.9195 | 20096.7499 | 12609.2263 | 5281.0196 | 15007.5549 | 7520.0313 | 191.8246 | 0 | 0 | 0 | 5089.195 | 0.017894 | 0.0082928 | 0.0002106 | 0 | 0 | 0 | 0.0080554 | 5000000 | no RA
CB 948 | 20752.13 | 11063.9354 | 0 | 9688.1946 | 53.31% | 0% | 46.69% | 6203.2877 | 10938.3209 | 305.8245 | 4772.9022 | 1124.5609 | 538.6414 | 8419.1992 | 1980.4803 | 948 | 0.044785 | 0.02736 | 0.014338 | 463368.1956 | 552.9586 | 17313.8708 | 2885.3005 | 12346.8505 | 386596.3195 | 64425.0256 | 531748.1579 | 26215.3923 | 409134.9791 | 96397.7865 | 684451.9565 | 33704.8213 | 526821.02 | 123926.1152 |  | 1814 | CB 948 | 20752.13 | 14548.8423 | 9813.809 | 11063.9354 | 4860.6477 | 125.6145 | 0 | 0 | 0 | 9688.1946 | 552.9586 | 247.1341 | 14.3172 | 545.3752 | 239.5507 | 6.7338 | 0 | 0 | 0 | 7.5835 | 2885.3005 | 1760.7396 | 904.8202 | 2005.245 | 880.6841 | 24.7647 | 0 | 0 | 0 | 880.0556 | 17313.8708 | 12540.9686 | 8894.6716 | 8513.3152 | 3740.413 | 94.116 | 0 | 0 | 0 | 8800.5556 | 0.030786 | 0.013361 | 0.0003386 | 0 | 0 | 0 | 0.014 | 5000000 | no RA
CB 949 | 39828.4193 | 30423.7517 | 0 | 9404.6676 | 76.39% | 0% | 23.61% | 16241.2048 | 30074.6465 | 675.8007 | 12999.7842 | 2565.6199 | 1222.9465 | 24208.8433 | 4642.8568 | 949 | 0.046257 | 0.027955 | 0.014032 | 861032.1401 | 1242.2047 | 33043.8875 | 5542.3271 | 26854.6477 | 714360.4905 | 119817.0019 | 843762.5912 | 35109.1792 | 675364.4026 | 133289.0095 | 695109.2357 | 28265.7147 | 559534.1092 | 107309.4118 |  | 1815 | CB 949 | 39828.4193 | 23587.2145 | 9753.7728 | 30423.7517 | 14182.5469 | 349.1052 | 0 | 0 | 0 | 9404.6676 | 1242.2047 | 566.404 | 19.2582 | 1234.8432 | 559.0424 | 11.8967 | 0 | 0 | 0 | 7.3615 | 5542.3271 | 2976.7072 | 899.4704 | 4688.0266 | 2122.4067 | 45.1698 | 0 | 0 | 0 | 854.3006 | 33043.8875 | 20044.1033 | 8835.0442 | 24500.8819 | 11501.0977 | 292.0387 | 0 | 0 | 0 | 8543.0055 | 0.032587 | 0.014285 | 0.0003622 | 0 | 0 | 0 | 0.01367 | 5000000 | no RA
CB 95 | 14164.542 | 11134.9041 | 2011.5097 | 1018.1282 | 78.61% | 14.2% | 7.188% | 6757.2928 | 12866.8865 | 439.1163 | 4009.8787 | 2308.2978 | 812.5404 | 7765.4646 | 4288.8815 | 95 | 0.0095064 | 0.0057162 | 0.0020204 | 1490000.63 | 825.0704 | 8887.8321 | 4451.6395 | 86791.0428 | 934931.4222 | 468278.165 | 1295834.5043 | 84208.5911 | 768967.5838 | 442658.3294 | 642276.5268 | 40559.5875 | 387628.7887 | 214088.1506 |  | 1816 | CB 95 | 14164.542 | 7407.2492 | 1297.6555 | 11134.9041 | 5267.6531 | 145.3285 | 2011.5097 | 1121.4679 | 134.1988 | 1018.1282 | 825.0704 | 385.954 | 12.53 | 820.9346 | 383.2956 | 11.5103 | 3.3388 | 1.8615 | 0.22275 | 0.79694 | 4451.6395 | 2143.3417 | 162.758 | 4188.4667 | 1955.6941 | 58.8858 | 170.6882 | 95.163 | 11.3875 | 92.4847 | 8887.8321 | 4877.9534 | 1122.3675 | 6125.5028 | 2928.6634 | 74.9324 | 1837.4828 | 1024.4435 | 122.5885 | 924.8466 | 0.0030954 | 0.0014038 | 3.6e-05 | 0.0049184 | 0.0028198 | 0.0004918 | 0.0014926 | 5000000 | no RA
CB 955 | 10893.6983 | 10251.5524 | 0 | 642.1459 | 94.11% | 0% | 5.895% | 2723.7581 | 10077.2111 | 173.062 | 1655.6391 | 895.0571 | 608.6575 | 6323.3013 | 3145.2523 | 955 | 0.0047456 | 0.0036926 | 0.000981 | 2295536.5513 | 617.8022 | 7027.8254 | 3248.0707 | 130184.2028 | 1480913.993 | 684438.3556 | 2212516.9777 | 140578.7533 | 1344880.6501 | 727057.5742 | 832300.8866 | 50270.473 | 522256.5243 | 259773.8894 |  | 1817 | CB 955 | 10893.6983 | 8169.9402 | 816.4872 | 10251.5524 | 7527.7943 | 174.3413 | 0 | 0 | 0 | 642.1459 | 617.8022 | 444.7402 | 9.1447 | 617.2995 | 444.2376 | 8.642 | 0 | 0 | 0 | 0.50264 | 3248.0707 | 2353.0136 | 102.8183 | 3189.7395 | 2294.6824 | 44.4871 | 0 | 0 | 0 | 58.3312 | 7027.8254 | 5372.1864 | 704.5242 | 6444.5134 | 4788.8744 | 121.2122 | 0 | 0 | 0 | 583.312 | 0.003835 | 0.002782 | 7.04e-05 | 0 | 0 | 0 | 0.0009106 | 5000000 | no RA
CB 96 | 30735.6421 | 10248.8467 | 19724.8999 | 761.8954 | 33.35% | 64.18% | 2.479% | 11882.2662 | 28467.0904 | 248.6719 | 9996.21 | 1637.3843 | 727.4889 | 23506.1191 | 4233.4824 | 96 | 0.0084764 | 0.0055076 | 0.0016244 | 3626025.4412 | 744.3378 | 25522.8118 | 4468.4925 | 87812.9596 | 3011043.8159 | 527168.6658 | 3423156.3315 | 71639.7591 | 2879803.3095 | 471713.263 | 1396547.4158 | 35689.38 | 1153170.5352 | 207687.5006 |  | 1818 | CB 96 | 30735.6421 | 18853.3758 | 2268.5516 | 10248.8467 | 7095.2764 | 190.5331 | 19724.8999 | 10996.204 | 1316.123 | 761.8954 | 744.3378 | 495.6659 | 16.8488 | 713.1885 | 478.0369 | 14.2138 | 30.5529 | 17.0326 | 2.0386 | 0.59638 | 4468.4925 | 2831.1081 | 235.0101 | 2730.9511 | 1831.84 | 54.4834 | 1668.3323 | 930.0591 | 111.3177 | 69.209 | 25522.8118 | 15526.6018 | 2016.6927 | 6804.7071 | 4785.3994 | 121.8359 | 18026.0146 | 10049.1123 | 1202.7667 | 692.09 | 0.0024928 | 0.0016104 | 4.08e-05 | 0.0048888 | 0.0028024 | 0.0004888 | 0.0010948 | 5000000 | no RA
CB 966 | 871.6606 | 700.1975 | 0 | 171.4631 | 80.33% | 0% | 19.67% | 192.6363 | 690.2383 | 29.8703 | 1.738 | 161.0281 | 107.0967 | 7.0856 | 576.0559 | 966 | 0.001115 | 0.0009068 | 0.0002664 | 781758.399 | 108.7466 | 162.98 | 599.934 | 97530.6085 | 146170.3851 | 538057.4054 | 748813.7176 | 116111.3005 | 6756.0204 | 625946.3967 | 681014.832 | 105665.614 | 6990.9616 | 568358.2564 |  | 1819 | CB 966 | 871.6606 | 679.0243 | 181.4224 | 700.1975 | 507.5611 | 9.9592 | 0 | 0 | 0 | 171.4631 | 108.7466 | 78.8764 | 1.6499 | 108.6124 | 78.7422 | 1.5157 | 0 | 0 | 0 | 0.13421 | 599.934 | 438.9059 | 23.8781 | 584.3587 | 423.3306 | 8.3027 | 0 | 0 | 0 | 15.5754 | 162.98 | 161.242 | 155.8943 | 7.2264 | 5.4884 | 0.14077 | 0 | 0 | 0 | 155.7536 | 0.0008654 | 0.0006572 | 1.68e-05 | 0 | 0 | 0 | 0.0002496 | 5000000 | no RA
CB 967 | 1569.4006 | 1266.9216 | 0 | 302.479 | 80.73% | 0% | 19.27% | 487.588 | 1256.2103 | 64.3644 | 81.7163 | 341.5073 | 160.2934 | 244.2248 | 851.6921 | 967 | 0.0017284 | 0.001305 | 0.0004776 | 908007.7444 | 161.5397 | 523.27 | 884.5908 | 93462.0069 | 302748.2308 | 511797.5067 | 828975.1932 | 109429.432 | 138930.3747 | 580615.3865 | 655758.4679 | 83675.2981 | 127488.5938 | 444594.576 |  | 1820 | CB 967 | 1569.4006 | 1081.8126 | 313.1902 | 1266.9216 | 779.3336 | 10.7112 | 0 | 0 | 0 | 302.479 | 161.5397 | 97.1754 | 1.2463 | 161.303 | 96.9386 | 1.0095 | 0 | 0 | 0 | 0.23677 | 884.5908 | 543.0835 | 32.8987 | 857.1142 | 515.607 | 5.4221 | 0 | 0 | 0 | 27.4766 | 523.27 | 441.5538 | 279.0452 | 248.5044 | 166.7881 | 4.2795 | 0 | 0 | 0 | 274.7657 | 0.0012726 | 0.0008492 | 2.18e-05 | 0 | 0 | 0 | 0.0004558 | 5000000 | no RA
CB 968 | 1951.7373 | 1589.3458 | 0 | 362.3915 | 81.43% | 0% | 18.57% | 728.3185 | 1570.4414 | 51.9161 | 398.032 | 278.3703 | 114.5257 | 841.1602 | 614.7554 | 968 | 0.0014058 | 0.000986 | 0.000522 | 1388346.3217 | 115.9872 | 1181.7761 | 653.9739 | 82506.1991 | 840643.1228 | 465196.9998 | 1240789.8464 | 88446.1699 | 678101.8588 | 474241.8177 | 730451.9153 | 53268.791 | 391244.863 | 285938.2613 |  | 1821 | CB 968 | 1951.7373 | 1223.4188 | 381.2959 | 1589.3458 | 861.0273 | 18.9044 | 0 | 0 | 0 | 362.3915 | 115.9872 | 64.0711 | 1.4615 | 115.7036 | 63.7874 | 1.1779 | 0 | 0 | 0 | 0.28366 | 653.9739 | 375.6036 | 39.2185 | 621.055 | 342.6847 | 6.2996 | 0 | 0 | 0 | 32.9189 | 1181.7761 | 783.7441 | 340.6159 | 852.5872 | 454.5551 | 11.4269 | 0 | 0 | 0 | 329.1889 | 0.0008958 | 0.000476 | 1.2e-05 | 0 | 0 | 0 | 0.00051 | 5000000 | no RA
CB 969 | 1986.1432 | 1608.9684 | 0 | 377.1748 | 81.01% | 0% | 18.99% | 562.1824 | 1581.4039 | 77.0789 | 76.6073 | 408.4962 | 219.7337 | 198.2522 | 1163.418 | 969 | 0.0018268 | 0.0013414 | 0.0005732 | 1087225.3028 | 223.9303 | 544.0056 | 1218.2072 | 122580.641 | 297791.5674 | 666853.0944 | 1061548.1907 | 145545.2715 | 144654.6447 | 771348.2745 | 706104.8667 | 98112.2031 | 88520.6267 | 519472.0369 |  | 1822 | CB 969 | 1986.1432 | 1423.9607 | 404.7393 | 1608.9684 | 1046.786 | 27.5646 | 0 | 0 | 0 | 377.1748 | 223.9303 | 146.8514 | 4.1966 | 223.6351 | 146.5562 | 3.9014 | 0 | 0 | 0 | 0.29523 | 1218.2072 | 809.711 | 54.7893 | 1183.9455 | 775.4492 | 20.5275 | 0 | 0 | 0 | 34.2618 | 544.0056 | 467.3984 | 345.7534 | 201.3879 | 124.7806 | 3.1357 | 0 | 0 | 0 | 342.6177 | 0.0012734 | 0.000788 | 1.98e-05 | 0 | 0 | 0 | 0.0005534 | 5000000 | no RA
CB 970 | 22122.0077 | 22039.4631 | 0 | 82.5446 | 99.63% | 0% | 0.3731% | 3003.9311 | 22028.7505 | 470.9572 | 133.4202 | 2399.5537 | 3518.6371 | 545.3672 | 17964.7461 | 970 | 0.00034 | 0.0002852 | 0.000116 | 65064728.5339 | 3518.7017 | 631.0617 | 17972.2443 | 10349122.7472 | 1856063.7007 | 52859542.086 | 67033929.2167 | 10509599.5925 | 2977325.3921 | 53547004.2321 | 803941.4629 | 128413.0154 | 19903.2324 | 655625.2151 |  | 1823 | CB 970 | 22122.0077 | 19118.0766 | 93.2572 | 22039.4631 | 19035.532 | 10.7126 | 0 | 0 | 0 | 82.5446 | 3518.7017 | 3047.7445 | 0.064612 | 3518.6371 | 3047.6799 | 0 | 0 | 0 | 0 | 0.064612 | 17972.2443 | 15572.6906 | 7.4982 | 17964.7461 | 15565.1925 | 0 | 0 | 0 | 0 | 7.4982 | 631.0617 | 497.6415 | 85.6944 | 556.0798 | 422.6596 | 10.7126 | 0 | 0 | 0 | 74.9818 | 0.0002284 | 0.0001736 | 4.4e-06 | 0 | 0 | 0 | 0.0001116 | 5000000 | no RA
CB 971 | 1052494.8047 | 997431.806 | 51178.1154 | 3884.8832 | 94.77% | 4.863% | 0.3691% | 453701.4721 | 1025488.8069 | 73962.5126 | 26023.6704 | 353715.2892 | 167128.3469 | 59537.6419 | 798822.8181 | 971 | 0.12528 | 0.073751 | 0.016334 | 8401381.3029 | 170301.7679 | 67487.4951 | 814705.5417 | 1359408.2196 | 538708.7679 | 6503264.3154 | 8119143.5553 | 1323584.5469 | 465702.5126 | 6329856.4958 | 1653360.952 | 269455.3864 | 95990.5283 | 1287915.0373 |  | 1824 | CB 971 | 1052494.8047 | 598793.3325 | 27005.9978 | 997431.806 | 566087.9943 | 18523.1214 | 51178.1154 | 28820.455 | 4597.9931 | 3884.8832 | 170301.7679 | 96339.2553 | 3173.421 | 170228.5859 | 96296.7151 | 3164.0784 | 70.1411 | 39.4993 | 6.3017 | 3.0409 | 814705.5417 | 460990.2525 | 15882.7236 | 809031.1997 | 457640.6368 | 15051.7343 | 5321.4473 | 2996.721 | 478.0945 | 352.8948 | 67487.4951 | 41463.8247 | 7949.8532 | 18172.0204 | 12150.6424 | 307.3087 | 45786.5271 | 25784.2348 | 4113.5969 | 3528.9476 | 0.014194 | 0.0082454 | 0.000209 | 0.10551 | 0.059931 | 0.010551 | 0.0055742 | 5000000 | no RA
CB 973 | 27711.4415 | 27503.7814 | 0 | 207.66 | 99.25% | 0% | 0.7494% | 8175.0118 | 26652.2734 | 1303.7164 | 209.3203 | 6661.9751 | 4251.0631 | 685.4403 | 21715.77 | 973 | 0.000676 | 0.0005696 | 0.0003126 | 40993256.5962 | 4388.2858 | 886.5282 | 22436.6275 | 6491546.9834 | 1311432.2975 | 33190277.3153 | 34298507.0445 | 5469781.2633 | 878209.7684 | 27950516.0128 | 3388253.6867 | 540429.7036 | 87138.7439 | 2760685.2392 |  | 1825 | CB 973 | 27711.4415 | 19536.4296 | 1059.1681 | 27503.7814 | 19328.7696 | 851.5081 | 0 | 0 | 0 | 207.66 | 4388.2858 | 3084.5693 | 137.2227 | 4388.1232 | 3084.4068 | 137.0601 | 0 | 0 | 0 | 0.16255 | 22436.6275 | 15774.6524 | 720.8575 | 22417.7641 | 15755.789 | 701.9941 | 0 | 0 | 0 | 18.8634 | 886.5282 | 677.2079 | 201.0879 | 697.8941 | 488.5738 | 12.4538 | 0 | 0 | 0 | 188.6341 | 0.0003702 | 0.0002638 | 6.8e-06 | 0 | 0 | 0 | 0.0003058 | 5000000 | no RA
CB 974 | 28655.8815 | 28443.862 | 0 | 212.0195 | 99.26% | 0% | 0.7399% | 7774.6748 | 28441.2415 | 1265.6831 | 45.3835 | 6463.6081 | 4630.0078 | 146.3945 | 23664.8391 | 974 | 0.0006326 | 0.0005382 | 0.0003126 | 45298579.6789 | 4630.1738 | 341.6092 | 23684.0985 | 7319275.6481 | 540008.2353 | 37439295.7956 | 38798228.8169 | 6316182.3174 | 226478.8565 | 32255567.643 | 686628.3764 | 111777.6364 | 3534.2568 | 571316.4832 |  | 1826 | CB 974 | 28655.8815 | 20881.2067 | 214.64 | 28443.862 | 20669.1873 | 2.6206 | 0 | 0 | 0 | 212.0195 | 4630.1738 | 3364.4907 | 0.16596 | 4630.0078 | 3364.3247 | 0 | 0 | 0 | 0 | 0.16596 | 23684.0985 | 17220.4904 | 19.2594 | 23664.8391 | 17201.231 | 0 | 0 | 0 | 0 | 19.2594 | 341.6092 | 296.2257 | 195.2147 | 149.0151 | 103.6316 | 2.6206 | 0 | 0 | 0 | 192.5941 | 0.0003258 | 0.0002314 | 5.8e-06 | 0 | 0 | 0 | 0.0003068 | 5000000 | no RA
CB 975 | 120996.9484 | 114780.5529 | 5871.7188 | 344.6768 | 94.86% | 4.853% | 0.2849% | 36830.1803 | 116051.0069 | 5518.604 | 2824.9914 | 28486.5849 | 17734.6423 | 7106.8303 | 91209.5343 | 975 | 0.10726 | 0.061367 | 0.011065 | 1128088.3215 | 18395.3953 | 7924.6435 | 94676.9097 | 171505.4043 | 73883.6628 | 882699.2545 | 1371526.9421 | 205508.4709 | 105200.4559 | 1060818.0153 | 446997.8257 | 68309.158 | 27373.633 | 351315.0347 |  | 1827 | CB 975 | 120996.9484 | 84166.7682 | 4945.9415 | 114780.5529 | 80513.5899 | 4073.6441 | 5871.7188 | 3308.5014 | 527.6206 | 344.6768 | 18395.3953 | 12876.7913 | 660.7529 | 18386.3831 | 12871.5955 | 659.6976 | 8.7423 | 4.926 | 0.78557 | 0.2698 | 94676.9097 | 66190.3248 | 3467.3754 | 93855.3316 | 65713.7274 | 3365.0538 | 790.2684 | 445.2877 | 71.0119 | 31.3097 | 7924.6435 | 5099.6521 | 817.8132 | 2538.8381 | 1928.2671 | 48.8928 | 5072.708 | 2858.2877 | 455.8232 | 313.0973 | 0.0015152 | 0.0010422 | 2.64e-05 | 0.10523 | 0.059809 | 0.010523 | 0.0005156 | 5000000 | no RA
CB 980 | 71048.3259 | 69898.1677 | 0 | 1150.1581 | 98.38% | 0% | 1.619% | 27976.0967 | 69018.0743 | 12030.0449 | 1429.8723 | 14516.1795 | 29401.7411 | 4148.0296 | 35468.3036 | 980 | 0.0069124 | 0.0046992 | 0.0017472 | 10278387.5152 | 29769.3289 | 5263.4793 | 36015.5176 | 4306656.0014 | 761454.6739 | 5210276.8398 | 9165864.2254 | 3941427.548 | 468471.9041 | 4755964.7733 | 1162002.972 | 495013.9641 | 69837.1081 | 597151.8998 |  | 1828 | CB 980 | 71048.3259 | 43072.2292 | 2030.2516 | 69898.1677 | 41922.071 | 880.0935 | 0 | 0 | 0 | 1150.1581 | 29769.3289 | 17739.284 | 367.5878 | 29768.4287 | 17738.3838 | 366.6876 | 0 | 0 | 0 | 0.90029 | 36015.5176 | 21499.3381 | 547.214 | 35911.0396 | 21394.8601 | 442.7361 | 0 | 0 | 0 | 104.478 | 5263.4793 | 3833.607 | 1115.4497 | 4218.6994 | 2788.8271 | 70.6698 | 0 | 0 | 0 | 1044.7799 | 0.0052422 | 0.003029 | 7.7e-05 | 0 | 0 | 0 | 0.0016702 | 5000000 | no RA
CB 981 | 31452.1822 | 30993.9059 | 0 | 458.2763 | 98.54% | 0% | 1.457% | 9857.924 | 30571.7867 | 1147.6883 | 2869.828 | 5840.4077 | 3676.7336 | 8200.5228 | 18694.5303 | 981 | 0.0030076 | 0.0021424 | 0.0006938 | 10457568.2125 | 3723.7437 | 8755.7768 | 18972.6617 | 1238111.3617 | 2911217.1699 | 6308239.6808 | 10079470.7404 | 1173481.4548 | 2934324.4325 | 5971664.8531 | 1268947.0763 | 152610.6523 | 340380.1541 | 775956.27 |  | 1829 | CB 981 | 31452.1822 | 21594.2581 | 880.3955 | 30993.9059 | 21135.9819 | 422.1192 | 0 | 0 | 0 | 458.2763 | 3723.7437 | 2576.0554 | 47.0102 | 3723.385 | 2575.6967 | 46.6515 | 0 | 0 | 0 | 0.35872 | 18972.6617 | 13132.254 | 278.1314 | 18931.0328 | 13090.6251 | 236.5025 | 0 | 0 | 0 | 41.6289 | 8755.7768 | 5885.9488 | 555.2539 | 8339.4881 | 5469.6601 | 138.9653 | 0 | 0 | 0 | 416.2887 | 0.0023516 | 0.0014864 | 3.78e-05 | 0 | 0 | 0 | 0.000656 | 5000000 | no RA
CB AD1 | 119997.0878 | 7617.1054 | 105284.1705 | 7095.8119 | 6.348% | 87.74% | 5.913% | 50911.6819 | 105686.7533 | 593.6034 | 44524.7573 | 5793.3212 | 963.6531 | 93447.7799 | 11275.3203 | AD1 | 0.031636 | 0.020308 | 0.010816 | 3793007.0372 | 1008.6355 | 106358.8163 | 12629.636 | 31882.1186 | 3361912.7441 | 399212.1744 | 3401914.8292 | 39664.5364 | 2975140.9999 | 387109.2929 | 1323070.8708 | 12063.7768 | 1169853.6632 | 141153.4309 |  | 1830 | CB AD1 | 119997.0878 | 69085.406 | 14310.3345 | 7617.1054 | 3241.7691 | 179.5695 | 105284.1705 | 58747.8249 | 7034.9531 | 7095.8119 | 1008.6355 | 415.032 | 44.9823 | 880.8268 | 341.2607 | 31.2592 | 122.2544 | 68.2171 | 8.1689 | 5.5543 | 12629.636 | 6836.3149 | 1354.3158 | 2908.3307 | 1126.991 | 103.251 | 9076.7365 | 5064.755 | 606.4959 | 644.5689 | 106358.8163 | 61834.0591 | 12911.0365 | 3827.948 | 1773.5174 | 45.0594 | 96085.1796 | 53614.8529 | 6420.2883 | 6445.6888 | 0.016667 | 0.0073942 | 0.000187 | 0.004823 | 0.0027668 | 0.0004822 | 0.010147 | 5000000 | no RA
CB AD2 | 39344.1564 | 1029.1056 | 36572.187 | 1742.8638 | 2.616% | 92.95% | 4.43% | 16775.5697 | 35149.7286 | 30.11 | 15248.6076 | 1496.8521 | 57.6142 | 31965.2135 | 3126.9009 | AD2 | 0.011539 | 0.0070992 | 0.003034 | 3409608.6773 | 61.888 | 35779.5136 | 3502.7548 | 5363.2853 | 3100692.7341 | 303552.6579 | 3179032.393 | 5705.9593 | 2889667.434 | 283658.9997 | 1382474.5691 | 2266.0257 | 1257224.3503 | 122984.1931 |  | 1831 | CB AD2 | 39344.1564 | 22568.5868 | 4194.4278 | 1029.1056 | 438.3471 | 10.1264 | 36572.187 | 20387.3758 | 2441.4376 | 1742.8638 | 61.888 | 31.778 | 4.2738 | 16.939 | 6.1172 | 0 | 43.5848 | 24.2966 | 2.9096 | 1.3642 | 3502.7548 | 2005.9027 | 375.8539 | 85.7999 | 31.0388 | 0 | 3258.6368 | 1816.5458 | 217.5358 | 158.3181 | 35779.5136 | 20530.906 | 3814.3001 | 926.3667 | 401.1912 | 10.1264 | 33269.9655 | 18546.5334 | 2220.9923 | 1583.1815 | 0.0041512 | 0.0017974 | 4.56e-05 | 0.0048884 | 0.0028022 | 0.0004888 | 0.0024996 | 5000000 | no RA
CB AD3 | 80178.3921 | 7136.0041 | 68919.5832 | 4122.8048 | 8.9% | 85.96% | 5.142% | 34514.3714 | 71385.2984 | 136.8221 | 31128.974 | 3248.5753 | 236.6734 | 64543.0988 | 6605.5262 | AD3 | 0.020729 | 0.013051 | 0.006567 | 3868008.0692 | 245.7877 | 72535.7189 | 7396.8855 | 11857.4185 | 3499306.2176 | 356844.4331 | 3498836.9407 | 13870.1087 | 3155647.9173 | 329318.9147 | 1338981.8328 | 4439.3093 | 1210641.9482 | 123900.5752 |  | 1832 | CB AD3 | 80178.3921 | 45664.0207 | 8793.0937 | 7136.0041 | 3032.0907 | 69.6287 | 68919.5832 | 38509.1252 | 4600.6602 | 4122.8048 | 245.7877 | 108.9656 | 9.1143 | 161.0475 | 60.1927 | 0.44579 | 81.5131 | 45.5458 | 5.4413 | 3.2271 | 7396.8855 | 4148.3102 | 791.3594 | 811.626 | 303.5174 | 2.2595 | 6210.7525 | 3470.2857 | 414.5928 | 374.5071 | 72535.7189 | 41406.7449 | 7992.6201 | 6163.3306 | 2668.3806 | 66.9234 | 62627.3177 | 34993.2937 | 4180.6261 | 3745.0706 | 0.009875 | 0.0042758 | 0.0001086 | 0.0048836 | 0.0028054 | 0.0004884 | 0.00597 | 5000000 | no RA
CB AG1 | 53028.6888 | 1198.2959 | 49960.8472 | 1869.5457 | 2.26% | 94.21% | 3.526% | 23004.5581 | 47812.2252 | 26.1725 | 21081.6932 | 1896.6924 | 54.6431 | 43797.6604 | 3959.9217 | AG1 | 0.01771 | 0.010668 | 0.0038554 | 2994211.8087 | 60.0129 | 48555.8352 | 4412.8407 | 3388.5689 | 2741656.6105 | 249166.6293 | 2814357.6876 | 3201.9243 | 2579116.0586 | 232039.7046 | 1353027.8714 | 1546.3334 | 1239420.5671 | 112060.9709 |  | 1833 | CB AG1 | 53028.6888 | 30024.1307 | 5216.4637 | 1198.2959 | 526.9984 | 13.5374 | 49960.8472 | 27627.5866 | 3333.3805 | 1869.5457 | 60.0129 | 33.8404 | 5.3698 | 0 | 0 | 0 | 58.5495 | 32.377 | 3.9064 | 1.4634 | 4412.8407 | 2516.1483 | 452.919 | 0 | 0 | 0 | 4243.015 | 2346.3226 | 283.0933 | 169.8257 | 48555.8352 | 27474.142 | 4758.1748 | 1198.2959 | 526.9984 | 13.5374 | 45659.2827 | 25248.8871 | 3046.3808 | 1698.2566 | 0.0046574 | 0.0020456 | 5.24e-05 | 0.010278 | 0.0058474 | 0.0010278 | 0.0027752 | 5000000 | no RA
CB ALV1 | 9062.9174 | 8197.0623 | 0 | 865.8551 | 90.45% | 0% | 9.554% | 4749.3181 | 8089.2197 | 779.7056 | 46.9941 | 3922.6184 | 1327.703 | 81.9635 | 6679.5532 | ALV1 | 0.0050056 | 0.002884 | 0.0013056 | 1810555.6526 | 1346.1002 | 869.4103 | 6847.4069 | 268918.8451 | 173687.5346 | 1367949.2729 | 1495700.165 | 245552.2511 | 14799.8277 | 1235348.0862 | 745785.5851 | 122407.5715 | 7556.6291 | 615821.3845 |  | 1834 | CB ALV1 | 9062.9174 | 4313.5993 | 973.6977 | 8197.0623 | 3447.7442 | 107.8425 | 0 | 0 | 0 | 865.8551 | 1346.1002 | 566.3946 | 18.3972 | 1345.4224 | 565.7169 | 17.7194 | 0 | 0 | 0 | 0.67775 | 6847.4069 | 2924.7885 | 167.8537 | 6768.7544 | 2846.136 | 89.2012 | 0 | 0 | 0 | 78.6525 | 869.4103 | 822.4162 | 787.4468 | 82.8854 | 35.8913 | 0.92189 | 0 | 0 | 0 | 786.5249 | 0.0037414 | 0.0016198 | 4.14e-05 | 0 | 0 | 0 | 0.0012642 | 5000000 | no RA
CB AM1 | 3275.1178 | 966.9839 | 0 | 2308.1339 | 29.53% | 0% | 70.47% | 545.648 | 956.2289 | 1.9143 | 534.0735 | 9.6601 | 4.0861 | 931.5215 | 20.6212 | AM1 | 0.0096132 | 0.0060674 | 0.0034268 | 340689.6509 | 5.9588 | 3038.5385 | 230.6204 | 619.8546 | 316079.82 | 23989.9762 | 449858.2217 | 1578.2559 | 440315.6938 | 7964.272 | 676692.2112 | 2891.6144 | 659207.6187 | 14592.978 |  | 1835 | CB AM1 | 3275.1178 | 2729.4698 | 2318.8889 | 966.9839 | 421.3359 | 10.755 | 0 | 0 | 0 | 2308.1339 | 5.9588 | 4.0445 | 1.8727 | 4.1521 | 2.2378 | 0.06597 | 0 | 0 | 0 | 1.8067 | 230.6204 | 220.9603 | 209.9992 | 20.9543 | 11.2942 | 0.3331 | 0 | 0 | 0 | 209.6661 | 3038.5385 | 2504.465 | 2107.017 | 941.8775 | 407.8039 | 10.3559 | 0 | 0 | 0 | 2096.6611 | 0.0062548 | 0.002709 | 6.84e-05 | 0 | 0 | 0 | 0.0033584 | 5000000 | no RA
CB AM2 | 10854.1376 | 5685.1586 | 0 | 5168.979 | 52.38% | 0% | 47.62% | 3128.5498 | 5621.5838 | 20.8784 | 3002.0383 | 105.6331 | 34.7288 | 5411.1398 | 175.7152 | AM2 | 0.02008 | 0.012965 | 0.007549 | 540539.3186 | 38.928 | 10169.1827 | 646.0269 | 1938.625 | 506428.3592 | 32172.3344 | 595889.4721 | 3976.6711 | 571793.039 | 20119.762 | 693145.2904 | 4282.0879 | 667197.3929 | 21665.8096 |  | 1836 | CB AM2 | 10854.1376 | 7725.5878 | 5232.5538 | 5685.1586 | 2556.6088 | 63.5748 | 0 | 0 | 0 | 5168.979 | 38.928 | 18.0496 | 4.1992 | 34.8819 | 14.0036 | 0.15313 | 0 | 0 | 0 | 4.046 | 646.0269 | 540.3938 | 470.3117 | 176.4875 | 70.8544 | 0.77234 | 0 | 0 | 0 | 469.5394 | 10169.1827 | 7167.1445 | 4758.0429 | 5473.7891 | 2471.7508 | 62.6493 | 0 | 0 | 0 | 4695.3936 | 0.012673 | 0.0055572 | 0.0001414 | 0 | 0 | 0 | 0.0074076 | 5000000 | no RA
CB AM3 | 10413.0581 | 3375.7872 | 0 | 7037.2709 | 32.42% | 0% | 67.58% | 1915.4813 | 3338.7386 | 3.2165 | 1895.9377 | 16.3271 | 5.2196 | 3307.0249 | 26.4941 | AM3 | 0.029862 | 0.018685 | 0.010367 | 348703.6473 | 10.7948 | 9736.178 | 666.0852 | 361.4874 | 326036.8632 | 22305.2967 | 454770.9313 | 763.6617 | 450130.9196 | 3876.35 | 682414.6208 | 1066.849 | 675932.5584 | 5415.2134 |  | 1837 | CB AM3 | 10413.0581 | 8497.5768 | 7074.3194 | 3375.7872 | 1460.3059 | 37.0485 | 0 | 0 | 0 | 7037.2709 | 10.7948 | 7.5783 | 5.5752 | 5.2864 | 2.0698 | 0.066769 | 0 | 0 | 0 | 5.5084 | 666.0852 | 649.7582 | 639.5911 | 26.8341 | 10.507 | 0.33997 | 0 | 0 | 0 | 639.2511 | 9736.178 | 7840.2403 | 6429.1531 | 3343.6667 | 1447.729 | 36.6418 | 0 | 0 | 0 | 6392.5113 | 0.019714 | 0.0085368 | 0.000218 | 0 | 0 | 0 | 0.010149 | 5000000 | no RA
CB AZ1 | 3469.1792 | 0 | 3469.1792 | 0 | 0% | 100% | 0% | 547.4572 | 1142.7833 | 0.62862 | 502.1282 | 44.7004 | 1.3122 | 1048.1618 | 93.3093 | AZ1 | 0.0073922 | 0.0073922 | 0.0073922 | 469302.6768 | 3.9835 | 3181.9341 | 283.2617 | 538.8768 | 430444.8 | 38319 | 395243.91 | 453.8388 | 362518.0384 | 32272.0328 | 314709.551 | 361.3652 | 288651.8582 | 25696.3275 |  | 1838 | CB AZ1 | 3469.1792 | 2921.722 | 2326.3959 | 0 | 0 | 0 | 3469.1792 | 2921.722 | 2326.3959 | 0 | 3.9835 | 3.3549 | 2.6713 | 0 | 0 | 0 | 3.9835 | 3.3549 | 2.6713 | 0 | 283.2617 | 238.5613 | 189.9524 | 0 | 0 | 0 | 283.2617 | 238.5613 | 189.9524 | 0 | 3181.9341 | 2679.8058 | 2133.7723 | 0 | 0 | 0 | 3181.9341 | 2679.8058 | 2133.7723 | 0 | 0 | 0 | 0 | 0.0073922 | 0.0073922 | 0.0073922 | 0 | 5000000 | no RA
CB BA2 | 4985.3357 | 1504.5553 | 0 | 3480.7804 | 30.18% | 0% | 69.82% | 855.3793 | 1491.852 | 48.5876 | 561.8884 | 244.9033 | 82.4788 | 993.6413 | 415.7319 | BA2 | 0.013379 | 0.0086662 | 0.0051004 | 372623.9416 | 85.4137 | 4166.9454 | 732.9765 | 6384.1643 | 311454.177 | 54785.6002 | 476559.0955 | 27069.7245 | 313045.9507 | 136443.4203 | 684943.0823 | 37867.9063 | 456203.2486 | 190871.9273 |  | 1839 | CB BA2 | 4985.3357 | 4129.9564 | 3493.4837 | 1504.5553 | 649.176 | 12.7033 | 0 | 0 | 0 | 3480.7804 | 85.4137 | 36.8261 | 2.9349 | 82.6891 | 34.1015 | 0.2103 | 0 | 0 | 0 | 2.7246 | 732.9765 | 488.0733 | 317.2447 | 416.7897 | 171.8864 | 1.0578 | 0 | 0 | 0 | 316.1869 | 4166.9454 | 3605.0571 | 3173.3041 | 1005.0765 | 443.1881 | 11.4352 | 0 | 0 | 0 | 3161.8689 | 0.0083724 | 0.0036596 | 9.38e-05 | 0 | 0 | 0 | 0.0050066 | 5000000 | no RA
CB BA3 | 7201.3302 | 2556.3106 | 0 | 4645.0196 | 35.5% | 0% | 64.5% | 1435.048 | 2528.9394 | 12.2919 | 1360.4561 | 62.3 | 24.9349 | 2377.6089 | 126.3956 | BA3 | 0.019996 | 0.012568 | 0.0069096 | 360131.3343 | 28.6816 | 6623.7459 | 548.9027 | 1434.3369 | 331246.9191 | 27450.0784 | 458813.9709 | 3929.9837 | 434965.4216 | 19918.5656 | 676217.271 | 6667.3907 | 635752.7615 | 33797.1189 |  | 1840 | CB BA3 | 7201.3302 | 5766.2822 | 4672.3909 | 2556.3106 | 1121.2627 | 27.3713 | 0 | 0 | 0 | 4645.0196 | 28.6816 | 16.3896 | 3.7466 | 25.0457 | 12.7537 | 0.11075 | 0 | 0 | 0 | 3.6359 | 548.9027 | 486.6028 | 422.5072 | 126.9588 | 64.6588 | 0.56321 | 0 | 0 | 0 | 421.944 | 6623.7459 | 5263.2898 | 4246.137 | 2404.3062 | 1043.8501 | 26.6973 | 0 | 0 | 0 | 4219.4397 | 0.013235 | 0.005806 | 0.0001478 | 0 | 0 | 0 | 0.0067618 | 5000000 | no RA
CB BF1 | 7126.5487 | 5406.9557 | 0 | 1719.593 | 75.87% | 0% | 24.13% | 2407.0604 | 5288.4697 | 414.3556 | 71.6379 | 1921.0669 | 916.7229 | 124.9654 | 4246.7814 | BF1 | 0.0060496 | 0.0040138 | 0.0024984 | 1178019.8205 | 938.8594 | 1688.4274 | 4499.2619 | 155193.6281 | 279097.3673 | 743728.8251 | 1175815.5063 | 202406.9497 | 34994.1297 | 938414.4269 | 735702.4424 | 127529.3848 | 17384.495 | 590788.5625 |  | 1841 | CB BF1 | 7126.5487 | 4719.4883 | 1838.079 | 5406.9557 | 2999.8953 | 118.486 | 0 | 0 | 0 | 1719.593 | 938.8594 | 524.5038 | 22.1365 | 937.5134 | 523.1577 | 20.7904 | 0 | 0 | 0 | 1.346 | 4499.2619 | 2578.195 | 252.4805 | 4343.0576 | 2421.9907 | 96.2763 | 0 | 0 | 0 | 156.2043 | 1688.4274 | 1616.7895 | 1563.462 | 126.3847 | 54.7468 | 1.4193 | 0 | 0 | 0 | 1562.0427 | 0.0035912 | 0.0015554 | 4e-05 | 0 | 0 | 0 | 0.0024584 | 5000000 | no RA
CB BH1 | 1020.775 | 229.743 | 0 | 791.032 | 22.51% | 0% | 77.49% | 130.6082 | 227.2881 | 0.81642 | 125.5841 | 4.2077 | 1.3306 | 219.1074 | 6.8501 | BH1 | 0.0030896 | 0.0019866 | 0.0011656 | 330390.6799 | 1.9498 | 940.1194 | 78.7058 | 631.0752 | 304285.1663 | 25474.4384 | 448085.595 | 2800.957 | 430849.1702 | 14435.4678 | 680754.0619 | 3985.2632 | 656251.9304 | 20516.8682 |  | 1842 | CB BH1 | 1020.775 | 890.1668 | 793.4869 | 229.743 | 99.1348 | 2.4549 | 0 | 0 | 0 | 791.032 | 1.9498 | 1.1333 | 0.61918 | 1.3306 | 0.51416 | 0 | 0 | 0 | 0 | 0.61918 | 78.7058 | 74.4982 | 71.8557 | 6.8501 | 2.6425 | 0 | 0 | 0 | 0 | 71.8557 | 940.1194 | 814.5353 | 721.012 | 221.5623 | 95.9782 | 2.4549 | 0 | 0 | 0 | 718.5571 | 0.0019454 | 0.0008424 | 2.14e-05 | 0 | 0 | 0 | 0.0011442 | 5000000 | no RA
CB BK1 | 42653.2442 | 2540.3189 | 37466.9037 | 2646.0216 | 5.956% | 87.84% | 6.204% | 18184.187 | 37472.454 | 121.5074 | 16141.9211 | 1920.7585 | 201.5707 | 33524.4686 | 3746.4147 | BK1 | 0.021968 | 0.013254 | 0.0049722 | 1941625.6617 | 209.1484 | 38234.4185 | 4209.6772 | 9520.6825 | 1740475.538 | 191629.4412 | 1846163.9658 | 12336.134 | 1638821.3067 | 195006.5251 | 1041951.2929 | 5604.8337 | 932174.4296 | 104172.0297 |  | 1843 | CB BK1 | 42653.2442 | 24469.0572 | 5180.7902 | 2540.3189 | 1111.2911 | 35.4789 | 37466.9037 | 20711.7445 | 2499.2897 | 2646.0216 | 209.1484 | 87.6411 | 7.5777 | 166.8736 | 63.3452 | 2.8247 | 40.2037 | 22.2246 | 2.6818 | 2.0712 | 4209.6772 | 2288.9187 | 463.2626 | 841.1614 | 319.3113 | 14.2348 | 3128.1567 | 1729.2484 | 208.6687 | 240.3591 | 38234.4185 | 22092.4974 | 4709.9499 | 1532.2839 | 728.6346 | 18.4194 | 34298.5434 | 18960.2715 | 2287.9392 | 2403.5913 | 0.0077686 | 0.0035184 | 8.88e-05 | 0.010351 | 0.0058872 | 0.001035 | 0.0038484 | 5000000 | no RA
CB BK2 | 25264.2783 | 432.3073 | 23524.2629 | 1307.7082 | 1.711% | 93.11% | 5.176% | 10729.2302 | 22383.3888 | 12.8842 | 9828.6459 | 887.7001 | 26.8698 | 20498.0961 | 1858.4229 | BK2 | 0.015094 | 0.009032 | 0.0029578 | 1673773.9203 | 29.7994 | 23124.5688 | 2109.9102 | 1974.2259 | 1532016.8513 | 139782.8431 | 1609283.4464 | 1932.515 | 1474204.2827 | 133146.6486 | 973997.39 | 1169.2221 | 891960.2071 | 80867.9608 |  | 1844 | CB BK2 | 25264.2783 | 14535.0481 | 2880.8895 | 432.3073 | 187.1 | 4.6555 | 23524.2629 | 13040.2399 | 1568.5258 | 1307.7082 | 29.7994 | 16.9151 | 2.9295 | 0.28747 | 0.099554 | 0.0063971 | 28.4883 | 15.792 | 1.8995 | 1.0236 | 2109.9102 | 1222.2101 | 251.4873 | 1.5216 | 0.52314 | 0.037452 | 1989.5991 | 1102.8975 | 132.6604 | 118.7895 | 23124.5688 | 13295.9229 | 2626.4726 | 430.4982 | 186.4774 | 4.6116 | 21506.1755 | 11921.5505 | 1433.9659 | 1187.8951 | 0.0028212 | 0.0012218 | 3.08e-05 | 0.010384 | 0.0059216 | 0.0010384 | 0.0018886 | 5000000 | no RA
CB BK4 | 27318.1115 | 633.1928 | 25023.8103 | 1661.1084 | 2.318% | 91.6% | 6.081% | 11514.0303 | 23980.4697 | 18.7666 | 10492.5084 | 1002.7553 | 39.0001 | 21844.5018 | 2096.9678 | BK4 | 0.017152 | 0.010273 | 0.003496 | 1592688.488 | 42.7917 | 24879.1107 | 2396.2091 | 2494.8208 | 1450490.9416 | 139702.7256 | 1538349.6364 | 2507.3452 | 1401867.6319 | 133974.6592 | 954703.0153 | 1552.6605 | 869666.5244 | 83483.8304 |  | 1845 | CB BK4 | 27318.1115 | 15804.0812 | 3337.6417 | 633.1928 | 280.0372 | 7.637 | 25023.8103 | 13862.9356 | 1668.8963 | 1661.1084 | 42.7917 | 24.025 | 3.7915 | 7.3194 | 3.7939 | 0.2123 | 34.172 | 18.9309 | 2.279 | 1.3002 | 2396.2091 | 1393.4538 | 299.2413 | 37.0108 | 19.1828 | 1.0725 | 2208.3066 | 1223.3793 | 147.2771 | 150.8917 | 24879.1107 | 14386.6024 | 3034.6089 | 588.8626 | 257.0606 | 6.3522 | 22781.3316 | 12620.6253 | 1519.3402 | 1508.9165 | 0.0043548 | 0.0019444 | 4.88e-05 | 0.010389 | 0.0059206 | 0.0010388 | 0.0024084 | 5000000 | no RA
CB BN1 | 51562.241 | 45410.9909 | 0 | 6151.2501 | 88.07% | 0% | 11.93% | 26982.9448 | 45027.7045 | 4289.4085 | 1102.9245 | 21590.6119 | 7143.3108 | 1928.945 | 35955.4487 | BN1 | 0.028851 | 0.017635 | 0.009072 | 1787190.7717 | 7208.1045 | 7538.0677 | 36816.0688 | 249838.9833 | 261275.7852 | 1276076.0032 | 1393747.5842 | 221560.4247 | 56969.2569 | 1115217.9026 | 720297.2318 | 114269.8054 | 30856.8634 | 575170.563 |  | 1846 | CB BN1 | 51562.241 | 24579.2961 | 6534.5365 | 45410.9909 | 18428.0461 | 383.2864 | 0 | 0 | 0 | 6151.2501 | 7208.1045 | 2918.696 | 64.7937 | 7203.2896 | 2913.8811 | 59.9788 | 0 | 0 | 0 | 4.8149 | 36816.0688 | 15225.4569 | 860.6201 | 36257.3019 | 14666.6901 | 301.8533 | 0 | 0 | 0 | 558.7668 | 7538.0677 | 6435.1432 | 5609.1227 | 1950.3994 | 847.4749 | 21.4544 | 0 | 0 | 0 | 5587.6683 | 0.020001 | 0.0087858 | 0.0002224 | 0 | 0 | 0 | 0.0088496 | 5000000 | no RA
CB BN2 | 207303.5698 | 200392.6614 | 0 | 6910.9084 | 96.67% | 0% | 3.334% | 110692.8695 | 197090.6682 | 26044.8536 | 1159.2028 | 83488.8131 | 46329.7918 | 2264.1988 | 148496.6776 | BN2 | 0.034221 | 0.020741 | 0.010295 | 6057823.5992 | 47114.0959 | 8570.9354 | 151618.5385 | 1376767.8099 | 250459.8211 | 4430595.9682 | 4657867.8558 | 1095946.711 | 48778.3324 | 3513142.8123 | 992044.6841 | 233198.3755 | 11396.7163 | 747449.5923 |  | 1847 | CB BN2 | 207303.5698 | 96610.7003 | 10212.9016 | 200392.6614 | 89699.7919 | 3301.9932 | 0 | 0 | 0 | 6910.9084 | 47114.0959 | 21069.2423 | 784.3041 | 47108.6863 | 21063.8328 | 778.8946 | 0 | 0 | 0 | 5.4095 | 151618.5385 | 68129.7254 | 3121.8609 | 150990.7659 | 67501.9528 | 2494.0883 | 0 | 0 | 0 | 627.7726 | 8570.9354 | 7411.7326 | 6306.7366 | 2293.2092 | 1134.0064 | 29.0104 | 0 | 0 | 0 | 6277.7262 | 0.024315 | 0.010835 | 0.0003886 | 0 | 0 | 0 | 0.0099062 | 5000000 | no RA
CB BO1 | 1862.8344 | 535.9703 | 0 | 1326.8641 | 28.77% | 0% | 71.23% | 303.0567 | 530.274 | 0.66637 | 300.7739 | 1.6164 | 1.5775 | 524.8636 | 3.8328 | BO1 | 0.0052326 | 0.0033598 | 0.001965 | 356005.5051 | 2.6162 | 1735.8559 | 124.3624 | 499.9721 | 331738.6908 | 23766.8421 | 464247.1904 | 1020.8018 | 460750.202 | 2476.1866 | 678147.806 | 2017.468 | 671228.7308 | 4901.6073 |  | 1848 | CB BO1 | 1862.8344 | 1559.7777 | 1332.5604 | 535.9703 | 232.9136 | 5.6963 | 0 | 0 | 0 | 1326.8641 | 2.6162 | 1.9498 | 1.0386 | 1.5775 | 0.91118 | 0 | 0 | 0 | 0 | 1.0386 | 124.3624 | 122.7459 | 120.5296 | 3.8328 | 2.2164 | 0 | 0 | 0 | 0 | 120.5296 | 1735.8559 | 1435.082 | 1210.9922 | 530.5599 | 229.7861 | 5.6963 | 0 | 0 | 0 | 1205.2959 | 0.0033032 | 0.0014304 | 3.56e-05 | 0 | 0 | 0 | 0.0019294 | 5000000 | no RA
CB BRM1 | 106512.5184 | 5337.1878 | 94431.7612 | 6743.5694 | 5.011% | 88.66% | 6.331% | 44787.2084 | 93396.7647 | 52.9233 | 41221.255 | 3513.0301 | 111.6407 | 85874.4599 | 7410.6642 | BRM1 | 0.029242 | 0.01906 | 0.010305 | 3642424.9338 | 124.9168 | 97833.4897 | 8554.1119 | 4271.7982 | 3345626.8581 | 292526.2775 | 3238541.7344 | 3826.8605 | 2980689.3414 | 254025.5325 | 1272805.7037 | 1521.4325 | 1170292.1685 | 100992.1028 |  | 1849 | CB BRM1 | 106512.5184 | 61725.31 | 13115.7537 | 5337.1878 | 2322.9371 | 59.6129 | 94431.7612 | 52658.8035 | 6312.5713 | 6743.5694 | 124.9168 | 71.9935 | 13.2761 | 0 | 0 | 0 | 119.6382 | 66.7149 | 7.9976 | 5.2785 | 8554.1119 | 5041.0819 | 1143.4477 | 0 | 0 | 0 | 7941.54 | 4428.51 | 530.8758 | 612.5719 | 97833.4897 | 56612.2347 | 11959.0298 | 5337.1878 | 2322.9371 | 59.6129 | 86370.583 | 48163.5786 | 5773.698 | 6125.719 | 0.014738 | 0.0066266 | 0.0001692 | 0.0048538 | 0.002783 | 0.0004854 | 0.00965 | 5000000 | no RA
CB BS1 | 203.5328 | 102.9903 | 0 | 100.5425 | 50.6% | 0% | 49.4% | 65.7128 | 102.9903 | 10.8494 | 0 | 54.8634 | 17.009 | 0 | 85.9813 | BS1 | 0.0005254 | 0.000315 | 0.0001586 | 387386.3457 | 17.0877 | 91.3307 | 95.1144 | 32523.1674 | 173830.83 | 181032.3483 | 437523.8891 | 72236.7264 | 0 | 365287.1627 | 633937.5144 | 104695.5489 | 0 | 529241.9654 |  | 1850 | CB BS1 | 203.5328 | 137.82 | 100.5425 | 102.9903 | 37.2775 | 0 | 0 | 0 | 0 | 100.5425 | 17.0877 | 6.2383 | 0.0787 | 17.009 | 6.1596 | 0 | 0 | 0 | 0 | 0.0787 | 95.1144 | 40.251 | 9.1331 | 85.9813 | 31.118 | 0 | 0 | 0 | 0 | 9.1331 | 91.3307 | 91.3307 | 91.3307 | 0 | 0 | 0 | 0 | 0 | 0 | 91.3307 | 0.000371 | 0.0001606 | 4.2e-06 | 0 | 0 | 0 | 0.0001544 | 5000000 | no RA
CB BT1 | 1218.6219 | 531.6518 | 0 | 686.9701 | 43.63% | 0% | 56.37% | 308.6135 | 531.0375 | 46.6957 | 27.0511 | 234.8667 | 79.5954 | 51.1563 | 400.2858 | BT1 | 0.0030182 | 0.001888 | 0.0010158 | 403757.8301 | 80.1331 | 675.8001 | 462.6887 | 26549.9625 | 223908.3174 | 153299.5503 | 481995.9775 | 72929.8818 | 42248.6545 | 366817.4412 | 676889.5615 | 101456.6354 | 65206.677 | 510226.2491 |  | 1851 | CB BT1 | 1218.6219 | 910.0084 | 687.5844 | 531.6518 | 223.0383 | 0.61435 | 0 | 0 | 0 | 686.9701 | 80.1331 | 33.4374 | 0.53773 | 79.5954 | 32.8997 | 0 | 0 | 0 | 0 | 0.53773 | 462.6887 | 227.822 | 62.4029 | 400.2858 | 165.4191 | 0 | 0 | 0 | 0 | 62.4029 | 675.8001 | 648.749 | 624.6437 | 51.7707 | 24.7196 | 0.61435 | 0 | 0 | 0 | 624.0294 | 0.002025 | 0.0008948 | 2.26e-05 | 0 | 0 | 0 | 0.0009932 | 5000000 | no RA
CB BW1 | 4392.598 | 3389.0495 | 0 | 1003.5485 | 77.15% | 0% | 22.85% | 1823.8213 | 3327.3272 | 292.9032 | 55.7348 | 1475.1833 | 535.1173 | 97.2466 | 2694.9633 | BW1 | 0.0039232 | 0.0024988 | 0.0014388 | 1119646.7051 | 545.9502 | 1009.9394 | 2836.7083 | 139159.4206 | 257427.4535 | 723059.831 | 1028004.1109 | 165096.0537 | 31415.1137 | 831492.9435 | 740388.3348 | 119072.939 | 21639.0633 | 599676.3325 |  | 1852 | CB BW1 | 4392.598 | 2568.7767 | 1065.2707 | 3389.0495 | 1565.2282 | 61.7222 | 0 | 0 | 0 | 1003.5485 | 545.9502 | 253.047 | 10.8329 | 545.1647 | 252.2615 | 10.0474 | 0 | 0 | 0 | 0.78553 | 2836.7083 | 1361.525 | 141.745 | 2745.5481 | 1270.3647 | 50.5848 | 0 | 0 | 0 | 91.1603 | 1009.9394 | 954.2046 | 912.6928 | 98.3367 | 42.6019 | 1.0901 | 0 | 0 | 0 | 911.6027 | 0.0025122 | 0.0010878 | 2.78e-05 | 0 | 0 | 0 | 0.001411 | 5000000 | no RA
CB BY2 | 6659.6665 | 2604.1525 | 0 | 4055.5141 | 39.1% | 0% | 60.9% | 1497.7848 | 2579.9204 | 50.9709 | 1188.9651 | 257.8488 | 83.1961 | 2075.9741 | 420.7502 | BY2 | 0.017488 | 0.010973 | 0.0060072 | 380822.2136 | 86.5077 | 5783.3191 | 789.8397 | 4946.803 | 330709.7098 | 45165.7007 | 470433.7819 | 16009.2777 | 373437.7063 | 80986.7978 | 679142.723 | 21900.6891 | 546483.0264 | 110759.0075 |  | 1853 | CB BY2 | 6659.6665 | 5161.8817 | 4079.7462 | 2604.1525 | 1106.3677 | 24.2321 | 0 | 0 | 0 | 4055.5141 | 86.5077 | 35.5368 | 3.3116 | 83.3332 | 32.3623 | 0.13714 | 0 | 0 | 0 | 3.1745 | 789.8397 | 531.9909 | 369.0895 | 421.4452 | 163.5964 | 0.69502 | 0 | 0 | 0 | 368.3945 | 5783.3191 | 4594.3541 | 3707.345 | 2099.374 | 910.409 | 23.4 | 0 | 0 | 0 | 3683.9451 | 0.011612 | 0.0050966 | 0.0001312 | 0 | 0 | 0 | 0.005876 | 5000000 | no RA
CB BY3 | 9332.9925 | 4073.2009 | 0 | 5259.7916 | 43.64% | 0% | 56.36% | 2233.2893 | 4027.5685 | 143.1773 | 1366.2127 | 723.8994 | 259.4594 | 2456.2599 | 1311.8492 | BY3 | 0.023075 | 0.014438 | 0.0077016 | 404459.8736 | 266.4056 | 7262.693 | 1803.8939 | 11545.105 | 314740.1967 | 78174.572 | 491744.1114 | 31525.9634 | 300823.9995 | 159394.1485 | 688872.9558 | 44377.7824 | 420117.2493 | 224377.9241 |  | 1854 | CB BY3 | 9332.9925 | 7099.7031 | 5305.424 | 4073.2009 | 1839.9116 | 45.6324 | 0 | 0 | 0 | 5259.7916 | 266.4056 | 123.2283 | 6.9462 | 262.2885 | 119.1112 | 2.8291 | 0 | 0 | 0 | 4.1171 | 1803.8939 | 1079.9945 | 492.0446 | 1326.1053 | 602.2059 | 14.2561 | 0 | 0 | 0 | 477.7886 | 7262.693 | 5896.4803 | 4806.4331 | 2484.8071 | 1118.5945 | 28.5472 | 0 | 0 | 0 | 4777.8859 | 0.015549 | 0.0069116 | 0.0001754 | 0 | 0 | 0 | 0.0075262 | 5000000 | no RA
CB CA1 | 26129.4039 | 1169.4001 | 21670.9539 | 3289.0499 | 4.475% | 82.94% | 12.59% | 10227.1112 | 21383.7357 | 42.5505 | 9221.6108 | 962.9499 | 78.7099 | 19325.3198 | 1979.7061 | CA1 | 0.01864 | 0.011473 | 0.005364 | 1401777.013 | 83.3488 | 23644.0383 | 2402.0167 | 4471.4549 | 1268443.3827 | 128862.1753 | 1386013.9701 | 5766.5889 | 1249745.0311 | 130502.3501 | 884725.6055 | 3256.5241 | 799561.1922 | 81907.8892 |  | 1855 | CB CA1 | 26129.4039 | 15902.2927 | 4745.6681 | 1169.4001 | 504.879 | 10.5365 | 21670.9539 | 12108.3638 | 1446.0817 | 3289.0499 | 83.3488 | 40.7983 | 4.6389 | 53.1743 | 22.8027 | 0.2227 | 27.6 | 15.4211 | 1.8417 | 2.5745 | 2402.0167 | 1439.0668 | 422.3106 | 268.7216 | 115.2795 | 1.1241 | 1834.5246 | 1025.0168 | 122.416 | 298.7705 | 23644.0383 | 14422.4275 | 4318.7186 | 847.5041 | 366.7967 | 9.1897 | 19808.8293 | 11067.9259 | 1321.824 | 2987.7049 | 0.0089484 | 0.0038742 | 9.78e-05 | 0.0049174 | 0.0028248 | 0.0004918 | 0.0047744 | 5000000 | no RA
CB CA2 | 19999.6047 | 278.6966 | 18945.9465 | 774.9616 | 1.394% | 94.73% | 3.875% | 8599.2482 | 17958.1922 | 11.8724 | 7765.8422 | 821.5337 | 24.5258 | 16214.6618 | 1719.0046 | CA2 | 0.013315 | 0.0078482 | 0.0022096 | 1502013.0912 | 26.6455 | 18061.9223 | 1911.0369 | 2001.1374 | 1356488.996 | 143522.9578 | 1452607.7969 | 2005.5157 | 1311826.639 | 138775.6422 | 923883.2701 | 1261.7645 | 834185.0087 | 88436.4968 |  | 1856 | CB CA2 | 19999.6047 | 11400.3565 | 2041.4125 | 278.6966 | 121.4796 | 2.7819 | 18945.9465 | 10503.9154 | 1263.669 | 774.9616 | 26.6455 | 14.7732 | 2.1197 | 3.3533 | 1.5893 | 0 | 22.6857 | 12.5773 | 1.5131 | 0.6066 | 1911.0369 | 1089.5032 | 192.0323 | 16.9704 | 8.0371 | 0 | 1823.6706 | 1011.0702 | 121.6364 | 70.3959 | 18061.9223 | 10296.0801 | 1847.2605 | 258.373 | 111.8532 | 2.7819 | 17099.5902 | 9480.2679 | 1140.5195 | 703.959 | 0.0017436 | 0.0007552 | 1.88e-05 | 0.010423 | 0.0059444 | 0.0010422 | 0.0011486 | 5000000 | no RA
CB CCB1 | 920.0183 | 822.9399 | 0 | 97.0784 | 89.45% | 0% | 10.55% | 426.782 | 783.6156 | 68.6196 | 10.9732 | 347.1892 | 126.1451 | 19.1395 | 638.3309 | CCB1 | 0.0004866 | 0.0002966 | 0.0001552 | 1890707.4911 | 132.6806 | 107.5315 | 679.8062 | 272668.644 | 220985.3596 | 1397053.4875 | 1662967.8547 | 267378.2473 | 42757.3147 | 1352832.2927 | 878883.2705 | 141481.1823 | 21466.4238 | 715935.6644 |  | 1857 | CB CCB1 | 920.0183 | 493.2363 | 136.4027 | 822.9399 | 396.1579 | 39.3243 | 0 | 0 | 0 | 97.0784 | 132.6806 | 64.0609 | 6.5354 | 132.6046 | 63.985 | 6.4594 | 0 | 0 | 0 | 0.075988 | 679.8062 | 332.617 | 41.4753 | 670.9878 | 323.7986 | 32.6569 | 0 | 0 | 0 | 8.8184 | 107.5315 | 96.5583 | 88.3919 | 19.3475 | 8.3743 | 0.20791 | 0 | 0 | 0 | 88.184 | 0.000335 | 0.000145 | 3.6e-06 | 0 | 0 | 0 | 0.0001516 | 5000000 | no RA
CB CD1 | 42631.3765 | 658.1105 | 40835.336 | 1137.93 | 1.544% | 95.79% | 2.669% | 18515.4167 | 38760.5528 | 25.2387 | 16479.3929 | 2010.7851 | 50.4581 | 34509.2124 | 4200.8823 | CD1 | 0.014488 | 0.0087622 | 0.0026994 | 2942611.3737 | 54.4697 | 37974.7682 | 4602.1386 | 3759.7469 | 2621191.1034 | 317660.5234 | 2752272.2405 | 3751.67 | 2449622.1911 | 298898.3794 | 1433957.0801 | 1866.7097 | 1276677.5997 | 155412.7707 |  | 1858 | CB CD1 | 42631.3765 | 24115.9598 | 3870.8237 | 658.1105 | 330.9956 | 7.9671 | 40835.336 | 22647.0342 | 2724.9267 | 1137.93 | 54.4697 | 29.231 | 4.0116 | 6.8093 | 2.4021 | 0 | 46.7697 | 25.9382 | 3.1209 | 0.89072 | 4602.1386 | 2591.3535 | 401.2563 | 34.6556 | 12.2142 | 0.000329 | 4464.1158 | 2475.772 | 297.8888 | 103.3672 | 37974.7682 | 21495.3753 | 3465.5558 | 616.6457 | 316.3793 | 7.9667 | 36324.4505 | 20145.324 | 2423.917 | 1033.6721 | 0.002479 | 0.001211 | 3.02e-05 | 0.010377 | 0.0059198 | 0.0010378 | 0.0016314 | 5000000 | no RA
CB CD3 | 1528.5611 | 400.6829 | 0 | 1127.8782 | 26.21% | 0% | 73.79% | 221.0071 | 396.5492 | 1.1479 | 214.0493 | 5.81 | 3.813 | 373.4474 | 19.2887 | CD3 | 0.0045772 | 0.0029094 | 0.0016678 | 333951.1222 | 4.6959 | 1402.1224 | 121.7428 | 1025.9317 | 306327.5283 | 26597.6623 | 449423.9234 | 2334.2281 | 435274.981 | 11814.7143 | 678745.6075 | 6526.5243 | 639203.9637 | 33015.1196 |  | 1859 | CB CD3 | 1528.5611 | 1307.554 | 1132.0119 | 400.6829 | 179.6758 | 4.1337 | 0 | 0 | 0 | 1127.8782 | 4.6959 | 3.548 | 0.88285 | 3.813 | 2.6652 | 0 | 0 | 0 | 0 | 0.88285 | 121.7428 | 115.9329 | 102.4541 | 19.2887 | 13.4787 | 0 | 0 | 0 | 0 | 102.4541 | 1402.1224 | 1188.0731 | 1028.675 | 377.5811 | 163.5318 | 4.1337 | 0 | 0 | 0 | 1024.5412 | 0.0029418 | 0.001274 | 3.24e-05 | 0 | 0 | 0 | 0.0016354 | 5000000 | no RA
CB CD4 | 38314.8348 | 2068.1796 | 33231.4873 | 3015.1678 | 5.398% | 86.73% | 7.869% | 16018.9339 | 33042.5244 | 102.6385 | 14145.6214 | 1770.6741 | 172.38 | 29375.959 | 3494.1855 | CD4 | 0.022929 | 0.013825 | 0.0054892 | 1670991.5983 | 182.1656 | 34139.4459 | 3993.2233 | 7944.6293 | 1488893.99 | 174152.979 | 1612770.0493 | 10333.5355 | 1424166.8379 | 178269.6759 | 960487.9267 | 5010.7832 | 853907.333 | 101569.8105 |  | 1860 | CB CD4 | 38314.8348 | 22295.9008 | 5272.3103 | 2068.1796 | 858.187 | 40.2569 | 33231.4873 | 18422.5461 | 2216.8856 | 3015.1678 | 182.1656 | 79.5271 | 9.7856 | 134.4593 | 52.0285 | 4.4004 | 45.3461 | 25.1385 | 3.0251 | 2.3601 | 3993.2233 | 2222.5492 | 499.0379 | 676.1646 | 261.6164 | 22.1354 | 3043.1672 | 1687.0412 | 203.0109 | 273.8916 | 34139.4459 | 19993.8245 | 4763.4869 | 1257.5558 | 544.5421 | 13.7212 | 30142.974 | 16710.3663 | 2010.8497 | 2738.916 | 0.0082004 | 0.0035506 | 9.06e-05 | 0.010367 | 0.0059122 | 0.0010368 | 0.0043618 | 5000000 | no RA
CB CG1 | 86004.288 | 70015.1715 | 10481.8978 | 5507.2187 | 81.41% | 12.19% | 6.403% | 43064.4022 | 79021.2379 | 6751.4751 | 4832.4863 | 31480.4409 | 12158.7468 | 10053.4045 | 56809.0866 | CG1 | 0.029972 | 0.018354 | 0.0086812 | 2869526.0853 | 12300.0207 | 15707.4314 | 57996.8359 | 410389.1923 | 524077.1725 | 1935059.7205 | 2339563.7869 | 366788.0136 | 262534.9319 | 1710240.8414 | 804387.6588 | 123768.5735 | 102337.482 | 578281.6033 |  | 1861 | CB CG1 | 86004.288 | 42939.8858 | 6983.0501 | 70015.1715 | 31583.3521 | 775.7647 | 10481.8978 | 5849.315 | 700.0668 | 5507.2187 | 12300.0207 | 5548.5457 | 141.2739 | 12279.7786 | 5535.3446 | 135.8991 | 15.9313 | 8.8903 | 1.064 | 4.3108 | 57996.8359 | 26516.3951 | 1187.7494 | 56575.4667 | 25502.1176 | 625.9661 | 921.1049 | 514.0131 | 61.5189 | 500.2644 | 15707.4314 | 10874.9451 | 5654.0269 | 1159.9262 | 545.8899 | 13.8995 | 9544.8617 | 5326.4117 | 637.4839 | 5002.6435 | 0.017037 | 0.007524 | 0.000191 | 0.004938 | 0.0028334 | 0.0004938 | 0.0079964 | 5000000 | no RA
CB CG2 | 78713.9927 | 61499.8308 | 11259.4695 | 5954.6923 | 78.13% | 14.3% | 7.565% | 39443.1286 | 71152.3087 | 6520.0129 | 5758.8639 | 27164.2517 | 11444.7305 | 11882.1358 | 47825.4424 | CG2 | 0.033669 | 0.02046 | 0.0093522 | 2337905.1306 | 11612.7176 | 18003.4918 | 49097.7833 | 344912.3982 | 534726.476 | 1458266.2564 | 1919359.5467 | 317273.2363 | 280234.6286 | 1321851.6818 | 808546.005 | 130053.2799 | 135023.7763 | 543468.9487 |  | 1862 | CB CG2 | 78713.9927 | 39270.8641 | 7561.6839 | 61499.8308 | 27033.2357 | 855.2068 | 11259.4695 | 6282.9361 | 751.7849 | 5954.6923 | 11612.7176 | 5092.7046 | 167.9871 | 11588.1212 | 5076.9194 | 161.995 | 19.9353 | 11.1242 | 1.3311 | 4.661 | 49097.7833 | 21933.5315 | 1272.3408 | 47559.3001 | 20835.9614 | 664.8219 | 997.5713 | 556.6582 | 66.607 | 540.9119 | 18003.4918 | 12244.6279 | 6121.356 | 2352.4095 | 1120.3549 | 28.3899 | 10241.963 | 5715.1537 | 683.8468 | 5409.1193 | 0.020095 | 0.0089944 | 0.000229 | 0.0049454 | 0.0028374 | 0.0004946 | 0.0086286 | 5000000 | no RA
CB CHA1 | 14867.682 | 4407.4414 | 7678.319 | 2781.9215 | 29.64% | 51.64% | 18.71% | 6099.3458 | 11510.2163 | 413.8318 | 3344.3725 | 2341.1414 | 660.2636 | 6980.6235 | 3869.3292 | CHA1 | 0.016682 | 0.010191 | 0.0045816 | 891230.2909 | 672.7947 | 9981.6653 | 4213.222 | 40330.0935 | 598342.2634 | 252557.9339 | 860433.7517 | 58379.1856 | 471790.1112 | 330264.4549 | 732815.0969 | 42036.6664 | 444431.8108 | 246346.6197 |  | 1863 | CB CHA1 | 14867.682 | 8768.3362 | 3357.4656 | 4407.4414 | 1698.6552 | 63.2425 | 7678.319 | 4287.7595 | 512.3016 | 2781.9215 | 672.7947 | 258.9629 | 12.5311 | 661.0906 | 251.4655 | 9.7179 | 9.5266 | 5.3199 | 0.63562 | 2.1776 | 4213.222 | 1872.0805 | 343.8927 | 3327.0615 | 1265.6391 | 48.9242 | 633.4565 | 353.7374 | 42.2646 | 252.704 | 9981.6653 | 6637.2928 | 3001.0418 | 419.2893 | 181.5506 | 4.6004 | 7035.336 | 3928.7022 | 469.4014 | 2527.04 | 0.007731 | 0.0033472 | 8.54e-05 | 0.00495 | 0.0028422 | 0.000495 | 0.0040012 | 5000000 | no RA
CB CMP1 | 17405.094 | 13736.3159 | 0 | 3668.7781 | 78.92% | 0% | 21.08% | 7671.1551 | 13556.6914 | 1186.1901 | 508.41 | 5976.555 | 2098.172 | 887.1505 | 10571.3689 | CMP1 | 0.016556 | 0.010211 | 0.0053898 | 1051286.1787 | 2129.1616 | 4229.7212 | 11046.2112 | 128603.6241 | 255479.6565 | 667202.8981 | 953242.345 | 147399.7879 | 63176.6571 | 742665.8999 | 714015.8357 | 110508.3818 | 46725.2298 | 556782.2241 |  | 1864 | CB CMP1 | 17405.094 | 9733.9389 | 3848.4026 | 13736.3159 | 6065.1608 | 179.6245 | 0 | 0 | 0 | 3668.7781 | 2129.1616 | 942.9715 | 30.9896 | 2126.2899 | 940.0998 | 28.1179 | 0 | 0 | 0 | 2.8717 | 11046.2112 | 5069.6562 | 474.8423 | 10712.947 | 4736.392 | 141.5781 | 0 | 0 | 0 | 333.2642 | 4229.7212 | 3721.3112 | 3342.5707 | 897.0791 | 388.6691 | 9.9286 | 0 | 0 | 0 | 3332.6421 | 0.011291 | 0.0049468 | 0.0001252 | 0 | 0 | 0 | 0.0052646 | 5000000 | no RA
CB CS1 | 6721.5547 | 2556.4138 | 0 | 4165.1409 | 38.03% | 0% | 61.97% | 1446.4006 | 2528.3463 | 8.4777 | 1394.8884 | 43.0345 | 15.654 | 2433.296 | 79.3964 | CS1 | 0.017311 | 0.01087 | 0.0060772 | 388291.261 | 19.0858 | 6243.8435 | 458.6254 | 1102.5494 | 360694.8049 | 26493.9067 | 485276.9109 | 2844.3236 | 467994.2417 | 14438.3456 | 689990.19 | 4272.0032 | 664050.7814 | 21667.4054 |  | 1865 | CB CS1 | 6721.5547 | 5275.1541 | 4193.2084 | 2556.4138 | 1110.0132 | 28.0675 | 0 | 0 | 0 | 4165.1409 | 19.0858 | 10.6081 | 3.4318 | 15.8255 | 7.3478 | 0.17152 | 0 | 0 | 0 | 3.2603 | 458.6254 | 415.591 | 379.2291 | 80.2726 | 37.2382 | 0.87628 | 0 | 0 | 0 | 378.3528 | 6243.8435 | 4848.9551 | 3810.5475 | 2460.3156 | 1065.4272 | 27.0197 | 0 | 0 | 0 | 3783.5279 | 0.011358 | 0.0049182 | 0.000125 | 0 | 0 | 0 | 0.0059522 | 5000000 | no RA
CB CS2 | 10555.9877 | 5265.6022 | 0 | 5290.3855 | 49.88% | 0% | 50.12% | 2831.3803 | 5204.2108 | 10.6767 | 2766.3574 | 54.3462 | 17.6687 | 5096.5614 | 89.9808 | CS2 | 0.02081 | 0.013496 | 0.0077886 | 507265.2867 | 21.9864 | 9962.5618 | 571.4395 | 1056.5532 | 478748.3566 | 27460.377 | 572362.7325 | 2158.2892 | 559218.3713 | 10986.072 | 687129.5098 | 2332.8539 | 672916.1902 | 11880.4657 |  | 1866 | CB CS2 | 10555.9877 | 7724.6074 | 5351.7769 | 5265.6022 | 2434.2219 | 61.3914 | 0 | 0 | 0 | 5290.3855 | 21.9864 | 11.3098 | 4.3178 | 17.8454 | 7.1687 | 0.17672 | 0 | 0 | 0 | 4.1411 | 571.4395 | 517.0932 | 481.4587 | 90.8718 | 36.5256 | 0.891 | 0 | 0 | 0 | 480.5677 | 9962.5618 | 7196.2044 | 4866.0004 | 5156.885 | 2390.5276 | 60.3236 | 0 | 0 | 0 | 4805.6768 | 0.013169 | 0.0058558 | 0.0001484 | 0 | 0 | 0 | 0.0076402 | 5000000 | no RA
CB CS3 | 10715.8749 | 4091.3147 | 0 | 6624.5601 | 38.18% | 0% | 61.82% | 2245.1451 | 4054.0396 | 106.435 | 1598.9763 | 539.7338 | 188.8459 | 2907.7122 | 957.4815 | CS3 | 0.027808 | 0.01764 | 0.0098632 | 385346.6889 | 194.5538 | 8959.4168 | 1561.9042 | 6996.2256 | 322183.8308 | 56166.6324 | 480194.6579 | 22764.4653 | 341991.2061 | 115438.9866 | 675423.3221 | 31462.6726 | 484439.4355 | 159521.2141 |  | 1867 | CB CS3 | 10715.8749 | 8470.7298 | 6661.8353 | 4091.3147 | 1846.1697 | 37.2752 | 0 | 0 | 0 | 6624.5601 | 194.5538 | 88.1188 | 5.7079 | 189.3685 | 82.9334 | 0.52256 | 0 | 0 | 0 | 5.1854 | 1561.9042 | 1022.1704 | 604.4227 | 960.1428 | 420.4091 | 2.6614 | 0 | 0 | 0 | 601.7613 | 8959.4168 | 7360.4406 | 6051.7046 | 2941.8034 | 1342.8271 | 34.0912 | 0 | 0 | 0 | 6017.6134 | 0.018148 | 0.0079796 | 0.0002026 | 0 | 0 | 0 | 0.0096606 | 5000000 | no RA
CB CS4 | 7459.3235 | 2845.5823 | 0 | 4613.7412 | 38.15% | 0% | 61.85% | 1448.3369 | 2802.4342 | 19.5198 | 1329.2348 | 99.5823 | 46.581 | 2517.8841 | 237.9692 | CS4 | 0.019993 | 0.012731 | 0.0068374 | 373093.0262 | 52.1511 | 6740.0143 | 667.1581 | 2608.4408 | 337115.3352 | 33369.2502 | 472153.5273 | 6363.4021 | 433326.5985 | 32463.5267 | 681090.6608 | 11320.822 | 611934.9079 | 57834.9309 |  | 1868 | CB CS4 | 7459.3235 | 6010.9866 | 4656.8893 | 2845.5823 | 1397.2454 | 43.1481 | 0 | 0 | 0 | 4613.7412 | 52.1511 | 32.6313 | 5.5701 | 48.5397 | 29.0198 | 1.9587 | 0 | 0 | 0 | 3.6114 | 667.1581 | 567.5758 | 429.1889 | 248.0554 | 148.4731 | 10.0862 | 0 | 0 | 0 | 419.1027 | 6740.0143 | 5410.7795 | 4222.1303 | 2548.9873 | 1219.7524 | 31.1032 | 0 | 0 | 0 | 4191.0271 | 0.01331 | 0.0060476 | 0.000154 | 0 | 0 | 0 | 0.0066834 | 5000000 | no RA
CB CTL1 | 6719.4567 | 4089.5815 | 2554.8534 | 75.0218 | 60.86% | 38.02% | 1.116% | 3432.6979 | 6395.1281 | 357.1714 | 1069.6979 | 2005.8287 | 630.0328 | 2211.1316 | 3553.9637 | CTL1 | 0.42111 | 0.23925 | 0.04218 | 15956.4294 | 630.2879 | 2508.1123 | 3581.0565 | 1496.7198 | 5955.9156 | 8503.7941 | 13737.793 | 1429.4139 | 4280.9734 | 8027.4057 | 7689.228 | 757.5245 | 2658.5699 | 4273.1336 |  | 1869 | CB CTL1 | 6719.4567 | 3286.7587 | 324.3286 | 4089.5815 | 1763.5475 | 1.0453 | 2554.8534 | 1448.1894 | 248.2614 | 75.0218 | 630.2879 | 273.1165 | 0.25501 | 628.2092 | 271.9128 | 0 | 2.02 | 1.145 | 0.19628 | 0.058724 | 3581.0565 | 1575.2279 | 27.0929 | 3365.5609 | 1450.1247 | 0 | 208.6808 | 118.2883 | 20.278 | 6.8148 | 2508.1123 | 1438.4144 | 296.9807 | 95.8114 | 41.51 | 1.0453 | 2344.1526 | 1328.756 | 227.7871 | 68.1483 | 0.0003116 | 0.000135 | 3.4e-06 | 0.42069 | 0.23901 | 0.042069 | 0.0001068 | 5000000 | no RA
CB DM1 | 904.0356 | 802.8732 | 0 | 101.1624 | 88.81% | 0% | 11.19% | 288.9326 | 798.9185 | 49.7305 | 49.6132 | 189.5888 | 123.8724 | 202.2878 | 472.7583 | DM1 | 0.000494 | 0.0004112 | 0.0001564 | 1830031.5186 | 123.9516 | 298.1363 | 481.9477 | 250914.136 | 603514.7381 | 975602.6444 | 1495873.0836 | 257466.6164 | 256859.5797 | 981546.8874 | 672104.1608 | 104209.824 | 170178.1199 | 397716.2169 |  | 1870 | CB DM1 | 904.0356 | 615.103 | 105.1171 | 802.8732 | 513.9406 | 3.9547 | 0 | 0 | 0 | 101.1624 | 123.9516 | 74.2211 | 0.079185 | 123.8724 | 74.1419 | 0 | 0 | 0 | 0 | 0.079185 | 481.9477 | 292.3589 | 9.1894 | 472.7583 | 283.1695 | 0 | 0 | 0 | 0 | 9.1894 | 298.1363 | 248.5231 | 95.8485 | 206.2424 | 156.6292 | 3.9547 | 0 | 0 | 0 | 91.8938 | 0.0003442 | 0.0002614 | 6.6e-06 | 0 | 0 | 0 | 0.0001498 | 5000000 | no RA
CB DM2 | 56760.233 | 17153.5212 | 36264.8898 | 3341.8219 | 30.22% | 63.89% | 5.888% | 25735.4323 | 50685.1676 | 1479.8333 | 15411.4209 | 8844.178 | 2578.7358 | 32207.9176 | 15898.5142 | DM2 | 0.024472 | 0.014987 | 0.0059606 | 2319375.9839 | 2632.9665 | 37458.608 | 16668.6584 | 107590.1037 | 1530659.607 | 681126.2732 | 2070058.8954 | 119032.0818 | 1239635.2485 | 711391.5651 | 1019203.6692 | 51854.5586 | 647653.5312 | 319695.5795 |  | 1871 | CB DM2 | 56760.233 | 31024.8007 | 6075.0654 | 17153.5212 | 7580.6126 | 314.5522 | 36264.8898 | 20102.3661 | 2418.6912 | 3341.8219 | 2632.9665 | 1153.1332 | 54.2307 | 2584.9723 | 1125.3633 | 48.5884 | 45.3784 | 25.1542 | 3.0265 | 2.6158 | 16668.6584 | 7824.4803 | 770.1442 | 13048.4568 | 5682.4366 | 245.3764 | 3316.6374 | 1838.4796 | 221.2035 | 303.5642 | 37458.608 | 22047.1871 | 5250.6905 | 1520.0921 | 772.8128 | 20.5874 | 32902.874 | 18238.7323 | 2194.4612 | 3035.6419 | 0.009363 | 0.0043086 | 0.0001292 | 0.010309 | 0.0058782 | 0.0010308 | 0.0048006 | 5000000 | no RA
CB DR1 | 18911.8591 | 3462.5678 | 12428.2327 | 3021.0586 | 18.31% | 65.72% | 15.97% | 7345.5529 | 15023.5527 | 245.2467 | 5448.632 | 1651.6742 | 459.3551 | 11369.7736 | 3194.4239 | DR1 | 0.019541 | 0.011635 | 0.0049662 | 967804.0563 | 467.7318 | 14881.889 | 3562.2383 | 23935.9172 | 761572.5397 | 182295.5994 | 994113.0189 | 33190.5451 | 737392.5522 | 223529.9216 | 782954.0437 | 23939.3413 | 592536.9604 | 166477.7419 |  | 1872 | CB DR1 | 18911.8591 | 11566.3062 | 3888.3064 | 3462.5678 | 1597.9318 | 37.6276 | 12428.2327 | 6947.3158 | 829.6202 | 3021.0586 | 467.7318 | 222.4851 | 8.3766 | 447.5624 | 210.1677 | 4.8234 | 17.8046 | 9.9527 | 1.1885 | 2.3647 | 3562.2383 | 1910.5641 | 367.8144 | 2253.6075 | 1058.0228 | 24.3516 | 1034.2041 | 578.1146 | 69.0361 | 274.4267 | 14881.889 | 9433.257 | 3512.1154 | 761.3978 | 329.7413 | 8.4526 | 11376.224 | 6359.2485 | 759.3956 | 2744.2672 | 0.010233 | 0.0044314 | 0.0001124 | 0.0049496 | 0.0028446 | 0.000495 | 0.0043588 | 5000000 | no RA
CB DS1 | 12492.129 | 811.5888 | 10753.843 | 926.6971 | 6.497% | 86.08% | 7.418% | 5200.7185 | 10839.8774 | 47.0173 | 4530.8742 | 622.827 | 102.4117 | 9415.0267 | 1322.4391 | DS1 | 0.014723 | 0.0085418 | 0.0024064 | 848465.6182 | 104.9181 | 10913.9629 | 1473.248 | 7126.037 | 741276.5533 | 100063.0279 | 853615.2233 | 7717.1384 | 743670.9451 | 102227.1398 | 686607.1919 | 6486.8443 | 596355.9166 | 83764.4311 |  | 1873 | CB DS1 | 12492.129 | 7291.4105 | 1652.2515 | 811.5888 | 414.3897 | 8.2287 | 10753.843 | 5950.3237 | 717.3257 | 926.6971 | 104.9181 | 57.9008 | 2.5064 | 90.6131 | 49.6615 | 0.8752 | 13.5796 | 7.5139 | 0.90582 | 0.72537 | 1473.248 | 850.421 | 150.8089 | 456.2903 | 250.1162 | 4.4095 | 932.7785 | 516.1256 | 62.2202 | 84.1793 | 10913.9629 | 6383.0887 | 1498.9362 | 264.6855 | 114.612 | 2.944 | 9807.485 | 5426.6842 | 654.1998 | 841.7925 | 0.0030616 | 0.0013258 | 3.38e-05 | 0.010321 | 0.0058756 | 0.0010322 | 0.0013404 | 5000000 | no RA
CB DV1 | 2034.5482 | 2006.3333 | 0 | 28.2149 | 98.61% | 0% | 1.387% | 1154.4718 | 1903.1571 | 187.6209 | 7.0459 | 959.8051 | 304.8109 | 28.7035 | 1569.6426 | DV1 | 0.000145 | 0.0001206 | 4.56e-05 | 14031366.6327 | 321.0352 | 54.9109 | 1658.6021 | 2214035.5261 | 378695.7177 | 11438635.3889 | 7297481.8977 | 1185962.0456 | 44537.7806 | 6066982.0715 | 2881382.7873 | 461484.2055 | 43457.2025 | 2376441.3793 |  | 1874 | CB DV1 | 2034.5482 | 880.0763 | 131.3911 | 2006.3333 | 851.8614 | 103.1762 | 0 | 0 | 0 | 28.2149 | 321.0352 | 133.4143 | 16.2242 | 321.0131 | 133.3922 | 16.2021 | 0 | 0 | 0 | 0.022085 | 1658.6021 | 698.7971 | 88.9595 | 1656.0392 | 696.2341 | 86.3965 | 0 | 0 | 0 | 2.563 | 54.9109 | 47.8649 | 26.2073 | 29.2811 | 22.2351 | 0.57754 | 0 | 0 | 0 | 25.6298 | 0.0001014 | 7.7e-05 | 2e-06 | 0 | 0 | 0 | 4.36e-05 | 5000000 | no RA
CB ELE1 | 2848.9596 | 662.2806 | 0 | 2186.6789 | 23.25% | 0% | 76.75% | 375.6357 | 654.9409 | 0.14114 | 374.7559 | 0.73866 | 0.19591 | 653.7235 | 1.0215 | ELE1 | 0.0086982 | 0.0055758 | 0.0032518 | 327534.3827 | 1.9075 | 2647.3971 | 199.6549 | 219.3026 | 304361.4929 | 22953.5872 | 443581.8854 | 166.664 | 442542.9442 | 872.2771 | 674708.989 | 201.823 | 673454.833 | 1052.333 |  | 1875 | CB ELE1 | 2848.9596 | 2473.3239 | 2194.0187 | 662.2806 | 286.6449 | 7.3398 | 0 | 0 | 0 | 2186.6789 | 1.9075 | 1.7664 | 1.7116 | 0.19591 | 0.054775 | 0 | 0 | 0 | 0 | 1.7116 | 199.6549 | 198.9162 | 198.6334 | 1.0215 | 0.28284 | 0 | 0 | 0 | 0 | 198.6334 | 2647.3971 | 2272.6412 | 1993.6737 | 661.0632 | 286.3073 | 7.3398 | 0 | 0 | 0 | 1986.3339 | 0.005507 | 0.0023846 | 6.06e-05 | 0 | 0 | 0 | 0.0031912 | 5000000 | no RA
CB ELS1 | 25668.9955 | 0 | 25668.9955 | 0 | 0% | 100% | 0% | 2193.4262 | 4574.857 | 3.1274 | 2006.4294 | 183.8695 | 6.5228 | 4184.8352 | 383.499 | ELS1 | 0.052389 | 0.052389 | 0.052389 | 489969.1818 | 36.5985 | 23480.6285 | 2151.7685 | 698.591 | 448197.6842 | 41072.9065 | 448101.1135 | 638.8961 | 409899.0076 | 37563.2098 | 402644.4195 | 574.0846 | 368317.6476 | 33752.6874 |  | 1876 | CB ELS1 | 25668.9955 | 23475.5692 | 21094.1385 | 0 | 0 | 0 | 25668.9955 | 23475.5692 | 21094.1385 | 0 | 36.5985 | 33.4711 | 30.0757 | 0 | 0 | 0 | 36.5985 | 33.4711 | 30.0757 | 0 | 2151.7685 | 1967.899 | 1768.2695 | 0 | 0 | 0 | 2151.7685 | 1967.899 | 1768.2695 | 0 | 23480.6285 | 21474.1991 | 19295.7932 | 0 | 0 | 0 | 23480.6285 | 21474.1991 | 19295.7932 | 0 | 0 | 0 | 0 | 0.052389 | 0.052389 | 0.052389 | 0 | 5000000 | no RA
CB EN1 | 65653.1417 | 7779.4065 | 51040.9943 | 6832.741 | 11.85% | 77.74% | 10.41% | 26733.4026 | 55293.8129 | 258.3652 | 22974.1381 | 3500.8993 | 483.8784 | 47713.8394 | 7096.095 | EN1 | 0.03227 | 0.02039 | 0.01056 | 2034494.6296 | 502.908 | 57031.4725 | 8118.7612 | 15584.3815 | 1767321.7376 | 251588.5105 | 1908728.5712 | 18446.9273 | 1640322.1965 | 249959.4475 | 980997.0484 | 8584.7448 | 846516.6937 | 125895.6099 |  | 1877 | CB EN1 | 65653.1417 | 38919.7391 | 10359.3288 | 7779.4065 | 3530.0267 | 117.9051 | 51040.9943 | 28556.9714 | 3408.6828 | 6832.741 | 502.908 | 244.5427 | 19.0296 | 438.1835 | 205.974 | 9.7159 | 59.3761 | 33.2204 | 3.9653 | 5.3483 | 8118.7612 | 4617.8619 | 1022.6662 | 2213.8684 | 1040.7165 | 49.0968 | 5284.2208 | 2956.4734 | 352.8974 | 620.6721 | 57031.4725 | 34057.3344 | 9317.633 | 5127.3545 | 2283.3362 | 59.0924 | 45697.3974 | 25567.2776 | 3051.8201 | 6206.7206 | 0.017481 | 0.007691 | 0.0001976 | 0.0049184 | 0.0028288 | 0.0004918 | 0.0098706 | 5000000 | no RA
CB EN2 | 32150.4946 | 11659.6432 | 16279.6138 | 4211.2375 | 36.27% | 50.64% | 13.1% | 13659.2088 | 26785.722 | 844.8741 | 7949.6399 | 4864.6948 | 1504.2594 | 16421.6944 | 8859.7682 | EN2 | 0.022788 | 0.014157 | 0.0067038 | 1410851.9663 | 1514.9666 | 21265.0958 | 9370.4323 | 66480.8918 | 933170.781 | 411200.2935 | 1306195.4038 | 80793.159 | 760203.853 | 465198.3918 | 800258.4587 | 44941.7157 | 490619.5861 | 264697.1569 |  | 1878 | CB EN2 | 32150.4946 | 18491.2859 | 5364.7727 | 11659.6432 | 5199.2562 | 66.7388 | 16279.6138 | 9080.7922 | 1086.7964 | 4211.2375 | 1514.9666 | 670.0925 | 10.7072 | 1487.8365 | 653.5017 | 5.8197 | 23.8337 | 13.2945 | 1.5911 | 3.2964 | 9370.4323 | 4505.7375 | 510.6641 | 7507.6772 | 3297.5314 | 29.3076 | 1480.215 | 825.666 | 98.8164 | 382.5401 | 21265.0958 | 13315.4558 | 4843.4014 | 2664.1295 | 1248.2231 | 31.6114 | 14775.5652 | 8241.8316 | 986.3889 | 3825.4011 | 0.011755 | 0.005238 | 0.0001326 | 0.0049572 | 0.0028432 | 0.0004958 | 0.0060754 | 5000000 | no RA
CB EO1 | 14881.6374 | 9608.0431 | 0 | 5273.5943 | 64.56% | 0% | 35.44% | 5648.9983 | 9519.7 | 729.0609 | 1249.3031 | 3670.6343 | 1216.4306 | 2178.8488 | 6124.4207 | EO1 | 0.022403 | 0.014032 | 0.0078026 | 664263.9177 | 1231.1528 | 6993.643 | 6656.8416 | 54954.3292 | 312171.608 | 297137.9805 | 657979.6648 | 84918.9897 | 145515.3655 | 427545.3096 | 687198.802 | 87810.5022 | 157284.6056 | 442103.6941 |  | 1879 | CB EO1 | 14881.6374 | 9232.6391 | 5361.9374 | 9608.0431 | 3959.0448 | 88.3431 | 0 | 0 | 0 | 5273.5943 | 1231.1528 | 502.0919 | 14.7222 | 1227.0249 | 497.964 | 10.5943 | 0 | 0 | 0 | 4.1279 | 6656.8416 | 2986.2073 | 532.4209 | 6177.7992 | 2507.1649 | 53.3785 | 0 | 0 | 0 | 479.0424 | 6993.643 | 5744.3398 | 4814.7942 | 2203.219 | 953.9159 | 24.3702 | 0 | 0 | 0 | 4790.424 | 0.014763 | 0.006392 | 0.0001628 | 0 | 0 | 0 | 0.0076398 | 5000000 | no RA
CB EO2 | 6791.7719 | 1868.2902 | 0 | 4923.4818 | 27.51% | 0% | 72.49% | 992.1834 | 1843.6826 | 10.6795 | 927.5127 | 53.9912 | 20.7217 | 1718.2274 | 104.7336 | EO2 | 0.021169 | 0.013365 | 0.0073416 | 320829.6846 | 24.9402 | 6213.0201 | 553.8117 | 1178.1233 | 293490.6074 | 26160.9539 | 433932.041 | 4670.6796 | 405648.2686 | 23613.0928 | 673979.6964 | 7575.0461 | 628118.0713 | 38286.579 |  | 1880 | CB EO2 | 6791.7719 | 5799.5885 | 4948.0893 | 1868.2902 | 876.1067 | 24.6076 | 0 | 0 | 0 | 4923.4818 | 24.9402 | 14.2607 | 4.2185 | 21.0863 | 10.4068 | 0.36463 | 0 | 0 | 0 | 3.8539 | 553.8117 | 499.8205 | 449.0781 | 106.5728 | 52.5816 | 1.8392 | 0 | 0 | 0 | 447.2389 | 6213.0201 | 5285.5074 | 4494.7927 | 1740.6311 | 813.1183 | 22.4037 | 0 | 0 | 0 | 4472.389 | 0.014023 | 0.006219 | 0.0001954 | 0 | 0 | 0 | 0.0071462 | 5000000 | no RA
CB EO3 | 47878.7867 | 39060.0787 | 0 | 8818.708 | 81.58% | 0% | 18.42% | 22272.0072 | 38685.8195 | 4680.2445 | 3286.1784 | 14305.5843 | 8092.7613 | 5856.5756 | 24736.4826 | EO3 | 0.038956 | 0.024186 | 0.013091 | 1229041.5062 | 8174.4293 | 13938.2225 | 25766.1349 | 209836.4142 | 357792.1496 | 661412.9424 | 1058743.8807 | 222484.6745 | 156214.9847 | 680044.2216 | 702257.1324 | 146906.5255 | 106313.4261 | 449037.1808 |  | 1881 | CB EO3 | 47878.7867 | 25606.7795 | 9192.9672 | 39060.0787 | 16788.0715 | 374.2592 | 0 | 0 | 0 | 8818.708 | 8174.4293 | 3494.1848 | 81.668 | 8167.5265 | 3487.2819 | 74.7652 | 0 | 0 | 0 | 6.9029 | 25766.1349 | 11460.5506 | 1029.6523 | 24965.0617 | 10659.4774 | 228.5791 | 0 | 0 | 0 | 801.0732 | 13938.2225 | 10652.0441 | 8081.6469 | 5927.4906 | 2641.3122 | 70.9149 | 0 | 0 | 0 | 8010.732 | 0.026195 | 0.011425 | 0.0003298 | 0 | 0 | 0 | 0.012761 | 5000000 | no RA
CB EOS1 | 41449.9724 | 29586.8654 | 0 | 11863.1071 | 71.38% | 0% | 28.62% | 16884.6491 | 29136.9673 | 2491.5638 | 5752.8393 | 8640.246 | 4275.2062 | 10035.2071 | 14826.5541 | EOS1 | 0.050825 | 0.031699 | 0.017463 | 815546.1987 | 4360.2052 | 20922.8545 | 16166.9127 | 85788.9292 | 411666.2446 | 318091.025 | 774965.5598 | 114356.9006 | 264041.7532 | 396566.906 | 705074.9083 | 103454.1639 | 242838.3376 | 358782.4068 |  | 1882 | CB EOS1 | 41449.9724 | 24565.3233 | 12313.0052 | 29586.8654 | 12702.2162 | 449.8981 | 0 | 0 | 0 | 11863.1071 | 4360.2052 | 1868.6414 | 84.999 | 4350.9193 | 1859.3555 | 75.7131 | 0 | 0 | 0 | 9.2859 | 16166.9127 | 7526.6667 | 1340.3587 | 15089.2926 | 6449.0466 | 262.7385 | 0 | 0 | 0 | 1077.6201 | 20922.8545 | 15170.0152 | 10887.6475 | 10146.6535 | 4393.8141 | 111.4464 | 0 | 0 | 0 | 10776.2011 | 0.033731 | 0.014605 | 0.0003698 | 0 | 0 | 0 | 0.017094 | 5000000 | no RA
CB EOS2 | 21435.9306 | 10034.3055 | 0 | 11401.625 | 46.81% | 0% | 53.19% | 5658.4811 | 9932.8277 | 111.9537 | 4979.6609 | 566.8665 | 205.986 | 8683.9223 | 1042.9195 | EOS2 | 0.044799 | 0.028784 | 0.016865 | 478491.2734 | 215.6691 | 19137.8252 | 2082.4363 | 4814.1499 | 427193.1334 | 46483.99 | 548132.6257 | 10844.865 | 482375.8451 | 54911.9157 | 682069.5409 | 14144.6909 | 596309.4314 | 71615.4186 |  | 1883 | CB EOS2 | 21435.9306 | 15777.4495 | 11503.1028 | 10034.3055 | 4375.8245 | 101.4778 | 0 | 0 | 0 | 11401.625 | 215.6691 | 103.7154 | 9.6831 | 206.7445 | 94.7908 | 0.75845 | 0 | 0 | 0 | 8.9246 | 2082.4363 | 1515.5697 | 1039.5168 | 1046.7362 | 479.8697 | 3.8167 | 0 | 0 | 0 | 1035.7 | 19137.8252 | 14158.1643 | 10453.9029 | 8780.8249 | 3801.164 | 96.9026 | 0 | 0 | 0 | 10357.0003 | 0.028243 | 0.012228 | 0.0003092 | 0 | 0 | 0 | 0.016556 | 5000000 | no RA
CB EOS3 | 7471.5871 | 5726.2636 | 0 | 1745.3235 | 76.64% | 0% | 23.36% | 3014.8087 | 5701.2731 | 390.1033 | 653.3777 | 1971.3278 | 753.488 | 1139.8814 | 3807.9037 | EOS3 | 0.0075404 | 0.004686 | 0.002561 | 990874.1069 | 756.9168 | 2737.8755 | 3976.7948 | 100381.5239 | 363094.2009 | 527398.382 | 951083.733 | 123066.1398 | 206121.49 | 621896.1032 | 691258.8759 | 91357.7162 | 138206.5178 | 461694.6419 |  | 1884 | CB EOS3 | 7471.5871 | 4456.7784 | 1770.314 | 5726.2636 | 2711.4549 | 24.9905 | 0 | 0 | 0 | 1745.3235 | 756.9168 | 366.8136 | 3.4288 | 755.5507 | 365.4474 | 2.0627 | 0 | 0 | 0 | 1.3662 | 3976.7948 | 2005.467 | 168.891 | 3818.2532 | 1846.9254 | 10.3494 | 0 | 0 | 0 | 158.5416 | 2737.8755 | 2084.4978 | 1597.9942 | 1152.4597 | 499.0821 | 12.5784 | 0 | 0 | 0 | 1585.4158 | 0.0050348 | 0.0021804 | 5.54e-05 | 0 | 0 | 0 | 0.0025056 | 5000000 | no RA
CB ES4 | 17180.8907 | 6767.4578 | 0 | 10413.4329 | 39.39% | 0% | 60.61% | 3291.9143 | 6688.8656 | 46.559 | 3010.6345 | 234.7208 | 107.9755 | 6036.5535 | 544.3366 | ES4 | 0.043584 | 0.028108 | 0.015348 | 394205.4049 | 116.1266 | 15574.4927 | 1490.2713 | 2664.4575 | 357347.5515 | 34193.3959 | 494135.9784 | 6988.7797 | 451914.2118 | 35232.9869 | 683617.5247 | 11035.3465 | 616949.721 | 55632.4572 |  | 1885 | CB ES4 | 17180.8907 | 13888.9764 | 10492.025 | 6767.4578 | 3475.5436 | 78.5922 | 0 | 0 | 0 | 10413.4329 | 116.1266 | 69.5677 | 8.1511 | 107.9755 | 61.4165 | 0 | 0 | 0 | 0 | 8.1511 | 1490.2713 | 1255.5505 | 945.9347 | 544.3366 | 309.6158 | 0 | 0 | 0 | 0 | 945.9347 | 15574.4927 | 12563.8582 | 9537.9392 | 6115.1457 | 3104.5112 | 78.5922 | 0 | 0 | 0 | 9459.347 | 0.028567 | 0.013091 | 0.0003312 | 0 | 0 | 0 | 0.015017 | 5000000 | no RA
CB EV1 | 2580.4293 | 455.5683 | 0 | 2124.861 | 17.65% | 0% | 82.35% | 258.2921 | 450.655 | 0 | 258.2921 | 0 | 0 | 450.655 | 0 | EV1 | 0.0091594 | 0.0057124 | 0.0031466 | 281724.7124 | 1.6632 | 2385.7481 | 193.018 | 181.5883 | 260469.9122 | 21073.212 | 406508.1549 | 0 | 406508.1549 | 0 | 676849.4186 | 0 | 676849.4186 | 0 |  | 1886 | CB EV1 | 2580.4293 | 2322.1372 | 2129.7744 | 455.5683 | 197.2762 | 4.9134 | 0 | 0 | 0 | 2124.861 | 1.6632 | 1.6632 | 1.6632 | 0 | 0 | 0 | 0 | 0 | 0 | 1.6632 | 193.018 | 193.018 | 193.018 | 0 | 0 | 0 | 0 | 0 | 0 | 193.018 | 2385.7481 | 2127.456 | 1935.0932 | 455.5683 | 197.2762 | 4.9134 | 0 | 0 | 0 | 1930.1798 | 0.0060796 | 0.0026326 | 6.68e-05 | 0 | 0 | 0 | 0.0030798 | 5000000 | no RA
CB FB1 | 245022.0193 | 31245.7776 | 208296.399 | 5479.8427 | 12.75% | 85.01% | 2.236% | 109047.1807 | 224380.1162 | 4984.7571 | 82900.1354 | 21162.2883 | 9509.7369 | 172638.9452 | 42231.4342 | FB1 | 0.04664 | 0.028344 | 0.010479 | 5253473.8273 | 9612.5263 | 190789.8985 | 44619.5944 | 206100.479 | 4090692.5068 | 956680.8415 | 4797305.9055 | 219294.1106 | 3647020.5512 | 930991.2437 | 1969910.4027 | 83489.2587 | 1515656.8228 | 370764.3212 |  | 1887 | CB FB1 | 245022.0193 | 135974.8386 | 20641.9031 | 31245.7776 | 14996.8555 | 269.8008 | 208296.399 | 115498.1404 | 14892.2597 | 5479.8427 | 9612.5263 | 4627.7693 | 102.7895 | 9313.2386 | 4459.9064 | 77.4091 | 294.9984 | 163.5735 | 21.0911 | 4.2894 | 44619.5944 | 23457.3062 | 2388.1603 | 20047.0265 | 9610.3131 | 169.143 | 24074.7903 | 13349.2155 | 1721.2397 | 497.7776 | 190789.8985 | 107889.7631 | 18150.9534 | 1885.5125 | 926.6359 | 23.2487 | 183926.6103 | 101985.3514 | 13149.9289 | 4977.7757 | 0.014369 | 0.0066024 | 0.000169 | 0.024401 | 0.013872 | 0.0024402 | 0.0078694 | 5000000 | no RA
CB FB2 | 225832.3021 | 168759.2262 | 53502.7969 | 3570.2791 | 74.73% | 23.69% | 1.581% | 117704.3021 | 216882.6156 | 22130.7079 | 22128.6071 | 73444.9871 | 39431.9268 | 45902.0314 | 131548.6574 | FB2 | 0.045688 | 0.026273 | 0.0078488 | 4942902.1527 | 39805.9499 | 52610.1458 | 133416.2064 | 871252.313 | 1151504.0158 | 2920145.8239 | 4115555.8938 | 773804.896 | 773731.4429 | 2568019.5549 | 1140261.7689 | 207313.6129 | 241330.2301 | 691617.9259 |  | 1888 | CB FB2 | 225832.3021 | 108128 | 8949.6866 | 168759.2262 | 74919.1779 | 1552.7829 | 53502.7969 | 29638.5431 | 3826.6246 | 3570.2791 | 39805.9499 | 17675.242 | 374.0231 | 39728.4805 | 17631.0804 | 365.8876 | 74.6748 | 41.367 | 5.3409 | 2.7946 | 133416.2064 | 59971.2193 | 1867.5491 | 127932.2328 | 56788.6462 | 1174.2036 | 5159.6568 | 2858.2564 | 369.0287 | 324.3168 | 52610.1458 | 30481.5386 | 6708.1144 | 1098.5128 | 499.4513 | 12.6917 | 48268.4653 | 26738.9196 | 3452.255 | 3243.1677 | 0.015872 | 0.0070874 | 0.0001792 | 0.024607 | 0.013977 | 0.0024608 | 0.0052088 | 5000000 | no RA
CB FL1 | 928.1218 | 197.8494 | 0 | 730.2725 | 21.32% | 0% | 78.68% | 112.2412 | 195.7028 | 0 | 112.2412 | 0 | 0 | 195.7028 | 0 | FL1 | 0.0027542 | 0.0017874 | 0.001068 | 336984.1862 | 0.57162 | 861.2138 | 66.3364 | 207.5458 | 312691.0842 | 24085.5562 | 456462.2422 | 0 | 456462.2422 | 0 | 685785.655 | 0 | 685785.655 | 0 |  | 1889 | CB FL1 | 928.1218 | 815.8806 | 732.4191 | 197.8494 | 85.6082 | 2.1466 | 0 | 0 | 0 | 730.2725 | 0.57162 | 0.57162 | 0.57162 | 0 | 0 | 0 | 0 | 0 | 0 | 0.57162 | 66.3364 | 66.3364 | 66.3364 | 0 | 0 | 0 | 0 | 0 | 0 | 66.3364 | 861.2138 | 748.9726 | 665.511 | 197.8494 | 85.6082 | 2.1466 | 0 | 0 | 0 | 663.3644 | 0.0017048 | 0.000738 | 1.86e-05 | 0 | 0 | 0 | 0.0010494 | 5000000 | no RA
CB FM1 | 33479.8764 | 5041.4543 | 24770.2007 | 3668.2214 | 15.06% | 73.99% | 10.96% | 13551.3991 | 28110.6332 | 241.8902 | 11220.1844 | 2089.3245 | 471.1754 | 23431.5195 | 4207.9383 | FM1 | 0.019823 | 0.012504 | 0.0059146 | 1688957.9873 | 478.9592 | 28305.1061 | 4695.8111 | 24162.038 | 1427906.555 | 236889.3943 | 1593793.6734 | 28448.9462 | 1319617.1747 | 245727.5526 | 907794.8034 | 15215.9716 | 756689.1667 | 135889.6651 |  | 1890 | CB FM1 | 33479.8764 | 19928.4773 | 5369.2431 | 5041.4543 | 2456.8946 | 45.9392 | 24770.2007 | 13803.3613 | 1655.0825 | 3668.2214 | 478.9592 | 237.0691 | 7.7838 | 444.3507 | 216.512 | 2.7919 | 31.7373 | 17.6858 | 2.1206 | 2.8713 | 4695.8111 | 2606.4866 | 487.8728 | 2261.473 | 1102.4072 | 14.2673 | 2101.1245 | 1170.8658 | 140.3919 | 333.2136 | 28305.1061 | 17084.9216 | 4873.5865 | 2335.6307 | 1137.9755 | 28.88 | 22637.3389 | 12614.8097 | 1512.57 | 3332.1365 | 0.0095636 | 0.0043586 | 0.0001112 | 0.0049508 | 0.0028368 | 0.000495 | 0.0053084 | 5000000 | no RA
CB FM2 | 49835.147 | 5060.5044 | 44220.9066 | 553.736 | 10.15% | 88.73% | 1.111% | 22227.0366 | 46259.534 | 184.4578 | 19597.1595 | 2445.4193 | 334.3615 | 41047.4428 | 4877.7297 | FM2 | 0.0078724 | 0.0046584 | 0.0013056 | 6330362.6653 | 342.5774 | 44297.2548 | 5195.3149 | 43516.2617 | 5626905.9962 | 659940.4074 | 5926522.0859 | 49183.0486 | 5225302.8905 | 652036.1469 | 2738674.1949 | 19794.997 | 2430106.0264 | 288773.1715 |  | 1891 | CB FM2 | 49835.147 | 27608.1105 | 3575.613 | 5060.5044 | 2416.9523 | 67.1107 | 44220.9066 | 24637.4221 | 2954.7663 | 553.736 | 342.5774 | 158.1196 | 8.2159 | 285.4249 | 126.0855 | 3.9926 | 56.7191 | 31.6007 | 3.7899 | 0.43344 | 5195.3149 | 2749.8956 | 317.5852 | 1449.8307 | 640.8451 | 20.379 | 3695.1839 | 2058.7503 | 246.9059 | 50.3002 | 44297.2548 | 24700.0953 | 3249.812 | 3325.2487 | 1650.0218 | 42.7391 | 40469.0037 | 22547.0711 | 2704.0705 | 503.0024 | 0.0021626 | 0.0010516 | 2.72e-05 | 0.0049238 | 0.0028208 | 0.0004924 | 0.000786 | 5000000 | no RA
CB FM3 | 72038.4919 | 33905.7321 | 31508.7129 | 6624.0469 | 47.07% | 43.74% | 9.195% | 33150.7913 | 62828.2715 | 4680.4648 | 15522.0279 | 12948.2986 | 8066.1041 | 32009.0889 | 22753.0786 | FM3 | 0.035117 | 0.021391 | 0.01026 | 2051385.1389 | 8194.1026 | 40012.0661 | 23832.3231 | 233337.2054 | 1139393.0615 | 678654.872 | 1817929.8332 | 256668.2801 | 851200.1229 | 710061.4302 | 897682.3013 | 115247.4627 | 457341.7647 | 325093.0739 |  | 1892 | CB FM3 | 72038.4919 | 38887.7006 | 9210.2204 | 33905.7321 | 14611.7604 | 482.3501 | 31508.7129 | 17651.8934 | 2103.8234 | 6624.0469 | 8194.1026 | 3513.6378 | 127.9986 | 8148.5353 | 3485.8298 | 120.1173 | 40.3823 | 22.6231 | 2.6963 | 5.185 | 23832.3231 | 10884.0246 | 1079.2446 | 20632.0871 | 8826.5595 | 304.0277 | 2598.5213 | 1455.7504 | 173.5022 | 601.7147 | 40012.0661 | 24490.0382 | 8002.9773 | 5125.1097 | 2299.3711 | 58.2052 | 28869.8093 | 16173.5199 | 1927.6249 | 6017.1472 | 0.020653 | 0.0090154 | 0.0002272 | 0.0049234 | 0.0028354 | 0.0004924 | 0.0095404 | 5000000 | no RA
CB FRD1 | 364.5333 | 60.9061 | 0 | 303.6272 | 16.71% | 0% | 83.29% | 35.1956 | 60.3134 | 0.79763 | 30.3549 | 4.043 | 1.2154 | 52.9344 | 6.1636 | FRD1 | 0.001599 | 0.0009426 | 0.0004542 | 227975.8058 | 1.4531 | 329.3358 | 33.7444 | 908.7589 | 205963.5874 | 21103.4595 | 349392.885 | 7918.2462 | 301338.8883 | 40135.7506 | 669792.7869 | 13497.7132 | 587847.4317 | 68447.6421 |  | 1893 | CB FRD1 | 364.5333 | 329.3377 | 304.2199 | 60.9061 | 25.7105 | 0.5927 | 0 | 0 | 0 | 303.6272 | 1.4531 | 0.65547 | 0.23766 | 1.2154 | 0.41781 | 0 | 0 | 0 | 0 | 0.23766 | 33.7444 | 29.7014 | 27.5809 | 6.1636 | 2.1206 | 0 | 0 | 0 | 0 | 27.5809 | 329.3358 | 298.9808 | 276.4014 | 53.5271 | 23.1722 | 0.5927 | 0 | 0 | 0 | 275.8087 | 0.0011576 | 0.0005012 | 1.28e-05 | 0 | 0 | 0 | 0.0004414 | 5000000 | no RA
CB GA1 | 7075.0359 | 1958.5694 | 0 | 5116.4665 | 27.68% | 0% | 72.32% | 1075.9852 | 1935.4704 | 25.2236 | 923.9573 | 126.8043 | 51.386 | 1625.7234 | 258.361 | GA1 | 0.021919 | 0.013828 | 0.0075146 | 322775.0724 | 56.2137 | 6291.5605 | 727.2617 | 2564.5638 | 287031.6035 | 33178.9051 | 433833.5793 | 10170.0667 | 372536.4315 | 51127.0811 | 683943.9916 | 18158.4347 | 574487.6068 | 91297.9501 |  | 1894 | CB GA1 | 7075.0359 | 5999.0507 | 5139.5655 | 1958.5694 | 882.5842 | 23.099 | 0 | 0 | 0 | 5116.4665 | 56.2137 | 30.9901 | 4.8277 | 52.2088 | 26.9852 | 0.82282 | 0 | 0 | 0 | 4.0049 | 727.2617 | 600.4574 | 468.9007 | 262.4925 | 135.6881 | 4.1314 | 0 | 0 | 0 | 464.7692 | 6291.5605 | 5367.6033 | 4665.8371 | 1643.8681 | 719.9109 | 18.1447 | 0 | 0 | 0 | 4647.6924 | 0.014569 | 0.0064772 | 0.0001638 | 0 | 0 | 0 | 0.0073508 | 5000000 | no RA
CB GA3 | 11361.8913 | 5868.6681 | 0 | 5493.2232 | 51.65% | 0% | 48.35% | 3339.9688 | 5811.996 | 476.0878 | 1020.5718 | 1843.3092 | 823.8193 | 1798.8499 | 3189.3268 | GA3 | 0.024925 | 0.015328 | 0.0081046 | 455850.4985 | 835.5488 | 6809.2514 | 3717.0911 | 33523.0593 | 273194.0084 | 149133.4309 | 523337.2414 | 74597.8391 | 159912.6434 | 288826.7589 | 684783.3701 | 97064.3711 | 211944.8317 | 375774.1673 |  | 1895 | CB GA3 | 11361.8913 | 8021.9226 | 5549.8953 | 5868.6681 | 2528.6994 | 56.6721 | 0 | 0 | 0 | 5493.2232 | 835.5488 | 359.4611 | 11.7296 | 831.249 | 355.1613 | 7.4297 | 0 | 0 | 0 | 4.2998 | 3717.0911 | 1873.7819 | 527.7643 | 3218.0981 | 1374.7889 | 28.7713 | 0 | 0 | 0 | 498.993 | 6809.2514 | 5788.6796 | 5010.4014 | 1819.3211 | 798.7493 | 20.4711 | 0 | 0 | 0 | 4989.9303 | 0.017009 | 0.0074128 | 0.000189 | 0 | 0 | 0 | 0.0079156 | 5000000 | no RA
CB GH1 | 2659.9812 | 1105.4636 | 0 | 1554.5176 | 41.56% | 0% | 58.44% | 618.1035 | 1095.2784 | 16.3493 | 517.312 | 84.4423 | 31.374 | 902.1018 | 161.8026 | GH1 | 0.0067936 | 0.0042174 | 0.0022992 | 391542.2093 | 32.5908 | 2324.3787 | 303.0117 | 4797.2744 | 342142.4099 | 44602.525 | 484155.5496 | 12806.2568 | 405206.3369 | 66142.9559 | 680542.2725 | 19493.9549 | 560513.6222 | 100534.6955 |  | 1896 | CB GH1 | 2659.9812 | 2041.8776 | 1564.7028 | 1105.4636 | 487.36 | 10.1852 | 0 | 0 | 0 | 1554.5176 | 32.5908 | 16.2415 | 1.2168 | 31.374 | 15.0247 | 0 | 0 | 0 | 0 | 1.2168 | 303.0117 | 218.5694 | 141.2092 | 161.8026 | 77.3603 | 0 | 0 | 0 | 0 | 141.2092 | 2324.3787 | 1807.0667 | 1422.2768 | 912.2871 | 394.9751 | 10.1852 | 0 | 0 | 0 | 1412.0916 | 0.0045444 | 0.0019682 | 5e-05 | 0 | 0 | 0 | 0.0022492 | 5000000 | no RA
CB GH2 | 2339.1011 | 491.4188 | 0 | 1847.6824 | 21.01% | 0% | 78.99% | 284.5651 | 488.4884 | 22.9067 | 144.4309 | 117.2275 | 38.6606 | 251.9497 | 197.8781 | GH2 | 0.0074138 | 0.0047044 | 0.0026874 | 315506.37 | 40.1369 | 1933.0959 | 365.8683 | 5413.8056 | 260742.9312 | 49349.6331 | 436726.4792 | 35155.2068 | 221660.4018 | 179910.8706 | 688625.6961 | 54500.1405 | 355175.3532 | 278950.2024 |  | 1897 | CB GH2 | 2339.1011 | 2054.536 | 1850.6127 | 491.4188 | 206.8537 | 2.9303 | 0 | 0 | 0 | 1847.6824 | 40.1369 | 17.2302 | 1.4763 | 38.6906 | 15.7839 | 0.029986 | 0 | 0 | 0 | 1.4463 | 365.8683 | 248.6408 | 167.9902 | 198.0287 | 80.8012 | 0.15056 | 0 | 0 | 0 | 167.8396 | 1933.0959 | 1788.665 | 1681.1462 | 254.6995 | 110.2686 | 2.7498 | 0 | 0 | 0 | 1678.3964 | 0.0047786 | 0.0020692 | 5.22e-05 | 0 | 0 | 0 | 0.0026352 | 5000000 | no RA
CB GH3 | 4789.4252 | 1475.1121 | 0 | 3314.3131 | 30.8% | 0% | 69.2% | 780.0916 | 1460.3023 | 23.4304 | 637.6925 | 118.9686 | 42.4713 | 1202.2654 | 215.5657 | GH3 | 0.013217 | 0.008559 | 0.0049154 | 362379.5223 | 45.0655 | 4227.7286 | 516.631 | 3409.7681 | 319880.1982 | 39089.5561 | 468434.8202 | 14069.6601 | 382926.0417 | 71439.1184 | 677284.2301 | 19698.0522 | 557607.4009 | 99978.7769 |  | 1898 | CB GH3 | 4789.4252 | 4009.3336 | 3329.1229 | 1475.1121 | 695.0205 | 14.8098 | 0 | 0 | 0 | 3314.3131 | 45.0655 | 21.6351 | 2.5943 | 42.4713 | 19.0408 | 0 | 0 | 0 | 0 | 2.5943 | 516.631 | 397.6624 | 301.0653 | 215.5657 | 96.597 | 0 | 0 | 0 | 0 | 301.0653 | 4227.7286 | 3590.0361 | 3025.4633 | 1217.0752 | 579.3827 | 14.8098 | 0 | 0 | 0 | 3010.6534 | 0.0083964 | 0.0037388 | 9.52e-05 | 0 | 0 | 0 | 0.0048202 | 5000000 | no RA
CB GM2 | 68746.6013 | 61015.1321 | 0 | 7731.4692 | 88.75% | 0% | 11.25% | 34777.8835 | 60335.0777 | 5562.0917 | 1216.8073 | 27998.9844 | 9647.6343 | 2122.5094 | 48564.934 | GM2 | 0.042423 | 0.024739 | 0.011578 | 1620510.699 | 9762.5244 | 9169.1056 | 49814.9713 | 230124.4713 | 216136.2657 | 1174249.9619 | 1373061.5035 | 219596.2858 | 48040.627 | 1105424.5908 | 726496.6544 | 116167.4816 | 25557.2056 | 584771.9671 |  | 1899 | CB GM2 | 68746.6013 | 33968.7178 | 8411.5236 | 61015.1321 | 26237.2486 | 680.0544 | 0 | 0 | 0 | 7731.4692 | 9762.5244 | 4200.4327 | 114.8901 | 9756.4726 | 4194.3809 | 108.8383 | 0 | 0 | 0 | 6.0518 | 49814.9713 | 21815.9869 | 1250.0373 | 49112.6606 | 21113.6762 | 547.7266 | 0 | 0 | 0 | 702.3107 | 9169.1056 | 7952.2982 | 7046.5962 | 2145.9989 | 929.1915 | 23.4895 | 0 | 0 | 0 | 7023.1067 | 0.031188 | 0.013504 | 0.000343 | 0 | 0 | 0 | 0.011235 | 5000000 | no RA
CB GN1 | 88006.9267 | 3605.8922 | 80751.5737 | 3649.4608 | 4.097% | 91.76% | 4.147% | 38155.9858 | 78930.9756 | 126.785 | 34394.2934 | 3634.9073 | 215.1391 | 71267.6479 | 7448.1887 | GN1 | 0.024571 | 0.015034 | 0.0064096 | 3581739.7197 | 226.1637 | 79490.2197 | 8290.5433 | 9204.4956 | 3235123.5077 | 337411.7164 | 3315924.1731 | 11018.1824 | 2989016.4423 | 315889.5484 | 1415993.3661 | 3859.5175 | 1278516.0179 | 133617.8307 |  | 1900 | CB GN1 | 88006.9267 | 49850.9408 | 9075.9511 | 3605.8922 | 1514.4454 | 40.8455 | 80751.5737 | 44687.0347 | 5385.6448 | 3649.4608 | 226.1637 | 99.3786 | 11.0246 | 125.493 | 42.3927 | 1.6444 | 97.8141 | 54.1292 | 6.5236 | 2.8566 | 8290.5433 | 4655.6359 | 842.3546 | 372.7949 | 125.9851 | 4.8886 | 7586.2389 | 4198.1413 | 505.9566 | 331.5095 | 79490.2197 | 45095.9263 | 8222.5719 | 3107.6043 | 1346.0675 | 34.3125 | 73067.5208 | 40434.7641 | 4873.1647 | 3315.0947 | 0.0090384 | 0.0039144 | 9.92e-05 | 0.010247 | 0.0058336 | 0.0010246 | 0.0052858 | 5000000 | no RA
CB GS1 | 15076.5833 | 145.8275 | 13611.8506 | 1318.9052 | 0.9672% | 90.28% | 8.748% | 6164.8312 | 12847.9317 | 8.259 | 5651.3082 | 505.2641 | 17.2504 | 11775.3454 | 1055.3359 | GS1 | 0.019954 | 0.011753 | 0.0034598 | 755551.824 | 19.5159 | 13806.4824 | 1250.585 | 978.0256 | 691901.6566 | 62672.1418 | 758240.4854 | 1015.8085 | 695079.9574 | 62144.7195 | 644156.2018 | 864.8809 | 590379.9892 | 52911.3317 |  | 1901 | CB GS1 | 15076.5833 | 8911.7521 | 2228.6516 | 145.8275 | 63.1604 | 1.6009 | 13611.8506 | 7529.6864 | 908.1455 | 1318.9052 | 19.5159 | 11.2569 | 2.2655 | 0 | 0 | 0 | 18.4835 | 10.2246 | 1.2332 | 1.0324 | 1250.585 | 745.3209 | 195.2491 | 0 | 0 | 0 | 1130.7784 | 625.5142 | 75.4424 | 119.8066 | 13806.4824 | 8155.1743 | 2031.137 | 145.8275 | 63.1604 | 1.6009 | 12462.5887 | 6893.9476 | 831.4699 | 1198.0662 | 0.0032512 | 0.0014078 | 3.6e-05 | 0.014755 | 0.008397 | 0.0014754 | 0.0019484 | 5000000 | no RA
CB HC3 | 16989.0666 | 8910.5546 | 0 | 8078.512 | 52.45% | 0% | 47.55% | 4888.2786 | 8819.3891 | 483.1229 | 2697.7356 | 1707.4202 | 907.2947 | 4705.7872 | 3206.3072 | HC3 | 0.035828 | 0.022124 | 0.011924 | 474189.3563 | 921.663 | 12098.7922 | 3968.6114 | 25724.9434 | 337694.744 | 110769.6689 | 546957.9343 | 54057.4501 | 301854.2962 | 191046.1879 | 685145.7096 | 70484.3715 | 365575.1919 | 249086.1462 |  | 1902 | CB HC3 | 16989.0666 | 12100.7879 | 8169.6774 | 8910.5546 | 4022.276 | 91.1655 | 0 | 0 | 0 | 8078.512 | 921.663 | 438.5401 | 14.3682 | 915.3395 | 432.2167 | 8.0448 | 0 | 0 | 0 | 6.3235 | 3968.6114 | 2261.1912 | 762.3041 | 3234.7761 | 1527.3559 | 28.4688 | 0 | 0 | 0 | 733.8353 | 12098.7922 | 9401.0566 | 7393.0051 | 4760.439 | 2062.7034 | 54.6519 | 0 | 0 | 0 | 7338.3532 | 0.024205 | 0.010501 | 0.0003014 | 0 | 0 | 0 | 0.011623 | 5000000 | no RA
CB HC4 | 16619.7057 | 11224.7174 | 0 | 5394.9882 | 67.54% | 0% | 32.46% | 6446.6988 | 11143.1921 | 1145.4599 | 1794.5412 | 3506.6977 | 1934.547 | 3286.1055 | 5922.5396 | HC4 | 0.021599 | 0.013968 | 0.0080222 | 769473.5661 | 1949.1283 | 8226.2722 | 6444.3052 | 90242.4356 | 380867.0939 | 298364.0366 | 728287.1965 | 129403.2493 | 202730.3263 | 396153.621 | 682669.7801 | 118516.9183 | 201317.9775 | 362834.8842 |  | 1903 | CB HC4 | 16619.7057 | 10173.0069 | 5476.5135 | 11224.7174 | 4778.0186 | 81.5253 | 0 | 0 | 0 | 5394.9882 | 1949.1283 | 803.6684 | 14.5813 | 1944.9054 | 799.4455 | 10.3584 | 0 | 0 | 0 | 4.2229 | 6444.3052 | 2937.6074 | 521.7655 | 5954.2356 | 2447.5378 | 31.6959 | 0 | 0 | 0 | 490.0696 | 8226.2722 | 6431.731 | 4940.1667 | 3325.5765 | 1531.0353 | 39.471 | 0 | 0 | 0 | 4900.6957 | 0.013732 | 0.0061014 | 0.0001552 | 0 | 0 | 0 | 0.007867 | 5000000 | no RA
CB HL1 | 10453.5085 | 3811.5085 | 0 | 6642 | 36.46% | 0% | 63.54% | 2152.8932 | 3772.5092 | 66.2796 | 1912.9274 | 173.6862 | 120.4557 | 3336.472 | 315.5815 | HL1 | 0.02785 | 0.017448 | 0.0097052 | 375345.0052 | 126.1497 | 9407.136 | 920.2229 | 4529.5473 | 337773.8192 | 33041.6387 | 475745.3965 | 14646.4279 | 422717.8625 | 38381.1061 | 688393.7817 | 21980.3202 | 608827.3028 | 57586.1586 |  | 1904 | CB HL1 | 10453.5085 | 8300.6154 | 6680.9993 | 3811.5085 | 1658.6153 | 38.9993 | 0 | 0 | 0 | 6642 | 126.1497 | 59.8701 | 5.694 | 120.9507 | 54.6711 | 0.49496 | 0 | 0 | 0 | 5.199 | 920.2229 | 746.5366 | 604.6414 | 316.8773 | 143.1911 | 1.2958 | 0 | 0 | 0 | 603.3455 | 9407.136 | 7494.2086 | 6070.6639 | 3373.6805 | 1460.7531 | 37.2085 | 0 | 0 | 0 | 6033.4555 | 0.018347 | 0.0079444 | 0.000202 | 0 | 0 | 0 | 0.0095032 | 5000000 | no RA
CB HL3 | 9131.9308 | 3701.9428 | 0 | 5429.9879 | 40.54% | 0% | 59.46% | 2042.9436 | 3662.2475 | 14.3262 | 1955.6741 | 72.9433 | 32.0485 | 3467.123 | 163.0761 | HL3 | 0.021995 | 0.014084 | 0.0080436 | 415174.5707 | 36.3819 | 8438.8062 | 656.7426 | 1654.0708 | 383662.3186 | 29858.1813 | 503336.2073 | 3529.6611 | 481834.9174 | 17971.6288 | 680004.3795 | 5950.7411 | 643773.7416 | 30279.8968 |  | 1905 | CB HL3 | 9131.9308 | 7088.9871 | 5469.6832 | 3701.9428 | 1658.9992 | 39.6953 | 0 | 0 | 0 | 5429.9879 | 36.3819 | 22.0557 | 4.3335 | 32.1316 | 17.8054 | 0.083162 | 0 | 0 | 0 | 4.2503 | 656.7426 | 583.7993 | 493.6665 | 163.4938 | 90.5504 | 0.41764 | 0 | 0 | 0 | 493.2489 | 8438.8062 | 6483.1321 | 4971.6832 | 3506.3174 | 1550.6434 | 39.1945 | 0 | 0 | 0 | 4932.4887 | 0.014109 | 0.0061978 | 0.0001574 | 0 | 0 | 0 | 0.0078862 | 5000000 | no RA
CB HP1 | 16251.9106 | 5006.6431 | 0 | 11245.2675 | 30.81% | 0% | 69.19% | 2828.5124 | 4952.375 | 20.1123 | 2706.69 | 101.7101 | 33.4854 | 4749.4886 | 169.4011 | HP1 | 0.048206 | 0.030288 | 0.01667 | 337134.6013 | 42.39 | 15018.1094 | 1191.4112 | 879.3512 | 311540.2516 | 24714.9985 | 443194.8912 | 3151.3697 | 424106.7423 | 15936.7793 | 677844.6988 | 4583.234 | 650075.0925 | 23186.3723 |  | 1906 | CB HP1 | 16251.9106 | 13423.3982 | 11299.5356 | 5006.6431 | 2178.1307 | 54.268 | 0 | 0 | 0 | 11245.2675 | 42.39 | 22.2777 | 8.9046 | 33.5877 | 13.4754 | 0.10235 | 0 | 0 | 0 | 8.8023 | 1191.4112 | 1089.7012 | 1022.0102 | 169.9144 | 68.2043 | 0.51332 | 0 | 0 | 0 | 1021.4968 | 15018.1094 | 12311.4194 | 10268.6208 | 4803.141 | 2096.451 | 53.6524 | 0 | 0 | 0 | 10214.9684 | 0.031892 | 0.013973 | 0.0003554 | 0 | 0 | 0 | 0.016314 | 5000000 | no RA
CB HV1 | 1119.9473 | 356.353 | 0 | 763.5943 | 31.82% | 0% | 68.18% | 220.0848 | 355.5683 | 36.4838 | 40.6163 | 142.9847 | 57.8768 | 70.82 | 226.8715 | HV1 | 0.0035008 | 0.0021346 | 0.0011192 | 319911.8226 | 58.4745 | 765.238 | 296.2348 | 16703.1705 | 218589.4684 | 84619.1837 | 421560.2699 | 69882.6688 | 77798.2971 | 273879.304 | 682969.1338 | 111168.6324 | 136029.7703 | 435770.731 |  | 1907 | CB HV1 | 1119.9473 | 899.8626 | 764.3791 | 356.353 | 136.2682 | 0.78473 | 0 | 0 | 0 | 763.5943 | 58.4745 | 21.9907 | 0.59771 | 57.8768 | 21.393 | 0 | 0 | 0 | 0 | 0.59771 | 296.2348 | 153.2502 | 69.3633 | 226.8715 | 83.8868 | 0 | 0 | 0 | 0 | 69.3633 | 765.238 | 724.6217 | 694.418 | 71.6047 | 30.9884 | 0.78473 | 0 | 0 | 0 | 693.6333 | 0.0024084 | 0.0010422 | 2.68e-05 | 0 | 0 | 0 | 0.0010924 | 5000000 | no RA
CB HW1 | 20109.8608 | 19339.5149 | 0 | 770.346 | 96.17% | 0% | 3.831% | 10742.6191 | 18945.3055 | 1775.7744 | 20.4408 | 8946.4039 | 3131.8056 | 36.5385 | 15776.9614 | HW1 | 0.0031138 | 0.0019876 | 0.0011252 | 6458302.0188 | 3197.6682 | 736.7146 | 16175.4781 | 1026934.3514 | 236596.6222 | 5194771.0452 | 4712840.4802 | 779041.0741 | 8967.4824 | 3924831.9237 | 1034976.2529 | 171089.5844 | 1996.0891 | 861890.5794 |  | 1908 | CB HW1 | 20109.8608 | 9367.2417 | 1164.5553 | 19339.5149 | 8596.8958 | 394.2093 | 0 | 0 | 0 | 770.346 | 3197.6682 | 1421.8938 | 65.8626 | 3197.0652 | 1421.2908 | 65.2596 | 0 | 0 | 0 | 0.60299 | 16175.4781 | 7229.0742 | 398.5167 | 16105.5014 | 7159.0976 | 328.5401 | 0 | 0 | 0 | 69.9766 | 736.7146 | 716.2738 | 700.176 | 36.9482 | 16.5074 | 0.40969 | 0 | 0 | 0 | 699.7663 | 0.0020108 | 0.0008846 | 2.22e-05 | 0 | 0 | 0 | 0.001103 | 5000000 | no RA
CB IB1 | 2825.6693 | 1165.5347 | 0 | 1660.1347 | 41.25% | 0% | 58.75% | 660.1459 | 1152.9101 | 0.61172 | 656.4433 | 3.0909 | 1.261 | 1145.2788 | 6.3703 | IB1 | 0.0077878 | 0.0047372 | 0.002467 | 362832.8071 | 2.5605 | 2665.9354 | 157.1735 | 328.7827 | 342322.0122 | 20182.0122 | 457131.5202 | 423.597 | 454567.5809 | 2140.3423 | 678054.0114 | 741.6358 | 673565.8644 | 3746.5112 |  | 1909 | CB IB1 | 2825.6693 | 2165.5234 | 1672.7592 | 1165.5347 | 505.3888 | 12.6246 | 0 | 0 | 0 | 1660.1347 | 2.5605 | 1.9488 | 1.2995 | 1.261 | 0.6493 | 0 | 0 | 0 | 0 | 1.2995 | 157.1735 | 154.0826 | 150.8032 | 6.3703 | 3.2794 | 0 | 0 | 0 | 0 | 150.8032 | 2665.9354 | 2009.4921 | 1520.6566 | 1157.9034 | 501.4601 | 12.6246 | 0 | 0 | 0 | 1508.032 | 0.0053802 | 0.0023296 | 5.94e-05 | 0 | 0 | 0 | 0.0024076 | 5000000 | no RA
CB IB2 | 4455.6288 | 1286.1098 | 0 | 3169.519 | 28.86% | 0% | 71.14% | 727.5785 | 1272.2067 | 1.6748 | 717.4152 | 8.4885 | 3.4088 | 1251.5414 | 17.2564 | IB2 | 0.013384 | 0.0084182 | 0.004724 | 332912.0898 | 5.8898 | 4144.57 | 305.169 | 440.0678 | 309670.6501 | 22801.3718 | 442855.994 | 1019.4201 | 436669.8998 | 5166.6741 | 673882.7473 | 1805.6441 | 662936.4316 | 9140.6716 |  | 1910 | CB IB2 | 4455.6288 | 3728.0503 | 3183.4221 | 1286.1098 | 558.5313 | 13.9031 | 0 | 0 | 0 | 3169.519 | 5.8898 | 4.215 | 2.4809 | 3.4088 | 1.734 | 0 | 0 | 0 | 0 | 2.4809 | 305.169 | 296.6806 | 287.9126 | 17.2565 | 8.768 | 0 | 0 | 0 | 0 | 287.9126 | 4144.57 | 3427.1548 | 2893.0286 | 1265.4445 | 548.0293 | 13.9031 | 0 | 0 | 0 | 2879.1255 | 0.008756 | 0.0037904 | 9.62e-05 | 0 | 0 | 0 | 0.0046278 | 5000000 | no RA
CB JE1 | 735.8168 | 55.2514 | 0 | 680.5654 | 7.509% | 0% | 92.49% | 31.3147 | 54.6266 | 0 | 31.3147 | 0 | 0 | 54.6266 | 0 | JE1 | 0.0027018 | 0.0017328 | 0.0010116 | 272343.177 | 0.53271 | 673.4629 | 61.8212 | 197.1701 | 249264.5388 | 22881.4681 | 406568.6009 | 0 | 406568.6009 | 0 | 673378.9957 | 0 | 673378.9957 | 0 |  | 1911 | CB JE1 | 735.8168 | 704.5021 | 681.1902 | 55.2514 | 23.9367 | 0.62482 | 0 | 0 | 0 | 680.5654 | 0.53271 | 0.53271 | 0.53271 | 0 | 0 | 0 | 0 | 0 | 0 | 0.53271 | 61.8212 | 61.8212 | 61.8212 | 0 | 0 | 0 | 0 | 0 | 0 | 61.8212 | 673.4629 | 642.1482 | 618.8363 | 55.2514 | 23.9367 | 0.62482 | 0 | 0 | 0 | 618.2115 | 0.0017092 | 0.0007402 | 1.9e-05 | 0 | 0 | 0 | 0.0009926 | 5000000 | no RA
CB JU1 | 282371.9109 | 250109.9094 | 30235.5183 | 2026.4831 | 88.57% | 10.71% | 0.7177% | 146489.7414 | 273717.664 | 20492.852 | 11898.0014 | 114098.8879 | 37850.4115 | 24782.3268 | 211084.9257 | JU1 | 0.1808 | 0.10301 | 0.019848 | 1561751.8076 | 38440.9288 | 29173.2249 | 214757.7572 | 212610.3472 | 161352.2269 | 1187789.2334 | 1319123.9781 | 184535.8743 | 107140.1917 | 1027447.9122 | 436026.1424 | 60294.8626 | 39477.6946 | 336253.5852 |  | 1912 | CB JU1 | 282371.9109 | 135882.1695 | 8654.2469 | 250109.9094 | 116767.036 | 3797.1924 | 30235.5183 | 17088.6504 | 2830.5714 | 2026.4831 | 38440.9288 | 17948.0768 | 590.5172 | 38373.9854 | 17909.5517 | 582.8124 | 65.3572 | 36.9389 | 6.1186 | 1.5862 | 214757.7572 | 100658.8693 | 3672.8315 | 211630.4941 | 98811.3468 | 3213.2169 | 2943.1816 | 1663.441 | 275.5331 | 184.0815 | 29173.2249 | 17275.2234 | 4390.8981 | 105.4299 | 46.1375 | 1.163 | 27226.9796 | 15388.2706 | 2548.9198 | 1840.8153 | 0.0097614 | 0.0045518 | 0.0001156 | 0.16812 | 0.095537 | 0.016812 | 0.0029202 | 5000000 | no RA
CB KR1 | 807.1448 | 118.6291 | 0 | 688.5156 | 14.7% | 0% | 85.3% | 67.2472 | 117.3257 | 0 | 67.2472 | 0 | 0 | 117.3257 | 0 | KR1 | 0.0031394 | 0.0019236 | 0.0010184 | 257101.6061 | 0.53894 | 744.0625 | 62.5433 | 171.6689 | 237007.8704 | 19922.0668 | 384642.1154 | 0 | 384642.1154 | 0 | 677355.7205 | 0 | 677355.7205 | 0 |  | 1913 | CB KR1 | 807.1448 | 739.8976 | 689.8191 | 118.6291 | 51.3819 | 1.3034 | 0 | 0 | 0 | 688.5156 | 0.53894 | 0.53894 | 0.53894 | 0 | 0 | 0 | 0 | 0 | 0 | 0.53894 | 62.5433 | 62.5433 | 62.5433 | 0 | 0 | 0 | 0 | 0 | 0 | 62.5433 | 744.0625 | 676.8153 | 626.7368 | 118.6291 | 51.3819 | 1.3034 | 0 | 0 | 0 | 625.4334 | 0.0021444 | 0.0009286 | 2.34e-05 | 0 | 0 | 0 | 0.000995 | 5000000 | no RA
CB LA1 | 13785.6235 | 6564.8919 | 0 | 7220.7317 | 47.62% | 0% | 52.38% | 3660.1881 | 6495.9853 | 53.2731 | 3337.1405 | 269.7745 | 88.4689 | 5959.4886 | 448.0279 | LA1 | 0.029769 | 0.018924 | 0.010644 | 463086.5508 | 94.1525 | 12587.3667 | 1104.1043 | 3162.7705 | 422834.7189 | 37089.0614 | 535057.8862 | 7787.628 | 487833.7712 | 39436.4871 | 684846.0373 | 9326.9246 | 628285.3066 | 47233.8061 |  | 1914 | CB LA1 | 13785.6235 | 10125.4354 | 7289.6382 | 6564.8919 | 2904.7038 | 68.9065 | 0 | 0 | 0 | 7220.7317 | 94.1525 | 40.8794 | 5.6836 | 88.5005 | 35.2274 | 0.031585 | 0 | 0 | 0 | 5.652 | 1104.1043 | 834.3298 | 656.0764 | 448.1879 | 178.4135 | 0.16007 | 0 | 0 | 0 | 655.9163 | 12587.3667 | 9250.2262 | 6627.8782 | 6028.2035 | 2691.0629 | 68.7149 | 0 | 0 | 0 | 6559.1633 | 0.019342 | 0.0084966 | 0.0002168 | 0 | 0 | 0 | 0.010427 | 5000000 | no RA
CB LA2 | 10562.4451 | 5463.4569 | 0 | 5098.9882 | 51.73% | 0% | 48.27% | 3152.1165 | 5409.7656 | 158.8677 | 2192.2888 | 800.96 | 249.8942 | 3899.8631 | 1260.0084 | LA2 | 0.020909 | 0.013397 | 0.007577 | 505162.6135 | 255.3808 | 8576.3008 | 1730.7636 | 12213.9152 | 410172.6894 | 82776.0089 | 553141.6916 | 27878.5197 | 384708.5986 | 140554.5732 | 680042.1589 | 31413.2995 | 490237.7464 | 158391.113 |  | 1915 | CB LA2 | 10562.4451 | 7410.3286 | 5152.6794 | 5463.4569 | 2311.3404 | 53.6912 | 0 | 0 | 0 | 5098.9882 | 255.3808 | 96.5131 | 5.4866 | 251.3895 | 92.5218 | 1.4953 | 0 | 0 | 0 | 3.9912 | 1730.7636 | 929.8035 | 470.7552 | 1267.582 | 466.622 | 7.5737 | 0 | 0 | 0 | 463.1815 | 8576.3008 | 6384.012 | 4676.4377 | 3944.4853 | 1752.1966 | 44.6222 | 0 | 0 | 0 | 4631.8154 | 0.013484 | 0.0059716 | 0.0001518 | 0 | 0 | 0 | 0.0074252 | 5000000 | no RA
CB LA3 | 15918.0043 | 7659.3668 | 0 | 8258.6375 | 48.12% | 0% | 51.88% | 3795.2339 | 7577.1077 | 141.5916 | 2940.2405 | 713.4018 | 254.8747 | 6038.1273 | 1284.1057 | LA3 | 0.035693 | 0.022876 | 0.012192 | 445964.9202 | 261.6062 | 13620.7448 | 2035.6532 | 7329.2611 | 381604.0178 | 57031.6413 | 529924.7431 | 19770.2999 | 410542.8599 | 99611.5833 | 684117.4331 | 23011.9769 | 545166.8795 | 115938.5766 |  | 1916 | CB LA3 | 15918.0043 | 12122.7704 | 8340.8966 | 7659.3668 | 3864.1329 | 82.2591 | 0 | 0 | 0 | 8258.6375 | 261.6062 | 120.0146 | 6.7315 | 255.1418 | 113.5501 | 0.26708 | 0 | 0 | 0 | 6.4645 | 2035.6532 | 1322.2514 | 751.5475 | 1285.4556 | 572.0539 | 1.35 | 0 | 0 | 0 | 750.1975 | 13620.7448 | 10680.5044 | 7582.6175 | 6118.7694 | 3178.5289 | 80.6421 | 0 | 0 | 0 | 7501.9754 | 0.023779 | 0.010962 | 0.0002774 | 0 | 0 | 0 | 0.011915 | 5000000 | no RA
CB LJ3 | 6146.0915 | 2422.702 | 0 | 3723.3895 | 39.42% | 0% | 60.58% | 1375.0982 | 2396.1559 | 2.2358 | 1361.539 | 11.3234 | 3.6043 | 2374.2754 | 18.2762 | LJ3 | 0.014718 | 0.0094692 | 0.0055626 | 417595.8024 | 6.5188 | 5783.0715 | 356.5012 | 442.9217 | 392930.4299 | 24222.4508 | 503843.3369 | 819.1985 | 498875.166 | 4148.9724 | 674133.6013 | 1014.044 | 667977.742 | 5141.8152 |  | 1917 | CB LJ3 | 6146.0915 | 4770.9933 | 3749.9356 | 2422.702 | 1047.6038 | 26.5461 | 0 | 0 | 0 | 3723.3895 | 6.5188 | 4.2831 | 2.9145 | 3.6043 | 1.3686 | 0 | 0 | 0 | 0 | 2.9145 | 356.5012 | 345.1777 | 338.225 | 18.2762 | 6.9527 | 0 | 0 | 0 | 0 | 338.225 | 5783.0715 | 4421.5325 | 3408.7961 | 2400.8215 | 1039.2825 | 26.5461 | 0 | 0 | 0 | 3382.25 | 0.0092572 | 0.0040086 | 0.000102 | 0 | 0 | 0 | 0.0054606 | 5000000 | no RA
CB LJ4 | 3246.5621 | 379.9688 | 0 | 2866.5932 | 11.7% | 0% | 88.3% | 214.4084 | 375.7673 | 0.49697 | 211.4038 | 2.5077 | 1.1595 | 368.7553 | 5.8525 | LJ4 | 0.0094594 | 0.0064584 | 0.0042254 | 343210.1466 | 3.4033 | 2976.9109 | 266.2479 | 359.7796 | 314703.9836 | 28146.3833 | 469489.9074 | 1088.2174 | 462910.6546 | 5491.0354 | 679413.7366 | 2096.3971 | 666735.608 | 10581.7315 |  | 1918 | CB LJ4 | 3246.5621 | 3032.1536 | 2870.7948 | 379.9688 | 165.5604 | 4.2016 | 0 | 0 | 0 | 2866.5932 | 3.4033 | 2.9063 | 2.2438 | 1.1595 | 0.6625 | 0 | 0 | 0 | 0 | 2.2438 | 266.2479 | 263.7402 | 260.3954 | 5.8525 | 3.3448 | 0 | 0 | 0 | 0 | 260.3954 | 2976.9109 | 2765.5071 | 2608.1556 | 372.9569 | 161.5531 | 4.2016 | 0 | 0 | 0 | 2603.954 | 0.0052926 | 0.0022916 | 5.86e-05 | 0 | 0 | 0 | 0.0041668 | 5000000 | no RA
CB LM3 | 2774.6093 | 499.3084 | 0 | 2275.3009 | 18% | 0% | 82% | 281.6122 | 493.24 | 4.7842 | 252.7612 | 24.0669 | 8.6852 | 440.8589 | 43.6959 | LM3 | 0.0089108 | 0.0057266 | 0.0033582 | 311376.0041 | 10.6393 | 2512.7193 | 251.2506 | 1193.9804 | 281985.8293 | 28196.1944 | 435336.3343 | 7395.7556 | 390736.2602 | 37204.3185 | 679342.9035 | 11962.1918 | 607198.0392 | 60182.6725 |  | 1919 | CB LM3 | 2774.6093 | 2492.9971 | 2281.3693 | 499.3084 | 217.6962 | 6.0684 | 0 | 0 | 0 | 2275.3009 | 10.6393 | 5.8551 | 1.9541 | 8.8583 | 4.0741 | 0.17312 | 0 | 0 | 0 | 1.781 | 251.2506 | 227.1838 | 207.5547 | 44.567 | 20.5001 | 0.87112 | 0 | 0 | 0 | 206.6836 | 2512.7193 | 2259.9582 | 2071.8605 | 445.8831 | 193.1219 | 5.0242 | 0 | 0 | 0 | 2066.8363 | 0.0056152 | 0.002431 | 6.26e-05 | 0 | 0 | 0 | 0.0032956 | 5000000 | no RA
CB LPS1 | 1784.8144 | 476.9253 | 0 | 1307.8891 | 26.72% | 0% | 73.28% | 277.2485 | 473.0728 | 12.8109 | 199.83 | 64.6076 | 20.6201 | 348.5238 | 103.9289 | LPS1 | 0.006253 | 0.0038032 | 0.00198 | 285433.2953 | 21.6439 | 1540.4357 | 222.7348 | 3461.3567 | 246351.4692 | 35620.4693 | 396394.0703 | 18316.3014 | 285705.5301 | 92372.2388 | 662495.7484 | 28876.6022 | 488076.1672 | 145542.979 |  | 1920 | CB LPS1 | 1784.8144 | 1507.5659 | 1311.7416 | 476.9253 | 199.6769 | 3.8525 | 0 | 0 | 0 | 1307.8891 | 21.6439 | 8.833 | 1.0238 | 20.6201 | 7.8092 | 0 | 0 | 0 | 0 | 1.0238 | 222.7348 | 158.1272 | 118.8059 | 103.9289 | 39.3213 | 0 | 0 | 0 | 0 | 118.8059 | 1540.4357 | 1340.6058 | 1191.9119 | 352.3764 | 152.5464 | 3.8525 | 0 | 0 | 0 | 1188.0594 | 0.0043198 | 0.00187 | 4.68e-05 | 0 | 0 | 0 | 0.0019332 | 5000000 | no RA
CB LR1 | 38032.4211 | 29965.9581 | 0 | 8066.463 | 78.79% | 0% | 21.21% | 15714.5366 | 29579.5567 | 2304.0633 | 1796.7538 | 11613.7194 | 4358.7858 | 3250.7675 | 21970.0034 | LR1 | 0.036685 | 0.022961 | 0.011872 | 1036735.1347 | 4422.8113 | 10616.1508 | 22993.459 | 120562.5022 | 289388.27 | 626784.3625 | 971974.0292 | 142510.7065 | 111132.6484 | 718330.6744 | 712000.0308 | 104918.9362 | 78248.1828 | 528832.9119 |  | 1921 | CB LR1 | 38032.4211 | 22317.8845 | 8452.8644 | 29965.9581 | 14251.4215 | 386.4014 | 0 | 0 | 0 | 8066.463 | 4422.8113 | 2118.748 | 64.0255 | 4416.4972 | 2112.4339 | 57.7114 | 0 | 0 | 0 | 6.314 | 22993.459 | 11379.7396 | 1023.4556 | 22260.7182 | 10646.9987 | 290.7148 | 0 | 0 | 0 | 732.7408 | 10616.1508 | 8819.397 | 7365.3833 | 3288.7427 | 1491.9888 | 37.9752 | 0 | 0 | 0 | 7327.4081 | 0.025102 | 0.011379 | 0.0002894 | 0 | 0 | 0 | 0.011583 | 5000000 | no RA
CB LV2 | 12931.0103 | 6295.0025 | 0 | 6636.0079 | 48.68% | 0% | 51.32% | 3754.5547 | 6234.7453 | 248.6794 | 2754.8511 | 751.0243 | 355.6702 | 4804.9898 | 1074.0854 | LV2 | 0.026716 | 0.017031 | 0.0098224 | 484013.8321 | 362.5006 | 10886.6952 | 1681.8145 | 13568.5681 | 407494.1509 | 62951.1131 | 538808.9717 | 35687.5074 | 395343.4066 | 107778.0578 | 681734.097 | 38890.5214 | 525398.4232 | 117445.1523 |  | 1922 | CB LV2 | 12931.0103 | 9176.4556 | 6696.265 | 6295.0025 | 2540.4477 | 60.2571 | 0 | 0 | 0 | 6636.0079 | 362.5006 | 113.8212 | 6.8304 | 357.3062 | 108.6268 | 1.636 | 0 | 0 | 0 | 5.1944 | 1681.8145 | 930.7903 | 607.7292 | 1079.0133 | 327.989 | 4.9279 | 0 | 0 | 0 | 602.8012 | 10886.6952 | 8131.8442 | 6081.7054 | 4858.6829 | 2103.8319 | 53.6932 | 0 | 0 | 0 | 6028.0123 | 0.017082 | 0.0073966 | 0.000188 | 0 | 0 | 0 | 0.0096344 | 5000000 | no RA
CB MA1 | 183360.2858 | 5691.5211 | 170573.6873 | 7095.0774 | 3.104% | 93.03% | 3.869% | 79311.9095 | 164817.2389 | 118.3168 | 72342.4738 | 6851.1189 | 241.2882 | 150288.6931 | 14287.2576 | MA1 | 0.044813 | 0.02729 | 0.011907 | 4091639.6836 | 262.818 | 167150.8567 | 15946.6111 | 5864.7189 | 3729930.259 | 355844.7057 | 3812720.3688 | 5687.7825 | 3477682.2932 | 329350.2931 | 1557349.3227 | 2279.9197 | 1420069.866 | 134999.537 |  | 1923 | CB MA1 | 183360.2858 | 104048.3763 | 18543.0469 | 5691.5211 | 2556.2946 | 68.271 | 170573.6873 | 94397.0044 | 11379.6986 | 7095.0774 | 262.818 | 144.5012 | 21.5298 | 31.3744 | 13.938 | 0.90598 | 225.8899 | 125.0095 | 15.0701 | 5.5537 | 15946.6111 | 9095.4922 | 1659.3535 | 158.6334 | 70.4552 | 4.5655 | 15143.4756 | 8380.5349 | 1010.2859 | 644.5022 | 167150.8567 | 94808.3829 | 16862.1636 | 5501.5134 | 2471.9014 | 62.7995 | 155204.3218 | 85891.46 | 10354.3426 | 6445.0215 | 0.02002 | 0.008769 | 0.0002222 | 0.014566 | 0.0082928 | 0.0014566 | 0.010228 | 5000000 | no RA
CB MA2 | 39205.6441 | 739.2782 | 36093.0583 | 2373.3075 | 1.886% | 92.06% | 6.053% | 16567.2775 | 34418.3453 | 44.4698 | 15110.0639 | 1412.7438 | 79.189 | 31436.4959 | 2902.6605 | MA2 | 0.025041 | 0.014794 | 0.0049818 | 1565658.083 | 84.3099 | 35803.9403 | 3317.3938 | 3366.8763 | 1429812.7199 | 132478.4867 | 1530239.7295 | 4107.4628 | 1395643.9192 | 130488.3476 | 960957.6406 | 2210.9498 | 877704.6266 | 81042.0643 |  | 1924 | CB MA2 | 39205.6441 | 22638.3666 | 4787.2988 | 739.2782 | 304.0739 | 6.4821 | 36093.0583 | 19960.9851 | 2407.5091 | 2373.3075 | 84.3099 | 39.8401 | 5.121 | 33.5296 | 10.9261 | 0 | 48.9227 | 27.0563 | 3.2633 | 1.8577 | 3317.3938 | 1904.65 | 414.7333 | 116.2223 | 37.909 | 0 | 2985.5851 | 1651.1546 | 199.147 | 215.5863 | 35803.9403 | 20693.8764 | 4367.4445 | 589.5264 | 255.2388 | 6.4821 | 33058.5505 | 18282.7742 | 2205.0989 | 2155.8635 | 0.006862 | 0.0029718 | 7.6e-05 | 0.014748 | 0.0083912 | 0.0014748 | 0.003431 | 5000000 | no RA
CB MAG1 | 26790.0558 | 458.8371 | 25729.8696 | 601.349 | 1.713% | 96.04% | 2.245% | 11536.0938 | 23886.8926 | 58.1458 | 10106.2469 | 1371.7011 | 101.0934 | 21030.6589 | 2755.1404 | MAG1 | 0.095165 | 0.054147 | 0.010109 | 281510.4629 | 106.1956 | 23630.9854 | 3052.8747 | 1115.906 | 248314.8858 | 32079.6711 | 281711.8088 | 1419.9231 | 246794.8974 | 33496.9883 | 287191.6747 | 1215.4435 | 252851.2284 | 33125.0027 |  | 1925 | CB MAG1 | 26790.0558 | 15253.962 | 2903.1632 | 458.8371 | 180.762 | 8.6243 | 25729.8696 | 14471.851 | 2293.1899 | 601.349 | 106.1956 | 48.0498 | 5.1023 | 68.9207 | 26.8784 | 1.3514 | 36.8042 | 20.7007 | 3.2802 | 0.47071 | 3052.8747 | 1681.1736 | 297.7343 | 346.6998 | 135.1754 | 6.7881 | 2651.5496 | 1491.3729 | 236.3209 | 54.6253 | 23630.9854 | 13524.7386 | 2600.3266 | 43.2167 | 18.7082 | 0.48477 | 23041.5158 | 12959.7774 | 2053.5888 | 546.253 | 0.0018218 | 0.0007886 | 2.04e-05 | 0.092506 | 0.052521 | 0.0092506 | 0.0008378 | 5000000 | no RA
CB MF1 | 36195.89 | 1615.6091 | 31989.4521 | 2590.8287 | 4.464% | 88.38% | 7.158% | 14977.8464 | 31448.1035 | 25.5141 | 13693.5291 | 1258.8033 | 55.7752 | 28715.1047 | 2677.2236 | MF1 | 0.015706 | 0.009642 | 0.004298 | 2304648.6582 | 60.2229 | 33039.1297 | 3096.5373 | 3834.487 | 2103652.8199 | 197161.3512 | 2200585.3112 | 3748.5937 | 2011889.9712 | 184946.7463 | 1104650.1687 | 1959.1684 | 1008650.4972 | 94040.5031 |  | 1926 | CB MF1 | 36195.89 | 21218.0436 | 4747.7864 | 1615.6091 | 717.7629 | 16.4479 | 31989.4521 | 17909.452 | 2140.5098 | 2590.8287 | 60.2229 | 34.7089 | 4.4477 | 22.0331 | 12.4355 | 0 | 36.1619 | 20.2454 | 2.4197 | 2.028 | 3096.5373 | 1837.7341 | 419.3137 | 111.827 | 63.1431 | 0 | 2749.3648 | 1539.2454 | 183.9682 | 235.3455 | 33039.1297 | 19345.6006 | 4324.025 | 1481.7491 | 642.1843 | 16.4479 | 29203.9254 | 16349.9611 | 1954.1219 | 2353.4552 | 0.0070526 | 0.0030798 | 7.82e-05 | 0.0049258 | 0.002835 | 0.0004926 | 0.0037272 | 5000000 | no RA
CB MK1 | 6570.0111 | 2513.1194 | 0 | 4056.8917 | 38.25% | 0% | 61.75% | 1390.515 | 2479.5854 | 229.8726 | 514.0926 | 646.5499 | 412.7143 | 906.0818 | 1160.7894 | MK1 | 0.016865 | 0.01065 | 0.0059406 | 389560.2271 | 422.0271 | 4601.4332 | 1546.5509 | 25023.5434 | 272835.9708 | 91700.7128 | 486337.6612 | 80398.7591 | 179805.7395 | 226133.1626 | 688554.307 | 114606.3347 | 251609.2062 | 322338.7662 |  | 1927 | CB MK1 | 6570.0111 | 5179.4961 | 4090.4257 | 2513.1194 | 1122.6044 | 33.534 | 0 | 0 | 0 | 4056.8917 | 422.0271 | 192.1545 | 9.3128 | 418.8515 | 188.979 | 6.1372 | 0 | 0 | 0 | 3.1755 | 1546.5509 | 900.001 | 385.7615 | 1178.0312 | 531.4813 | 17.2419 | 0 | 0 | 0 | 368.5197 | 4601.4332 | 4087.3406 | 3695.3514 | 916.2367 | 402.1441 | 10.1549 | 0 | 0 | 0 | 3685.1965 | 0.011047 | 0.0048322 | 0.0001228 | 0 | 0 | 0 | 0.0058178 | 5000000 | no RA
CB MK2 | 7536.9699 | 2994.6272 | 0 | 4542.3427 | 39.73% | 0% | 60.27% | 1735.7678 | 2952.2682 | 250.2018 | 761.0203 | 724.5457 | 416.9784 | 1327.7347 | 1207.5551 | MK2 | 0.019822 | 0.012269 | 0.0066496 | 380240.2398 | 427.6352 | 5468.5873 | 1640.7475 | 21574.1995 | 275890.305 | 82775.7353 | 472826.4418 | 68155.4473 | 207303.3705 | 197367.624 | 689470.302 | 97380.8005 | 310078.0722 | 282011.4293 |  | 1928 | CB MK2 | 7536.9699 | 5801.2022 | 4584.7017 | 2994.6272 | 1258.8595 | 42.359 | 0 | 0 | 0 | 4542.3427 | 427.6352 | 177.4334 | 10.6567 | 424.0796 | 173.8778 | 7.1012 | 0 | 0 | 0 | 3.5555 | 1640.7475 | 916.2018 | 433.1924 | 1228.1305 | 503.5848 | 20.5754 | 0 | 0 | 0 | 412.617 | 5468.5873 | 4707.567 | 4140.8526 | 1342.4171 | 581.3968 | 14.6824 | 0 | 0 | 0 | 4126.1702 | 0.013319 | 0.0057664 | 0.0001468 | 0 | 0 | 0 | 0.0065028 | 5000000 | no RA
CB MM1 | 12270.0862 | 0 | 12270.0862 | 0 | 0% | 100% | 0% | 1685.5578 | 3494.5609 | 2.8107 | 1540.9924 | 141.7548 | 5.8272 | 3194.8425 | 293.8912 | MM1 | 0.024689 | 0.024689 | 0.024689 | 496985.9538 | 20.4604 | 11217.7164 | 1031.9095 | 828.7253 | 454360.9037 | 41796.3248 | 428714.3425 | 714.8822 | 391944.7514 | 36054.7089 | 355442.7191 | 592.7016 | 324957.4236 | 29892.594 |  | 1929 | CB MM1 | 12270.0862 | 10584.5284 | 8775.5253 | 0 | 0 | 0 | 12270.0862 | 10584.5284 | 8775.5253 | 0 | 20.4604 | 17.6497 | 14.6332 | 0 | 0 | 0 | 20.4604 | 17.6497 | 14.6332 | 0 | 1031.9095 | 890.1547 | 738.0183 | 0 | 0 | 0 | 1031.9095 | 890.1547 | 738.0183 | 0 | 11217.7164 | 9676.724 | 8022.8738 | 0 | 0 | 0 | 11217.7164 | 9676.724 | 8022.8738 | 0 | 0 | 0 | 0 | 0.024689 | 0.024689 | 0.024689 | 0 | 5000000 | no RA
CB MNR3 | 28135.077 | 4280.6132 | 20391.6084 | 3462.8554 | 15.21% | 72.48% | 12.31% | 11551.9097 | 23273.323 | 455.6824 | 8761.7564 | 2334.4708 | 755.4402 | 18296.0947 | 4221.7881 | MNR3 | 0.019891 | 0.012182 | 0.005665 | 1414462.6702 | 765.9212 | 22689.3315 | 4679.8243 | 38505.9173 | 1140683.2997 | 235273.4532 | 1361284.461 | 53697.9111 | 1032491.0089 | 275095.5409 | 858209.0063 | 27857.0268 | 674672.5963 | 155679.3832 |  | 1930 | CB MNR3 | 28135.077 | 16583.1673 | 4861.754 | 4280.6132 | 1735.8613 | 36.8794 | 20391.6084 | 11384.4506 | 1362.0192 | 3462.8554 | 765.9212 | 310.2388 | 10.481 | 734.1824 | 291.322 | 5.8316 | 29.0282 | 16.2062 | 1.9389 | 2.7106 | 4679.8243 | 2345.3534 | 458.0362 | 2516.4899 | 998.64 | 19.992 | 1848.7758 | 1032.1548 | 123.4855 | 314.5586 | 22689.3315 | 13927.5751 | 4393.2368 | 1029.9409 | 445.8993 | 11.0558 | 18513.8044 | 10336.0896 | 1236.5948 | 3145.5862 | 0.0098738 | 0.0042758 | 0.0001078 | 0.0049556 | 0.0028446 | 0.0004956 | 0.0050616 | 5000000 | no RA
CB MOR1 | 584199.0983 | 511951.0575 | 69691.1103 | 2556.9305 | 87.63% | 11.93% | 0.4377% | 323263.4943 | 565906.1179 | 52159.3556 | 27918.2234 | 243185.9152 | 89545.2081 | 58000.3822 | 418360.5276 | MOR1 | 0.12647 | 0.072414 | 0.015136 | 4619284.779 | 91231.1992 | 66086.5962 | 426881.3029 | 721368.6074 | 522549.2623 | 3375366.9093 | 3603406.0456 | 581418.3804 | 311203.3895 | 2710784.2757 | 1208558.3186 | 191234.2043 | 123866.5605 | 893457.5538 |  | 1931 | CB MOR1 | 584199.0983 | 260935.604 | 18292.9804 | 511951.0575 | 219155.4196 | 9401.7006 | 69691.1103 | 39223.2539 | 6334.3493 | 2556.9305 | 91231.1992 | 39071.8436 | 1685.9911 | 91137.4291 | 39018.1933 | 1675.6487 | 91.7687 | 51.6489 | 8.341 | 2.0014 | 426881.3029 | 183695.3876 | 8520.7753 | 420408.667 | 179950.9431 | 7721.3107 | 6240.3696 | 3512.1782 | 567.1983 | 232.2663 | 66086.5962 | 38168.3727 | 8086.214 | 404.9614 | 186.2832 | 4.7412 | 63358.972 | 35659.4268 | 5758.81 | 2322.6628 | 0.009621 | 0.004526 | 0.0001152 | 0.11314 | 0.064181 | 0.011314 | 0.0037068 | 5000000 | no RA
CB MT1 | 10388.4647 | 5741.4741 | 0 | 4646.9906 | 55.27% | 0% | 44.73% | 3229.4176 | 5677.7971 | 6.8689 | 3195.781 | 26.7677 | 12.2348 | 5617.906 | 47.6563 | MT1 | 0.019313 | 0.012149 | 0.0067876 | 537900.1019 | 15.8723 | 9902.8131 | 469.7793 | 821.8434 | 512753.7462 | 24324.5124 | 589280.1822 | 1253.3807 | 583142.4295 | 4884.372 | 694010.7782 | 1495.4913 | 686690.1438 | 5825.1432 |  | 1932 | CB MT1 | 10388.4647 | 7159.0471 | 4710.6676 | 5741.4741 | 2512.0565 | 63.677 | 0 | 0 | 0 | 4646.9906 | 15.8723 | 9.0034 | 3.6374 | 12.2348 | 5.3659 | 0 | 0 | 0 | 0 | 3.6374 | 469.7793 | 443.0116 | 422.123 | 47.6563 | 20.8886 | 0 | 0 | 0 | 0 | 422.123 | 9902.8131 | 6707.0321 | 4284.9071 | 5681.583 | 2485.8019 | 63.677 | 0 | 0 | 0 | 4221.2301 | 0.012665 | 0.0055012 | 0.00014 | 0 | 0 | 0 | 0.0066476 | 5000000 | no RA
CB MT3 | 4434.8021 | 1844.0016 | 0 | 2590.8005 | 41.58% | 0% | 58.42% | 1032.6871 | 1823.6839 | 0 | 1032.6871 | 0 | 1.4967 | 1817.3517 | 4.8356 | MT3 | 0.011697 | 0.007269 | 0.0038434 | 379153.0954 | 3.5246 | 4191.0989 | 240.1785 | 301.3373 | 358317.7102 | 20534.0479 | 468030.6819 | 0 | 468030.6819 | 0 | 679377.16 | 557.5532 | 677018.204 | 1801.4028 |  | 1933 | CB MT3 | 4434.8021 | 3402.115 | 2611.1182 | 1844.0016 | 811.3146 | 20.3177 | 0 | 0 | 0 | 2590.8005 | 3.5246 | 3.5246 | 2.028 | 1.4967 | 1.4967 | 0 | 0 | 0 | 0 | 2.028 | 240.1785 | 240.1785 | 235.343 | 4.8356 | 4.8356 | 0 | 0 | 0 | 0 | 235.343 | 4191.0989 | 3158.4119 | 2373.7473 | 1837.6694 | 804.9823 | 20.3177 | 0 | 0 | 0 | 2353.4296 | 0.0079424 | 0.0035148 | 8.92e-05 | 0 | 0 | 0 | 0.0037542 | 5000000 | no RA
CB MU1 | 26949.9549 | 868.181 | 23998.356 | 2083.4179 | 3.221% | 89.05% | 7.731% | 11211.3177 | 23261.2143 | 75.2716 | 10036.3715 | 1099.6746 | 142.1774 | 20875.1481 | 2243.8887 | MU1 | 0.018888 | 0.011302 | 0.004134 | 1426859.6824 | 146.0847 | 24237.4104 | 2566.4598 | 7734.4235 | 1283244.5851 | 135880.6738 | 1392602.5696 | 9349.7833 | 1246657.8054 | 136594.9809 | 892293.3375 | 5453.8849 | 800764.5404 | 86074.9122 |  | 1934 | CB MU1 | 26949.9549 | 15738.6372 | 3688.7407 | 868.181 | 389.2347 | 5.1214 | 23998.356 | 13265.9846 | 1600.2013 | 2083.4179 | 146.0847 | 70.8131 | 3.9073 | 114.0612 | 52.3816 | 0.24988 | 30.3927 | 16.8007 | 2.0266 | 1.6308 | 2566.4598 | 1466.7852 | 322.5711 | 390.6215 | 179.373 | 0.85296 | 1986.5849 | 1098.1588 | 132.4647 | 189.2534 | 24237.4104 | 14201.0389 | 3362.2623 | 363.4983 | 157.48 | 4.0186 | 21981.3784 | 12151.0252 | 1465.71 | 1892.5337 | 0.0055532 | 0.0024052 | 6.16e-05 | 0.010291 | 0.005853 | 0.001029 | 0.0030434 | 5000000 | no RA
CB MV1 | 41149.8192 | 37909.2021 | 0 | 3240.6171 | 92.12% | 0% | 7.875% | 21252.3433 | 37378.6189 | 3422.0361 | 609.5304 | 17220.7769 | 6020.0321 | 1063.22 | 30295.3669 | MV1 | 0.014765 | 0.0090182 | 0.0047416 | 2787059.534 | 6108.5115 | 4018.7939 | 31022.5138 | 413726.8548 | 272191.1783 | 2101141.5009 | 2206368.8834 | 355267.8291 | 63280.0305 | 1787821.0238 | 795343.4099 | 128094.4288 | 22623.2271 | 644625.7541 |  | 1935 | CB MV1 | 41149.8192 | 19897.4759 | 3771.2003 | 37909.2021 | 16656.8588 | 530.5832 | 0 | 0 | 0 | 3240.6171 | 6108.5115 | 2686.4755 | 88.4794 | 6105.9749 | 2683.9389 | 85.9428 | 0 | 0 | 0 | 2.5366 | 31022.5138 | 13801.7369 | 727.1469 | 30728.1429 | 13507.366 | 432.776 | 0 | 0 | 0 | 294.371 | 4018.7939 | 3409.2635 | 2955.5739 | 1075.0843 | 465.5539 | 11.8644 | 0 | 0 | 0 | 2943.7095 | 0.010135 | 0.0043884 | 0.0001118 | 0 | 0 | 0 | 0.0046298 | 5000000 | no RA
CB NC3 | 1285.0818 | 251.4023 | 0 | 1033.6795 | 19.56% | 0% | 80.44% | 125.6255 | 249.4985 | 23.7786 | 25.8097 | 76.0372 | 48.5355 | 45.8408 | 155.1221 | NC3 | 0.004054 | 0.0027958 | 0.0015424 | 316991.0668 | 49.6777 | 985.3225 | 250.0816 | 12254.0022 | 243049.4586 | 61687.606 | 414713.595 | 78497.671 | 85202.778 | 251013.146 | 671410.3304 | 130611.0762 | 123359.5098 | 417439.7444 |  | 1936 | CB NC3 | 1285.0818 | 1159.4563 | 1035.5833 | 251.4023 | 125.7768 | 1.9038 | 0 | 0 | 0 | 1033.6795 | 49.6777 | 25.8991 | 1.1422 | 48.8686 | 25.09 | 0.33306 | 0 | 0 | 0 | 0.80912 | 250.0816 | 174.0444 | 94.9594 | 156.1842 | 80.1471 | 1.0621 | 0 | 0 | 0 | 93.8973 | 985.3225 | 959.5128 | 939.4817 | 46.3494 | 20.5397 | 0.50859 | 0 | 0 | 0 | 938.9731 | 0.0025436 | 0.0012854 | 3.2e-05 | 0 | 0 | 0 | 0.0015104 | 5000000 | no RA
CB NC4 | 6281.2276 | 1613.1861 | 0 | 4668.0415 | 25.68% | 0% | 74.32% | 872.7172 | 1593.8321 | 12.7789 | 795.0079 | 64.9304 | 18.7922 | 1479.5873 | 95.4527 | NC4 | 0.017682 | 0.011598 | 0.0069108 | 355240.9045 | 22.7255 | 5737.5938 | 520.9082 | 1285.2651 | 324495.1724 | 29460.467 | 466331.2937 | 6828.3398 | 424807.7727 | 34695.1812 | 678271.0297 | 7997.1859 | 629653.0115 | 40620.8323 |  | 1937 | CB NC4 | 6281.2276 | 5408.5103 | 4687.3954 | 1613.1861 | 740.4689 | 19.3539 | 0 | 0 | 0 | 4668.0415 | 22.7255 | 9.9466 | 3.9334 | 19.0716 | 6.2927 | 0.27947 | 0 | 0 | 0 | 3.6539 | 520.9082 | 455.9778 | 425.4555 | 96.873 | 31.9425 | 1.4203 | 0 | 0 | 0 | 424.0352 | 5737.5938 | 4942.5859 | 4258.0065 | 1497.2415 | 702.2336 | 17.6542 | 0 | 0 | 0 | 4240.3523 | 0.010893 | 0.0048094 | 0.0001222 | 0 | 0 | 0 | 0.0067886 | 5000000 | no RA
CB NO1 | 109.0836 | 6.8525 | 0 | 102.2312 | 6.282% | 0% | 93.72% | 3.8847 | 6.7777 | 0 | 3.8847 | 0 | 0 | 6.7777 | 0 | NO1 | 0.0004254 | 0.0002686 | 0.0001518 | 256426.062 | 0.080022 | 99.7172 | 9.2865 | 188.1093 | 234407.983 | 21829.9697 | 391656.721 | 0 | 391656.721 | 0 | 673951.9161 | 0 | 673951.9161 | 0 |  | 1938 | CB NO1 | 109.0836 | 105.199 | 102.3059 | 6.8525 | 2.9678 | 0.074719 | 0 | 0 | 0 | 102.2312 | 0.080022 | 0.080022 | 0.080022 | 0 | 0 | 0 | 0 | 0 | 0 | 0.080022 | 9.2865 | 9.2865 | 9.2865 | 0 | 0 | 0 | 0 | 0 | 0 | 9.2865 | 99.7172 | 95.8325 | 92.9394 | 6.8525 | 2.9678 | 0.074719 | 0 | 0 | 0 | 92.8647 | 0.0002766 | 0.0001198 | 3e-06 | 0 | 0 | 0 | 0.0001488 | 5000000 | no RA
CB NO2 | 8725.4404 | 3209.5354 | 0 | 5515.905 | 36.78% | 0% | 63.22% | 1776.6058 | 3173.7397 | 0 | 1776.6058 | 0 | 0 | 3173.7397 | 0 | NO2 | 0.022313 | 0.014283 | 0.0081886 | 391047.3907 | 4.3176 | 8220.0694 | 501.0534 | 193.501 | 368398.218 | 22455.6718 | 486497.2383 | 0 | 486497.2383 | 0 | 677979.2287 | 0 | 677979.2287 | 0 |  | 1939 | CB NO2 | 8725.4404 | 6948.8347 | 5551.7007 | 3209.5354 | 1432.9296 | 35.7957 | 0 | 0 | 0 | 5515.905 | 4.3176 | 4.3176 | 4.3176 | 0 | 0 | 0 | 0 | 0 | 0 | 4.3176 | 501.0534 | 501.0534 | 501.0534 | 0 | 0 | 0 | 0 | 0 | 0 | 501.0534 | 8220.0694 | 6443.4637 | 5046.3297 | 3209.5354 | 1432.9296 | 35.7957 | 0 | 0 | 0 | 5010.534 | 0.014283 | 0.0062536 | 0.0001588 | 0 | 0 | 0 | 0.0080298 | 5000000 | no RA
CB NO3 | 3186.9592 | 1062.5995 | 0 | 2124.3597 | 33.34% | 0% | 66.66% | 602.2986 | 1050.873 | 0 | 602.2986 | 0 | 0 | 1050.873 | 0 | NO3 | 0.008886 | 0.005579 | 0.0031172 | 358649.4691 | 1.6628 | 2992.3239 | 192.9724 | 187.1312 | 336745.8803 | 21716.4577 | 463283.851 | 0 | 463283.851 | 0 | 685257.9969 | 0 | 685257.9969 | 0 |  | 1940 | CB NO3 | 3186.9592 | 2584.6606 | 2136.0862 | 1062.5995 | 460.3009 | 11.7265 | 0 | 0 | 0 | 2124.3597 | 1.6628 | 1.6628 | 1.6628 | 0 | 0 | 0 | 0 | 0 | 0 | 1.6628 | 192.9724 | 192.9724 | 192.9724 | 0 | 0 | 0 | 0 | 0 | 0 | 192.9724 | 2992.3239 | 2390.0253 | 1941.4509 | 1062.5995 | 460.3009 | 11.7265 | 0 | 0 | 0 | 1929.7244 | 0.0058328 | 0.0025258 | 6.4e-05 | 0 | 0 | 0 | 0.0030532 | 5000000 | no RA
CB NTL1 | 2720.2808 | 611.58 | 0 | 2108.7009 | 22.48% | 0% | 77.52% | 356.4925 | 605.7459 | 21.3746 | 227.6282 | 107.4897 | 34.6241 | 397.0726 | 174.0492 | NTL1 | 0.0099992 | 0.0060642 | 0.0031346 | 272049.8462 | 36.5125 | 2316.9766 | 366.7917 | 3651.5468 | 231716.1937 | 36682.1057 | 389793.9314 | 23371.2515 | 248891.9498 | 117530.7301 | 674578.8648 | 38558.515 | 442193.304 | 193827.0458 |  | 1941 | CB NTL1 | 2720.2808 | 2363.7884 | 2114.5349 | 611.58 | 255.0875 | 5.834 | 0 | 0 | 0 | 2108.7009 | 36.5125 | 15.138 | 1.8885 | 34.862 | 13.4874 | 0.23789 | 0 | 0 | 0 | 1.6506 | 366.7917 | 259.302 | 192.7425 | 175.2417 | 67.752 | 1.1924 | 0 | 0 | 0 | 191.55 | 2316.9766 | 2089.3483 | 1919.904 | 401.4763 | 173.8481 | 4.4037 | 0 | 0 | 0 | 1915.5002 | 0.0069406 | 0.0030056 | 7.6e-05 | 0 | 0 | 0 | 0.0030586 | 5000000 | no RA
CB NVS1 | 109198.9378 | 103077.3376 | 0 | 6121.6002 | 94.39% | 0% | 5.606% | 53466.8304 | 101787.991 | 8662.7391 | 927.9271 | 43876.1642 | 16509.158 | 1666.9111 | 83611.9219 | NVS1 | 0.029239 | 0.018041 | 0.0092866 | 3734675.9757 | 16716.0688 | 7295.0009 | 85187.8681 | 571700.6201 | 249493.8616 | 2913481.494 | 3089260.1879 | 500524.4362 | 53614.7027 | 2535121.049 | 798025.8414 | 129433.095 | 13068.714 | 655524.0324 |  | 1942 | CB NVS1 | 109198.9378 | 55732.1073 | 7410.9468 | 103077.3376 | 49610.5071 | 1289.3465 | 0 | 0 | 0 | 6121.6002 | 16716.0688 | 8053.3296 | 206.9108 | 16711.2771 | 8048.5379 | 202.1191 | 0 | 0 | 0 | 4.7917 | 85187.8681 | 41311.7039 | 1575.9462 | 84631.7946 | 40755.6304 | 1019.8727 | 0 | 0 | 0 | 556.0735 | 7295.0009 | 6367.0738 | 5628.0898 | 1734.2659 | 806.3388 | 67.3548 | 0 | 0 | 0 | 5560.735 | 0.020296 | 0.0090976 | 0.0003436 | 0 | 0 | 0 | 0.008943 | 5000000 | no RA
CB OCA1 | 5798.1513 | 38.4181 | 5345.8962 | 413.8371 | 0.6626% | 92.2% | 7.137% | 2412.3231 | 5025.7568 | 2.995 | 2214.1586 | 195.1695 | 6.249 | 4612.296 | 407.2118 | OCA1 | 0.0090824 | 0.0052734 | 0.0013516 | 638394.1766 | 7.0216 | 5317.0859 | 474.0438 | 773.1039 | 585427.404 | 52193.6687 | 642057.8986 | 797.1511 | 589314.918 | 51945.8294 | 571466.7563 | 710.5585 | 524453.1181 | 46303.0797 |  | 1943 | CB OCA1 | 5798.1513 | 3385.8281 | 772.3945 | 38.4181 | 16.6366 | 0.41186 | 5345.8962 | 2955.3544 | 358.1456 | 413.8371 | 7.0216 | 4.0266 | 0.77264 | 0 | 0 | 0 | 6.6977 | 3.7027 | 0.44871 | 0.32393 | 474.0438 | 278.8743 | 66.832 | 0 | 0 | 0 | 436.4517 | 241.2822 | 29.2399 | 37.5921 | 5317.0859 | 3102.9273 | 704.7899 | 38.4181 | 16.6366 | 0.41186 | 4902.7468 | 2710.3696 | 328.457 | 375.921 | 0.0011172 | 0.0004838 | 1.2e-05 | 0.0073618 | 0.0041862 | 0.0007362 | 0.0006034 | 5000000 | no RA
CB OH1 | 1350.1586 | 272.0819 | 0 | 1078.0767 | 20.15% | 0% | 79.85% | 154.2656 | 269.1253 | 0 | 154.2656 | 0 | 0 | 269.1253 | 0 | OH1 | 0.003942 | 0.0025802 | 0.0015664 | 342505.989 | 0.84387 | 1251.3845 | 97.9303 | 214.0708 | 317449.1333 | 24842.7849 | 463488.4768 | 0 | 463488.4768 | 0 | 690138.7449 | 0 | 690138.7449 | 0 |  | 1944 | CB OH1 | 1350.1586 | 1195.893 | 1081.0333 | 272.0819 | 117.8163 | 2.9566 | 0 | 0 | 0 | 1078.0767 | 0.84387 | 0.84387 | 0.84387 | 0 | 0 | 0 | 0 | 0 | 0 | 0.84387 | 97.9303 | 97.9303 | 97.9303 | 0 | 0 | 0 | 0 | 0 | 0 | 97.9303 | 1251.3845 | 1097.1188 | 982.2592 | 272.0819 | 117.8163 | 2.9566 | 0 | 0 | 0 | 979.3026 | 0.0024018 | 0.00104 | 2.62e-05 | 0 | 0 | 0 | 0.0015402 | 5000000 | no RA
CB OK1 | 1048125.8604 | 980536.8265 | 62253.8101 | 5335.2238 | 93.55% | 5.94% | 0.509% | 548829.8749 | 1025508.6614 | 91315.8961 | 24319.48 | 433194.4987 | 169611.2099 | 50593.6622 | 805303.7893 | OK1 | 0.20255 | 0.11582 | 0.024799 | 5174662.7018 | 171625.3623 | 60624.8697 | 815875.6283 | 847325.1112 | 299308.7606 | 4028028.83 | 4310890.7248 | 717258.4212 | 191022.0739 | 3402610.2298 | 912035.317 | 150843.5954 | 44995.4335 | 716196.2881 |  | 1945 | CB OK1 | 1048125.8604 | 499295.9855 | 22617.199 | 980536.8265 | 458786.6805 | 11454.8386 | 62253.8101 | 35174.0813 | 5827.1366 | 5335.2238 | 171625.3623 | 80309.4662 | 2014.1525 | 171534.1806 | 80256.131 | 2001.8323 | 87.0056 | 49.1591 | 8.144 | 4.1762 | 815875.6283 | 382681.1296 | 10571.839 | 808563.1948 | 378338.7115 | 9448.0972 | 6827.7928 | 3857.7774 | 639.1012 | 484.6407 | 60624.8697 | 36305.3897 | 10031.2075 | 439.4511 | 191.838 | 4.9091 | 55339.0117 | 31267.1448 | 5179.8915 | 4846.4069 | 0.027029 | 0.012788 | 0.0003256 | 0.16783 | 0.095344 | 0.016783 | 0.0076898 | 5000000 | no RA
CB OS1 | 9596.2332 | 5082.4167 | 0 | 4513.8166 | 52.96% | 0% | 47.04% | 2751.0107 | 5023.933 | 41.3294 | 2501.1539 | 208.5274 | 87.4506 | 4495.0475 | 441.4349 | OS1 | 0.018753 | 0.011862 | 0.0066768 | 511722.6884 | 92.1012 | 8647.0444 | 857.0876 | 4911.3327 | 461106.8421 | 45704.5135 | 577081.26 | 8669.6901 | 524668.638 | 43742.9319 | 684804.13 | 11920.2427 | 612712.6084 | 60171.2789 |  | 1946 | CB OS1 | 9596.2332 | 6845.2225 | 4572.3002 | 5082.4167 | 2331.4059 | 58.4837 | 0 | 0 | 0 | 4513.8166 | 92.1012 | 50.7719 | 4.6507 | 88.568 | 47.2387 | 1.1175 | 0 | 0 | 0 | 3.5332 | 857.0876 | 648.5602 | 415.6527 | 447.0618 | 238.5344 | 5.6269 | 0 | 0 | 0 | 410.0258 | 8647.0444 | 6145.8905 | 4151.9969 | 4546.7868 | 2045.6329 | 51.7393 | 0 | 0 | 0 | 4100.2576 | 0.012211 | 0.0053204 | 0.0001354 | 0 | 0 | 0 | 0.0065414 | 5000000 | no RA
CB OS4 | 2934.1738 | 990.6435 | 0 | 1943.5303 | 33.76% | 0% | 66.24% | 562.0257 | 980.1248 | 5.0469 | 531.3497 | 25.6291 | 8.79 | 926.7298 | 44.605 | OS4 | 0.0070618 | 0.0046386 | 0.0028348 | 415499.4178 | 10.3113 | 2702.7112 | 221.1513 | 1460.1458 | 382722.7112 | 31316.5608 | 511393.1021 | 4592.2065 | 483480.6695 | 23320.2261 | 689307.5456 | 6181.8479 | 651755.6354 | 31370.0623 |  | 1947 | CB OS4 | 2934.1738 | 2372.148 | 1954.049 | 990.6435 | 428.6177 | 10.5187 | 0 | 0 | 0 | 1943.5303 | 10.3113 | 5.2644 | 1.5213 | 8.79 | 3.7431 | 0 | 0 | 0 | 0 | 1.5213 | 221.1513 | 195.5221 | 176.5463 | 44.605 | 18.9759 | 0 | 0 | 0 | 0 | 176.5463 | 2702.7112 | 2171.3615 | 1775.9815 | 937.2485 | 405.8988 | 10.5187 | 0 | 0 | 0 | 1765.4627 | 0.0042742 | 0.001851 | 4.72e-05 | 0 | 0 | 0 | 0.0027876 | 5000000 | no RA
CB OS5 | 1402.739 | 446.4377 | 0 | 956.3013 | 31.83% | 0% | 68.17% | 253.557 | 441.7359 | 0.73566 | 249.0804 | 3.7409 | 1.197 | 434.45 | 6.0888 | OS5 | 0.0036598 | 0.002358 | 0.0013894 | 383282.9759 | 1.9456 | 1307.8362 | 92.9572 | 531.6127 | 357351.8205 | 25399.5427 | 487354.5436 | 1413.9934 | 478750.2526 | 7190.2977 | 691667.7407 | 1874.3333 | 680259.5726 | 9533.8349 |  | 1948 | CB OS5 | 1402.739 | 1149.182 | 961.0032 | 446.4377 | 192.8807 | 4.7019 | 0 | 0 | 0 | 956.3013 | 1.9456 | 1.2099 | 0.74855 | 1.197 | 0.46139 | 0 | 0 | 0 | 0 | 0.74855 | 92.9572 | 89.2163 | 86.8684 | 6.0888 | 2.3479 | 0 | 0 | 0 | 0 | 86.8684 | 1307.8362 | 1058.7557 | 873.3862 | 439.1519 | 190.0714 | 4.7019 | 0 | 0 | 0 | 868.6843 | 0.0022952 | 0.0009934 | 2.48e-05 | 0 | 0 | 0 | 0.0013646 | 5000000 | no RA
CB OT2 | 44041.4884 | 1082.4218 | 40549.1551 | 2409.9116 | 2.458% | 92.07% | 5.472% | 18757.5364 | 38911.6975 | 61.3188 | 16834.7819 | 1861.4357 | 119.6099 | 34954.7872 | 3837.3004 | OT2 | 0.024647 | 0.014633 | 0.0050182 | 1786904.9302 | 126.4929 | 39602.557 | 4312.4385 | 5132.226 | 1606803.1953 | 174969.509 | 1727824.8447 | 5648.3017 | 1550712.9401 | 171463.6029 | 1022237.2356 | 3142.2361 | 918286.4624 | 100808.5371 |  | 1949 | CB OT2 | 44041.4884 | 25283.9521 | 5129.7909 | 1082.4218 | 485.436 | 15.2452 | 40549.1551 | 22388.6045 | 2704.6341 | 2409.9116 | 126.4929 | 65.1741 | 6.883 | 69.4157 | 32.8149 | 1.3154 | 55.1909 | 30.4728 | 3.6812 | 1.8864 | 4312.4385 | 2451.0028 | 475.1381 | 352.7608 | 166.6838 | 6.7171 | 3740.7663 | 2065.4077 | 249.5096 | 218.9114 | 39602.557 | 22767.7751 | 4647.7698 | 660.2453 | 285.9374 | 7.2127 | 36753.1979 | 20292.724 | 2451.4432 | 2189.1138 | 0.0064326 | 0.0027856 | 7.06e-05 | 0.014741 | 0.0083742 | 0.001474 | 0.0034736 | 5000000 | no RA
CB PB1 | 134493.9381 | 4404.935 | 124257.4077 | 5831.5954 | 3.275% | 92.39% | 4.336% | 57976.4422 | 120322.16 | 66.321 | 52464.7942 | 5445.3269 | 138.3594 | 108802.864 | 11380.9366 | PB1 | 0.031616 | 0.019834 | 0.0095446 | 4254010.2754 | 152.7903 | 121616.8902 | 12724.2576 | 4832.72 | 3846712.4095 | 402465.1458 | 3857817.5218 | 4413.0765 | 3491066.2801 | 362338.1652 | 1484795.3896 | 1707.3778 | 1342645.3681 | 140442.6438 |  | 1950 | CB PB1 | 134493.9381 | 76517.4959 | 14171.7781 | 4404.935 | 1906.6653 | 48.7271 | 124257.4077 | 68779.2352 | 8291.4556 | 5831.5954 | 152.7903 | 86.4693 | 14.4309 | 0.49417 | 0.13194 | 0.0083961 | 147.7314 | 81.7726 | 9.8578 | 4.5647 | 12724.2576 | 7278.9306 | 1343.3209 | 2.6109 | 0.7039 | 0.047922 | 12191.9166 | 6748.4967 | 813.5429 | 529.7301 | 121616.8902 | 69152.096 | 12814.0262 | 4401.83 | 1905.8295 | 48.6708 | 111917.7596 | 61948.9659 | 7468.0548 | 5297.3006 | 0.01303 | 0.005643 | 0.0001452 | 0.010208 | 0.0058128 | 0.0010208 | 0.0083786 | 5000000 | no RA
CB PB5 | 64415.6122 | 3754.3782 | 56419.2642 | 4241.9698 | 5.828% | 87.59% | 6.585% | 27260.9718 | 56368.5267 | 37.8607 | 25054.1834 | 2168.9276 | 75.2273 | 51771.0905 | 4522.209 | PB5 | 0.027149 | 0.016709 | 0.0072922 | 2372652.3139 | 83.2286 | 59103.9383 | 5228.4453 | 3065.6023 | 2177004.7844 | 192581.9272 | 2223577.1748 | 3088.1609 | 2043577.5693 | 176911.4445 | 1103519.5759 | 1472.7155 | 1013516.1427 | 88530.7177 |  | 1951 | CB PB5 | 64415.6122 | 37154.6404 | 8047.0855 | 3754.3782 | 1677.7915 | 42.5127 | 56419.2642 | 31234.8792 | 3762.603 | 4241.9698 | 83.2286 | 45.3679 | 8.0013 | 10.058 | 3.377 | 0.022618 | 69.8502 | 38.6705 | 4.6583 | 3.3204 | 5228.4453 | 3059.5177 | 706.2363 | 32.327 | 10.8344 | 0.072987 | 4810.7865 | 2663.3515 | 320.8315 | 385.3318 | 59103.9383 | 34049.7549 | 7332.8478 | 3711.9932 | 1663.5802 | 42.4171 | 51538.6275 | 28532.8571 | 3437.1131 | 3853.3176 | 0.010736 | 0.0047164 | 0.0001208 | 0.010268 | 0.0058484 | 0.0010268 | 0.0061446 | 5000000 | no RA
CB PE1 | 620751.1699 | 464687.7343 | 151222.4714 | 4840.9643 | 74.86% | 24.36% | 0.7799% | 195465.3429 | 594060.7695 | 19800.9093 | 59255.0905 | 116409.3431 | 69481.0495 | 123774.745 | 400804.975 | PE1 | 0.24168 | 0.14377 | 0.028839 | 2568477.4448 | 70644.2266 | 141066.0349 | 409040.9085 | 292304.0848 | 583687.871 | 1692485.4889 | 2958049.1601 | 299654.4666 | 896729.1502 | 1761665.5433 | 925490.3216 | 108244.8837 | 192829.3104 | 624416.1275 |  | 1952 | CB PE1 | 620751.1699 | 425285.8271 | 26690.4005 | 464687.7343 | 334916.9888 | 7531.1628 | 151222.4714 | 85527.874 | 14318.2734 | 4840.9643 | 70644.2266 | 50843.3173 | 1163.1771 | 70419.6934 | 50714.6805 | 1138.487 | 220.7439 | 124.8476 | 20.9008 | 3.7893 | 409040.9085 | 292631.5654 | 8235.9335 | 393652.494 | 283737.2053 | 6380.7978 | 14948.6713 | 8454.617 | 1415.3926 | 439.7432 | 141066.0349 | 81810.9443 | 17291.2899 | 615.5469 | 465.1031 | 11.8781 | 136053.0562 | 76948.4094 | 12881.98 | 4397.4318 | 0.020318 | 0.014975 | 0.000382 | 0.21434 | 0.12177 | 0.021434 | 0.0070232 | 5000000 | no RA
CB PH1 | 628.0715 | 136.1962 | 0 | 491.8753 | 21.68% | 0% | 78.32% | 59.9428 | 135.6743 | 5.4375 | 27.1742 | 27.3311 | 14.6513 | 47.3904 | 73.6326 | PH1 | 0.0018738 | 0.0012114 | 0.0007184 | 335186.0121 | 15.0363 | 494.7218 | 118.3135 | 8024.4818 | 264020.5762 | 63140.9542 | 468985.2816 | 42542.3441 | 212607.3788 | 213835.5587 | 685408.2276 | 74016.1835 | 239410.1277 | 371981.9164 |  | 1953 | CB PH1 | 628.0715 | 568.1288 | 492.3973 | 136.1962 | 76.2534 | 0.52195 | 0 | 0 | 0 | 491.8753 | 15.0363 | 9.5988 | 0.38502 | 14.6513 | 9.2138 | 0 | 0 | 0 | 0 | 0.38502 | 118.3135 | 90.9824 | 44.6809 | 73.6326 | 46.3015 | 0 | 0 | 0 | 0 | 44.6809 | 494.7218 | 467.5476 | 447.3313 | 47.9124 | 20.7382 | 0.52195 | 0 | 0 | 0 | 446.8094 | 0.0011684 | 0.000506 | 1.3e-05 | 0 | 0 | 0 | 0.0007054 | 5000000 | no RA
CB PL2 | 14087.0076 | 7224.827 | 0 | 6862.1806 | 51.29% | 0% | 48.71% | 3880.4481 | 7140.375 | 0 | 3880.4481 | 0 | 0 | 7140.375 | 0 | PL2 | 0.027084 | 0.017505 | 0.010074 | 520130.5441 | 5.3714 | 13458.2899 | 623.3463 | 198.3262 | 496916.5814 | 23015.6365 | 583065.3792 | 0 | 583065.3792 | 0 | 689587.8935 | 0 | 689587.8935 | 0 |  | 1954 | CB PL2 | 14087.0076 | 10206.5595 | 6946.6326 | 7224.827 | 3344.3789 | 84.452 | 0 | 0 | 0 | 6862.1806 | 5.3714 | 5.3714 | 5.3714 | 0 | 0 | 0 | 0 | 0 | 0 | 5.3714 | 623.3463 | 623.3463 | 623.3463 | 0 | 0 | 0 | 0 | 0 | 0 | 623.3463 | 13458.2899 | 9577.8418 | 6317.9149 | 7224.827 | 3344.3789 | 84.452 | 0 | 0 | 0 | 6233.4629 | 0.017204 | 0.0076254 | 0.000194 | 0 | 0 | 0 | 0.0098796 | 5000000 | no RA
CB PL4 | 13483.3141 | 6463.7035 | 0 | 7019.6106 | 47.94% | 0% | 52.06% | 3523.5302 | 6388.9696 | 0 | 3523.5302 | 0 | 0 | 6388.9696 | 0 | PL4 | 0.027903 | 0.017942 | 0.010244 | 483220.9467 | 5.4946 | 12840.1726 | 637.6469 | 196.9185 | 460171.7576 | 22852.2705 | 555122.3917 | 0 | 555122.3917 | 0 | 692563.5962 | 0 | 692563.5962 | 0 |  | 1955 | CB PL4 | 13483.3141 | 9959.7839 | 7094.3445 | 6463.7035 | 2940.1733 | 74.7339 | 0 | 0 | 0 | 7019.6106 | 5.4946 | 5.4946 | 5.4946 | 0 | 0 | 0 | 0 | 0 | 0 | 5.4946 | 637.6469 | 637.6469 | 637.6469 | 0 | 0 | 0 | 0 | 0 | 0 | 637.6469 | 12840.1726 | 9316.6424 | 6451.2029 | 6463.7035 | 2940.1733 | 74.7339 | 0 | 0 | 0 | 6376.4691 | 0.017859 | 0.0078974 | 0.0001994 | 0 | 0 | 0 | 0.010044 | 5000000 | no RA
CB PL6 | 11354.255 | 4025.5973 | 0 | 7328.6577 | 35.45% | 0% | 64.55% | 2013.9121 | 3971.4041 | 9.5524 | 1956.2404 | 48.1193 | 21.3426 | 3842.5167 | 107.5448 | PL6 | 0.029655 | 0.019042 | 0.010739 | 382875.6836 | 27.7896 | 10549.6096 | 776.8558 | 937.0895 | 355742.3187 | 26196.2754 | 490517.8535 | 2326.6282 | 476471.064 | 11720.1613 | 687493.1 | 3694.6316 | 665181.292 | 18617.1764 |  | 1956 | CB PL6 | 11354.255 | 9340.3429 | 7382.8509 | 4025.5973 | 2011.6852 | 54.1932 | 0 | 0 | 0 | 7328.6577 | 27.7896 | 18.2372 | 6.447 | 22.0531 | 12.5006 | 0.71047 | 0 | 0 | 0 | 5.7365 | 776.8558 | 728.7365 | 669.311 | 111.1357 | 63.0164 | 3.5908 | 0 | 0 | 0 | 665.7201 | 10549.6096 | 8593.3692 | 6707.093 | 3892.4086 | 1936.1681 | 49.8919 | 0 | 0 | 0 | 6657.2011 | 0.019134 | 0.0085204 | 0.0002174 | 0 | 0 | 0 | 0.010521 | 5000000 | no RA
CB PY1 | 24831.6598 | 0 | 24831.6598 | 0 | 0% | 100% | 0% | 1269.3962 | 2639.6783 | 1.6948 | 1144.876 | 122.8255 | 3.5244 | 2380.7415 | 255.4125 | PY1 | 0.094781 | 0.094781 | 0.094781 | 261989.2953 | 33.1539 | 22395.8204 | 2402.6855 | 349.7938 | 236289.6905 | 25349.811 | 248596.3835 | 331.9123 | 224210.5444 | 24053.9268 | 234139.0641 | 312.6097 | 211171.4027 | 22655.0517 |  | 1957 | CB PY1 | 24831.6598 | 23562.2635 | 22191.9815 | 0 | 0 | 0 | 24831.6598 | 23562.2635 | 22191.9815 | 0 | 33.1539 | 31.459 | 29.6295 | 0 | 0 | 0 | 33.1539 | 31.459 | 29.6295 | 0 | 2402.6855 | 2279.86 | 2147.273 | 0 | 0 | 0 | 2402.6855 | 2279.86 | 2147.273 | 0 | 22395.8204 | 21250.9444 | 20015.079 | 0 | 0 | 0 | 22395.8204 | 21250.9444 | 20015.079 | 0 | 0 | 0 | 0 | 0.094781 | 0.094781 | 0.094781 | 0 | 5000000 | no RA
CB QN1 | 8663.9294 | 1312.105 | 5625.1268 | 1726.6976 | 15.14% | 64.93% | 19.93% | 3194.6052 | 6554.8903 | 86.2633 | 2489.8627 | 618.4791 | 162.5431 | 5184.5457 | 1207.8014 | QN1 | 0.01229 | 0.0074162 | 0.0030088 | 704980.5821 | 164.7999 | 7101.9431 | 1397.1864 | 13409.7009 | 577882.3663 | 113688.515 | 737483.3709 | 19914.1234 | 574791.6427 | 142777.6048 | 700956.8854 | 17381.7919 | 554417.0636 | 129158.0299 |  | 1958 | CB QN1 | 8663.9294 | 5469.3242 | 2109.0391 | 1312.105 | 600.6761 | 6.3203 | 5625.1268 | 3141.9505 | 376.0213 | 1726.6976 | 164.7999 | 78.5365 | 2.2567 | 155.3925 | 72.6853 | 0.36663 | 8.0558 | 4.4996 | 0.5385 | 1.3516 | 1397.1864 | 778.7072 | 189.385 | 781.1704 | 365.3873 | 1.8416 | 459.1663 | 256.4703 | 30.6938 | 156.8496 | 7101.9431 | 4612.0804 | 1917.3974 | 375.5421 | 162.6035 | 4.1121 | 5157.9047 | 2880.9806 | 344.789 | 1568.4964 | 0.0048686 | 0.0021076 | 5.32e-05 | 0.0049616 | 0.0028492 | 0.0004962 | 0.0024594 | 5000000 | no RA
CB RA1 | 1222371.5238 | 1048271.6282 | 166528.3389 | 7571.5567 | 85.76% | 13.62% | 0.6194% | 602169.1561 | 1185069.191 | 86222.1909 | 66217.206 | 449729.7592 | 168441.4922 | 137527.0351 | 879100.6637 | RA1 | 0.14726 | 0.086313 | 0.022527 | 8300680.7191 | 170849.7783 | 157974.7711 | 893546.9744 | 1160178.745 | 1072749.2508 | 6067752.7233 | 7185503.5477 | 1028863.4879 | 790150.0164 | 5366490.0434 | 1655864.98 | 235358.7202 | 192162.7893 | 1228343.4705 |  | 1959 | CB RA1 | 1222371.5238 | 620202.3677 | 37302.3327 | 1048271.6282 | 518875.9899 | 14594.7659 | 166528.3389 | 93754.8211 | 15136.0102 | 7571.5567 | 170849.7783 | 84627.5874 | 2408.2861 | 170559.727 | 84461.6997 | 2376.5349 | 284.1246 | 159.9611 | 25.8245 | 5.9267 | 893546.9744 | 443817.2152 | 14446.3107 | 875631.7237 | 433430.4328 | 12192.6959 | 17227.4662 | 9698.9979 | 1565.8302 | 687.7845 | 157974.7711 | 91757.5651 | 20447.736 | 2080.1775 | 983.8575 | 25.535 | 149016.7482 | 83895.8622 | 13544.3555 | 6877.8455 | 0.023161 | 0.011168 | 0.000294 | 0.11319 | 0.06423 | 0.011319 | 0.010915 | 5000000 | no RA
CB RA2 | 579249.4598 | 482771.356 | 93634.7449 | 2843.3589 | 83.34% | 16.16% | 0.4909% | 302434.3403 | 561606.3412 | 62500.5425 | 37014.3241 | 202919.4737 | 113885.0712 | 76939.0752 | 370782.1948 | RA2 | 0.12706 | 0.072959 | 0.01556 | 4558930.1583 | 115400.837 | 87174.5243 | 376674.0986 | 908251.785 | 686099.1603 | 2964579.213 | 3794108.4823 | 784083.706 | 464353.2244 | 2545671.5519 | 1133905.6664 | 229938.5141 | 155343.0703 | 748624.0821 |  | 1960 | CB RA2 | 579249.4598 | 276815.1196 | 17643.1186 | 482771.356 | 221255.5387 | 6284.4039 | 93634.7449 | 52716.222 | 8515.3558 | 2843.3589 | 115400.837 | 52900.2945 | 1515.7657 | 115261.8854 | 52821.0924 | 1501.1059 | 136.7259 | 76.9765 | 12.4342 | 2.2256 | 376674.0986 | 173754.6249 | 5891.9038 | 366999.106 | 168194.7476 | 4777.2422 | 9416.7077 | 5301.5924 | 856.3767 | 258.2848 | 87174.5243 | 50160.2002 | 10235.4491 | 510.3646 | 239.6987 | 6.0558 | 84081.3113 | 47337.6531 | 7646.5449 | 2582.8484 | 0.0091102 | 0.0042752 | 0.000109 | 0.11389 | 0.064622 | 0.011389 | 0.004062 | 5000000 | no RA
CB RA3 | 353863.5797 | 80506.1848 | 269528.4079 | 3828.9871 | 22.75% | 76.17% | 1.082% | 157510.1065 | 324315.7581 | 6588.0626 | 103667.9501 | 47254.0938 | 13113.4265 | 215809.2789 | 95393.0527 | RA3 | 0.12911 | 0.075179 | 0.017078 | 2740833.8734 | 13343.7978 | 240757.3979 | 99762.3841 | 103353.7643 | 1864775.2105 | 772704.8986 | 2611805.8346 | 109242.1359 | 1719004.3406 | 783559.3581 | 1730148.4718 | 69957.0536 | 1151291.8653 | 508899.5528 |  | 1961 | CB RA3 | 353863.5797 | 196353.4732 | 29547.8216 | 80506.1848 | 40757.1478 | 1212.1109 | 269528.4079 | 151767.3383 | 24506.7236 | 3828.9871 | 13343.7978 | 6755.7351 | 230.3713 | 13007.614 | 6565.1257 | 197.0793 | 333.1866 | 187.6123 | 30.2948 | 2.9971 | 99762.3841 | 52508.2902 | 4369.3314 | 66136.6452 | 33422.1825 | 995.7372 | 33277.9216 | 18738.2904 | 3025.7769 | 347.8173 | 240757.3979 | 137089.4478 | 24948.119 | 1361.9255 | 769.8396 | 19.2944 | 235917.2996 | 132841.4355 | 21450.6519 | 3478.1727 | 0.010002 | 0.005157 | 0.0001308 | 0.11351 | 0.064426 | 0.011351 | 0.0055966 | 5000000 | no RA
CB RB1 | 3296.3839 | 3261.2298 | 0 | 35.1541 | 98.93% | 0% | 1.066% | 1309.5488 | 3260.4111 | 212.9604 | 10.4606 | 1086.1278 | 525.3627 | 42.6611 | 2692.3873 | RB1 | 0.0001458 | 0.0001228 | 5.2e-05 | 22608943.1359 | 525.3902 | 75.4131 | 2695.5806 | 3603499.4438 | 517236.3642 | 18488207.3279 | 16179438.8054 | 2631120.1481 | 129240.6751 | 13419077.9821 | 691783.9385 | 111469.8309 | 9051.7087 | 571262.3989 |  | 1962 | CB RB1 | 3296.3839 | 1986.8351 | 35.9728 | 3261.2298 | 1951.681 | 0.81866 | 0 | 0 | 0 | 35.1541 | 525.3902 | 312.4298 | 0.027517 | 525.3627 | 312.4023 | 0 | 0 | 0 | 0 | 0.027517 | 2695.5806 | 1609.4529 | 3.1933 | 2692.3873 | 1606.2595 | 0 | 0 | 0 | 0 | 3.1933 | 75.4131 | 64.9524 | 32.7519 | 43.4798 | 33.0192 | 0.81866 | 0 | 0 | 0 | 31.9333 | 9.56e-05 | 7.26e-05 | 1.8e-06 | 0 | 0 | 0 | 5.02e-05 | 5000000 | no RA
CB RC1 | 397519.9304 | 365999.8803 | 29522.3975 | 1997.6525 | 92.07% | 7.427% | 0.5025% | 232705.0662 | 389471.2282 | 45215.6609 | 11952.2117 | 175537.1937 | 74591.5234 | 24781.5377 | 290098.1671 | RC1 | 0.084253 | 0.047749 | 0.010175 | 4718147.0467 | 75319.6175 | 28902.0394 | 293298.2735 | 893965.3179 | 343037.0692 | 3481144.6596 | 3451721.3936 | 670685.2861 | 177287.5225 | 2603748.5849 | 791011.6939 | 151494.5469 | 50331.025 | 589186.122 |  | 1963 | CB RC1 | 397519.9304 | 164814.8641 | 8048.7022 | 365999.8803 | 146288.4542 | 3518.4288 | 29522.3975 | 16528.7574 | 2532.6209 | 1997.6525 | 75319.6175 | 30103.9566 | 728.0942 | 75277.6644 | 30079.7801 | 723.0656 | 40.3894 | 22.6129 | 3.4649 | 1.5637 | 293298.2735 | 117761.0797 | 3200.1063 | 290483.6152 | 116105.3652 | 2792.7513 | 2633.1956 | 1474.2519 | 225.8924 | 181.4626 | 28902.0394 | 16949.8277 | 4120.5017 | 238.6007 | 103.3089 | 2.6119 | 26848.8125 | 15031.8926 | 2303.2636 | 1814.6262 | 0.0092964 | 0.0040244 | 0.000102 | 0.072093 | 0.04086 | 0.0072094 | 0.0028638 | 5000000 | no RA
CB RD1 | 3702.5816 | 1173.0705 | 0 | 2529.5111 | 31.68% | 0% | 68.32% | 686.0692 | 1161.7873 | 22.8219 | 547.9369 | 115.3104 | 34.0791 | 955.5156 | 172.1926 | RD1 | 0.009563 | 0.0062422 | 0.003772 | 387177.8269 | 36.1419 | 3264.0444 | 402.3953 | 3779.3432 | 341320.1279 | 42078.3558 | 483245.0725 | 16075.0109 | 385949.1562 | 81220.9054 | 673593.3888 | 19758.7524 | 553999.0064 | 99835.63 |  | 1964 | CB RD1 | 3702.5816 | 3016.5124 | 2540.7943 | 1173.0705 | 487.0013 | 11.2832 | 0 | 0 | 0 | 2529.5111 | 36.1419 | 13.32 | 2.0627 | 34.1619 | 11.34 | 0.082762 | 0 | 0 | 0 | 1.98 | 402.3953 | 287.085 | 230.2028 | 172.6198 | 57.3094 | 0.42721 | 0 | 0 | 0 | 229.7756 | 3264.0444 | 2716.1075 | 2308.5288 | 966.2888 | 418.3519 | 10.7732 | 0 | 0 | 0 | 2297.7555 | 0.0058558 | 0.002535 | 6.48e-05 | 0 | 0 | 0 | 0.0037072 | 5000000 | no RA
CB RD2 | 8915.7017 | 2315.2283 | 0 | 6600.4734 | 25.97% | 0% | 74.03% | 1304.045 | 2292.9358 | 24.1309 | 1158.164 | 121.7502 | 44.246 | 2025.5025 | 223.1873 | RD2 | 0.026759 | 0.017062 | 0.0098074 | 333185.1608 | 49.4126 | 8043.5285 | 822.7606 | 1846.5777 | 300591.5213 | 30747.0618 | 446117.494 | 8255.2473 | 396211.1737 | 41651.073 | 675282.5324 | 13030.7077 | 596521.9122 | 65729.9126 |  | 1965 | CB RD2 | 8915.7017 | 7611.6567 | 6622.7659 | 2315.2283 | 1011.1833 | 22.2925 | 0 | 0 | 0 | 6600.4734 | 49.4126 | 25.2817 | 5.1665 | 44.246 | 20.1151 | 0 | 0 | 0 | 0 | 5.1665 | 822.7606 | 701.0105 | 599.5733 | 223.1873 | 101.4371 | 0 | 0 | 0 | 0 | 599.5733 | 8043.5285 | 6885.3645 | 6018.026 | 2047.795 | 889.631 | 22.2925 | 0 | 0 | 0 | 5995.7335 | 0.01714 | 0.0074426 | 0.000188 | 0 | 0 | 0 | 0.0096194 | 5000000 | no RA
CB RE1 | 1076.1249 | 309.5789 | 0 | 766.546 | 28.77% | 0% | 71.23% | 175.3526 | 306.2194 | 0.11115 | 174.6815 | 0.5599 | 0.25748 | 304.6632 | 1.2987 | RE1 | 0.0036542 | 0.0022072 | 0.0011302 | 294489.8821 | 0.8575 | 1004.3373 | 70.9302 | 234.6607 | 274844.6327 | 19410.5886 | 408106.3513 | 258.682 | 406544.5853 | 1303.084 | 681211.728 | 572.79 | 677749.8314 | 2889.1066 |  | 1966 | CB RE1 | 1076.1249 | 900.7723 | 769.9055 | 309.5789 | 134.2263 | 3.3595 | 0 | 0 | 0 | 766.546 | 0.8575 | 0.74635 | 0.60002 | 0.25748 | 0.14633 | 0 | 0 | 0 | 0 | 0.60002 | 70.9302 | 70.3703 | 69.6315 | 1.2987 | 0.73881 | 0 | 0 | 0 | 0 | 69.6315 | 1004.3373 | 829.6557 | 699.674 | 308.0227 | 133.3412 | 3.3595 | 0 | 0 | 0 | 696.3146 | 0.002552 | 0.001105 | 2.8e-05 | 0 | 0 | 0 | 0.0011022 | 5000000 | no RA
CB RI1 | 4379.2892 | 1841.0808 | 0 | 2538.2084 | 42.04% | 0% | 57.96% | 1010.2392 | 1824.3266 | 29.4277 | 831.9857 | 148.8258 | 60.3498 | 1458.9816 | 304.9953 | RI1 | 0.010279 | 0.0065546 | 0.0037182 | 426034.0538 | 62.3722 | 3781.1771 | 535.7399 | 6067.8067 | 367847.4147 | 52118.8325 | 513997.8112 | 14972.4456 | 423304.5462 | 75720.8195 | 687150.3969 | 22731.3498 | 549539.6104 | 114879.4367 |  | 1967 | CB RI1 | 4379.2892 | 3369.0501 | 2554.9626 | 1841.0808 | 830.8416 | 16.7542 | 0 | 0 | 0 | 2538.2084 | 62.3722 | 32.9445 | 2.0224 | 60.3854 | 30.9578 | 0.035584 | 0 | 0 | 0 | 1.9868 | 535.7399 | 386.9141 | 230.7446 | 305.1743 | 156.3485 | 0.17903 | 0 | 0 | 0 | 230.5656 | 3781.1771 | 2949.1914 | 2322.1956 | 1475.5211 | 643.5354 | 16.5395 | 0 | 0 | 0 | 2305.656 | 0.0066346 | 0.00291 | 7.36e-05 | 0 | 0 | 0 | 0.0036446 | 5000000 | no RA
CB RS1 | 1335.8965 | 289.017 | 0 | 1046.8795 | 21.63% | 0% | 78.37% | 154.8675 | 282.6738 | 13.4242 | 73.8672 | 67.5761 | 25.5067 | 128.8681 | 128.299 | RS1 | 0.0049182 | 0.002972 | 0.0015228 | 271623.0506 | 27.1433 | 1081.2497 | 227.5035 | 5518.9567 | 219846.621 | 46257.473 | 397385.2521 | 34446.1376 | 189540.9851 | 173398.1294 | 691635.5862 | 62408.7331 | 315309.6691 | 313917.184 |  | 1968 | CB RS1 | 1335.8965 | 1181.029 | 1053.2227 | 289.017 | 134.1495 | 6.3432 | 0 | 0 | 0 | 1046.8795 | 27.1433 | 13.7191 | 1.6367 | 26.3239 | 12.8997 | 0.81722 | 0 | 0 | 0 | 0.81945 | 227.5035 | 159.9274 | 99.2045 | 132.4071 | 64.8311 | 4.1081 | 0 | 0 | 0 | 95.0964 | 1081.2497 | 1007.3824 | 952.3815 | 130.286 | 56.4188 | 1.4179 | 0 | 0 | 0 | 950.9637 | 0.0034328 | 0.0014866 | 3.74e-05 | 0 | 0 | 0 | 0.0014854 | 5000000 | no RA
CB RV1 | 5462.0555 | 1171.5917 | 0 | 4290.4638 | 21.45% | 0% | 78.55% | 664.2801 | 1158.5878 | 0 | 664.2801 | 0 | 0 | 1158.5878 | 0 | RV1 | 0.019991 | 0.012231 | 0.0064542 | 273225.7248 | 3.3584 | 5068.9602 | 389.7369 | 167.9941 | 253562.1149 | 19495.6157 | 392269.9546 | 0 | 392269.9546 | 0 | 666770.1207 | 0 | 666770.1207 | 0 |  | 1969 | CB RV1 | 5462.0555 | 4797.7754 | 4303.4677 | 1171.5917 | 507.3116 | 13.0039 | 0 | 0 | 0 | 4290.4638 | 3.3584 | 3.3584 | 3.3584 | 0 | 0 | 0 | 0 | 0 | 0 | 3.3584 | 389.7369 | 389.7369 | 389.7369 | 0 | 0 | 0 | 0 | 0 | 0 | 389.7369 | 5068.9602 | 4404.6801 | 3910.3725 | 1171.5917 | 507.3116 | 13.0039 | 0 | 0 | 0 | 3897.3685 | 0.013688 | 0.0059276 | 0.000151 | 0 | 0 | 0 | 0.0063032 | 5000000 | no RA
CB RV2 | 704.9784 | 61.1607 | 0 | 643.8177 | 8.676% | 0% | 91.32% | 34.6875 | 60.5103 | 0 | 34.6875 | 0 | 0 | 60.5103 | 0 | RV2 | 0.0024738 | 0.001613 | 0.0009722 | 284977.9407 | 0.50395 | 645.9914 | 58.4831 | 203.7149 | 261133.24 | 23640.9858 | 415555.4219 | 0 | 415555.4219 | 0 | 662896.7066 | 0 | 662896.7066 | 0 |  | 1970 | CB RV2 | 704.9784 | 670.2909 | 644.4682 | 61.1607 | 26.4732 | 0.65045 | 0 | 0 | 0 | 643.8177 | 0.50395 | 0.50395 | 0.50395 | 0 | 0 | 0 | 0 | 0 | 0 | 0.50395 | 58.4831 | 58.4831 | 58.4831 | 0 | 0 | 0 | 0 | 0 | 0 | 58.4831 | 645.9914 | 611.3039 | 585.4812 | 61.1607 | 26.4732 | 0.65045 | 0 | 0 | 0 | 584.8307 | 0.0015178 | 0.000657 | 1.62e-05 | 0 | 0 | 0 | 0.000956 | 5000000 | no RA
CB S1 | 10507.6479 | 3725.3904 | 0 | 6782.2574 | 35.45% | 0% | 64.55% | 1981.6469 | 3682.5221 | 45.9616 | 1698.0887 | 237.5966 | 84.1333 | 3163.2455 | 435.1433 | S1 | 0.026358 | 0.017392 | 0.009942 | 398654.2077 | 90.1942 | 9362.3476 | 1055.1061 | 3421.9154 | 355202.1655 | 40030.1268 | 490236.7197 | 11370.3844 | 420087.6573 | 58778.6781 | 686494.2435 | 15684.0913 | 589690.9187 | 81119.2334 |  | 1971 | CB S1 | 10507.6479 | 8526.0009 | 6825.1258 | 3725.3904 | 1743.7435 | 42.8683 | 0 | 0 | 0 | 6782.2574 | 90.1942 | 44.2325 | 6.0609 | 84.8853 | 38.9237 | 0.75205 | 0 | 0 | 0 | 5.3088 | 1055.1061 | 817.5095 | 619.9628 | 439.0198 | 201.4232 | 3.8765 | 0 | 0 | 0 | 616.0862 | 9362.3476 | 7664.259 | 6199.1021 | 3201.4853 | 1503.3966 | 38.2397 | 0 | 0 | 0 | 6160.8624 | 0.01661 | 0.0076436 | 0.000194 | 0 | 0 | 0 | 0.009748 | 5000000 | no RA
CB S2 | 5614.1439 | 1786.1763 | 0 | 3827.9676 | 31.82% | 0% | 68.18% | 988.7548 | 1766.1086 | 2.0738 | 976.1098 | 10.5711 | 3.6979 | 1743.522 | 18.8887 | S2 | 0.015094 | 0.0099312 | 0.0056626 | 371955.2619 | 6.7194 | 5240.6799 | 366.7446 | 445.1845 | 347212.0546 | 24298.0227 | 465743.2274 | 976.8646 | 459786.9417 | 4979.4212 | 679552.7399 | 1422.8552 | 670861.9991 | 7267.8856 |  | 1972 | CB S2 | 5614.1439 | 4625.3891 | 3848.0353 | 1786.1763 | 797.4215 | 20.0677 | 0 | 0 | 0 | 3827.9676 | 6.7194 | 4.6456 | 3.0215 | 3.7231 | 1.6492 | 0.025188 | 0 | 0 | 0 | 2.9964 | 366.7446 | 356.1735 | 347.8559 | 19.02 | 8.4489 | 0.13126 | 0 | 0 | 0 | 347.7247 | 5240.6799 | 4264.57 | 3497.1579 | 1763.4333 | 787.3234 | 19.9113 | 0 | 0 | 0 | 3477.2466 | 0.0095414 | 0.004379 | 0.0001104 | 0 | 0 | 0 | 0.0055522 | 5000000 | no RA
CB SC1 | 239549.748 | 4245.7719 | 229473.5846 | 5830.3916 | 1.772% | 95.79% | 2.434% | 104821.2071 | 218337.0359 | 126.4569 | 95342.3142 | 9352.4361 | 259.6659 | 198576.6587 | 19500.7113 | SC1 | 0.040226 | 0.024759 | 0.010378 | 5955067.7917 | 282.0436 | 217845.4243 | 21422.2801 | 7011.4392 | 5415510.8942 | 532545.4583 | 5441510.734 | 6564.6684 | 4949439.5276 | 485506.5381 | 2044086.5078 | 2431.0103 | 1859088.4829 | 182567.0147 |  | 1973 | CB SC1 | 239549.748 | 134728.5409 | 21212.7121 | 4245.7719 | 2012.9671 | 53.9841 | 229473.5846 | 126885.1822 | 15328.3365 | 5830.3916 | 282.0436 | 155.5867 | 22.3777 | 18.4035 | 7.7692 | 0.50817 | 259.0763 | 143.2537 | 17.3057 | 4.5638 | 21422.2801 | 12069.844 | 1921.5688 | 92.6556 | 39.0639 | 2.5531 | 20800.0038 | 11501.1594 | 1389.395 | 529.6207 | 217845.4243 | 122503.1102 | 19268.7657 | 4134.7127 | 1966.134 | 50.9228 | 208414.5045 | 115240.7691 | 13921.6358 | 5296.2071 | 0.013926 | 0.0061622 | 0.000158 | 0.017868 | 0.010164 | 0.0017868 | 0.0084328 | 5000000 | no RA
CB SC2 | 255554.2319 | 5630.0596 | 245187.2672 | 4736.9052 | 2.203% | 95.94% | 1.854% | 112633.1801 | 234380.3808 | 121.6474 | 101936.1733 | 10575.3594 | 253.4234 | 212058.8403 | 22068.1171 | SC2 | 0.037006 | 0.022431 | 0.0087338 | 6905713.9597 | 275.2197 | 231202.0037 | 24077.0085 | 7437.1249 | 6247655.8989 | 650620.9358 | 6371529.4687 | 6881.4513 | 5766412.0973 | 598235.9201 | 2424357.2289 | 2621.3327 | 2193470.207 | 228265.6892 |  | 1974 | CB SC2 | 255554.2319 | 142921.0518 | 21173.8512 | 5630.0596 | 2638.0619 | 66.734 | 245187.2672 | 135546.0847 | 16370.2119 | 4736.9052 | 275.2197 | 153.5724 | 21.7963 | 2.1042 | 0.92877 | 0.10115 | 269.4077 | 148.9358 | 17.9873 | 3.7078 | 24077.0085 | 13501.6491 | 2008.8914 | 10.6103 | 4.6854 | 0.50863 | 23636.1075 | 13066.673 | 1578.0921 | 430.2907 | 231202.0037 | 129265.8304 | 19143.1635 | 5617.3451 | 2632.4477 | 66.1243 | 221281.752 | 122330.476 | 14774.1325 | 4302.9067 | 0.012279 | 0.0054338 | 0.0001376 | 0.017923 | 0.010193 | 0.0017922 | 0.006804 | 5000000 | no RA
CB SE4 | 12774.0311 | 246.3231 | 11826.1133 | 701.5947 | 1.928% | 92.58% | 5.492% | 5429.8366 | 11280.7393 | 13.6159 | 4925.5768 | 490.6439 | 24.7312 | 10250.134 | 1005.874 | SE4 | 0.021339 | 0.012314 | 0.0028974 | 598629.3077 | 26.2728 | 11610.1107 | 1137.6477 | 1231.2199 | 544084.5154 | 53313.5724 | 596429.5152 | 1495.6119 | 541040.1067 | 53893.7966 | 515390.2857 | 1129.9114 | 468304.3706 | 45956.0036 |  | 1975 | CB SE4 | 12774.0311 | 7344.1945 | 1493.2918 | 246.3231 | 102.5972 | 2.4036 | 11826.1133 | 6540.0026 | 789.2935 | 701.5947 | 26.2728 | 12.6568 | 1.5415 | 11.9573 | 4.4947 | 0.073566 | 13.7663 | 7.6129 | 0.91878 | 0.54917 | 1137.6477 | 647.0037 | 131.7736 | 59.9506 | 22.5355 | 0.36856 | 1013.9656 | 560.7369 | 67.6737 | 63.7314 | 11610.1107 | 6684.5339 | 1359.9766 | 174.4152 | 75.567 | 1.9615 | 10798.3814 | 5971.6528 | 720.701 | 637.3141 | 0.002064 | 0.000894 | 2.32e-05 | 0.018223 | 0.010368 | 0.0018222 | 0.001052 | 5000000 | no RA
CB SHC1 | 125842.2314 | 0 | 125842.2314 | 0 | 0% | 100% | 0% | 20043.6038 | 41845.0692 | 26.6966 | 18162.2393 | 1854.6679 | 55.7346 | 37917.341 | 3871.9936 | SHC1 | 0.018125 | 0.018125 | 0.018125 | 6942866.4405 | 167.6127 | 114030.2284 | 11644.3903 | 9247.3929 | 6291184.1054 | 642434.9421 | 5837036.8398 | 7774.5084 | 5289151.6356 | 540110.6959 | 4634223.9163 | 6172.4491 | 4199239.0453 | 428812.4219 |  | 1976 | CB SHC1 | 125842.2314 | 105798.6275 | 83997.1622 | 0 | 0 | 0 | 125842.2314 | 105798.6275 | 83997.1622 | 0 | 167.6127 | 140.9161 | 111.8781 | 0 | 0 | 0 | 167.6127 | 140.9161 | 111.8781 | 0 | 11644.3903 | 9789.7224 | 7772.3967 | 0 | 0 | 0 | 11644.3903 | 9789.7224 | 7772.3967 | 0 | 114030.2284 | 95867.9891 | 76112.8874 | 0 | 0 | 0 | 114030.2284 | 95867.9891 | 76112.8874 | 0 | 0 | 0 | 0 | 0.018125 | 0.018125 | 0.018125 | 0 | 5000000 | no RA
CB SK1 | 40.347 | 4.6342 | 0 | 35.7128 | 11.49% | 0% | 88.51% | 1.9729 | 4.6331 | 0.31386 | 0.062446 | 1.5966 | 0.74406 | 0.10901 | 3.78 | SK1 | 0.0001128 | 7.82e-05 | 5.24e-05 | 357686.4355 | 0.77201 | 32.5509 | 7.0241 | 6844.077 | 288571.7467 | 62270.6119 | 490718.3285 | 78066.836 | 15532.5204 | 397118.9721 | 681563.3098 | 109456.0826 | 16036.123 | 556071.1042 |  | 1977 | CB SK1 | 40.347 | 38.3742 | 35.7139 | 4.6342 | 2.6613 | 0.0010829 | 0 | 0 | 0 | 35.7128 | 0.77201 | 0.45816 | 0.027954 | 0.74406 | 0.4302 | 0 | 0 | 0 | 0 | 0.027954 | 7.0241 | 5.4276 | 3.2441 | 3.78 | 2.1835 | 0 | 0 | 0 | 0 | 3.2441 | 32.5509 | 32.4884 | 32.4419 | 0.11009 | 0.047647 | 0.0010829 | 0 | 0 | 0 | 32.4408 | 6.1e-05 | 2.64e-05 | 6e-07 | 0 | 0 | 0 | 5.18e-05 | 5000000 | no RA
CB SL1 | 677976.2842 | 471503.3315 | 201333.5852 | 5139.3674 | 69.55% | 29.7% | 0.758% | 327295.1291 | 649352.3179 | 45299.5976 | 80788.8499 | 201206.6816 | 88203.3763 | 168334.0236 | 392814.9179 | SL1 | 0.19527 | 0.11226 | 0.024251 | 3471930.0723 | 89104.168 | 190278.5546 | 398593.5616 | 456304.2214 | 974420.2728 | 2041205.5781 | 3123735.3858 | 432343.6053 | 771056.3546 | 1920335.4259 | 1180330.806 | 160327.698 | 305981.5577 | 714021.5503 |  | 1978 | CB SL1 | 677976.2842 | 350681.1551 | 28623.9663 | 471503.3315 | 231716.9728 | 4646.0064 | 201333.5852 | 113824.8149 | 18838.5925 | 5139.3674 | 89104.168 | 43804.5704 | 900.7917 | 88854.6042 | 43661.7299 | 873.7938 | 245.5409 | 138.8176 | 22.975 | 4.0229 | 398593.5616 | 197386.88 | 5778.6436 | 381530.8923 | 187537.5119 | 3758.939 | 16595.8198 | 9382.5186 | 1552.8551 | 466.8495 | 190278.5546 | 109489.7047 | 21944.531 | 1117.835 | 517.7311 | 13.2736 | 184492.2245 | 104303.4786 | 17262.7624 | 4668.495 | 0.021049 | 0.010075 | 0.0002566 | 0.16692 | 0.094887 | 0.016692 | 0.007302 | 5000000 | no RA
CB SLD1 | 472.3942 | 115.8198 | 0 | 356.5744 | 24.52% | 0% | 75.48% | 81.7704 | 115.0065 | 7.0161 | 42.5814 | 32.1729 | 7.2877 | 74.3069 | 33.412 | SLD1 | 0.001298 | 0.0008536 | 0.0005226 | 363940.0422 | 7.5668 | 399.0249 | 65.8024 | 5829.5937 | 307415.1939 | 50695.2546 | 457619.2381 | 39265.0851 | 238302.0626 | 180052.0904 | 683864.6154 | 43334.9517 | 441851.7526 | 198677.911 |  | 1979 | CB SLD1 | 472.3942 | 390.6238 | 357.3876 | 115.8198 | 34.0494 | 0.81324 | 0 | 0 | 0 | 356.5744 | 7.5668 | 0.55067 | 0.27911 | 7.2877 | 0.27156 | 0 | 0 | 0 | 0 | 0.27911 | 65.8024 | 33.6296 | 32.3905 | 33.412 | 1.2391 | 0 | 0 | 0 | 0 | 32.3905 | 399.0249 | 356.4436 | 324.7181 | 75.1201 | 32.5387 | 0.81324 | 0 | 0 | 0 | 323.9048 | 0.000784 | 0.0003396 | 8.6e-06 | 0 | 0 | 0 | 0.000514 | 5000000 | no RA
CB SO1 | 4151.9251 | 2935.9886 | 0 | 1215.9366 | 70.71% | 0% | 29.29% | 1555.0093 | 2902.8347 | 219.1563 | 228.6227 | 1107.2303 | 405.9384 | 446.2076 | 2050.6887 | SO1 | 0.0053988 | 0.0034106 | 0.0018308 | 769045.921 | 411.4237 | 1556.4142 | 2184.0872 | 76206.5039 | 288288.9156 | 404550.5015 | 761424.916 | 107311.9621 | 111947.2432 | 542165.7107 | 682264.8157 | 95409.3171 | 104873.943 | 481981.5556 |  | 1980 | CB SO1 | 4151.9251 | 2596.9158 | 1249.0904 | 2935.9886 | 1380.9793 | 33.1539 | 0 | 0 | 0 | 1215.9366 | 411.4237 | 192.2673 | 5.4853 | 410.4719 | 191.3156 | 4.5335 | 0 | 0 | 0 | 0.95178 | 2184.0872 | 1076.857 | 133.3985 | 2073.6341 | 966.4038 | 22.9453 | 0 | 0 | 0 | 110.4532 | 1556.4142 | 1327.7915 | 1110.2066 | 451.8826 | 223.2599 | 5.675 | 0 | 0 | 0 | 1104.5316 | 0.0036092 | 0.001621 | 4.12e-05 | 0 | 0 | 0 | 0.0017896 | 5000000 | no RA
CB SR1 | 11113.0361 | 3834.6468 | 0 | 7278.3892 | 34.51% | 0% | 65.49% | 2168.0699 | 3809.1794 | 341.3218 | 1127.8206 | 698.9274 | 604.2949 | 1967.1049 | 1237.7795 | SR1 | 0.032342 | 0.019949 | 0.010725 | 343612.1694 | 611.1784 | 8600.4849 | 1901.3728 | 18897.4766 | 265924.7437 | 58789.949 | 448396.204 | 70591.5544 | 233253.7736 | 144550.876 | 680999.5794 | 108034.9754 | 351676.1769 | 221288.4271 |  | 1981 | CB SR1 | 11113.0361 | 8944.9662 | 7303.8567 | 3834.6468 | 1666.5769 | 25.4674 | 0 | 0 | 0 | 7278.3892 | 611.1784 | 269.8566 | 6.8835 | 605.4812 | 264.1594 | 1.1863 | 0 | 0 | 0 | 5.6972 | 1901.3728 | 1202.4454 | 663.5933 | 1240.2189 | 541.2915 | 2.4395 | 0 | 0 | 0 | 661.1538 | 8600.4849 | 7472.6643 | 6633.3799 | 1988.9466 | 861.126 | 21.8417 | 0 | 0 | 0 | 6611.5382 | 0.021858 | 0.0094652 | 0.0002416 | 0 | 0 | 0 | 0.010484 | 5000000 | no RA
CB SR4 | 4765.2385 | 1606.6315 | 0 | 3158.607 | 33.72% | 0% | 66.28% | 866.758 | 1588.3647 | 9.6843 | 808.1999 | 48.8737 | 13.1623 | 1508.7796 | 66.4228 | SR4 | 0.013512 | 0.0085388 | 0.0046604 | 352656.7087 | 15.6799 | 4395.9878 | 353.5708 | 1160.4104 | 325329.9024 | 26166.3959 | 456560.7039 | 5101.1824 | 425715.5178 | 25744.0037 | 681674.0617 | 5648.8459 | 647518.7367 | 28506.4791 |  | 1982 | CB SR4 | 4765.2385 | 3898.4805 | 3176.8738 | 1606.6315 | 739.8736 | 18.2668 | 0 | 0 | 0 | 3158.607 | 15.6799 | 5.9956 | 2.5176 | 13.2075 | 3.5232 | 0.045179 | 0 | 0 | 0 | 2.4724 | 353.5708 | 304.6971 | 287.148 | 66.6495 | 17.7758 | 0.2267 | 0 | 0 | 0 | 286.9213 | 4395.9878 | 3587.7879 | 2887.2082 | 1526.7745 | 718.5746 | 17.9949 | 0 | 0 | 0 | 2869.2132 | 0.008952 | 0.0039784 | 0.0001 | 0 | 0 | 0 | 0.0045604 | 5000000 | no RA
CB SSC1 | 91840.3784 | 1638.7068 | 87112.7133 | 3088.9584 | 1.784% | 94.85% | 3.363% | 39894.6469 | 82921.3288 | 93.3827 | 36129.5115 | 3671.7526 | 187.1324 | 75116.6636 | 7617.5327 | SSC1 | 0.031528 | 0.018721 | 0.0063508 | 2912996.7336 | 197.1478 | 83229.4676 | 8413.763 | 6253.142 | 2639875.5252 | 266868.0664 | 2774730.5995 | 6494.9045 | 2512859.9714 | 255375.7236 | 1404397.8158 | 3169.3704 | 1272214.0353 | 129014.4101 |  | 1983 | CB SSC1 | 91840.3784 | 51945.7316 | 8919.0496 | 1638.7068 | 735.0564 | 14.7357 | 87112.7133 | 48121.7168 | 5815.3556 | 3088.9584 | 197.1478 | 103.7651 | 10.0154 | 87.1143 | 41.8995 | 0.41341 | 107.6156 | 59.4477 | 7.1841 | 2.4179 | 8413.763 | 4742.0104 | 796.2303 | 440.3547 | 211.8478 | 2.089 | 7692.8137 | 4249.568 | 513.5467 | 280.5946 | 83229.4676 | 47099.9561 | 8112.804 | 1111.2377 | 481.3091 | 12.2333 | 79312.284 | 43812.7011 | 5294.6248 | 2805.9459 | 0.0088722 | 0.003933 | 0.0001006 | 0.018228 | 0.010361 | 0.0018228 | 0.0044274 | 5000000 | no RA
CB SW1 | 1508.2511 | 674.3316 | 0 | 833.9195 | 44.71% | 0% | 55.29% | 364.8588 | 660.509 | 31.4083 | 174.5917 | 158.8588 | 58.769 | 304.5203 | 297.2198 | SW1 | 0.0038896 | 0.0023718 | 0.0012418 | 387765.092 | 61.1409 | 1065.4657 | 381.6445 | 15719.0752 | 273926.8009 | 98119.2158 | 482077.8799 | 41498.9832 | 230683.1582 | 209895.7385 | 682672.0055 | 60740.9123 | 314738.298 | 307192.7952 |  | 1984 | CB SW1 | 1508.2511 | 1143.3923 | 847.7421 | 674.3316 | 309.4729 | 13.8226 | 0 | 0 | 0 | 833.9195 | 61.1409 | 29.7326 | 2.372 | 60.4882 | 29.0798 | 1.7192 | 0 | 0 | 0 | 0.65275 | 381.6445 | 222.7857 | 84.4247 | 305.893 | 147.0342 | 8.6732 | 0 | 0 | 0 | 75.7515 | 1065.4657 | 890.874 | 760.9454 | 307.9505 | 133.3588 | 3.4302 | 0 | 0 | 0 | 757.5152 | 0.0026774 | 0.0011596 | 2.96e-05 | 0 | 0 | 0 | 0.0012122 | 5000000 | no RA
CB SW2 | 6009.5282 | 1819.4385 | 0 | 4190.0897 | 30.28% | 0% | 69.72% | 1029.7986 | 1799.6521 | 1.5541 | 1020.3679 | 7.8767 | 2.64 | 1783.6456 | 13.3665 | SW2 | 0.016864 | 0.010792 | 0.006182 | 356360.931 | 5.9198 | 5609.6228 | 393.9856 | 351.0394 | 332646.8143 | 23363.0773 | 461436.4195 | 696.3607 | 457210.6369 | 3529.4219 | 680989.3446 | 998.9718 | 674932.4798 | 5057.8929 |  | 1985 | CB SW2 | 6009.5282 | 4979.7296 | 4209.8761 | 1819.4385 | 789.6398 | 19.7864 | 0 | 0 | 0 | 4190.0897 | 5.9198 | 4.3657 | 3.2798 | 2.64 | 1.0859 | 0 | 0 | 0 | 0 | 3.2798 | 393.9856 | 386.1089 | 380.6191 | 13.3665 | 5.4898 | 0 | 0 | 0 | 0 | 380.6191 | 5609.6228 | 4589.255 | 3825.9772 | 1803.432 | 783.0641 | 19.7864 | 0 | 0 | 0 | 3806.1909 | 0.010801 | 0.004729 | 0.0001192 | 0 | 0 | 0 | 0.0060628 | 5000000 | no RA
CB SW3 | 13469.2495 | 8185.8751 | 0 | 5283.3744 | 60.77% | 0% | 39.23% | 3933.4958 | 8072.7357 | 323.3288 | 1974.044 | 1636.123 | 637.3079 | 4209.9295 | 3225.4982 | SW3 | 0.021128 | 0.01383 | 0.0078508 | 637507.0742 | 650.285 | 9068.8515 | 3750.1129 | 30778.3514 | 429233.7905 | 177494.9323 | 689477.79 | 56674.2755 | 346017.7859 | 286785.7286 | 687383.9341 | 54266.0173 | 358470.5417 | 274647.375 |  | 1986 | CB SW3 | 13469.2495 | 9535.7536 | 5396.5138 | 8185.8751 | 4252.3793 | 113.1394 | 0 | 0 | 0 | 5283.3744 | 650.285 | 326.9562 | 12.9771 | 646.1494 | 322.8206 | 8.8415 | 0 | 0 | 0 | 4.1356 | 3750.1129 | 2113.9899 | 524.6147 | 3270.1821 | 1634.0591 | 44.6839 | 0 | 0 | 0 | 479.9308 | 9068.8515 | 7094.8075 | 4858.922 | 4269.5435 | 2295.4995 | 59.614 | 0 | 0 | 0 | 4799.308 | 0.013456 | 0.0061588 | 0.0001792 | 0 | 0 | 0 | 0.0076716 | 5000000 | no RA
CB SW4 | 2587.6367 | 808.9731 | 0 | 1778.6637 | 31.26% | 0% | 68.74% | 411.7206 | 792.8301 | 23.4908 | 269.3563 | 118.8735 | 36.3365 | 572.6165 | 183.8771 | SW4 | 0.0083328 | 0.0052832 | 0.00268 | 310536.2828 | 39.1013 | 2196.1744 | 352.361 | 4692.4562 | 263557.7972 | 42286.0294 | 411855.7156 | 23498.4971 | 269444.6753 | 118912.5432 | 669703.9693 | 30693.4402 | 483689.4148 | 155321.1143 |  | 1987 | CB SW4 | 2587.6367 | 2175.9161 | 1794.8066 | 808.9731 | 397.2525 | 16.143 | 0 | 0 | 0 | 1778.6637 | 39.1013 | 15.6105 | 2.7648 | 37.709 | 14.2183 | 1.3726 | 0 | 0 | 0 | 1.3923 | 352.361 | 233.4875 | 168.4839 | 190.7909 | 71.9174 | 6.9138 | 0 | 0 | 0 | 161.5701 | 2196.1744 | 1926.8181 | 1623.5579 | 580.4731 | 311.1168 | 7.8567 | 0 | 0 | 0 | 1615.7013 | 0.0057204 | 0.0026708 | 6.76e-05 | 0 | 0 | 0 | 0.0026124 | 5000000 | no RA
CB TM1 | 3456.3147 | 3382.3496 | 0 | 73.9651 | 97.86% | 0% | 2.14% | 2700.5939 | 3382.328 | 435.0874 | 1.1045 | 2264.402 | 545.016 | 1.9167 | 2835.3953 | TM1 | 0.0001408 | 0.0001204 | 0.0001054 | 24547689.9701 | 545.0739 | 69.1267 | 2842.1141 | 3871263.5911 | 490956.9582 | 20185469.4208 | 6276750.9344 | 1011235.0684 | 2567.1788 | 5262948.6873 | 701961.8305 | 113111.5742 | 397.7877 | 588452.4686 |  | 1988 | CB TM1 | 3456.3147 | 755.7208 | 73.9868 | 3382.3496 | 681.7557 | 0.021658 | 0 | 0 | 0 | 73.9651 | 545.0739 | 109.9865 | 0.057896 | 545.016 | 109.9286 | 0 | 0 | 0 | 0 | 0.057896 | 2842.1141 | 577.7121 | 6.7188 | 2835.3953 | 570.9933 | 0 | 0 | 0 | 0 | 6.7188 | 69.1267 | 68.0222 | 67.21 | 1.9384 | 0.83382 | 0.021658 | 0 | 0 | 0 | 67.1884 | 3.58e-05 | 1.54e-05 | 4e-07 | 0 | 0 | 0 | 0.000105 | 5000000 | no RA
CB TR1 | 12357.7303 | 11800.0069 | 0 | 557.7234 | 95.49% | 0% | 4.513% | 7089.9679 | 11792.714 | 1170.9345 | 17.6167 | 5901.4168 | 1947.4614 | 30.7321 | 9814.5205 | TR1 | 0.0027118 | 0.0016306 | 0.000826 | 4557021.2599 | 1949.0486 | 537.7034 | 9870.9783 | 718728.7356 | 198282.8346 | 3640009.6897 | 3230566.8586 | 533540.0904 | 8027.0849 | 2688999.6832 | 684039.0021 | 112962.9293 | 1782.6243 | 569293.4485 |  | 1989 | CB TR1 | 12357.7303 | 5267.7623 | 565.0162 | 11800.0069 | 4710.0389 | 7.2928 | 0 | 0 | 0 | 557.7234 | 1949.0486 | 778.1141 | 1.5872 | 1948.612 | 777.6775 | 1.1507 | 0 | 0 | 0 | 0.43656 | 9870.9783 | 3969.5615 | 56.4577 | 9820.3158 | 3918.899 | 5.7953 | 0 | 0 | 0 | 50.6624 | 537.7034 | 520.0867 | 506.9713 | 31.079 | 13.4624 | 0.34688 | 0 | 0 | 0 | 506.6244 | 0.0019072 | 0.000826 | 2.14e-05 | 0 | 0 | 0 | 0.0008046 | 5000000 | no RA
CB TY1 | 343.0944 | 125.2536 | 0 | 217.8407 | 36.51% | 0% | 63.49% | 69.1895 | 124.1963 | 4.4108 | 42.6034 | 22.1753 | 8.277 | 74.2975 | 41.6218 | TY1 | 0.0008392 | 0.00053 | 0.0002998 | 408835.0242 | 8.4895 | 272.9823 | 61.6226 | 10116.1664 | 325288.7035 | 73430.1543 | 516801.6082 | 32945.6505 | 318220.2337 | 165635.724 | 730146.8874 | 48660.2124 | 436792.9379 | 244693.7371 |  | 1990 | CB TY1 | 343.0944 | 273.9049 | 218.898 | 125.2536 | 56.0641 | 1.0573 | 0 | 0 | 0 | 217.8407 | 8.4895 | 4.0787 | 0.2125 | 8.319 | 3.9082 | 0.041981 | 0 | 0 | 0 | 0.17052 | 61.6226 | 39.4472 | 20.0007 | 41.8344 | 19.659 | 0.21254 | 0 | 0 | 0 | 19.7882 | 272.9823 | 230.3789 | 198.6848 | 75.1003 | 32.4969 | 0.80278 | 0 | 0 | 0 | 197.882 | 0.0005452 | 0.000236 | 5.8e-06 | 0 | 0 | 0 | 0.000294 | 5000000 | no RA
CB UP2 | 9433.0837 | 4890.594 | 0 | 4542.4897 | 51.85% | 0% | 48.15% | 2603.0591 | 4832.4625 | 0 | 2603.0591 | 0 | 0 | 4832.4625 | 0 | UP2 | 0.018016 | 0.011711 | 0.0067454 | 523583.1629 | 3.5556 | 9016.8977 | 412.6304 | 197.356 | 500482.7647 | 22903.0422 | 583204.5074 | 0 | 583204.5074 | 0 | 682038.3139 | 0 | 682038.3139 | 0 |  | 1991 | CB UP2 | 9433.0837 | 6830.0246 | 4600.6212 | 4890.594 | 2287.5349 | 58.1315 | 0 | 0 | 0 | 4542.4897 | 3.5556 | 3.5556 | 3.5556 | 0 | 0 | 0 | 0 | 0 | 0 | 3.5556 | 412.6304 | 412.6304 | 412.6304 | 0 | 0 | 0 | 0 | 0 | 0 | 412.6304 | 9016.8977 | 6413.8386 | 4184.4352 | 4890.594 | 2287.5349 | 58.1315 | 0 | 0 | 0 | 4126.3037 | 0.0114 | 0.0050948 | 0.000129 | 0 | 0 | 0 | 0.0066164 | 5000000 | no RA
CB VDN1 | 83399.7169 | 3433.6195 | 75818.258 | 4147.8394 | 4.117% | 90.91% | 4.973% | 35737.2589 | 74163.2 | 168.0929 | 31840.3092 | 3728.8567 | 316.994 | 66137.5564 | 7708.6496 | VDN1 | 0.027823 | 0.016863 | 0.0071658 | 2997466.7707 | 327.2512 | 74479.2101 | 8593.2557 | 11761.7242 | 2676855.0971 | 308849.9493 | 2826485.4035 | 13294.59 | 2518272.8626 | 294917.9509 | 1288972.194 | 5509.4232 | 1149484.8004 | 133977.9704 |  | 1992 | CB VDN1 | 83399.7169 | 47662.4581 | 9236.5169 | 3433.6195 | 1502.4632 | 31.0755 | 75818.258 | 42012.1554 | 5057.602 | 4147.8394 | 327.2512 | 159.1582 | 10.2572 | 230.4269 | 104.0586 | 0.76816 | 93.5776 | 51.8529 | 6.2423 | 3.2467 | 8593.2557 | 4864.3989 | 884.6061 | 635.4828 | 286.8644 | 2.1203 | 7580.9918 | 4200.7534 | 505.7046 | 376.7812 | 74479.2101 | 42638.9009 | 8341.6537 | 2567.7099 | 1111.5402 | 28.187 | 68143.6887 | 37759.5491 | 4545.6552 | 3767.8115 | 0.011542 | 0.0049972 | 0.0001272 | 0.01027 | 0.005854 | 0.001027 | 0.0060116 | 5000000 | no RA
CB VO1 | 1079.6787 | 238.9728 | 0 | 840.7059 | 22.13% | 0% | 77.87% | 135.4961 | 236.335 | 0 | 135.4961 | 0 | 0 | 236.335 | 0 | VO1 | 0.003819 | 0.002343 | 0.0012448 | 282712.4228 | 0.65806 | 1002.6527 | 76.368 | 172.3133 | 262543.2557 | 19996.8538 | 402980.2223 | 0 | 402980.2223 | 0 | 677493.4065 | 0 | 677493.4065 | 0 |  | 1993 | CB VO1 | 1079.6787 | 944.1827 | 843.3438 | 238.9728 | 103.4768 | 2.6379 | 0 | 0 | 0 | 840.7059 | 0.65806 | 0.65806 | 0.65806 | 0 | 0 | 0 | 0 | 0 | 0 | 0.65806 | 76.368 | 76.368 | 76.368 | 0 | 0 | 0 | 0 | 0 | 0 | 76.368 | 1002.6527 | 867.1566 | 766.3177 | 238.9728 | 103.4768 | 2.6379 | 0 | 0 | 0 | 763.6798 | 0.0026026 | 0.0011266 | 2.84e-05 | 0 | 0 | 0 | 0.0012164 | 5000000 | no RA
CB VS1 | 11332.7212 | 5029.1073 | 0 | 6303.6139 | 44.38% | 0% | 55.62% | 2886.0198 | 4978.6644 | 57.3288 | 2539.4756 | 289.2154 | 90.865 | 4429.5322 | 458.2672 | VS1 | 0.026595 | 0.016704 | 0.0093418 | 426128.6563 | 95.9959 | 10204.8526 | 1031.8727 | 3609.5997 | 383718.9732 | 38800.0834 | 505681.4907 | 10045.0182 | 444960.8428 | 50675.6297 | 680174.7822 | 12413.7851 | 605153.4831 | 62607.5139 |  | 1994 | CB VS1 | 11332.7212 | 8446.7013 | 6354.0568 | 5029.1073 | 2143.0875 | 50.4429 | 0 | 0 | 0 | 6303.6139 | 95.9959 | 38.667 | 5.1309 | 91.0617 | 33.7329 | 0.19671 | 0 | 0 | 0 | 4.9342 | 1031.8727 | 742.6573 | 573.6055 | 459.2655 | 170.0501 | 0.99824 | 0 | 0 | 0 | 572.6072 | 10204.8526 | 7665.377 | 5775.3204 | 4478.7801 | 1939.3045 | 49.2479 | 0 | 0 | 0 | 5726.0725 | 0.017444 | 0.007553 | 0.0001912 | 0 | 0 | 0 | 0.0091506 | 5000000 | no RA
CB VS2 | 9907.768 | 4583.6006 | 0 | 5324.1674 | 46.26% | 0% | 53.74% | 2635.3579 | 4540.2579 | 241.2198 | 1181.2333 | 1212.9048 | 411.2951 | 2061.1628 | 2067.7999 | VS2 | 0.020771 | 0.013402 | 0.0078792 | 476995.454 | 418.8247 | 6920.6325 | 2568.3108 | 20163.7207 | 333184.047 | 123647.6864 | 542628.0852 | 49667.8778 | 243219.4787 | 249740.7287 | 681225.2655 | 61711.1701 | 309259.1278 | 310254.9675 |  | 1995 | CB VS2 | 9907.768 | 7272.4101 | 5367.5101 | 4583.6006 | 1948.2427 | 43.3427 | 0 | 0 | 0 | 5324.1674 | 418.8247 | 177.6049 | 7.5296 | 414.6572 | 173.4374 | 3.3621 | 0 | 0 | 0 | 4.1675 | 2568.3108 | 1355.4061 | 500.5109 | 2084.6745 | 871.7697 | 16.8745 | 0 | 0 | 0 | 483.6364 | 6920.6325 | 5739.3992 | 4859.4697 | 2084.2689 | 903.0357 | 23.1061 | 0 | 0 | 0 | 4836.3635 | 0.013036 | 0.0056674 | 0.0001444 | 0 | 0 | 0 | 0.0077348 | 5000000 | no RA
CB VS3 | 12220.0485 | 8112.0145 | 0 | 4108.034 | 66.38% | 0% | 33.62% | 4303.7137 | 8014.473 | 665.2123 | 288.6857 | 3349.8157 | 1244.4013 | 503.6345 | 6266.4372 | VS3 | 0.016726 | 0.010568 | 0.0059834 | 730593.2322 | 1262.8543 | 4240.8182 | 6716.376 | 75501.5648 | 253543.4358 | 401548.2315 | 749071.2555 | 115781.7228 | 50246.4097 | 583043.123 | 702873.8662 | 109134.7064 | 44169.033 | 549570.1268 |  | 1996 | CB VS3 | 12220.0485 | 7916.3348 | 4205.5755 | 8112.0145 | 3808.3009 | 97.5415 | 0 | 0 | 0 | 4108.034 | 1262.8543 | 597.642 | 18.453 | 1259.6387 | 594.4264 | 15.2374 | 0 | 0 | 0 | 3.2156 | 6716.376 | 3366.5603 | 449.9388 | 6343.2107 | 2993.395 | 76.7735 | 0 | 0 | 0 | 373.1653 | 4240.8182 | 3952.1325 | 3737.1837 | 509.1651 | 220.4794 | 5.5306 | 0 | 0 | 0 | 3731.6531 | 0.010861 | 0.0047032 | 0.0001184 | 0 | 0 | 0 | 0.005865 | 5000000 | no RA
CB VS4 | 7441.0123 | 3246.5649 | 0 | 4194.4473 | 43.63% | 0% | 56.37% | 1711.5668 | 3185.0442 | 174.0003 | 658.3373 | 879.2293 | 335.7427 | 1153.1586 | 1696.143 | VS4 | 0.018085 | 0.01135 | 0.0062182 | 411455.7278 | 347.0594 | 4976.1835 | 2117.7693 | 19190.8809 | 275161.383 | 117103.464 | 504814.7439 | 51320.186 | 194171.9986 | 259322.5592 | 684437.3016 | 72148.0779 | 247803.3807 | 364485.843 |  | 1997 | CB VS4 | 7441.0123 | 5729.4454 | 4255.968 | 3246.5649 | 1534.9981 | 61.5207 | 0 | 0 | 0 | 4194.4473 | 347.0594 | 173.0591 | 11.3167 | 343.7762 | 169.7759 | 8.0335 | 0 | 0 | 0 | 3.2832 | 2117.7693 | 1238.54 | 421.6263 | 1736.7544 | 857.5251 | 40.6114 | 0 | 0 | 0 | 381.0149 | 4976.1835 | 4317.8463 | 3823.025 | 1166.0344 | 507.6971 | 12.8758 | 0 | 0 | 0 | 3810.1492 | 0.012 | 0.0052648 | 0.0001334 | 0 | 0 | 0 | 0.0060848 | 5000000 | no RA
CB WA1 | 23534.7366 | 19207.9877 | 0 | 4326.7489 | 81.62% | 0% | 18.38% | 9364.6538 | 18973.9424 | 927.2201 | 3740.9382 | 4696.4955 | 1828.5985 | 7886.7937 | 9258.5502 | WA1 | 0.024123 | 0.01451 | 0.0063746 | 975605.9145 | 1852.6757 | 11925.682 | 9756.3789 | 76800.5782 | 494365.6724 | 404439.6639 | 976587.0516 | 96694.5651 | 390121.3938 | 489771.0926 | 715463.5876 | 68952.2285 | 297392.7929 | 349118.5662 |  | 1998 | CB WA1 | 23534.7366 | 14170.0828 | 4560.7942 | 19207.9877 | 9843.3339 | 234.0453 | 0 | 0 | 0 | 4326.7489 | 1852.6757 | 925.4556 | 24.0773 | 1849.2889 | 922.0689 | 20.6905 | 0 | 0 | 0 | 3.3868 | 9756.3789 | 5059.8834 | 497.8287 | 9363.346 | 4666.8505 | 104.7957 | 0 | 0 | 0 | 393.0329 | 11925.682 | 8184.7438 | 4038.8883 | 7995.3528 | 4254.4146 | 108.5591 | 0 | 0 | 0 | 3930.3292 | 0.017961 | 0.008348 | 0.0002128 | 0 | 0 | 0 | 0.0061618 | 5000000 | no RA
CB WA2 | 8076.1469 | 4472.173 | 0 | 3603.9739 | 55.38% | 0% | 44.62% | 2425.9436 | 4428.3888 | 302.9662 | 582.7252 | 1540.2523 | 538.6729 | 1150.5676 | 2739.1483 | WA2 | 0.016911 | 0.010468 | 0.0052948 | 477556.3763 | 546.2481 | 4439.2018 | 3090.6969 | 32300.5859 | 262497.5952 | 182758.1953 | 539738.9586 | 67405.7907 | 129648.3039 | 342684.864 | 688932.1842 | 83802.2843 | 178995.8101 | 426134.0898 |  | 1999 | CB WA2 | 8076.1469 | 5650.2033 | 3647.7581 | 4472.173 | 2046.2294 | 43.7842 | 0 | 0 | 0 | 3603.9739 | 546.2481 | 243.282 | 7.5752 | 543.4271 | 240.4609 | 4.7542 | 0 | 0 | 0 | 2.821 | 3090.6969 | 1550.4447 | 351.5486 | 2763.3194 | 1223.0672 | 24.1711 | 0 | 0 | 0 | 327.3775 | 4439.2018 | 3856.4767 | 3288.6343 | 1165.4265 | 582.7013 | 14.8589 | 0 | 0 | 0 | 3273.7753 | 0.011751 | 0.005308 | 0.0001344 | 0 | 0 | 0 | 0.0051604 | 5000000 | no RA
CB WA3 | 25783.4707 | 17788.9865 | 0 | 7994.4843 | 68.99% | 0% | 31.01% | 6935.4715 | 17542.1037 | 220.1266 | 6001.0405 | 714.3044 | 535.1851 | 15270.6741 | 1736.2445 | WA3 | 0.039294 | 0.024888 | 0.011806 | 656174.8157 | 542.8231 | 22773.6727 | 2466.975 | 13814.5427 | 579577.1489 | 62783.1241 | 757312.7309 | 24036.5274 | 655278.3573 | 77997.8462 | 698089.6392 | 21297.7406 | 607697.8899 | 69094.0088 |  | 2000 | CB WA3 | 25783.4707 | 18847.9992 | 8241.367 | 17788.9865 | 10853.515 | 246.8828 | 0 | 0 | 0 | 7994.4843 | 542.8231 | 322.6966 | 7.638 | 536.5654 | 316.4388 | 1.3803 | 0 | 0 | 0 | 6.2577 | 2466.975 | 1752.6705 | 730.7305 | 1740.7725 | 1026.4681 | 4.5281 | 0 | 0 | 0 | 726.2024 | 22773.6727 | 16772.6322 | 7502.9985 | 15511.6485 | 9510.608 | 240.9744 | 0 | 0 | 0 | 7262.0242 | 0.027828 | 0.013422 | 0.00034 | 0 | 0 | 0 | 0.011466 | 5000000 | no RA
CB WA4 | 20443.1479 | 15306.8481 | 0 | 5136.2998 | 74.88% | 0% | 25.12% | 7696.171 | 15098.8442 | 329.011 | 5695.8261 | 1671.3339 | 691.4934 | 10894.9755 | 3512.3754 | WA4 | 0.022554 | 0.014215 | 0.007555 | 906408.9682 | 707.4803 | 15696.0574 | 4039.6102 | 31368.2855 | 695932.3119 | 179108.3708 | 896701.9511 | 38333.9708 | 663636.2921 | 194731.6883 | 707386.3162 | 32396.7144 | 510433.5451 | 164556.0567 |  | 2001 | CB WA4 | 20443.1479 | 12746.9769 | 5344.3036 | 15306.8481 | 7610.6771 | 208.0038 | 0 | 0 | 0 | 5136.2998 | 707.4803 | 378.4693 | 15.9869 | 703.4599 | 374.4489 | 11.9665 | 0 | 0 | 0 | 4.0205 | 4039.6102 | 2368.2763 | 527.2348 | 3573.0393 | 1901.7055 | 60.664 | 0 | 0 | 0 | 466.5708 | 15696.0574 | 10000.2313 | 4801.0818 | 11030.3489 | 5334.5228 | 135.3734 | 0 | 0 | 0 | 4665.7085 | 0.015173 | 0.0068342 | 0.0001738 | 0 | 0 | 0 | 0.0073812 | 5000000 | no RA
CB WA5 | 23735.6582 | 13303.446 | 0 | 10432.2122 | 56.05% | 0% | 43.95% | 5410.5035 | 13079.1968 | 840.4809 | 2706.926 | 1863.0966 | 2053.629 | 6473.8681 | 4551.6997 | WA5 | 0.046317 | 0.02985 | 0.015453 | 512463.2578 | 2100.9556 | 16048.5345 | 5586.1682 | 45360.5517 | 346494.8886 | 120607.8175 | 613916.2571 | 95367.2554 | 307148.1045 | 211400.8972 | 689622.5491 | 108281.0252 | 341345.5358 | 239995.9881 |  | 2002 | CB WA5 | 23735.6582 | 18325.1547 | 10656.4614 | 13303.446 | 7892.9425 | 224.2492 | 0 | 0 | 0 | 10432.2122 | 2100.9556 | 1260.4747 | 47.3266 | 2092.7898 | 1252.3089 | 39.1608 | 0 | 0 | 0 | 8.1658 | 5586.1682 | 3723.0716 | 1034.4684 | 4638.5276 | 2775.431 | 86.8279 | 0 | 0 | 0 | 947.6406 | 16048.5345 | 13341.6084 | 9574.6663 | 6572.1287 | 3865.2026 | 98.2605 | 0 | 0 | 0 | 9476.4058 | 0.031238 | 0.014771 | 0.0003738 | 0 | 0 | 0 | 0.015079 | 5000000 | no RA
CB WA6 | 31689.1582 | 22358.7076 | 0 | 9330.4506 | 70.56% | 0% | 29.44% | 10888.6305 | 22048.5043 | 1111.1371 | 7156.82 | 2620.6734 | 2147.4896 | 14837.3225 | 5063.6923 | WA6 | 0.043551 | 0.027162 | 0.013725 | 727636.65 | 2188.0778 | 23511.2432 | 5989.8372 | 50241.9652 | 539857.8944 | 137536.7904 | 765789.5053 | 78145.4716 | 503333.9703 | 184310.0634 | 702395.1118 | 68412.1768 | 472669.8305 | 161313.1046 |  | 2003 | CB WA6 | 31689.1582 | 20800.5277 | 9640.6539 | 22358.7076 | 11470.0771 | 310.2033 | 0 | 0 | 0 | 9330.4506 | 2188.0778 | 1076.9406 | 40.5882 | 2180.7743 | 1069.6372 | 33.2848 | 0 | 0 | 0 | 7.3034 | 5989.8372 | 3369.1639 | 926.145 | 5142.2784 | 2521.605 | 78.5862 | 0 | 0 | 0 | 847.5588 | 23511.2432 | 16354.4232 | 8673.9207 | 15035.6549 | 7878.8349 | 198.3324 | 0 | 0 | 0 | 8475.5883 | 0.030174 | 0.013785 | 0.0003486 | 0 | 0 | 0 | 0.013377 | 5000000 | no RA
CB WT1 | 960.6339 | 155.8145 | 0 | 804.8194 | 16.22% | 0% | 83.78% | 88.3193 | 154.1259 | 0 | 88.3193 | 0 | 0 | 154.1259 | 0 | WT1 | 0.0033416 | 0.0021242 | 0.001217 | 287477.2205 | 0.62997 | 886.8958 | 73.1081 | 188.5247 | 265410.5159 | 21878.1799 | 410655.5636 | 0 | 410655.5636 | 0 | 662701.6686 | 0 | 662701.6686 | 0 |  | 2004 | CB WT1 | 960.6339 | 872.3145 | 806.5079 | 155.8145 | 67.4952 | 1.6886 | 0 | 0 | 0 | 804.8194 | 0.62997 | 0.62997 | 0.62997 | 0 | 0 | 0 | 0 | 0 | 0 | 0.62997 | 73.1081 | 73.1081 | 73.1081 | 0 | 0 | 0 | 0 | 0 | 0 | 73.1081 | 886.8958 | 798.5764 | 732.7698 | 155.8145 | 67.4952 | 1.6886 | 0 | 0 | 0 | 731.0813 | 0.0021478 | 0.0009304 | 2.32e-05 | 0 | 0 | 0 | 0.0011938 | 5000000 | no RA
CB WY1 | 140.9957 | 2.2523 | 0 | 138.7434 | 1.597% | 0% | 98.4% | 1.2845 | 2.2465 | 0.15873 | 0.28155 | 0.8442 | 0.27507 | 0.49163 | 1.4798 | WY1 | 0.0005 | 0.0003248 | 0.000194 | 281991.3455 | 0.38368 | 126.529 | 14.083 | 767.3502 | 253058.0272 | 28165.9681 | 430145.3233 | 53154.6575 | 94285.3741 | 282705.2917 | 715201.7982 | 87572.1792 | 156514.196 | 471115.423 |  | 2005 | CB WY1 | 140.9957 | 139.7112 | 138.7491 | 2.2523 | 0.96783 | 0.0057754 | 0 | 0 | 0 | 138.7434 | 0.38368 | 0.22495 | 0.1086 | 0.27507 | 0.11635 | 0 | 0 | 0 | 0 | 0.1086 | 14.083 | 13.2388 | 12.6032 | 1.4798 | 0.63563 | 0 | 0 | 0 | 0 | 12.6032 | 126.529 | 126.2475 | 126.0374 | 0.4974 | 0.21585 | 0.0057754 | 0 | 0 | 0 | 126.0316 | 0.0003094 | 0.0001342 | 3.4e-06 | 0 | 0 | 0 | 0.0001906 | 5000000 | no RA
CB WY2 | 9132.9318 | 4315.4591 | 0 | 4817.4727 | 47.25% | 0% | 52.75% | 2454.5158 | 4263.8437 | 63.455 | 2133.1924 | 257.8684 | 107.5996 | 3718.999 | 437.2451 | WY2 | 0.019962 | 0.012577 | 0.0070846 | 457525.0388 | 113.3316 | 8136.7727 | 882.8275 | 5677.4796 | 407621.2678 | 44226.2913 | 530993.8614 | 13727.4493 | 461480.8558 | 55785.5563 | 687277.7726 | 17343.6891 | 599455.6906 | 70478.3929 |  | 2006 | CB WY2 | 9132.9318 | 6678.416 | 4869.0881 | 4315.4591 | 1860.9433 | 51.6154 | 0 | 0 | 0 | 4817.4727 | 113.3316 | 49.8765 | 5.732 | 109.5607 | 46.1056 | 1.9611 | 0 | 0 | 0 | 3.7709 | 882.8275 | 624.9592 | 445.5824 | 445.2183 | 187.3499 | 7.9732 | 0 | 0 | 0 | 437.6093 | 8136.7727 | 6003.5803 | 4417.7737 | 3760.6802 | 1627.4878 | 41.6811 | 0 | 0 | 0 | 4376.0925 | 0.013021 | 0.0056368 | 0.0001442 | 0 | 0 | 0 | 0.0069404 | 5000000 | no RA
CB WY3 | 627.6569 | 14.1224 | 0 | 613.5345 | 2.25% | 0% | 97.75% | 8.0525 | 14.0538 | 0.71127 | 3.6692 | 3.6721 | 1.2398 | 6.4052 | 6.4087 | WY3 | 0.002013 | 0.0013736 | 0.000897 | 311801.7258 | 1.7201 | 563.7959 | 62.1409 | 854.4834 | 280077.4397 | 30869.8027 | 451080.645 | 39843.692 | 205536.9543 | 205699.9987 | 684061.4308 | 60348.1804 | 311772.1553 | 311941.0951 |  | 2007 | CB WY3 | 627.6569 | 619.6044 | 613.6031 | 14.1224 | 6.0699 | 0.068582 | 0 | 0 | 0 | 613.5345 | 1.7201 | 1.0088 | 0.48025 | 1.2398 | 0.52856 | 0 | 0 | 0 | 0 | 0.48025 | 62.1409 | 58.4688 | 55.7322 | 6.4087 | 2.7366 | 0 | 0 | 0 | 0 | 55.7322 | 563.7959 | 560.1267 | 557.3907 | 6.4738 | 2.8047 | 0.068582 | 0 | 0 | 0 | 557.3221 | 0.001128 | 0.0004886 | 1.2e-05 | 0 | 0 | 0 | 0.000885 | 5000000 | no RA
CTL1-3R | 691130.784 | 265405.1871 | 420978.6051 | 4746.9918 | 38.4% | 60.91% | 0.6868% | 302898.5757 | 641878.0223 | 19191.4141 | 165007.1013 | 118700.0603 | 41693.665 | 343830.9067 | 256353.4505 | CTL1 | 0.42513 | 0.24379 | 0.047082 | 1625689.75 | 42344.1368 | 384995.8606 | 263790.7866 | 99602.6088 | 905593.9033 | 620493.2379 | 1592518.8515 | 100900.7346 | 867540.9541 | 624077.1628 | 1046105.9791 | 67950.5931 | 560361.2444 | 417794.1416 |  | 2008 | CTL1-3R | 691130.784 | 388232.2082 | 49252.7617 | 265405.1871 | 144842.5783 | 3655.5479 | 420978.6051 | 238642.6381 | 40850.222 | 4746.9918 | 42344.1368 | 23152.7226 | 650.4717 | 41586.031 | 22721.3614 | 573.5528 | 754.39 | 427.6455 | 73.2032 | 3.7157 | 263790.7866 | 145090.7263 | 7437.3361 | 222801.2954 | 121668.0043 | 3070.5018 | 40558.2843 | 22991.5151 | 3935.6274 | 431.2069 | 384995.8606 | 219988.7593 | 41164.9539 | 1017.8606 | 453.2127 | 11.4933 | 379665.9308 | 215223.4775 | 36841.3914 | 4312.0691 | 0.018074 | 0.009541 | 0.000243 | 0.40024 | 0.22743 | 0.040024 | 0.0068148 | 5000000 | no RA
DM1-9R | 37027.2751 | 3702.9142 | 30588.1782 | 2736.1828 | 10% | 82.61% | 7.39% | 15711.2985 | 32226.4042 | 253.3999 | 13351.3809 | 2106.5177 | 445.0658 | 27696.2392 | 4085.0993 | DM1 | 0.022154 | 0.013307 | 0.0050552 | 1671358.4517 | 450.9942 | 32057.4726 | 4518.8083 | 20357.2365 | 1447028.6462 | 203972.569 | 1601885.9995 | 25836.0428 | 1361274.5036 | 214775.4531 | 949689.6142 | 13115.7774 | 816188.8162 | 120385.0207 |  | 2009 | DM1-9R | 37027.2751 | 21315.9766 | 4800.8709 | 3702.9142 | 1624.9531 | 25.0021 | 30588.1782 | 16954.8408 | 2039.686 | 2736.1828 | 450.9942 | 197.5943 | 5.9284 | 407.8954 | 172.7503 | 1.0556 | 40.9571 | 22.7023 | 2.7311 | 2.1418 | 4518.8083 | 2412.2906 | 433.709 | 1553.903 | 658.0817 | 4.0273 | 2716.3561 | 1505.6596 | 181.1325 | 248.5492 | 32057.4726 | 18706.0918 | 4361.2335 | 1741.1158 | 794.121 | 19.9192 | 27830.865 | 15426.4789 | 1855.8224 | 2485.4918 | 0.0078978 | 0.0034868 | 8.84e-05 | 0.010322 | 0.0058854 | 0.0010322 | 0.0039346 | 5000000 | no RA
DV1-3R | 634270.4986 | 458532.5355 | 170560.9954 | 5176.9677 | 72.29% | 26.89% | 0.8162% | 322148.4502 | 607433.3669 | 41007.8206 | 67323.1741 | 213817.4555 | 74896.3317 | 140335.9755 | 392201.0597 | DV1 | 0.19421 | 0.11154 | 0.024281 | 3265866.6748 | 75869.4222 | 159424.5777 | 398976.4988 | 390652.5971 | 820879.1303 | 2054334.9473 | 2798307.0451 | 356209.9188 | 584795.3396 | 1857301.7867 | 1105291.1279 | 136282.0277 | 255356.5824 | 713652.5178 |  | 2010 | DV1-3R | 634270.4986 | 312122.0485 | 26837.1318 | 458532.5355 | 210481.6523 | 5719.3508 | 170560.9954 | 96463.4284 | 15940.8132 | 5176.9677 | 75869.4222 | 34861.6016 | 973.0905 | 75549.7546 | 34679.0482 | 939.5405 | 315.6153 | 178.5011 | 29.4977 | 4.0523 | 398976.4988 | 185159.0433 | 6775.4391 | 382074.8615 | 175395.7596 | 4769.4804 | 16431.3723 | 9293.0186 | 1535.6936 | 470.265 | 159424.5777 | 92101.4036 | 19088.6022 | 907.9194 | 406.8445 | 10.33 | 153814.0078 | 86991.9087 | 14375.6218 | 4702.6504 | 0.020835 | 0.0097388 | 0.0002464 | 0.16594 | 0.09436 | 0.016594 | 0.0074406 | 5000000 | no RA
NO1-287F | 1587.0766 | 328.7393 | 0 | 1258.3373 | 20.71% | 0% | 79.29% | 167.7248 | 324.6333 | 0 | 167.7248 | 0 | 0 | 324.6333 | 0 | NO1 | 0.0051894 | 0.0033968 | 0.0018474 | 305830.462 | 0.98497 | 1471.7869 | 114.3048 | 189.8036 | 283614.0734 | 22026.5851 | 417849.6947 | 0 | 417849.6947 | 0 | 683362.1592 | 0 | 683362.1592 | 0 |  | 2011 | NO1-287F | 1587.0766 | 1419.3518 | 1262.4433 | 328.7393 | 161.0145 | 4.1059 | 0 | 0 | 0 | 1258.3373 | 0.98497 | 0.98497 | 0.98497 | 0 | 0 | 0 | 0 | 0 | 0 | 0.98497 | 114.3048 | 114.3048 | 114.3048 | 0 | 0 | 0 | 0 | 0 | 0 | 114.3048 | 1471.7869 | 1304.0621 | 1147.1535 | 328.7393 | 161.0145 | 4.1059 | 0 | 0 | 0 | 1143.0476 | 0.0033822 | 0.0015896 | 4.02e-05 | 0 | 0 | 0 | 0.0018072 | 5000000 | no RA
NO1-288F | 790.2045 | 91.2835 | 0 | 698.921 | 11.55% | 0% | 88.45% | 51.7855 | 90.2898 | 0 | 51.7855 | 0 | 0 | 90.2898 | 0 | NO1 | 0.002839 | 0.001798 | 0.0010236 | 278339.0417 | 0.54708 | 726.1689 | 63.4885 | 192.7024 | 255783.3458 | 22362.9934 | 410689.1279 | 0 | 410689.1279 | 0 | 683777.576 | 0 | 683777.576 | 0 |  | 2012 | NO1-288F | 790.2045 | 738.4191 | 699.9147 | 91.2835 | 39.498 | 0.99372 | 0 | 0 | 0 | 698.921 | 0.54708 | 0.54708 | 0.54708 | 0 | 0 | 0 | 0 | 0 | 0 | 0.54708 | 63.4885 | 63.4885 | 63.4885 | 0 | 0 | 0 | 0 | 0 | 0 | 63.4885 | 726.1689 | 674.3834 | 635.8791 | 91.2835 | 39.498 | 0.99372 | 0 | 0 | 0 | 634.8854 | 0.0018354 | 0.0007944 | 2e-05 | 0 | 0 | 0 | 0.0010036 | 5000000 | no RA
NO1-289F | 2414.0761 | 529.9456 | 0 | 1884.1305 | 21.95% | 0% | 78.05% | 300.4812 | 524.0024 | 0 | 300.4812 | 0 | 0 | 524.0024 | 0 | NO1 | 0.0073078 | 0.0047006 | 0.002761 | 330342.3869 | 1.4748 | 2241.4508 | 171.1505 | 201.8128 | 306720.3221 | 23420.2521 | 449643.6504 | 0 | 449643.6504 | 0 | 684561.2864 | 0 | 684561.2864 | 0 |  | 2013 | NO1-289F | 2414.0761 | 2113.5949 | 1890.0737 | 529.9456 | 229.4644 | 5.9432 | 0 | 0 | 0 | 1884.1305 | 1.4748 | 1.4748 | 1.4748 | 0 | 0 | 0 | 0 | 0 | 0 | 1.4748 | 171.1505 | 171.1505 | 171.1505 | 0 | 0 | 0 | 0 | 0 | 0 | 171.1505 | 2241.4508 | 1940.9696 | 1717.4484 | 529.9456 | 229.4644 | 5.9432 | 0 | 0 | 0 | 1711.5052 | 0.0045976 | 0.0019904 | 5.08e-05 | 0 | 0 | 0 | 0.0027102 | 5000000 | no RA
RA1-402R | 861398.2254 | 799861.335 | 58963.0288 | 2573.8615 | 92.86% | 6.845% | 0.2988% | 354899.8067 | 842812.4107 | 59640.239 | 23372.2885 | 271887.2792 | 142916.5318 | 48709.5238 | 651186.3552 | RA1 | 0.12948 | 0.075123 | 0.01535 | 6652874.5154 | 144851.6914 | 55901.7409 | 660644.7931 | 1118739.3909 | 431748.3558 | 5102386.7687 | 6742290.8508 | 1133029.182 | 444020.4361 | 5165241.2327 | 1210818.0335 | 205319.6082 | 69978.0509 | 935520.3744 |  | 2014 | RA1-402R | 861398.2254 | 506498.4187 | 18585.8147 | 799861.335 | 470712.4227 | 10646.0153 | 58963.0288 | 33212.1344 | 5365.9379 | 2573.8615 | 144851.6914 | 85211.4524 | 1935.1596 | 144773.1418 | 85166.3278 | 1926.1798 | 76.5349 | 43.1098 | 6.9651 | 2.0147 | 660644.7931 | 388757.5139 | 9458.4379 | 654815.4323 | 385371.8978 | 8715.4093 | 5595.5565 | 3151.8119 | 509.2243 | 233.8043 | 55901.7409 | 32529.4524 | 7192.2171 | 272.7609 | 174.1971 | 4.4261 | 53290.9375 | 30017.2127 | 4849.7485 | 2338.0426 | 0.010942 | 0.0062258 | 0.0001578 | 0.11483 | 0.065187 | 0.011483 | 0.0037094 | 5000000 | no RA
RB1-427R | 996069.5993 | 831852.835 | 156149.9813 | 8066.783 | 83.51% | 15.68% | 0.8099% | 480105.2809 | 958464.8649 | 70783.1747 | 59668.3372 | 349653.769 | 140257.8807 | 124652.075 | 693554.9091 | RB1 | 0.15381 | 0.090052 | 0.022758 | 6476176.3534 | 142956.043 | 144149.6331 | 708963.9232 | 929461.702 | 937222.1034 | 4609492.548 | 5729651.8703 | 844737.5301 | 712091.3133 | 4172823.0269 | 1652345.2608 | 241797.5379 | 214893.9131 | 1195653.8097 |  | 2015 | RB1-427R | 996069.5993 | 515964.3184 | 37604.7344 | 831852.835 | 419929.1244 | 15502.757 | 156149.9813 | 87968.411 | 14035.1944 | 8066.783 | 142956.043 | 72172.8683 | 2698.1623 | 142632.0788 | 71987.6032 | 2663.2967 | 317.6499 | 178.9508 | 28.5513 | 6.3143 | 708963.9232 | 359310.1542 | 15409.0141 | 687499.1041 | 346897.8093 | 12812.79 | 20732.0493 | 11679.5751 | 1863.4542 | 732.7699 | 144149.6331 | 84481.2958 | 19497.558 | 1721.6521 | 1043.7119 | 26.6703 | 135100.2821 | 76109.8851 | 12143.1889 | 7327.6989 | 0.035391 | 0.017746 | 0.0004532 | 0.10679 | 0.06068 | 0.010679 | 0.011626 | 5000000 | no RA
RB1-433R | 717074.957 | 677293.8032 | 35854.0753 | 3927.0786 | 94.45% | 5% | 0.5477% | 299712.2127 | 699440.5664 | 48744.571 | 13911.9575 | 237055.6842 | 114387.153 | 28923.8251 | 556129.5883 | RB1 | 0.15284 | 0.08926 | 0.018664 | 4691590.9374 | 116176.1976 | 35387.5653 | 565511.1941 | 760103.5159 | 231529.4645 | 3699957.9571 | 4675788.4155 | 760460.5045 | 217039.4368 | 3698288.4742 | 944834.4721 | 154519.0978 | 39071.55 | 751243.8243 |  | 2016 | RB1-433R | 717074.957 | 417362.7443 | 17634.3906 | 677293.8032 | 393237.5272 | 10415.9301 | 35854.0753 | 20198.1385 | 3291.3819 | 3927.0786 | 116176.1976 | 67431.6266 | 1789.0446 | 116101.3684 | 67388.1299 | 1779.3836 | 71.7553 | 40.4228 | 6.5871 | 3.0739 | 565511.1941 | 328455.5099 | 9381.6058 | 560880.3094 | 325690.9662 | 8632.5131 | 4274.157 | 2407.816 | 392.365 | 356.7277 | 35387.5653 | 21475.6078 | 6463.7402 | 312.1254 | 158.4311 | 4.0334 | 31508.163 | 17749.8997 | 2892.4299 | 3567.2769 | 0.02 | 0.011442 | 0.0002914 | 0.12719 | 0.072164 | 0.012719 | 0.0056538 | 5000000 | no RA
RD4-48F | 3320.6264 | 1128.7204 | 0 | 2191.906 | 33.99% | 0% | 66.01% | 637.6948 | 1116.2662 | 6.3659 | 599.0662 | 32.2628 | 11.717 | 1045.1618 | 59.3873 | RD4 | 0.0093526 | 0.005867 | 0.0032728 | 355048.4791 | 13.5859 | 3047.7694 | 259.2712 | 1452.6289 | 325874.0235 | 27721.8267 | 457291.9011 | 4564.9751 | 429591.2459 | 23135.6802 | 673539.5502 | 7069.8802 | 630636.1881 | 35833.4819 |  | 2017 | RD4-48F | 3320.6264 | 2682.9316 | 2204.3602 | 1128.7204 | 491.0256 | 12.4542 | 0 | 0 | 0 | 2191.906 | 13.5859 | 7.22 | 1.8688 | 11.8701 | 5.5043 | 0.15313 | 0 | 0 | 0 | 1.7157 | 259.2712 | 227.0084 | 199.8838 | 60.1629 | 27.9002 | 0.77563 | 0 | 0 | 0 | 199.1082 | 3047.7694 | 2448.7032 | 2002.6075 | 1056.6873 | 457.6211 | 11.5255 | 0 | 0 | 0 | 1991.0821 | 0.0061474 | 0.0026618 | 6.76e-05 | 0 | 0 | 0 | 0.0032052 | 5000000 | no RA
RD4-49F | 3548.4268 | 916.5336 | 0 | 2631.8932 | 25.83% | 0% | 74.17% | 522.7226 | 907.0459 | 11.9125 | 450.4914 | 60.3186 | 19.9744 | 785.9265 | 101.1449 | RD4 | 0.010063 | 0.0064976 | 0.0038426 | 352628.1794 | 22.1761 | 3185.3148 | 340.936 | 2203.7667 | 316543.5842 | 33880.8286 | 465664.8993 | 10612.2089 | 401318.1203 | 53734.5701 | 687394.21 | 15137.3738 | 595605.317 | 76651.5193 |  | 2018 | RD4-49F | 3548.4268 | 3025.7042 | 2641.381 | 916.5336 | 393.811 | 9.4878 | 0 | 0 | 0 | 2631.8932 | 22.1761 | 10.2635 | 2.2017 | 20.1159 | 8.2034 | 0.14153 | 0 | 0 | 0 | 2.0601 | 340.936 | 280.6174 | 239.7911 | 101.8603 | 41.5416 | 0.71533 | 0 | 0 | 0 | 239.0757 | 3185.3148 | 2734.8233 | 2399.3883 | 794.5574 | 344.066 | 8.6309 | 0 | 0 | 0 | 2390.7574 | 0.0062886 | 0.0027234 | 6.84e-05 | 0 | 0 | 0 | 0.0037742 | 5000000 | no RA
RD4-50F | 5079.1484 | 1857.359 | 0 | 3221.7894 | 36.57% | 0% | 63.43% | 1092.8915 | 1844.2682 | 84.5727 | 582.5642 | 425.7546 | 137.2244 | 1016.2338 | 690.81 | RD4 | 0.012567 | 0.0080726 | 0.0047266 | 404159.1138 | 140.0438 | 3954.1398 | 984.9648 | 11143.594 | 314639.6818 | 78375.8381 | 493800.8744 | 38212.4516 | 263219.8202 | 192368.6026 | 684398.9742 | 50923.3256 | 377119.42 | 256356.2286 |  | 2019 | RD4-50F | 5079.1484 | 3986.2569 | 3234.8802 | 1857.359 | 764.4675 | 13.0908 | 0 | 0 | 0 | 3221.7894 | 140.0438 | 55.4711 | 2.8193 | 137.5219 | 52.9492 | 0.29746 | 0 | 0 | 0 | 2.5219 | 984.9648 | 559.2102 | 294.1548 | 692.3041 | 266.5495 | 1.4942 | 0 | 0 | 0 | 292.6607 | 3954.1398 | 3371.5756 | 2937.906 | 1027.5329 | 444.9687 | 11.2991 | 0 | 0 | 0 | 2926.6069 | 0.0079276 | 0.003433 | 8.7e-05 | 0 | 0 | 0 | 0.0046396 | 5000000 | no RA
SEA1-384F | 47217.8295 | 4667.1431 | 38159.4873 | 4391.1992 | 9.884% | 80.82% | 9.3% | 19683.4402 | 40196.0375 | 433.8212 | 15879.8068 | 3369.8123 | 750.2197 | 33087.1483 | 6358.6695 | SEA1 | 0.028231 | 0.017258 | 0.0075374 | 1672576.1934 | 770.6623 | 39396.4736 | 7050.6936 | 27298.8287 | 1395523.7794 | 249753.5853 | 1595438.0671 | 35163.3048 | 1287135.1711 | 273139.5912 | 931593.3839 | 17387.2796 | 766835.9947 | 147370.1097 |  | 2020 | SEA1-384F | 47217.8295 | 27534.3892 | 7021.792 | 4667.1431 | 1997.3163 | 86.0369 | 38159.4873 | 21145.8738 | 2544.5559 | 4391.1992 | 770.6623 | 336.8411 | 20.4426 | 718.1266 | 306.1963 | 13.7314 | 49.0985 | 27.2077 | 3.274 | 3.4372 | 7050.6936 | 3680.8813 | 692.024 | 3165.5134 | 1350.0835 | 60.6632 | 3486.2927 | 1931.9103 | 232.4734 | 398.8874 | 39396.4736 | 23516.6668 | 6309.3254 | 783.503 | 341.0365 | 11.6424 | 34624.0961 | 19186.7559 | 2308.8084 | 3988.8745 | 0.011533 | 0.0050096 | 0.0001528 | 0.010348 | 0.0058988 | 0.0010348 | 0.0063498 | 5000000 | no RA
TM1-10R | 437300.425 | 418081.7491 | 16783.7822 | 2434.8937 | 95.61% | 3.838% | 0.5568% | 206119.4618 | 429603.2203 | 31667.8523 | 6609.4068 | 167842.2027 | 65995.3186 | 13735.6094 | 349872.2923 | TM1 | 0.093421 | 0.054037 | 0.011575 | 4680974.9543 | 66603.0834 | 17241.8515 | 353455.4901 | 712936.3417 | 184561.1632 | 3783477.4494 | 4278181.756 | 657292.7508 | 137183.7641 | 3483705.241 | 664973.7982 | 102152.7669 | 21261.0612 | 541559.97 |  | 2021 | TM1-10R | 437300.425 | 231180.9632 | 7697.2047 | 418081.7491 | 219330.6207 | 3804.8631 | 16783.7822 | 9415.4488 | 1457.448 | 2434.8937 | 66603.0834 | 34935.2311 | 607.7648 | 66558.8469 | 34909.5783 | 602.1831 | 42.3306 | 23.7468 | 3.6758 | 1.9059 | 353455.4901 | 185613.2874 | 3583.1978 | 351379.0359 | 184351.3262 | 3200.9113 | 1855.2735 | 1040.7805 | 161.1058 | 221.1807 | 17241.8515 | 10632.4447 | 3506.2421 | 143.8664 | 69.7162 | 1.7687 | 14886.1781 | 8350.9215 | 1292.6663 | 2211.807 | 0.010364 | 0.005406 | 0.0001372 | 0.079576 | 0.045151 | 0.0079576 | 0.0034804 | 5000000 | no RA
UP1-10 | 9615.5471 | 3723.3514 | 0 | 5892.1957 | 38.72% | 0% | 61.28% | 2127.6026 | 3654.1315 | 185.9018 | 1280.3121 | 661.3887 | 311.592 | 2233.3674 | 1109.172 | UP1 | 0.026285 | 0.016202 | 0.0086962 | 365818.7989 | 326.0029 | 7610.2603 | 1679.2839 | 12402.6225 | 289528.6414 | 63887.535 | 462161.7424 | 40381.9221 | 278111.7527 | 143668.0675 | 685519.6092 | 58455.0479 | 418982.5072 | 208082.0541 |  | 2022 | UP1-10 | 9615.5471 | 7487.9446 | 5961.4156 | 3723.3514 | 1595.7489 | 69.2199 | 0 | 0 | 0 | 5892.1957 | 326.0029 | 140.1012 | 14.4109 | 321.3908 | 135.489 | 9.7988 | 0 | 0 | 0 | 4.6121 | 1679.2839 | 1017.8952 | 570.1118 | 1144.049 | 482.6603 | 34.8769 | 0 | 0 | 0 | 535.2349 | 7610.2603 | 6329.9482 | 5376.8929 | 2257.9116 | 977.5995 | 24.5442 | 0 | 0 | 0 | 5352.3487 | 0.017784 | 0.0077012 | 0.0001954 | 0 | 0 | 0 | 0.0085008 | 5000000 | no RA
835-12 | 0 | 0 | 0 | 0 | 0% | 0% | 0% | 0 | 0 | 0 | 0 | 0 | 0 | 0 | 0 | 835 | 0 | 0 | 0 | 0 | 0 | 0 | 0 | 0 | 0 | 0 | 0 | 0 | 0 | 0 | 0 | 0 | 0 | 0 |  | 2023 | 835-12 | [40 empty] | 0 | 0 | 0 |  |  |  | 0 | 5000000 | no RA
741-49F | 0 | 0 | 0 | 0 | 0% | 0% | 0% | 0 | 0 | 0 | 0 | 0 | 0 | 0 | 0 | 741 | 0 | 0 | 0 | 0 | 0 | 0 | 0 | 0 | 0 | 0 | 0 | 0 | 0 | 0 | 0 | 0 | 0 | 0 |  | 2024 | 741-49F | [40 empty] | 0 | 0 | 0 |  |  |  | 0 | 5000000 | no RA
741-42 | 0 | 0 | 0 | 0 | 0% | 0% | 0% | 0 | 0 | 0 | 0 | 0 | 0 | 0 | 0 | 741 | 0 | 0 | 0 | 0 | 0 | 0 | 0 | 0 | 0 | 0 | 0 | 0 | 0 | 0 | 0 | 0 | 0 | 0 |  | 2025 | 741-42 | [40 empty] | 0 | 0 | 0 |  |  |  | 0 | 5000000 | no RA
84-28 | 0 | 0 | 0 | 0 | 0% | 0% | 0% | 0 | 0 | 0 | 0 | 0 | 0 | 0 | 0 | 84 | 0 | 0 | 0 | 0 | 0 | 0 | 0 | 0 | 0 | 0 | 0 | 0 | 0 | 0 | 0 | 0 | 0 | 0 |  | 2026 | 84-28 | [40 empty] | 0 | 0 | 0 |  |  |  | 0 | 5000000 | no RA
840-311 | 0 | 0 | 0 | 0 | 0% | 0% | 0% | 0 | 0 | 0 | 0 | 0 | 0 | 0 | 0 | 840 | 0 | 0 | 0 | 0 | 0 | 0 | 0 | 0 | 0 | 0 | 0 | 0 | 0 | 0 | 0 | 0 | 0 | 0 |  | 2027 | 840-311 | [40 empty] | 0 | 0 | 0 |  |  |  | 0 | 5000000 | no RA
741-19F | 0 | 0 | 0 | 0 | 0% | 0% | 0% | 0 | 0 | 0 | 0 | 0 | 0 | 0 | 0 | 741 | 0 | 0 | 0 | 0 | 0 | 0 | 0 | 0 | 0 | 0 | 0 | 0 | 0 | 0 | 0 | 0 | 0 | 0 |  | 2028 | 741-19F | [40 empty] | 0 | 0 | 0 |  |  |  | 0 | 5000000 | no RA
741-48F | 0 | 0 | 0 | 0 | 0% | 0% | 0% | 0 | 0 | 0 | 0 | 0 | 0 | 0 | 0 | 741 | 0 | 0 | 0 | 0 | 0 | 0 | 0 | 0 | 0 | 0 | 0 | 0 | 0 | 0 | 0 | 0 | 0 | 0 |  | 2029 | 741-48F | [40 empty] | 0 | 0 | 0 |  |  |  | 0 | 5000000 | no RA
83-621 | 0 | 0 | 0 | 0 | 0% | 0% | 0% | 0 | 0 | 0 | 0 | 0 | 0 | 0 | 0 | 83 | 0 | 0 | 0 | 0 | 0 | 0 | 0 | 0 | 0 | 0 | 0 | 0 | 0 | 0 | 0 | 0 | 0 | 0 |  | 2030 | 83-621 | [40 empty] | 0 | 0 | 0 |  |  |  | 0 | 5000000 | no RA
743-365 | 0 | 0 | 0 | 0 | 0% | 0% | 0% | 0 | 0 | 0 | 0 | 0 | 0 | 0 | 0 | 743 | 0 | 0 | 0 | 0 | 0 | 0 | 0 | 0 | 0 | 0 | 0 | 0 | 0 | 0 | 0 | 0 | 0 | 0 |  | 2031 | 743-365 | [40 empty] | 0 | 0 | 0 |  |  |  | 0 | 5000000 | no RA
CB 853 | 0 | 0 | 0 | 0 | 0% | 0% | 0% | 0 | 0 | 0 | 0 | 0 | 0 | 0 | 0 | 853 | 0 | 0 | 0 | 0 | 0 | 0 | 0 | 0 | 0 | 0 | 0 | 0 | 0 | 0 | 0 | 0 | 0 | 0 |  | 2032 | CB 853 | [40 empty] | 0 | 0 | 0 |  |  |  | 0 | 5000000 | no RA
743-364 | 0 | 0 | 0 | 0 | 0% | 0% | 0% | 0 | 0 | 0 | 0 | 0 | 0 | 0 | 0 | 743 | 0 | 0 | 0 | 0 | 0 | 0 | 0 | 0 | 0 | 0 | 0 | 0 | 0 | 0 | 0 | 0 | 0 | 0 |  | 2033 | 743-364 | [40 empty] | 0 | 0 | 0 |  |  |  | 0 | 5000000 | no RA
743-305 | 0 | 0 | 0 | 0 | 0% | 0% | 0% | 0 | 0 | 0 | 0 | 0 | 0 | 0 | 0 | 743 | 0 | 0 | 0 | 0 | 0 | 0 | 0 | 0 | 0 | 0 | 0 | 0 | 0 | 0 | 0 | 0 | 0 | 0 |  | 2034 | 743-305 | [40 empty] | 0 | 0 | 0 |  |  |  | 0 | 5000000 | no RA
741-43 | 0 | 0 | 0 | 0 | 0% | 0% | 0% | 0 | 0 | 0 | 0 | 0 | 0 | 0 | 0 | 741 | 0 | 0 | 0 | 0 | 0 | 0 | 0 | 0 | 0 | 0 | 0 | 0 | 0 | 0 | 0 | 0 | 0 | 0 |  | 2035 | 741-43 | [40 empty] | 0 | 0 | 0 |  |  |  | 0 | 5000000 | no RA
84-29AE | 0 | 0 | 0 | 0 | 0% | 0% | 0% | 0 | 0 | 0 | 0 | 0 | 0 | 0 | 0 | 84 | 0 | 0 | 0 | 0 | 0 | 0 | 0 | 0 | 0 | 0 | 0 | 0 | 0 | 0 | 0 | 0 | 0 | 0 |  | 2036 | 84-29AE | [40 empty] | 0 | 0 | 0 |  |  |  | 0 | 5000000 | no RA
836-6 | 0 | 0 | 0 | 0 | 0% | 0% | 0% | 0 | 0 | 0 | 0 | 0 | 0 | 0 | 0 | 836 | 0 | 0 | 0 | 0 | 0 | 0 | 0 | 0 | 0 | 0 | 0 | 0 | 0 | 0 | 0 | 0 | 0 | 0 |  | 2037 | 836-6 | [40 empty] | 0 | 0 | 0 |  |  |  | 0 | 5000000 | no RA
836-7AE | 0 | 0 | 0 | 0 | 0% | 0% | 0% | 0 | 0 | 0 | 0 | 0 | 0 | 0 | 0 | 836 | 0 | 0 | 0 | 0 | 0 | 0 | 0 | 0 | 0 | 0 | 0 | 0 | 0 | 0 | 0 | 0 | 0 | 0 |  | 2038 | 836-7AE | [40 empty] | 0 | 0 | 0 |  |  |  | 0 | 5000000 | no RA
840-305F | 0 | 0 | 0 | 0 | 0% | 0% | 0% | 0 | 0 | 0 | 0 | 0 | 0 | 0 | 0 | 840 | 0 | 0 | 0 | 0 | 0 | 0 | 0 | 0 | 0 | 0 | 0 | 0 | 0 | 0 | 0 | 0 | 0 | 0 |  | 2039 | 840-305F | [40 empty] | 0 | 0 | 0 |  |  |  | 0 | 5000000 | no RA
741-50F | 0 | 0 | 0 | 0 | 0% | 0% | 0% | 0 | 0 | 0 | 0 | 0 | 0 | 0 | 0 | 741 | 0 | 0 | 0 | 0 | 0 | 0 | 0 | 0 | 0 | 0 | 0 | 0 | 0 | 0 | 0 | 0 | 0 | 0 |  | 2040 | 741-50F | [40 empty] | 0 | 0 | 0 |  |  |  | 0 | 5000000 | no RA
836-8AE | 0 | 0 | 0 | 0 | 0% | 0% | 0% | 0 | 0 | 0 | 0 | 0 | 0 | 0 | 0 | 836 | 0 | 0 | 0 | 0 | 0 | 0 | 0 | 0 | 0 | 0 | 0 | 0 | 0 | 0 | 0 | 0 | 0 | 0 |  | 2041 | 836-8AE | [40 empty] | 0 | 0 | 0 |  |  |  | 0 | 5000000 | no RA
840-306 | 0 | 0 | 0 | 0 | 0% | 0% | 0% | 0 | 0 | 0 | 0 | 0 | 0 | 0 | 0 | 840 | 0 | 0 | 0 | 0 | 0 | 0 | 0 | 0 | 0 | 0 | 0 | 0 | 0 | 0 | 0 | 0 | 0 | 0 |  | 2042 | 840-306 | [40 empty] | 0 | 0 | 0 |  |  |  | 0 | 5000000 | no RA
83-623F | 0 | 0 | 0 | 0 | 0% | 0% | 0% | 0 | 0 | 0 | 0 | 0 | 0 | 0 | 0 | 83 | 0 | 0 | 0 | 0 | 0 | 0 | 0 | 0 | 0 | 0 | 0 | 0 | 0 | 0 | 0 | 0 | 0 | 0 |  | 2043 | 83-623F | [40 empty] | 0 | 0 | 0 |  |  |  | 0 | 5000000 | no RA
741-46 | 0 | 0 | 0 | 0 | 0% | 0% | 0% | 0 | 0 | 0 | 0 | 0 | 0 | 0 | 0 | 741 | 0 | 0 | 0 | 0 | 0 | 0 | 0 | 0 | 0 | 0 | 0 | 0 | 0 | 0 | 0 | 0 | 0 | 0 |  | 2044 | 741-46 | [40 empty] | 0 | 0 | 0 |  |  |  | 0 | 5000000 | no RA
836-232 | 0 | 0 | 0 | 0 | 0% | 0% | 0% | 0 | 0 | 0 | 0 | 0 | 0 | 0 | 0 | 836 | 0 | 0 | 0 | 0 | 0 | 0 | 0 | 0 | 0 | 0 | 0 | 0 | 0 | 0 | 0 | 0 | 0 | 0 |  | 2045 | 836-232 | [40 empty] | 0 | 0 | 0 |  |  |  | 0 | 5000000 | no RA
840-309F | 0 | 0 | 0 | 0 | 0% | 0% | 0% | 0 | 0 | 0 | 0 | 0 | 0 | 0 | 0 | 840 | 0 | 0 | 0 | 0 | 0 | 0 | 0 | 0 | 0 | 0 | 0 | 0 | 0 | 0 | 0 | 0 | 0 | 0 |  | 2046 | 840-309F | [40 empty] | 0 | 0 | 0 |  |  |  | 0 | 5000000 | no RA
CB 89 | 0 | 0 | 0 | 0 | 0% | 0% | 0% | 0 | 0 | 0 | 0 | 0 | 0 | 0 | 0 | 89 | 0 | 0 | 0 | 0 | 0 | 0 | 0 | 0 | 0 | 0 | 0 | 0 | 0 | 0 | 0 | 0 | 0 | 0 |  | 2047 | CB 89 | [40 empty] | 0 | 0 | 0 |  |  |  | 0 | 5000000 | no RA
840-304F | 0 | 0 | 0 | 0 | 0% | 0% | 0% | 0 | 0 | 0 | 0 | 0 | 0 | 0 | 0 | 840 | 0 | 0 | 0 | 0 | 0 | 0 | 0 | 0 | 0 | 0 | 0 | 0 | 0 | 0 | 0 | 0 | 0 | 0 |  | 2048 | 840-304F | [40 empty] | 0 | 0 | 0 |  |  |  | 0 | 5000000 | no RA
743-306AE | 0 | 0 | 0 | 0 | 0% | 0% | 0% | 0 | 0 | 0 | 0 | 0 | 0 | 0 | 0 | 743 | 0 | 0 | 0 | 0 | 0 | 0 | 0 | 0 | 0 | 0 | 0 | 0 | 0 | 0 | 0 | 0 | 0 | 0 |  | 2049 | 743-306AE | [40 empty] | 0 | 0 | 0 |  |  |  | 0 | 5000000 | no RA
743-356 | 0 | 0 | 0 | 0 | 0% | 0% | 0% | 0 | 0 | 0 | 0 | 0 | 0 | 0 | 0 | 743 | 0 | 0 | 0 | 0 | 0 | 0 | 0 | 0 | 0 | 0 | 0 | 0 | 0 | 0 | 0 | 0 | 0 | 0 |  | 2050 | 743-356 | [40 empty] | 0 | 0 | 0 |  |  |  | 0 | 5000000 | no RA
CB 943 | 0 | 0 | 0 | 0 | 0% | 0% | 0% | 0 | 0 | 0 | 0 | 0 | 0 | 0 | 0 | 943 | 0 | 0 | 0 | 0 | 0 | 0 | 0 | 0 | 0 | 0 | 0 | 0 | 0 | 0 | 0 | 0 | 0 | 0 |  | 2051 | CB 943 | [40 empty] | 0 | 0 | 0 |  |  |  | 0 | 5000000 | no RA
836-231AE | 0 | 0 | 0 | 0 | 0% | 0% | 0% | 0 | 0 | 0 | 0 | 0 | 0 | 0 | 0 | 836 | 0 | 0 | 0 | 0 | 0 | 0 | 0 | 0 | 0 | 0 | 0 | 0 | 0 | 0 | 0 | 0 | 0 | 0 |  | 2052 | 836-231AE | [40 empty] | 0 | 0 | 0 |  |  |  | 0 | 5000000 | no RA
840-302 | 0 | 0 | 0 | 0 | 0% | 0% | 0% | 0 | 0 | 0 | 0 | 0 | 0 | 0 | 0 | 840 | 0 | 0 | 0 | 0 | 0 | 0 | 0 | 0 | 0 | 0 | 0 | 0 | 0 | 0 | 0 | 0 | 0 | 0 |  | 2053 | 840-302 | [40 empty] | 0 | 0 | 0 |  |  |  | 0 | 5000000 | no RA
CB 858 | 0 | 0 | 0 | 0 | 0% | 0% | 0% | 0 | 0 | 0 | 0 | 0 | 0 | 0 | 0 | 858 | 0 | 0 | 0 | 0 | 0 | 0 | 0 | 0 | 0 | 0 | 0 | 0 | 0 | 0 | 0 | 0 | 0 | 0 |  | 2054 | CB 858 | [40 empty] | 0 | 0 | 0 |  |  |  | 0 | 5000000 | no RA
832-991F | 0 | 0 | 0 | 0 | 0% | 0% | 0% | 0 | 0 | 0 | 0 | 0 | 0 | 0 | 0 | 832 | 0 | 0 | 0 | 0 | 0 | 0 | 0 | 0 | 0 | 0 | 0 | 0 | 0 | 0 | 0 | 0 | 0 | 0 |  | 2055 | 832-991F | [40 empty] | 0 | 0 | 0 |  |  |  | 0 | 5000000 | no RA
744-360 | 0 | 0 | 0 | 0 | 0% | 0% | 0% | 0 | 0 | 0 | 0 | 0 | 0 | 0 | 0 | 744 | 0 | 0 | 0 | 0 | 0 | 0 | 0 | 0 | 0 | 0 | 0 | 0 | 0 | 0 | 0 | 0 | 0 | 0 |  | 2056 | 744-360 | [40 empty] | 0 | 0 | 0 |  |  |  | 0 | 5000000 | no RA
832-1061F | 0 | 0 | 0 | 0 | 0% | 0% | 0% | 0 | 0 | 0 | 0 | 0 | 0 | 0 | 0 | 832 | 0 | 0 | 0 | 0 | 0 | 0 | 0 | 0 | 0 | 0 | 0 | 0 | 0 | 0 | 0 | 0 | 0 | 0 |  | 2057 | 832-1061F | [40 empty] | 0 | 0 | 0 |  |  |  | 0 | 5000000 | no RA
832-56 | 0 | 0 | 0 | 0 | 0% | 0% | 0% | 0 | 0 | 0 | 0 | 0 | 0 | 0 | 0 | 832 | 0 | 0 | 0 | 0 | 0 | 0 | 0 | 0 | 0 | 0 | 0 | 0 | 0 | 0 | 0 | 0 | 0 | 0 |  | 2058 | 832-56 | [40 empty] | 0 | 0 | 0 |  |  |  | 0 | 5000000 | no RA
CB 932 | 0 | 0 | 0 | 0 | 0% | 0% | 0% | 0 | 0 | 0 | 0 | 0 | 0 | 0 | 0 | 932 | 0 | 0 | 0 | 0 | 0 | 0 | 0 | 0 | 0 | 0 | 0 | 0 | 0 | 0 | 0 | 0 | 0 | 0 |  | 2059 | CB 932 | [40 empty] | 0 | 0 | 0 |  |  |  | 0 | 5000000 | no RA
CB 931 | 0 | 0 | 0 | 0 | 0% | 0% | 0% | 0 | 0 | 0 | 0 | 0 | 0 | 0 | 0 | 931 | 0 | 0 | 0 | 0 | 0 | 0 | 0 | 0 | 0 | 0 | 0 | 0 | 0 | 0 | 0 | 0 | 0 | 0 |  | 2060 | CB 931 | [40 empty] | 0 | 0 | 0 |  |  |  | 0 | 5000000 | no RA
CB 942 | 0 | 0 | 0 | 0 | 0% | 0% | 0% | 0 | 0 | 0 | 0 | 0 | 0 | 0 | 0 | 942 | 0 | 0 | 0 | 0 | 0 | 0 | 0 | 0 | 0 | 0 | 0 | 0 | 0 | 0 | 0 | 0 | 0 | 0 |  | 2061 | CB 942 | [40 empty] | 0 | 0 | 0 |  |  |  | 0 | 5000000 | no RA
745-34AE | 0 | 0 | 0 | 0 | 0% | 0% | 0% | 0 | 0 | 0 | 0 | 0 | 0 | 0 | 0 | 745 | 0 | 0 | 0 | 0 | 0 | 0 | 0 | 0 | 0 | 0 | 0 | 0 | 0 | 0 | 0 | 0 | 0 | 0 |  | 2062 | 745-34AE | [40 empty] | 0 | 0 | 0 |  |  |  | 0 | 5000000 | no RA
832-55 | 0 | 0 | 0 | 0 | 0% | 0% | 0% | 0 | 0 | 0 | 0 | 0 | 0 | 0 | 0 | 832 | 0 | 0 | 0 | 0 | 0 | 0 | 0 | 0 | 0 | 0 | 0 | 0 | 0 | 0 | 0 | 0 | 0 | 0 |  | 2063 | 832-55 | [40 empty] | 0 | 0 | 0 |  |  |  | 0 | 5000000 | no RA
CB 930 | 0 | 0 | 0 | 0 | 0% | 0% | 0% | 0 | 0 | 0 | 0 | 0 | 0 | 0 | 0 | 930 | 0 | 0 | 0 | 0 | 0 | 0 | 0 | 0 | 0 | 0 | 0 | 0 | 0 | 0 | 0 | 0 | 0 | 0 |  | 2064 | CB 930 | [40 empty] | 0 | 0 | 0 |  |  |  | 0 | 5000000 | no RA
CB 901 | 0 | 0 | 0 | 0 | 0% | 0% | 0% | 0 | 0 | 0 | 0 | 0 | 0 | 0 | 0 | 901 | 0 | 0 | 0 | 0 | 0 | 0 | 0 | 0 | 0 | 0 | 0 | 0 | 0 | 0 | 0 | 0 | 0 | 0 |  | 2065 | CB 901 | [40 empty] | 0 | 0 | 0 |  |  |  | 0 | 5000000 | no RA
CB 926 | 0 | 0 | 0 | 0 | 0% | 0% | 0% | 0 | 0 | 0 | 0 | 0 | 0 | 0 | 0 | 926 | 0 | 0 | 0 | 0 | 0 | 0 | 0 | 0 | 0 | 0 | 0 | 0 | 0 | 0 | 0 | 0 | 0 | 0 |  | 2066 | CB 926 | [40 empty] | 0 | 0 | 0 |  |  |  | 0 | 5000000 | no RA
CB 925 | 0 | 0 | 0 | 0 | 0% | 0% | 0% | 0 | 0 | 0 | 0 | 0 | 0 | 0 | 0 | 925 | 0 | 0 | 0 | 0 | 0 | 0 | 0 | 0 | 0 | 0 | 0 | 0 | 0 | 0 | 0 | 0 | 0 | 0 |  | 2067 | CB 925 | [40 empty] | 0 | 0 | 0 |  |  |  | 0 | 5000000 | no RA
CB 924 | 0 | 0 | 0 | 0 | 0% | 0% | 0% | 0 | 0 | 0 | 0 | 0 | 0 | 0 | 0 | 924 | 0 | 0 | 0 | 0 | 0 | 0 | 0 | 0 | 0 | 0 | 0 | 0 | 0 | 0 | 0 | 0 | 0 | 0 |  | 2068 | CB 924 | [40 empty] | 0 | 0 | 0 |  |  |  | 0 | 5000000 | no RA
745-33 | 0 | 0 | 0 | 0 | 0% | 0% | 0% | 0 | 0 | 0 | 0 | 0 | 0 | 0 | 0 | 745 | 0 | 0 | 0 | 0 | 0 | 0 | 0 | 0 | 0 | 0 | 0 | 0 | 0 | 0 | 0 | 0 | 0 | 0 |  | 2069 | 745-33 | [40 empty] | 0 | 0 | 0 |  |  |  | 0 | 5000000 | no RA
CB 923 | 0 | 0 | 0 | 0 | 0% | 0% | 0% | 0 | 0 | 0 | 0 | 0 | 0 | 0 | 0 | 923 | 0 | 0 | 0 | 0 | 0 | 0 | 0 | 0 | 0 | 0 | 0 | 0 | 0 | 0 | 0 | 0 | 0 | 0 |  | 2070 | CB 923 | [40 empty] | 0 | 0 | 0 |  |  |  | 0 | 5000000 | no RA
CB 922 | 0 | 0 | 0 | 0 | 0% | 0% | 0% | 0 | 0 | 0 | 0 | 0 | 0 | 0 | 0 | 922 | 0 | 0 | 0 | 0 | 0 | 0 | 0 | 0 | 0 | 0 | 0 | 0 | 0 | 0 | 0 | 0 | 0 | 0 |  | 2071 | CB 922 | [40 empty] | 0 | 0 | 0 |  |  |  | 0 | 5000000 | no RA
CB 933 | 0 | 0 | 0 | 0 | 0% | 0% | 0% | 0 | 0 | 0 | 0 | 0 | 0 | 0 | 0 | 933 | 0 | 0 | 0 | 0 | 0 | 0 | 0 | 0 | 0 | 0 | 0 | 0 | 0 | 0 | 0 | 0 | 0 | 0 |  | 2072 | CB 933 | [40 empty] | 0 | 0 | 0 |  |  |  | 0 | 5000000 | no RA
CB 934 | 0 | 0 | 0 | 0 | 0% | 0% | 0% | 0 | 0 | 0 | 0 | 0 | 0 | 0 | 0 | 934 | 0 | 0 | 0 | 0 | 0 | 0 | 0 | 0 | 0 | 0 | 0 | 0 | 0 | 0 | 0 | 0 | 0 | 0 |  | 2073 | CB 934 | [40 empty] | 0 | 0 | 0 |  |  |  | 0 | 5000000 | no RA
CB 935 | 0 | 0 | 0 | 0 | 0% | 0% | 0% | 0 | 0 | 0 | 0 | 0 | 0 | 0 | 0 | 935 | 0 | 0 | 0 | 0 | 0 | 0 | 0 | 0 | 0 | 0 | 0 | 0 | 0 | 0 | 0 | 0 | 0 | 0 |  | 2074 | CB 935 | [40 empty] | 0 | 0 | 0 |  |  |  | 0 | 5000000 | no RA
CB 936 | 0 | 0 | 0 | 0 | 0% | 0% | 0% | 0 | 0 | 0 | 0 | 0 | 0 | 0 | 0 | 936 | 0 | 0 | 0 | 0 | 0 | 0 | 0 | 0 | 0 | 0 | 0 | 0 | 0 | 0 | 0 | 0 | 0 | 0 |  | 2075 | CB 936 | [40 empty] | 0 | 0 | 0 |  |  |  | 0 | 5000000 | no RA
CB 937 | 0 | 0 | 0 | 0 | 0% | 0% | 0% | 0 | 0 | 0 | 0 | 0 | 0 | 0 | 0 | 937 | 0 | 0 | 0 | 0 | 0 | 0 | 0 | 0 | 0 | 0 | 0 | 0 | 0 | 0 | 0 | 0 | 0 | 0 |  | 2076 | CB 937 | [40 empty] | 0 | 0 | 0 |  |  |  | 0 | 5000000 | no RA
834-885 | 0 | 0 | 0 | 0 | 0% | 0% | 0% | 0 | 0 | 0 | 0 | 0 | 0 | 0 | 0 | 834 | 0 | 0 | 0 | 0 | 0 | 0 | 0 | 0 | 0 | 0 | 0 | 0 | 0 | 0 | 0 | 0 | 0 | 0 |  | 2077 | 834-885 | [40 empty] | 0 | 0 | 0 |  |  |  | 0 | 5000000 | no RA
834-884 | 0 | 0 | 0 | 0 | 0% | 0% | 0% | 0 | 0 | 0 | 0 | 0 | 0 | 0 | 0 | 834 | 0 | 0 | 0 | 0 | 0 | 0 | 0 | 0 | 0 | 0 | 0 | 0 | 0 | 0 | 0 | 0 | 0 | 0 |  | 2078 | 834-884 | [40 empty] | 0 | 0 | 0 |  |  |  | 0 | 5000000 | no RA
746-364 | 0 | 0 | 0 | 0 | 0% | 0% | 0% | 0 | 0 | 0 | 0 | 0 | 0 | 0 | 0 | 746 | 0 | 0 | 0 | 0 | 0 | 0 | 0 | 0 | 0 | 0 | 0 | 0 | 0 | 0 | 0 | 0 | 0 | 0 |  | 2079 | 746-364 | [40 empty] | 0 | 0 | 0 |  |  |  | 0 | 5000000 | no RA
834-430F | 0 | 0 | 0 | 0 | 0% | 0% | 0% | 0 | 0 | 0 | 0 | 0 | 0 | 0 | 0 | 834 | 0 | 0 | 0 | 0 | 0 | 0 | 0 | 0 | 0 | 0 | 0 | 0 | 0 | 0 | 0 | 0 | 0 | 0 |  | 2080 | 834-430F | [40 empty] | 0 | 0 | 0 |  |  |  | 0 | 5000000 | no RA
834-424F | 0 | 0 | 0 | 0 | 0% | 0% | 0% | 0 | 0 | 0 | 0 | 0 | 0 | 0 | 0 | 834 | 0 | 0 | 0 | 0 | 0 | 0 | 0 | 0 | 0 | 0 | 0 | 0 | 0 | 0 | 0 | 0 | 0 | 0 |  | 2081 | 834-424F | [40 empty] | 0 | 0 | 0 |  |  |  | 0 | 5000000 | no RA
834-423F | 0 | 0 | 0 | 0 | 0% | 0% | 0% | 0 | 0 | 0 | 0 | 0 | 0 | 0 | 0 | 834 | 0 | 0 | 0 | 0 | 0 | 0 | 0 | 0 | 0 | 0 | 0 | 0 | 0 | 0 | 0 | 0 | 0 | 0 |  | 2082 | 834-423F | [40 empty] | 0 | 0 | 0 |  |  |  | 0 | 5000000 | no RA
CB 940 | 0 | 0 | 0 | 0 | 0% | 0% | 0% | 0 | 0 | 0 | 0 | 0 | 0 | 0 | 0 | 940 | 0 | 0 | 0 | 0 | 0 | 0 | 0 | 0 | 0 | 0 | 0 | 0 | 0 | 0 | 0 | 0 | 0 | 0 |  | 2083 | CB 940 | [40 empty] | 0 | 0 | 0 |  |  |  | 0 | 5000000 | no RA
834-422 | 0 | 0 | 0 | 0 | 0% | 0% | 0% | 0 | 0 | 0 | 0 | 0 | 0 | 0 | 0 | 834 | 0 | 0 | 0 | 0 | 0 | 0 | 0 | 0 | 0 | 0 | 0 | 0 | 0 | 0 | 0 | 0 | 0 | 0 |  | 2084 | 834-422 | [40 empty] | 0 | 0 | 0 |  |  |  | 0 | 5000000 | no RA
745-35 | 0 | 0 | 0 | 0 | 0% | 0% | 0% | 0 | 0 | 0 | 0 | 0 | 0 | 0 | 0 | 745 | 0 | 0 | 0 | 0 | 0 | 0 | 0 | 0 | 0 | 0 | 0 | 0 | 0 | 0 | 0 | 0 | 0 | 0 |  | 2085 | 745-35 | [40 empty] | 0 | 0 | 0 |  |  |  | 0 | 5000000 | no RA
745-41 | 0 | 0 | 0 | 0 | 0% | 0% | 0% | 0 | 0 | 0 | 0 | 0 | 0 | 0 | 0 | 745 | 0 | 0 | 0 | 0 | 0 | 0 | 0 | 0 | 0 | 0 | 0 | 0 | 0 | 0 | 0 | 0 | 0 | 0 |  | 2086 | 745-41 | [40 empty] | 0 | 0 | 0 |  |  |  | 0 | 5000000 | no RA
CB 941 | 0 | 0 | 0 | 0 | 0% | 0% | 0% | 0 | 0 | 0 | 0 | 0 | 0 | 0 | 0 | 941 | 0 | 0 | 0 | 0 | 0 | 0 | 0 | 0 | 0 | 0 | 0 | 0 | 0 | 0 | 0 | 0 | 0 | 0 |  | 2087 | CB 941 | [40 empty] | 0 | 0 | 0 |  |  |  | 0 | 5000000 | no RA
832-993F | 0 | 0 | 0 | 0 | 0% | 0% | 0% | 0 | 0 | 0 | 0 | 0 | 0 | 0 | 0 | 832 | 0 | 0 | 0 | 0 | 0 | 0 | 0 | 0 | 0 | 0 | 0 | 0 | 0 | 0 | 0 | 0 | 0 | 0 |  | 2088 | 832-993F | [40 empty] | 0 | 0 | 0 |  |  |  | 0 | 5000000 | no RA
745-274 | 0 | 0 | 0 | 0 | 0% | 0% | 0% | 0 | 0 | 0 | 0 | 0 | 0 | 0 | 0 | 745 | 0 | 0 | 0 | 0 | 0 | 0 | 0 | 0 | 0 | 0 | 0 | 0 | 0 | 0 | 0 | 0 | 0 | 0 |  | 2089 | 745-274 | [40 empty] | 0 | 0 | 0 |  |  |  | 0 | 5000000 | no RA
745-273F | 0 | 0 | 0 | 0 | 0% | 0% | 0% | 0 | 0 | 0 | 0 | 0 | 0 | 0 | 0 | 745 | 0 | 0 | 0 | 0 | 0 | 0 | 0 | 0 | 0 | 0 | 0 | 0 | 0 | 0 | 0 | 0 | 0 | 0 |  | 2090 | 745-273F | [40 empty] | 0 | 0 | 0 |  |  |  | 0 | 5000000 | no RA
832-1060 | 0 | 0 | 0 | 0 | 0% | 0% | 0% | 0 | 0 | 0 | 0 | 0 | 0 | 0 | 0 | 832 | 0 | 0 | 0 | 0 | 0 | 0 | 0 | 0 | 0 | 0 | 0 | 0 | 0 | 0 | 0 | 0 | 0 | 0 |  | 2091 | 832-1060 | [40 empty] | 0 | 0 | 0 |  |  |  | 0 | 5000000 | no RA
745-100F | 0 | 0 | 0 | 0 | 0% | 0% | 0% | 0 | 0 | 0 | 0 | 0 | 0 | 0 | 0 | 745 | 0 | 0 | 0 | 0 | 0 | 0 | 0 | 0 | 0 | 0 | 0 | 0 | 0 | 0 | 0 | 0 | 0 | 0 |  | 2092 | 745-100F | [40 empty] | 0 | 0 | 0 |  |  |  | 0 | 5000000 | no RA
83-624F | 0 | 0 | 0 | 0 | 0% | 0% | 0% | 0 | 0 | 0 | 0 | 0 | 0 | 0 | 0 | 83 | 0 | 0 | 0 | 0 | 0 | 0 | 0 | 0 | 0 | 0 | 0 | 0 | 0 | 0 | 0 | 0 | 0 | 0 |  | 2093 | 83-624F | [40 empty] | 0 | 0 | 0 |  |  |  | 0 | 5000000 | no RA
CB 903 | 0 | 0 | 0 | 0 | 0% | 0% | 0% | 0 | 0 | 0 | 0 | 0 | 0 | 0 | 0 | 903 | 0 | 0 | 0 | 0 | 0 | 0 | 0 | 0 | 0 | 0 | 0 | 0 | 0 | 0 | 0 | 0 | 0 | 0 |  | 2094 | CB 903 | [40 empty] | 0 | 0 | 0 |  |  |  | 0 | 5000000 | no RA
830-620 | 0 | 0 | 0 | 0 | 0% | 0% | 0% | 0 | 0 | 0 | 0 | 0 | 0 | 0 | 0 | 830 | 0 | 0 | 0 | 0 | 0 | 0 | 0 | 0 | 0 | 0 | 0 | 0 | 0 | 0 | 0 | 0 | 0 | 0 |  | 2095 | 830-620 | [40 empty] | 0 | 0 | 0 |  |  |  | 0 | 5000000 | no RA
CB 904 | 0 | 0 | 0 | 0 | 0% | 0% | 0% | 0 | 0 | 0 | 0 | 0 | 0 | 0 | 0 | 904 | 0 | 0 | 0 | 0 | 0 | 0 | 0 | 0 | 0 | 0 | 0 | 0 | 0 | 0 | 0 | 0 | 0 | 0 |  | 2096 | CB 904 | [40 empty] | 0 | 0 | 0 |  |  |  | 0 | 5000000 | no RA
CB 905 | 0 | 0 | 0 | 0 | 0% | 0% | 0% | 0 | 0 | 0 | 0 | 0 | 0 | 0 | 0 | 905 | 0 | 0 | 0 | 0 | 0 | 0 | 0 | 0 | 0 | 0 | 0 | 0 | 0 | 0 | 0 | 0 | 0 | 0 |  | 2097 | CB 905 | [40 empty] | 0 | 0 | 0 |  |  |  | 0 | 5000000 | no RA
CB 908 | 0 | 0 | 0 | 0 | 0% | 0% | 0% | 0 | 0 | 0 | 0 | 0 | 0 | 0 | 0 | 908 | 0 | 0 | 0 | 0 | 0 | 0 | 0 | 0 | 0 | 0 | 0 | 0 | 0 | 0 | 0 | 0 | 0 | 0 |  | 2098 | CB 908 | [40 empty] | 0 | 0 | 0 |  |  |  | 0 | 5000000 | no RA
744-361F | 0 | 0 | 0 | 0 | 0% | 0% | 0% | 0 | 0 | 0 | 0 | 0 | 0 | 0 | 0 | 744 | 0 | 0 | 0 | 0 | 0 | 0 | 0 | 0 | 0 | 0 | 0 | 0 | 0 | 0 | 0 | 0 | 0 | 0 |  | 2099 | 744-361F | [40 empty] | 0 | 0 | 0 |  |  |  | 0 | 5000000 | no RA
CB 909 | 0 | 0 | 0 | 0 | 0% | 0% | 0% | 0 | 0 | 0 | 0 | 0 | 0 | 0 | 0 | 909 | 0 | 0 | 0 | 0 | 0 | 0 | 0 | 0 | 0 | 0 | 0 | 0 | 0 | 0 | 0 | 0 | 0 | 0 |  | 2100 | CB 909 | [40 empty] | 0 | 0 | 0 |  |  |  | 0 | 5000000 | no RA
830-621F | 0 | 0 | 0 | 0 | 0% | 0% | 0% | 0 | 0 | 0 | 0 | 0 | 0 | 0 | 0 | 830 | 0 | 0 | 0 | 0 | 0 | 0 | 0 | 0 | 0 | 0 | 0 | 0 | 0 | 0 | 0 | 0 | 0 | 0 |  | 2101 | 830-621F | [40 empty] | 0 | 0 | 0 |  |  |  | 0 | 5000000 | no RA
832-990 | 0 | 0 | 0 | 0 | 0% | 0% | 0% | 0 | 0 | 0 | 0 | 0 | 0 | 0 | 0 | 832 | 0 | 0 | 0 | 0 | 0 | 0 | 0 | 0 | 0 | 0 | 0 | 0 | 0 | 0 | 0 | 0 | 0 | 0 |  | 2102 | 832-990 | [40 empty] | 0 | 0 | 0 |  |  |  | 0 | 5000000 | no RA
830-623F | 0 | 0 | 0 | 0 | 0% | 0% | 0% | 0 | 0 | 0 | 0 | 0 | 0 | 0 | 0 | 830 | 0 | 0 | 0 | 0 | 0 | 0 | 0 | 0 | 0 | 0 | 0 | 0 | 0 | 0 | 0 | 0 | 0 | 0 |  | 2103 | 830-623F | [40 empty] | 0 | 0 | 0 |  |  |  | 0 | 5000000 | no RA
831-1749 | 0 | 0 | 0 | 0 | 0% | 0% | 0% | 0 | 0 | 0 | 0 | 0 | 0 | 0 | 0 | 831 | 0 | 0 | 0 | 0 | 0 | 0 | 0 | 0 | 0 | 0 | 0 | 0 | 0 | 0 | 0 | 0 | 0 | 0 |  | 2104 | 831-1749 | [40 empty] | 0 | 0 | 0 |  |  |  | 0 | 5000000 | no RA
CB 910 | 0 | 0 | 0 | 0 | 0% | 0% | 0% | 0 | 0 | 0 | 0 | 0 | 0 | 0 | 0 | 910 | 0 | 0 | 0 | 0 | 0 | 0 | 0 | 0 | 0 | 0 | 0 | 0 | 0 | 0 | 0 | 0 | 0 | 0 |  | 2105 | CB 910 | [40 empty] | 0 | 0 | 0 |  |  |  | 0 | 5000000 | no RA
831-1750F | 0 | 0 | 0 | 0 | 0% | 0% | 0% | 0 | 0 | 0 | 0 | 0 | 0 | 0 | 0 | 831 | 0 | 0 | 0 | 0 | 0 | 0 | 0 | 0 | 0 | 0 | 0 | 0 | 0 | 0 | 0 | 0 | 0 | 0 |  | 2106 | 831-1750F | [40 empty] | 0 | 0 | 0 |  |  |  | 0 | 5000000 | no RA
831-63 | 0 | 0 | 0 | 0 | 0% | 0% | 0% | 0 | 0 | 0 | 0 | 0 | 0 | 0 | 0 | 831 | 0 | 0 | 0 | 0 | 0 | 0 | 0 | 0 | 0 | 0 | 0 | 0 | 0 | 0 | 0 | 0 | 0 | 0 |  | 2107 | 831-63 | [40 empty] | 0 | 0 | 0 |  |  |  | 0 | 5000000 | no RA
832-1059F | 0 | 0 | 0 | 0 | 0% | 0% | 0% | 0 | 0 | 0 | 0 | 0 | 0 | 0 | 0 | 832 | 0 | 0 | 0 | 0 | 0 | 0 | 0 | 0 | 0 | 0 | 0 | 0 | 0 | 0 | 0 | 0 | 0 | 0 |  | 2108 | 832-1059F | [40 empty] | 0 | 0 | 0 |  |  |  | 0 | 5000000 | no RA
831-65 | 0 | 0 | 0 | 0 | 0% | 0% | 0% | 0 | 0 | 0 | 0 | 0 | 0 | 0 | 0 | 831 | 0 | 0 | 0 | 0 | 0 | 0 | 0 | 0 | 0 | 0 | 0 | 0 | 0 | 0 | 0 | 0 | 0 | 0 |  | 2109 | 831-65 | [40 empty] | 0 | 0 | 0 |  |  |  | 0 | 5000000 | no RA
745-106 | 0 | 0 | 0 | 0 | 0% | 0% | 0% | 0 | 0 | 0 | 0 | 0 | 0 | 0 | 0 | 745 | 0 | 0 | 0 | 0 | 0 | 0 | 0 | 0 | 0 | 0 | 0 | 0 | 0 | 0 | 0 | 0 | 0 | 0 |  | 2110 | 745-106 | [40 empty] | 0 | 0 | 0 |  |  |  | 0 | 5000000 | no RA
740-871F | 0 | 0 | 0 | 0 | 0% | 0% | 0% | 0 | 0 | 0 | 0 | 0 | 0 | 0 | 0 | 740 | 0 | 0 | 0 | 0 | 0 | 0 | 0 | 0 | 0 | 0 | 0 | 0 | 0 | 0 | 0 | 0 | 0 | 0 |  | 2111 | 740-871F | [40 empty] | 0 | 0 | 0 |  |  |  | 0 | 5000000 | no RA
CB 912 | 0 | 0 | 0 | 0 | 0% | 0% | 0% | 0 | 0 | 0 | 0 | 0 | 0 | 0 | 0 | 912 | 0 | 0 | 0 | 0 | 0 | 0 | 0 | 0 | 0 | 0 | 0 | 0 | 0 | 0 | 0 | 0 | 0 | 0 |  | 2112 | CB 912 | [40 empty] | 0 | 0 | 0 |  |  |  | 0 | 5000000 | no RA
745-271F | 0 | 0 | 0 | 0 | 0% | 0% | 0% | 0 | 0 | 0 | 0 | 0 | 0 | 0 | 0 | 745 | 0 | 0 | 0 | 0 | 0 | 0 | 0 | 0 | 0 | 0 | 0 | 0 | 0 | 0 | 0 | 0 | 0 | 0 |  | 2113 | 745-271F | [40 empty] | 0 | 0 | 0 |  |  |  | 0 | 5000000 | no RA
CB 913 | 0 | 0 | 0 | 0 | 0% | 0% | 0% | 0 | 0 | 0 | 0 | 0 | 0 | 0 | 0 | 913 | 0 | 0 | 0 | 0 | 0 | 0 | 0 | 0 | 0 | 0 | 0 | 0 | 0 | 0 | 0 | 0 | 0 | 0 |  | 2114 | CB 913 | [40 empty] | 0 | 0 | 0 |  |  |  | 0 | 5000000 | no RA
835-1073 | 0 | 0 | 0 | 0 | 0% | 0% | 0% | 0 | 0 | 0 | 0 | 0 | 0 | 0 | 0 | 835 | 0 | 0 | 0 | 0 | 0 | 0 | 0 | 0 | 0 | 0 | 0 | 0 | 0 | 0 | 0 | 0 | 0 | 0 |  | 2115 | 835-1073 | [40 empty] | 0 | 0 | 0 |  |  |  | 0 | 5000000 | no RA
CB 915 | 0 | 0 | 0 | 0 | 0% | 0% | 0% | 0 | 0 | 0 | 0 | 0 | 0 | 0 | 0 | 915 | 0 | 0 | 0 | 0 | 0 | 0 | 0 | 0 | 0 | 0 | 0 | 0 | 0 | 0 | 0 | 0 | 0 | 0 |  | 2116 | CB 915 | [40 empty] | 0 | 0 | 0 |  |  |  | 0 | 5000000 | no RA
CB 916 | 0 | 0 | 0 | 0 | 0% | 0% | 0% | 0 | 0 | 0 | 0 | 0 | 0 | 0 | 0 | 916 | 0 | 0 | 0 | 0 | 0 | 0 | 0 | 0 | 0 | 0 | 0 | 0 | 0 | 0 | 0 | 0 | 0 | 0 |  | 2117 | CB 916 | [40 empty] | 0 | 0 | 0 |  |  |  | 0 | 5000000 | no RA
745-272F | 0 | 0 | 0 | 0 | 0% | 0% | 0% | 0 | 0 | 0 | 0 | 0 | 0 | 0 | 0 | 745 | 0 | 0 | 0 | 0 | 0 | 0 | 0 | 0 | 0 | 0 | 0 | 0 | 0 | 0 | 0 | 0 | 0 | 0 |  | 2118 | 745-272F | [40 empty] | 0 | 0 | 0 |  |  |  | 0 | 5000000 | no RA
831-66 | 0 | 0 | 0 | 0 | 0% | 0% | 0% | 0 | 0 | 0 | 0 | 0 | 0 | 0 | 0 | 831 | 0 | 0 | 0 | 0 | 0 | 0 | 0 | 0 | 0 | 0 | 0 | 0 | 0 | 0 | 0 | 0 | 0 | 0 |  | 2119 | 831-66 | [40 empty] | 0 | 0 | 0 |  |  |  | 0 | 5000000 | no RA
CB 917 | 0 | 0 | 0 | 0 | 0% | 0% | 0% | 0 | 0 | 0 | 0 | 0 | 0 | 0 | 0 | 917 | 0 | 0 | 0 | 0 | 0 | 0 | 0 | 0 | 0 | 0 | 0 | 0 | 0 | 0 | 0 | 0 | 0 | 0 |  | 2120 | CB 917 | [40 empty] | 0 | 0 | 0 |  |  |  | 0 | 5000000 | no RA
832-1058F | 0 | 0 | 0 | 0 | 0% | 0% | 0% | 0 | 0 | 0 | 0 | 0 | 0 | 0 | 0 | 832 | 0 | 0 | 0 | 0 | 0 | 0 | 0 | 0 | 0 | 0 | 0 | 0 | 0 | 0 | 0 | 0 | 0 | 0 |  | 2121 | 832-1058F | [40 empty] | 0 | 0 | 0 |  |  |  | 0 | 5000000 | no RA
CB 921 | 0 | 0 | 0 | 0 | 0% | 0% | 0% | 0 | 0 | 0 | 0 | 0 | 0 | 0 | 0 | 921 | 0 | 0 | 0 | 0 | 0 | 0 | 0 | 0 | 0 | 0 | 0 | 0 | 0 | 0 | 0 | 0 | 0 | 0 |  | 2122 | CB 921 | [40 empty] | 0 | 0 | 0 |  |  |  | 0 | 5000000 | no RA
744-362F | 0 | 0 | 0 | 0 | 0% | 0% | 0% | 0 | 0 | 0 | 0 | 0 | 0 | 0 | 0 | 744 | 0 | 0 | 0 | 0 | 0 | 0 | 0 | 0 | 0 | 0 | 0 | 0 | 0 | 0 | 0 | 0 | 0 | 0 |  | 2123 | 744-362F | [40 empty] | 0 | 0 | 0 |  |  |  | 0 | 5000000 | no RA
756-47 | 0 | 0 | 0 | 0 | 0% | 0% | 0% | 0 | 0 | 0 | 0 | 0 | 0 | 0 | 0 | 756 | 0 | 0 | 0 | 0 | 0 | 0 | 0 | 0 | 0 | 0 | 0 | 0 | 0 | 0 | 0 | 0 | 0 | 0 |  | 2124 | 756-47 | [40 empty] | 0 | 0 | 0 |  |  |  | 0 | 5000000 | no RA
740-870F | 0 | 0 | 0 | 0 | 0% | 0% | 0% | 0 | 0 | 0 | 0 | 0 | 0 | 0 | 0 | 740 | 0 | 0 | 0 | 0 | 0 | 0 | 0 | 0 | 0 | 0 | 0 | 0 | 0 | 0 | 0 | 0 | 0 | 0 |  | 2125 | 740-870F | [40 empty] | 0 | 0 | 0 |  |  |  | 0 | 5000000 | no RA
851-38F | 0 | 0 | 0 | 0 | 0% | 0% | 0% | 0 | 0 | 0 | 0 | 0 | 0 | 0 | 0 | 851 | 0 | 0 | 0 | 0 | 0 | 0 | 0 | 0 | 0 | 0 | 0 | 0 | 0 | 0 | 0 | 0 | 0 | 0 |  | 2126 | 851-38F | [40 empty] | 0 | 0 | 0 |  |  |  | 0 | 5000000 | no RA
735-278F | 0 | 0 | 0 | 0 | 0% | 0% | 0% | 0 | 0 | 0 | 0 | 0 | 0 | 0 | 0 | 735 | 0 | 0 | 0 | 0 | 0 | 0 | 0 | 0 | 0 | 0 | 0 | 0 | 0 | 0 | 0 | 0 | 0 | 0 |  | 2127 | 735-278F | [40 empty] | 0 | 0 | 0 |  |  |  | 0 | 5000000 | no RA
854-807 | 0 | 0 | 0 | 0 | 0% | 0% | 0% | 0 | 0 | 0 | 0 | 0 | 0 | 0 | 0 | 854 | 0 | 0 | 0 | 0 | 0 | 0 | 0 | 0 | 0 | 0 | 0 | 0 | 0 | 0 | 0 | 0 | 0 | 0 |  | 2128 | 854-807 | [40 empty] | 0 | 0 | 0 |  |  |  | 0 | 5000000 | no RA
854-808 | 0 | 0 | 0 | 0 | 0% | 0% | 0% | 0 | 0 | 0 | 0 | 0 | 0 | 0 | 0 | 854 | 0 | 0 | 0 | 0 | 0 | 0 | 0 | 0 | 0 | 0 | 0 | 0 | 0 | 0 | 0 | 0 | 0 | 0 |  | 2129 | 854-808 | [40 empty] | 0 | 0 | 0 |  |  |  | 0 | 5000000 | no RA
735-277 | 0 | 0 | 0 | 0 | 0% | 0% | 0% | 0 | 0 | 0 | 0 | 0 | 0 | 0 | 0 | 735 | 0 | 0 | 0 | 0 | 0 | 0 | 0 | 0 | 0 | 0 | 0 | 0 | 0 | 0 | 0 | 0 | 0 | 0 |  | 2130 | 735-277 | [40 empty] | 0 | 0 | 0 |  |  |  | 0 | 5000000 | no RA
854-809F | 0 | 0 | 0 | 0 | 0% | 0% | 0% | 0 | 0 | 0 | 0 | 0 | 0 | 0 | 0 | 854 | 0 | 0 | 0 | 0 | 0 | 0 | 0 | 0 | 0 | 0 | 0 | 0 | 0 | 0 | 0 | 0 | 0 | 0 |  | 2131 | 854-809F | [40 empty] | 0 | 0 | 0 |  |  |  | 0 | 5000000 | no RA
735-276F | 0 | 0 | 0 | 0 | 0% | 0% | 0% | 0 | 0 | 0 | 0 | 0 | 0 | 0 | 0 | 735 | 0 | 0 | 0 | 0 | 0 | 0 | 0 | 0 | 0 | 0 | 0 | 0 | 0 | 0 | 0 | 0 | 0 | 0 |  | 2132 | 735-276F | [40 empty] | 0 | 0 | 0 |  |  |  | 0 | 5000000 | no RA
CB YS1 | 0 | 0 | 0 | 0 | 0% | 0% | 0% | 0 | 0 | 0 | 0 | 0 | 0 | 0 | 0 | YS1 | 0 | 0 | 0 | 0 | 0 | 0 | 0 | 0 | 0 | 0 | 0 | 0 | 0 | 0 | 0 | 0 | 0 | 0 |  | 2133 | CB YS1 | [40 empty] | 0 | 0 | 0 |  |  |  | 0 | 5000000 | no RA
CB 796 | 0 | 0 | 0 | 0 | 0% | 0% | 0% | 0 | 0 | 0 | 0 | 0 | 0 | 0 | 0 | 796 | 0 | 0 | 0 | 0 | 0 | 0 | 0 | 0 | 0 | 0 | 0 | 0 | 0 | 0 | 0 | 0 | 0 | 0 |  | 2134 | CB 796 | [40 empty] | 0 | 0 | 0 |  |  |  | 0 | 5000000 | no RA
NO1-286 | 0 | 0 | 0 | 0 | 0% | 0% | 0% | 0 | 0 | 0 | 0 | 0 | 0 | 0 | 0 | NO1 | 0 | 0 | 0 | 0 | 0 | 0 | 0 | 0 | 0 | 0 | 0 | 0 | 0 | 0 | 0 | 0 | 0 | 0 |  | 2135 | NO1-286 | [40 empty] | 0 | 0 | 0 |  |  |  | 0 | 5000000 | no RA
CB 794 | 0 | 0 | 0 | 0 | 0% | 0% | 0% | 0 | 0 | 0 | 0 | 0 | 0 | 0 | 0 | 794 | 0 | 0 | 0 | 0 | 0 | 0 | 0 | 0 | 0 | 0 | 0 | 0 | 0 | 0 | 0 | 0 | 0 | 0 |  | 2136 | CB 794 | [40 empty] | 0 | 0 | 0 |  |  |  | 0 | 5000000 | no RA
854-811F | 0 | 0 | 0 | 0 | 0% | 0% | 0% | 0 | 0 | 0 | 0 | 0 | 0 | 0 | 0 | 854 | 0 | 0 | 0 | 0 | 0 | 0 | 0 | 0 | 0 | 0 | 0 | 0 | 0 | 0 | 0 | 0 | 0 | 0 |  | 2137 | 854-811F | [40 empty] | 0 | 0 | 0 |  |  |  | 0 | 5000000 | no RA
854-812F | 0 | 0 | 0 | 0 | 0% | 0% | 0% | 0 | 0 | 0 | 0 | 0 | 0 | 0 | 0 | 854 | 0 | 0 | 0 | 0 | 0 | 0 | 0 | 0 | 0 | 0 | 0 | 0 | 0 | 0 | 0 | 0 | 0 | 0 |  | 2138 | 854-812F | [40 empty] | 0 | 0 | 0 |  |  |  | 0 | 5000000 | no RA
RD4-126F | 0 | 0 | 0 | 0 | 0% | 0% | 0% | 0 | 0 | 0 | 0 | 0 | 0 | 0 | 0 | RD4 | 0 | 0 | 0 | 0 | 0 | 0 | 0 | 0 | 0 | 0 | 0 | 0 | 0 | 0 | 0 | 0 | 0 | 0 |  | 2139 | RD4-126F | [40 empty] | 0 | 0 | 0 |  |  |  | 0 | 5000000 | no RA
CB 793 | 0 | 0 | 0 | 0 | 0% | 0% | 0% | 0 | 0 | 0 | 0 | 0 | 0 | 0 | 0 | 793 | 0 | 0 | 0 | 0 | 0 | 0 | 0 | 0 | 0 | 0 | 0 | 0 | 0 | 0 | 0 | 0 | 0 | 0 |  | 2140 | CB 793 | [40 empty] | 0 | 0 | 0 |  |  |  | 0 | 5000000 | no RA
CB 792 | 0 | 0 | 0 | 0 | 0% | 0% | 0% | 0 | 0 | 0 | 0 | 0 | 0 | 0 | 0 | 792 | 0 | 0 | 0 | 0 | 0 | 0 | 0 | 0 | 0 | 0 | 0 | 0 | 0 | 0 | 0 | 0 | 0 | 0 |  | 2141 | CB 792 | [40 empty] | 0 | 0 | 0 |  |  |  | 0 | 5000000 | no RA
854-806 | 0 | 0 | 0 | 0 | 0% | 0% | 0% | 0 | 0 | 0 | 0 | 0 | 0 | 0 | 0 | 854 | 0 | 0 | 0 | 0 | 0 | 0 | 0 | 0 | 0 | 0 | 0 | 0 | 0 | 0 | 0 | 0 | 0 | 0 |  | 2142 | 854-806 | [40 empty] | 0 | 0 | 0 |  |  |  | 0 | 5000000
854-805 | 0 | 0 | 0 | 0 | 0% | 0% | 0% | 0 | 0 | 0 | 0 | 0 | 0 | 0 | 0 | 854 | 0 | 0 | 0 | 0 | 0 | 0 | 0 | 0 | 0 | 0 | 0 | 0 | 0 | 0 | 0 | 0 | 0 | 0 |  | 2143 | 854-805 | [40 empty] | 0 | 0 | 0 |  |  |  | 0 | 5000000
735-279F | 0 | 0 | 0 | 0 | 0% | 0% | 0% | 0 | 0 | 0 | 0 | 0 | 0 | 0 | 0 | 735 | 0 | 0 | 0 | 0 | 0 | 0 | 0 | 0 | 0 | 0 | 0 | 0 | 0 | 0 | 0 | 0 | 0 | 0 |  | 2144 | 735-279F | [40 empty] | 0 | 0 | 0 |  |  |  | 0 | 5000000
852-716 | 0 | 0 | 0 | 0 | 0% | 0% | 0% | 0 | 0 | 0 | 0 | 0 | 0 | 0 | 0 | 852 | 0 | 0 | 0 | 0 | 0 | 0 | 0 | 0 | 0 | 0 | 0 | 0 | 0 | 0 | 0 | 0 | 0 | 0 |  | 2145 | 852-716 | [40 empty] | 0 | 0 | 0 |  |  |  | 0 | 5000000
851-40F | 0 | 0 | 0 | 0 | 0% | 0% | 0% | 0 | 0 | 0 | 0 | 0 | 0 | 0 | 0 | 851 | 0 | 0 | 0 | 0 | 0 | 0 | 0 | 0 | 0 | 0 | 0 | 0 | 0 | 0 | 0 | 0 | 0 | 0 |  | 2146 | 851-40F | [40 empty] | 0 | 0 | 0 |  |  |  | 0 | 5000000
851-742 | 0 | 0 | 0 | 0 | 0% | 0% | 0% | 0 | 0 | 0 | 0 | 0 | 0 | 0 | 0 | 851 | 0 | 0 | 0 | 0 | 0 | 0 | 0 | 0 | 0 | 0 | 0 | 0 | 0 | 0 | 0 | 0 | 0 | 0 |  | 2147 | 851-742 | [40 empty] | 0 | 0 | 0 |  |  |  | 0 | 5000000
736-127 | 0 | 0 | 0 | 0 | 0% | 0% | 0% | 0 | 0 | 0 | 0 | 0 | 0 | 0 | 0 | 736 | 0 | 0 | 0 | 0 | 0 | 0 | 0 | 0 | 0 | 0 | 0 | 0 | 0 | 0 | 0 | 0 | 0 | 0 |  | 2148 | 736-127 | [40 empty] | 0 | 0 | 0 |  |  |  | 0 | 5000000
735-284F | 0 | 0 | 0 | 0 | 0% | 0% | 0% | 0 | 0 | 0 | 0 | 0 | 0 | 0 | 0 | 735 | 0 | 0 | 0 | 0 | 0 | 0 | 0 | 0 | 0 | 0 | 0 | 0 | 0 | 0 | 0 | 0 | 0 | 0 |  | 2149 | 735-284F | [40 empty] | 0 | 0 | 0 |  |  |  | 0 | 5000000
CB 830 | 0 | 0 | 0 | 0 | 0% | 0% | 0% | 0 | 0 | 0 | 0 | 0 | 0 | 0 | 0 | 830 | 0 | 0 | 0 | 0 | 0 | 0 | 0 | 0 | 0 | 0 | 0 | 0 | 0 | 0 | 0 | 0 | 0 | 0 |  | 2150 | CB 830 | [40 empty] | 0 | 0 | 0 |  |  |  | 0 | 5000000
852-50F | 0 | 0 | 0 | 0 | 0% | 0% | 0% | 0 | 0 | 0 | 0 | 0 | 0 | 0 | 0 | 852 | 0 | 0 | 0 | 0 | 0 | 0 | 0 | 0 | 0 | 0 | 0 | 0 | 0 | 0 | 0 | 0 | 0 | 0 |  | 2151 | 852-50F | [40 empty] | 0 | 0 | 0 |  |  |  | 0 | 5000000
853-545 | 0 | 0 | 0 | 0 | 0% | 0% | 0% | 0 | 0 | 0 | 0 | 0 | 0 | 0 | 0 | 853 | 0 | 0 | 0 | 0 | 0 | 0 | 0 | 0 | 0 | 0 | 0 | 0 | 0 | 0 | 0 | 0 | 0 | 0 |  | 2152 | 853-545 | [40 empty] | 0 | 0 | 0 |  |  |  | 0 | 5000000
CB 798 | 0 | 0 | 0 | 0 | 0% | 0% | 0% | 0 | 0 | 0 | 0 | 0 | 0 | 0 | 0 | 798 | 0 | 0 | 0 | 0 | 0 | 0 | 0 | 0 | 0 | 0 | 0 | 0 | 0 | 0 | 0 | 0 | 0 | 0 |  | 2153 | CB 798 | [40 empty] | 0 | 0 | 0 |  |  |  | 0 | 5000000
853-546F | 0 | 0 | 0 | 0 | 0% | 0% | 0% | 0 | 0 | 0 | 0 | 0 | 0 | 0 | 0 | 853 | 0 | 0 | 0 | 0 | 0 | 0 | 0 | 0 | 0 | 0 | 0 | 0 | 0 | 0 | 0 | 0 | 0 | 0 |  | 2154 | 853-546F | [40 empty] | 0 | 0 | 0 |  |  |  | 0 | 5000000
735-283F | 0 | 0 | 0 | 0 | 0% | 0% | 0% | 0 | 0 | 0 | 0 | 0 | 0 | 0 | 0 | 735 | 0 | 0 | 0 | 0 | 0 | 0 | 0 | 0 | 0 | 0 | 0 | 0 | 0 | 0 | 0 | 0 | 0 | 0 |  | 2155 | 735-283F | [40 empty] | 0 | 0 | 0 |  |  |  | 0 | 5000000
735-282 | 0 | 0 | 0 | 0 | 0% | 0% | 0% | 0 | 0 | 0 | 0 | 0 | 0 | 0 | 0 | 735 | 0 | 0 | 0 | 0 | 0 | 0 | 0 | 0 | 0 | 0 | 0 | 0 | 0 | 0 | 0 | 0 | 0 | 0 |  | 2156 | 735-282 | [40 empty] | 0 | 0 | 0 |  |  |  | 0 | 5000000
853-548F | 0 | 0 | 0 | 0 | 0% | 0% | 0% | 0 | 0 | 0 | 0 | 0 | 0 | 0 | 0 | 853 | 0 | 0 | 0 | 0 | 0 | 0 | 0 | 0 | 0 | 0 | 0 | 0 | 0 | 0 | 0 | 0 | 0 | 0 |  | 2157 | 853-548F | [40 empty] | 0 | 0 | 0 |  |  |  | 0 | 5000000
854-610 | 0 | 0 | 0 | 0 | 0% | 0% | 0% | 0 | 0 | 0 | 0 | 0 | 0 | 0 | 0 | 854 | 0 | 0 | 0 | 0 | 0 | 0 | 0 | 0 | 0 | 0 | 0 | 0 | 0 | 0 | 0 | 0 | 0 | 0 |  | 2158 | 854-610 | [40 empty] | 0 | 0 | 0 |  |  |  | 0 | 5000000
735-281F | 0 | 0 | 0 | 0 | 0% | 0% | 0% | 0 | 0 | 0 | 0 | 0 | 0 | 0 | 0 | 735 | 0 | 0 | 0 | 0 | 0 | 0 | 0 | 0 | 0 | 0 | 0 | 0 | 0 | 0 | 0 | 0 | 0 | 0 |  | 2159 | 735-281F | [40 empty] | 0 | 0 | 0 |  |  |  | 0 | 5000000
RD4-131 | 0 | 0 | 0 | 0 | 0% | 0% | 0% | 0 | 0 | 0 | 0 | 0 | 0 | 0 | 0 | RD4 | 0 | 0 | 0 | 0 | 0 | 0 | 0 | 0 | 0 | 0 | 0 | 0 | 0 | 0 | 0 | 0 | 0 | 0 |  | 2160 | RD4-131 | [40 empty] | 0 | 0 | 0 |  |  |  | 0 | 5000000
855-35 | 0 | 0 | 0 | 0 | 0% | 0% | 0% | 0 | 0 | 0 | 0 | 0 | 0 | 0 | 0 | 855 | 0 | 0 | 0 | 0 | 0 | 0 | 0 | 0 | 0 | 0 | 0 | 0 | 0 | 0 | 0 | 0 | 0 | 0 |  | 2161 | 855-35 | [40 empty] | 0 | 0 | 0 |  |  |  | 0 | 5000000
RD4-25 | 0 | 0 | 0 | 0 | 0% | 0% | 0% | 0 | 0 | 0 | 0 | 0 | 0 | 0 | 0 | RD4 | 0 | 0 | 0 | 0 | 0 | 0 | 0 | 0 | 0 | 0 | 0 | 0 | 0 | 0 | 0 | 0 | 0 | 0 |  | 2162 | RD4-25 | [40 empty] | 0 | 0 | 0 |  |  |  | 0 | 5000000
CB 767 | 0 | 0 | 0 | 0 | 0% | 0% | 0% | 0 | 0 | 0 | 0 | 0 | 0 | 0 | 0 | 767 | 0 | 0 | 0 | 0 | 0 | 0 | 0 | 0 | 0 | 0 | 0 | 0 | 0 | 0 | 0 | 0 | 0 | 0 |  | 2163 | CB 767 | [40 empty] | 0 | 0 | 0 |  |  |  | 0 | 5000000
858-15AE | 0 | 0 | 0 | 0 | 0% | 0% | 0% | 0 | 0 | 0 | 0 | 0 | 0 | 0 | 0 | 858 | 0 | 0 | 0 | 0 | 0 | 0 | 0 | 0 | 0 | 0 | 0 | 0 | 0 | 0 | 0 | 0 | 0 | 0 |  | 2164 | 858-15AE | [40 empty] | 0 | 0 | 0 |  |  |  | 0 | 5000000
RD4-27F | 0 | 0 | 0 | 0 | 0% | 0% | 0% | 0 | 0 | 0 | 0 | 0 | 0 | 0 | 0 | RD4 | 0 | 0 | 0 | 0 | 0 | 0 | 0 | 0 | 0 | 0 | 0 | 0 | 0 | 0 | 0 | 0 | 0 | 0 |  | 2165 | RD4-27F | [40 empty] | 0 | 0 | 0 |  |  |  | 0 | 5000000
CB 773 | 0 | 0 | 0 | 0 | 0% | 0% | 0% | 0 | 0 | 0 | 0 | 0 | 0 | 0 | 0 | 773 | 0 | 0 | 0 | 0 | 0 | 0 | 0 | 0 | 0 | 0 | 0 | 0 | 0 | 0 | 0 | 0 | 0 | 0 |  | 2166 | CB 773 | [40 empty] | 0 | 0 | 0 |  |  |  | 0 | 5000000
858-17 | 0 | 0 | 0 | 0 | 0% | 0% | 0% | 0 | 0 | 0 | 0 | 0 | 0 | 0 | 0 | 858 | 0 | 0 | 0 | 0 | 0 | 0 | 0 | 0 | 0 | 0 | 0 | 0 | 0 | 0 | 0 | 0 | 0 | 0 |  | 2167 | 858-17 | [40 empty] | 0 | 0 | 0 |  |  |  | 0 | 5000000
859-10 | 0 | 0 | 0 | 0 | 0% | 0% | 0% | 0 | 0 | 0 | 0 | 0 | 0 | 0 | 0 | 859 | 0 | 0 | 0 | 0 | 0 | 0 | 0 | 0 | 0 | 0 | 0 | 0 | 0 | 0 | 0 | 0 | 0 | 0 |  | 2168 | 859-10 | [40 empty] | 0 | 0 | 0 |  |  |  | 0 | 5000000
CB 768 | 0 | 0 | 0 | 0 | 0% | 0% | 0% | 0 | 0 | 0 | 0 | 0 | 0 | 0 | 0 | 768 | 0 | 0 | 0 | 0 | 0 | 0 | 0 | 0 | 0 | 0 | 0 | 0 | 0 | 0 | 0 | 0 | 0 | 0 |  | 2169 | CB 768 | [40 empty] | 0 | 0 | 0 |  |  |  | 0 | 5000000
859-38 | 0 | 0 | 0 | 0 | 0% | 0% | 0% | 0 | 0 | 0 | 0 | 0 | 0 | 0 | 0 | 859 | 0 | 0 | 0 | 0 | 0 | 0 | 0 | 0 | 0 | 0 | 0 | 0 | 0 | 0 | 0 | 0 | 0 | 0 |  | 2170 | 859-38 | [40 empty] | 0 | 0 | 0 |  |  |  | 0 | 5000000
CB 774 | 0 | 0 | 0 | 0 | 0% | 0% | 0% | 0 | 0 | 0 | 0 | 0 | 0 | 0 | 0 | 774 | 0 | 0 | 0 | 0 | 0 | 0 | 0 | 0 | 0 | 0 | 0 | 0 | 0 | 0 | 0 | 0 | 0 | 0 |  | 2171 | CB 774 | [40 empty] | 0 | 0 | 0 |  |  |  | 0 | 5000000
859-39F | 0 | 0 | 0 | 0 | 0% | 0% | 0% | 0 | 0 | 0 | 0 | 0 | 0 | 0 | 0 | 859 | 0 | 0 | 0 | 0 | 0 | 0 | 0 | 0 | 0 | 0 | 0 | 0 | 0 | 0 | 0 | 0 | 0 | 0 |  | 2172 | 859-39F | [40 empty] | 0 | 0 | 0 |  |  |  | 0 | 5000000
859-40F | 0 | 0 | 0 | 0 | 0% | 0% | 0% | 0 | 0 | 0 | 0 | 0 | 0 | 0 | 0 | 859 | 0 | 0 | 0 | 0 | 0 | 0 | 0 | 0 | 0 | 0 | 0 | 0 | 0 | 0 | 0 | 0 | 0 | 0 |  | 2173 | 859-40F | [40 empty] | 0 | 0 | 0 |  |  |  | 0 | 5000000
CB 766 | 0 | 0 | 0 | 0 | 0% | 0% | 0% | 0 | 0 | 0 | 0 | 0 | 0 | 0 | 0 | 766 | 0 | 0 | 0 | 0 | 0 | 0 | 0 | 0 | 0 | 0 | 0 | 0 | 0 | 0 | 0 | 0 | 0 | 0 |  | 2174 | CB 766 | [40 empty] | 0 | 0 | 0 |  |  |  | 0 | 5000000
CB 765 | 0 | 0 | 0 | 0 | 0% | 0% | 0% | 0 | 0 | 0 | 0 | 0 | 0 | 0 | 0 | 765 | 0 | 0 | 0 | 0 | 0 | 0 | 0 | 0 | 0 | 0 | 0 | 0 | 0 | 0 | 0 | 0 | 0 | 0 |  | 2175 | CB 765 | [40 empty] | 0 | 0 | 0 |  |  |  | 0 | 5000000
86-1056 | 0 | 0 | 0 | 0 | 0% | 0% | 0% | 0 | 0 | 0 | 0 | 0 | 0 | 0 | 0 | 86 | 0 | 0 | 0 | 0 | 0 | 0 | 0 | 0 | 0 | 0 | 0 | 0 | 0 | 0 | 0 | 0 | 0 | 0 |  | 2176 | 86-1056 | [40 empty] | 0 | 0 | 0 |  |  |  | 0 | 5000000
86-1057F | 0 | 0 | 0 | 0 | 0% | 0% | 0% | 0 | 0 | 0 | 0 | 0 | 0 | 0 | 0 | 86 | 0 | 0 | 0 | 0 | 0 | 0 | 0 | 0 | 0 | 0 | 0 | 0 | 0 | 0 | 0 | 0 | 0 | 0 |  | 2177 | 86-1057F | [40 empty] | 0 | 0 | 0 |  |  |  | 0 | 5000000
731-1244 | 0 | 0 | 0 | 0 | 0% | 0% | 0% | 0 | 0 | 0 | 0 | 0 | 0 | 0 | 0 | 731 | 0 | 0 | 0 | 0 | 0 | 0 | 0 | 0 | 0 | 0 | 0 | 0 | 0 | 0 | 0 | 0 | 0 | 0 |  | 2178 | 731-1244 | [40 empty] | 0 | 0 | 0 |  |  |  | 0 | 5000000
RD4-26F | 0 | 0 | 0 | 0 | 0% | 0% | 0% | 0 | 0 | 0 | 0 | 0 | 0 | 0 | 0 | RD4 | 0 | 0 | 0 | 0 | 0 | 0 | 0 | 0 | 0 | 0 | 0 | 0 | 0 | 0 | 0 | 0 | 0 | 0 |  | 2179 | RD4-26F | [40 empty] | 0 | 0 | 0 |  |  |  | 0 | 5000000
CB 79 | 0 | 0 | 0 | 0 | 0% | 0% | 0% | 0 | 0 | 0 | 0 | 0 | 0 | 0 | 0 | 79 | 0 | 0 | 0 | 0 | 0 | 0 | 0 | 0 | 0 | 0 | 0 | 0 | 0 | 0 | 0 | 0 | 0 | 0 |  | 2180 | CB 79 | [40 empty] | 0 | 0 | 0 |  |  |  | 0 | 5000000
857-303 | 0 | 0 | 0 | 0 | 0% | 0% | 0% | 0 | 0 | 0 | 0 | 0 | 0 | 0 | 0 | 857 | 0 | 0 | 0 | 0 | 0 | 0 | 0 | 0 | 0 | 0 | 0 | 0 | 0 | 0 | 0 | 0 | 0 | 0 |  | 2181 | 857-303 | [40 empty] | 0 | 0 | 0 |  |  |  | 0 | 5000000
855-44 | 0 | 0 | 0 | 0 | 0% | 0% | 0% | 0 | 0 | 0 | 0 | 0 | 0 | 0 | 0 | 855 | 0 | 0 | 0 | 0 | 0 | 0 | 0 | 0 | 0 | 0 | 0 | 0 | 0 | 0 | 0 | 0 | 0 | 0 |  | 2182 | 855-44 | [40 empty] | 0 | 0 | 0 |  |  |  | 0 | 5000000
CB 786 | 0 | 0 | 0 | 0 | 0% | 0% | 0% | 0 | 0 | 0 | 0 | 0 | 0 | 0 | 0 | 786 | 0 | 0 | 0 | 0 | 0 | 0 | 0 | 0 | 0 | 0 | 0 | 0 | 0 | 0 | 0 | 0 | 0 | 0 |  | 2183 | CB 786 | [40 empty] | 0 | 0 | 0 |  |  |  | 0 | 5000000
CB 785 | 0 | 0 | 0 | 0 | 0% | 0% | 0% | 0 | 0 | 0 | 0 | 0 | 0 | 0 | 0 | 785 | 0 | 0 | 0 | 0 | 0 | 0 | 0 | 0 | 0 | 0 | 0 | 0 | 0 | 0 | 0 | 0 | 0 | 0 |  | 2184 | CB 785 | [40 empty] | 0 | 0 | 0 |  |  |  | 0 | 5000000
CB 782 | 0 | 0 | 0 | 0 | 0% | 0% | 0% | 0 | 0 | 0 | 0 | 0 | 0 | 0 | 0 | 782 | 0 | 0 | 0 | 0 | 0 | 0 | 0 | 0 | 0 | 0 | 0 | 0 | 0 | 0 | 0 | 0 | 0 | 0 |  | 2185 | CB 782 | [40 empty] | 0 | 0 | 0 |  |  |  | 0 | 5000000
731-46 | 0 | 0 | 0 | 0 | 0% | 0% | 0% | 0 | 0 | 0 | 0 | 0 | 0 | 0 | 0 | 731 | 0 | 0 | 0 | 0 | 0 | 0 | 0 | 0 | 0 | 0 | 0 | 0 | 0 | 0 | 0 | 0 | 0 | 0 |  | 2186 | 731-46 | [40 empty] | 0 | 0 | 0 |  |  |  | 0 | 5000000
857-302F | 0 | 0 | 0 | 0 | 0% | 0% | 0% | 0 | 0 | 0 | 0 | 0 | 0 | 0 | 0 | 857 | 0 | 0 | 0 | 0 | 0 | 0 | 0 | 0 | 0 | 0 | 0 | 0 | 0 | 0 | 0 | 0 | 0 | 0 |  | 2187 | 857-302F | [40 empty] | 0 | 0 | 0 |  |  |  | 0 | 5000000
857-304F | 0 | 0 | 0 | 0 | 0% | 0% | 0% | 0 | 0 | 0 | 0 | 0 | 0 | 0 | 0 | 857 | 0 | 0 | 0 | 0 | 0 | 0 | 0 | 0 | 0 | 0 | 0 | 0 | 0 | 0 | 0 | 0 | 0 | 0 |  | 2188 | 857-304F | [40 empty] | 0 | 0 | 0 |  |  |  | 0 | 5000000
731-45F | 0 | 0 | 0 | 0 | 0% | 0% | 0% | 0 | 0 | 0 | 0 | 0 | 0 | 0 | 0 | 731 | 0 | 0 | 0 | 0 | 0 | 0 | 0 | 0 | 0 | 0 | 0 | 0 | 0 | 0 | 0 | 0 | 0 | 0 |  | 2189 | 731-45F | [40 empty] | 0 | 0 | 0 |  |  |  | 0 | 5000000
857-305F | 0 | 0 | 0 | 0 | 0% | 0% | 0% | 0 | 0 | 0 | 0 | 0 | 0 | 0 | 0 | 857 | 0 | 0 | 0 | 0 | 0 | 0 | 0 | 0 | 0 | 0 | 0 | 0 | 0 | 0 | 0 | 0 | 0 | 0 |  | 2190 | 857-305F | [40 empty] | 0 | 0 | 0 |  |  |  | 0 | 5000000
CB 779 | 0 | 0 | 0 | 0 | 0% | 0% | 0% | 0 | 0 | 0 | 0 | 0 | 0 | 0 | 0 | 779 | 0 | 0 | 0 | 0 | 0 | 0 | 0 | 0 | 0 | 0 | 0 | 0 | 0 | 0 | 0 | 0 | 0 | 0 |  | 2191 | CB 779 | [40 empty] | 0 | 0 | 0 |  |  |  | 0 | 5000000
CB 777 | 0 | 0 | 0 | 0 | 0% | 0% | 0% | 0 | 0 | 0 | 0 | 0 | 0 | 0 | 0 | 777 | 0 | 0 | 0 | 0 | 0 | 0 | 0 | 0 | 0 | 0 | 0 | 0 | 0 | 0 | 0 | 0 | 0 | 0 |  | 2192 | CB 777 | [40 empty] | 0 | 0 | 0 |  |  |  | 0 | 5000000
857-306F | 0 | 0 | 0 | 0 | 0% | 0% | 0% | 0 | 0 | 0 | 0 | 0 | 0 | 0 | 0 | 857 | 0 | 0 | 0 | 0 | 0 | 0 | 0 | 0 | 0 | 0 | 0 | 0 | 0 | 0 | 0 | 0 | 0 | 0 |  | 2193 | 857-306F | [40 empty] | 0 | 0 | 0 |  |  |  | 0 | 5000000
857-57 | 0 | 0 | 0 | 0 | 0% | 0% | 0% | 0 | 0 | 0 | 0 | 0 | 0 | 0 | 0 | 857 | 0 | 0 | 0 | 0 | 0 | 0 | 0 | 0 | 0 | 0 | 0 | 0 | 0 | 0 | 0 | 0 | 0 | 0 |  | 2194 | 857-57 | [40 empty] | 0 | 0 | 0 |  |  |  | 0 | 5000000
857-58 | 0 | 0 | 0 | 0 | 0% | 0% | 0% | 0 | 0 | 0 | 0 | 0 | 0 | 0 | 0 | 857 | 0 | 0 | 0 | 0 | 0 | 0 | 0 | 0 | 0 | 0 | 0 | 0 | 0 | 0 | 0 | 0 | 0 | 0 |  | 2195 | 857-58 | [40 empty] | 0 | 0 | 0 |  |  |  | 0 | 5000000
736-129 | 0 | 0 | 0 | 0 | 0% | 0% | 0% | 0 | 0 | 0 | 0 | 0 | 0 | 0 | 0 | 736 | 0 | 0 | 0 | 0 | 0 | 0 | 0 | 0 | 0 | 0 | 0 | 0 | 0 | 0 | 0 | 0 | 0 | 0 |  | 2196 | 736-129 | [40 empty] | 0 | 0 | 0 |  |  |  | 0 | 5000000
851-1532 | 0 | 0 | 0 | 0 | 0% | 0% | 0% | 0 | 0 | 0 | 0 | 0 | 0 | 0 | 0 | 851 | 0 | 0 | 0 | 0 | 0 | 0 | 0 | 0 | 0 | 0 | 0 | 0 | 0 | 0 | 0 | 0 | 0 | 0 |  | 2197 | 851-1532 | [40 empty] | 0 | 0 | 0 |  |  |  | 0 | 5000000
740-859 | 0 | 0 | 0 | 0 | 0% | 0% | 0% | 0 | 0 | 0 | 0 | 0 | 0 | 0 | 0 | 740 | 0 | 0 | 0 | 0 | 0 | 0 | 0 | 0 | 0 | 0 | 0 | 0 | 0 | 0 | 0 | 0 | 0 | 0 |  | 2198 | 740-859 | [40 empty] | 0 | 0 | 0 |  |  |  | 0 | 5000000
736-129F | 0 | 0 | 0 | 0 | 0% | 0% | 0% | 0 | 0 | 0 | 0 | 0 | 0 | 0 | 0 | 736 | 0 | 0 | 0 | 0 | 0 | 0 | 0 | 0 | 0 | 0 | 0 | 0 | 0 | 0 | 0 | 0 | 0 | 0 |  | 2199 | 736-129F | [40 empty] | 0 | 0 | 0 |  |  |  | 0 | 5000000
843-38 | 0 | 0 | 0 | 0 | 0% | 0% | 0% | 0 | 0 | 0 | 0 | 0 | 0 | 0 | 0 | 843 | 0 | 0 | 0 | 0 | 0 | 0 | 0 | 0 | 0 | 0 | 0 | 0 | 0 | 0 | 0 | 0 | 0 | 0 |  | 2200 | 843-38 | [40 empty] | 0 | 0 | 0 |  |  |  | 0 | 5000000
843-393 | 0 | 0 | 0 | 0 | 0% | 0% | 0% | 0 | 0 | 0 | 0 | 0 | 0 | 0 | 0 | 843 | 0 | 0 | 0 | 0 | 0 | 0 | 0 | 0 | 0 | 0 | 0 | 0 | 0 | 0 | 0 | 0 | 0 | 0 |  | 2201 | 843-393 | [40 empty] | 0 | 0 | 0 |  |  |  | 0 | 5000000
CB 847 | 0 | 0 | 0 | 0 | 0% | 0% | 0% | 0 | 0 | 0 | 0 | 0 | 0 | 0 | 0 | 847 | 0 | 0 | 0 | 0 | 0 | 0 | 0 | 0 | 0 | 0 | 0 | 0 | 0 | 0 | 0 | 0 | 0 | 0 |  | 2202 | CB 847 | [40 empty] | 0 | 0 | 0 |  |  |  | 0 | 5000000
CB VT1 | 0 | 0 | 0 | 0 | 0% | 0% | 0% | 0 | 0 | 0 | 0 | 0 | 0 | 0 | 0 | VT1 | 0 | 0 | 0 | 0 | 0 | 0 | 0 | 0 | 0 | 0 | 0 | 0 | 0 | 0 | 0 | 0 | 0 | 0 |  | 2203 | CB VT1 | [40 empty] | 0 | 0 | 0 |  |  |  | 0 | 5000000
843-394F | 0 | 0 | 0 | 0 | 0% | 0% | 0% | 0 | 0 | 0 | 0 | 0 | 0 | 0 | 0 | 843 | 0 | 0 | 0 | 0 | 0 | 0 | 0 | 0 | 0 | 0 | 0 | 0 | 0 | 0 | 0 | 0 | 0 | 0 |  | 2204 | 843-394F | [40 empty] | 0 | 0 | 0 |  |  |  | 0 | 5000000
843-395F | 0 | 0 | 0 | 0 | 0% | 0% | 0% | 0 | 0 | 0 | 0 | 0 | 0 | 0 | 0 | 843 | 0 | 0 | 0 | 0 | 0 | 0 | 0 | 0 | 0 | 0 | 0 | 0 | 0 | 0 | 0 | 0 | 0 | 0 |  | 2205 | 843-395F | [40 empty] | 0 | 0 | 0 |  |  |  | 0 | 5000000
843-396F | 0 | 0 | 0 | 0 | 0% | 0% | 0% | 0 | 0 | 0 | 0 | 0 | 0 | 0 | 0 | 843 | 0 | 0 | 0 | 0 | 0 | 0 | 0 | 0 | 0 | 0 | 0 | 0 | 0 | 0 | 0 | 0 | 0 | 0 |  | 2206 | 843-396F | [40 empty] | 0 | 0 | 0 |  |  |  | 0 | 5000000
746-739F | 0 | 0 | 0 | 0 | 0% | 0% | 0% | 0 | 0 | 0 | 0 | 0 | 0 | 0 | 0 | 746 | 0 | 0 | 0 | 0 | 0 | 0 | 0 | 0 | 0 | 0 | 0 | 0 | 0 | 0 | 0 | 0 | 0 | 0 |  | 2207 | 746-739F | [40 empty] | 0 | 0 | 0 |  |  |  | 0 | 5000000
CB 846 | 0 | 0 | 0 | 0 | 0% | 0% | 0% | 0 | 0 | 0 | 0 | 0 | 0 | 0 | 0 | 846 | 0 | 0 | 0 | 0 | 0 | 0 | 0 | 0 | 0 | 0 | 0 | 0 | 0 | 0 | 0 | 0 | 0 | 0 |  | 2208 | CB 846 | [40 empty] | 0 | 0 | 0 |  |  |  | 0 | 5000000
843-39F | 0 | 0 | 0 | 0 | 0% | 0% | 0% | 0 | 0 | 0 | 0 | 0 | 0 | 0 | 0 | 843 | 0 | 0 | 0 | 0 | 0 | 0 | 0 | 0 | 0 | 0 | 0 | 0 | 0 | 0 | 0 | 0 | 0 | 0 |  | 2209 | 843-39F | [40 empty] | 0 | 0 | 0 |  |  |  | 0 | 5000000
CB 843 | 0 | 0 | 0 | 0 | 0% | 0% | 0% | 0 | 0 | 0 | 0 | 0 | 0 | 0 | 0 | 843 | 0 | 0 | 0 | 0 | 0 | 0 | 0 | 0 | 0 | 0 | 0 | 0 | 0 | 0 | 0 | 0 | 0 | 0 |  | 2210 | CB 843 | [40 empty] | 0 | 0 | 0 |  |  |  | 0 | 5000000
843-41F | 0 | 0 | 0 | 0 | 0% | 0% | 0% | 0 | 0 | 0 | 0 | 0 | 0 | 0 | 0 | 843 | 0 | 0 | 0 | 0 | 0 | 0 | 0 | 0 | 0 | 0 | 0 | 0 | 0 | 0 | 0 | 0 | 0 | 0 |  | 2211 | 843-41F | [40 empty] | 0 | 0 | 0 |  |  |  | 0 | 5000000
CB 842 | 0 | 0 | 0 | 0 | 0% | 0% | 0% | 0 | 0 | 0 | 0 | 0 | 0 | 0 | 0 | 842 | 0 | 0 | 0 | 0 | 0 | 0 | 0 | 0 | 0 | 0 | 0 | 0 | 0 | 0 | 0 | 0 | 0 | 0 |  | 2212 | CB 842 | [40 empty] | 0 | 0 | 0 |  |  |  | 0 | 5000000
846-1 | 0 | 0 | 0 | 0 | 0% | 0% | 0% | 0 | 0 | 0 | 0 | 0 | 0 | 0 | 0 | 846 | 0 | 0 | 0 | 0 | 0 | 0 | 0 | 0 | 0 | 0 | 0 | 0 | 0 | 0 | 0 | 0 | 0 | 0 |  | 2213 | 846-1 | [40 empty] | 0 | 0 | 0 |  |  |  | 0 | 5000000
846-30 | 0 | 0 | 0 | 0 | 0% | 0% | 0% | 0 | 0 | 0 | 0 | 0 | 0 | 0 | 0 | 846 | 0 | 0 | 0 | 0 | 0 | 0 | 0 | 0 | 0 | 0 | 0 | 0 | 0 | 0 | 0 | 0 | 0 | 0 |  | 2214 | 846-30 | [40 empty] | 0 | 0 | 0 |  |  |  | 0 | 5000000
843-34F | 0 | 0 | 0 | 0 | 0% | 0% | 0% | 0 | 0 | 0 | 0 | 0 | 0 | 0 | 0 | 843 | 0 | 0 | 0 | 0 | 0 | 0 | 0 | 0 | 0 | 0 | 0 | 0 | 0 | 0 | 0 | 0 | 0 | 0 |  | 2215 | 843-34F | [40 empty] | 0 | 0 | 0 |  |  |  | 0 | 5000000
CB UP1 | 0 | 0 | 0 | 0 | 0% | 0% | 0% | 0 | 0 | 0 | 0 | 0 | 0 | 0 | 0 | UP1 | 0 | 0 | 0 | 0 | 0 | 0 | 0 | 0 | 0 | 0 | 0 | 0 | 0 | 0 | 0 | 0 | 0 | 0 |  | 2216 | CB UP1 | [40 empty] | 0 | 0 | 0 |  |  |  | 0 | 5000000
843-33 | 0 | 0 | 0 | 0 | 0% | 0% | 0% | 0 | 0 | 0 | 0 | 0 | 0 | 0 | 0 | 843 | 0 | 0 | 0 | 0 | 0 | 0 | 0 | 0 | 0 | 0 | 0 | 0 | 0 | 0 | 0 | 0 | 0 | 0 |  | 2217 | 843-33 | [40 empty] | 0 | 0 | 0 |  |  |  | 0 | 5000000
841-308F | 0 | 0 | 0 | 0 | 0% | 0% | 0% | 0 | 0 | 0 | 0 | 0 | 0 | 0 | 0 | 841 | 0 | 0 | 0 | 0 | 0 | 0 | 0 | 0 | 0 | 0 | 0 | 0 | 0 | 0 | 0 | 0 | 0 | 0 |  | 2218 | 841-308F | [40 empty] | 0 | 0 | 0 |  |  |  | 0 | 5000000
840-56AE | 0 | 0 | 0 | 0 | 0% | 0% | 0% | 0 | 0 | 0 | 0 | 0 | 0 | 0 | 0 | 840 | 0 | 0 | 0 | 0 | 0 | 0 | 0 | 0 | 0 | 0 | 0 | 0 | 0 | 0 | 0 | 0 | 0 | 0 |  | 2219 | 840-56AE | [40 empty] | 0 | 0 | 0 |  |  |  | 0 | 5000000
740-858 | 0 | 0 | 0 | 0 | 0% | 0% | 0% | 0 | 0 | 0 | 0 | 0 | 0 | 0 | 0 | 740 | 0 | 0 | 0 | 0 | 0 | 0 | 0 | 0 | 0 | 0 | 0 | 0 | 0 | 0 | 0 | 0 | 0 | 0 |  | 2220 | 740-858 | [40 empty] | 0 | 0 | 0 |  |  |  | 0 | 5000000
840-57 | 0 | 0 | 0 | 0 | 0% | 0% | 0% | 0 | 0 | 0 | 0 | 0 | 0 | 0 | 0 | 840 | 0 | 0 | 0 | 0 | 0 | 0 | 0 | 0 | 0 | 0 | 0 | 0 | 0 | 0 | 0 | 0 | 0 | 0 |  | 2221 | 840-57 | [40 empty] | 0 | 0 | 0 |  |  |  | 0 | 5000000
840-58AE | 0 | 0 | 0 | 0 | 0% | 0% | 0% | 0 | 0 | 0 | 0 | 0 | 0 | 0 | 0 | 840 | 0 | 0 | 0 | 0 | 0 | 0 | 0 | 0 | 0 | 0 | 0 | 0 | 0 | 0 | 0 | 0 | 0 | 0 |  | 2222 | 840-58AE | [40 empty] | 0 | 0 | 0 |  |  |  | 0 | 5000000
CB 850 | 0 | 0 | 0 | 0 | 0% | 0% | 0% | 0 | 0 | 0 | 0 | 0 | 0 | 0 | 0 | 850 | 0 | 0 | 0 | 0 | 0 | 0 | 0 | 0 | 0 | 0 | 0 | 0 | 0 | 0 | 0 | 0 | 0 | 0 |  | 2223 | CB 850 | [40 empty] | 0 | 0 | 0 |  |  |  | 0 | 5000000
841-305 | 0 | 0 | 0 | 0 | 0% | 0% | 0% | 0 | 0 | 0 | 0 | 0 | 0 | 0 | 0 | 841 | 0 | 0 | 0 | 0 | 0 | 0 | 0 | 0 | 0 | 0 | 0 | 0 | 0 | 0 | 0 | 0 | 0 | 0 |  | 2224 | 841-305 | [40 empty] | 0 | 0 | 0 |  |  |  | 0 | 5000000
740-365AE | 0 | 0 | 0 | 0 | 0% | 0% | 0% | 0 | 0 | 0 | 0 | 0 | 0 | 0 | 0 | 740 | 0 | 0 | 0 | 0 | 0 | 0 | 0 | 0 | 0 | 0 | 0 | 0 | 0 | 0 | 0 | 0 | 0 | 0 |  | 2225 | 740-365AE | [40 empty] | 0 | 0 | 0 |  |  |  | 0 | 5000000
843-32F | 0 | 0 | 0 | 0 | 0% | 0% | 0% | 0 | 0 | 0 | 0 | 0 | 0 | 0 | 0 | 843 | 0 | 0 | 0 | 0 | 0 | 0 | 0 | 0 | 0 | 0 | 0 | 0 | 0 | 0 | 0 | 0 | 0 | 0 |  | 2226 | 843-32F | [40 empty] | 0 | 0 | 0 |  |  |  | 0 | 5000000
843-26 | 0 | 0 | 0 | 0 | 0% | 0% | 0% | 0 | 0 | 0 | 0 | 0 | 0 | 0 | 0 | 843 | 0 | 0 | 0 | 0 | 0 | 0 | 0 | 0 | 0 | 0 | 0 | 0 | 0 | 0 | 0 | 0 | 0 | 0 |  | 2227 | 843-26 | [40 empty] | 0 | 0 | 0 |  |  |  | 0 | 5000000
843-27F | 0 | 0 | 0 | 0 | 0% | 0% | 0% | 0 | 0 | 0 | 0 | 0 | 0 | 0 | 0 | 843 | 0 | 0 | 0 | 0 | 0 | 0 | 0 | 0 | 0 | 0 | 0 | 0 | 0 | 0 | 0 | 0 | 0 | 0 |  | 2228 | 843-27F | [40 empty] | 0 | 0 | 0 |  |  |  | 0 | 5000000
843-28F | 0 | 0 | 0 | 0 | 0% | 0% | 0% | 0 | 0 | 0 | 0 | 0 | 0 | 0 | 0 | 843 | 0 | 0 | 0 | 0 | 0 | 0 | 0 | 0 | 0 | 0 | 0 | 0 | 0 | 0 | 0 | 0 | 0 | 0 |  | 2229 | 843-28F | [40 empty] | 0 | 0 | 0 |  |  |  | 0 | 5000000
843-30 | 0 | 0 | 0 | 0 | 0% | 0% | 0% | 0 | 0 | 0 | 0 | 0 | 0 | 0 | 0 | 843 | 0 | 0 | 0 | 0 | 0 | 0 | 0 | 0 | 0 | 0 | 0 | 0 | 0 | 0 | 0 | 0 | 0 | 0 |  | 2230 | 843-30 | [40 empty] | 0 | 0 | 0 |  |  |  | 0 | 5000000
843-31 | 0 | 0 | 0 | 0 | 0% | 0% | 0% | 0 | 0 | 0 | 0 | 0 | 0 | 0 | 0 | 843 | 0 | 0 | 0 | 0 | 0 | 0 | 0 | 0 | 0 | 0 | 0 | 0 | 0 | 0 | 0 | 0 | 0 | 0 |  | 2231 | 843-31 | [40 empty] | 0 | 0 | 0 |  |  |  | 0 | 5000000
740-364 | 0 | 0 | 0 | 0 | 0% | 0% | 0% | 0 | 0 | 0 | 0 | 0 | 0 | 0 | 0 | 740 | 0 | 0 | 0 | 0 | 0 | 0 | 0 | 0 | 0 | 0 | 0 | 0 | 0 | 0 | 0 | 0 | 0 | 0 |  | 2232 | 740-364 | [40 empty] | 0 | 0 | 0 |  |  |  | 0 | 5000000
CB VW1 | 0 | 0 | 0 | 0 | 0% | 0% | 0% | 0 | 0 | 0 | 0 | 0 | 0 | 0 | 0 | VW1 | 0 | 0 | 0 | 0 | 0 | 0 | 0 | 0 | 0 | 0 | 0 | 0 | 0 | 0 | 0 | 0 | 0 | 0 |  | 2233 | CB VW1 | [40 empty] | 0 | 0 | 0 |  |  |  | 0 | 5000000
739-7 | 0 | 0 | 0 | 0 | 0% | 0% | 0% | 0 | 0 | 0 | 0 | 0 | 0 | 0 | 0 | 739 | 0 | 0 | 0 | 0 | 0 | 0 | 0 | 0 | 0 | 0 | 0 | 0 | 0 | 0 | 0 | 0 | 0 | 0 |  | 2234 | 739-7 | [40 empty] | 0 | 0 | 0 |  |  |  | 0 | 5000000
CB 841 | 0 | 0 | 0 | 0 | 0% | 0% | 0% | 0 | 0 | 0 | 0 | 0 | 0 | 0 | 0 | 841 | 0 | 0 | 0 | 0 | 0 | 0 | 0 | 0 | 0 | 0 | 0 | 0 | 0 | 0 | 0 | 0 | 0 | 0 |  | 2235 | CB 841 | [40 empty] | 0 | 0 | 0 |  |  |  | 0 | 5000000
851-1528F | 0 | 0 | 0 | 0 | 0% | 0% | 0% | 0 | 0 | 0 | 0 | 0 | 0 | 0 | 0 | 851 | 0 | 0 | 0 | 0 | 0 | 0 | 0 | 0 | 0 | 0 | 0 | 0 | 0 | 0 | 0 | 0 | 0 | 0 |  | 2236 | 851-1528F | [40 empty] | 0 | 0 | 0 |  |  |  | 0 | 5000000
738-1373F | 0 | 0 | 0 | 0 | 0% | 0% | 0% | 0 | 0 | 0 | 0 | 0 | 0 | 0 | 0 | 738 | 0 | 0 | 0 | 0 | 0 | 0 | 0 | 0 | 0 | 0 | 0 | 0 | 0 | 0 | 0 | 0 | 0 | 0 |  | 2237 | 738-1373F | [40 empty] | 0 | 0 | 0 |  |  |  | 0 | 5000000
CB 834 | 0 | 0 | 0 | 0 | 0% | 0% | 0% | 0 | 0 | 0 | 0 | 0 | 0 | 0 | 0 | 834 | 0 | 0 | 0 | 0 | 0 | 0 | 0 | 0 | 0 | 0 | 0 | 0 | 0 | 0 | 0 | 0 | 0 | 0 |  | 2238 | CB 834 | [40 empty] | 0 | 0 | 0 |  |  |  | 0 | 5000000
738-1372 | 0 | 0 | 0 | 0 | 0% | 0% | 0% | 0 | 0 | 0 | 0 | 0 | 0 | 0 | 0 | 738 | 0 | 0 | 0 | 0 | 0 | 0 | 0 | 0 | 0 | 0 | 0 | 0 | 0 | 0 | 0 | 0 | 0 | 0 |  | 2239 | 738-1372 | [40 empty] | 0 | 0 | 0 |  |  |  | 0 | 5000000
736-77F | 0 | 0 | 0 | 0 | 0% | 0% | 0% | 0 | 0 | 0 | 0 | 0 | 0 | 0 | 0 | 736 | 0 | 0 | 0 | 0 | 0 | 0 | 0 | 0 | 0 | 0 | 0 | 0 | 0 | 0 | 0 | 0 | 0 | 0 |  | 2240 | 736-77F | [40 empty] | 0 | 0 | 0 |  |  |  | 0 | 5000000
85-499 | 0 | 0 | 0 | 0 | 0% | 0% | 0% | 0 | 0 | 0 | 0 | 0 | 0 | 0 | 0 | 85 | 0 | 0 | 0 | 0 | 0 | 0 | 0 | 0 | 0 | 0 | 0 | 0 | 0 | 0 | 0 | 0 | 0 | 0 |  | 2241 | 85-499 | [40 empty] | 0 | 0 | 0 |  |  |  | 0 | 5000000
CB 833 | 0 | 0 | 0 | 0 | 0% | 0% | 0% | 0 | 0 | 0 | 0 | 0 | 0 | 0 | 0 | 833 | 0 | 0 | 0 | 0 | 0 | 0 | 0 | 0 | 0 | 0 | 0 | 0 | 0 | 0 | 0 | 0 | 0 | 0 |  | 2242 | CB 833 | [40 empty] | 0 | 0 | 0 |  |  |  | 0 | 5000000
CB 832 | 0 | 0 | 0 | 0 | 0% | 0% | 0% | 0 | 0 | 0 | 0 | 0 | 0 | 0 | 0 | 832 | 0 | 0 | 0 | 0 | 0 | 0 | 0 | 0 | 0 | 0 | 0 | 0 | 0 | 0 | 0 | 0 | 0 | 0 |  | 2243 | CB 832 | [40 empty] | 0 | 0 | 0 |  |  |  | 0 | 5000000
847-78F | 0 | 0 | 0 | 0 | 0% | 0% | 0% | 0 | 0 | 0 | 0 | 0 | 0 | 0 | 0 | 847 | 0 | 0 | 0 | 0 | 0 | 0 | 0 | 0 | 0 | 0 | 0 | 0 | 0 | 0 | 0 | 0 | 0 | 0 |  | 2244 | 847-78F | [40 empty] | 0 | 0 | 0 |  |  |  | 0 | 5000000
736-43 | 0 | 0 | 0 | 0 | 0% | 0% | 0% | 0 | 0 | 0 | 0 | 0 | 0 | 0 | 0 | 736 | 0 | 0 | 0 | 0 | 0 | 0 | 0 | 0 | 0 | 0 | 0 | 0 | 0 | 0 | 0 | 0 | 0 | 0 |  | 2245 | 736-43 | [40 empty] | 0 | 0 | 0 |  |  |  | 0 | 5000000
851-1529F | 0 | 0 | 0 | 0 | 0% | 0% | 0% | 0 | 0 | 0 | 0 | 0 | 0 | 0 | 0 | 851 | 0 | 0 | 0 | 0 | 0 | 0 | 0 | 0 | 0 | 0 | 0 | 0 | 0 | 0 | 0 | 0 | 0 | 0 |  | 2246 | 851-1529F | [40 empty] | 0 | 0 | 0 |  |  |  | 0 | 5000000
851-1530F | 0 | 0 | 0 | 0 | 0% | 0% | 0% | 0 | 0 | 0 | 0 | 0 | 0 | 0 | 0 | 851 | 0 | 0 | 0 | 0 | 0 | 0 | 0 | 0 | 0 | 0 | 0 | 0 | 0 | 0 | 0 | 0 | 0 | 0 |  | 2247 | 851-1530F | [40 empty] | 0 | 0 | 0 |  |  |  | 0 | 5000000
CB 831 | 0 | 0 | 0 | 0 | 0% | 0% | 0% | 0 | 0 | 0 | 0 | 0 | 0 | 0 | 0 | 831 | 0 | 0 | 0 | 0 | 0 | 0 | 0 | 0 | 0 | 0 | 0 | 0 | 0 | 0 | 0 | 0 | 0 | 0 |  | 2248 | CB 831 | [40 empty] | 0 | 0 | 0 |  |  |  | 0 | 5000000
851-1531F | 0 | 0 | 0 | 0 | 0% | 0% | 0% | 0 | 0 | 0 | 0 | 0 | 0 | 0 | 0 | 851 | 0 | 0 | 0 | 0 | 0 | 0 | 0 | 0 | 0 | 0 | 0 | 0 | 0 | 0 | 0 | 0 | 0 | 0 |  | 2249 | 851-1531F | [40 empty] | 0 | 0 | 0 |  |  |  | 0 | 5000000
736-42 | 0 | 0 | 0 | 0 | 0% | 0% | 0% | 0 | 0 | 0 | 0 | 0 | 0 | 0 | 0 | 736 | 0 | 0 | 0 | 0 | 0 | 0 | 0 | 0 | 0 | 0 | 0 | 0 | 0 | 0 | 0 | 0 | 0 | 0 |  | 2250 | 736-42 | [40 empty] | 0 | 0 | 0 |  |  |  | 0 | 5000000
847-81 | 0 | 0 | 0 | 0 | 0% | 0% | 0% | 0 | 0 | 0 | 0 | 0 | 0 | 0 | 0 | 847 | 0 | 0 | 0 | 0 | 0 | 0 | 0 | 0 | 0 | 0 | 0 | 0 | 0 | 0 | 0 | 0 | 0 | 0 |  | 2251 | 847-81 | [40 empty] | 0 | 0 | 0 |  |  |  | 0 | 5000000
847-3 | 0 | 0 | 0 | 0 | 0% | 0% | 0% | 0 | 0 | 0 | 0 | 0 | 0 | 0 | 0 | 847 | 0 | 0 | 0 | 0 | 0 | 0 | 0 | 0 | 0 | 0 | 0 | 0 | 0 | 0 | 0 | 0 | 0 | 0 |  | 2252 | 847-3 | [40 empty] | 0 | 0 | 0 |  |  |  | 0 | 5000000
CB 840 | 0 | 0 | 0 | 0 | 0% | 0% | 0% | 0 | 0 | 0 | 0 | 0 | 0 | 0 | 0 | 840 | 0 | 0 | 0 | 0 | 0 | 0 | 0 | 0 | 0 | 0 | 0 | 0 | 0 | 0 | 0 | 0 | 0 | 0 |  | 2253 | CB 840 | [40 empty] | 0 | 0 | 0 |  |  |  | 0 | 5000000
846-3F | 0 | 0 | 0 | 0 | 0% | 0% | 0% | 0 | 0 | 0 | 0 | 0 | 0 | 0 | 0 | 846 | 0 | 0 | 0 | 0 | 0 | 0 | 0 | 0 | 0 | 0 | 0 | 0 | 0 | 0 | 0 | 0 | 0 | 0 |  | 2254 | 846-3F | [40 empty] | 0 | 0 | 0 |  |  |  | 0 | 5000000
CB 836 | 0 | 0 | 0 | 0 | 0% | 0% | 0% | 0 | 0 | 0 | 0 | 0 | 0 | 0 | 0 | 836 | 0 | 0 | 0 | 0 | 0 | 0 | 0 | 0 | 0 | 0 | 0 | 0 | 0 | 0 | 0 | 0 | 0 | 0 |  | 2255 | CB 836 | [40 empty] | 0 | 0 | 0 |  |  |  | 0 | 5000000
739-5AE | 0 | 0 | 0 | 0 | 0% | 0% | 0% | 0 | 0 | 0 | 0 | 0 | 0 | 0 | 0 | 739 | 0 | 0 | 0 | 0 | 0 | 0 | 0 | 0 | 0 | 0 | 0 | 0 | 0 | 0 | 0 | 0 | 0 | 0 |  | 2256 | 739-5AE | [40 empty] | 0 | 0 | 0 |  |  |  | 0 | 5000000
739-48 | 0 | 0 | 0 | 0 | 0% | 0% | 0% | 0 | 0 | 0 | 0 | 0 | 0 | 0 | 0 | 739 | 0 | 0 | 0 | 0 | 0 | 0 | 0 | 0 | 0 | 0 | 0 | 0 | 0 | 0 | 0 | 0 | 0 | 0 |  | 2257 | 739-48 | [40 empty] | 0 | 0 | 0 |  |  |  | 0 | 5000000
739-114F | 0 | 0 | 0 | 0 | 0% | 0% | 0% | 0 | 0 | 0 | 0 | 0 | 0 | 0 | 0 | 739 | 0 | 0 | 0 | 0 | 0 | 0 | 0 | 0 | 0 | 0 | 0 | 0 | 0 | 0 | 0 | 0 | 0 | 0 |  | 2258 | 739-114F | [40 empty] | 0 | 0 | 0 |  |  |  | 0 | 5000000
846-31F | 0 | 0 | 0 | 0 | 0% | 0% | 0% | 0 | 0 | 0 | 0 | 0 | 0 | 0 | 0 | 846 | 0 | 0 | 0 | 0 | 0 | 0 | 0 | 0 | 0 | 0 | 0 | 0 | 0 | 0 | 0 | 0 | 0 | 0 |  | 2259 | 846-31F | [40 empty] | 0 | 0 | 0 |  |  |  | 0 | 5000000
846-32F | 0 | 0 | 0 | 0 | 0% | 0% | 0% | 0 | 0 | 0 | 0 | 0 | 0 | 0 | 0 | 846 | 0 | 0 | 0 | 0 | 0 | 0 | 0 | 0 | 0 | 0 | 0 | 0 | 0 | 0 | 0 | 0 | 0 | 0 |  | 2260 | 846-32F | [40 empty] | 0 | 0 | 0 |  |  |  | 0 | 5000000
739-113 | 0 | 0 | 0 | 0 | 0% | 0% | 0% | 0 | 0 | 0 | 0 | 0 | 0 | 0 | 0 | 739 | 0 | 0 | 0 | 0 | 0 | 0 | 0 | 0 | 0 | 0 | 0 | 0 | 0 | 0 | 0 | 0 | 0 | 0 |  | 2261 | 739-113 | [40 empty] | 0 | 0 | 0 |  |  |  | 0 | 5000000
CB WC2 | 0 | 0 | 0 | 0 | 0% | 0% | 0% | 0 | 0 | 0 | 0 | 0 | 0 | 0 | 0 | WC2 | 0 | 0 | 0 | 0 | 0 | 0 | 0 | 0 | 0 | 0 | 0 | 0 | 0 | 0 | 0 | 0 | 0 | 0 |  | 2262 | CB WC2 | [40 empty] | 0 | 0 | 0 |  |  |  | 0 | 5000000
739-112F | 0 | 0 | 0 | 0 | 0% | 0% | 0% | 0 | 0 | 0 | 0 | 0 | 0 | 0 | 0 | 739 | 0 | 0 | 0 | 0 | 0 | 0 | 0 | 0 | 0 | 0 | 0 | 0 | 0 | 0 | 0 | 0 | 0 | 0 |  | 2263 | 739-112F | [40 empty] | 0 | 0 | 0 |  |  |  | 0 | 5000000
739-111 | 0 | 0 | 0 | 0 | 0% | 0% | 0% | 0 | 0 | 0 | 0 | 0 | 0 | 0 | 0 | 739 | 0 | 0 | 0 | 0 | 0 | 0 | 0 | 0 | 0 | 0 | 0 | 0 | 0 | 0 | 0 | 0 | 0 | 0 |  | 2264 | 739-111 | [40 empty] | 0 | 0 | 0 |  |  |  | 0 | 5000000
738-1376F | 0 | 0 | 0 | 0 | 0% | 0% | 0% | 0 | 0 | 0 | 0 | 0 | 0 | 0 | 0 | 738 | 0 | 0 | 0 | 0 | 0 | 0 | 0 | 0 | 0 | 0 | 0 | 0 | 0 | 0 | 0 | 0 | 0 | 0 |  | 2265 | 738-1376F | [40 empty] | 0 | 0 | 0 |  |  |  | 0 | 5000000
738-1375F | 0 | 0 | 0 | 0 | 0% | 0% | 0% | 0 | 0 | 0 | 0 | 0 | 0 | 0 | 0 | 738 | 0 | 0 | 0 | 0 | 0 | 0 | 0 | 0 | 0 | 0 | 0 | 0 | 0 | 0 | 0 | 0 | 0 | 0 |  | 2266 | 738-1375F | [40 empty] | 0 | 0 | 0 |  |  |  | 0 | 5000000
738-1374F | 0 | 0 | 0 | 0 | 0% | 0% | 0% | 0 | 0 | 0 | 0 | 0 | 0 | 0 | 0 | 738 | 0 | 0 | 0 | 0 | 0 | 0 | 0 | 0 | 0 | 0 | 0 | 0 | 0 | 0 | 0 | 0 | 0 | 0 |  | 2267 | 738-1374F | [40 empty] | 0 | 0 | 0 |  |  |  | 0 | 5000000
847-2AE | 0 | 0 | 0 | 0 | 0% | 0% | 0% | 0 | 0 | 0 | 0 | 0 | 0 | 0 | 0 | 847 | 0 | 0 | 0 | 0 | 0 | 0 | 0 | 0 | 0 | 0 | 0 | 0 | 0 | 0 | 0 | 0 | 0 | 0 |  | 2268 | 847-2AE | [40 empty] | 0 | 0 | 0 |  |  |  | 0 | 5000000
81-194AE | 0 | 0 | 0 | 0 | 0% | 0% | 0% | 0 | 0 | 0 | 0 | 0 | 0 | 0 | 0 | 81 | 0 | 0 | 0 | 0 | 0 | 0 | 0 | 0 | 0 | 0 | 0 | 0 | 0 | 0 | 0 | 0 | 0 | 0 |  | 2269 | 81-194AE | [40 empty] | 0 | 0 | 0 |  |  |  | 0 | 5000000
746-757F | 0 | 0 | 0 | 0 | 0% | 0% | 0% | 0 | 0 | 0 | 0 | 0 | 0 | 0 | 0 | 746 | 0 | 0 | 0 | 0 | 0 | 0 | 0 | 0 | 0 | 0 | 0 | 0 | 0 | 0 | 0 | 0 | 0 | 0 |  | 2270 | 746-757F | [40 empty] | 0 | 0 | 0 |  |  |  | 0 | 5000000
81-192 | 0 | 0 | 0 | 0 | 0% | 0% | 0% | 0 | 0 | 0 | 0 | 0 | 0 | 0 | 0 | 81 | 0 | 0 | 0 | 0 | 0 | 0 | 0 | 0 | 0 | 0 | 0 | 0 | 0 | 0 | 0 | 0 | 0 | 0 |  | 2271 | 81-192 | [40 empty] | 0 | 0 | 0 |  |  |  | 0 | 5000000
777-9 | 0 | 0 | 0 | 0 | 0% | 0% | 0% | 0 | 0 | 0 | 0 | 0 | 0 | 0 | 0 | 777 | 0 | 0 | 0 | 0 | 0 | 0 | 0 | 0 | 0 | 0 | 0 | 0 | 0 | 0 | 0 | 0 | 0 | 0 |  | 2272 | 777-9 | [40 empty] | 0 | 0 | 0 |  |  |  | 0 | 5000000
750-306 | 0 | 0 | 0 | 0 | 0% | 0% | 0% | 0 | 0 | 0 | 0 | 0 | 0 | 0 | 0 | 750 | 0 | 0 | 0 | 0 | 0 | 0 | 0 | 0 | 0 | 0 | 0 | 0 | 0 | 0 | 0 | 0 | 0 | 0 |  | 2273 | 750-306 | [40 empty] | 0 | 0 | 0 |  |  |  | 0 | 5000000
777-265 | 0 | 0 | 0 | 0 | 0% | 0% | 0% | 0 | 0 | 0 | 0 | 0 | 0 | 0 | 0 | 777 | 0 | 0 | 0 | 0 | 0 | 0 | 0 | 0 | 0 | 0 | 0 | 0 | 0 | 0 | 0 | 0 | 0 | 0 |  | 2274 | 777-265 | [40 empty] | 0 | 0 | 0 |  |  |  | 0 | 5000000
777-266 | 0 | 0 | 0 | 0 | 0% | 0% | 0% | 0 | 0 | 0 | 0 | 0 | 0 | 0 | 0 | 777 | 0 | 0 | 0 | 0 | 0 | 0 | 0 | 0 | 0 | 0 | 0 | 0 | 0 | 0 | 0 | 0 | 0 | 0 |  | 2275 | 777-266 | [40 empty] | 0 | 0 | 0 |  |  |  | 0 | 5000000
CB DT1 | 0 | 0 | 0 | 0 | 0% | 0% | 0% | 0 | 0 | 0 | 0 | 0 | 0 | 0 | 0 | DT1 | 0 | 0 | 0 | 0 | 0 | 0 | 0 | 0 | 0 | 0 | 0 | 0 | 0 | 0 | 0 | 0 | 0 | 0 |  | 2276 | CB DT1 | [40 empty] | 0 | 0 | 0 |  |  |  | 0 | 5000000
CB PK1 | 0 | 0 | 0 | 0 | 0% | 0% | 0% | 0 | 0 | 0 | 0 | 0 | 0 | 0 | 0 | PK1 | 0 | 0 | 0 | 0 | 0 | 0 | 0 | 0 | 0 | 0 | 0 | 0 | 0 | 0 | 0 | 0 | 0 | 0 |  | 2277 | CB PK1 | [40 empty] | 0 | 0 | 0 |  |  |  | 0 | 5000000
777-267F | 0 | 0 | 0 | 0 | 0% | 0% | 0% | 0 | 0 | 0 | 0 | 0 | 0 | 0 | 0 | 777 | 0 | 0 | 0 | 0 | 0 | 0 | 0 | 0 | 0 | 0 | 0 | 0 | 0 | 0 | 0 | 0 | 0 | 0 |  | 2278 | 777-267F | [40 empty] | 0 | 0 | 0 |  |  |  | 0 | 5000000
777-269F | 0 | 0 | 0 | 0 | 0% | 0% | 0% | 0 | 0 | 0 | 0 | 0 | 0 | 0 | 0 | 777 | 0 | 0 | 0 | 0 | 0 | 0 | 0 | 0 | 0 | 0 | 0 | 0 | 0 | 0 | 0 | 0 | 0 | 0 |  | 2279 | 777-269F | [40 empty] | 0 | 0 | 0 |  |  |  | 0 | 5000000
779-23 | 0 | 0 | 0 | 0 | 0% | 0% | 0% | 0 | 0 | 0 | 0 | 0 | 0 | 0 | 0 | 779 | 0 | 0 | 0 | 0 | 0 | 0 | 0 | 0 | 0 | 0 | 0 | 0 | 0 | 0 | 0 | 0 | 0 | 0 |  | 2280 | 779-23 | [40 empty] | 0 | 0 | 0 |  |  |  | 0 | 5000000
CB MZ1 | 0 | 0 | 0 | 0 | 0% | 0% | 0% | 0 | 0 | 0 | 0 | 0 | 0 | 0 | 0 | MZ1 | 0 | 0 | 0 | 0 | 0 | 0 | 0 | 0 | 0 | 0 | 0 | 0 | 0 | 0 | 0 | 0 | 0 | 0 |  | 2281 | CB MZ1 | [40 empty] | 0 | 0 | 0 |  |  |  | 0 | 5000000
CB PK2 | 0 | 0 | 0 | 0 | 0% | 0% | 0% | 0 | 0 | 0 | 0 | 0 | 0 | 0 | 0 | PK2 | 0 | 0 | 0 | 0 | 0 | 0 | 0 | 0 | 0 | 0 | 0 | 0 | 0 | 0 | 0 | 0 | 0 | 0 |  | 2282 | CB PK2 | [40 empty] | 0 | 0 | 0 |  |  |  | 0 | 5000000
CB PK3 | 0 | 0 | 0 | 0 | 0% | 0% | 0% | 0 | 0 | 0 | 0 | 0 | 0 | 0 | 0 | PK3 | 0 | 0 | 0 | 0 | 0 | 0 | 0 | 0 | 0 | 0 | 0 | 0 | 0 | 0 | 0 | 0 | 0 | 0 |  | 2283 | CB PK3 | [40 empty] | 0 | 0 | 0 |  |  |  | 0 | 5000000
CB PK4 | 0 | 0 | 0 | 0 | 0% | 0% | 0% | 0 | 0 | 0 | 0 | 0 | 0 | 0 | 0 | PK4 | 0 | 0 | 0 | 0 | 0 | 0 | 0 | 0 | 0 | 0 | 0 | 0 | 0 | 0 | 0 | 0 | 0 | 0 |  | 2284 | CB PK4 | [40 empty] | 0 | 0 | 0 |  |  |  | 0 | 5000000
CB PK5 | 0 | 0 | 0 | 0 | 0% | 0% | 0% | 0 | 0 | 0 | 0 | 0 | 0 | 0 | 0 | PK5 | 0 | 0 | 0 | 0 | 0 | 0 | 0 | 0 | 0 | 0 | 0 | 0 | 0 | 0 | 0 | 0 | 0 | 0 |  | 2285 | CB PK5 | [40 empty] | 0 | 0 | 0 |  |  |  | 0 | 5000000
CB DH1 | 0 | 0 | 0 | 0 | 0% | 0% | 0% | 0 | 0 | 0 | 0 | 0 | 0 | 0 | 0 | DH1 | 0 | 0 | 0 | 0 | 0 | 0 | 0 | 0 | 0 | 0 | 0 | 0 | 0 | 0 | 0 | 0 | 0 | 0 |  | 2286 | CB DH1 | [40 empty] | 0 | 0 | 0 |  |  |  | 0 | 5000000
CB DEA1 | 753.1623 | 0 | 753.1623 | 0 | 0% | 100% | 0% | 119.806 | 250.8414 | 0.7863 | 93.9333 | 25.0864 | 1.6463 | 196.671 | 52.5241 | DEA1 | 0.010387 | 0.010387 | 0.010387 | 72510.0912 | 4.9431 | 590.5134 | 157.7058 | 475.8912 | 56851.2 | 15183 | 60975.8651 | 400.1909 | 47807.8436 | 12767.8306 | 48360.538 | 317.3952 | 37916.855 | 10126.2877 |  | 2287 | CB DEA1 | 753.1623 | 633.3563 | 502.3209 | 0 | 0 | 0 | 753.1623 | 633.3563 | 502.3209 | 0 | 4.9431 | 4.1568 | 3.2968 | 0 | 0 | 0 | 4.9431 | 4.1568 | 3.2968 | 0 | 157.7058 | 132.6195 | 105.1818 | 0 | 0 | 0 | 157.7058 | 132.6195 | 105.1818 | 0 | 590.5134 | 496.5801 | 393.8424 | 0 | 0 | 0 | 590.5134 | 496.5801 | 393.8424 | 0 | 0 | 0 | 0 | 0.010387 | 0.010387 | 0.010387 | 0 | 5000000
CB CSS1 | 0 | 0 | 0 | 0 | 0% | 0% | 0% | 0 | 0 | 0 | 0 | 0 | 0 | 0 | 0 | CSS1 | 0 | 0 | 0 | 0 | 0 | 0 | 0 | 0 | 0 | 0 | 0 | 0 | 0 | 0 | 0 | 0 | 0 | 0 |  | 2288 | CB CSS1 | [40 empty] | 0 | 0 | 0 |  |  |  | 0 | 5000000
CB NT1 | 0 | 0 | 0 | 0 | 0% | 0% | 0% | 0 | 0 | 0 | 0 | 0 | 0 | 0 | 0 | NT1 | 0 | 0 | 0 | 0 | 0 | 0 | 0 | 0 | 0 | 0 | 0 | 0 | 0 | 0 | 0 | 0 | 0 | 0 |  | 2289 | CB NT1 | [40 empty] | 0 | 0 | 0 |  |  |  | 0 | 5000000
775-186 | 0 | 0 | 0 | 0 | 0% | 0% | 0% | 0 | 0 | 0 | 0 | 0 | 0 | 0 | 0 | 775 | 0 | 0 | 0 | 0 | 0 | 0 | 0 | 0 | 0 | 0 | 0 | 0 | 0 | 0 | 0 | 0 | 0 | 0 |  | 2290 | 775-186 | [40 empty] | 0 | 0 | 0 |  |  |  | 0 | 5000000
CB EH1 | 0 | 0 | 0 | 0 | 0% | 0% | 0% | 0 | 0 | 0 | 0 | 0 | 0 | 0 | 0 | EH1 | 0 | 0 | 0 | 0 | 0 | 0 | 0 | 0 | 0 | 0 | 0 | 0 | 0 | 0 | 0 | 0 | 0 | 0 |  | 2291 | CB EH1 | [40 empty] | 0 | 0 | 0 |  |  |  | 0 | 5000000
774-4F | 0 | 0 | 0 | 0 | 0% | 0% | 0% | 0 | 0 | 0 | 0 | 0 | 0 | 0 | 0 | 774 | 0 | 0 | 0 | 0 | 0 | 0 | 0 | 0 | 0 | 0 | 0 | 0 | 0 | 0 | 0 | 0 | 0 | 0 |  | 2292 | 774-4F | [40 empty] | 0 | 0 | 0 |  |  |  | 0 | 5000000
772-319F | 0 | 0 | 0 | 0 | 0% | 0% | 0% | 0 | 0 | 0 | 0 | 0 | 0 | 0 | 0 | 772 | 0 | 0 | 0 | 0 | 0 | 0 | 0 | 0 | 0 | 0 | 0 | 0 | 0 | 0 | 0 | 0 | 0 | 0 |  | 2293 | 772-319F | [40 empty] | 0 | 0 | 0 |  |  |  | 0 | 5000000
772-320F | 0 | 0 | 0 | 0 | 0% | 0% | 0% | 0 | 0 | 0 | 0 | 0 | 0 | 0 | 0 | 772 | 0 | 0 | 0 | 0 | 0 | 0 | 0 | 0 | 0 | 0 | 0 | 0 | 0 | 0 | 0 | 0 | 0 | 0 |  | 2294 | 772-320F | [40 empty] | 0 | 0 | 0 |  |  |  | 0 | 5000000
773-270 | 0 | 0 | 0 | 0 | 0% | 0% | 0% | 0 | 0 | 0 | 0 | 0 | 0 | 0 | 0 | 773 | 0 | 0 | 0 | 0 | 0 | 0 | 0 | 0 | 0 | 0 | 0 | 0 | 0 | 0 | 0 | 0 | 0 | 0 |  | 2295 | 773-270 | [40 empty] | 0 | 0 | 0 |  |  |  | 0 | 5000000
CB ER1 | 19610.9266 | 0 | 19610.9266 | 0 | 0% | 100% | 0% | 3125.2709 | 6531.4859 | 3.3924 | 2866.6812 | 255.1973 | 7.0898 | 5991.0607 | 533.3354 | ER1 | 0.014766 | 0.014766 | 0.014766 | 1328131.6704 | 21.2874 | 17988.2882 | 1601.351 | 1441.6704 | 1218240 | 108450 | 1116475.6203 | 1211.9204 | 1024096.6991 | 91167.0008 | 885792.8924 | 961.5172 | 812501.0172 | 72330.358 |  | 2296 | CB ER1 | 19610.9266 | 16485.6557 | 13079.4407 | 0 | 0 | 0 | 19610.9266 | 16485.6557 | 13079.4407 | 0 | 21.2874 | 17.895 | 14.1976 | 0 | 0 | 0 | 21.2874 | 17.895 | 14.1976 | 0 | 1601.351 | 1346.1537 | 1068.0156 | 0 | 0 | 0 | 1601.351 | 1346.1537 | 1068.0156 | 0 | 17988.2882 | 15121.607 | 11997.2275 | 0 | 0 | 0 | 17988.2882 | 15121.607 | 11997.2275 | 0 | 0 | 0 | 0 | 0.014766 | 0.014766 | 0.014766 | 0 | 5000000
773-30 | 0 | 0 | 0 | 0 | 0% | 0% | 0% | 0 | 0 | 0 | 0 | 0 | 0 | 0 | 0 | 773 | 0 | 0 | 0 | 0 | 0 | 0 | 0 | 0 | 0 | 0 | 0 | 0 | 0 | 0 | 0 | 0 | 0 | 0 |  | 2297 | 773-30 | [40 empty] | 0 | 0 | 0 |  |  |  | 0 | 5000000
773-31F | 0 | 0 | 0 | 0 | 0% | 0% | 0% | 0 | 0 | 0 | 0 | 0 | 0 | 0 | 0 | 773 | 0 | 0 | 0 | 0 | 0 | 0 | 0 | 0 | 0 | 0 | 0 | 0 | 0 | 0 | 0 | 0 | 0 | 0 |  | 2298 | 773-31F | [40 empty] | 0 | 0 | 0 |  |  |  | 0 | 5000000
774-1 | 0 | 0 | 0 | 0 | 0% | 0% | 0% | 0 | 0 | 0 | 0 | 0 | 0 | 0 | 0 | 774 | 0 | 0 | 0 | 0 | 0 | 0 | 0 | 0 | 0 | 0 | 0 | 0 | 0 | 0 | 0 | 0 | 0 | 0 |  | 2299 | 774-1 | [40 empty] | 0 | 0 | 0 |  |  |  | 0 | 5000000
774-25AE | 0 | 0 | 0 | 0 | 0% | 0% | 0% | 0 | 0 | 0 | 0 | 0 | 0 | 0 | 0 | 774 | 0 | 0 | 0 | 0 | 0 | 0 | 0 | 0 | 0 | 0 | 0 | 0 | 0 | 0 | 0 | 0 | 0 | 0 |  | 2300 | 774-25AE | [40 empty] | 0 | 0 | 0 |  |  |  | 0 | 5000000
774-26AE | 0 | 0 | 0 | 0 | 0% | 0% | 0% | 0 | 0 | 0 | 0 | 0 | 0 | 0 | 0 | 774 | 0 | 0 | 0 | 0 | 0 | 0 | 0 | 0 | 0 | 0 | 0 | 0 | 0 | 0 | 0 | 0 | 0 | 0 |  | 2301 | 774-26AE | [40 empty] | 0 | 0 | 0 |  |  |  | 0 | 5000000
751-37 | 0 | 0 | 0 | 0 | 0% | 0% | 0% | 0 | 0 | 0 | 0 | 0 | 0 | 0 | 0 | 751 | 0 | 0 | 0 | 0 | 0 | 0 | 0 | 0 | 0 | 0 | 0 | 0 | 0 | 0 | 0 | 0 | 0 | 0 |  | 2302 | 751-37 | [40 empty] | 0 | 0 | 0 |  |  |  | 0 | 5000000
750-307 | 0 | 0 | 0 | 0 | 0% | 0% | 0% | 0 | 0 | 0 | 0 | 0 | 0 | 0 | 0 | 750 | 0 | 0 | 0 | 0 | 0 | 0 | 0 | 0 | 0 | 0 | 0 | 0 | 0 | 0 | 0 | 0 | 0 | 0 |  | 2303 | 750-307 | [40 empty] | 0 | 0 | 0 |  |  |  | 0 | 5000000
774-27 | 0 | 0 | 0 | 0 | 0% | 0% | 0% | 0 | 0 | 0 | 0 | 0 | 0 | 0 | 0 | 774 | 0 | 0 | 0 | 0 | 0 | 0 | 0 | 0 | 0 | 0 | 0 | 0 | 0 | 0 | 0 | 0 | 0 | 0 |  | 2304 | 774-27 | [40 empty] | 0 | 0 | 0 |  |  |  | 0 | 5000000
774-28AE | 0 | 0 | 0 | 0 | 0% | 0% | 0% | 0 | 0 | 0 | 0 | 0 | 0 | 0 | 0 | 774 | 0 | 0 | 0 | 0 | 0 | 0 | 0 | 0 | 0 | 0 | 0 | 0 | 0 | 0 | 0 | 0 | 0 | 0 |  | 2305 | 774-28AE | [40 empty] | 0 | 0 | 0 |  |  |  | 0 | 5000000
774-2F | 0 | 0 | 0 | 0 | 0% | 0% | 0% | 0 | 0 | 0 | 0 | 0 | 0 | 0 | 0 | 774 | 0 | 0 | 0 | 0 | 0 | 0 | 0 | 0 | 0 | 0 | 0 | 0 | 0 | 0 | 0 | 0 | 0 | 0 |  | 2306 | 774-2F | [40 empty] | 0 | 0 | 0 |  |  |  | 0 | 5000000
780-442 | 0 | 0 | 0 | 0 | 0% | 0% | 0% | 0 | 0 | 0 | 0 | 0 | 0 | 0 | 0 | 780 | 0 | 0 | 0 | 0 | 0 | 0 | 0 | 0 | 0 | 0 | 0 | 0 | 0 | 0 | 0 | 0 | 0 | 0 |  | 2307 | 780-442 | [40 empty] | 0 | 0 | 0 |  |  |  | 0 | 5000000
CB PK6 | 0 | 0 | 0 | 0 | 0% | 0% | 0% | 0 | 0 | 0 | 0 | 0 | 0 | 0 | 0 | PK6 | 0 | 0 | 0 | 0 | 0 | 0 | 0 | 0 | 0 | 0 | 0 | 0 | 0 | 0 | 0 | 0 | 0 | 0 |  | 2308 | CB PK6 | [40 empty] | 0 | 0 | 0 |  |  |  | 0 | 5000000
780-443F | 111.7072 | 0 | 111.7072 | 0 | 0% | 100% | 0% | 17.8092 | 37.0605 | 0.23898 | 13.8668 | 3.7034 | 0.49732 | 28.8566 | 7.7066 | 780 | 0.01071 | 0.01071 | 0.01071 | 10430.568 | 1.499 | 86.9791 | 23.2291 | 139.968 | 8121.6 | 2169 | 8767.6533 | 117.6533 | 6826.7972 | 1823.2027 | 6970.0743 | 93.5316 | 5427.1402 | 1449.4025 |  | 2309 | 780-443F | 111.7072 | 93.8981 | 74.6467 | 0 | 0 | 0 | 111.7072 | 93.8981 | 74.6467 | 0 | 1.499 | 1.26 | 1.0017 | 0 | 0 | 0 | 1.499 | 1.26 | 1.0017 | 0 | 23.2291 | 19.5258 | 15.5225 | 0 | 0 | 0 | 23.2291 | 19.5258 | 15.5225 | 0 | 86.9791 | 73.1123 | 58.1225 | 0 | 0 | 0 | 86.9791 | 73.1123 | 58.1225 | 0 | 0 | 0 | 0 | 0.01071 | 0.01071 | 0.01071 | 0 | 5000000
785-10 | 0 | 0 | 0 | 0 | 0% | 0% | 0% | 0 | 0 | 0 | 0 | 0 | 0 | 0 | 0 | 785 | 0 | 0 | 0 | 0 | 0 | 0 | 0 | 0 | 0 | 0 | 0 | 0 | 0 | 0 | 0 | 0 | 0 | 0 |  | 2310 | 785-10 | [40 empty] | 0 | 0 | 0 |  |  |  | 0 | 5000000
785-12 | 0 | 0 | 0 | 0 | 0% | 0% | 0% | 0 | 0 | 0 | 0 | 0 | 0 | 0 | 0 | 785 | 0 | 0 | 0 | 0 | 0 | 0 | 0 | 0 | 0 | 0 | 0 | 0 | 0 | 0 | 0 | 0 | 0 | 0 |  | 2311 | 785-12 | [40 empty] | 0 | 0 | 0 |  |  |  | 0 | 5000000
785-13 | 0 | 0 | 0 | 0 | 0% | 0% | 0% | 0 | 0 | 0 | 0 | 0 | 0 | 0 | 0 | 785 | 0 | 0 | 0 | 0 | 0 | 0 | 0 | 0 | 0 | 0 | 0 | 0 | 0 | 0 | 0 | 0 | 0 | 0 |  | 2312 | 785-13 | [40 empty] | 0 | 0 | 0 |  |  |  | 0 | 5000000
785-134 | 0 | 0 | 0 | 0 | 0% | 0% | 0% | 0 | 0 | 0 | 0 | 0 | 0 | 0 | 0 | 785 | 0 | 0 | 0 | 0 | 0 | 0 | 0 | 0 | 0 | 0 | 0 | 0 | 0 | 0 | 0 | 0 | 0 | 0 |  | 2313 | 785-134 | [40 empty] | 0 | 0 | 0 |  |  |  | 0 | 5000000
CB PLS1 | 0 | 0 | 0 | 0 | 0% | 0% | 0% | 0 | 0 | 0 | 0 | 0 | 0 | 0 | 0 | PLS1 | 0 | 0 | 0 | 0 | 0 | 0 | 0 | 0 | 0 | 0 | 0 | 0 | 0 | 0 | 0 | 0 | 0 | 0 |  | 2314 | CB PLS1 | [40 empty] | 0 | 0 | 0 |  |  |  | 0 | 5000000
CB PLZ1 | 0 | 0 | 0 | 0 | 0% | 0% | 0% | 0 | 0 | 0 | 0 | 0 | 0 | 0 | 0 | PLZ1 | 0 | 0 | 0 | 0 | 0 | 0 | 0 | 0 | 0 | 0 | 0 | 0 | 0 | 0 | 0 | 0 | 0 | 0 |  | 2315 | CB PLZ1 | [40 empty] | 0 | 0 | 0 |  |  |  | 0 | 5000000
785-136 | 0 | 0 | 0 | 0 | 0% | 0% | 0% | 0 | 0 | 0 | 0 | 0 | 0 | 0 | 0 | 785 | 0 | 0 | 0 | 0 | 0 | 0 | 0 | 0 | 0 | 0 | 0 | 0 | 0 | 0 | 0 | 0 | 0 | 0 |  | 2316 | 785-136 | [40 empty] | 0 | 0 | 0 |  |  |  | 0 | 5000000
CB QB1 | 0 | 0 | 0 | 0 | 0% | 0% | 0% | 0 | 0 | 0 | 0 | 0 | 0 | 0 | 0 | QB1 | 0 | 0 | 0 | 0 | 0 | 0 | 0 | 0 | 0 | 0 | 0 | 0 | 0 | 0 | 0 | 0 | 0 | 0 |  | 2317 | CB QB1 | [40 empty] | 0 | 0 | 0 |  |  |  | 0 | 5000000
CB C17 | 0 | 0 | 0 | 0 | 0% | 0% | 0% | 0 | 0 | 0 | 0 | 0 | 0 | 0 | 0 | C17 | 0 | 0 | 0 | 0 | 0 | 0 | 0 | 0 | 0 | 0 | 0 | 0 | 0 | 0 | 0 | 0 | 0 | 0 |  | 2318 | CB C17 | [40 empty] | 0 | 0 | 0 |  |  |  | 0 | 5000000
CB C14 | 0 | 0 | 0 | 0 | 0% | 0% | 0% | 0 | 0 | 0 | 0 | 0 | 0 | 0 | 0 | C14 | 0 | 0 | 0 | 0 | 0 | 0 | 0 | 0 | 0 | 0 | 0 | 0 | 0 | 0 | 0 | 0 | 0 | 0 |  | 2319 | CB C14 | [40 empty] | 0 | 0 | 0 |  |  |  | 0 | 5000000
CB 764 | 0 | 0 | 0 | 0 | 0% | 0% | 0% | 0 | 0 | 0 | 0 | 0 | 0 | 0 | 0 | 764 | 0 | 0 | 0 | 0 | 0 | 0 | 0 | 0 | 0 | 0 | 0 | 0 | 0 | 0 | 0 | 0 | 0 | 0 |  | 2320 | CB 764 | [40 empty] | 0 | 0 | 0 |  |  |  | 0 | 5000000
CB BP1 | 647.7931 | 0 | 647.7931 | 0 | 0% | 100% | 0% | 103.0759 | 215.7283 | 0.51151 | 80.9464 | 21.618 | 1.0705 | 169.4133 | 45.2445 | BP1 | 0.01044 | 0.01044 | 0.01044 | 62051.5296 | 3.2147 | 508.7175 | 135.861 | 307.9296 | 48729.6 | 13014 | 52177.9842 | 258.9323 | 40975.8199 | 10943.232 | 41387.103 | 205.3828 | 32501.648 | 8680.0722 |  | 2321 | CB BP1 | 647.7931 | 544.7173 | 432.0648 | 0 | 0 | 0 | 647.7931 | 544.7173 | 432.0648 | 0 | 3.2147 | 2.7031 | 2.1441 | 0 | 0 | 0 | 3.2147 | 2.7031 | 2.1441 | 0 | 135.861 | 114.243 | 90.6165 | 0 | 0 | 0 | 135.861 | 114.243 | 90.6165 | 0 | 508.7175 | 427.7712 | 339.3042 | 0 | 0 | 0 | 508.7175 | 427.7712 | 339.3042 | 0 | 0 | 0 | 0 | 0.01044 | 0.01044 | 0.01044 | 0 | 5000000
785-136F | 0 | 0 | 0 | 0 | 0% | 0% | 0% | 0 | 0 | 0 | 0 | 0 | 0 | 0 | 0 | 785 | 0 | 0 | 0 | 0 | 0 | 0 | 0 | 0 | 0 | 0 | 0 | 0 | 0 | 0 | 0 | 0 | 0 | 0 |  | 2322 | 785-136F | [40 empty] | 0 | 0 | 0 |  |  |  | 0 | 5000000
75-2256 | 0 | 0 | 0 | 0 | 0% | 0% | 0% | 0 | 0 | 0 | 0 | 0 | 0 | 0 | 0 | 75 | 0 | 0 | 0 | 0 | 0 | 0 | 0 | 0 | 0 | 0 | 0 | 0 | 0 | 0 | 0 | 0 | 0 | 0 |  | 2323 | 75-2256 | [40 empty] | 0 | 0 | 0 |  |  |  | 0 | 5000000
785-137 | 0 | 0 | 0 | 0 | 0% | 0% | 0% | 0 | 0 | 0 | 0 | 0 | 0 | 0 | 0 | 785 | 0 | 0 | 0 | 0 | 0 | 0 | 0 | 0 | 0 | 0 | 0 | 0 | 0 | 0 | 0 | 0 | 0 | 0 |  | 2324 | 785-137 | [40 empty] | 0 | 0 | 0 |  |  |  | 0 | 5000000
785-11 | 0 | 0 | 0 | 0 | 0% | 0% | 0% | 0 | 0 | 0 | 0 | 0 | 0 | 0 | 0 | 785 | 0 | 0 | 0 | 0 | 0 | 0 | 0 | 0 | 0 | 0 | 0 | 0 | 0 | 0 | 0 | 0 | 0 | 0 |  | 2325 | 785-11 | [40 empty] | 0 | 0 | 0 |  |  |  | 0 | 5000000
780-444F | 111.9283 | 0 | 111.9283 | 0 | 0% | 100% | 0% | 17.878 | 37.1356 | 0.23991 | 13.9204 | 3.7177 | 0.49832 | 28.9151 | 7.7222 | 780 | 0.010731 | 0.010731 | 0.010731 | 10430.568 | 1.502 | 87.1513 | 23.2751 | 139.968 | 8121.6 | 2169 | 8764.5232 | 117.6113 | 6824.3601 | 1822.5518 | 6969.9124 | 93.5294 | 5427.0142 | 1449.3688 |  | 2326 | 780-444F | 111.9283 | 94.0503 | 74.7927 | 0 | 0 | 0 | 111.9283 | 94.0503 | 74.7927 | 0 | 1.502 | 1.2621 | 1.0036 | 0 | 0 | 0 | 1.502 | 1.2621 | 1.0036 | 0 | 23.2751 | 19.5574 | 15.5529 | 0 | 0 | 0 | 23.2751 | 19.5574 | 15.5529 | 0 | 87.1513 | 73.2308 | 58.2362 | 0 | 0 | 0 | 87.1513 | 73.2308 | 58.2362 | 0 | 0 | 0 | 0 | 0.010731 | 0.010731 | 0.010731 | 0 | 5000000
780-445F | 0 | 0 | 0 | 0 | 0% | 0% | 0% | 0 | 0 | 0 | 0 | 0 | 0 | 0 | 0 | 780 | 0 | 0 | 0 | 0 | 0 | 0 | 0 | 0 | 0 | 0 | 0 | 0 | 0 | 0 | 0 | 0 | 0 | 0 |  | 2327 | 780-445F | [40 empty] | 0 | 0 | 0 |  |  |  | 0 | 5000000
CB CE3 | 0 | 0 | 0 | 0 | 0% | 0% | 0% | 0 | 0 | 0 | 0 | 0 | 0 | 0 | 0 | CE3 | 0 | 0 | 0 | 0 | 0 | 0 | 0 | 0 | 0 | 0 | 0 | 0 | 0 | 0 | 0 | 0 | 0 | 0 |  | 2328 | CB CE3 | [40 empty] | 0 | 0 | 0 |  |  |  | 0 | 5000000
CB PK7 | 0 | 0 | 0 | 0 | 0% | 0% | 0% | 0 | 0 | 0 | 0 | 0 | 0 | 0 | 0 | PK7 | 0 | 0 | 0 | 0 | 0 | 0 | 0 | 0 | 0 | 0 | 0 | 0 | 0 | 0 | 0 | 0 | 0 | 0 |  | 2329 | CB PK7 | [40 empty] | 0 | 0 | 0 |  |  |  | 0 | 5000000
CB CE2 | 0 | 0 | 0 | 0 | 0% | 0% | 0% | 0 | 0 | 0 | 0 | 0 | 0 | 0 | 0 | CE2 | 0 | 0 | 0 | 0 | 0 | 0 | 0 | 0 | 0 | 0 | 0 | 0 | 0 | 0 | 0 | 0 | 0 | 0 |  | 2330 | CB CE2 | [40 empty] | 0 | 0 | 0 |  |  |  | 0 | 5000000
75-2260F | 0 | 0 | 0 | 0 | 0% | 0% | 0% | 0 | 0 | 0 | 0 | 0 | 0 | 0 | 0 | 75 | 0 | 0 | 0 | 0 | 0 | 0 | 0 | 0 | 0 | 0 | 0 | 0 | 0 | 0 | 0 | 0 | 0 | 0 |  | 2331 | 75-2260F | [40 empty] | 0 | 0 | 0 |  |  |  | 0 | 5000000
781-42 | 0 | 0 | 0 | 0 | 0% | 0% | 0% | 0 | 0 | 0 | 0 | 0 | 0 | 0 | 0 | 781 | 0 | 0 | 0 | 0 | 0 | 0 | 0 | 0 | 0 | 0 | 0 | 0 | 0 | 0 | 0 | 0 | 0 | 0 |  | 2332 | 781-42 | [40 empty] | 0 | 0 | 0 |  |  |  | 0 | 5000000
CB CE1 | 0 | 0 | 0 | 0 | 0% | 0% | 0% | 0 | 0 | 0 | 0 | 0 | 0 | 0 | 0 | CE1 | 0 | 0 | 0 | 0 | 0 | 0 | 0 | 0 | 0 | 0 | 0 | 0 | 0 | 0 | 0 | 0 | 0 | 0 |  | 2333 | CB CE1 | [40 empty] | 0 | 0 | 0 |  |  |  | 0 | 5000000
783-1453 | 0 | 0 | 0 | 0 | 0% | 0% | 0% | 0 | 0 | 0 | 0 | 0 | 0 | 0 | 0 | 783 | 0 | 0 | 0 | 0 | 0 | 0 | 0 | 0 | 0 | 0 | 0 | 0 | 0 | 0 | 0 | 0 | 0 | 0 |  | 2334 | 783-1453 | [40 empty] | 0 | 0 | 0 |  |  |  | 0 | 5000000
783-850 | 0 | 0 | 0 | 0 | 0% | 0% | 0% | 0 | 0 | 0 | 0 | 0 | 0 | 0 | 0 | 783 | 0 | 0 | 0 | 0 | 0 | 0 | 0 | 0 | 0 | 0 | 0 | 0 | 0 | 0 | 0 | 0 | 0 | 0 |  | 2335 | 783-850 | [40 empty] | 0 | 0 | 0 |  |  |  | 0 | 5000000
783-853 | 0 | 0 | 0 | 0 | 0% | 0% | 0% | 0 | 0 | 0 | 0 | 0 | 0 | 0 | 0 | 783 | 0 | 0 | 0 | 0 | 0 | 0 | 0 | 0 | 0 | 0 | 0 | 0 | 0 | 0 | 0 | 0 | 0 | 0 |  | 2336 | 783-853 | [40 empty] | 0 | 0 | 0 |  |  |  | 0 | 5000000
751-40F | 0 | 0 | 0 | 0 | 0% | 0% | 0% | 0 | 0 | 0 | 0 | 0 | 0 | 0 | 0 | 751 | 0 | 0 | 0 | 0 | 0 | 0 | 0 | 0 | 0 | 0 | 0 | 0 | 0 | 0 | 0 | 0 | 0 | 0 |  | 2337 | 751-40F | [40 empty] | 0 | 0 | 0 |  |  |  | 0 | 5000000
772-318 | 0 | 0 | 0 | 0 | 0% | 0% | 0% | 0 | 0 | 0 | 0 | 0 | 0 | 0 | 0 | 772 | 0 | 0 | 0 | 0 | 0 | 0 | 0 | 0 | 0 | 0 | 0 | 0 | 0 | 0 | 0 | 0 | 0 | 0 |  | 2338 | 772-318 | [40 empty] | 0 | 0 | 0 |  |  |  | 0 | 5000000
746-740F | 0 | 0 | 0 | 0 | 0% | 0% | 0% | 0 | 0 | 0 | 0 | 0 | 0 | 0 | 0 | 746 | 0 | 0 | 0 | 0 | 0 | 0 | 0 | 0 | 0 | 0 | 0 | 0 | 0 | 0 | 0 | 0 | 0 | 0 |  | 2339 | 746-740F | [40 empty] | 0 | 0 | 0 |  |  |  | 0 | 5000000
763-49 | 0 | 0 | 0 | 0 | 0% | 0% | 0% | 0 | 0 | 0 | 0 | 0 | 0 | 0 | 0 | 763 | 0 | 0 | 0 | 0 | 0 | 0 | 0 | 0 | 0 | 0 | 0 | 0 | 0 | 0 | 0 | 0 | 0 | 0 |  | 2340 | 763-49 | [40 empty] | 0 | 0 | 0 |  |  |  | 0 | 5000000
755-624 | 0 | 0 | 0 | 0 | 0% | 0% | 0% | 0 | 0 | 0 | 0 | 0 | 0 | 0 | 0 | 755 | 0 | 0 | 0 | 0 | 0 | 0 | 0 | 0 | 0 | 0 | 0 | 0 | 0 | 0 | 0 | 0 | 0 | 0 |  | 2341 | 755-624 | [40 empty] | 0 | 0 | 0 |  |  |  | 0 | 5000000
761-244F | 0 | 0 | 0 | 0 | 0% | 0% | 0% | 0 | 0 | 0 | 0 | 0 | 0 | 0 | 0 | 761 | 0 | 0 | 0 | 0 | 0 | 0 | 0 | 0 | 0 | 0 | 0 | 0 | 0 | 0 | 0 | 0 | 0 | 0 |  | 2342 | 761-244F | [40 empty] | 0 | 0 | 0 |  |  |  | 0 | 5000000
761-245 | 0 | 0 | 0 | 0 | 0% | 0% | 0% | 0 | 0 | 0 | 0 | 0 | 0 | 0 | 0 | 761 | 0 | 0 | 0 | 0 | 0 | 0 | 0 | 0 | 0 | 0 | 0 | 0 | 0 | 0 | 0 | 0 | 0 | 0 |  | 2343 | 761-245 | [40 empty] | 0 | 0 | 0 |  |  |  | 0 | 5000000
761-726 | 0 | 0 | 0 | 0 | 0% | 0% | 0% | 0 | 0 | 0 | 0 | 0 | 0 | 0 | 0 | 761 | 0 | 0 | 0 | 0 | 0 | 0 | 0 | 0 | 0 | 0 | 0 | 0 | 0 | 0 | 0 | 0 | 0 | 0 |  | 2344 | 761-726 | [40 empty] | 0 | 0 | 0 |  |  |  | 0 | 5000000
761-728F | 0 | 0 | 0 | 0 | 0% | 0% | 0% | 0 | 0 | 0 | 0 | 0 | 0 | 0 | 0 | 761 | 0 | 0 | 0 | 0 | 0 | 0 | 0 | 0 | 0 | 0 | 0 | 0 | 0 | 0 | 0 | 0 | 0 | 0 |  | 2345 | 761-728F | [40 empty] | 0 | 0 | 0 |  |  |  | 0 | 5000000
762-114 | 0 | 0 | 0 | 0 | 0% | 0% | 0% | 0 | 0 | 0 | 0 | 0 | 0 | 0 | 0 | 762 | 0 | 0 | 0 | 0 | 0 | 0 | 0 | 0 | 0 | 0 | 0 | 0 | 0 | 0 | 0 | 0 | 0 | 0 |  | 2346 | 762-114 | [40 empty] | 0 | 0 | 0 |  |  |  | 0 | 5000000
762-115AE | 0 | 0 | 0 | 0 | 0% | 0% | 0% | 0 | 0 | 0 | 0 | 0 | 0 | 0 | 0 | 762 | 0 | 0 | 0 | 0 | 0 | 0 | 0 | 0 | 0 | 0 | 0 | 0 | 0 | 0 | 0 | 0 | 0 | 0 |  | 2347 | 762-115AE | [40 empty] | 0 | 0 | 0 |  |  |  | 0 | 5000000
755-623F | 0 | 0 | 0 | 0 | 0% | 0% | 0% | 0 | 0 | 0 | 0 | 0 | 0 | 0 | 0 | 755 | 0 | 0 | 0 | 0 | 0 | 0 | 0 | 0 | 0 | 0 | 0 | 0 | 0 | 0 | 0 | 0 | 0 | 0 |  | 2348 | 755-623F | [40 empty] | 0 | 0 | 0 |  |  |  | 0 | 5000000
751-55 | 0 | 0 | 0 | 0 | 0% | 0% | 0% | 0 | 0 | 0 | 0 | 0 | 0 | 0 | 0 | 751 | 0 | 0 | 0 | 0 | 0 | 0 | 0 | 0 | 0 | 0 | 0 | 0 | 0 | 0 | 0 | 0 | 0 | 0 |  | 2349 | 751-55 | [40 empty] | 0 | 0 | 0 |  |  |  | 0 | 5000000
755-622F | 0 | 0 | 0 | 0 | 0% | 0% | 0% | 0 | 0 | 0 | 0 | 0 | 0 | 0 | 0 | 755 | 0 | 0 | 0 | 0 | 0 | 0 | 0 | 0 | 0 | 0 | 0 | 0 | 0 | 0 | 0 | 0 | 0 | 0 |  | 2350 | 755-622F | [40 empty] | 0 | 0 | 0 |  |  |  | 0 | 5000000
763-50F | 0 | 0 | 0 | 0 | 0% | 0% | 0% | 0 | 0 | 0 | 0 | 0 | 0 | 0 | 0 | 763 | 0 | 0 | 0 | 0 | 0 | 0 | 0 | 0 | 0 | 0 | 0 | 0 | 0 | 0 | 0 | 0 | 0 | 0 |  | 2351 | 763-50F | [40 empty] | 0 | 0 | 0 |  |  |  | 0 | 5000000
755-621F | 0 | 0 | 0 | 0 | 0% | 0% | 0% | 0 | 0 | 0 | 0 | 0 | 0 | 0 | 0 | 755 | 0 | 0 | 0 | 0 | 0 | 0 | 0 | 0 | 0 | 0 | 0 | 0 | 0 | 0 | 0 | 0 | 0 | 0 |  | 2352 | 755-621F | [40 empty] | 0 | 0 | 0 |  |  |  | 0 | 5000000
754-859AE | 0 | 0 | 0 | 0 | 0% | 0% | 0% | 0 | 0 | 0 | 0 | 0 | 0 | 0 | 0 | 754 | 0 | 0 | 0 | 0 | 0 | 0 | 0 | 0 | 0 | 0 | 0 | 0 | 0 | 0 | 0 | 0 | 0 | 0 |  | 2353 | 754-859AE | [40 empty] | 0 | 0 | 0 |  |  |  | 0 | 5000000
763-98F | 0 | 0 | 0 | 0 | 0% | 0% | 0% | 0 | 0 | 0 | 0 | 0 | 0 | 0 | 0 | 763 | 0 | 0 | 0 | 0 | 0 | 0 | 0 | 0 | 0 | 0 | 0 | 0 | 0 | 0 | 0 | 0 | 0 | 0 |  | 2354 | 763-98F | [40 empty] | 0 | 0 | 0 |  |  |  | 0 | 5000000
765-15 | 0 | 0 | 0 | 0 | 0% | 0% | 0% | 0 | 0 | 0 | 0 | 0 | 0 | 0 | 0 | 765 | 0 | 0 | 0 | 0 | 0 | 0 | 0 | 0 | 0 | 0 | 0 | 0 | 0 | 0 | 0 | 0 | 0 | 0 |  | 2355 | 765-15 | [40 empty] | 0 | 0 | 0 |  |  |  | 0 | 5000000
765-16F | 0 | 0 | 0 | 0 | 0% | 0% | 0% | 0 | 0 | 0 | 0 | 0 | 0 | 0 | 0 | 765 | 0 | 0 | 0 | 0 | 0 | 0 | 0 | 0 | 0 | 0 | 0 | 0 | 0 | 0 | 0 | 0 | 0 | 0 |  | 2356 | 765-16F | [40 empty] | 0 | 0 | 0 |  |  |  | 0 | 5000000
761-243F | 0 | 0 | 0 | 0 | 0% | 0% | 0% | 0 | 0 | 0 | 0 | 0 | 0 | 0 | 0 | 761 | 0 | 0 | 0 | 0 | 0 | 0 | 0 | 0 | 0 | 0 | 0 | 0 | 0 | 0 | 0 | 0 | 0 | 0 |  | 2357 | 761-243F | [40 empty] | 0 | 0 | 0 |  |  |  | 0 | 5000000
CB LD2 | 0 | 0 | 0 | 0 | 0% | 0% | 0% | 0 | 0 | 0 | 0 | 0 | 0 | 0 | 0 | LD2 | 0 | 0 | 0 | 0 | 0 | 0 | 0 | 0 | 0 | 0 | 0 | 0 | 0 | 0 | 0 | 0 | 0 | 0 |  | 2358 | CB LD2 | [40 empty] | 0 | 0 | 0 |  |  |  | 0 | 5000000
CB LF1 | 6108.5875 | 0 | 6108.5875 | 0 | 0% | 100% | 0% | 962.9888 | 2011.8562 | 1.3513 | 869.1282 | 92.5093 | 2.8232 | 1815.7645 | 193.2685 | LF1 | 0.0073786 | 0.0073786 | 0.0073786 | 827878.9344 | 8.572 | 5513.1955 | 586.8201 | 1161.7344 | 747187.2 | 79530 | 697367.8921 | 978.5927 | 629396.8128 | 66992.4867 | 555217.9697 | 779.1185 | 501101.9642 | 53336.8869 |  | 2359 | CB LF1 | 6108.5875 | 5145.5987 | 4096.7313 | 0 | 0 | 0 | 6108.5875 | 5145.5987 | 4096.7313 | 0 | 8.572 | 7.2206 | 5.7488 | 0 | 0 | 0 | 8.572 | 7.2206 | 5.7488 | 0 | 586.8201 | 494.3108 | 393.5516 | 0 | 0 | 0 | 586.8201 | 494.3108 | 393.5516 | 0 | 5513.1955 | 4644.0673 | 3697.431 | 0 | 0 | 0 | 5513.1955 | 4644.0673 | 3697.431 | 0 | 0 | 0 | 0 | 0.0073786 | 0.0073786 | 0.0073786 | 0 | 5000000
761-242 | 0 | 0 | 0 | 0 | 0% | 0% | 0% | 0 | 0 | 0 | 0 | 0 | 0 | 0 | 0 | 761 | 0 | 0 | 0 | 0 | 0 | 0 | 0 | 0 | 0 | 0 | 0 | 0 | 0 | 0 | 0 | 0 | 0 | 0 |  | 2360 | 761-242 | [40 empty] | 0 | 0 | 0 |  |  |  | 0 | 5000000
756-44F | 0 | 0 | 0 | 0 | 0% | 0% | 0% | 0 | 0 | 0 | 0 | 0 | 0 | 0 | 0 | 756 | 0 | 0 | 0 | 0 | 0 | 0 | 0 | 0 | 0 | 0 | 0 | 0 | 0 | 0 | 0 | 0 | 0 | 0 |  | 2361 | 756-44F | [40 empty] | 0 | 0 | 0 |  |  |  | 0 | 5000000
756-43 | 0 | 0 | 0 | 0 | 0% | 0% | 0% | 0 | 0 | 0 | 0 | 0 | 0 | 0 | 0 | 756 | 0 | 0 | 0 | 0 | 0 | 0 | 0 | 0 | 0 | 0 | 0 | 0 | 0 | 0 | 0 | 0 | 0 | 0 |  | 2362 | 756-43 | [40 empty] | 0 | 0 | 0 |  |  |  | 0 | 5000000
756-42 | 0 | 0 | 0 | 0 | 0% | 0% | 0% | 0 | 0 | 0 | 0 | 0 | 0 | 0 | 0 | 756 | 0 | 0 | 0 | 0 | 0 | 0 | 0 | 0 | 0 | 0 | 0 | 0 | 0 | 0 | 0 | 0 | 0 | 0 |  | 2363 | 756-42 | [40 empty] | 0 | 0 | 0 |  |  |  | 0 | 5000000
756-41 | 0 | 0 | 0 | 0 | 0% | 0% | 0% | 0 | 0 | 0 | 0 | 0 | 0 | 0 | 0 | 756 | 0 | 0 | 0 | 0 | 0 | 0 | 0 | 0 | 0 | 0 | 0 | 0 | 0 | 0 | 0 | 0 | 0 | 0 |  | 2364 | 756-41 | [40 empty] | 0 | 0 | 0 |  |  |  | 0 | 5000000
756-40 | 0 | 0 | 0 | 0 | 0% | 0% | 0% | 0 | 0 | 0 | 0 | 0 | 0 | 0 | 0 | 756 | 0 | 0 | 0 | 0 | 0 | 0 | 0 | 0 | 0 | 0 | 0 | 0 | 0 | 0 | 0 | 0 | 0 | 0 |  | 2365 | 756-40 | [40 empty] | 0 | 0 | 0 |  |  |  | 0 | 5000000
756-109F | 0 | 0 | 0 | 0 | 0% | 0% | 0% | 0 | 0 | 0 | 0 | 0 | 0 | 0 | 0 | 756 | 0 | 0 | 0 | 0 | 0 | 0 | 0 | 0 | 0 | 0 | 0 | 0 | 0 | 0 | 0 | 0 | 0 | 0 |  | 2366 | 756-109F | [40 empty] | 0 | 0 | 0 |  |  |  | 0 | 5000000
756-48 | 0 | 0 | 0 | 0 | 0% | 0% | 0% | 0 | 0 | 0 | 0 | 0 | 0 | 0 | 0 | 756 | 0 | 0 | 0 | 0 | 0 | 0 | 0 | 0 | 0 | 0 | 0 | 0 | 0 | 0 | 0 | 0 | 0 | 0 |  | 2367 | 756-48 | [40 empty] | 0 | 0 | 0 |  |  |  | 0 | 5000000
756-49F | 0 | 0 | 0 | 0 | 0% | 0% | 0% | 0 | 0 | 0 | 0 | 0 | 0 | 0 | 0 | 756 | 0 | 0 | 0 | 0 | 0 | 0 | 0 | 0 | 0 | 0 | 0 | 0 | 0 | 0 | 0 | 0 | 0 | 0 |  | 2368 | 756-49F | [40 empty] | 0 | 0 | 0 |  |  |  | 0 | 5000000
756-50F | 0 | 0 | 0 | 0 | 0% | 0% | 0% | 0 | 0 | 0 | 0 | 0 | 0 | 0 | 0 | 756 | 0 | 0 | 0 | 0 | 0 | 0 | 0 | 0 | 0 | 0 | 0 | 0 | 0 | 0 | 0 | 0 | 0 | 0 |  | 2369 | 756-50F | [40 empty] | 0 | 0 | 0 |  |  |  | 0 | 5000000
76-243 | 0 | 0 | 0 | 0 | 0% | 0% | 0% | 0 | 0 | 0 | 0 | 0 | 0 | 0 | 0 | 76 | 0 | 0 | 0 | 0 | 0 | 0 | 0 | 0 | 0 | 0 | 0 | 0 | 0 | 0 | 0 | 0 | 0 | 0 |  | 2370 | 76-243 | [40 empty] | 0 | 0 | 0 |  |  |  | 0 | 5000000
76-267 | 0 | 0 | 0 | 0 | 0% | 0% | 0% | 0 | 0 | 0 | 0 | 0 | 0 | 0 | 0 | 76 | 0 | 0 | 0 | 0 | 0 | 0 | 0 | 0 | 0 | 0 | 0 | 0 | 0 | 0 | 0 | 0 | 0 | 0 |  | 2371 | 76-267 | [40 empty] | 0 | 0 | 0 |  |  |  | 0 | 5000000
756-108 | 0 | 0 | 0 | 0 | 0% | 0% | 0% | 0 | 0 | 0 | 0 | 0 | 0 | 0 | 0 | 756 | 0 | 0 | 0 | 0 | 0 | 0 | 0 | 0 | 0 | 0 | 0 | 0 | 0 | 0 | 0 | 0 | 0 | 0 |  | 2372 | 756-108 | [40 empty] | 0 | 0 | 0 |  |  |  | 0 | 5000000
76-48F | 0 | 0 | 0 | 0 | 0% | 0% | 0% | 0 | 0 | 0 | 0 | 0 | 0 | 0 | 0 | 76 | 0 | 0 | 0 | 0 | 0 | 0 | 0 | 0 | 0 | 0 | 0 | 0 | 0 | 0 | 0 | 0 | 0 | 0 |  | 2373 | 76-48F | [40 empty] | 0 | 0 | 0 |  |  |  | 0 | 5000000
CB LJS1 | 5686.3735 | 0 | 5686.3735 | 0 | 0% | 100% | 0% | 896.2966 | 1872.4561 | 1.0971 | 820.4798 | 74.7197 | 2.2919 | 1714.0669 | 156.0972 | LJS1 | 0.007367 | 0.007367 | 0.007367 | 771870.984 | 6.9602 | 5205.369 | 474.0443 | 944.784 | 706579.2 | 64347 | 650207.2692 | 795.8654 | 595206.8955 | 54204.5083 | 517702.9249 | 633.6777 | 473910.9594 | 43158.2879 |  | 2374 | CB LJS1 | 5686.3735 | 4790.077 | 3813.9174 | 0 | 0 | 0 | 5686.3735 | 4790.077 | 3813.9174 | 0 | 6.9602 | 5.8631 | 4.6683 | 0 | 0 | 0 | 6.9602 | 5.8631 | 4.6683 | 0 | 474.0443 | 399.3246 | 317.9471 | 0 | 0 | 0 | 474.0443 | 399.3246 | 317.9471 | 0 | 5205.369 | 4384.8892 | 3491.302 | 0 | 0 | 0 | 5205.369 | 4384.8892 | 3491.302 | 0 | 0 | 0 | 0 | 0.007367 | 0.007367 | 0.007367 | 0 | 5000000
76-50F | 0 | 0 | 0 | 0 | 0% | 0% | 0% | 0 | 0 | 0 | 0 | 0 | 0 | 0 | 0 | 76 | 0 | 0 | 0 | 0 | 0 | 0 | 0 | 0 | 0 | 0 | 0 | 0 | 0 | 0 | 0 | 0 | 0 | 0 |  | 2375 | 76-50F | [40 empty] | 0 | 0 | 0 |  |  |  | 0 | 5000000
765-17F | 0 | 0 | 0 | 0 | 0% | 0% | 0% | 0 | 0 | 0 | 0 | 0 | 0 | 0 | 0 | 765 | 0 | 0 | 0 | 0 | 0 | 0 | 0 | 0 | 0 | 0 | 0 | 0 | 0 | 0 | 0 | 0 | 0 | 0 |  | 2376 | 765-17F | [40 empty] | 0 | 0 | 0 |  |  |  | 0 | 5000000
765-18F | 0 | 0 | 0 | 0 | 0% | 0% | 0% | 0 | 0 | 0 | 0 | 0 | 0 | 0 | 0 | 765 | 0 | 0 | 0 | 0 | 0 | 0 | 0 | 0 | 0 | 0 | 0 | 0 | 0 | 0 | 0 | 0 | 0 | 0 |  | 2377 | 765-18F | [40 empty] | 0 | 0 | 0 |  |  |  | 0 | 5000000
754-857 | 0 | 0 | 0 | 0 | 0% | 0% | 0% | 0 | 0 | 0 | 0 | 0 | 0 | 0 | 0 | 754 | 0 | 0 | 0 | 0 | 0 | 0 | 0 | 0 | 0 | 0 | 0 | 0 | 0 | 0 | 0 | 0 | 0 | 0 |  | 2378 | 754-857 | [40 empty] | 0 | 0 | 0 |  |  |  | 0 | 5000000
770-548F | 0 | 0 | 0 | 0 | 0% | 0% | 0% | 0 | 0 | 0 | 0 | 0 | 0 | 0 | 0 | 770 | 0 | 0 | 0 | 0 | 0 | 0 | 0 | 0 | 0 | 0 | 0 | 0 | 0 | 0 | 0 | 0 | 0 | 0 |  | 2379 | 770-548F | [40 empty] | 0 | 0 | 0 |  |  |  | 0 | 5000000
771-273AE | 0 | 0 | 0 | 0 | 0% | 0% | 0% | 0 | 0 | 0 | 0 | 0 | 0 | 0 | 0 | 771 | 0 | 0 | 0 | 0 | 0 | 0 | 0 | 0 | 0 | 0 | 0 | 0 | 0 | 0 | 0 | 0 | 0 | 0 |  | 2380 | 771-273AE | [40 empty] | 0 | 0 | 0 |  |  |  | 0 | 5000000
754-1014AE | 0 | 0 | 0 | 0 | 0% | 0% | 0% | 0 | 0 | 0 | 0 | 0 | 0 | 0 | 0 | 754 | 0 | 0 | 0 | 0 | 0 | 0 | 0 | 0 | 0 | 0 | 0 | 0 | 0 | 0 | 0 | 0 | 0 | 0 |  | 2381 | 754-1014AE | [40 empty] | 0 | 0 | 0 |  |  |  | 0 | 5000000
753-485 | 0 | 0 | 0 | 0 | 0% | 0% | 0% | 0 | 0 | 0 | 0 | 0 | 0 | 0 | 0 | 753 | 0 | 0 | 0 | 0 | 0 | 0 | 0 | 0 | 0 | 0 | 0 | 0 | 0 | 0 | 0 | 0 | 0 | 0 |  | 2382 | 753-485 | [40 empty] | 0 | 0 | 0 |  |  |  | 0 | 5000000
752-692 | 0 | 0 | 0 | 0 | 0% | 0% | 0% | 0 | 0 | 0 | 0 | 0 | 0 | 0 | 0 | 752 | 0 | 0 | 0 | 0 | 0 | 0 | 0 | 0 | 0 | 0 | 0 | 0 | 0 | 0 | 0 | 0 | 0 | 0 |  | 2383 | 752-692 | [40 empty] | 0 | 0 | 0 |  |  |  | 0 | 5000000
771-275AE | 0 | 0 | 0 | 0 | 0% | 0% | 0% | 0 | 0 | 0 | 0 | 0 | 0 | 0 | 0 | 771 | 0 | 0 | 0 | 0 | 0 | 0 | 0 | 0 | 0 | 0 | 0 | 0 | 0 | 0 | 0 | 0 | 0 | 0 |  | 2384 | 771-275AE | [40 empty] | 0 | 0 | 0 |  |  |  | 0 | 5000000
752-691 | 0 | 0 | 0 | 0 | 0% | 0% | 0% | 0 | 0 | 0 | 0 | 0 | 0 | 0 | 0 | 752 | 0 | 0 | 0 | 0 | 0 | 0 | 0 | 0 | 0 | 0 | 0 | 0 | 0 | 0 | 0 | 0 | 0 | 0 |  | 2385 | 752-691 | [40 empty] | 0 | 0 | 0 |  |  |  | 0 | 5000000
752-690 | 0 | 0 | 0 | 0 | 0% | 0% | 0% | 0 | 0 | 0 | 0 | 0 | 0 | 0 | 0 | 752 | 0 | 0 | 0 | 0 | 0 | 0 | 0 | 0 | 0 | 0 | 0 | 0 | 0 | 0 | 0 | 0 | 0 | 0 |  | 2386 | 752-690 | [40 empty] | 0 | 0 | 0 |  |  |  | 0 | 5000000
752-37R | 0 | 0 | 0 | 0 | 0% | 0% | 0% | 0 | 0 | 0 | 0 | 0 | 0 | 0 | 0 | 752 | 0 | 0 | 0 | 0 | 0 | 0 | 0 | 0 | 0 | 0 | 0 | 0 | 0 | 0 | 0 | 0 | 0 | 0 |  | 2387 | 752-37R | [40 empty] | 0 | 0 | 0 |  |  |  | 0 | 5000000
751-58F | 0 | 0 | 0 | 0 | 0% | 0% | 0% | 0 | 0 | 0 | 0 | 0 | 0 | 0 | 0 | 751 | 0 | 0 | 0 | 0 | 0 | 0 | 0 | 0 | 0 | 0 | 0 | 0 | 0 | 0 | 0 | 0 | 0 | 0 |  | 2388 | 751-58F | [40 empty] | 0 | 0 | 0 |  |  |  | 0 | 5000000
771-276 | 0 | 0 | 0 | 0 | 0% | 0% | 0% | 0 | 0 | 0 | 0 | 0 | 0 | 0 | 0 | 771 | 0 | 0 | 0 | 0 | 0 | 0 | 0 | 0 | 0 | 0 | 0 | 0 | 0 | 0 | 0 | 0 | 0 | 0 |  | 2389 | 771-276 | [40 empty] | 0 | 0 | 0 |  |  |  | 0 | 5000000
771-383F | 0 | 0 | 0 | 0 | 0% | 0% | 0% | 0 | 0 | 0 | 0 | 0 | 0 | 0 | 0 | 771 | 0 | 0 | 0 | 0 | 0 | 0 | 0 | 0 | 0 | 0 | 0 | 0 | 0 | 0 | 0 | 0 | 0 | 0 |  | 2390 | 771-383F | [40 empty] | 0 | 0 | 0 |  |  |  | 0 | 5000000
CB MO1 | 26588.2506 | 0 | 26588.2506 | 0 | 0% | 100% | 0% | 4233.9855 | 8839.3835 | 5.0703 | 3852.684 | 376.2311 | 10.5855 | 8043.3321 | 785.4659 | MO1 | 0.018064 | 0.018064 | 0.018064 | 1471859.0472 | 31.8403 | 24193.7835 | 2362.6268 | 1762.601 | 1339307.3376 | 130789.1087 | 1237476.2022 | 1481.9196 | 1126032.3879 | 109961.8946 | 982532.8864 | 1176.6164 | 894048.5888 | 87307.6812 |  | 2391 | CB MO1 | 26588.2506 | 22354.2651 | 17748.8671 | 0 | 0 | 0 | 26588.2506 | 22354.2651 | 17748.8671 | 0 | 31.8403 | 26.77 | 21.2549 | 0 | 0 | 0 | 31.8403 | 26.77 | 21.2549 | 0 | 2362.6268 | 1986.3956 | 1577.1609 | 0 | 0 | 0 | 2362.6268 | 1986.3956 | 1577.1609 | 0 | 24193.7835 | 20341.0995 | 16150.4513 | 0 | 0 | 0 | 24193.7835 | 20341.0995 | 16150.4513 | 0 | 0 | 0 | 0 | 0.018064 | 0.018064 | 0.018064 | 0 | 5000000
771-384 | 0 | 0 | 0 | 0 | 0% | 0% | 0% | 0 | 0 | 0 | 0 | 0 | 0 | 0 | 0 | 771 | 0 | 0 | 0 | 0 | 0 | 0 | 0 | 0 | 0 | 0 | 0 | 0 | 0 | 0 | 0 | 0 | 0 | 0 |  | 2392 | 771-384 | [40 empty] | 0 | 0 | 0 |  |  |  | 0 | 5000000
751-57F | 0 | 0 | 0 | 0 | 0% | 0% | 0% | 0 | 0 | 0 | 0 | 0 | 0 | 0 | 0 | 751 | 0 | 0 | 0 | 0 | 0 | 0 | 0 | 0 | 0 | 0 | 0 | 0 | 0 | 0 | 0 | 0 | 0 | 0 |  | 2393 | 751-57F | [40 empty] | 0 | 0 | 0 |  |  |  | 0 | 5000000
771-385 | 0 | 0 | 0 | 0 | 0% | 0% | 0% | 0 | 0 | 0 | 0 | 0 | 0 | 0 | 0 | 771 | 0 | 0 | 0 | 0 | 0 | 0 | 0 | 0 | 0 | 0 | 0 | 0 | 0 | 0 | 0 | 0 | 0 | 0 |  | 2394 | 771-385 | [40 empty] | 0 | 0 | 0 |  |  |  | 0 | 5000000
770-549 | 0 | 0 | 0 | 0 | 0% | 0% | 0% | 0 | 0 | 0 | 0 | 0 | 0 | 0 | 0 | 770 | 0 | 0 | 0 | 0 | 0 | 0 | 0 | 0 | 0 | 0 | 0 | 0 | 0 | 0 | 0 | 0 | 0 | 0 |  | 2395 | 770-549 | [40 empty] | 0 | 0 | 0 |  |  |  | 0 | 5000000
770-546F | 0 | 0 | 0 | 0 | 0% | 0% | 0% | 0 | 0 | 0 | 0 | 0 | 0 | 0 | 0 | 770 | 0 | 0 | 0 | 0 | 0 | 0 | 0 | 0 | 0 | 0 | 0 | 0 | 0 | 0 | 0 | 0 | 0 | 0 |  | 2396 | 770-546F | [40 empty] | 0 | 0 | 0 |  |  |  | 0 | 5000000
765-39 | 0 | 0 | 0 | 0 | 0% | 0% | 0% | 0 | 0 | 0 | 0 | 0 | 0 | 0 | 0 | 765 | 0 | 0 | 0 | 0 | 0 | 0 | 0 | 0 | 0 | 0 | 0 | 0 | 0 | 0 | 0 | 0 | 0 | 0 |  | 2397 | 765-39 | [40 empty] | 0 | 0 | 0 |  |  |  | 0 | 5000000
765-40 | 0 | 0 | 0 | 0 | 0% | 0% | 0% | 0 | 0 | 0 | 0 | 0 | 0 | 0 | 0 | 765 | 0 | 0 | 0 | 0 | 0 | 0 | 0 | 0 | 0 | 0 | 0 | 0 | 0 | 0 | 0 | 0 | 0 | 0 |  | 2398 | 765-40 | [40 empty] | 0 | 0 | 0 |  |  |  | 0 | 5000000
754-692 | 0 | 0 | 0 | 0 | 0% | 0% | 0% | 0 | 0 | 0 | 0 | 0 | 0 | 0 | 0 | 754 | 0 | 0 | 0 | 0 | 0 | 0 | 0 | 0 | 0 | 0 | 0 | 0 | 0 | 0 | 0 | 0 | 0 | 0 |  | 2399 | 754-692 | [40 empty] | 0 | 0 | 0 |  |  |  | 0 | 5000000
765-45 | 0 | 0 | 0 | 0 | 0% | 0% | 0% | 0 | 0 | 0 | 0 | 0 | 0 | 0 | 0 | 765 | 0 | 0 | 0 | 0 | 0 | 0 | 0 | 0 | 0 | 0 | 0 | 0 | 0 | 0 | 0 | 0 | 0 | 0 |  | 2400 | 765-45 | [40 empty] | 0 | 0 | 0 |  |  |  | 0 | 5000000
CB HK1 | 0 | 0 | 0 | 0 | 0% | 0% | 0% | 0 | 0 | 0 | 0 | 0 | 0 | 0 | 0 | HK1 | 0 | 0 | 0 | 0 | 0 | 0 | 0 | 0 | 0 | 0 | 0 | 0 | 0 | 0 | 0 | 0 | 0 | 0 |  | 2401 | CB HK1 | [40 empty] | 0 | 0 | 0 |  |  |  | 0 | 5000000
754-691 | 0 | 0 | 0 | 0 | 0% | 0% | 0% | 0 | 0 | 0 | 0 | 0 | 0 | 0 | 0 | 754 | 0 | 0 | 0 | 0 | 0 | 0 | 0 | 0 | 0 | 0 | 0 | 0 | 0 | 0 | 0 | 0 | 0 | 0 |  | 2402 | 754-691 | [40 empty] | 0 | 0 | 0 |  |  |  | 0 | 5000000
765-49 | 0 | 0 | 0 | 0 | 0% | 0% | 0% | 0 | 0 | 0 | 0 | 0 | 0 | 0 | 0 | 765 | 0 | 0 | 0 | 0 | 0 | 0 | 0 | 0 | 0 | 0 | 0 | 0 | 0 | 0 | 0 | 0 | 0 | 0 |  | 2403 | 765-49 | [40 empty] | 0 | 0 | 0 |  |  |  | 0 | 5000000
754-689 | 0 | 0 | 0 | 0 | 0% | 0% | 0% | 0 | 0 | 0 | 0 | 0 | 0 | 0 | 0 | 754 | 0 | 0 | 0 | 0 | 0 | 0 | 0 | 0 | 0 | 0 | 0 | 0 | 0 | 0 | 0 | 0 | 0 | 0 |  | 2404 | 754-689 | [40 empty] | 0 | 0 | 0 |  |  |  | 0 | 5000000
754-24 | 0 | 0 | 0 | 0 | 0% | 0% | 0% | 0 | 0 | 0 | 0 | 0 | 0 | 0 | 0 | 754 | 0 | 0 | 0 | 0 | 0 | 0 | 0 | 0 | 0 | 0 | 0 | 0 | 0 | 0 | 0 | 0 | 0 | 0 |  | 2405 | 754-24 | [40 empty] | 0 | 0 | 0 |  |  |  | 0 | 5000000
765-691 | 0 | 0 | 0 | 0 | 0% | 0% | 0% | 0 | 0 | 0 | 0 | 0 | 0 | 0 | 0 | 765 | 0 | 0 | 0 | 0 | 0 | 0 | 0 | 0 | 0 | 0 | 0 | 0 | 0 | 0 | 0 | 0 | 0 | 0 |  | 2406 | 765-691 | [40 empty] | 0 | 0 | 0 |  |  |  | 0 | 5000000
768-19 | 0 | 0 | 0 | 0 | 0% | 0% | 0% | 0 | 0 | 0 | 0 | 0 | 0 | 0 | 0 | 768 | 0 | 0 | 0 | 0 | 0 | 0 | 0 | 0 | 0 | 0 | 0 | 0 | 0 | 0 | 0 | 0 | 0 | 0 |  | 2407 | 768-19 | [40 empty] | 0 | 0 | 0 |  |  |  | 0 | 5000000
754-23 | 0 | 0 | 0 | 0 | 0% | 0% | 0% | 0 | 0 | 0 | 0 | 0 | 0 | 0 | 0 | 754 | 0 | 0 | 0 | 0 | 0 | 0 | 0 | 0 | 0 | 0 | 0 | 0 | 0 | 0 | 0 | 0 | 0 | 0 |  | 2408 | 754-23 | [40 empty] | 0 | 0 | 0 |  |  |  | 0 | 5000000
CB HB5 | 0 | 0 | 0 | 0 | 0% | 0% | 0% | 0 | 0 | 0 | 0 | 0 | 0 | 0 | 0 | HB5 | 0 | 0 | 0 | 0 | 0 | 0 | 0 | 0 | 0 | 0 | 0 | 0 | 0 | 0 | 0 | 0 | 0 | 0 |  | 2409 | CB HB5 | [40 empty] | 0 | 0 | 0 |  |  |  | 0 | 5000000
754-22F | 0 | 0 | 0 | 0 | 0% | 0% | 0% | 0 | 0 | 0 | 0 | 0 | 0 | 0 | 0 | 754 | 0 | 0 | 0 | 0 | 0 | 0 | 0 | 0 | 0 | 0 | 0 | 0 | 0 | 0 | 0 | 0 | 0 | 0 |  | 2410 | 754-22F | [40 empty] | 0 | 0 | 0 |  |  |  | 0 | 5000000
754-21 | 0 | 0 | 0 | 0 | 0% | 0% | 0% | 0 | 0 | 0 | 0 | 0 | 0 | 0 | 0 | 754 | 0 | 0 | 0 | 0 | 0 | 0 | 0 | 0 | 0 | 0 | 0 | 0 | 0 | 0 | 0 | 0 | 0 | 0 |  | 2411 | 754-21 | [40 empty] | 0 | 0 | 0 |  |  |  | 0 | 5000000
754-1122 | 0 | 0 | 0 | 0 | 0% | 0% | 0% | 0 | 0 | 0 | 0 | 0 | 0 | 0 | 0 | 754 | 0 | 0 | 0 | 0 | 0 | 0 | 0 | 0 | 0 | 0 | 0 | 0 | 0 | 0 | 0 | 0 | 0 | 0 |  | 2412 | 754-1122 | [40 empty] | 0 | 0 | 0 |  |  |  | 0 | 5000000
785-137F | 0 | 0 | 0 | 0 | 0% | 0% | 0% | 0 | 0 | 0 | 0 | 0 | 0 | 0 | 0 | 785 | 0 | 0 | 0 | 0 | 0 | 0 | 0 | 0 | 0 | 0 | 0 | 0 | 0 | 0 | 0 | 0 | 0 | 0 |  | 2413 | 785-137F | [40 empty] | 0 | 0 | 0 |  |  |  | 0 | 5000000
785-138 | 0 | 0 | 0 | 0 | 0% | 0% | 0% | 0 | 0 | 0 | 0 | 0 | 0 | 0 | 0 | 785 | 0 | 0 | 0 | 0 | 0 | 0 | 0 | 0 | 0 | 0 | 0 | 0 | 0 | 0 | 0 | 0 | 0 | 0 |  | 2414 | 785-138 | [40 empty] | 0 | 0 | 0 |  |  |  | 0 | 5000000
785-138F | 0 | 0 | 0 | 0 | 0% | 0% | 0% | 0 | 0 | 0 | 0 | 0 | 0 | 0 | 0 | 785 | 0 | 0 | 0 | 0 | 0 | 0 | 0 | 0 | 0 | 0 | 0 | 0 | 0 | 0 | 0 | 0 | 0 | 0 |  | 2415 | 785-138F | [40 empty] | 0 | 0 | 0 |  |  |  | 0 | 5000000
CB 963 | 0 | 0 | 0 | 0 | 0% | 0% | 0% | 0 | 0 | 0 | 0 | 0 | 0 | 0 | 0 | 963 | 0 | 0 | 0 | 0 | 0 | 0 | 0 | 0 | 0 | 0 | 0 | 0 | 0 | 0 | 0 | 0 | 0 | 0 |  | 2416 | CB 963 | [40 empty] | 0 | 0 | 0 |  |  |  | 0 | 5000000
793-21 | 0 | 0 | 0 | 0 | 0% | 0% | 0% | 0 | 0 | 0 | 0 | 0 | 0 | 0 | 0 | 793 | 0 | 0 | 0 | 0 | 0 | 0 | 0 | 0 | 0 | 0 | 0 | 0 | 0 | 0 | 0 | 0 | 0 | 0 |  | 2417 | 793-21 | [40 empty] | 0 | 0 | 0 |  |  |  | 0 | 5000000
747-859F | 0 | 0 | 0 | 0 | 0% | 0% | 0% | 0 | 0 | 0 | 0 | 0 | 0 | 0 | 0 | 747 | 0 | 0 | 0 | 0 | 0 | 0 | 0 | 0 | 0 | 0 | 0 | 0 | 0 | 0 | 0 | 0 | 0 | 0 |  | 2418 | 747-859F | [40 empty] | 0 | 0 | 0 |  |  |  | 0 | 5000000
746-820 | 0 | 0 | 0 | 0 | 0% | 0% | 0% | 0 | 0 | 0 | 0 | 0 | 0 | 0 | 0 | 746 | 0 | 0 | 0 | 0 | 0 | 0 | 0 | 0 | 0 | 0 | 0 | 0 | 0 | 0 | 0 | 0 | 0 | 0 |  | 2419 | 746-820 | [40 empty] | 0 | 0 | 0 |  |  |  | 0 | 5000000
793-23 | 0 | 0 | 0 | 0 | 0% | 0% | 0% | 0 | 0 | 0 | 0 | 0 | 0 | 0 | 0 | 793 | 0 | 0 | 0 | 0 | 0 | 0 | 0 | 0 | 0 | 0 | 0 | 0 | 0 | 0 | 0 | 0 | 0 | 0 |  | 2420 | 793-23 | [40 empty] | 0 | 0 | 0 |  |  |  | 0 | 5000000
793-26 | 0 | 0 | 0 | 0 | 0% | 0% | 0% | 0 | 0 | 0 | 0 | 0 | 0 | 0 | 0 | 793 | 0 | 0 | 0 | 0 | 0 | 0 | 0 | 0 | 0 | 0 | 0 | 0 | 0 | 0 | 0 | 0 | 0 | 0 |  | 2421 | 793-26 | [40 empty] | 0 | 0 | 0 |  |  |  | 0 | 5000000
793-45 | 0 | 0 | 0 | 0 | 0% | 0% | 0% | 0 | 0 | 0 | 0 | 0 | 0 | 0 | 0 | 793 | 0 | 0 | 0 | 0 | 0 | 0 | 0 | 0 | 0 | 0 | 0 | 0 | 0 | 0 | 0 | 0 | 0 | 0 |  | 2422 | 793-45 | [40 empty] | 0 | 0 | 0 |  |  |  | 0 | 5000000
CB 962 | 0 | 0 | 0 | 0 | 0% | 0% | 0% | 0 | 0 | 0 | 0 | 0 | 0 | 0 | 0 | 962 | 0 | 0 | 0 | 0 | 0 | 0 | 0 | 0 | 0 | 0 | 0 | 0 | 0 | 0 | 0 | 0 | 0 | 0 |  | 2423 | CB 962 | [40 empty] | 0 | 0 | 0 |  |  |  | 0 | 5000000
785-139 | 0 | 0 | 0 | 0 | 0% | 0% | 0% | 0 | 0 | 0 | 0 | 0 | 0 | 0 | 0 | 785 | 0 | 0 | 0 | 0 | 0 | 0 | 0 | 0 | 0 | 0 | 0 | 0 | 0 | 0 | 0 | 0 | 0 | 0 |  | 2424 | 785-139 | [40 empty] | 0 | 0 | 0 |  |  |  | 0 | 5000000
CB 961 | 0 | 0 | 0 | 0 | 0% | 0% | 0% | 0 | 0 | 0 | 0 | 0 | 0 | 0 | 0 | 961 | 0 | 0 | 0 | 0 | 0 | 0 | 0 | 0 | 0 | 0 | 0 | 0 | 0 | 0 | 0 | 0 | 0 | 0 |  | 2425 | CB 961 | [40 empty] | 0 | 0 | 0 |  |  |  | 0 | 5000000
746-819F | 0 | 0 | 0 | 0 | 0% | 0% | 0% | 0 | 0 | 0 | 0 | 0 | 0 | 0 | 0 | 746 | 0 | 0 | 0 | 0 | 0 | 0 | 0 | 0 | 0 | 0 | 0 | 0 | 0 | 0 | 0 | 0 | 0 | 0 |  | 2426 | 746-819F | [40 empty] | 0 | 0 | 0 |  |  |  | 0 | 5000000
CB 960 | 0 | 0 | 0 | 0 | 0% | 0% | 0% | 0 | 0 | 0 | 0 | 0 | 0 | 0 | 0 | 960 | 0 | 0 | 0 | 0 | 0 | 0 | 0 | 0 | 0 | 0 | 0 | 0 | 0 | 0 | 0 | 0 | 0 | 0 |  | 2427 | CB 960 | [40 empty] | 0 | 0 | 0 |  |  |  | 0 | 5000000
CB 959 | 0 | 0 | 0 | 0 | 0% | 0% | 0% | 0 | 0 | 0 | 0 | 0 | 0 | 0 | 0 | 959 | 0 | 0 | 0 | 0 | 0 | 0 | 0 | 0 | 0 | 0 | 0 | 0 | 0 | 0 | 0 | 0 | 0 | 0 |  | 2428 | CB 959 | [40 empty] | 0 | 0 | 0 |  |  |  | 0 | 5000000
793-47 | 0 | 0 | 0 | 0 | 0% | 0% | 0% | 0 | 0 | 0 | 0 | 0 | 0 | 0 | 0 | 793 | 0 | 0 | 0 | 0 | 0 | 0 | 0 | 0 | 0 | 0 | 0 | 0 | 0 | 0 | 0 | 0 | 0 | 0 |  | 2429 | 793-47 | [40 empty] | 0 | 0 | 0 |  |  |  | 0 | 5000000
CB 958 | 0 | 0 | 0 | 0 | 0% | 0% | 0% | 0 | 0 | 0 | 0 | 0 | 0 | 0 | 0 | 958 | 0 | 0 | 0 | 0 | 0 | 0 | 0 | 0 | 0 | 0 | 0 | 0 | 0 | 0 | 0 | 0 | 0 | 0 |  | 2430 | CB 958 | [40 empty] | 0 | 0 | 0 |  |  |  | 0 | 5000000
793-749AE | 0 | 0 | 0 | 0 | 0% | 0% | 0% | 0 | 0 | 0 | 0 | 0 | 0 | 0 | 0 | 793 | 0 | 0 | 0 | 0 | 0 | 0 | 0 | 0 | 0 | 0 | 0 | 0 | 0 | 0 | 0 | 0 | 0 | 0 |  | 2431 | 793-749AE | [40 empty] | 0 | 0 | 0 |  |  |  | 0 | 5000000
747-860F | 0 | 0 | 0 | 0 | 0% | 0% | 0% | 0 | 0 | 0 | 0 | 0 | 0 | 0 | 0 | 747 | 0 | 0 | 0 | 0 | 0 | 0 | 0 | 0 | 0 | 0 | 0 | 0 | 0 | 0 | 0 | 0 | 0 | 0 |  | 2432 | 747-860F | [40 empty] | 0 | 0 | 0 |  |  |  | 0 | 5000000
793-20 | 0 | 0 | 0 | 0 | 0% | 0% | 0% | 0 | 0 | 0 | 0 | 0 | 0 | 0 | 0 | 793 | 0 | 0 | 0 | 0 | 0 | 0 | 0 | 0 | 0 | 0 | 0 | 0 | 0 | 0 | 0 | 0 | 0 | 0 |  | 2433 | 793-20 | [40 empty] | 0 | 0 | 0 |  |  |  | 0 | 5000000
747-861F | 0 | 0 | 0 | 0 | 0% | 0% | 0% | 0 | 0 | 0 | 0 | 0 | 0 | 0 | 0 | 747 | 0 | 0 | 0 | 0 | 0 | 0 | 0 | 0 | 0 | 0 | 0 | 0 | 0 | 0 | 0 | 0 | 0 | 0 |  | 2434 | 747-861F | [40 empty] | 0 | 0 | 0 |  |  |  | 0 | 5000000
747-862 | 0 | 0 | 0 | 0 | 0% | 0% | 0% | 0 | 0 | 0 | 0 | 0 | 0 | 0 | 0 | 747 | 0 | 0 | 0 | 0 | 0 | 0 | 0 | 0 | 0 | 0 | 0 | 0 | 0 | 0 | 0 | 0 | 0 | 0 |  | 2435 | 747-862 | [40 empty] | 0 | 0 | 0 |  |  |  | 0 | 5000000
748-507AE | 0 | 0 | 0 | 0 | 0% | 0% | 0% | 0 | 0 | 0 | 0 | 0 | 0 | 0 | 0 | 748 | 0 | 0 | 0 | 0 | 0 | 0 | 0 | 0 | 0 | 0 | 0 | 0 | 0 | 0 | 0 | 0 | 0 | 0 |  | 2436 | 748-507AE | [40 empty] | 0 | 0 | 0 |  |  |  | 0 | 5000000
748-505 | 0 | 0 | 0 | 0 | 0% | 0% | 0% | 0 | 0 | 0 | 0 | 0 | 0 | 0 | 0 | 748 | 0 | 0 | 0 | 0 | 0 | 0 | 0 | 0 | 0 | 0 | 0 | 0 | 0 | 0 | 0 | 0 | 0 | 0 |  | 2437 | 748-505 | [40 empty] | 0 | 0 | 0 |  |  |  | 0 | 5000000
CB SCE | 0 | 0 | 0 | 0 | 0% | 0% | 0% | 0 | 0 | 0 | 0 | 0 | 0 | 0 | 0 | SCE | 0 | 0 | 0 | 0 | 0 | 0 | 0 | 0 | 0 | 0 | 0 | 0 | 0 | 0 | 0 | 0 | 0 | 0 |  | 2438 | CB SCE | [40 empty] | 0 | 0 | 0 |  |  |  | 0 | 5000000
748-1062 | 0 | 0 | 0 | 0 | 0% | 0% | 0% | 0 | 0 | 0 | 0 | 0 | 0 | 0 | 0 | 748 | 0 | 0 | 0 | 0 | 0 | 0 | 0 | 0 | 0 | 0 | 0 | 0 | 0 | 0 | 0 | 0 | 0 | 0 |  | 2439 | 748-1062 | [40 empty] | 0 | 0 | 0 |  |  |  | 0 | 5000000
748-1061 | 0 | 0 | 0 | 0 | 0% | 0% | 0% | 0 | 0 | 0 | 0 | 0 | 0 | 0 | 0 | 748 | 0 | 0 | 0 | 0 | 0 | 0 | 0 | 0 | 0 | 0 | 0 | 0 | 0 | 0 | 0 | 0 | 0 | 0 |  | 2440 | 748-1061 | [40 empty] | 0 | 0 | 0 |  |  |  | 0 | 5000000
748-1059 | 0 | 0 | 0 | 0 | 0% | 0% | 0% | 0 | 0 | 0 | 0 | 0 | 0 | 0 | 0 | 748 | 0 | 0 | 0 | 0 | 0 | 0 | 0 | 0 | 0 | 0 | 0 | 0 | 0 | 0 | 0 | 0 | 0 | 0 |  | 2441 | 748-1059 | [40 empty] | 0 | 0 | 0 |  |  |  | 0 | 5000000
748-1058 | 0 | 0 | 0 | 0 | 0% | 0% | 0% | 0 | 0 | 0 | 0 | 0 | 0 | 0 | 0 | 748 | 0 | 0 | 0 | 0 | 0 | 0 | 0 | 0 | 0 | 0 | 0 | 0 | 0 | 0 | 0 | 0 | 0 | 0 |  | 2442 | 748-1058 | [40 empty] | 0 | 0 | 0 |  |  |  | 0 | 5000000
748-1055F | 0 | 0 | 0 | 0 | 0% | 0% | 0% | 0 | 0 | 0 | 0 | 0 | 0 | 0 | 0 | 748 | 0 | 0 | 0 | 0 | 0 | 0 | 0 | 0 | 0 | 0 | 0 | 0 | 0 | 0 | 0 | 0 | 0 | 0 |  | 2443 | 748-1055F | [40 empty] | 0 | 0 | 0 |  |  |  | 0 | 5000000
CB 972 | 0 | 0 | 0 | 0 | 0% | 0% | 0% | 0 | 0 | 0 | 0 | 0 | 0 | 0 | 0 | 972 | 0 | 0 | 0 | 0 | 0 | 0 | 0 | 0 | 0 | 0 | 0 | 0 | 0 | 0 | 0 | 0 | 0 | 0 |  | 2444 | CB 972 | [40 empty] | 0 | 0 | 0 |  |  |  | 0 | 5000000
748-1053F | 0 | 0 | 0 | 0 | 0% | 0% | 0% | 0 | 0 | 0 | 0 | 0 | 0 | 0 | 0 | 748 | 0 | 0 | 0 | 0 | 0 | 0 | 0 | 0 | 0 | 0 | 0 | 0 | 0 | 0 | 0 | 0 | 0 | 0 |  | 2445 | 748-1053F | [40 empty] | 0 | 0 | 0 |  |  |  | 0 | 5000000
CB SEA1 | 0 | 0 | 0 | 0 | 0% | 0% | 0% | 0 | 0 | 0 | 0 | 0 | 0 | 0 | 0 | SEA1 | 0 | 0 | 0 | 0 | 0 | 0 | 0 | 0 | 0 | 0 | 0 | 0 | 0 | 0 | 0 | 0 | 0 | 0 |  | 2446 | CB SEA1 | [40 empty] | 0 | 0 | 0 |  |  |  | 0 | 5000000
792-1174F | 0 | 0 | 0 | 0 | 0% | 0% | 0% | 0 | 0 | 0 | 0 | 0 | 0 | 0 | 0 | 792 | 0 | 0 | 0 | 0 | 0 | 0 | 0 | 0 | 0 | 0 | 0 | 0 | 0 | 0 | 0 | 0 | 0 | 0 |  | 2447 | 792-1174F | [40 empty] | 0 | 0 | 0 |  |  |  | 0 | 5000000
748-1052 | 0 | 0 | 0 | 0 | 0% | 0% | 0% | 0 | 0 | 0 | 0 | 0 | 0 | 0 | 0 | 748 | 0 | 0 | 0 | 0 | 0 | 0 | 0 | 0 | 0 | 0 | 0 | 0 | 0 | 0 | 0 | 0 | 0 | 0 |  | 2448 | 748-1052 | [40 empty] | 0 | 0 | 0 |  |  |  | 0 | 5000000
747-871 | 0 | 0 | 0 | 0 | 0% | 0% | 0% | 0 | 0 | 0 | 0 | 0 | 0 | 0 | 0 | 747 | 0 | 0 | 0 | 0 | 0 | 0 | 0 | 0 | 0 | 0 | 0 | 0 | 0 | 0 | 0 | 0 | 0 | 0 |  | 2449 | 747-871 | [40 empty] | 0 | 0 | 0 |  |  |  | 0 | 5000000
747-868 | 0 | 0 | 0 | 0 | 0% | 0% | 0% | 0 | 0 | 0 | 0 | 0 | 0 | 0 | 0 | 747 | 0 | 0 | 0 | 0 | 0 | 0 | 0 | 0 | 0 | 0 | 0 | 0 | 0 | 0 | 0 | 0 | 0 | 0 |  | 2450 | 747-868 | [40 empty] | 0 | 0 | 0 |  |  |  | 0 | 5000000
793-750AE | 0 | 0 | 0 | 0 | 0% | 0% | 0% | 0 | 0 | 0 | 0 | 0 | 0 | 0 | 0 | 793 | 0 | 0 | 0 | 0 | 0 | 0 | 0 | 0 | 0 | 0 | 0 | 0 | 0 | 0 | 0 | 0 | 0 | 0 |  | 2451 | 793-750AE | [40 empty] | 0 | 0 | 0 |  |  |  | 0 | 5000000
794-1000 | 0 | 0 | 0 | 0 | 0% | 0% | 0% | 0 | 0 | 0 | 0 | 0 | 0 | 0 | 0 | 794 | 0 | 0 | 0 | 0 | 0 | 0 | 0 | 0 | 0 | 0 | 0 | 0 | 0 | 0 | 0 | 0 | 0 | 0 |  | 2452 | 794-1000 | [40 empty] | 0 | 0 | 0 |  |  |  | 0 | 5000000
794-1001AE | 0 | 0 | 0 | 0 | 0% | 0% | 0% | 0 | 0 | 0 | 0 | 0 | 0 | 0 | 0 | 794 | 0 | 0 | 0 | 0 | 0 | 0 | 0 | 0 | 0 | 0 | 0 | 0 | 0 | 0 | 0 | 0 | 0 | 0 |  | 2453 | 794-1001AE | [40 empty] | 0 | 0 | 0 |  |  |  | 0 | 5000000
797-38 | 0 | 0 | 0 | 0 | 0% | 0% | 0% | 0 | 0 | 0 | 0 | 0 | 0 | 0 | 0 | 797 | 0 | 0 | 0 | 0 | 0 | 0 | 0 | 0 | 0 | 0 | 0 | 0 | 0 | 0 | 0 | 0 | 0 | 0 |  | 2454 | 797-38 | [40 empty] | 0 | 0 | 0 |  |  |  | 0 | 5000000
798-241 | 0 | 0 | 0 | 0 | 0% | 0% | 0% | 0 | 0 | 0 | 0 | 0 | 0 | 0 | 0 | 798 | 0 | 0 | 0 | 0 | 0 | 0 | 0 | 0 | 0 | 0 | 0 | 0 | 0 | 0 | 0 | 0 | 0 | 0 |  | 2455 | 798-241 | [40 empty] | 0 | 0 | 0 |  |  |  | 0 | 5000000
798-242 | 0 | 0 | 0 | 0 | 0% | 0% | 0% | 0 | 0 | 0 | 0 | 0 | 0 | 0 | 0 | 798 | 0 | 0 | 0 | 0 | 0 | 0 | 0 | 0 | 0 | 0 | 0 | 0 | 0 | 0 | 0 | 0 | 0 | 0 |  | 2456 | 798-242 | [40 empty] | 0 | 0 | 0 |  |  |  | 0 | 5000000
798-243AE | 0 | 0 | 0 | 0 | 0% | 0% | 0% | 0 | 0 | 0 | 0 | 0 | 0 | 0 | 0 | 798 | 0 | 0 | 0 | 0 | 0 | 0 | 0 | 0 | 0 | 0 | 0 | 0 | 0 | 0 | 0 | 0 | 0 | 0 |  | 2457 | 798-243AE | [40 empty] | 0 | 0 | 0 |  |  |  | 0 | 5000000
798-255 | 0 | 0 | 0 | 0 | 0% | 0% | 0% | 0 | 0 | 0 | 0 | 0 | 0 | 0 | 0 | 798 | 0 | 0 | 0 | 0 | 0 | 0 | 0 | 0 | 0 | 0 | 0 | 0 | 0 | 0 | 0 | 0 | 0 | 0 |  | 2458 | 798-255 | [40 empty] | 0 | 0 | 0 |  |  |  | 0 | 5000000
798-257F | 0 | 0 | 0 | 0 | 0% | 0% | 0% | 0 | 0 | 0 | 0 | 0 | 0 | 0 | 0 | 798 | 0 | 0 | 0 | 0 | 0 | 0 | 0 | 0 | 0 | 0 | 0 | 0 | 0 | 0 | 0 | 0 | 0 | 0 |  | 2459 | 798-257F | [40 empty] | 0 | 0 | 0 |  |  |  | 0 | 5000000
CB 951 | 0 | 0 | 0 | 0 | 0% | 0% | 0% | 0 | 0 | 0 | 0 | 0 | 0 | 0 | 0 | 951 | 0 | 0 | 0 | 0 | 0 | 0 | 0 | 0 | 0 | 0 | 0 | 0 | 0 | 0 | 0 | 0 | 0 | 0 |  | 2460 | CB 951 | [40 empty] | 0 | 0 | 0 |  |  |  | 0 | 5000000
798-258F | 0 | 0 | 0 | 0 | 0% | 0% | 0% | 0 | 0 | 0 | 0 | 0 | 0 | 0 | 0 | 798 | 0 | 0 | 0 | 0 | 0 | 0 | 0 | 0 | 0 | 0 | 0 | 0 | 0 | 0 | 0 | 0 | 0 | 0 |  | 2461 | 798-258F | [40 empty] | 0 | 0 | 0 |  |  |  | 0 | 5000000
CB 950 | 0 | 0 | 0 | 0 | 0% | 0% | 0% | 0 | 0 | 0 | 0 | 0 | 0 | 0 | 0 | 950 | 0 | 0 | 0 | 0 | 0 | 0 | 0 | 0 | 0 | 0 | 0 | 0 | 0 | 0 | 0 | 0 | 0 | 0 |  | 2462 | CB 950 | [40 empty] | 0 | 0 | 0 |  |  |  | 0 | 5000000
80-561 | 0 | 0 | 0 | 0 | 0% | 0% | 0% | 0 | 0 | 0 | 0 | 0 | 0 | 0 | 0 | 80 | 0 | 0 | 0 | 0 | 0 | 0 | 0 | 0 | 0 | 0 | 0 | 0 | 0 | 0 | 0 | 0 | 0 | 0 |  | 2463 | 80-561 | [40 empty] | 0 | 0 | 0 |  |  |  | 0 | 5000000
80-562 | 0 | 0 | 0 | 0 | 0% | 0% | 0% | 0 | 0 | 0 | 0 | 0 | 0 | 0 | 0 | 80 | 0 | 0 | 0 | 0 | 0 | 0 | 0 | 0 | 0 | 0 | 0 | 0 | 0 | 0 | 0 | 0 | 0 | 0 |  | 2464 | 80-562 | [40 empty] | 0 | 0 | 0 |  |  |  | 0 | 5000000
CB 947 | 0 | 0 | 0 | 0 | 0% | 0% | 0% | 0 | 0 | 0 | 0 | 0 | 0 | 0 | 0 | 947 | 0 | 0 | 0 | 0 | 0 | 0 | 0 | 0 | 0 | 0 | 0 | 0 | 0 | 0 | 0 | 0 | 0 | 0 |  | 2465 | CB 947 | [40 empty] | 0 | 0 | 0 |  |  |  | 0 | 5000000
80-567 | 0 | 0 | 0 | 0 | 0% | 0% | 0% | 0 | 0 | 0 | 0 | 0 | 0 | 0 | 0 | 80 | 0 | 0 | 0 | 0 | 0 | 0 | 0 | 0 | 0 | 0 | 0 | 0 | 0 | 0 | 0 | 0 | 0 | 0 |  | 2466 | 80-567 | [40 empty] | 0 | 0 | 0 |  |  |  | 0 | 5000000
CB 945 | 0 | 0 | 0 | 0 | 0% | 0% | 0% | 0 | 0 | 0 | 0 | 0 | 0 | 0 | 0 | 945 | 0 | 0 | 0 | 0 | 0 | 0 | 0 | 0 | 0 | 0 | 0 | 0 | 0 | 0 | 0 | 0 | 0 | 0 |  | 2467 | CB 945 | [40 empty] | 0 | 0 | 0 |  |  |  | 0 | 5000000
CB 944 | 0 | 0 | 0 | 0 | 0% | 0% | 0% | 0 | 0 | 0 | 0 | 0 | 0 | 0 | 0 | 944 | 0 | 0 | 0 | 0 | 0 | 0 | 0 | 0 | 0 | 0 | 0 | 0 | 0 | 0 | 0 | 0 | 0 | 0 |  | 2468 | CB 944 | [40 empty] | 0 | 0 | 0 |  |  |  | 0 | 5000000
797-39 | 0 | 0 | 0 | 0 | 0% | 0% | 0% | 0 | 0 | 0 | 0 | 0 | 0 | 0 | 0 | 797 | 0 | 0 | 0 | 0 | 0 | 0 | 0 | 0 | 0 | 0 | 0 | 0 | 0 | 0 | 0 | 0 | 0 | 0 |  | 2469 | 797-39 | [40 empty] | 0 | 0 | 0 |  |  |  | 0 | 5000000
CB 957 | 0 | 0 | 0 | 0 | 0% | 0% | 0% | 0 | 0 | 0 | 0 | 0 | 0 | 0 | 0 | 957 | 0 | 0 | 0 | 0 | 0 | 0 | 0 | 0 | 0 | 0 | 0 | 0 | 0 | 0 | 0 | 0 | 0 | 0 |  | 2470 | CB 957 | [40 empty] | 0 | 0 | 0 |  |  |  | 0 | 5000000
797-30F | 117133.5638 | 0 | 117133.5638 | 0 | 0% | 100% | 0% | 18617.9077 | 38910.7642 | 21.8591 | 17039.119 | 1556.9296 | 45.6847 | 35611.152 | 3253.9274 | 797 | 0.017444 | 0.017444 | 0.017444 | 6714756.9863 | 137.5254 | 107200.6997 | 9795.3388 | 7883.7304 | 6145349.1524 | 561524.1036 | 5647473.4382 | 6630.6432 | 5168570.6836 | 472272.1114 | 4484172.3671 | 5264.8229 | 4103916.9267 | 374990.6175 |  | 2471 | 797-30F | 117133.5638 | 98515.6562 | 78222.7996 | 0 | 0 | 0 | 117133.5638 | 98515.6562 | 78222.7996 | 0 | 137.5254 | 115.6663 | 91.8406 | 0 | 0 | 0 | 137.5254 | 115.6663 | 91.8406 | 0 | 9795.3388 | 8238.4092 | 6541.4113 | 0 | 0 | 0 | 9795.3388 | 8238.4092 | 6541.4113 | 0 | 107200.6997 | 90161.5807 | 71589.5477 | 0 | 0 | 0 | 107200.6997 | 90161.5807 | 71589.5477 | 0 | 0 | 0 | 0 | 0.017444 | 0.017444 | 0.017444 | 0 | 5000000
756-45F | 0 | 0 | 0 | 0 | 0% | 0% | 0% | 0 | 0 | 0 | 0 | 0 | 0 | 0 | 0 | 756 | 0 | 0 | 0 | 0 | 0 | 0 | 0 | 0 | 0 | 0 | 0 | 0 | 0 | 0 | 0 | 0 | 0 | 0 |  | 2472 | 756-45F | [40 empty] | 0 | 0 | 0 |  |  |  | 0 | 5000000
CB 956 | 0 | 0 | 0 | 0 | 0% | 0% | 0% | 0 | 0 | 0 | 0 | 0 | 0 | 0 | 0 | 956 | 0 | 0 | 0 | 0 | 0 | 0 | 0 | 0 | 0 | 0 | 0 | 0 | 0 | 0 | 0 | 0 | 0 | 0 |  | 2473 | CB 956 | [40 empty] | 0 | 0 | 0 |  |  |  | 0 | 5000000
794-16 | 0 | 0 | 0 | 0 | 0% | 0% | 0% | 0 | 0 | 0 | 0 | 0 | 0 | 0 | 0 | 794 | 0 | 0 | 0 | 0 | 0 | 0 | 0 | 0 | 0 | 0 | 0 | 0 | 0 | 0 | 0 | 0 | 0 | 0 |  | 2474 | 794-16 | [40 empty] | 0 | 0 | 0 |  |  |  | 0 | 5000000
794-17 | 27374.6327 | 0 | 27374.6327 | 0 | 0% | 100% | 0% | 4347.2697 | 9094.6649 | 14.1079 | 3508.3233 | 824.8385 | 29.5144 | 7339.5549 | 1725.5957 | 794 | 0.017443 | 0.017443 | 0.017443 | 1569358.4158 | 88.8373 | 22091.8111 | 5193.9844 | 5092.9464 | 1266499.9001 | 297765.5693 | 1320134.0918 | 4284.1534 | 1065371.4783 | 250478.4601 | 1047971.0017 | 3400.9185 | 845731.0679 | 198839.0152 |  | 2475 | 794-17 | 27374.6327 | 23027.363 | 18279.9678 | 0 | 0 | 0 | 27374.6327 | 23027.363 | 18279.9678 | 0 | 88.8373 | 74.7293 | 59.3229 | 0 | 0 | 0 | 88.8373 | 74.7293 | 59.3229 | 0 | 5193.9844 | 4369.1459 | 3468.3887 | 0 | 0 | 0 | 5193.9844 | 4369.1459 | 3468.3887 | 0 | 22091.8111 | 18583.4878 | 14752.2562 | 0 | 0 | 0 | 22091.8111 | 18583.4878 | 14752.2562 | 0 | 0 | 0 | 0 | 0.017443 | 0.017443 | 0.017443 | 0 | 5000000
795-723 | 0 | 0 | 0 | 0 | 0% | 0% | 0% | 0 | 0 | 0 | 0 | 0 | 0 | 0 | 0 | 795 | 0 | 0 | 0 | 0 | 0 | 0 | 0 | 0 | 0 | 0 | 0 | 0 | 0 | 0 | 0 | 0 | 0 | 0 |  | 2476 | 795-723 | [40 empty] | 0 | 0 | 0 |  |  |  | 0 | 5000000
CB 954 | 0 | 0 | 0 | 0 | 0% | 0% | 0% | 0 | 0 | 0 | 0 | 0 | 0 | 0 | 0 | 954 | 0 | 0 | 0 | 0 | 0 | 0 | 0 | 0 | 0 | 0 | 0 | 0 | 0 | 0 | 0 | 0 | 0 | 0 |  | 2477 | CB 954 | [40 empty] | 0 | 0 | 0 |  |  |  | 0 | 5000000
795-820 | 0 | 0 | 0 | 0 | 0% | 0% | 0% | 0 | 0 | 0 | 0 | 0 | 0 | 0 | 0 | 795 | 0 | 0 | 0 | 0 | 0 | 0 | 0 | 0 | 0 | 0 | 0 | 0 | 0 | 0 | 0 | 0 | 0 | 0 |  | 2478 | 795-820 | [40 empty] | 0 | 0 | 0 |  |  |  | 0 | 5000000
CB 953 | 0 | 0 | 0 | 0 | 0% | 0% | 0% | 0 | 0 | 0 | 0 | 0 | 0 | 0 | 0 | 953 | 0 | 0 | 0 | 0 | 0 | 0 | 0 | 0 | 0 | 0 | 0 | 0 | 0 | 0 | 0 | 0 | 0 | 0 |  | 2479 | CB 953 | [40 empty] | 0 | 0 | 0 |  |  |  | 0 | 5000000
746-756 | 0 | 0 | 0 | 0 | 0% | 0% | 0% | 0 | 0 | 0 | 0 | 0 | 0 | 0 | 0 | 746 | 0 | 0 | 0 | 0 | 0 | 0 | 0 | 0 | 0 | 0 | 0 | 0 | 0 | 0 | 0 | 0 | 0 | 0 |  | 2480 | 746-756 | [40 empty] | 0 | 0 | 0 |  |  |  | 0 | 5000000
796-1396R | 0 | 0 | 0 | 0 | 0% | 0% | 0% | 0 | 0 | 0 | 0 | 0 | 0 | 0 | 0 | 796 | 0 | 0 | 0 | 0 | 0 | 0 | 0 | 0 | 0 | 0 | 0 | 0 | 0 | 0 | 0 | 0 | 0 | 0 |  | 2481 | 796-1396R | [40 empty] | 0 | 0 | 0 |  |  |  | 0 | 5000000
746-742 | 0 | 0 | 0 | 0 | 0% | 0% | 0% | 0 | 0 | 0 | 0 | 0 | 0 | 0 | 0 | 746 | 0 | 0 | 0 | 0 | 0 | 0 | 0 | 0 | 0 | 0 | 0 | 0 | 0 | 0 | 0 | 0 | 0 | 0 |  | 2482 | 746-742 | [40 empty] | 0 | 0 | 0 |  |  |  | 0 | 5000000
CB 952 | 0 | 0 | 0 | 0 | 0% | 0% | 0% | 0 | 0 | 0 | 0 | 0 | 0 | 0 | 0 | 952 | 0 | 0 | 0 | 0 | 0 | 0 | 0 | 0 | 0 | 0 | 0 | 0 | 0 | 0 | 0 | 0 | 0 | 0 |  | 2483 | CB 952 | [40 empty] | 0 | 0 | 0 |  |  |  | 0 | 5000000
797-29 | 0 | 0 | 0 | 0 | 0% | 0% | 0% | 0 | 0 | 0 | 0 | 0 | 0 | 0 | 0 | 797 | 0 | 0 | 0 | 0 | 0 | 0 | 0 | 0 | 0 | 0 | 0 | 0 | 0 | 0 | 0 | 0 | 0 | 0 |  | 2484 | 797-29 | [40 empty] | 0 | 0 | 0 |  |  |  | 0 | 5000000
749-40 | 0 | 0 | 0 | 0 | 0% | 0% | 0% | 0 | 0 | 0 | 0 | 0 | 0 | 0 | 0 | 749 | 0 | 0 | 0 | 0 | 0 | 0 | 0 | 0 | 0 | 0 | 0 | 0 | 0 | 0 | 0 | 0 | 0 | 0 |  | 2485 | 749-40 | [40 empty] | 0 | 0 | 0 |  |  |  | 0 | 5000000
CB 98 | 0 | 0 | 0 | 0 | 0% | 0% | 0% | 0 | 0 | 0 | 0 | 0 | 0 | 0 | 0 | 98 | 0 | 0 | 0 | 0 | 0 | 0 | 0 | 0 | 0 | 0 | 0 | 0 | 0 | 0 | 0 | 0 | 0 | 0 |  | 2486 | CB 98 | [40 empty] | 0 | 0 | 0 |  |  |  | 0 | 5000000
CB SB1 | 0 | 0 | 0 | 0 | 0% | 0% | 0% | 0 | 0 | 0 | 0 | 0 | 0 | 0 | 0 | SB1 | 0 | 0 | 0 | 0 | 0 | 0 | 0 | 0 | 0 | 0 | 0 | 0 | 0 | 0 | 0 | 0 | 0 | 0 |  | 2487 | CB SB1 | [40 empty] | 0 | 0 | 0 |  |  |  | 0 | 5000000
785-170F | 0 | 0 | 0 | 0 | 0% | 0% | 0% | 0 | 0 | 0 | 0 | 0 | 0 | 0 | 0 | 785 | 0 | 0 | 0 | 0 | 0 | 0 | 0 | 0 | 0 | 0 | 0 | 0 | 0 | 0 | 0 | 0 | 0 | 0 |  | 2488 | 785-170F | [40 empty] | 0 | 0 | 0 |  |  |  | 0 | 5000000
785-365 | 0 | 0 | 0 | 0 | 0% | 0% | 0% | 0 | 0 | 0 | 0 | 0 | 0 | 0 | 0 | 785 | 0 | 0 | 0 | 0 | 0 | 0 | 0 | 0 | 0 | 0 | 0 | 0 | 0 | 0 | 0 | 0 | 0 | 0 |  | 2489 | 785-365 | [40 empty] | 0 | 0 | 0 |  |  |  | 0 | 5000000
785-366 | 0 | 0 | 0 | 0 | 0% | 0% | 0% | 0 | 0 | 0 | 0 | 0 | 0 | 0 | 0 | 785 | 0 | 0 | 0 | 0 | 0 | 0 | 0 | 0 | 0 | 0 | 0 | 0 | 0 | 0 | 0 | 0 | 0 | 0 |  | 2490 | 785-366 | [40 empty] | 0 | 0 | 0 |  |  |  | 0 | 5000000
785-366F | 0 | 0 | 0 | 0 | 0% | 0% | 0% | 0 | 0 | 0 | 0 | 0 | 0 | 0 | 0 | 785 | 0 | 0 | 0 | 0 | 0 | 0 | 0 | 0 | 0 | 0 | 0 | 0 | 0 | 0 | 0 | 0 | 0 | 0 |  | 2491 | 785-366F | [40 empty] | 0 | 0 | 0 |  |  |  | 0 | 5000000
785-367 | 0 | 0 | 0 | 0 | 0% | 0% | 0% | 0 | 0 | 0 | 0 | 0 | 0 | 0 | 0 | 785 | 0 | 0 | 0 | 0 | 0 | 0 | 0 | 0 | 0 | 0 | 0 | 0 | 0 | 0 | 0 | 0 | 0 | 0 |  | 2492 | 785-367 | [40 empty] | 0 | 0 | 0 |  |  |  | 0 | 5000000
785-367F | 0 | 0 | 0 | 0 | 0% | 0% | 0% | 0 | 0 | 0 | 0 | 0 | 0 | 0 | 0 | 785 | 0 | 0 | 0 | 0 | 0 | 0 | 0 | 0 | 0 | 0 | 0 | 0 | 0 | 0 | 0 | 0 | 0 | 0 |  | 2493 | 785-367F | [40 empty] | 0 | 0 | 0 |  |  |  | 0 | 5000000
785-368 | 0 | 0 | 0 | 0 | 0% | 0% | 0% | 0 | 0 | 0 | 0 | 0 | 0 | 0 | 0 | 785 | 0 | 0 | 0 | 0 | 0 | 0 | 0 | 0 | 0 | 0 | 0 | 0 | 0 | 0 | 0 | 0 | 0 | 0 |  | 2494 | 785-368 | [40 empty] | 0 | 0 | 0 |  |  |  | 0 | 5000000
785-368F | 0 | 0 | 0 | 0 | 0% | 0% | 0% | 0 | 0 | 0 | 0 | 0 | 0 | 0 | 0 | 785 | 0 | 0 | 0 | 0 | 0 | 0 | 0 | 0 | 0 | 0 | 0 | 0 | 0 | 0 | 0 | 0 | 0 | 0 |  | 2495 | 785-368F | [40 empty] | 0 | 0 | 0 |  |  |  | 0 | 5000000
785-369 | 0 | 0 | 0 | 0 | 0% | 0% | 0% | 0 | 0 | 0 | 0 | 0 | 0 | 0 | 0 | 785 | 0 | 0 | 0 | 0 | 0 | 0 | 0 | 0 | 0 | 0 | 0 | 0 | 0 | 0 | 0 | 0 | 0 | 0 |  | 2496 | 785-369 | [40 empty] | 0 | 0 | 0 |  |  |  | 0 | 5000000
CB RD4 | 0 | 0 | 0 | 0 | 0% | 0% | 0% | 0 | 0 | 0 | 0 | 0 | 0 | 0 | 0 | RD4 | 0 | 0 | 0 | 0 | 0 | 0 | 0 | 0 | 0 | 0 | 0 | 0 | 0 | 0 | 0 | 0 | 0 | 0 |  | 2497 | CB RD4 | [40 empty] | 0 | 0 | 0 |  |  |  | 0 | 5000000
785-370F | 0 | 0 | 0 | 0 | 0% | 0% | 0% | 0 | 0 | 0 | 0 | 0 | 0 | 0 | 0 | 785 | 0 | 0 | 0 | 0 | 0 | 0 | 0 | 0 | 0 | 0 | 0 | 0 | 0 | 0 | 0 | 0 | 0 | 0 |  | 2498 | 785-370F | [40 empty] | 0 | 0 | 0 |  |  |  | 0 | 5000000
785-372F | 0 | 0 | 0 | 0 | 0% | 0% | 0% | 0 | 0 | 0 | 0 | 0 | 0 | 0 | 0 | 785 | 0 | 0 | 0 | 0 | 0 | 0 | 0 | 0 | 0 | 0 | 0 | 0 | 0 | 0 | 0 | 0 | 0 | 0 |  | 2499 | 785-372F | [40 empty] | 0 | 0 | 0 |  |  |  | 0 | 5000000
785-49 | 0 | 0 | 0 | 0 | 0% | 0% | 0% | 0 | 0 | 0 | 0 | 0 | 0 | 0 | 0 | 785 | 0 | 0 | 0 | 0 | 0 | 0 | 0 | 0 | 0 | 0 | 0 | 0 | 0 | 0 | 0 | 0 | 0 | 0 |  | 2500 | 785-49 | [40 empty] | 0 | 0 | 0 |  |  |  | 0 | 5000000
CB RV3 | 0 | 0 | 0 | 0 | 0% | 0% | 0% | 0 | 0 | 0 | 0 | 0 | 0 | 0 | 0 | RV3 | 0 | 0 | 0 | 0 | 0 | 0 | 0 | 0 | 0 | 0 | 0 | 0 | 0 | 0 | 0 | 0 | 0 | 0 |  | 2501 | CB RV3 | [40 empty] | 0 | 0 | 0 |  |  |  | 0 | 5000000
785-50 | 0 | 0 | 0 | 0 | 0% | 0% | 0% | 0 | 0 | 0 | 0 | 0 | 0 | 0 | 0 | 785 | 0 | 0 | 0 | 0 | 0 | 0 | 0 | 0 | 0 | 0 | 0 | 0 | 0 | 0 | 0 | 0 | 0 | 0 |  | 2502 | 785-50 | [40 empty] | 0 | 0 | 0 |  |  |  | 0 | 5000000
785-54 | 0 | 0 | 0 | 0 | 0% | 0% | 0% | 0 | 0 | 0 | 0 | 0 | 0 | 0 | 0 | 785 | 0 | 0 | 0 | 0 | 0 | 0 | 0 | 0 | 0 | 0 | 0 | 0 | 0 | 0 | 0 | 0 | 0 | 0 |  | 2503 | 785-54 | [40 empty] | 0 | 0 | 0 |  |  |  | 0 | 5000000
785-364 | 0 | 0 | 0 | 0 | 0% | 0% | 0% | 0 | 0 | 0 | 0 | 0 | 0 | 0 | 0 | 785 | 0 | 0 | 0 | 0 | 0 | 0 | 0 | 0 | 0 | 0 | 0 | 0 | 0 | 0 | 0 | 0 | 0 | 0 |  | 2504 | 785-364 | [40 empty] | 0 | 0 | 0 |  |  |  | 0 | 5000000
785-168F | 0 | 0 | 0 | 0 | 0% | 0% | 0% | 0 | 0 | 0 | 0 | 0 | 0 | 0 | 0 | 785 | 0 | 0 | 0 | 0 | 0 | 0 | 0 | 0 | 0 | 0 | 0 | 0 | 0 | 0 | 0 | 0 | 0 | 0 |  | 2505 | 785-168F | [40 empty] | 0 | 0 | 0 |  |  |  | 0 | 5000000
785-54F | 0 | 0 | 0 | 0 | 0% | 0% | 0% | 0 | 0 | 0 | 0 | 0 | 0 | 0 | 0 | 785 | 0 | 0 | 0 | 0 | 0 | 0 | 0 | 0 | 0 | 0 | 0 | 0 | 0 | 0 | 0 | 0 | 0 | 0 |  | 2506 | 785-54F | [40 empty] | 0 | 0 | 0 |  |  |  | 0 | 5000000
785-167 | 0 | 0 | 0 | 0 | 0% | 0% | 0% | 0 | 0 | 0 | 0 | 0 | 0 | 0 | 0 | 785 | 0 | 0 | 0 | 0 | 0 | 0 | 0 | 0 | 0 | 0 | 0 | 0 | 0 | 0 | 0 | 0 | 0 | 0 |  | 2507 | 785-167 | [40 empty] | 0 | 0 | 0 |  |  |  | 0 | 5000000
785-142 | 0 | 0 | 0 | 0 | 0% | 0% | 0% | 0 | 0 | 0 | 0 | 0 | 0 | 0 | 0 | 785 | 0 | 0 | 0 | 0 | 0 | 0 | 0 | 0 | 0 | 0 | 0 | 0 | 0 | 0 | 0 | 0 | 0 | 0 |  | 2508 | 785-142 | [40 empty] | 0 | 0 | 0 |  |  |  | 0 | 5000000
785-142F | 0 | 0 | 0 | 0 | 0% | 0% | 0% | 0 | 0 | 0 | 0 | 0 | 0 | 0 | 0 | 785 | 0 | 0 | 0 | 0 | 0 | 0 | 0 | 0 | 0 | 0 | 0 | 0 | 0 | 0 | 0 | 0 | 0 | 0 |  | 2509 | 785-142F | [40 empty] | 0 | 0 | 0 |  |  |  | 0 | 5000000
785-143 | 0 | 0 | 0 | 0 | 0% | 0% | 0% | 0 | 0 | 0 | 0 | 0 | 0 | 0 | 0 | 785 | 0 | 0 | 0 | 0 | 0 | 0 | 0 | 0 | 0 | 0 | 0 | 0 | 0 | 0 | 0 | 0 | 0 | 0 |  | 2510 | 785-143 | [40 empty] | 0 | 0 | 0 |  |  |  | 0 | 5000000
785-143F | 0 | 0 | 0 | 0 | 0% | 0% | 0% | 0 | 0 | 0 | 0 | 0 | 0 | 0 | 0 | 785 | 0 | 0 | 0 | 0 | 0 | 0 | 0 | 0 | 0 | 0 | 0 | 0 | 0 | 0 | 0 | 0 | 0 | 0 |  | 2511 | 785-143F | [40 empty] | 0 | 0 | 0 |  |  |  | 0 | 5000000
75-2229 | 0 | 0 | 0 | 0 | 0% | 0% | 0% | 0 | 0 | 0 | 0 | 0 | 0 | 0 | 0 | 75 | 0 | 0 | 0 | 0 | 0 | 0 | 0 | 0 | 0 | 0 | 0 | 0 | 0 | 0 | 0 | 0 | 0 | 0 |  | 2512 | 75-2229 | [40 empty] | 0 | 0 | 0 |  |  |  | 0 | 5000000
75-2228F | 0 | 0 | 0 | 0 | 0% | 0% | 0% | 0 | 0 | 0 | 0 | 0 | 0 | 0 | 0 | 75 | 0 | 0 | 0 | 0 | 0 | 0 | 0 | 0 | 0 | 0 | 0 | 0 | 0 | 0 | 0 | 0 | 0 | 0 |  | 2513 | 75-2228F | [40 empty] | 0 | 0 | 0 |  |  |  | 0 | 5000000
75-2227 | 0 | 0 | 0 | 0 | 0% | 0% | 0% | 0 | 0 | 0 | 0 | 0 | 0 | 0 | 0 | 75 | 0 | 0 | 0 | 0 | 0 | 0 | 0 | 0 | 0 | 0 | 0 | 0 | 0 | 0 | 0 | 0 | 0 | 0 |  | 2514 | 75-2227 | [40 empty] | 0 | 0 | 0 |  |  |  | 0 | 5000000
785-144 | 0 | 0 | 0 | 0 | 0% | 0% | 0% | 0 | 0 | 0 | 0 | 0 | 0 | 0 | 0 | 785 | 0 | 0 | 0 | 0 | 0 | 0 | 0 | 0 | 0 | 0 | 0 | 0 | 0 | 0 | 0 | 0 | 0 | 0 |  | 2515 | 785-144 | [40 empty] | 0 | 0 | 0 |  |  |  | 0 | 5000000
785-144F | 0 | 0 | 0 | 0 | 0% | 0% | 0% | 0 | 0 | 0 | 0 | 0 | 0 | 0 | 0 | 785 | 0 | 0 | 0 | 0 | 0 | 0 | 0 | 0 | 0 | 0 | 0 | 0 | 0 | 0 | 0 | 0 | 0 | 0 |  | 2516 | 785-144F | [40 empty] | 0 | 0 | 0 |  |  |  | 0 | 5000000
785-147 | 0 | 0 | 0 | 0 | 0% | 0% | 0% | 0 | 0 | 0 | 0 | 0 | 0 | 0 | 0 | 785 | 0 | 0 | 0 | 0 | 0 | 0 | 0 | 0 | 0 | 0 | 0 | 0 | 0 | 0 | 0 | 0 | 0 | 0 |  | 2517 | 785-147 | [40 empty] | 0 | 0 | 0 |  |  |  | 0 | 5000000
785-149 | 0 | 0 | 0 | 0 | 0% | 0% | 0% | 0 | 0 | 0 | 0 | 0 | 0 | 0 | 0 | 785 | 0 | 0 | 0 | 0 | 0 | 0 | 0 | 0 | 0 | 0 | 0 | 0 | 0 | 0 | 0 | 0 | 0 | 0 |  | 2518 | 785-149 | [40 empty] | 0 | 0 | 0 |  |  |  | 0 | 5000000
785-150 | 0 | 0 | 0 | 0 | 0% | 0% | 0% | 0 | 0 | 0 | 0 | 0 | 0 | 0 | 0 | 785 | 0 | 0 | 0 | 0 | 0 | 0 | 0 | 0 | 0 | 0 | 0 | 0 | 0 | 0 | 0 | 0 | 0 | 0 |  | 2519 | 785-150 | [40 empty] | 0 | 0 | 0 |  |  |  | 0 | 5000000
785-150F | 0 | 0 | 0 | 0 | 0% | 0% | 0% | 0 | 0 | 0 | 0 | 0 | 0 | 0 | 0 | 785 | 0 | 0 | 0 | 0 | 0 | 0 | 0 | 0 | 0 | 0 | 0 | 0 | 0 | 0 | 0 | 0 | 0 | 0 |  | 2520 | 785-150F | [40 empty] | 0 | 0 | 0 |  |  |  | 0 | 5000000
785-151 | 0 | 0 | 0 | 0 | 0% | 0% | 0% | 0 | 0 | 0 | 0 | 0 | 0 | 0 | 0 | 785 | 0 | 0 | 0 | 0 | 0 | 0 | 0 | 0 | 0 | 0 | 0 | 0 | 0 | 0 | 0 | 0 | 0 | 0 |  | 2521 | 785-151 | [40 empty] | 0 | 0 | 0 |  |  |  | 0 | 5000000
785-151F | 0 | 0 | 0 | 0 | 0% | 0% | 0% | 0 | 0 | 0 | 0 | 0 | 0 | 0 | 0 | 785 | 0 | 0 | 0 | 0 | 0 | 0 | 0 | 0 | 0 | 0 | 0 | 0 | 0 | 0 | 0 | 0 | 0 | 0 |  | 2522 | 785-151F | [40 empty] | 0 | 0 | 0 |  |  |  | 0 | 5000000
749-50F | 0 | 0 | 0 | 0 | 0% | 0% | 0% | 0 | 0 | 0 | 0 | 0 | 0 | 0 | 0 | 749 | 0 | 0 | 0 | 0 | 0 | 0 | 0 | 0 | 0 | 0 | 0 | 0 | 0 | 0 | 0 | 0 | 0 | 0 |  | 2523 | 749-50F | [40 empty] | 0 | 0 | 0 |  |  |  | 0 | 5000000
785-55 | 0 | 0 | 0 | 0 | 0% | 0% | 0% | 0 | 0 | 0 | 0 | 0 | 0 | 0 | 0 | 785 | 0 | 0 | 0 | 0 | 0 | 0 | 0 | 0 | 0 | 0 | 0 | 0 | 0 | 0 | 0 | 0 | 0 | 0 |  | 2524 | 785-55 | [40 empty] | 0 | 0 | 0 |  |  |  | 0 | 5000000
792-1171 | 0 | 0 | 0 | 0 | 0% | 0% | 0% | 0 | 0 | 0 | 0 | 0 | 0 | 0 | 0 | 792 | 0 | 0 | 0 | 0 | 0 | 0 | 0 | 0 | 0 | 0 | 0 | 0 | 0 | 0 | 0 | 0 | 0 | 0 |  | 2525 | 792-1171 | [40 empty] | 0 | 0 | 0 |  |  |  | 0 | 5000000
CB 988 | 0 | 0 | 0 | 0 | 0% | 0% | 0% | 0 | 0 | 0 | 0 | 0 | 0 | 0 | 0 | 988 | 0 | 0 | 0 | 0 | 0 | 0 | 0 | 0 | 0 | 0 | 0 | 0 | 0 | 0 | 0 | 0 | 0 | 0 |  | 2526 | CB 988 | [40 empty] | 0 | 0 | 0 |  |  |  | 0 | 5000000
CB 987 | 0 | 0 | 0 | 0 | 0% | 0% | 0% | 0 | 0 | 0 | 0 | 0 | 0 | 0 | 0 | 987 | 0 | 0 | 0 | 0 | 0 | 0 | 0 | 0 | 0 | 0 | 0 | 0 | 0 | 0 | 0 | 0 | 0 | 0 |  | 2527 | CB 987 | [40 empty] | 0 | 0 | 0 |  |  |  | 0 | 5000000
749-43F | 0 | 0 | 0 | 0 | 0% | 0% | 0% | 0 | 0 | 0 | 0 | 0 | 0 | 0 | 0 | 749 | 0 | 0 | 0 | 0 | 0 | 0 | 0 | 0 | 0 | 0 | 0 | 0 | 0 | 0 | 0 | 0 | 0 | 0 |  | 2528 | 749-43F | [40 empty] | 0 | 0 | 0 |  |  |  | 0 | 5000000
749-42F | 0 | 0 | 0 | 0 | 0% | 0% | 0% | 0 | 0 | 0 | 0 | 0 | 0 | 0 | 0 | 749 | 0 | 0 | 0 | 0 | 0 | 0 | 0 | 0 | 0 | 0 | 0 | 0 | 0 | 0 | 0 | 0 | 0 | 0 |  | 2529 | 749-42F | [40 empty] | 0 | 0 | 0 |  |  |  | 0 | 5000000
749-41F | 0 | 0 | 0 | 0 | 0% | 0% | 0% | 0 | 0 | 0 | 0 | 0 | 0 | 0 | 0 | 749 | 0 | 0 | 0 | 0 | 0 | 0 | 0 | 0 | 0 | 0 | 0 | 0 | 0 | 0 | 0 | 0 | 0 | 0 |  | 2530 | 749-41F | [40 empty] | 0 | 0 | 0 |  |  |  | 0 | 5000000
CB 986 | 0 | 0 | 0 | 0 | 0% | 0% | 0% | 0 | 0 | 0 | 0 | 0 | 0 | 0 | 0 | 986 | 0 | 0 | 0 | 0 | 0 | 0 | 0 | 0 | 0 | 0 | 0 | 0 | 0 | 0 | 0 | 0 | 0 | 0 |  | 2531 | CB 986 | [40 empty] | 0 | 0 | 0 |  |  |  | 0 | 5000000
CB 985 | 0 | 0 | 0 | 0 | 0% | 0% | 0% | 0 | 0 | 0 | 0 | 0 | 0 | 0 | 0 | 985 | 0 | 0 | 0 | 0 | 0 | 0 | 0 | 0 | 0 | 0 | 0 | 0 | 0 | 0 | 0 | 0 | 0 | 0 |  | 2532 | CB 985 | [40 empty] | 0 | 0 | 0 |  |  |  | 0 | 5000000
CB 984 | 0 | 0 | 0 | 0 | 0% | 0% | 0% | 0 | 0 | 0 | 0 | 0 | 0 | 0 | 0 | 984 | 0 | 0 | 0 | 0 | 0 | 0 | 0 | 0 | 0 | 0 | 0 | 0 | 0 | 0 | 0 | 0 | 0 | 0 |  | 2533 | CB 984 | [40 empty] | 0 | 0 | 0 |  |  |  | 0 | 5000000
CB 983 | 0 | 0 | 0 | 0 | 0% | 0% | 0% | 0 | 0 | 0 | 0 | 0 | 0 | 0 | 0 | 983 | 0 | 0 | 0 | 0 | 0 | 0 | 0 | 0 | 0 | 0 | 0 | 0 | 0 | 0 | 0 | 0 | 0 | 0 |  | 2534 | CB 983 | [40 empty] | 0 | 0 | 0 |  |  |  | 0 | 5000000
791-417 | 0 | 0 | 0 | 0 | 0% | 0% | 0% | 0 | 0 | 0 | 0 | 0 | 0 | 0 | 0 | 791 | 0 | 0 | 0 | 0 | 0 | 0 | 0 | 0 | 0 | 0 | 0 | 0 | 0 | 0 | 0 | 0 | 0 | 0 |  | 2535 | 791-417 | [40 empty] | 0 | 0 | 0 |  |  |  | 0 | 5000000
CB 982 | 0 | 0 | 0 | 0 | 0% | 0% | 0% | 0 | 0 | 0 | 0 | 0 | 0 | 0 | 0 | 982 | 0 | 0 | 0 | 0 | 0 | 0 | 0 | 0 | 0 | 0 | 0 | 0 | 0 | 0 | 0 | 0 | 0 | 0 |  | 2536 | CB 982 | [40 empty] | 0 | 0 | 0 |  |  |  | 0 | 5000000
791-421F | 0 | 0 | 0 | 0 | 0% | 0% | 0% | 0 | 0 | 0 | 0 | 0 | 0 | 0 | 0 | 791 | 0 | 0 | 0 | 0 | 0 | 0 | 0 | 0 | 0 | 0 | 0 | 0 | 0 | 0 | 0 | 0 | 0 | 0 |  | 2537 | 791-421F | [40 empty] | 0 | 0 | 0 |  |  |  | 0 | 5000000
791-423 | 0 | 0 | 0 | 0 | 0% | 0% | 0% | 0 | 0 | 0 | 0 | 0 | 0 | 0 | 0 | 791 | 0 | 0 | 0 | 0 | 0 | 0 | 0 | 0 | 0 | 0 | 0 | 0 | 0 | 0 | 0 | 0 | 0 | 0 |  | 2538 | 791-423 | [40 empty] | 0 | 0 | 0 |  |  |  | 0 | 5000000
749-48 | 0 | 0 | 0 | 0 | 0% | 0% | 0% | 0 | 0 | 0 | 0 | 0 | 0 | 0 | 0 | 749 | 0 | 0 | 0 | 0 | 0 | 0 | 0 | 0 | 0 | 0 | 0 | 0 | 0 | 0 | 0 | 0 | 0 | 0 |  | 2539 | 749-48 | [40 empty] | 0 | 0 | 0 |  |  |  | 0 | 5000000
CB 989 | 0 | 0 | 0 | 0 | 0% | 0% | 0% | 0 | 0 | 0 | 0 | 0 | 0 | 0 | 0 | 989 | 0 | 0 | 0 | 0 | 0 | 0 | 0 | 0 | 0 | 0 | 0 | 0 | 0 | 0 | 0 | 0 | 0 | 0 |  | 2540 | CB 989 | [40 empty] | 0 | 0 | 0 |  |  |  | 0 | 5000000
785-55F | 0 | 0 | 0 | 0 | 0% | 0% | 0% | 0 | 0 | 0 | 0 | 0 | 0 | 0 | 0 | 785 | 0 | 0 | 0 | 0 | 0 | 0 | 0 | 0 | 0 | 0 | 0 | 0 | 0 | 0 | 0 | 0 | 0 | 0 |  | 2541 | 785-55F | [40 empty] | 0 | 0 | 0 |  |  |  | 0 | 5000000
CB 99 | 0 | 0 | 0 | 0 | 0% | 0% | 0% | 0 | 0 | 0 | 0 | 0 | 0 | 0 | 0 | 99 | 0 | 0 | 0 | 0 | 0 | 0 | 0 | 0 | 0 | 0 | 0 | 0 | 0 | 0 | 0 | 0 | 0 | 0 |  | 2542 | CB 99 | [40 empty] | 0 | 0 | 0 |  |  |  | 0 | 5000000
CB AB1 | 0 | 0 | 0 | 0 | 0% | 0% | 0% | 0 | 0 | 0 | 0 | 0 | 0 | 0 | 0 | AB1 | 0 | 0 | 0 | 0 | 0 | 0 | 0 | 0 | 0 | 0 | 0 | 0 | 0 | 0 | 0 | 0 | 0 | 0 |  | 2543 | CB AB1 | [40 empty] | 0 | 0 | 0 |  |  |  | 0 | 5000000
789-14 | 0 | 0 | 0 | 0 | 0% | 0% | 0% | 0 | 0 | 0 | 0 | 0 | 0 | 0 | 0 | 789 | 0 | 0 | 0 | 0 | 0 | 0 | 0 | 0 | 0 | 0 | 0 | 0 | 0 | 0 | 0 | 0 | 0 | 0 |  | 2544 | 789-14 | [40 empty] | 0 | 0 | 0 |  |  |  | 0 | 5000000
CB 995 | 0 | 0 | 0 | 0 | 0% | 0% | 0% | 0 | 0 | 0 | 0 | 0 | 0 | 0 | 0 | 995 | 0 | 0 | 0 | 0 | 0 | 0 | 0 | 0 | 0 | 0 | 0 | 0 | 0 | 0 | 0 | 0 | 0 | 0 |  | 2545 | CB 995 | [40 empty] | 0 | 0 | 0 |  |  |  | 0 | 5000000
789-16F | 0 | 0 | 0 | 0 | 0% | 0% | 0% | 0 | 0 | 0 | 0 | 0 | 0 | 0 | 0 | 789 | 0 | 0 | 0 | 0 | 0 | 0 | 0 | 0 | 0 | 0 | 0 | 0 | 0 | 0 | 0 | 0 | 0 | 0 |  | 2546 | 789-16F | [40 empty] | 0 | 0 | 0 |  |  |  | 0 | 5000000
CB 994 | 0 | 0 | 0 | 0 | 0% | 0% | 0% | 0 | 0 | 0 | 0 | 0 | 0 | 0 | 0 | 994 | 0 | 0 | 0 | 0 | 0 | 0 | 0 | 0 | 0 | 0 | 0 | 0 | 0 | 0 | 0 | 0 | 0 | 0 |  | 2547 | CB 994 | [40 empty] | 0 | 0 | 0 |  |  |  | 0 | 5000000
749-49F | 0 | 0 | 0 | 0 | 0% | 0% | 0% | 0 | 0 | 0 | 0 | 0 | 0 | 0 | 0 | 749 | 0 | 0 | 0 | 0 | 0 | 0 | 0 | 0 | 0 | 0 | 0 | 0 | 0 | 0 | 0 | 0 | 0 | 0 |  | 2548 | 749-49F | [40 empty] | 0 | 0 | 0 |  |  |  | 0 | 5000000
79-1212 | 0 | 0 | 0 | 0 | 0% | 0% | 0% | 0 | 0 | 0 | 0 | 0 | 0 | 0 | 0 | 79 | 0 | 0 | 0 | 0 | 0 | 0 | 0 | 0 | 0 | 0 | 0 | 0 | 0 | 0 | 0 | 0 | 0 | 0 |  | 2549 | 79-1212 | [40 empty] | 0 | 0 | 0 |  |  |  | 0 | 5000000
79-1213F | 0 | 0 | 0 | 0 | 0% | 0% | 0% | 0 | 0 | 0 | 0 | 0 | 0 | 0 | 0 | 79 | 0 | 0 | 0 | 0 | 0 | 0 | 0 | 0 | 0 | 0 | 0 | 0 | 0 | 0 | 0 | 0 | 0 | 0 |  | 2550 | 79-1213F | [40 empty] | 0 | 0 | 0 |  |  |  | 0 | 5000000
79-1216 | 0 | 0 | 0 | 0 | 0% | 0% | 0% | 0 | 0 | 0 | 0 | 0 | 0 | 0 | 0 | 79 | 0 | 0 | 0 | 0 | 0 | 0 | 0 | 0 | 0 | 0 | 0 | 0 | 0 | 0 | 0 | 0 | 0 | 0 |  | 2551 | 79-1216 | [40 empty] | 0 | 0 | 0 |  |  |  | 0 | 5000000
79-1219F | 0 | 0 | 0 | 0 | 0% | 0% | 0% | 0 | 0 | 0 | 0 | 0 | 0 | 0 | 0 | 79 | 0 | 0 | 0 | 0 | 0 | 0 | 0 | 0 | 0 | 0 | 0 | 0 | 0 | 0 | 0 | 0 | 0 | 0 |  | 2552 | 79-1219F | [40 empty] | 0 | 0 | 0 |  |  |  | 0 | 5000000
CB 993 | 0 | 0 | 0 | 0 | 0% | 0% | 0% | 0 | 0 | 0 | 0 | 0 | 0 | 0 | 0 | 993 | 0 | 0 | 0 | 0 | 0 | 0 | 0 | 0 | 0 | 0 | 0 | 0 | 0 | 0 | 0 | 0 | 0 | 0 |  | 2553 | CB 993 | [40 empty] | 0 | 0 | 0 |  |  |  | 0 | 5000000
CB 992 | 0 | 0 | 0 | 0 | 0% | 0% | 0% | 0 | 0 | 0 | 0 | 0 | 0 | 0 | 0 | 992 | 0 | 0 | 0 | 0 | 0 | 0 | 0 | 0 | 0 | 0 | 0 | 0 | 0 | 0 | 0 | 0 | 0 | 0 |  | 2554 | CB 992 | [40 empty] | 0 | 0 | 0 |  |  |  | 0 | 5000000
CB 991 | 0 | 0 | 0 | 0 | 0% | 0% | 0% | 0 | 0 | 0 | 0 | 0 | 0 | 0 | 0 | 991 | 0 | 0 | 0 | 0 | 0 | 0 | 0 | 0 | 0 | 0 | 0 | 0 | 0 | 0 | 0 | 0 | 0 | 0 |  | 2555 | CB 991 | [40 empty] | 0 | 0 | 0 |  |  |  | 0 | 5000000
CB 990 | 0 | 0 | 0 | 0 | 0% | 0% | 0% | 0 | 0 | 0 | 0 | 0 | 0 | 0 | 0 | 990 | 0 | 0 | 0 | 0 | 0 | 0 | 0 | 0 | 0 | 0 | 0 | 0 | 0 | 0 | 0 | 0 | 0 | 0 |  | 2556 | CB 990 | [40 empty] | 0 | 0 | 0 |  |  |  | 0 | 5000000
CB 1284 | 0 | 0 | 0 | 0 | 0% | 0% | 0% | 0 | 0 | 0 | 0 | 0 | 0 | 0 | 0 | 1284 | 0 | 0 | 0 | 0 | 0 | 0 | 0 | 0 | 0 | 0 | 0 | 0 | 0 | 0 | 0 | 0 | 0 | 0 |  | 2557 | CB 1284 | [40 empty] | 0 | 0 | 0 |  |  |  | 0 | 5000000
908-2057F | 0 | 0 | 0 | 0 | 0% | 0% | 0% | 0 | 0 | 0 | 0 | 0 | 0 | 0 | 0 | 908 | 0 | 0 | 0 | 0 | 0 | 0 | 0 | 0 | 0 | 0 | 0 | 0 | 0 | 0 | 0 | 0 | 0 | 0 |  | 2558 | 908-2057F | [40 empty] | 0 | 0 | 0 |  |  |  | 0 | 5000000
86-549 | 0 | 0 | 0 | 0 | 0% | 0% | 0% | 0 | 0 | 0 | 0 | 0 | 0 | 0 | 0 | 86 | 0 | 0 | 0 | 0 | 0 | 0 | 0 | 0 | 0 | 0 | 0 | 0 | 0 | 0 | 0 | 0 | 0 | 0 |  | 2559 | 86-549 | [40 empty] | 0 | 0 | 0 |  |  |  | 0 | 5000000
CB 278 | 0 | 0 | 0 | 0 | 0% | 0% | 0% | 0 | 0 | 0 | 0 | 0 | 0 | 0 | 0 | 278 | 0 | 0 | 0 | 0 | 0 | 0 | 0 | 0 | 0 | 0 | 0 | 0 | 0 | 0 | 0 | 0 | 0 | 0 |  | 2560 | CB 278 | [40 empty] | 0 | 0 | 0 |  |  |  | 0 | 5000000
969-233F | 0 | 0 | 0 | 0 | 0% | 0% | 0% | 0 | 0 | 0 | 0 | 0 | 0 | 0 | 0 | 969 | 0 | 0 | 0 | 0 | 0 | 0 | 0 | 0 | 0 | 0 | 0 | 0 | 0 | 0 | 0 | 0 | 0 | 0 |  | 2561 | 969-233F | [40 empty] | 0 | 0 | 0 |  |  |  | 0 | 5000000
970-3 | 0 | 0 | 0 | 0 | 0% | 0% | 0% | 0 | 0 | 0 | 0 | 0 | 0 | 0 | 0 | 970 | 0 | 0 | 0 | 0 | 0 | 0 | 0 | 0 | 0 | 0 | 0 | 0 | 0 | 0 | 0 | 0 | 0 | 0 |  | 2562 | 970-3 | [40 empty] | 0 | 0 | 0 |  |  |  | 0 | 5000000
CB 294 | 0 | 0 | 0 | 0 | 0% | 0% | 0% | 0 | 0 | 0 | 0 | 0 | 0 | 0 | 0 | 294 | 0 | 0 | 0 | 0 | 0 | 0 | 0 | 0 | 0 | 0 | 0 | 0 | 0 | 0 | 0 | 0 | 0 | 0 |  | 2563 | CB 294 | [40 empty] | 0 | 0 | 0 |  |  |  | 0 | 5000000
CB 293 | 0 | 0 | 0 | 0 | 0% | 0% | 0% | 0 | 0 | 0 | 0 | 0 | 0 | 0 | 0 | 293 | 0 | 0 | 0 | 0 | 0 | 0 | 0 | 0 | 0 | 0 | 0 | 0 | 0 | 0 | 0 | 0 | 0 | 0 |  | 2564 | CB 293 | [40 empty] | 0 | 0 | 0 |  |  |  | 0 | 5000000
CB 291 | 0 | 0 | 0 | 0 | 0% | 0% | 0% | 0 | 0 | 0 | 0 | 0 | 0 | 0 | 0 | 291 | 0 | 0 | 0 | 0 | 0 | 0 | 0 | 0 | 0 | 0 | 0 | 0 | 0 | 0 | 0 | 0 | 0 | 0 |  | 2565 | CB 291 | [40 empty] | 0 | 0 | 0 |  |  |  | 0 | 5000000
CB 290 | 0 | 0 | 0 | 0 | 0% | 0% | 0% | 0 | 0 | 0 | 0 | 0 | 0 | 0 | 0 | 290 | 0 | 0 | 0 | 0 | 0 | 0 | 0 | 0 | 0 | 0 | 0 | 0 | 0 | 0 | 0 | 0 | 0 | 0 |  | 2566 | CB 290 | [40 empty] | 0 | 0 | 0 |  |  |  | 0 | 5000000
CB 273 | 0 | 0 | 0 | 0 | 0% | 0% | 0% | 0 | 0 | 0 | 0 | 0 | 0 | 0 | 0 | 273 | 0 | 0 | 0 | 0 | 0 | 0 | 0 | 0 | 0 | 0 | 0 | 0 | 0 | 0 | 0 | 0 | 0 | 0 |  | 2567 | CB 273 | [40 empty] | 0 | 0 | 0 |  |  |  | 0 | 5000000
969-230 | 0 | 0 | 0 | 0 | 0% | 0% | 0% | 0 | 0 | 0 | 0 | 0 | 0 | 0 | 0 | 969 | 0 | 0 | 0 | 0 | 0 | 0 | 0 | 0 | 0 | 0 | 0 | 0 | 0 | 0 | 0 | 0 | 0 | 0 |  | 2568 | 969-230 | [40 empty] | 0 | 0 | 0 |  |  |  | 0 | 5000000
CB 272 | 0 | 0 | 0 | 0 | 0% | 0% | 0% | 0 | 0 | 0 | 0 | 0 | 0 | 0 | 0 | 272 | 0 | 0 | 0 | 0 | 0 | 0 | 0 | 0 | 0 | 0 | 0 | 0 | 0 | 0 | 0 | 0 | 0 | 0 |  | 2569 | CB 272 | [40 empty] | 0 | 0 | 0 |  |  |  | 0 | 5000000
CB 271 | 0 | 0 | 0 | 0 | 0% | 0% | 0% | 0 | 0 | 0 | 0 | 0 | 0 | 0 | 0 | 271 | 0 | 0 | 0 | 0 | 0 | 0 | 0 | 0 | 0 | 0 | 0 | 0 | 0 | 0 | 0 | 0 | 0 | 0 |  | 2570 | CB 271 | [40 empty] | 0 | 0 | 0 |  |  |  | 0 | 5000000
972-1567 | 0 | 0 | 0 | 0 | 0% | 0% | 0% | 0 | 0 | 0 | 0 | 0 | 0 | 0 | 0 | 972 | 0 | 0 | 0 | 0 | 0 | 0 | 0 | 0 | 0 | 0 | 0 | 0 | 0 | 0 | 0 | 0 | 0 | 0 |  | 2571 | 972-1567 | [40 empty] | 0 | 0 | 0 |  |  |  | 0 | 5000000
972-1571 | 0 | 0 | 0 | 0 | 0% | 0% | 0% | 0 | 0 | 0 | 0 | 0 | 0 | 0 | 0 | 972 | 0 | 0 | 0 | 0 | 0 | 0 | 0 | 0 | 0 | 0 | 0 | 0 | 0 | 0 | 0 | 0 | 0 | 0 |  | 2572 | 972-1571 | [40 empty] | 0 | 0 | 0 |  |  |  | 0 | 5000000
972-1585 | 0 | 0 | 0 | 0 | 0% | 0% | 0% | 0 | 0 | 0 | 0 | 0 | 0 | 0 | 0 | 972 | 0 | 0 | 0 | 0 | 0 | 0 | 0 | 0 | 0 | 0 | 0 | 0 | 0 | 0 | 0 | 0 | 0 | 0 |  | 2573 | 972-1585 | [40 empty] | 0 | 0 | 0 |  |  |  | 0 | 5000000
972-1586F | 0 | 0 | 0 | 0 | 0% | 0% | 0% | 0 | 0 | 0 | 0 | 0 | 0 | 0 | 0 | 972 | 0 | 0 | 0 | 0 | 0 | 0 | 0 | 0 | 0 | 0 | 0 | 0 | 0 | 0 | 0 | 0 | 0 | 0 |  | 2574 | 972-1586F | [40 empty] | 0 | 0 | 0 |  |  |  | 0 | 5000000
969-232F | 0 | 0 | 0 | 0 | 0% | 0% | 0% | 0 | 0 | 0 | 0 | 0 | 0 | 0 | 0 | 969 | 0 | 0 | 0 | 0 | 0 | 0 | 0 | 0 | 0 | 0 | 0 | 0 | 0 | 0 | 0 | 0 | 0 | 0 |  | 2575 | 969-232F | [40 empty] | 0 | 0 | 0 |  |  |  | 0 | 5000000
969-224 | 0 | 0 | 0 | 0 | 0% | 0% | 0% | 0 | 0 | 0 | 0 | 0 | 0 | 0 | 0 | 969 | 0 | 0 | 0 | 0 | 0 | 0 | 0 | 0 | 0 | 0 | 0 | 0 | 0 | 0 | 0 | 0 | 0 | 0 |  | 2576 | 969-224 | [40 empty] | 0 | 0 | 0 |  |  |  | 0 | 5000000
972-1588 | 0 | 0 | 0 | 0 | 0% | 0% | 0% | 0 | 0 | 0 | 0 | 0 | 0 | 0 | 0 | 972 | 0 | 0 | 0 | 0 | 0 | 0 | 0 | 0 | 0 | 0 | 0 | 0 | 0 | 0 | 0 | 0 | 0 | 0 |  | 2577 | 972-1588 | [40 empty] | 0 | 0 | 0 |  |  |  | 0 | 5000000
CB 312 | 0 | 0 | 0 | 0 | 0% | 0% | 0% | 0 | 0 | 0 | 0 | 0 | 0 | 0 | 0 | 312 | 0 | 0 | 0 | 0 | 0 | 0 | 0 | 0 | 0 | 0 | 0 | 0 | 0 | 0 | 0 | 0 | 0 | 0 |  | 2578 | CB 312 | [40 empty] | 0 | 0 | 0 |  |  |  | 0 | 5000000
968-500 | 0 | 0 | 0 | 0 | 0% | 0% | 0% | 0 | 0 | 0 | 0 | 0 | 0 | 0 | 0 | 968 | 0 | 0 | 0 | 0 | 0 | 0 | 0 | 0 | 0 | 0 | 0 | 0 | 0 | 0 | 0 | 0 | 0 | 0 |  | 2579 | 968-500 | [40 empty] | 0 | 0 | 0 |  |  |  | 0 | 5000000
CB 342 | 0 | 0 | 0 | 0 | 0% | 0% | 0% | 0 | 0 | 0 | 0 | 0 | 0 | 0 | 0 | 342 | 0 | 0 | 0 | 0 | 0 | 0 | 0 | 0 | 0 | 0 | 0 | 0 | 0 | 0 | 0 | 0 | 0 | 0 |  | 2580 | CB 342 | [40 empty] | 0 | 0 | 0 |  |  |  | 0 | 5000000
CB 341 | 0 | 0 | 0 | 0 | 0% | 0% | 0% | 0 | 0 | 0 | 0 | 0 | 0 | 0 | 0 | 341 | 0 | 0 | 0 | 0 | 0 | 0 | 0 | 0 | 0 | 0 | 0 | 0 | 0 | 0 | 0 | 0 | 0 | 0 |  | 2581 | CB 341 | [40 empty] | 0 | 0 | 0 |  |  |  | 0 | 5000000
968-501F | 0 | 0 | 0 | 0 | 0% | 0% | 0% | 0 | 0 | 0 | 0 | 0 | 0 | 0 | 0 | 968 | 0 | 0 | 0 | 0 | 0 | 0 | 0 | 0 | 0 | 0 | 0 | 0 | 0 | 0 | 0 | 0 | 0 | 0 |  | 2582 | 968-501F | [40 empty] | 0 | 0 | 0 |  |  |  | 0 | 5000000
969-221AE | 0 | 0 | 0 | 0 | 0% | 0% | 0% | 0 | 0 | 0 | 0 | 0 | 0 | 0 | 0 | 969 | 0 | 0 | 0 | 0 | 0 | 0 | 0 | 0 | 0 | 0 | 0 | 0 | 0 | 0 | 0 | 0 | 0 | 0 |  | 2583 | 969-221AE | [40 empty] | 0 | 0 | 0 |  |  |  | 0 | 5000000
CB 339 | 0 | 0 | 0 | 0 | 0% | 0% | 0% | 0 | 0 | 0 | 0 | 0 | 0 | 0 | 0 | 339 | 0 | 0 | 0 | 0 | 0 | 0 | 0 | 0 | 0 | 0 | 0 | 0 | 0 | 0 | 0 | 0 | 0 | 0 |  | 2584 | CB 339 | [40 empty] | 0 | 0 | 0 |  |  |  | 0 | 5000000
CB 338 | 0 | 0 | 0 | 0 | 0% | 0% | 0% | 0 | 0 | 0 | 0 | 0 | 0 | 0 | 0 | 338 | 0 | 0 | 0 | 0 | 0 | 0 | 0 | 0 | 0 | 0 | 0 | 0 | 0 | 0 | 0 | 0 | 0 | 0 |  | 2585 | CB 338 | [40 empty] | 0 | 0 | 0 |  |  |  | 0 | 5000000
CB 319 | 0 | 0 | 0 | 0 | 0% | 0% | 0% | 0 | 0 | 0 | 0 | 0 | 0 | 0 | 0 | 319 | 0 | 0 | 0 | 0 | 0 | 0 | 0 | 0 | 0 | 0 | 0 | 0 | 0 | 0 | 0 | 0 | 0 | 0 |  | 2586 | CB 319 | [40 empty] | 0 | 0 | 0 |  |  |  | 0 | 5000000
CB 311 | 0 | 0 | 0 | 0 | 0% | 0% | 0% | 0 | 0 | 0 | 0 | 0 | 0 | 0 | 0 | 311 | 0 | 0 | 0 | 0 | 0 | 0 | 0 | 0 | 0 | 0 | 0 | 0 | 0 | 0 | 0 | 0 | 0 | 0 |  | 2587 | CB 311 | [40 empty] | 0 | 0 | 0 |  |  |  | 0 | 5000000
CB 30 | 0 | 0 | 0 | 0 | 0% | 0% | 0% | 0 | 0 | 0 | 0 | 0 | 0 | 0 | 0 | 30 | 0 | 0 | 0 | 0 | 0 | 0 | 0 | 0 | 0 | 0 | 0 | 0 | 0 | 0 | 0 | 0 | 0 | 0 |  | 2588 | CB 30 | [40 empty] | 0 | 0 | 0 |  |  |  | 0 | 5000000
969-222 | 0 | 0 | 0 | 0 | 0% | 0% | 0% | 0 | 0 | 0 | 0 | 0 | 0 | 0 | 0 | 969 | 0 | 0 | 0 | 0 | 0 | 0 | 0 | 0 | 0 | 0 | 0 | 0 | 0 | 0 | 0 | 0 | 0 | 0 |  | 2589 | 969-222 | [40 empty] | 0 | 0 | 0 |  |  |  | 0 | 5000000
969-223 | 0 | 0 | 0 | 0 | 0% | 0% | 0% | 0 | 0 | 0 | 0 | 0 | 0 | 0 | 0 | 969 | 0 | 0 | 0 | 0 | 0 | 0 | 0 | 0 | 0 | 0 | 0 | 0 | 0 | 0 | 0 | 0 | 0 | 0 |  | 2590 | 969-223 | [40 empty] | 0 | 0 | 0 |  |  |  | 0 | 5000000
CB 310 | 0 | 0 | 0 | 0 | 0% | 0% | 0% | 0 | 0 | 0 | 0 | 0 | 0 | 0 | 0 | 310 | 0 | 0 | 0 | 0 | 0 | 0 | 0 | 0 | 0 | 0 | 0 | 0 | 0 | 0 | 0 | 0 | 0 | 0 |  | 2591 | CB 310 | [40 empty] | 0 | 0 | 0 |  |  |  | 0 | 5000000
CB 31 | 0 | 0 | 0 | 0 | 0% | 0% | 0% | 0 | 0 | 0 | 0 | 0 | 0 | 0 | 0 | 31 | 0 | 0 | 0 | 0 | 0 | 0 | 0 | 0 | 0 | 0 | 0 | 0 | 0 | 0 | 0 | 0 | 0 | 0 |  | 2592 | CB 31 | [40 empty] | 0 | 0 | 0 |  |  |  | 0 | 5000000
CB 309 | 0 | 0 | 0 | 0 | 0% | 0% | 0% | 0 | 0 | 0 | 0 | 0 | 0 | 0 | 0 | 309 | 0 | 0 | 0 | 0 | 0 | 0 | 0 | 0 | 0 | 0 | 0 | 0 | 0 | 0 | 0 | 0 | 0 | 0 |  | 2593 | CB 309 | [40 empty] | 0 | 0 | 0 |  |  |  | 0 | 5000000
CB 304 | 0 | 0 | 0 | 0 | 0% | 0% | 0% | 0 | 0 | 0 | 0 | 0 | 0 | 0 | 0 | 304 | 0 | 0 | 0 | 0 | 0 | 0 | 0 | 0 | 0 | 0 | 0 | 0 | 0 | 0 | 0 | 0 | 0 | 0 |  | 2594 | CB 304 | [40 empty] | 0 | 0 | 0 |  |  |  | 0 | 5000000
CB 302 | 0 | 0 | 0 | 0 | 0% | 0% | 0% | 0 | 0 | 0 | 0 | 0 | 0 | 0 | 0 | 302 | 0 | 0 | 0 | 0 | 0 | 0 | 0 | 0 | 0 | 0 | 0 | 0 | 0 | 0 | 0 | 0 | 0 | 0 |  | 2595 | CB 302 | [40 empty] | 0 | 0 | 0 |  |  |  | 0 | 5000000
CB 300 | 0 | 0 | 0 | 0 | 0% | 0% | 0% | 0 | 0 | 0 | 0 | 0 | 0 | 0 | 0 | 300 | 0 | 0 | 0 | 0 | 0 | 0 | 0 | 0 | 0 | 0 | 0 | 0 | 0 | 0 | 0 | 0 | 0 | 0 |  | 2596 | CB 300 | [40 empty] | 0 | 0 | 0 |  |  |  | 0 | 5000000
972-1587F | 0 | 0 | 0 | 0 | 0% | 0% | 0% | 0 | 0 | 0 | 0 | 0 | 0 | 0 | 0 | 972 | 0 | 0 | 0 | 0 | 0 | 0 | 0 | 0 | 0 | 0 | 0 | 0 | 0 | 0 | 0 | 0 | 0 | 0 |  | 2597 | 972-1587F | [40 empty] | 0 | 0 | 0 |  |  |  | 0 | 5000000
972-1589F | 0 | 0 | 0 | 0 | 0% | 0% | 0% | 0 | 0 | 0 | 0 | 0 | 0 | 0 | 0 | 972 | 0 | 0 | 0 | 0 | 0 | 0 | 0 | 0 | 0 | 0 | 0 | 0 | 0 | 0 | 0 | 0 | 0 | 0 |  | 2598 | 972-1589F | [40 empty] | 0 | 0 | 0 |  |  |  | 0 | 5000000
985-45 | 0 | 0 | 0 | 0 | 0% | 0% | 0% | 0 | 0 | 0 | 0 | 0 | 0 | 0 | 0 | 985 | 0 | 0 | 0 | 0 | 0 | 0 | 0 | 0 | 0 | 0 | 0 | 0 | 0 | 0 | 0 | 0 | 0 | 0 |  | 2599 | 985-45 | [40 empty] | 0 | 0 | 0 |  |  |  | 0 | 5000000
981-25 | 0 | 0 | 0 | 0 | 0% | 0% | 0% | 0 | 0 | 0 | 0 | 0 | 0 | 0 | 0 | 981 | 0 | 0 | 0 | 0 | 0 | 0 | 0 | 0 | 0 | 0 | 0 | 0 | 0 | 0 | 0 | 0 | 0 | 0 |  | 2600 | 981-25 | [40 empty] | 0 | 0 | 0 |  |  |  | 0 | 5000000
980-878F | 0 | 0 | 0 | 0 | 0% | 0% | 0% | 0 | 0 | 0 | 0 | 0 | 0 | 0 | 0 | 980 | 0 | 0 | 0 | 0 | 0 | 0 | 0 | 0 | 0 | 0 | 0 | 0 | 0 | 0 | 0 | 0 | 0 | 0 |  | 2601 | 980-878F | [40 empty] | 0 | 0 | 0 |  |  |  | 0 | 5000000
980-879 | 0 | 0 | 0 | 0 | 0% | 0% | 0% | 0 | 0 | 0 | 0 | 0 | 0 | 0 | 0 | 980 | 0 | 0 | 0 | 0 | 0 | 0 | 0 | 0 | 0 | 0 | 0 | 0 | 0 | 0 | 0 | 0 | 0 | 0 |  | 2602 | 980-879 | [40 empty] | 0 | 0 | 0 |  |  |  | 0 | 5000000
980-880F | 0 | 0 | 0 | 0 | 0% | 0% | 0% | 0 | 0 | 0 | 0 | 0 | 0 | 0 | 0 | 980 | 0 | 0 | 0 | 0 | 0 | 0 | 0 | 0 | 0 | 0 | 0 | 0 | 0 | 0 | 0 | 0 | 0 | 0 |  | 2603 | 980-880F | [40 empty] | 0 | 0 | 0 |  |  |  | 0 | 5000000
980-881F | 0 | 0 | 0 | 0 | 0% | 0% | 0% | 0 | 0 | 0 | 0 | 0 | 0 | 0 | 0 | 980 | 0 | 0 | 0 | 0 | 0 | 0 | 0 | 0 | 0 | 0 | 0 | 0 | 0 | 0 | 0 | 0 | 0 | 0 |  | 2604 | 980-881F | [40 empty] | 0 | 0 | 0 |  |  |  | 0 | 5000000
981-1184 | 0 | 0 | 0 | 0 | 0% | 0% | 0% | 0 | 0 | 0 | 0 | 0 | 0 | 0 | 0 | 981 | 0 | 0 | 0 | 0 | 0 | 0 | 0 | 0 | 0 | 0 | 0 | 0 | 0 | 0 | 0 | 0 | 0 | 0 |  | 2605 | 981-1184 | [40 empty] | 0 | 0 | 0 |  |  |  | 0 | 5000000
981-1262 | 0 | 0 | 0 | 0 | 0% | 0% | 0% | 0 | 0 | 0 | 0 | 0 | 0 | 0 | 0 | 981 | 0 | 0 | 0 | 0 | 0 | 0 | 0 | 0 | 0 | 0 | 0 | 0 | 0 | 0 | 0 | 0 | 0 | 0 |  | 2606 | 981-1262 | [40 empty] | 0 | 0 | 0 |  |  |  | 0 | 5000000
CB 23 | 0 | 0 | 0 | 0 | 0% | 0% | 0% | 0 | 0 | 0 | 0 | 0 | 0 | 0 | 0 | 23 | 0 | 0 | 0 | 0 | 0 | 0 | 0 | 0 | 0 | 0 | 0 | 0 | 0 | 0 | 0 | 0 | 0 | 0 |  | 2607 | CB 23 | [40 empty] | 0 | 0 | 0 |  |  |  | 0 | 5000000
981-24F | 0 | 0 | 0 | 0 | 0% | 0% | 0% | 0 | 0 | 0 | 0 | 0 | 0 | 0 | 0 | 981 | 0 | 0 | 0 | 0 | 0 | 0 | 0 | 0 | 0 | 0 | 0 | 0 | 0 | 0 | 0 | 0 | 0 | 0 |  | 2608 | 981-24F | [40 empty] | 0 | 0 | 0 |  |  |  | 0 | 5000000
981-28F | 0 | 0 | 0 | 0 | 0% | 0% | 0% | 0 | 0 | 0 | 0 | 0 | 0 | 0 | 0 | 981 | 0 | 0 | 0 | 0 | 0 | 0 | 0 | 0 | 0 | 0 | 0 | 0 | 0 | 0 | 0 | 0 | 0 | 0 |  | 2609 | 981-28F | [40 empty] | 0 | 0 | 0 |  |  |  | 0 | 5000000
980-348 | 0 | 0 | 0 | 0 | 0% | 0% | 0% | 0 | 0 | 0 | 0 | 0 | 0 | 0 | 0 | 980 | 0 | 0 | 0 | 0 | 0 | 0 | 0 | 0 | 0 | 0 | 0 | 0 | 0 | 0 | 0 | 0 | 0 | 0 |  | 2610 | 980-348 | [40 empty] | 0 | 0 | 0 |  |  |  | 0 | 5000000
982-753 | 0 | 0 | 0 | 0 | 0% | 0% | 0% | 0 | 0 | 0 | 0 | 0 | 0 | 0 | 0 | 982 | 0 | 0 | 0 | 0 | 0 | 0 | 0 | 0 | 0 | 0 | 0 | 0 | 0 | 0 | 0 | 0 | 0 | 0 |  | 2611 | 982-753 | [40 empty] | 0 | 0 | 0 |  |  |  | 0 | 5000000
CB 228 | 0 | 0 | 0 | 0 | 0% | 0% | 0% | 0 | 0 | 0 | 0 | 0 | 0 | 0 | 0 | 228 | 0 | 0 | 0 | 0 | 0 | 0 | 0 | 0 | 0 | 0 | 0 | 0 | 0 | 0 | 0 | 0 | 0 | 0 |  | 2612 | CB 228 | [40 empty] | 0 | 0 | 0 |  |  |  | 0 | 5000000
982-909AE | 0 | 0 | 0 | 0 | 0% | 0% | 0% | 0 | 0 | 0 | 0 | 0 | 0 | 0 | 0 | 982 | 0 | 0 | 0 | 0 | 0 | 0 | 0 | 0 | 0 | 0 | 0 | 0 | 0 | 0 | 0 | 0 | 0 | 0 |  | 2613 | 982-909AE | [40 empty] | 0 | 0 | 0 |  |  |  | 0 | 5000000
982-912 | 0 | 0 | 0 | 0 | 0% | 0% | 0% | 0 | 0 | 0 | 0 | 0 | 0 | 0 | 0 | 982 | 0 | 0 | 0 | 0 | 0 | 0 | 0 | 0 | 0 | 0 | 0 | 0 | 0 | 0 | 0 | 0 | 0 | 0 |  | 2614 | 982-912 | [40 empty] | 0 | 0 | 0 |  |  |  | 0 | 5000000
983-28 | 0 | 0 | 0 | 0 | 0% | 0% | 0% | 0 | 0 | 0 | 0 | 0 | 0 | 0 | 0 | 983 | 0 | 0 | 0 | 0 | 0 | 0 | 0 | 0 | 0 | 0 | 0 | 0 | 0 | 0 | 0 | 0 | 0 | 0 |  | 2615 | 983-28 | [40 empty] | 0 | 0 | 0 |  |  |  | 0 | 5000000
983-29 | 0 | 0 | 0 | 0 | 0% | 0% | 0% | 0 | 0 | 0 | 0 | 0 | 0 | 0 | 0 | 983 | 0 | 0 | 0 | 0 | 0 | 0 | 0 | 0 | 0 | 0 | 0 | 0 | 0 | 0 | 0 | 0 | 0 | 0 |  | 2616 | 983-29 | [40 empty] | 0 | 0 | 0 |  |  |  | 0 | 5000000
985-36 | 0 | 0 | 0 | 0 | 0% | 0% | 0% | 0 | 0 | 0 | 0 | 0 | 0 | 0 | 0 | 985 | 0 | 0 | 0 | 0 | 0 | 0 | 0 | 0 | 0 | 0 | 0 | 0 | 0 | 0 | 0 | 0 | 0 | 0 |  | 2617 | 985-36 | [40 empty] | 0 | 0 | 0 |  |  |  | 0 | 5000000
985-37F | 0 | 0 | 0 | 0 | 0% | 0% | 0% | 0 | 0 | 0 | 0 | 0 | 0 | 0 | 0 | 985 | 0 | 0 | 0 | 0 | 0 | 0 | 0 | 0 | 0 | 0 | 0 | 0 | 0 | 0 | 0 | 0 | 0 | 0 |  | 2618 | 985-37F | [40 empty] | 0 | 0 | 0 |  |  |  | 0 | 5000000
980-349 | 0 | 0 | 0 | 0 | 0% | 0% | 0% | 0 | 0 | 0 | 0 | 0 | 0 | 0 | 0 | 980 | 0 | 0 | 0 | 0 | 0 | 0 | 0 | 0 | 0 | 0 | 0 | 0 | 0 | 0 | 0 | 0 | 0 | 0 |  | 2619 | 980-349 | [40 empty] | 0 | 0 | 0 |  |  |  | 0 | 5000000
CB 269 | 0 | 0 | 0 | 0 | 0% | 0% | 0% | 0 | 0 | 0 | 0 | 0 | 0 | 0 | 0 | 269 | 0 | 0 | 0 | 0 | 0 | 0 | 0 | 0 | 0 | 0 | 0 | 0 | 0 | 0 | 0 | 0 | 0 | 0 |  | 2620 | CB 269 | [40 empty] | 0 | 0 | 0 |  |  |  | 0 | 5000000
CB 264 | 0 | 0 | 0 | 0 | 0% | 0% | 0% | 0 | 0 | 0 | 0 | 0 | 0 | 0 | 0 | 264 | 0 | 0 | 0 | 0 | 0 | 0 | 0 | 0 | 0 | 0 | 0 | 0 | 0 | 0 | 0 | 0 | 0 | 0 |  | 2621 | CB 264 | [40 empty] | 0 | 0 | 0 |  |  |  | 0 | 5000000
972-1639 | 0 | 0 | 0 | 0 | 0% | 0% | 0% | 0 | 0 | 0 | 0 | 0 | 0 | 0 | 0 | 972 | 0 | 0 | 0 | 0 | 0 | 0 | 0 | 0 | 0 | 0 | 0 | 0 | 0 | 0 | 0 | 0 | 0 | 0 |  | 2622 | 972-1639 | [40 empty] | 0 | 0 | 0 |  |  |  | 0 | 5000000
CB 268 | 0 | 0 | 0 | 0 | 0% | 0% | 0% | 0 | 0 | 0 | 0 | 0 | 0 | 0 | 0 | 268 | 0 | 0 | 0 | 0 | 0 | 0 | 0 | 0 | 0 | 0 | 0 | 0 | 0 | 0 | 0 | 0 | 0 | 0 |  | 2623 | CB 268 | [40 empty] | 0 | 0 | 0 |  |  |  | 0 | 5000000
972-1643 | 0 | 0 | 0 | 0 | 0% | 0% | 0% | 0 | 0 | 0 | 0 | 0 | 0 | 0 | 0 | 972 | 0 | 0 | 0 | 0 | 0 | 0 | 0 | 0 | 0 | 0 | 0 | 0 | 0 | 0 | 0 | 0 | 0 | 0 |  | 2624 | 972-1643 | [40 empty] | 0 | 0 | 0 |  |  |  | 0 | 5000000
CB 267 | 0 | 0 | 0 | 0 | 0% | 0% | 0% | 0 | 0 | 0 | 0 | 0 | 0 | 0 | 0 | 267 | 0 | 0 | 0 | 0 | 0 | 0 | 0 | 0 | 0 | 0 | 0 | 0 | 0 | 0 | 0 | 0 | 0 | 0 |  | 2625 | CB 267 | [40 empty] | 0 | 0 | 0 |  |  |  | 0 | 5000000
CB 265 | 0 | 0 | 0 | 0 | 0% | 0% | 0% | 0 | 0 | 0 | 0 | 0 | 0 | 0 | 0 | 265 | 0 | 0 | 0 | 0 | 0 | 0 | 0 | 0 | 0 | 0 | 0 | 0 | 0 | 0 | 0 | 0 | 0 | 0 |  | 2626 | CB 265 | [40 empty] | 0 | 0 | 0 |  |  |  | 0 | 5000000
973-531 | 0 | 0 | 0 | 0 | 0% | 0% | 0% | 0 | 0 | 0 | 0 | 0 | 0 | 0 | 0 | 973 | 0 | 0 | 0 | 0 | 0 | 0 | 0 | 0 | 0 | 0 | 0 | 0 | 0 | 0 | 0 | 0 | 0 | 0 |  | 2627 | 973-531 | [40 empty] | 0 | 0 | 0 |  |  |  | 0 | 5000000
CB 24 | 0 | 0 | 0 | 0 | 0% | 0% | 0% | 0 | 0 | 0 | 0 | 0 | 0 | 0 | 0 | 24 | 0 | 0 | 0 | 0 | 0 | 0 | 0 | 0 | 0 | 0 | 0 | 0 | 0 | 0 | 0 | 0 | 0 | 0 |  | 2628 | CB 24 | [40 empty] | 0 | 0 | 0 |  |  |  | 0 | 5000000
CB 253 | 0 | 0 | 0 | 0 | 0% | 0% | 0% | 0 | 0 | 0 | 0 | 0 | 0 | 0 | 0 | 253 | 0 | 0 | 0 | 0 | 0 | 0 | 0 | 0 | 0 | 0 | 0 | 0 | 0 | 0 | 0 | 0 | 0 | 0 |  | 2629 | CB 253 | [40 empty] | 0 | 0 | 0 |  |  |  | 0 | 5000000
CB 252 | 0 | 0 | 0 | 0 | 0% | 0% | 0% | 0 | 0 | 0 | 0 | 0 | 0 | 0 | 0 | 252 | 0 | 0 | 0 | 0 | 0 | 0 | 0 | 0 | 0 | 0 | 0 | 0 | 0 | 0 | 0 | 0 | 0 | 0 |  | 2630 | CB 252 | [40 empty] | 0 | 0 | 0 |  |  |  | 0 | 5000000
CB 250 | 0 | 0 | 0 | 0 | 0% | 0% | 0% | 0 | 0 | 0 | 0 | 0 | 0 | 0 | 0 | 250 | 0 | 0 | 0 | 0 | 0 | 0 | 0 | 0 | 0 | 0 | 0 | 0 | 0 | 0 | 0 | 0 | 0 | 0 |  | 2631 | CB 250 | [40 empty] | 0 | 0 | 0 |  |  |  | 0 | 5000000
974-17AE | 0 | 0 | 0 | 0 | 0% | 0% | 0% | 0 | 0 | 0 | 0 | 0 | 0 | 0 | 0 | 974 | 0 | 0 | 0 | 0 | 0 | 0 | 0 | 0 | 0 | 0 | 0 | 0 | 0 | 0 | 0 | 0 | 0 | 0 |  | 2632 | 974-17AE | [40 empty] | 0 | 0 | 0 |  |  |  | 0 | 5000000
968-499F | 0 | 0 | 0 | 0 | 0% | 0% | 0% | 0 | 0 | 0 | 0 | 0 | 0 | 0 | 0 | 968 | 0 | 0 | 0 | 0 | 0 | 0 | 0 | 0 | 0 | 0 | 0 | 0 | 0 | 0 | 0 | 0 | 0 | 0 |  | 2633 | 968-499F | [40 empty] | 0 | 0 | 0 |  |  |  | 0 | 5000000
968-478F | 0 | 0 | 0 | 0 | 0% | 0% | 0% | 0 | 0 | 0 | 0 | 0 | 0 | 0 | 0 | 968 | 0 | 0 | 0 | 0 | 0 | 0 | 0 | 0 | 0 | 0 | 0 | 0 | 0 | 0 | 0 | 0 | 0 | 0 |  | 2634 | 968-478F | [40 empty] | 0 | 0 | 0 |  |  |  | 0 | 5000000
968-477F | 0 | 0 | 0 | 0 | 0% | 0% | 0% | 0 | 0 | 0 | 0 | 0 | 0 | 0 | 0 | 968 | 0 | 0 | 0 | 0 | 0 | 0 | 0 | 0 | 0 | 0 | 0 | 0 | 0 | 0 | 0 | 0 | 0 | 0 |  | 2635 | 968-477F | [40 empty] | 0 | 0 | 0 |  |  |  | 0 | 5000000
960-13 | 0 | 0 | 0 | 0 | 0% | 0% | 0% | 0 | 0 | 0 | 0 | 0 | 0 | 0 | 0 | 960 | 0 | 0 | 0 | 0 | 0 | 0 | 0 | 0 | 0 | 0 | 0 | 0 | 0 | 0 | 0 | 0 | 0 | 0 |  | 2636 | 960-13 | [40 empty] | 0 | 0 | 0 |  |  |  | 0 | 5000000
96-1040F | 0 | 0 | 0 | 0 | 0% | 0% | 0% | 0 | 0 | 0 | 0 | 0 | 0 | 0 | 0 | 96 | 0 | 0 | 0 | 0 | 0 | 0 | 0 | 0 | 0 | 0 | 0 | 0 | 0 | 0 | 0 | 0 | 0 | 0 |  | 2637 | 96-1040F | [40 empty] | 0 | 0 | 0 |  |  |  | 0 | 5000000
96-1042F | 25683.0155 | 0 | 25683.0155 | 0 | 0% | 100% | 0% | 4082.8634 | 8547.5603 | 5.1402 | 3742.24 | 335.4831 | 10.7612 | 7834.4581 | 702.341 | 96 | 0.005094 | 0.005094 | 0.005094 | 5041816.9488 | 32.3344 | 23540.3439 | 2110.3372 | 6347.5488 | 4621190.4 | 414279 | 4240312.5583 | 5338.4705 | 3886553.5751 | 348420.5127 | 3363850.6485 | 4235.0221 | 3083212.7548 | 276402.8716 |  | 2638 | 96-1042F | 25683.0155 | 21600.1522 | 17135.4552 | 0 | 0 | 0 | 25683.0155 | 21600.1522 | 17135.4552 | 0 | 32.3344 | 27.1942 | 21.5732 | 0 | 0 | 0 | 32.3344 | 27.1942 | 21.5732 | 0 | 2110.3372 | 1774.8541 | 1407.9962 | 0 | 0 | 0 | 2110.3372 | 1774.8541 | 1407.9962 | 0 | 23540.3439 | 19798.1039 | 15705.8858 | 0 | 0 | 0 | 23540.3439 | 19798.1039 | 15705.8858 | 0 | 0 | 0 | 0 | 0.005094 | 0.005094 | 0.005094 | 0 | 5000000
CB 383 | 0 | 0 | 0 | 0 | 0% | 0% | 0% | 0 | 0 | 0 | 0 | 0 | 0 | 0 | 0 | 383 | 0 | 0 | 0 | 0 | 0 | 0 | 0 | 0 | 0 | 0 | 0 | 0 | 0 | 0 | 0 | 0 | 0 | 0 |  | 2639 | CB 383 | [40 empty] | 0 | 0 | 0 |  |  |  | 0 | 5000000
CB 382 | 0 | 0 | 0 | 0 | 0% | 0% | 0% | 0 | 0 | 0 | 0 | 0 | 0 | 0 | 0 | 382 | 0 | 0 | 0 | 0 | 0 | 0 | 0 | 0 | 0 | 0 | 0 | 0 | 0 | 0 | 0 | 0 | 0 | 0 |  | 2640 | CB 382 | [40 empty] | 0 | 0 | 0 |  |  |  | 0 | 5000000
960-11F | 0 | 0 | 0 | 0 | 0% | 0% | 0% | 0 | 0 | 0 | 0 | 0 | 0 | 0 | 0 | 960 | 0 | 0 | 0 | 0 | 0 | 0 | 0 | 0 | 0 | 0 | 0 | 0 | 0 | 0 | 0 | 0 | 0 | 0 |  | 2641 | 960-11F | [40 empty] | 0 | 0 | 0 |  |  |  | 0 | 5000000
960-12 | 0 | 0 | 0 | 0 | 0% | 0% | 0% | 0 | 0 | 0 | 0 | 0 | 0 | 0 | 0 | 960 | 0 | 0 | 0 | 0 | 0 | 0 | 0 | 0 | 0 | 0 | 0 | 0 | 0 | 0 | 0 | 0 | 0 | 0 |  | 2642 | 960-12 | [40 empty] | 0 | 0 | 0 |  |  |  | 0 | 5000000
CB 38 | 0 | 0 | 0 | 0 | 0% | 0% | 0% | 0 | 0 | 0 | 0 | 0 | 0 | 0 | 0 | 38 | 0 | 0 | 0 | 0 | 0 | 0 | 0 | 0 | 0 | 0 | 0 | 0 | 0 | 0 | 0 | 0 | 0 | 0 |  | 2643 | CB 38 | [40 empty] | 0 | 0 | 0 |  |  |  | 0 | 5000000
960-35R | 0 | 0 | 0 | 0 | 0% | 0% | 0% | 0 | 0 | 0 | 0 | 0 | 0 | 0 | 0 | 960 | 0 | 0 | 0 | 0 | 0 | 0 | 0 | 0 | 0 | 0 | 0 | 0 | 0 | 0 | 0 | 0 | 0 | 0 |  | 2644 | 960-35R | [40 empty] | 0 | 0 | 0 |  |  |  | 0 | 5000000
96-1039 | 0 | 0 | 0 | 0 | 0% | 0% | 0% | 0 | 0 | 0 | 0 | 0 | 0 | 0 | 0 | 96 | 0 | 0 | 0 | 0 | 0 | 0 | 0 | 0 | 0 | 0 | 0 | 0 | 0 | 0 | 0 | 0 | 0 | 0 |  | 2645 | 96-1039 | [40 empty] | 0 | 0 | 0 |  |  |  | 0 | 5000000
961-242 | 0 | 0 | 0 | 0 | 0% | 0% | 0% | 0 | 0 | 0 | 0 | 0 | 0 | 0 | 0 | 961 | 0 | 0 | 0 | 0 | 0 | 0 | 0 | 0 | 0 | 0 | 0 | 0 | 0 | 0 | 0 | 0 | 0 | 0 |  | 2646 | 961-242 | [40 empty] | 0 | 0 | 0 |  |  |  | 0 | 5000000
961-244 | 0 | 0 | 0 | 0 | 0% | 0% | 0% | 0 | 0 | 0 | 0 | 0 | 0 | 0 | 0 | 961 | 0 | 0 | 0 | 0 | 0 | 0 | 0 | 0 | 0 | 0 | 0 | 0 | 0 | 0 | 0 | 0 | 0 | 0 |  | 2647 | 961-244 | [40 empty] | 0 | 0 | 0 |  |  |  | 0 | 5000000
961-245 | 0 | 0 | 0 | 0 | 0% | 0% | 0% | 0 | 0 | 0 | 0 | 0 | 0 | 0 | 0 | 961 | 0 | 0 | 0 | 0 | 0 | 0 | 0 | 0 | 0 | 0 | 0 | 0 | 0 | 0 | 0 | 0 | 0 | 0 |  | 2648 | 961-245 | [40 empty] | 0 | 0 | 0 |  |  |  | 0 | 5000000
961-246 | 0 | 0 | 0 | 0 | 0% | 0% | 0% | 0 | 0 | 0 | 0 | 0 | 0 | 0 | 0 | 961 | 0 | 0 | 0 | 0 | 0 | 0 | 0 | 0 | 0 | 0 | 0 | 0 | 0 | 0 | 0 | 0 | 0 | 0 |  | 2649 | 961-246 | [40 empty] | 0 | 0 | 0 |  |  |  | 0 | 5000000
961-70F | 0 | 0 | 0 | 0 | 0% | 0% | 0% | 0 | 0 | 0 | 0 | 0 | 0 | 0 | 0 | 961 | 0 | 0 | 0 | 0 | 0 | 0 | 0 | 0 | 0 | 0 | 0 | 0 | 0 | 0 | 0 | 0 | 0 | 0 |  | 2650 | 961-70F | [40 empty] | 0 | 0 | 0 |  |  |  | 0 | 5000000
961-71F | 0 | 0 | 0 | 0 | 0% | 0% | 0% | 0 | 0 | 0 | 0 | 0 | 0 | 0 | 0 | 961 | 0 | 0 | 0 | 0 | 0 | 0 | 0 | 0 | 0 | 0 | 0 | 0 | 0 | 0 | 0 | 0 | 0 | 0 |  | 2651 | 961-71F | [40 empty] | 0 | 0 | 0 |  |  |  | 0 | 5000000
961-73 | 0 | 0 | 0 | 0 | 0% | 0% | 0% | 0 | 0 | 0 | 0 | 0 | 0 | 0 | 0 | 961 | 0 | 0 | 0 | 0 | 0 | 0 | 0 | 0 | 0 | 0 | 0 | 0 | 0 | 0 | 0 | 0 | 0 | 0 |  | 2652 | 961-73 | [40 empty] | 0 | 0 | 0 |  |  |  | 0 | 5000000
962-106F | 0 | 0 | 0 | 0 | 0% | 0% | 0% | 0 | 0 | 0 | 0 | 0 | 0 | 0 | 0 | 962 | 0 | 0 | 0 | 0 | 0 | 0 | 0 | 0 | 0 | 0 | 0 | 0 | 0 | 0 | 0 | 0 | 0 | 0 |  | 2653 | 962-106F | [40 empty] | 0 | 0 | 0 |  |  |  | 0 | 5000000
CB 384 | 0 | 0 | 0 | 0 | 0% | 0% | 0% | 0 | 0 | 0 | 0 | 0 | 0 | 0 | 0 | 384 | 0 | 0 | 0 | 0 | 0 | 0 | 0 | 0 | 0 | 0 | 0 | 0 | 0 | 0 | 0 | 0 | 0 | 0 |  | 2654 | CB 384 | [40 empty] | 0 | 0 | 0 |  |  |  | 0 | 5000000
959-9F | 0 | 0 | 0 | 0 | 0% | 0% | 0% | 0 | 0 | 0 | 0 | 0 | 0 | 0 | 0 | 959 | 0 | 0 | 0 | 0 | 0 | 0 | 0 | 0 | 0 | 0 | 0 | 0 | 0 | 0 | 0 | 0 | 0 | 0 |  | 2655 | 959-9F | [40 empty] | 0 | 0 | 0 |  |  |  | 0 | 5000000
CB 343 | 0 | 0 | 0 | 0 | 0% | 0% | 0% | 0 | 0 | 0 | 0 | 0 | 0 | 0 | 0 | 343 | 0 | 0 | 0 | 0 | 0 | 0 | 0 | 0 | 0 | 0 | 0 | 0 | 0 | 0 | 0 | 0 | 0 | 0 |  | 2656 | CB 343 | [40 empty] | 0 | 0 | 0 |  |  |  | 0 | 5000000
957-491 | 0 | 0 | 0 | 0 | 0% | 0% | 0% | 0 | 0 | 0 | 0 | 0 | 0 | 0 | 0 | 957 | 0 | 0 | 0 | 0 | 0 | 0 | 0 | 0 | 0 | 0 | 0 | 0 | 0 | 0 | 0 | 0 | 0 | 0 |  | 2657 | 957-491 | [40 empty] | 0 | 0 | 0 |  |  |  | 0 | 5000000
956-395 | 0 | 0 | 0 | 0 | 0% | 0% | 0% | 0 | 0 | 0 | 0 | 0 | 0 | 0 | 0 | 956 | 0 | 0 | 0 | 0 | 0 | 0 | 0 | 0 | 0 | 0 | 0 | 0 | 0 | 0 | 0 | 0 | 0 | 0 |  | 2658 | 956-395 | [40 empty] | 0 | 0 | 0 |  |  |  | 0 | 5000000
956-396F | 0 | 0 | 0 | 0 | 0% | 0% | 0% | 0 | 0 | 0 | 0 | 0 | 0 | 0 | 0 | 956 | 0 | 0 | 0 | 0 | 0 | 0 | 0 | 0 | 0 | 0 | 0 | 0 | 0 | 0 | 0 | 0 | 0 | 0 |  | 2659 | 956-396F | [40 empty] | 0 | 0 | 0 |  |  |  | 0 | 5000000
956-397F | 0 | 0 | 0 | 0 | 0% | 0% | 0% | 0 | 0 | 0 | 0 | 0 | 0 | 0 | 0 | 956 | 0 | 0 | 0 | 0 | 0 | 0 | 0 | 0 | 0 | 0 | 0 | 0 | 0 | 0 | 0 | 0 | 0 | 0 |  | 2660 | 956-397F | [40 empty] | 0 | 0 | 0 |  |  |  | 0 | 5000000
956-401 | 0 | 0 | 0 | 0 | 0% | 0% | 0% | 0 | 0 | 0 | 0 | 0 | 0 | 0 | 0 | 956 | 0 | 0 | 0 | 0 | 0 | 0 | 0 | 0 | 0 | 0 | 0 | 0 | 0 | 0 | 0 | 0 | 0 | 0 |  | 2661 | 956-401 | [40 empty] | 0 | 0 | 0 |  |  |  | 0 | 5000000
956-402 | 0 | 0 | 0 | 0 | 0% | 0% | 0% | 0 | 0 | 0 | 0 | 0 | 0 | 0 | 0 | 956 | 0 | 0 | 0 | 0 | 0 | 0 | 0 | 0 | 0 | 0 | 0 | 0 | 0 | 0 | 0 | 0 | 0 | 0 |  | 2662 | 956-402 | [40 empty] | 0 | 0 | 0 |  |  |  | 0 | 5000000
957-178 | 0 | 0 | 0 | 0 | 0% | 0% | 0% | 0 | 0 | 0 | 0 | 0 | 0 | 0 | 0 | 957 | 0 | 0 | 0 | 0 | 0 | 0 | 0 | 0 | 0 | 0 | 0 | 0 | 0 | 0 | 0 | 0 | 0 | 0 |  | 2663 | 957-178 | [40 empty] | 0 | 0 | 0 |  |  |  | 0 | 5000000
957-189 | 0 | 0 | 0 | 0 | 0% | 0% | 0% | 0 | 0 | 0 | 0 | 0 | 0 | 0 | 0 | 957 | 0 | 0 | 0 | 0 | 0 | 0 | 0 | 0 | 0 | 0 | 0 | 0 | 0 | 0 | 0 | 0 | 0 | 0 |  | 2664 | 957-189 | [40 empty] | 0 | 0 | 0 |  |  |  | 0 | 5000000
957-190 | 0 | 0 | 0 | 0 | 0% | 0% | 0% | 0 | 0 | 0 | 0 | 0 | 0 | 0 | 0 | 957 | 0 | 0 | 0 | 0 | 0 | 0 | 0 | 0 | 0 | 0 | 0 | 0 | 0 | 0 | 0 | 0 | 0 | 0 |  | 2665 | 957-190 | [40 empty] | 0 | 0 | 0 |  |  |  | 0 | 5000000
957-492 | 0 | 0 | 0 | 0 | 0% | 0% | 0% | 0 | 0 | 0 | 0 | 0 | 0 | 0 | 0 | 957 | 0 | 0 | 0 | 0 | 0 | 0 | 0 | 0 | 0 | 0 | 0 | 0 | 0 | 0 | 0 | 0 | 0 | 0 |  | 2666 | 957-492 | [40 empty] | 0 | 0 | 0 |  |  |  | 0 | 5000000
959-21 | 0 | 0 | 0 | 0 | 0% | 0% | 0% | 0 | 0 | 0 | 0 | 0 | 0 | 0 | 0 | 959 | 0 | 0 | 0 | 0 | 0 | 0 | 0 | 0 | 0 | 0 | 0 | 0 | 0 | 0 | 0 | 0 | 0 | 0 |  | 2667 | 959-21 | [40 empty] | 0 | 0 | 0 |  |  |  | 0 | 5000000
958-17 | 0 | 0 | 0 | 0 | 0% | 0% | 0% | 0 | 0 | 0 | 0 | 0 | 0 | 0 | 0 | 958 | 0 | 0 | 0 | 0 | 0 | 0 | 0 | 0 | 0 | 0 | 0 | 0 | 0 | 0 | 0 | 0 | 0 | 0 |  | 2668 | 958-17 | [40 empty] | 0 | 0 | 0 |  |  |  | 0 | 5000000
958-19F | 0 | 0 | 0 | 0 | 0% | 0% | 0% | 0 | 0 | 0 | 0 | 0 | 0 | 0 | 0 | 958 | 0 | 0 | 0 | 0 | 0 | 0 | 0 | 0 | 0 | 0 | 0 | 0 | 0 | 0 | 0 | 0 | 0 | 0 |  | 2669 | 958-19F | [40 empty] | 0 | 0 | 0 |  |  |  | 0 | 5000000
958-20F | 0 | 0 | 0 | 0 | 0% | 0% | 0% | 0 | 0 | 0 | 0 | 0 | 0 | 0 | 0 | 958 | 0 | 0 | 0 | 0 | 0 | 0 | 0 | 0 | 0 | 0 | 0 | 0 | 0 | 0 | 0 | 0 | 0 | 0 |  | 2670 | 958-20F | [40 empty] | 0 | 0 | 0 |  |  |  | 0 | 5000000
958-21 | 0 | 0 | 0 | 0 | 0% | 0% | 0% | 0 | 0 | 0 | 0 | 0 | 0 | 0 | 0 | 958 | 0 | 0 | 0 | 0 | 0 | 0 | 0 | 0 | 0 | 0 | 0 | 0 | 0 | 0 | 0 | 0 | 0 | 0 |  | 2671 | 958-21 | [40 empty] | 0 | 0 | 0 |  |  |  | 0 | 5000000
958-22F | 0 | 0 | 0 | 0 | 0% | 0% | 0% | 0 | 0 | 0 | 0 | 0 | 0 | 0 | 0 | 958 | 0 | 0 | 0 | 0 | 0 | 0 | 0 | 0 | 0 | 0 | 0 | 0 | 0 | 0 | 0 | 0 | 0 | 0 |  | 2672 | 958-22F | [40 empty] | 0 | 0 | 0 |  |  |  | 0 | 5000000
958-23F | 0 | 0 | 0 | 0 | 0% | 0% | 0% | 0 | 0 | 0 | 0 | 0 | 0 | 0 | 0 | 958 | 0 | 0 | 0 | 0 | 0 | 0 | 0 | 0 | 0 | 0 | 0 | 0 | 0 | 0 | 0 | 0 | 0 | 0 |  | 2673 | 958-23F | [40 empty] | 0 | 0 | 0 |  |  |  | 0 | 5000000
959-10 | 0 | 0 | 0 | 0 | 0% | 0% | 0% | 0 | 0 | 0 | 0 | 0 | 0 | 0 | 0 | 959 | 0 | 0 | 0 | 0 | 0 | 0 | 0 | 0 | 0 | 0 | 0 | 0 | 0 | 0 | 0 | 0 | 0 | 0 |  | 2674 | 959-10 | [40 empty] | 0 | 0 | 0 |  |  |  | 0 | 5000000
959-12F | 0 | 0 | 0 | 0 | 0% | 0% | 0% | 0 | 0 | 0 | 0 | 0 | 0 | 0 | 0 | 959 | 0 | 0 | 0 | 0 | 0 | 0 | 0 | 0 | 0 | 0 | 0 | 0 | 0 | 0 | 0 | 0 | 0 | 0 |  | 2675 | 959-12F | [40 empty] | 0 | 0 | 0 |  |  |  | 0 | 5000000
962-107 | 0 | 0 | 0 | 0 | 0% | 0% | 0% | 0 | 0 | 0 | 0 | 0 | 0 | 0 | 0 | 962 | 0 | 0 | 0 | 0 | 0 | 0 | 0 | 0 | 0 | 0 | 0 | 0 | 0 | 0 | 0 | 0 | 0 | 0 |  | 2676 | 962-107 | [40 empty] | 0 | 0 | 0 |  |  |  | 0 | 5000000
962-108F | 0 | 0 | 0 | 0 | 0% | 0% | 0% | 0 | 0 | 0 | 0 | 0 | 0 | 0 | 0 | 962 | 0 | 0 | 0 | 0 | 0 | 0 | 0 | 0 | 0 | 0 | 0 | 0 | 0 | 0 | 0 | 0 | 0 | 0 |  | 2677 | 962-108F | [40 empty] | 0 | 0 | 0 |  |  |  | 0 | 5000000
CB 370 | 0 | 0 | 0 | 0 | 0% | 0% | 0% | 0 | 0 | 0 | 0 | 0 | 0 | 0 | 0 | 370 | 0 | 0 | 0 | 0 | 0 | 0 | 0 | 0 | 0 | 0 | 0 | 0 | 0 | 0 | 0 | 0 | 0 | 0 |  | 2678 | CB 370 | [40 empty] | 0 | 0 | 0 |  |  |  | 0 | 5000000
968-133 | 0 | 0 | 0 | 0 | 0% | 0% | 0% | 0 | 0 | 0 | 0 | 0 | 0 | 0 | 0 | 968 | 0 | 0 | 0 | 0 | 0 | 0 | 0 | 0 | 0 | 0 | 0 | 0 | 0 | 0 | 0 | 0 | 0 | 0 |  | 2679 | 968-133 | [40 empty] | 0 | 0 | 0 |  |  |  | 0 | 5000000
963-36 | 0 | 0 | 0 | 0 | 0% | 0% | 0% | 0 | 0 | 0 | 0 | 0 | 0 | 0 | 0 | 963 | 0 | 0 | 0 | 0 | 0 | 0 | 0 | 0 | 0 | 0 | 0 | 0 | 0 | 0 | 0 | 0 | 0 | 0 |  | 2680 | 963-36 | [40 empty] | 0 | 0 | 0 |  |  |  | 0 | 5000000
963-39 | 0 | 0 | 0 | 0 | 0% | 0% | 0% | 0 | 0 | 0 | 0 | 0 | 0 | 0 | 0 | 963 | 0 | 0 | 0 | 0 | 0 | 0 | 0 | 0 | 0 | 0 | 0 | 0 | 0 | 0 | 0 | 0 | 0 | 0 |  | 2681 | 963-39 | [40 empty] | 0 | 0 | 0 |  |  |  | 0 | 5000000
967-79 | 0 | 0 | 0 | 0 | 0% | 0% | 0% | 0 | 0 | 0 | 0 | 0 | 0 | 0 | 0 | 967 | 0 | 0 | 0 | 0 | 0 | 0 | 0 | 0 | 0 | 0 | 0 | 0 | 0 | 0 | 0 | 0 | 0 | 0 |  | 2682 | 967-79 | [40 empty] | 0 | 0 | 0 |  |  |  | 0 | 5000000
967-80F | 0 | 0 | 0 | 0 | 0% | 0% | 0% | 0 | 0 | 0 | 0 | 0 | 0 | 0 | 0 | 967 | 0 | 0 | 0 | 0 | 0 | 0 | 0 | 0 | 0 | 0 | 0 | 0 | 0 | 0 | 0 | 0 | 0 | 0 |  | 2683 | 967-80F | [40 empty] | 0 | 0 | 0 |  |  |  | 0 | 5000000
967-81 | 0 | 0 | 0 | 0 | 0% | 0% | 0% | 0 | 0 | 0 | 0 | 0 | 0 | 0 | 0 | 967 | 0 | 0 | 0 | 0 | 0 | 0 | 0 | 0 | 0 | 0 | 0 | 0 | 0 | 0 | 0 | 0 | 0 | 0 |  | 2684 | 967-81 | [40 empty] | 0 | 0 | 0 |  |  |  | 0 | 5000000
968-125 | 0 | 0 | 0 | 0 | 0% | 0% | 0% | 0 | 0 | 0 | 0 | 0 | 0 | 0 | 0 | 968 | 0 | 0 | 0 | 0 | 0 | 0 | 0 | 0 | 0 | 0 | 0 | 0 | 0 | 0 | 0 | 0 | 0 | 0 |  | 2685 | 968-125 | [40 empty] | 0 | 0 | 0 |  |  |  | 0 | 5000000
968-126 | 0 | 0 | 0 | 0 | 0% | 0% | 0% | 0 | 0 | 0 | 0 | 0 | 0 | 0 | 0 | 968 | 0 | 0 | 0 | 0 | 0 | 0 | 0 | 0 | 0 | 0 | 0 | 0 | 0 | 0 | 0 | 0 | 0 | 0 |  | 2686 | 968-126 | [40 empty] | 0 | 0 | 0 |  |  |  | 0 | 5000000
968-128AE | 0 | 0 | 0 | 0 | 0% | 0% | 0% | 0 | 0 | 0 | 0 | 0 | 0 | 0 | 0 | 968 | 0 | 0 | 0 | 0 | 0 | 0 | 0 | 0 | 0 | 0 | 0 | 0 | 0 | 0 | 0 | 0 | 0 | 0 |  | 2687 | 968-128AE | [40 empty] | 0 | 0 | 0 |  |  |  | 0 | 5000000
968-134 | 0 | 0 | 0 | 0 | 0% | 0% | 0% | 0 | 0 | 0 | 0 | 0 | 0 | 0 | 0 | 968 | 0 | 0 | 0 | 0 | 0 | 0 | 0 | 0 | 0 | 0 | 0 | 0 | 0 | 0 | 0 | 0 | 0 | 0 |  | 2688 | 968-134 | [40 empty] | 0 | 0 | 0 |  |  |  | 0 | 5000000
962-109 | 0 | 0 | 0 | 0 | 0% | 0% | 0% | 0 | 0 | 0 | 0 | 0 | 0 | 0 | 0 | 962 | 0 | 0 | 0 | 0 | 0 | 0 | 0 | 0 | 0 | 0 | 0 | 0 | 0 | 0 | 0 | 0 | 0 | 0 |  | 2689 | 962-109 | [40 empty] | 0 | 0 | 0 |  |  |  | 0 | 5000000
968-158 | 0 | 0 | 0 | 0 | 0% | 0% | 0% | 0 | 0 | 0 | 0 | 0 | 0 | 0 | 0 | 968 | 0 | 0 | 0 | 0 | 0 | 0 | 0 | 0 | 0 | 0 | 0 | 0 | 0 | 0 | 0 | 0 | 0 | 0 |  | 2690 | 968-158 | [40 empty] | 0 | 0 | 0 |  |  |  | 0 | 5000000
CB 348 | 0 | 0 | 0 | 0 | 0% | 0% | 0% | 0 | 0 | 0 | 0 | 0 | 0 | 0 | 0 | 348 | 0 | 0 | 0 | 0 | 0 | 0 | 0 | 0 | 0 | 0 | 0 | 0 | 0 | 0 | 0 | 0 | 0 | 0 |  | 2691 | CB 348 | [40 empty] | 0 | 0 | 0 |  |  |  | 0 | 5000000
968-159AE | 0 | 0 | 0 | 0 | 0% | 0% | 0% | 0 | 0 | 0 | 0 | 0 | 0 | 0 | 0 | 968 | 0 | 0 | 0 | 0 | 0 | 0 | 0 | 0 | 0 | 0 | 0 | 0 | 0 | 0 | 0 | 0 | 0 | 0 |  | 2692 | 968-159AE | [40 empty] | 0 | 0 | 0 |  |  |  | 0 | 5000000
968-464 | 0 | 0 | 0 | 0 | 0% | 0% | 0% | 0 | 0 | 0 | 0 | 0 | 0 | 0 | 0 | 968 | 0 | 0 | 0 | 0 | 0 | 0 | 0 | 0 | 0 | 0 | 0 | 0 | 0 | 0 | 0 | 0 | 0 | 0 |  | 2693 | 968-464 | [40 empty] | 0 | 0 | 0 |  |  |  | 0 | 5000000
968-465F | 0 | 0 | 0 | 0 | 0% | 0% | 0% | 0 | 0 | 0 | 0 | 0 | 0 | 0 | 0 | 968 | 0 | 0 | 0 | 0 | 0 | 0 | 0 | 0 | 0 | 0 | 0 | 0 | 0 | 0 | 0 | 0 | 0 | 0 |  | 2694 | 968-465F | [40 empty] | 0 | 0 | 0 |  |  |  | 0 | 5000000
968-466F | 0 | 0 | 0 | 0 | 0% | 0% | 0% | 0 | 0 | 0 | 0 | 0 | 0 | 0 | 0 | 968 | 0 | 0 | 0 | 0 | 0 | 0 | 0 | 0 | 0 | 0 | 0 | 0 | 0 | 0 | 0 | 0 | 0 | 0 |  | 2695 | 968-466F | [40 empty] | 0 | 0 | 0 |  |  |  | 0 | 5000000
968-467F | 0 | 0 | 0 | 0 | 0% | 0% | 0% | 0 | 0 | 0 | 0 | 0 | 0 | 0 | 0 | 968 | 0 | 0 | 0 | 0 | 0 | 0 | 0 | 0 | 0 | 0 | 0 | 0 | 0 | 0 | 0 | 0 | 0 | 0 |  | 2696 | 968-467F | [40 empty] | 0 | 0 | 0 |  |  |  | 0 | 5000000
968-475 | 0 | 0 | 0 | 0 | 0% | 0% | 0% | 0 | 0 | 0 | 0 | 0 | 0 | 0 | 0 | 968 | 0 | 0 | 0 | 0 | 0 | 0 | 0 | 0 | 0 | 0 | 0 | 0 | 0 | 0 | 0 | 0 | 0 | 0 |  | 2697 | 968-475 | [40 empty] | 0 | 0 | 0 |  |  |  | 0 | 5000000
CB 35 | 0 | 0 | 0 | 0 | 0% | 0% | 0% | 0 | 0 | 0 | 0 | 0 | 0 | 0 | 0 | 35 | 0 | 0 | 0 | 0 | 0 | 0 | 0 | 0 | 0 | 0 | 0 | 0 | 0 | 0 | 0 | 0 | 0 | 0 |  | 2698 | CB 35 | [40 empty] | 0 | 0 | 0 |  |  |  | 0 | 5000000
963-34 | 0 | 0 | 0 | 0 | 0% | 0% | 0% | 0 | 0 | 0 | 0 | 0 | 0 | 0 | 0 | 963 | 0 | 0 | 0 | 0 | 0 | 0 | 0 | 0 | 0 | 0 | 0 | 0 | 0 | 0 | 0 | 0 | 0 | 0 |  | 2699 | 963-34 | [40 empty] | 0 | 0 | 0 |  |  |  | 0 | 5000000
963-29 | 0 | 0 | 0 | 0 | 0% | 0% | 0% | 0 | 0 | 0 | 0 | 0 | 0 | 0 | 0 | 963 | 0 | 0 | 0 | 0 | 0 | 0 | 0 | 0 | 0 | 0 | 0 | 0 | 0 | 0 | 0 | 0 | 0 | 0 |  | 2700 | 963-29 | [40 empty] | 0 | 0 | 0 |  |  |  | 0 | 5000000
963-28F | 0 | 0 | 0 | 0 | 0% | 0% | 0% | 0 | 0 | 0 | 0 | 0 | 0 | 0 | 0 | 963 | 0 | 0 | 0 | 0 | 0 | 0 | 0 | 0 | 0 | 0 | 0 | 0 | 0 | 0 | 0 | 0 | 0 | 0 |  | 2701 | 963-28F | [40 empty] | 0 | 0 | 0 |  |  |  | 0 | 5000000
CB 37 | 0 | 0 | 0 | 0 | 0% | 0% | 0% | 0 | 0 | 0 | 0 | 0 | 0 | 0 | 0 | 37 | 0 | 0 | 0 | 0 | 0 | 0 | 0 | 0 | 0 | 0 | 0 | 0 | 0 | 0 | 0 | 0 | 0 | 0 |  | 2702 | CB 37 | [40 empty] | 0 | 0 | 0 |  |  |  | 0 | 5000000
962-110F | 0 | 0 | 0 | 0 | 0% | 0% | 0% | 0 | 0 | 0 | 0 | 0 | 0 | 0 | 0 | 962 | 0 | 0 | 0 | 0 | 0 | 0 | 0 | 0 | 0 | 0 | 0 | 0 | 0 | 0 | 0 | 0 | 0 | 0 |  | 2703 | 962-110F | [40 empty] | 0 | 0 | 0 |  |  |  | 0 | 5000000
962-111F | 0 | 0 | 0 | 0 | 0% | 0% | 0% | 0 | 0 | 0 | 0 | 0 | 0 | 0 | 0 | 962 | 0 | 0 | 0 | 0 | 0 | 0 | 0 | 0 | 0 | 0 | 0 | 0 | 0 | 0 | 0 | 0 | 0 | 0 |  | 2704 | 962-111F | [40 empty] | 0 | 0 | 0 |  |  |  | 0 | 5000000
CB 369 | 0 | 0 | 0 | 0 | 0% | 0% | 0% | 0 | 0 | 0 | 0 | 0 | 0 | 0 | 0 | 369 | 0 | 0 | 0 | 0 | 0 | 0 | 0 | 0 | 0 | 0 | 0 | 0 | 0 | 0 | 0 | 0 | 0 | 0 |  | 2705 | CB 369 | [40 empty] | 0 | 0 | 0 |  |  |  | 0 | 5000000
CB 367 | 0 | 0 | 0 | 0 | 0% | 0% | 0% | 0 | 0 | 0 | 0 | 0 | 0 | 0 | 0 | 367 | 0 | 0 | 0 | 0 | 0 | 0 | 0 | 0 | 0 | 0 | 0 | 0 | 0 | 0 | 0 | 0 | 0 | 0 |  | 2706 | CB 367 | [40 empty] | 0 | 0 | 0 |  |  |  | 0 | 5000000
962-253 | 0 | 0 | 0 | 0 | 0% | 0% | 0% | 0 | 0 | 0 | 0 | 0 | 0 | 0 | 0 | 962 | 0 | 0 | 0 | 0 | 0 | 0 | 0 | 0 | 0 | 0 | 0 | 0 | 0 | 0 | 0 | 0 | 0 | 0 |  | 2707 | 962-253 | [40 empty] | 0 | 0 | 0 |  |  |  | 0 | 5000000
962-254 | 0 | 0 | 0 | 0 | 0% | 0% | 0% | 0 | 0 | 0 | 0 | 0 | 0 | 0 | 0 | 962 | 0 | 0 | 0 | 0 | 0 | 0 | 0 | 0 | 0 | 0 | 0 | 0 | 0 | 0 | 0 | 0 | 0 | 0 |  | 2708 | 962-254 | [40 empty] | 0 | 0 | 0 |  |  |  | 0 | 5000000
CB 36 | 0 | 0 | 0 | 0 | 0% | 0% | 0% | 0 | 0 | 0 | 0 | 0 | 0 | 0 | 0 | 36 | 0 | 0 | 0 | 0 | 0 | 0 | 0 | 0 | 0 | 0 | 0 | 0 | 0 | 0 | 0 | 0 | 0 | 0 |  | 2709 | CB 36 | [40 empty] | 0 | 0 | 0 |  |  |  | 0 | 5000000
962-264F | 0 | 0 | 0 | 0 | 0% | 0% | 0% | 0 | 0 | 0 | 0 | 0 | 0 | 0 | 0 | 962 | 0 | 0 | 0 | 0 | 0 | 0 | 0 | 0 | 0 | 0 | 0 | 0 | 0 | 0 | 0 | 0 | 0 | 0 |  | 2710 | 962-264F | [40 empty] | 0 | 0 | 0 |  |  |  | 0 | 5000000
962-276 | 0 | 0 | 0 | 0 | 0% | 0% | 0% | 0 | 0 | 0 | 0 | 0 | 0 | 0 | 0 | 962 | 0 | 0 | 0 | 0 | 0 | 0 | 0 | 0 | 0 | 0 | 0 | 0 | 0 | 0 | 0 | 0 | 0 | 0 |  | 2711 | 962-276 | [40 empty] | 0 | 0 | 0 |  |  |  | 0 | 5000000
962-277 | 0 | 0 | 0 | 0 | 0% | 0% | 0% | 0 | 0 | 0 | 0 | 0 | 0 | 0 | 0 | 962 | 0 | 0 | 0 | 0 | 0 | 0 | 0 | 0 | 0 | 0 | 0 | 0 | 0 | 0 | 0 | 0 | 0 | 0 |  | 2712 | 962-277 | [40 empty] | 0 | 0 | 0 |  |  |  | 0 | 5000000
962-278 | 0 | 0 | 0 | 0 | 0% | 0% | 0% | 0 | 0 | 0 | 0 | 0 | 0 | 0 | 0 | 962 | 0 | 0 | 0 | 0 | 0 | 0 | 0 | 0 | 0 | 0 | 0 | 0 | 0 | 0 | 0 | 0 | 0 | 0 |  | 2713 | 962-278 | [40 empty] | 0 | 0 | 0 |  |  |  | 0 | 5000000
962-279 | 0 | 0 | 0 | 0 | 0% | 0% | 0% | 0 | 0 | 0 | 0 | 0 | 0 | 0 | 0 | 962 | 0 | 0 | 0 | 0 | 0 | 0 | 0 | 0 | 0 | 0 | 0 | 0 | 0 | 0 | 0 | 0 | 0 | 0 |  | 2714 | 962-279 | [40 empty] | 0 | 0 | 0 |  |  |  | 0 | 5000000
962-280 | 0 | 0 | 0 | 0 | 0% | 0% | 0% | 0 | 0 | 0 | 0 | 0 | 0 | 0 | 0 | 962 | 0 | 0 | 0 | 0 | 0 | 0 | 0 | 0 | 0 | 0 | 0 | 0 | 0 | 0 | 0 | 0 | 0 | 0 |  | 2715 | 962-280 | [40 empty] | 0 | 0 | 0 |  |  |  | 0 | 5000000
962-41 | 0 | 0 | 0 | 0 | 0% | 0% | 0% | 0 | 0 | 0 | 0 | 0 | 0 | 0 | 0 | 962 | 0 | 0 | 0 | 0 | 0 | 0 | 0 | 0 | 0 | 0 | 0 | 0 | 0 | 0 | 0 | 0 | 0 | 0 |  | 2716 | 962-41 | [40 empty] | 0 | 0 | 0 |  |  |  | 0 | 5000000
962-42 | 0 | 0 | 0 | 0 | 0% | 0% | 0% | 0 | 0 | 0 | 0 | 0 | 0 | 0 | 0 | 962 | 0 | 0 | 0 | 0 | 0 | 0 | 0 | 0 | 0 | 0 | 0 | 0 | 0 | 0 | 0 | 0 | 0 | 0 |  | 2717 | 962-42 | [40 empty] | 0 | 0 | 0 |  |  |  | 0 | 5000000
963-26 | 0 | 0 | 0 | 0 | 0% | 0% | 0% | 0 | 0 | 0 | 0 | 0 | 0 | 0 | 0 | 963 | 0 | 0 | 0 | 0 | 0 | 0 | 0 | 0 | 0 | 0 | 0 | 0 | 0 | 0 | 0 | 0 | 0 | 0 |  | 2718 | 963-26 | [40 empty] | 0 | 0 | 0 |  |  |  | 0 | 5000000
985-38F | 0 | 0 | 0 | 0 | 0% | 0% | 0% | 0 | 0 | 0 | 0 | 0 | 0 | 0 | 0 | 985 | 0 | 0 | 0 | 0 | 0 | 0 | 0 | 0 | 0 | 0 | 0 | 0 | 0 | 0 | 0 | 0 | 0 | 0 |  | 2719 | 985-38F | [40 empty] | 0 | 0 | 0 |  |  |  | 0 | 5000000
985-46F | 0 | 0 | 0 | 0 | 0% | 0% | 0% | 0 | 0 | 0 | 0 | 0 | 0 | 0 | 0 | 985 | 0 | 0 | 0 | 0 | 0 | 0 | 0 | 0 | 0 | 0 | 0 | 0 | 0 | 0 | 0 | 0 | 0 | 0 |  | 2720 | 985-46F | [40 empty] | 0 | 0 | 0 |  |  |  | 0 | 5000000
955-3 | 0 | 0 | 0 | 0 | 0% | 0% | 0% | 0 | 0 | 0 | 0 | 0 | 0 | 0 | 0 | 955 | 0 | 0 | 0 | 0 | 0 | 0 | 0 | 0 | 0 | 0 | 0 | 0 | 0 | 0 | 0 | 0 | 0 | 0 |  | 2721 | 955-3 | [40 empty] | 0 | 0 | 0 |  |  |  | 0 | 5000000
CB 1450 | 0 | 0 | 0 | 0 | 0% | 0% | 0% | 0 | 0 | 0 | 0 | 0 | 0 | 0 | 0 | 1450 | 0 | 0 | 0 | 0 | 0 | 0 | 0 | 0 | 0 | 0 | 0 | 0 | 0 | 0 | 0 | 0 | 0 | 0 |  | 2722 | CB 1450 | [40 empty] | 0 | 0 | 0 |  |  |  | 0 | 5000000
CB 1119 | 0 | 0 | 0 | 0 | 0% | 0% | 0% | 0 | 0 | 0 | 0 | 0 | 0 | 0 | 0 | 1119 | 0 | 0 | 0 | 0 | 0 | 0 | 0 | 0 | 0 | 0 | 0 | 0 | 0 | 0 | 0 | 0 | 0 | 0 |  | 2723 | CB 1119 | [40 empty] | 0 | 0 | 0 |  |  |  | 0 | 5000000
CB 112 | 0 | 0 | 0 | 0 | 0% | 0% | 0% | 0 | 0 | 0 | 0 | 0 | 0 | 0 | 0 | 112 | 0 | 0 | 0 | 0 | 0 | 0 | 0 | 0 | 0 | 0 | 0 | 0 | 0 | 0 | 0 | 0 | 0 | 0 |  | 2724 | CB 112 | [40 empty] | 0 | 0 | 0 |  |  |  | 0 | 5000000
CB 1458 | 0 | 0 | 0 | 0 | 0% | 0% | 0% | 0 | 0 | 0 | 0 | 0 | 0 | 0 | 0 | 1458 | 0 | 0 | 0 | 0 | 0 | 0 | 0 | 0 | 0 | 0 | 0 | 0 | 0 | 0 | 0 | 0 | 0 | 0 |  | 2725 | CB 1458 | [40 empty] | 0 | 0 | 0 |  |  |  | 0 | 5000000
CB 113 | 0 | 0 | 0 | 0 | 0% | 0% | 0% | 0 | 0 | 0 | 0 | 0 | 0 | 0 | 0 | 113 | 0 | 0 | 0 | 0 | 0 | 0 | 0 | 0 | 0 | 0 | 0 | 0 | 0 | 0 | 0 | 0 | 0 | 0 |  | 2726 | CB 113 | [40 empty] | 0 | 0 | 0 |  |  |  | 0 | 5000000
CB 1130 | 0 | 0 | 0 | 0 | 0% | 0% | 0% | 0 | 0 | 0 | 0 | 0 | 0 | 0 | 0 | 1130 | 0 | 0 | 0 | 0 | 0 | 0 | 0 | 0 | 0 | 0 | 0 | 0 | 0 | 0 | 0 | 0 | 0 | 0 |  | 2727 | CB 1130 | [40 empty] | 0 | 0 | 0 |  |  |  | 0 | 5000000
CB 1131 | 0 | 0 | 0 | 0 | 0% | 0% | 0% | 0 | 0 | 0 | 0 | 0 | 0 | 0 | 0 | 1131 | 0 | 0 | 0 | 0 | 0 | 0 | 0 | 0 | 0 | 0 | 0 | 0 | 0 | 0 | 0 | 0 | 0 | 0 |  | 2728 | CB 1131 | [40 empty] | 0 | 0 | 0 |  |  |  | 0 | 5000000
CB 1132 | 0 | 0 | 0 | 0 | 0% | 0% | 0% | 0 | 0 | 0 | 0 | 0 | 0 | 0 | 0 | 1132 | 0 | 0 | 0 | 0 | 0 | 0 | 0 | 0 | 0 | 0 | 0 | 0 | 0 | 0 | 0 | 0 | 0 | 0 |  | 2729 | CB 1132 | [40 empty] | 0 | 0 | 0 |  |  |  | 0 | 5000000
CB 1133 | 0 | 0 | 0 | 0 | 0% | 0% | 0% | 0 | 0 | 0 | 0 | 0 | 0 | 0 | 0 | 1133 | 0 | 0 | 0 | 0 | 0 | 0 | 0 | 0 | 0 | 0 | 0 | 0 | 0 | 0 | 0 | 0 | 0 | 0 |  | 2730 | CB 1133 | [40 empty] | 0 | 0 | 0 |  |  |  | 0 | 5000000
CB 1447 | 0 | 0 | 0 | 0 | 0% | 0% | 0% | 0 | 0 | 0 | 0 | 0 | 0 | 0 | 0 | 1447 | 0 | 0 | 0 | 0 | 0 | 0 | 0 | 0 | 0 | 0 | 0 | 0 | 0 | 0 | 0 | 0 | 0 | 0 |  | 2731 | CB 1447 | [40 empty] | 0 | 0 | 0 |  |  |  | 0 | 5000000
CB 1117 | 0 | 0 | 0 | 0 | 0% | 0% | 0% | 0 | 0 | 0 | 0 | 0 | 0 | 0 | 0 | 1117 | 0 | 0 | 0 | 0 | 0 | 0 | 0 | 0 | 0 | 0 | 0 | 0 | 0 | 0 | 0 | 0 | 0 | 0 |  | 2732 | CB 1117 | [40 empty] | 0 | 0 | 0 |  |  |  | 0 | 5000000
CB 115 | 0 | 0 | 0 | 0 | 0% | 0% | 0% | 0 | 0 | 0 | 0 | 0 | 0 | 0 | 0 | 115 | 0 | 0 | 0 | 0 | 0 | 0 | 0 | 0 | 0 | 0 | 0 | 0 | 0 | 0 | 0 | 0 | 0 | 0 |  | 2733 | CB 115 | [40 empty] | 0 | 0 | 0 |  |  |  | 0 | 5000000
CB 1445 | 0 | 0 | 0 | 0 | 0% | 0% | 0% | 0 | 0 | 0 | 0 | 0 | 0 | 0 | 0 | 1445 | 0 | 0 | 0 | 0 | 0 | 0 | 0 | 0 | 0 | 0 | 0 | 0 | 0 | 0 | 0 | 0 | 0 | 0 |  | 2734 | CB 1445 | [40 empty] | 0 | 0 | 0 |  |  |  | 0 | 5000000
CB 1444 | 0 | 0 | 0 | 0 | 0% | 0% | 0% | 0 | 0 | 0 | 0 | 0 | 0 | 0 | 0 | 1444 | 0 | 0 | 0 | 0 | 0 | 0 | 0 | 0 | 0 | 0 | 0 | 0 | 0 | 0 | 0 | 0 | 0 | 0 |  | 2735 | CB 1444 | [40 empty] | 0 | 0 | 0 |  |  |  | 0 | 5000000
CB 1443 | 0 | 0 | 0 | 0 | 0% | 0% | 0% | 0 | 0 | 0 | 0 | 0 | 0 | 0 | 0 | 1443 | 0 | 0 | 0 | 0 | 0 | 0 | 0 | 0 | 0 | 0 | 0 | 0 | 0 | 0 | 0 | 0 | 0 | 0 |  | 2736 | CB 1443 | [40 empty] | 0 | 0 | 0 |  |  |  | 0 | 5000000
CB 117 | 0 | 0 | 0 | 0 | 0% | 0% | 0% | 0 | 0 | 0 | 0 | 0 | 0 | 0 | 0 | 117 | 0 | 0 | 0 | 0 | 0 | 0 | 0 | 0 | 0 | 0 | 0 | 0 | 0 | 0 | 0 | 0 | 0 | 0 |  | 2737 | CB 117 | [40 empty] | 0 | 0 | 0 |  |  |  | 0 | 5000000
CB 1442 | 0 | 0 | 0 | 0 | 0% | 0% | 0% | 0 | 0 | 0 | 0 | 0 | 0 | 0 | 0 | 1442 | 0 | 0 | 0 | 0 | 0 | 0 | 0 | 0 | 0 | 0 | 0 | 0 | 0 | 0 | 0 | 0 | 0 | 0 |  | 2738 | CB 1442 | [40 empty] | 0 | 0 | 0 |  |  |  | 0 | 5000000
CB 1440 | 0 | 0 | 0 | 0 | 0% | 0% | 0% | 0 | 0 | 0 | 0 | 0 | 0 | 0 | 0 | 1440 | 0 | 0 | 0 | 0 | 0 | 0 | 0 | 0 | 0 | 0 | 0 | 0 | 0 | 0 | 0 | 0 | 0 | 0 |  | 2739 | CB 1440 | [40 empty] | 0 | 0 | 0 |  |  |  | 0 | 5000000
CB 1439 | 0 | 0 | 0 | 0 | 0% | 0% | 0% | 0 | 0 | 0 | 0 | 0 | 0 | 0 | 0 | 1439 | 0 | 0 | 0 | 0 | 0 | 0 | 0 | 0 | 0 | 0 | 0 | 0 | 0 | 0 | 0 | 0 | 0 | 0 |  | 2740 | CB 1439 | [40 empty] | 0 | 0 | 0 |  |  |  | 0 | 5000000
CB 1118 | 0 | 0 | 0 | 0 | 0% | 0% | 0% | 0 | 0 | 0 | 0 | 0 | 0 | 0 | 0 | 1118 | 0 | 0 | 0 | 0 | 0 | 0 | 0 | 0 | 0 | 0 | 0 | 0 | 0 | 0 | 0 | 0 | 0 | 0 |  | 2741 | CB 1118 | [40 empty] | 0 | 0 | 0 |  |  |  | 0 | 5000000
CB 111 | 0 | 0 | 0 | 0 | 0% | 0% | 0% | 0 | 0 | 0 | 0 | 0 | 0 | 0 | 0 | 111 | 0 | 0 | 0 | 0 | 0 | 0 | 0 | 0 | 0 | 0 | 0 | 0 | 0 | 0 | 0 | 0 | 0 | 0 |  | 2742 | CB 111 | [40 empty] | 0 | 0 | 0 |  |  |  | 0 | 5000000
CB 1437 | 0 | 0 | 0 | 0 | 0% | 0% | 0% | 0 | 0 | 0 | 0 | 0 | 0 | 0 | 0 | 1437 | 0 | 0 | 0 | 0 | 0 | 0 | 0 | 0 | 0 | 0 | 0 | 0 | 0 | 0 | 0 | 0 | 0 | 0 |  | 2743 | CB 1437 | [40 empty] | 0 | 0 | 0 |  |  |  | 0 | 5000000
CB 152 | 0 | 0 | 0 | 0 | 0% | 0% | 0% | 0 | 0 | 0 | 0 | 0 | 0 | 0 | 0 | 152 | 0 | 0 | 0 | 0 | 0 | 0 | 0 | 0 | 0 | 0 | 0 | 0 | 0 | 0 | 0 | 0 | 0 | 0 |  | 2744 | CB 152 | [40 empty] | 0 | 0 | 0 |  |  |  | 0 | 5000000
CB 1070 | 0 | 0 | 0 | 0 | 0% | 0% | 0% | 0 | 0 | 0 | 0 | 0 | 0 | 0 | 0 | 1070 | 0 | 0 | 0 | 0 | 0 | 0 | 0 | 0 | 0 | 0 | 0 | 0 | 0 | 0 | 0 | 0 | 0 | 0 |  | 2745 | CB 1070 | [40 empty] | 0 | 0 | 0 |  |  |  | 0 | 5000000
CB 1071 | 0 | 0 | 0 | 0 | 0% | 0% | 0% | 0 | 0 | 0 | 0 | 0 | 0 | 0 | 0 | 1071 | 0 | 0 | 0 | 0 | 0 | 0 | 0 | 0 | 0 | 0 | 0 | 0 | 0 | 0 | 0 | 0 | 0 | 0 |  | 2746 | CB 1071 | [40 empty] | 0 | 0 | 0 |  |  |  | 0 | 5000000
CB 1072 | 0 | 0 | 0 | 0 | 0% | 0% | 0% | 0 | 0 | 0 | 0 | 0 | 0 | 0 | 0 | 1072 | 0 | 0 | 0 | 0 | 0 | 0 | 0 | 0 | 0 | 0 | 0 | 0 | 0 | 0 | 0 | 0 | 0 | 0 |  | 2747 | CB 1072 | [40 empty] | 0 | 0 | 0 |  |  |  | 0 | 5000000
CB 167 | 0 | 0 | 0 | 0 | 0% | 0% | 0% | 0 | 0 | 0 | 0 | 0 | 0 | 0 | 0 | 167 | 0 | 0 | 0 | 0 | 0 | 0 | 0 | 0 | 0 | 0 | 0 | 0 | 0 | 0 | 0 | 0 | 0 | 0 |  | 2748 | CB 167 | [40 empty] | 0 | 0 | 0 |  |  |  | 0 | 5000000
CB 165 | 0 | 0 | 0 | 0 | 0% | 0% | 0% | 0 | 0 | 0 | 0 | 0 | 0 | 0 | 0 | 165 | 0 | 0 | 0 | 0 | 0 | 0 | 0 | 0 | 0 | 0 | 0 | 0 | 0 | 0 | 0 | 0 | 0 | 0 |  | 2749 | CB 165 | [40 empty] | 0 | 0 | 0 |  |  |  | 0 | 5000000
CB 1078 | 0 | 0 | 0 | 0 | 0% | 0% | 0% | 0 | 0 | 0 | 0 | 0 | 0 | 0 | 0 | 1078 | 0 | 0 | 0 | 0 | 0 | 0 | 0 | 0 | 0 | 0 | 0 | 0 | 0 | 0 | 0 | 0 | 0 | 0 |  | 2750 | CB 1078 | [40 empty] | 0 | 0 | 0 |  |  |  | 0 | 5000000
CB 108 | 0 | 0 | 0 | 0 | 0% | 0% | 0% | 0 | 0 | 0 | 0 | 0 | 0 | 0 | 0 | 108 | 0 | 0 | 0 | 0 | 0 | 0 | 0 | 0 | 0 | 0 | 0 | 0 | 0 | 0 | 0 | 0 | 0 | 0 |  | 2751 | CB 108 | [40 empty] | 0 | 0 | 0 |  |  |  | 0 | 5000000
CB 109 | 0 | 0 | 0 | 0 | 0% | 0% | 0% | 0 | 0 | 0 | 0 | 0 | 0 | 0 | 0 | 109 | 0 | 0 | 0 | 0 | 0 | 0 | 0 | 0 | 0 | 0 | 0 | 0 | 0 | 0 | 0 | 0 | 0 | 0 |  | 2752 | CB 109 | [40 empty] | 0 | 0 | 0 |  |  |  | 0 | 5000000
CB 150 | 0 | 0 | 0 | 0 | 0% | 0% | 0% | 0 | 0 | 0 | 0 | 0 | 0 | 0 | 0 | 150 | 0 | 0 | 0 | 0 | 0 | 0 | 0 | 0 | 0 | 0 | 0 | 0 | 0 | 0 | 0 | 0 | 0 | 0 |  | 2753 | CB 150 | [40 empty] | 0 | 0 | 0 |  |  |  | 0 | 5000000
CB 1480 | 0 | 0 | 0 | 0 | 0% | 0% | 0% | 0 | 0 | 0 | 0 | 0 | 0 | 0 | 0 | 1480 | 0 | 0 | 0 | 0 | 0 | 0 | 0 | 0 | 0 | 0 | 0 | 0 | 0 | 0 | 0 | 0 | 0 | 0 |  | 2754 | CB 1480 | [40 empty] | 0 | 0 | 0 |  |  |  | 0 | 5000000
CB 110 | 0 | 0 | 0 | 0 | 0% | 0% | 0% | 0 | 0 | 0 | 0 | 0 | 0 | 0 | 0 | 110 | 0 | 0 | 0 | 0 | 0 | 0 | 0 | 0 | 0 | 0 | 0 | 0 | 0 | 0 | 0 | 0 | 0 | 0 |  | 2755 | CB 110 | [40 empty] | 0 | 0 | 0 |  |  |  | 0 | 5000000
CB 1100 | 0 | 0 | 0 | 0 | 0% | 0% | 0% | 0 | 0 | 0 | 0 | 0 | 0 | 0 | 0 | 1100 | 0 | 0 | 0 | 0 | 0 | 0 | 0 | 0 | 0 | 0 | 0 | 0 | 0 | 0 | 0 | 0 | 0 | 0 |  | 2756 | CB 1100 | [40 empty] | 0 | 0 | 0 |  |  |  | 0 | 5000000
CB 1483 | 0 | 0 | 0 | 0 | 0% | 0% | 0% | 0 | 0 | 0 | 0 | 0 | 0 | 0 | 0 | 1483 | 0 | 0 | 0 | 0 | 0 | 0 | 0 | 0 | 0 | 0 | 0 | 0 | 0 | 0 | 0 | 0 | 0 | 0 |  | 2757 | CB 1483 | [40 empty] | 0 | 0 | 0 |  |  |  | 0 | 5000000
CB 1481 | 0 | 0 | 0 | 0 | 0% | 0% | 0% | 0 | 0 | 0 | 0 | 0 | 0 | 0 | 0 | 1481 | 0 | 0 | 0 | 0 | 0 | 0 | 0 | 0 | 0 | 0 | 0 | 0 | 0 | 0 | 0 | 0 | 0 | 0 |  | 2758 | CB 1481 | [40 empty] | 0 | 0 | 0 |  |  |  | 0 | 5000000
CB 1102 | 0 | 0 | 0 | 0 | 0% | 0% | 0% | 0 | 0 | 0 | 0 | 0 | 0 | 0 | 0 | 1102 | 0 | 0 | 0 | 0 | 0 | 0 | 0 | 0 | 0 | 0 | 0 | 0 | 0 | 0 | 0 | 0 | 0 | 0 |  | 2759 | CB 1102 | [40 empty] | 0 | 0 | 0 |  |  |  | 0 | 5000000
CB 1103 | 0 | 0 | 0 | 0 | 0% | 0% | 0% | 0 | 0 | 0 | 0 | 0 | 0 | 0 | 0 | 1103 | 0 | 0 | 0 | 0 | 0 | 0 | 0 | 0 | 0 | 0 | 0 | 0 | 0 | 0 | 0 | 0 | 0 | 0 |  | 2760 | CB 1103 | [40 empty] | 0 | 0 | 0 |  |  |  | 0 | 5000000
CB 1104 | 0 | 0 | 0 | 0 | 0% | 0% | 0% | 0 | 0 | 0 | 0 | 0 | 0 | 0 | 0 | 1104 | 0 | 0 | 0 | 0 | 0 | 0 | 0 | 0 | 0 | 0 | 0 | 0 | 0 | 0 | 0 | 0 | 0 | 0 |  | 2761 | CB 1104 | [40 empty] | 0 | 0 | 0 |  |  |  | 0 | 5000000
CB 1105 | 0 | 0 | 0 | 0 | 0% | 0% | 0% | 0 | 0 | 0 | 0 | 0 | 0 | 0 | 0 | 1105 | 0 | 0 | 0 | 0 | 0 | 0 | 0 | 0 | 0 | 0 | 0 | 0 | 0 | 0 | 0 | 0 | 0 | 0 |  | 2762 | CB 1105 | [40 empty] | 0 | 0 | 0 |  |  |  | 0 | 5000000
CB 118 | 0 | 0 | 0 | 0 | 0% | 0% | 0% | 0 | 0 | 0 | 0 | 0 | 0 | 0 | 0 | 118 | 0 | 0 | 0 | 0 | 0 | 0 | 0 | 0 | 0 | 0 | 0 | 0 | 0 | 0 | 0 | 0 | 0 | 0 |  | 2763 | CB 118 | [40 empty] | 0 | 0 | 0 |  |  |  | 0 | 5000000
CB 1435 | 0 | 0 | 0 | 0 | 0% | 0% | 0% | 0 | 0 | 0 | 0 | 0 | 0 | 0 | 0 | 1435 | 0 | 0 | 0 | 0 | 0 | 0 | 0 | 0 | 0 | 0 | 0 | 0 | 0 | 0 | 0 | 0 | 0 | 0 |  | 2764 | CB 1435 | [40 empty] | 0 | 0 | 0 |  |  |  | 0 | 5000000
985-47F | 0 | 0 | 0 | 0 | 0% | 0% | 0% | 0 | 0 | 0 | 0 | 0 | 0 | 0 | 0 | 985 | 0 | 0 | 0 | 0 | 0 | 0 | 0 | 0 | 0 | 0 | 0 | 0 | 0 | 0 | 0 | 0 | 0 | 0 |  | 2765 | 985-47F | [40 empty] | 0 | 0 | 0 |  |  |  | 0 | 5000000
CB 1253 | 0 | 0 | 0 | 0 | 0% | 0% | 0% | 0 | 0 | 0 | 0 | 0 | 0 | 0 | 0 | 1253 | 0 | 0 | 0 | 0 | 0 | 0 | 0 | 0 | 0 | 0 | 0 | 0 | 0 | 0 | 0 | 0 | 0 | 0 |  | 2766 | CB 1253 | [40 empty] | 0 | 0 | 0 |  |  |  | 0 | 5000000
CB 1244 | 0 | 0 | 0 | 0 | 0% | 0% | 0% | 0 | 0 | 0 | 0 | 0 | 0 | 0 | 0 | 1244 | 0 | 0 | 0 | 0 | 0 | 0 | 0 | 0 | 0 | 0 | 0 | 0 | 0 | 0 | 0 | 0 | 0 | 0 |  | 2767 | CB 1244 | [40 empty] | 0 | 0 | 0 |  |  |  | 0 | 5000000
CB 1246 | 0 | 0 | 0 | 0 | 0% | 0% | 0% | 0 | 0 | 0 | 0 | 0 | 0 | 0 | 0 | 1246 | 0 | 0 | 0 | 0 | 0 | 0 | 0 | 0 | 0 | 0 | 0 | 0 | 0 | 0 | 0 | 0 | 0 | 0 |  | 2768 | CB 1246 | [40 empty] | 0 | 0 | 0 |  |  |  | 0 | 5000000
CB 1247 | 0 | 0 | 0 | 0 | 0% | 0% | 0% | 0 | 0 | 0 | 0 | 0 | 0 | 0 | 0 | 1247 | 0 | 0 | 0 | 0 | 0 | 0 | 0 | 0 | 0 | 0 | 0 | 0 | 0 | 0 | 0 | 0 | 0 | 0 |  | 2769 | CB 1247 | [40 empty] | 0 | 0 | 0 |  |  |  | 0 | 5000000
CB 1248 | 0 | 0 | 0 | 0 | 0% | 0% | 0% | 0 | 0 | 0 | 0 | 0 | 0 | 0 | 0 | 1248 | 0 | 0 | 0 | 0 | 0 | 0 | 0 | 0 | 0 | 0 | 0 | 0 | 0 | 0 | 0 | 0 | 0 | 0 |  | 2770 | CB 1248 | [40 empty] | 0 | 0 | 0 |  |  |  | 0 | 5000000
CB 125 | 0 | 0 | 0 | 0 | 0% | 0% | 0% | 0 | 0 | 0 | 0 | 0 | 0 | 0 | 0 | 125 | 0 | 0 | 0 | 0 | 0 | 0 | 0 | 0 | 0 | 0 | 0 | 0 | 0 | 0 | 0 | 0 | 0 | 0 |  | 2771 | CB 125 | [40 empty] | 0 | 0 | 0 |  |  |  | 0 | 5000000
CB 1288 | 0 | 0 | 0 | 0 | 0% | 0% | 0% | 0 | 0 | 0 | 0 | 0 | 0 | 0 | 0 | 1288 | 0 | 0 | 0 | 0 | 0 | 0 | 0 | 0 | 0 | 0 | 0 | 0 | 0 | 0 | 0 | 0 | 0 | 0 |  | 2772 | CB 1288 | [40 empty] | 0 | 0 | 0 |  |  |  | 0 | 5000000
CB 1251 | 0 | 0 | 0 | 0 | 0% | 0% | 0% | 0 | 0 | 0 | 0 | 0 | 0 | 0 | 0 | 1251 | 0 | 0 | 0 | 0 | 0 | 0 | 0 | 0 | 0 | 0 | 0 | 0 | 0 | 0 | 0 | 0 | 0 | 0 |  | 2773 | CB 1251 | [40 empty] | 0 | 0 | 0 |  |  |  | 0 | 5000000
CB 1252 | 0 | 0 | 0 | 0 | 0% | 0% | 0% | 0 | 0 | 0 | 0 | 0 | 0 | 0 | 0 | 1252 | 0 | 0 | 0 | 0 | 0 | 0 | 0 | 0 | 0 | 0 | 0 | 0 | 0 | 0 | 0 | 0 | 0 | 0 |  | 2774 | CB 1252 | [40 empty] | 0 | 0 | 0 |  |  |  | 0 | 5000000
CB 1256 | 0 | 0 | 0 | 0 | 0% | 0% | 0% | 0 | 0 | 0 | 0 | 0 | 0 | 0 | 0 | 1256 | 0 | 0 | 0 | 0 | 0 | 0 | 0 | 0 | 0 | 0 | 0 | 0 | 0 | 0 | 0 | 0 | 0 | 0 |  | 2775 | CB 1256 | [40 empty] | 0 | 0 | 0 |  |  |  | 0 | 5000000
CB 132 | 0 | 0 | 0 | 0 | 0% | 0% | 0% | 0 | 0 | 0 | 0 | 0 | 0 | 0 | 0 | 132 | 0 | 0 | 0 | 0 | 0 | 0 | 0 | 0 | 0 | 0 | 0 | 0 | 0 | 0 | 0 | 0 | 0 | 0 |  | 2776 | CB 132 | [40 empty] | 0 | 0 | 0 |  |  |  | 0 | 5000000
CB 1257 | 0 | 0 | 0 | 0 | 0% | 0% | 0% | 0 | 0 | 0 | 0 | 0 | 0 | 0 | 0 | 1257 | 0 | 0 | 0 | 0 | 0 | 0 | 0 | 0 | 0 | 0 | 0 | 0 | 0 | 0 | 0 | 0 | 0 | 0 |  | 2777 | CB 1257 | [40 empty] | 0 | 0 | 0 |  |  |  | 0 | 5000000
CB 1258 | 0 | 0 | 0 | 0 | 0% | 0% | 0% | 0 | 0 | 0 | 0 | 0 | 0 | 0 | 0 | 1258 | 0 | 0 | 0 | 0 | 0 | 0 | 0 | 0 | 0 | 0 | 0 | 0 | 0 | 0 | 0 | 0 | 0 | 0 |  | 2778 | CB 1258 | [40 empty] | 0 | 0 | 0 |  |  |  | 0 | 5000000
CB 1259 | 0 | 0 | 0 | 0 | 0% | 0% | 0% | 0 | 0 | 0 | 0 | 0 | 0 | 0 | 0 | 1259 | 0 | 0 | 0 | 0 | 0 | 0 | 0 | 0 | 0 | 0 | 0 | 0 | 0 | 0 | 0 | 0 | 0 | 0 |  | 2779 | CB 1259 | [40 empty] | 0 | 0 | 0 |  |  |  | 0 | 5000000
CB 126 | 0 | 0 | 0 | 0 | 0% | 0% | 0% | 0 | 0 | 0 | 0 | 0 | 0 | 0 | 0 | 126 | 0 | 0 | 0 | 0 | 0 | 0 | 0 | 0 | 0 | 0 | 0 | 0 | 0 | 0 | 0 | 0 | 0 | 0 |  | 2780 | CB 126 | [40 empty] | 0 | 0 | 0 |  |  |  | 0 | 5000000
CB 1260 | 0 | 0 | 0 | 0 | 0% | 0% | 0% | 0 | 0 | 0 | 0 | 0 | 0 | 0 | 0 | 1260 | 0 | 0 | 0 | 0 | 0 | 0 | 0 | 0 | 0 | 0 | 0 | 0 | 0 | 0 | 0 | 0 | 0 | 0 |  | 2781 | CB 1260 | [40 empty] | 0 | 0 | 0 |  |  |  | 0 | 5000000
CB 1266 | 0 | 0 | 0 | 0 | 0% | 0% | 0% | 0 | 0 | 0 | 0 | 0 | 0 | 0 | 0 | 1266 | 0 | 0 | 0 | 0 | 0 | 0 | 0 | 0 | 0 | 0 | 0 | 0 | 0 | 0 | 0 | 0 | 0 | 0 |  | 2782 | CB 1266 | [40 empty] | 0 | 0 | 0 |  |  |  | 0 | 5000000
CB 1269 | 0 | 0 | 0 | 0 | 0% | 0% | 0% | 0 | 0 | 0 | 0 | 0 | 0 | 0 | 0 | 1269 | 0 | 0 | 0 | 0 | 0 | 0 | 0 | 0 | 0 | 0 | 0 | 0 | 0 | 0 | 0 | 0 | 0 | 0 |  | 2783 | CB 1269 | [40 empty] | 0 | 0 | 0 |  |  |  | 0 | 5000000
CB 127 | 0 | 0 | 0 | 0 | 0% | 0% | 0% | 0 | 0 | 0 | 0 | 0 | 0 | 0 | 0 | 127 | 0 | 0 | 0 | 0 | 0 | 0 | 0 | 0 | 0 | 0 | 0 | 0 | 0 | 0 | 0 | 0 | 0 | 0 |  | 2784 | CB 127 | [40 empty] | 0 | 0 | 0 |  |  |  | 0 | 5000000
CB 1242 | 0 | 0 | 0 | 0 | 0% | 0% | 0% | 0 | 0 | 0 | 0 | 0 | 0 | 0 | 0 | 1242 | 0 | 0 | 0 | 0 | 0 | 0 | 0 | 0 | 0 | 0 | 0 | 0 | 0 | 0 | 0 | 0 | 0 | 0 |  | 2785 | CB 1242 | [40 empty] | 0 | 0 | 0 |  |  |  | 0 | 5000000
CB 134 | 0 | 0 | 0 | 0 | 0% | 0% | 0% | 0 | 0 | 0 | 0 | 0 | 0 | 0 | 0 | 134 | 0 | 0 | 0 | 0 | 0 | 0 | 0 | 0 | 0 | 0 | 0 | 0 | 0 | 0 | 0 | 0 | 0 | 0 |  | 2786 | CB 134 | [40 empty] | 0 | 0 | 0 |  |  |  | 0 | 5000000
CB 1181 | 0 | 0 | 0 | 0 | 0% | 0% | 0% | 0 | 0 | 0 | 0 | 0 | 0 | 0 | 0 | 1181 | 0 | 0 | 0 | 0 | 0 | 0 | 0 | 0 | 0 | 0 | 0 | 0 | 0 | 0 | 0 | 0 | 0 | 0 |  | 2787 | CB 1181 | [40 empty] | 0 | 0 | 0 |  |  |  | 0 | 5000000
CB 1409 | 0 | 0 | 0 | 0 | 0% | 0% | 0% | 0 | 0 | 0 | 0 | 0 | 0 | 0 | 0 | 1409 | 0 | 0 | 0 | 0 | 0 | 0 | 0 | 0 | 0 | 0 | 0 | 0 | 0 | 0 | 0 | 0 | 0 | 0 |  | 2788 | CB 1409 | [40 empty] | 0 | 0 | 0 |  |  |  | 0 | 5000000
CB 1420 | 0 | 0 | 0 | 0 | 0% | 0% | 0% | 0 | 0 | 0 | 0 | 0 | 0 | 0 | 0 | 1420 | 0 | 0 | 0 | 0 | 0 | 0 | 0 | 0 | 0 | 0 | 0 | 0 | 0 | 0 | 0 | 0 | 0 | 0 |  | 2789 | CB 1420 | [40 empty] | 0 | 0 | 0 |  |  |  | 0 | 5000000
CB 119 | 0 | 0 | 0 | 0 | 0% | 0% | 0% | 0 | 0 | 0 | 0 | 0 | 0 | 0 | 0 | 119 | 0 | 0 | 0 | 0 | 0 | 0 | 0 | 0 | 0 | 0 | 0 | 0 | 0 | 0 | 0 | 0 | 0 | 0 |  | 2790 | CB 119 | [40 empty] | 0 | 0 | 0 |  |  |  | 0 | 5000000
CB 1419 | 0 | 0 | 0 | 0 | 0% | 0% | 0% | 0 | 0 | 0 | 0 | 0 | 0 | 0 | 0 | 1419 | 0 | 0 | 0 | 0 | 0 | 0 | 0 | 0 | 0 | 0 | 0 | 0 | 0 | 0 | 0 | 0 | 0 | 0 |  | 2791 | CB 1419 | [40 empty] | 0 | 0 | 0 |  |  |  | 0 | 5000000
CB 1415 | 0 | 0 | 0 | 0 | 0% | 0% | 0% | 0 | 0 | 0 | 0 | 0 | 0 | 0 | 0 | 1415 | 0 | 0 | 0 | 0 | 0 | 0 | 0 | 0 | 0 | 0 | 0 | 0 | 0 | 0 | 0 | 0 | 0 | 0 |  | 2792 | CB 1415 | [40 empty] | 0 | 0 | 0 |  |  |  | 0 | 5000000
CB 1414 | 0 | 0 | 0 | 0 | 0% | 0% | 0% | 0 | 0 | 0 | 0 | 0 | 0 | 0 | 0 | 1414 | 0 | 0 | 0 | 0 | 0 | 0 | 0 | 0 | 0 | 0 | 0 | 0 | 0 | 0 | 0 | 0 | 0 | 0 |  | 2793 | CB 1414 | [40 empty] | 0 | 0 | 0 |  |  |  | 0 | 5000000
CB 1410 | 0 | 0 | 0 | 0 | 0% | 0% | 0% | 0 | 0 | 0 | 0 | 0 | 0 | 0 | 0 | 1410 | 0 | 0 | 0 | 0 | 0 | 0 | 0 | 0 | 0 | 0 | 0 | 0 | 0 | 0 | 0 | 0 | 0 | 0 |  | 2794 | CB 1410 | [40 empty] | 0 | 0 | 0 |  |  |  | 0 | 5000000
CB 1201 | 0 | 0 | 0 | 0 | 0% | 0% | 0% | 0 | 0 | 0 | 0 | 0 | 0 | 0 | 0 | 1201 | 0 | 0 | 0 | 0 | 0 | 0 | 0 | 0 | 0 | 0 | 0 | 0 | 0 | 0 | 0 | 0 | 0 | 0 |  | 2795 | CB 1201 | [40 empty] | 0 | 0 | 0 |  |  |  | 0 | 5000000
CB 1202 | 0 | 0 | 0 | 0 | 0% | 0% | 0% | 0 | 0 | 0 | 0 | 0 | 0 | 0 | 0 | 1202 | 0 | 0 | 0 | 0 | 0 | 0 | 0 | 0 | 0 | 0 | 0 | 0 | 0 | 0 | 0 | 0 | 0 | 0 |  | 2796 | CB 1202 | [40 empty] | 0 | 0 | 0 |  |  |  | 0 | 5000000
CB 121 | 0 | 0 | 0 | 0 | 0% | 0% | 0% | 0 | 0 | 0 | 0 | 0 | 0 | 0 | 0 | 121 | 0 | 0 | 0 | 0 | 0 | 0 | 0 | 0 | 0 | 0 | 0 | 0 | 0 | 0 | 0 | 0 | 0 | 0 |  | 2797 | CB 121 | [40 empty] | 0 | 0 | 0 |  |  |  | 0 | 5000000
CB 1226 | 0 | 0 | 0 | 0 | 0% | 0% | 0% | 0 | 0 | 0 | 0 | 0 | 0 | 0 | 0 | 1226 | 0 | 0 | 0 | 0 | 0 | 0 | 0 | 0 | 0 | 0 | 0 | 0 | 0 | 0 | 0 | 0 | 0 | 0 |  | 2798 | CB 1226 | [40 empty] | 0 | 0 | 0 |  |  |  | 0 | 5000000
CB 1408 | 0 | 0 | 0 | 0 | 0% | 0% | 0% | 0 | 0 | 0 | 0 | 0 | 0 | 0 | 0 | 1408 | 0 | 0 | 0 | 0 | 0 | 0 | 0 | 0 | 0 | 0 | 0 | 0 | 0 | 0 | 0 | 0 | 0 | 0 |  | 2799 | CB 1408 | [40 empty] | 0 | 0 | 0 |  |  |  | 0 | 5000000
CB 1221 | 0 | 0 | 0 | 0 | 0% | 0% | 0% | 0 | 0 | 0 | 0 | 0 | 0 | 0 | 0 | 1221 | 0 | 0 | 0 | 0 | 0 | 0 | 0 | 0 | 0 | 0 | 0 | 0 | 0 | 0 | 0 | 0 | 0 | 0 |  | 2800 | CB 1221 | [40 empty] | 0 | 0 | 0 |  |  |  | 0 | 5000000
CB 1407 | 0 | 0 | 0 | 0 | 0% | 0% | 0% | 0 | 0 | 0 | 0 | 0 | 0 | 0 | 0 | 1407 | 0 | 0 | 0 | 0 | 0 | 0 | 0 | 0 | 0 | 0 | 0 | 0 | 0 | 0 | 0 | 0 | 0 | 0 |  | 2801 | CB 1407 | [40 empty] | 0 | 0 | 0 |  |  |  | 0 | 5000000
CB 1222 | 0 | 0 | 0 | 0 | 0% | 0% | 0% | 0 | 0 | 0 | 0 | 0 | 0 | 0 | 0 | 1222 | 0 | 0 | 0 | 0 | 0 | 0 | 0 | 0 | 0 | 0 | 0 | 0 | 0 | 0 | 0 | 0 | 0 | 0 |  | 2802 | CB 1222 | [40 empty] | 0 | 0 | 0 |  |  |  | 0 | 5000000
CB 1223 | 0 | 0 | 0 | 0 | 0% | 0% | 0% | 0 | 0 | 0 | 0 | 0 | 0 | 0 | 0 | 1223 | 0 | 0 | 0 | 0 | 0 | 0 | 0 | 0 | 0 | 0 | 0 | 0 | 0 | 0 | 0 | 0 | 0 | 0 |  | 2803 | CB 1223 | [40 empty] | 0 | 0 | 0 |  |  |  | 0 | 5000000
CB 139 | 0 | 0 | 0 | 0 | 0% | 0% | 0% | 0 | 0 | 0 | 0 | 0 | 0 | 0 | 0 | 139 | 0 | 0 | 0 | 0 | 0 | 0 | 0 | 0 | 0 | 0 | 0 | 0 | 0 | 0 | 0 | 0 | 0 | 0 |  | 2804 | CB 139 | [40 empty] | 0 | 0 | 0 |  |  |  | 0 | 5000000
CB 1224 | 0 | 0 | 0 | 0 | 0% | 0% | 0% | 0 | 0 | 0 | 0 | 0 | 0 | 0 | 0 | 1224 | 0 | 0 | 0 | 0 | 0 | 0 | 0 | 0 | 0 | 0 | 0 | 0 | 0 | 0 | 0 | 0 | 0 | 0 |  | 2805 | CB 1224 | [40 empty] | 0 | 0 | 0 |  |  |  | 0 | 5000000
CB 1225 | 0 | 0 | 0 | 0 | 0% | 0% | 0% | 0 | 0 | 0 | 0 | 0 | 0 | 0 | 0 | 1225 | 0 | 0 | 0 | 0 | 0 | 0 | 0 | 0 | 0 | 0 | 0 | 0 | 0 | 0 | 0 | 0 | 0 | 0 |  | 2806 | CB 1225 | [40 empty] | 0 | 0 | 0 |  |  |  | 0 | 5000000
CB 1060 | 0 | 0 | 0 | 0 | 0% | 0% | 0% | 0 | 0 | 0 | 0 | 0 | 0 | 0 | 0 | 1060 | 0 | 0 | 0 | 0 | 0 | 0 | 0 | 0 | 0 | 0 | 0 | 0 | 0 | 0 | 0 | 0 | 0 | 0 |  | 2807 | CB 1060 | [40 empty] | 0 | 0 | 0 |  |  |  | 0 | 5000000
CB 106 | 0 | 0 | 0 | 0 | 0% | 0% | 0% | 0 | 0 | 0 | 0 | 0 | 0 | 0 | 0 | 106 | 0 | 0 | 0 | 0 | 0 | 0 | 0 | 0 | 0 | 0 | 0 | 0 | 0 | 0 | 0 | 0 | 0 | 0 |  | 2808 | CB 106 | [40 empty] | 0 | 0 | 0 |  |  |  | 0 | 5000000
CB 105 | 0 | 0 | 0 | 0 | 0% | 0% | 0% | 0 | 0 | 0 | 0 | 0 | 0 | 0 | 0 | 105 | 0 | 0 | 0 | 0 | 0 | 0 | 0 | 0 | 0 | 0 | 0 | 0 | 0 | 0 | 0 | 0 | 0 | 0 |  | 2809 | CB 105 | [40 empty] | 0 | 0 | 0 |  |  |  | 0 | 5000000
992-1 | 0 | 0 | 0 | 0 | 0% | 0% | 0% | 0 | 0 | 0 | 0 | 0 | 0 | 0 | 0 | 992 | 0 | 0 | 0 | 0 | 0 | 0 | 0 | 0 | 0 | 0 | 0 | 0 | 0 | 0 | 0 | 0 | 0 | 0 |  | 2810 | 992-1 | [40 empty] | 0 | 0 | 0 |  |  |  | 0 | 5000000
991-2 | 0 | 0 | 0 | 0 | 0% | 0% | 0% | 0 | 0 | 0 | 0 | 0 | 0 | 0 | 0 | 991 | 0 | 0 | 0 | 0 | 0 | 0 | 0 | 0 | 0 | 0 | 0 | 0 | 0 | 0 | 0 | 0 | 0 | 0 |  | 2811 | 991-2 | [40 empty] | 0 | 0 | 0 |  |  |  | 0 | 5000000
CB 221 | 0 | 0 | 0 | 0 | 0% | 0% | 0% | 0 | 0 | 0 | 0 | 0 | 0 | 0 | 0 | 221 | 0 | 0 | 0 | 0 | 0 | 0 | 0 | 0 | 0 | 0 | 0 | 0 | 0 | 0 | 0 | 0 | 0 | 0 |  | 2812 | CB 221 | [40 empty] | 0 | 0 | 0 |  |  |  | 0 | 5000000
991-379AE | 22390.8814 | 0 | 22390.8814 | 0 | 0% | 100% | 0% | 2707.845 | 5610.852 | 2.7415 | 2445.2871 | 259.8164 | 5.6806 | 5066.8128 | 538.3585 | 991 | 0.030077 | 0.030077 | 0.030077 | 744451.9545 | 22.6692 | 20219.818 | 2148.3942 | 753.7066 | 672268.444 | 71429.8039 | 654421.5332 | 662.557 | 590967.5476 | 62791.4286 | 557902.366 | 564.8379 | 503807.0667 | 53530.4613 |  | 2813 | 991-379AE | 22390.8814 | 19683.0365 | 16780.0295 | 0 | 0 | 0 | 22390.8814 | 19683.0365 | 16780.0295 | 0 | 22.6692 | 19.9277 | 16.9886 | 0 | 0 | 0 | 22.6692 | 19.9277 | 16.9886 | 0 | 2148.3942 | 1888.5778 | 1610.0357 | 0 | 0 | 0 | 2148.3942 | 1888.5778 | 1610.0357 | 0 | 20219.818 | 17774.5309 | 15153.0051 | 0 | 0 | 0 | 20219.818 | 17774.5309 | 15153.0051 | 0 | 0 | 0 | 0 | 0.030077 | 0.030077 | 0.030077 | 0 | 5000000
991-380 | 22035.2524 | 0 | 22035.2524 | 0 | 0% | 100% | 0% | 2668.4791 | 5526.1482 | 3.6964 | 2421.1356 | 243.6471 | 7.6548 | 5013.925 | 504.5684 | 991 | 0.030054 | 0.030054 | 0.030054 | 733198.4328 | 30.5232 | 19992.7868 | 2011.9424 | 1015.6259 | 665237.6682 | 66945.1387 | 644407.7685 | 892.6332 | 584677.0834 | 58838.0519 | 549322.0187 | 760.9204 | 498404.9098 | 50156.1884 |  | 2814 | 991-380 | 22035.2524 | 19366.7733 | 16509.1042 | 0 | 0 | 0 | 22035.2524 | 19366.7733 | 16509.1042 | 0 | 30.5232 | 26.8268 | 22.8684 | 0 | 0 | 0 | 30.5232 | 26.8268 | 22.8684 | 0 | 2011.9424 | 1768.2953 | 1507.374 | 0 | 0 | 0 | 2011.9424 | 1768.2953 | 1507.374 | 0 | 19992.7868 | 17571.6512 | 14978.8618 | 0 | 0 | 0 | 19992.7868 | 17571.6512 | 14978.8618 | 0 | 0 | 0 | 0 | 0.030054 | 0.030054 | 0.030054 | 0 | 5000000
991-383 | 70623.0052 | 0 | 70623.0052 | 0 | 0% | 100% | 0% | 8573.7641 | 17737.8251 | 11.5481 | 7793.4267 | 768.7892 | 23.8913 | 16123.4248 | 1590.509 | 991 | 0.029978 | 0.029978 | 0.029978 | 2355859.2147 | 95.1232 | 64195.2835 | 6332.5985 | 3173.1419 | 2141441.7264 | 211244.3464 | 2069853.5278 | 2787.9166 | 1881466.7211 | 185598.8902 | 1764156.5718 | 2376.1688 | 1603592.6388 | 158187.7642 |  | 2815 | 991-383 | 70623.0052 | 62049.2411 | 52885.18 | 0 | 0 | 0 | 70623.0052 | 62049.2411 | 52885.18 | 0 | 95.1232 | 83.575 | 71.2318 | 0 | 0 | 0 | 95.1232 | 83.575 | 71.2318 | 0 | 6332.5985 | 5563.8093 | 4742.0895 | 0 | 0 | 0 | 6332.5985 | 5563.8093 | 4742.0895 | 0 | 64195.2835 | 56401.8568 | 48071.8587 | 0 | 0 | 0 | 64195.2835 | 56401.8568 | 48071.8587 | 0 | 0 | 0 | 0 | 0.029978 | 0.029978 | 0.029978 | 0 | 5000000
991-384AE | 95810.7324 | 0 | 95810.7324 | 0 | 0% | 100% | 0% | 11649.1521 | 24100.9675 | 14.1404 | 10615.0092 | 1020.0026 | 29.255 | 21961.4258 | 2110.2866 | 991 | 0.029928 | 0.029928 | 0.029928 | 3201374.3792 | 116.3002 | 87305.221 | 8389.2112 | 3885.999 | 2917175.2552 | 280313.125 | 2812135.1335 | 3413.5197 | 2562490.3725 | 246231.2413 | 2396076.0812 | 2908.485 | 2183366.5875 | 209801.0087 |  | 2816 | 991-384AE | 95810.7324 | 84161.5803 | 71709.765 | 0 | 0 | 0 | 95810.7324 | 84161.5803 | 71709.765 | 0 | 116.3002 | 102.1598 | 87.0451 | 0 | 0 | 0 | 116.3002 | 102.1598 | 87.0451 | 0 | 8389.2112 | 7369.2086 | 6278.9246 | 0 | 0 | 0 | 8389.2112 | 7369.2086 | 6278.9246 | 0 | 87305.221 | 76690.2119 | 65343.7952 | 0 | 0 | 0 | 87305.221 | 76690.2119 | 65343.7952 | 0 | 0 | 0 | 0 | 0.029928 | 0.029928 | 0.029928 | 0 | 5000000
991-385 | 12065.7892 | 0 | 12065.7892 | 0 | 0% | 100% | 0% | 1463.5753 | 3030.3739 | 1.6617 | 1320.8158 | 141.0978 | 3.4406 | 2734.7864 | 292.1469 | 991 | 0.0301 | 0.0301 | 0.0301 | 400851.4586 | 13.6991 | 10888.8728 | 1163.2173 | 455.1145 | 361751.763 | 38644.5811 | 352228.3408 | 399.9093 | 317871.4223 | 33957.0092 | 300175.9224 | 340.8106 | 270896.2804 | 28938.8314 |  | 2817 | 991-385 | 12065.7892 | 10602.2139 | 9035.4153 | 0 | 0 | 0 | 12065.7892 | 10602.2139 | 9035.4153 | 0 | 13.6991 | 12.0374 | 10.2585 | 0 | 0 | 0 | 13.6991 | 12.0374 | 10.2585 | 0 | 1163.2173 | 1022.1196 | 871.0704 | 0 | 0 | 0 | 1163.2173 | 1022.1196 | 871.0704 | 0 | 10888.8728 | 9568.057 | 8154.0864 | 0 | 0 | 0 | 10888.8728 | 9568.057 | 8154.0864 | 0 | 0 | 0 | 0 | 0.0301 | 0.0301 | 0.0301 | 0 | 5000000
991-4AE | 0 | 0 | 0 | 0 | 0% | 0% | 0% | 0 | 0 | 0 | 0 | 0 | 0 | 0 | 0 | 991 | 0 | 0 | 0 | 0 | 0 | 0 | 0 | 0 | 0 | 0 | 0 | 0 | 0 | 0 | 0 | 0 | 0 | 0 |  | 2818 | 991-4AE | [40 empty] | 0 | 0 | 0 |  |  |  | 0 | 5000000
992-10AE | 0 | 0 | 0 | 0 | 0% | 0% | 0% | 0 | 0 | 0 | 0 | 0 | 0 | 0 | 0 | 992 | 0 | 0 | 0 | 0 | 0 | 0 | 0 | 0 | 0 | 0 | 0 | 0 | 0 | 0 | 0 | 0 | 0 | 0 |  | 2819 | 992-10AE | [40 empty] | 0 | 0 | 0 |  |  |  | 0 | 5000000
CB 223 | 0 | 0 | 0 | 0 | 0% | 0% | 0% | 0 | 0 | 0 | 0 | 0 | 0 | 0 | 0 | 223 | 0 | 0 | 0 | 0 | 0 | 0 | 0 | 0 | 0 | 0 | 0 | 0 | 0 | 0 | 0 | 0 | 0 | 0 |  | 2820 | CB 223 | [40 empty] | 0 | 0 | 0 |  |  |  | 0 | 5000000
CB 22 | 0 | 0 | 0 | 0 | 0% | 0% | 0% | 0 | 0 | 0 | 0 | 0 | 0 | 0 | 0 | 22 | 0 | 0 | 0 | 0 | 0 | 0 | 0 | 0 | 0 | 0 | 0 | 0 | 0 | 0 | 0 | 0 | 0 | 0 |  | 2821 | CB 22 | [40 empty] | 0 | 0 | 0 |  |  |  | 0 | 5000000
992-3 | 0 | 0 | 0 | 0 | 0% | 0% | 0% | 0 | 0 | 0 | 0 | 0 | 0 | 0 | 0 | 992 | 0 | 0 | 0 | 0 | 0 | 0 | 0 | 0 | 0 | 0 | 0 | 0 | 0 | 0 | 0 | 0 | 0 | 0 |  | 2822 | 992-3 | [40 empty] | 0 | 0 | 0 |  |  |  | 0 | 5000000
992-573 | 0 | 0 | 0 | 0 | 0% | 0% | 0% | 0 | 0 | 0 | 0 | 0 | 0 | 0 | 0 | 992 | 0 | 0 | 0 | 0 | 0 | 0 | 0 | 0 | 0 | 0 | 0 | 0 | 0 | 0 | 0 | 0 | 0 | 0 |  | 2823 | 992-573 | [40 empty] | 0 | 0 | 0 |  |  |  | 0 | 5000000
CB 216 | 0 | 0 | 0 | 0 | 0% | 0% | 0% | 0 | 0 | 0 | 0 | 0 | 0 | 0 | 0 | 216 | 0 | 0 | 0 | 0 | 0 | 0 | 0 | 0 | 0 | 0 | 0 | 0 | 0 | 0 | 0 | 0 | 0 | 0 |  | 2824 | CB 216 | [40 empty] | 0 | 0 | 0 |  |  |  | 0 | 5000000
992-574F | 0 | 0 | 0 | 0 | 0% | 0% | 0% | 0 | 0 | 0 | 0 | 0 | 0 | 0 | 0 | 992 | 0 | 0 | 0 | 0 | 0 | 0 | 0 | 0 | 0 | 0 | 0 | 0 | 0 | 0 | 0 | 0 | 0 | 0 |  | 2825 | 992-574F | [40 empty] | 0 | 0 | 0 |  |  |  | 0 | 5000000
CB 213 | 0 | 0 | 0 | 0 | 0% | 0% | 0% | 0 | 0 | 0 | 0 | 0 | 0 | 0 | 0 | 213 | 0 | 0 | 0 | 0 | 0 | 0 | 0 | 0 | 0 | 0 | 0 | 0 | 0 | 0 | 0 | 0 | 0 | 0 |  | 2826 | CB 213 | [40 empty] | 0 | 0 | 0 |  |  |  | 0 | 5000000
992-575F | 0 | 0 | 0 | 0 | 0% | 0% | 0% | 0 | 0 | 0 | 0 | 0 | 0 | 0 | 0 | 992 | 0 | 0 | 0 | 0 | 0 | 0 | 0 | 0 | 0 | 0 | 0 | 0 | 0 | 0 | 0 | 0 | 0 | 0 |  | 2827 | 992-575F | [40 empty] | 0 | 0 | 0 |  |  |  | 0 | 5000000
992-577 | 0 | 0 | 0 | 0 | 0% | 0% | 0% | 0 | 0 | 0 | 0 | 0 | 0 | 0 | 0 | 992 | 0 | 0 | 0 | 0 | 0 | 0 | 0 | 0 | 0 | 0 | 0 | 0 | 0 | 0 | 0 | 0 | 0 | 0 |  | 2828 | 992-577 | [40 empty] | 0 | 0 | 0 |  |  |  | 0 | 5000000
CB 222 | 0 | 0 | 0 | 0 | 0% | 0% | 0% | 0 | 0 | 0 | 0 | 0 | 0 | 0 | 0 | 222 | 0 | 0 | 0 | 0 | 0 | 0 | 0 | 0 | 0 | 0 | 0 | 0 | 0 | 0 | 0 | 0 | 0 | 0 |  | 2829 | CB 222 | [40 empty] | 0 | 0 | 0 |  |  |  | 0 | 5000000
CB 224 | 0 | 0 | 0 | 0 | 0% | 0% | 0% | 0 | 0 | 0 | 0 | 0 | 0 | 0 | 0 | 224 | 0 | 0 | 0 | 0 | 0 | 0 | 0 | 0 | 0 | 0 | 0 | 0 | 0 | 0 | 0 | 0 | 0 | 0 |  | 2830 | CB 224 | [40 empty] | 0 | 0 | 0 |  |  |  | 0 | 5000000
CB 1048 | 0 | 0 | 0 | 0 | 0% | 0% | 0% | 0 | 0 | 0 | 0 | 0 | 0 | 0 | 0 | 1048 | 0 | 0 | 0 | 0 | 0 | 0 | 0 | 0 | 0 | 0 | 0 | 0 | 0 | 0 | 0 | 0 | 0 | 0 |  | 2831 | CB 1048 | [40 empty] | 0 | 0 | 0 |  |  |  | 0 | 5000000
CB 225 | 0 | 0 | 0 | 0 | 0% | 0% | 0% | 0 | 0 | 0 | 0 | 0 | 0 | 0 | 0 | 225 | 0 | 0 | 0 | 0 | 0 | 0 | 0 | 0 | 0 | 0 | 0 | 0 | 0 | 0 | 0 | 0 | 0 | 0 |  | 2832 | CB 225 | [40 empty] | 0 | 0 | 0 |  |  |  | 0 | 5000000
986-197F | 0 | 0 | 0 | 0 | 0% | 0% | 0% | 0 | 0 | 0 | 0 | 0 | 0 | 0 | 0 | 986 | 0 | 0 | 0 | 0 | 0 | 0 | 0 | 0 | 0 | 0 | 0 | 0 | 0 | 0 | 0 | 0 | 0 | 0 |  | 2833 | 986-197F | [40 empty] | 0 | 0 | 0 |  |  |  | 0 | 5000000
986-198F | 0 | 0 | 0 | 0 | 0% | 0% | 0% | 0 | 0 | 0 | 0 | 0 | 0 | 0 | 0 | 986 | 0 | 0 | 0 | 0 | 0 | 0 | 0 | 0 | 0 | 0 | 0 | 0 | 0 | 0 | 0 | 0 | 0 | 0 |  | 2834 | 986-198F | [40 empty] | 0 | 0 | 0 |  |  |  | 0 | 5000000
986-199 | 0 | 0 | 0 | 0 | 0% | 0% | 0% | 0 | 0 | 0 | 0 | 0 | 0 | 0 | 0 | 986 | 0 | 0 | 0 | 0 | 0 | 0 | 0 | 0 | 0 | 0 | 0 | 0 | 0 | 0 | 0 | 0 | 0 | 0 |  | 2835 | 986-199 | [40 empty] | 0 | 0 | 0 |  |  |  | 0 | 5000000
986-402F | 0 | 0 | 0 | 0 | 0% | 0% | 0% | 0 | 0 | 0 | 0 | 0 | 0 | 0 | 0 | 986 | 0 | 0 | 0 | 0 | 0 | 0 | 0 | 0 | 0 | 0 | 0 | 0 | 0 | 0 | 0 | 0 | 0 | 0 |  | 2836 | 986-402F | [40 empty] | 0 | 0 | 0 |  |  |  | 0 | 5000000
CB 227 | 0 | 0 | 0 | 0 | 0% | 0% | 0% | 0 | 0 | 0 | 0 | 0 | 0 | 0 | 0 | 227 | 0 | 0 | 0 | 0 | 0 | 0 | 0 | 0 | 0 | 0 | 0 | 0 | 0 | 0 | 0 | 0 | 0 | 0 |  | 2837 | CB 227 | [40 empty] | 0 | 0 | 0 |  |  |  | 0 | 5000000
988-34 | 0 | 0 | 0 | 0 | 0% | 0% | 0% | 0 | 0 | 0 | 0 | 0 | 0 | 0 | 0 | 988 | 0 | 0 | 0 | 0 | 0 | 0 | 0 | 0 | 0 | 0 | 0 | 0 | 0 | 0 | 0 | 0 | 0 | 0 |  | 2838 | 988-34 | [40 empty] | 0 | 0 | 0 |  |  |  | 0 | 5000000
CB 226 | 0 | 0 | 0 | 0 | 0% | 0% | 0% | 0 | 0 | 0 | 0 | 0 | 0 | 0 | 0 | 226 | 0 | 0 | 0 | 0 | 0 | 0 | 0 | 0 | 0 | 0 | 0 | 0 | 0 | 0 | 0 | 0 | 0 | 0 |  | 2839 | CB 226 | [40 empty] | 0 | 0 | 0 |  |  |  | 0 | 5000000
988-35 | 0 | 0 | 0 | 0 | 0% | 0% | 0% | 0 | 0 | 0 | 0 | 0 | 0 | 0 | 0 | 988 | 0 | 0 | 0 | 0 | 0 | 0 | 0 | 0 | 0 | 0 | 0 | 0 | 0 | 0 | 0 | 0 | 0 | 0 |  | 2840 | 988-35 | [40 empty] | 0 | 0 | 0 |  |  |  | 0 | 5000000
988-37 | 0 | 0 | 0 | 0 | 0% | 0% | 0% | 0 | 0 | 0 | 0 | 0 | 0 | 0 | 0 | 988 | 0 | 0 | 0 | 0 | 0 | 0 | 0 | 0 | 0 | 0 | 0 | 0 | 0 | 0 | 0 | 0 | 0 | 0 |  | 2841 | 988-37 | [40 empty] | 0 | 0 | 0 |  |  |  | 0 | 5000000
990-716 | 0 | 0 | 0 | 0 | 0% | 0% | 0% | 0 | 0 | 0 | 0 | 0 | 0 | 0 | 0 | 990 | 0 | 0 | 0 | 0 | 0 | 0 | 0 | 0 | 0 | 0 | 0 | 0 | 0 | 0 | 0 | 0 | 0 | 0 |  | 2842 | 990-716 | [40 empty] | 0 | 0 | 0 |  |  |  | 0 | 5000000
989-1AE | 0 | 0 | 0 | 0 | 0% | 0% | 0% | 0 | 0 | 0 | 0 | 0 | 0 | 0 | 0 | 989 | 0 | 0 | 0 | 0 | 0 | 0 | 0 | 0 | 0 | 0 | 0 | 0 | 0 | 0 | 0 | 0 | 0 | 0 |  | 2843 | 989-1AE | [40 empty] | 0 | 0 | 0 |  |  |  | 0 | 5000000
99-181 | 0 | 0 | 0 | 0 | 0% | 0% | 0% | 0 | 0 | 0 | 0 | 0 | 0 | 0 | 0 | 99 | 0 | 0 | 0 | 0 | 0 | 0 | 0 | 0 | 0 | 0 | 0 | 0 | 0 | 0 | 0 | 0 | 0 | 0 |  | 2844 | 99-181 | [40 empty] | 0 | 0 | 0 |  |  |  | 0 | 5000000
99-182 | 0 | 0 | 0 | 0 | 0% | 0% | 0% | 0 | 0 | 0 | 0 | 0 | 0 | 0 | 0 | 99 | 0 | 0 | 0 | 0 | 0 | 0 | 0 | 0 | 0 | 0 | 0 | 0 | 0 | 0 | 0 | 0 | 0 | 0 |  | 2845 | 99-182 | [40 empty] | 0 | 0 | 0 |  |  |  | 0 | 5000000
99-184F | 0 | 0 | 0 | 0 | 0% | 0% | 0% | 0 | 0 | 0 | 0 | 0 | 0 | 0 | 0 | 99 | 0 | 0 | 0 | 0 | 0 | 0 | 0 | 0 | 0 | 0 | 0 | 0 | 0 | 0 | 0 | 0 | 0 | 0 |  | 2846 | 99-184F | [40 empty] | 0 | 0 | 0 |  |  |  | 0 | 5000000
99-185F | 0 | 0 | 0 | 0 | 0% | 0% | 0% | 0 | 0 | 0 | 0 | 0 | 0 | 0 | 0 | 99 | 0 | 0 | 0 | 0 | 0 | 0 | 0 | 0 | 0 | 0 | 0 | 0 | 0 | 0 | 0 | 0 | 0 | 0 |  | 2847 | 99-185F | [40 empty] | 0 | 0 | 0 |  |  |  | 0 | 5000000
990-10 | 0 | 0 | 0 | 0 | 0% | 0% | 0% | 0 | 0 | 0 | 0 | 0 | 0 | 0 | 0 | 990 | 0 | 0 | 0 | 0 | 0 | 0 | 0 | 0 | 0 | 0 | 0 | 0 | 0 | 0 | 0 | 0 | 0 | 0 |  | 2848 | 990-10 | [40 empty] | 0 | 0 | 0 |  |  |  | 0 | 5000000
990-7 | 0 | 0 | 0 | 0 | 0% | 0% | 0% | 0 | 0 | 0 | 0 | 0 | 0 | 0 | 0 | 990 | 0 | 0 | 0 | 0 | 0 | 0 | 0 | 0 | 0 | 0 | 0 | 0 | 0 | 0 | 0 | 0 | 0 | 0 |  | 2849 | 990-7 | [40 empty] | 0 | 0 | 0 |  |  |  | 0 | 5000000
990-714 | 0 | 0 | 0 | 0 | 0% | 0% | 0% | 0 | 0 | 0 | 0 | 0 | 0 | 0 | 0 | 990 | 0 | 0 | 0 | 0 | 0 | 0 | 0 | 0 | 0 | 0 | 0 | 0 | 0 | 0 | 0 | 0 | 0 | 0 |  | 2850 | 990-714 | [40 empty] | 0 | 0 | 0 |  |  |  | 0 | 5000000
993-1 | 0 | 0 | 0 | 0 | 0% | 0% | 0% | 0 | 0 | 0 | 0 | 0 | 0 | 0 | 0 | 993 | 0 | 0 | 0 | 0 | 0 | 0 | 0 | 0 | 0 | 0 | 0 | 0 | 0 | 0 | 0 | 0 | 0 | 0 |  | 2851 | 993-1 | [40 empty] | 0 | 0 | 0 |  |  |  | 0 | 5000000
993-1029F | 0 | 0 | 0 | 0 | 0% | 0% | 0% | 0 | 0 | 0 | 0 | 0 | 0 | 0 | 0 | 993 | 0 | 0 | 0 | 0 | 0 | 0 | 0 | 0 | 0 | 0 | 0 | 0 | 0 | 0 | 0 | 0 | 0 | 0 |  | 2852 | 993-1029F | [40 empty] | 0 | 0 | 0 |  |  |  | 0 | 5000000
993-1154 | 0 | 0 | 0 | 0 | 0% | 0% | 0% | 0 | 0 | 0 | 0 | 0 | 0 | 0 | 0 | 993 | 0 | 0 | 0 | 0 | 0 | 0 | 0 | 0 | 0 | 0 | 0 | 0 | 0 | 0 | 0 | 0 | 0 | 0 |  | 2853 | 993-1154 | [40 empty] | 0 | 0 | 0 |  |  |  | 0 | 5000000
CB 1013 | 0 | 0 | 0 | 0 | 0% | 0% | 0% | 0 | 0 | 0 | 0 | 0 | 0 | 0 | 0 | 1013 | 0 | 0 | 0 | 0 | 0 | 0 | 0 | 0 | 0 | 0 | 0 | 0 | 0 | 0 | 0 | 0 | 0 | 0 |  | 2854 | CB 1013 | [40 empty] | 0 | 0 | 0 |  |  |  | 0 | 5000000
995-7AE | 0 | 0 | 0 | 0 | 0% | 0% | 0% | 0 | 0 | 0 | 0 | 0 | 0 | 0 | 0 | 995 | 0 | 0 | 0 | 0 | 0 | 0 | 0 | 0 | 0 | 0 | 0 | 0 | 0 | 0 | 0 | 0 | 0 | 0 |  | 2855 | 995-7AE | [40 empty] | 0 | 0 | 0 |  |  |  | 0 | 5000000
995-8AE | 0 | 0 | 0 | 0 | 0% | 0% | 0% | 0 | 0 | 0 | 0 | 0 | 0 | 0 | 0 | 995 | 0 | 0 | 0 | 0 | 0 | 0 | 0 | 0 | 0 | 0 | 0 | 0 | 0 | 0 | 0 | 0 | 0 | 0 |  | 2856 | 995-8AE | [40 empty] | 0 | 0 | 0 |  |  |  | 0 | 5000000
CB 177 | 0 | 0 | 0 | 0 | 0% | 0% | 0% | 0 | 0 | 0 | 0 | 0 | 0 | 0 | 0 | 177 | 0 | 0 | 0 | 0 | 0 | 0 | 0 | 0 | 0 | 0 | 0 | 0 | 0 | 0 | 0 | 0 | 0 | 0 |  | 2857 | CB 177 | [40 empty] | 0 | 0 | 0 |  |  |  | 0 | 5000000
CB 1001 | 0 | 0 | 0 | 0 | 0% | 0% | 0% | 0 | 0 | 0 | 0 | 0 | 0 | 0 | 0 | 1001 | 0 | 0 | 0 | 0 | 0 | 0 | 0 | 0 | 0 | 0 | 0 | 0 | 0 | 0 | 0 | 0 | 0 | 0 |  | 2858 | CB 1001 | [40 empty] | 0 | 0 | 0 |  |  |  | 0 | 5000000
CB 1006 | 0 | 0 | 0 | 0 | 0% | 0% | 0% | 0 | 0 | 0 | 0 | 0 | 0 | 0 | 0 | 1006 | 0 | 0 | 0 | 0 | 0 | 0 | 0 | 0 | 0 | 0 | 0 | 0 | 0 | 0 | 0 | 0 | 0 | 0 |  | 2859 | CB 1006 | [40 empty] | 0 | 0 | 0 |  |  |  | 0 | 5000000
CB 1010 | 0 | 0 | 0 | 0 | 0% | 0% | 0% | 0 | 0 | 0 | 0 | 0 | 0 | 0 | 0 | 1010 | 0 | 0 | 0 | 0 | 0 | 0 | 0 | 0 | 0 | 0 | 0 | 0 | 0 | 0 | 0 | 0 | 0 | 0 |  | 2860 | CB 1010 | [40 empty] | 0 | 0 | 0 |  |  |  | 0 | 5000000
CB 1011 | 0 | 0 | 0 | 0 | 0% | 0% | 0% | 0 | 0 | 0 | 0 | 0 | 0 | 0 | 0 | 1011 | 0 | 0 | 0 | 0 | 0 | 0 | 0 | 0 | 0 | 0 | 0 | 0 | 0 | 0 | 0 | 0 | 0 | 0 |  | 2861 | CB 1011 | [40 empty] | 0 | 0 | 0 |  |  |  | 0 | 5000000
CB 1012 | 0 | 0 | 0 | 0 | 0% | 0% | 0% | 0 | 0 | 0 | 0 | 0 | 0 | 0 | 0 | 1012 | 0 | 0 | 0 | 0 | 0 | 0 | 0 | 0 | 0 | 0 | 0 | 0 | 0 | 0 | 0 | 0 | 0 | 0 |  | 2862 | CB 1012 | [40 empty] | 0 | 0 | 0 |  |  |  | 0 | 5000000
CB 102 | 0 | 0 | 0 | 0 | 0% | 0% | 0% | 0 | 0 | 0 | 0 | 0 | 0 | 0 | 0 | 102 | 0 | 0 | 0 | 0 | 0 | 0 | 0 | 0 | 0 | 0 | 0 | 0 | 0 | 0 | 0 | 0 | 0 | 0 |  | 2863 | CB 102 | [40 empty] | 0 | 0 | 0 |  |  |  | 0 | 5000000
993-1155F | 0 | 0 | 0 | 0 | 0% | 0% | 0% | 0 | 0 | 0 | 0 | 0 | 0 | 0 | 0 | 993 | 0 | 0 | 0 | 0 | 0 | 0 | 0 | 0 | 0 | 0 | 0 | 0 | 0 | 0 | 0 | 0 | 0 | 0 |  | 2864 | 993-1155F | [40 empty] | 0 | 0 | 0 |  |  |  | 0 | 5000000
CB 1021 | 0 | 0 | 0 | 0 | 0% | 0% | 0% | 0 | 0 | 0 | 0 | 0 | 0 | 0 | 0 | 1021 | 0 | 0 | 0 | 0 | 0 | 0 | 0 | 0 | 0 | 0 | 0 | 0 | 0 | 0 | 0 | 0 | 0 | 0 |  | 2865 | CB 1021 | [40 empty] | 0 | 0 | 0 |  |  |  | 0 | 5000000
CB 1022 | 0 | 0 | 0 | 0 | 0% | 0% | 0% | 0 | 0 | 0 | 0 | 0 | 0 | 0 | 0 | 1022 | 0 | 0 | 0 | 0 | 0 | 0 | 0 | 0 | 0 | 0 | 0 | 0 | 0 | 0 | 0 | 0 | 0 | 0 |  | 2866 | CB 1022 | [40 empty] | 0 | 0 | 0 |  |  |  | 0 | 5000000
CB 173 | 0 | 0 | 0 | 0 | 0% | 0% | 0% | 0 | 0 | 0 | 0 | 0 | 0 | 0 | 0 | 173 | 0 | 0 | 0 | 0 | 0 | 0 | 0 | 0 | 0 | 0 | 0 | 0 | 0 | 0 | 0 | 0 | 0 | 0 |  | 2867 | CB 173 | [40 empty] | 0 | 0 | 0 |  |  |  | 0 | 5000000
CB 1025 | 0 | 0 | 0 | 0 | 0% | 0% | 0% | 0 | 0 | 0 | 0 | 0 | 0 | 0 | 0 | 1025 | 0 | 0 | 0 | 0 | 0 | 0 | 0 | 0 | 0 | 0 | 0 | 0 | 0 | 0 | 0 | 0 | 0 | 0 |  | 2868 | CB 1025 | [40 empty] | 0 | 0 | 0 |  |  |  | 0 | 5000000
CB 1026 | 0 | 0 | 0 | 0 | 0% | 0% | 0% | 0 | 0 | 0 | 0 | 0 | 0 | 0 | 0 | 1026 | 0 | 0 | 0 | 0 | 0 | 0 | 0 | 0 | 0 | 0 | 0 | 0 | 0 | 0 | 0 | 0 | 0 | 0 |  | 2869 | CB 1026 | [40 empty] | 0 | 0 | 0 |  |  |  | 0 | 5000000
CB 170 | 0 | 0 | 0 | 0 | 0% | 0% | 0% | 0 | 0 | 0 | 0 | 0 | 0 | 0 | 0 | 170 | 0 | 0 | 0 | 0 | 0 | 0 | 0 | 0 | 0 | 0 | 0 | 0 | 0 | 0 | 0 | 0 | 0 | 0 |  | 2870 | CB 170 | [40 empty] | 0 | 0 | 0 |  |  |  | 0 | 5000000
CB 1030 | 0 | 0 | 0 | 0 | 0% | 0% | 0% | 0 | 0 | 0 | 0 | 0 | 0 | 0 | 0 | 1030 | 0 | 0 | 0 | 0 | 0 | 0 | 0 | 0 | 0 | 0 | 0 | 0 | 0 | 0 | 0 | 0 | 0 | 0 |  | 2871 | CB 1030 | [40 empty] | 0 | 0 | 0 |  |  |  | 0 | 5000000
CB 1047 | 0 | 0 | 0 | 0 | 0% | 0% | 0% | 0 | 0 | 0 | 0 | 0 | 0 | 0 | 0 | 1047 | 0 | 0 | 0 | 0 | 0 | 0 | 0 | 0 | 0 | 0 | 0 | 0 | 0 | 0 | 0 | 0 | 0 | 0 |  | 2872 | CB 1047 | [40 empty] | 0 | 0 | 0 |  |  |  | 0 | 5000000
995-558F | 0 | 0 | 0 | 0 | 0% | 0% | 0% | 0 | 0 | 0 | 0 | 0 | 0 | 0 | 0 | 995 | 0 | 0 | 0 | 0 | 0 | 0 | 0 | 0 | 0 | 0 | 0 | 0 | 0 | 0 | 0 | 0 | 0 | 0 |  | 2873 | 995-558F | [40 empty] | 0 | 0 | 0 |  |  |  | 0 | 5000000
995-557 | 0 | 0 | 0 | 0 | 0% | 0% | 0% | 0 | 0 | 0 | 0 | 0 | 0 | 0 | 0 | 995 | 0 | 0 | 0 | 0 | 0 | 0 | 0 | 0 | 0 | 0 | 0 | 0 | 0 | 0 | 0 | 0 | 0 | 0 |  | 2874 | 995-557 | [40 empty] | 0 | 0 | 0 |  |  |  | 0 | 5000000
CB 179 | 0 | 0 | 0 | 0 | 0% | 0% | 0% | 0 | 0 | 0 | 0 | 0 | 0 | 0 | 0 | 179 | 0 | 0 | 0 | 0 | 0 | 0 | 0 | 0 | 0 | 0 | 0 | 0 | 0 | 0 | 0 | 0 | 0 | 0 |  | 2875 | CB 179 | [40 empty] | 0 | 0 | 0 |  |  |  | 0 | 5000000
995-556F | 0 | 0 | 0 | 0 | 0% | 0% | 0% | 0 | 0 | 0 | 0 | 0 | 0 | 0 | 0 | 995 | 0 | 0 | 0 | 0 | 0 | 0 | 0 | 0 | 0 | 0 | 0 | 0 | 0 | 0 | 0 | 0 | 0 | 0 |  | 2876 | 995-556F | [40 empty] | 0 | 0 | 0 |  |  |  | 0 | 5000000
993-1156F | 0 | 0 | 0 | 0 | 0% | 0% | 0% | 0 | 0 | 0 | 0 | 0 | 0 | 0 | 0 | 993 | 0 | 0 | 0 | 0 | 0 | 0 | 0 | 0 | 0 | 0 | 0 | 0 | 0 | 0 | 0 | 0 | 0 | 0 |  | 2877 | 993-1156F | [40 empty] | 0 | 0 | 0 |  |  |  | 0 | 5000000
993-3 | 0 | 0 | 0 | 0 | 0% | 0% | 0% | 0 | 0 | 0 | 0 | 0 | 0 | 0 | 0 | 993 | 0 | 0 | 0 | 0 | 0 | 0 | 0 | 0 | 0 | 0 | 0 | 0 | 0 | 0 | 0 | 0 | 0 | 0 |  | 2878 | 993-3 | [40 empty] | 0 | 0 | 0 |  |  |  | 0 | 5000000
993-4 | 0 | 0 | 0 | 0 | 0% | 0% | 0% | 0 | 0 | 0 | 0 | 0 | 0 | 0 | 0 | 993 | 0 | 0 | 0 | 0 | 0 | 0 | 0 | 0 | 0 | 0 | 0 | 0 | 0 | 0 | 0 | 0 | 0 | 0 |  | 2879 | 993-4 | [40 empty] | 0 | 0 | 0 |  |  |  | 0 | 5000000
993-40 | 0 | 0 | 0 | 0 | 0% | 0% | 0% | 0 | 0 | 0 | 0 | 0 | 0 | 0 | 0 | 993 | 0 | 0 | 0 | 0 | 0 | 0 | 0 | 0 | 0 | 0 | 0 | 0 | 0 | 0 | 0 | 0 | 0 | 0 |  | 2880 | 993-40 | [40 empty] | 0 | 0 | 0 |  |  |  | 0 | 5000000
993-41 | 0 | 0 | 0 | 0 | 0% | 0% | 0% | 0 | 0 | 0 | 0 | 0 | 0 | 0 | 0 | 993 | 0 | 0 | 0 | 0 | 0 | 0 | 0 | 0 | 0 | 0 | 0 | 0 | 0 | 0 | 0 | 0 | 0 | 0 |  | 2881 | 993-41 | [40 empty] | 0 | 0 | 0 |  |  |  | 0 | 5000000
993-42 | 0 | 0 | 0 | 0 | 0% | 0% | 0% | 0 | 0 | 0 | 0 | 0 | 0 | 0 | 0 | 993 | 0 | 0 | 0 | 0 | 0 | 0 | 0 | 0 | 0 | 0 | 0 | 0 | 0 | 0 | 0 | 0 | 0 | 0 |  | 2882 | 993-42 | [40 empty] | 0 | 0 | 0 |  |  |  | 0 | 5000000
993-48 | 0 | 0 | 0 | 0 | 0% | 0% | 0% | 0 | 0 | 0 | 0 | 0 | 0 | 0 | 0 | 993 | 0 | 0 | 0 | 0 | 0 | 0 | 0 | 0 | 0 | 0 | 0 | 0 | 0 | 0 | 0 | 0 | 0 | 0 |  | 2883 | 993-48 | [40 empty] | 0 | 0 | 0 |  |  |  | 0 | 5000000
CB 20 | 0 | 0 | 0 | 0 | 0% | 0% | 0% | 0 | 0 | 0 | 0 | 0 | 0 | 0 | 0 | 20 | 0 | 0 | 0 | 0 | 0 | 0 | 0 | 0 | 0 | 0 | 0 | 0 | 0 | 0 | 0 | 0 | 0 | 0 |  | 2884 | CB 20 | [40 empty] | 0 | 0 | 0 |  |  |  | 0 | 5000000
993-49F | 0 | 0 | 0 | 0 | 0% | 0% | 0% | 0 | 0 | 0 | 0 | 0 | 0 | 0 | 0 | 993 | 0 | 0 | 0 | 0 | 0 | 0 | 0 | 0 | 0 | 0 | 0 | 0 | 0 | 0 | 0 | 0 | 0 | 0 |  | 2885 | 993-49F | [40 empty] | 0 | 0 | 0 |  |  |  | 0 | 5000000
995-10 | 0 | 0 | 0 | 0 | 0% | 0% | 0% | 0 | 0 | 0 | 0 | 0 | 0 | 0 | 0 | 995 | 0 | 0 | 0 | 0 | 0 | 0 | 0 | 0 | 0 | 0 | 0 | 0 | 0 | 0 | 0 | 0 | 0 | 0 |  | 2886 | 995-10 | [40 empty] | 0 | 0 | 0 |  |  |  | 0 | 5000000
995-11AE | 0 | 0 | 0 | 0 | 0% | 0% | 0% | 0 | 0 | 0 | 0 | 0 | 0 | 0 | 0 | 995 | 0 | 0 | 0 | 0 | 0 | 0 | 0 | 0 | 0 | 0 | 0 | 0 | 0 | 0 | 0 | 0 | 0 | 0 |  | 2887 | 995-11AE | [40 empty] | 0 | 0 | 0 |  |  |  | 0 | 5000000
CB 193 | 0 | 0 | 0 | 0 | 0% | 0% | 0% | 0 | 0 | 0 | 0 | 0 | 0 | 0 | 0 | 193 | 0 | 0 | 0 | 0 | 0 | 0 | 0 | 0 | 0 | 0 | 0 | 0 | 0 | 0 | 0 | 0 | 0 | 0 |  | 2888 | CB 193 | [40 empty] | 0 | 0 | 0 |  |  |  | 0 | 5000000
995-12AE | 0 | 0 | 0 | 0 | 0% | 0% | 0% | 0 | 0 | 0 | 0 | 0 | 0 | 0 | 0 | 995 | 0 | 0 | 0 | 0 | 0 | 0 | 0 | 0 | 0 | 0 | 0 | 0 | 0 | 0 | 0 | 0 | 0 | 0 |  | 2889 | 995-12AE | [40 empty] | 0 | 0 | 0 |  |  |  | 0 | 5000000
995-13AE | 0 | 0 | 0 | 0 | 0% | 0% | 0% | 0 | 0 | 0 | 0 | 0 | 0 | 0 | 0 | 995 | 0 | 0 | 0 | 0 | 0 | 0 | 0 | 0 | 0 | 0 | 0 | 0 | 0 | 0 | 0 | 0 | 0 | 0 |  | 2890 | 995-13AE | [40 empty] | 0 | 0 | 0 |  |  |  | 0 | 5000000
CB 182 | 0 | 0 | 0 | 0 | 0% | 0% | 0% | 0 | 0 | 0 | 0 | 0 | 0 | 0 | 0 | 182 | 0 | 0 | 0 | 0 | 0 | 0 | 0 | 0 | 0 | 0 | 0 | 0 | 0 | 0 | 0 | 0 | 0 | 0 |  | 2891 | CB 182 | [40 empty] | 0 | 0 | 0 |  |  |  | 0 | 5000000
995-5 | 0 | 0 | 0 | 0 | 0% | 0% | 0% | 0 | 0 | 0 | 0 | 0 | 0 | 0 | 0 | 995 | 0 | 0 | 0 | 0 | 0 | 0 | 0 | 0 | 0 | 0 | 0 | 0 | 0 | 0 | 0 | 0 | 0 | 0 |  | 2892 | 995-5 | [40 empty] | 0 | 0 | 0 |  |  |  | 0 | 5000000
995-555F | 0 | 0 | 0 | 0 | 0% | 0% | 0% | 0 | 0 | 0 | 0 | 0 | 0 | 0 | 0 | 995 | 0 | 0 | 0 | 0 | 0 | 0 | 0 | 0 | 0 | 0 | 0 | 0 | 0 | 0 | 0 | 0 | 0 | 0 |  | 2893 | 995-555F | [40 empty] | 0 | 0 | 0 |  |  |  | 0 | 5000000
956-394F | 0 | 0 | 0 | 0 | 0% | 0% | 0% | 0 | 0 | 0 | 0 | 0 | 0 | 0 | 0 | 956 | 0 | 0 | 0 | 0 | 0 | 0 | 0 | 0 | 0 | 0 | 0 | 0 | 0 | 0 | 0 | 0 | 0 | 0 |  | 2894 | 956-394F | [40 empty] | 0 | 0 | 0 |  |  |  | 0 | 5000000
955-2 | 0 | 0 | 0 | 0 | 0% | 0% | 0% | 0 | 0 | 0 | 0 | 0 | 0 | 0 | 0 | 955 | 0 | 0 | 0 | 0 | 0 | 0 | 0 | 0 | 0 | 0 | 0 | 0 | 0 | 0 | 0 | 0 | 0 | 0 |  | 2895 | 955-2 | [40 empty] | 0 | 0 | 0 |  |  |  | 0 | 5000000
CB 763 | 0 | 0 | 0 | 0 | 0% | 0% | 0% | 0 | 0 | 0 | 0 | 0 | 0 | 0 | 0 | 763 | 0 | 0 | 0 | 0 | 0 | 0 | 0 | 0 | 0 | 0 | 0 | 0 | 0 | 0 | 0 | 0 | 0 | 0 |  | 2896 | CB 763 | [40 empty] | 0 | 0 | 0 |  |  |  | 0 | 5000000
911-550 | 0 | 0 | 0 | 0 | 0% | 0% | 0% | 0 | 0 | 0 | 0 | 0 | 0 | 0 | 0 | 911 | 0 | 0 | 0 | 0 | 0 | 0 | 0 | 0 | 0 | 0 | 0 | 0 | 0 | 0 | 0 | 0 | 0 | 0 |  | 2897 | 911-550 | [40 empty] | 0 | 0 | 0 |  |  |  | 0 | 5000000
91-6 | 0 | 0 | 0 | 0 | 0% | 0% | 0% | 0 | 0 | 0 | 0 | 0 | 0 | 0 | 0 | 91 | 0 | 0 | 0 | 0 | 0 | 0 | 0 | 0 | 0 | 0 | 0 | 0 | 0 | 0 | 0 | 0 | 0 | 0 |  | 2898 | 91-6 | [40 empty] | 0 | 0 | 0 |  |  |  | 0 | 5000000
CB 539 | 0 | 0 | 0 | 0 | 0% | 0% | 0% | 0 | 0 | 0 | 0 | 0 | 0 | 0 | 0 | 539 | 0 | 0 | 0 | 0 | 0 | 0 | 0 | 0 | 0 | 0 | 0 | 0 | 0 | 0 | 0 | 0 | 0 | 0 |  | 2899 | CB 539 | [40 empty] | 0 | 0 | 0 |  |  |  | 0 | 5000000
CB 538 | 0 | 0 | 0 | 0 | 0% | 0% | 0% | 0 | 0 | 0 | 0 | 0 | 0 | 0 | 0 | 538 | 0 | 0 | 0 | 0 | 0 | 0 | 0 | 0 | 0 | 0 | 0 | 0 | 0 | 0 | 0 | 0 | 0 | 0 |  | 2900 | CB 538 | [40 empty] | 0 | 0 | 0 |  |  |  | 0 | 5000000
CB 537 | 0 | 0 | 0 | 0 | 0% | 0% | 0% | 0 | 0 | 0 | 0 | 0 | 0 | 0 | 0 | 537 | 0 | 0 | 0 | 0 | 0 | 0 | 0 | 0 | 0 | 0 | 0 | 0 | 0 | 0 | 0 | 0 | 0 | 0 |  | 2901 | CB 537 | [40 empty] | 0 | 0 | 0 |  |  |  | 0 | 5000000
910-950F | 0 | 0 | 0 | 0 | 0% | 0% | 0% | 0 | 0 | 0 | 0 | 0 | 0 | 0 | 0 | 910 | 0 | 0 | 0 | 0 | 0 | 0 | 0 | 0 | 0 | 0 | 0 | 0 | 0 | 0 | 0 | 0 | 0 | 0 |  | 2902 | 910-950F | [40 empty] | 0 | 0 | 0 |  |  |  | 0 | 5000000
CB 528 | 0 | 0 | 0 | 0 | 0% | 0% | 0% | 0 | 0 | 0 | 0 | 0 | 0 | 0 | 0 | 528 | 0 | 0 | 0 | 0 | 0 | 0 | 0 | 0 | 0 | 0 | 0 | 0 | 0 | 0 | 0 | 0 | 0 | 0 |  | 2903 | CB 528 | [40 empty] | 0 | 0 | 0 |  |  |  | 0 | 5000000
910-951F | 0 | 0 | 0 | 0 | 0% | 0% | 0% | 0 | 0 | 0 | 0 | 0 | 0 | 0 | 0 | 910 | 0 | 0 | 0 | 0 | 0 | 0 | 0 | 0 | 0 | 0 | 0 | 0 | 0 | 0 | 0 | 0 | 0 | 0 |  | 2904 | 910-951F | [40 empty] | 0 | 0 | 0 |  |  |  | 0 | 5000000
910-952 | 0 | 0 | 0 | 0 | 0% | 0% | 0% | 0 | 0 | 0 | 0 | 0 | 0 | 0 | 0 | 910 | 0 | 0 | 0 | 0 | 0 | 0 | 0 | 0 | 0 | 0 | 0 | 0 | 0 | 0 | 0 | 0 | 0 | 0 |  | 2905 | 910-952 | [40 empty] | 0 | 0 | 0 |  |  |  | 0 | 5000000
911-551 | 0 | 0 | 0 | 0 | 0% | 0% | 0% | 0 | 0 | 0 | 0 | 0 | 0 | 0 | 0 | 911 | 0 | 0 | 0 | 0 | 0 | 0 | 0 | 0 | 0 | 0 | 0 | 0 | 0 | 0 | 0 | 0 | 0 | 0 |  | 2906 | 911-551 | [40 empty] | 0 | 0 | 0 |  |  |  | 0 | 5000000
CB 543 | 0 | 0 | 0 | 0 | 0% | 0% | 0% | 0 | 0 | 0 | 0 | 0 | 0 | 0 | 0 | 543 | 0 | 0 | 0 | 0 | 0 | 0 | 0 | 0 | 0 | 0 | 0 | 0 | 0 | 0 | 0 | 0 | 0 | 0 |  | 2907 | CB 543 | [40 empty] | 0 | 0 | 0 |  |  |  | 0 | 5000000
CB 507 | 0 | 0 | 0 | 0 | 0% | 0% | 0% | 0 | 0 | 0 | 0 | 0 | 0 | 0 | 0 | 507 | 0 | 0 | 0 | 0 | 0 | 0 | 0 | 0 | 0 | 0 | 0 | 0 | 0 | 0 | 0 | 0 | 0 | 0 |  | 2908 | CB 507 | [40 empty] | 0 | 0 | 0 |  |  |  | 0 | 5000000
CB 503 | 0 | 0 | 0 | 0 | 0% | 0% | 0% | 0 | 0 | 0 | 0 | 0 | 0 | 0 | 0 | 503 | 0 | 0 | 0 | 0 | 0 | 0 | 0 | 0 | 0 | 0 | 0 | 0 | 0 | 0 | 0 | 0 | 0 | 0 |  | 2909 | CB 503 | [40 empty] | 0 | 0 | 0 |  |  |  | 0 | 5000000
CB 502 | 0 | 0 | 0 | 0 | 0% | 0% | 0% | 0 | 0 | 0 | 0 | 0 | 0 | 0 | 0 | 502 | 0 | 0 | 0 | 0 | 0 | 0 | 0 | 0 | 0 | 0 | 0 | 0 | 0 | 0 | 0 | 0 | 0 | 0 |  | 2910 | CB 502 | [40 empty] | 0 | 0 | 0 |  |  |  | 0 | 5000000
CB 501 | 0 | 0 | 0 | 0 | 0% | 0% | 0% | 0 | 0 | 0 | 0 | 0 | 0 | 0 | 0 | 501 | 0 | 0 | 0 | 0 | 0 | 0 | 0 | 0 | 0 | 0 | 0 | 0 | 0 | 0 | 0 | 0 | 0 | 0 |  | 2911 | CB 501 | [40 empty] | 0 | 0 | 0 |  |  |  | 0 | 5000000
911-552 | 0 | 0 | 0 | 0 | 0% | 0% | 0% | 0 | 0 | 0 | 0 | 0 | 0 | 0 | 0 | 911 | 0 | 0 | 0 | 0 | 0 | 0 | 0 | 0 | 0 | 0 | 0 | 0 | 0 | 0 | 0 | 0 | 0 | 0 |  | 2912 | 911-552 | [40 empty] | 0 | 0 | 0 |  |  |  | 0 | 5000000
911-554AE | 0 | 0 | 0 | 0 | 0% | 0% | 0% | 0 | 0 | 0 | 0 | 0 | 0 | 0 | 0 | 911 | 0 | 0 | 0 | 0 | 0 | 0 | 0 | 0 | 0 | 0 | 0 | 0 | 0 | 0 | 0 | 0 | 0 | 0 |  | 2913 | 911-554AE | [40 empty] | 0 | 0 | 0 |  |  |  | 0 | 5000000
CB 500 | 0 | 0 | 0 | 0 | 0% | 0% | 0% | 0 | 0 | 0 | 0 | 0 | 0 | 0 | 0 | 500 | 0 | 0 | 0 | 0 | 0 | 0 | 0 | 0 | 0 | 0 | 0 | 0 | 0 | 0 | 0 | 0 | 0 | 0 |  | 2914 | CB 500 | [40 empty] | 0 | 0 | 0 |  |  |  | 0 | 5000000
911-555 | 0 | 0 | 0 | 0 | 0% | 0% | 0% | 0 | 0 | 0 | 0 | 0 | 0 | 0 | 0 | 911 | 0 | 0 | 0 | 0 | 0 | 0 | 0 | 0 | 0 | 0 | 0 | 0 | 0 | 0 | 0 | 0 | 0 | 0 |  | 2915 | 911-555 | [40 empty] | 0 | 0 | 0 |  |  |  | 0 | 5000000
CB 541 | 0 | 0 | 0 | 0 | 0% | 0% | 0% | 0 | 0 | 0 | 0 | 0 | 0 | 0 | 0 | 541 | 0 | 0 | 0 | 0 | 0 | 0 | 0 | 0 | 0 | 0 | 0 | 0 | 0 | 0 | 0 | 0 | 0 | 0 |  | 2916 | CB 541 | [40 empty] | 0 | 0 | 0 |  |  |  | 0 | 5000000
CB 544 | 0 | 0 | 0 | 0 | 0% | 0% | 0% | 0 | 0 | 0 | 0 | 0 | 0 | 0 | 0 | 544 | 0 | 0 | 0 | 0 | 0 | 0 | 0 | 0 | 0 | 0 | 0 | 0 | 0 | 0 | 0 | 0 | 0 | 0 |  | 2917 | CB 544 | [40 empty] | 0 | 0 | 0 |  |  |  | 0 | 5000000
912-408 | 0 | 0 | 0 | 0 | 0% | 0% | 0% | 0 | 0 | 0 | 0 | 0 | 0 | 0 | 0 | 912 | 0 | 0 | 0 | 0 | 0 | 0 | 0 | 0 | 0 | 0 | 0 | 0 | 0 | 0 | 0 | 0 | 0 | 0 |  | 2918 | 912-408 | [40 empty] | 0 | 0 | 0 |  |  |  | 0 | 5000000
CB 566 | 0 | 0 | 0 | 0 | 0% | 0% | 0% | 0 | 0 | 0 | 0 | 0 | 0 | 0 | 0 | 566 | 0 | 0 | 0 | 0 | 0 | 0 | 0 | 0 | 0 | 0 | 0 | 0 | 0 | 0 | 0 | 0 | 0 | 0 |  | 2919 | CB 566 | [40 empty] | 0 | 0 | 0 |  |  |  | 0 | 5000000
CB 577 | 0 | 0 | 0 | 0 | 0% | 0% | 0% | 0 | 0 | 0 | 0 | 0 | 0 | 0 | 0 | 577 | 0 | 0 | 0 | 0 | 0 | 0 | 0 | 0 | 0 | 0 | 0 | 0 | 0 | 0 | 0 | 0 | 0 | 0 |  | 2920 | CB 577 | [40 empty] | 0 | 0 | 0 |  |  |  | 0 | 5000000
CB 575 | 0 | 0 | 0 | 0 | 0% | 0% | 0% | 0 | 0 | 0 | 0 | 0 | 0 | 0 | 0 | 575 | 0 | 0 | 0 | 0 | 0 | 0 | 0 | 0 | 0 | 0 | 0 | 0 | 0 | 0 | 0 | 0 | 0 | 0 |  | 2921 | CB 575 | [40 empty] | 0 | 0 | 0 |  |  |  | 0 | 5000000
CB 574 | 0 | 0 | 0 | 0 | 0% | 0% | 0% | 0 | 0 | 0 | 0 | 0 | 0 | 0 | 0 | 574 | 0 | 0 | 0 | 0 | 0 | 0 | 0 | 0 | 0 | 0 | 0 | 0 | 0 | 0 | 0 | 0 | 0 | 0 |  | 2922 | CB 574 | [40 empty] | 0 | 0 | 0 |  |  |  | 0 | 5000000
CB 571 | 0 | 0 | 0 | 0 | 0% | 0% | 0% | 0 | 0 | 0 | 0 | 0 | 0 | 0 | 0 | 571 | 0 | 0 | 0 | 0 | 0 | 0 | 0 | 0 | 0 | 0 | 0 | 0 | 0 | 0 | 0 | 0 | 0 | 0 |  | 2923 | CB 571 | [40 empty] | 0 | 0 | 0 |  |  |  | 0 | 5000000
908-2056 | 0 | 0 | 0 | 0 | 0% | 0% | 0% | 0 | 0 | 0 | 0 | 0 | 0 | 0 | 0 | 908 | 0 | 0 | 0 | 0 | 0 | 0 | 0 | 0 | 0 | 0 | 0 | 0 | 0 | 0 | 0 | 0 | 0 | 0 |  | 2924 | 908-2056 | [40 empty] | 0 | 0 | 0 |  |  |  | 0 | 5000000
CB 1287 | 0 | 0 | 0 | 0 | 0% | 0% | 0% | 0 | 0 | 0 | 0 | 0 | 0 | 0 | 0 | 1287 | 0 | 0 | 0 | 0 | 0 | 0 | 0 | 0 | 0 | 0 | 0 | 0 | 0 | 0 | 0 | 0 | 0 | 0 |  | 2925 | CB 1287 | [40 empty] | 0 | 0 | 0 |  |  |  | 0 | 5000000
908-2058F | 0 | 0 | 0 | 0 | 0% | 0% | 0% | 0 | 0 | 0 | 0 | 0 | 0 | 0 | 0 | 908 | 0 | 0 | 0 | 0 | 0 | 0 | 0 | 0 | 0 | 0 | 0 | 0 | 0 | 0 | 0 | 0 | 0 | 0 |  | 2926 | 908-2058F | [40 empty] | 0 | 0 | 0 |  |  |  | 0 | 5000000
908-2061 | 0 | 0 | 0 | 0 | 0% | 0% | 0% | 0 | 0 | 0 | 0 | 0 | 0 | 0 | 0 | 908 | 0 | 0 | 0 | 0 | 0 | 0 | 0 | 0 | 0 | 0 | 0 | 0 | 0 | 0 | 0 | 0 | 0 | 0 |  | 2927 | 908-2061 | [40 empty] | 0 | 0 | 0 |  |  |  | 0 | 5000000
CB 565 | 0 | 0 | 0 | 0 | 0% | 0% | 0% | 0 | 0 | 0 | 0 | 0 | 0 | 0 | 0 | 565 | 0 | 0 | 0 | 0 | 0 | 0 | 0 | 0 | 0 | 0 | 0 | 0 | 0 | 0 | 0 | 0 | 0 | 0 |  | 2928 | CB 565 | [40 empty] | 0 | 0 | 0 |  |  |  | 0 | 5000000
CB 55 | 0 | 0 | 0 | 0 | 0% | 0% | 0% | 0 | 0 | 0 | 0 | 0 | 0 | 0 | 0 | 55 | 0 | 0 | 0 | 0 | 0 | 0 | 0 | 0 | 0 | 0 | 0 | 0 | 0 | 0 | 0 | 0 | 0 | 0 |  | 2929 | CB 55 | [40 empty] | 0 | 0 | 0 |  |  |  | 0 | 5000000
CB 561 | 0 | 0 | 0 | 0 | 0% | 0% | 0% | 0 | 0 | 0 | 0 | 0 | 0 | 0 | 0 | 561 | 0 | 0 | 0 | 0 | 0 | 0 | 0 | 0 | 0 | 0 | 0 | 0 | 0 | 0 | 0 | 0 | 0 | 0 |  | 2930 | CB 561 | [40 empty] | 0 | 0 | 0 |  |  |  | 0 | 5000000
909-17R | 0 | 0 | 0 | 0 | 0% | 0% | 0% | 0 | 0 | 0 | 0 | 0 | 0 | 0 | 0 | 909 | 0 | 0 | 0 | 0 | 0 | 0 | 0 | 0 | 0 | 0 | 0 | 0 | 0 | 0 | 0 | 0 | 0 | 0 |  | 2931 | 909-17R | [40 empty] | 0 | 0 | 0 |  |  |  | 0 | 5000000
CB 559 | 0 | 0 | 0 | 0 | 0% | 0% | 0% | 0 | 0 | 0 | 0 | 0 | 0 | 0 | 0 | 559 | 0 | 0 | 0 | 0 | 0 | 0 | 0 | 0 | 0 | 0 | 0 | 0 | 0 | 0 | 0 | 0 | 0 | 0 |  | 2932 | CB 559 | [40 empty] | 0 | 0 | 0 |  |  |  | 0 | 5000000
CB 557 | 0 | 0 | 0 | 0 | 0% | 0% | 0% | 0 | 0 | 0 | 0 | 0 | 0 | 0 | 0 | 557 | 0 | 0 | 0 | 0 | 0 | 0 | 0 | 0 | 0 | 0 | 0 | 0 | 0 | 0 | 0 | 0 | 0 | 0 |  | 2933 | CB 557 | [40 empty] | 0 | 0 | 0 |  |  |  | 0 | 5000000
CB 555 | 0 | 0 | 0 | 0 | 0% | 0% | 0% | 0 | 0 | 0 | 0 | 0 | 0 | 0 | 0 | 555 | 0 | 0 | 0 | 0 | 0 | 0 | 0 | 0 | 0 | 0 | 0 | 0 | 0 | 0 | 0 | 0 | 0 | 0 |  | 2934 | CB 555 | [40 empty] | 0 | 0 | 0 |  |  |  | 0 | 5000000
909-810 | 0 | 0 | 0 | 0 | 0% | 0% | 0% | 0 | 0 | 0 | 0 | 0 | 0 | 0 | 0 | 909 | 0 | 0 | 0 | 0 | 0 | 0 | 0 | 0 | 0 | 0 | 0 | 0 | 0 | 0 | 0 | 0 | 0 | 0 |  | 2935 | 909-810 | [40 empty] | 0 | 0 | 0 |  |  |  | 0 | 5000000
909-847 | 0 | 0 | 0 | 0 | 0% | 0% | 0% | 0 | 0 | 0 | 0 | 0 | 0 | 0 | 0 | 909 | 0 | 0 | 0 | 0 | 0 | 0 | 0 | 0 | 0 | 0 | 0 | 0 | 0 | 0 | 0 | 0 | 0 | 0 |  | 2936 | 909-847 | [40 empty] | 0 | 0 | 0 |  |  |  | 0 | 5000000
911-556AE | 0 | 0 | 0 | 0 | 0% | 0% | 0% | 0 | 0 | 0 | 0 | 0 | 0 | 0 | 0 | 911 | 0 | 0 | 0 | 0 | 0 | 0 | 0 | 0 | 0 | 0 | 0 | 0 | 0 | 0 | 0 | 0 | 0 | 0 |  | 2937 | 911-556AE | [40 empty] | 0 | 0 | 0 |  |  |  | 0 | 5000000
912-409F | 0 | 0 | 0 | 0 | 0% | 0% | 0% | 0 | 0 | 0 | 0 | 0 | 0 | 0 | 0 | 912 | 0 | 0 | 0 | 0 | 0 | 0 | 0 | 0 | 0 | 0 | 0 | 0 | 0 | 0 | 0 | 0 | 0 | 0 |  | 2938 | 912-409F | [40 empty] | 0 | 0 | 0 |  |  |  | 0 | 5000000
CB 477 | 0 | 0 | 0 | 0 | 0% | 0% | 0% | 0 | 0 | 0 | 0 | 0 | 0 | 0 | 0 | 477 | 0 | 0 | 0 | 0 | 0 | 0 | 0 | 0 | 0 | 0 | 0 | 0 | 0 | 0 | 0 | 0 | 0 | 0 |  | 2939 | CB 477 | [40 empty] | 0 | 0 | 0 |  |  |  | 0 | 5000000
921-802F | 0 | 0 | 0 | 0 | 0% | 0% | 0% | 0 | 0 | 0 | 0 | 0 | 0 | 0 | 0 | 921 | 0 | 0 | 0 | 0 | 0 | 0 | 0 | 0 | 0 | 0 | 0 | 0 | 0 | 0 | 0 | 0 | 0 | 0 |  | 2940 | 921-802F | [40 empty] | 0 | 0 | 0 |  |  |  | 0 | 5000000
92-617 | 0 | 0 | 0 | 0 | 0% | 0% | 0% | 0 | 0 | 0 | 0 | 0 | 0 | 0 | 0 | 92 | 0 | 0 | 0 | 0 | 0 | 0 | 0 | 0 | 0 | 0 | 0 | 0 | 0 | 0 | 0 | 0 | 0 | 0 |  | 2941 | 92-617 | [40 empty] | 0 | 0 | 0 |  |  |  | 0 | 5000000
92-618F | 51929.6229 | 0 | 51929.6229 | 0 | 0% | 100% | 0% | 8224.2277 | 17274.1783 | 10.0555 | 7318.9569 | 895.2153 | 21.1206 | 15372.7464 | 1880.3113 | 92 | 0.0051402 | 0.0051402 | 0.0051402 | 10102646.376 | 63.4927 | 46213.5397 | 5652.5906 | 12352.176 | 8990611.2 | 1099683 | 8502664.3403 | 10395.9302 | 7566745.0293 | 925523.3809 | 6742042.0642 | 8243.2748 | 5999920.8759 | 733877.9135 |  | 2942 | 92-618F | 51929.6229 | 43705.3952 | 34655.4446 | 0 | 0 | 0 | 51929.6229 | 43705.3952 | 34655.4446 | 0 | 63.4927 | 53.4372 | 42.3721 | 0 | 0 | 0 | 63.4927 | 53.4372 | 42.3721 | 0 | 5652.5906 | 4757.3753 | 3772.2793 | 0 | 0 | 0 | 5652.5906 | 4757.3753 | 3772.2793 | 0 | 46213.5397 | 38894.5828 | 30840.7933 | 0 | 0 | 0 | 46213.5397 | 38894.5828 | 30840.7933 | 0 | 0 | 0 | 0 | 0.0051402 | 0.0051402 | 0.0051402 | 0 | 5000000
CB 494 | 0 | 0 | 0 | 0 | 0% | 0% | 0% | 0 | 0 | 0 | 0 | 0 | 0 | 0 | 0 | 494 | 0 | 0 | 0 | 0 | 0 | 0 | 0 | 0 | 0 | 0 | 0 | 0 | 0 | 0 | 0 | 0 | 0 | 0 |  | 2943 | CB 494 | [40 empty] | 0 | 0 | 0 |  |  |  | 0 | 5000000
920-820 | 0 | 0 | 0 | 0 | 0% | 0% | 0% | 0 | 0 | 0 | 0 | 0 | 0 | 0 | 0 | 920 | 0 | 0 | 0 | 0 | 0 | 0 | 0 | 0 | 0 | 0 | 0 | 0 | 0 | 0 | 0 | 0 | 0 | 0 |  | 2944 | 920-820 | [40 empty] | 0 | 0 | 0 |  |  |  | 0 | 5000000
920-821F | 0 | 0 | 0 | 0 | 0% | 0% | 0% | 0 | 0 | 0 | 0 | 0 | 0 | 0 | 0 | 920 | 0 | 0 | 0 | 0 | 0 | 0 | 0 | 0 | 0 | 0 | 0 | 0 | 0 | 0 | 0 | 0 | 0 | 0 |  | 2945 | 920-821F | [40 empty] | 0 | 0 | 0 |  |  |  | 0 | 5000000
921-799 | 0 | 0 | 0 | 0 | 0% | 0% | 0% | 0 | 0 | 0 | 0 | 0 | 0 | 0 | 0 | 921 | 0 | 0 | 0 | 0 | 0 | 0 | 0 | 0 | 0 | 0 | 0 | 0 | 0 | 0 | 0 | 0 | 0 | 0 |  | 2946 | 921-799 | [40 empty] | 0 | 0 | 0 |  |  |  | 0 | 5000000
CB 49 | 0 | 0 | 0 | 0 | 0% | 0% | 0% | 0 | 0 | 0 | 0 | 0 | 0 | 0 | 0 | 49 | 0 | 0 | 0 | 0 | 0 | 0 | 0 | 0 | 0 | 0 | 0 | 0 | 0 | 0 | 0 | 0 | 0 | 0 |  | 2947 | CB 49 | [40 empty] | 0 | 0 | 0 |  |  |  | 0 | 5000000
921-801F | 0 | 0 | 0 | 0 | 0% | 0% | 0% | 0 | 0 | 0 | 0 | 0 | 0 | 0 | 0 | 921 | 0 | 0 | 0 | 0 | 0 | 0 | 0 | 0 | 0 | 0 | 0 | 0 | 0 | 0 | 0 | 0 | 0 | 0 |  | 2948 | 921-801F | [40 empty] | 0 | 0 | 0 |  |  |  | 0 | 5000000
921-827 | 0 | 0 | 0 | 0 | 0% | 0% | 0% | 0 | 0 | 0 | 0 | 0 | 0 | 0 | 0 | 921 | 0 | 0 | 0 | 0 | 0 | 0 | 0 | 0 | 0 | 0 | 0 | 0 | 0 | 0 | 0 | 0 | 0 | 0 |  | 2949 | 921-827 | [40 empty] | 0 | 0 | 0 |  |  |  | 0 | 5000000
917-14 | 0 | 0 | 0 | 0 | 0% | 0% | 0% | 0 | 0 | 0 | 0 | 0 | 0 | 0 | 0 | 917 | 0 | 0 | 0 | 0 | 0 | 0 | 0 | 0 | 0 | 0 | 0 | 0 | 0 | 0 | 0 | 0 | 0 | 0 |  | 2950 | 917-14 | [40 empty] | 0 | 0 | 0 |  |  |  | 0 | 5000000
922-1140 | 0 | 0 | 0 | 0 | 0% | 0% | 0% | 0 | 0 | 0 | 0 | 0 | 0 | 0 | 0 | 922 | 0 | 0 | 0 | 0 | 0 | 0 | 0 | 0 | 0 | 0 | 0 | 0 | 0 | 0 | 0 | 0 | 0 | 0 |  | 2951 | 922-1140 | [40 empty] | 0 | 0 | 0 |  |  |  | 0 | 5000000
922-1141F | 0 | 0 | 0 | 0 | 0% | 0% | 0% | 0 | 0 | 0 | 0 | 0 | 0 | 0 | 0 | 922 | 0 | 0 | 0 | 0 | 0 | 0 | 0 | 0 | 0 | 0 | 0 | 0 | 0 | 0 | 0 | 0 | 0 | 0 |  | 2952 | 922-1141F | [40 empty] | 0 | 0 | 0 |  |  |  | 0 | 5000000
922-1142F | 0 | 0 | 0 | 0 | 0% | 0% | 0% | 0 | 0 | 0 | 0 | 0 | 0 | 0 | 0 | 922 | 0 | 0 | 0 | 0 | 0 | 0 | 0 | 0 | 0 | 0 | 0 | 0 | 0 | 0 | 0 | 0 | 0 | 0 |  | 2953 | 922-1142F | [40 empty] | 0 | 0 | 0 |  |  |  | 0 | 5000000
922-581 | 0 | 0 | 0 | 0 | 0% | 0% | 0% | 0 | 0 | 0 | 0 | 0 | 0 | 0 | 0 | 922 | 0 | 0 | 0 | 0 | 0 | 0 | 0 | 0 | 0 | 0 | 0 | 0 | 0 | 0 | 0 | 0 | 0 | 0 |  | 2954 | 922-581 | [40 empty] | 0 | 0 | 0 |  |  |  | 0 | 5000000
922-582 | 0 | 0 | 0 | 0 | 0% | 0% | 0% | 0 | 0 | 0 | 0 | 0 | 0 | 0 | 0 | 922 | 0 | 0 | 0 | 0 | 0 | 0 | 0 | 0 | 0 | 0 | 0 | 0 | 0 | 0 | 0 | 0 | 0 | 0 |  | 2955 | 922-582 | [40 empty] | 0 | 0 | 0 |  |  |  | 0 | 5000000
923-59 | 0 | 0 | 0 | 0 | 0% | 0% | 0% | 0 | 0 | 0 | 0 | 0 | 0 | 0 | 0 | 923 | 0 | 0 | 0 | 0 | 0 | 0 | 0 | 0 | 0 | 0 | 0 | 0 | 0 | 0 | 0 | 0 | 0 | 0 |  | 2956 | 923-59 | [40 empty] | 0 | 0 | 0 |  |  |  | 0 | 5000000
CB 482 | 0 | 0 | 0 | 0 | 0% | 0% | 0% | 0 | 0 | 0 | 0 | 0 | 0 | 0 | 0 | 482 | 0 | 0 | 0 | 0 | 0 | 0 | 0 | 0 | 0 | 0 | 0 | 0 | 0 | 0 | 0 | 0 | 0 | 0 |  | 2957 | CB 482 | [40 empty] | 0 | 0 | 0 |  |  |  | 0 | 5000000
923-60F | 0 | 0 | 0 | 0 | 0% | 0% | 0% | 0 | 0 | 0 | 0 | 0 | 0 | 0 | 0 | 923 | 0 | 0 | 0 | 0 | 0 | 0 | 0 | 0 | 0 | 0 | 0 | 0 | 0 | 0 | 0 | 0 | 0 | 0 |  | 2958 | 923-60F | [40 empty] | 0 | 0 | 0 |  |  |  | 0 | 5000000
917-15F | 0 | 0 | 0 | 0 | 0% | 0% | 0% | 0 | 0 | 0 | 0 | 0 | 0 | 0 | 0 | 917 | 0 | 0 | 0 | 0 | 0 | 0 | 0 | 0 | 0 | 0 | 0 | 0 | 0 | 0 | 0 | 0 | 0 | 0 |  | 2959 | 917-15F | [40 empty] | 0 | 0 | 0 |  |  |  | 0 | 5000000
917-13 | 0 | 0 | 0 | 0 | 0% | 0% | 0% | 0 | 0 | 0 | 0 | 0 | 0 | 0 | 0 | 917 | 0 | 0 | 0 | 0 | 0 | 0 | 0 | 0 | 0 | 0 | 0 | 0 | 0 | 0 | 0 | 0 | 0 | 0 |  | 2960 | 917-13 | [40 empty] | 0 | 0 | 0 |  |  |  | 0 | 5000000
913-11 | 0 | 0 | 0 | 0 | 0% | 0% | 0% | 0 | 0 | 0 | 0 | 0 | 0 | 0 | 0 | 913 | 0 | 0 | 0 | 0 | 0 | 0 | 0 | 0 | 0 | 0 | 0 | 0 | 0 | 0 | 0 | 0 | 0 | 0 |  | 2961 | 913-11 | [40 empty] | 0 | 0 | 0 |  |  |  | 0 | 5000000
915-10 | 0 | 0 | 0 | 0 | 0% | 0% | 0% | 0 | 0 | 0 | 0 | 0 | 0 | 0 | 0 | 915 | 0 | 0 | 0 | 0 | 0 | 0 | 0 | 0 | 0 | 0 | 0 | 0 | 0 | 0 | 0 | 0 | 0 | 0 |  | 2962 | 915-10 | [40 empty] | 0 | 0 | 0 |  |  |  | 0 | 5000000
913-12F | 0 | 0 | 0 | 0 | 0% | 0% | 0% | 0 | 0 | 0 | 0 | 0 | 0 | 0 | 0 | 913 | 0 | 0 | 0 | 0 | 0 | 0 | 0 | 0 | 0 | 0 | 0 | 0 | 0 | 0 | 0 | 0 | 0 | 0 |  | 2963 | 913-12F | [40 empty] | 0 | 0 | 0 |  |  |  | 0 | 5000000
913-14F | 0 | 0 | 0 | 0 | 0% | 0% | 0% | 0 | 0 | 0 | 0 | 0 | 0 | 0 | 0 | 913 | 0 | 0 | 0 | 0 | 0 | 0 | 0 | 0 | 0 | 0 | 0 | 0 | 0 | 0 | 0 | 0 | 0 | 0 |  | 2964 | 913-14F | [40 empty] | 0 | 0 | 0 |  |  |  | 0 | 5000000
913-15F | 0 | 0 | 0 | 0 | 0% | 0% | 0% | 0 | 0 | 0 | 0 | 0 | 0 | 0 | 0 | 913 | 0 | 0 | 0 | 0 | 0 | 0 | 0 | 0 | 0 | 0 | 0 | 0 | 0 | 0 | 0 | 0 | 0 | 0 |  | 2965 | 913-15F | [40 empty] | 0 | 0 | 0 |  |  |  | 0 | 5000000
913-16F | 0 | 0 | 0 | 0 | 0% | 0% | 0% | 0 | 0 | 0 | 0 | 0 | 0 | 0 | 0 | 913 | 0 | 0 | 0 | 0 | 0 | 0 | 0 | 0 | 0 | 0 | 0 | 0 | 0 | 0 | 0 | 0 | 0 | 0 |  | 2966 | 913-16F | [40 empty] | 0 | 0 | 0 |  |  |  | 0 | 5000000
913-17 | 0 | 0 | 0 | 0 | 0% | 0% | 0% | 0 | 0 | 0 | 0 | 0 | 0 | 0 | 0 | 913 | 0 | 0 | 0 | 0 | 0 | 0 | 0 | 0 | 0 | 0 | 0 | 0 | 0 | 0 | 0 | 0 | 0 | 0 |  | 2967 | 913-17 | [40 empty] | 0 | 0 | 0 |  |  |  | 0 | 5000000
913-451 | 0 | 0 | 0 | 0 | 0% | 0% | 0% | 0 | 0 | 0 | 0 | 0 | 0 | 0 | 0 | 913 | 0 | 0 | 0 | 0 | 0 | 0 | 0 | 0 | 0 | 0 | 0 | 0 | 0 | 0 | 0 | 0 | 0 | 0 |  | 2968 | 913-451 | [40 empty] | 0 | 0 | 0 |  |  |  | 0 | 5000000
913-452F | 0 | 0 | 0 | 0 | 0% | 0% | 0% | 0 | 0 | 0 | 0 | 0 | 0 | 0 | 0 | 913 | 0 | 0 | 0 | 0 | 0 | 0 | 0 | 0 | 0 | 0 | 0 | 0 | 0 | 0 | 0 | 0 | 0 | 0 |  | 2969 | 913-452F | [40 empty] | 0 | 0 | 0 |  |  |  | 0 | 5000000
913-454F | 0 | 0 | 0 | 0 | 0% | 0% | 0% | 0 | 0 | 0 | 0 | 0 | 0 | 0 | 0 | 913 | 0 | 0 | 0 | 0 | 0 | 0 | 0 | 0 | 0 | 0 | 0 | 0 | 0 | 0 | 0 | 0 | 0 | 0 |  | 2970 | 913-454F | [40 empty] | 0 | 0 | 0 |  |  |  | 0 | 5000000
915-11F | 0 | 0 | 0 | 0 | 0% | 0% | 0% | 0 | 0 | 0 | 0 | 0 | 0 | 0 | 0 | 915 | 0 | 0 | 0 | 0 | 0 | 0 | 0 | 0 | 0 | 0 | 0 | 0 | 0 | 0 | 0 | 0 | 0 | 0 |  | 2971 | 915-11F | [40 empty] | 0 | 0 | 0 |  |  |  | 0 | 5000000
916-416F | 0 | 0 | 0 | 0 | 0% | 0% | 0% | 0 | 0 | 0 | 0 | 0 | 0 | 0 | 0 | 916 | 0 | 0 | 0 | 0 | 0 | 0 | 0 | 0 | 0 | 0 | 0 | 0 | 0 | 0 | 0 | 0 | 0 | 0 |  | 2972 | 916-416F | [40 empty] | 0 | 0 | 0 |  |  |  | 0 | 5000000
915-12F | 0 | 0 | 0 | 0 | 0% | 0% | 0% | 0 | 0 | 0 | 0 | 0 | 0 | 0 | 0 | 915 | 0 | 0 | 0 | 0 | 0 | 0 | 0 | 0 | 0 | 0 | 0 | 0 | 0 | 0 | 0 | 0 | 0 | 0 |  | 2973 | 915-12F | [40 empty] | 0 | 0 | 0 |  |  |  | 0 | 5000000
915-131 | 0 | 0 | 0 | 0 | 0% | 0% | 0% | 0 | 0 | 0 | 0 | 0 | 0 | 0 | 0 | 915 | 0 | 0 | 0 | 0 | 0 | 0 | 0 | 0 | 0 | 0 | 0 | 0 | 0 | 0 | 0 | 0 | 0 | 0 |  | 2974 | 915-131 | [40 empty] | 0 | 0 | 0 |  |  |  | 0 | 5000000
915-132F | 0 | 0 | 0 | 0 | 0% | 0% | 0% | 0 | 0 | 0 | 0 | 0 | 0 | 0 | 0 | 915 | 0 | 0 | 0 | 0 | 0 | 0 | 0 | 0 | 0 | 0 | 0 | 0 | 0 | 0 | 0 | 0 | 0 | 0 |  | 2975 | 915-132F | [40 empty] | 0 | 0 | 0 |  |  |  | 0 | 5000000
915-17F | 0 | 0 | 0 | 0 | 0% | 0% | 0% | 0 | 0 | 0 | 0 | 0 | 0 | 0 | 0 | 915 | 0 | 0 | 0 | 0 | 0 | 0 | 0 | 0 | 0 | 0 | 0 | 0 | 0 | 0 | 0 | 0 | 0 | 0 |  | 2976 | 915-17F | [40 empty] | 0 | 0 | 0 |  |  |  | 0 | 5000000
915-9F | 0 | 0 | 0 | 0 | 0% | 0% | 0% | 0 | 0 | 0 | 0 | 0 | 0 | 0 | 0 | 915 | 0 | 0 | 0 | 0 | 0 | 0 | 0 | 0 | 0 | 0 | 0 | 0 | 0 | 0 | 0 | 0 | 0 | 0 |  | 2977 | 915-9F | [40 empty] | 0 | 0 | 0 |  |  |  | 0 | 5000000
916-378 | 0 | 0 | 0 | 0 | 0% | 0% | 0% | 0 | 0 | 0 | 0 | 0 | 0 | 0 | 0 | 916 | 0 | 0 | 0 | 0 | 0 | 0 | 0 | 0 | 0 | 0 | 0 | 0 | 0 | 0 | 0 | 0 | 0 | 0 |  | 2978 | 916-378 | [40 empty] | 0 | 0 | 0 |  |  |  | 0 | 5000000
916-379AE | 0 | 0 | 0 | 0 | 0% | 0% | 0% | 0 | 0 | 0 | 0 | 0 | 0 | 0 | 0 | 916 | 0 | 0 | 0 | 0 | 0 | 0 | 0 | 0 | 0 | 0 | 0 | 0 | 0 | 0 | 0 | 0 | 0 | 0 |  | 2979 | 916-379AE | [40 empty] | 0 | 0 | 0 |  |  |  | 0 | 5000000
916-415 | 0 | 0 | 0 | 0 | 0% | 0% | 0% | 0 | 0 | 0 | 0 | 0 | 0 | 0 | 0 | 916 | 0 | 0 | 0 | 0 | 0 | 0 | 0 | 0 | 0 | 0 | 0 | 0 | 0 | 0 | 0 | 0 | 0 | 0 |  | 2980 | 916-415 | [40 empty] | 0 | 0 | 0 |  |  |  | 0 | 5000000
CB 58 | 0 | 0 | 0 | 0 | 0% | 0% | 0% | 0 | 0 | 0 | 0 | 0 | 0 | 0 | 0 | 58 | 0 | 0 | 0 | 0 | 0 | 0 | 0 | 0 | 0 | 0 | 0 | 0 | 0 | 0 | 0 | 0 | 0 | 0 |  | 2981 | CB 58 | [40 empty] | 0 | 0 | 0 |  |  |  | 0 | 5000000
CB 583 | 0 | 0 | 0 | 0 | 0% | 0% | 0% | 0 | 0 | 0 | 0 | 0 | 0 | 0 | 0 | 583 | 0 | 0 | 0 | 0 | 0 | 0 | 0 | 0 | 0 | 0 | 0 | 0 | 0 | 0 | 0 | 0 | 0 | 0 |  | 2982 | CB 583 | [40 empty] | 0 | 0 | 0 |  |  |  | 0 | 5000000
CB 584 | 0 | 0 | 0 | 0 | 0% | 0% | 0% | 0 | 0 | 0 | 0 | 0 | 0 | 0 | 0 | 584 | 0 | 0 | 0 | 0 | 0 | 0 | 0 | 0 | 0 | 0 | 0 | 0 | 0 | 0 | 0 | 0 | 0 | 0 |  | 2983 | CB 584 | [40 empty] | 0 | 0 | 0 |  |  |  | 0 | 5000000
89-288 | 0 | 0 | 0 | 0 | 0% | 0% | 0% | 0 | 0 | 0 | 0 | 0 | 0 | 0 | 0 | 89 | 0 | 0 | 0 | 0 | 0 | 0 | 0 | 0 | 0 | 0 | 0 | 0 | 0 | 0 | 0 | 0 | 0 | 0 |  | 2984 | 89-288 | [40 empty] | 0 | 0 | 0 |  |  |  | 0 | 5000000
89-211 | 0 | 0 | 0 | 0 | 0% | 0% | 0% | 0 | 0 | 0 | 0 | 0 | 0 | 0 | 0 | 89 | 0 | 0 | 0 | 0 | 0 | 0 | 0 | 0 | 0 | 0 | 0 | 0 | 0 | 0 | 0 | 0 | 0 | 0 |  | 2985 | 89-211 | [40 empty] | 0 | 0 | 0 |  |  |  | 0 | 5000000
89-211F | 0 | 0 | 0 | 0 | 0% | 0% | 0% | 0 | 0 | 0 | 0 | 0 | 0 | 0 | 0 | 89 | 0 | 0 | 0 | 0 | 0 | 0 | 0 | 0 | 0 | 0 | 0 | 0 | 0 | 0 | 0 | 0 | 0 | 0 |  | 2986 | 89-211F | [40 empty] | 0 | 0 | 0 |  |  |  | 0 | 5000000
89-212 | 0 | 0 | 0 | 0 | 0% | 0% | 0% | 0 | 0 | 0 | 0 | 0 | 0 | 0 | 0 | 89 | 0 | 0 | 0 | 0 | 0 | 0 | 0 | 0 | 0 | 0 | 0 | 0 | 0 | 0 | 0 | 0 | 0 | 0 |  | 2987 | 89-212 | [40 empty] | 0 | 0 | 0 |  |  |  | 0 | 5000000
89-212F | 0 | 0 | 0 | 0 | 0% | 0% | 0% | 0 | 0 | 0 | 0 | 0 | 0 | 0 | 0 | 89 | 0 | 0 | 0 | 0 | 0 | 0 | 0 | 0 | 0 | 0 | 0 | 0 | 0 | 0 | 0 | 0 | 0 | 0 |  | 2988 | 89-212F | [40 empty] | 0 | 0 | 0 |  |  |  | 0 | 5000000
89-284 | 0 | 0 | 0 | 0 | 0% | 0% | 0% | 0 | 0 | 0 | 0 | 0 | 0 | 0 | 0 | 89 | 0 | 0 | 0 | 0 | 0 | 0 | 0 | 0 | 0 | 0 | 0 | 0 | 0 | 0 | 0 | 0 | 0 | 0 |  | 2989 | 89-284 | [40 empty] | 0 | 0 | 0 |  |  |  | 0 | 5000000
89-285 | 0 | 0 | 0 | 0 | 0% | 0% | 0% | 0 | 0 | 0 | 0 | 0 | 0 | 0 | 0 | 89 | 0 | 0 | 0 | 0 | 0 | 0 | 0 | 0 | 0 | 0 | 0 | 0 | 0 | 0 | 0 | 0 | 0 | 0 |  | 2990 | 89-285 | [40 empty] | 0 | 0 | 0 |  |  |  | 0 | 5000000
89-287 | 0 | 0 | 0 | 0 | 0% | 0% | 0% | 0 | 0 | 0 | 0 | 0 | 0 | 0 | 0 | 89 | 0 | 0 | 0 | 0 | 0 | 0 | 0 | 0 | 0 | 0 | 0 | 0 | 0 | 0 | 0 | 0 | 0 | 0 |  | 2991 | 89-287 | [40 empty] | 0 | 0 | 0 |  |  |  | 0 | 5000000
89-287F | 0 | 0 | 0 | 0 | 0% | 0% | 0% | 0 | 0 | 0 | 0 | 0 | 0 | 0 | 0 | 89 | 0 | 0 | 0 | 0 | 0 | 0 | 0 | 0 | 0 | 0 | 0 | 0 | 0 | 0 | 0 | 0 | 0 | 0 |  | 2992 | 89-287F | [40 empty] | 0 | 0 | 0 |  |  |  | 0 | 5000000
89-288F | 0 | 0 | 0 | 0 | 0% | 0% | 0% | 0 | 0 | 0 | 0 | 0 | 0 | 0 | 0 | 89 | 0 | 0 | 0 | 0 | 0 | 0 | 0 | 0 | 0 | 0 | 0 | 0 | 0 | 0 | 0 | 0 | 0 | 0 |  | 2993 | 89-288F | [40 empty] | 0 | 0 | 0 |  |  |  | 0 | 5000000
89-210 | 0 | 0 | 0 | 0 | 0% | 0% | 0% | 0 | 0 | 0 | 0 | 0 | 0 | 0 | 0 | 89 | 0 | 0 | 0 | 0 | 0 | 0 | 0 | 0 | 0 | 0 | 0 | 0 | 0 | 0 | 0 | 0 | 0 | 0 |  | 2994 | 89-210 | [40 empty] | 0 | 0 | 0 |  |  |  | 0 | 5000000
89-289 | 0 | 0 | 0 | 0 | 0% | 0% | 0% | 0 | 0 | 0 | 0 | 0 | 0 | 0 | 0 | 89 | 0 | 0 | 0 | 0 | 0 | 0 | 0 | 0 | 0 | 0 | 0 | 0 | 0 | 0 | 0 | 0 | 0 | 0 |  | 2995 | 89-289 | [40 empty] | 0 | 0 | 0 |  |  |  | 0 | 5000000
89-289F | 0 | 0 | 0 | 0 | 0% | 0% | 0% | 0 | 0 | 0 | 0 | 0 | 0 | 0 | 0 | 89 | 0 | 0 | 0 | 0 | 0 | 0 | 0 | 0 | 0 | 0 | 0 | 0 | 0 | 0 | 0 | 0 | 0 | 0 |  | 2996 | 89-289F | [40 empty] | 0 | 0 | 0 |  |  |  | 0 | 5000000
89-655 | 0 | 0 | 0 | 0 | 0% | 0% | 0% | 0 | 0 | 0 | 0 | 0 | 0 | 0 | 0 | 89 | 0 | 0 | 0 | 0 | 0 | 0 | 0 | 0 | 0 | 0 | 0 | 0 | 0 | 0 | 0 | 0 | 0 | 0 |  | 2997 | 89-655 | [40 empty] | 0 | 0 | 0 |  |  |  | 0 | 5000000
89-656 | 0 | 0 | 0 | 0 | 0% | 0% | 0% | 0 | 0 | 0 | 0 | 0 | 0 | 0 | 0 | 89 | 0 | 0 | 0 | 0 | 0 | 0 | 0 | 0 | 0 | 0 | 0 | 0 | 0 | 0 | 0 | 0 | 0 | 0 |  | 2998 | 89-656 | [40 empty] | 0 | 0 | 0 |  |  |  | 0 | 5000000
89-658F | 0 | 0 | 0 | 0 | 0% | 0% | 0% | 0 | 0 | 0 | 0 | 0 | 0 | 0 | 0 | 89 | 0 | 0 | 0 | 0 | 0 | 0 | 0 | 0 | 0 | 0 | 0 | 0 | 0 | 0 | 0 | 0 | 0 | 0 |  | 2999 | 89-658F | [40 empty] | 0 | 0 | 0 |  |  |  | 0 | 5000000
CB 754 | 0 | 0 | 0 | 0 | 0% | 0% | 0% | 0 | 0 | 0 | 0 | 0 | 0 | 0 | 0 | 754 | 0 | 0 | 0 | 0 | 0 | 0 | 0 | 0 | 0 | 0 | 0 | 0 | 0 | 0 | 0 | 0 | 0 | 0 |  | 3000 | CB 754 | [40 empty] | 0 | 0 | 0 |  |  |  | 0 | 5000000
CB 753 | 0 | 0 | 0 | 0 | 0% | 0% | 0% | 0 | 0 | 0 | 0 | 0 | 0 | 0 | 0 | 753 | 0 | 0 | 0 | 0 | 0 | 0 | 0 | 0 | 0 | 0 | 0 | 0 | 0 | 0 | 0 | 0 | 0 | 0 |  | 3001 | CB 753 | [40 empty] | 0 | 0 | 0 |  |  |  | 0 | 5000000
90-46 | 0 | 0 | 0 | 0 | 0% | 0% | 0% | 0 | 0 | 0 | 0 | 0 | 0 | 0 | 0 | 90 | 0 | 0 | 0 | 0 | 0 | 0 | 0 | 0 | 0 | 0 | 0 | 0 | 0 | 0 | 0 | 0 | 0 | 0 |  | 3002 | 90-46 | [40 empty] | 0 | 0 | 0 |  |  |  | 0 | 5000000
89-210F | 0 | 0 | 0 | 0 | 0% | 0% | 0% | 0 | 0 | 0 | 0 | 0 | 0 | 0 | 0 | 89 | 0 | 0 | 0 | 0 | 0 | 0 | 0 | 0 | 0 | 0 | 0 | 0 | 0 | 0 | 0 | 0 | 0 | 0 |  | 3003 | 89-210F | [40 empty] | 0 | 0 | 0 |  |  |  | 0 | 5000000
89-208 | 0 | 0 | 0 | 0 | 0% | 0% | 0% | 0 | 0 | 0 | 0 | 0 | 0 | 0 | 0 | 89 | 0 | 0 | 0 | 0 | 0 | 0 | 0 | 0 | 0 | 0 | 0 | 0 | 0 | 0 | 0 | 0 | 0 | 0 |  | 3004 | 89-208 | [40 empty] | 0 | 0 | 0 |  |  |  | 0 | 5000000
CB 585 | 0 | 0 | 0 | 0 | 0% | 0% | 0% | 0 | 0 | 0 | 0 | 0 | 0 | 0 | 0 | 585 | 0 | 0 | 0 | 0 | 0 | 0 | 0 | 0 | 0 | 0 | 0 | 0 | 0 | 0 | 0 | 0 | 0 | 0 |  | 3005 | CB 585 | [40 empty] | 0 | 0 | 0 |  |  |  | 0 | 5000000
87-13 | 0 | 0 | 0 | 0 | 0% | 0% | 0% | 0 | 0 | 0 | 0 | 0 | 0 | 0 | 0 | 87 | 0 | 0 | 0 | 0 | 0 | 0 | 0 | 0 | 0 | 0 | 0 | 0 | 0 | 0 | 0 | 0 | 0 | 0 |  | 3006 | 87-13 | [40 empty] | 0 | 0 | 0 |  |  |  | 0 | 5000000
CB 762 | 0 | 0 | 0 | 0 | 0% | 0% | 0% | 0 | 0 | 0 | 0 | 0 | 0 | 0 | 0 | 762 | 0 | 0 | 0 | 0 | 0 | 0 | 0 | 0 | 0 | 0 | 0 | 0 | 0 | 0 | 0 | 0 | 0 | 0 |  | 3007 | CB 762 | [40 empty] | 0 | 0 | 0 |  |  |  | 0 | 5000000
CB 760 | 0 | 0 | 0 | 0 | 0% | 0% | 0% | 0 | 0 | 0 | 0 | 0 | 0 | 0 | 0 | 760 | 0 | 0 | 0 | 0 | 0 | 0 | 0 | 0 | 0 | 0 | 0 | 0 | 0 | 0 | 0 | 0 | 0 | 0 |  | 3008 | CB 760 | [40 empty] | 0 | 0 | 0 |  |  |  | 0 | 5000000
86-553F | 0 | 0 | 0 | 0 | 0% | 0% | 0% | 0 | 0 | 0 | 0 | 0 | 0 | 0 | 0 | 86 | 0 | 0 | 0 | 0 | 0 | 0 | 0 | 0 | 0 | 0 | 0 | 0 | 0 | 0 | 0 | 0 | 0 | 0 |  | 3009 | 86-553F | [40 empty] | 0 | 0 | 0 |  |  |  | 0 | 5000000
87-12 | 0 | 0 | 0 | 0 | 0% | 0% | 0% | 0 | 0 | 0 | 0 | 0 | 0 | 0 | 0 | 87 | 0 | 0 | 0 | 0 | 0 | 0 | 0 | 0 | 0 | 0 | 0 | 0 | 0 | 0 | 0 | 0 | 0 | 0 |  | 3010 | 87-12 | [40 empty] | 0 | 0 | 0 |  |  |  | 0 | 5000000
CB 757 | 0 | 0 | 0 | 0 | 0% | 0% | 0% | 0 | 0 | 0 | 0 | 0 | 0 | 0 | 0 | 757 | 0 | 0 | 0 | 0 | 0 | 0 | 0 | 0 | 0 | 0 | 0 | 0 | 0 | 0 | 0 | 0 | 0 | 0 |  | 3011 | CB 757 | [40 empty] | 0 | 0 | 0 |  |  |  | 0 | 5000000
87-12F | 0 | 0 | 0 | 0 | 0% | 0% | 0% | 0 | 0 | 0 | 0 | 0 | 0 | 0 | 0 | 87 | 0 | 0 | 0 | 0 | 0 | 0 | 0 | 0 | 0 | 0 | 0 | 0 | 0 | 0 | 0 | 0 | 0 | 0 |  | 3012 | 87-12F | [40 empty] | 0 | 0 | 0 |  |  |  | 0 | 5000000
CB 756 | 0 | 0 | 0 | 0 | 0% | 0% | 0% | 0 | 0 | 0 | 0 | 0 | 0 | 0 | 0 | 756 | 0 | 0 | 0 | 0 | 0 | 0 | 0 | 0 | 0 | 0 | 0 | 0 | 0 | 0 | 0 | 0 | 0 | 0 |  | 3013 | CB 756 | [40 empty] | 0 | 0 | 0 |  |  |  | 0 | 5000000
CB 755 | 0 | 0 | 0 | 0 | 0% | 0% | 0% | 0 | 0 | 0 | 0 | 0 | 0 | 0 | 0 | 755 | 0 | 0 | 0 | 0 | 0 | 0 | 0 | 0 | 0 | 0 | 0 | 0 | 0 | 0 | 0 | 0 | 0 | 0 |  | 3014 | CB 755 | [40 empty] | 0 | 0 | 0 |  |  |  | 0 | 5000000
87-13F | 0 | 0 | 0 | 0 | 0% | 0% | 0% | 0 | 0 | 0 | 0 | 0 | 0 | 0 | 0 | 87 | 0 | 0 | 0 | 0 | 0 | 0 | 0 | 0 | 0 | 0 | 0 | 0 | 0 | 0 | 0 | 0 | 0 | 0 |  | 3015 | 87-13F | [40 empty] | 0 | 0 | 0 |  |  |  | 0 | 5000000
88-29 | 0 | 0 | 0 | 0 | 0% | 0% | 0% | 0 | 0 | 0 | 0 | 0 | 0 | 0 | 0 | 88 | 0 | 0 | 0 | 0 | 0 | 0 | 0 | 0 | 0 | 0 | 0 | 0 | 0 | 0 | 0 | 0 | 0 | 0 |  | 3016 | 88-29 | [40 empty] | 0 | 0 | 0 |  |  |  | 0 | 5000000
87-23 | 0 | 0 | 0 | 0 | 0% | 0% | 0% | 0 | 0 | 0 | 0 | 0 | 0 | 0 | 0 | 87 | 0 | 0 | 0 | 0 | 0 | 0 | 0 | 0 | 0 | 0 | 0 | 0 | 0 | 0 | 0 | 0 | 0 | 0 |  | 3017 | 87-23 | [40 empty] | 0 | 0 | 0 |  |  |  | 0 | 5000000
87-23F | 0 | 0 | 0 | 0 | 0% | 0% | 0% | 0 | 0 | 0 | 0 | 0 | 0 | 0 | 0 | 87 | 0 | 0 | 0 | 0 | 0 | 0 | 0 | 0 | 0 | 0 | 0 | 0 | 0 | 0 | 0 | 0 | 0 | 0 |  | 3018 | 87-23F | [40 empty] | 0 | 0 | 0 |  |  |  | 0 | 5000000
87-274 | 0 | 0 | 0 | 0 | 0% | 0% | 0% | 0 | 0 | 0 | 0 | 0 | 0 | 0 | 0 | 87 | 0 | 0 | 0 | 0 | 0 | 0 | 0 | 0 | 0 | 0 | 0 | 0 | 0 | 0 | 0 | 0 | 0 | 0 |  | 3019 | 87-274 | [40 empty] | 0 | 0 | 0 |  |  |  | 0 | 5000000
87-277F | 0 | 0 | 0 | 0 | 0% | 0% | 0% | 0 | 0 | 0 | 0 | 0 | 0 | 0 | 0 | 87 | 0 | 0 | 0 | 0 | 0 | 0 | 0 | 0 | 0 | 0 | 0 | 0 | 0 | 0 | 0 | 0 | 0 | 0 |  | 3020 | 87-277F | [40 empty] | 0 | 0 | 0 |  |  |  | 0 | 5000000
87-278F | 0 | 0 | 0 | 0 | 0% | 0% | 0% | 0 | 0 | 0 | 0 | 0 | 0 | 0 | 0 | 87 | 0 | 0 | 0 | 0 | 0 | 0 | 0 | 0 | 0 | 0 | 0 | 0 | 0 | 0 | 0 | 0 | 0 | 0 |  | 3021 | 87-278F | [40 empty] | 0 | 0 | 0 |  |  |  | 0 | 5000000
87-9 | 0 | 0 | 0 | 0 | 0% | 0% | 0% | 0 | 0 | 0 | 0 | 0 | 0 | 0 | 0 | 87 | 0 | 0 | 0 | 0 | 0 | 0 | 0 | 0 | 0 | 0 | 0 | 0 | 0 | 0 | 0 | 0 | 0 | 0 |  | 3022 | 87-9 | [40 empty] | 0 | 0 | 0 |  |  |  | 0 | 5000000
88-26F | 0 | 0 | 0 | 0 | 0% | 0% | 0% | 0 | 0 | 0 | 0 | 0 | 0 | 0 | 0 | 88 | 0 | 0 | 0 | 0 | 0 | 0 | 0 | 0 | 0 | 0 | 0 | 0 | 0 | 0 | 0 | 0 | 0 | 0 |  | 3023 | 88-26F | [40 empty] | 0 | 0 | 0 |  |  |  | 0 | 5000000
88-28F | 0 | 0 | 0 | 0 | 0% | 0% | 0% | 0 | 0 | 0 | 0 | 0 | 0 | 0 | 0 | 88 | 0 | 0 | 0 | 0 | 0 | 0 | 0 | 0 | 0 | 0 | 0 | 0 | 0 | 0 | 0 | 0 | 0 | 0 |  | 3024 | 88-28F | [40 empty] | 0 | 0 | 0 |  |  |  | 0 | 5000000
CB 752 | 0 | 0 | 0 | 0 | 0% | 0% | 0% | 0 | 0 | 0 | 0 | 0 | 0 | 0 | 0 | 752 | 0 | 0 | 0 | 0 | 0 | 0 | 0 | 0 | 0 | 0 | 0 | 0 | 0 | 0 | 0 | 0 | 0 | 0 |  | 3025 | CB 752 | [40 empty] | 0 | 0 | 0 |  |  |  | 0 | 5000000
CB 751 | 0 | 0 | 0 | 0 | 0% | 0% | 0% | 0 | 0 | 0 | 0 | 0 | 0 | 0 | 0 | 751 | 0 | 0 | 0 | 0 | 0 | 0 | 0 | 0 | 0 | 0 | 0 | 0 | 0 | 0 | 0 | 0 | 0 | 0 |  | 3026 | CB 751 | [40 empty] | 0 | 0 | 0 |  |  |  | 0 | 5000000
900-1116F | 0 | 0 | 0 | 0 | 0% | 0% | 0% | 0 | 0 | 0 | 0 | 0 | 0 | 0 | 0 | 900 | 0 | 0 | 0 | 0 | 0 | 0 | 0 | 0 | 0 | 0 | 0 | 0 | 0 | 0 | 0 | 0 | 0 | 0 |  | 3027 | 900-1116F | [40 empty] | 0 | 0 | 0 |  |  |  | 0 | 5000000
CB 714 | 0 | 0 | 0 | 0 | 0% | 0% | 0% | 0 | 0 | 0 | 0 | 0 | 0 | 0 | 0 | 714 | 0 | 0 | 0 | 0 | 0 | 0 | 0 | 0 | 0 | 0 | 0 | 0 | 0 | 0 | 0 | 0 | 0 | 0 |  | 3028 | CB 714 | [40 empty] | 0 | 0 | 0 |  |  |  | 0 | 5000000
CB 737 | 0 | 0 | 0 | 0 | 0% | 0% | 0% | 0 | 0 | 0 | 0 | 0 | 0 | 0 | 0 | 737 | 0 | 0 | 0 | 0 | 0 | 0 | 0 | 0 | 0 | 0 | 0 | 0 | 0 | 0 | 0 | 0 | 0 | 0 |  | 3029 | CB 737 | [40 empty] | 0 | 0 | 0 |  |  |  | 0 | 5000000
CB 736 | 0 | 0 | 0 | 0 | 0% | 0% | 0% | 0 | 0 | 0 | 0 | 0 | 0 | 0 | 0 | 736 | 0 | 0 | 0 | 0 | 0 | 0 | 0 | 0 | 0 | 0 | 0 | 0 | 0 | 0 | 0 | 0 | 0 | 0 |  | 3030 | CB 736 | [40 empty] | 0 | 0 | 0 |  |  |  | 0 | 5000000
CB 735 | 0 | 0 | 0 | 0 | 0% | 0% | 0% | 0 | 0 | 0 | 0 | 0 | 0 | 0 | 0 | 735 | 0 | 0 | 0 | 0 | 0 | 0 | 0 | 0 | 0 | 0 | 0 | 0 | 0 | 0 | 0 | 0 | 0 | 0 |  | 3031 | CB 735 | [40 empty] | 0 | 0 | 0 |  |  |  | 0 | 5000000
CB 73 | 0 | 0 | 0 | 0 | 0% | 0% | 0% | 0 | 0 | 0 | 0 | 0 | 0 | 0 | 0 | 73 | 0 | 0 | 0 | 0 | 0 | 0 | 0 | 0 | 0 | 0 | 0 | 0 | 0 | 0 | 0 | 0 | 0 | 0 |  | 3032 | CB 73 | [40 empty] | 0 | 0 | 0 |  |  |  | 0 | 5000000
CB 729 | 0 | 0 | 0 | 0 | 0% | 0% | 0% | 0 | 0 | 0 | 0 | 0 | 0 | 0 | 0 | 729 | 0 | 0 | 0 | 0 | 0 | 0 | 0 | 0 | 0 | 0 | 0 | 0 | 0 | 0 | 0 | 0 | 0 | 0 |  | 3033 | CB 729 | [40 empty] | 0 | 0 | 0 |  |  |  | 0 | 5000000
CB 728 | 0 | 0 | 0 | 0 | 0% | 0% | 0% | 0 | 0 | 0 | 0 | 0 | 0 | 0 | 0 | 728 | 0 | 0 | 0 | 0 | 0 | 0 | 0 | 0 | 0 | 0 | 0 | 0 | 0 | 0 | 0 | 0 | 0 | 0 |  | 3034 | CB 728 | [40 empty] | 0 | 0 | 0 |  |  |  | 0 | 5000000
CB 727 | 0 | 0 | 0 | 0 | 0% | 0% | 0% | 0 | 0 | 0 | 0 | 0 | 0 | 0 | 0 | 727 | 0 | 0 | 0 | 0 | 0 | 0 | 0 | 0 | 0 | 0 | 0 | 0 | 0 | 0 | 0 | 0 | 0 | 0 |  | 3035 | CB 727 | [40 empty] | 0 | 0 | 0 |  |  |  | 0 | 5000000
CB 726 | 0 | 0 | 0 | 0 | 0% | 0% | 0% | 0 | 0 | 0 | 0 | 0 | 0 | 0 | 0 | 726 | 0 | 0 | 0 | 0 | 0 | 0 | 0 | 0 | 0 | 0 | 0 | 0 | 0 | 0 | 0 | 0 | 0 | 0 |  | 3036 | CB 726 | [40 empty] | 0 | 0 | 0 |  |  |  | 0 | 5000000
900-1117 | 0 | 0 | 0 | 0 | 0% | 0% | 0% | 0 | 0 | 0 | 0 | 0 | 0 | 0 | 0 | 900 | 0 | 0 | 0 | 0 | 0 | 0 | 0 | 0 | 0 | 0 | 0 | 0 | 0 | 0 | 0 | 0 | 0 | 0 |  | 3037 | 900-1117 | [40 empty] | 0 | 0 | 0 |  |  |  | 0 | 5000000
CB 713 | 0 | 0 | 0 | 0 | 0% | 0% | 0% | 0 | 0 | 0 | 0 | 0 | 0 | 0 | 0 | 713 | 0 | 0 | 0 | 0 | 0 | 0 | 0 | 0 | 0 | 0 | 0 | 0 | 0 | 0 | 0 | 0 | 0 | 0 |  | 3038 | CB 713 | [40 empty] | 0 | 0 | 0 |  |  |  | 0 | 5000000
CB 711 | 0 | 0 | 0 | 0 | 0% | 0% | 0% | 0 | 0 | 0 | 0 | 0 | 0 | 0 | 0 | 711 | 0 | 0 | 0 | 0 | 0 | 0 | 0 | 0 | 0 | 0 | 0 | 0 | 0 | 0 | 0 | 0 | 0 | 0 |  | 3039 | CB 711 | [40 empty] | 0 | 0 | 0 |  |  |  | 0 | 5000000
CB 710 | 0 | 0 | 0 | 0 | 0% | 0% | 0% | 0 | 0 | 0 | 0 | 0 | 0 | 0 | 0 | 710 | 0 | 0 | 0 | 0 | 0 | 0 | 0 | 0 | 0 | 0 | 0 | 0 | 0 | 0 | 0 | 0 | 0 | 0 |  | 3040 | CB 710 | [40 empty] | 0 | 0 | 0 |  |  |  | 0 | 5000000
CB 594 | 0 | 0 | 0 | 0 | 0% | 0% | 0% | 0 | 0 | 0 | 0 | 0 | 0 | 0 | 0 | 594 | 0 | 0 | 0 | 0 | 0 | 0 | 0 | 0 | 0 | 0 | 0 | 0 | 0 | 0 | 0 | 0 | 0 | 0 |  | 3041 | CB 594 | [40 empty] | 0 | 0 | 0 |  |  |  | 0 | 5000000
CB 593 | 0 | 0 | 0 | 0 | 0% | 0% | 0% | 0 | 0 | 0 | 0 | 0 | 0 | 0 | 0 | 593 | 0 | 0 | 0 | 0 | 0 | 0 | 0 | 0 | 0 | 0 | 0 | 0 | 0 | 0 | 0 | 0 | 0 | 0 |  | 3042 | CB 593 | [40 empty] | 0 | 0 | 0 |  |  |  | 0 | 5000000
CB 592 | 0 | 0 | 0 | 0 | 0% | 0% | 0% | 0 | 0 | 0 | 0 | 0 | 0 | 0 | 0 | 592 | 0 | 0 | 0 | 0 | 0 | 0 | 0 | 0 | 0 | 0 | 0 | 0 | 0 | 0 | 0 | 0 | 0 | 0 |  | 3043 | CB 592 | [40 empty] | 0 | 0 | 0 |  |  |  | 0 | 5000000
CB 587 | 0 | 0 | 0 | 0 | 0% | 0% | 0% | 0 | 0 | 0 | 0 | 0 | 0 | 0 | 0 | 587 | 0 | 0 | 0 | 0 | 0 | 0 | 0 | 0 | 0 | 0 | 0 | 0 | 0 | 0 | 0 | 0 | 0 | 0 |  | 3044 | CB 587 | [40 empty] | 0 | 0 | 0 |  |  |  | 0 | 5000000
CB 586 | 0 | 0 | 0 | 0 | 0% | 0% | 0% | 0 | 0 | 0 | 0 | 0 | 0 | 0 | 0 | 586 | 0 | 0 | 0 | 0 | 0 | 0 | 0 | 0 | 0 | 0 | 0 | 0 | 0 | 0 | 0 | 0 | 0 | 0 |  | 3045 | CB 586 | [40 empty] | 0 | 0 | 0 |  |  |  | 0 | 5000000
CB 739 | 0 | 0 | 0 | 0 | 0% | 0% | 0% | 0 | 0 | 0 | 0 | 0 | 0 | 0 | 0 | 739 | 0 | 0 | 0 | 0 | 0 | 0 | 0 | 0 | 0 | 0 | 0 | 0 | 0 | 0 | 0 | 0 | 0 | 0 |  | 3046 | CB 739 | [40 empty] | 0 | 0 | 0 |  |  |  | 0 | 5000000
CB 742 | 0 | 0 | 0 | 0 | 0% | 0% | 0% | 0 | 0 | 0 | 0 | 0 | 0 | 0 | 0 | 742 | 0 | 0 | 0 | 0 | 0 | 0 | 0 | 0 | 0 | 0 | 0 | 0 | 0 | 0 | 0 | 0 | 0 | 0 |  | 3047 | CB 742 | [40 empty] | 0 | 0 | 0 |  |  |  | 0 | 5000000
907-1603 | 0 | 0 | 0 | 0 | 0% | 0% | 0% | 0 | 0 | 0 | 0 | 0 | 0 | 0 | 0 | 907 | 0 | 0 | 0 | 0 | 0 | 0 | 0 | 0 | 0 | 0 | 0 | 0 | 0 | 0 | 0 | 0 | 0 | 0 |  | 3048 | 907-1603 | [40 empty] | 0 | 0 | 0 |  |  |  | 0 | 5000000
CB 743 | 0 | 0 | 0 | 0 | 0% | 0% | 0% | 0 | 0 | 0 | 0 | 0 | 0 | 0 | 0 | 743 | 0 | 0 | 0 | 0 | 0 | 0 | 0 | 0 | 0 | 0 | 0 | 0 | 0 | 0 | 0 | 0 | 0 | 0 |  | 3049 | CB 743 | [40 empty] | 0 | 0 | 0 |  |  |  | 0 | 5000000
CB 749 | 0 | 0 | 0 | 0 | 0% | 0% | 0% | 0 | 0 | 0 | 0 | 0 | 0 | 0 | 0 | 749 | 0 | 0 | 0 | 0 | 0 | 0 | 0 | 0 | 0 | 0 | 0 | 0 | 0 | 0 | 0 | 0 | 0 | 0 |  | 3050 | CB 749 | [40 empty] | 0 | 0 | 0 |  |  |  | 0 | 5000000
900-1164F | 0 | 0 | 0 | 0 | 0% | 0% | 0% | 0 | 0 | 0 | 0 | 0 | 0 | 0 | 0 | 900 | 0 | 0 | 0 | 0 | 0 | 0 | 0 | 0 | 0 | 0 | 0 | 0 | 0 | 0 | 0 | 0 | 0 | 0 |  | 3051 | 900-1164F | [40 empty] | 0 | 0 | 0 |  |  |  | 0 | 5000000
900-1165 | 0 | 0 | 0 | 0 | 0% | 0% | 0% | 0 | 0 | 0 | 0 | 0 | 0 | 0 | 0 | 900 | 0 | 0 | 0 | 0 | 0 | 0 | 0 | 0 | 0 | 0 | 0 | 0 | 0 | 0 | 0 | 0 | 0 | 0 |  | 3052 | 900-1165 | [40 empty] | 0 | 0 | 0 |  |  |  | 0 | 5000000
CB 747 | 0 | 0 | 0 | 0 | 0% | 0% | 0% | 0 | 0 | 0 | 0 | 0 | 0 | 0 | 0 | 747 | 0 | 0 | 0 | 0 | 0 | 0 | 0 | 0 | 0 | 0 | 0 | 0 | 0 | 0 | 0 | 0 | 0 | 0 |  | 3053 | CB 747 | [40 empty] | 0 | 0 | 0 |  |  |  | 0 | 5000000
900-904F | 0 | 0 | 0 | 0 | 0% | 0% | 0% | 0 | 0 | 0 | 0 | 0 | 0 | 0 | 0 | 900 | 0 | 0 | 0 | 0 | 0 | 0 | 0 | 0 | 0 | 0 | 0 | 0 | 0 | 0 | 0 | 0 | 0 | 0 |  | 3054 | 900-904F | [40 empty] | 0 | 0 | 0 |  |  |  | 0 | 5000000
900-906 | 0 | 0 | 0 | 0 | 0% | 0% | 0% | 0 | 0 | 0 | 0 | 0 | 0 | 0 | 0 | 900 | 0 | 0 | 0 | 0 | 0 | 0 | 0 | 0 | 0 | 0 | 0 | 0 | 0 | 0 | 0 | 0 | 0 | 0 |  | 3055 | 900-906 | [40 empty] | 0 | 0 | 0 |  |  |  | 0 | 5000000
CB 746 | 0 | 0 | 0 | 0 | 0% | 0% | 0% | 0 | 0 | 0 | 0 | 0 | 0 | 0 | 0 | 746 | 0 | 0 | 0 | 0 | 0 | 0 | 0 | 0 | 0 | 0 | 0 | 0 | 0 | 0 | 0 | 0 | 0 | 0 |  | 3056 | CB 746 | [40 empty] | 0 | 0 | 0 |  |  |  | 0 | 5000000
902-361F | 0 | 0 | 0 | 0 | 0% | 0% | 0% | 0 | 0 | 0 | 0 | 0 | 0 | 0 | 0 | 902 | 0 | 0 | 0 | 0 | 0 | 0 | 0 | 0 | 0 | 0 | 0 | 0 | 0 | 0 | 0 | 0 | 0 | 0 |  | 3057 | 902-361F | [40 empty] | 0 | 0 | 0 |  |  |  | 0 | 5000000
902-362F | 0 | 0 | 0 | 0 | 0% | 0% | 0% | 0 | 0 | 0 | 0 | 0 | 0 | 0 | 0 | 902 | 0 | 0 | 0 | 0 | 0 | 0 | 0 | 0 | 0 | 0 | 0 | 0 | 0 | 0 | 0 | 0 | 0 | 0 |  | 3058 | 902-362F | [40 empty] | 0 | 0 | 0 |  |  |  | 0 | 5000000
902-363F | 0 | 0 | 0 | 0 | 0% | 0% | 0% | 0 | 0 | 0 | 0 | 0 | 0 | 0 | 0 | 902 | 0 | 0 | 0 | 0 | 0 | 0 | 0 | 0 | 0 | 0 | 0 | 0 | 0 | 0 | 0 | 0 | 0 | 0 |  | 3059 | 902-363F | [40 empty] | 0 | 0 | 0 |  |  |  | 0 | 5000000
902-365 | 0 | 0 | 0 | 0 | 0% | 0% | 0% | 0 | 0 | 0 | 0 | 0 | 0 | 0 | 0 | 902 | 0 | 0 | 0 | 0 | 0 | 0 | 0 | 0 | 0 | 0 | 0 | 0 | 0 | 0 | 0 | 0 | 0 | 0 |  | 3060 | 902-365 | [40 empty] | 0 | 0 | 0 |  |  |  | 0 | 5000000
905-3 | 0 | 0 | 0 | 0 | 0% | 0% | 0% | 0 | 0 | 0 | 0 | 0 | 0 | 0 | 0 | 905 | 0 | 0 | 0 | 0 | 0 | 0 | 0 | 0 | 0 | 0 | 0 | 0 | 0 | 0 | 0 | 0 | 0 | 0 |  | 3061 | 905-3 | [40 empty] | 0 | 0 | 0 |  |  |  | 0 | 5000000
905-5 | 0 | 0 | 0 | 0 | 0% | 0% | 0% | 0 | 0 | 0 | 0 | 0 | 0 | 0 | 0 | 905 | 0 | 0 | 0 | 0 | 0 | 0 | 0 | 0 | 0 | 0 | 0 | 0 | 0 | 0 | 0 | 0 | 0 | 0 |  | 3062 | 905-5 | [40 empty] | 0 | 0 | 0 |  |  |  | 0 | 5000000
905-6 | 0 | 0 | 0 | 0 | 0% | 0% | 0% | 0 | 0 | 0 | 0 | 0 | 0 | 0 | 0 | 905 | 0 | 0 | 0 | 0 | 0 | 0 | 0 | 0 | 0 | 0 | 0 | 0 | 0 | 0 | 0 | 0 | 0 | 0 |  | 3063 | 905-6 | [40 empty] | 0 | 0 | 0 |  |  |  | 0 | 5000000
905-8 | 0 | 0 | 0 | 0 | 0% | 0% | 0% | 0 | 0 | 0 | 0 | 0 | 0 | 0 | 0 | 905 | 0 | 0 | 0 | 0 | 0 | 0 | 0 | 0 | 0 | 0 | 0 | 0 | 0 | 0 | 0 | 0 | 0 | 0 |  | 3064 | 905-8 | [40 empty] | 0 | 0 | 0 |  |  |  | 0 | 5000000
CB 744 | 0 | 0 | 0 | 0 | 0% | 0% | 0% | 0 | 0 | 0 | 0 | 0 | 0 | 0 | 0 | 744 | 0 | 0 | 0 | 0 | 0 | 0 | 0 | 0 | 0 | 0 | 0 | 0 | 0 | 0 | 0 | 0 | 0 | 0 |  | 3065 | CB 744 | [40 empty] | 0 | 0 | 0 |  |  |  | 0 | 5000000
923-61F | 0 | 0 | 0 | 0 | 0% | 0% | 0% | 0 | 0 | 0 | 0 | 0 | 0 | 0 | 0 | 923 | 0 | 0 | 0 | 0 | 0 | 0 | 0 | 0 | 0 | 0 | 0 | 0 | 0 | 0 | 0 | 0 | 0 | 0 |  | 3066 | 923-61F | [40 empty] | 0 | 0 | 0 |  |  |  | 0 | 5000000
923-62 | 0 | 0 | 0 | 0 | 0% | 0% | 0% | 0 | 0 | 0 | 0 | 0 | 0 | 0 | 0 | 923 | 0 | 0 | 0 | 0 | 0 | 0 | 0 | 0 | 0 | 0 | 0 | 0 | 0 | 0 | 0 | 0 | 0 | 0 |  | 3067 | 923-62 | [40 empty] | 0 | 0 | 0 |  |  |  | 0 | 5000000
955-13 | 0 | 0 | 0 | 0 | 0% | 0% | 0% | 0 | 0 | 0 | 0 | 0 | 0 | 0 | 0 | 955 | 0 | 0 | 0 | 0 | 0 | 0 | 0 | 0 | 0 | 0 | 0 | 0 | 0 | 0 | 0 | 0 | 0 | 0 |  | 3068 | 955-13 | [40 empty] | 0 | 0 | 0 |  |  |  | 0 | 5000000
CB 429 | 0 | 0 | 0 | 0 | 0% | 0% | 0% | 0 | 0 | 0 | 0 | 0 | 0 | 0 | 0 | 429 | 0 | 0 | 0 | 0 | 0 | 0 | 0 | 0 | 0 | 0 | 0 | 0 | 0 | 0 | 0 | 0 | 0 | 0 |  | 3069 | CB 429 | [40 empty] | 0 | 0 | 0 |  |  |  | 0 | 5000000
CB 442 | 0 | 0 | 0 | 0 | 0% | 0% | 0% | 0 | 0 | 0 | 0 | 0 | 0 | 0 | 0 | 442 | 0 | 0 | 0 | 0 | 0 | 0 | 0 | 0 | 0 | 0 | 0 | 0 | 0 | 0 | 0 | 0 | 0 | 0 |  | 3070 | CB 442 | [40 empty] | 0 | 0 | 0 |  |  |  | 0 | 5000000
CB 439 | 0 | 0 | 0 | 0 | 0% | 0% | 0% | 0 | 0 | 0 | 0 | 0 | 0 | 0 | 0 | 439 | 0 | 0 | 0 | 0 | 0 | 0 | 0 | 0 | 0 | 0 | 0 | 0 | 0 | 0 | 0 | 0 | 0 | 0 |  | 3071 | CB 439 | [40 empty] | 0 | 0 | 0 |  |  |  | 0 | 5000000
CB 437 | 0 | 0 | 0 | 0 | 0% | 0% | 0% | 0 | 0 | 0 | 0 | 0 | 0 | 0 | 0 | 437 | 0 | 0 | 0 | 0 | 0 | 0 | 0 | 0 | 0 | 0 | 0 | 0 | 0 | 0 | 0 | 0 | 0 | 0 |  | 3072 | CB 437 | [40 empty] | 0 | 0 | 0 |  |  |  | 0 | 5000000
CB 436 | 0 | 0 | 0 | 0 | 0% | 0% | 0% | 0 | 0 | 0 | 0 | 0 | 0 | 0 | 0 | 436 | 0 | 0 | 0 | 0 | 0 | 0 | 0 | 0 | 0 | 0 | 0 | 0 | 0 | 0 | 0 | 0 | 0 | 0 |  | 3073 | CB 436 | [40 empty] | 0 | 0 | 0 |  |  |  | 0 | 5000000
CB 435 | 0 | 0 | 0 | 0 | 0% | 0% | 0% | 0 | 0 | 0 | 0 | 0 | 0 | 0 | 0 | 435 | 0 | 0 | 0 | 0 | 0 | 0 | 0 | 0 | 0 | 0 | 0 | 0 | 0 | 0 | 0 | 0 | 0 | 0 |  | 3074 | CB 435 | [40 empty] | 0 | 0 | 0 |  |  |  | 0 | 5000000
CB 433 | 0 | 0 | 0 | 0 | 0% | 0% | 0% | 0 | 0 | 0 | 0 | 0 | 0 | 0 | 0 | 433 | 0 | 0 | 0 | 0 | 0 | 0 | 0 | 0 | 0 | 0 | 0 | 0 | 0 | 0 | 0 | 0 | 0 | 0 |  | 3075 | CB 433 | [40 empty] | 0 | 0 | 0 |  |  |  | 0 | 5000000
CB 432 | 0 | 0 | 0 | 0 | 0% | 0% | 0% | 0 | 0 | 0 | 0 | 0 | 0 | 0 | 0 | 432 | 0 | 0 | 0 | 0 | 0 | 0 | 0 | 0 | 0 | 0 | 0 | 0 | 0 | 0 | 0 | 0 | 0 | 0 |  | 3076 | CB 432 | [40 empty] | 0 | 0 | 0 |  |  |  | 0 | 5000000
CB 431 | 0 | 0 | 0 | 0 | 0% | 0% | 0% | 0 | 0 | 0 | 0 | 0 | 0 | 0 | 0 | 431 | 0 | 0 | 0 | 0 | 0 | 0 | 0 | 0 | 0 | 0 | 0 | 0 | 0 | 0 | 0 | 0 | 0 | 0 |  | 3077 | CB 431 | [40 empty] | 0 | 0 | 0 |  |  |  | 0 | 5000000
95-33 | 0 | 0 | 0 | 0 | 0% | 0% | 0% | 0 | 0 | 0 | 0 | 0 | 0 | 0 | 0 | 95 | 0 | 0 | 0 | 0 | 0 | 0 | 0 | 0 | 0 | 0 | 0 | 0 | 0 | 0 | 0 | 0 | 0 | 0 |  | 3078 | 95-33 | [40 empty] | 0 | 0 | 0 |  |  |  | 0 | 5000000
CB 448 | 0 | 0 | 0 | 0 | 0% | 0% | 0% | 0 | 0 | 0 | 0 | 0 | 0 | 0 | 0 | 448 | 0 | 0 | 0 | 0 | 0 | 0 | 0 | 0 | 0 | 0 | 0 | 0 | 0 | 0 | 0 | 0 | 0 | 0 |  | 3079 | CB 448 | [40 empty] | 0 | 0 | 0 |  |  |  | 0 | 5000000
CB 428 | 0 | 0 | 0 | 0 | 0% | 0% | 0% | 0 | 0 | 0 | 0 | 0 | 0 | 0 | 0 | 428 | 0 | 0 | 0 | 0 | 0 | 0 | 0 | 0 | 0 | 0 | 0 | 0 | 0 | 0 | 0 | 0 | 0 | 0 |  | 3080 | CB 428 | [40 empty] | 0 | 0 | 0 |  |  |  | 0 | 5000000
CB 427 | 0 | 0 | 0 | 0 | 0% | 0% | 0% | 0 | 0 | 0 | 0 | 0 | 0 | 0 | 0 | 427 | 0 | 0 | 0 | 0 | 0 | 0 | 0 | 0 | 0 | 0 | 0 | 0 | 0 | 0 | 0 | 0 | 0 | 0 |  | 3081 | CB 427 | [40 empty] | 0 | 0 | 0 |  |  |  | 0 | 5000000
950-272 | 0 | 0 | 0 | 0 | 0% | 0% | 0% | 0 | 0 | 0 | 0 | 0 | 0 | 0 | 0 | 950 | 0 | 0 | 0 | 0 | 0 | 0 | 0 | 0 | 0 | 0 | 0 | 0 | 0 | 0 | 0 | 0 | 0 | 0 |  | 3082 | 950-272 | [40 empty] | 0 | 0 | 0 |  |  |  | 0 | 5000000
950-273AE | 0 | 0 | 0 | 0 | 0% | 0% | 0% | 0 | 0 | 0 | 0 | 0 | 0 | 0 | 0 | 950 | 0 | 0 | 0 | 0 | 0 | 0 | 0 | 0 | 0 | 0 | 0 | 0 | 0 | 0 | 0 | 0 | 0 | 0 |  | 3083 | 950-273AE | [40 empty] | 0 | 0 | 0 |  |  |  | 0 | 5000000
950-274AE | 0 | 0 | 0 | 0 | 0% | 0% | 0% | 0 | 0 | 0 | 0 | 0 | 0 | 0 | 0 | 950 | 0 | 0 | 0 | 0 | 0 | 0 | 0 | 0 | 0 | 0 | 0 | 0 | 0 | 0 | 0 | 0 | 0 | 0 |  | 3084 | 950-274AE | [40 empty] | 0 | 0 | 0 |  |  |  | 0 | 5000000
950-275 | 0 | 0 | 0 | 0 | 0% | 0% | 0% | 0 | 0 | 0 | 0 | 0 | 0 | 0 | 0 | 950 | 0 | 0 | 0 | 0 | 0 | 0 | 0 | 0 | 0 | 0 | 0 | 0 | 0 | 0 | 0 | 0 | 0 | 0 |  | 3085 | 950-275 | [40 empty] | 0 | 0 | 0 |  |  |  | 0 | 5000000
951-390F | 0 | 0 | 0 | 0 | 0% | 0% | 0% | 0 | 0 | 0 | 0 | 0 | 0 | 0 | 0 | 951 | 0 | 0 | 0 | 0 | 0 | 0 | 0 | 0 | 0 | 0 | 0 | 0 | 0 | 0 | 0 | 0 | 0 | 0 |  | 3086 | 951-390F | [40 empty] | 0 | 0 | 0 |  |  |  | 0 | 5000000
951-391 | 0 | 0 | 0 | 0 | 0% | 0% | 0% | 0 | 0 | 0 | 0 | 0 | 0 | 0 | 0 | 951 | 0 | 0 | 0 | 0 | 0 | 0 | 0 | 0 | 0 | 0 | 0 | 0 | 0 | 0 | 0 | 0 | 0 | 0 |  | 3087 | 951-391 | [40 empty] | 0 | 0 | 0 |  |  |  | 0 | 5000000
CB 445 | 0 | 0 | 0 | 0 | 0% | 0% | 0% | 0 | 0 | 0 | 0 | 0 | 0 | 0 | 0 | 445 | 0 | 0 | 0 | 0 | 0 | 0 | 0 | 0 | 0 | 0 | 0 | 0 | 0 | 0 | 0 | 0 | 0 | 0 |  | 3088 | CB 445 | [40 empty] | 0 | 0 | 0 |  |  |  | 0 | 5000000
95-1351 | 0 | 0 | 0 | 0 | 0% | 0% | 0% | 0 | 0 | 0 | 0 | 0 | 0 | 0 | 0 | 95 | 0 | 0 | 0 | 0 | 0 | 0 | 0 | 0 | 0 | 0 | 0 | 0 | 0 | 0 | 0 | 0 | 0 | 0 |  | 3089 | 95-1351 | [40 empty] | 0 | 0 | 0 |  |  |  | 0 | 5000000
951-393F | 0 | 0 | 0 | 0 | 0% | 0% | 0% | 0 | 0 | 0 | 0 | 0 | 0 | 0 | 0 | 951 | 0 | 0 | 0 | 0 | 0 | 0 | 0 | 0 | 0 | 0 | 0 | 0 | 0 | 0 | 0 | 0 | 0 | 0 |  | 3090 | 951-393F | [40 empty] | 0 | 0 | 0 |  |  |  | 0 | 5000000
943-229 | 0 | 0 | 0 | 0 | 0% | 0% | 0% | 0 | 0 | 0 | 0 | 0 | 0 | 0 | 0 | 943 | 0 | 0 | 0 | 0 | 0 | 0 | 0 | 0 | 0 | 0 | 0 | 0 | 0 | 0 | 0 | 0 | 0 | 0 |  | 3091 | 943-229 | [40 empty] | 0 | 0 | 0 |  |  |  | 0 | 5000000
942-479 | 0 | 0 | 0 | 0 | 0% | 0% | 0% | 0 | 0 | 0 | 0 | 0 | 0 | 0 | 0 | 942 | 0 | 0 | 0 | 0 | 0 | 0 | 0 | 0 | 0 | 0 | 0 | 0 | 0 | 0 | 0 | 0 | 0 | 0 |  | 3092 | 942-479 | [40 empty] | 0 | 0 | 0 |  |  |  | 0 | 5000000
942-480F | 0 | 0 | 0 | 0 | 0% | 0% | 0% | 0 | 0 | 0 | 0 | 0 | 0 | 0 | 0 | 942 | 0 | 0 | 0 | 0 | 0 | 0 | 0 | 0 | 0 | 0 | 0 | 0 | 0 | 0 | 0 | 0 | 0 | 0 |  | 3093 | 942-480F | [40 empty] | 0 | 0 | 0 |  |  |  | 0 | 5000000
942-481F | 0 | 0 | 0 | 0 | 0% | 0% | 0% | 0 | 0 | 0 | 0 | 0 | 0 | 0 | 0 | 942 | 0 | 0 | 0 | 0 | 0 | 0 | 0 | 0 | 0 | 0 | 0 | 0 | 0 | 0 | 0 | 0 | 0 | 0 |  | 3094 | 942-481F | [40 empty] | 0 | 0 | 0 |  |  |  | 0 | 5000000
942-49F | 0 | 0 | 0 | 0 | 0% | 0% | 0% | 0 | 0 | 0 | 0 | 0 | 0 | 0 | 0 | 942 | 0 | 0 | 0 | 0 | 0 | 0 | 0 | 0 | 0 | 0 | 0 | 0 | 0 | 0 | 0 | 0 | 0 | 0 |  | 3095 | 942-49F | [40 empty] | 0 | 0 | 0 |  |  |  | 0 | 5000000
942-50 | 0 | 0 | 0 | 0 | 0% | 0% | 0% | 0 | 0 | 0 | 0 | 0 | 0 | 0 | 0 | 942 | 0 | 0 | 0 | 0 | 0 | 0 | 0 | 0 | 0 | 0 | 0 | 0 | 0 | 0 | 0 | 0 | 0 | 0 |  | 3096 | 942-50 | [40 empty] | 0 | 0 | 0 |  |  |  | 0 | 5000000
942-939F | 0 | 0 | 0 | 0 | 0% | 0% | 0% | 0 | 0 | 0 | 0 | 0 | 0 | 0 | 0 | 942 | 0 | 0 | 0 | 0 | 0 | 0 | 0 | 0 | 0 | 0 | 0 | 0 | 0 | 0 | 0 | 0 | 0 | 0 |  | 3097 | 942-939F | [40 empty] | 0 | 0 | 0 |  |  |  | 0 | 5000000
942-941 | 0 | 0 | 0 | 0 | 0% | 0% | 0% | 0 | 0 | 0 | 0 | 0 | 0 | 0 | 0 | 942 | 0 | 0 | 0 | 0 | 0 | 0 | 0 | 0 | 0 | 0 | 0 | 0 | 0 | 0 | 0 | 0 | 0 | 0 |  | 3098 | 942-941 | [40 empty] | 0 | 0 | 0 |  |  |  | 0 | 5000000
943-228F | 0 | 0 | 0 | 0 | 0% | 0% | 0% | 0 | 0 | 0 | 0 | 0 | 0 | 0 | 0 | 943 | 0 | 0 | 0 | 0 | 0 | 0 | 0 | 0 | 0 | 0 | 0 | 0 | 0 | 0 | 0 | 0 | 0 | 0 |  | 3099 | 943-228F | [40 empty] | 0 | 0 | 0 |  |  |  | 0 | 5000000
943-230F | 0 | 0 | 0 | 0 | 0% | 0% | 0% | 0 | 0 | 0 | 0 | 0 | 0 | 0 | 0 | 943 | 0 | 0 | 0 | 0 | 0 | 0 | 0 | 0 | 0 | 0 | 0 | 0 | 0 | 0 | 0 | 0 | 0 | 0 |  | 3100 | 943-230F | [40 empty] | 0 | 0 | 0 |  |  |  | 0 | 5000000
CB 457 | 0 | 0 | 0 | 0 | 0% | 0% | 0% | 0 | 0 | 0 | 0 | 0 | 0 | 0 | 0 | 457 | 0 | 0 | 0 | 0 | 0 | 0 | 0 | 0 | 0 | 0 | 0 | 0 | 0 | 0 | 0 | 0 | 0 | 0 |  | 3101 | CB 457 | [40 empty] | 0 | 0 | 0 |  |  |  | 0 | 5000000
944-296F | 0 | 0 | 0 | 0 | 0% | 0% | 0% | 0 | 0 | 0 | 0 | 0 | 0 | 0 | 0 | 944 | 0 | 0 | 0 | 0 | 0 | 0 | 0 | 0 | 0 | 0 | 0 | 0 | 0 | 0 | 0 | 0 | 0 | 0 |  | 3102 | 944-296F | [40 empty] | 0 | 0 | 0 |  |  |  | 0 | 5000000
944-299 | 0 | 0 | 0 | 0 | 0% | 0% | 0% | 0 | 0 | 0 | 0 | 0 | 0 | 0 | 0 | 944 | 0 | 0 | 0 | 0 | 0 | 0 | 0 | 0 | 0 | 0 | 0 | 0 | 0 | 0 | 0 | 0 | 0 | 0 |  | 3103 | 944-299 | [40 empty] | 0 | 0 | 0 |  |  |  | 0 | 5000000
945-18 | 0 | 0 | 0 | 0 | 0% | 0% | 0% | 0 | 0 | 0 | 0 | 0 | 0 | 0 | 0 | 945 | 0 | 0 | 0 | 0 | 0 | 0 | 0 | 0 | 0 | 0 | 0 | 0 | 0 | 0 | 0 | 0 | 0 | 0 |  | 3104 | 945-18 | [40 empty] | 0 | 0 | 0 |  |  |  | 0 | 5000000
945-21AE | 0 | 0 | 0 | 0 | 0% | 0% | 0% | 0 | 0 | 0 | 0 | 0 | 0 | 0 | 0 | 945 | 0 | 0 | 0 | 0 | 0 | 0 | 0 | 0 | 0 | 0 | 0 | 0 | 0 | 0 | 0 | 0 | 0 | 0 |  | 3105 | 945-21AE | [40 empty] | 0 | 0 | 0 |  |  |  | 0 | 5000000
946-24F | 0 | 0 | 0 | 0 | 0% | 0% | 0% | 0 | 0 | 0 | 0 | 0 | 0 | 0 | 0 | 946 | 0 | 0 | 0 | 0 | 0 | 0 | 0 | 0 | 0 | 0 | 0 | 0 | 0 | 0 | 0 | 0 | 0 | 0 |  | 3106 | 946-24F | [40 empty] | 0 | 0 | 0 |  |  |  | 0 | 5000000
946-26 | 0 | 0 | 0 | 0 | 0% | 0% | 0% | 0 | 0 | 0 | 0 | 0 | 0 | 0 | 0 | 946 | 0 | 0 | 0 | 0 | 0 | 0 | 0 | 0 | 0 | 0 | 0 | 0 | 0 | 0 | 0 | 0 | 0 | 0 |  | 3107 | 946-26 | [40 empty] | 0 | 0 | 0 |  |  |  | 0 | 5000000
CB 464 | 0 | 0 | 0 | 0 | 0% | 0% | 0% | 0 | 0 | 0 | 0 | 0 | 0 | 0 | 0 | 464 | 0 | 0 | 0 | 0 | 0 | 0 | 0 | 0 | 0 | 0 | 0 | 0 | 0 | 0 | 0 | 0 | 0 | 0 |  | 3108 | CB 464 | [40 empty] | 0 | 0 | 0 |  |  |  | 0 | 5000000
CB 46 | 0 | 0 | 0 | 0 | 0% | 0% | 0% | 0 | 0 | 0 | 0 | 0 | 0 | 0 | 0 | 46 | 0 | 0 | 0 | 0 | 0 | 0 | 0 | 0 | 0 | 0 | 0 | 0 | 0 | 0 | 0 | 0 | 0 | 0 |  | 3109 | CB 46 | [40 empty] | 0 | 0 | 0 |  |  |  | 0 | 5000000
951-392F | 0 | 0 | 0 | 0 | 0% | 0% | 0% | 0 | 0 | 0 | 0 | 0 | 0 | 0 | 0 | 951 | 0 | 0 | 0 | 0 | 0 | 0 | 0 | 0 | 0 | 0 | 0 | 0 | 0 | 0 | 0 | 0 | 0 | 0 |  | 3110 | 951-392F | [40 empty] | 0 | 0 | 0 |  |  |  | 0 | 5000000
951-794 | 0 | 0 | 0 | 0 | 0% | 0% | 0% | 0 | 0 | 0 | 0 | 0 | 0 | 0 | 0 | 951 | 0 | 0 | 0 | 0 | 0 | 0 | 0 | 0 | 0 | 0 | 0 | 0 | 0 | 0 | 0 | 0 | 0 | 0 |  | 3111 | 951-794 | [40 empty] | 0 | 0 | 0 |  |  |  | 0 | 5000000
924-10 | 0 | 0 | 0 | 0 | 0% | 0% | 0% | 0 | 0 | 0 | 0 | 0 | 0 | 0 | 0 | 924 | 0 | 0 | 0 | 0 | 0 | 0 | 0 | 0 | 0 | 0 | 0 | 0 | 0 | 0 | 0 | 0 | 0 | 0 |  | 3112 | 924-10 | [40 empty] | 0 | 0 | 0 |  |  |  | 0 | 5000000
954-204 | 0 | 0 | 0 | 0 | 0% | 0% | 0% | 0 | 0 | 0 | 0 | 0 | 0 | 0 | 0 | 954 | 0 | 0 | 0 | 0 | 0 | 0 | 0 | 0 | 0 | 0 | 0 | 0 | 0 | 0 | 0 | 0 | 0 | 0 |  | 3113 | 954-204 | [40 empty] | 0 | 0 | 0 |  |  |  | 0 | 5000000
953-527F | 0 | 0 | 0 | 0 | 0% | 0% | 0% | 0 | 0 | 0 | 0 | 0 | 0 | 0 | 0 | 953 | 0 | 0 | 0 | 0 | 0 | 0 | 0 | 0 | 0 | 0 | 0 | 0 | 0 | 0 | 0 | 0 | 0 | 0 |  | 3114 | 953-527F | [40 empty] | 0 | 0 | 0 |  |  |  | 0 | 5000000
953-528F | 0 | 0 | 0 | 0 | 0% | 0% | 0% | 0 | 0 | 0 | 0 | 0 | 0 | 0 | 0 | 953 | 0 | 0 | 0 | 0 | 0 | 0 | 0 | 0 | 0 | 0 | 0 | 0 | 0 | 0 | 0 | 0 | 0 | 0 |  | 3115 | 953-528F | [40 empty] | 0 | 0 | 0 |  |  |  | 0 | 5000000
953-529F | 0 | 0 | 0 | 0 | 0% | 0% | 0% | 0 | 0 | 0 | 0 | 0 | 0 | 0 | 0 | 953 | 0 | 0 | 0 | 0 | 0 | 0 | 0 | 0 | 0 | 0 | 0 | 0 | 0 | 0 | 0 | 0 | 0 | 0 |  | 3116 | 953-529F | [40 empty] | 0 | 0 | 0 |  |  |  | 0 | 5000000
954-100 | 0 | 0 | 0 | 0 | 0% | 0% | 0% | 0 | 0 | 0 | 0 | 0 | 0 | 0 | 0 | 954 | 0 | 0 | 0 | 0 | 0 | 0 | 0 | 0 | 0 | 0 | 0 | 0 | 0 | 0 | 0 | 0 | 0 | 0 |  | 3117 | 954-100 | [40 empty] | 0 | 0 | 0 |  |  |  | 0 | 5000000
954-101 | 0 | 0 | 0 | 0 | 0% | 0% | 0% | 0 | 0 | 0 | 0 | 0 | 0 | 0 | 0 | 954 | 0 | 0 | 0 | 0 | 0 | 0 | 0 | 0 | 0 | 0 | 0 | 0 | 0 | 0 | 0 | 0 | 0 | 0 |  | 3118 | 954-101 | [40 empty] | 0 | 0 | 0 |  |  |  | 0 | 5000000
954-102F | 0 | 0 | 0 | 0 | 0% | 0% | 0% | 0 | 0 | 0 | 0 | 0 | 0 | 0 | 0 | 954 | 0 | 0 | 0 | 0 | 0 | 0 | 0 | 0 | 0 | 0 | 0 | 0 | 0 | 0 | 0 | 0 | 0 | 0 |  | 3119 | 954-102F | [40 empty] | 0 | 0 | 0 |  |  |  | 0 | 5000000
954-103F | 0 | 0 | 0 | 0 | 0% | 0% | 0% | 0 | 0 | 0 | 0 | 0 | 0 | 0 | 0 | 954 | 0 | 0 | 0 | 0 | 0 | 0 | 0 | 0 | 0 | 0 | 0 | 0 | 0 | 0 | 0 | 0 | 0 | 0 |  | 3120 | 954-103F | [40 empty] | 0 | 0 | 0 |  |  |  | 0 | 5000000
CB 405 | 0 | 0 | 0 | 0 | 0% | 0% | 0% | 0 | 0 | 0 | 0 | 0 | 0 | 0 | 0 | 405 | 0 | 0 | 0 | 0 | 0 | 0 | 0 | 0 | 0 | 0 | 0 | 0 | 0 | 0 | 0 | 0 | 0 | 0 |  | 3121 | CB 405 | [40 empty] | 0 | 0 | 0 |  |  |  | 0 | 5000000
954-205AE | 0 | 0 | 0 | 0 | 0% | 0% | 0% | 0 | 0 | 0 | 0 | 0 | 0 | 0 | 0 | 954 | 0 | 0 | 0 | 0 | 0 | 0 | 0 | 0 | 0 | 0 | 0 | 0 | 0 | 0 | 0 | 0 | 0 | 0 |  | 3122 | 954-205AE | [40 empty] | 0 | 0 | 0 |  |  |  | 0 | 5000000
953-525 | 0 | 0 | 0 | 0 | 0% | 0% | 0% | 0 | 0 | 0 | 0 | 0 | 0 | 0 | 0 | 953 | 0 | 0 | 0 | 0 | 0 | 0 | 0 | 0 | 0 | 0 | 0 | 0 | 0 | 0 | 0 | 0 | 0 | 0 |  | 3123 | 953-525 | [40 empty] | 0 | 0 | 0 |  |  |  | 0 | 5000000
954-421F | 0 | 0 | 0 | 0 | 0% | 0% | 0% | 0 | 0 | 0 | 0 | 0 | 0 | 0 | 0 | 954 | 0 | 0 | 0 | 0 | 0 | 0 | 0 | 0 | 0 | 0 | 0 | 0 | 0 | 0 | 0 | 0 | 0 | 0 |  | 3124 | 954-421F | [40 empty] | 0 | 0 | 0 |  |  |  | 0 | 5000000
954-422F | 0 | 0 | 0 | 0 | 0% | 0% | 0% | 0 | 0 | 0 | 0 | 0 | 0 | 0 | 0 | 954 | 0 | 0 | 0 | 0 | 0 | 0 | 0 | 0 | 0 | 0 | 0 | 0 | 0 | 0 | 0 | 0 | 0 | 0 |  | 3125 | 954-422F | [40 empty] | 0 | 0 | 0 |  |  |  | 0 | 5000000
CB 402 | 0 | 0 | 0 | 0 | 0% | 0% | 0% | 0 | 0 | 0 | 0 | 0 | 0 | 0 | 0 | 402 | 0 | 0 | 0 | 0 | 0 | 0 | 0 | 0 | 0 | 0 | 0 | 0 | 0 | 0 | 0 | 0 | 0 | 0 |  | 3126 | CB 402 | [40 empty] | 0 | 0 | 0 |  |  |  | 0 | 5000000
954-423F | 0 | 0 | 0 | 0 | 0% | 0% | 0% | 0 | 0 | 0 | 0 | 0 | 0 | 0 | 0 | 954 | 0 | 0 | 0 | 0 | 0 | 0 | 0 | 0 | 0 | 0 | 0 | 0 | 0 | 0 | 0 | 0 | 0 | 0 |  | 3127 | 954-423F | [40 empty] | 0 | 0 | 0 |  |  |  | 0 | 5000000
954-424 | 0 | 0 | 0 | 0 | 0% | 0% | 0% | 0 | 0 | 0 | 0 | 0 | 0 | 0 | 0 | 954 | 0 | 0 | 0 | 0 | 0 | 0 | 0 | 0 | 0 | 0 | 0 | 0 | 0 | 0 | 0 | 0 | 0 | 0 |  | 3128 | 954-424 | [40 empty] | 0 | 0 | 0 |  |  |  | 0 | 5000000
954-425 | 0 | 0 | 0 | 0 | 0% | 0% | 0% | 0 | 0 | 0 | 0 | 0 | 0 | 0 | 0 | 954 | 0 | 0 | 0 | 0 | 0 | 0 | 0 | 0 | 0 | 0 | 0 | 0 | 0 | 0 | 0 | 0 | 0 | 0 |  | 3129 | 954-425 | [40 empty] | 0 | 0 | 0 |  |  |  | 0 | 5000000
954-427 | 0 | 0 | 0 | 0 | 0% | 0% | 0% | 0 | 0 | 0 | 0 | 0 | 0 | 0 | 0 | 954 | 0 | 0 | 0 | 0 | 0 | 0 | 0 | 0 | 0 | 0 | 0 | 0 | 0 | 0 | 0 | 0 | 0 | 0 |  | 3130 | 954-427 | [40 empty] | 0 | 0 | 0 |  |  |  | 0 | 5000000
955-12 | 0 | 0 | 0 | 0 | 0% | 0% | 0% | 0 | 0 | 0 | 0 | 0 | 0 | 0 | 0 | 955 | 0 | 0 | 0 | 0 | 0 | 0 | 0 | 0 | 0 | 0 | 0 | 0 | 0 | 0 | 0 | 0 | 0 | 0 |  | 3131 | 955-12 | [40 empty] | 0 | 0 | 0 |  |  |  | 0 | 5000000
953-526F | 0 | 0 | 0 | 0 | 0% | 0% | 0% | 0 | 0 | 0 | 0 | 0 | 0 | 0 | 0 | 953 | 0 | 0 | 0 | 0 | 0 | 0 | 0 | 0 | 0 | 0 | 0 | 0 | 0 | 0 | 0 | 0 | 0 | 0 |  | 3132 | 953-526F | [40 empty] | 0 | 0 | 0 |  |  |  | 0 | 5000000
953-218F | 0 | 0 | 0 | 0 | 0% | 0% | 0% | 0 | 0 | 0 | 0 | 0 | 0 | 0 | 0 | 953 | 0 | 0 | 0 | 0 | 0 | 0 | 0 | 0 | 0 | 0 | 0 | 0 | 0 | 0 | 0 | 0 | 0 | 0 |  | 3133 | 953-218F | [40 empty] | 0 | 0 | 0 |  |  |  | 0 | 5000000
951-795F | 0 | 0 | 0 | 0 | 0% | 0% | 0% | 0 | 0 | 0 | 0 | 0 | 0 | 0 | 0 | 951 | 0 | 0 | 0 | 0 | 0 | 0 | 0 | 0 | 0 | 0 | 0 | 0 | 0 | 0 | 0 | 0 | 0 | 0 |  | 3134 | 951-795F | [40 empty] | 0 | 0 | 0 |  |  |  | 0 | 5000000
952-777 | 0 | 0 | 0 | 0 | 0% | 0% | 0% | 0 | 0 | 0 | 0 | 0 | 0 | 0 | 0 | 952 | 0 | 0 | 0 | 0 | 0 | 0 | 0 | 0 | 0 | 0 | 0 | 0 | 0 | 0 | 0 | 0 | 0 | 0 |  | 3135 | 952-777 | [40 empty] | 0 | 0 | 0 |  |  |  | 0 | 5000000
CB 425 | 0 | 0 | 0 | 0 | 0% | 0% | 0% | 0 | 0 | 0 | 0 | 0 | 0 | 0 | 0 | 425 | 0 | 0 | 0 | 0 | 0 | 0 | 0 | 0 | 0 | 0 | 0 | 0 | 0 | 0 | 0 | 0 | 0 | 0 |  | 3136 | CB 425 | [40 empty] | 0 | 0 | 0 |  |  |  | 0 | 5000000
951-796F | 0 | 0 | 0 | 0 | 0% | 0% | 0% | 0 | 0 | 0 | 0 | 0 | 0 | 0 | 0 | 951 | 0 | 0 | 0 | 0 | 0 | 0 | 0 | 0 | 0 | 0 | 0 | 0 | 0 | 0 | 0 | 0 | 0 | 0 |  | 3137 | 951-796F | [40 empty] | 0 | 0 | 0 |  |  |  | 0 | 5000000
951-797F | 0 | 0 | 0 | 0 | 0% | 0% | 0% | 0 | 0 | 0 | 0 | 0 | 0 | 0 | 0 | 951 | 0 | 0 | 0 | 0 | 0 | 0 | 0 | 0 | 0 | 0 | 0 | 0 | 0 | 0 | 0 | 0 | 0 | 0 |  | 3138 | 951-797F | [40 empty] | 0 | 0 | 0 |  |  |  | 0 | 5000000
CB 424 | 0 | 0 | 0 | 0 | 0% | 0% | 0% | 0 | 0 | 0 | 0 | 0 | 0 | 0 | 0 | 424 | 0 | 0 | 0 | 0 | 0 | 0 | 0 | 0 | 0 | 0 | 0 | 0 | 0 | 0 | 0 | 0 | 0 | 0 |  | 3139 | CB 424 | [40 empty] | 0 | 0 | 0 |  |  |  | 0 | 5000000
952-1438 | 0 | 0 | 0 | 0 | 0% | 0% | 0% | 0 | 0 | 0 | 0 | 0 | 0 | 0 | 0 | 952 | 0 | 0 | 0 | 0 | 0 | 0 | 0 | 0 | 0 | 0 | 0 | 0 | 0 | 0 | 0 | 0 | 0 | 0 |  | 3140 | 952-1438 | [40 empty] | 0 | 0 | 0 |  |  |  | 0 | 5000000
952-1439F | 0 | 0 | 0 | 0 | 0% | 0% | 0% | 0 | 0 | 0 | 0 | 0 | 0 | 0 | 0 | 952 | 0 | 0 | 0 | 0 | 0 | 0 | 0 | 0 | 0 | 0 | 0 | 0 | 0 | 0 | 0 | 0 | 0 | 0 |  | 3141 | 952-1439F | [40 empty] | 0 | 0 | 0 |  |  |  | 0 | 5000000
952-1440F | 0 | 0 | 0 | 0 | 0% | 0% | 0% | 0 | 0 | 0 | 0 | 0 | 0 | 0 | 0 | 952 | 0 | 0 | 0 | 0 | 0 | 0 | 0 | 0 | 0 | 0 | 0 | 0 | 0 | 0 | 0 | 0 | 0 | 0 |  | 3142 | 952-1440F | [40 empty] | 0 | 0 | 0 |  |  |  | 0 | 5000000
952-776 | 0 | 0 | 0 | 0 | 0% | 0% | 0% | 0 | 0 | 0 | 0 | 0 | 0 | 0 | 0 | 952 | 0 | 0 | 0 | 0 | 0 | 0 | 0 | 0 | 0 | 0 | 0 | 0 | 0 | 0 | 0 | 0 | 0 | 0 |  | 3143 | 952-776 | [40 empty] | 0 | 0 | 0 |  |  |  | 0 | 5000000
CB 423 | 0 | 0 | 0 | 0 | 0% | 0% | 0% | 0 | 0 | 0 | 0 | 0 | 0 | 0 | 0 | 423 | 0 | 0 | 0 | 0 | 0 | 0 | 0 | 0 | 0 | 0 | 0 | 0 | 0 | 0 | 0 | 0 | 0 | 0 |  | 3144 | CB 423 | [40 empty] | 0 | 0 | 0 |  |  |  | 0 | 5000000
953-209F | 0 | 0 | 0 | 0 | 0% | 0% | 0% | 0 | 0 | 0 | 0 | 0 | 0 | 0 | 0 | 953 | 0 | 0 | 0 | 0 | 0 | 0 | 0 | 0 | 0 | 0 | 0 | 0 | 0 | 0 | 0 | 0 | 0 | 0 |  | 3145 | 953-209F | [40 empty] | 0 | 0 | 0 |  |  |  | 0 | 5000000
952-926 | 0 | 0 | 0 | 0 | 0% | 0% | 0% | 0 | 0 | 0 | 0 | 0 | 0 | 0 | 0 | 952 | 0 | 0 | 0 | 0 | 0 | 0 | 0 | 0 | 0 | 0 | 0 | 0 | 0 | 0 | 0 | 0 | 0 | 0 |  | 3146 | 952-926 | [40 empty] | 0 | 0 | 0 |  |  |  | 0 | 5000000
952-927F | 0 | 0 | 0 | 0 | 0% | 0% | 0% | 0 | 0 | 0 | 0 | 0 | 0 | 0 | 0 | 952 | 0 | 0 | 0 | 0 | 0 | 0 | 0 | 0 | 0 | 0 | 0 | 0 | 0 | 0 | 0 | 0 | 0 | 0 |  | 3147 | 952-927F | [40 empty] | 0 | 0 | 0 |  |  |  | 0 | 5000000
952-928F | 0 | 0 | 0 | 0 | 0% | 0% | 0% | 0 | 0 | 0 | 0 | 0 | 0 | 0 | 0 | 952 | 0 | 0 | 0 | 0 | 0 | 0 | 0 | 0 | 0 | 0 | 0 | 0 | 0 | 0 | 0 | 0 | 0 | 0 |  | 3148 | 952-928F | [40 empty] | 0 | 0 | 0 |  |  |  | 0 | 5000000
952-929F | 0 | 0 | 0 | 0 | 0% | 0% | 0% | 0 | 0 | 0 | 0 | 0 | 0 | 0 | 0 | 952 | 0 | 0 | 0 | 0 | 0 | 0 | 0 | 0 | 0 | 0 | 0 | 0 | 0 | 0 | 0 | 0 | 0 | 0 |  | 3149 | 952-929F | [40 empty] | 0 | 0 | 0 |  |  |  | 0 | 5000000
952-938 | 0 | 0 | 0 | 0 | 0% | 0% | 0% | 0 | 0 | 0 | 0 | 0 | 0 | 0 | 0 | 952 | 0 | 0 | 0 | 0 | 0 | 0 | 0 | 0 | 0 | 0 | 0 | 0 | 0 | 0 | 0 | 0 | 0 | 0 |  | 3150 | 952-938 | [40 empty] | 0 | 0 | 0 |  |  |  | 0 | 5000000
952-939F | 0 | 0 | 0 | 0 | 0% | 0% | 0% | 0 | 0 | 0 | 0 | 0 | 0 | 0 | 0 | 952 | 0 | 0 | 0 | 0 | 0 | 0 | 0 | 0 | 0 | 0 | 0 | 0 | 0 | 0 | 0 | 0 | 0 | 0 |  | 3151 | 952-939F | [40 empty] | 0 | 0 | 0 |  |  |  | 0 | 5000000
952-941F | 0 | 0 | 0 | 0 | 0% | 0% | 0% | 0 | 0 | 0 | 0 | 0 | 0 | 0 | 0 | 952 | 0 | 0 | 0 | 0 | 0 | 0 | 0 | 0 | 0 | 0 | 0 | 0 | 0 | 0 | 0 | 0 | 0 | 0 |  | 3152 | 952-941F | [40 empty] | 0 | 0 | 0 |  |  |  | 0 | 5000000
953-208 | 0 | 0 | 0 | 0 | 0% | 0% | 0% | 0 | 0 | 0 | 0 | 0 | 0 | 0 | 0 | 953 | 0 | 0 | 0 | 0 | 0 | 0 | 0 | 0 | 0 | 0 | 0 | 0 | 0 | 0 | 0 | 0 | 0 | 0 |  | 3153 | 953-208 | [40 empty] | 0 | 0 | 0 |  |  |  | 0 | 5000000
942-478 | 0 | 0 | 0 | 0 | 0% | 0% | 0% | 0 | 0 | 0 | 0 | 0 | 0 | 0 | 0 | 942 | 0 | 0 | 0 | 0 | 0 | 0 | 0 | 0 | 0 | 0 | 0 | 0 | 0 | 0 | 0 | 0 | 0 | 0 |  | 3154 | 942-478 | [40 empty] | 0 | 0 | 0 |  |  |  | 0 | 5000000
942-477F | 0 | 0 | 0 | 0 | 0% | 0% | 0% | 0 | 0 | 0 | 0 | 0 | 0 | 0 | 0 | 942 | 0 | 0 | 0 | 0 | 0 | 0 | 0 | 0 | 0 | 0 | 0 | 0 | 0 | 0 | 0 | 0 | 0 | 0 |  | 3155 | 942-477F | [40 empty] | 0 | 0 | 0 |  |  |  | 0 | 5000000
942-476 | 0 | 0 | 0 | 0 | 0% | 0% | 0% | 0 | 0 | 0 | 0 | 0 | 0 | 0 | 0 | 942 | 0 | 0 | 0 | 0 | 0 | 0 | 0 | 0 | 0 | 0 | 0 | 0 | 0 | 0 | 0 | 0 | 0 | 0 |  | 3156 | 942-476 | [40 empty] | 0 | 0 | 0 |  |  |  | 0 | 5000000
932-14AE | 0 | 0 | 0 | 0 | 0% | 0% | 0% | 0 | 0 | 0 | 0 | 0 | 0 | 0 | 0 | 932 | 0 | 0 | 0 | 0 | 0 | 0 | 0 | 0 | 0 | 0 | 0 | 0 | 0 | 0 | 0 | 0 | 0 | 0 |  | 3157 | 932-14AE | [40 empty] | 0 | 0 | 0 |  |  |  | 0 | 5000000
930-13 | 0 | 0 | 0 | 0 | 0% | 0% | 0% | 0 | 0 | 0 | 0 | 0 | 0 | 0 | 0 | 930 | 0 | 0 | 0 | 0 | 0 | 0 | 0 | 0 | 0 | 0 | 0 | 0 | 0 | 0 | 0 | 0 | 0 | 0 |  | 3158 | 930-13 | [40 empty] | 0 | 0 | 0 |  |  |  | 0 | 5000000
930-14F | 0 | 0 | 0 | 0 | 0% | 0% | 0% | 0 | 0 | 0 | 0 | 0 | 0 | 0 | 0 | 930 | 0 | 0 | 0 | 0 | 0 | 0 | 0 | 0 | 0 | 0 | 0 | 0 | 0 | 0 | 0 | 0 | 0 | 0 |  | 3159 | 930-14F | [40 empty] | 0 | 0 | 0 |  |  |  | 0 | 5000000
930-470 | 0 | 0 | 0 | 0 | 0% | 0% | 0% | 0 | 0 | 0 | 0 | 0 | 0 | 0 | 0 | 930 | 0 | 0 | 0 | 0 | 0 | 0 | 0 | 0 | 0 | 0 | 0 | 0 | 0 | 0 | 0 | 0 | 0 | 0 |  | 3160 | 930-470 | [40 empty] | 0 | 0 | 0 |  |  |  | 0 | 5000000
931-1054 | 0 | 0 | 0 | 0 | 0% | 0% | 0% | 0 | 0 | 0 | 0 | 0 | 0 | 0 | 0 | 931 | 0 | 0 | 0 | 0 | 0 | 0 | 0 | 0 | 0 | 0 | 0 | 0 | 0 | 0 | 0 | 0 | 0 | 0 |  | 3161 | 931-1054 | [40 empty] | 0 | 0 | 0 |  |  |  | 0 | 5000000
931-1055F | 0 | 0 | 0 | 0 | 0% | 0% | 0% | 0 | 0 | 0 | 0 | 0 | 0 | 0 | 0 | 931 | 0 | 0 | 0 | 0 | 0 | 0 | 0 | 0 | 0 | 0 | 0 | 0 | 0 | 0 | 0 | 0 | 0 | 0 |  | 3162 | 931-1055F | [40 empty] | 0 | 0 | 0 |  |  |  | 0 | 5000000
931-1056F | 0 | 0 | 0 | 0 | 0% | 0% | 0% | 0 | 0 | 0 | 0 | 0 | 0 | 0 | 0 | 931 | 0 | 0 | 0 | 0 | 0 | 0 | 0 | 0 | 0 | 0 | 0 | 0 | 0 | 0 | 0 | 0 | 0 | 0 |  | 3163 | 931-1056F | [40 empty] | 0 | 0 | 0 |  |  |  | 0 | 5000000
931-484 | 0 | 0 | 0 | 0 | 0% | 0% | 0% | 0 | 0 | 0 | 0 | 0 | 0 | 0 | 0 | 931 | 0 | 0 | 0 | 0 | 0 | 0 | 0 | 0 | 0 | 0 | 0 | 0 | 0 | 0 | 0 | 0 | 0 | 0 |  | 3164 | 931-484 | [40 empty] | 0 | 0 | 0 |  |  |  | 0 | 5000000
931-485 | 0 | 0 | 0 | 0 | 0% | 0% | 0% | 0 | 0 | 0 | 0 | 0 | 0 | 0 | 0 | 931 | 0 | 0 | 0 | 0 | 0 | 0 | 0 | 0 | 0 | 0 | 0 | 0 | 0 | 0 | 0 | 0 | 0 | 0 |  | 3165 | 931-485 | [40 empty] | 0 | 0 | 0 |  |  |  | 0 | 5000000
932-15AE | 0 | 0 | 0 | 0 | 0% | 0% | 0% | 0 | 0 | 0 | 0 | 0 | 0 | 0 | 0 | 932 | 0 | 0 | 0 | 0 | 0 | 0 | 0 | 0 | 0 | 0 | 0 | 0 | 0 | 0 | 0 | 0 | 0 | 0 |  | 3166 | 932-15AE | [40 empty] | 0 | 0 | 0 |  |  |  | 0 | 5000000
CB 47 | 0 | 0 | 0 | 0 | 0% | 0% | 0% | 0 | 0 | 0 | 0 | 0 | 0 | 0 | 0 | 47 | 0 | 0 | 0 | 0 | 0 | 0 | 0 | 0 | 0 | 0 | 0 | 0 | 0 | 0 | 0 | 0 | 0 | 0 |  | 3167 | CB 47 | [40 empty] | 0 | 0 | 0 |  |  |  | 0 | 5000000
932-16 | 0 | 0 | 0 | 0 | 0% | 0% | 0% | 0 | 0 | 0 | 0 | 0 | 0 | 0 | 0 | 932 | 0 | 0 | 0 | 0 | 0 | 0 | 0 | 0 | 0 | 0 | 0 | 0 | 0 | 0 | 0 | 0 | 0 | 0 |  | 3168 | 932-16 | [40 empty] | 0 | 0 | 0 |  |  |  | 0 | 5000000
932-17AE | 0 | 0 | 0 | 0 | 0% | 0% | 0% | 0 | 0 | 0 | 0 | 0 | 0 | 0 | 0 | 932 | 0 | 0 | 0 | 0 | 0 | 0 | 0 | 0 | 0 | 0 | 0 | 0 | 0 | 0 | 0 | 0 | 0 | 0 |  | 3169 | 932-17AE | [40 empty] | 0 | 0 | 0 |  |  |  | 0 | 5000000
932-458 | 0 | 0 | 0 | 0 | 0% | 0% | 0% | 0 | 0 | 0 | 0 | 0 | 0 | 0 | 0 | 932 | 0 | 0 | 0 | 0 | 0 | 0 | 0 | 0 | 0 | 0 | 0 | 0 | 0 | 0 | 0 | 0 | 0 | 0 |  | 3170 | 932-458 | [40 empty] | 0 | 0 | 0 |  |  |  | 0 | 5000000
932-459F | 0 | 0 | 0 | 0 | 0% | 0% | 0% | 0 | 0 | 0 | 0 | 0 | 0 | 0 | 0 | 932 | 0 | 0 | 0 | 0 | 0 | 0 | 0 | 0 | 0 | 0 | 0 | 0 | 0 | 0 | 0 | 0 | 0 | 0 |  | 3171 | 932-459F | [40 empty] | 0 | 0 | 0 |  |  |  | 0 | 5000000
933-450F | 0 | 0 | 0 | 0 | 0% | 0% | 0% | 0 | 0 | 0 | 0 | 0 | 0 | 0 | 0 | 933 | 0 | 0 | 0 | 0 | 0 | 0 | 0 | 0 | 0 | 0 | 0 | 0 | 0 | 0 | 0 | 0 | 0 | 0 |  | 3172 | 933-450F | [40 empty] | 0 | 0 | 0 |  |  |  | 0 | 5000000
933-451F | 0 | 0 | 0 | 0 | 0% | 0% | 0% | 0 | 0 | 0 | 0 | 0 | 0 | 0 | 0 | 933 | 0 | 0 | 0 | 0 | 0 | 0 | 0 | 0 | 0 | 0 | 0 | 0 | 0 | 0 | 0 | 0 | 0 | 0 |  | 3173 | 933-451F | [40 empty] | 0 | 0 | 0 |  |  |  | 0 | 5000000
933-452 | 0 | 0 | 0 | 0 | 0% | 0% | 0% | 0 | 0 | 0 | 0 | 0 | 0 | 0 | 0 | 933 | 0 | 0 | 0 | 0 | 0 | 0 | 0 | 0 | 0 | 0 | 0 | 0 | 0 | 0 | 0 | 0 | 0 | 0 |  | 3174 | 933-452 | [40 empty] | 0 | 0 | 0 |  |  |  | 0 | 5000000
933-453F | 0 | 0 | 0 | 0 | 0% | 0% | 0% | 0 | 0 | 0 | 0 | 0 | 0 | 0 | 0 | 933 | 0 | 0 | 0 | 0 | 0 | 0 | 0 | 0 | 0 | 0 | 0 | 0 | 0 | 0 | 0 | 0 | 0 | 0 |  | 3175 | 933-453F | [40 empty] | 0 | 0 | 0 |  |  |  | 0 | 5000000
930-12 | 0 | 0 | 0 | 0 | 0% | 0% | 0% | 0 | 0 | 0 | 0 | 0 | 0 | 0 | 0 | 930 | 0 | 0 | 0 | 0 | 0 | 0 | 0 | 0 | 0 | 0 | 0 | 0 | 0 | 0 | 0 | 0 | 0 | 0 |  | 3176 | 930-12 | [40 empty] | 0 | 0 | 0 |  |  |  | 0 | 5000000
928-7 | 0 | 0 | 0 | 0 | 0% | 0% | 0% | 0 | 0 | 0 | 0 | 0 | 0 | 0 | 0 | 928 | 0 | 0 | 0 | 0 | 0 | 0 | 0 | 0 | 0 | 0 | 0 | 0 | 0 | 0 | 0 | 0 | 0 | 0 |  | 3177 | 928-7 | [40 empty] | 0 | 0 | 0 |  |  |  | 0 | 5000000
942-474F | 0 | 0 | 0 | 0 | 0% | 0% | 0% | 0 | 0 | 0 | 0 | 0 | 0 | 0 | 0 | 942 | 0 | 0 | 0 | 0 | 0 | 0 | 0 | 0 | 0 | 0 | 0 | 0 | 0 | 0 | 0 | 0 | 0 | 0 |  | 3178 | 942-474F | [40 empty] | 0 | 0 | 0 |  |  |  | 0 | 5000000
925-221 | 0 | 0 | 0 | 0 | 0% | 0% | 0% | 0 | 0 | 0 | 0 | 0 | 0 | 0 | 0 | 925 | 0 | 0 | 0 | 0 | 0 | 0 | 0 | 0 | 0 | 0 | 0 | 0 | 0 | 0 | 0 | 0 | 0 | 0 |  | 3179 | 925-221 | [40 empty] | 0 | 0 | 0 |  |  |  | 0 | 5000000
924-9 | 0 | 0 | 0 | 0 | 0% | 0% | 0% | 0 | 0 | 0 | 0 | 0 | 0 | 0 | 0 | 924 | 0 | 0 | 0 | 0 | 0 | 0 | 0 | 0 | 0 | 0 | 0 | 0 | 0 | 0 | 0 | 0 | 0 | 0 |  | 3180 | 924-9 | [40 empty] | 0 | 0 | 0 |  |  |  | 0 | 5000000
925-202F | 0 | 0 | 0 | 0 | 0% | 0% | 0% | 0 | 0 | 0 | 0 | 0 | 0 | 0 | 0 | 925 | 0 | 0 | 0 | 0 | 0 | 0 | 0 | 0 | 0 | 0 | 0 | 0 | 0 | 0 | 0 | 0 | 0 | 0 |  | 3181 | 925-202F | [40 empty] | 0 | 0 | 0 |  |  |  | 0 | 5000000
925-203F | 0 | 0 | 0 | 0 | 0% | 0% | 0% | 0 | 0 | 0 | 0 | 0 | 0 | 0 | 0 | 925 | 0 | 0 | 0 | 0 | 0 | 0 | 0 | 0 | 0 | 0 | 0 | 0 | 0 | 0 | 0 | 0 | 0 | 0 |  | 3182 | 925-203F | [40 empty] | 0 | 0 | 0 |  |  |  | 0 | 5000000
925-204F | 0 | 0 | 0 | 0 | 0% | 0% | 0% | 0 | 0 | 0 | 0 | 0 | 0 | 0 | 0 | 925 | 0 | 0 | 0 | 0 | 0 | 0 | 0 | 0 | 0 | 0 | 0 | 0 | 0 | 0 | 0 | 0 | 0 | 0 |  | 3183 | 925-204F | [40 empty] | 0 | 0 | 0 |  |  |  | 0 | 5000000
925-205F | 0 | 0 | 0 | 0 | 0% | 0% | 0% | 0 | 0 | 0 | 0 | 0 | 0 | 0 | 0 | 925 | 0 | 0 | 0 | 0 | 0 | 0 | 0 | 0 | 0 | 0 | 0 | 0 | 0 | 0 | 0 | 0 | 0 | 0 |  | 3184 | 925-205F | [40 empty] | 0 | 0 | 0 |  |  |  | 0 | 5000000
925-206 | 0 | 0 | 0 | 0 | 0% | 0% | 0% | 0 | 0 | 0 | 0 | 0 | 0 | 0 | 0 | 925 | 0 | 0 | 0 | 0 | 0 | 0 | 0 | 0 | 0 | 0 | 0 | 0 | 0 | 0 | 0 | 0 | 0 | 0 |  | 3185 | 925-206 | [40 empty] | 0 | 0 | 0 |  |  |  | 0 | 5000000
925-218 | 0 | 0 | 0 | 0 | 0% | 0% | 0% | 0 | 0 | 0 | 0 | 0 | 0 | 0 | 0 | 925 | 0 | 0 | 0 | 0 | 0 | 0 | 0 | 0 | 0 | 0 | 0 | 0 | 0 | 0 | 0 | 0 | 0 | 0 |  | 3186 | 925-218 | [40 empty] | 0 | 0 | 0 |  |  |  | 0 | 5000000
925-219 | 0 | 0 | 0 | 0 | 0% | 0% | 0% | 0 | 0 | 0 | 0 | 0 | 0 | 0 | 0 | 925 | 0 | 0 | 0 | 0 | 0 | 0 | 0 | 0 | 0 | 0 | 0 | 0 | 0 | 0 | 0 | 0 | 0 | 0 |  | 3187 | 925-219 | [40 empty] | 0 | 0 | 0 |  |  |  | 0 | 5000000
926-10 | 0 | 0 | 0 | 0 | 0% | 0% | 0% | 0 | 0 | 0 | 0 | 0 | 0 | 0 | 0 | 926 | 0 | 0 | 0 | 0 | 0 | 0 | 0 | 0 | 0 | 0 | 0 | 0 | 0 | 0 | 0 | 0 | 0 | 0 |  | 3188 | 926-10 | [40 empty] | 0 | 0 | 0 |  |  |  | 0 | 5000000
928-6F | 117769.8281 | 0 | 117769.8281 | 0 | 0% | 100% | 0% | 11462.7427 | 23852.6708 | 13.6088 | 10470.4317 | 978.7023 | 28.3183 | 21787.7838 | 2036.5687 | 928 | 0.043987 | 0.043987 | 0.043987 | 2677378.0464 | 139.8185 | 107574.6853 | 10055.3244 | 3178.6319 | 2445601.7752 | 228597.6393 | 2416784.1727 | 2869.2501 | 2207567.0901 | 206347.8325 | 2135111.6762 | 2534.8434 | 1950278.5244 | 182298.3084 |  | 3189 | 928-6F | 117769.8281 | 106307.0854 | 93917.1573 | 0 | 0 | 0 | 117769.8281 | 106307.0854 | 93917.1573 | 0 | 139.8185 | 126.2097 | 111.5002 | 0 | 0 | 0 | 139.8185 | 126.2097 | 111.5002 | 0 | 10055.3244 | 9076.6221 | 8018.7557 | 0 | 0 | 0 | 10055.3244 | 9076.6221 | 8018.7557 | 0 | 107574.6853 | 97104.2536 | 85786.9015 | 0 | 0 | 0 | 107574.6853 | 97104.2536 | 85786.9015 | 0 | 0 | 0 | 0 | 0.043987 | 0.043987 | 0.043987 | 0 | 5000000
926-11 | 0 | 0 | 0 | 0 | 0% | 0% | 0% | 0 | 0 | 0 | 0 | 0 | 0 | 0 | 0 | 926 | 0 | 0 | 0 | 0 | 0 | 0 | 0 | 0 | 0 | 0 | 0 | 0 | 0 | 0 | 0 | 0 | 0 | 0 |  | 3190 | 926-11 | [40 empty] | 0 | 0 | 0 |  |  |  | 0 | 5000000
926-25 | 0 | 0 | 0 | 0 | 0% | 0% | 0% | 0 | 0 | 0 | 0 | 0 | 0 | 0 | 0 | 926 | 0 | 0 | 0 | 0 | 0 | 0 | 0 | 0 | 0 | 0 | 0 | 0 | 0 | 0 | 0 | 0 | 0 | 0 |  | 3191 | 926-25 | [40 empty] | 0 | 0 | 0 |  |  |  | 0 | 5000000
926-28AE | 0 | 0 | 0 | 0 | 0% | 0% | 0% | 0 | 0 | 0 | 0 | 0 | 0 | 0 | 0 | 926 | 0 | 0 | 0 | 0 | 0 | 0 | 0 | 0 | 0 | 0 | 0 | 0 | 0 | 0 | 0 | 0 | 0 | 0 |  | 3192 | 926-28AE | [40 empty] | 0 | 0 | 0 |  |  |  | 0 | 5000000
926-37 | 0 | 0 | 0 | 0 | 0% | 0% | 0% | 0 | 0 | 0 | 0 | 0 | 0 | 0 | 0 | 926 | 0 | 0 | 0 | 0 | 0 | 0 | 0 | 0 | 0 | 0 | 0 | 0 | 0 | 0 | 0 | 0 | 0 | 0 |  | 3193 | 926-37 | [40 empty] | 0 | 0 | 0 |  |  |  | 0 | 5000000
926-38 | 0 | 0 | 0 | 0 | 0% | 0% | 0% | 0 | 0 | 0 | 0 | 0 | 0 | 0 | 0 | 926 | 0 | 0 | 0 | 0 | 0 | 0 | 0 | 0 | 0 | 0 | 0 | 0 | 0 | 0 | 0 | 0 | 0 | 0 |  | 3194 | 926-38 | [40 empty] | 0 | 0 | 0 |  |  |  | 0 | 5000000
928-18 | 0 | 0 | 0 | 0 | 0% | 0% | 0% | 0 | 0 | 0 | 0 | 0 | 0 | 0 | 0 | 928 | 0 | 0 | 0 | 0 | 0 | 0 | 0 | 0 | 0 | 0 | 0 | 0 | 0 | 0 | 0 | 0 | 0 | 0 |  | 3195 | 928-18 | [40 empty] | 0 | 0 | 0 |  |  |  | 0 | 5000000
928-37F | 251098.8098 | 0 | 251098.8098 | 0 | 0% | 100% | 0% | 24488.5818 | 50980.1511 | 30.8853 | 22368.9801 | 2088.7164 | 64.2968 | 46567.5797 | 4348.2746 | 928 | 0.043424 | 0.043424 | 0.043424 | 5782435.9064 | 316.6888 | 229365.0294 | 21417.0916 | 7292.8768 | 5281938.9416 | 493204.088 | 5218499.9204 | 6581.634 | 4766814.2617 | 445104.0246 | 4608438.0837 | 5812.2168 | 4209556.1401 | 393069.7269 |  | 3196 | 928-37F | 251098.8098 | 226610.2279 | 200118.6587 | 0 | 0 | 0 | 251098.8098 | 226610.2279 | 200118.6587 | 0 | 316.6888 | 285.8035 | 252.392 | 0 | 0 | 0 | 316.6888 | 285.8035 | 252.392 | 0 | 21417.0916 | 19328.3752 | 17068.817 | 0 | 0 | 0 | 21417.0916 | 19328.3752 | 17068.817 | 0 | 229365.0294 | 206996.0492 | 182797.4496 | 0 | 0 | 0 | 229365.0294 | 206996.0492 | 182797.4496 | 0 | 0 | 0 | 0 | 0.043424 | 0.043424 | 0.043424 | 0 | 5000000
928-39 | 0 | 0 | 0 | 0 | 0% | 0% | 0% | 0 | 0 | 0 | 0 | 0 | 0 | 0 | 0 | 928 | 0 | 0 | 0 | 0 | 0 | 0 | 0 | 0 | 0 | 0 | 0 | 0 | 0 | 0 | 0 | 0 | 0 | 0 |  | 3197 | 928-39 | [40 empty] | 0 | 0 | 0 |  |  |  | 0 | 5000000
933-471 | 0 | 0 | 0 | 0 | 0% | 0% | 0% | 0 | 0 | 0 | 0 | 0 | 0 | 0 | 0 | 933 | 0 | 0 | 0 | 0 | 0 | 0 | 0 | 0 | 0 | 0 | 0 | 0 | 0 | 0 | 0 | 0 | 0 | 0 |  | 3198 | 933-471 | [40 empty] | 0 | 0 | 0 |  |  |  | 0 | 5000000
CB 469 | 0 | 0 | 0 | 0 | 0% | 0% | 0% | 0 | 0 | 0 | 0 | 0 | 0 | 0 | 0 | 469 | 0 | 0 | 0 | 0 | 0 | 0 | 0 | 0 | 0 | 0 | 0 | 0 | 0 | 0 | 0 | 0 | 0 | 0 |  | 3199 | CB 469 | [40 empty] | 0 | 0 | 0 |  |  |  | 0 | 5000000
933-473F | 0 | 0 | 0 | 0 | 0% | 0% | 0% | 0 | 0 | 0 | 0 | 0 | 0 | 0 | 0 | 933 | 0 | 0 | 0 | 0 | 0 | 0 | 0 | 0 | 0 | 0 | 0 | 0 | 0 | 0 | 0 | 0 | 0 | 0 |  | 3200 | 933-473F | [40 empty] | 0 | 0 | 0 |  |  |  | 0 | 5000000
941-32F | 0 | 0 | 0 | 0 | 0% | 0% | 0% | 0 | 0 | 0 | 0 | 0 | 0 | 0 | 0 | 941 | 0 | 0 | 0 | 0 | 0 | 0 | 0 | 0 | 0 | 0 | 0 | 0 | 0 | 0 | 0 | 0 | 0 | 0 |  | 3201 | 941-32F | [40 empty] | 0 | 0 | 0 |  |  |  | 0 | 5000000
940-392 | 0 | 0 | 0 | 0 | 0% | 0% | 0% | 0 | 0 | 0 | 0 | 0 | 0 | 0 | 0 | 940 | 0 | 0 | 0 | 0 | 0 | 0 | 0 | 0 | 0 | 0 | 0 | 0 | 0 | 0 | 0 | 0 | 0 | 0 |  | 3202 | 940-392 | [40 empty] | 0 | 0 | 0 |  |  |  | 0 | 5000000
940-393 | 0 | 0 | 0 | 0 | 0% | 0% | 0% | 0 | 0 | 0 | 0 | 0 | 0 | 0 | 0 | 940 | 0 | 0 | 0 | 0 | 0 | 0 | 0 | 0 | 0 | 0 | 0 | 0 | 0 | 0 | 0 | 0 | 0 | 0 |  | 3203 | 940-393 | [40 empty] | 0 | 0 | 0 |  |  |  | 0 | 5000000
940-398AE | 0 | 0 | 0 | 0 | 0% | 0% | 0% | 0 | 0 | 0 | 0 | 0 | 0 | 0 | 0 | 940 | 0 | 0 | 0 | 0 | 0 | 0 | 0 | 0 | 0 | 0 | 0 | 0 | 0 | 0 | 0 | 0 | 0 | 0 |  | 3204 | 940-398AE | [40 empty] | 0 | 0 | 0 |  |  |  | 0 | 5000000
940-590 | 0 | 0 | 0 | 0 | 0% | 0% | 0% | 0 | 0 | 0 | 0 | 0 | 0 | 0 | 0 | 940 | 0 | 0 | 0 | 0 | 0 | 0 | 0 | 0 | 0 | 0 | 0 | 0 | 0 | 0 | 0 | 0 | 0 | 0 |  | 3205 | 940-590 | [40 empty] | 0 | 0 | 0 |  |  |  | 0 | 5000000
940-649AE | 0 | 0 | 0 | 0 | 0% | 0% | 0% | 0 | 0 | 0 | 0 | 0 | 0 | 0 | 0 | 940 | 0 | 0 | 0 | 0 | 0 | 0 | 0 | 0 | 0 | 0 | 0 | 0 | 0 | 0 | 0 | 0 | 0 | 0 |  | 3206 | 940-649AE | [40 empty] | 0 | 0 | 0 |  |  |  | 0 | 5000000
940-651 | 0 | 0 | 0 | 0 | 0% | 0% | 0% | 0 | 0 | 0 | 0 | 0 | 0 | 0 | 0 | 940 | 0 | 0 | 0 | 0 | 0 | 0 | 0 | 0 | 0 | 0 | 0 | 0 | 0 | 0 | 0 | 0 | 0 | 0 |  | 3207 | 940-651 | [40 empty] | 0 | 0 | 0 |  |  |  | 0 | 5000000
940-746 | 0 | 0 | 0 | 0 | 0% | 0% | 0% | 0 | 0 | 0 | 0 | 0 | 0 | 0 | 0 | 940 | 0 | 0 | 0 | 0 | 0 | 0 | 0 | 0 | 0 | 0 | 0 | 0 | 0 | 0 | 0 | 0 | 0 | 0 |  | 3208 | 940-746 | [40 empty] | 0 | 0 | 0 |  |  |  | 0 | 5000000
941-31 | 0 | 0 | 0 | 0 | 0% | 0% | 0% | 0 | 0 | 0 | 0 | 0 | 0 | 0 | 0 | 941 | 0 | 0 | 0 | 0 | 0 | 0 | 0 | 0 | 0 | 0 | 0 | 0 | 0 | 0 | 0 | 0 | 0 | 0 |  | 3209 | 941-31 | [40 empty] | 0 | 0 | 0 |  |  |  | 0 | 5000000
942-3 | 0 | 0 | 0 | 0 | 0% | 0% | 0% | 0 | 0 | 0 | 0 | 0 | 0 | 0 | 0 | 942 | 0 | 0 | 0 | 0 | 0 | 0 | 0 | 0 | 0 | 0 | 0 | 0 | 0 | 0 | 0 | 0 | 0 | 0 |  | 3210 | 942-3 | [40 empty] | 0 | 0 | 0 |  |  |  | 0 | 5000000
933-474F | 0 | 0 | 0 | 0 | 0% | 0% | 0% | 0 | 0 | 0 | 0 | 0 | 0 | 0 | 0 | 933 | 0 | 0 | 0 | 0 | 0 | 0 | 0 | 0 | 0 | 0 | 0 | 0 | 0 | 0 | 0 | 0 | 0 | 0 |  | 3211 | 933-474F | [40 empty] | 0 | 0 | 0 |  |  |  | 0 | 5000000
942-45 | 0 | 0 | 0 | 0 | 0% | 0% | 0% | 0 | 0 | 0 | 0 | 0 | 0 | 0 | 0 | 942 | 0 | 0 | 0 | 0 | 0 | 0 | 0 | 0 | 0 | 0 | 0 | 0 | 0 | 0 | 0 | 0 | 0 | 0 |  | 3212 | 942-45 | [40 empty] | 0 | 0 | 0 |  |  |  | 0 | 5000000
942-467 | 0 | 0 | 0 | 0 | 0% | 0% | 0% | 0 | 0 | 0 | 0 | 0 | 0 | 0 | 0 | 942 | 0 | 0 | 0 | 0 | 0 | 0 | 0 | 0 | 0 | 0 | 0 | 0 | 0 | 0 | 0 | 0 | 0 | 0 |  | 3213 | 942-467 | [40 empty] | 0 | 0 | 0 |  |  |  | 0 | 5000000
942-468 | 0 | 0 | 0 | 0 | 0% | 0% | 0% | 0 | 0 | 0 | 0 | 0 | 0 | 0 | 0 | 942 | 0 | 0 | 0 | 0 | 0 | 0 | 0 | 0 | 0 | 0 | 0 | 0 | 0 | 0 | 0 | 0 | 0 | 0 |  | 3214 | 942-468 | [40 empty] | 0 | 0 | 0 |  |  |  | 0 | 5000000
942-469 | 0 | 0 | 0 | 0 | 0% | 0% | 0% | 0 | 0 | 0 | 0 | 0 | 0 | 0 | 0 | 942 | 0 | 0 | 0 | 0 | 0 | 0 | 0 | 0 | 0 | 0 | 0 | 0 | 0 | 0 | 0 | 0 | 0 | 0 |  | 3215 | 942-469 | [40 empty] | 0 | 0 | 0 |  |  |  | 0 | 5000000
942-47 | 0 | 0 | 0 | 0 | 0% | 0% | 0% | 0 | 0 | 0 | 0 | 0 | 0 | 0 | 0 | 942 | 0 | 0 | 0 | 0 | 0 | 0 | 0 | 0 | 0 | 0 | 0 | 0 | 0 | 0 | 0 | 0 | 0 | 0 |  | 3216 | 942-47 | [40 empty] | 0 | 0 | 0 |  |  |  | 0 | 5000000
942-470 | 0 | 0 | 0 | 0 | 0% | 0% | 0% | 0 | 0 | 0 | 0 | 0 | 0 | 0 | 0 | 942 | 0 | 0 | 0 | 0 | 0 | 0 | 0 | 0 | 0 | 0 | 0 | 0 | 0 | 0 | 0 | 0 | 0 | 0 |  | 3217 | 942-470 | [40 empty] | 0 | 0 | 0 |  |  |  | 0 | 5000000
942-471 | 0 | 0 | 0 | 0 | 0% | 0% | 0% | 0 | 0 | 0 | 0 | 0 | 0 | 0 | 0 | 942 | 0 | 0 | 0 | 0 | 0 | 0 | 0 | 0 | 0 | 0 | 0 | 0 | 0 | 0 | 0 | 0 | 0 | 0 |  | 3218 | 942-471 | [40 empty] | 0 | 0 | 0 |  |  |  | 0 | 5000000
942-472 | 0 | 0 | 0 | 0 | 0% | 0% | 0% | 0 | 0 | 0 | 0 | 0 | 0 | 0 | 0 | 942 | 0 | 0 | 0 | 0 | 0 | 0 | 0 | 0 | 0 | 0 | 0 | 0 | 0 | 0 | 0 | 0 | 0 | 0 |  | 3219 | 942-472 | [40 empty] | 0 | 0 | 0 |  |  |  | 0 | 5000000
CB 466 | 0 | 0 | 0 | 0 | 0% | 0% | 0% | 0 | 0 | 0 | 0 | 0 | 0 | 0 | 0 | 466 | 0 | 0 | 0 | 0 | 0 | 0 | 0 | 0 | 0 | 0 | 0 | 0 | 0 | 0 | 0 | 0 | 0 | 0 |  | 3220 | CB 466 | [40 empty] | 0 | 0 | 0 |  |  |  | 0 | 5000000
94-20 | 0 | 0 | 0 | 0 | 0% | 0% | 0% | 0 | 0 | 0 | 0 | 0 | 0 | 0 | 0 | 94 | 0 | 0 | 0 | 0 | 0 | 0 | 0 | 0 | 0 | 0 | 0 | 0 | 0 | 0 | 0 | 0 | 0 | 0 |  | 3221 | 94-20 | [40 empty] | 0 | 0 | 0 |  |  |  | 0 | 5000000
CB 467 | 0 | 0 | 0 | 0 | 0% | 0% | 0% | 0 | 0 | 0 | 0 | 0 | 0 | 0 | 0 | 467 | 0 | 0 | 0 | 0 | 0 | 0 | 0 | 0 | 0 | 0 | 0 | 0 | 0 | 0 | 0 | 0 | 0 | 0 |  | 3222 | CB 467 | [40 empty] | 0 | 0 | 0 |  |  |  | 0 | 5000000
937-2573 | 0 | 0 | 0 | 0 | 0% | 0% | 0% | 0 | 0 | 0 | 0 | 0 | 0 | 0 | 0 | 937 | 0 | 0 | 0 | 0 | 0 | 0 | 0 | 0 | 0 | 0 | 0 | 0 | 0 | 0 | 0 | 0 | 0 | 0 |  | 3223 | 937-2573 | [40 empty] | 0 | 0 | 0 |  |  |  | 0 | 5000000
934-747F | 0 | 0 | 0 | 0 | 0% | 0% | 0% | 0 | 0 | 0 | 0 | 0 | 0 | 0 | 0 | 934 | 0 | 0 | 0 | 0 | 0 | 0 | 0 | 0 | 0 | 0 | 0 | 0 | 0 | 0 | 0 | 0 | 0 | 0 |  | 3224 | 934-747F | [40 empty] | 0 | 0 | 0 |  |  |  | 0 | 5000000
934-748F | 0 | 0 | 0 | 0 | 0% | 0% | 0% | 0 | 0 | 0 | 0 | 0 | 0 | 0 | 0 | 934 | 0 | 0 | 0 | 0 | 0 | 0 | 0 | 0 | 0 | 0 | 0 | 0 | 0 | 0 | 0 | 0 | 0 | 0 |  | 3225 | 934-748F | [40 empty] | 0 | 0 | 0 |  |  |  | 0 | 5000000
934-749 | 0 | 0 | 0 | 0 | 0% | 0% | 0% | 0 | 0 | 0 | 0 | 0 | 0 | 0 | 0 | 934 | 0 | 0 | 0 | 0 | 0 | 0 | 0 | 0 | 0 | 0 | 0 | 0 | 0 | 0 | 0 | 0 | 0 | 0 |  | 3226 | 934-749 | [40 empty] | 0 | 0 | 0 |  |  |  | 0 | 5000000
935-459 | 0 | 0 | 0 | 0 | 0% | 0% | 0% | 0 | 0 | 0 | 0 | 0 | 0 | 0 | 0 | 935 | 0 | 0 | 0 | 0 | 0 | 0 | 0 | 0 | 0 | 0 | 0 | 0 | 0 | 0 | 0 | 0 | 0 | 0 |  | 3227 | 935-459 | [40 empty] | 0 | 0 | 0 |  |  |  | 0 | 5000000
935-460F | 0 | 0 | 0 | 0 | 0% | 0% | 0% | 0 | 0 | 0 | 0 | 0 | 0 | 0 | 0 | 935 | 0 | 0 | 0 | 0 | 0 | 0 | 0 | 0 | 0 | 0 | 0 | 0 | 0 | 0 | 0 | 0 | 0 | 0 |  | 3228 | 935-460F | [40 empty] | 0 | 0 | 0 |  |  |  | 0 | 5000000
935-461F | 0 | 0 | 0 | 0 | 0% | 0% | 0% | 0 | 0 | 0 | 0 | 0 | 0 | 0 | 0 | 935 | 0 | 0 | 0 | 0 | 0 | 0 | 0 | 0 | 0 | 0 | 0 | 0 | 0 | 0 | 0 | 0 | 0 | 0 |  | 3229 | 935-461F | [40 empty] | 0 | 0 | 0 |  |  |  | 0 | 5000000
935-462 | 0 | 0 | 0 | 0 | 0% | 0% | 0% | 0 | 0 | 0 | 0 | 0 | 0 | 0 | 0 | 935 | 0 | 0 | 0 | 0 | 0 | 0 | 0 | 0 | 0 | 0 | 0 | 0 | 0 | 0 | 0 | 0 | 0 | 0 |  | 3230 | 935-462 | [40 empty] | 0 | 0 | 0 |  |  |  | 0 | 5000000
936-187 | 0 | 0 | 0 | 0 | 0% | 0% | 0% | 0 | 0 | 0 | 0 | 0 | 0 | 0 | 0 | 936 | 0 | 0 | 0 | 0 | 0 | 0 | 0 | 0 | 0 | 0 | 0 | 0 | 0 | 0 | 0 | 0 | 0 | 0 |  | 3231 | 936-187 | [40 empty] | 0 | 0 | 0 |  |  |  | 0 | 5000000
CB 468 | 0 | 0 | 0 | 0 | 0% | 0% | 0% | 0 | 0 | 0 | 0 | 0 | 0 | 0 | 0 | 468 | 0 | 0 | 0 | 0 | 0 | 0 | 0 | 0 | 0 | 0 | 0 | 0 | 0 | 0 | 0 | 0 | 0 | 0 |  | 3232 | CB 468 | [40 empty] | 0 | 0 | 0 |  |  |  | 0 | 5000000
936-450F | 0 | 0 | 0 | 0 | 0% | 0% | 0% | 0 | 0 | 0 | 0 | 0 | 0 | 0 | 0 | 936 | 0 | 0 | 0 | 0 | 0 | 0 | 0 | 0 | 0 | 0 | 0 | 0 | 0 | 0 | 0 | 0 | 0 | 0 |  | 3233 | 936-450F | [40 empty] | 0 | 0 | 0 |  |  |  | 0 | 5000000
936-451F | 0 | 0 | 0 | 0 | 0% | 0% | 0% | 0 | 0 | 0 | 0 | 0 | 0 | 0 | 0 | 936 | 0 | 0 | 0 | 0 | 0 | 0 | 0 | 0 | 0 | 0 | 0 | 0 | 0 | 0 | 0 | 0 | 0 | 0 |  | 3234 | 936-451F | [40 empty] | 0 | 0 | 0 |  |  |  | 0 | 5000000
936-452 | 0 | 0 | 0 | 0 | 0% | 0% | 0% | 0 | 0 | 0 | 0 | 0 | 0 | 0 | 0 | 936 | 0 | 0 | 0 | 0 | 0 | 0 | 0 | 0 | 0 | 0 | 0 | 0 | 0 | 0 | 0 | 0 | 0 | 0 |  | 3235 | 936-452 | [40 empty] | 0 | 0 | 0 |  |  |  | 0 | 5000000
937-11 | 0 | 0 | 0 | 0 | 0% | 0% | 0% | 0 | 0 | 0 | 0 | 0 | 0 | 0 | 0 | 937 | 0 | 0 | 0 | 0 | 0 | 0 | 0 | 0 | 0 | 0 | 0 | 0 | 0 | 0 | 0 | 0 | 0 | 0 |  | 3236 | 937-11 | [40 empty] | 0 | 0 | 0 |  |  |  | 0 | 5000000
937-12AE | 0 | 0 | 0 | 0 | 0% | 0% | 0% | 0 | 0 | 0 | 0 | 0 | 0 | 0 | 0 | 937 | 0 | 0 | 0 | 0 | 0 | 0 | 0 | 0 | 0 | 0 | 0 | 0 | 0 | 0 | 0 | 0 | 0 | 0 |  | 3237 | 937-12AE | [40 empty] | 0 | 0 | 0 |  |  |  | 0 | 5000000
937-13AE | 0 | 0 | 0 | 0 | 0% | 0% | 0% | 0 | 0 | 0 | 0 | 0 | 0 | 0 | 0 | 937 | 0 | 0 | 0 | 0 | 0 | 0 | 0 | 0 | 0 | 0 | 0 | 0 | 0 | 0 | 0 | 0 | 0 | 0 |  | 3238 | 937-13AE | [40 empty] | 0 | 0 | 0 |  |  |  | 0 | 5000000
937-17 | 0 | 0 | 0 | 0 | 0% | 0% | 0% | 0 | 0 | 0 | 0 | 0 | 0 | 0 | 0 | 937 | 0 | 0 | 0 | 0 | 0 | 0 | 0 | 0 | 0 | 0 | 0 | 0 | 0 | 0 | 0 | 0 | 0 | 0 |  | 3239 | 937-17 | [40 empty] | 0 | 0 | 0 |  |  |  | 0 | 5000000
937-2572 | 0 | 0 | 0 | 0 | 0% | 0% | 0% | 0 | 0 | 0 | 0 | 0 | 0 | 0 | 0 | 937 | 0 | 0 | 0 | 0 | 0 | 0 | 0 | 0 | 0 | 0 | 0 | 0 | 0 | 0 | 0 | 0 | 0 | 0 |  | 3240 | 937-2572 | [40 empty] | 0 | 0 | 0 |  |  |  | 0 | 5000000
CB 104 | 0 | 0 | 0 | 0 | 0% | 0% | 0% | 0 | 0 | 0 | 0 | 0 | 0 | 0 | 0 | 104 | 0 | 0 | 0 | 0 | 0 | 0 | 0 | 0 | 0 | 0 | 0 | 0 | 0 | 0 | 0 | 0 | 0 | 0 |  | 3241 | CB 104 | [40 empty] | 0 | 0 | 0 |  |  |  | 0 | 5000000
535-10F | 125674.8411 | 0 | 125674.8411 | 0 | 0% | 100% | 0% | 10199.4772 | 21288.9328 | 18.7839 | 8039.2037 | 2141.4897 | 39.2068 | 16779.8862 | 4469.8398 | 535 | 0.058431 | 0.058431 | 0.058431 | 2150824.7514 | 231.4496 | 99056.6104 | 26386.781 | 3961.0751 | 1695274.9471 | 451588.7292 | 1976268.8269 | 3639.6035 | 1557690.383 | 414938.8404 | 1786481.6317 | 3290.0811 | 1408100.5678 | 375090.9828 |  | 3242 | 535-10F | 125674.8411 | 115475.3638 | 104385.9082 | 0 | 0 | 0 | 125674.8411 | 115475.3638 | 104385.9082 | 0 | 231.4496 | 212.6657 | 192.2427 | 0 | 0 | 0 | 231.4496 | 212.6657 | 192.2427 | 0 | 26386.781 | 24245.2914 | 21916.9412 | 0 | 0 | 0 | 26386.781 | 24245.2914 | 21916.9412 | 0 | 99056.6104 | 91017.4068 | 82276.7243 | 0 | 0 | 0 | 99056.6104 | 91017.4068 | 82276.7243 | 0 | 0 | 0 | 0 | 0.058431 | 0.058431 | 0.058431 | 0 | 5000000
73-1220 | 0 | 0 | 0 | 0 | 0% | 0% | 0% | 0 | 0 | 0 | 0 | 0 | 0 | 0 | 0 | 73 | 0 | 0 | 0 | 0 | 0 | 0 | 0 | 0 | 0 | 0 | 0 | 0 | 0 | 0 | 0 | 0 | 0 | 0 |  | 3243 | 73-1220 | [40 empty] | 0 | 0 | 0 |  |  |  | 0 | 5000000
1483-24AE | 0 | 0 | 0 | 0 | 0% | 0% | 0% | 0 | 0 | 0 | 0 | 0 | 0 | 0 | 0 | 1483 | 0 | 0 | 0 | 0 | 0 | 0 | 0 | 0 | 0 | 0 | 0 | 0 | 0 | 0 | 0 | 0 | 0 | 0 |  | 3244 | 1483-24AE | [40 empty] | 0 | 0 | 0 |  |  |  | 0 | 5000000
1482-17 | 0 | 0 | 0 | 0 | 0% | 0% | 0% | 0 | 0 | 0 | 0 | 0 | 0 | 0 | 0 | 1482 | 0 | 0 | 0 | 0 | 0 | 0 | 0 | 0 | 0 | 0 | 0 | 0 | 0 | 0 | 0 | 0 | 0 | 0 |  | 3245 | 1482-17 | [40 empty] | 0 | 0 | 0 |  |  |  | 0 | 5000000
1482-20 | 0 | 0 | 0 | 0 | 0% | 0% | 0% | 0 | 0 | 0 | 0 | 0 | 0 | 0 | 0 | 1482 | 0 | 0 | 0 | 0 | 0 | 0 | 0 | 0 | 0 | 0 | 0 | 0 | 0 | 0 | 0 | 0 | 0 | 0 |  | 3246 | 1482-20 | [40 empty] | 0 | 0 | 0 |  |  |  | 0 | 5000000
1482-20F | 0 | 0 | 0 | 0 | 0% | 0% | 0% | 0 | 0 | 0 | 0 | 0 | 0 | 0 | 0 | 1482 | 0 | 0 | 0 | 0 | 0 | 0 | 0 | 0 | 0 | 0 | 0 | 0 | 0 | 0 | 0 | 0 | 0 | 0 |  | 3247 | 1482-20F | [40 empty] | 0 | 0 | 0 |  |  |  | 0 | 5000000
1482-21 | 0 | 0 | 0 | 0 | 0% | 0% | 0% | 0 | 0 | 0 | 0 | 0 | 0 | 0 | 0 | 1482 | 0 | 0 | 0 | 0 | 0 | 0 | 0 | 0 | 0 | 0 | 0 | 0 | 0 | 0 | 0 | 0 | 0 | 0 |  | 3248 | 1482-21 | [40 empty] | 0 | 0 | 0 |  |  |  | 0 | 5000000
1482-21F | 0 | 0 | 0 | 0 | 0% | 0% | 0% | 0 | 0 | 0 | 0 | 0 | 0 | 0 | 0 | 1482 | 0 | 0 | 0 | 0 | 0 | 0 | 0 | 0 | 0 | 0 | 0 | 0 | 0 | 0 | 0 | 0 | 0 | 0 |  | 3249 | 1482-21F | [40 empty] | 0 | 0 | 0 |  |  |  | 0 | 5000000
1482-27 | 0 | 0 | 0 | 0 | 0% | 0% | 0% | 0 | 0 | 0 | 0 | 0 | 0 | 0 | 0 | 1482 | 0 | 0 | 0 | 0 | 0 | 0 | 0 | 0 | 0 | 0 | 0 | 0 | 0 | 0 | 0 | 0 | 0 | 0 |  | 3250 | 1482-27 | [40 empty] | 0 | 0 | 0 |  |  |  | 0 | 5000000
1483-11 | 0 | 0 | 0 | 0 | 0% | 0% | 0% | 0 | 0 | 0 | 0 | 0 | 0 | 0 | 0 | 1483 | 0 | 0 | 0 | 0 | 0 | 0 | 0 | 0 | 0 | 0 | 0 | 0 | 0 | 0 | 0 | 0 | 0 | 0 |  | 3251 | 1483-11 | [40 empty] | 0 | 0 | 0 |  |  |  | 0 | 5000000
1483-12 | 0 | 0 | 0 | 0 | 0% | 0% | 0% | 0 | 0 | 0 | 0 | 0 | 0 | 0 | 0 | 1483 | 0 | 0 | 0 | 0 | 0 | 0 | 0 | 0 | 0 | 0 | 0 | 0 | 0 | 0 | 0 | 0 | 0 | 0 |  | 3252 | 1483-12 | [40 empty] | 0 | 0 | 0 |  |  |  | 0 | 5000000
1483-14 | 0 | 0 | 0 | 0 | 0% | 0% | 0% | 0 | 0 | 0 | 0 | 0 | 0 | 0 | 0 | 1483 | 0 | 0 | 0 | 0 | 0 | 0 | 0 | 0 | 0 | 0 | 0 | 0 | 0 | 0 | 0 | 0 | 0 | 0 |  | 3253 | 1483-14 | [40 empty] | 0 | 0 | 0 |  |  |  | 0 | 5000000
1483-14F | 0 | 0 | 0 | 0 | 0% | 0% | 0% | 0 | 0 | 0 | 0 | 0 | 0 | 0 | 0 | 1483 | 0 | 0 | 0 | 0 | 0 | 0 | 0 | 0 | 0 | 0 | 0 | 0 | 0 | 0 | 0 | 0 | 0 | 0 |  | 3254 | 1483-14F | [40 empty] | 0 | 0 | 0 |  |  |  | 0 | 5000000
1483-15 | 0 | 0 | 0 | 0 | 0% | 0% | 0% | 0 | 0 | 0 | 0 | 0 | 0 | 0 | 0 | 1483 | 0 | 0 | 0 | 0 | 0 | 0 | 0 | 0 | 0 | 0 | 0 | 0 | 0 | 0 | 0 | 0 | 0 | 0 |  | 3255 | 1483-15 | [40 empty] | 0 | 0 | 0 |  |  |  | 0 | 5000000
1483-15F | 0 | 0 | 0 | 0 | 0% | 0% | 0% | 0 | 0 | 0 | 0 | 0 | 0 | 0 | 0 | 1483 | 0 | 0 | 0 | 0 | 0 | 0 | 0 | 0 | 0 | 0 | 0 | 0 | 0 | 0 | 0 | 0 | 0 | 0 |  | 3256 | 1483-15F | [40 empty] | 0 | 0 | 0 |  |  |  | 0 | 5000000
1483-16 | 0 | 0 | 0 | 0 | 0% | 0% | 0% | 0 | 0 | 0 | 0 | 0 | 0 | 0 | 0 | 1483 | 0 | 0 | 0 | 0 | 0 | 0 | 0 | 0 | 0 | 0 | 0 | 0 | 0 | 0 | 0 | 0 | 0 | 0 |  | 3257 | 1483-16 | [40 empty] | 0 | 0 | 0 |  |  |  | 0 | 5000000
1483-16F | 0 | 0 | 0 | 0 | 0% | 0% | 0% | 0 | 0 | 0 | 0 | 0 | 0 | 0 | 0 | 1483 | 0 | 0 | 0 | 0 | 0 | 0 | 0 | 0 | 0 | 0 | 0 | 0 | 0 | 0 | 0 | 0 | 0 | 0 |  | 3258 | 1483-16F | [40 empty] | 0 | 0 | 0 |  |  |  | 0 | 5000000
1483-25 | 0 | 0 | 0 | 0 | 0% | 0% | 0% | 0 | 0 | 0 | 0 | 0 | 0 | 0 | 0 | 1483 | 0 | 0 | 0 | 0 | 0 | 0 | 0 | 0 | 0 | 0 | 0 | 0 | 0 | 0 | 0 | 0 | 0 | 0 |  | 3259 | 1483-25 | [40 empty] | 0 | 0 | 0 |  |  |  | 0 | 5000000
182-2242F | 413307.4384 | 0 | 413307.4384 | 0 | 0% | 100% | 0% | 21063.9313 | 43760.8661 | 27.2067 | 19257.8632 | 1778.8614 | 56.5227 | 40008.7126 | 3695.6309 | 182 | 0.097797 | 0.097797 | 0.097797 | 4226168.4217 | 533.8387 | 377869.5433 | 34904.0563 | 5458.6298 | 3863807.3825 | 356902.4094 | 4010784.6345 | 5180.4344 | 3666891.0782 | 338713.1219 | 3778702.9921 | 4880.6717 | 3454708.6297 | 319113.6907 |  | 3260 | 182-2242F | 413307.4384 | 392243.5071 | 369546.5723 | 0 | 0 | 0 | 413307.4384 | 392243.5071 | 369546.5723 | 0 | 533.8387 | 506.632 | 477.316 | 0 | 0 | 0 | 533.8387 | 506.632 | 477.316 | 0 | 34904.0563 | 33125.1949 | 31208.4254 | 0 | 0 | 0 | 34904.0563 | 33125.1949 | 31208.4254 | 0 | 377869.5433 | 358611.6801 | 337860.8308 | 0 | 0 | 0 | 377869.5433 | 358611.6801 | 337860.8308 | 0 | 0 | 0 | 0 | 0.097797 | 0.097797 | 0.097797 | 0 | 5000000
1483-304 | 0 | 0 | 0 | 0 | 0% | 0% | 0% | 0 | 0 | 0 | 0 | 0 | 0 | 0 | 0 | 1483 | 0 | 0 | 0 | 0 | 0 | 0 | 0 | 0 | 0 | 0 | 0 | 0 | 0 | 0 | 0 | 0 | 0 | 0 |  | 3261 | 1483-304 | [40 empty] | 0 | 0 | 0 |  |  |  | 0 | 5000000
1483-305F | 0 | 0 | 0 | 0 | 0% | 0% | 0% | 0 | 0 | 0 | 0 | 0 | 0 | 0 | 0 | 1483 | 0 | 0 | 0 | 0 | 0 | 0 | 0 | 0 | 0 | 0 | 0 | 0 | 0 | 0 | 0 | 0 | 0 | 0 |  | 3262 | 1483-305F | [40 empty] | 0 | 0 | 0 |  |  |  | 0 | 5000000
1483-306F | 0 | 0 | 0 | 0 | 0% | 0% | 0% | 0 | 0 | 0 | 0 | 0 | 0 | 0 | 0 | 1483 | 0 | 0 | 0 | 0 | 0 | 0 | 0 | 0 | 0 | 0 | 0 | 0 | 0 | 0 | 0 | 0 | 0 | 0 |  | 3263 | 1483-306F | [40 empty] | 0 | 0 | 0 |  |  |  | 0 | 5000000
1483-307F | 0 | 0 | 0 | 0 | 0% | 0% | 0% | 0 | 0 | 0 | 0 | 0 | 0 | 0 | 0 | 1483 | 0 | 0 | 0 | 0 | 0 | 0 | 0 | 0 | 0 | 0 | 0 | 0 | 0 | 0 | 0 | 0 | 0 | 0 |  | 3264 | 1483-307F | [40 empty] | 0 | 0 | 0 |  |  |  | 0 | 5000000
1483-38 | 0 | 0 | 0 | 0 | 0% | 0% | 0% | 0 | 0 | 0 | 0 | 0 | 0 | 0 | 0 | 1483 | 0 | 0 | 0 | 0 | 0 | 0 | 0 | 0 | 0 | 0 | 0 | 0 | 0 | 0 | 0 | 0 | 0 | 0 |  | 3265 | 1483-38 | [40 empty] | 0 | 0 | 0 |  |  |  | 0 | 5000000
1483-41 | 0 | 0 | 0 | 0 | 0% | 0% | 0% | 0 | 0 | 0 | 0 | 0 | 0 | 0 | 0 | 1483 | 0 | 0 | 0 | 0 | 0 | 0 | 0 | 0 | 0 | 0 | 0 | 0 | 0 | 0 | 0 | 0 | 0 | 0 |  | 3266 | 1483-41 | [40 empty] | 0 | 0 | 0 |  |  |  | 0 | 5000000
1483-42 | 0 | 0 | 0 | 0 | 0% | 0% | 0% | 0 | 0 | 0 | 0 | 0 | 0 | 0 | 0 | 1483 | 0 | 0 | 0 | 0 | 0 | 0 | 0 | 0 | 0 | 0 | 0 | 0 | 0 | 0 | 0 | 0 | 0 | 0 |  | 3267 | 1483-42 | [40 empty] | 0 | 0 | 0 |  |  |  | 0 | 5000000
1483-43 | 0 | 0 | 0 | 0 | 0% | 0% | 0% | 0 | 0 | 0 | 0 | 0 | 0 | 0 | 0 | 1483 | 0 | 0 | 0 | 0 | 0 | 0 | 0 | 0 | 0 | 0 | 0 | 0 | 0 | 0 | 0 | 0 | 0 | 0 |  | 3268 | 1483-43 | [40 empty] | 0 | 0 | 0 |  |  |  | 0 | 5000000
150-1031 | 0 | 0 | 0 | 0 | 0% | 0% | 0% | 0 | 0 | 0 | 0 | 0 | 0 | 0 | 0 | 150 | 0 | 0 | 0 | 0 | 0 | 0 | 0 | 0 | 0 | 0 | 0 | 0 | 0 | 0 | 0 | 0 | 0 | 0 |  | 3269 | 150-1031 | [40 empty] | 0 | 0 | 0 |  |  |  | 0 | 5000000
150-1032F | 0 | 0 | 0 | 0 | 0% | 0% | 0% | 0 | 0 | 0 | 0 | 0 | 0 | 0 | 0 | 150 | 0 | 0 | 0 | 0 | 0 | 0 | 0 | 0 | 0 | 0 | 0 | 0 | 0 | 0 | 0 | 0 | 0 | 0 |  | 3270 | 150-1032F | [40 empty] | 0 | 0 | 0 |  |  |  | 0 | 5000000
150-1034F | 0 | 0 | 0 | 0 | 0% | 0% | 0% | 0 | 0 | 0 | 0 | 0 | 0 | 0 | 0 | 150 | 0 | 0 | 0 | 0 | 0 | 0 | 0 | 0 | 0 | 0 | 0 | 0 | 0 | 0 | 0 | 0 | 0 | 0 |  | 3271 | 150-1034F | [40 empty] | 0 | 0 | 0 |  |  |  | 0 | 5000000
150-435 | 0 | 0 | 0 | 0 | 0% | 0% | 0% | 0 | 0 | 0 | 0 | 0 | 0 | 0 | 0 | 150 | 0 | 0 | 0 | 0 | 0 | 0 | 0 | 0 | 0 | 0 | 0 | 0 | 0 | 0 | 0 | 0 | 0 | 0 |  | 3272 | 150-435 | [40 empty] | 0 | 0 | 0 |  |  |  | 0 | 5000000
151-1042 | 0 | 0 | 0 | 0 | 0% | 0% | 0% | 0 | 0 | 0 | 0 | 0 | 0 | 0 | 0 | 151 | 0 | 0 | 0 | 0 | 0 | 0 | 0 | 0 | 0 | 0 | 0 | 0 | 0 | 0 | 0 | 0 | 0 | 0 |  | 3273 | 151-1042 | [40 empty] | 0 | 0 | 0 |  |  |  | 0 | 5000000
1481-8F | 0 | 0 | 0 | 0 | 0% | 0% | 0% | 0 | 0 | 0 | 0 | 0 | 0 | 0 | 0 | 1481 | 0 | 0 | 0 | 0 | 0 | 0 | 0 | 0 | 0 | 0 | 0 | 0 | 0 | 0 | 0 | 0 | 0 | 0 |  | 3274 | 1481-8F | [40 empty] | 0 | 0 | 0 |  |  |  | 0 | 5000000
1481-7 | 0 | 0 | 0 | 0 | 0% | 0% | 0% | 0 | 0 | 0 | 0 | 0 | 0 | 0 | 0 | 1481 | 0 | 0 | 0 | 0 | 0 | 0 | 0 | 0 | 0 | 0 | 0 | 0 | 0 | 0 | 0 | 0 | 0 | 0 |  | 3275 | 1481-7 | [40 empty] | 0 | 0 | 0 |  |  |  | 0 | 5000000
1481-6 | 0 | 0 | 0 | 0 | 0% | 0% | 0% | 0 | 0 | 0 | 0 | 0 | 0 | 0 | 0 | 1481 | 0 | 0 | 0 | 0 | 0 | 0 | 0 | 0 | 0 | 0 | 0 | 0 | 0 | 0 | 0 | 0 | 0 | 0 |  | 3276 | 1481-6 | [40 empty] | 0 | 0 | 0 |  |  |  | 0 | 5000000
1481-4 | 0 | 0 | 0 | 0 | 0% | 0% | 0% | 0 | 0 | 0 | 0 | 0 | 0 | 0 | 0 | 1481 | 0 | 0 | 0 | 0 | 0 | 0 | 0 | 0 | 0 | 0 | 0 | 0 | 0 | 0 | 0 | 0 | 0 | 0 |  | 3277 | 1481-4 | [40 empty] | 0 | 0 | 0 |  |  |  | 0 | 5000000
1458-1055 | 0 | 0 | 0 | 0 | 0% | 0% | 0% | 0 | 0 | 0 | 0 | 0 | 0 | 0 | 0 | 1458 | 0 | 0 | 0 | 0 | 0 | 0 | 0 | 0 | 0 | 0 | 0 | 0 | 0 | 0 | 0 | 0 | 0 | 0 |  | 3278 | 1458-1055 | [40 empty] | 0 | 0 | 0 |  |  |  | 0 | 5000000
1458-1060 | 0 | 0 | 0 | 0 | 0% | 0% | 0% | 0 | 0 | 0 | 0 | 0 | 0 | 0 | 0 | 1458 | 0 | 0 | 0 | 0 | 0 | 0 | 0 | 0 | 0 | 0 | 0 | 0 | 0 | 0 | 0 | 0 | 0 | 0 |  | 3279 | 1458-1060 | [40 empty] | 0 | 0 | 0 |  |  |  | 0 | 5000000
1458-1116 | 0 | 0 | 0 | 0 | 0% | 0% | 0% | 0 | 0 | 0 | 0 | 0 | 0 | 0 | 0 | 1458 | 0 | 0 | 0 | 0 | 0 | 0 | 0 | 0 | 0 | 0 | 0 | 0 | 0 | 0 | 0 | 0 | 0 | 0 |  | 3280 | 1458-1116 | [40 empty] | 0 | 0 | 0 |  |  |  | 0 | 5000000
1458-1119F | 0 | 0 | 0 | 0 | 0% | 0% | 0% | 0 | 0 | 0 | 0 | 0 | 0 | 0 | 0 | 1458 | 0 | 0 | 0 | 0 | 0 | 0 | 0 | 0 | 0 | 0 | 0 | 0 | 0 | 0 | 0 | 0 | 0 | 0 |  | 3281 | 1458-1119F | [40 empty] | 0 | 0 | 0 |  |  |  | 0 | 5000000
1458-453 | 0 | 0 | 0 | 0 | 0% | 0% | 0% | 0 | 0 | 0 | 0 | 0 | 0 | 0 | 0 | 1458 | 0 | 0 | 0 | 0 | 0 | 0 | 0 | 0 | 0 | 0 | 0 | 0 | 0 | 0 | 0 | 0 | 0 | 0 |  | 3282 | 1458-453 | [40 empty] | 0 | 0 | 0 |  |  |  | 0 | 5000000
1458-518 | 0 | 0 | 0 | 0 | 0% | 0% | 0% | 0 | 0 | 0 | 0 | 0 | 0 | 0 | 0 | 1458 | 0 | 0 | 0 | 0 | 0 | 0 | 0 | 0 | 0 | 0 | 0 | 0 | 0 | 0 | 0 | 0 | 0 | 0 |  | 3283 | 1458-518 | [40 empty] | 0 | 0 | 0 |  |  |  | 0 | 5000000
146-564AE | 2486.1037 | 0 | 2486.1037 | 0 | 0% | 100% | 0% | 396.4979 | 824.3583 | 0.65282 | 312.4109 | 83.4342 | 1.3573 | 649.5331 | 173.4679 | 146 | 0.0060298 | 0.0060298 | 0.0060298 | 412302.8448 | 4.0933 | 1958.8649 | 523.1454 | 678.8448 | 324864 | 86760 | 346546.4512 | 570.5788 | 273052.8487 | 72923.0236 | 275588.8065 | 453.7491 | 217143.4982 | 57991.5593 |  | 3284 | 146-564AE | 2486.1037 | 2089.6058 | 1661.7454 | 0 | 0 | 0 | 2486.1037 | 2089.6058 | 1661.7454 | 0 | 4.0933 | 3.4405 | 2.736 | 0 | 0 | 0 | 4.0933 | 3.4405 | 2.736 | 0 | 523.1454 | 439.7112 | 349.6775 | 0 | 0 | 0 | 523.1454 | 439.7112 | 349.6775 | 0 | 1958.8649 | 1646.4541 | 1309.3319 | 0 | 0 | 0 | 1958.8649 | 1646.4541 | 1309.3319 | 0 | 0 | 0 | 0 | 0.0060298 | 0.0060298 | 0.0060298 | 0 | 5000000
146-565 | 37311.2556 | 0 | 37311.2556 | 0 | 0% | 100% | 0% | 5942.1214 | 12370.6278 | 7.0083 | 5422.0884 | 513.0246 | 14.5903 | 11287.9953 | 1068.0422 | 146 | 0.0059886 | 0.0059886 | 0.0059886 | 6230380.32 | 44.0061 | 34045.9096 | 3221.3398 | 7348.32 | 5685120 | 537912 | 5238141.5012 | 6178.0402 | 4779718.3288 | 452245.1322 | 4164684.1966 | 4911.9685 | 3800206.1196 | 359566.1084 |  | 3285 | 146-565 | 37311.2556 | 31369.1342 | 24940.6278 | 0 | 0 | 0 | 37311.2556 | 31369.1342 | 24940.6278 | 0 | 44.0061 | 36.9978 | 29.4158 | 0 | 0 | 0 | 44.0061 | 36.9978 | 29.4158 | 0 | 3221.3398 | 2708.3152 | 2153.2976 | 0 | 0 | 0 | 3221.3398 | 2708.3152 | 2153.2976 | 0 | 34045.9096 | 28623.8212 | 22757.9144 | 0 | 0 | 0 | 34045.9096 | 28623.8212 | 22757.9144 | 0 | 0 | 0 | 0 | 0.0059886 | 0.0059886 | 0.0059886 | 0 | 5000000
146-566 | 72156.8054 | 0 | 72156.8054 | 0 | 0% | 100% | 0% | 11461.3265 | 23919.3251 | 13.6519 | 10443.8903 | 1003.7843 | 28.491 | 21795.9769 | 2094.8572 | 146 | 0.0059704 | 0.0059704 | 0.0059704 | 12085757.3088 | 85.9481 | 65751.3561 | 6319.5012 | 14395.7088 | 11012889.6 | 1058472 | 10166065.7447 | 12109.1065 | 9263611.4438 | 890345.1944 | 8079438.6118 | 9623.6622 | 7362216.7969 | 707598.1528 |  | 3286 | 146-566 | 72156.8054 | 60695.4789 | 48237.4803 | 0 | 0 | 0 | 72156.8054 | 60695.4789 | 48237.4803 | 0 | 85.9481 | 72.2962 | 57.4571 | 0 | 0 | 0 | 85.9481 | 72.2962 | 57.4571 | 0 | 6319.5012 | 5315.7169 | 4224.644 | 0 | 0 | 0 | 6319.5012 | 5315.7169 | 4224.644 | 0 | 65751.3561 | 55307.4658 | 43955.3792 | 0 | 0 | 0 | 65751.3561 | 55307.4658 | 43955.3792 | 0 | 0 | 0 | 0 | 0.0059704 | 0.0059704 | 0.0059704 | 0 | 5000000
147-799 | 0 | 0 | 0 | 0 | 0% | 0% | 0% | 0 | 0 | 0 | 0 | 0 | 0 | 0 | 0 | 147 | 0 | 0 | 0 | 0 | 0 | 0 | 0 | 0 | 0 | 0 | 0 | 0 | 0 | 0 | 0 | 0 | 0 | 0 |  | 3287 | 147-799 | [40 empty] | 0 | 0 | 0 |  |  |  | 0 | 5000000
147-801F | 685.1772 | 0 | 685.1772 | 0 | 0% | 100% | 0% | 108.7677 | 227.1936 | 0.58191 | 85.3829 | 22.8028 | 1.2155 | 178.3476 | 47.6305 | 147 | 0.0060206 | 0.0060206 | 0.0060206 | 113805.4608 | 3.6657 | 537.866 | 143.6455 | 608.8608 | 89337.6 | 23859 | 95739.5417 | 512.2079 | 75155.8038 | 20071.53 | 76069.4154 | 406.9724 | 59714.7005 | 15947.7425 |  | 3288 | 147-801F | 685.1772 | 576.4095 | 457.9835 | 0 | 0 | 0 | 685.1772 | 576.4095 | 457.9835 | 0 | 3.6657 | 3.0838 | 2.4502 | 0 | 0 | 0 | 3.6657 | 3.0838 | 2.4502 | 0 | 143.6455 | 120.8427 | 96.015 | 0 | 0 | 0 | 143.6455 | 120.8427 | 96.015 | 0 | 537.866 | 452.483 | 359.5183 | 0 | 0 | 0 | 537.866 | 452.483 | 359.5183 | 0 | 0 | 0 | 0 | 0.0060206 | 0.0060206 | 0.0060206 | 0 | 5000000
147-803F | 0 | 0 | 0 | 0 | 0% | 0% | 0% | 0 | 0 | 0 | 0 | 0 | 0 | 0 | 0 | 147 | 0 | 0 | 0 | 0 | 0 | 0 | 0 | 0 | 0 | 0 | 0 | 0 | 0 | 0 | 0 | 0 | 0 | 0 |  | 3289 | 147-803F | [40 empty] | 0 | 0 | 0 |  |  |  | 0 | 5000000
147-810 | 0 | 0 | 0 | 0 | 0% | 0% | 0% | 0 | 0 | 0 | 0 | 0 | 0 | 0 | 0 | 147 | 0 | 0 | 0 | 0 | 0 | 0 | 0 | 0 | 0 | 0 | 0 | 0 | 0 | 0 | 0 | 0 | 0 | 0 |  | 3290 | 147-810 | [40 empty] | 0 | 0 | 0 |  |  |  | 0 | 5000000
147-811F | 308.238 | 0 | 308.238 | 0 | 0% | 100% | 0% | 48.9719 | 102.1899 | 0.033282 | 38.6236 | 10.315 | 0.06945 | 80.5961 | 21.5244 | 147 | 0.0059866 | 0.0059866 | 0.0059866 | 51487.992 | 0.20948 | 243.1039 | 64.9247 | 34.992 | 40608 | 10845 | 43307.7318 | 29.4326 | 34156.3208 | 9121.9784 | 34418.2138 | 23.3911 | 27145.258 | 7249.5647 |  | 3291 | 147-811F | 308.238 | 259.2661 | 206.0481 | 0 | 0 | 0 | 308.238 | 259.2661 | 206.0481 | 0 | 0.20948 | 0.1762 | 0.14003 | 0 | 0 | 0 | 0.20948 | 0.1762 | 0.14003 | 0 | 64.9247 | 54.6096 | 43.4002 | 0 | 0 | 0 | 64.9247 | 54.6096 | 43.4002 | 0 | 243.1039 | 204.4802 | 162.5078 | 0 | 0 | 0 | 243.1039 | 204.4802 | 162.5078 | 0 | 0 | 0 | 0 | 0.0059866 | 0.0059866 | 0.0059866 | 0 | 5000000
147-812F | 124.8873 | 0 | 124.8873 | 0 | 0% | 100% | 0% | 19.8209 | 41.4052 | 0.26598 | 15.4332 | 4.1217 | 0.55562 | 32.2395 | 8.6101 | 147 | 0.0059866 | 0.0059866 | 0.0059866 | 20861.136 | 1.6759 | 97.2415 | 25.9699 | 279.936 | 16243.2 | 4338 | 17550.2649 | 235.5074 | 13665.2416 | 3649.516 | 13944.8258 | 187.1259 | 10857.9223 | 2899.7776 |  | 3292 | 147-812F | 124.8873 | 105.0664 | 83.4821 | 0 | 0 | 0 | 124.8873 | 105.0664 | 83.4821 | 0 | 1.6759 | 1.4099 | 1.1202 | 0 | 0 | 0 | 1.6759 | 1.4099 | 1.1202 | 0 | 25.9699 | 21.8482 | 17.3598 | 0 | 0 | 0 | 25.9699 | 21.8482 | 17.3598 | 0 | 97.2415 | 81.8083 | 65.002 | 0 | 0 | 0 | 97.2415 | 81.8083 | 65.002 | 0 | 0 | 0 | 0 | 0.0059866 | 0.0059866 | 0.0059866 | 0 | 5000000
147-815 | 0 | 0 | 0 | 0 | 0% | 0% | 0% | 0 | 0 | 0 | 0 | 0 | 0 | 0 | 0 | 147 | 0 | 0 | 0 | 0 | 0 | 0 | 0 | 0 | 0 | 0 | 0 | 0 | 0 | 0 | 0 | 0 | 0 | 0 |  | 3293 | 147-815 | [40 empty] | 0 | 0 | 0 |  |  |  | 0 | 5000000
147-816F | 0 | 0 | 0 | 0 | 0% | 0% | 0% | 0 | 0 | 0 | 0 | 0 | 0 | 0 | 0 | 147 | 0 | 0 | 0 | 0 | 0 | 0 | 0 | 0 | 0 | 0 | 0 | 0 | 0 | 0 | 0 | 0 | 0 | 0 |  | 3294 | 147-816F | [40 empty] | 0 | 0 | 0 |  |  |  | 0 | 5000000
147-818 | 245.9396 | 0 | 245.9396 | 0 | 0% | 100% | 0% | 39.0155 | 81.5515 | 0.026516 | 30.7711 | 8.2179 | 0.055424 | 64.3187 | 17.1773 | 147 | 0.0059708 | 0.0059708 | 0.0059708 | 41190.3936 | 0.16714 | 193.9698 | 51.8027 | 27.9936 | 32486.4 | 8676 | 34656.0028 | 23.5527 | 27332.7995 | 7299.6506 | 27532.0082 | 18.7112 | 21714.1851 | 5799.1119 |  | 3295 | 147-818 | 245.9396 | 206.9241 | 164.3881 | 0 | 0 | 0 | 245.9396 | 206.9241 | 164.3881 | 0 | 0.16714 | 0.14063 | 0.11172 | 0 | 0 | 0 | 0.16714 | 0.14063 | 0.11172 | 0 | 51.8027 | 43.5848 | 34.6253 | 0 | 0 | 0 | 51.8027 | 43.5848 | 34.6253 | 0 | 193.9698 | 163.1987 | 129.6511 | 0 | 0 | 0 | 193.9698 | 163.1987 | 129.6511 | 0 | 0 | 0 | 0 | 0.0059708 | 0.0059708 | 0.0059708 | 0 | 5000000
1480-25 | 0 | 0 | 0 | 0 | 0% | 0% | 0% | 0 | 0 | 0 | 0 | 0 | 0 | 0 | 0 | 1480 | 0 | 0 | 0 | 0 | 0 | 0 | 0 | 0 | 0 | 0 | 0 | 0 | 0 | 0 | 0 | 0 | 0 | 0 |  | 3296 | 1480-25 | [40 empty] | 0 | 0 | 0 |  |  |  | 0 | 5000000
1480-27F | 0 | 0 | 0 | 0 | 0% | 0% | 0% | 0 | 0 | 0 | 0 | 0 | 0 | 0 | 0 | 1480 | 0 | 0 | 0 | 0 | 0 | 0 | 0 | 0 | 0 | 0 | 0 | 0 | 0 | 0 | 0 | 0 | 0 | 0 |  | 3297 | 1480-27F | [40 empty] | 0 | 0 | 0 |  |  |  | 0 | 5000000
1481-11 | 0 | 0 | 0 | 0 | 0% | 0% | 0% | 0 | 0 | 0 | 0 | 0 | 0 | 0 | 0 | 1481 | 0 | 0 | 0 | 0 | 0 | 0 | 0 | 0 | 0 | 0 | 0 | 0 | 0 | 0 | 0 | 0 | 0 | 0 |  | 3298 | 1481-11 | [40 empty] | 0 | 0 | 0 |  |  |  | 0 | 5000000
1481-3 | 0 | 0 | 0 | 0 | 0% | 0% | 0% | 0 | 0 | 0 | 0 | 0 | 0 | 0 | 0 | 1481 | 0 | 0 | 0 | 0 | 0 | 0 | 0 | 0 | 0 | 0 | 0 | 0 | 0 | 0 | 0 | 0 | 0 | 0 |  | 3299 | 1481-3 | [40 empty] | 0 | 0 | 0 |  |  |  | 0 | 5000000
151-1043F | 0 | 0 | 0 | 0 | 0% | 0% | 0% | 0 | 0 | 0 | 0 | 0 | 0 | 0 | 0 | 151 | 0 | 0 | 0 | 0 | 0 | 0 | 0 | 0 | 0 | 0 | 0 | 0 | 0 | 0 | 0 | 0 | 0 | 0 |  | 3300 | 151-1043F | [40 empty] | 0 | 0 | 0 |  |  |  | 0 | 5000000
152-1710 | 0 | 0 | 0 | 0 | 0% | 0% | 0% | 0 | 0 | 0 | 0 | 0 | 0 | 0 | 0 | 152 | 0 | 0 | 0 | 0 | 0 | 0 | 0 | 0 | 0 | 0 | 0 | 0 | 0 | 0 | 0 | 0 | 0 | 0 |  | 3301 | 152-1710 | [40 empty] | 0 | 0 | 0 |  |  |  | 0 | 5000000
152-1711F | 0 | 0 | 0 | 0 | 0% | 0% | 0% | 0 | 0 | 0 | 0 | 0 | 0 | 0 | 0 | 152 | 0 | 0 | 0 | 0 | 0 | 0 | 0 | 0 | 0 | 0 | 0 | 0 | 0 | 0 | 0 | 0 | 0 | 0 |  | 3302 | 152-1711F | [40 empty] | 0 | 0 | 0 |  |  |  | 0 | 5000000
169-36 | 0 | 0 | 0 | 0 | 0% | 0% | 0% | 0 | 0 | 0 | 0 | 0 | 0 | 0 | 0 | 169 | 0 | 0 | 0 | 0 | 0 | 0 | 0 | 0 | 0 | 0 | 0 | 0 | 0 | 0 | 0 | 0 | 0 | 0 |  | 3303 | 169-36 | [40 empty] | 0 | 0 | 0 |  |  |  | 0 | 5000000
170-47F | 0 | 0 | 0 | 0 | 0% | 0% | 0% | 0 | 0 | 0 | 0 | 0 | 0 | 0 | 0 | 170 | 0 | 0 | 0 | 0 | 0 | 0 | 0 | 0 | 0 | 0 | 0 | 0 | 0 | 0 | 0 | 0 | 0 | 0 |  | 3304 | 170-47F | [40 empty] | 0 | 0 | 0 |  |  |  | 0 | 5000000
170-48 | 0 | 0 | 0 | 0 | 0% | 0% | 0% | 0 | 0 | 0 | 0 | 0 | 0 | 0 | 0 | 170 | 0 | 0 | 0 | 0 | 0 | 0 | 0 | 0 | 0 | 0 | 0 | 0 | 0 | 0 | 0 | 0 | 0 | 0 |  | 3305 | 170-48 | [40 empty] | 0 | 0 | 0 |  |  |  | 0 | 5000000
171-664 | 0 | 0 | 0 | 0 | 0% | 0% | 0% | 0 | 0 | 0 | 0 | 0 | 0 | 0 | 0 | 171 | 0 | 0 | 0 | 0 | 0 | 0 | 0 | 0 | 0 | 0 | 0 | 0 | 0 | 0 | 0 | 0 | 0 | 0 |  | 3306 | 171-664 | [40 empty] | 0 | 0 | 0 |  |  |  | 0 | 5000000
171-666F | 0 | 0 | 0 | 0 | 0% | 0% | 0% | 0 | 0 | 0 | 0 | 0 | 0 | 0 | 0 | 171 | 0 | 0 | 0 | 0 | 0 | 0 | 0 | 0 | 0 | 0 | 0 | 0 | 0 | 0 | 0 | 0 | 0 | 0 |  | 3307 | 171-666F | [40 empty] | 0 | 0 | 0 |  |  |  | 0 | 5000000
173-301F | 0 | 0 | 0 | 0 | 0% | 0% | 0% | 0 | 0 | 0 | 0 | 0 | 0 | 0 | 0 | 173 | 0 | 0 | 0 | 0 | 0 | 0 | 0 | 0 | 0 | 0 | 0 | 0 | 0 | 0 | 0 | 0 | 0 | 0 |  | 3308 | 173-301F | [40 empty] | 0 | 0 | 0 |  |  |  | 0 | 5000000
173-302 | 0 | 0 | 0 | 0 | 0% | 0% | 0% | 0 | 0 | 0 | 0 | 0 | 0 | 0 | 0 | 173 | 0 | 0 | 0 | 0 | 0 | 0 | 0 | 0 | 0 | 0 | 0 | 0 | 0 | 0 | 0 | 0 | 0 | 0 |  | 3309 | 173-302 | [40 empty] | 0 | 0 | 0 |  |  |  | 0 | 5000000
176-199 | 0 | 0 | 0 | 0 | 0% | 0% | 0% | 0 | 0 | 0 | 0 | 0 | 0 | 0 | 0 | 176 | 0 | 0 | 0 | 0 | 0 | 0 | 0 | 0 | 0 | 0 | 0 | 0 | 0 | 0 | 0 | 0 | 0 | 0 |  | 3310 | 176-199 | [40 empty] | 0 | 0 | 0 |  |  |  | 0 | 5000000
177-940 | 0 | 0 | 0 | 0 | 0% | 0% | 0% | 0 | 0 | 0 | 0 | 0 | 0 | 0 | 0 | 177 | 0 | 0 | 0 | 0 | 0 | 0 | 0 | 0 | 0 | 0 | 0 | 0 | 0 | 0 | 0 | 0 | 0 | 0 |  | 3311 | 177-940 | [40 empty] | 0 | 0 | 0 |  |  |  | 0 | 5000000
178-46 | 0 | 0 | 0 | 0 | 0% | 0% | 0% | 0 | 0 | 0 | 0 | 0 | 0 | 0 | 0 | 178 | 0 | 0 | 0 | 0 | 0 | 0 | 0 | 0 | 0 | 0 | 0 | 0 | 0 | 0 | 0 | 0 | 0 | 0 |  | 3312 | 178-46 | [40 empty] | 0 | 0 | 0 |  |  |  | 0 | 5000000
178-49F | 0 | 0 | 0 | 0 | 0% | 0% | 0% | 0 | 0 | 0 | 0 | 0 | 0 | 0 | 0 | 178 | 0 | 0 | 0 | 0 | 0 | 0 | 0 | 0 | 0 | 0 | 0 | 0 | 0 | 0 | 0 | 0 | 0 | 0 |  | 3313 | 178-49F | [40 empty] | 0 | 0 | 0 |  |  |  | 0 | 5000000
178-50 | 0 | 0 | 0 | 0 | 0% | 0% | 0% | 0 | 0 | 0 | 0 | 0 | 0 | 0 | 0 | 178 | 0 | 0 | 0 | 0 | 0 | 0 | 0 | 0 | 0 | 0 | 0 | 0 | 0 | 0 | 0 | 0 | 0 | 0 |  | 3314 | 178-50 | [40 empty] | 0 | 0 | 0 |  |  |  | 0 | 5000000
179-10 | 0 | 0 | 0 | 0 | 0% | 0% | 0% | 0 | 0 | 0 | 0 | 0 | 0 | 0 | 0 | 179 | 0 | 0 | 0 | 0 | 0 | 0 | 0 | 0 | 0 | 0 | 0 | 0 | 0 | 0 | 0 | 0 | 0 | 0 |  | 3315 | 179-10 | [40 empty] | 0 | 0 | 0 |  |  |  | 0 | 5000000
179-10F | 0 | 0 | 0 | 0 | 0% | 0% | 0% | 0 | 0 | 0 | 0 | 0 | 0 | 0 | 0 | 179 | 0 | 0 | 0 | 0 | 0 | 0 | 0 | 0 | 0 | 0 | 0 | 0 | 0 | 0 | 0 | 0 | 0 | 0 |  | 3316 | 179-10F | [40 empty] | 0 | 0 | 0 |  |  |  | 0 | 5000000
179-6 | 0 | 0 | 0 | 0 | 0% | 0% | 0% | 0 | 0 | 0 | 0 | 0 | 0 | 0 | 0 | 179 | 0 | 0 | 0 | 0 | 0 | 0 | 0 | 0 | 0 | 0 | 0 | 0 | 0 | 0 | 0 | 0 | 0 | 0 |  | 3317 | 179-6 | [40 empty] | 0 | 0 | 0 |  |  |  | 0 | 5000000
179-7 | 0 | 0 | 0 | 0 | 0% | 0% | 0% | 0 | 0 | 0 | 0 | 0 | 0 | 0 | 0 | 179 | 0 | 0 | 0 | 0 | 0 | 0 | 0 | 0 | 0 | 0 | 0 | 0 | 0 | 0 | 0 | 0 | 0 | 0 |  | 3318 | 179-7 | [40 empty] | 0 | 0 | 0 |  |  |  | 0 | 5000000
179-9 | 0 | 0 | 0 | 0 | 0% | 0% | 0% | 0 | 0 | 0 | 0 | 0 | 0 | 0 | 0 | 179 | 0 | 0 | 0 | 0 | 0 | 0 | 0 | 0 | 0 | 0 | 0 | 0 | 0 | 0 | 0 | 0 | 0 | 0 |  | 3319 | 179-9 | [40 empty] | 0 | 0 | 0 |  |  |  | 0 | 5000000
179-9F | 0 | 0 | 0 | 0 | 0% | 0% | 0% | 0 | 0 | 0 | 0 | 0 | 0 | 0 | 0 | 179 | 0 | 0 | 0 | 0 | 0 | 0 | 0 | 0 | 0 | 0 | 0 | 0 | 0 | 0 | 0 | 0 | 0 | 0 |  | 3320 | 179-9F | [40 empty] | 0 | 0 | 0 |  |  |  | 0 | 5000000
181-1770 | 0 | 0 | 0 | 0 | 0% | 0% | 0% | 0 | 0 | 0 | 0 | 0 | 0 | 0 | 0 | 181 | 0 | 0 | 0 | 0 | 0 | 0 | 0 | 0 | 0 | 0 | 0 | 0 | 0 | 0 | 0 | 0 | 0 | 0 |  | 3321 | 181-1770 | [40 empty] | 0 | 0 | 0 |  |  |  | 0 | 5000000
181-1771 | 0 | 0 | 0 | 0 | 0% | 0% | 0% | 0 | 0 | 0 | 0 | 0 | 0 | 0 | 0 | 181 | 0 | 0 | 0 | 0 | 0 | 0 | 0 | 0 | 0 | 0 | 0 | 0 | 0 | 0 | 0 | 0 | 0 | 0 |  | 3322 | 181-1771 | [40 empty] | 0 | 0 | 0 |  |  |  | 0 | 5000000
181-1773 | 0 | 0 | 0 | 0 | 0% | 0% | 0% | 0 | 0 | 0 | 0 | 0 | 0 | 0 | 0 | 181 | 0 | 0 | 0 | 0 | 0 | 0 | 0 | 0 | 0 | 0 | 0 | 0 | 0 | 0 | 0 | 0 | 0 | 0 |  | 3323 | 181-1773 | [40 empty] | 0 | 0 | 0 |  |  |  | 0 | 5000000
181-47 | 0 | 0 | 0 | 0 | 0% | 0% | 0% | 0 | 0 | 0 | 0 | 0 | 0 | 0 | 0 | 181 | 0 | 0 | 0 | 0 | 0 | 0 | 0 | 0 | 0 | 0 | 0 | 0 | 0 | 0 | 0 | 0 | 0 | 0 |  | 3324 | 181-47 | [40 empty] | 0 | 0 | 0 |  |  |  | 0 | 5000000
181-56F | 0 | 0 | 0 | 0 | 0% | 0% | 0% | 0 | 0 | 0 | 0 | 0 | 0 | 0 | 0 | 181 | 0 | 0 | 0 | 0 | 0 | 0 | 0 | 0 | 0 | 0 | 0 | 0 | 0 | 0 | 0 | 0 | 0 | 0 |  | 3325 | 181-56F | [40 empty] | 0 | 0 | 0 |  |  |  | 0 | 5000000
181-57 | 0 | 0 | 0 | 0 | 0% | 0% | 0% | 0 | 0 | 0 | 0 | 0 | 0 | 0 | 0 | 181 | 0 | 0 | 0 | 0 | 0 | 0 | 0 | 0 | 0 | 0 | 0 | 0 | 0 | 0 | 0 | 0 | 0 | 0 |  | 3326 | 181-57 | [40 empty] | 0 | 0 | 0 |  |  |  | 0 | 5000000
170-462 | 0 | 0 | 0 | 0 | 0% | 0% | 0% | 0 | 0 | 0 | 0 | 0 | 0 | 0 | 0 | 170 | 0 | 0 | 0 | 0 | 0 | 0 | 0 | 0 | 0 | 0 | 0 | 0 | 0 | 0 | 0 | 0 | 0 | 0 |  | 3327 | 170-462 | [40 empty] | 0 | 0 | 0 |  |  |  | 0 | 5000000
169-31 | 0 | 0 | 0 | 0 | 0% | 0% | 0% | 0 | 0 | 0 | 0 | 0 | 0 | 0 | 0 | 169 | 0 | 0 | 0 | 0 | 0 | 0 | 0 | 0 | 0 | 0 | 0 | 0 | 0 | 0 | 0 | 0 | 0 | 0 |  | 3328 | 169-31 | [40 empty] | 0 | 0 | 0 |  |  |  | 0 | 5000000
152-1714 | 0 | 0 | 0 | 0 | 0% | 0% | 0% | 0 | 0 | 0 | 0 | 0 | 0 | 0 | 0 | 152 | 0 | 0 | 0 | 0 | 0 | 0 | 0 | 0 | 0 | 0 | 0 | 0 | 0 | 0 | 0 | 0 | 0 | 0 |  | 3329 | 152-1714 | [40 empty] | 0 | 0 | 0 |  |  |  | 0 | 5000000
169-30F | 0 | 0 | 0 | 0 | 0% | 0% | 0% | 0 | 0 | 0 | 0 | 0 | 0 | 0 | 0 | 169 | 0 | 0 | 0 | 0 | 0 | 0 | 0 | 0 | 0 | 0 | 0 | 0 | 0 | 0 | 0 | 0 | 0 | 0 |  | 3330 | 169-30F | [40 empty] | 0 | 0 | 0 |  |  |  | 0 | 5000000
152-1715F | 0 | 0 | 0 | 0 | 0% | 0% | 0% | 0 | 0 | 0 | 0 | 0 | 0 | 0 | 0 | 152 | 0 | 0 | 0 | 0 | 0 | 0 | 0 | 0 | 0 | 0 | 0 | 0 | 0 | 0 | 0 | 0 | 0 | 0 |  | 3331 | 152-1715F | [40 empty] | 0 | 0 | 0 |  |  |  | 0 | 5000000
152-512AE | 0 | 0 | 0 | 0 | 0% | 0% | 0% | 0 | 0 | 0 | 0 | 0 | 0 | 0 | 0 | 152 | 0 | 0 | 0 | 0 | 0 | 0 | 0 | 0 | 0 | 0 | 0 | 0 | 0 | 0 | 0 | 0 | 0 | 0 |  | 3332 | 152-512AE | [40 empty] | 0 | 0 | 0 |  |  |  | 0 | 5000000
152-516 | 0 | 0 | 0 | 0 | 0% | 0% | 0% | 0 | 0 | 0 | 0 | 0 | 0 | 0 | 0 | 152 | 0 | 0 | 0 | 0 | 0 | 0 | 0 | 0 | 0 | 0 | 0 | 0 | 0 | 0 | 0 | 0 | 0 | 0 |  | 3333 | 152-516 | [40 empty] | 0 | 0 | 0 |  |  |  | 0 | 5000000
153-580 | 0 | 0 | 0 | 0 | 0% | 0% | 0% | 0 | 0 | 0 | 0 | 0 | 0 | 0 | 0 | 153 | 0 | 0 | 0 | 0 | 0 | 0 | 0 | 0 | 0 | 0 | 0 | 0 | 0 | 0 | 0 | 0 | 0 | 0 |  | 3334 | 153-580 | [40 empty] | 0 | 0 | 0 |  |  |  | 0 | 5000000
153-583F | 0 | 0 | 0 | 0 | 0% | 0% | 0% | 0 | 0 | 0 | 0 | 0 | 0 | 0 | 0 | 153 | 0 | 0 | 0 | 0 | 0 | 0 | 0 | 0 | 0 | 0 | 0 | 0 | 0 | 0 | 0 | 0 | 0 | 0 |  | 3335 | 153-583F | [40 empty] | 0 | 0 | 0 |  |  |  | 0 | 5000000
154-898 | 0 | 0 | 0 | 0 | 0% | 0% | 0% | 0 | 0 | 0 | 0 | 0 | 0 | 0 | 0 | 154 | 0 | 0 | 0 | 0 | 0 | 0 | 0 | 0 | 0 | 0 | 0 | 0 | 0 | 0 | 0 | 0 | 0 | 0 |  | 3336 | 154-898 | [40 empty] | 0 | 0 | 0 |  |  |  | 0 | 5000000
156-531 | 0 | 0 | 0 | 0 | 0% | 0% | 0% | 0 | 0 | 0 | 0 | 0 | 0 | 0 | 0 | 156 | 0 | 0 | 0 | 0 | 0 | 0 | 0 | 0 | 0 | 0 | 0 | 0 | 0 | 0 | 0 | 0 | 0 | 0 |  | 3337 | 156-531 | [40 empty] | 0 | 0 | 0 |  |  |  | 0 | 5000000
158-30 | 0 | 0 | 0 | 0 | 0% | 0% | 0% | 0 | 0 | 0 | 0 | 0 | 0 | 0 | 0 | 158 | 0 | 0 | 0 | 0 | 0 | 0 | 0 | 0 | 0 | 0 | 0 | 0 | 0 | 0 | 0 | 0 | 0 | 0 |  | 3338 | 158-30 | [40 empty] | 0 | 0 | 0 |  |  |  | 0 | 5000000
159-1007 | 0 | 0 | 0 | 0 | 0% | 0% | 0% | 0 | 0 | 0 | 0 | 0 | 0 | 0 | 0 | 159 | 0 | 0 | 0 | 0 | 0 | 0 | 0 | 0 | 0 | 0 | 0 | 0 | 0 | 0 | 0 | 0 | 0 | 0 |  | 3339 | 159-1007 | [40 empty] | 0 | 0 | 0 |  |  |  | 0 | 5000000
159-1008 | 0 | 0 | 0 | 0 | 0% | 0% | 0% | 0 | 0 | 0 | 0 | 0 | 0 | 0 | 0 | 159 | 0 | 0 | 0 | 0 | 0 | 0 | 0 | 0 | 0 | 0 | 0 | 0 | 0 | 0 | 0 | 0 | 0 | 0 |  | 3340 | 159-1008 | [40 empty] | 0 | 0 | 0 |  |  |  | 0 | 5000000
159-36 | 0 | 0 | 0 | 0 | 0% | 0% | 0% | 0 | 0 | 0 | 0 | 0 | 0 | 0 | 0 | 159 | 0 | 0 | 0 | 0 | 0 | 0 | 0 | 0 | 0 | 0 | 0 | 0 | 0 | 0 | 0 | 0 | 0 | 0 |  | 3341 | 159-36 | [40 empty] | 0 | 0 | 0 |  |  |  | 0 | 5000000
161-617 | 0 | 0 | 0 | 0 | 0% | 0% | 0% | 0 | 0 | 0 | 0 | 0 | 0 | 0 | 0 | 161 | 0 | 0 | 0 | 0 | 0 | 0 | 0 | 0 | 0 | 0 | 0 | 0 | 0 | 0 | 0 | 0 | 0 | 0 |  | 3342 | 161-617 | [40 empty] | 0 | 0 | 0 |  |  |  | 0 | 5000000
161-973 | 0 | 0 | 0 | 0 | 0% | 0% | 0% | 0 | 0 | 0 | 0 | 0 | 0 | 0 | 0 | 161 | 0 | 0 | 0 | 0 | 0 | 0 | 0 | 0 | 0 | 0 | 0 | 0 | 0 | 0 | 0 | 0 | 0 | 0 |  | 3343 | 161-973 | [40 empty] | 0 | 0 | 0 |  |  |  | 0 | 5000000
161-988 | 0 | 0 | 0 | 0 | 0% | 0% | 0% | 0 | 0 | 0 | 0 | 0 | 0 | 0 | 0 | 161 | 0 | 0 | 0 | 0 | 0 | 0 | 0 | 0 | 0 | 0 | 0 | 0 | 0 | 0 | 0 | 0 | 0 | 0 |  | 3344 | 161-988 | [40 empty] | 0 | 0 | 0 |  |  |  | 0 | 5000000
162-15 | 0 | 0 | 0 | 0 | 0% | 0% | 0% | 0 | 0 | 0 | 0 | 0 | 0 | 0 | 0 | 162 | 0 | 0 | 0 | 0 | 0 | 0 | 0 | 0 | 0 | 0 | 0 | 0 | 0 | 0 | 0 | 0 | 0 | 0 |  | 3345 | 162-15 | [40 empty] | 0 | 0 | 0 |  |  |  | 0 | 5000000
162-17 | 0 | 0 | 0 | 0 | 0% | 0% | 0% | 0 | 0 | 0 | 0 | 0 | 0 | 0 | 0 | 162 | 0 | 0 | 0 | 0 | 0 | 0 | 0 | 0 | 0 | 0 | 0 | 0 | 0 | 0 | 0 | 0 | 0 | 0 |  | 3346 | 162-17 | [40 empty] | 0 | 0 | 0 |  |  |  | 0 | 5000000
165-457AE | 0 | 0 | 0 | 0 | 0% | 0% | 0% | 0 | 0 | 0 | 0 | 0 | 0 | 0 | 0 | 165 | 0 | 0 | 0 | 0 | 0 | 0 | 0 | 0 | 0 | 0 | 0 | 0 | 0 | 0 | 0 | 0 | 0 | 0 |  | 3347 | 165-457AE | [40 empty] | 0 | 0 | 0 |  |  |  | 0 | 5000000
165-49 | 0 | 0 | 0 | 0 | 0% | 0% | 0% | 0 | 0 | 0 | 0 | 0 | 0 | 0 | 0 | 165 | 0 | 0 | 0 | 0 | 0 | 0 | 0 | 0 | 0 | 0 | 0 | 0 | 0 | 0 | 0 | 0 | 0 | 0 |  | 3348 | 165-49 | [40 empty] | 0 | 0 | 0 |  |  |  | 0 | 5000000
165-620F | 0 | 0 | 0 | 0 | 0% | 0% | 0% | 0 | 0 | 0 | 0 | 0 | 0 | 0 | 0 | 165 | 0 | 0 | 0 | 0 | 0 | 0 | 0 | 0 | 0 | 0 | 0 | 0 | 0 | 0 | 0 | 0 | 0 | 0 |  | 3349 | 165-620F | [40 empty] | 0 | 0 | 0 |  |  |  | 0 | 5000000
165-622 | 0 | 0 | 0 | 0 | 0% | 0% | 0% | 0 | 0 | 0 | 0 | 0 | 0 | 0 | 0 | 165 | 0 | 0 | 0 | 0 | 0 | 0 | 0 | 0 | 0 | 0 | 0 | 0 | 0 | 0 | 0 | 0 | 0 | 0 |  | 3350 | 165-622 | [40 empty] | 0 | 0 | 0 |  |  |  | 0 | 5000000
166-296 | 0 | 0 | 0 | 0 | 0% | 0% | 0% | 0 | 0 | 0 | 0 | 0 | 0 | 0 | 0 | 166 | 0 | 0 | 0 | 0 | 0 | 0 | 0 | 0 | 0 | 0 | 0 | 0 | 0 | 0 | 0 | 0 | 0 | 0 |  | 3351 | 166-296 | [40 empty] | 0 | 0 | 0 |  |  |  | 0 | 5000000
166-298 | 0 | 0 | 0 | 0 | 0% | 0% | 0% | 0 | 0 | 0 | 0 | 0 | 0 | 0 | 0 | 166 | 0 | 0 | 0 | 0 | 0 | 0 | 0 | 0 | 0 | 0 | 0 | 0 | 0 | 0 | 0 | 0 | 0 | 0 |  | 3352 | 166-298 | [40 empty] | 0 | 0 | 0 |  |  |  | 0 | 5000000
166-464 | 0 | 0 | 0 | 0 | 0% | 0% | 0% | 0 | 0 | 0 | 0 | 0 | 0 | 0 | 0 | 166 | 0 | 0 | 0 | 0 | 0 | 0 | 0 | 0 | 0 | 0 | 0 | 0 | 0 | 0 | 0 | 0 | 0 | 0 |  | 3353 | 166-464 | [40 empty] | 0 | 0 | 0 |  |  |  | 0 | 5000000
166-981 | 0 | 0 | 0 | 0 | 0% | 0% | 0% | 0 | 0 | 0 | 0 | 0 | 0 | 0 | 0 | 166 | 0 | 0 | 0 | 0 | 0 | 0 | 0 | 0 | 0 | 0 | 0 | 0 | 0 | 0 | 0 | 0 | 0 | 0 |  | 3354 | 166-981 | [40 empty] | 0 | 0 | 0 |  |  |  | 0 | 5000000
166-983F | 0 | 0 | 0 | 0 | 0% | 0% | 0% | 0 | 0 | 0 | 0 | 0 | 0 | 0 | 0 | 166 | 0 | 0 | 0 | 0 | 0 | 0 | 0 | 0 | 0 | 0 | 0 | 0 | 0 | 0 | 0 | 0 | 0 | 0 |  | 3355 | 166-983F | [40 empty] | 0 | 0 | 0 |  |  |  | 0 | 5000000
167-33 | 0 | 0 | 0 | 0 | 0% | 0% | 0% | 0 | 0 | 0 | 0 | 0 | 0 | 0 | 0 | 167 | 0 | 0 | 0 | 0 | 0 | 0 | 0 | 0 | 0 | 0 | 0 | 0 | 0 | 0 | 0 | 0 | 0 | 0 |  | 3356 | 167-33 | [40 empty] | 0 | 0 | 0 |  |  |  | 0 | 5000000
168-701 | 0 | 0 | 0 | 0 | 0% | 0% | 0% | 0 | 0 | 0 | 0 | 0 | 0 | 0 | 0 | 168 | 0 | 0 | 0 | 0 | 0 | 0 | 0 | 0 | 0 | 0 | 0 | 0 | 0 | 0 | 0 | 0 | 0 | 0 |  | 3357 | 168-701 | [40 empty] | 0 | 0 | 0 |  |  |  | 0 | 5000000
168-704F | 0 | 0 | 0 | 0 | 0% | 0% | 0% | 0 | 0 | 0 | 0 | 0 | 0 | 0 | 0 | 168 | 0 | 0 | 0 | 0 | 0 | 0 | 0 | 0 | 0 | 0 | 0 | 0 | 0 | 0 | 0 | 0 | 0 | 0 |  | 3358 | 168-704F | [40 empty] | 0 | 0 | 0 |  |  |  | 0 | 5000000
169-29AE | 0 | 0 | 0 | 0 | 0% | 0% | 0% | 0 | 0 | 0 | 0 | 0 | 0 | 0 | 0 | 169 | 0 | 0 | 0 | 0 | 0 | 0 | 0 | 0 | 0 | 0 | 0 | 0 | 0 | 0 | 0 | 0 | 0 | 0 |  | 3359 | 169-29AE | [40 empty] | 0 | 0 | 0 |  |  |  | 0 | 5000000
1450-311F | 0 | 0 | 0 | 0 | 0% | 0% | 0% | 0 | 0 | 0 | 0 | 0 | 0 | 0 | 0 | 1450 | 0 | 0 | 0 | 0 | 0 | 0 | 0 | 0 | 0 | 0 | 0 | 0 | 0 | 0 | 0 | 0 | 0 | 0 |  | 3360 | 1450-311F | [40 empty] | 0 | 0 | 0 |  |  |  | 0 | 5000000
1450-310F | 0 | 0 | 0 | 0 | 0% | 0% | 0% | 0 | 0 | 0 | 0 | 0 | 0 | 0 | 0 | 1450 | 0 | 0 | 0 | 0 | 0 | 0 | 0 | 0 | 0 | 0 | 0 | 0 | 0 | 0 | 0 | 0 | 0 | 0 |  | 3361 | 1450-310F | [40 empty] | 0 | 0 | 0 |  |  |  | 0 | 5000000
1450-309 | 0 | 0 | 0 | 0 | 0% | 0% | 0% | 0 | 0 | 0 | 0 | 0 | 0 | 0 | 0 | 1450 | 0 | 0 | 0 | 0 | 0 | 0 | 0 | 0 | 0 | 0 | 0 | 0 | 0 | 0 | 0 | 0 | 0 | 0 |  | 3362 | 1450-309 | [40 empty] | 0 | 0 | 0 |  |  |  | 0 | 5000000
1407-24 | 0 | 0 | 0 | 0 | 0% | 0% | 0% | 0 | 0 | 0 | 0 | 0 | 0 | 0 | 0 | 1407 | 0 | 0 | 0 | 0 | 0 | 0 | 0 | 0 | 0 | 0 | 0 | 0 | 0 | 0 | 0 | 0 | 0 | 0 |  | 3363 | 1407-24 | [40 empty] | 0 | 0 | 0 |  |  |  | 0 | 5000000
1407-9 | 0 | 0 | 0 | 0 | 0% | 0% | 0% | 0 | 0 | 0 | 0 | 0 | 0 | 0 | 0 | 1407 | 0 | 0 | 0 | 0 | 0 | 0 | 0 | 0 | 0 | 0 | 0 | 0 | 0 | 0 | 0 | 0 | 0 | 0 |  | 3364 | 1407-9 | [40 empty] | 0 | 0 | 0 |  |  |  | 0 | 5000000
1408-1 | 0 | 0 | 0 | 0 | 0% | 0% | 0% | 0 | 0 | 0 | 0 | 0 | 0 | 0 | 0 | 1408 | 0 | 0 | 0 | 0 | 0 | 0 | 0 | 0 | 0 | 0 | 0 | 0 | 0 | 0 | 0 | 0 | 0 | 0 |  | 3365 | 1408-1 | [40 empty] | 0 | 0 | 0 |  |  |  | 0 | 5000000
1408-2 | 0 | 0 | 0 | 0 | 0% | 0% | 0% | 0 | 0 | 0 | 0 | 0 | 0 | 0 | 0 | 1408 | 0 | 0 | 0 | 0 | 0 | 0 | 0 | 0 | 0 | 0 | 0 | 0 | 0 | 0 | 0 | 0 | 0 | 0 |  | 3366 | 1408-2 | [40 empty] | 0 | 0 | 0 |  |  |  | 0 | 5000000
1408-4AE | 0 | 0 | 0 | 0 | 0% | 0% | 0% | 0 | 0 | 0 | 0 | 0 | 0 | 0 | 0 | 1408 | 0 | 0 | 0 | 0 | 0 | 0 | 0 | 0 | 0 | 0 | 0 | 0 | 0 | 0 | 0 | 0 | 0 | 0 |  | 3367 | 1408-4AE | [40 empty] | 0 | 0 | 0 |  |  |  | 0 | 5000000
1408-5 | 0 | 0 | 0 | 0 | 0% | 0% | 0% | 0 | 0 | 0 | 0 | 0 | 0 | 0 | 0 | 1408 | 0 | 0 | 0 | 0 | 0 | 0 | 0 | 0 | 0 | 0 | 0 | 0 | 0 | 0 | 0 | 0 | 0 | 0 |  | 3368 | 1408-5 | [40 empty] | 0 | 0 | 0 |  |  |  | 0 | 5000000
1408-6 | 0 | 0 | 0 | 0 | 0% | 0% | 0% | 0 | 0 | 0 | 0 | 0 | 0 | 0 | 0 | 1408 | 0 | 0 | 0 | 0 | 0 | 0 | 0 | 0 | 0 | 0 | 0 | 0 | 0 | 0 | 0 | 0 | 0 | 0 |  | 3369 | 1408-6 | [40 empty] | 0 | 0 | 0 |  |  |  | 0 | 5000000
1408-7 | 0 | 0 | 0 | 0 | 0% | 0% | 0% | 0 | 0 | 0 | 0 | 0 | 0 | 0 | 0 | 1408 | 0 | 0 | 0 | 0 | 0 | 0 | 0 | 0 | 0 | 0 | 0 | 0 | 0 | 0 | 0 | 0 | 0 | 0 |  | 3370 | 1408-7 | [40 empty] | 0 | 0 | 0 |  |  |  | 0 | 5000000
1409-4F | 0 | 0 | 0 | 0 | 0% | 0% | 0% | 0 | 0 | 0 | 0 | 0 | 0 | 0 | 0 | 1409 | 0 | 0 | 0 | 0 | 0 | 0 | 0 | 0 | 0 | 0 | 0 | 0 | 0 | 0 | 0 | 0 | 0 | 0 |  | 3371 | 1409-4F | [40 empty] | 0 | 0 | 0 |  |  |  | 0 | 5000000
1409-5F | 0 | 0 | 0 | 0 | 0% | 0% | 0% | 0 | 0 | 0 | 0 | 0 | 0 | 0 | 0 | 1409 | 0 | 0 | 0 | 0 | 0 | 0 | 0 | 0 | 0 | 0 | 0 | 0 | 0 | 0 | 0 | 0 | 0 | 0 |  | 3372 | 1409-5F | [40 empty] | 0 | 0 | 0 |  |  |  | 0 | 5000000
1409-6 | 0 | 0 | 0 | 0 | 0% | 0% | 0% | 0 | 0 | 0 | 0 | 0 | 0 | 0 | 0 | 1409 | 0 | 0 | 0 | 0 | 0 | 0 | 0 | 0 | 0 | 0 | 0 | 0 | 0 | 0 | 0 | 0 | 0 | 0 |  | 3373 | 1409-6 | [40 empty] | 0 | 0 | 0 |  |  |  | 0 | 5000000
1409-660AE | 0 | 0 | 0 | 0 | 0% | 0% | 0% | 0 | 0 | 0 | 0 | 0 | 0 | 0 | 0 | 1409 | 0 | 0 | 0 | 0 | 0 | 0 | 0 | 0 | 0 | 0 | 0 | 0 | 0 | 0 | 0 | 0 | 0 | 0 |  | 3374 | 1409-660AE | [40 empty] | 0 | 0 | 0 |  |  |  | 0 | 5000000
1409-7AE | 0 | 0 | 0 | 0 | 0% | 0% | 0% | 0 | 0 | 0 | 0 | 0 | 0 | 0 | 0 | 1409 | 0 | 0 | 0 | 0 | 0 | 0 | 0 | 0 | 0 | 0 | 0 | 0 | 0 | 0 | 0 | 0 | 0 | 0 |  | 3375 | 1409-7AE | [40 empty] | 0 | 0 | 0 |  |  |  | 0 | 5000000
1409-9 | 0 | 0 | 0 | 0 | 0% | 0% | 0% | 0 | 0 | 0 | 0 | 0 | 0 | 0 | 0 | 1409 | 0 | 0 | 0 | 0 | 0 | 0 | 0 | 0 | 0 | 0 | 0 | 0 | 0 | 0 | 0 | 0 | 0 | 0 |  | 3376 | 1409-9 | [40 empty] | 0 | 0 | 0 |  |  |  | 0 | 5000000
141-196 | 0 | 0 | 0 | 0 | 0% | 0% | 0% | 0 | 0 | 0 | 0 | 0 | 0 | 0 | 0 | 141 | 0 | 0 | 0 | 0 | 0 | 0 | 0 | 0 | 0 | 0 | 0 | 0 | 0 | 0 | 0 | 0 | 0 | 0 |  | 3377 | 141-196 | [40 empty] | 0 | 0 | 0 |  |  |  | 0 | 5000000
1410-1 | 0 | 0 | 0 | 0 | 0% | 0% | 0% | 0 | 0 | 0 | 0 | 0 | 0 | 0 | 0 | 1410 | 0 | 0 | 0 | 0 | 0 | 0 | 0 | 0 | 0 | 0 | 0 | 0 | 0 | 0 | 0 | 0 | 0 | 0 |  | 3378 | 1410-1 | [40 empty] | 0 | 0 | 0 |  |  |  | 0 | 5000000
1419-10 | 0 | 0 | 0 | 0 | 0% | 0% | 0% | 0 | 0 | 0 | 0 | 0 | 0 | 0 | 0 | 1419 | 0 | 0 | 0 | 0 | 0 | 0 | 0 | 0 | 0 | 0 | 0 | 0 | 0 | 0 | 0 | 0 | 0 | 0 |  | 3379 | 1419-10 | [40 empty] | 0 | 0 | 0 |  |  |  | 0 | 5000000
1419-11F | 0 | 0 | 0 | 0 | 0% | 0% | 0% | 0 | 0 | 0 | 0 | 0 | 0 | 0 | 0 | 1419 | 0 | 0 | 0 | 0 | 0 | 0 | 0 | 0 | 0 | 0 | 0 | 0 | 0 | 0 | 0 | 0 | 0 | 0 |  | 3380 | 1419-11F | [40 empty] | 0 | 0 | 0 |  |  |  | 0 | 5000000
1419-12F | 0 | 0 | 0 | 0 | 0% | 0% | 0% | 0 | 0 | 0 | 0 | 0 | 0 | 0 | 0 | 1419 | 0 | 0 | 0 | 0 | 0 | 0 | 0 | 0 | 0 | 0 | 0 | 0 | 0 | 0 | 0 | 0 | 0 | 0 |  | 3381 | 1419-12F | [40 empty] | 0 | 0 | 0 |  |  |  | 0 | 5000000
1419-13F | 0 | 0 | 0 | 0 | 0% | 0% | 0% | 0 | 0 | 0 | 0 | 0 | 0 | 0 | 0 | 1419 | 0 | 0 | 0 | 0 | 0 | 0 | 0 | 0 | 0 | 0 | 0 | 0 | 0 | 0 | 0 | 0 | 0 | 0 |  | 3382 | 1419-13F | [40 empty] | 0 | 0 | 0 |  |  |  | 0 | 5000000
1420-5 | 0 | 0 | 0 | 0 | 0% | 0% | 0% | 0 | 0 | 0 | 0 | 0 | 0 | 0 | 0 | 1420 | 0 | 0 | 0 | 0 | 0 | 0 | 0 | 0 | 0 | 0 | 0 | 0 | 0 | 0 | 0 | 0 | 0 | 0 |  | 3383 | 1420-5 | [40 empty] | 0 | 0 | 0 |  |  |  | 0 | 5000000
1420-6 | 0 | 0 | 0 | 0 | 0% | 0% | 0% | 0 | 0 | 0 | 0 | 0 | 0 | 0 | 0 | 1420 | 0 | 0 | 0 | 0 | 0 | 0 | 0 | 0 | 0 | 0 | 0 | 0 | 0 | 0 | 0 | 0 | 0 | 0 |  | 3384 | 1420-6 | [40 empty] | 0 | 0 | 0 |  |  |  | 0 | 5000000
1420-7F | 0 | 0 | 0 | 0 | 0% | 0% | 0% | 0 | 0 | 0 | 0 | 0 | 0 | 0 | 0 | 1420 | 0 | 0 | 0 | 0 | 0 | 0 | 0 | 0 | 0 | 0 | 0 | 0 | 0 | 0 | 0 | 0 | 0 | 0 |  | 3385 | 1420-7F | [40 empty] | 0 | 0 | 0 |  |  |  | 0 | 5000000
1420-8F | 0 | 0 | 0 | 0 | 0% | 0% | 0% | 0 | 0 | 0 | 0 | 0 | 0 | 0 | 0 | 1420 | 0 | 0 | 0 | 0 | 0 | 0 | 0 | 0 | 0 | 0 | 0 | 0 | 0 | 0 | 0 | 0 | 0 | 0 |  | 3386 | 1420-8F | [40 empty] | 0 | 0 | 0 |  |  |  | 0 | 5000000
143-130 | 0 | 0 | 0 | 0 | 0% | 0% | 0% | 0 | 0 | 0 | 0 | 0 | 0 | 0 | 0 | 143 | 0 | 0 | 0 | 0 | 0 | 0 | 0 | 0 | 0 | 0 | 0 | 0 | 0 | 0 | 0 | 0 | 0 | 0 |  | 3387 | 143-130 | [40 empty] | 0 | 0 | 0 |  |  |  | 0 | 5000000
143-35 | 20863.3508 | 0 | 20863.3508 | 0 | 0% | 100% | 0% | 3327.4882 | 6925.2778 | 3.2697 | 3043.4342 | 280.7843 | 6.8049 | 6334.0954 | 584.3775 | 143 | 0.0061028 | 0.0061028 | 0.0061028 | 3418652.232 | 20.5007 | 19082.3327 | 1760.5174 | 3359.232 | 3126816 | 288477 | 2873412.6416 | 2823.4693 | 2628121.2632 | 242467.9091 | 2283881.6707 | 2244.1851 | 2088916.1182 | 192721.3674 |  | 3388 | 143-35 | 20863.3508 | 17535.8627 | 13938.0731 | 0 | 0 | 0 | 20863.3508 | 17535.8627 | 13938.0731 | 0 | 20.5007 | 17.2311 | 13.6958 | 0 | 0 | 0 | 20.5007 | 17.2311 | 13.6958 | 0 | 1760.5174 | 1479.7332 | 1176.14 | 0 | 0 | 0 | 1760.5174 | 1479.7332 | 1176.14 | 0 | 19082.3327 | 16038.8984 | 12748.2373 | 0 | 0 | 0 | 19082.3327 | 16038.8984 | 12748.2373 | 0 | 0 | 0 | 0 | 0.0061028 | 0.0061028 | 0.0061028 | 0 | 5000000
1434-1 | 0 | 0 | 0 | 0 | 0% | 0% | 0% | 0 | 0 | 0 | 0 | 0 | 0 | 0 | 0 | 1434 | 0 | 0 | 0 | 0 | 0 | 0 | 0 | 0 | 0 | 0 | 0 | 0 | 0 | 0 | 0 | 0 | 0 | 0 |  | 3389 | 1434-1 | [40 empty] | 0 | 0 | 0 |  |  |  | 0 | 5000000
1434-8 | 0 | 0 | 0 | 0 | 0% | 0% | 0% | 0 | 0 | 0 | 0 | 0 | 0 | 0 | 0 | 1434 | 0 | 0 | 0 | 0 | 0 | 0 | 0 | 0 | 0 | 0 | 0 | 0 | 0 | 0 | 0 | 0 | 0 | 0 |  | 3390 | 1434-8 | [40 empty] | 0 | 0 | 0 |  |  |  | 0 | 5000000
1407-7AE | 0 | 0 | 0 | 0 | 0% | 0% | 0% | 0 | 0 | 0 | 0 | 0 | 0 | 0 | 0 | 1407 | 0 | 0 | 0 | 0 | 0 | 0 | 0 | 0 | 0 | 0 | 0 | 0 | 0 | 0 | 0 | 0 | 0 | 0 |  | 3391 | 1407-7AE | [40 empty] | 0 | 0 | 0 |  |  |  | 0 | 5000000
1407-13F | 0 | 0 | 0 | 0 | 0% | 0% | 0% | 0 | 0 | 0 | 0 | 0 | 0 | 0 | 0 | 1407 | 0 | 0 | 0 | 0 | 0 | 0 | 0 | 0 | 0 | 0 | 0 | 0 | 0 | 0 | 0 | 0 | 0 | 0 |  | 3392 | 1407-13F | [40 empty] | 0 | 0 | 0 |  |  |  | 0 | 5000000
1435-1076F | 0 | 0 | 0 | 0 | 0% | 0% | 0% | 0 | 0 | 0 | 0 | 0 | 0 | 0 | 0 | 1435 | 0 | 0 | 0 | 0 | 0 | 0 | 0 | 0 | 0 | 0 | 0 | 0 | 0 | 0 | 0 | 0 | 0 | 0 |  | 3393 | 1435-1076F | [40 empty] | 0 | 0 | 0 |  |  |  | 0 | 5000000
1407-11 | 0 | 0 | 0 | 0 | 0% | 0% | 0% | 0 | 0 | 0 | 0 | 0 | 0 | 0 | 0 | 1407 | 0 | 0 | 0 | 0 | 0 | 0 | 0 | 0 | 0 | 0 | 0 | 0 | 0 | 0 | 0 | 0 | 0 | 0 |  | 3394 | 1407-11 | [40 empty] | 0 | 0 | 0 |  |  |  | 0 | 5000000
132-99F | 0 | 0 | 0 | 0 | 0% | 0% | 0% | 0 | 0 | 0 | 0 | 0 | 0 | 0 | 0 | 132 | 0 | 0 | 0 | 0 | 0 | 0 | 0 | 0 | 0 | 0 | 0 | 0 | 0 | 0 | 0 | 0 | 0 | 0 |  | 3395 | 132-99F | [40 empty] | 0 | 0 | 0 |  |  |  | 0 | 5000000
134-262F | 0 | 0 | 0 | 0 | 0% | 0% | 0% | 0 | 0 | 0 | 0 | 0 | 0 | 0 | 0 | 134 | 0 | 0 | 0 | 0 | 0 | 0 | 0 | 0 | 0 | 0 | 0 | 0 | 0 | 0 | 0 | 0 | 0 | 0 |  | 3396 | 134-262F | [40 empty] | 0 | 0 | 0 |  |  |  | 0 | 5000000
134-263 | 0 | 0 | 0 | 0 | 0% | 0% | 0% | 0 | 0 | 0 | 0 | 0 | 0 | 0 | 0 | 134 | 0 | 0 | 0 | 0 | 0 | 0 | 0 | 0 | 0 | 0 | 0 | 0 | 0 | 0 | 0 | 0 | 0 | 0 |  | 3397 | 134-263 | [40 empty] | 0 | 0 | 0 |  |  |  | 0 | 5000000
134-264 | 0 | 0 | 0 | 0 | 0% | 0% | 0% | 0 | 0 | 0 | 0 | 0 | 0 | 0 | 0 | 134 | 0 | 0 | 0 | 0 | 0 | 0 | 0 | 0 | 0 | 0 | 0 | 0 | 0 | 0 | 0 | 0 | 0 | 0 |  | 3398 | 134-264 | [40 empty] | 0 | 0 | 0 |  |  |  | 0 | 5000000
135-268 | 0 | 0 | 0 | 0 | 0% | 0% | 0% | 0 | 0 | 0 | 0 | 0 | 0 | 0 | 0 | 135 | 0 | 0 | 0 | 0 | 0 | 0 | 0 | 0 | 0 | 0 | 0 | 0 | 0 | 0 | 0 | 0 | 0 | 0 |  | 3399 | 135-268 | [40 empty] | 0 | 0 | 0 |  |  |  | 0 | 5000000
135-269F | 0 | 0 | 0 | 0 | 0% | 0% | 0% | 0 | 0 | 0 | 0 | 0 | 0 | 0 | 0 | 135 | 0 | 0 | 0 | 0 | 0 | 0 | 0 | 0 | 0 | 0 | 0 | 0 | 0 | 0 | 0 | 0 | 0 | 0 |  | 3400 | 135-269F | [40 empty] | 0 | 0 | 0 |  |  |  | 0 | 5000000
135-270F | 0 | 0 | 0 | 0 | 0% | 0% | 0% | 0 | 0 | 0 | 0 | 0 | 0 | 0 | 0 | 135 | 0 | 0 | 0 | 0 | 0 | 0 | 0 | 0 | 0 | 0 | 0 | 0 | 0 | 0 | 0 | 0 | 0 | 0 |  | 3401 | 135-270F | [40 empty] | 0 | 0 | 0 |  |  |  | 0 | 5000000
135-272 | 0 | 0 | 0 | 0 | 0% | 0% | 0% | 0 | 0 | 0 | 0 | 0 | 0 | 0 | 0 | 135 | 0 | 0 | 0 | 0 | 0 | 0 | 0 | 0 | 0 | 0 | 0 | 0 | 0 | 0 | 0 | 0 | 0 | 0 |  | 3402 | 135-272 | [40 empty] | 0 | 0 | 0 |  |  |  | 0 | 5000000
135-273F | 0 | 0 | 0 | 0 | 0% | 0% | 0% | 0 | 0 | 0 | 0 | 0 | 0 | 0 | 0 | 135 | 0 | 0 | 0 | 0 | 0 | 0 | 0 | 0 | 0 | 0 | 0 | 0 | 0 | 0 | 0 | 0 | 0 | 0 |  | 3403 | 135-273F | [40 empty] | 0 | 0 | 0 |  |  |  | 0 | 5000000
135-275F | 0 | 0 | 0 | 0 | 0% | 0% | 0% | 0 | 0 | 0 | 0 | 0 | 0 | 0 | 0 | 135 | 0 | 0 | 0 | 0 | 0 | 0 | 0 | 0 | 0 | 0 | 0 | 0 | 0 | 0 | 0 | 0 | 0 | 0 |  | 3404 | 135-275F | [40 empty] | 0 | 0 | 0 |  |  |  | 0 | 5000000
137-33 | 0 | 0 | 0 | 0 | 0% | 0% | 0% | 0 | 0 | 0 | 0 | 0 | 0 | 0 | 0 | 137 | 0 | 0 | 0 | 0 | 0 | 0 | 0 | 0 | 0 | 0 | 0 | 0 | 0 | 0 | 0 | 0 | 0 | 0 |  | 3405 | 137-33 | [40 empty] | 0 | 0 | 0 |  |  |  | 0 | 5000000
137-35 | 0 | 0 | 0 | 0 | 0% | 0% | 0% | 0 | 0 | 0 | 0 | 0 | 0 | 0 | 0 | 137 | 0 | 0 | 0 | 0 | 0 | 0 | 0 | 0 | 0 | 0 | 0 | 0 | 0 | 0 | 0 | 0 | 0 | 0 |  | 3406 | 137-35 | [40 empty] | 0 | 0 | 0 |  |  |  | 0 | 5000000
137-36AE | 0 | 0 | 0 | 0 | 0% | 0% | 0% | 0 | 0 | 0 | 0 | 0 | 0 | 0 | 0 | 137 | 0 | 0 | 0 | 0 | 0 | 0 | 0 | 0 | 0 | 0 | 0 | 0 | 0 | 0 | 0 | 0 | 0 | 0 |  | 3407 | 137-36AE | [40 empty] | 0 | 0 | 0 |  |  |  | 0 | 5000000
137-766 | 0 | 0 | 0 | 0 | 0% | 0% | 0% | 0 | 0 | 0 | 0 | 0 | 0 | 0 | 0 | 137 | 0 | 0 | 0 | 0 | 0 | 0 | 0 | 0 | 0 | 0 | 0 | 0 | 0 | 0 | 0 | 0 | 0 | 0 |  | 3408 | 137-766 | [40 empty] | 0 | 0 | 0 |  |  |  | 0 | 5000000
137-768F | 0 | 0 | 0 | 0 | 0% | 0% | 0% | 0 | 0 | 0 | 0 | 0 | 0 | 0 | 0 | 137 | 0 | 0 | 0 | 0 | 0 | 0 | 0 | 0 | 0 | 0 | 0 | 0 | 0 | 0 | 0 | 0 | 0 | 0 |  | 3409 | 137-768F | [40 empty] | 0 | 0 | 0 |  |  |  | 0 | 5000000
138-33 | 0 | 0 | 0 | 0 | 0% | 0% | 0% | 0 | 0 | 0 | 0 | 0 | 0 | 0 | 0 | 138 | 0 | 0 | 0 | 0 | 0 | 0 | 0 | 0 | 0 | 0 | 0 | 0 | 0 | 0 | 0 | 0 | 0 | 0 |  | 3410 | 138-33 | [40 empty] | 0 | 0 | 0 |  |  |  | 0 | 5000000
138-359 | 0 | 0 | 0 | 0 | 0% | 0% | 0% | 0 | 0 | 0 | 0 | 0 | 0 | 0 | 0 | 138 | 0 | 0 | 0 | 0 | 0 | 0 | 0 | 0 | 0 | 0 | 0 | 0 | 0 | 0 | 0 | 0 | 0 | 0 |  | 3411 | 138-359 | [40 empty] | 0 | 0 | 0 |  |  |  | 0 | 5000000
138-361F | 0 | 0 | 0 | 0 | 0% | 0% | 0% | 0 | 0 | 0 | 0 | 0 | 0 | 0 | 0 | 138 | 0 | 0 | 0 | 0 | 0 | 0 | 0 | 0 | 0 | 0 | 0 | 0 | 0 | 0 | 0 | 0 | 0 | 0 |  | 3412 | 138-361F | [40 empty] | 0 | 0 | 0 |  |  |  | 0 | 5000000
138-41 | 0 | 0 | 0 | 0 | 0% | 0% | 0% | 0 | 0 | 0 | 0 | 0 | 0 | 0 | 0 | 138 | 0 | 0 | 0 | 0 | 0 | 0 | 0 | 0 | 0 | 0 | 0 | 0 | 0 | 0 | 0 | 0 | 0 | 0 |  | 3413 | 138-41 | [40 empty] | 0 | 0 | 0 |  |  |  | 0 | 5000000
138-42F | 0 | 0 | 0 | 0 | 0% | 0% | 0% | 0 | 0 | 0 | 0 | 0 | 0 | 0 | 0 | 138 | 0 | 0 | 0 | 0 | 0 | 0 | 0 | 0 | 0 | 0 | 0 | 0 | 0 | 0 | 0 | 0 | 0 | 0 |  | 3414 | 138-42F | [40 empty] | 0 | 0 | 0 |  |  |  | 0 | 5000000
138-43F | 0 | 0 | 0 | 0 | 0% | 0% | 0% | 0 | 0 | 0 | 0 | 0 | 0 | 0 | 0 | 138 | 0 | 0 | 0 | 0 | 0 | 0 | 0 | 0 | 0 | 0 | 0 | 0 | 0 | 0 | 0 | 0 | 0 | 0 |  | 3415 | 138-43F | [40 empty] | 0 | 0 | 0 |  |  |  | 0 | 5000000
139-244 | 0 | 0 | 0 | 0 | 0% | 0% | 0% | 0 | 0 | 0 | 0 | 0 | 0 | 0 | 0 | 139 | 0 | 0 | 0 | 0 | 0 | 0 | 0 | 0 | 0 | 0 | 0 | 0 | 0 | 0 | 0 | 0 | 0 | 0 |  | 3416 | 139-244 | [40 empty] | 0 | 0 | 0 |  |  |  | 0 | 5000000
139-402F | 0 | 0 | 0 | 0 | 0% | 0% | 0% | 0 | 0 | 0 | 0 | 0 | 0 | 0 | 0 | 139 | 0 | 0 | 0 | 0 | 0 | 0 | 0 | 0 | 0 | 0 | 0 | 0 | 0 | 0 | 0 | 0 | 0 | 0 |  | 3417 | 139-402F | [40 empty] | 0 | 0 | 0 |  |  |  | 0 | 5000000
139-425 | 0 | 0 | 0 | 0 | 0% | 0% | 0% | 0 | 0 | 0 | 0 | 0 | 0 | 0 | 0 | 139 | 0 | 0 | 0 | 0 | 0 | 0 | 0 | 0 | 0 | 0 | 0 | 0 | 0 | 0 | 0 | 0 | 0 | 0 |  | 3418 | 139-425 | [40 empty] | 0 | 0 | 0 |  |  |  | 0 | 5000000
140-1155F | 128.2628 | 0 | 128.2628 | 0 | 0% | 100% | 0% | 20.4922 | 42.6087 | 0.013927 | 16.162 | 4.3163 | 0.028958 | 33.605 | 8.9747 | 140 | 0.0062278 | 0.0062278 | 0.0062278 | 20595.1968 | 0.087169 | 101.1594 | 27.0162 | 13.9968 | 16243.2 | 4338 | 17304.7538 | 11.7606 | 13648.0646 | 3644.9286 | 13753.5005 | 9.3471 | 10847.2311 | 2896.9223 |  | 3419 | 140-1155F | 128.2628 | 107.7705 | 85.6541 | 0 | 0 | 0 | 128.2628 | 107.7705 | 85.6541 | 0 | 0.087169 | 0.073242 | 0.058212 | 0 | 0 | 0 | 0.087169 | 0.073242 | 0.058212 | 0 | 27.0162 | 22.6999 | 18.0415 | 0 | 0 | 0 | 27.0162 | 22.6999 | 18.0415 | 0 | 101.1594 | 84.9974 | 67.5544 | 0 | 0 | 0 | 101.1594 | 84.9974 | 67.5544 | 0 | 0 | 0 | 0 | 0.0062278 | 0.0062278 | 0.0062278 | 0 | 5000000
140-1157 | 0 | 0 | 0 | 0 | 0% | 0% | 0% | 0 | 0 | 0 | 0 | 0 | 0 | 0 | 0 | 140 | 0 | 0 | 0 | 0 | 0 | 0 | 0 | 0 | 0 | 0 | 0 | 0 | 0 | 0 | 0 | 0 | 0 | 0 |  | 3420 | 140-1157 | [40 empty] | 0 | 0 | 0 |  |  |  | 0 | 5000000
140-510 | 129.5184 | 0 | 129.5184 | 0 | 0% | 100% | 0% | 20.7262 | 43.0198 | 0.27813 | 16.1382 | 4.3099 | 0.57728 | 33.4967 | 8.9458 | 140 | 0.0062086 | 0.0062086 | 0.0062086 | 20861.136 | 1.738 | 100.8475 | 26.9329 | 279.936 | 16243.2 | 4338 | 17522.8256 | 235.1391 | 13643.8764 | 3643.8101 | 13932.0643 | 186.9546 | 10847.9858 | 2897.1239 |  | 3421 | 140-510 | 129.5184 | 108.7922 | 86.4986 | 0 | 0 | 0 | 129.5184 | 108.7922 | 86.4986 | 0 | 1.738 | 1.4599 | 1.1607 | 0 | 0 | 0 | 1.738 | 1.4599 | 1.1607 | 0 | 26.9329 | 22.623 | 17.9871 | 0 | 0 | 0 | 26.9329 | 22.623 | 17.9871 | 0 | 100.8475 | 84.7094 | 67.3508 | 0 | 0 | 0 | 100.8475 | 84.7094 | 67.3508 | 0 | 0 | 0 | 0 | 0.0062086 | 0.0062086 | 0.0062086 | 0 | 5000000
1406-18 | 0 | 0 | 0 | 0 | 0% | 0% | 0% | 0 | 0 | 0 | 0 | 0 | 0 | 0 | 0 | 1406 | 0 | 0 | 0 | 0 | 0 | 0 | 0 | 0 | 0 | 0 | 0 | 0 | 0 | 0 | 0 | 0 | 0 | 0 |  | 3422 | 1406-18 | [40 empty] | 0 | 0 | 0 |  |  |  | 0 | 5000000
1406-21F | 0 | 0 | 0 | 0 | 0% | 0% | 0% | 0 | 0 | 0 | 0 | 0 | 0 | 0 | 0 | 1406 | 0 | 0 | 0 | 0 | 0 | 0 | 0 | 0 | 0 | 0 | 0 | 0 | 0 | 0 | 0 | 0 | 0 | 0 |  | 3423 | 1406-21F | [40 empty] | 0 | 0 | 0 |  |  |  | 0 | 5000000
1435-1074 | 0 | 0 | 0 | 0 | 0% | 0% | 0% | 0 | 0 | 0 | 0 | 0 | 0 | 0 | 0 | 1435 | 0 | 0 | 0 | 0 | 0 | 0 | 0 | 0 | 0 | 0 | 0 | 0 | 0 | 0 | 0 | 0 | 0 | 0 |  | 3424 | 1435-1074 | [40 empty] | 0 | 0 | 0 |  |  |  | 0 | 5000000
1435-459 | 0 | 0 | 0 | 0 | 0% | 0% | 0% | 0 | 0 | 0 | 0 | 0 | 0 | 0 | 0 | 1435 | 0 | 0 | 0 | 0 | 0 | 0 | 0 | 0 | 0 | 0 | 0 | 0 | 0 | 0 | 0 | 0 | 0 | 0 |  | 3425 | 1435-459 | [40 empty] | 0 | 0 | 0 |  |  |  | 0 | 5000000
1450-305F | 0 | 0 | 0 | 0 | 0% | 0% | 0% | 0 | 0 | 0 | 0 | 0 | 0 | 0 | 0 | 1450 | 0 | 0 | 0 | 0 | 0 | 0 | 0 | 0 | 0 | 0 | 0 | 0 | 0 | 0 | 0 | 0 | 0 | 0 |  | 3426 | 1450-305F | [40 empty] | 0 | 0 | 0 |  |  |  | 0 | 5000000
1446-11 | 0 | 0 | 0 | 0 | 0% | 0% | 0% | 0 | 0 | 0 | 0 | 0 | 0 | 0 | 0 | 1446 | 0 | 0 | 0 | 0 | 0 | 0 | 0 | 0 | 0 | 0 | 0 | 0 | 0 | 0 | 0 | 0 | 0 | 0 |  | 3427 | 1446-11 | [40 empty] | 0 | 0 | 0 |  |  |  | 0 | 5000000
1447-305 | 0 | 0 | 0 | 0 | 0% | 0% | 0% | 0 | 0 | 0 | 0 | 0 | 0 | 0 | 0 | 1447 | 0 | 0 | 0 | 0 | 0 | 0 | 0 | 0 | 0 | 0 | 0 | 0 | 0 | 0 | 0 | 0 | 0 | 0 |  | 3428 | 1447-305 | [40 empty] | 0 | 0 | 0 |  |  |  | 0 | 5000000
1447-306F | 0 | 0 | 0 | 0 | 0% | 0% | 0% | 0 | 0 | 0 | 0 | 0 | 0 | 0 | 0 | 1447 | 0 | 0 | 0 | 0 | 0 | 0 | 0 | 0 | 0 | 0 | 0 | 0 | 0 | 0 | 0 | 0 | 0 | 0 |  | 3429 | 1447-306F | [40 empty] | 0 | 0 | 0 |  |  |  | 0 | 5000000
1447-307F | 0 | 0 | 0 | 0 | 0% | 0% | 0% | 0 | 0 | 0 | 0 | 0 | 0 | 0 | 0 | 1447 | 0 | 0 | 0 | 0 | 0 | 0 | 0 | 0 | 0 | 0 | 0 | 0 | 0 | 0 | 0 | 0 | 0 | 0 |  | 3430 | 1447-307F | [40 empty] | 0 | 0 | 0 |  |  |  | 0 | 5000000
1447-311F | 0 | 0 | 0 | 0 | 0% | 0% | 0% | 0 | 0 | 0 | 0 | 0 | 0 | 0 | 0 | 1447 | 0 | 0 | 0 | 0 | 0 | 0 | 0 | 0 | 0 | 0 | 0 | 0 | 0 | 0 | 0 | 0 | 0 | 0 |  | 3431 | 1447-311F | [40 empty] | 0 | 0 | 0 |  |  |  | 0 | 5000000
1447-324F | 0 | 0 | 0 | 0 | 0% | 0% | 0% | 0 | 0 | 0 | 0 | 0 | 0 | 0 | 0 | 1447 | 0 | 0 | 0 | 0 | 0 | 0 | 0 | 0 | 0 | 0 | 0 | 0 | 0 | 0 | 0 | 0 | 0 | 0 |  | 3432 | 1447-324F | [40 empty] | 0 | 0 | 0 |  |  |  | 0 | 5000000
1447-325F | 0 | 0 | 0 | 0 | 0% | 0% | 0% | 0 | 0 | 0 | 0 | 0 | 0 | 0 | 0 | 1447 | 0 | 0 | 0 | 0 | 0 | 0 | 0 | 0 | 0 | 0 | 0 | 0 | 0 | 0 | 0 | 0 | 0 | 0 |  | 3433 | 1447-325F | [40 empty] | 0 | 0 | 0 |  |  |  | 0 | 5000000
1447-327F | 0 | 0 | 0 | 0 | 0% | 0% | 0% | 0 | 0 | 0 | 0 | 0 | 0 | 0 | 0 | 1447 | 0 | 0 | 0 | 0 | 0 | 0 | 0 | 0 | 0 | 0 | 0 | 0 | 0 | 0 | 0 | 0 | 0 | 0 |  | 3434 | 1447-327F | [40 empty] | 0 | 0 | 0 |  |  |  | 0 | 5000000
1447-328 | 0 | 0 | 0 | 0 | 0% | 0% | 0% | 0 | 0 | 0 | 0 | 0 | 0 | 0 | 0 | 1447 | 0 | 0 | 0 | 0 | 0 | 0 | 0 | 0 | 0 | 0 | 0 | 0 | 0 | 0 | 0 | 0 | 0 | 0 |  | 3435 | 1447-328 | [40 empty] | 0 | 0 | 0 |  |  |  | 0 | 5000000
1448-319R | 0 | 0 | 0 | 0 | 0% | 0% | 0% | 0 | 0 | 0 | 0 | 0 | 0 | 0 | 0 | 1448 | 0 | 0 | 0 | 0 | 0 | 0 | 0 | 0 | 0 | 0 | 0 | 0 | 0 | 0 | 0 | 0 | 0 | 0 |  | 3436 | 1448-319R | [40 empty] | 0 | 0 | 0 |  |  |  | 0 | 5000000
1448-335F | 0 | 0 | 0 | 0 | 0% | 0% | 0% | 0 | 0 | 0 | 0 | 0 | 0 | 0 | 0 | 1448 | 0 | 0 | 0 | 0 | 0 | 0 | 0 | 0 | 0 | 0 | 0 | 0 | 0 | 0 | 0 | 0 | 0 | 0 |  | 3437 | 1448-335F | [40 empty] | 0 | 0 | 0 |  |  |  | 0 | 5000000
1448-336 | 0 | 0 | 0 | 0 | 0% | 0% | 0% | 0 | 0 | 0 | 0 | 0 | 0 | 0 | 0 | 1448 | 0 | 0 | 0 | 0 | 0 | 0 | 0 | 0 | 0 | 0 | 0 | 0 | 0 | 0 | 0 | 0 | 0 | 0 |  | 3438 | 1448-336 | [40 empty] | 0 | 0 | 0 |  |  |  | 0 | 5000000
1448-337F | 0 | 0 | 0 | 0 | 0% | 0% | 0% | 0 | 0 | 0 | 0 | 0 | 0 | 0 | 0 | 1448 | 0 | 0 | 0 | 0 | 0 | 0 | 0 | 0 | 0 | 0 | 0 | 0 | 0 | 0 | 0 | 0 | 0 | 0 |  | 3439 | 1448-337F | [40 empty] | 0 | 0 | 0 |  |  |  | 0 | 5000000
1448-338F | 0 | 0 | 0 | 0 | 0% | 0% | 0% | 0 | 0 | 0 | 0 | 0 | 0 | 0 | 0 | 1448 | 0 | 0 | 0 | 0 | 0 | 0 | 0 | 0 | 0 | 0 | 0 | 0 | 0 | 0 | 0 | 0 | 0 | 0 |  | 3440 | 1448-338F | [40 empty] | 0 | 0 | 0 |  |  |  | 0 | 5000000
1448-339F | 0 | 0 | 0 | 0 | 0% | 0% | 0% | 0 | 0 | 0 | 0 | 0 | 0 | 0 | 0 | 1448 | 0 | 0 | 0 | 0 | 0 | 0 | 0 | 0 | 0 | 0 | 0 | 0 | 0 | 0 | 0 | 0 | 0 | 0 |  | 3441 | 1448-339F | [40 empty] | 0 | 0 | 0 |  |  |  | 0 | 5000000
1448-367 | 0 | 0 | 0 | 0 | 0% | 0% | 0% | 0 | 0 | 0 | 0 | 0 | 0 | 0 | 0 | 1448 | 0 | 0 | 0 | 0 | 0 | 0 | 0 | 0 | 0 | 0 | 0 | 0 | 0 | 0 | 0 | 0 | 0 | 0 |  | 3442 | 1448-367 | [40 empty] | 0 | 0 | 0 |  |  |  | 0 | 5000000
145-627 | 0 | 0 | 0 | 0 | 0% | 0% | 0% | 0 | 0 | 0 | 0 | 0 | 0 | 0 | 0 | 145 | 0 | 0 | 0 | 0 | 0 | 0 | 0 | 0 | 0 | 0 | 0 | 0 | 0 | 0 | 0 | 0 | 0 | 0 |  | 3443 | 145-627 | [40 empty] | 0 | 0 | 0 |  |  |  | 0 | 5000000
145-628F | 0 | 0 | 0 | 0 | 0% | 0% | 0% | 0 | 0 | 0 | 0 | 0 | 0 | 0 | 0 | 145 | 0 | 0 | 0 | 0 | 0 | 0 | 0 | 0 | 0 | 0 | 0 | 0 | 0 | 0 | 0 | 0 | 0 | 0 |  | 3444 | 145-628F | [40 empty] | 0 | 0 | 0 |  |  |  | 0 | 5000000
145-630F | 0 | 0 | 0 | 0 | 0% | 0% | 0% | 0 | 0 | 0 | 0 | 0 | 0 | 0 | 0 | 145 | 0 | 0 | 0 | 0 | 0 | 0 | 0 | 0 | 0 | 0 | 0 | 0 | 0 | 0 | 0 | 0 | 0 | 0 |  | 3445 | 145-630F | [40 empty] | 0 | 0 | 0 |  |  |  | 0 | 5000000
145-631F | 0 | 0 | 0 | 0 | 0% | 0% | 0% | 0 | 0 | 0 | 0 | 0 | 0 | 0 | 0 | 145 | 0 | 0 | 0 | 0 | 0 | 0 | 0 | 0 | 0 | 0 | 0 | 0 | 0 | 0 | 0 | 0 | 0 | 0 |  | 3446 | 145-631F | [40 empty] | 0 | 0 | 0 |  |  |  | 0 | 5000000
145-632 | 0 | 0 | 0 | 0 | 0% | 0% | 0% | 0 | 0 | 0 | 0 | 0 | 0 | 0 | 0 | 145 | 0 | 0 | 0 | 0 | 0 | 0 | 0 | 0 | 0 | 0 | 0 | 0 | 0 | 0 | 0 | 0 | 0 | 0 |  | 3447 | 145-632 | [40 empty] | 0 | 0 | 0 |  |  |  | 0 | 5000000
145-634 | 0 | 0 | 0 | 0 | 0% | 0% | 0% | 0 | 0 | 0 | 0 | 0 | 0 | 0 | 0 | 145 | 0 | 0 | 0 | 0 | 0 | 0 | 0 | 0 | 0 | 0 | 0 | 0 | 0 | 0 | 0 | 0 | 0 | 0 |  | 3448 | 145-634 | [40 empty] | 0 | 0 | 0 |  |  |  | 0 | 5000000
1450-1 | 0 | 0 | 0 | 0 | 0% | 0% | 0% | 0 | 0 | 0 | 0 | 0 | 0 | 0 | 0 | 1450 | 0 | 0 | 0 | 0 | 0 | 0 | 0 | 0 | 0 | 0 | 0 | 0 | 0 | 0 | 0 | 0 | 0 | 0 |  | 3449 | 1450-1 | [40 empty] | 0 | 0 | 0 |  |  |  | 0 | 5000000
1450-17 | 0 | 0 | 0 | 0 | 0% | 0% | 0% | 0 | 0 | 0 | 0 | 0 | 0 | 0 | 0 | 1450 | 0 | 0 | 0 | 0 | 0 | 0 | 0 | 0 | 0 | 0 | 0 | 0 | 0 | 0 | 0 | 0 | 0 | 0 |  | 3450 | 1450-17 | [40 empty] | 0 | 0 | 0 |  |  |  | 0 | 5000000
1450-18 | 0 | 0 | 0 | 0 | 0% | 0% | 0% | 0 | 0 | 0 | 0 | 0 | 0 | 0 | 0 | 1450 | 0 | 0 | 0 | 0 | 0 | 0 | 0 | 0 | 0 | 0 | 0 | 0 | 0 | 0 | 0 | 0 | 0 | 0 |  | 3451 | 1450-18 | [40 empty] | 0 | 0 | 0 |  |  |  | 0 | 5000000
1450-20F | 0 | 0 | 0 | 0 | 0% | 0% | 0% | 0 | 0 | 0 | 0 | 0 | 0 | 0 | 0 | 1450 | 0 | 0 | 0 | 0 | 0 | 0 | 0 | 0 | 0 | 0 | 0 | 0 | 0 | 0 | 0 | 0 | 0 | 0 |  | 3452 | 1450-20F | [40 empty] | 0 | 0 | 0 |  |  |  | 0 | 5000000
1450-21 | 0 | 0 | 0 | 0 | 0% | 0% | 0% | 0 | 0 | 0 | 0 | 0 | 0 | 0 | 0 | 1450 | 0 | 0 | 0 | 0 | 0 | 0 | 0 | 0 | 0 | 0 | 0 | 0 | 0 | 0 | 0 | 0 | 0 | 0 |  | 3453 | 1450-21 | [40 empty] | 0 | 0 | 0 |  |  |  | 0 | 5000000
1450-2F | 0 | 0 | 0 | 0 | 0% | 0% | 0% | 0 | 0 | 0 | 0 | 0 | 0 | 0 | 0 | 1450 | 0 | 0 | 0 | 0 | 0 | 0 | 0 | 0 | 0 | 0 | 0 | 0 | 0 | 0 | 0 | 0 | 0 | 0 |  | 3454 | 1450-2F | [40 empty] | 0 | 0 | 0 |  |  |  | 0 | 5000000
1450-303 | 0 | 0 | 0 | 0 | 0% | 0% | 0% | 0 | 0 | 0 | 0 | 0 | 0 | 0 | 0 | 1450 | 0 | 0 | 0 | 0 | 0 | 0 | 0 | 0 | 0 | 0 | 0 | 0 | 0 | 0 | 0 | 0 | 0 | 0 |  | 3455 | 1450-303 | [40 empty] | 0 | 0 | 0 |  |  |  | 0 | 5000000
1450-304F | 0 | 0 | 0 | 0 | 0% | 0% | 0% | 0 | 0 | 0 | 0 | 0 | 0 | 0 | 0 | 1450 | 0 | 0 | 0 | 0 | 0 | 0 | 0 | 0 | 0 | 0 | 0 | 0 | 0 | 0 | 0 | 0 | 0 | 0 |  | 3456 | 1450-304F | [40 empty] | 0 | 0 | 0 |  |  |  | 0 | 5000000
1446-13F | 0 | 0 | 0 | 0 | 0% | 0% | 0% | 0 | 0 | 0 | 0 | 0 | 0 | 0 | 0 | 1446 | 0 | 0 | 0 | 0 | 0 | 0 | 0 | 0 | 0 | 0 | 0 | 0 | 0 | 0 | 0 | 0 | 0 | 0 |  | 3457 | 1446-13F | [40 empty] | 0 | 0 | 0 |  |  |  | 0 | 5000000
1445-4F | 0 | 0 | 0 | 0 | 0% | 0% | 0% | 0 | 0 | 0 | 0 | 0 | 0 | 0 | 0 | 1445 | 0 | 0 | 0 | 0 | 0 | 0 | 0 | 0 | 0 | 0 | 0 | 0 | 0 | 0 | 0 | 0 | 0 | 0 |  | 3458 | 1445-4F | [40 empty] | 0 | 0 | 0 |  |  |  | 0 | 5000000
1436-38 | 0 | 0 | 0 | 0 | 0% | 0% | 0% | 0 | 0 | 0 | 0 | 0 | 0 | 0 | 0 | 1436 | 0 | 0 | 0 | 0 | 0 | 0 | 0 | 0 | 0 | 0 | 0 | 0 | 0 | 0 | 0 | 0 | 0 | 0 |  | 3459 | 1436-38 | [40 empty] | 0 | 0 | 0 |  |  |  | 0 | 5000000
1445-3F | 0 | 0 | 0 | 0 | 0% | 0% | 0% | 0 | 0 | 0 | 0 | 0 | 0 | 0 | 0 | 1445 | 0 | 0 | 0 | 0 | 0 | 0 | 0 | 0 | 0 | 0 | 0 | 0 | 0 | 0 | 0 | 0 | 0 | 0 |  | 3460 | 1445-3F | [40 empty] | 0 | 0 | 0 |  |  |  | 0 | 5000000
1436-39F | 0 | 0 | 0 | 0 | 0% | 0% | 0% | 0 | 0 | 0 | 0 | 0 | 0 | 0 | 0 | 1436 | 0 | 0 | 0 | 0 | 0 | 0 | 0 | 0 | 0 | 0 | 0 | 0 | 0 | 0 | 0 | 0 | 0 | 0 |  | 3461 | 1436-39F | [40 empty] | 0 | 0 | 0 |  |  |  | 0 | 5000000
1437-3F | 0 | 0 | 0 | 0 | 0% | 0% | 0% | 0 | 0 | 0 | 0 | 0 | 0 | 0 | 0 | 1437 | 0 | 0 | 0 | 0 | 0 | 0 | 0 | 0 | 0 | 0 | 0 | 0 | 0 | 0 | 0 | 0 | 0 | 0 |  | 3462 | 1437-3F | [40 empty] | 0 | 0 | 0 |  |  |  | 0 | 5000000
1437-4 | 0 | 0 | 0 | 0 | 0% | 0% | 0% | 0 | 0 | 0 | 0 | 0 | 0 | 0 | 0 | 1437 | 0 | 0 | 0 | 0 | 0 | 0 | 0 | 0 | 0 | 0 | 0 | 0 | 0 | 0 | 0 | 0 | 0 | 0 |  | 3463 | 1437-4 | [40 empty] | 0 | 0 | 0 |  |  |  | 0 | 5000000
1437-5F | 0 | 0 | 0 | 0 | 0% | 0% | 0% | 0 | 0 | 0 | 0 | 0 | 0 | 0 | 0 | 1437 | 0 | 0 | 0 | 0 | 0 | 0 | 0 | 0 | 0 | 0 | 0 | 0 | 0 | 0 | 0 | 0 | 0 | 0 |  | 3464 | 1437-5F | [40 empty] | 0 | 0 | 0 |  |  |  | 0 | 5000000
1437-6F | 0 | 0 | 0 | 0 | 0% | 0% | 0% | 0 | 0 | 0 | 0 | 0 | 0 | 0 | 0 | 1437 | 0 | 0 | 0 | 0 | 0 | 0 | 0 | 0 | 0 | 0 | 0 | 0 | 0 | 0 | 0 | 0 | 0 | 0 |  | 3465 | 1437-6F | [40 empty] | 0 | 0 | 0 |  |  |  | 0 | 5000000
1438-318 | 0 | 0 | 0 | 0 | 0% | 0% | 0% | 0 | 0 | 0 | 0 | 0 | 0 | 0 | 0 | 1438 | 0 | 0 | 0 | 0 | 0 | 0 | 0 | 0 | 0 | 0 | 0 | 0 | 0 | 0 | 0 | 0 | 0 | 0 |  | 3466 | 1438-318 | [40 empty] | 0 | 0 | 0 |  |  |  | 0 | 5000000
1438-330 | 0 | 0 | 0 | 0 | 0% | 0% | 0% | 0 | 0 | 0 | 0 | 0 | 0 | 0 | 0 | 1438 | 0 | 0 | 0 | 0 | 0 | 0 | 0 | 0 | 0 | 0 | 0 | 0 | 0 | 0 | 0 | 0 | 0 | 0 |  | 3467 | 1438-330 | [40 empty] | 0 | 0 | 0 |  |  |  | 0 | 5000000
1438-332F | 0 | 0 | 0 | 0 | 0% | 0% | 0% | 0 | 0 | 0 | 0 | 0 | 0 | 0 | 0 | 1438 | 0 | 0 | 0 | 0 | 0 | 0 | 0 | 0 | 0 | 0 | 0 | 0 | 0 | 0 | 0 | 0 | 0 | 0 |  | 3468 | 1438-332F | [40 empty] | 0 | 0 | 0 |  |  |  | 0 | 5000000
1439-18F | 0 | 0 | 0 | 0 | 0% | 0% | 0% | 0 | 0 | 0 | 0 | 0 | 0 | 0 | 0 | 1439 | 0 | 0 | 0 | 0 | 0 | 0 | 0 | 0 | 0 | 0 | 0 | 0 | 0 | 0 | 0 | 0 | 0 | 0 |  | 3469 | 1439-18F | [40 empty] | 0 | 0 | 0 |  |  |  | 0 | 5000000
1439-19 | 0 | 0 | 0 | 0 | 0% | 0% | 0% | 0 | 0 | 0 | 0 | 0 | 0 | 0 | 0 | 1439 | 0 | 0 | 0 | 0 | 0 | 0 | 0 | 0 | 0 | 0 | 0 | 0 | 0 | 0 | 0 | 0 | 0 | 0 |  | 3470 | 1439-19 | [40 empty] | 0 | 0 | 0 |  |  |  | 0 | 5000000
1439-20F | 0 | 0 | 0 | 0 | 0% | 0% | 0% | 0 | 0 | 0 | 0 | 0 | 0 | 0 | 0 | 1439 | 0 | 0 | 0 | 0 | 0 | 0 | 0 | 0 | 0 | 0 | 0 | 0 | 0 | 0 | 0 | 0 | 0 | 0 |  | 3471 | 1439-20F | [40 empty] | 0 | 0 | 0 |  |  |  | 0 | 5000000
1439-21F | 0 | 0 | 0 | 0 | 0% | 0% | 0% | 0 | 0 | 0 | 0 | 0 | 0 | 0 | 0 | 1439 | 0 | 0 | 0 | 0 | 0 | 0 | 0 | 0 | 0 | 0 | 0 | 0 | 0 | 0 | 0 | 0 | 0 | 0 |  | 3472 | 1439-21F | [40 empty] | 0 | 0 | 0 |  |  |  | 0 | 5000000
1439-30 | 0 | 0 | 0 | 0 | 0% | 0% | 0% | 0 | 0 | 0 | 0 | 0 | 0 | 0 | 0 | 1439 | 0 | 0 | 0 | 0 | 0 | 0 | 0 | 0 | 0 | 0 | 0 | 0 | 0 | 0 | 0 | 0 | 0 | 0 |  | 3473 | 1439-30 | [40 empty] | 0 | 0 | 0 |  |  |  | 0 | 5000000
144-30AE | 14640.686 | 0 | 14640.686 | 0 | 0% | 100% | 0% | 2329.2874 | 4859.0883 | 4.845 | 2086.7964 | 237.6461 | 10.107 | 4353.2317 | 495.7495 | 144 | 0.0060944 | 0.0060944 | 0.0060944 | 2402317.8576 | 30.4528 | 13116.5139 | 1493.7192 | 4996.8576 | 2152224 | 245097 | 2020116.5917 | 4201.8732 | 1809811.8855 | 206102.833 | 1605014.0618 | 3338.4536 | 1437923.7007 | 163751.9075 |  | 3474 | 144-30AE | 14640.686 | 12311.3986 | 9781.5977 | 0 | 0 | 0 | 14640.686 | 12311.3986 | 9781.5977 | 0 | 30.4528 | 25.6079 | 20.3459 | 0 | 0 | 0 | 30.4528 | 25.6079 | 20.3459 | 0 | 1493.7192 | 1256.0731 | 997.9696 | 0 | 0 | 0 | 1493.7192 | 1256.0731 | 997.9696 | 0 | 13116.5139 | 11029.7176 | 8763.2822 | 0 | 0 | 0 | 13116.5139 | 11029.7176 | 8763.2822 | 0 | 0 | 0 | 0 | 0.0060944 | 0.0060944 | 0.0060944 | 0 | 5000000
144-36 | 0 | 0 | 0 | 0 | 0% | 0% | 0% | 0 | 0 | 0 | 0 | 0 | 0 | 0 | 0 | 144 | 0 | 0 | 0 | 0 | 0 | 0 | 0 | 0 | 0 | 0 | 0 | 0 | 0 | 0 | 0 | 0 | 0 | 0 |  | 3475 | 144-36 | [40 empty] | 0 | 0 | 0 |  |  |  | 0 | 5000000
144-443F | 439.4787 | 0 | 439.4787 | 0 | 0% | 100% | 0% | 69.9389 | 145.8526 | 0.17622 | 55.0585 | 14.7042 | 0.3675 | 114.8205 | 30.6646 | 144 | 0.0060856 | 0.0060856 | 0.0060856 | 72216.1584 | 1.1073 | 345.9737 | 92.3977 | 181.9584 | 56851.2 | 15183 | 60723.6281 | 153.0014 | 47803.86 | 12766.7667 | 48249.3239 | 121.5707 | 37983.6317 | 10144.1215 |  | 3476 | 144-443F | 439.4787 | 369.5397 | 293.6261 | 0 | 0 | 0 | 439.4787 | 369.5397 | 293.6261 | 0 | 1.1073 | 0.93111 | 0.73983 | 0 | 0 | 0 | 1.1073 | 0.93111 | 0.73983 | 0 | 92.3977 | 77.6934 | 61.7331 | 0 | 0 | 0 | 92.3977 | 77.6934 | 61.7331 | 0 | 345.9737 | 290.9152 | 231.1532 | 0 | 0 | 0 | 345.9737 | 290.9152 | 231.1532 | 0 | 0 | 0 | 0 | 0.0060856 | 0.0060856 | 0.0060856 | 0 | 5000000
144-444 | 0 | 0 | 0 | 0 | 0% | 0% | 0% | 0 | 0 | 0 | 0 | 0 | 0 | 0 | 0 | 144 | 0 | 0 | 0 | 0 | 0 | 0 | 0 | 0 | 0 | 0 | 0 | 0 | 0 | 0 | 0 | 0 | 0 | 0 |  | 3477 | 144-444 | [40 empty] | 0 | 0 | 0 |  |  |  | 0 | 5000000
1442-1 | 0 | 0 | 0 | 0 | 0% | 0% | 0% | 0 | 0 | 0 | 0 | 0 | 0 | 0 | 0 | 1442 | 0 | 0 | 0 | 0 | 0 | 0 | 0 | 0 | 0 | 0 | 0 | 0 | 0 | 0 | 0 | 0 | 0 | 0 |  | 3478 | 1442-1 | [40 empty] | 0 | 0 | 0 |  |  |  | 0 | 5000000
1442-3AE | 0 | 0 | 0 | 0 | 0% | 0% | 0% | 0 | 0 | 0 | 0 | 0 | 0 | 0 | 0 | 1442 | 0 | 0 | 0 | 0 | 0 | 0 | 0 | 0 | 0 | 0 | 0 | 0 | 0 | 0 | 0 | 0 | 0 | 0 |  | 3479 | 1442-3AE | [40 empty] | 0 | 0 | 0 |  |  |  | 0 | 5000000
1444-1 | 0 | 0 | 0 | 0 | 0% | 0% | 0% | 0 | 0 | 0 | 0 | 0 | 0 | 0 | 0 | 1444 | 0 | 0 | 0 | 0 | 0 | 0 | 0 | 0 | 0 | 0 | 0 | 0 | 0 | 0 | 0 | 0 | 0 | 0 |  | 3480 | 1444-1 | [40 empty] | 0 | 0 | 0 |  |  |  | 0 | 5000000
1444-2 | 0 | 0 | 0 | 0 | 0% | 0% | 0% | 0 | 0 | 0 | 0 | 0 | 0 | 0 | 0 | 1444 | 0 | 0 | 0 | 0 | 0 | 0 | 0 | 0 | 0 | 0 | 0 | 0 | 0 | 0 | 0 | 0 | 0 | 0 |  | 3481 | 1444-2 | [40 empty] | 0 | 0 | 0 |  |  |  | 0 | 5000000
1444-310F | 0 | 0 | 0 | 0 | 0% | 0% | 0% | 0 | 0 | 0 | 0 | 0 | 0 | 0 | 0 | 1444 | 0 | 0 | 0 | 0 | 0 | 0 | 0 | 0 | 0 | 0 | 0 | 0 | 0 | 0 | 0 | 0 | 0 | 0 |  | 3482 | 1444-310F | [40 empty] | 0 | 0 | 0 |  |  |  | 0 | 5000000
1444-311F | 0 | 0 | 0 | 0 | 0% | 0% | 0% | 0 | 0 | 0 | 0 | 0 | 0 | 0 | 0 | 1444 | 0 | 0 | 0 | 0 | 0 | 0 | 0 | 0 | 0 | 0 | 0 | 0 | 0 | 0 | 0 | 0 | 0 | 0 |  | 3483 | 1444-311F | [40 empty] | 0 | 0 | 0 |  |  |  | 0 | 5000000
1444-313 | 0 | 0 | 0 | 0 | 0% | 0% | 0% | 0 | 0 | 0 | 0 | 0 | 0 | 0 | 0 | 1444 | 0 | 0 | 0 | 0 | 0 | 0 | 0 | 0 | 0 | 0 | 0 | 0 | 0 | 0 | 0 | 0 | 0 | 0 |  | 3484 | 1444-313 | [40 empty] | 0 | 0 | 0 |  |  |  | 0 | 5000000
1445-1 | 0 | 0 | 0 | 0 | 0% | 0% | 0% | 0 | 0 | 0 | 0 | 0 | 0 | 0 | 0 | 1445 | 0 | 0 | 0 | 0 | 0 | 0 | 0 | 0 | 0 | 0 | 0 | 0 | 0 | 0 | 0 | 0 | 0 | 0 |  | 3485 | 1445-1 | [40 empty] | 0 | 0 | 0 |  |  |  | 0 | 5000000
1445-2F | 0 | 0 | 0 | 0 | 0% | 0% | 0% | 0 | 0 | 0 | 0 | 0 | 0 | 0 | 0 | 1445 | 0 | 0 | 0 | 0 | 0 | 0 | 0 | 0 | 0 | 0 | 0 | 0 | 0 | 0 | 0 | 0 | 0 | 0 |  | 3486 | 1445-2F | [40 empty] | 0 | 0 | 0 |  |  |  | 0 | 5000000
1445-309 | 0 | 0 | 0 | 0 | 0% | 0% | 0% | 0 | 0 | 0 | 0 | 0 | 0 | 0 | 0 | 1445 | 0 | 0 | 0 | 0 | 0 | 0 | 0 | 0 | 0 | 0 | 0 | 0 | 0 | 0 | 0 | 0 | 0 | 0 |  | 3487 | 1445-309 | [40 empty] | 0 | 0 | 0 |  |  |  | 0 | 5000000
1445-310F | 0 | 0 | 0 | 0 | 0% | 0% | 0% | 0 | 0 | 0 | 0 | 0 | 0 | 0 | 0 | 1445 | 0 | 0 | 0 | 0 | 0 | 0 | 0 | 0 | 0 | 0 | 0 | 0 | 0 | 0 | 0 | 0 | 0 | 0 |  | 3488 | 1445-310F | [40 empty] | 0 | 0 | 0 |  |  |  | 0 | 5000000
1445-311F | 0 | 0 | 0 | 0 | 0% | 0% | 0% | 0 | 0 | 0 | 0 | 0 | 0 | 0 | 0 | 1445 | 0 | 0 | 0 | 0 | 0 | 0 | 0 | 0 | 0 | 0 | 0 | 0 | 0 | 0 | 0 | 0 | 0 | 0 |  | 3489 | 1445-311F | [40 empty] | 0 | 0 | 0 |  |  |  | 0 | 5000000
182-2239 | 0 | 0 | 0 | 0 | 0% | 0% | 0% | 0 | 0 | 0 | 0 | 0 | 0 | 0 | 0 | 182 | 0 | 0 | 0 | 0 | 0 | 0 | 0 | 0 | 0 | 0 | 0 | 0 | 0 | 0 | 0 | 0 | 0 | 0 |  | 3490 | 182-2239 | [40 empty] | 0 | 0 | 0 |  |  |  | 0 | 5000000
182-2243F | 206570.9406 | 0 | 206570.9406 | 0 | 0% | 100% | 0% | 10484.1985 | 21802.653 | 13.7932 | 9471.0407 | 999.3646 | 28.684 | 19695.7176 | 2078.2514 | 182 | 0.098482 | 0.098482 | 0.098482 | 2097558.7375 | 271.7692 | 186608.616 | 19690.5554 | 2759.5934 | 1894857.6793 | 199941.4648 | 1991100.2871 | 2619.5344 | 1798687.0174 | 189793.7354 | 1876170.6503 | 2468.3305 | 1694863.7961 | 178838.5237 |  | 3491 | 182-2243F | 206570.9406 | 196086.742 | 184768.2875 | 0 | 0 | 0 | 206570.9406 | 196086.742 | 184768.2875 | 0 | 271.7692 | 257.9759 | 243.0851 | 0 | 0 | 0 | 271.7692 | 257.9759 | 243.0851 | 0 | 19690.5554 | 18691.1907 | 17612.304 | 0 | 0 | 0 | 19690.5554 | 18691.1907 | 17612.304 | 0 | 186608.616 | 177137.5754 | 166912.8984 | 0 | 0 | 0 | 186608.616 | 177137.5754 | 166912.8984 | 0 | 0 | 0 | 0 | 0.098482 | 0.098482 | 0.098482 | 0 | 5000000
271-47 | 0 | 0 | 0 | 0 | 0% | 0% | 0% | 0 | 0 | 0 | 0 | 0 | 0 | 0 | 0 | 271 | 0 | 0 | 0 | 0 | 0 | 0 | 0 | 0 | 0 | 0 | 0 | 0 | 0 | 0 | 0 | 0 | 0 | 0 |  | 3492 | 271-47 | [40 empty] | 0 | 0 | 0 |  |  |  | 0 | 5000000
267-1240 | 0 | 0 | 0 | 0 | 0% | 0% | 0% | 0 | 0 | 0 | 0 | 0 | 0 | 0 | 0 | 267 | 0 | 0 | 0 | 0 | 0 | 0 | 0 | 0 | 0 | 0 | 0 | 0 | 0 | 0 | 0 | 0 | 0 | 0 |  | 3493 | 267-1240 | [40 empty] | 0 | 0 | 0 |  |  |  | 0 | 5000000
267-1241 | 0 | 0 | 0 | 0 | 0% | 0% | 0% | 0 | 0 | 0 | 0 | 0 | 0 | 0 | 0 | 267 | 0 | 0 | 0 | 0 | 0 | 0 | 0 | 0 | 0 | 0 | 0 | 0 | 0 | 0 | 0 | 0 | 0 | 0 |  | 3494 | 267-1241 | [40 empty] | 0 | 0 | 0 |  |  |  | 0 | 5000000
267-1242 | 0 | 0 | 0 | 0 | 0% | 0% | 0% | 0 | 0 | 0 | 0 | 0 | 0 | 0 | 0 | 267 | 0 | 0 | 0 | 0 | 0 | 0 | 0 | 0 | 0 | 0 | 0 | 0 | 0 | 0 | 0 | 0 | 0 | 0 |  | 3495 | 267-1242 | [40 empty] | 0 | 0 | 0 |  |  |  | 0 | 5000000
268-12 | 0 | 0 | 0 | 0 | 0% | 0% | 0% | 0 | 0 | 0 | 0 | 0 | 0 | 0 | 0 | 268 | 0 | 0 | 0 | 0 | 0 | 0 | 0 | 0 | 0 | 0 | 0 | 0 | 0 | 0 | 0 | 0 | 0 | 0 |  | 3496 | 268-12 | [40 empty] | 0 | 0 | 0 |  |  |  | 0 | 5000000
268-13F | 0 | 0 | 0 | 0 | 0% | 0% | 0% | 0 | 0 | 0 | 0 | 0 | 0 | 0 | 0 | 268 | 0 | 0 | 0 | 0 | 0 | 0 | 0 | 0 | 0 | 0 | 0 | 0 | 0 | 0 | 0 | 0 | 0 | 0 |  | 3497 | 268-13F | [40 empty] | 0 | 0 | 0 |  |  |  | 0 | 5000000
268-14F | 0 | 0 | 0 | 0 | 0% | 0% | 0% | 0 | 0 | 0 | 0 | 0 | 0 | 0 | 0 | 268 | 0 | 0 | 0 | 0 | 0 | 0 | 0 | 0 | 0 | 0 | 0 | 0 | 0 | 0 | 0 | 0 | 0 | 0 |  | 3498 | 268-14F | [40 empty] | 0 | 0 | 0 |  |  |  | 0 | 5000000
268-7F | 0 | 0 | 0 | 0 | 0% | 0% | 0% | 0 | 0 | 0 | 0 | 0 | 0 | 0 | 0 | 268 | 0 | 0 | 0 | 0 | 0 | 0 | 0 | 0 | 0 | 0 | 0 | 0 | 0 | 0 | 0 | 0 | 0 | 0 |  | 3499 | 268-7F | [40 empty] | 0 | 0 | 0 |  |  |  | 0 | 5000000
269-18F | 0 | 0 | 0 | 0 | 0% | 0% | 0% | 0 | 0 | 0 | 0 | 0 | 0 | 0 | 0 | 269 | 0 | 0 | 0 | 0 | 0 | 0 | 0 | 0 | 0 | 0 | 0 | 0 | 0 | 0 | 0 | 0 | 0 | 0 |  | 3500 | 269-18F | [40 empty] | 0 | 0 | 0 |  |  |  | 0 | 5000000
269-19 | 0 | 0 | 0 | 0 | 0% | 0% | 0% | 0 | 0 | 0 | 0 | 0 | 0 | 0 | 0 | 269 | 0 | 0 | 0 | 0 | 0 | 0 | 0 | 0 | 0 | 0 | 0 | 0 | 0 | 0 | 0 | 0 | 0 | 0 |  | 3501 | 269-19 | [40 empty] | 0 | 0 | 0 |  |  |  | 0 | 5000000
269-391F | 0 | 0 | 0 | 0 | 0% | 0% | 0% | 0 | 0 | 0 | 0 | 0 | 0 | 0 | 0 | 269 | 0 | 0 | 0 | 0 | 0 | 0 | 0 | 0 | 0 | 0 | 0 | 0 | 0 | 0 | 0 | 0 | 0 | 0 |  | 3502 | 269-391F | [40 empty] | 0 | 0 | 0 |  |  |  | 0 | 5000000
269-41F | 0 | 0 | 0 | 0 | 0% | 0% | 0% | 0 | 0 | 0 | 0 | 0 | 0 | 0 | 0 | 269 | 0 | 0 | 0 | 0 | 0 | 0 | 0 | 0 | 0 | 0 | 0 | 0 | 0 | 0 | 0 | 0 | 0 | 0 |  | 3503 | 269-41F | [40 empty] | 0 | 0 | 0 |  |  |  | 0 | 5000000
269-829F | 0 | 0 | 0 | 0 | 0% | 0% | 0% | 0 | 0 | 0 | 0 | 0 | 0 | 0 | 0 | 269 | 0 | 0 | 0 | 0 | 0 | 0 | 0 | 0 | 0 | 0 | 0 | 0 | 0 | 0 | 0 | 0 | 0 | 0 |  | 3504 | 269-829F | [40 empty] | 0 | 0 | 0 |  |  |  | 0 | 5000000
269-831 | 0 | 0 | 0 | 0 | 0% | 0% | 0% | 0 | 0 | 0 | 0 | 0 | 0 | 0 | 0 | 269 | 0 | 0 | 0 | 0 | 0 | 0 | 0 | 0 | 0 | 0 | 0 | 0 | 0 | 0 | 0 | 0 | 0 | 0 |  | 3505 | 269-831 | [40 empty] | 0 | 0 | 0 |  |  |  | 0 | 5000000
271-48F | 0 | 0 | 0 | 0 | 0% | 0% | 0% | 0 | 0 | 0 | 0 | 0 | 0 | 0 | 0 | 271 | 0 | 0 | 0 | 0 | 0 | 0 | 0 | 0 | 0 | 0 | 0 | 0 | 0 | 0 | 0 | 0 | 0 | 0 |  | 3506 | 271-48F | [40 empty] | 0 | 0 | 0 |  |  |  | 0 | 5000000
182-2244 | 0 | 0 | 0 | 0 | 0% | 0% | 0% | 0 | 0 | 0 | 0 | 0 | 0 | 0 | 0 | 182 | 0 | 0 | 0 | 0 | 0 | 0 | 0 | 0 | 0 | 0 | 0 | 0 | 0 | 0 | 0 | 0 | 0 | 0 |  | 3507 | 182-2244 | [40 empty] | 0 | 0 | 0 |  |  |  | 0 | 5000000
271-49F | 0 | 0 | 0 | 0 | 0% | 0% | 0% | 0 | 0 | 0 | 0 | 0 | 0 | 0 | 0 | 271 | 0 | 0 | 0 | 0 | 0 | 0 | 0 | 0 | 0 | 0 | 0 | 0 | 0 | 0 | 0 | 0 | 0 | 0 |  | 3508 | 271-49F | [40 empty] | 0 | 0 | 0 |  |  |  | 0 | 5000000
271-50F | 0 | 0 | 0 | 0 | 0% | 0% | 0% | 0 | 0 | 0 | 0 | 0 | 0 | 0 | 0 | 271 | 0 | 0 | 0 | 0 | 0 | 0 | 0 | 0 | 0 | 0 | 0 | 0 | 0 | 0 | 0 | 0 | 0 | 0 |  | 3509 | 271-50F | [40 empty] | 0 | 0 | 0 |  |  |  | 0 | 5000000
271-70 | 0 | 0 | 0 | 0 | 0% | 0% | 0% | 0 | 0 | 0 | 0 | 0 | 0 | 0 | 0 | 271 | 0 | 0 | 0 | 0 | 0 | 0 | 0 | 0 | 0 | 0 | 0 | 0 | 0 | 0 | 0 | 0 | 0 | 0 |  | 3510 | 271-70 | [40 empty] | 0 | 0 | 0 |  |  |  | 0 | 5000000
271-71F | 0 | 0 | 0 | 0 | 0% | 0% | 0% | 0 | 0 | 0 | 0 | 0 | 0 | 0 | 0 | 271 | 0 | 0 | 0 | 0 | 0 | 0 | 0 | 0 | 0 | 0 | 0 | 0 | 0 | 0 | 0 | 0 | 0 | 0 |  | 3511 | 271-71F | [40 empty] | 0 | 0 | 0 |  |  |  | 0 | 5000000
271-72 | 0 | 0 | 0 | 0 | 0% | 0% | 0% | 0 | 0 | 0 | 0 | 0 | 0 | 0 | 0 | 271 | 0 | 0 | 0 | 0 | 0 | 0 | 0 | 0 | 0 | 0 | 0 | 0 | 0 | 0 | 0 | 0 | 0 | 0 |  | 3512 | 271-72 | [40 empty] | 0 | 0 | 0 |  |  |  | 0 | 5000000
271-93F | 0 | 0 | 0 | 0 | 0% | 0% | 0% | 0 | 0 | 0 | 0 | 0 | 0 | 0 | 0 | 271 | 0 | 0 | 0 | 0 | 0 | 0 | 0 | 0 | 0 | 0 | 0 | 0 | 0 | 0 | 0 | 0 | 0 | 0 |  | 3513 | 271-93F | [40 empty] | 0 | 0 | 0 |  |  |  | 0 | 5000000
272-168 | 0 | 0 | 0 | 0 | 0% | 0% | 0% | 0 | 0 | 0 | 0 | 0 | 0 | 0 | 0 | 272 | 0 | 0 | 0 | 0 | 0 | 0 | 0 | 0 | 0 | 0 | 0 | 0 | 0 | 0 | 0 | 0 | 0 | 0 |  | 3514 | 272-168 | [40 empty] | 0 | 0 | 0 |  |  |  | 0 | 5000000
272-169F | 0 | 0 | 0 | 0 | 0% | 0% | 0% | 0 | 0 | 0 | 0 | 0 | 0 | 0 | 0 | 272 | 0 | 0 | 0 | 0 | 0 | 0 | 0 | 0 | 0 | 0 | 0 | 0 | 0 | 0 | 0 | 0 | 0 | 0 |  | 3515 | 272-169F | [40 empty] | 0 | 0 | 0 |  |  |  | 0 | 5000000
272-170F | 0 | 0 | 0 | 0 | 0% | 0% | 0% | 0 | 0 | 0 | 0 | 0 | 0 | 0 | 0 | 272 | 0 | 0 | 0 | 0 | 0 | 0 | 0 | 0 | 0 | 0 | 0 | 0 | 0 | 0 | 0 | 0 | 0 | 0 |  | 3516 | 272-170F | [40 empty] | 0 | 0 | 0 |  |  |  | 0 | 5000000
273-190 | 0 | 0 | 0 | 0 | 0% | 0% | 0% | 0 | 0 | 0 | 0 | 0 | 0 | 0 | 0 | 273 | 0 | 0 | 0 | 0 | 0 | 0 | 0 | 0 | 0 | 0 | 0 | 0 | 0 | 0 | 0 | 0 | 0 | 0 |  | 3517 | 273-190 | [40 empty] | 0 | 0 | 0 |  |  |  | 0 | 5000000
273-194AE | 0 | 0 | 0 | 0 | 0% | 0% | 0% | 0 | 0 | 0 | 0 | 0 | 0 | 0 | 0 | 273 | 0 | 0 | 0 | 0 | 0 | 0 | 0 | 0 | 0 | 0 | 0 | 0 | 0 | 0 | 0 | 0 | 0 | 0 |  | 3518 | 273-194AE | [40 empty] | 0 | 0 | 0 |  |  |  | 0 | 5000000
273-195F | 0 | 0 | 0 | 0 | 0% | 0% | 0% | 0 | 0 | 0 | 0 | 0 | 0 | 0 | 0 | 273 | 0 | 0 | 0 | 0 | 0 | 0 | 0 | 0 | 0 | 0 | 0 | 0 | 0 | 0 | 0 | 0 | 0 | 0 |  | 3519 | 273-195F | [40 empty] | 0 | 0 | 0 |  |  |  | 0 | 5000000
273-196F | 0 | 0 | 0 | 0 | 0% | 0% | 0% | 0 | 0 | 0 | 0 | 0 | 0 | 0 | 0 | 273 | 0 | 0 | 0 | 0 | 0 | 0 | 0 | 0 | 0 | 0 | 0 | 0 | 0 | 0 | 0 | 0 | 0 | 0 |  | 3520 | 273-196F | [40 empty] | 0 | 0 | 0 |  |  |  | 0 | 5000000
273-197 | 0 | 0 | 0 | 0 | 0% | 0% | 0% | 0 | 0 | 0 | 0 | 0 | 0 | 0 | 0 | 273 | 0 | 0 | 0 | 0 | 0 | 0 | 0 | 0 | 0 | 0 | 0 | 0 | 0 | 0 | 0 | 0 | 0 | 0 |  | 3521 | 273-197 | [40 empty] | 0 | 0 | 0 |  |  |  | 0 | 5000000
267-1239 | 0 | 0 | 0 | 0 | 0% | 0% | 0% | 0 | 0 | 0 | 0 | 0 | 0 | 0 | 0 | 267 | 0 | 0 | 0 | 0 | 0 | 0 | 0 | 0 | 0 | 0 | 0 | 0 | 0 | 0 | 0 | 0 | 0 | 0 |  | 3522 | 267-1239 | [40 empty] | 0 | 0 | 0 |  |  |  | 0 | 5000000
267-1226 | 0 | 0 | 0 | 0 | 0% | 0% | 0% | 0 | 0 | 0 | 0 | 0 | 0 | 0 | 0 | 267 | 0 | 0 | 0 | 0 | 0 | 0 | 0 | 0 | 0 | 0 | 0 | 0 | 0 | 0 | 0 | 0 | 0 | 0 |  | 3523 | 267-1226 | [40 empty] | 0 | 0 | 0 |  |  |  | 0 | 5000000
267-1224F | 0 | 0 | 0 | 0 | 0% | 0% | 0% | 0 | 0 | 0 | 0 | 0 | 0 | 0 | 0 | 267 | 0 | 0 | 0 | 0 | 0 | 0 | 0 | 0 | 0 | 0 | 0 | 0 | 0 | 0 | 0 | 0 | 0 | 0 |  | 3524 | 267-1224F | [40 empty] | 0 | 0 | 0 |  |  |  | 0 | 5000000
267-1223F | 0 | 0 | 0 | 0 | 0% | 0% | 0% | 0 | 0 | 0 | 0 | 0 | 0 | 0 | 0 | 267 | 0 | 0 | 0 | 0 | 0 | 0 | 0 | 0 | 0 | 0 | 0 | 0 | 0 | 0 | 0 | 0 | 0 | 0 |  | 3525 | 267-1223F | [40 empty] | 0 | 0 | 0 |  |  |  | 0 | 5000000
254-201 | 0 | 0 | 0 | 0 | 0% | 0% | 0% | 0 | 0 | 0 | 0 | 0 | 0 | 0 | 0 | 254 | 0 | 0 | 0 | 0 | 0 | 0 | 0 | 0 | 0 | 0 | 0 | 0 | 0 | 0 | 0 | 0 | 0 | 0 |  | 3526 | 254-201 | [40 empty] | 0 | 0 | 0 |  |  |  | 0 | 5000000
254-202 | 0 | 0 | 0 | 0 | 0% | 0% | 0% | 0 | 0 | 0 | 0 | 0 | 0 | 0 | 0 | 254 | 0 | 0 | 0 | 0 | 0 | 0 | 0 | 0 | 0 | 0 | 0 | 0 | 0 | 0 | 0 | 0 | 0 | 0 |  | 3527 | 254-202 | [40 empty] | 0 | 0 | 0 |  |  |  | 0 | 5000000
254-272 | 0 | 0 | 0 | 0 | 0% | 0% | 0% | 0 | 0 | 0 | 0 | 0 | 0 | 0 | 0 | 254 | 0 | 0 | 0 | 0 | 0 | 0 | 0 | 0 | 0 | 0 | 0 | 0 | 0 | 0 | 0 | 0 | 0 | 0 |  | 3528 | 254-272 | [40 empty] | 0 | 0 | 0 |  |  |  | 0 | 5000000
254-273F | 0 | 0 | 0 | 0 | 0% | 0% | 0% | 0 | 0 | 0 | 0 | 0 | 0 | 0 | 0 | 254 | 0 | 0 | 0 | 0 | 0 | 0 | 0 | 0 | 0 | 0 | 0 | 0 | 0 | 0 | 0 | 0 | 0 | 0 |  | 3529 | 254-273F | [40 empty] | 0 | 0 | 0 |  |  |  | 0 | 5000000
254-293F | 0 | 0 | 0 | 0 | 0% | 0% | 0% | 0 | 0 | 0 | 0 | 0 | 0 | 0 | 0 | 254 | 0 | 0 | 0 | 0 | 0 | 0 | 0 | 0 | 0 | 0 | 0 | 0 | 0 | 0 | 0 | 0 | 0 | 0 |  | 3530 | 254-293F | [40 empty] | 0 | 0 | 0 |  |  |  | 0 | 5000000
255-44 | 0 | 0 | 0 | 0 | 0% | 0% | 0% | 0 | 0 | 0 | 0 | 0 | 0 | 0 | 0 | 255 | 0 | 0 | 0 | 0 | 0 | 0 | 0 | 0 | 0 | 0 | 0 | 0 | 0 | 0 | 0 | 0 | 0 | 0 |  | 3531 | 255-44 | [40 empty] | 0 | 0 | 0 |  |  |  | 0 | 5000000
256-38 | 0 | 0 | 0 | 0 | 0% | 0% | 0% | 0 | 0 | 0 | 0 | 0 | 0 | 0 | 0 | 256 | 0 | 0 | 0 | 0 | 0 | 0 | 0 | 0 | 0 | 0 | 0 | 0 | 0 | 0 | 0 | 0 | 0 | 0 |  | 3532 | 256-38 | [40 empty] | 0 | 0 | 0 |  |  |  | 0 | 5000000
257-30 | 0 | 0 | 0 | 0 | 0% | 0% | 0% | 0 | 0 | 0 | 0 | 0 | 0 | 0 | 0 | 257 | 0 | 0 | 0 | 0 | 0 | 0 | 0 | 0 | 0 | 0 | 0 | 0 | 0 | 0 | 0 | 0 | 0 | 0 |  | 3533 | 257-30 | [40 empty] | 0 | 0 | 0 |  |  |  | 0 | 5000000
257-42 | 0 | 0 | 0 | 0 | 0% | 0% | 0% | 0 | 0 | 0 | 0 | 0 | 0 | 0 | 0 | 257 | 0 | 0 | 0 | 0 | 0 | 0 | 0 | 0 | 0 | 0 | 0 | 0 | 0 | 0 | 0 | 0 | 0 | 0 |  | 3534 | 257-42 | [40 empty] | 0 | 0 | 0 |  |  |  | 0 | 5000000
257-43AE | 0 | 0 | 0 | 0 | 0% | 0% | 0% | 0 | 0 | 0 | 0 | 0 | 0 | 0 | 0 | 257 | 0 | 0 | 0 | 0 | 0 | 0 | 0 | 0 | 0 | 0 | 0 | 0 | 0 | 0 | 0 | 0 | 0 | 0 |  | 3535 | 257-43AE | [40 empty] | 0 | 0 | 0 |  |  |  | 0 | 5000000
257-44AE | 0 | 0 | 0 | 0 | 0% | 0% | 0% | 0 | 0 | 0 | 0 | 0 | 0 | 0 | 0 | 257 | 0 | 0 | 0 | 0 | 0 | 0 | 0 | 0 | 0 | 0 | 0 | 0 | 0 | 0 | 0 | 0 | 0 | 0 |  | 3536 | 257-44AE | [40 empty] | 0 | 0 | 0 |  |  |  | 0 | 5000000
264-10 | 0 | 0 | 0 | 0 | 0% | 0% | 0% | 0 | 0 | 0 | 0 | 0 | 0 | 0 | 0 | 264 | 0 | 0 | 0 | 0 | 0 | 0 | 0 | 0 | 0 | 0 | 0 | 0 | 0 | 0 | 0 | 0 | 0 | 0 |  | 3537 | 264-10 | [40 empty] | 0 | 0 | 0 |  |  |  | 0 | 5000000
264-12 | 0 | 0 | 0 | 0 | 0% | 0% | 0% | 0 | 0 | 0 | 0 | 0 | 0 | 0 | 0 | 264 | 0 | 0 | 0 | 0 | 0 | 0 | 0 | 0 | 0 | 0 | 0 | 0 | 0 | 0 | 0 | 0 | 0 | 0 |  | 3538 | 264-12 | [40 empty] | 0 | 0 | 0 |  |  |  | 0 | 5000000
264-9 | 0 | 0 | 0 | 0 | 0% | 0% | 0% | 0 | 0 | 0 | 0 | 0 | 0 | 0 | 0 | 264 | 0 | 0 | 0 | 0 | 0 | 0 | 0 | 0 | 0 | 0 | 0 | 0 | 0 | 0 | 0 | 0 | 0 | 0 |  | 3539 | 264-9 | [40 empty] | 0 | 0 | 0 |  |  |  | 0 | 5000000
265-151 | 0 | 0 | 0 | 0 | 0% | 0% | 0% | 0 | 0 | 0 | 0 | 0 | 0 | 0 | 0 | 265 | 0 | 0 | 0 | 0 | 0 | 0 | 0 | 0 | 0 | 0 | 0 | 0 | 0 | 0 | 0 | 0 | 0 | 0 |  | 3540 | 265-151 | [40 empty] | 0 | 0 | 0 |  |  |  | 0 | 5000000
265-161 | 0 | 0 | 0 | 0 | 0% | 0% | 0% | 0 | 0 | 0 | 0 | 0 | 0 | 0 | 0 | 265 | 0 | 0 | 0 | 0 | 0 | 0 | 0 | 0 | 0 | 0 | 0 | 0 | 0 | 0 | 0 | 0 | 0 | 0 |  | 3541 | 265-161 | [40 empty] | 0 | 0 | 0 |  |  |  | 0 | 5000000
265-166 | 0 | 0 | 0 | 0 | 0% | 0% | 0% | 0 | 0 | 0 | 0 | 0 | 0 | 0 | 0 | 265 | 0 | 0 | 0 | 0 | 0 | 0 | 0 | 0 | 0 | 0 | 0 | 0 | 0 | 0 | 0 | 0 | 0 | 0 |  | 3542 | 265-166 | [40 empty] | 0 | 0 | 0 |  |  |  | 0 | 5000000
266-486F | 0 | 0 | 0 | 0 | 0% | 0% | 0% | 0 | 0 | 0 | 0 | 0 | 0 | 0 | 0 | 266 | 0 | 0 | 0 | 0 | 0 | 0 | 0 | 0 | 0 | 0 | 0 | 0 | 0 | 0 | 0 | 0 | 0 | 0 |  | 3543 | 266-486F | [40 empty] | 0 | 0 | 0 |  |  |  | 0 | 5000000
266-487 | 0 | 0 | 0 | 0 | 0% | 0% | 0% | 0 | 0 | 0 | 0 | 0 | 0 | 0 | 0 | 266 | 0 | 0 | 0 | 0 | 0 | 0 | 0 | 0 | 0 | 0 | 0 | 0 | 0 | 0 | 0 | 0 | 0 | 0 |  | 3544 | 266-487 | [40 empty] | 0 | 0 | 0 |  |  |  | 0 | 5000000
266-488 | 0 | 0 | 0 | 0 | 0% | 0% | 0% | 0 | 0 | 0 | 0 | 0 | 0 | 0 | 0 | 266 | 0 | 0 | 0 | 0 | 0 | 0 | 0 | 0 | 0 | 0 | 0 | 0 | 0 | 0 | 0 | 0 | 0 | 0 |  | 3545 | 266-488 | [40 empty] | 0 | 0 | 0 |  |  |  | 0 | 5000000
266-489 | 0 | 0 | 0 | 0 | 0% | 0% | 0% | 0 | 0 | 0 | 0 | 0 | 0 | 0 | 0 | 266 | 0 | 0 | 0 | 0 | 0 | 0 | 0 | 0 | 0 | 0 | 0 | 0 | 0 | 0 | 0 | 0 | 0 | 0 |  | 3546 | 266-489 | [40 empty] | 0 | 0 | 0 |  |  |  | 0 | 5000000
266-490AE | 0 | 0 | 0 | 0 | 0% | 0% | 0% | 0 | 0 | 0 | 0 | 0 | 0 | 0 | 0 | 266 | 0 | 0 | 0 | 0 | 0 | 0 | 0 | 0 | 0 | 0 | 0 | 0 | 0 | 0 | 0 | 0 | 0 | 0 |  | 3547 | 266-490AE | [40 empty] | 0 | 0 | 0 |  |  |  | 0 | 5000000
267-1215 | 0 | 0 | 0 | 0 | 0% | 0% | 0% | 0 | 0 | 0 | 0 | 0 | 0 | 0 | 0 | 267 | 0 | 0 | 0 | 0 | 0 | 0 | 0 | 0 | 0 | 0 | 0 | 0 | 0 | 0 | 0 | 0 | 0 | 0 |  | 3548 | 267-1215 | [40 empty] | 0 | 0 | 0 |  |  |  | 0 | 5000000
267-1216F | 0 | 0 | 0 | 0 | 0% | 0% | 0% | 0 | 0 | 0 | 0 | 0 | 0 | 0 | 0 | 267 | 0 | 0 | 0 | 0 | 0 | 0 | 0 | 0 | 0 | 0 | 0 | 0 | 0 | 0 | 0 | 0 | 0 | 0 |  | 3549 | 267-1216F | [40 empty] | 0 | 0 | 0 |  |  |  | 0 | 5000000
267-1217F | 0 | 0 | 0 | 0 | 0% | 0% | 0% | 0 | 0 | 0 | 0 | 0 | 0 | 0 | 0 | 267 | 0 | 0 | 0 | 0 | 0 | 0 | 0 | 0 | 0 | 0 | 0 | 0 | 0 | 0 | 0 | 0 | 0 | 0 |  | 3550 | 267-1217F | [40 empty] | 0 | 0 | 0 |  |  |  | 0 | 5000000
267-1218 | 0 | 0 | 0 | 0 | 0% | 0% | 0% | 0 | 0 | 0 | 0 | 0 | 0 | 0 | 0 | 267 | 0 | 0 | 0 | 0 | 0 | 0 | 0 | 0 | 0 | 0 | 0 | 0 | 0 | 0 | 0 | 0 | 0 | 0 |  | 3551 | 267-1218 | [40 empty] | 0 | 0 | 0 |  |  |  | 0 | 5000000
267-1219 | 0 | 0 | 0 | 0 | 0% | 0% | 0% | 0 | 0 | 0 | 0 | 0 | 0 | 0 | 0 | 267 | 0 | 0 | 0 | 0 | 0 | 0 | 0 | 0 | 0 | 0 | 0 | 0 | 0 | 0 | 0 | 0 | 0 | 0 |  | 3552 | 267-1219 | [40 empty] | 0 | 0 | 0 |  |  |  | 0 | 5000000
267-1221 | 0 | 0 | 0 | 0 | 0% | 0% | 0% | 0 | 0 | 0 | 0 | 0 | 0 | 0 | 0 | 267 | 0 | 0 | 0 | 0 | 0 | 0 | 0 | 0 | 0 | 0 | 0 | 0 | 0 | 0 | 0 | 0 | 0 | 0 |  | 3553 | 267-1221 | [40 empty] | 0 | 0 | 0 |  |  |  | 0 | 5000000
267-1222 | 0 | 0 | 0 | 0 | 0% | 0% | 0% | 0 | 0 | 0 | 0 | 0 | 0 | 0 | 0 | 267 | 0 | 0 | 0 | 0 | 0 | 0 | 0 | 0 | 0 | 0 | 0 | 0 | 0 | 0 | 0 | 0 | 0 | 0 |  | 3554 | 267-1222 | [40 empty] | 0 | 0 | 0 |  |  |  | 0 | 5000000
273-198 | 0 | 0 | 0 | 0 | 0% | 0% | 0% | 0 | 0 | 0 | 0 | 0 | 0 | 0 | 0 | 273 | 0 | 0 | 0 | 0 | 0 | 0 | 0 | 0 | 0 | 0 | 0 | 0 | 0 | 0 | 0 | 0 | 0 | 0 |  | 3555 | 273-198 | [40 empty] | 0 | 0 | 0 |  |  |  | 0 | 5000000
273-249F | 0 | 0 | 0 | 0 | 0% | 0% | 0% | 0 | 0 | 0 | 0 | 0 | 0 | 0 | 0 | 273 | 0 | 0 | 0 | 0 | 0 | 0 | 0 | 0 | 0 | 0 | 0 | 0 | 0 | 0 | 0 | 0 | 0 | 0 |  | 3556 | 273-249F | [40 empty] | 0 | 0 | 0 |  |  |  | 0 | 5000000
273-250 | 0 | 0 | 0 | 0 | 0% | 0% | 0% | 0 | 0 | 0 | 0 | 0 | 0 | 0 | 0 | 273 | 0 | 0 | 0 | 0 | 0 | 0 | 0 | 0 | 0 | 0 | 0 | 0 | 0 | 0 | 0 | 0 | 0 | 0 |  | 3557 | 273-250 | [40 empty] | 0 | 0 | 0 |  |  |  | 0 | 5000000
287-1116F | 3651.301 | 0 | 3651.301 | 0 | 0% | 100% | 0% | 579.281 | 1210.9559 | 0.68354 | 528.8299 | 49.7676 | 1.4289 | 1105.4905 | 104.0364 | 287 | 0.0058632 | 0.0058632 | 0.0058632 | 622748.832 | 4.3085 | 3333.2996 | 313.6929 | 734.832 | 568512 | 53502 | 523949.3772 | 618.2505 | 478317.2493 | 45013.8774 | 416213.8576 | 491.1246 | 379964.6991 | 35758.0338 |  | 3558 | 287-1116F | 3651.301 | 3072.02 | 2440.3451 | 0 | 0 | 0 | 3651.301 | 3072.02 | 2440.3451 | 0 | 4.3085 | 3.6249 | 2.8796 | 0 | 0 | 0 | 4.3085 | 3.6249 | 2.8796 | 0 | 313.6929 | 263.9254 | 209.6565 | 0 | 0 | 0 | 313.6929 | 263.9254 | 209.6565 | 0 | 3333.2996 | 2804.4697 | 2227.809 | 0 | 0 | 0 | 3333.2996 | 2804.4697 | 2227.809 | 0 | 0 | 0 | 0 | 0.0058632 | 0.0058632 | 0.0058632 | 0 | 5000000
287-1117 | 0 | 0 | 0 | 0 | 0% | 0% | 0% | 0 | 0 | 0 | 0 | 0 | 0 | 0 | 0 | 287 | 0 | 0 | 0 | 0 | 0 | 0 | 0 | 0 | 0 | 0 | 0 | 0 | 0 | 0 | 0 | 0 | 0 | 0 |  | 3559 | 287-1117 | [40 empty] | 0 | 0 | 0 |  |  |  | 0 | 5000000
287-1119 | 32404.2894 | 0 | 32404.2894 | 0 | 0% | 100% | 0% | 5143.6437 | 10746.6866 | 7.0265 | 4698.2611 | 438.3561 | 14.6805 | 9816.1426 | 915.8634 | 287 | 0.0058404 | 0.0058404 | 0.0058404 | 5548299.6672 | 44.266 | 29598.437 | 2761.5864 | 7579.2672 | 5067878.4 | 472842 | 4667599.0854 | 6376.1842 | 4263436.729 | 397786.1722 | 3708239.6424 | 5065.6491 | 3387147.1826 | 316026.8108 |  | 3560 | 287-1119 | 32404.2894 | 27260.6457 | 21657.6028 | 0 | 0 | 0 | 32404.2894 | 27260.6457 | 21657.6028 | 0 | 44.266 | 37.2395 | 29.5854 | 0 | 0 | 0 | 44.266 | 37.2395 | 29.5854 | 0 | 2761.5864 | 2323.2304 | 1845.723 | 0 | 0 | 0 | 2761.5864 | 2323.2304 | 1845.723 | 0 | 29598.437 | 24900.1759 | 19782.2944 | 0 | 0 | 0 | 29598.437 | 24900.1759 | 19782.2944 | 0 | 0 | 0 | 0 | 0.0058404 | 0.0058404 | 0.0058404 | 0 | 5000000
287-19 | 0 | 0 | 0 | 0 | 0% | 0% | 0% | 0 | 0 | 0 | 0 | 0 | 0 | 0 | 0 | 287 | 0 | 0 | 0 | 0 | 0 | 0 | 0 | 0 | 0 | 0 | 0 | 0 | 0 | 0 | 0 | 0 | 0 | 0 |  | 3561 | 287-19 | [40 empty] | 0 | 0 | 0 |  |  |  | 0 | 5000000
287-22 | 0 | 0 | 0 | 0 | 0% | 0% | 0% | 0 | 0 | 0 | 0 | 0 | 0 | 0 | 0 | 287 | 0 | 0 | 0 | 0 | 0 | 0 | 0 | 0 | 0 | 0 | 0 | 0 | 0 | 0 | 0 | 0 | 0 | 0 |  | 3562 | 287-22 | [40 empty] | 0 | 0 | 0 |  |  |  | 0 | 5000000
287-29 | 0 | 0 | 0 | 0 | 0% | 0% | 0% | 0 | 0 | 0 | 0 | 0 | 0 | 0 | 0 | 287 | 0 | 0 | 0 | 0 | 0 | 0 | 0 | 0 | 0 | 0 | 0 | 0 | 0 | 0 | 0 | 0 | 0 | 0 |  | 3563 | 287-29 | [40 empty] | 0 | 0 | 0 |  |  |  | 0 | 5000000
288-2381 | 0 | 0 | 0 | 0 | 0% | 0% | 0% | 0 | 0 | 0 | 0 | 0 | 0 | 0 | 0 | 288 | 0 | 0 | 0 | 0 | 0 | 0 | 0 | 0 | 0 | 0 | 0 | 0 | 0 | 0 | 0 | 0 | 0 | 0 |  | 3564 | 288-2381 | [40 empty] | 0 | 0 | 0 |  |  |  | 0 | 5000000
289-908 | 0 | 0 | 0 | 0 | 0% | 0% | 0% | 0 | 0 | 0 | 0 | 0 | 0 | 0 | 0 | 289 | 0 | 0 | 0 | 0 | 0 | 0 | 0 | 0 | 0 | 0 | 0 | 0 | 0 | 0 | 0 | 0 | 0 | 0 |  | 3565 | 289-908 | [40 empty] | 0 | 0 | 0 |  |  |  | 0 | 5000000
290-29F | 0 | 0 | 0 | 0 | 0% | 0% | 0% | 0 | 0 | 0 | 0 | 0 | 0 | 0 | 0 | 290 | 0 | 0 | 0 | 0 | 0 | 0 | 0 | 0 | 0 | 0 | 0 | 0 | 0 | 0 | 0 | 0 | 0 | 0 |  | 3566 | 290-29F | [40 empty] | 0 | 0 | 0 |  |  |  | 0 | 5000000
290-30F | 0 | 0 | 0 | 0 | 0% | 0% | 0% | 0 | 0 | 0 | 0 | 0 | 0 | 0 | 0 | 290 | 0 | 0 | 0 | 0 | 0 | 0 | 0 | 0 | 0 | 0 | 0 | 0 | 0 | 0 | 0 | 0 | 0 | 0 |  | 3567 | 290-30F | [40 empty] | 0 | 0 | 0 |  |  |  | 0 | 5000000
290-31 | 0 | 0 | 0 | 0 | 0% | 0% | 0% | 0 | 0 | 0 | 0 | 0 | 0 | 0 | 0 | 290 | 0 | 0 | 0 | 0 | 0 | 0 | 0 | 0 | 0 | 0 | 0 | 0 | 0 | 0 | 0 | 0 | 0 | 0 |  | 3568 | 290-31 | [40 empty] | 0 | 0 | 0 |  |  |  | 0 | 5000000
291-1061AE | 0 | 0 | 0 | 0 | 0% | 0% | 0% | 0 | 0 | 0 | 0 | 0 | 0 | 0 | 0 | 291 | 0 | 0 | 0 | 0 | 0 | 0 | 0 | 0 | 0 | 0 | 0 | 0 | 0 | 0 | 0 | 0 | 0 | 0 |  | 3569 | 291-1061AE | [40 empty] | 0 | 0 | 0 |  |  |  | 0 | 5000000
291-1062 | 0 | 0 | 0 | 0 | 0% | 0% | 0% | 0 | 0 | 0 | 0 | 0 | 0 | 0 | 0 | 291 | 0 | 0 | 0 | 0 | 0 | 0 | 0 | 0 | 0 | 0 | 0 | 0 | 0 | 0 | 0 | 0 | 0 | 0 |  | 3570 | 291-1062 | [40 empty] | 0 | 0 | 0 |  |  |  | 0 | 5000000
291-23 | 0 | 0 | 0 | 0 | 0% | 0% | 0% | 0 | 0 | 0 | 0 | 0 | 0 | 0 | 0 | 291 | 0 | 0 | 0 | 0 | 0 | 0 | 0 | 0 | 0 | 0 | 0 | 0 | 0 | 0 | 0 | 0 | 0 | 0 |  | 3571 | 291-23 | [40 empty] | 0 | 0 | 0 |  |  |  | 0 | 5000000
291-25 | 0 | 0 | 0 | 0 | 0% | 0% | 0% | 0 | 0 | 0 | 0 | 0 | 0 | 0 | 0 | 291 | 0 | 0 | 0 | 0 | 0 | 0 | 0 | 0 | 0 | 0 | 0 | 0 | 0 | 0 | 0 | 0 | 0 | 0 |  | 3572 | 291-25 | [40 empty] | 0 | 0 | 0 |  |  |  | 0 | 5000000
292-156F | 0 | 0 | 0 | 0 | 0% | 0% | 0% | 0 | 0 | 0 | 0 | 0 | 0 | 0 | 0 | 292 | 0 | 0 | 0 | 0 | 0 | 0 | 0 | 0 | 0 | 0 | 0 | 0 | 0 | 0 | 0 | 0 | 0 | 0 |  | 3573 | 292-156F | [40 empty] | 0 | 0 | 0 |  |  |  | 0 | 5000000
292-157F | 372.0385 | 0 | 372.0385 | 0 | 0% | 100% | 0% | 35.6105 | 73.84 | 0.024201 | 28.0856 | 7.5007 | 0.050183 | 58.2367 | 15.553 | 292 | 0.043408 | 0.043408 | 0.043408 | 8570.6568 | 0.25284 | 293.4226 | 78.3631 | 5.8247 | 6759.5806 | 1805.2515 | 7750.2979 | 5.2672 | 6112.5728 | 1632.4579 | 6869.6045 | 4.6687 | 5417.9798 | 1446.956 |  | 3574 | 292-157F | 372.0385 | 336.428 | 298.1985 | 0 | 0 | 0 | 372.0385 | 336.428 | 298.1985 | 0 | 0.25284 | 0.22864 | 0.20266 | 0 | 0 | 0 | 0.25284 | 0.22864 | 0.20266 | 0 | 78.3631 | 70.8624 | 62.81 | 0 | 0 | 0 | 78.3631 | 70.8624 | 62.81 | 0 | 293.4226 | 265.337 | 235.1858 | 0 | 0 | 0 | 293.4226 | 265.337 | 235.1858 | 0 | 0 | 0 | 0 | 0.043408 | 0.043408 | 0.043408 | 0 | 5000000
292-158 | 0 | 0 | 0 | 0 | 0% | 0% | 0% | 0 | 0 | 0 | 0 | 0 | 0 | 0 | 0 | 292 | 0 | 0 | 0 | 0 | 0 | 0 | 0 | 0 | 0 | 0 | 0 | 0 | 0 | 0 | 0 | 0 | 0 | 0 |  | 3575 | 292-158 | [40 empty] | 0 | 0 | 0 |  |  |  | 0 | 5000000
292-314 | 0 | 0 | 0 | 0 | 0% | 0% | 0% | 0 | 0 | 0 | 0 | 0 | 0 | 0 | 0 | 292 | 0 | 0 | 0 | 0 | 0 | 0 | 0 | 0 | 0 | 0 | 0 | 0 | 0 | 0 | 0 | 0 | 0 | 0 |  | 3576 | 292-314 | [40 empty] | 0 | 0 | 0 |  |  |  | 0 | 5000000
283-82 | 0 | 0 | 0 | 0 | 0% | 0% | 0% | 0 | 0 | 0 | 0 | 0 | 0 | 0 | 0 | 283 | 0 | 0 | 0 | 0 | 0 | 0 | 0 | 0 | 0 | 0 | 0 | 0 | 0 | 0 | 0 | 0 | 0 | 0 |  | 3577 | 283-82 | [40 empty] | 0 | 0 | 0 |  |  |  | 0 | 5000000
273-252F | 0 | 0 | 0 | 0 | 0% | 0% | 0% | 0 | 0 | 0 | 0 | 0 | 0 | 0 | 0 | 273 | 0 | 0 | 0 | 0 | 0 | 0 | 0 | 0 | 0 | 0 | 0 | 0 | 0 | 0 | 0 | 0 | 0 | 0 |  | 3578 | 273-252F | [40 empty] | 0 | 0 | 0 |  |  |  | 0 | 5000000
283-67 | 0 | 0 | 0 | 0 | 0% | 0% | 0% | 0 | 0 | 0 | 0 | 0 | 0 | 0 | 0 | 283 | 0 | 0 | 0 | 0 | 0 | 0 | 0 | 0 | 0 | 0 | 0 | 0 | 0 | 0 | 0 | 0 | 0 | 0 |  | 3579 | 283-67 | [40 empty] | 0 | 0 | 0 |  |  |  | 0 | 5000000
273-254F | 0 | 0 | 0 | 0 | 0% | 0% | 0% | 0 | 0 | 0 | 0 | 0 | 0 | 0 | 0 | 273 | 0 | 0 | 0 | 0 | 0 | 0 | 0 | 0 | 0 | 0 | 0 | 0 | 0 | 0 | 0 | 0 | 0 | 0 |  | 3580 | 273-254F | [40 empty] | 0 | 0 | 0 |  |  |  | 0 | 5000000
274-39 | 0 | 0 | 0 | 0 | 0% | 0% | 0% | 0 | 0 | 0 | 0 | 0 | 0 | 0 | 0 | 274 | 0 | 0 | 0 | 0 | 0 | 0 | 0 | 0 | 0 | 0 | 0 | 0 | 0 | 0 | 0 | 0 | 0 | 0 |  | 3581 | 274-39 | [40 empty] | 0 | 0 | 0 |  |  |  | 0 | 5000000
275-47 | 0 | 0 | 0 | 0 | 0% | 0% | 0% | 0 | 0 | 0 | 0 | 0 | 0 | 0 | 0 | 275 | 0 | 0 | 0 | 0 | 0 | 0 | 0 | 0 | 0 | 0 | 0 | 0 | 0 | 0 | 0 | 0 | 0 | 0 |  | 3582 | 275-47 | [40 empty] | 0 | 0 | 0 |  |  |  | 0 | 5000000
275-50F | 40809.2154 | 0 | 40809.2154 | 0 | 0% | 100% | 0% | 6498.6243 | 13592.6494 | 8.0321 | 5941.8059 | 548.7863 | 16.8001 | 12427.9972 | 1147.8522 | 275 | 0.014357 | 0.014357 | 0.014357 | 2842461.1968 | 50.439 | 37312.5796 | 3446.1969 | 3513.1968 | 2598912 | 240036 | 2389816.1954 | 2953.7412 | 2185050.7563 | 201811.6979 | 1895700.0738 | 2343.0284 | 1733271.742 | 160085.3033 |  | 3583 | 275-50F | 40809.2154 | 34310.5911 | 27216.566 | 0 | 0 | 0 | 40809.2154 | 34310.5911 | 27216.566 | 0 | 50.439 | 42.4069 | 33.6389 | 0 | 0 | 0 | 50.439 | 42.4069 | 33.6389 | 0 | 3446.1969 | 2897.4105 | 2298.3447 | 0 | 0 | 0 | 3446.1969 | 2897.4105 | 2298.3447 | 0 | 37312.5796 | 31370.7737 | 24884.5824 | 0 | 0 | 0 | 37312.5796 | 31370.7737 | 24884.5824 | 0 | 0 | 0 | 0 | 0.014357 | 0.014357 | 0.014357 | 0 | 5000000
275-679 | 0 | 0 | 0 | 0 | 0% | 0% | 0% | 0 | 0 | 0 | 0 | 0 | 0 | 0 | 0 | 275 | 0 | 0 | 0 | 0 | 0 | 0 | 0 | 0 | 0 | 0 | 0 | 0 | 0 | 0 | 0 | 0 | 0 | 0 |  | 3584 | 275-679 | [40 empty] | 0 | 0 | 0 |  |  |  | 0 | 5000000
277-455 | 0 | 0 | 0 | 0 | 0% | 0% | 0% | 0 | 0 | 0 | 0 | 0 | 0 | 0 | 0 | 277 | 0 | 0 | 0 | 0 | 0 | 0 | 0 | 0 | 0 | 0 | 0 | 0 | 0 | 0 | 0 | 0 | 0 | 0 |  | 3585 | 277-455 | [40 empty] | 0 | 0 | 0 |  |  |  | 0 | 5000000
278-629F | 0 | 0 | 0 | 0 | 0% | 0% | 0% | 0 | 0 | 0 | 0 | 0 | 0 | 0 | 0 | 278 | 0 | 0 | 0 | 0 | 0 | 0 | 0 | 0 | 0 | 0 | 0 | 0 | 0 | 0 | 0 | 0 | 0 | 0 |  | 3586 | 278-629F | [40 empty] | 0 | 0 | 0 |  |  |  | 0 | 5000000
278-631 | 0 | 0 | 0 | 0 | 0% | 0% | 0% | 0 | 0 | 0 | 0 | 0 | 0 | 0 | 0 | 278 | 0 | 0 | 0 | 0 | 0 | 0 | 0 | 0 | 0 | 0 | 0 | 0 | 0 | 0 | 0 | 0 | 0 | 0 |  | 3587 | 278-631 | [40 empty] | 0 | 0 | 0 |  |  |  | 0 | 5000000
278-632F | 0 | 0 | 0 | 0 | 0% | 0% | 0% | 0 | 0 | 0 | 0 | 0 | 0 | 0 | 0 | 278 | 0 | 0 | 0 | 0 | 0 | 0 | 0 | 0 | 0 | 0 | 0 | 0 | 0 | 0 | 0 | 0 | 0 | 0 |  | 3588 | 278-632F | [40 empty] | 0 | 0 | 0 |  |  |  | 0 | 5000000
279-9 | 0 | 0 | 0 | 0 | 0% | 0% | 0% | 0 | 0 | 0 | 0 | 0 | 0 | 0 | 0 | 279 | 0 | 0 | 0 | 0 | 0 | 0 | 0 | 0 | 0 | 0 | 0 | 0 | 0 | 0 | 0 | 0 | 0 | 0 |  | 3589 | 279-9 | [40 empty] | 0 | 0 | 0 |  |  |  | 0 | 5000000
280-22 | 0 | 0 | 0 | 0 | 0% | 0% | 0% | 0 | 0 | 0 | 0 | 0 | 0 | 0 | 0 | 280 | 0 | 0 | 0 | 0 | 0 | 0 | 0 | 0 | 0 | 0 | 0 | 0 | 0 | 0 | 0 | 0 | 0 | 0 |  | 3590 | 280-22 | [40 empty] | 0 | 0 | 0 |  |  |  | 0 | 5000000
282-1089 | 0 | 0 | 0 | 0 | 0% | 0% | 0% | 0 | 0 | 0 | 0 | 0 | 0 | 0 | 0 | 282 | 0 | 0 | 0 | 0 | 0 | 0 | 0 | 0 | 0 | 0 | 0 | 0 | 0 | 0 | 0 | 0 | 0 | 0 |  | 3591 | 282-1089 | [40 empty] | 0 | 0 | 0 |  |  |  | 0 | 5000000
282-1090F | 555.4621 | 0 | 555.4621 | 0 | 0% | 100% | 0% | 66.2575 | 137.2876 | 0.04503 | 52.2565 | 13.9559 | 0.093303 | 108.2772 | 28.9171 | 282 | 0.030447 | 0.030447 | 0.030447 | 18243.3334 | 0.3775 | 438.0867 | 116.9979 | 12.3984 | 14388.3118 | 3842.6232 | 16067.2036 | 10.9195 | 12672.0227 | 3384.2614 | 13734.325 | 9.3341 | 10832.1076 | 2892.8833 |  | 3592 | 282-1090F | 555.4621 | 489.2046 | 418.1745 | 0 | 0 | 0 | 555.4621 | 489.2046 | 418.1745 | 0 | 0.3775 | 0.33247 | 0.2842 | 0 | 0 | 0 | 0.3775 | 0.33247 | 0.2842 | 0 | 116.9979 | 103.042 | 88.0808 | 0 | 0 | 0 | 116.9979 | 103.042 | 88.0808 | 0 | 438.0867 | 385.8301 | 329.8095 | 0 | 0 | 0 | 438.0867 | 385.8301 | 329.8095 | 0 | 0 | 0 | 0 | 0.030447 | 0.030447 | 0.030447 | 0 | 5000000
282-1095 | 0 | 0 | 0 | 0 | 0% | 0% | 0% | 0 | 0 | 0 | 0 | 0 | 0 | 0 | 0 | 282 | 0 | 0 | 0 | 0 | 0 | 0 | 0 | 0 | 0 | 0 | 0 | 0 | 0 | 0 | 0 | 0 | 0 | 0 |  | 3593 | 282-1095 | [40 empty] | 0 | 0 | 0 |  |  |  | 0 | 5000000
282-47F | 3881.5723 | 0 | 3881.5723 | 0 | 0% | 100% | 0% | 463.1717 | 960.8569 | 1.346 | 364.4844 | 97.3412 | 2.7924 | 756.1285 | 201.9359 | 282 | 0.030311 | 0.030311 | 0.030311 | 128056.5176 | 11.2804 | 3054.5316 | 815.7603 | 372.1508 | 100771.7095 | 26912.6573 | 112776.0718 | 327.7436 | 88747.045 | 23701.2831 | 96356.9969 | 280.0274 | 75826.3575 | 20250.6119 |  | 3594 | 282-47F | 3881.5723 | 3418.4006 | 2920.7155 | 0 | 0 | 0 | 3881.5723 | 3418.4006 | 2920.7155 | 0 | 11.2804 | 9.9344 | 8.488 | 0 | 0 | 0 | 11.2804 | 9.9344 | 8.488 | 0 | 815.7603 | 718.4191 | 613.8244 | 0 | 0 | 0 | 815.7603 | 718.4191 | 613.8244 | 0 | 3054.5316 | 2690.0472 | 2298.4031 | 0 | 0 | 0 | 3054.5316 | 2690.0472 | 2298.4031 | 0 | 0 | 0 | 0 | 0.030311 | 0.030311 | 0.030311 | 0 | 5000000
282-48 | 0 | 0 | 0 | 0 | 0% | 0% | 0% | 0 | 0 | 0 | 0 | 0 | 0 | 0 | 0 | 282 | 0 | 0 | 0 | 0 | 0 | 0 | 0 | 0 | 0 | 0 | 0 | 0 | 0 | 0 | 0 | 0 | 0 | 0 |  | 3595 | 282-48 | [40 empty] | 0 | 0 | 0 |  |  |  | 0 | 5000000
282-562 | 0 | 0 | 0 | 0 | 0% | 0% | 0% | 0 | 0 | 0 | 0 | 0 | 0 | 0 | 0 | 282 | 0 | 0 | 0 | 0 | 0 | 0 | 0 | 0 | 0 | 0 | 0 | 0 | 0 | 0 | 0 | 0 | 0 | 0 |  | 3596 | 282-562 | [40 empty] | 0 | 0 | 0 |  |  |  | 0 | 5000000
282-564F | 5247.5818 | 0 | 5247.5818 | 0 | 0% | 100% | 0% | 628.2903 | 1304.7378 | 1.2792 | 494.8529 | 132.1582 | 2.6565 | 1027.6353 | 274.446 | 282 | 0.030177 | 0.030177 | 0.030177 | 173895.727 | 10.6845 | 4133.0909 | 1103.8064 | 354.0651 | 136963.4387 | 36578.2233 | 153075.2798 | 311.673 | 120564.8756 | 32198.7312 | 130658.9864 | 266.0317 | 102909.395 | 27483.5596 |  | 3597 | 282-564F | 5247.5818 | 4619.2915 | 3942.844 | 0 | 0 | 0 | 5247.5818 | 4619.2915 | 3942.844 | 0 | 10.6845 | 9.4052 | 8.0279 | 0 | 0 | 0 | 10.6845 | 9.4052 | 8.0279 | 0 | 1103.8064 | 971.6482 | 829.3604 | 0 | 0 | 0 | 1103.8064 | 971.6482 | 829.3604 | 0 | 4133.0909 | 3638.238 | 3105.4557 | 0 | 0 | 0 | 4133.0909 | 3638.238 | 3105.4557 | 0 | 0 | 0 | 0 | 0.030177 | 0.030177 | 0.030177 | 0 | 5000000
283-1356 | 0 | 0 | 0 | 0 | 0% | 0% | 0% | 0 | 0 | 0 | 0 | 0 | 0 | 0 | 0 | 283 | 0 | 0 | 0 | 0 | 0 | 0 | 0 | 0 | 0 | 0 | 0 | 0 | 0 | 0 | 0 | 0 | 0 | 0 |  | 3598 | 283-1356 | [40 empty] | 0 | 0 | 0 |  |  |  | 0 | 5000000
283-1359AE | 0 | 0 | 0 | 0 | 0% | 0% | 0% | 0 | 0 | 0 | 0 | 0 | 0 | 0 | 0 | 283 | 0 | 0 | 0 | 0 | 0 | 0 | 0 | 0 | 0 | 0 | 0 | 0 | 0 | 0 | 0 | 0 | 0 | 0 |  | 3599 | 283-1359AE | [40 empty] | 0 | 0 | 0 |  |  |  | 0 | 5000000
283-66 | 0 | 0 | 0 | 0 | 0% | 0% | 0% | 0 | 0 | 0 | 0 | 0 | 0 | 0 | 0 | 283 | 0 | 0 | 0 | 0 | 0 | 0 | 0 | 0 | 0 | 0 | 0 | 0 | 0 | 0 | 0 | 0 | 0 | 0 |  | 3600 | 283-66 | [40 empty] | 0 | 0 | 0 |  |  |  | 0 | 5000000
252-278 | 0 | 0 | 0 | 0 | 0% | 0% | 0% | 0 | 0 | 0 | 0 | 0 | 0 | 0 | 0 | 252 | 0 | 0 | 0 | 0 | 0 | 0 | 0 | 0 | 0 | 0 | 0 | 0 | 0 | 0 | 0 | 0 | 0 | 0 |  | 3601 | 252-278 | [40 empty] | 0 | 0 | 0 |  |  |  | 0 | 5000000
252-276F | 0 | 0 | 0 | 0 | 0% | 0% | 0% | 0 | 0 | 0 | 0 | 0 | 0 | 0 | 0 | 252 | 0 | 0 | 0 | 0 | 0 | 0 | 0 | 0 | 0 | 0 | 0 | 0 | 0 | 0 | 0 | 0 | 0 | 0 |  | 3602 | 252-276F | [40 empty] | 0 | 0 | 0 |  |  |  | 0 | 5000000
252-271F | 0 | 0 | 0 | 0 | 0% | 0% | 0% | 0 | 0 | 0 | 0 | 0 | 0 | 0 | 0 | 252 | 0 | 0 | 0 | 0 | 0 | 0 | 0 | 0 | 0 | 0 | 0 | 0 | 0 | 0 | 0 | 0 | 0 | 0 |  | 3603 | 252-271F | [40 empty] | 0 | 0 | 0 |  |  |  | 0 | 5000000
209-1767 | 0 | 0 | 0 | 0 | 0% | 0% | 0% | 0 | 0 | 0 | 0 | 0 | 0 | 0 | 0 | 209 | 0 | 0 | 0 | 0 | 0 | 0 | 0 | 0 | 0 | 0 | 0 | 0 | 0 | 0 | 0 | 0 | 0 | 0 |  | 3604 | 209-1767 | [40 empty] | 0 | 0 | 0 |  |  |  | 0 | 5000000
213-257 | 0 | 0 | 0 | 0 | 0% | 0% | 0% | 0 | 0 | 0 | 0 | 0 | 0 | 0 | 0 | 213 | 0 | 0 | 0 | 0 | 0 | 0 | 0 | 0 | 0 | 0 | 0 | 0 | 0 | 0 | 0 | 0 | 0 | 0 |  | 3605 | 213-257 | [40 empty] | 0 | 0 | 0 |  |  |  | 0 | 5000000
216-1856 | 0 | 0 | 0 | 0 | 0% | 0% | 0% | 0 | 0 | 0 | 0 | 0 | 0 | 0 | 0 | 216 | 0 | 0 | 0 | 0 | 0 | 0 | 0 | 0 | 0 | 0 | 0 | 0 | 0 | 0 | 0 | 0 | 0 | 0 |  | 3606 | 216-1856 | [40 empty] | 0 | 0 | 0 |  |  |  | 0 | 5000000
216-1857F | 0 | 0 | 0 | 0 | 0% | 0% | 0% | 0 | 0 | 0 | 0 | 0 | 0 | 0 | 0 | 216 | 0 | 0 | 0 | 0 | 0 | 0 | 0 | 0 | 0 | 0 | 0 | 0 | 0 | 0 | 0 | 0 | 0 | 0 |  | 3607 | 216-1857F | [40 empty] | 0 | 0 | 0 |  |  |  | 0 | 5000000
216-1893F | 0 | 0 | 0 | 0 | 0% | 0% | 0% | 0 | 0 | 0 | 0 | 0 | 0 | 0 | 0 | 216 | 0 | 0 | 0 | 0 | 0 | 0 | 0 | 0 | 0 | 0 | 0 | 0 | 0 | 0 | 0 | 0 | 0 | 0 |  | 3608 | 216-1893F | [40 empty] | 0 | 0 | 0 |  |  |  | 0 | 5000000
216-1894 | 0 | 0 | 0 | 0 | 0% | 0% | 0% | 0 | 0 | 0 | 0 | 0 | 0 | 0 | 0 | 216 | 0 | 0 | 0 | 0 | 0 | 0 | 0 | 0 | 0 | 0 | 0 | 0 | 0 | 0 | 0 | 0 | 0 | 0 |  | 3609 | 216-1894 | [40 empty] | 0 | 0 | 0 |  |  |  | 0 | 5000000
216-1914 | 0 | 0 | 0 | 0 | 0% | 0% | 0% | 0 | 0 | 0 | 0 | 0 | 0 | 0 | 0 | 216 | 0 | 0 | 0 | 0 | 0 | 0 | 0 | 0 | 0 | 0 | 0 | 0 | 0 | 0 | 0 | 0 | 0 | 0 |  | 3610 | 216-1914 | [40 empty] | 0 | 0 | 0 |  |  |  | 0 | 5000000
216-1915F | 0 | 0 | 0 | 0 | 0% | 0% | 0% | 0 | 0 | 0 | 0 | 0 | 0 | 0 | 0 | 216 | 0 | 0 | 0 | 0 | 0 | 0 | 0 | 0 | 0 | 0 | 0 | 0 | 0 | 0 | 0 | 0 | 0 | 0 |  | 3611 | 216-1915F | [40 empty] | 0 | 0 | 0 |  |  |  | 0 | 5000000
216-1916F | 0 | 0 | 0 | 0 | 0% | 0% | 0% | 0 | 0 | 0 | 0 | 0 | 0 | 0 | 0 | 216 | 0 | 0 | 0 | 0 | 0 | 0 | 0 | 0 | 0 | 0 | 0 | 0 | 0 | 0 | 0 | 0 | 0 | 0 |  | 3612 | 216-1916F | [40 empty] | 0 | 0 | 0 |  |  |  | 0 | 5000000
216-1917F | 0 | 0 | 0 | 0 | 0% | 0% | 0% | 0 | 0 | 0 | 0 | 0 | 0 | 0 | 0 | 216 | 0 | 0 | 0 | 0 | 0 | 0 | 0 | 0 | 0 | 0 | 0 | 0 | 0 | 0 | 0 | 0 | 0 | 0 |  | 3613 | 216-1917F | [40 empty] | 0 | 0 | 0 |  |  |  | 0 | 5000000
216-40 | 0 | 0 | 0 | 0 | 0% | 0% | 0% | 0 | 0 | 0 | 0 | 0 | 0 | 0 | 0 | 216 | 0 | 0 | 0 | 0 | 0 | 0 | 0 | 0 | 0 | 0 | 0 | 0 | 0 | 0 | 0 | 0 | 0 | 0 |  | 3614 | 216-40 | [40 empty] | 0 | 0 | 0 |  |  |  | 0 | 5000000
216-41 | 0 | 0 | 0 | 0 | 0% | 0% | 0% | 0 | 0 | 0 | 0 | 0 | 0 | 0 | 0 | 216 | 0 | 0 | 0 | 0 | 0 | 0 | 0 | 0 | 0 | 0 | 0 | 0 | 0 | 0 | 0 | 0 | 0 | 0 |  | 3615 | 216-41 | [40 empty] | 0 | 0 | 0 |  |  |  | 0 | 5000000
216-48 | 0 | 0 | 0 | 0 | 0% | 0% | 0% | 0 | 0 | 0 | 0 | 0 | 0 | 0 | 0 | 216 | 0 | 0 | 0 | 0 | 0 | 0 | 0 | 0 | 0 | 0 | 0 | 0 | 0 | 0 | 0 | 0 | 0 | 0 |  | 3616 | 216-48 | [40 empty] | 0 | 0 | 0 |  |  |  | 0 | 5000000
216-50 | 0 | 0 | 0 | 0 | 0% | 0% | 0% | 0 | 0 | 0 | 0 | 0 | 0 | 0 | 0 | 216 | 0 | 0 | 0 | 0 | 0 | 0 | 0 | 0 | 0 | 0 | 0 | 0 | 0 | 0 | 0 | 0 | 0 | 0 |  | 3617 | 216-50 | [40 empty] | 0 | 0 | 0 |  |  |  | 0 | 5000000
221-1229 | 0 | 0 | 0 | 0 | 0% | 0% | 0% | 0 | 0 | 0 | 0 | 0 | 0 | 0 | 0 | 221 | 0 | 0 | 0 | 0 | 0 | 0 | 0 | 0 | 0 | 0 | 0 | 0 | 0 | 0 | 0 | 0 | 0 | 0 |  | 3618 | 221-1229 | [40 empty] | 0 | 0 | 0 |  |  |  | 0 | 5000000
221-1232F | 0 | 0 | 0 | 0 | 0% | 0% | 0% | 0 | 0 | 0 | 0 | 0 | 0 | 0 | 0 | 221 | 0 | 0 | 0 | 0 | 0 | 0 | 0 | 0 | 0 | 0 | 0 | 0 | 0 | 0 | 0 | 0 | 0 | 0 |  | 3619 | 221-1232F | [40 empty] | 0 | 0 | 0 |  |  |  | 0 | 5000000
221-1234 | 0 | 0 | 0 | 0 | 0% | 0% | 0% | 0 | 0 | 0 | 0 | 0 | 0 | 0 | 0 | 221 | 0 | 0 | 0 | 0 | 0 | 0 | 0 | 0 | 0 | 0 | 0 | 0 | 0 | 0 | 0 | 0 | 0 | 0 |  | 3620 | 221-1234 | [40 empty] | 0 | 0 | 0 |  |  |  | 0 | 5000000
221-1236F | 0 | 0 | 0 | 0 | 0% | 0% | 0% | 0 | 0 | 0 | 0 | 0 | 0 | 0 | 0 | 221 | 0 | 0 | 0 | 0 | 0 | 0 | 0 | 0 | 0 | 0 | 0 | 0 | 0 | 0 | 0 | 0 | 0 | 0 |  | 3621 | 221-1236F | [40 empty] | 0 | 0 | 0 |  |  |  | 0 | 5000000
221-36 | 0 | 0 | 0 | 0 | 0% | 0% | 0% | 0 | 0 | 0 | 0 | 0 | 0 | 0 | 0 | 221 | 0 | 0 | 0 | 0 | 0 | 0 | 0 | 0 | 0 | 0 | 0 | 0 | 0 | 0 | 0 | 0 | 0 | 0 |  | 3622 | 221-36 | [40 empty] | 0 | 0 | 0 |  |  |  | 0 | 5000000
222-2084 | 0 | 0 | 0 | 0 | 0% | 0% | 0% | 0 | 0 | 0 | 0 | 0 | 0 | 0 | 0 | 222 | 0 | 0 | 0 | 0 | 0 | 0 | 0 | 0 | 0 | 0 | 0 | 0 | 0 | 0 | 0 | 0 | 0 | 0 |  | 3623 | 222-2084 | [40 empty] | 0 | 0 | 0 |  |  |  | 0 | 5000000
222-2086 | 0 | 0 | 0 | 0 | 0% | 0% | 0% | 0 | 0 | 0 | 0 | 0 | 0 | 0 | 0 | 222 | 0 | 0 | 0 | 0 | 0 | 0 | 0 | 0 | 0 | 0 | 0 | 0 | 0 | 0 | 0 | 0 | 0 | 0 |  | 3624 | 222-2086 | [40 empty] | 0 | 0 | 0 |  |  |  | 0 | 5000000
223-48 | 0 | 0 | 0 | 0 | 0% | 0% | 0% | 0 | 0 | 0 | 0 | 0 | 0 | 0 | 0 | 223 | 0 | 0 | 0 | 0 | 0 | 0 | 0 | 0 | 0 | 0 | 0 | 0 | 0 | 0 | 0 | 0 | 0 | 0 |  | 3625 | 223-48 | [40 empty] | 0 | 0 | 0 |  |  |  | 0 | 5000000
223-49 | 0 | 0 | 0 | 0 | 0% | 0% | 0% | 0 | 0 | 0 | 0 | 0 | 0 | 0 | 0 | 223 | 0 | 0 | 0 | 0 | 0 | 0 | 0 | 0 | 0 | 0 | 0 | 0 | 0 | 0 | 0 | 0 | 0 | 0 |  | 3626 | 223-49 | [40 empty] | 0 | 0 | 0 |  |  |  | 0 | 5000000
223-50 | 0 | 0 | 0 | 0 | 0% | 0% | 0% | 0 | 0 | 0 | 0 | 0 | 0 | 0 | 0 | 223 | 0 | 0 | 0 | 0 | 0 | 0 | 0 | 0 | 0 | 0 | 0 | 0 | 0 | 0 | 0 | 0 | 0 | 0 |  | 3627 | 223-50 | [40 empty] | 0 | 0 | 0 |  |  |  | 0 | 5000000
223-547 | 0 | 0 | 0 | 0 | 0% | 0% | 0% | 0 | 0 | 0 | 0 | 0 | 0 | 0 | 0 | 223 | 0 | 0 | 0 | 0 | 0 | 0 | 0 | 0 | 0 | 0 | 0 | 0 | 0 | 0 | 0 | 0 | 0 | 0 |  | 3628 | 223-547 | [40 empty] | 0 | 0 | 0 |  |  |  | 0 | 5000000
223-550 | 0 | 0 | 0 | 0 | 0% | 0% | 0% | 0 | 0 | 0 | 0 | 0 | 0 | 0 | 0 | 223 | 0 | 0 | 0 | 0 | 0 | 0 | 0 | 0 | 0 | 0 | 0 | 0 | 0 | 0 | 0 | 0 | 0 | 0 |  | 3629 | 223-550 | [40 empty] | 0 | 0 | 0 |  |  |  | 0 | 5000000
209-1770F | 0 | 0 | 0 | 0 | 0% | 0% | 0% | 0 | 0 | 0 | 0 | 0 | 0 | 0 | 0 | 209 | 0 | 0 | 0 | 0 | 0 | 0 | 0 | 0 | 0 | 0 | 0 | 0 | 0 | 0 | 0 | 0 | 0 | 0 |  | 3630 | 209-1770F | [40 empty] | 0 | 0 | 0 |  |  |  | 0 | 5000000
206-960 | 0 | 0 | 0 | 0 | 0% | 0% | 0% | 0 | 0 | 0 | 0 | 0 | 0 | 0 | 0 | 206 | 0 | 0 | 0 | 0 | 0 | 0 | 0 | 0 | 0 | 0 | 0 | 0 | 0 | 0 | 0 | 0 | 0 | 0 |  | 3631 | 206-960 | [40 empty] | 0 | 0 | 0 |  |  |  | 0 | 5000000
224-252F | 0 | 0 | 0 | 0 | 0% | 0% | 0% | 0 | 0 | 0 | 0 | 0 | 0 | 0 | 0 | 224 | 0 | 0 | 0 | 0 | 0 | 0 | 0 | 0 | 0 | 0 | 0 | 0 | 0 | 0 | 0 | 0 | 0 | 0 |  | 3632 | 224-252F | [40 empty] | 0 | 0 | 0 |  |  |  | 0 | 5000000
205-1675R | 0 | 0 | 0 | 0 | 0% | 0% | 0% | 0 | 0 | 0 | 0 | 0 | 0 | 0 | 0 | 205 | 0 | 0 | 0 | 0 | 0 | 0 | 0 | 0 | 0 | 0 | 0 | 0 | 0 | 0 | 0 | 0 | 0 | 0 |  | 3633 | 205-1675R | [40 empty] | 0 | 0 | 0 |  |  |  | 0 | 5000000
183-438 | 0 | 0 | 0 | 0 | 0% | 0% | 0% | 0 | 0 | 0 | 0 | 0 | 0 | 0 | 0 | 183 | 0 | 0 | 0 | 0 | 0 | 0 | 0 | 0 | 0 | 0 | 0 | 0 | 0 | 0 | 0 | 0 | 0 | 0 |  | 3634 | 183-438 | [40 empty] | 0 | 0 | 0 |  |  |  | 0 | 5000000
183-571F | 28449.4375 | 0 | 28449.4375 | 0 | 0% | 100% | 0% | 4535.406 | 9478.6308 | 5.5133 | 4105.1797 | 424.713 | 11.5224 | 8579.4926 | 887.6158 | 183 | 0.014282 | 0.014282 | 0.014282 | 1991950.6464 | 34.5836 | 25750.738 | 2664.1159 | 2421.4464 | 1802995.2 | 186534 | 1674394.1055 | 2035.4197 | 1515561.9144 | 156796.7714 | 1328283.2315 | 1614.6819 | 1202282.9456 | 124385.604 |  | 3635 | 183-571F | 28449.4375 | 23914.0315 | 18970.8068 | 0 | 0 | 0 | 28449.4375 | 23914.0315 | 18970.8068 | 0 | 34.5836 | 29.0703 | 23.0612 | 0 | 0 | 0 | 34.5836 | 29.0703 | 23.0612 | 0 | 2664.1159 | 2239.4028 | 1776.5001 | 0 | 0 | 0 | 2664.1159 | 2239.4028 | 1776.5001 | 0 | 25750.738 | 21645.5584 | 17171.2455 | 0 | 0 | 0 | 25750.738 | 21645.5584 | 17171.2455 | 0 | 0 | 0 | 0 | 0.014282 | 0.014282 | 0.014282 | 0 | 5000000
183-572 | 0 | 0 | 0 | 0 | 0% | 0% | 0% | 0 | 0 | 0 | 0 | 0 | 0 | 0 | 0 | 183 | 0 | 0 | 0 | 0 | 0 | 0 | 0 | 0 | 0 | 0 | 0 | 0 | 0 | 0 | 0 | 0 | 0 | 0 |  | 3636 | 183-572 | [40 empty] | 0 | 0 | 0 |  |  |  | 0 | 5000000
185-41 | 0 | 0 | 0 | 0 | 0% | 0% | 0% | 0 | 0 | 0 | 0 | 0 | 0 | 0 | 0 | 185 | 0 | 0 | 0 | 0 | 0 | 0 | 0 | 0 | 0 | 0 | 0 | 0 | 0 | 0 | 0 | 0 | 0 | 0 |  | 3637 | 185-41 | [40 empty] | 0 | 0 | 0 |  |  |  | 0 | 5000000
185-55 | 0 | 0 | 0 | 0 | 0% | 0% | 0% | 0 | 0 | 0 | 0 | 0 | 0 | 0 | 0 | 185 | 0 | 0 | 0 | 0 | 0 | 0 | 0 | 0 | 0 | 0 | 0 | 0 | 0 | 0 | 0 | 0 | 0 | 0 |  | 3638 | 185-55 | [40 empty] | 0 | 0 | 0 |  |  |  | 0 | 5000000
187-38 | 0 | 0 | 0 | 0 | 0% | 0% | 0% | 0 | 0 | 0 | 0 | 0 | 0 | 0 | 0 | 187 | 0 | 0 | 0 | 0 | 0 | 0 | 0 | 0 | 0 | 0 | 0 | 0 | 0 | 0 | 0 | 0 | 0 | 0 |  | 3639 | 187-38 | [40 empty] | 0 | 0 | 0 |  |  |  | 0 | 5000000
187-39F | 0 | 0 | 0 | 0 | 0% | 0% | 0% | 0 | 0 | 0 | 0 | 0 | 0 | 0 | 0 | 187 | 0 | 0 | 0 | 0 | 0 | 0 | 0 | 0 | 0 | 0 | 0 | 0 | 0 | 0 | 0 | 0 | 0 | 0 |  | 3640 | 187-39F | [40 empty] | 0 | 0 | 0 |  |  |  | 0 | 5000000
187-40F | 0 | 0 | 0 | 0 | 0% | 0% | 0% | 0 | 0 | 0 | 0 | 0 | 0 | 0 | 0 | 187 | 0 | 0 | 0 | 0 | 0 | 0 | 0 | 0 | 0 | 0 | 0 | 0 | 0 | 0 | 0 | 0 | 0 | 0 |  | 3641 | 187-40F | [40 empty] | 0 | 0 | 0 |  |  |  | 0 | 5000000
188-10 | 0 | 0 | 0 | 0 | 0% | 0% | 0% | 0 | 0 | 0 | 0 | 0 | 0 | 0 | 0 | 188 | 0 | 0 | 0 | 0 | 0 | 0 | 0 | 0 | 0 | 0 | 0 | 0 | 0 | 0 | 0 | 0 | 0 | 0 |  | 3642 | 188-10 | [40 empty] | 0 | 0 | 0 |  |  |  | 0 | 5000000
189-784 | 0 | 0 | 0 | 0 | 0% | 0% | 0% | 0 | 0 | 0 | 0 | 0 | 0 | 0 | 0 | 189 | 0 | 0 | 0 | 0 | 0 | 0 | 0 | 0 | 0 | 0 | 0 | 0 | 0 | 0 | 0 | 0 | 0 | 0 |  | 3643 | 189-784 | [40 empty] | 0 | 0 | 0 |  |  |  | 0 | 5000000
190-1123 | 0 | 0 | 0 | 0 | 0% | 0% | 0% | 0 | 0 | 0 | 0 | 0 | 0 | 0 | 0 | 190 | 0 | 0 | 0 | 0 | 0 | 0 | 0 | 0 | 0 | 0 | 0 | 0 | 0 | 0 | 0 | 0 | 0 | 0 |  | 3644 | 190-1123 | [40 empty] | 0 | 0 | 0 |  |  |  | 0 | 5000000
190-1124 | 0 | 0 | 0 | 0 | 0% | 0% | 0% | 0 | 0 | 0 | 0 | 0 | 0 | 0 | 0 | 190 | 0 | 0 | 0 | 0 | 0 | 0 | 0 | 0 | 0 | 0 | 0 | 0 | 0 | 0 | 0 | 0 | 0 | 0 |  | 3645 | 190-1124 | [40 empty] | 0 | 0 | 0 |  |  |  | 0 | 5000000
192-1616F | 0 | 0 | 0 | 0 | 0% | 0% | 0% | 0 | 0 | 0 | 0 | 0 | 0 | 0 | 0 | 192 | 0 | 0 | 0 | 0 | 0 | 0 | 0 | 0 | 0 | 0 | 0 | 0 | 0 | 0 | 0 | 0 | 0 | 0 |  | 3646 | 192-1616F | [40 empty] | 0 | 0 | 0 |  |  |  | 0 | 5000000
192-1617 | 0 | 0 | 0 | 0 | 0% | 0% | 0% | 0 | 0 | 0 | 0 | 0 | 0 | 0 | 0 | 192 | 0 | 0 | 0 | 0 | 0 | 0 | 0 | 0 | 0 | 0 | 0 | 0 | 0 | 0 | 0 | 0 | 0 | 0 |  | 3647 | 192-1617 | [40 empty] | 0 | 0 | 0 |  |  |  | 0 | 5000000
192-756 | 0 | 0 | 0 | 0 | 0% | 0% | 0% | 0 | 0 | 0 | 0 | 0 | 0 | 0 | 0 | 192 | 0 | 0 | 0 | 0 | 0 | 0 | 0 | 0 | 0 | 0 | 0 | 0 | 0 | 0 | 0 | 0 | 0 | 0 |  | 3648 | 192-756 | [40 empty] | 0 | 0 | 0 |  |  |  | 0 | 5000000
196-37 | 0 | 0 | 0 | 0 | 0% | 0% | 0% | 0 | 0 | 0 | 0 | 0 | 0 | 0 | 0 | 196 | 0 | 0 | 0 | 0 | 0 | 0 | 0 | 0 | 0 | 0 | 0 | 0 | 0 | 0 | 0 | 0 | 0 | 0 |  | 3649 | 196-37 | [40 empty] | 0 | 0 | 0 |  |  |  | 0 | 5000000
196-915AE | 3732.688 | 0 | 3732.688 | 0 | 0% | 100% | 0% | 596.9438 | 1241.8943 | 1.4542 | 469.9753 | 125.5142 | 3.0254 | 977.7464 | 261.1224 | 196 | 0.016451 | 0.016451 | 0.016451 | 226902.8474 | 9.0934 | 2938.7544 | 784.8402 | 552.7683 | 178641.1679 | 47708.9112 | 190615.7926 | 464.3678 | 150072.2808 | 40079.1441 | 151410.5064 | 368.858 | 119205.8628 | 31835.7856 |  | 3650 | 196-915AE | 3732.688 | 3135.7442 | 2490.7937 | 0 | 0 | 0 | 3732.688 | 3135.7442 | 2490.7937 | 0 | 9.0934 | 7.6391 | 6.0679 | 0 | 0 | 0 | 9.0934 | 7.6391 | 6.0679 | 0 | 784.8402 | 659.326 | 523.7178 | 0 | 0 | 0 | 784.8402 | 659.326 | 523.7178 | 0 | 2938.7544 | 2468.7791 | 1961.008 | 0 | 0 | 0 | 2938.7544 | 2468.7791 | 1961.008 | 0 | 0 | 0 | 0 | 0.016451 | 0.016451 | 0.016451 | 0 | 5000000
197-1153 | 0 | 0 | 0 | 0 | 0% | 0% | 0% | 0 | 0 | 0 | 0 | 0 | 0 | 0 | 0 | 197 | 0 | 0 | 0 | 0 | 0 | 0 | 0 | 0 | 0 | 0 | 0 | 0 | 0 | 0 | 0 | 0 | 0 | 0 |  | 3651 | 197-1153 | [40 empty] | 0 | 0 | 0 |  |  |  | 0 | 5000000
197-1154 | 0 | 0 | 0 | 0 | 0% | 0% | 0% | 0 | 0 | 0 | 0 | 0 | 0 | 0 | 0 | 197 | 0 | 0 | 0 | 0 | 0 | 0 | 0 | 0 | 0 | 0 | 0 | 0 | 0 | 0 | 0 | 0 | 0 | 0 |  | 3652 | 197-1154 | [40 empty] | 0 | 0 | 0 |  |  |  | 0 | 5000000
197-1156F | 0 | 0 | 0 | 0 | 0% | 0% | 0% | 0 | 0 | 0 | 0 | 0 | 0 | 0 | 0 | 197 | 0 | 0 | 0 | 0 | 0 | 0 | 0 | 0 | 0 | 0 | 0 | 0 | 0 | 0 | 0 | 0 | 0 | 0 |  | 3653 | 197-1156F | [40 empty] | 0 | 0 | 0 |  |  |  | 0 | 5000000
197-47 | 0 | 0 | 0 | 0 | 0% | 0% | 0% | 0 | 0 | 0 | 0 | 0 | 0 | 0 | 0 | 197 | 0 | 0 | 0 | 0 | 0 | 0 | 0 | 0 | 0 | 0 | 0 | 0 | 0 | 0 | 0 | 0 | 0 | 0 |  | 3654 | 197-47 | [40 empty] | 0 | 0 | 0 |  |  |  | 0 | 5000000
197-48F | 0 | 0 | 0 | 0 | 0% | 0% | 0% | 0 | 0 | 0 | 0 | 0 | 0 | 0 | 0 | 197 | 0 | 0 | 0 | 0 | 0 | 0 | 0 | 0 | 0 | 0 | 0 | 0 | 0 | 0 | 0 | 0 | 0 | 0 |  | 3655 | 197-48F | [40 empty] | 0 | 0 | 0 |  |  |  | 0 | 5000000
197-50F | 17017.4812 | 0 | 17017.4812 | 0 | 0% | 100% | 0% | 2719.779 | 5661.4505 | 3.8295 | 2490.4248 | 225.5247 | 7.9714 | 5184.0303 | 469.4488 | 197 | 0.016543 | 0.016543 | 0.016543 | 1028656.8158 | 23.961 | 15582.4266 | 1411.0936 | 1448.3711 | 941911.9784 | 85296.4663 | 864254.1553 | 1216.8886 | 791373.1079 | 71664.1588 | 686438.7387 | 966.5206 | 628552.5557 | 56919.6624 |  | 3656 | 197-50F | 17017.4812 | 14297.7022 | 11356.0306 | 0 | 0 | 0 | 17017.4812 | 14297.7022 | 11356.0306 | 0 | 23.961 | 20.1315 | 15.9895 | 0 | 0 | 0 | 23.961 | 20.1315 | 15.9895 | 0 | 1411.0936 | 1185.5688 | 941.6447 | 0 | 0 | 0 | 1411.0936 | 1185.5688 | 941.6447 | 0 | 15582.4266 | 13092.0019 | 10398.3963 | 0 | 0 | 0 | 15582.4266 | 13092.0019 | 10398.3963 | 0 | 0 | 0 | 0 | 0.016543 | 0.016543 | 0.016543 | 0 | 5000000
205-1551 | 0 | 0 | 0 | 0 | 0% | 0% | 0% | 0 | 0 | 0 | 0 | 0 | 0 | 0 | 0 | 205 | 0 | 0 | 0 | 0 | 0 | 0 | 0 | 0 | 0 | 0 | 0 | 0 | 0 | 0 | 0 | 0 | 0 | 0 |  | 3657 | 205-1551 | [40 empty] | 0 | 0 | 0 |  |  |  | 0 | 5000000
224-251F | 0 | 0 | 0 | 0 | 0% | 0% | 0% | 0 | 0 | 0 | 0 | 0 | 0 | 0 | 0 | 224 | 0 | 0 | 0 | 0 | 0 | 0 | 0 | 0 | 0 | 0 | 0 | 0 | 0 | 0 | 0 | 0 | 0 | 0 |  | 3658 | 224-251F | [40 empty] | 0 | 0 | 0 |  |  |  | 0 | 5000000
224-253 | 0 | 0 | 0 | 0 | 0% | 0% | 0% | 0 | 0 | 0 | 0 | 0 | 0 | 0 | 0 | 224 | 0 | 0 | 0 | 0 | 0 | 0 | 0 | 0 | 0 | 0 | 0 | 0 | 0 | 0 | 0 | 0 | 0 | 0 |  | 3659 | 224-253 | [40 empty] | 0 | 0 | 0 |  |  |  | 0 | 5000000
252-270F | 0 | 0 | 0 | 0 | 0% | 0% | 0% | 0 | 0 | 0 | 0 | 0 | 0 | 0 | 0 | 252 | 0 | 0 | 0 | 0 | 0 | 0 | 0 | 0 | 0 | 0 | 0 | 0 | 0 | 0 | 0 | 0 | 0 | 0 |  | 3660 | 252-270F | [40 empty] | 0 | 0 | 0 |  |  |  | 0 | 5000000
240-1147 | 0 | 0 | 0 | 0 | 0% | 0% | 0% | 0 | 0 | 0 | 0 | 0 | 0 | 0 | 0 | 240 | 0 | 0 | 0 | 0 | 0 | 0 | 0 | 0 | 0 | 0 | 0 | 0 | 0 | 0 | 0 | 0 | 0 | 0 |  | 3661 | 240-1147 | [40 empty] | 0 | 0 | 0 |  |  |  | 0 | 5000000
242-1410 | 0 | 0 | 0 | 0 | 0% | 0% | 0% | 0 | 0 | 0 | 0 | 0 | 0 | 0 | 0 | 242 | 0 | 0 | 0 | 0 | 0 | 0 | 0 | 0 | 0 | 0 | 0 | 0 | 0 | 0 | 0 | 0 | 0 | 0 |  | 3662 | 242-1410 | [40 empty] | 0 | 0 | 0 |  |  |  | 0 | 5000000
242-1412 | 744.5047 | 0 | 744.5047 | 0 | 0% | 100% | 0% | 38.3654 | 79.6835 | 0.026074 | 30.2584 | 8.081 | 0.054154 | 62.8455 | 16.7839 | 242 | 0.096833 | 0.096833 | 0.096833 | 7688.5113 | 0.50598 | 587.1825 | 156.8162 | 5.2252 | 6063.8424 | 1619.4437 | 7292.3111 | 4.956 | 5751.3637 | 1535.9914 | 6865.6186 | 4.666 | 5414.8361 | 1446.1165 |  | 3663 | 242-1412 | 744.5047 | 706.1393 | 664.8212 | 0 | 0 | 0 | 744.5047 | 706.1393 | 664.8212 | 0 | 0.50598 | 0.4799 | 0.45182 | 0 | 0 | 0 | 0.50598 | 0.4799 | 0.45182 | 0 | 156.8162 | 148.7353 | 140.0324 | 0 | 0 | 0 | 156.8162 | 148.7353 | 140.0324 | 0 | 587.1825 | 556.9241 | 524.337 | 0 | 0 | 0 | 587.1825 | 556.9241 | 524.337 | 0 | 0 | 0 | 0 | 0.096833 | 0.096833 | 0.096833 | 0 | 5000000
242-1418 | 0 | 0 | 0 | 0 | 0% | 0% | 0% | 0 | 0 | 0 | 0 | 0 | 0 | 0 | 0 | 242 | 0 | 0 | 0 | 0 | 0 | 0 | 0 | 0 | 0 | 0 | 0 | 0 | 0 | 0 | 0 | 0 | 0 | 0 |  | 3664 | 242-1418 | [40 empty] | 0 | 0 | 0 |  |  |  | 0 | 5000000
242-1419F | 175275.716 | 0 | 175275.716 | 0 | 0% | 100% | 0% | 9061.0123 | 18835.1138 | 11.7905 | 8029.2558 | 1019.966 | 24.5089 | 16690.4029 | 2120.202 | 242 | 0.095886 | 0.095886 | 0.095886 | 1827959.4106 | 228.075 | 155317.4752 | 19730.1659 | 2378.6055 | 1619813.8952 | 205766.9099 | 1733461.6494 | 2255.6417 | 1536076.3758 | 195129.632 | 1631527.045 | 2123.0008 | 1445748.8293 | 183655.215 |  | 3665 | 242-1419F | 175275.716 | 166214.7037 | 156440.6022 | 0 | 0 | 0 | 175275.716 | 166214.7037 | 156440.6022 | 0 | 228.075 | 216.2845 | 203.5661 | 0 | 0 | 0 | 228.075 | 216.2845 | 203.5661 | 0 | 19730.1659 | 18710.1999 | 17609.9639 | 0 | 0 | 0 | 19730.1659 | 18710.1999 | 17609.9639 | 0 | 155317.4752 | 147288.2194 | 138627.0722 | 0 | 0 | 0 | 155317.4752 | 147288.2194 | 138627.0722 | 0 | 0 | 0 | 0 | 0.095886 | 0.095886 | 0.095886 | 0 | 5000000
242-1428 | 0 | 0 | 0 | 0 | 0% | 0% | 0% | 0 | 0 | 0 | 0 | 0 | 0 | 0 | 0 | 242 | 0 | 0 | 0 | 0 | 0 | 0 | 0 | 0 | 0 | 0 | 0 | 0 | 0 | 0 | 0 | 0 | 0 | 0 |  | 3666 | 242-1428 | [40 empty] | 0 | 0 | 0 |  |  |  | 0 | 5000000
242-773F | 0 | 0 | 0 | 0 | 0% | 0% | 0% | 0 | 0 | 0 | 0 | 0 | 0 | 0 | 0 | 242 | 0 | 0 | 0 | 0 | 0 | 0 | 0 | 0 | 0 | 0 | 0 | 0 | 0 | 0 | 0 | 0 | 0 | 0 |  | 3667 | 242-773F | [40 empty] | 0 | 0 | 0 |  |  |  | 0 | 5000000
242-775 | 0 | 0 | 0 | 0 | 0% | 0% | 0% | 0 | 0 | 0 | 0 | 0 | 0 | 0 | 0 | 242 | 0 | 0 | 0 | 0 | 0 | 0 | 0 | 0 | 0 | 0 | 0 | 0 | 0 | 0 | 0 | 0 | 0 | 0 |  | 3668 | 242-775 | [40 empty] | 0 | 0 | 0 |  |  |  | 0 | 5000000
244-28 | 0 | 0 | 0 | 0 | 0% | 0% | 0% | 0 | 0 | 0 | 0 | 0 | 0 | 0 | 0 | 244 | 0 | 0 | 0 | 0 | 0 | 0 | 0 | 0 | 0 | 0 | 0 | 0 | 0 | 0 | 0 | 0 | 0 | 0 |  | 3669 | 244-28 | [40 empty] | 0 | 0 | 0 |  |  |  | 0 | 5000000
244-30F | 12116.8965 | 0 | 12116.8965 | 0 | 0% | 100% | 0% | 1622.6843 | 3388.746 | 2.0808 | 1355.1918 | 265.4118 | 4.3454 | 2830.1258 | 554.2748 | 244 | 0.024472 | 0.024472 | 0.024472 | 495129.025 | 15.5374 | 10119.4784 | 1981.8807 | 634.9005 | 413509.1412 | 80984.9833 | 428821.7724 | 549.8752 | 358132.3532 | 70139.544 | 356655.7375 | 457.3372 | 297862.5778 | 58335.8225 |  | 3670 | 244-30F | 12116.8965 | 10494.2122 | 8728.1505 | 0 | 0 | 0 | 12116.8965 | 10494.2122 | 8728.1505 | 0 | 15.5374 | 13.4567 | 11.192 | 0 | 0 | 0 | 15.5374 | 13.4567 | 11.192 | 0 | 1981.8807 | 1716.4689 | 1427.6059 | 0 | 0 | 0 | 1981.8807 | 1716.4689 | 1427.6059 | 0 | 10119.4784 | 8764.2866 | 7289.3526 | 0 | 0 | 0 | 10119.4784 | 8764.2866 | 7289.3526 | 0 | 0 | 0 | 0 | 0.024472 | 0.024472 | 0.024472 | 0 | 5000000
244-35 | 0 | 0 | 0 | 0 | 0% | 0% | 0% | 0 | 0 | 0 | 0 | 0 | 0 | 0 | 0 | 244 | 0 | 0 | 0 | 0 | 0 | 0 | 0 | 0 | 0 | 0 | 0 | 0 | 0 | 0 | 0 | 0 | 0 | 0 |  | 3671 | 244-35 | [40 empty] | 0 | 0 | 0 |  |  |  | 0 | 5000000
245-485 | 0 | 0 | 0 | 0 | 0% | 0% | 0% | 0 | 0 | 0 | 0 | 0 | 0 | 0 | 0 | 245 | 0 | 0 | 0 | 0 | 0 | 0 | 0 | 0 | 0 | 0 | 0 | 0 | 0 | 0 | 0 | 0 | 0 | 0 |  | 3672 | 245-485 | [40 empty] | 0 | 0 | 0 |  |  |  | 0 | 5000000
245-584 | 0 | 0 | 0 | 0 | 0% | 0% | 0% | 0 | 0 | 0 | 0 | 0 | 0 | 0 | 0 | 245 | 0 | 0 | 0 | 0 | 0 | 0 | 0 | 0 | 0 | 0 | 0 | 0 | 0 | 0 | 0 | 0 | 0 | 0 |  | 3673 | 245-584 | [40 empty] | 0 | 0 | 0 |  |  |  | 0 | 5000000
247-47 | 0 | 0 | 0 | 0 | 0% | 0% | 0% | 0 | 0 | 0 | 0 | 0 | 0 | 0 | 0 | 247 | 0 | 0 | 0 | 0 | 0 | 0 | 0 | 0 | 0 | 0 | 0 | 0 | 0 | 0 | 0 | 0 | 0 | 0 |  | 3674 | 247-47 | [40 empty] | 0 | 0 | 0 |  |  |  | 0 | 5000000
248-29 | 0 | 0 | 0 | 0 | 0% | 0% | 0% | 0 | 0 | 0 | 0 | 0 | 0 | 0 | 0 | 248 | 0 | 0 | 0 | 0 | 0 | 0 | 0 | 0 | 0 | 0 | 0 | 0 | 0 | 0 | 0 | 0 | 0 | 0 |  | 3675 | 248-29 | [40 empty] | 0 | 0 | 0 |  |  |  | 0 | 5000000
249-14AE | 0 | 0 | 0 | 0 | 0% | 0% | 0% | 0 | 0 | 0 | 0 | 0 | 0 | 0 | 0 | 249 | 0 | 0 | 0 | 0 | 0 | 0 | 0 | 0 | 0 | 0 | 0 | 0 | 0 | 0 | 0 | 0 | 0 | 0 |  | 3676 | 249-14AE | [40 empty] | 0 | 0 | 0 |  |  |  | 0 | 5000000
250-285 | 0 | 0 | 0 | 0 | 0% | 0% | 0% | 0 | 0 | 0 | 0 | 0 | 0 | 0 | 0 | 250 | 0 | 0 | 0 | 0 | 0 | 0 | 0 | 0 | 0 | 0 | 0 | 0 | 0 | 0 | 0 | 0 | 0 | 0 |  | 3677 | 250-285 | [40 empty] | 0 | 0 | 0 |  |  |  | 0 | 5000000
250-286 | 0 | 0 | 0 | 0 | 0% | 0% | 0% | 0 | 0 | 0 | 0 | 0 | 0 | 0 | 0 | 250 | 0 | 0 | 0 | 0 | 0 | 0 | 0 | 0 | 0 | 0 | 0 | 0 | 0 | 0 | 0 | 0 | 0 | 0 |  | 3678 | 250-286 | [40 empty] | 0 | 0 | 0 |  |  |  | 0 | 5000000
250-287F | 0 | 0 | 0 | 0 | 0% | 0% | 0% | 0 | 0 | 0 | 0 | 0 | 0 | 0 | 0 | 250 | 0 | 0 | 0 | 0 | 0 | 0 | 0 | 0 | 0 | 0 | 0 | 0 | 0 | 0 | 0 | 0 | 0 | 0 |  | 3679 | 250-287F | [40 empty] | 0 | 0 | 0 |  |  |  | 0 | 5000000
250-45 | 0 | 0 | 0 | 0 | 0% | 0% | 0% | 0 | 0 | 0 | 0 | 0 | 0 | 0 | 0 | 250 | 0 | 0 | 0 | 0 | 0 | 0 | 0 | 0 | 0 | 0 | 0 | 0 | 0 | 0 | 0 | 0 | 0 | 0 |  | 3680 | 250-45 | [40 empty] | 0 | 0 | 0 |  |  |  | 0 | 5000000
250-46 | 0 | 0 | 0 | 0 | 0% | 0% | 0% | 0 | 0 | 0 | 0 | 0 | 0 | 0 | 0 | 250 | 0 | 0 | 0 | 0 | 0 | 0 | 0 | 0 | 0 | 0 | 0 | 0 | 0 | 0 | 0 | 0 | 0 | 0 |  | 3681 | 250-46 | [40 empty] | 0 | 0 | 0 |  |  |  | 0 | 5000000
252-128 | 0 | 0 | 0 | 0 | 0% | 0% | 0% | 0 | 0 | 0 | 0 | 0 | 0 | 0 | 0 | 252 | 0 | 0 | 0 | 0 | 0 | 0 | 0 | 0 | 0 | 0 | 0 | 0 | 0 | 0 | 0 | 0 | 0 | 0 |  | 3682 | 252-128 | [40 empty] | 0 | 0 | 0 |  |  |  | 0 | 5000000
252-267 | 0 | 0 | 0 | 0 | 0% | 0% | 0% | 0 | 0 | 0 | 0 | 0 | 0 | 0 | 0 | 252 | 0 | 0 | 0 | 0 | 0 | 0 | 0 | 0 | 0 | 0 | 0 | 0 | 0 | 0 | 0 | 0 | 0 | 0 |  | 3683 | 252-267 | [40 empty] | 0 | 0 | 0 |  |  |  | 0 | 5000000
252-268F | 0 | 0 | 0 | 0 | 0% | 0% | 0% | 0 | 0 | 0 | 0 | 0 | 0 | 0 | 0 | 252 | 0 | 0 | 0 | 0 | 0 | 0 | 0 | 0 | 0 | 0 | 0 | 0 | 0 | 0 | 0 | 0 | 0 | 0 |  | 3684 | 252-268F | [40 empty] | 0 | 0 | 0 |  |  |  | 0 | 5000000
252-269F | 0 | 0 | 0 | 0 | 0% | 0% | 0% | 0 | 0 | 0 | 0 | 0 | 0 | 0 | 0 | 252 | 0 | 0 | 0 | 0 | 0 | 0 | 0 | 0 | 0 | 0 | 0 | 0 | 0 | 0 | 0 | 0 | 0 | 0 |  | 3685 | 252-269F | [40 empty] | 0 | 0 | 0 |  |  |  | 0 | 5000000
241-565 | 0 | 0 | 0 | 0 | 0% | 0% | 0% | 0 | 0 | 0 | 0 | 0 | 0 | 0 | 0 | 241 | 0 | 0 | 0 | 0 | 0 | 0 | 0 | 0 | 0 | 0 | 0 | 0 | 0 | 0 | 0 | 0 | 0 | 0 |  | 3686 | 241-565 | [40 empty] | 0 | 0 | 0 |  |  |  | 0 | 5000000
237-25 | 0 | 0 | 0 | 0 | 0% | 0% | 0% | 0 | 0 | 0 | 0 | 0 | 0 | 0 | 0 | 237 | 0 | 0 | 0 | 0 | 0 | 0 | 0 | 0 | 0 | 0 | 0 | 0 | 0 | 0 | 0 | 0 | 0 | 0 |  | 3687 | 237-25 | [40 empty] | 0 | 0 | 0 |  |  |  | 0 | 5000000
224-537F | 0 | 0 | 0 | 0 | 0% | 0% | 0% | 0 | 0 | 0 | 0 | 0 | 0 | 0 | 0 | 224 | 0 | 0 | 0 | 0 | 0 | 0 | 0 | 0 | 0 | 0 | 0 | 0 | 0 | 0 | 0 | 0 | 0 | 0 |  | 3688 | 224-537F | [40 empty] | 0 | 0 | 0 |  |  |  | 0 | 5000000
224-538 | 0 | 0 | 0 | 0 | 0% | 0% | 0% | 0 | 0 | 0 | 0 | 0 | 0 | 0 | 0 | 224 | 0 | 0 | 0 | 0 | 0 | 0 | 0 | 0 | 0 | 0 | 0 | 0 | 0 | 0 | 0 | 0 | 0 | 0 |  | 3689 | 224-538 | [40 empty] | 0 | 0 | 0 |  |  |  | 0 | 5000000
224-539F | 0 | 0 | 0 | 0 | 0% | 0% | 0% | 0 | 0 | 0 | 0 | 0 | 0 | 0 | 0 | 224 | 0 | 0 | 0 | 0 | 0 | 0 | 0 | 0 | 0 | 0 | 0 | 0 | 0 | 0 | 0 | 0 | 0 | 0 |  | 3690 | 224-539F | [40 empty] | 0 | 0 | 0 |  |  |  | 0 | 5000000
224-540F | 0 | 0 | 0 | 0 | 0% | 0% | 0% | 0 | 0 | 0 | 0 | 0 | 0 | 0 | 0 | 224 | 0 | 0 | 0 | 0 | 0 | 0 | 0 | 0 | 0 | 0 | 0 | 0 | 0 | 0 | 0 | 0 | 0 | 0 |  | 3691 | 224-540F | [40 empty] | 0 | 0 | 0 |  |  |  | 0 | 5000000
226-151 | 0 | 0 | 0 | 0 | 0% | 0% | 0% | 0 | 0 | 0 | 0 | 0 | 0 | 0 | 0 | 226 | 0 | 0 | 0 | 0 | 0 | 0 | 0 | 0 | 0 | 0 | 0 | 0 | 0 | 0 | 0 | 0 | 0 | 0 |  | 3692 | 226-151 | [40 empty] | 0 | 0 | 0 |  |  |  | 0 | 5000000
226-152F | 0 | 0 | 0 | 0 | 0% | 0% | 0% | 0 | 0 | 0 | 0 | 0 | 0 | 0 | 0 | 226 | 0 | 0 | 0 | 0 | 0 | 0 | 0 | 0 | 0 | 0 | 0 | 0 | 0 | 0 | 0 | 0 | 0 | 0 |  | 3693 | 226-152F | [40 empty] | 0 | 0 | 0 |  |  |  | 0 | 5000000
226-44 | 0 | 0 | 0 | 0 | 0% | 0% | 0% | 0 | 0 | 0 | 0 | 0 | 0 | 0 | 0 | 226 | 0 | 0 | 0 | 0 | 0 | 0 | 0 | 0 | 0 | 0 | 0 | 0 | 0 | 0 | 0 | 0 | 0 | 0 |  | 3694 | 226-44 | [40 empty] | 0 | 0 | 0 |  |  |  | 0 | 5000000
226-46 | 0 | 0 | 0 | 0 | 0% | 0% | 0% | 0 | 0 | 0 | 0 | 0 | 0 | 0 | 0 | 226 | 0 | 0 | 0 | 0 | 0 | 0 | 0 | 0 | 0 | 0 | 0 | 0 | 0 | 0 | 0 | 0 | 0 | 0 |  | 3695 | 226-46 | [40 empty] | 0 | 0 | 0 |  |  |  | 0 | 5000000
227-12F | 0 | 0 | 0 | 0 | 0% | 0% | 0% | 0 | 0 | 0 | 0 | 0 | 0 | 0 | 0 | 227 | 0 | 0 | 0 | 0 | 0 | 0 | 0 | 0 | 0 | 0 | 0 | 0 | 0 | 0 | 0 | 0 | 0 | 0 |  | 3696 | 227-12F | [40 empty] | 0 | 0 | 0 |  |  |  | 0 | 5000000
227-13 | 0 | 0 | 0 | 0 | 0% | 0% | 0% | 0 | 0 | 0 | 0 | 0 | 0 | 0 | 0 | 227 | 0 | 0 | 0 | 0 | 0 | 0 | 0 | 0 | 0 | 0 | 0 | 0 | 0 | 0 | 0 | 0 | 0 | 0 |  | 3697 | 227-13 | [40 empty] | 0 | 0 | 0 |  |  |  | 0 | 5000000
227-14F | 0 | 0 | 0 | 0 | 0% | 0% | 0% | 0 | 0 | 0 | 0 | 0 | 0 | 0 | 0 | 227 | 0 | 0 | 0 | 0 | 0 | 0 | 0 | 0 | 0 | 0 | 0 | 0 | 0 | 0 | 0 | 0 | 0 | 0 |  | 3698 | 227-14F | [40 empty] | 0 | 0 | 0 |  |  |  | 0 | 5000000
227-15F | 0 | 0 | 0 | 0 | 0% | 0% | 0% | 0 | 0 | 0 | 0 | 0 | 0 | 0 | 0 | 227 | 0 | 0 | 0 | 0 | 0 | 0 | 0 | 0 | 0 | 0 | 0 | 0 | 0 | 0 | 0 | 0 | 0 | 0 |  | 3699 | 227-15F | [40 empty] | 0 | 0 | 0 |  |  |  | 0 | 5000000
228-11F | 0 | 0 | 0 | 0 | 0% | 0% | 0% | 0 | 0 | 0 | 0 | 0 | 0 | 0 | 0 | 228 | 0 | 0 | 0 | 0 | 0 | 0 | 0 | 0 | 0 | 0 | 0 | 0 | 0 | 0 | 0 | 0 | 0 | 0 |  | 3700 | 228-11F | [40 empty] | 0 | 0 | 0 |  |  |  | 0 | 5000000
228-12 | 0 | 0 | 0 | 0 | 0% | 0% | 0% | 0 | 0 | 0 | 0 | 0 | 0 | 0 | 0 | 228 | 0 | 0 | 0 | 0 | 0 | 0 | 0 | 0 | 0 | 0 | 0 | 0 | 0 | 0 | 0 | 0 | 0 | 0 |  | 3701 | 228-12 | [40 empty] | 0 | 0 | 0 |  |  |  | 0 | 5000000
228-13F | 0 | 0 | 0 | 0 | 0% | 0% | 0% | 0 | 0 | 0 | 0 | 0 | 0 | 0 | 0 | 228 | 0 | 0 | 0 | 0 | 0 | 0 | 0 | 0 | 0 | 0 | 0 | 0 | 0 | 0 | 0 | 0 | 0 | 0 |  | 3702 | 228-13F | [40 empty] | 0 | 0 | 0 |  |  |  | 0 | 5000000
228-178F | 0 | 0 | 0 | 0 | 0% | 0% | 0% | 0 | 0 | 0 | 0 | 0 | 0 | 0 | 0 | 228 | 0 | 0 | 0 | 0 | 0 | 0 | 0 | 0 | 0 | 0 | 0 | 0 | 0 | 0 | 0 | 0 | 0 | 0 |  | 3703 | 228-178F | [40 empty] | 0 | 0 | 0 |  |  |  | 0 | 5000000
228-179 | 0 | 0 | 0 | 0 | 0% | 0% | 0% | 0 | 0 | 0 | 0 | 0 | 0 | 0 | 0 | 228 | 0 | 0 | 0 | 0 | 0 | 0 | 0 | 0 | 0 | 0 | 0 | 0 | 0 | 0 | 0 | 0 | 0 | 0 |  | 3704 | 228-179 | [40 empty] | 0 | 0 | 0 |  |  |  | 0 | 5000000
228-41AE | 0 | 0 | 0 | 0 | 0% | 0% | 0% | 0 | 0 | 0 | 0 | 0 | 0 | 0 | 0 | 228 | 0 | 0 | 0 | 0 | 0 | 0 | 0 | 0 | 0 | 0 | 0 | 0 | 0 | 0 | 0 | 0 | 0 | 0 |  | 3705 | 228-41AE | [40 empty] | 0 | 0 | 0 |  |  |  | 0 | 5000000
229-425 | 0 | 0 | 0 | 0 | 0% | 0% | 0% | 0 | 0 | 0 | 0 | 0 | 0 | 0 | 0 | 229 | 0 | 0 | 0 | 0 | 0 | 0 | 0 | 0 | 0 | 0 | 0 | 0 | 0 | 0 | 0 | 0 | 0 | 0 |  | 3706 | 229-425 | [40 empty] | 0 | 0 | 0 |  |  |  | 0 | 5000000
229-426 | 0 | 0 | 0 | 0 | 0% | 0% | 0% | 0 | 0 | 0 | 0 | 0 | 0 | 0 | 0 | 229 | 0 | 0 | 0 | 0 | 0 | 0 | 0 | 0 | 0 | 0 | 0 | 0 | 0 | 0 | 0 | 0 | 0 | 0 |  | 3707 | 229-426 | [40 empty] | 0 | 0 | 0 |  |  |  | 0 | 5000000
229-450AE | 0 | 0 | 0 | 0 | 0% | 0% | 0% | 0 | 0 | 0 | 0 | 0 | 0 | 0 | 0 | 229 | 0 | 0 | 0 | 0 | 0 | 0 | 0 | 0 | 0 | 0 | 0 | 0 | 0 | 0 | 0 | 0 | 0 | 0 |  | 3708 | 229-450AE | [40 empty] | 0 | 0 | 0 |  |  |  | 0 | 5000000
229-503AE | 0 | 0 | 0 | 0 | 0% | 0% | 0% | 0 | 0 | 0 | 0 | 0 | 0 | 0 | 0 | 229 | 0 | 0 | 0 | 0 | 0 | 0 | 0 | 0 | 0 | 0 | 0 | 0 | 0 | 0 | 0 | 0 | 0 | 0 |  | 3709 | 229-503AE | [40 empty] | 0 | 0 | 0 |  |  |  | 0 | 5000000
229-504AE | 0 | 0 | 0 | 0 | 0% | 0% | 0% | 0 | 0 | 0 | 0 | 0 | 0 | 0 | 0 | 229 | 0 | 0 | 0 | 0 | 0 | 0 | 0 | 0 | 0 | 0 | 0 | 0 | 0 | 0 | 0 | 0 | 0 | 0 |  | 3710 | 229-504AE | [40 empty] | 0 | 0 | 0 |  |  |  | 0 | 5000000
229-505 | 0 | 0 | 0 | 0 | 0% | 0% | 0% | 0 | 0 | 0 | 0 | 0 | 0 | 0 | 0 | 229 | 0 | 0 | 0 | 0 | 0 | 0 | 0 | 0 | 0 | 0 | 0 | 0 | 0 | 0 | 0 | 0 | 0 | 0 |  | 3711 | 229-505 | [40 empty] | 0 | 0 | 0 |  |  |  | 0 | 5000000
23-211 | 0 | 0 | 0 | 0 | 0% | 0% | 0% | 0 | 0 | 0 | 0 | 0 | 0 | 0 | 0 | 23 | 0 | 0 | 0 | 0 | 0 | 0 | 0 | 0 | 0 | 0 | 0 | 0 | 0 | 0 | 0 | 0 | 0 | 0 |  | 3712 | 23-211 | [40 empty] | 0 | 0 | 0 |  |  |  | 0 | 5000000
23-212F | 0 | 0 | 0 | 0 | 0% | 0% | 0% | 0 | 0 | 0 | 0 | 0 | 0 | 0 | 0 | 23 | 0 | 0 | 0 | 0 | 0 | 0 | 0 | 0 | 0 | 0 | 0 | 0 | 0 | 0 | 0 | 0 | 0 | 0 |  | 3713 | 23-212F | [40 empty] | 0 | 0 | 0 |  |  |  | 0 | 5000000
23-213F | 0 | 0 | 0 | 0 | 0% | 0% | 0% | 0 | 0 | 0 | 0 | 0 | 0 | 0 | 0 | 23 | 0 | 0 | 0 | 0 | 0 | 0 | 0 | 0 | 0 | 0 | 0 | 0 | 0 | 0 | 0 | 0 | 0 | 0 |  | 3714 | 23-213F | [40 empty] | 0 | 0 | 0 |  |  |  | 0 | 5000000
232-39 | 0 | 0 | 0 | 0 | 0% | 0% | 0% | 0 | 0 | 0 | 0 | 0 | 0 | 0 | 0 | 232 | 0 | 0 | 0 | 0 | 0 | 0 | 0 | 0 | 0 | 0 | 0 | 0 | 0 | 0 | 0 | 0 | 0 | 0 |  | 3715 | 232-39 | [40 empty] | 0 | 0 | 0 |  |  |  | 0 | 5000000
233-80 | 0 | 0 | 0 | 0 | 0% | 0% | 0% | 0 | 0 | 0 | 0 | 0 | 0 | 0 | 0 | 233 | 0 | 0 | 0 | 0 | 0 | 0 | 0 | 0 | 0 | 0 | 0 | 0 | 0 | 0 | 0 | 0 | 0 | 0 |  | 3716 | 233-80 | [40 empty] | 0 | 0 | 0 |  |  |  | 0 | 5000000
233-85F | 3123.7783 | 0 | 3123.7783 | 0 | 0% | 100% | 0% | 490.764 | 1030.1174 | 0.62682 | 446.5386 | 43.5986 | 1.3157 | 937.2879 | 91.5139 | 233 | 0.0056446 | 0.0056446 | 0.0056446 | 553410.0384 | 3.9898 | 2842.2774 | 277.5111 | 706.8384 | 503539.2 | 49164 | 466466.0526 | 595.7899 | 424430.2175 | 41440.0452 | 370913.9456 | 473.7468 | 337488.8391 | 32951.3597 |  | 3717 | 233-85F | 3123.7783 | 2633.0143 | 2093.6609 | 0 | 0 | 0 | 3123.7783 | 2633.0143 | 2093.6609 | 0 | 3.9898 | 3.363 | 2.6741 | 0 | 0 | 0 | 3.9898 | 3.363 | 2.6741 | 0 | 277.5111 | 233.9125 | 185.9972 | 0 | 0 | 0 | 277.5111 | 233.9125 | 185.9972 | 0 | 2842.2774 | 2395.7388 | 1904.9895 | 0 | 0 | 0 | 2842.2774 | 2395.7388 | 1904.9895 | 0 | 0 | 0 | 0 | 0.0056446 | 0.0056446 | 0.0056446 | 0 | 5000000
132-99 | 0 | 0 | 0 | 0 | 0% | 0% | 0% | 0 | 0 | 0 | 0 | 0 | 0 | 0 | 0 | 132 | 0 | 0 | 0 | 0 | 0 | 0 | 0 | 0 | 0 | 0 | 0 | 0 | 0 | 0 | 0 | 0 | 0 | 0 |  | 3718 | 132-99 | [40 empty] | 0 | 0 | 0 |  |  |  | 0 | 5000000
132-77 | 0 | 0 | 0 | 0 | 0% | 0% | 0% | 0 | 0 | 0 | 0 | 0 | 0 | 0 | 0 | 132 | 0 | 0 | 0 | 0 | 0 | 0 | 0 | 0 | 0 | 0 | 0 | 0 | 0 | 0 | 0 | 0 | 0 | 0 |  | 3719 | 132-77 | [40 empty] | 0 | 0 | 0 |  |  |  | 0 | 5000000
132-43F | 0 | 0 | 0 | 0 | 0% | 0% | 0% | 0 | 0 | 0 | 0 | 0 | 0 | 0 | 0 | 132 | 0 | 0 | 0 | 0 | 0 | 0 | 0 | 0 | 0 | 0 | 0 | 0 | 0 | 0 | 0 | 0 | 0 | 0 |  | 3720 | 132-43F | [40 empty] | 0 | 0 | 0 |  |  |  | 0 | 5000000
1100-1167 | 0 | 0 | 0 | 0 | 0% | 0% | 0% | 0 | 0 | 0 | 0 | 0 | 0 | 0 | 0 | 1100 | 0 | 0 | 0 | 0 | 0 | 0 | 0 | 0 | 0 | 0 | 0 | 0 | 0 | 0 | 0 | 0 | 0 | 0 |  | 3721 | 1100-1167 | [40 empty] | 0 | 0 | 0 |  |  |  | 0 | 5000000
1090-68 | 0 | 0 | 0 | 0 | 0% | 0% | 0% | 0 | 0 | 0 | 0 | 0 | 0 | 0 | 0 | 1090 | 0 | 0 | 0 | 0 | 0 | 0 | 0 | 0 | 0 | 0 | 0 | 0 | 0 | 0 | 0 | 0 | 0 | 0 |  | 3722 | 1090-68 | [40 empty] | 0 | 0 | 0 |  |  |  | 0 | 5000000
1090-72 | 0 | 0 | 0 | 0 | 0% | 0% | 0% | 0 | 0 | 0 | 0 | 0 | 0 | 0 | 0 | 1090 | 0 | 0 | 0 | 0 | 0 | 0 | 0 | 0 | 0 | 0 | 0 | 0 | 0 | 0 | 0 | 0 | 0 | 0 |  | 3723 | 1090-72 | [40 empty] | 0 | 0 | 0 |  |  |  | 0 | 5000000
1094-24F | 0 | 0 | 0 | 0 | 0% | 0% | 0% | 0 | 0 | 0 | 0 | 0 | 0 | 0 | 0 | 1094 | 0 | 0 | 0 | 0 | 0 | 0 | 0 | 0 | 0 | 0 | 0 | 0 | 0 | 0 | 0 | 0 | 0 | 0 |  | 3724 | 1094-24F | [40 empty] | 0 | 0 | 0 |  |  |  | 0 | 5000000
1094-25F | 0 | 0 | 0 | 0 | 0% | 0% | 0% | 0 | 0 | 0 | 0 | 0 | 0 | 0 | 0 | 1094 | 0 | 0 | 0 | 0 | 0 | 0 | 0 | 0 | 0 | 0 | 0 | 0 | 0 | 0 | 0 | 0 | 0 | 0 |  | 3725 | 1094-25F | [40 empty] | 0 | 0 | 0 |  |  |  | 0 | 5000000
1094-26 | 0 | 0 | 0 | 0 | 0% | 0% | 0% | 0 | 0 | 0 | 0 | 0 | 0 | 0 | 0 | 1094 | 0 | 0 | 0 | 0 | 0 | 0 | 0 | 0 | 0 | 0 | 0 | 0 | 0 | 0 | 0 | 0 | 0 | 0 |  | 3726 | 1094-26 | [40 empty] | 0 | 0 | 0 |  |  |  | 0 | 5000000
1094-5 | 0 | 0 | 0 | 0 | 0% | 0% | 0% | 0 | 0 | 0 | 0 | 0 | 0 | 0 | 0 | 1094 | 0 | 0 | 0 | 0 | 0 | 0 | 0 | 0 | 0 | 0 | 0 | 0 | 0 | 0 | 0 | 0 | 0 | 0 |  | 3727 | 1094-5 | [40 empty] | 0 | 0 | 0 |  |  |  | 0 | 5000000
110-41 | 0 | 0 | 0 | 0 | 0% | 0% | 0% | 0 | 0 | 0 | 0 | 0 | 0 | 0 | 0 | 110 | 0 | 0 | 0 | 0 | 0 | 0 | 0 | 0 | 0 | 0 | 0 | 0 | 0 | 0 | 0 | 0 | 0 | 0 |  | 3728 | 110-41 | [40 empty] | 0 | 0 | 0 |  |  |  | 0 | 5000000
110-42F | 0 | 0 | 0 | 0 | 0% | 0% | 0% | 0 | 0 | 0 | 0 | 0 | 0 | 0 | 0 | 110 | 0 | 0 | 0 | 0 | 0 | 0 | 0 | 0 | 0 | 0 | 0 | 0 | 0 | 0 | 0 | 0 | 0 | 0 |  | 3729 | 110-42F | [40 empty] | 0 | 0 | 0 |  |  |  | 0 | 5000000
110-43 | 0 | 0 | 0 | 0 | 0% | 0% | 0% | 0 | 0 | 0 | 0 | 0 | 0 | 0 | 0 | 110 | 0 | 0 | 0 | 0 | 0 | 0 | 0 | 0 | 0 | 0 | 0 | 0 | 0 | 0 | 0 | 0 | 0 | 0 |  | 3730 | 110-43 | [40 empty] | 0 | 0 | 0 |  |  |  | 0 | 5000000
110-44F | 0 | 0 | 0 | 0 | 0% | 0% | 0% | 0 | 0 | 0 | 0 | 0 | 0 | 0 | 0 | 110 | 0 | 0 | 0 | 0 | 0 | 0 | 0 | 0 | 0 | 0 | 0 | 0 | 0 | 0 | 0 | 0 | 0 | 0 |  | 3731 | 110-44F | [40 empty] | 0 | 0 | 0 |  |  |  | 0 | 5000000
110-45 | 0 | 0 | 0 | 0 | 0% | 0% | 0% | 0 | 0 | 0 | 0 | 0 | 0 | 0 | 0 | 110 | 0 | 0 | 0 | 0 | 0 | 0 | 0 | 0 | 0 | 0 | 0 | 0 | 0 | 0 | 0 | 0 | 0 | 0 |  | 3732 | 110-45 | [40 empty] | 0 | 0 | 0 |  |  |  | 0 | 5000000
110-49 | 0 | 0 | 0 | 0 | 0% | 0% | 0% | 0 | 0 | 0 | 0 | 0 | 0 | 0 | 0 | 110 | 0 | 0 | 0 | 0 | 0 | 0 | 0 | 0 | 0 | 0 | 0 | 0 | 0 | 0 | 0 | 0 | 0 | 0 |  | 3733 | 110-49 | [40 empty] | 0 | 0 | 0 |  |  |  | 0 | 5000000
1100-10 | 0 | 0 | 0 | 0 | 0% | 0% | 0% | 0 | 0 | 0 | 0 | 0 | 0 | 0 | 0 | 1100 | 0 | 0 | 0 | 0 | 0 | 0 | 0 | 0 | 0 | 0 | 0 | 0 | 0 | 0 | 0 | 0 | 0 | 0 |  | 3734 | 1100-10 | [40 empty] | 0 | 0 | 0 |  |  |  | 0 | 5000000
1100-1170F | 0 | 0 | 0 | 0 | 0% | 0% | 0% | 0 | 0 | 0 | 0 | 0 | 0 | 0 | 0 | 1100 | 0 | 0 | 0 | 0 | 0 | 0 | 0 | 0 | 0 | 0 | 0 | 0 | 0 | 0 | 0 | 0 | 0 | 0 |  | 3735 | 1100-1170F | [40 empty] | 0 | 0 | 0 |  |  |  | 0 | 5000000
132-43 | 0 | 0 | 0 | 0 | 0% | 0% | 0% | 0 | 0 | 0 | 0 | 0 | 0 | 0 | 0 | 132 | 0 | 0 | 0 | 0 | 0 | 0 | 0 | 0 | 0 | 0 | 0 | 0 | 0 | 0 | 0 | 0 | 0 | 0 |  | 3736 | 132-43 | [40 empty] | 0 | 0 | 0 |  |  |  | 0 | 5000000
1100-598 | 0 | 0 | 0 | 0 | 0% | 0% | 0% | 0 | 0 | 0 | 0 | 0 | 0 | 0 | 0 | 1100 | 0 | 0 | 0 | 0 | 0 | 0 | 0 | 0 | 0 | 0 | 0 | 0 | 0 | 0 | 0 | 0 | 0 | 0 |  | 3737 | 1100-598 | [40 empty] | 0 | 0 | 0 |  |  |  | 0 | 5000000
1100-599AE | 0 | 0 | 0 | 0 | 0% | 0% | 0% | 0 | 0 | 0 | 0 | 0 | 0 | 0 | 0 | 1100 | 0 | 0 | 0 | 0 | 0 | 0 | 0 | 0 | 0 | 0 | 0 | 0 | 0 | 0 | 0 | 0 | 0 | 0 |  | 3738 | 1100-599AE | [40 empty] | 0 | 0 | 0 |  |  |  | 0 | 5000000
1100-603F | 0 | 0 | 0 | 0 | 0% | 0% | 0% | 0 | 0 | 0 | 0 | 0 | 0 | 0 | 0 | 1100 | 0 | 0 | 0 | 0 | 0 | 0 | 0 | 0 | 0 | 0 | 0 | 0 | 0 | 0 | 0 | 0 | 0 | 0 |  | 3739 | 1100-603F | [40 empty] | 0 | 0 | 0 |  |  |  | 0 | 5000000
1100-7F | 0 | 0 | 0 | 0 | 0% | 0% | 0% | 0 | 0 | 0 | 0 | 0 | 0 | 0 | 0 | 1100 | 0 | 0 | 0 | 0 | 0 | 0 | 0 | 0 | 0 | 0 | 0 | 0 | 0 | 0 | 0 | 0 | 0 | 0 |  | 3740 | 1100-7F | [40 empty] | 0 | 0 | 0 |  |  |  | 0 | 5000000
1100-8F | 0 | 0 | 0 | 0 | 0% | 0% | 0% | 0 | 0 | 0 | 0 | 0 | 0 | 0 | 0 | 1100 | 0 | 0 | 0 | 0 | 0 | 0 | 0 | 0 | 0 | 0 | 0 | 0 | 0 | 0 | 0 | 0 | 0 | 0 |  | 3741 | 1100-8F | [40 empty] | 0 | 0 | 0 |  |  |  | 0 | 5000000
1101-590 | 0 | 0 | 0 | 0 | 0% | 0% | 0% | 0 | 0 | 0 | 0 | 0 | 0 | 0 | 0 | 1101 | 0 | 0 | 0 | 0 | 0 | 0 | 0 | 0 | 0 | 0 | 0 | 0 | 0 | 0 | 0 | 0 | 0 | 0 |  | 3742 | 1101-590 | [40 empty] | 0 | 0 | 0 |  |  |  | 0 | 5000000
1101-593F | 293021.7597 | 0 | 293021.7597 | 0 | 0% | 100% | 0% | 20689.9406 | 43059.5435 | 25.7672 | 18793.358 | 1870.8153 | 53.6263 | 39112.409 | 3893.5081 | 1101 | 0.068851 | 0.068851 | 0.068851 | 4255857.6829 | 364.9292 | 266161.366 | 26495.4645 | 5300.2443 | 3865736.4404 | 384820.9981 | 3955356.3051 | 4926 | 3592781.0897 | 357649.2154 | 3630459.4562 | 4521.3735 | 3297666.5248 | 328271.5579 |  | 3743 | 1101-593F | 293021.7597 | 272331.8191 | 249962.2162 | 0 | 0 | 0 | 293021.7597 | 272331.8191 | 249962.2162 | 0 | 364.9292 | 339.162 | 311.3029 | 0 | 0 | 0 | 364.9292 | 339.162 | 311.3029 | 0 | 26495.4645 | 24624.6492 | 22601.9563 | 0 | 0 | 0 | 26495.4645 | 24624.6492 | 22601.9563 | 0 | 266161.366 | 247368.0079 | 227048.957 | 0 | 0 | 0 | 266161.366 | 247368.0079 | 227048.957 | 0 | 0 | 0 | 0 | 0.068851 | 0.068851 | 0.068851 | 0 | 5000000
1102-319AE | 0 | 0 | 0 | 0 | 0% | 0% | 0% | 0 | 0 | 0 | 0 | 0 | 0 | 0 | 0 | 1102 | 0 | 0 | 0 | 0 | 0 | 0 | 0 | 0 | 0 | 0 | 0 | 0 | 0 | 0 | 0 | 0 | 0 | 0 |  | 3744 | 1102-319AE | [40 empty] | 0 | 0 | 0 |  |  |  | 0 | 5000000
1102-320 | 0 | 0 | 0 | 0 | 0% | 0% | 0% | 0 | 0 | 0 | 0 | 0 | 0 | 0 | 0 | 1102 | 0 | 0 | 0 | 0 | 0 | 0 | 0 | 0 | 0 | 0 | 0 | 0 | 0 | 0 | 0 | 0 | 0 | 0 |  | 3745 | 1102-320 | [40 empty] | 0 | 0 | 0 |  |  |  | 0 | 5000000
1103-14AE | 0 | 0 | 0 | 0 | 0% | 0% | 0% | 0 | 0 | 0 | 0 | 0 | 0 | 0 | 0 | 1103 | 0 | 0 | 0 | 0 | 0 | 0 | 0 | 0 | 0 | 0 | 0 | 0 | 0 | 0 | 0 | 0 | 0 | 0 |  | 3746 | 1103-14AE | [40 empty] | 0 | 0 | 0 |  |  |  | 0 | 5000000
1103-15 | 0 | 0 | 0 | 0 | 0% | 0% | 0% | 0 | 0 | 0 | 0 | 0 | 0 | 0 | 0 | 1103 | 0 | 0 | 0 | 0 | 0 | 0 | 0 | 0 | 0 | 0 | 0 | 0 | 0 | 0 | 0 | 0 | 0 | 0 |  | 3747 | 1103-15 | [40 empty] | 0 | 0 | 0 |  |  |  | 0 | 5000000
1105-1480F | 0 | 0 | 0 | 0 | 0% | 0% | 0% | 0 | 0 | 0 | 0 | 0 | 0 | 0 | 0 | 1105 | 0 | 0 | 0 | 0 | 0 | 0 | 0 | 0 | 0 | 0 | 0 | 0 | 0 | 0 | 0 | 0 | 0 | 0 |  | 3748 | 1105-1480F | [40 empty] | 0 | 0 | 0 |  |  |  | 0 | 5000000
1105-1481 | 0 | 0 | 0 | 0 | 0% | 0% | 0% | 0 | 0 | 0 | 0 | 0 | 0 | 0 | 0 | 1105 | 0 | 0 | 0 | 0 | 0 | 0 | 0 | 0 | 0 | 0 | 0 | 0 | 0 | 0 | 0 | 0 | 0 | 0 |  | 3749 | 1105-1481 | [40 empty] | 0 | 0 | 0 |  |  |  | 0 | 5000000
1105-1482F | 0 | 0 | 0 | 0 | 0% | 0% | 0% | 0 | 0 | 0 | 0 | 0 | 0 | 0 | 0 | 1105 | 0 | 0 | 0 | 0 | 0 | 0 | 0 | 0 | 0 | 0 | 0 | 0 | 0 | 0 | 0 | 0 | 0 | 0 |  | 3750 | 1105-1482F | [40 empty] | 0 | 0 | 0 |  |  |  | 0 | 5000000
1090-50 | 0 | 0 | 0 | 0 | 0% | 0% | 0% | 0 | 0 | 0 | 0 | 0 | 0 | 0 | 0 | 1090 | 0 | 0 | 0 | 0 | 0 | 0 | 0 | 0 | 0 | 0 | 0 | 0 | 0 | 0 | 0 | 0 | 0 | 0 |  | 3751 | 1090-50 | [40 empty] | 0 | 0 | 0 |  |  |  | 0 | 5000000
109-26F | 0 | 0 | 0 | 0 | 0% | 0% | 0% | 0 | 0 | 0 | 0 | 0 | 0 | 0 | 0 | 109 | 0 | 0 | 0 | 0 | 0 | 0 | 0 | 0 | 0 | 0 | 0 | 0 | 0 | 0 | 0 | 0 | 0 | 0 |  | 3752 | 109-26F | [40 empty] | 0 | 0 | 0 |  |  |  | 0 | 5000000
109-26 | 0 | 0 | 0 | 0 | 0% | 0% | 0% | 0 | 0 | 0 | 0 | 0 | 0 | 0 | 0 | 109 | 0 | 0 | 0 | 0 | 0 | 0 | 0 | 0 | 0 | 0 | 0 | 0 | 0 | 0 | 0 | 0 | 0 | 0 |  | 3753 | 109-26 | [40 empty] | 0 | 0 | 0 |  |  |  | 0 | 5000000
109-25F | 0 | 0 | 0 | 0 | 0% | 0% | 0% | 0 | 0 | 0 | 0 | 0 | 0 | 0 | 0 | 109 | 0 | 0 | 0 | 0 | 0 | 0 | 0 | 0 | 0 | 0 | 0 | 0 | 0 | 0 | 0 | 0 | 0 | 0 |  | 3754 | 109-25F | [40 empty] | 0 | 0 | 0 |  |  |  | 0 | 5000000
1073-885 | 0 | 0 | 0 | 0 | 0% | 0% | 0% | 0 | 0 | 0 | 0 | 0 | 0 | 0 | 0 | 1073 | 0 | 0 | 0 | 0 | 0 | 0 | 0 | 0 | 0 | 0 | 0 | 0 | 0 | 0 | 0 | 0 | 0 | 0 |  | 3755 | 1073-885 | [40 empty] | 0 | 0 | 0 |  |  |  | 0 | 5000000
1076-30 | 0 | 0 | 0 | 0 | 0% | 0% | 0% | 0 | 0 | 0 | 0 | 0 | 0 | 0 | 0 | 1076 | 0 | 0 | 0 | 0 | 0 | 0 | 0 | 0 | 0 | 0 | 0 | 0 | 0 | 0 | 0 | 0 | 0 | 0 |  | 3756 | 1076-30 | [40 empty] | 0 | 0 | 0 |  |  |  | 0 | 5000000
1076-31F | 0 | 0 | 0 | 0 | 0% | 0% | 0% | 0 | 0 | 0 | 0 | 0 | 0 | 0 | 0 | 1076 | 0 | 0 | 0 | 0 | 0 | 0 | 0 | 0 | 0 | 0 | 0 | 0 | 0 | 0 | 0 | 0 | 0 | 0 |  | 3757 | 1076-31F | [40 empty] | 0 | 0 | 0 |  |  |  | 0 | 5000000
1076-32F | 0 | 0 | 0 | 0 | 0% | 0% | 0% | 0 | 0 | 0 | 0 | 0 | 0 | 0 | 0 | 1076 | 0 | 0 | 0 | 0 | 0 | 0 | 0 | 0 | 0 | 0 | 0 | 0 | 0 | 0 | 0 | 0 | 0 | 0 |  | 3758 | 1076-32F | [40 empty] | 0 | 0 | 0 |  |  |  | 0 | 5000000
1076-34 | 0 | 0 | 0 | 0 | 0% | 0% | 0% | 0 | 0 | 0 | 0 | 0 | 0 | 0 | 0 | 1076 | 0 | 0 | 0 | 0 | 0 | 0 | 0 | 0 | 0 | 0 | 0 | 0 | 0 | 0 | 0 | 0 | 0 | 0 |  | 3759 | 1076-34 | [40 empty] | 0 | 0 | 0 |  |  |  | 0 | 5000000
1076-35F | 0 | 0 | 0 | 0 | 0% | 0% | 0% | 0 | 0 | 0 | 0 | 0 | 0 | 0 | 0 | 1076 | 0 | 0 | 0 | 0 | 0 | 0 | 0 | 0 | 0 | 0 | 0 | 0 | 0 | 0 | 0 | 0 | 0 | 0 |  | 3760 | 1076-35F | [40 empty] | 0 | 0 | 0 |  |  |  | 0 | 5000000
1076-36F | 0 | 0 | 0 | 0 | 0% | 0% | 0% | 0 | 0 | 0 | 0 | 0 | 0 | 0 | 0 | 1076 | 0 | 0 | 0 | 0 | 0 | 0 | 0 | 0 | 0 | 0 | 0 | 0 | 0 | 0 | 0 | 0 | 0 | 0 |  | 3761 | 1076-36F | [40 empty] | 0 | 0 | 0 |  |  |  | 0 | 5000000
1079-21F | 0 | 0 | 0 | 0 | 0% | 0% | 0% | 0 | 0 | 0 | 0 | 0 | 0 | 0 | 0 | 1079 | 0 | 0 | 0 | 0 | 0 | 0 | 0 | 0 | 0 | 0 | 0 | 0 | 0 | 0 | 0 | 0 | 0 | 0 |  | 3762 | 1079-21F | [40 empty] | 0 | 0 | 0 |  |  |  | 0 | 5000000
1079-23 | 0 | 0 | 0 | 0 | 0% | 0% | 0% | 0 | 0 | 0 | 0 | 0 | 0 | 0 | 0 | 1079 | 0 | 0 | 0 | 0 | 0 | 0 | 0 | 0 | 0 | 0 | 0 | 0 | 0 | 0 | 0 | 0 | 0 | 0 |  | 3763 | 1079-23 | [40 empty] | 0 | 0 | 0 |  |  |  | 0 | 5000000
108-389 | 0 | 0 | 0 | 0 | 0% | 0% | 0% | 0 | 0 | 0 | 0 | 0 | 0 | 0 | 0 | 108 | 0 | 0 | 0 | 0 | 0 | 0 | 0 | 0 | 0 | 0 | 0 | 0 | 0 | 0 | 0 | 0 | 0 | 0 |  | 3764 | 108-389 | [40 empty] | 0 | 0 | 0 |  |  |  | 0 | 5000000
108-390F | 0 | 0 | 0 | 0 | 0% | 0% | 0% | 0 | 0 | 0 | 0 | 0 | 0 | 0 | 0 | 108 | 0 | 0 | 0 | 0 | 0 | 0 | 0 | 0 | 0 | 0 | 0 | 0 | 0 | 0 | 0 | 0 | 0 | 0 |  | 3765 | 108-390F | [40 empty] | 0 | 0 | 0 |  |  |  | 0 | 5000000
108-391F | 0 | 0 | 0 | 0 | 0% | 0% | 0% | 0 | 0 | 0 | 0 | 0 | 0 | 0 | 0 | 108 | 0 | 0 | 0 | 0 | 0 | 0 | 0 | 0 | 0 | 0 | 0 | 0 | 0 | 0 | 0 | 0 | 0 | 0 |  | 3766 | 108-391F | [40 empty] | 0 | 0 | 0 |  |  |  | 0 | 5000000
1081-665 | 0 | 0 | 0 | 0 | 0% | 0% | 0% | 0 | 0 | 0 | 0 | 0 | 0 | 0 | 0 | 1081 | 0 | 0 | 0 | 0 | 0 | 0 | 0 | 0 | 0 | 0 | 0 | 0 | 0 | 0 | 0 | 0 | 0 | 0 |  | 3767 | 1081-665 | [40 empty] | 0 | 0 | 0 |  |  |  | 0 | 5000000
1085-414 | 0 | 0 | 0 | 0 | 0% | 0% | 0% | 0 | 0 | 0 | 0 | 0 | 0 | 0 | 0 | 1085 | 0 | 0 | 0 | 0 | 0 | 0 | 0 | 0 | 0 | 0 | 0 | 0 | 0 | 0 | 0 | 0 | 0 | 0 |  | 3768 | 1085-414 | [40 empty] | 0 | 0 | 0 |  |  |  | 0 | 5000000
1085-433 | 0 | 0 | 0 | 0 | 0% | 0% | 0% | 0 | 0 | 0 | 0 | 0 | 0 | 0 | 0 | 1085 | 0 | 0 | 0 | 0 | 0 | 0 | 0 | 0 | 0 | 0 | 0 | 0 | 0 | 0 | 0 | 0 | 0 | 0 |  | 3769 | 1085-433 | [40 empty] | 0 | 0 | 0 |  |  |  | 0 | 5000000
1085-9 | 0 | 0 | 0 | 0 | 0% | 0% | 0% | 0 | 0 | 0 | 0 | 0 | 0 | 0 | 0 | 1085 | 0 | 0 | 0 | 0 | 0 | 0 | 0 | 0 | 0 | 0 | 0 | 0 | 0 | 0 | 0 | 0 | 0 | 0 |  | 3770 | 1085-9 | [40 empty] | 0 | 0 | 0 |  |  |  | 0 | 5000000
109-17 | 0 | 0 | 0 | 0 | 0% | 0% | 0% | 0 | 0 | 0 | 0 | 0 | 0 | 0 | 0 | 109 | 0 | 0 | 0 | 0 | 0 | 0 | 0 | 0 | 0 | 0 | 0 | 0 | 0 | 0 | 0 | 0 | 0 | 0 |  | 3771 | 109-17 | [40 empty] | 0 | 0 | 0 |  |  |  | 0 | 5000000
109-18F | 0 | 0 | 0 | 0 | 0% | 0% | 0% | 0 | 0 | 0 | 0 | 0 | 0 | 0 | 0 | 109 | 0 | 0 | 0 | 0 | 0 | 0 | 0 | 0 | 0 | 0 | 0 | 0 | 0 | 0 | 0 | 0 | 0 | 0 |  | 3772 | 109-18F | [40 empty] | 0 | 0 | 0 |  |  |  | 0 | 5000000
109-19F | 0 | 0 | 0 | 0 | 0% | 0% | 0% | 0 | 0 | 0 | 0 | 0 | 0 | 0 | 0 | 109 | 0 | 0 | 0 | 0 | 0 | 0 | 0 | 0 | 0 | 0 | 0 | 0 | 0 | 0 | 0 | 0 | 0 | 0 |  | 3773 | 109-19F | [40 empty] | 0 | 0 | 0 |  |  |  | 0 | 5000000
109-20F | 0 | 0 | 0 | 0 | 0% | 0% | 0% | 0 | 0 | 0 | 0 | 0 | 0 | 0 | 0 | 109 | 0 | 0 | 0 | 0 | 0 | 0 | 0 | 0 | 0 | 0 | 0 | 0 | 0 | 0 | 0 | 0 | 0 | 0 |  | 3774 | 109-20F | [40 empty] | 0 | 0 | 0 |  |  |  | 0 | 5000000
109-22 | 0 | 0 | 0 | 0 | 0% | 0% | 0% | 0 | 0 | 0 | 0 | 0 | 0 | 0 | 0 | 109 | 0 | 0 | 0 | 0 | 0 | 0 | 0 | 0 | 0 | 0 | 0 | 0 | 0 | 0 | 0 | 0 | 0 | 0 |  | 3775 | 109-22 | [40 empty] | 0 | 0 | 0 |  |  |  | 0 | 5000000
109-23 | 0 | 0 | 0 | 0 | 0% | 0% | 0% | 0 | 0 | 0 | 0 | 0 | 0 | 0 | 0 | 109 | 0 | 0 | 0 | 0 | 0 | 0 | 0 | 0 | 0 | 0 | 0 | 0 | 0 | 0 | 0 | 0 | 0 | 0 |  | 3776 | 109-23 | [40 empty] | 0 | 0 | 0 |  |  |  | 0 | 5000000
109-24 | 0 | 0 | 0 | 0 | 0% | 0% | 0% | 0 | 0 | 0 | 0 | 0 | 0 | 0 | 0 | 109 | 0 | 0 | 0 | 0 | 0 | 0 | 0 | 0 | 0 | 0 | 0 | 0 | 0 | 0 | 0 | 0 | 0 | 0 |  | 3777 | 109-24 | [40 empty] | 0 | 0 | 0 |  |  |  | 0 | 5000000
109-24F | 0 | 0 | 0 | 0 | 0% | 0% | 0% | 0 | 0 | 0 | 0 | 0 | 0 | 0 | 0 | 109 | 0 | 0 | 0 | 0 | 0 | 0 | 0 | 0 | 0 | 0 | 0 | 0 | 0 | 0 | 0 | 0 | 0 | 0 |  | 3778 | 109-24F | [40 empty] | 0 | 0 | 0 |  |  |  | 0 | 5000000
109-25 | 0 | 0 | 0 | 0 | 0% | 0% | 0% | 0 | 0 | 0 | 0 | 0 | 0 | 0 | 0 | 109 | 0 | 0 | 0 | 0 | 0 | 0 | 0 | 0 | 0 | 0 | 0 | 0 | 0 | 0 | 0 | 0 | 0 | 0 |  | 3779 | 109-25 | [40 empty] | 0 | 0 | 0 |  |  |  | 0 | 5000000
1105-8 | 0 | 0 | 0 | 0 | 0% | 0% | 0% | 0 | 0 | 0 | 0 | 0 | 0 | 0 | 0 | 1105 | 0 | 0 | 0 | 0 | 0 | 0 | 0 | 0 | 0 | 0 | 0 | 0 | 0 | 0 | 0 | 0 | 0 | 0 |  | 3780 | 1105-8 | [40 empty] | 0 | 0 | 0 |  |  |  | 0 | 5000000
1105-9AE | 0 | 0 | 0 | 0 | 0% | 0% | 0% | 0 | 0 | 0 | 0 | 0 | 0 | 0 | 0 | 1105 | 0 | 0 | 0 | 0 | 0 | 0 | 0 | 0 | 0 | 0 | 0 | 0 | 0 | 0 | 0 | 0 | 0 | 0 |  | 3781 | 1105-9AE | [40 empty] | 0 | 0 | 0 |  |  |  | 0 | 5000000
111-420 | 0 | 0 | 0 | 0 | 0% | 0% | 0% | 0 | 0 | 0 | 0 | 0 | 0 | 0 | 0 | 111 | 0 | 0 | 0 | 0 | 0 | 0 | 0 | 0 | 0 | 0 | 0 | 0 | 0 | 0 | 0 | 0 | 0 | 0 |  | 3782 | 111-420 | [40 empty] | 0 | 0 | 0 |  |  |  | 0 | 5000000
115-22 | 0 | 0 | 0 | 0 | 0% | 0% | 0% | 0 | 0 | 0 | 0 | 0 | 0 | 0 | 0 | 115 | 0 | 0 | 0 | 0 | 0 | 0 | 0 | 0 | 0 | 0 | 0 | 0 | 0 | 0 | 0 | 0 | 0 | 0 |  | 3783 | 115-22 | [40 empty] | 0 | 0 | 0 |  |  |  | 0 | 5000000
115-24 | 0 | 0 | 0 | 0 | 0% | 0% | 0% | 0 | 0 | 0 | 0 | 0 | 0 | 0 | 0 | 115 | 0 | 0 | 0 | 0 | 0 | 0 | 0 | 0 | 0 | 0 | 0 | 0 | 0 | 0 | 0 | 0 | 0 | 0 |  | 3784 | 115-24 | [40 empty] | 0 | 0 | 0 |  |  |  | 0 | 5000000
115-24F | 0 | 0 | 0 | 0 | 0% | 0% | 0% | 0 | 0 | 0 | 0 | 0 | 0 | 0 | 0 | 115 | 0 | 0 | 0 | 0 | 0 | 0 | 0 | 0 | 0 | 0 | 0 | 0 | 0 | 0 | 0 | 0 | 0 | 0 |  | 3785 | 115-24F | [40 empty] | 0 | 0 | 0 |  |  |  | 0 | 5000000
115-25 | 0 | 0 | 0 | 0 | 0% | 0% | 0% | 0 | 0 | 0 | 0 | 0 | 0 | 0 | 0 | 115 | 0 | 0 | 0 | 0 | 0 | 0 | 0 | 0 | 0 | 0 | 0 | 0 | 0 | 0 | 0 | 0 | 0 | 0 |  | 3786 | 115-25 | [40 empty] | 0 | 0 | 0 |  |  |  | 0 | 5000000
115-25F | 0 | 0 | 0 | 0 | 0% | 0% | 0% | 0 | 0 | 0 | 0 | 0 | 0 | 0 | 0 | 115 | 0 | 0 | 0 | 0 | 0 | 0 | 0 | 0 | 0 | 0 | 0 | 0 | 0 | 0 | 0 | 0 | 0 | 0 |  | 3787 | 115-25F | [40 empty] | 0 | 0 | 0 |  |  |  | 0 | 5000000
115-26 | 0 | 0 | 0 | 0 | 0% | 0% | 0% | 0 | 0 | 0 | 0 | 0 | 0 | 0 | 0 | 115 | 0 | 0 | 0 | 0 | 0 | 0 | 0 | 0 | 0 | 0 | 0 | 0 | 0 | 0 | 0 | 0 | 0 | 0 |  | 3788 | 115-26 | [40 empty] | 0 | 0 | 0 |  |  |  | 0 | 5000000
115-26F | 0 | 0 | 0 | 0 | 0% | 0% | 0% | 0 | 0 | 0 | 0 | 0 | 0 | 0 | 0 | 115 | 0 | 0 | 0 | 0 | 0 | 0 | 0 | 0 | 0 | 0 | 0 | 0 | 0 | 0 | 0 | 0 | 0 | 0 |  | 3789 | 115-26F | [40 empty] | 0 | 0 | 0 |  |  |  | 0 | 5000000
115-27 | 0 | 0 | 0 | 0 | 0% | 0% | 0% | 0 | 0 | 0 | 0 | 0 | 0 | 0 | 0 | 115 | 0 | 0 | 0 | 0 | 0 | 0 | 0 | 0 | 0 | 0 | 0 | 0 | 0 | 0 | 0 | 0 | 0 | 0 |  | 3790 | 115-27 | [40 empty] | 0 | 0 | 0 |  |  |  | 0 | 5000000
115-28 | 0 | 0 | 0 | 0 | 0% | 0% | 0% | 0 | 0 | 0 | 0 | 0 | 0 | 0 | 0 | 115 | 0 | 0 | 0 | 0 | 0 | 0 | 0 | 0 | 0 | 0 | 0 | 0 | 0 | 0 | 0 | 0 | 0 | 0 |  | 3791 | 115-28 | [40 empty] | 0 | 0 | 0 |  |  |  | 0 | 5000000
115-29 | 0 | 0 | 0 | 0 | 0% | 0% | 0% | 0 | 0 | 0 | 0 | 0 | 0 | 0 | 0 | 115 | 0 | 0 | 0 | 0 | 0 | 0 | 0 | 0 | 0 | 0 | 0 | 0 | 0 | 0 | 0 | 0 | 0 | 0 |  | 3792 | 115-29 | [40 empty] | 0 | 0 | 0 |  |  |  | 0 | 5000000
115-29F | 0 | 0 | 0 | 0 | 0% | 0% | 0% | 0 | 0 | 0 | 0 | 0 | 0 | 0 | 0 | 115 | 0 | 0 | 0 | 0 | 0 | 0 | 0 | 0 | 0 | 0 | 0 | 0 | 0 | 0 | 0 | 0 | 0 | 0 |  | 3793 | 115-29F | [40 empty] | 0 | 0 | 0 |  |  |  | 0 | 5000000
115-30 | 0 | 0 | 0 | 0 | 0% | 0% | 0% | 0 | 0 | 0 | 0 | 0 | 0 | 0 | 0 | 115 | 0 | 0 | 0 | 0 | 0 | 0 | 0 | 0 | 0 | 0 | 0 | 0 | 0 | 0 | 0 | 0 | 0 | 0 |  | 3794 | 115-30 | [40 empty] | 0 | 0 | 0 |  |  |  | 0 | 5000000
115-30F | 0 | 0 | 0 | 0 | 0% | 0% | 0% | 0 | 0 | 0 | 0 | 0 | 0 | 0 | 0 | 115 | 0 | 0 | 0 | 0 | 0 | 0 | 0 | 0 | 0 | 0 | 0 | 0 | 0 | 0 | 0 | 0 | 0 | 0 |  | 3795 | 115-30F | [40 empty] | 0 | 0 | 0 |  |  |  | 0 | 5000000
115-31 | 0 | 0 | 0 | 0 | 0% | 0% | 0% | 0 | 0 | 0 | 0 | 0 | 0 | 0 | 0 | 115 | 0 | 0 | 0 | 0 | 0 | 0 | 0 | 0 | 0 | 0 | 0 | 0 | 0 | 0 | 0 | 0 | 0 | 0 |  | 3796 | 115-31 | [40 empty] | 0 | 0 | 0 |  |  |  | 0 | 5000000
115-31F | 0 | 0 | 0 | 0 | 0% | 0% | 0% | 0 | 0 | 0 | 0 | 0 | 0 | 0 | 0 | 115 | 0 | 0 | 0 | 0 | 0 | 0 | 0 | 0 | 0 | 0 | 0 | 0 | 0 | 0 | 0 | 0 | 0 | 0 |  | 3797 | 115-31F | [40 empty] | 0 | 0 | 0 |  |  |  | 0 | 5000000
1152-31F | 0 | 0 | 0 | 0 | 0% | 0% | 0% | 0 | 0 | 0 | 0 | 0 | 0 | 0 | 0 | 1152 | 0 | 0 | 0 | 0 | 0 | 0 | 0 | 0 | 0 | 0 | 0 | 0 | 0 | 0 | 0 | 0 | 0 | 0 |  | 3798 | 1152-31F | [40 empty] | 0 | 0 | 0 |  |  |  | 0 | 5000000
1152-32 | 0 | 0 | 0 | 0 | 0% | 0% | 0% | 0 | 0 | 0 | 0 | 0 | 0 | 0 | 0 | 1152 | 0 | 0 | 0 | 0 | 0 | 0 | 0 | 0 | 0 | 0 | 0 | 0 | 0 | 0 | 0 | 0 | 0 | 0 |  | 3799 | 1152-32 | [40 empty] | 0 | 0 | 0 |  |  |  | 0 | 5000000
1152-33F | 0 | 0 | 0 | 0 | 0% | 0% | 0% | 0 | 0 | 0 | 0 | 0 | 0 | 0 | 0 | 1152 | 0 | 0 | 0 | 0 | 0 | 0 | 0 | 0 | 0 | 0 | 0 | 0 | 0 | 0 | 0 | 0 | 0 | 0 |  | 3800 | 1152-33F | [40 empty] | 0 | 0 | 0 |  |  |  | 0 | 5000000
1152-34F | 0 | 0 | 0 | 0 | 0% | 0% | 0% | 0 | 0 | 0 | 0 | 0 | 0 | 0 | 0 | 1152 | 0 | 0 | 0 | 0 | 0 | 0 | 0 | 0 | 0 | 0 | 0 | 0 | 0 | 0 | 0 | 0 | 0 | 0 |  | 3801 | 1152-34F | [40 empty] | 0 | 0 | 0 |  |  |  | 0 | 5000000
116-30 | 0 | 0 | 0 | 0 | 0% | 0% | 0% | 0 | 0 | 0 | 0 | 0 | 0 | 0 | 0 | 116 | 0 | 0 | 0 | 0 | 0 | 0 | 0 | 0 | 0 | 0 | 0 | 0 | 0 | 0 | 0 | 0 | 0 | 0 |  | 3802 | 116-30 | [40 empty] | 0 | 0 | 0 |  |  |  | 0 | 5000000
1160-1 | 88147.3396 | 0 | 88147.3396 | 0 | 0% | 100% | 0% | 7241.5632 | 15097.7446 | 14.8073 | 5707.7809 | 1518.975 | 30.8713 | 11900.0022 | 3166.8711 | 1160 | 0.056248 | 0.056248 | 0.056248 | 1567108.3898 | 180.2403 | 69477.499 | 18489.6003 | 3204.3624 | 1235190.6728 | 328713.3546 | 1438365.8266 | 2941.1146 | 1133716.1262 | 301708.5857 | 1298696.4064 | 2655.524 | 1023629.06 | 272411.8224 |  | 3803 | 1160-1 | 88147.3396 | 80905.7764 | 73049.5949 | 0 | 0 | 0 | 88147.3396 | 80905.7764 | 73049.5949 | 0 | 180.2403 | 165.433 | 149.369 | 0 | 0 | 0 | 180.2403 | 165.433 | 149.369 | 0 | 18489.6003 | 16970.6252 | 15322.7291 | 0 | 0 | 0 | 18489.6003 | 16970.6252 | 15322.7291 | 0 | 69477.499 | 63769.7182 | 57577.4968 | 0 | 0 | 0 | 69477.499 | 63769.7182 | 57577.4968 | 0 | 0 | 0 | 0 | 0.056248 | 0.056248 | 0.056248 | 0 | 5000000
1160-10 | 0 | 0 | 0 | 0 | 0% | 0% | 0% | 0 | 0 | 0 | 0 | 0 | 0 | 0 | 0 | 1160 | 0 | 0 | 0 | 0 | 0 | 0 | 0 | 0 | 0 | 0 | 0 | 0 | 0 | 0 | 0 | 0 | 0 | 0 |  | 3804 | 1160-10 | [40 empty] | 0 | 0 | 0 |  |  |  | 0 | 5000000
1160-2 | 0 | 0 | 0 | 0 | 0% | 0% | 0% | 0 | 0 | 0 | 0 | 0 | 0 | 0 | 0 | 1160 | 0 | 0 | 0 | 0 | 0 | 0 | 0 | 0 | 0 | 0 | 0 | 0 | 0 | 0 | 0 | 0 | 0 | 0 |  | 3805 | 1160-2 | [40 empty] | 0 | 0 | 0 |  |  |  | 0 | 5000000
1160-3AE | 7523.4235 | 0 | 7523.4235 | 0 | 0% | 100% | 0% | 616.1559 | 1286.7051 | 0.91527 | 485.5634 | 129.6773 | 1.9113 | 1013.9915 | 270.8023 | 1160 | 0.056717 | 0.056717 | 0.056717 | 132648.9418 | 11.1757 | 5928.8546 | 1583.3931 | 197.0445 | 104534.3643 | 27917.533 | 121785.2127 | 180.9069 | 95973.1726 | 25631.1332 | 109962.4519 | 163.3447 | 86656.2134 | 23142.8939 |  | 3806 | 1160-3AE | 7523.4235 | 6907.2676 | 6236.7184 | 0 | 0 | 0 | 7523.4235 | 6907.2676 | 6236.7184 | 0 | 11.1757 | 10.2605 | 9.2644 | 0 | 0 | 0 | 11.1757 | 10.2605 | 9.2644 | 0 | 1583.3931 | 1453.7159 | 1312.5909 | 0 | 0 | 0 | 1583.3931 | 1453.7159 | 1312.5909 | 0 | 5928.8546 | 5443.2912 | 4914.8631 | 0 | 0 | 0 | 5928.8546 | 5443.2912 | 4914.8631 | 0 | 0 | 0 | 0 | 0.056717 | 0.056717 | 0.056717 | 0 | 5000000
1160-8AE | 14578.4822 | 0 | 14578.4822 | 0 | 0% | 100% | 0% | 1193.3576 | 2493.8707 | 1.3076 | 940.7959 | 251.2542 | 2.7325 | 1966.0688 | 525.0694 | 1160 | 0.056743 | 0.056743 | 0.056743 | 256919.4345 | 15.9736 | 11493.0976 | 3069.411 | 281.5057 | 202545.0997 | 54092.8291 | 235888.6604 | 258.4624 | 185965.2709 | 49664.9272 | 212969.4653 | 233.3499 | 167896.6858 | 44839.4296 |  | 3807 | 1160-8AE | 14578.4822 | 13385.1246 | 12084.6116 | 0 | 0 | 0 | 14578.4822 | 13385.1246 | 12084.6116 | 0 | 15.9736 | 14.666 | 13.2411 | 0 | 0 | 0 | 15.9736 | 14.666 | 13.2411 | 0 | 3069.411 | 2818.1568 | 2544.3417 | 0 | 0 | 0 | 3069.411 | 2818.1568 | 2544.3417 | 0 | 11493.0976 | 10552.3018 | 9527.0288 | 0 | 0 | 0 | 11493.0976 | 10552.3018 | 9527.0288 | 0 | 0 | 0 | 0 | 0.056743 | 0.056743 | 0.056743 | 0 | 5000000
1160-9AE | 7542.7272 | 0 | 7542.7272 | 0 | 0% | 100% | 0% | 616.068 | 1287.7934 | 0.91514 | 485.4941 | 129.6588 | 1.913 | 1014.8491 | 271.0313 | 1160 | 0.056883 | 0.056883 | 0.056883 | 132601.1932 | 11.2044 | 5944.0669 | 1587.4558 | 196.9736 | 104496.7359 | 27907.4838 | 121770.7137 | 180.8853 | 95961.7466 | 25628.0817 | 109961.7766 | 163.3437 | 86655.6812 | 23142.7517 |  | 3808 | 1160-9AE | 7542.7272 | 6926.6592 | 6254.9337 | 0 | 0 | 0 | 7542.7272 | 6926.6592 | 6254.9337 | 0 | 11.2044 | 10.2893 | 9.2914 | 0 | 0 | 0 | 11.2044 | 10.2893 | 9.2914 | 0 | 1587.4558 | 1457.797 | 1316.4245 | 0 | 0 | 0 | 1587.4558 | 1457.797 | 1316.4245 | 0 | 5944.0669 | 5458.5728 | 4929.2178 | 0 | 0 | 0 | 5944.0669 | 5458.5728 | 4929.2178 | 0 | 0 | 0 | 0 | 0.056883 | 0.056883 | 0.056883 | 0 | 5000000
1161-33 | 0 | 0 | 0 | 0 | 0% | 0% | 0% | 0 | 0 | 0 | 0 | 0 | 0 | 0 | 0 | 1161 | 0 | 0 | 0 | 0 | 0 | 0 | 0 | 0 | 0 | 0 | 0 | 0 | 0 | 0 | 0 | 0 | 0 | 0 |  | 3809 | 1161-33 | [40 empty] | 0 | 0 | 0 |  |  |  | 0 | 5000000
1161-34 | 1416.9186 | 0 | 1416.9186 | 0 | 0% | 100% | 0% | 115.883 | 241.7835 | 0.078756 | 91.3956 | 24.4086 | 0.16432 | 190.6919 | 50.9273 | 1161 | 0.057042 | 0.057042 | 0.057042 | 24839.8317 | 0.96296 | 1117.5078 | 298.4479 | 16.8815 | 19590.8958 | 5232.0544 | 22808.3008 | 15.5009 | 17988.6502 | 4804.1497 | 20601.1542 | 14.0008 | 16247.8985 | 4339.2548 |  | 3810 | 1161-34 | 1416.9186 | 1301.0357 | 1175.1352 | 0 | 0 | 0 | 1416.9186 | 1301.0357 | 1175.1352 | 0 | 0.96296 | 0.8842 | 0.79864 | 0 | 0 | 0 | 0.96296 | 0.8842 | 0.79864 | 0 | 298.4479 | 274.0393 | 247.5206 | 0 | 0 | 0 | 298.4479 | 274.0393 | 247.5206 | 0 | 1117.5078 | 1026.1122 | 926.8159 | 0 | 0 | 0 | 1117.5078 | 1026.1122 | 926.8159 | 0 | 0 | 0 | 0 | 0.057042 | 0.057042 | 0.057042 | 0 | 5000000
1161-35 | 2365.8629 | 0 | 2365.8629 | 0 | 0% | 100% | 0% | 193.5125 | 403.5938 | 0.13151 | 152.6211 | 40.7598 | 0.27429 | 318.3099 | 85.0096 | 1161 | 0.05715 | 0.05715 | 0.05715 | 41397.5716 | 1.6079 | 1865.9295 | 498.3256 | 28.1344 | 32649.7989 | 8719.6382 | 38011.5148 | 25.8332 | 29979.254 | 8006.4275 | 34335.5385 | 23.3349 | 27080.0529 | 7232.1507 |  | 3811 | 1161-35 | 2365.8629 | 2172.3505 | 1962.2692 | 0 | 0 | 0 | 2365.8629 | 2172.3505 | 1962.2692 | 0 | 1.6079 | 1.4764 | 1.3336 | 0 | 0 | 0 | 1.6079 | 1.4764 | 1.3336 | 0 | 498.3256 | 457.5657 | 413.316 | 0 | 0 | 0 | 498.3256 | 457.5657 | 413.316 | 0 | 1865.9295 | 1713.3084 | 1547.6196 | 0 | 0 | 0 | 1865.9295 | 1713.3084 | 1547.6196 | 0 | 0 | 0 | 0 | 0.05715 | 0.05715 | 0.05715 | 0 | 5000000
115-23 | 0 | 0 | 0 | 0 | 0% | 0% | 0% | 0 | 0 | 0 | 0 | 0 | 0 | 0 | 0 | 115 | 0 | 0 | 0 | 0 | 0 | 0 | 0 | 0 | 0 | 0 | 0 | 0 | 0 | 0 | 0 | 0 | 0 | 0 |  | 3812 | 115-23 | [40 empty] | 0 | 0 | 0 |  |  |  | 0 | 5000000
1140-7F | 790.3513 | 0 | 790.3513 | 0 | 0% | 100% | 0% | 39.0152 | 81.2048 | 0.52355 | 30.3786 | 8.1131 | 1.0897 | 63.2288 | 16.8862 | 1140 | 0.10197 | 0.10197 | 0.10197 | 7750.639 | 10.6057 | 615.3947 | 164.3508 | 104.006 | 6034.9148 | 1611.7182 | 7368.0336 | 98.8718 | 5737.0051 | 1532.1567 | 6954.2985 | 93.3199 | 5414.8566 | 1446.122 |  | 3813 | 1140-7F | 790.3513 | 751.3361 | 709.1465 | 0 | 0 | 0 | 790.3513 | 751.3361 | 709.1465 | 0 | 10.6057 | 10.0822 | 9.5161 | 0 | 0 | 0 | 10.6057 | 10.0822 | 9.5161 | 0 | 164.3508 | 156.2377 | 147.4645 | 0 | 0 | 0 | 164.3508 | 156.2377 | 147.4645 | 0 | 615.3947 | 585.0162 | 552.1659 | 0 | 0 | 0 | 615.3947 | 585.0162 | 552.1659 | 0 | 0 | 0 | 0 | 0.10197 | 0.10197 | 0.10197 | 0 | 5000000
111-421F | 0 | 0 | 0 | 0 | 0% | 0% | 0% | 0 | 0 | 0 | 0 | 0 | 0 | 0 | 0 | 111 | 0 | 0 | 0 | 0 | 0 | 0 | 0 | 0 | 0 | 0 | 0 | 0 | 0 | 0 | 0 | 0 | 0 | 0 |  | 3814 | 111-421F | [40 empty] | 0 | 0 | 0 |  |  |  | 0 | 5000000
1140-6F | 0 | 0 | 0 | 0 | 0% | 0% | 0% | 0 | 0 | 0 | 0 | 0 | 0 | 0 | 0 | 1140 | 0 | 0 | 0 | 0 | 0 | 0 | 0 | 0 | 0 | 0 | 0 | 0 | 0 | 0 | 0 | 0 | 0 | 0 |  | 3815 | 1140-6F | [40 empty] | 0 | 0 | 0 |  |  |  | 0 | 5000000
111-422F | 0 | 0 | 0 | 0 | 0% | 0% | 0% | 0 | 0 | 0 | 0 | 0 | 0 | 0 | 0 | 111 | 0 | 0 | 0 | 0 | 0 | 0 | 0 | 0 | 0 | 0 | 0 | 0 | 0 | 0 | 0 | 0 | 0 | 0 |  | 3816 | 111-422F | [40 empty] | 0 | 0 | 0 |  |  |  | 0 | 5000000
1116-5 | 0 | 0 | 0 | 0 | 0% | 0% | 0% | 0 | 0 | 0 | 0 | 0 | 0 | 0 | 0 | 1116 | 0 | 0 | 0 | 0 | 0 | 0 | 0 | 0 | 0 | 0 | 0 | 0 | 0 | 0 | 0 | 0 | 0 | 0 |  | 3817 | 1116-5 | [40 empty] | 0 | 0 | 0 |  |  |  | 0 | 5000000
1116-6F | 0 | 0 | 0 | 0 | 0% | 0% | 0% | 0 | 0 | 0 | 0 | 0 | 0 | 0 | 0 | 1116 | 0 | 0 | 0 | 0 | 0 | 0 | 0 | 0 | 0 | 0 | 0 | 0 | 0 | 0 | 0 | 0 | 0 | 0 |  | 3818 | 1116-6F | [40 empty] | 0 | 0 | 0 |  |  |  | 0 | 5000000
1117-10 | 0 | 0 | 0 | 0 | 0% | 0% | 0% | 0 | 0 | 0 | 0 | 0 | 0 | 0 | 0 | 1117 | 0 | 0 | 0 | 0 | 0 | 0 | 0 | 0 | 0 | 0 | 0 | 0 | 0 | 0 | 0 | 0 | 0 | 0 |  | 3819 | 1117-10 | [40 empty] | 0 | 0 | 0 |  |  |  | 0 | 5000000
1117-11 | 0 | 0 | 0 | 0 | 0% | 0% | 0% | 0 | 0 | 0 | 0 | 0 | 0 | 0 | 0 | 1117 | 0 | 0 | 0 | 0 | 0 | 0 | 0 | 0 | 0 | 0 | 0 | 0 | 0 | 0 | 0 | 0 | 0 | 0 |  | 3820 | 1117-11 | [40 empty] | 0 | 0 | 0 |  |  |  | 0 | 5000000
1117-1118 | 0 | 0 | 0 | 0 | 0% | 0% | 0% | 0 | 0 | 0 | 0 | 0 | 0 | 0 | 0 | 1117 | 0 | 0 | 0 | 0 | 0 | 0 | 0 | 0 | 0 | 0 | 0 | 0 | 0 | 0 | 0 | 0 | 0 | 0 |  | 3821 | 1117-1118 | [40 empty] | 0 | 0 | 0 |  |  |  | 0 | 5000000
1117-1119F | 0 | 0 | 0 | 0 | 0% | 0% | 0% | 0 | 0 | 0 | 0 | 0 | 0 | 0 | 0 | 1117 | 0 | 0 | 0 | 0 | 0 | 0 | 0 | 0 | 0 | 0 | 0 | 0 | 0 | 0 | 0 | 0 | 0 | 0 |  | 3822 | 1117-1119F | [40 empty] | 0 | 0 | 0 |  |  |  | 0 | 5000000
1118-1F | 0 | 0 | 0 | 0 | 0% | 0% | 0% | 0 | 0 | 0 | 0 | 0 | 0 | 0 | 0 | 1118 | 0 | 0 | 0 | 0 | 0 | 0 | 0 | 0 | 0 | 0 | 0 | 0 | 0 | 0 | 0 | 0 | 0 | 0 |  | 3823 | 1118-1F | [40 empty] | 0 | 0 | 0 |  |  |  | 0 | 5000000
1118-2 | 0 | 0 | 0 | 0 | 0% | 0% | 0% | 0 | 0 | 0 | 0 | 0 | 0 | 0 | 0 | 1118 | 0 | 0 | 0 | 0 | 0 | 0 | 0 | 0 | 0 | 0 | 0 | 0 | 0 | 0 | 0 | 0 | 0 | 0 |  | 3824 | 1118-2 | [40 empty] | 0 | 0 | 0 |  |  |  | 0 | 5000000
1119-512 | 0 | 0 | 0 | 0 | 0% | 0% | 0% | 0 | 0 | 0 | 0 | 0 | 0 | 0 | 0 | 1119 | 0 | 0 | 0 | 0 | 0 | 0 | 0 | 0 | 0 | 0 | 0 | 0 | 0 | 0 | 0 | 0 | 0 | 0 |  | 3825 | 1119-512 | [40 empty] | 0 | 0 | 0 |  |  |  | 0 | 5000000
1119-514F | 0 | 0 | 0 | 0 | 0% | 0% | 0% | 0 | 0 | 0 | 0 | 0 | 0 | 0 | 0 | 1119 | 0 | 0 | 0 | 0 | 0 | 0 | 0 | 0 | 0 | 0 | 0 | 0 | 0 | 0 | 0 | 0 | 0 | 0 |  | 3826 | 1119-514F | [40 empty] | 0 | 0 | 0 |  |  |  | 0 | 5000000
1119-515F | 0 | 0 | 0 | 0 | 0% | 0% | 0% | 0 | 0 | 0 | 0 | 0 | 0 | 0 | 0 | 1119 | 0 | 0 | 0 | 0 | 0 | 0 | 0 | 0 | 0 | 0 | 0 | 0 | 0 | 0 | 0 | 0 | 0 | 0 |  | 3827 | 1119-515F | [40 empty] | 0 | 0 | 0 |  |  |  | 0 | 5000000
1119-7 | 0 | 0 | 0 | 0 | 0% | 0% | 0% | 0 | 0 | 0 | 0 | 0 | 0 | 0 | 0 | 1119 | 0 | 0 | 0 | 0 | 0 | 0 | 0 | 0 | 0 | 0 | 0 | 0 | 0 | 0 | 0 | 0 | 0 | 0 |  | 3828 | 1119-7 | [40 empty] | 0 | 0 | 0 |  |  |  | 0 | 5000000
113-192 | 0 | 0 | 0 | 0 | 0% | 0% | 0% | 0 | 0 | 0 | 0 | 0 | 0 | 0 | 0 | 113 | 0 | 0 | 0 | 0 | 0 | 0 | 0 | 0 | 0 | 0 | 0 | 0 | 0 | 0 | 0 | 0 | 0 | 0 |  | 3829 | 113-192 | [40 empty] | 0 | 0 | 0 |  |  |  | 0 | 5000000
113-194 | 0 | 0 | 0 | 0 | 0% | 0% | 0% | 0 | 0 | 0 | 0 | 0 | 0 | 0 | 0 | 113 | 0 | 0 | 0 | 0 | 0 | 0 | 0 | 0 | 0 | 0 | 0 | 0 | 0 | 0 | 0 | 0 | 0 | 0 |  | 3830 | 113-194 | [40 empty] | 0 | 0 | 0 |  |  |  | 0 | 5000000
113-194F | 0 | 0 | 0 | 0 | 0% | 0% | 0% | 0 | 0 | 0 | 0 | 0 | 0 | 0 | 0 | 113 | 0 | 0 | 0 | 0 | 0 | 0 | 0 | 0 | 0 | 0 | 0 | 0 | 0 | 0 | 0 | 0 | 0 | 0 |  | 3831 | 113-194F | [40 empty] | 0 | 0 | 0 |  |  |  | 0 | 5000000
113-198 | 0 | 0 | 0 | 0 | 0% | 0% | 0% | 0 | 0 | 0 | 0 | 0 | 0 | 0 | 0 | 113 | 0 | 0 | 0 | 0 | 0 | 0 | 0 | 0 | 0 | 0 | 0 | 0 | 0 | 0 | 0 | 0 | 0 | 0 |  | 3832 | 113-198 | [40 empty] | 0 | 0 | 0 |  |  |  | 0 | 5000000
113-598 | 0 | 0 | 0 | 0 | 0% | 0% | 0% | 0 | 0 | 0 | 0 | 0 | 0 | 0 | 0 | 113 | 0 | 0 | 0 | 0 | 0 | 0 | 0 | 0 | 0 | 0 | 0 | 0 | 0 | 0 | 0 | 0 | 0 | 0 |  | 3833 | 113-598 | [40 empty] | 0 | 0 | 0 |  |  |  | 0 | 5000000
113-599F | 0 | 0 | 0 | 0 | 0% | 0% | 0% | 0 | 0 | 0 | 0 | 0 | 0 | 0 | 0 | 113 | 0 | 0 | 0 | 0 | 0 | 0 | 0 | 0 | 0 | 0 | 0 | 0 | 0 | 0 | 0 | 0 | 0 | 0 |  | 3834 | 113-599F | [40 empty] | 0 | 0 | 0 |  |  |  | 0 | 5000000
113-600F | 0 | 0 | 0 | 0 | 0% | 0% | 0% | 0 | 0 | 0 | 0 | 0 | 0 | 0 | 0 | 113 | 0 | 0 | 0 | 0 | 0 | 0 | 0 | 0 | 0 | 0 | 0 | 0 | 0 | 0 | 0 | 0 | 0 | 0 |  | 3835 | 113-600F | [40 empty] | 0 | 0 | 0 |  |  |  | 0 | 5000000
113-601F | 0 | 0 | 0 | 0 | 0% | 0% | 0% | 0 | 0 | 0 | 0 | 0 | 0 | 0 | 0 | 113 | 0 | 0 | 0 | 0 | 0 | 0 | 0 | 0 | 0 | 0 | 0 | 0 | 0 | 0 | 0 | 0 | 0 | 0 |  | 3836 | 113-601F | [40 empty] | 0 | 0 | 0 |  |  |  | 0 | 5000000
113-602F | 0 | 0 | 0 | 0 | 0% | 0% | 0% | 0 | 0 | 0 | 0 | 0 | 0 | 0 | 0 | 113 | 0 | 0 | 0 | 0 | 0 | 0 | 0 | 0 | 0 | 0 | 0 | 0 | 0 | 0 | 0 | 0 | 0 | 0 |  | 3837 | 113-602F | [40 empty] | 0 | 0 | 0 |  |  |  | 0 | 5000000
1139-3F | 0 | 0 | 0 | 0 | 0% | 0% | 0% | 0 | 0 | 0 | 0 | 0 | 0 | 0 | 0 | 1139 | 0 | 0 | 0 | 0 | 0 | 0 | 0 | 0 | 0 | 0 | 0 | 0 | 0 | 0 | 0 | 0 | 0 | 0 |  | 3838 | 1139-3F | [40 empty] | 0 | 0 | 0 |  |  |  | 0 | 5000000
114-16 | 0 | 0 | 0 | 0 | 0% | 0% | 0% | 0 | 0 | 0 | 0 | 0 | 0 | 0 | 0 | 114 | 0 | 0 | 0 | 0 | 0 | 0 | 0 | 0 | 0 | 0 | 0 | 0 | 0 | 0 | 0 | 0 | 0 | 0 |  | 3839 | 114-16 | [40 empty] | 0 | 0 | 0 |  |  |  | 0 | 5000000
114-47 | 0 | 0 | 0 | 0 | 0% | 0% | 0% | 0 | 0 | 0 | 0 | 0 | 0 | 0 | 0 | 114 | 0 | 0 | 0 | 0 | 0 | 0 | 0 | 0 | 0 | 0 | 0 | 0 | 0 | 0 | 0 | 0 | 0 | 0 |  | 3840 | 114-47 | [40 empty] | 0 | 0 | 0 |  |  |  | 0 | 5000000
1140-10 | 0 | 0 | 0 | 0 | 0% | 0% | 0% | 0 | 0 | 0 | 0 | 0 | 0 | 0 | 0 | 1140 | 0 | 0 | 0 | 0 | 0 | 0 | 0 | 0 | 0 | 0 | 0 | 0 | 0 | 0 | 0 | 0 | 0 | 0 |  | 3841 | 1140-10 | [40 empty] | 0 | 0 | 0 |  |  |  | 0 | 5000000
1140-11F | 126409.6147 | 0 | 126409.6147 | 0 | 0% | 100% | 0% | 6237.874 | 12990.8723 | 6.9873 | 5557.6937 | 673.193 | 14.5517 | 11574.3423 | 1401.9783 | 1140 | 0.10198 | 0.10198 | 0.10198 | 1239587.0317 | 141.5975 | 112625.8592 | 13642.158 | 1388.5207 | 1104421.9608 | 133776.5502 | 1178417.7309 | 1320.0021 | 1049922.5852 | 127175.1436 | 1112197.0635 | 1245.8251 | 990922.6462 | 120028.5922 |  | 3842 | 1140-11F | 126409.6147 | 120171.7406 | 113418.7424 | 0 | 0 | 0 | 126409.6147 | 120171.7406 | 113418.7424 | 0 | 141.5975 | 134.6101 | 127.0458 | 0 | 0 | 0 | 141.5975 | 134.6101 | 127.0458 | 0 | 13642.158 | 12968.9651 | 12240.1798 | 0 | 0 | 0 | 13642.158 | 12968.9651 | 12240.1798 | 0 | 112625.8592 | 107068.1655 | 101051.5169 | 0 | 0 | 0 | 112625.8592 | 107068.1655 | 101051.5169 | 0 | 0 | 0 | 0 | 0.10198 | 0.10198 | 0.10198 | 0 | 5000000
1140-13F | 147202.6869 | 0 | 147202.6869 | 0 | 0% | 100% | 0% | 7275.1789 | 15148.7908 | 11.139 | 6645.4375 | 618.6025 | 23.1943 | 13837.5074 | 1288.0892 | 1140 | 0.10172 | 0.10172 | 0.10172 | 1447161.7365 | 225.3815 | 134460.7824 | 12516.523 | 2215.7442 | 1321895.0237 | 123050.9685 | 1375638.8532 | 2106.2357 | 1256563.1807 | 116969.4368 | 1298232.7267 | 1987.7195 | 1185857.3494 | 110387.6577 |  | 3843 | 1140-13F | 147202.6869 | 139927.508 | 132053.8961 | 0 | 0 | 0 | 147202.6869 | 139927.508 | 132053.8961 | 0 | 225.3815 | 214.2425 | 202.1873 | 0 | 0 | 0 | 225.3815 | 214.2425 | 202.1873 | 0 | 12516.523 | 11897.9206 | 11228.4338 | 0 | 0 | 0 | 12516.523 | 11897.9206 | 11228.4338 | 0 | 134460.7824 | 127815.3449 | 120623.275 | 0 | 0 | 0 | 134460.7824 | 127815.3449 | 120623.275 | 0 | 0 | 0 | 0 | 0.10172 | 0.10172 | 0.10172 | 0 | 5000000
1140-5 | 0 | 0 | 0 | 0 | 0% | 0% | 0% | 0 | 0 | 0 | 0 | 0 | 0 | 0 | 0 | 1140 | 0 | 0 | 0 | 0 | 0 | 0 | 0 | 0 | 0 | 0 | 0 | 0 | 0 | 0 | 0 | 0 | 0 | 0 |  | 3844 | 1140-5 | [40 empty] | 0 | 0 | 0 |  |  |  | 0 | 5000000
1073-871 | 0 | 0 | 0 | 0 | 0% | 0% | 0% | 0 | 0 | 0 | 0 | 0 | 0 | 0 | 0 | 1073 | 0 | 0 | 0 | 0 | 0 | 0 | 0 | 0 | 0 | 0 | 0 | 0 | 0 | 0 | 0 | 0 | 0 | 0 |  | 3845 | 1073-871 | [40 empty] | 0 | 0 | 0 |  |  |  | 0 | 5000000
1073-2 | 0 | 0 | 0 | 0 | 0% | 0% | 0% | 0 | 0 | 0 | 0 | 0 | 0 | 0 | 0 | 1073 | 0 | 0 | 0 | 0 | 0 | 0 | 0 | 0 | 0 | 0 | 0 | 0 | 0 | 0 | 0 | 0 | 0 | 0 |  | 3846 | 1073-2 | [40 empty] | 0 | 0 | 0 |  |  |  | 0 | 5000000
102-756 | 0 | 0 | 0 | 0 | 0% | 0% | 0% | 0 | 0 | 0 | 0 | 0 | 0 | 0 | 0 | 102 | 0 | 0 | 0 | 0 | 0 | 0 | 0 | 0 | 0 | 0 | 0 | 0 | 0 | 0 | 0 | 0 | 0 | 0 |  | 3847 | 102-756 | [40 empty] | 0 | 0 | 0 |  |  |  | 0 | 5000000
102-758F | 0 | 0 | 0 | 0 | 0% | 0% | 0% | 0 | 0 | 0 | 0 | 0 | 0 | 0 | 0 | 102 | 0 | 0 | 0 | 0 | 0 | 0 | 0 | 0 | 0 | 0 | 0 | 0 | 0 | 0 | 0 | 0 | 0 | 0 |  | 3848 | 102-758F | [40 empty] | 0 | 0 | 0 |  |  |  | 0 | 5000000
102-759F | 0 | 0 | 0 | 0 | 0% | 0% | 0% | 0 | 0 | 0 | 0 | 0 | 0 | 0 | 0 | 102 | 0 | 0 | 0 | 0 | 0 | 0 | 0 | 0 | 0 | 0 | 0 | 0 | 0 | 0 | 0 | 0 | 0 | 0 |  | 3849 | 102-759F | [40 empty] | 0 | 0 | 0 |  |  |  | 0 | 5000000
102-760F | 0 | 0 | 0 | 0 | 0% | 0% | 0% | 0 | 0 | 0 | 0 | 0 | 0 | 0 | 0 | 102 | 0 | 0 | 0 | 0 | 0 | 0 | 0 | 0 | 0 | 0 | 0 | 0 | 0 | 0 | 0 | 0 | 0 | 0 |  | 3850 | 102-760F | [40 empty] | 0 | 0 | 0 |  |  |  | 0 | 5000000
1021-13 | 0 | 0 | 0 | 0 | 0% | 0% | 0% | 0 | 0 | 0 | 0 | 0 | 0 | 0 | 0 | 1021 | 0 | 0 | 0 | 0 | 0 | 0 | 0 | 0 | 0 | 0 | 0 | 0 | 0 | 0 | 0 | 0 | 0 | 0 |  | 3851 | 1021-13 | [40 empty] | 0 | 0 | 0 |  |  |  | 0 | 5000000
1021-15F | 0 | 0 | 0 | 0 | 0% | 0% | 0% | 0 | 0 | 0 | 0 | 0 | 0 | 0 | 0 | 1021 | 0 | 0 | 0 | 0 | 0 | 0 | 0 | 0 | 0 | 0 | 0 | 0 | 0 | 0 | 0 | 0 | 0 | 0 |  | 3852 | 1021-15F | [40 empty] | 0 | 0 | 0 |  |  |  | 0 | 5000000
1021-1749 | 0 | 0 | 0 | 0 | 0% | 0% | 0% | 0 | 0 | 0 | 0 | 0 | 0 | 0 | 0 | 1021 | 0 | 0 | 0 | 0 | 0 | 0 | 0 | 0 | 0 | 0 | 0 | 0 | 0 | 0 | 0 | 0 | 0 | 0 |  | 3853 | 1021-1749 | [40 empty] | 0 | 0 | 0 |  |  |  | 0 | 5000000
1021-1750F | 0 | 0 | 0 | 0 | 0% | 0% | 0% | 0 | 0 | 0 | 0 | 0 | 0 | 0 | 0 | 1021 | 0 | 0 | 0 | 0 | 0 | 0 | 0 | 0 | 0 | 0 | 0 | 0 | 0 | 0 | 0 | 0 | 0 | 0 |  | 3854 | 1021-1750F | [40 empty] | 0 | 0 | 0 |  |  |  | 0 | 5000000
1022-18 | 0 | 0 | 0 | 0 | 0% | 0% | 0% | 0 | 0 | 0 | 0 | 0 | 0 | 0 | 0 | 1022 | 0 | 0 | 0 | 0 | 0 | 0 | 0 | 0 | 0 | 0 | 0 | 0 | 0 | 0 | 0 | 0 | 0 | 0 |  | 3855 | 1022-18 | [40 empty] | 0 | 0 | 0 |  |  |  | 0 | 5000000
1025-11 | 0 | 0 | 0 | 0 | 0% | 0% | 0% | 0 | 0 | 0 | 0 | 0 | 0 | 0 | 0 | 1025 | 0 | 0 | 0 | 0 | 0 | 0 | 0 | 0 | 0 | 0 | 0 | 0 | 0 | 0 | 0 | 0 | 0 | 0 |  | 3856 | 1025-11 | [40 empty] | 0 | 0 | 0 |  |  |  | 0 | 5000000
1025-12F | 0 | 0 | 0 | 0 | 0% | 0% | 0% | 0 | 0 | 0 | 0 | 0 | 0 | 0 | 0 | 1025 | 0 | 0 | 0 | 0 | 0 | 0 | 0 | 0 | 0 | 0 | 0 | 0 | 0 | 0 | 0 | 0 | 0 | 0 |  | 3857 | 1025-12F | [40 empty] | 0 | 0 | 0 |  |  |  | 0 | 5000000
1025-13F | 0 | 0 | 0 | 0 | 0% | 0% | 0% | 0 | 0 | 0 | 0 | 0 | 0 | 0 | 0 | 1025 | 0 | 0 | 0 | 0 | 0 | 0 | 0 | 0 | 0 | 0 | 0 | 0 | 0 | 0 | 0 | 0 | 0 | 0 |  | 3858 | 1025-13F | [40 empty] | 0 | 0 | 0 |  |  |  | 0 | 5000000
1026-1 | 0 | 0 | 0 | 0 | 0% | 0% | 0% | 0 | 0 | 0 | 0 | 0 | 0 | 0 | 0 | 1026 | 0 | 0 | 0 | 0 | 0 | 0 | 0 | 0 | 0 | 0 | 0 | 0 | 0 | 0 | 0 | 0 | 0 | 0 |  | 3859 | 1026-1 | [40 empty] | 0 | 0 | 0 |  |  |  | 0 | 5000000
1026-3F | 0 | 0 | 0 | 0 | 0% | 0% | 0% | 0 | 0 | 0 | 0 | 0 | 0 | 0 | 0 | 1026 | 0 | 0 | 0 | 0 | 0 | 0 | 0 | 0 | 0 | 0 | 0 | 0 | 0 | 0 | 0 | 0 | 0 | 0 |  | 3860 | 1026-3F | [40 empty] | 0 | 0 | 0 |  |  |  | 0 | 5000000
1030-1732 | 0 | 0 | 0 | 0 | 0% | 0% | 0% | 0 | 0 | 0 | 0 | 0 | 0 | 0 | 0 | 1030 | 0 | 0 | 0 | 0 | 0 | 0 | 0 | 0 | 0 | 0 | 0 | 0 | 0 | 0 | 0 | 0 | 0 | 0 |  | 3861 | 1030-1732 | [40 empty] | 0 | 0 | 0 |  |  |  | 0 | 5000000
1030-1733 | 0 | 0 | 0 | 0 | 0% | 0% | 0% | 0 | 0 | 0 | 0 | 0 | 0 | 0 | 0 | 1030 | 0 | 0 | 0 | 0 | 0 | 0 | 0 | 0 | 0 | 0 | 0 | 0 | 0 | 0 | 0 | 0 | 0 | 0 |  | 3862 | 1030-1733 | [40 empty] | 0 | 0 | 0 |  |  |  | 0 | 5000000
1030-1735F | 0 | 0 | 0 | 0 | 0% | 0% | 0% | 0 | 0 | 0 | 0 | 0 | 0 | 0 | 0 | 1030 | 0 | 0 | 0 | 0 | 0 | 0 | 0 | 0 | 0 | 0 | 0 | 0 | 0 | 0 | 0 | 0 | 0 | 0 |  | 3863 | 1030-1735F | [40 empty] | 0 | 0 | 0 |  |  |  | 0 | 5000000
1030-1766 | 0 | 0 | 0 | 0 | 0% | 0% | 0% | 0 | 0 | 0 | 0 | 0 | 0 | 0 | 0 | 1030 | 0 | 0 | 0 | 0 | 0 | 0 | 0 | 0 | 0 | 0 | 0 | 0 | 0 | 0 | 0 | 0 | 0 | 0 |  | 3864 | 1030-1766 | [40 empty] | 0 | 0 | 0 |  |  |  | 0 | 5000000
1030-1769F | 0 | 0 | 0 | 0 | 0% | 0% | 0% | 0 | 0 | 0 | 0 | 0 | 0 | 0 | 0 | 1030 | 0 | 0 | 0 | 0 | 0 | 0 | 0 | 0 | 0 | 0 | 0 | 0 | 0 | 0 | 0 | 0 | 0 | 0 |  | 3865 | 1030-1769F | [40 empty] | 0 | 0 | 0 |  |  |  | 0 | 5000000
1030-1774 | 0 | 0 | 0 | 0 | 0% | 0% | 0% | 0 | 0 | 0 | 0 | 0 | 0 | 0 | 0 | 1030 | 0 | 0 | 0 | 0 | 0 | 0 | 0 | 0 | 0 | 0 | 0 | 0 | 0 | 0 | 0 | 0 | 0 | 0 |  | 3866 | 1030-1774 | [40 empty] | 0 | 0 | 0 |  |  |  | 0 | 5000000
1030-1775F | 0 | 0 | 0 | 0 | 0% | 0% | 0% | 0 | 0 | 0 | 0 | 0 | 0 | 0 | 0 | 1030 | 0 | 0 | 0 | 0 | 0 | 0 | 0 | 0 | 0 | 0 | 0 | 0 | 0 | 0 | 0 | 0 | 0 | 0 |  | 3867 | 1030-1775F | [40 empty] | 0 | 0 | 0 |  |  |  | 0 | 5000000
1030-1776F | 0 | 0 | 0 | 0 | 0% | 0% | 0% | 0 | 0 | 0 | 0 | 0 | 0 | 0 | 0 | 1030 | 0 | 0 | 0 | 0 | 0 | 0 | 0 | 0 | 0 | 0 | 0 | 0 | 0 | 0 | 0 | 0 | 0 | 0 |  | 3868 | 1030-1776F | [40 empty] | 0 | 0 | 0 |  |  |  | 0 | 5000000
1030-1831 | 0 | 0 | 0 | 0 | 0% | 0% | 0% | 0 | 0 | 0 | 0 | 0 | 0 | 0 | 0 | 1030 | 0 | 0 | 0 | 0 | 0 | 0 | 0 | 0 | 0 | 0 | 0 | 0 | 0 | 0 | 0 | 0 | 0 | 0 |  | 3869 | 1030-1831 | [40 empty] | 0 | 0 | 0 |  |  |  | 0 | 5000000
1030-1832F | 0 | 0 | 0 | 0 | 0% | 0% | 0% | 0 | 0 | 0 | 0 | 0 | 0 | 0 | 0 | 1030 | 0 | 0 | 0 | 0 | 0 | 0 | 0 | 0 | 0 | 0 | 0 | 0 | 0 | 0 | 0 | 0 | 0 | 0 |  | 3870 | 1030-1832F | [40 empty] | 0 | 0 | 0 |  |  |  | 0 | 5000000
1030-1834F | 0 | 0 | 0 | 0 | 0% | 0% | 0% | 0 | 0 | 0 | 0 | 0 | 0 | 0 | 0 | 1030 | 0 | 0 | 0 | 0 | 0 | 0 | 0 | 0 | 0 | 0 | 0 | 0 | 0 | 0 | 0 | 0 | 0 | 0 |  | 3871 | 1030-1834F | [40 empty] | 0 | 0 | 0 |  |  |  | 0 | 5000000
1030-1897 | 0 | 0 | 0 | 0 | 0% | 0% | 0% | 0 | 0 | 0 | 0 | 0 | 0 | 0 | 0 | 1030 | 0 | 0 | 0 | 0 | 0 | 0 | 0 | 0 | 0 | 0 | 0 | 0 | 0 | 0 | 0 | 0 | 0 | 0 |  | 3872 | 1030-1897 | [40 empty] | 0 | 0 | 0 |  |  |  | 0 | 5000000
1030-1899F | 0 | 0 | 0 | 0 | 0% | 0% | 0% | 0 | 0 | 0 | 0 | 0 | 0 | 0 | 0 | 1030 | 0 | 0 | 0 | 0 | 0 | 0 | 0 | 0 | 0 | 0 | 0 | 0 | 0 | 0 | 0 | 0 | 0 | 0 |  | 3873 | 1030-1899F | [40 empty] | 0 | 0 | 0 |  |  |  | 0 | 5000000
1030-1900F | 0 | 0 | 0 | 0 | 0% | 0% | 0% | 0 | 0 | 0 | 0 | 0 | 0 | 0 | 0 | 1030 | 0 | 0 | 0 | 0 | 0 | 0 | 0 | 0 | 0 | 0 | 0 | 0 | 0 | 0 | 0 | 0 | 0 | 0 |  | 3874 | 1030-1900F | [40 empty] | 0 | 0 | 0 |  |  |  | 0 | 5000000
102-757F | 0 | 0 | 0 | 0 | 0% | 0% | 0% | 0 | 0 | 0 | 0 | 0 | 0 | 0 | 0 | 102 | 0 | 0 | 0 | 0 | 0 | 0 | 0 | 0 | 0 | 0 | 0 | 0 | 0 | 0 | 0 | 0 | 0 | 0 |  | 3875 | 102-757F | [40 empty] | 0 | 0 | 0 |  |  |  | 0 | 5000000
102-378F | 0 | 0 | 0 | 0 | 0% | 0% | 0% | 0 | 0 | 0 | 0 | 0 | 0 | 0 | 0 | 102 | 0 | 0 | 0 | 0 | 0 | 0 | 0 | 0 | 0 | 0 | 0 | 0 | 0 | 0 | 0 | 0 | 0 | 0 |  | 3876 | 102-378F | [40 empty] | 0 | 0 | 0 |  |  |  | 0 | 5000000
102-378 | 0 | 0 | 0 | 0 | 0% | 0% | 0% | 0 | 0 | 0 | 0 | 0 | 0 | 0 | 0 | 102 | 0 | 0 | 0 | 0 | 0 | 0 | 0 | 0 | 0 | 0 | 0 | 0 | 0 | 0 | 0 | 0 | 0 | 0 |  | 3877 | 102-378 | [40 empty] | 0 | 0 | 0 |  |  |  | 0 | 5000000
100-519 | 0 | 0 | 0 | 0 | 0% | 0% | 0% | 0 | 0 | 0 | 0 | 0 | 0 | 0 | 0 | 100 | 0 | 0 | 0 | 0 | 0 | 0 | 0 | 0 | 0 | 0 | 0 | 0 | 0 | 0 | 0 | 0 | 0 | 0 |  | 3878 | 100-519 | [40 empty] | 0 | 0 | 0 |  |  |  | 0 | 5000000
100-523AE | 0 | 0 | 0 | 0 | 0% | 0% | 0% | 0 | 0 | 0 | 0 | 0 | 0 | 0 | 0 | 100 | 0 | 0 | 0 | 0 | 0 | 0 | 0 | 0 | 0 | 0 | 0 | 0 | 0 | 0 | 0 | 0 | 0 | 0 |  | 3879 | 100-523AE | [40 empty] | 0 | 0 | 0 |  |  |  | 0 | 5000000
100-524 | 0 | 0 | 0 | 0 | 0% | 0% | 0% | 0 | 0 | 0 | 0 | 0 | 0 | 0 | 0 | 100 | 0 | 0 | 0 | 0 | 0 | 0 | 0 | 0 | 0 | 0 | 0 | 0 | 0 | 0 | 0 | 0 | 0 | 0 |  | 3880 | 100-524 | [40 empty] | 0 | 0 | 0 |  |  |  | 0 | 5000000
100-525 | 0 | 0 | 0 | 0 | 0% | 0% | 0% | 0 | 0 | 0 | 0 | 0 | 0 | 0 | 0 | 100 | 0 | 0 | 0 | 0 | 0 | 0 | 0 | 0 | 0 | 0 | 0 | 0 | 0 | 0 | 0 | 0 | 0 | 0 |  | 3881 | 100-525 | [40 empty] | 0 | 0 | 0 |  |  |  | 0 | 5000000
1001-1230 | 0 | 0 | 0 | 0 | 0% | 0% | 0% | 0 | 0 | 0 | 0 | 0 | 0 | 0 | 0 | 1001 | 0 | 0 | 0 | 0 | 0 | 0 | 0 | 0 | 0 | 0 | 0 | 0 | 0 | 0 | 0 | 0 | 0 | 0 |  | 3882 | 1001-1230 | [40 empty] | 0 | 0 | 0 |  |  |  | 0 | 5000000
1001-1819 | 0 | 0 | 0 | 0 | 0% | 0% | 0% | 0 | 0 | 0 | 0 | 0 | 0 | 0 | 0 | 1001 | 0 | 0 | 0 | 0 | 0 | 0 | 0 | 0 | 0 | 0 | 0 | 0 | 0 | 0 | 0 | 0 | 0 | 0 |  | 3883 | 1001-1819 | [40 empty] | 0 | 0 | 0 |  |  |  | 0 | 5000000
1006-1 | 0 | 0 | 0 | 0 | 0% | 0% | 0% | 0 | 0 | 0 | 0 | 0 | 0 | 0 | 0 | 1006 | 0 | 0 | 0 | 0 | 0 | 0 | 0 | 0 | 0 | 0 | 0 | 0 | 0 | 0 | 0 | 0 | 0 | 0 |  | 3884 | 1006-1 | [40 empty] | 0 | 0 | 0 |  |  |  | 0 | 5000000
1006-2F | 0 | 0 | 0 | 0 | 0% | 0% | 0% | 0 | 0 | 0 | 0 | 0 | 0 | 0 | 0 | 1006 | 0 | 0 | 0 | 0 | 0 | 0 | 0 | 0 | 0 | 0 | 0 | 0 | 0 | 0 | 0 | 0 | 0 | 0 |  | 3885 | 1006-2F | [40 empty] | 0 | 0 | 0 |  |  |  | 0 | 5000000
1006-3F | 0 | 0 | 0 | 0 | 0% | 0% | 0% | 0 | 0 | 0 | 0 | 0 | 0 | 0 | 0 | 1006 | 0 | 0 | 0 | 0 | 0 | 0 | 0 | 0 | 0 | 0 | 0 | 0 | 0 | 0 | 0 | 0 | 0 | 0 |  | 3886 | 1006-3F | [40 empty] | 0 | 0 | 0 |  |  |  | 0 | 5000000
1006-830F | 0 | 0 | 0 | 0 | 0% | 0% | 0% | 0 | 0 | 0 | 0 | 0 | 0 | 0 | 0 | 1006 | 0 | 0 | 0 | 0 | 0 | 0 | 0 | 0 | 0 | 0 | 0 | 0 | 0 | 0 | 0 | 0 | 0 | 0 |  | 3887 | 1006-830F | [40 empty] | 0 | 0 | 0 |  |  |  | 0 | 5000000
1006-831 | 0 | 0 | 0 | 0 | 0% | 0% | 0% | 0 | 0 | 0 | 0 | 0 | 0 | 0 | 0 | 1006 | 0 | 0 | 0 | 0 | 0 | 0 | 0 | 0 | 0 | 0 | 0 | 0 | 0 | 0 | 0 | 0 | 0 | 0 |  | 3888 | 1006-831 | [40 empty] | 0 | 0 | 0 |  |  |  | 0 | 5000000
1007-10F | 100012.9323 | 0 | 100012.9323 | 0 | 0% | 100% | 0% | 10669.8614 | 22067.2574 | 16.8662 | 8407.6113 | 2245.3838 | 34.8825 | 17388.5037 | 4643.8712 | 1007 | 0.036103 | 0.036103 | 0.036103 | 2770195.7803 | 158.0938 | 78807.9467 | 21046.8918 | 4378.9422 | 2182852.1207 | 582964.7175 | 2474657.9512 | 3911.7755 | 1949974.9422 | 520771.2335 | 2158968.5932 | 3412.7547 | 1701218.8111 | 454337.0274 |  | 3889 | 1007-10F | 100012.9323 | 89343.0709 | 77945.6749 | 0 | 0 | 0 | 100012.9323 | 89343.0709 | 77945.6749 | 0 | 158.0938 | 141.2276 | 123.2114 | 0 | 0 | 0 | 158.0938 | 141.2276 | 123.2114 | 0 | 21046.8918 | 18801.508 | 16403.0206 | 0 | 0 | 0 | 21046.8918 | 18801.508 | 16403.0206 | 0 | 78807.9467 | 70400.3353 | 61419.443 | 0 | 0 | 0 | 78807.9467 | 70400.3353 | 61419.443 | 0 | 0 | 0 | 0 | 0.036103 | 0.036103 | 0.036103 | 0 | 5000000
1007-7 | 0 | 0 | 0 | 0 | 0% | 0% | 0% | 0 | 0 | 0 | 0 | 0 | 0 | 0 | 0 | 1007 | 0 | 0 | 0 | 0 | 0 | 0 | 0 | 0 | 0 | 0 | 0 | 0 | 0 | 0 | 0 | 0 | 0 | 0 |  | 3890 | 1007-7 | [40 empty] | 0 | 0 | 0 |  |  |  | 0 | 5000000
1007-9F | 393602.8366 | 0 | 393602.8366 | 0 | 0% | 100% | 0% | 42612.8449 | 88137.0562 | 55.7509 | 39026.1885 | 3530.9056 | 115.3107 | 80718.6982 | 7303.0473 | 1007 | 0.035124 | 0.035124 | 0.035124 | 11206157.5525 | 514.9549 | 360473.9024 | 32613.9794 | 14661.1384 | 10262952.8236 | 928543.5905 | 9992939.0265 | 13073.8713 | 9151849.0008 | 828016.1545 | 8696831.7917 | 11378.1601 | 7964833.0818 | 720620.5499 |  | 3891 | 1007-9F | 393602.8366 | 350989.9918 | 305465.7805 | 0 | 0 | 0 | 393602.8366 | 350989.9918 | 305465.7805 | 0 | 514.9549 | 459.204 | 399.6442 | 0 | 0 | 0 | 514.9549 | 459.204 | 399.6442 | 0 | 32613.9794 | 29083.0738 | 25310.9321 | 0 | 0 | 0 | 32613.9794 | 29083.0738 | 25310.9321 | 0 | 360473.9024 | 321447.7139 | 279755.2042 | 0 | 0 | 0 | 360473.9024 | 321447.7139 | 279755.2042 | 0 | 0 | 0 | 0 | 0.035124 | 0.035124 | 0.035124 | 0 | 5000000
1011-31 | 0 | 0 | 0 | 0 | 0% | 0% | 0% | 0 | 0 | 0 | 0 | 0 | 0 | 0 | 0 | 1011 | 0 | 0 | 0 | 0 | 0 | 0 | 0 | 0 | 0 | 0 | 0 | 0 | 0 | 0 | 0 | 0 | 0 | 0 |  | 3892 | 1011-31 | [40 empty] | 0 | 0 | 0 |  |  |  | 0 | 5000000
1011-32 | 0 | 0 | 0 | 0 | 0% | 0% | 0% | 0 | 0 | 0 | 0 | 0 | 0 | 0 | 0 | 1011 | 0 | 0 | 0 | 0 | 0 | 0 | 0 | 0 | 0 | 0 | 0 | 0 | 0 | 0 | 0 | 0 | 0 | 0 |  | 3893 | 1011-32 | [40 empty] | 0 | 0 | 0 |  |  |  | 0 | 5000000
1012-2 | 0 | 0 | 0 | 0 | 0% | 0% | 0% | 0 | 0 | 0 | 0 | 0 | 0 | 0 | 0 | 1012 | 0 | 0 | 0 | 0 | 0 | 0 | 0 | 0 | 0 | 0 | 0 | 0 | 0 | 0 | 0 | 0 | 0 | 0 |  | 3894 | 1012-2 | [40 empty] | 0 | 0 | 0 |  |  |  | 0 | 5000000
1012-3 | 0 | 0 | 0 | 0 | 0% | 0% | 0% | 0 | 0 | 0 | 0 | 0 | 0 | 0 | 0 | 1012 | 0 | 0 | 0 | 0 | 0 | 0 | 0 | 0 | 0 | 0 | 0 | 0 | 0 | 0 | 0 | 0 | 0 | 0 |  | 3895 | 1012-3 | [40 empty] | 0 | 0 | 0 |  |  |  | 0 | 5000000
1013-10 | 0 | 0 | 0 | 0 | 0% | 0% | 0% | 0 | 0 | 0 | 0 | 0 | 0 | 0 | 0 | 1013 | 0 | 0 | 0 | 0 | 0 | 0 | 0 | 0 | 0 | 0 | 0 | 0 | 0 | 0 | 0 | 0 | 0 | 0 |  | 3896 | 1013-10 | [40 empty] | 0 | 0 | 0 |  |  |  | 0 | 5000000
1013-11 | 0 | 0 | 0 | 0 | 0% | 0% | 0% | 0 | 0 | 0 | 0 | 0 | 0 | 0 | 0 | 1013 | 0 | 0 | 0 | 0 | 0 | 0 | 0 | 0 | 0 | 0 | 0 | 0 | 0 | 0 | 0 | 0 | 0 | 0 |  | 3897 | 1013-11 | [40 empty] | 0 | 0 | 0 |  |  |  | 0 | 5000000
1013-12F | 0 | 0 | 0 | 0 | 0% | 0% | 0% | 0 | 0 | 0 | 0 | 0 | 0 | 0 | 0 | 1013 | 0 | 0 | 0 | 0 | 0 | 0 | 0 | 0 | 0 | 0 | 0 | 0 | 0 | 0 | 0 | 0 | 0 | 0 |  | 3898 | 1013-12F | [40 empty] | 0 | 0 | 0 |  |  |  | 0 | 5000000
102-373 | 0 | 0 | 0 | 0 | 0% | 0% | 0% | 0 | 0 | 0 | 0 | 0 | 0 | 0 | 0 | 102 | 0 | 0 | 0 | 0 | 0 | 0 | 0 | 0 | 0 | 0 | 0 | 0 | 0 | 0 | 0 | 0 | 0 | 0 |  | 3899 | 102-373 | [40 empty] | 0 | 0 | 0 |  |  |  | 0 | 5000000
102-374 | 0 | 0 | 0 | 0 | 0% | 0% | 0% | 0 | 0 | 0 | 0 | 0 | 0 | 0 | 0 | 102 | 0 | 0 | 0 | 0 | 0 | 0 | 0 | 0 | 0 | 0 | 0 | 0 | 0 | 0 | 0 | 0 | 0 | 0 |  | 3900 | 102-374 | [40 empty] | 0 | 0 | 0 |  |  |  | 0 | 5000000
102-375 | 0 | 0 | 0 | 0 | 0% | 0% | 0% | 0 | 0 | 0 | 0 | 0 | 0 | 0 | 0 | 102 | 0 | 0 | 0 | 0 | 0 | 0 | 0 | 0 | 0 | 0 | 0 | 0 | 0 | 0 | 0 | 0 | 0 | 0 |  | 3901 | 102-375 | [40 empty] | 0 | 0 | 0 |  |  |  | 0 | 5000000
102-376 | 0 | 0 | 0 | 0 | 0% | 0% | 0% | 0 | 0 | 0 | 0 | 0 | 0 | 0 | 0 | 102 | 0 | 0 | 0 | 0 | 0 | 0 | 0 | 0 | 0 | 0 | 0 | 0 | 0 | 0 | 0 | 0 | 0 | 0 |  | 3902 | 102-376 | [40 empty] | 0 | 0 | 0 |  |  |  | 0 | 5000000
102-376F | 0 | 0 | 0 | 0 | 0% | 0% | 0% | 0 | 0 | 0 | 0 | 0 | 0 | 0 | 0 | 102 | 0 | 0 | 0 | 0 | 0 | 0 | 0 | 0 | 0 | 0 | 0 | 0 | 0 | 0 | 0 | 0 | 0 | 0 |  | 3903 | 102-376F | [40 empty] | 0 | 0 | 0 |  |  |  | 0 | 5000000
102-377 | 0 | 0 | 0 | 0 | 0% | 0% | 0% | 0 | 0 | 0 | 0 | 0 | 0 | 0 | 0 | 102 | 0 | 0 | 0 | 0 | 0 | 0 | 0 | 0 | 0 | 0 | 0 | 0 | 0 | 0 | 0 | 0 | 0 | 0 |  | 3904 | 102-377 | [40 empty] | 0 | 0 | 0 |  |  |  | 0 | 5000000
102-377F | 0 | 0 | 0 | 0 | 0% | 0% | 0% | 0 | 0 | 0 | 0 | 0 | 0 | 0 | 0 | 102 | 0 | 0 | 0 | 0 | 0 | 0 | 0 | 0 | 0 | 0 | 0 | 0 | 0 | 0 | 0 | 0 | 0 | 0 |  | 3905 | 102-377F | [40 empty] | 0 | 0 | 0 |  |  |  | 0 | 5000000
1039-12 | 0 | 0 | 0 | 0 | 0% | 0% | 0% | 0 | 0 | 0 | 0 | 0 | 0 | 0 | 0 | 1039 | 0 | 0 | 0 | 0 | 0 | 0 | 0 | 0 | 0 | 0 | 0 | 0 | 0 | 0 | 0 | 0 | 0 | 0 |  | 3906 | 1039-12 | [40 empty] | 0 | 0 | 0 |  |  |  | 0 | 5000000
104-38 | 0 | 0 | 0 | 0 | 0% | 0% | 0% | 0 | 0 | 0 | 0 | 0 | 0 | 0 | 0 | 104 | 0 | 0 | 0 | 0 | 0 | 0 | 0 | 0 | 0 | 0 | 0 | 0 | 0 | 0 | 0 | 0 | 0 | 0 |  | 3907 | 104-38 | [40 empty] | 0 | 0 | 0 |  |  |  | 0 | 5000000
1072-5 | 0 | 0 | 0 | 0 | 0% | 0% | 0% | 0 | 0 | 0 | 0 | 0 | 0 | 0 | 0 | 1072 | 0 | 0 | 0 | 0 | 0 | 0 | 0 | 0 | 0 | 0 | 0 | 0 | 0 | 0 | 0 | 0 | 0 | 0 |  | 3908 | 1072-5 | [40 empty] | 0 | 0 | 0 |  |  |  | 0 | 5000000
1060-132 | 0 | 0 | 0 | 0 | 0% | 0% | 0% | 0 | 0 | 0 | 0 | 0 | 0 | 0 | 0 | 1060 | 0 | 0 | 0 | 0 | 0 | 0 | 0 | 0 | 0 | 0 | 0 | 0 | 0 | 0 | 0 | 0 | 0 | 0 |  | 3909 | 1060-132 | [40 empty] | 0 | 0 | 0 |  |  |  | 0 | 5000000
1060-135F | 0 | 0 | 0 | 0 | 0% | 0% | 0% | 0 | 0 | 0 | 0 | 0 | 0 | 0 | 0 | 1060 | 0 | 0 | 0 | 0 | 0 | 0 | 0 | 0 | 0 | 0 | 0 | 0 | 0 | 0 | 0 | 0 | 0 | 0 |  | 3910 | 1060-135F | [40 empty] | 0 | 0 | 0 |  |  |  | 0 | 5000000
1060-136F | 0 | 0 | 0 | 0 | 0% | 0% | 0% | 0 | 0 | 0 | 0 | 0 | 0 | 0 | 0 | 1060 | 0 | 0 | 0 | 0 | 0 | 0 | 0 | 0 | 0 | 0 | 0 | 0 | 0 | 0 | 0 | 0 | 0 | 0 |  | 3911 | 1060-136F | [40 empty] | 0 | 0 | 0 |  |  |  | 0 | 5000000
1060-14 | 0 | 0 | 0 | 0 | 0% | 0% | 0% | 0 | 0 | 0 | 0 | 0 | 0 | 0 | 0 | 1060 | 0 | 0 | 0 | 0 | 0 | 0 | 0 | 0 | 0 | 0 | 0 | 0 | 0 | 0 | 0 | 0 | 0 | 0 |  | 3912 | 1060-14 | [40 empty] | 0 | 0 | 0 |  |  |  | 0 | 5000000
1060-15 | 0 | 0 | 0 | 0 | 0% | 0% | 0% | 0 | 0 | 0 | 0 | 0 | 0 | 0 | 0 | 1060 | 0 | 0 | 0 | 0 | 0 | 0 | 0 | 0 | 0 | 0 | 0 | 0 | 0 | 0 | 0 | 0 | 0 | 0 |  | 3913 | 1060-15 | [40 empty] | 0 | 0 | 0 |  |  |  | 0 | 5000000
1060-15F | 0 | 0 | 0 | 0 | 0% | 0% | 0% | 0 | 0 | 0 | 0 | 0 | 0 | 0 | 0 | 1060 | 0 | 0 | 0 | 0 | 0 | 0 | 0 | 0 | 0 | 0 | 0 | 0 | 0 | 0 | 0 | 0 | 0 | 0 |  | 3914 | 1060-15F | [40 empty] | 0 | 0 | 0 |  |  |  | 0 | 5000000
1060-16 | 0 | 0 | 0 | 0 | 0% | 0% | 0% | 0 | 0 | 0 | 0 | 0 | 0 | 0 | 0 | 1060 | 0 | 0 | 0 | 0 | 0 | 0 | 0 | 0 | 0 | 0 | 0 | 0 | 0 | 0 | 0 | 0 | 0 | 0 |  | 3915 | 1060-16 | [40 empty] | 0 | 0 | 0 |  |  |  | 0 | 5000000
1060-16F | 0 | 0 | 0 | 0 | 0% | 0% | 0% | 0 | 0 | 0 | 0 | 0 | 0 | 0 | 0 | 1060 | 0 | 0 | 0 | 0 | 0 | 0 | 0 | 0 | 0 | 0 | 0 | 0 | 0 | 0 | 0 | 0 | 0 | 0 |  | 3916 | 1060-16F | [40 empty] | 0 | 0 | 0 |  |  |  | 0 | 5000000
1060-17 | 0 | 0 | 0 | 0 | 0% | 0% | 0% | 0 | 0 | 0 | 0 | 0 | 0 | 0 | 0 | 1060 | 0 | 0 | 0 | 0 | 0 | 0 | 0 | 0 | 0 | 0 | 0 | 0 | 0 | 0 | 0 | 0 | 0 | 0 |  | 3917 | 1060-17 | [40 empty] | 0 | 0 | 0 |  |  |  | 0 | 5000000
1060-17F | 0 | 0 | 0 | 0 | 0% | 0% | 0% | 0 | 0 | 0 | 0 | 0 | 0 | 0 | 0 | 1060 | 0 | 0 | 0 | 0 | 0 | 0 | 0 | 0 | 0 | 0 | 0 | 0 | 0 | 0 | 0 | 0 | 0 | 0 |  | 3918 | 1060-17F | [40 empty] | 0 | 0 | 0 |  |  |  | 0 | 5000000
1060-19 | 0 | 0 | 0 | 0 | 0% | 0% | 0% | 0 | 0 | 0 | 0 | 0 | 0 | 0 | 0 | 1060 | 0 | 0 | 0 | 0 | 0 | 0 | 0 | 0 | 0 | 0 | 0 | 0 | 0 | 0 | 0 | 0 | 0 | 0 |  | 3919 | 1060-19 | [40 empty] | 0 | 0 | 0 |  |  |  | 0 | 5000000
1060-20 | 0 | 0 | 0 | 0 | 0% | 0% | 0% | 0 | 0 | 0 | 0 | 0 | 0 | 0 | 0 | 1060 | 0 | 0 | 0 | 0 | 0 | 0 | 0 | 0 | 0 | 0 | 0 | 0 | 0 | 0 | 0 | 0 | 0 | 0 |  | 3920 | 1060-20 | [40 empty] | 0 | 0 | 0 |  |  |  | 0 | 5000000
1060-21 | 0 | 0 | 0 | 0 | 0% | 0% | 0% | 0 | 0 | 0 | 0 | 0 | 0 | 0 | 0 | 1060 | 0 | 0 | 0 | 0 | 0 | 0 | 0 | 0 | 0 | 0 | 0 | 0 | 0 | 0 | 0 | 0 | 0 | 0 |  | 3921 | 1060-21 | [40 empty] | 0 | 0 | 0 |  |  |  | 0 | 5000000
1060-22 | 0 | 0 | 0 | 0 | 0% | 0% | 0% | 0 | 0 | 0 | 0 | 0 | 0 | 0 | 0 | 1060 | 0 | 0 | 0 | 0 | 0 | 0 | 0 | 0 | 0 | 0 | 0 | 0 | 0 | 0 | 0 | 0 | 0 | 0 |  | 3922 | 1060-22 | [40 empty] | 0 | 0 | 0 |  |  |  | 0 | 5000000
107-500F | 0 | 0 | 0 | 0 | 0% | 0% | 0% | 0 | 0 | 0 | 0 | 0 | 0 | 0 | 0 | 107 | 0 | 0 | 0 | 0 | 0 | 0 | 0 | 0 | 0 | 0 | 0 | 0 | 0 | 0 | 0 | 0 | 0 | 0 |  | 3923 | 107-500F | [40 empty] | 0 | 0 | 0 |  |  |  | 0 | 5000000
107-501 | 0 | 0 | 0 | 0 | 0% | 0% | 0% | 0 | 0 | 0 | 0 | 0 | 0 | 0 | 0 | 107 | 0 | 0 | 0 | 0 | 0 | 0 | 0 | 0 | 0 | 0 | 0 | 0 | 0 | 0 | 0 | 0 | 0 | 0 |  | 3924 | 107-501 | [40 empty] | 0 | 0 | 0 |  |  |  | 0 | 5000000
107-502F | 0 | 0 | 0 | 0 | 0% | 0% | 0% | 0 | 0 | 0 | 0 | 0 | 0 | 0 | 0 | 107 | 0 | 0 | 0 | 0 | 0 | 0 | 0 | 0 | 0 | 0 | 0 | 0 | 0 | 0 | 0 | 0 | 0 | 0 |  | 3925 | 107-502F | [40 empty] | 0 | 0 | 0 |  |  |  | 0 | 5000000
107-503F | 0 | 0 | 0 | 0 | 0% | 0% | 0% | 0 | 0 | 0 | 0 | 0 | 0 | 0 | 0 | 107 | 0 | 0 | 0 | 0 | 0 | 0 | 0 | 0 | 0 | 0 | 0 | 0 | 0 | 0 | 0 | 0 | 0 | 0 |  | 3926 | 107-503F | [40 empty] | 0 | 0 | 0 |  |  |  | 0 | 5000000
1070-333 | 0 | 0 | 0 | 0 | 0% | 0% | 0% | 0 | 0 | 0 | 0 | 0 | 0 | 0 | 0 | 1070 | 0 | 0 | 0 | 0 | 0 | 0 | 0 | 0 | 0 | 0 | 0 | 0 | 0 | 0 | 0 | 0 | 0 | 0 |  | 3927 | 1070-333 | [40 empty] | 0 | 0 | 0 |  |  |  | 0 | 5000000
1070-334AE | 0 | 0 | 0 | 0 | 0% | 0% | 0% | 0 | 0 | 0 | 0 | 0 | 0 | 0 | 0 | 1070 | 0 | 0 | 0 | 0 | 0 | 0 | 0 | 0 | 0 | 0 | 0 | 0 | 0 | 0 | 0 | 0 | 0 | 0 |  | 3928 | 1070-334AE | [40 empty] | 0 | 0 | 0 |  |  |  | 0 | 5000000
1070-335AE | 0 | 0 | 0 | 0 | 0% | 0% | 0% | 0 | 0 | 0 | 0 | 0 | 0 | 0 | 0 | 1070 | 0 | 0 | 0 | 0 | 0 | 0 | 0 | 0 | 0 | 0 | 0 | 0 | 0 | 0 | 0 | 0 | 0 | 0 |  | 3929 | 1070-335AE | [40 empty] | 0 | 0 | 0 |  |  |  | 0 | 5000000
1071-181 | 0 | 0 | 0 | 0 | 0% | 0% | 0% | 0 | 0 | 0 | 0 | 0 | 0 | 0 | 0 | 1071 | 0 | 0 | 0 | 0 | 0 | 0 | 0 | 0 | 0 | 0 | 0 | 0 | 0 | 0 | 0 | 0 | 0 | 0 |  | 3930 | 1071-181 | [40 empty] | 0 | 0 | 0 |  |  |  | 0 | 5000000
1071-225 | 0 | 0 | 0 | 0 | 0% | 0% | 0% | 0 | 0 | 0 | 0 | 0 | 0 | 0 | 0 | 1071 | 0 | 0 | 0 | 0 | 0 | 0 | 0 | 0 | 0 | 0 | 0 | 0 | 0 | 0 | 0 | 0 | 0 | 0 |  | 3931 | 1071-225 | [40 empty] | 0 | 0 | 0 |  |  |  | 0 | 5000000
1071-228F | 0 | 0 | 0 | 0 | 0% | 0% | 0% | 0 | 0 | 0 | 0 | 0 | 0 | 0 | 0 | 1071 | 0 | 0 | 0 | 0 | 0 | 0 | 0 | 0 | 0 | 0 | 0 | 0 | 0 | 0 | 0 | 0 | 0 | 0 |  | 3932 | 1071-228F | [40 empty] | 0 | 0 | 0 |  |  |  | 0 | 5000000
1071-3F | 0 | 0 | 0 | 0 | 0% | 0% | 0% | 0 | 0 | 0 | 0 | 0 | 0 | 0 | 0 | 1071 | 0 | 0 | 0 | 0 | 0 | 0 | 0 | 0 | 0 | 0 | 0 | 0 | 0 | 0 | 0 | 0 | 0 | 0 |  | 3933 | 1071-3F | [40 empty] | 0 | 0 | 0 |  |  |  | 0 | 5000000
1071-4 | 0 | 0 | 0 | 0 | 0% | 0% | 0% | 0 | 0 | 0 | 0 | 0 | 0 | 0 | 0 | 1071 | 0 | 0 | 0 | 0 | 0 | 0 | 0 | 0 | 0 | 0 | 0 | 0 | 0 | 0 | 0 | 0 | 0 | 0 |  | 3934 | 1071-4 | [40 empty] | 0 | 0 | 0 |  |  |  | 0 | 5000000
1071-457 | 0 | 0 | 0 | 0 | 0% | 0% | 0% | 0 | 0 | 0 | 0 | 0 | 0 | 0 | 0 | 1071 | 0 | 0 | 0 | 0 | 0 | 0 | 0 | 0 | 0 | 0 | 0 | 0 | 0 | 0 | 0 | 0 | 0 | 0 |  | 3935 | 1071-457 | [40 empty] | 0 | 0 | 0 |  |  |  | 0 | 5000000
1071-458 | 0 | 0 | 0 | 0 | 0% | 0% | 0% | 0 | 0 | 0 | 0 | 0 | 0 | 0 | 0 | 1071 | 0 | 0 | 0 | 0 | 0 | 0 | 0 | 0 | 0 | 0 | 0 | 0 | 0 | 0 | 0 | 0 | 0 | 0 |  | 3936 | 1071-458 | [40 empty] | 0 | 0 | 0 |  |  |  | 0 | 5000000
1072-3 | 0 | 0 | 0 | 0 | 0% | 0% | 0% | 0 | 0 | 0 | 0 | 0 | 0 | 0 | 0 | 1072 | 0 | 0 | 0 | 0 | 0 | 0 | 0 | 0 | 0 | 0 | 0 | 0 | 0 | 0 | 0 | 0 | 0 | 0 |  | 3937 | 1072-3 | [40 empty] | 0 | 0 | 0 |  |  |  | 0 | 5000000
1072-4 | 0 | 0 | 0 | 0 | 0% | 0% | 0% | 0 | 0 | 0 | 0 | 0 | 0 | 0 | 0 | 1072 | 0 | 0 | 0 | 0 | 0 | 0 | 0 | 0 | 0 | 0 | 0 | 0 | 0 | 0 | 0 | 0 | 0 | 0 |  | 3938 | 1072-4 | [40 empty] | 0 | 0 | 0 |  |  |  | 0 | 5000000
1060-133F | 0 | 0 | 0 | 0 | 0% | 0% | 0% | 0 | 0 | 0 | 0 | 0 | 0 | 0 | 0 | 1060 | 0 | 0 | 0 | 0 | 0 | 0 | 0 | 0 | 0 | 0 | 0 | 0 | 0 | 0 | 0 | 0 | 0 | 0 |  | 3939 | 1060-133F | [40 empty] | 0 | 0 | 0 |  |  |  | 0 | 5000000
1060-13 | 0 | 0 | 0 | 0 | 0% | 0% | 0% | 0 | 0 | 0 | 0 | 0 | 0 | 0 | 0 | 1060 | 0 | 0 | 0 | 0 | 0 | 0 | 0 | 0 | 0 | 0 | 0 | 0 | 0 | 0 | 0 | 0 | 0 | 0 |  | 3940 | 1060-13 | [40 empty] | 0 | 0 | 0 |  |  |  | 0 | 5000000
104-41 | 0 | 0 | 0 | 0 | 0% | 0% | 0% | 0 | 0 | 0 | 0 | 0 | 0 | 0 | 0 | 104 | 0 | 0 | 0 | 0 | 0 | 0 | 0 | 0 | 0 | 0 | 0 | 0 | 0 | 0 | 0 | 0 | 0 | 0 |  | 3941 | 104-41 | [40 empty] | 0 | 0 | 0 |  |  |  | 0 | 5000000
106-72F | 0 | 0 | 0 | 0 | 0% | 0% | 0% | 0 | 0 | 0 | 0 | 0 | 0 | 0 | 0 | 106 | 0 | 0 | 0 | 0 | 0 | 0 | 0 | 0 | 0 | 0 | 0 | 0 | 0 | 0 | 0 | 0 | 0 | 0 |  | 3942 | 106-72F | [40 empty] | 0 | 0 | 0 |  |  |  | 0 | 5000000
1047-179AE | 0 | 0 | 0 | 0 | 0% | 0% | 0% | 0 | 0 | 0 | 0 | 0 | 0 | 0 | 0 | 1047 | 0 | 0 | 0 | 0 | 0 | 0 | 0 | 0 | 0 | 0 | 0 | 0 | 0 | 0 | 0 | 0 | 0 | 0 |  | 3943 | 1047-179AE | [40 empty] | 0 | 0 | 0 |  |  |  | 0 | 5000000
1047-180 | 0 | 0 | 0 | 0 | 0% | 0% | 0% | 0 | 0 | 0 | 0 | 0 | 0 | 0 | 0 | 1047 | 0 | 0 | 0 | 0 | 0 | 0 | 0 | 0 | 0 | 0 | 0 | 0 | 0 | 0 | 0 | 0 | 0 | 0 |  | 3944 | 1047-180 | [40 empty] | 0 | 0 | 0 |  |  |  | 0 | 5000000
1047-181 | 0 | 0 | 0 | 0 | 0% | 0% | 0% | 0 | 0 | 0 | 0 | 0 | 0 | 0 | 0 | 1047 | 0 | 0 | 0 | 0 | 0 | 0 | 0 | 0 | 0 | 0 | 0 | 0 | 0 | 0 | 0 | 0 | 0 | 0 |  | 3945 | 1047-181 | [40 empty] | 0 | 0 | 0 |  |  |  | 0 | 5000000
1047-28 | 0 | 0 | 0 | 0 | 0% | 0% | 0% | 0 | 0 | 0 | 0 | 0 | 0 | 0 | 0 | 1047 | 0 | 0 | 0 | 0 | 0 | 0 | 0 | 0 | 0 | 0 | 0 | 0 | 0 | 0 | 0 | 0 | 0 | 0 |  | 3946 | 1047-28 | [40 empty] | 0 | 0 | 0 |  |  |  | 0 | 5000000
1047-31F | 0 | 0 | 0 | 0 | 0% | 0% | 0% | 0 | 0 | 0 | 0 | 0 | 0 | 0 | 0 | 1047 | 0 | 0 | 0 | 0 | 0 | 0 | 0 | 0 | 0 | 0 | 0 | 0 | 0 | 0 | 0 | 0 | 0 | 0 |  | 3947 | 1047-31F | [40 empty] | 0 | 0 | 0 |  |  |  | 0 | 5000000
1047-34 | 0 | 0 | 0 | 0 | 0% | 0% | 0% | 0 | 0 | 0 | 0 | 0 | 0 | 0 | 0 | 1047 | 0 | 0 | 0 | 0 | 0 | 0 | 0 | 0 | 0 | 0 | 0 | 0 | 0 | 0 | 0 | 0 | 0 | 0 |  | 3948 | 1047-34 | [40 empty] | 0 | 0 | 0 |  |  |  | 0 | 5000000
1048-1 | 0 | 0 | 0 | 0 | 0% | 0% | 0% | 0 | 0 | 0 | 0 | 0 | 0 | 0 | 0 | 1048 | 0 | 0 | 0 | 0 | 0 | 0 | 0 | 0 | 0 | 0 | 0 | 0 | 0 | 0 | 0 | 0 | 0 | 0 |  | 3949 | 1048-1 | [40 empty] | 0 | 0 | 0 |  |  |  | 0 | 5000000
1048-2F | 0 | 0 | 0 | 0 | 0% | 0% | 0% | 0 | 0 | 0 | 0 | 0 | 0 | 0 | 0 | 1048 | 0 | 0 | 0 | 0 | 0 | 0 | 0 | 0 | 0 | 0 | 0 | 0 | 0 | 0 | 0 | 0 | 0 | 0 |  | 3950 | 1048-2F | [40 empty] | 0 | 0 | 0 |  |  |  | 0 | 5000000
1048-3F | 0 | 0 | 0 | 0 | 0% | 0% | 0% | 0 | 0 | 0 | 0 | 0 | 0 | 0 | 0 | 1048 | 0 | 0 | 0 | 0 | 0 | 0 | 0 | 0 | 0 | 0 | 0 | 0 | 0 | 0 | 0 | 0 | 0 | 0 |  | 3951 | 1048-3F | [40 empty] | 0 | 0 | 0 |  |  |  | 0 | 5000000
1048-4F | 0 | 0 | 0 | 0 | 0% | 0% | 0% | 0 | 0 | 0 | 0 | 0 | 0 | 0 | 0 | 1048 | 0 | 0 | 0 | 0 | 0 | 0 | 0 | 0 | 0 | 0 | 0 | 0 | 0 | 0 | 0 | 0 | 0 | 0 |  | 3952 | 1048-4F | [40 empty] | 0 | 0 | 0 |  |  |  | 0 | 5000000
1048-5F | 0 | 0 | 0 | 0 | 0% | 0% | 0% | 0 | 0 | 0 | 0 | 0 | 0 | 0 | 0 | 1048 | 0 | 0 | 0 | 0 | 0 | 0 | 0 | 0 | 0 | 0 | 0 | 0 | 0 | 0 | 0 | 0 | 0 | 0 |  | 3953 | 1048-5F | [40 empty] | 0 | 0 | 0 |  |  |  | 0 | 5000000
1049-1 | 0 | 0 | 0 | 0 | 0% | 0% | 0% | 0 | 0 | 0 | 0 | 0 | 0 | 0 | 0 | 1049 | 0 | 0 | 0 | 0 | 0 | 0 | 0 | 0 | 0 | 0 | 0 | 0 | 0 | 0 | 0 | 0 | 0 | 0 |  | 3954 | 1049-1 | [40 empty] | 0 | 0 | 0 |  |  |  | 0 | 5000000
1049-36 | 0 | 0 | 0 | 0 | 0% | 0% | 0% | 0 | 0 | 0 | 0 | 0 | 0 | 0 | 0 | 1049 | 0 | 0 | 0 | 0 | 0 | 0 | 0 | 0 | 0 | 0 | 0 | 0 | 0 | 0 | 0 | 0 | 0 | 0 |  | 3955 | 1049-36 | [40 empty] | 0 | 0 | 0 |  |  |  | 0 | 5000000
1049-5F | 0 | 0 | 0 | 0 | 0% | 0% | 0% | 0 | 0 | 0 | 0 | 0 | 0 | 0 | 0 | 1049 | 0 | 0 | 0 | 0 | 0 | 0 | 0 | 0 | 0 | 0 | 0 | 0 | 0 | 0 | 0 | 0 | 0 | 0 |  | 3956 | 1049-5F | [40 empty] | 0 | 0 | 0 |  |  |  | 0 | 5000000
1049-6 | 0 | 0 | 0 | 0 | 0% | 0% | 0% | 0 | 0 | 0 | 0 | 0 | 0 | 0 | 0 | 1049 | 0 | 0 | 0 | 0 | 0 | 0 | 0 | 0 | 0 | 0 | 0 | 0 | 0 | 0 | 0 | 0 | 0 | 0 |  | 3957 | 1049-6 | [40 empty] | 0 | 0 | 0 |  |  |  | 0 | 5000000
105-233 | 0 | 0 | 0 | 0 | 0% | 0% | 0% | 0 | 0 | 0 | 0 | 0 | 0 | 0 | 0 | 105 | 0 | 0 | 0 | 0 | 0 | 0 | 0 | 0 | 0 | 0 | 0 | 0 | 0 | 0 | 0 | 0 | 0 | 0 |  | 3958 | 105-233 | [40 empty] | 0 | 0 | 0 |  |  |  | 0 | 5000000
105-234 | 0 | 0 | 0 | 0 | 0% | 0% | 0% | 0 | 0 | 0 | 0 | 0 | 0 | 0 | 0 | 105 | 0 | 0 | 0 | 0 | 0 | 0 | 0 | 0 | 0 | 0 | 0 | 0 | 0 | 0 | 0 | 0 | 0 | 0 |  | 3959 | 105-234 | [40 empty] | 0 | 0 | 0 |  |  |  | 0 | 5000000
105-235 | 0 | 0 | 0 | 0 | 0% | 0% | 0% | 0 | 0 | 0 | 0 | 0 | 0 | 0 | 0 | 105 | 0 | 0 | 0 | 0 | 0 | 0 | 0 | 0 | 0 | 0 | 0 | 0 | 0 | 0 | 0 | 0 | 0 | 0 |  | 3960 | 105-235 | [40 empty] | 0 | 0 | 0 |  |  |  | 0 | 5000000
105-236 | 0 | 0 | 0 | 0 | 0% | 0% | 0% | 0 | 0 | 0 | 0 | 0 | 0 | 0 | 0 | 105 | 0 | 0 | 0 | 0 | 0 | 0 | 0 | 0 | 0 | 0 | 0 | 0 | 0 | 0 | 0 | 0 | 0 | 0 |  | 3961 | 105-236 | [40 empty] | 0 | 0 | 0 |  |  |  | 0 | 5000000
105-237F | 0 | 0 | 0 | 0 | 0% | 0% | 0% | 0 | 0 | 0 | 0 | 0 | 0 | 0 | 0 | 105 | 0 | 0 | 0 | 0 | 0 | 0 | 0 | 0 | 0 | 0 | 0 | 0 | 0 | 0 | 0 | 0 | 0 | 0 |  | 3962 | 105-237F | [40 empty] | 0 | 0 | 0 |  |  |  | 0 | 5000000
105-238F | 0 | 0 | 0 | 0 | 0% | 0% | 0% | 0 | 0 | 0 | 0 | 0 | 0 | 0 | 0 | 105 | 0 | 0 | 0 | 0 | 0 | 0 | 0 | 0 | 0 | 0 | 0 | 0 | 0 | 0 | 0 | 0 | 0 | 0 |  | 3963 | 105-238F | [40 empty] | 0 | 0 | 0 |  |  |  | 0 | 5000000
105-447F | 0 | 0 | 0 | 0 | 0% | 0% | 0% | 0 | 0 | 0 | 0 | 0 | 0 | 0 | 0 | 105 | 0 | 0 | 0 | 0 | 0 | 0 | 0 | 0 | 0 | 0 | 0 | 0 | 0 | 0 | 0 | 0 | 0 | 0 |  | 3964 | 105-447F | [40 empty] | 0 | 0 | 0 |  |  |  | 0 | 5000000
105-448F | 0 | 0 | 0 | 0 | 0% | 0% | 0% | 0 | 0 | 0 | 0 | 0 | 0 | 0 | 0 | 105 | 0 | 0 | 0 | 0 | 0 | 0 | 0 | 0 | 0 | 0 | 0 | 0 | 0 | 0 | 0 | 0 | 0 | 0 |  | 3965 | 105-448F | [40 empty] | 0 | 0 | 0 |  |  |  | 0 | 5000000
105-449 | 0 | 0 | 0 | 0 | 0% | 0% | 0% | 0 | 0 | 0 | 0 | 0 | 0 | 0 | 0 | 105 | 0 | 0 | 0 | 0 | 0 | 0 | 0 | 0 | 0 | 0 | 0 | 0 | 0 | 0 | 0 | 0 | 0 | 0 |  | 3966 | 105-449 | [40 empty] | 0 | 0 | 0 |  |  |  | 0 | 5000000
106-30 | 0 | 0 | 0 | 0 | 0% | 0% | 0% | 0 | 0 | 0 | 0 | 0 | 0 | 0 | 0 | 106 | 0 | 0 | 0 | 0 | 0 | 0 | 0 | 0 | 0 | 0 | 0 | 0 | 0 | 0 | 0 | 0 | 0 | 0 |  | 3967 | 106-30 | [40 empty] | 0 | 0 | 0 |  |  |  | 0 | 5000000
106-32 | 0 | 0 | 0 | 0 | 0% | 0% | 0% | 0 | 0 | 0 | 0 | 0 | 0 | 0 | 0 | 106 | 0 | 0 | 0 | 0 | 0 | 0 | 0 | 0 | 0 | 0 | 0 | 0 | 0 | 0 | 0 | 0 | 0 | 0 |  | 3968 | 106-32 | [40 empty] | 0 | 0 | 0 |  |  |  | 0 | 5000000
106-70 | 0 | 0 | 0 | 0 | 0% | 0% | 0% | 0 | 0 | 0 | 0 | 0 | 0 | 0 | 0 | 106 | 0 | 0 | 0 | 0 | 0 | 0 | 0 | 0 | 0 | 0 | 0 | 0 | 0 | 0 | 0 | 0 | 0 | 0 |  | 3969 | 106-70 | [40 empty] | 0 | 0 | 0 |  |  |  | 0 | 5000000
106-70F | 0 | 0 | 0 | 0 | 0% | 0% | 0% | 0 | 0 | 0 | 0 | 0 | 0 | 0 | 0 | 106 | 0 | 0 | 0 | 0 | 0 | 0 | 0 | 0 | 0 | 0 | 0 | 0 | 0 | 0 | 0 | 0 | 0 | 0 |  | 3970 | 106-70F | [40 empty] | 0 | 0 | 0 |  |  |  | 0 | 5000000
106-72 | 0 | 0 | 0 | 0 | 0% | 0% | 0% | 0 | 0 | 0 | 0 | 0 | 0 | 0 | 0 | 106 | 0 | 0 | 0 | 0 | 0 | 0 | 0 | 0 | 0 | 0 | 0 | 0 | 0 | 0 | 0 | 0 | 0 | 0 |  | 3971 | 106-72 | [40 empty] | 0 | 0 | 0 |  |  |  | 0 | 5000000
1245-18AE | 0 | 0 | 0 | 0 | 0% | 0% | 0% | 0 | 0 | 0 | 0 | 0 | 0 | 0 | 0 | 1245 | 0 | 0 | 0 | 0 | 0 | 0 | 0 | 0 | 0 | 0 | 0 | 0 | 0 | 0 | 0 | 0 | 0 | 0 |  | 3972 | 1245-18AE | [40 empty] | 0 | 0 | 0 |  |  |  | 0 | 5000000
1256-17AE | 0 | 0 | 0 | 0 | 0% | 0% | 0% | 0 | 0 | 0 | 0 | 0 | 0 | 0 | 0 | 1256 | 0 | 0 | 0 | 0 | 0 | 0 | 0 | 0 | 0 | 0 | 0 | 0 | 0 | 0 | 0 | 0 | 0 | 0 |  | 3973 | 1256-17AE | [40 empty] | 0 | 0 | 0 |  |  |  | 0 | 5000000
1256-19AE | 0 | 0 | 0 | 0 | 0% | 0% | 0% | 0 | 0 | 0 | 0 | 0 | 0 | 0 | 0 | 1256 | 0 | 0 | 0 | 0 | 0 | 0 | 0 | 0 | 0 | 0 | 0 | 0 | 0 | 0 | 0 | 0 | 0 | 0 |  | 3974 | 1256-19AE | [40 empty] | 0 | 0 | 0 |  |  |  | 0 | 5000000
1256-35 | 0 | 0 | 0 | 0 | 0% | 0% | 0% | 0 | 0 | 0 | 0 | 0 | 0 | 0 | 0 | 1256 | 0 | 0 | 0 | 0 | 0 | 0 | 0 | 0 | 0 | 0 | 0 | 0 | 0 | 0 | 0 | 0 | 0 | 0 |  | 3975 | 1256-35 | [40 empty] | 0 | 0 | 0 |  |  |  | 0 | 5000000
1256-37 | 0 | 0 | 0 | 0 | 0% | 0% | 0% | 0 | 0 | 0 | 0 | 0 | 0 | 0 | 0 | 1256 | 0 | 0 | 0 | 0 | 0 | 0 | 0 | 0 | 0 | 0 | 0 | 0 | 0 | 0 | 0 | 0 | 0 | 0 |  | 3976 | 1256-37 | [40 empty] | 0 | 0 | 0 |  |  |  | 0 | 5000000
1256-38 | 0 | 0 | 0 | 0 | 0% | 0% | 0% | 0 | 0 | 0 | 0 | 0 | 0 | 0 | 0 | 1256 | 0 | 0 | 0 | 0 | 0 | 0 | 0 | 0 | 0 | 0 | 0 | 0 | 0 | 0 | 0 | 0 | 0 | 0 |  | 3977 | 1256-38 | [40 empty] | 0 | 0 | 0 |  |  |  | 0 | 5000000
1257-5 | 0 | 0 | 0 | 0 | 0% | 0% | 0% | 0 | 0 | 0 | 0 | 0 | 0 | 0 | 0 | 1257 | 0 | 0 | 0 | 0 | 0 | 0 | 0 | 0 | 0 | 0 | 0 | 0 | 0 | 0 | 0 | 0 | 0 | 0 |  | 3978 | 1257-5 | [40 empty] | 0 | 0 | 0 |  |  |  | 0 | 5000000
1257-6 | 0 | 0 | 0 | 0 | 0% | 0% | 0% | 0 | 0 | 0 | 0 | 0 | 0 | 0 | 0 | 1257 | 0 | 0 | 0 | 0 | 0 | 0 | 0 | 0 | 0 | 0 | 0 | 0 | 0 | 0 | 0 | 0 | 0 | 0 |  | 3979 | 1257-6 | [40 empty] | 0 | 0 | 0 |  |  |  | 0 | 5000000
1257-7AE | 0 | 0 | 0 | 0 | 0% | 0% | 0% | 0 | 0 | 0 | 0 | 0 | 0 | 0 | 0 | 1257 | 0 | 0 | 0 | 0 | 0 | 0 | 0 | 0 | 0 | 0 | 0 | 0 | 0 | 0 | 0 | 0 | 0 | 0 |  | 3980 | 1257-7AE | [40 empty] | 0 | 0 | 0 |  |  |  | 0 | 5000000
1257-8AE | 0 | 0 | 0 | 0 | 0% | 0% | 0% | 0 | 0 | 0 | 0 | 0 | 0 | 0 | 0 | 1257 | 0 | 0 | 0 | 0 | 0 | 0 | 0 | 0 | 0 | 0 | 0 | 0 | 0 | 0 | 0 | 0 | 0 | 0 |  | 3981 | 1257-8AE | [40 empty] | 0 | 0 | 0 |  |  |  | 0 | 5000000
1258-427 | 0 | 0 | 0 | 0 | 0% | 0% | 0% | 0 | 0 | 0 | 0 | 0 | 0 | 0 | 0 | 1258 | 0 | 0 | 0 | 0 | 0 | 0 | 0 | 0 | 0 | 0 | 0 | 0 | 0 | 0 | 0 | 0 | 0 | 0 |  | 3982 | 1258-427 | [40 empty] | 0 | 0 | 0 |  |  |  | 0 | 5000000
1258-428F | 0 | 0 | 0 | 0 | 0% | 0% | 0% | 0 | 0 | 0 | 0 | 0 | 0 | 0 | 0 | 1258 | 0 | 0 | 0 | 0 | 0 | 0 | 0 | 0 | 0 | 0 | 0 | 0 | 0 | 0 | 0 | 0 | 0 | 0 |  | 3983 | 1258-428F | [40 empty] | 0 | 0 | 0 |  |  |  | 0 | 5000000
1258-6F | 0 | 0 | 0 | 0 | 0% | 0% | 0% | 0 | 0 | 0 | 0 | 0 | 0 | 0 | 0 | 1258 | 0 | 0 | 0 | 0 | 0 | 0 | 0 | 0 | 0 | 0 | 0 | 0 | 0 | 0 | 0 | 0 | 0 | 0 |  | 3984 | 1258-6F | [40 empty] | 0 | 0 | 0 |  |  |  | 0 | 5000000
1258-7 | 0 | 0 | 0 | 0 | 0% | 0% | 0% | 0 | 0 | 0 | 0 | 0 | 0 | 0 | 0 | 1258 | 0 | 0 | 0 | 0 | 0 | 0 | 0 | 0 | 0 | 0 | 0 | 0 | 0 | 0 | 0 | 0 | 0 | 0 |  | 3985 | 1258-7 | [40 empty] | 0 | 0 | 0 |  |  |  | 0 | 5000000
1259-1 | 0 | 0 | 0 | 0 | 0% | 0% | 0% | 0 | 0 | 0 | 0 | 0 | 0 | 0 | 0 | 1259 | 0 | 0 | 0 | 0 | 0 | 0 | 0 | 0 | 0 | 0 | 0 | 0 | 0 | 0 | 0 | 0 | 0 | 0 |  | 3986 | 1259-1 | [40 empty] | 0 | 0 | 0 |  |  |  | 0 | 5000000
1259-2F | 0 | 0 | 0 | 0 | 0% | 0% | 0% | 0 | 0 | 0 | 0 | 0 | 0 | 0 | 0 | 1259 | 0 | 0 | 0 | 0 | 0 | 0 | 0 | 0 | 0 | 0 | 0 | 0 | 0 | 0 | 0 | 0 | 0 | 0 |  | 3987 | 1259-2F | [40 empty] | 0 | 0 | 0 |  |  |  | 0 | 5000000
1259-3F | 0 | 0 | 0 | 0 | 0% | 0% | 0% | 0 | 0 | 0 | 0 | 0 | 0 | 0 | 0 | 1259 | 0 | 0 | 0 | 0 | 0 | 0 | 0 | 0 | 0 | 0 | 0 | 0 | 0 | 0 | 0 | 0 | 0 | 0 |  | 3988 | 1259-3F | [40 empty] | 0 | 0 | 0 |  |  |  | 0 | 5000000
126-11 | 0 | 0 | 0 | 0 | 0% | 0% | 0% | 0 | 0 | 0 | 0 | 0 | 0 | 0 | 0 | 126 | 0 | 0 | 0 | 0 | 0 | 0 | 0 | 0 | 0 | 0 | 0 | 0 | 0 | 0 | 0 | 0 | 0 | 0 |  | 3989 | 126-11 | [40 empty] | 0 | 0 | 0 |  |  |  | 0 | 5000000
126-12 | 0 | 0 | 0 | 0 | 0% | 0% | 0% | 0 | 0 | 0 | 0 | 0 | 0 | 0 | 0 | 126 | 0 | 0 | 0 | 0 | 0 | 0 | 0 | 0 | 0 | 0 | 0 | 0 | 0 | 0 | 0 | 0 | 0 | 0 |  | 3990 | 126-12 | [40 empty] | 0 | 0 | 0 |  |  |  | 0 | 5000000
126-5 | 0 | 0 | 0 | 0 | 0% | 0% | 0% | 0 | 0 | 0 | 0 | 0 | 0 | 0 | 0 | 126 | 0 | 0 | 0 | 0 | 0 | 0 | 0 | 0 | 0 | 0 | 0 | 0 | 0 | 0 | 0 | 0 | 0 | 0 |  | 3991 | 126-5 | [40 empty] | 0 | 0 | 0 |  |  |  | 0 | 5000000
126-6 | 0 | 0 | 0 | 0 | 0% | 0% | 0% | 0 | 0 | 0 | 0 | 0 | 0 | 0 | 0 | 126 | 0 | 0 | 0 | 0 | 0 | 0 | 0 | 0 | 0 | 0 | 0 | 0 | 0 | 0 | 0 | 0 | 0 | 0 |  | 3992 | 126-6 | [40 empty] | 0 | 0 | 0 |  |  |  | 0 | 5000000
1260-17 | 0 | 0 | 0 | 0 | 0% | 0% | 0% | 0 | 0 | 0 | 0 | 0 | 0 | 0 | 0 | 1260 | 0 | 0 | 0 | 0 | 0 | 0 | 0 | 0 | 0 | 0 | 0 | 0 | 0 | 0 | 0 | 0 | 0 | 0 |  | 3993 | 1260-17 | [40 empty] | 0 | 0 | 0 |  |  |  | 0 | 5000000
1260-18 | 0 | 0 | 0 | 0 | 0% | 0% | 0% | 0 | 0 | 0 | 0 | 0 | 0 | 0 | 0 | 1260 | 0 | 0 | 0 | 0 | 0 | 0 | 0 | 0 | 0 | 0 | 0 | 0 | 0 | 0 | 0 | 0 | 0 | 0 |  | 3994 | 1260-18 | [40 empty] | 0 | 0 | 0 |  |  |  | 0 | 5000000
1260-217F | 0 | 0 | 0 | 0 | 0% | 0% | 0% | 0 | 0 | 0 | 0 | 0 | 0 | 0 | 0 | 1260 | 0 | 0 | 0 | 0 | 0 | 0 | 0 | 0 | 0 | 0 | 0 | 0 | 0 | 0 | 0 | 0 | 0 | 0 |  | 3995 | 1260-217F | [40 empty] | 0 | 0 | 0 |  |  |  | 0 | 5000000
1260-218F | 0 | 0 | 0 | 0 | 0% | 0% | 0% | 0 | 0 | 0 | 0 | 0 | 0 | 0 | 0 | 1260 | 0 | 0 | 0 | 0 | 0 | 0 | 0 | 0 | 0 | 0 | 0 | 0 | 0 | 0 | 0 | 0 | 0 | 0 |  | 3996 | 1260-218F | [40 empty] | 0 | 0 | 0 |  |  |  | 0 | 5000000
1260-219 | 0 | 0 | 0 | 0 | 0% | 0% | 0% | 0 | 0 | 0 | 0 | 0 | 0 | 0 | 0 | 1260 | 0 | 0 | 0 | 0 | 0 | 0 | 0 | 0 | 0 | 0 | 0 | 0 | 0 | 0 | 0 | 0 | 0 | 0 |  | 3997 | 1260-219 | [40 empty] | 0 | 0 | 0 |  |  |  | 0 | 5000000
1266-14 | 0 | 0 | 0 | 0 | 0% | 0% | 0% | 0 | 0 | 0 | 0 | 0 | 0 | 0 | 0 | 1266 | 0 | 0 | 0 | 0 | 0 | 0 | 0 | 0 | 0 | 0 | 0 | 0 | 0 | 0 | 0 | 0 | 0 | 0 |  | 3998 | 1266-14 | [40 empty] | 0 | 0 | 0 |  |  |  | 0 | 5000000
1266-302F | 0 | 0 | 0 | 0 | 0% | 0% | 0% | 0 | 0 | 0 | 0 | 0 | 0 | 0 | 0 | 1266 | 0 | 0 | 0 | 0 | 0 | 0 | 0 | 0 | 0 | 0 | 0 | 0 | 0 | 0 | 0 | 0 | 0 | 0 |  | 3999 | 1266-302F | [40 empty] | 0 | 0 | 0 |  |  |  | 0 | 5000000
1266-303F | 0 | 0 | 0 | 0 | 0% | 0% | 0% | 0 | 0 | 0 | 0 | 0 | 0 | 0 | 0 | 1266 | 0 | 0 | 0 | 0 | 0 | 0 | 0 | 0 | 0 | 0 | 0 | 0 | 0 | 0 | 0 | 0 | 0 | 0 |  | 4000 | 1266-303F | [40 empty] | 0 | 0 | 0 |  |  |  | 0 | 5000000
1266-304 | 0 | 0 | 0 | 0 | 0% | 0% | 0% | 0 | 0 | 0 | 0 | 0 | 0 | 0 | 0 | 1266 | 0 | 0 | 0 | 0 | 0 | 0 | 0 | 0 | 0 | 0 | 0 | 0 | 0 | 0 | 0 | 0 | 0 | 0 |  | 4001 | 1266-304 | [40 empty] | 0 | 0 | 0 |  |  |  | 0 | 5000000
1256-1172AE | 0 | 0 | 0 | 0 | 0% | 0% | 0% | 0 | 0 | 0 | 0 | 0 | 0 | 0 | 0 | 1256 | 0 | 0 | 0 | 0 | 0 | 0 | 0 | 0 | 0 | 0 | 0 | 0 | 0 | 0 | 0 | 0 | 0 | 0 |  | 4002 | 1256-1172AE | [40 empty] | 0 | 0 | 0 |  |  |  | 0 | 5000000
1245-16 | 0 | 0 | 0 | 0 | 0% | 0% | 0% | 0 | 0 | 0 | 0 | 0 | 0 | 0 | 0 | 1245 | 0 | 0 | 0 | 0 | 0 | 0 | 0 | 0 | 0 | 0 | 0 | 0 | 0 | 0 | 0 | 0 | 0 | 0 |  | 4003 | 1245-16 | [40 empty] | 0 | 0 | 0 |  |  |  | 0 | 5000000
127-36 | 0 | 0 | 0 | 0 | 0% | 0% | 0% | 0 | 0 | 0 | 0 | 0 | 0 | 0 | 0 | 127 | 0 | 0 | 0 | 0 | 0 | 0 | 0 | 0 | 0 | 0 | 0 | 0 | 0 | 0 | 0 | 0 | 0 | 0 |  | 4004 | 127-36 | [40 empty] | 0 | 0 | 0 |  |  |  | 0 | 5000000
1244-31 | 0 | 0 | 0 | 0 | 0% | 0% | 0% | 0 | 0 | 0 | 0 | 0 | 0 | 0 | 0 | 1244 | 0 | 0 | 0 | 0 | 0 | 0 | 0 | 0 | 0 | 0 | 0 | 0 | 0 | 0 | 0 | 0 | 0 | 0 |  | 4005 | 1244-31 | [40 empty] | 0 | 0 | 0 |  |  |  | 0 | 5000000
124-218F | 0 | 0 | 0 | 0 | 0% | 0% | 0% | 0 | 0 | 0 | 0 | 0 | 0 | 0 | 0 | 124 | 0 | 0 | 0 | 0 | 0 | 0 | 0 | 0 | 0 | 0 | 0 | 0 | 0 | 0 | 0 | 0 | 0 | 0 |  | 4006 | 124-218F | [40 empty] | 0 | 0 | 0 |  |  |  | 0 | 5000000
124-219 | 0 | 0 | 0 | 0 | 0% | 0% | 0% | 0 | 0 | 0 | 0 | 0 | 0 | 0 | 0 | 124 | 0 | 0 | 0 | 0 | 0 | 0 | 0 | 0 | 0 | 0 | 0 | 0 | 0 | 0 | 0 | 0 | 0 | 0 |  | 4007 | 124-219 | [40 empty] | 0 | 0 | 0 |  |  |  | 0 | 5000000
124-503 | 0 | 0 | 0 | 0 | 0% | 0% | 0% | 0 | 0 | 0 | 0 | 0 | 0 | 0 | 0 | 124 | 0 | 0 | 0 | 0 | 0 | 0 | 0 | 0 | 0 | 0 | 0 | 0 | 0 | 0 | 0 | 0 | 0 | 0 |  | 4008 | 124-503 | [40 empty] | 0 | 0 | 0 |  |  |  | 0 | 5000000
124-504F | 0 | 0 | 0 | 0 | 0% | 0% | 0% | 0 | 0 | 0 | 0 | 0 | 0 | 0 | 0 | 124 | 0 | 0 | 0 | 0 | 0 | 0 | 0 | 0 | 0 | 0 | 0 | 0 | 0 | 0 | 0 | 0 | 0 | 0 |  | 4009 | 124-504F | [40 empty] | 0 | 0 | 0 |  |  |  | 0 | 5000000
124-505F | 0 | 0 | 0 | 0 | 0% | 0% | 0% | 0 | 0 | 0 | 0 | 0 | 0 | 0 | 0 | 124 | 0 | 0 | 0 | 0 | 0 | 0 | 0 | 0 | 0 | 0 | 0 | 0 | 0 | 0 | 0 | 0 | 0 | 0 |  | 4010 | 124-505F | [40 empty] | 0 | 0 | 0 |  |  |  | 0 | 5000000
124-506F | 0 | 0 | 0 | 0 | 0% | 0% | 0% | 0 | 0 | 0 | 0 | 0 | 0 | 0 | 0 | 124 | 0 | 0 | 0 | 0 | 0 | 0 | 0 | 0 | 0 | 0 | 0 | 0 | 0 | 0 | 0 | 0 | 0 | 0 |  | 4011 | 124-506F | [40 empty] | 0 | 0 | 0 |  |  |  | 0 | 5000000
124-507F | 0 | 0 | 0 | 0 | 0% | 0% | 0% | 0 | 0 | 0 | 0 | 0 | 0 | 0 | 0 | 124 | 0 | 0 | 0 | 0 | 0 | 0 | 0 | 0 | 0 | 0 | 0 | 0 | 0 | 0 | 0 | 0 | 0 | 0 |  | 4012 | 124-507F | [40 empty] | 0 | 0 | 0 |  |  |  | 0 | 5000000
1242-1024F | 0 | 0 | 0 | 0 | 0% | 0% | 0% | 0 | 0 | 0 | 0 | 0 | 0 | 0 | 0 | 1242 | 0 | 0 | 0 | 0 | 0 | 0 | 0 | 0 | 0 | 0 | 0 | 0 | 0 | 0 | 0 | 0 | 0 | 0 |  | 4013 | 1242-1024F | [40 empty] | 0 | 0 | 0 |  |  |  | 0 | 5000000
1242-1025F | 0 | 0 | 0 | 0 | 0% | 0% | 0% | 0 | 0 | 0 | 0 | 0 | 0 | 0 | 0 | 1242 | 0 | 0 | 0 | 0 | 0 | 0 | 0 | 0 | 0 | 0 | 0 | 0 | 0 | 0 | 0 | 0 | 0 | 0 |  | 4014 | 1242-1025F | [40 empty] | 0 | 0 | 0 |  |  |  | 0 | 5000000
1242-1026 | 0 | 0 | 0 | 0 | 0% | 0% | 0% | 0 | 0 | 0 | 0 | 0 | 0 | 0 | 0 | 1242 | 0 | 0 | 0 | 0 | 0 | 0 | 0 | 0 | 0 | 0 | 0 | 0 | 0 | 0 | 0 | 0 | 0 | 0 |  | 4015 | 1242-1026 | [40 empty] | 0 | 0 | 0 |  |  |  | 0 | 5000000
1242-1027F | 0 | 0 | 0 | 0 | 0% | 0% | 0% | 0 | 0 | 0 | 0 | 0 | 0 | 0 | 0 | 1242 | 0 | 0 | 0 | 0 | 0 | 0 | 0 | 0 | 0 | 0 | 0 | 0 | 0 | 0 | 0 | 0 | 0 | 0 |  | 4016 | 1242-1027F | [40 empty] | 0 | 0 | 0 |  |  |  | 0 | 5000000
1242-125 | 0 | 0 | 0 | 0 | 0% | 0% | 0% | 0 | 0 | 0 | 0 | 0 | 0 | 0 | 0 | 1242 | 0 | 0 | 0 | 0 | 0 | 0 | 0 | 0 | 0 | 0 | 0 | 0 | 0 | 0 | 0 | 0 | 0 | 0 |  | 4017 | 1242-125 | [40 empty] | 0 | 0 | 0 |  |  |  | 0 | 5000000
1242-147 | 0 | 0 | 0 | 0 | 0% | 0% | 0% | 0 | 0 | 0 | 0 | 0 | 0 | 0 | 0 | 1242 | 0 | 0 | 0 | 0 | 0 | 0 | 0 | 0 | 0 | 0 | 0 | 0 | 0 | 0 | 0 | 0 | 0 | 0 |  | 4018 | 1242-147 | [40 empty] | 0 | 0 | 0 |  |  |  | 0 | 5000000
1242-148 | 0 | 0 | 0 | 0 | 0% | 0% | 0% | 0 | 0 | 0 | 0 | 0 | 0 | 0 | 0 | 1242 | 0 | 0 | 0 | 0 | 0 | 0 | 0 | 0 | 0 | 0 | 0 | 0 | 0 | 0 | 0 | 0 | 0 | 0 |  | 4019 | 1242-148 | [40 empty] | 0 | 0 | 0 |  |  |  | 0 | 5000000
1242-149AE | 0 | 0 | 0 | 0 | 0% | 0% | 0% | 0 | 0 | 0 | 0 | 0 | 0 | 0 | 0 | 1242 | 0 | 0 | 0 | 0 | 0 | 0 | 0 | 0 | 0 | 0 | 0 | 0 | 0 | 0 | 0 | 0 | 0 | 0 |  | 4020 | 1242-149AE | [40 empty] | 0 | 0 | 0 |  |  |  | 0 | 5000000
1242-151 | 0 | 0 | 0 | 0 | 0% | 0% | 0% | 0 | 0 | 0 | 0 | 0 | 0 | 0 | 0 | 1242 | 0 | 0 | 0 | 0 | 0 | 0 | 0 | 0 | 0 | 0 | 0 | 0 | 0 | 0 | 0 | 0 | 0 | 0 |  | 4021 | 1242-151 | [40 empty] | 0 | 0 | 0 |  |  |  | 0 | 5000000
1242-152AE | 0 | 0 | 0 | 0 | 0% | 0% | 0% | 0 | 0 | 0 | 0 | 0 | 0 | 0 | 0 | 1242 | 0 | 0 | 0 | 0 | 0 | 0 | 0 | 0 | 0 | 0 | 0 | 0 | 0 | 0 | 0 | 0 | 0 | 0 |  | 4022 | 1242-152AE | [40 empty] | 0 | 0 | 0 |  |  |  | 0 | 5000000
1242-154 | 0 | 0 | 0 | 0 | 0% | 0% | 0% | 0 | 0 | 0 | 0 | 0 | 0 | 0 | 0 | 1242 | 0 | 0 | 0 | 0 | 0 | 0 | 0 | 0 | 0 | 0 | 0 | 0 | 0 | 0 | 0 | 0 | 0 | 0 |  | 4023 | 1242-154 | [40 empty] | 0 | 0 | 0 |  |  |  | 0 | 5000000
1242-155 | 0 | 0 | 0 | 0 | 0% | 0% | 0% | 0 | 0 | 0 | 0 | 0 | 0 | 0 | 0 | 1242 | 0 | 0 | 0 | 0 | 0 | 0 | 0 | 0 | 0 | 0 | 0 | 0 | 0 | 0 | 0 | 0 | 0 | 0 |  | 4024 | 1242-155 | [40 empty] | 0 | 0 | 0 |  |  |  | 0 | 5000000
1242-156AE | 0 | 0 | 0 | 0 | 0% | 0% | 0% | 0 | 0 | 0 | 0 | 0 | 0 | 0 | 0 | 1242 | 0 | 0 | 0 | 0 | 0 | 0 | 0 | 0 | 0 | 0 | 0 | 0 | 0 | 0 | 0 | 0 | 0 | 0 |  | 4025 | 1242-156AE | [40 empty] | 0 | 0 | 0 |  |  |  | 0 | 5000000
1242-157 | 0 | 0 | 0 | 0 | 0% | 0% | 0% | 0 | 0 | 0 | 0 | 0 | 0 | 0 | 0 | 1242 | 0 | 0 | 0 | 0 | 0 | 0 | 0 | 0 | 0 | 0 | 0 | 0 | 0 | 0 | 0 | 0 | 0 | 0 |  | 4026 | 1242-157 | [40 empty] | 0 | 0 | 0 |  |  |  | 0 | 5000000
1243-157 | 0 | 0 | 0 | 0 | 0% | 0% | 0% | 0 | 0 | 0 | 0 | 0 | 0 | 0 | 0 | 1243 | 0 | 0 | 0 | 0 | 0 | 0 | 0 | 0 | 0 | 0 | 0 | 0 | 0 | 0 | 0 | 0 | 0 | 0 |  | 4027 | 1243-157 | [40 empty] | 0 | 0 | 0 |  |  |  | 0 | 5000000
1243-50F | 0 | 0 | 0 | 0 | 0% | 0% | 0% | 0 | 0 | 0 | 0 | 0 | 0 | 0 | 0 | 1243 | 0 | 0 | 0 | 0 | 0 | 0 | 0 | 0 | 0 | 0 | 0 | 0 | 0 | 0 | 0 | 0 | 0 | 0 |  | 4028 | 1243-50F | [40 empty] | 0 | 0 | 0 |  |  |  | 0 | 5000000
1244-11 | 0 | 0 | 0 | 0 | 0% | 0% | 0% | 0 | 0 | 0 | 0 | 0 | 0 | 0 | 0 | 1244 | 0 | 0 | 0 | 0 | 0 | 0 | 0 | 0 | 0 | 0 | 0 | 0 | 0 | 0 | 0 | 0 | 0 | 0 |  | 4029 | 1244-11 | [40 empty] | 0 | 0 | 0 |  |  |  | 0 | 5000000
1244-12F | 0 | 0 | 0 | 0 | 0% | 0% | 0% | 0 | 0 | 0 | 0 | 0 | 0 | 0 | 0 | 1244 | 0 | 0 | 0 | 0 | 0 | 0 | 0 | 0 | 0 | 0 | 0 | 0 | 0 | 0 | 0 | 0 | 0 | 0 |  | 4030 | 1244-12F | [40 empty] | 0 | 0 | 0 |  |  |  | 0 | 5000000
1244-13 | 0 | 0 | 0 | 0 | 0% | 0% | 0% | 0 | 0 | 0 | 0 | 0 | 0 | 0 | 0 | 1244 | 0 | 0 | 0 | 0 | 0 | 0 | 0 | 0 | 0 | 0 | 0 | 0 | 0 | 0 | 0 | 0 | 0 | 0 |  | 4031 | 1244-13 | [40 empty] | 0 | 0 | 0 |  |  |  | 0 | 5000000
1266-305F | 0 | 0 | 0 | 0 | 0% | 0% | 0% | 0 | 0 | 0 | 0 | 0 | 0 | 0 | 0 | 1266 | 0 | 0 | 0 | 0 | 0 | 0 | 0 | 0 | 0 | 0 | 0 | 0 | 0 | 0 | 0 | 0 | 0 | 0 |  | 4032 | 1266-305F | [40 empty] | 0 | 0 | 0 |  |  |  | 0 | 5000000
127-37 | 0 | 0 | 0 | 0 | 0% | 0% | 0% | 0 | 0 | 0 | 0 | 0 | 0 | 0 | 0 | 127 | 0 | 0 | 0 | 0 | 0 | 0 | 0 | 0 | 0 | 0 | 0 | 0 | 0 | 0 | 0 | 0 | 0 | 0 |  | 4033 | 127-37 | [40 empty] | 0 | 0 | 0 |  |  |  | 0 | 5000000
1299-3 | 0 | 0 | 0 | 0 | 0% | 0% | 0% | 0 | 0 | 0 | 0 | 0 | 0 | 0 | 0 | 1299 | 0 | 0 | 0 | 0 | 0 | 0 | 0 | 0 | 0 | 0 | 0 | 0 | 0 | 0 | 0 | 0 | 0 | 0 |  | 4034 | 1299-3 | [40 empty] | 0 | 0 | 0 |  |  |  | 0 | 5000000
131-178AE | 0 | 0 | 0 | 0 | 0% | 0% | 0% | 0 | 0 | 0 | 0 | 0 | 0 | 0 | 0 | 131 | 0 | 0 | 0 | 0 | 0 | 0 | 0 | 0 | 0 | 0 | 0 | 0 | 0 | 0 | 0 | 0 | 0 | 0 |  | 4035 | 131-178AE | [40 empty] | 0 | 0 | 0 |  |  |  | 0 | 5000000
131-179 | 0 | 0 | 0 | 0 | 0% | 0% | 0% | 0 | 0 | 0 | 0 | 0 | 0 | 0 | 0 | 131 | 0 | 0 | 0 | 0 | 0 | 0 | 0 | 0 | 0 | 0 | 0 | 0 | 0 | 0 | 0 | 0 | 0 | 0 |  | 4036 | 131-179 | [40 empty] | 0 | 0 | 0 |  |  |  | 0 | 5000000
131-180AE | 0 | 0 | 0 | 0 | 0% | 0% | 0% | 0 | 0 | 0 | 0 | 0 | 0 | 0 | 0 | 131 | 0 | 0 | 0 | 0 | 0 | 0 | 0 | 0 | 0 | 0 | 0 | 0 | 0 | 0 | 0 | 0 | 0 | 0 |  | 4037 | 131-180AE | [40 empty] | 0 | 0 | 0 |  |  |  | 0 | 5000000
131-181 | 0 | 0 | 0 | 0 | 0% | 0% | 0% | 0 | 0 | 0 | 0 | 0 | 0 | 0 | 0 | 131 | 0 | 0 | 0 | 0 | 0 | 0 | 0 | 0 | 0 | 0 | 0 | 0 | 0 | 0 | 0 | 0 | 0 | 0 |  | 4038 | 131-181 | [40 empty] | 0 | 0 | 0 |  |  |  | 0 | 5000000
131-227 | 0 | 0 | 0 | 0 | 0% | 0% | 0% | 0 | 0 | 0 | 0 | 0 | 0 | 0 | 0 | 131 | 0 | 0 | 0 | 0 | 0 | 0 | 0 | 0 | 0 | 0 | 0 | 0 | 0 | 0 | 0 | 0 | 0 | 0 |  | 4039 | 131-227 | [40 empty] | 0 | 0 | 0 |  |  |  | 0 | 5000000
131-228 | 0 | 0 | 0 | 0 | 0% | 0% | 0% | 0 | 0 | 0 | 0 | 0 | 0 | 0 | 0 | 131 | 0 | 0 | 0 | 0 | 0 | 0 | 0 | 0 | 0 | 0 | 0 | 0 | 0 | 0 | 0 | 0 | 0 | 0 |  | 4040 | 131-228 | [40 empty] | 0 | 0 | 0 |  |  |  | 0 | 5000000
131-230 | 0 | 0 | 0 | 0 | 0% | 0% | 0% | 0 | 0 | 0 | 0 | 0 | 0 | 0 | 0 | 131 | 0 | 0 | 0 | 0 | 0 | 0 | 0 | 0 | 0 | 0 | 0 | 0 | 0 | 0 | 0 | 0 | 0 | 0 |  | 4041 | 131-230 | [40 empty] | 0 | 0 | 0 |  |  |  | 0 | 5000000
131-230F | 0 | 0 | 0 | 0 | 0% | 0% | 0% | 0 | 0 | 0 | 0 | 0 | 0 | 0 | 0 | 131 | 0 | 0 | 0 | 0 | 0 | 0 | 0 | 0 | 0 | 0 | 0 | 0 | 0 | 0 | 0 | 0 | 0 | 0 |  | 4042 | 131-230F | [40 empty] | 0 | 0 | 0 |  |  |  | 0 | 5000000
131-231 | 0 | 0 | 0 | 0 | 0% | 0% | 0% | 0 | 0 | 0 | 0 | 0 | 0 | 0 | 0 | 131 | 0 | 0 | 0 | 0 | 0 | 0 | 0 | 0 | 0 | 0 | 0 | 0 | 0 | 0 | 0 | 0 | 0 | 0 |  | 4043 | 131-231 | [40 empty] | 0 | 0 | 0 |  |  |  | 0 | 5000000
131-231F | 0 | 0 | 0 | 0 | 0% | 0% | 0% | 0 | 0 | 0 | 0 | 0 | 0 | 0 | 0 | 131 | 0 | 0 | 0 | 0 | 0 | 0 | 0 | 0 | 0 | 0 | 0 | 0 | 0 | 0 | 0 | 0 | 0 | 0 |  | 4044 | 131-231F | [40 empty] | 0 | 0 | 0 |  |  |  | 0 | 5000000
131-232 | 0 | 0 | 0 | 0 | 0% | 0% | 0% | 0 | 0 | 0 | 0 | 0 | 0 | 0 | 0 | 131 | 0 | 0 | 0 | 0 | 0 | 0 | 0 | 0 | 0 | 0 | 0 | 0 | 0 | 0 | 0 | 0 | 0 | 0 |  | 4045 | 131-232 | [40 empty] | 0 | 0 | 0 |  |  |  | 0 | 5000000
131-232F | 0 | 0 | 0 | 0 | 0% | 0% | 0% | 0 | 0 | 0 | 0 | 0 | 0 | 0 | 0 | 131 | 0 | 0 | 0 | 0 | 0 | 0 | 0 | 0 | 0 | 0 | 0 | 0 | 0 | 0 | 0 | 0 | 0 | 0 |  | 4046 | 131-232F | [40 empty] | 0 | 0 | 0 |  |  |  | 0 | 5000000
132-157 | 0 | 0 | 0 | 0 | 0% | 0% | 0% | 0 | 0 | 0 | 0 | 0 | 0 | 0 | 0 | 132 | 0 | 0 | 0 | 0 | 0 | 0 | 0 | 0 | 0 | 0 | 0 | 0 | 0 | 0 | 0 | 0 | 0 | 0 |  | 4047 | 132-157 | [40 empty] | 0 | 0 | 0 |  |  |  | 0 | 5000000
132-157F | 0 | 0 | 0 | 0 | 0% | 0% | 0% | 0 | 0 | 0 | 0 | 0 | 0 | 0 | 0 | 132 | 0 | 0 | 0 | 0 | 0 | 0 | 0 | 0 | 0 | 0 | 0 | 0 | 0 | 0 | 0 | 0 | 0 | 0 |  | 4048 | 132-157F | [40 empty] | 0 | 0 | 0 |  |  |  | 0 | 5000000
132-158 | 0 | 0 | 0 | 0 | 0% | 0% | 0% | 0 | 0 | 0 | 0 | 0 | 0 | 0 | 0 | 132 | 0 | 0 | 0 | 0 | 0 | 0 | 0 | 0 | 0 | 0 | 0 | 0 | 0 | 0 | 0 | 0 | 0 | 0 |  | 4049 | 132-158 | [40 empty] | 0 | 0 | 0 |  |  |  | 0 | 5000000
132-158F | 0 | 0 | 0 | 0 | 0% | 0% | 0% | 0 | 0 | 0 | 0 | 0 | 0 | 0 | 0 | 132 | 0 | 0 | 0 | 0 | 0 | 0 | 0 | 0 | 0 | 0 | 0 | 0 | 0 | 0 | 0 | 0 | 0 | 0 |  | 4050 | 132-158F | [40 empty] | 0 | 0 | 0 |  |  |  | 0 | 5000000
132-28 | 0 | 0 | 0 | 0 | 0% | 0% | 0% | 0 | 0 | 0 | 0 | 0 | 0 | 0 | 0 | 132 | 0 | 0 | 0 | 0 | 0 | 0 | 0 | 0 | 0 | 0 | 0 | 0 | 0 | 0 | 0 | 0 | 0 | 0 |  | 4051 | 132-28 | [40 empty] | 0 | 0 | 0 |  |  |  | 0 | 5000000
132-288 | 0 | 0 | 0 | 0 | 0% | 0% | 0% | 0 | 0 | 0 | 0 | 0 | 0 | 0 | 0 | 132 | 0 | 0 | 0 | 0 | 0 | 0 | 0 | 0 | 0 | 0 | 0 | 0 | 0 | 0 | 0 | 0 | 0 | 0 |  | 4052 | 132-288 | [40 empty] | 0 | 0 | 0 |  |  |  | 0 | 5000000
132-289F | 0 | 0 | 0 | 0 | 0% | 0% | 0% | 0 | 0 | 0 | 0 | 0 | 0 | 0 | 0 | 132 | 0 | 0 | 0 | 0 | 0 | 0 | 0 | 0 | 0 | 0 | 0 | 0 | 0 | 0 | 0 | 0 | 0 | 0 |  | 4053 | 132-289F | [40 empty] | 0 | 0 | 0 |  |  |  | 0 | 5000000
132-29 | 0 | 0 | 0 | 0 | 0% | 0% | 0% | 0 | 0 | 0 | 0 | 0 | 0 | 0 | 0 | 132 | 0 | 0 | 0 | 0 | 0 | 0 | 0 | 0 | 0 | 0 | 0 | 0 | 0 | 0 | 0 | 0 | 0 | 0 |  | 4054 | 132-29 | [40 empty] | 0 | 0 | 0 |  |  |  | 0 | 5000000
132-290F | 0 | 0 | 0 | 0 | 0% | 0% | 0% | 0 | 0 | 0 | 0 | 0 | 0 | 0 | 0 | 132 | 0 | 0 | 0 | 0 | 0 | 0 | 0 | 0 | 0 | 0 | 0 | 0 | 0 | 0 | 0 | 0 | 0 | 0 |  | 4055 | 132-290F | [40 empty] | 0 | 0 | 0 |  |  |  | 0 | 5000000
132-291F | 0 | 0 | 0 | 0 | 0% | 0% | 0% | 0 | 0 | 0 | 0 | 0 | 0 | 0 | 0 | 132 | 0 | 0 | 0 | 0 | 0 | 0 | 0 | 0 | 0 | 0 | 0 | 0 | 0 | 0 | 0 | 0 | 0 | 0 |  | 4056 | 132-291F | [40 empty] | 0 | 0 | 0 |  |  |  | 0 | 5000000
132-30 | 0 | 0 | 0 | 0 | 0% | 0% | 0% | 0 | 0 | 0 | 0 | 0 | 0 | 0 | 0 | 132 | 0 | 0 | 0 | 0 | 0 | 0 | 0 | 0 | 0 | 0 | 0 | 0 | 0 | 0 | 0 | 0 | 0 | 0 |  | 4057 | 132-30 | [40 empty] | 0 | 0 | 0 |  |  |  | 0 | 5000000
132-38 | 0 | 0 | 0 | 0 | 0% | 0% | 0% | 0 | 0 | 0 | 0 | 0 | 0 | 0 | 0 | 132 | 0 | 0 | 0 | 0 | 0 | 0 | 0 | 0 | 0 | 0 | 0 | 0 | 0 | 0 | 0 | 0 | 0 | 0 |  | 4058 | 132-38 | [40 empty] | 0 | 0 | 0 |  |  |  | 0 | 5000000
132-39 | 0 | 0 | 0 | 0 | 0% | 0% | 0% | 0 | 0 | 0 | 0 | 0 | 0 | 0 | 0 | 132 | 0 | 0 | 0 | 0 | 0 | 0 | 0 | 0 | 0 | 0 | 0 | 0 | 0 | 0 | 0 | 0 | 0 | 0 |  | 4059 | 132-39 | [40 empty] | 0 | 0 | 0 |  |  |  | 0 | 5000000
132-41 | 0 | 0 | 0 | 0 | 0% | 0% | 0% | 0 | 0 | 0 | 0 | 0 | 0 | 0 | 0 | 132 | 0 | 0 | 0 | 0 | 0 | 0 | 0 | 0 | 0 | 0 | 0 | 0 | 0 | 0 | 0 | 0 | 0 | 0 |  | 4060 | 132-41 | [40 empty] | 0 | 0 | 0 |  |  |  | 0 | 5000000
132-41F | 0 | 0 | 0 | 0 | 0% | 0% | 0% | 0 | 0 | 0 | 0 | 0 | 0 | 0 | 0 | 132 | 0 | 0 | 0 | 0 | 0 | 0 | 0 | 0 | 0 | 0 | 0 | 0 | 0 | 0 | 0 | 0 | 0 | 0 |  | 4061 | 132-41F | [40 empty] | 0 | 0 | 0 |  |  |  | 0 | 5000000
132-42 | 0 | 0 | 0 | 0 | 0% | 0% | 0% | 0 | 0 | 0 | 0 | 0 | 0 | 0 | 0 | 132 | 0 | 0 | 0 | 0 | 0 | 0 | 0 | 0 | 0 | 0 | 0 | 0 | 0 | 0 | 0 | 0 | 0 | 0 |  | 4062 | 132-42 | [40 empty] | 0 | 0 | 0 |  |  |  | 0 | 5000000
132-42F | 0 | 0 | 0 | 0 | 0% | 0% | 0% | 0 | 0 | 0 | 0 | 0 | 0 | 0 | 0 | 132 | 0 | 0 | 0 | 0 | 0 | 0 | 0 | 0 | 0 | 0 | 0 | 0 | 0 | 0 | 0 | 0 | 0 | 0 |  | 4063 | 132-42F | [40 empty] | 0 | 0 | 0 |  |  |  | 0 | 5000000
130-12 | 0 | 0 | 0 | 0 | 0% | 0% | 0% | 0 | 0 | 0 | 0 | 0 | 0 | 0 | 0 | 130 | 0 | 0 | 0 | 0 | 0 | 0 | 0 | 0 | 0 | 0 | 0 | 0 | 0 | 0 | 0 | 0 | 0 | 0 |  | 4064 | 130-12 | [40 empty] | 0 | 0 | 0 |  |  |  | 0 | 5000000
1299-2F | 0 | 0 | 0 | 0 | 0% | 0% | 0% | 0 | 0 | 0 | 0 | 0 | 0 | 0 | 0 | 1299 | 0 | 0 | 0 | 0 | 0 | 0 | 0 | 0 | 0 | 0 | 0 | 0 | 0 | 0 | 0 | 0 | 0 | 0 |  | 4065 | 1299-2F | [40 empty] | 0 | 0 | 0 |  |  |  | 0 | 5000000
127-37F | 0 | 0 | 0 | 0 | 0% | 0% | 0% | 0 | 0 | 0 | 0 | 0 | 0 | 0 | 0 | 127 | 0 | 0 | 0 | 0 | 0 | 0 | 0 | 0 | 0 | 0 | 0 | 0 | 0 | 0 | 0 | 0 | 0 | 0 |  | 4066 | 127-37F | [40 empty] | 0 | 0 | 0 |  |  |  | 0 | 5000000
1299-1 | 0 | 0 | 0 | 0 | 0% | 0% | 0% | 0 | 0 | 0 | 0 | 0 | 0 | 0 | 0 | 1299 | 0 | 0 | 0 | 0 | 0 | 0 | 0 | 0 | 0 | 0 | 0 | 0 | 0 | 0 | 0 | 0 | 0 | 0 |  | 4067 | 1299-1 | [40 empty] | 0 | 0 | 0 |  |  |  | 0 | 5000000
127-38 | 0 | 0 | 0 | 0 | 0% | 0% | 0% | 0 | 0 | 0 | 0 | 0 | 0 | 0 | 0 | 127 | 0 | 0 | 0 | 0 | 0 | 0 | 0 | 0 | 0 | 0 | 0 | 0 | 0 | 0 | 0 | 0 | 0 | 0 |  | 4068 | 127-38 | [40 empty] | 0 | 0 | 0 |  |  |  | 0 | 5000000
127-38F | 0 | 0 | 0 | 0 | 0% | 0% | 0% | 0 | 0 | 0 | 0 | 0 | 0 | 0 | 0 | 127 | 0 | 0 | 0 | 0 | 0 | 0 | 0 | 0 | 0 | 0 | 0 | 0 | 0 | 0 | 0 | 0 | 0 | 0 |  | 4069 | 127-38F | [40 empty] | 0 | 0 | 0 |  |  |  | 0 | 5000000
127-39 | 0 | 0 | 0 | 0 | 0% | 0% | 0% | 0 | 0 | 0 | 0 | 0 | 0 | 0 | 0 | 127 | 0 | 0 | 0 | 0 | 0 | 0 | 0 | 0 | 0 | 0 | 0 | 0 | 0 | 0 | 0 | 0 | 0 | 0 |  | 4070 | 127-39 | [40 empty] | 0 | 0 | 0 |  |  |  | 0 | 5000000
127-40 | 0 | 0 | 0 | 0 | 0% | 0% | 0% | 0 | 0 | 0 | 0 | 0 | 0 | 0 | 0 | 127 | 0 | 0 | 0 | 0 | 0 | 0 | 0 | 0 | 0 | 0 | 0 | 0 | 0 | 0 | 0 | 0 | 0 | 0 |  | 4071 | 127-40 | [40 empty] | 0 | 0 | 0 |  |  |  | 0 | 5000000
127-41 | 0 | 0 | 0 | 0 | 0% | 0% | 0% | 0 | 0 | 0 | 0 | 0 | 0 | 0 | 0 | 127 | 0 | 0 | 0 | 0 | 0 | 0 | 0 | 0 | 0 | 0 | 0 | 0 | 0 | 0 | 0 | 0 | 0 | 0 |  | 4072 | 127-41 | [40 empty] | 0 | 0 | 0 |  |  |  | 0 | 5000000
127-41F | 0 | 0 | 0 | 0 | 0% | 0% | 0% | 0 | 0 | 0 | 0 | 0 | 0 | 0 | 0 | 127 | 0 | 0 | 0 | 0 | 0 | 0 | 0 | 0 | 0 | 0 | 0 | 0 | 0 | 0 | 0 | 0 | 0 | 0 |  | 4073 | 127-41F | [40 empty] | 0 | 0 | 0 |  |  |  | 0 | 5000000
127-42 | 0 | 0 | 0 | 0 | 0% | 0% | 0% | 0 | 0 | 0 | 0 | 0 | 0 | 0 | 0 | 127 | 0 | 0 | 0 | 0 | 0 | 0 | 0 | 0 | 0 | 0 | 0 | 0 | 0 | 0 | 0 | 0 | 0 | 0 |  | 4074 | 127-42 | [40 empty] | 0 | 0 | 0 |  |  |  | 0 | 5000000
1283-1 | 0 | 0 | 0 | 0 | 0% | 0% | 0% | 0 | 0 | 0 | 0 | 0 | 0 | 0 | 0 | 1283 | 0 | 0 | 0 | 0 | 0 | 0 | 0 | 0 | 0 | 0 | 0 | 0 | 0 | 0 | 0 | 0 | 0 | 0 |  | 4075 | 1283-1 | [40 empty] | 0 | 0 | 0 |  |  |  | 0 | 5000000
1283-2F | 0 | 0 | 0 | 0 | 0% | 0% | 0% | 0 | 0 | 0 | 0 | 0 | 0 | 0 | 0 | 1283 | 0 | 0 | 0 | 0 | 0 | 0 | 0 | 0 | 0 | 0 | 0 | 0 | 0 | 0 | 0 | 0 | 0 | 0 |  | 4076 | 1283-2F | [40 empty] | 0 | 0 | 0 |  |  |  | 0 | 5000000
1283-4F | 0 | 0 | 0 | 0 | 0% | 0% | 0% | 0 | 0 | 0 | 0 | 0 | 0 | 0 | 0 | 1283 | 0 | 0 | 0 | 0 | 0 | 0 | 0 | 0 | 0 | 0 | 0 | 0 | 0 | 0 | 0 | 0 | 0 | 0 |  | 4077 | 1283-4F | [40 empty] | 0 | 0 | 0 |  |  |  | 0 | 5000000
1284-401F | 0 | 0 | 0 | 0 | 0% | 0% | 0% | 0 | 0 | 0 | 0 | 0 | 0 | 0 | 0 | 1284 | 0 | 0 | 0 | 0 | 0 | 0 | 0 | 0 | 0 | 0 | 0 | 0 | 0 | 0 | 0 | 0 | 0 | 0 |  | 4078 | 1284-401F | [40 empty] | 0 | 0 | 0 |  |  |  | 0 | 5000000
1284-402F | 0 | 0 | 0 | 0 | 0% | 0% | 0% | 0 | 0 | 0 | 0 | 0 | 0 | 0 | 0 | 1284 | 0 | 0 | 0 | 0 | 0 | 0 | 0 | 0 | 0 | 0 | 0 | 0 | 0 | 0 | 0 | 0 | 0 | 0 |  | 4079 | 1284-402F | [40 empty] | 0 | 0 | 0 |  |  |  | 0 | 5000000
1284-403 | 0 | 0 | 0 | 0 | 0% | 0% | 0% | 0 | 0 | 0 | 0 | 0 | 0 | 0 | 0 | 1284 | 0 | 0 | 0 | 0 | 0 | 0 | 0 | 0 | 0 | 0 | 0 | 0 | 0 | 0 | 0 | 0 | 0 | 0 |  | 4080 | 1284-403 | [40 empty] | 0 | 0 | 0 |  |  |  | 0 | 5000000
1284-408F | 0 | 0 | 0 | 0 | 0% | 0% | 0% | 0 | 0 | 0 | 0 | 0 | 0 | 0 | 0 | 1284 | 0 | 0 | 0 | 0 | 0 | 0 | 0 | 0 | 0 | 0 | 0 | 0 | 0 | 0 | 0 | 0 | 0 | 0 |  | 4081 | 1284-408F | [40 empty] | 0 | 0 | 0 |  |  |  | 0 | 5000000
1284-409 | 0 | 0 | 0 | 0 | 0% | 0% | 0% | 0 | 0 | 0 | 0 | 0 | 0 | 0 | 0 | 1284 | 0 | 0 | 0 | 0 | 0 | 0 | 0 | 0 | 0 | 0 | 0 | 0 | 0 | 0 | 0 | 0 | 0 | 0 |  | 4082 | 1284-409 | [40 empty] | 0 | 0 | 0 |  |  |  | 0 | 5000000
1284-411 | 0 | 0 | 0 | 0 | 0% | 0% | 0% | 0 | 0 | 0 | 0 | 0 | 0 | 0 | 0 | 1284 | 0 | 0 | 0 | 0 | 0 | 0 | 0 | 0 | 0 | 0 | 0 | 0 | 0 | 0 | 0 | 0 | 0 | 0 |  | 4083 | 1284-411 | [40 empty] | 0 | 0 | 0 |  |  |  | 0 | 5000000
1286-26 | 0 | 0 | 0 | 0 | 0% | 0% | 0% | 0 | 0 | 0 | 0 | 0 | 0 | 0 | 0 | 1286 | 0 | 0 | 0 | 0 | 0 | 0 | 0 | 0 | 0 | 0 | 0 | 0 | 0 | 0 | 0 | 0 | 0 | 0 |  | 4084 | 1286-26 | [40 empty] | 0 | 0 | 0 |  |  |  | 0 | 5000000
1286-27 | 0 | 0 | 0 | 0 | 0% | 0% | 0% | 0 | 0 | 0 | 0 | 0 | 0 | 0 | 0 | 1286 | 0 | 0 | 0 | 0 | 0 | 0 | 0 | 0 | 0 | 0 | 0 | 0 | 0 | 0 | 0 | 0 | 0 | 0 |  | 4085 | 1286-27 | [40 empty] | 0 | 0 | 0 |  |  |  | 0 | 5000000
1286-346F | 0 | 0 | 0 | 0 | 0% | 0% | 0% | 0 | 0 | 0 | 0 | 0 | 0 | 0 | 0 | 1286 | 0 | 0 | 0 | 0 | 0 | 0 | 0 | 0 | 0 | 0 | 0 | 0 | 0 | 0 | 0 | 0 | 0 | 0 |  | 4086 | 1286-346F | [40 empty] | 0 | 0 | 0 |  |  |  | 0 | 5000000
1286-347F | 0 | 0 | 0 | 0 | 0% | 0% | 0% | 0 | 0 | 0 | 0 | 0 | 0 | 0 | 0 | 1286 | 0 | 0 | 0 | 0 | 0 | 0 | 0 | 0 | 0 | 0 | 0 | 0 | 0 | 0 | 0 | 0 | 0 | 0 |  | 4087 | 1286-347F | [40 empty] | 0 | 0 | 0 |  |  |  | 0 | 5000000
1286-348F | 0 | 0 | 0 | 0 | 0% | 0% | 0% | 0 | 0 | 0 | 0 | 0 | 0 | 0 | 0 | 1286 | 0 | 0 | 0 | 0 | 0 | 0 | 0 | 0 | 0 | 0 | 0 | 0 | 0 | 0 | 0 | 0 | 0 | 0 |  | 4088 | 1286-348F | [40 empty] | 0 | 0 | 0 |  |  |  | 0 | 5000000
1286-349 | 0 | 0 | 0 | 0 | 0% | 0% | 0% | 0 | 0 | 0 | 0 | 0 | 0 | 0 | 0 | 1286 | 0 | 0 | 0 | 0 | 0 | 0 | 0 | 0 | 0 | 0 | 0 | 0 | 0 | 0 | 0 | 0 | 0 | 0 |  | 4089 | 1286-349 | [40 empty] | 0 | 0 | 0 |  |  |  | 0 | 5000000
1286-357 | 0 | 0 | 0 | 0 | 0% | 0% | 0% | 0 | 0 | 0 | 0 | 0 | 0 | 0 | 0 | 1286 | 0 | 0 | 0 | 0 | 0 | 0 | 0 | 0 | 0 | 0 | 0 | 0 | 0 | 0 | 0 | 0 | 0 | 0 |  | 4090 | 1286-357 | [40 empty] | 0 | 0 | 0 |  |  |  | 0 | 5000000
1286-358F | 0 | 0 | 0 | 0 | 0% | 0% | 0% | 0 | 0 | 0 | 0 | 0 | 0 | 0 | 0 | 1286 | 0 | 0 | 0 | 0 | 0 | 0 | 0 | 0 | 0 | 0 | 0 | 0 | 0 | 0 | 0 | 0 | 0 | 0 |  | 4091 | 1286-358F | [40 empty] | 0 | 0 | 0 |  |  |  | 0 | 5000000
1286-359F | 0 | 0 | 0 | 0 | 0% | 0% | 0% | 0 | 0 | 0 | 0 | 0 | 0 | 0 | 0 | 1286 | 0 | 0 | 0 | 0 | 0 | 0 | 0 | 0 | 0 | 0 | 0 | 0 | 0 | 0 | 0 | 0 | 0 | 0 |  | 4092 | 1286-359F | [40 empty] | 0 | 0 | 0 |  |  |  | 0 | 5000000
1287-39 | 0 | 0 | 0 | 0 | 0% | 0% | 0% | 0 | 0 | 0 | 0 | 0 | 0 | 0 | 0 | 1287 | 0 | 0 | 0 | 0 | 0 | 0 | 0 | 0 | 0 | 0 | 0 | 0 | 0 | 0 | 0 | 0 | 0 | 0 |  | 4093 | 1287-39 | [40 empty] | 0 | 0 | 0 |  |  |  | 0 | 5000000
1287-40F | 0 | 0 | 0 | 0 | 0% | 0% | 0% | 0 | 0 | 0 | 0 | 0 | 0 | 0 | 0 | 1287 | 0 | 0 | 0 | 0 | 0 | 0 | 0 | 0 | 0 | 0 | 0 | 0 | 0 | 0 | 0 | 0 | 0 | 0 |  | 4094 | 1287-40F | [40 empty] | 0 | 0 | 0 |  |  |  | 0 | 5000000
1297-33 | 0 | 0 | 0 | 0 | 0% | 0% | 0% | 0 | 0 | 0 | 0 | 0 | 0 | 0 | 0 | 1297 | 0 | 0 | 0 | 0 | 0 | 0 | 0 | 0 | 0 | 0 | 0 | 0 | 0 | 0 | 0 | 0 | 0 | 0 |  | 4095 | 1297-33 | [40 empty] | 0 | 0 | 0 |  |  |  | 0 | 5000000
1233-265 | 0 | 0 | 0 | 0 | 0% | 0% | 0% | 0 | 0 | 0 | 0 | 0 | 0 | 0 | 0 | 1233 | 0 | 0 | 0 | 0 | 0 | 0 | 0 | 0 | 0 | 0 | 0 | 0 | 0 | 0 | 0 | 0 | 0 | 0 |  | 4096 | 1233-265 | [40 empty] | 0 | 0 | 0 |  |  |  | 0 | 5000000
123-455F | 0 | 0 | 0 | 0 | 0% | 0% | 0% | 0 | 0 | 0 | 0 | 0 | 0 | 0 | 0 | 123 | 0 | 0 | 0 | 0 | 0 | 0 | 0 | 0 | 0 | 0 | 0 | 0 | 0 | 0 | 0 | 0 | 0 | 0 |  | 4097 | 123-455F | [40 empty] | 0 | 0 | 0 |  |  |  | 0 | 5000000
118-11 | 0 | 0 | 0 | 0 | 0% | 0% | 0% | 0 | 0 | 0 | 0 | 0 | 0 | 0 | 0 | 118 | 0 | 0 | 0 | 0 | 0 | 0 | 0 | 0 | 0 | 0 | 0 | 0 | 0 | 0 | 0 | 0 | 0 | 0 |  | 4098 | 118-11 | [40 empty] | 0 | 0 | 0 |  |  |  | 0 | 5000000
118-13 | 0 | 0 | 0 | 0 | 0% | 0% | 0% | 0 | 0 | 0 | 0 | 0 | 0 | 0 | 0 | 118 | 0 | 0 | 0 | 0 | 0 | 0 | 0 | 0 | 0 | 0 | 0 | 0 | 0 | 0 | 0 | 0 | 0 | 0 |  | 4099 | 118-13 | [40 empty] | 0 | 0 | 0 |  |  |  | 0 | 5000000
118-14F | 0 | 0 | 0 | 0 | 0% | 0% | 0% | 0 | 0 | 0 | 0 | 0 | 0 | 0 | 0 | 118 | 0 | 0 | 0 | 0 | 0 | 0 | 0 | 0 | 0 | 0 | 0 | 0 | 0 | 0 | 0 | 0 | 0 | 0 |  | 4100 | 118-14F | [40 empty] | 0 | 0 | 0 |  |  |  | 0 | 5000000
118-16F | 0 | 0 | 0 | 0 | 0% | 0% | 0% | 0 | 0 | 0 | 0 | 0 | 0 | 0 | 0 | 118 | 0 | 0 | 0 | 0 | 0 | 0 | 0 | 0 | 0 | 0 | 0 | 0 | 0 | 0 | 0 | 0 | 0 | 0 |  | 4101 | 118-16F | [40 empty] | 0 | 0 | 0 |  |  |  | 0 | 5000000
118-17 | 0 | 0 | 0 | 0 | 0% | 0% | 0% | 0 | 0 | 0 | 0 | 0 | 0 | 0 | 0 | 118 | 0 | 0 | 0 | 0 | 0 | 0 | 0 | 0 | 0 | 0 | 0 | 0 | 0 | 0 | 0 | 0 | 0 | 0 |  | 4102 | 118-17 | [40 empty] | 0 | 0 | 0 |  |  |  | 0 | 5000000
118-18F | 0 | 0 | 0 | 0 | 0% | 0% | 0% | 0 | 0 | 0 | 0 | 0 | 0 | 0 | 0 | 118 | 0 | 0 | 0 | 0 | 0 | 0 | 0 | 0 | 0 | 0 | 0 | 0 | 0 | 0 | 0 | 0 | 0 | 0 |  | 4103 | 118-18F | [40 empty] | 0 | 0 | 0 |  |  |  | 0 | 5000000
1180-1107 | 0 | 0 | 0 | 0 | 0% | 0% | 0% | 0 | 0 | 0 | 0 | 0 | 0 | 0 | 0 | 1180 | 0 | 0 | 0 | 0 | 0 | 0 | 0 | 0 | 0 | 0 | 0 | 0 | 0 | 0 | 0 | 0 | 0 | 0 |  | 4104 | 1180-1107 | [40 empty] | 0 | 0 | 0 |  |  |  | 0 | 5000000
1180-375 | 0 | 0 | 0 | 0 | 0% | 0% | 0% | 0 | 0 | 0 | 0 | 0 | 0 | 0 | 0 | 1180 | 0 | 0 | 0 | 0 | 0 | 0 | 0 | 0 | 0 | 0 | 0 | 0 | 0 | 0 | 0 | 0 | 0 | 0 |  | 4105 | 1180-375 | [40 empty] | 0 | 0 | 0 |  |  |  | 0 | 5000000
1181-301 | 0 | 0 | 0 | 0 | 0% | 0% | 0% | 0 | 0 | 0 | 0 | 0 | 0 | 0 | 0 | 1181 | 0 | 0 | 0 | 0 | 0 | 0 | 0 | 0 | 0 | 0 | 0 | 0 | 0 | 0 | 0 | 0 | 0 | 0 |  | 4106 | 1181-301 | [40 empty] | 0 | 0 | 0 |  |  |  | 0 | 5000000
1181-303F | 0 | 0 | 0 | 0 | 0% | 0% | 0% | 0 | 0 | 0 | 0 | 0 | 0 | 0 | 0 | 1181 | 0 | 0 | 0 | 0 | 0 | 0 | 0 | 0 | 0 | 0 | 0 | 0 | 0 | 0 | 0 | 0 | 0 | 0 |  | 4107 | 1181-303F | [40 empty] | 0 | 0 | 0 |  |  |  | 0 | 5000000
1181-304F | 0 | 0 | 0 | 0 | 0% | 0% | 0% | 0 | 0 | 0 | 0 | 0 | 0 | 0 | 0 | 1181 | 0 | 0 | 0 | 0 | 0 | 0 | 0 | 0 | 0 | 0 | 0 | 0 | 0 | 0 | 0 | 0 | 0 | 0 |  | 4108 | 1181-304F | [40 empty] | 0 | 0 | 0 |  |  |  | 0 | 5000000
119-30 | 0 | 0 | 0 | 0 | 0% | 0% | 0% | 0 | 0 | 0 | 0 | 0 | 0 | 0 | 0 | 119 | 0 | 0 | 0 | 0 | 0 | 0 | 0 | 0 | 0 | 0 | 0 | 0 | 0 | 0 | 0 | 0 | 0 | 0 |  | 4109 | 119-30 | [40 empty] | 0 | 0 | 0 |  |  |  | 0 | 5000000
119-31 | 0 | 0 | 0 | 0 | 0% | 0% | 0% | 0 | 0 | 0 | 0 | 0 | 0 | 0 | 0 | 119 | 0 | 0 | 0 | 0 | 0 | 0 | 0 | 0 | 0 | 0 | 0 | 0 | 0 | 0 | 0 | 0 | 0 | 0 |  | 4110 | 119-31 | [40 empty] | 0 | 0 | 0 |  |  |  | 0 | 5000000
119-32 | 0 | 0 | 0 | 0 | 0% | 0% | 0% | 0 | 0 | 0 | 0 | 0 | 0 | 0 | 0 | 119 | 0 | 0 | 0 | 0 | 0 | 0 | 0 | 0 | 0 | 0 | 0 | 0 | 0 | 0 | 0 | 0 | 0 | 0 |  | 4111 | 119-32 | [40 empty] | 0 | 0 | 0 |  |  |  | 0 | 5000000
119-36 | 0 | 0 | 0 | 0 | 0% | 0% | 0% | 0 | 0 | 0 | 0 | 0 | 0 | 0 | 0 | 119 | 0 | 0 | 0 | 0 | 0 | 0 | 0 | 0 | 0 | 0 | 0 | 0 | 0 | 0 | 0 | 0 | 0 | 0 |  | 4112 | 119-36 | [40 empty] | 0 | 0 | 0 |  |  |  | 0 | 5000000
119-37 | 0 | 0 | 0 | 0 | 0% | 0% | 0% | 0 | 0 | 0 | 0 | 0 | 0 | 0 | 0 | 119 | 0 | 0 | 0 | 0 | 0 | 0 | 0 | 0 | 0 | 0 | 0 | 0 | 0 | 0 | 0 | 0 | 0 | 0 |  | 4113 | 119-37 | [40 empty] | 0 | 0 | 0 |  |  |  | 0 | 5000000
119-38 | 0 | 0 | 0 | 0 | 0% | 0% | 0% | 0 | 0 | 0 | 0 | 0 | 0 | 0 | 0 | 119 | 0 | 0 | 0 | 0 | 0 | 0 | 0 | 0 | 0 | 0 | 0 | 0 | 0 | 0 | 0 | 0 | 0 | 0 |  | 4114 | 119-38 | [40 empty] | 0 | 0 | 0 |  |  |  | 0 | 5000000
119-40 | 0 | 0 | 0 | 0 | 0% | 0% | 0% | 0 | 0 | 0 | 0 | 0 | 0 | 0 | 0 | 119 | 0 | 0 | 0 | 0 | 0 | 0 | 0 | 0 | 0 | 0 | 0 | 0 | 0 | 0 | 0 | 0 | 0 | 0 |  | 4115 | 119-40 | [40 empty] | 0 | 0 | 0 |  |  |  | 0 | 5000000
119-40F | 0 | 0 | 0 | 0 | 0% | 0% | 0% | 0 | 0 | 0 | 0 | 0 | 0 | 0 | 0 | 119 | 0 | 0 | 0 | 0 | 0 | 0 | 0 | 0 | 0 | 0 | 0 | 0 | 0 | 0 | 0 | 0 | 0 | 0 |  | 4116 | 119-40F | [40 empty] | 0 | 0 | 0 |  |  |  | 0 | 5000000
119-41 | 0 | 0 | 0 | 0 | 0% | 0% | 0% | 0 | 0 | 0 | 0 | 0 | 0 | 0 | 0 | 119 | 0 | 0 | 0 | 0 | 0 | 0 | 0 | 0 | 0 | 0 | 0 | 0 | 0 | 0 | 0 | 0 | 0 | 0 |  | 4117 | 119-41 | [40 empty] | 0 | 0 | 0 |  |  |  | 0 | 5000000
119-41F | 0 | 0 | 0 | 0 | 0% | 0% | 0% | 0 | 0 | 0 | 0 | 0 | 0 | 0 | 0 | 119 | 0 | 0 | 0 | 0 | 0 | 0 | 0 | 0 | 0 | 0 | 0 | 0 | 0 | 0 | 0 | 0 | 0 | 0 |  | 4118 | 119-41F | [40 empty] | 0 | 0 | 0 |  |  |  | 0 | 5000000
120-270 | 0 | 0 | 0 | 0 | 0% | 0% | 0% | 0 | 0 | 0 | 0 | 0 | 0 | 0 | 0 | 120 | 0 | 0 | 0 | 0 | 0 | 0 | 0 | 0 | 0 | 0 | 0 | 0 | 0 | 0 | 0 | 0 | 0 | 0 |  | 4119 | 120-270 | [40 empty] | 0 | 0 | 0 |  |  |  | 0 | 5000000
120-844 | 0 | 0 | 0 | 0 | 0% | 0% | 0% | 0 | 0 | 0 | 0 | 0 | 0 | 0 | 0 | 120 | 0 | 0 | 0 | 0 | 0 | 0 | 0 | 0 | 0 | 0 | 0 | 0 | 0 | 0 | 0 | 0 | 0 | 0 |  | 4120 | 120-844 | [40 empty] | 0 | 0 | 0 |  |  |  | 0 | 5000000
120-846F | 0 | 0 | 0 | 0 | 0% | 0% | 0% | 0 | 0 | 0 | 0 | 0 | 0 | 0 | 0 | 120 | 0 | 0 | 0 | 0 | 0 | 0 | 0 | 0 | 0 | 0 | 0 | 0 | 0 | 0 | 0 | 0 | 0 | 0 |  | 4121 | 120-846F | [40 empty] | 0 | 0 | 0 |  |  |  | 0 | 5000000
1201-279 | 0 | 0 | 0 | 0 | 0% | 0% | 0% | 0 | 0 | 0 | 0 | 0 | 0 | 0 | 0 | 1201 | 0 | 0 | 0 | 0 | 0 | 0 | 0 | 0 | 0 | 0 | 0 | 0 | 0 | 0 | 0 | 0 | 0 | 0 |  | 4122 | 1201-279 | [40 empty] | 0 | 0 | 0 |  |  |  | 0 | 5000000
1201-281F | 0 | 0 | 0 | 0 | 0% | 0% | 0% | 0 | 0 | 0 | 0 | 0 | 0 | 0 | 0 | 1201 | 0 | 0 | 0 | 0 | 0 | 0 | 0 | 0 | 0 | 0 | 0 | 0 | 0 | 0 | 0 | 0 | 0 | 0 |  | 4123 | 1201-281F | [40 empty] | 0 | 0 | 0 |  |  |  | 0 | 5000000
1201-9 | 0 | 0 | 0 | 0 | 0% | 0% | 0% | 0 | 0 | 0 | 0 | 0 | 0 | 0 | 0 | 1201 | 0 | 0 | 0 | 0 | 0 | 0 | 0 | 0 | 0 | 0 | 0 | 0 | 0 | 0 | 0 | 0 | 0 | 0 |  | 4124 | 1201-9 | [40 empty] | 0 | 0 | 0 |  |  |  | 0 | 5000000
1202-22 | 0 | 0 | 0 | 0 | 0% | 0% | 0% | 0 | 0 | 0 | 0 | 0 | 0 | 0 | 0 | 1202 | 0 | 0 | 0 | 0 | 0 | 0 | 0 | 0 | 0 | 0 | 0 | 0 | 0 | 0 | 0 | 0 | 0 | 0 |  | 4125 | 1202-22 | [40 empty] | 0 | 0 | 0 |  |  |  | 0 | 5000000
1202-23 | 0 | 0 | 0 | 0 | 0% | 0% | 0% | 0 | 0 | 0 | 0 | 0 | 0 | 0 | 0 | 1202 | 0 | 0 | 0 | 0 | 0 | 0 | 0 | 0 | 0 | 0 | 0 | 0 | 0 | 0 | 0 | 0 | 0 | 0 |  | 4126 | 1202-23 | [40 empty] | 0 | 0 | 0 |  |  |  | 0 | 5000000
1202-25 | 0 | 0 | 0 | 0 | 0% | 0% | 0% | 0 | 0 | 0 | 0 | 0 | 0 | 0 | 0 | 1202 | 0 | 0 | 0 | 0 | 0 | 0 | 0 | 0 | 0 | 0 | 0 | 0 | 0 | 0 | 0 | 0 | 0 | 0 |  | 4127 | 1202-25 | [40 empty] | 0 | 0 | 0 |  |  |  | 0 | 5000000
118-12F | 0 | 0 | 0 | 0 | 0% | 0% | 0% | 0 | 0 | 0 | 0 | 0 | 0 | 0 | 0 | 118 | 0 | 0 | 0 | 0 | 0 | 0 | 0 | 0 | 0 | 0 | 0 | 0 | 0 | 0 | 0 | 0 | 0 | 0 |  | 4128 | 118-12F | [40 empty] | 0 | 0 | 0 |  |  |  | 0 | 5000000
1174-15F | 0 | 0 | 0 | 0 | 0% | 0% | 0% | 0 | 0 | 0 | 0 | 0 | 0 | 0 | 0 | 1174 | 0 | 0 | 0 | 0 | 0 | 0 | 0 | 0 | 0 | 0 | 0 | 0 | 0 | 0 | 0 | 0 | 0 | 0 |  | 4129 | 1174-15F | [40 empty] | 0 | 0 | 0 |  |  |  | 0 | 5000000
1202-8 | 0 | 0 | 0 | 0 | 0% | 0% | 0% | 0 | 0 | 0 | 0 | 0 | 0 | 0 | 0 | 1202 | 0 | 0 | 0 | 0 | 0 | 0 | 0 | 0 | 0 | 0 | 0 | 0 | 0 | 0 | 0 | 0 | 0 | 0 |  | 4130 | 1202-8 | [40 empty] | 0 | 0 | 0 |  |  |  | 0 | 5000000
1174-13 | 0 | 0 | 0 | 0 | 0% | 0% | 0% | 0 | 0 | 0 | 0 | 0 | 0 | 0 | 0 | 1174 | 0 | 0 | 0 | 0 | 0 | 0 | 0 | 0 | 0 | 0 | 0 | 0 | 0 | 0 | 0 | 0 | 0 | 0 |  | 4131 | 1174-13 | [40 empty] | 0 | 0 | 0 |  |  |  | 0 | 5000000
1161-8 | 0 | 0 | 0 | 0 | 0% | 0% | 0% | 0 | 0 | 0 | 0 | 0 | 0 | 0 | 0 | 1161 | 0 | 0 | 0 | 0 | 0 | 0 | 0 | 0 | 0 | 0 | 0 | 0 | 0 | 0 | 0 | 0 | 0 | 0 |  | 4132 | 1161-8 | [40 empty] | 0 | 0 | 0 |  |  |  | 0 | 5000000
1161-9F | 43092.8774 | 0 | 43092.8774 | 0 | 0% | 100% | 0% | 3509.1681 | 7321.3842 | 14.4186 | 2758.1441 | 736.6054 | 30.0825 | 5754.4785 | 1536.8233 | 1161 | 0.057681 | 0.057681 | 0.057681 | 747084.4573 | 177.0621 | 33870.2394 | 9045.5759 | 3069.6564 | 587195.169 | 156819.6318 | 686247.3739 | 2819.6861 | 539378.2976 | 144049.3902 | 620156.467 | 2548.1286 | 487432.0138 | 130176.3246 |  | 4133 | 1161-9F | 43092.8774 | 39583.7093 | 35771.4932 | 0 | 0 | 0 | 43092.8774 | 39583.7093 | 35771.4932 | 0 | 177.0621 | 162.6434 | 146.9796 | 0 | 0 | 0 | 177.0621 | 162.6434 | 146.9796 | 0 | 9045.5759 | 8308.9705 | 7508.7527 | 0 | 0 | 0 | 9045.5759 | 8308.9705 | 7508.7527 | 0 | 33870.2394 | 31112.0953 | 28115.761 | 0 | 0 | 0 | 33870.2394 | 31112.0953 | 28115.761 | 0 | 0 | 0 | 0 | 0.057681 | 0.057681 | 0.057681 | 0 | 5000000
1162-386 | 0 | 0 | 0 | 0 | 0% | 0% | 0% | 0 | 0 | 0 | 0 | 0 | 0 | 0 | 0 | 1162 | 0 | 0 | 0 | 0 | 0 | 0 | 0 | 0 | 0 | 0 | 0 | 0 | 0 | 0 | 0 | 0 | 0 | 0 |  | 4134 | 1162-386 | [40 empty] | 0 | 0 | 0 |  |  |  | 0 | 5000000
117-11 | 0 | 0 | 0 | 0 | 0% | 0% | 0% | 0 | 0 | 0 | 0 | 0 | 0 | 0 | 0 | 117 | 0 | 0 | 0 | 0 | 0 | 0 | 0 | 0 | 0 | 0 | 0 | 0 | 0 | 0 | 0 | 0 | 0 | 0 |  | 4135 | 117-11 | [40 empty] | 0 | 0 | 0 |  |  |  | 0 | 5000000
117-13 | 0 | 0 | 0 | 0 | 0% | 0% | 0% | 0 | 0 | 0 | 0 | 0 | 0 | 0 | 0 | 117 | 0 | 0 | 0 | 0 | 0 | 0 | 0 | 0 | 0 | 0 | 0 | 0 | 0 | 0 | 0 | 0 | 0 | 0 |  | 4136 | 117-13 | [40 empty] | 0 | 0 | 0 |  |  |  | 0 | 5000000
117-13F | 0 | 0 | 0 | 0 | 0% | 0% | 0% | 0 | 0 | 0 | 0 | 0 | 0 | 0 | 0 | 117 | 0 | 0 | 0 | 0 | 0 | 0 | 0 | 0 | 0 | 0 | 0 | 0 | 0 | 0 | 0 | 0 | 0 | 0 |  | 4137 | 117-13F | [40 empty] | 0 | 0 | 0 |  |  |  | 0 | 5000000
117-14 | 0 | 0 | 0 | 0 | 0% | 0% | 0% | 0 | 0 | 0 | 0 | 0 | 0 | 0 | 0 | 117 | 0 | 0 | 0 | 0 | 0 | 0 | 0 | 0 | 0 | 0 | 0 | 0 | 0 | 0 | 0 | 0 | 0 | 0 |  | 4138 | 117-14 | [40 empty] | 0 | 0 | 0 |  |  |  | 0 | 5000000
117-14F | 0 | 0 | 0 | 0 | 0% | 0% | 0% | 0 | 0 | 0 | 0 | 0 | 0 | 0 | 0 | 117 | 0 | 0 | 0 | 0 | 0 | 0 | 0 | 0 | 0 | 0 | 0 | 0 | 0 | 0 | 0 | 0 | 0 | 0 |  | 4139 | 117-14F | [40 empty] | 0 | 0 | 0 |  |  |  | 0 | 5000000
117-15 | 0 | 0 | 0 | 0 | 0% | 0% | 0% | 0 | 0 | 0 | 0 | 0 | 0 | 0 | 0 | 117 | 0 | 0 | 0 | 0 | 0 | 0 | 0 | 0 | 0 | 0 | 0 | 0 | 0 | 0 | 0 | 0 | 0 | 0 |  | 4140 | 117-15 | [40 empty] | 0 | 0 | 0 |  |  |  | 0 | 5000000
117-15F | 0 | 0 | 0 | 0 | 0% | 0% | 0% | 0 | 0 | 0 | 0 | 0 | 0 | 0 | 0 | 117 | 0 | 0 | 0 | 0 | 0 | 0 | 0 | 0 | 0 | 0 | 0 | 0 | 0 | 0 | 0 | 0 | 0 | 0 |  | 4141 | 117-15F | [40 empty] | 0 | 0 | 0 |  |  |  | 0 | 5000000
117-28 | 0 | 0 | 0 | 0 | 0% | 0% | 0% | 0 | 0 | 0 | 0 | 0 | 0 | 0 | 0 | 117 | 0 | 0 | 0 | 0 | 0 | 0 | 0 | 0 | 0 | 0 | 0 | 0 | 0 | 0 | 0 | 0 | 0 | 0 |  | 4142 | 117-28 | [40 empty] | 0 | 0 | 0 |  |  |  | 0 | 5000000
117-29 | 0 | 0 | 0 | 0 | 0% | 0% | 0% | 0 | 0 | 0 | 0 | 0 | 0 | 0 | 0 | 117 | 0 | 0 | 0 | 0 | 0 | 0 | 0 | 0 | 0 | 0 | 0 | 0 | 0 | 0 | 0 | 0 | 0 | 0 |  | 4143 | 117-29 | [40 empty] | 0 | 0 | 0 |  |  |  | 0 | 5000000
117-31 | 0 | 0 | 0 | 0 | 0% | 0% | 0% | 0 | 0 | 0 | 0 | 0 | 0 | 0 | 0 | 117 | 0 | 0 | 0 | 0 | 0 | 0 | 0 | 0 | 0 | 0 | 0 | 0 | 0 | 0 | 0 | 0 | 0 | 0 |  | 4144 | 117-31 | [40 empty] | 0 | 0 | 0 |  |  |  | 0 | 5000000
117-31F | 0 | 0 | 0 | 0 | 0% | 0% | 0% | 0 | 0 | 0 | 0 | 0 | 0 | 0 | 0 | 117 | 0 | 0 | 0 | 0 | 0 | 0 | 0 | 0 | 0 | 0 | 0 | 0 | 0 | 0 | 0 | 0 | 0 | 0 |  | 4145 | 117-31F | [40 empty] | 0 | 0 | 0 |  |  |  | 0 | 5000000
117-32 | 0 | 0 | 0 | 0 | 0% | 0% | 0% | 0 | 0 | 0 | 0 | 0 | 0 | 0 | 0 | 117 | 0 | 0 | 0 | 0 | 0 | 0 | 0 | 0 | 0 | 0 | 0 | 0 | 0 | 0 | 0 | 0 | 0 | 0 |  | 4146 | 117-32 | [40 empty] | 0 | 0 | 0 |  |  |  | 0 | 5000000
117-32F | 0 | 0 | 0 | 0 | 0% | 0% | 0% | 0 | 0 | 0 | 0 | 0 | 0 | 0 | 0 | 117 | 0 | 0 | 0 | 0 | 0 | 0 | 0 | 0 | 0 | 0 | 0 | 0 | 0 | 0 | 0 | 0 | 0 | 0 |  | 4147 | 117-32F | [40 empty] | 0 | 0 | 0 |  |  |  | 0 | 5000000
117-33 | 0 | 0 | 0 | 0 | 0% | 0% | 0% | 0 | 0 | 0 | 0 | 0 | 0 | 0 | 0 | 117 | 0 | 0 | 0 | 0 | 0 | 0 | 0 | 0 | 0 | 0 | 0 | 0 | 0 | 0 | 0 | 0 | 0 | 0 |  | 4148 | 117-33 | [40 empty] | 0 | 0 | 0 |  |  |  | 0 | 5000000
117-33F | 0 | 0 | 0 | 0 | 0% | 0% | 0% | 0 | 0 | 0 | 0 | 0 | 0 | 0 | 0 | 117 | 0 | 0 | 0 | 0 | 0 | 0 | 0 | 0 | 0 | 0 | 0 | 0 | 0 | 0 | 0 | 0 | 0 | 0 |  | 4149 | 117-33F | [40 empty] | 0 | 0 | 0 |  |  |  | 0 | 5000000
117-34 | 0 | 0 | 0 | 0 | 0% | 0% | 0% | 0 | 0 | 0 | 0 | 0 | 0 | 0 | 0 | 117 | 0 | 0 | 0 | 0 | 0 | 0 | 0 | 0 | 0 | 0 | 0 | 0 | 0 | 0 | 0 | 0 | 0 | 0 |  | 4150 | 117-34 | [40 empty] | 0 | 0 | 0 |  |  |  | 0 | 5000000
117-35 | 0 | 0 | 0 | 0 | 0% | 0% | 0% | 0 | 0 | 0 | 0 | 0 | 0 | 0 | 0 | 117 | 0 | 0 | 0 | 0 | 0 | 0 | 0 | 0 | 0 | 0 | 0 | 0 | 0 | 0 | 0 | 0 | 0 | 0 |  | 4151 | 117-35 | [40 empty] | 0 | 0 | 0 |  |  |  | 0 | 5000000
117-36 | 0 | 0 | 0 | 0 | 0% | 0% | 0% | 0 | 0 | 0 | 0 | 0 | 0 | 0 | 0 | 117 | 0 | 0 | 0 | 0 | 0 | 0 | 0 | 0 | 0 | 0 | 0 | 0 | 0 | 0 | 0 | 0 | 0 | 0 |  | 4152 | 117-36 | [40 empty] | 0 | 0 | 0 |  |  |  | 0 | 5000000
117-37 | 0 | 0 | 0 | 0 | 0% | 0% | 0% | 0 | 0 | 0 | 0 | 0 | 0 | 0 | 0 | 117 | 0 | 0 | 0 | 0 | 0 | 0 | 0 | 0 | 0 | 0 | 0 | 0 | 0 | 0 | 0 | 0 | 0 | 0 |  | 4153 | 117-37 | [40 empty] | 0 | 0 | 0 |  |  |  | 0 | 5000000
117-44 | 0 | 0 | 0 | 0 | 0% | 0% | 0% | 0 | 0 | 0 | 0 | 0 | 0 | 0 | 0 | 117 | 0 | 0 | 0 | 0 | 0 | 0 | 0 | 0 | 0 | 0 | 0 | 0 | 0 | 0 | 0 | 0 | 0 | 0 |  | 4154 | 117-44 | [40 empty] | 0 | 0 | 0 |  |  |  | 0 | 5000000
117-45F | 0 | 0 | 0 | 0 | 0% | 0% | 0% | 0 | 0 | 0 | 0 | 0 | 0 | 0 | 0 | 117 | 0 | 0 | 0 | 0 | 0 | 0 | 0 | 0 | 0 | 0 | 0 | 0 | 0 | 0 | 0 | 0 | 0 | 0 |  | 4155 | 117-45F | [40 empty] | 0 | 0 | 0 |  |  |  | 0 | 5000000
117-46F | 0 | 0 | 0 | 0 | 0% | 0% | 0% | 0 | 0 | 0 | 0 | 0 | 0 | 0 | 0 | 117 | 0 | 0 | 0 | 0 | 0 | 0 | 0 | 0 | 0 | 0 | 0 | 0 | 0 | 0 | 0 | 0 | 0 | 0 |  | 4156 | 117-46F | [40 empty] | 0 | 0 | 0 |  |  |  | 0 | 5000000
1173-71 | 0 | 0 | 0 | 0 | 0% | 0% | 0% | 0 | 0 | 0 | 0 | 0 | 0 | 0 | 0 | 1173 | 0 | 0 | 0 | 0 | 0 | 0 | 0 | 0 | 0 | 0 | 0 | 0 | 0 | 0 | 0 | 0 | 0 | 0 |  | 4157 | 1173-71 | [40 empty] | 0 | 0 | 0 |  |  |  | 0 | 5000000
1202-7AE | 0 | 0 | 0 | 0 | 0% | 0% | 0% | 0 | 0 | 0 | 0 | 0 | 0 | 0 | 0 | 1202 | 0 | 0 | 0 | 0 | 0 | 0 | 0 | 0 | 0 | 0 | 0 | 0 | 0 | 0 | 0 | 0 | 0 | 0 |  | 4158 | 1202-7AE | [40 empty] | 0 | 0 | 0 |  |  |  | 0 | 5000000
121-171 | 0 | 0 | 0 | 0 | 0% | 0% | 0% | 0 | 0 | 0 | 0 | 0 | 0 | 0 | 0 | 121 | 0 | 0 | 0 | 0 | 0 | 0 | 0 | 0 | 0 | 0 | 0 | 0 | 0 | 0 | 0 | 0 | 0 | 0 |  | 4159 | 121-171 | [40 empty] | 0 | 0 | 0 |  |  |  | 0 | 5000000
123-448F | 0 | 0 | 0 | 0 | 0% | 0% | 0% | 0 | 0 | 0 | 0 | 0 | 0 | 0 | 0 | 123 | 0 | 0 | 0 | 0 | 0 | 0 | 0 | 0 | 0 | 0 | 0 | 0 | 0 | 0 | 0 | 0 | 0 | 0 |  | 4160 | 123-448F | [40 empty] | 0 | 0 | 0 |  |  |  | 0 | 5000000
1223-5AE | 0 | 0 | 0 | 0 | 0% | 0% | 0% | 0 | 0 | 0 | 0 | 0 | 0 | 0 | 0 | 1223 | 0 | 0 | 0 | 0 | 0 | 0 | 0 | 0 | 0 | 0 | 0 | 0 | 0 | 0 | 0 | 0 | 0 | 0 |  | 4161 | 1223-5AE | [40 empty] | 0 | 0 | 0 |  |  |  | 0 | 5000000
1224-789F | 0 | 0 | 0 | 0 | 0% | 0% | 0% | 0 | 0 | 0 | 0 | 0 | 0 | 0 | 0 | 1224 | 0 | 0 | 0 | 0 | 0 | 0 | 0 | 0 | 0 | 0 | 0 | 0 | 0 | 0 | 0 | 0 | 0 | 0 |  | 4162 | 1224-789F | [40 empty] | 0 | 0 | 0 |  |  |  | 0 | 5000000
1224-790F | 0 | 0 | 0 | 0 | 0% | 0% | 0% | 0 | 0 | 0 | 0 | 0 | 0 | 0 | 0 | 1224 | 0 | 0 | 0 | 0 | 0 | 0 | 0 | 0 | 0 | 0 | 0 | 0 | 0 | 0 | 0 | 0 | 0 | 0 |  | 4163 | 1224-790F | [40 empty] | 0 | 0 | 0 |  |  |  | 0 | 5000000
1224-791 | 0 | 0 | 0 | 0 | 0% | 0% | 0% | 0 | 0 | 0 | 0 | 0 | 0 | 0 | 0 | 1224 | 0 | 0 | 0 | 0 | 0 | 0 | 0 | 0 | 0 | 0 | 0 | 0 | 0 | 0 | 0 | 0 | 0 | 0 |  | 4164 | 1224-791 | [40 empty] | 0 | 0 | 0 |  |  |  | 0 | 5000000
1224-792F | 0 | 0 | 0 | 0 | 0% | 0% | 0% | 0 | 0 | 0 | 0 | 0 | 0 | 0 | 0 | 1224 | 0 | 0 | 0 | 0 | 0 | 0 | 0 | 0 | 0 | 0 | 0 | 0 | 0 | 0 | 0 | 0 | 0 | 0 |  | 4165 | 1224-792F | [40 empty] | 0 | 0 | 0 |  |  |  | 0 | 5000000
1225-288 | 0 | 0 | 0 | 0 | 0% | 0% | 0% | 0 | 0 | 0 | 0 | 0 | 0 | 0 | 0 | 1225 | 0 | 0 | 0 | 0 | 0 | 0 | 0 | 0 | 0 | 0 | 0 | 0 | 0 | 0 | 0 | 0 | 0 | 0 |  | 4166 | 1225-288 | [40 empty] | 0 | 0 | 0 |  |  |  | 0 | 5000000
1225-291F | 0 | 0 | 0 | 0 | 0% | 0% | 0% | 0 | 0 | 0 | 0 | 0 | 0 | 0 | 0 | 1225 | 0 | 0 | 0 | 0 | 0 | 0 | 0 | 0 | 0 | 0 | 0 | 0 | 0 | 0 | 0 | 0 | 0 | 0 |  | 4167 | 1225-291F | [40 empty] | 0 | 0 | 0 |  |  |  | 0 | 5000000
1225-3 | 0 | 0 | 0 | 0 | 0% | 0% | 0% | 0 | 0 | 0 | 0 | 0 | 0 | 0 | 0 | 1225 | 0 | 0 | 0 | 0 | 0 | 0 | 0 | 0 | 0 | 0 | 0 | 0 | 0 | 0 | 0 | 0 | 0 | 0 |  | 4168 | 1225-3 | [40 empty] | 0 | 0 | 0 |  |  |  | 0 | 5000000
1225-5 | 0 | 0 | 0 | 0 | 0% | 0% | 0% | 0 | 0 | 0 | 0 | 0 | 0 | 0 | 0 | 1225 | 0 | 0 | 0 | 0 | 0 | 0 | 0 | 0 | 0 | 0 | 0 | 0 | 0 | 0 | 0 | 0 | 0 | 0 |  | 4169 | 1225-5 | [40 empty] | 0 | 0 | 0 |  |  |  | 0 | 5000000
1225-774 | 0 | 0 | 0 | 0 | 0% | 0% | 0% | 0 | 0 | 0 | 0 | 0 | 0 | 0 | 0 | 1225 | 0 | 0 | 0 | 0 | 0 | 0 | 0 | 0 | 0 | 0 | 0 | 0 | 0 | 0 | 0 | 0 | 0 | 0 |  | 4170 | 1225-774 | [40 empty] | 0 | 0 | 0 |  |  |  | 0 | 5000000
1225-775F | 0 | 0 | 0 | 0 | 0% | 0% | 0% | 0 | 0 | 0 | 0 | 0 | 0 | 0 | 0 | 1225 | 0 | 0 | 0 | 0 | 0 | 0 | 0 | 0 | 0 | 0 | 0 | 0 | 0 | 0 | 0 | 0 | 0 | 0 |  | 4171 | 1225-775F | [40 empty] | 0 | 0 | 0 |  |  |  | 0 | 5000000
1225-917 | 0 | 0 | 0 | 0 | 0% | 0% | 0% | 0 | 0 | 0 | 0 | 0 | 0 | 0 | 0 | 1225 | 0 | 0 | 0 | 0 | 0 | 0 | 0 | 0 | 0 | 0 | 0 | 0 | 0 | 0 | 0 | 0 | 0 | 0 |  | 4172 | 1225-917 | [40 empty] | 0 | 0 | 0 |  |  |  | 0 | 5000000
1225-918F | 0 | 0 | 0 | 0 | 0% | 0% | 0% | 0 | 0 | 0 | 0 | 0 | 0 | 0 | 0 | 1225 | 0 | 0 | 0 | 0 | 0 | 0 | 0 | 0 | 0 | 0 | 0 | 0 | 0 | 0 | 0 | 0 | 0 | 0 |  | 4173 | 1225-918F | [40 empty] | 0 | 0 | 0 |  |  |  | 0 | 5000000
1225-919F | 0 | 0 | 0 | 0 | 0% | 0% | 0% | 0 | 0 | 0 | 0 | 0 | 0 | 0 | 0 | 1225 | 0 | 0 | 0 | 0 | 0 | 0 | 0 | 0 | 0 | 0 | 0 | 0 | 0 | 0 | 0 | 0 | 0 | 0 |  | 4174 | 1225-919F | [40 empty] | 0 | 0 | 0 |  |  |  | 0 | 5000000
1225-920F | 0 | 0 | 0 | 0 | 0% | 0% | 0% | 0 | 0 | 0 | 0 | 0 | 0 | 0 | 0 | 1225 | 0 | 0 | 0 | 0 | 0 | 0 | 0 | 0 | 0 | 0 | 0 | 0 | 0 | 0 | 0 | 0 | 0 | 0 |  | 4175 | 1225-920F | [40 empty] | 0 | 0 | 0 |  |  |  | 0 | 5000000
1226-51F | 0 | 0 | 0 | 0 | 0% | 0% | 0% | 0 | 0 | 0 | 0 | 0 | 0 | 0 | 0 | 1226 | 0 | 0 | 0 | 0 | 0 | 0 | 0 | 0 | 0 | 0 | 0 | 0 | 0 | 0 | 0 | 0 | 0 | 0 |  | 4176 | 1226-51F | [40 empty] | 0 | 0 | 0 |  |  |  | 0 | 5000000
1226-52F | 0 | 0 | 0 | 0 | 0% | 0% | 0% | 0 | 0 | 0 | 0 | 0 | 0 | 0 | 0 | 1226 | 0 | 0 | 0 | 0 | 0 | 0 | 0 | 0 | 0 | 0 | 0 | 0 | 0 | 0 | 0 | 0 | 0 | 0 |  | 4177 | 1226-52F | [40 empty] | 0 | 0 | 0 |  |  |  | 0 | 5000000
1226-53 | 0 | 0 | 0 | 0 | 0% | 0% | 0% | 0 | 0 | 0 | 0 | 0 | 0 | 0 | 0 | 1226 | 0 | 0 | 0 | 0 | 0 | 0 | 0 | 0 | 0 | 0 | 0 | 0 | 0 | 0 | 0 | 0 | 0 | 0 |  | 4178 | 1226-53 | [40 empty] | 0 | 0 | 0 |  |  |  | 0 | 5000000
123-301 | 0 | 0 | 0 | 0 | 0% | 0% | 0% | 0 | 0 | 0 | 0 | 0 | 0 | 0 | 0 | 123 | 0 | 0 | 0 | 0 | 0 | 0 | 0 | 0 | 0 | 0 | 0 | 0 | 0 | 0 | 0 | 0 | 0 | 0 |  | 4179 | 123-301 | [40 empty] | 0 | 0 | 0 |  |  |  | 0 | 5000000
123-427 | 0 | 0 | 0 | 0 | 0% | 0% | 0% | 0 | 0 | 0 | 0 | 0 | 0 | 0 | 0 | 123 | 0 | 0 | 0 | 0 | 0 | 0 | 0 | 0 | 0 | 0 | 0 | 0 | 0 | 0 | 0 | 0 | 0 | 0 |  | 4180 | 123-427 | [40 empty] | 0 | 0 | 0 |  |  |  | 0 | 5000000
123-428AE | 0 | 0 | 0 | 0 | 0% | 0% | 0% | 0 | 0 | 0 | 0 | 0 | 0 | 0 | 0 | 123 | 0 | 0 | 0 | 0 | 0 | 0 | 0 | 0 | 0 | 0 | 0 | 0 | 0 | 0 | 0 | 0 | 0 | 0 |  | 4181 | 123-428AE | [40 empty] | 0 | 0 | 0 |  |  |  | 0 | 5000000
123-429 | 0 | 0 | 0 | 0 | 0% | 0% | 0% | 0 | 0 | 0 | 0 | 0 | 0 | 0 | 0 | 123 | 0 | 0 | 0 | 0 | 0 | 0 | 0 | 0 | 0 | 0 | 0 | 0 | 0 | 0 | 0 | 0 | 0 | 0 |  | 4182 | 123-429 | [40 empty] | 0 | 0 | 0 |  |  |  | 0 | 5000000
123-429F | 0 | 0 | 0 | 0 | 0% | 0% | 0% | 0 | 0 | 0 | 0 | 0 | 0 | 0 | 0 | 123 | 0 | 0 | 0 | 0 | 0 | 0 | 0 | 0 | 0 | 0 | 0 | 0 | 0 | 0 | 0 | 0 | 0 | 0 |  | 4183 | 123-429F | [40 empty] | 0 | 0 | 0 |  |  |  | 0 | 5000000
123-430 | 0 | 0 | 0 | 0 | 0% | 0% | 0% | 0 | 0 | 0 | 0 | 0 | 0 | 0 | 0 | 123 | 0 | 0 | 0 | 0 | 0 | 0 | 0 | 0 | 0 | 0 | 0 | 0 | 0 | 0 | 0 | 0 | 0 | 0 |  | 4184 | 123-430 | [40 empty] | 0 | 0 | 0 |  |  |  | 0 | 5000000
123-430F | 0 | 0 | 0 | 0 | 0% | 0% | 0% | 0 | 0 | 0 | 0 | 0 | 0 | 0 | 0 | 123 | 0 | 0 | 0 | 0 | 0 | 0 | 0 | 0 | 0 | 0 | 0 | 0 | 0 | 0 | 0 | 0 | 0 | 0 |  | 4185 | 123-430F | [40 empty] | 0 | 0 | 0 |  |  |  | 0 | 5000000
123-431 | 0 | 0 | 0 | 0 | 0% | 0% | 0% | 0 | 0 | 0 | 0 | 0 | 0 | 0 | 0 | 123 | 0 | 0 | 0 | 0 | 0 | 0 | 0 | 0 | 0 | 0 | 0 | 0 | 0 | 0 | 0 | 0 | 0 | 0 |  | 4186 | 123-431 | [40 empty] | 0 | 0 | 0 |  |  |  | 0 | 5000000
123-431F | 0 | 0 | 0 | 0 | 0% | 0% | 0% | 0 | 0 | 0 | 0 | 0 | 0 | 0 | 0 | 123 | 0 | 0 | 0 | 0 | 0 | 0 | 0 | 0 | 0 | 0 | 0 | 0 | 0 | 0 | 0 | 0 | 0 | 0 |  | 4187 | 123-431F | [40 empty] | 0 | 0 | 0 |  |  |  | 0 | 5000000
123-445 | 0 | 0 | 0 | 0 | 0% | 0% | 0% | 0 | 0 | 0 | 0 | 0 | 0 | 0 | 0 | 123 | 0 | 0 | 0 | 0 | 0 | 0 | 0 | 0 | 0 | 0 | 0 | 0 | 0 | 0 | 0 | 0 | 0 | 0 |  | 4188 | 123-445 | [40 empty] | 0 | 0 | 0 |  |  |  | 0 | 5000000
123-446F | 0 | 0 | 0 | 0 | 0% | 0% | 0% | 0 | 0 | 0 | 0 | 0 | 0 | 0 | 0 | 123 | 0 | 0 | 0 | 0 | 0 | 0 | 0 | 0 | 0 | 0 | 0 | 0 | 0 | 0 | 0 | 0 | 0 | 0 |  | 4189 | 123-446F | [40 empty] | 0 | 0 | 0 |  |  |  | 0 | 5000000
123-447 | 0 | 0 | 0 | 0 | 0% | 0% | 0% | 0 | 0 | 0 | 0 | 0 | 0 | 0 | 0 | 123 | 0 | 0 | 0 | 0 | 0 | 0 | 0 | 0 | 0 | 0 | 0 | 0 | 0 | 0 | 0 | 0 | 0 | 0 |  | 4190 | 123-447 | [40 empty] | 0 | 0 | 0 |  |  |  | 0 | 5000000
1224-788 | 0 | 0 | 0 | 0 | 0% | 0% | 0% | 0 | 0 | 0 | 0 | 0 | 0 | 0 | 0 | 1224 | 0 | 0 | 0 | 0 | 0 | 0 | 0 | 0 | 0 | 0 | 0 | 0 | 0 | 0 | 0 | 0 | 0 | 0 |  | 4191 | 1224-788 | [40 empty] | 0 | 0 | 0 |  |  |  | 0 | 5000000
1223-4 | 0 | 0 | 0 | 0 | 0% | 0% | 0% | 0 | 0 | 0 | 0 | 0 | 0 | 0 | 0 | 1223 | 0 | 0 | 0 | 0 | 0 | 0 | 0 | 0 | 0 | 0 | 0 | 0 | 0 | 0 | 0 | 0 | 0 | 0 |  | 4192 | 1223-4 | [40 empty] | 0 | 0 | 0 |  |  |  | 0 | 5000000
121-172 | 0 | 0 | 0 | 0 | 0% | 0% | 0% | 0 | 0 | 0 | 0 | 0 | 0 | 0 | 0 | 121 | 0 | 0 | 0 | 0 | 0 | 0 | 0 | 0 | 0 | 0 | 0 | 0 | 0 | 0 | 0 | 0 | 0 | 0 |  | 4193 | 121-172 | [40 empty] | 0 | 0 | 0 |  |  |  | 0 | 5000000
1223-3 | 0 | 0 | 0 | 0 | 0% | 0% | 0% | 0 | 0 | 0 | 0 | 0 | 0 | 0 | 0 | 1223 | 0 | 0 | 0 | 0 | 0 | 0 | 0 | 0 | 0 | 0 | 0 | 0 | 0 | 0 | 0 | 0 | 0 | 0 |  | 4194 | 1223-3 | [40 empty] | 0 | 0 | 0 |  |  |  | 0 | 5000000
121-173 | 0 | 0 | 0 | 0 | 0% | 0% | 0% | 0 | 0 | 0 | 0 | 0 | 0 | 0 | 0 | 121 | 0 | 0 | 0 | 0 | 0 | 0 | 0 | 0 | 0 | 0 | 0 | 0 | 0 | 0 | 0 | 0 | 0 | 0 |  | 4195 | 121-173 | [40 empty] | 0 | 0 | 0 |  |  |  | 0 | 5000000
121-174F | 0 | 0 | 0 | 0 | 0% | 0% | 0% | 0 | 0 | 0 | 0 | 0 | 0 | 0 | 0 | 121 | 0 | 0 | 0 | 0 | 0 | 0 | 0 | 0 | 0 | 0 | 0 | 0 | 0 | 0 | 0 | 0 | 0 | 0 |  | 4196 | 121-174F | [40 empty] | 0 | 0 | 0 |  |  |  | 0 | 5000000
121-187F | 0 | 0 | 0 | 0 | 0% | 0% | 0% | 0 | 0 | 0 | 0 | 0 | 0 | 0 | 0 | 121 | 0 | 0 | 0 | 0 | 0 | 0 | 0 | 0 | 0 | 0 | 0 | 0 | 0 | 0 | 0 | 0 | 0 | 0 |  | 4197 | 121-187F | [40 empty] | 0 | 0 | 0 |  |  |  | 0 | 5000000
121-188F | 0 | 0 | 0 | 0 | 0% | 0% | 0% | 0 | 0 | 0 | 0 | 0 | 0 | 0 | 0 | 121 | 0 | 0 | 0 | 0 | 0 | 0 | 0 | 0 | 0 | 0 | 0 | 0 | 0 | 0 | 0 | 0 | 0 | 0 |  | 4198 | 121-188F | [40 empty] | 0 | 0 | 0 |  |  |  | 0 | 5000000
121-189 | 0 | 0 | 0 | 0 | 0% | 0% | 0% | 0 | 0 | 0 | 0 | 0 | 0 | 0 | 0 | 121 | 0 | 0 | 0 | 0 | 0 | 0 | 0 | 0 | 0 | 0 | 0 | 0 | 0 | 0 | 0 | 0 | 0 | 0 |  | 4199 | 121-189 | [40 empty] | 0 | 0 | 0 |  |  |  | 0 | 5000000
121-194 | 0 | 0 | 0 | 0 | 0% | 0% | 0% | 0 | 0 | 0 | 0 | 0 | 0 | 0 | 0 | 121 | 0 | 0 | 0 | 0 | 0 | 0 | 0 | 0 | 0 | 0 | 0 | 0 | 0 | 0 | 0 | 0 | 0 | 0 |  | 4200 | 121-194 | [40 empty] | 0 | 0 | 0 |  |  |  | 0 | 5000000
121-195F | 0 | 0 | 0 | 0 | 0% | 0% | 0% | 0 | 0 | 0 | 0 | 0 | 0 | 0 | 0 | 121 | 0 | 0 | 0 | 0 | 0 | 0 | 0 | 0 | 0 | 0 | 0 | 0 | 0 | 0 | 0 | 0 | 0 | 0 |  | 4201 | 121-195F | [40 empty] | 0 | 0 | 0 |  |  |  | 0 | 5000000
121-196F | 0 | 0 | 0 | 0 | 0% | 0% | 0% | 0 | 0 | 0 | 0 | 0 | 0 | 0 | 0 | 121 | 0 | 0 | 0 | 0 | 0 | 0 | 0 | 0 | 0 | 0 | 0 | 0 | 0 | 0 | 0 | 0 | 0 | 0 |  | 4202 | 121-196F | [40 empty] | 0 | 0 | 0 |  |  |  | 0 | 5000000
1215-4 | 0 | 0 | 0 | 0 | 0% | 0% | 0% | 0 | 0 | 0 | 0 | 0 | 0 | 0 | 0 | 1215 | 0 | 0 | 0 | 0 | 0 | 0 | 0 | 0 | 0 | 0 | 0 | 0 | 0 | 0 | 0 | 0 | 0 | 0 |  | 4203 | 1215-4 | [40 empty] | 0 | 0 | 0 |  |  |  | 0 | 5000000
1219-1 | 0 | 0 | 0 | 0 | 0% | 0% | 0% | 0 | 0 | 0 | 0 | 0 | 0 | 0 | 0 | 1219 | 0 | 0 | 0 | 0 | 0 | 0 | 0 | 0 | 0 | 0 | 0 | 0 | 0 | 0 | 0 | 0 | 0 | 0 |  | 4204 | 1219-1 | [40 empty] | 0 | 0 | 0 |  |  |  | 0 | 5000000
1219-2F | 0 | 0 | 0 | 0 | 0% | 0% | 0% | 0 | 0 | 0 | 0 | 0 | 0 | 0 | 0 | 1219 | 0 | 0 | 0 | 0 | 0 | 0 | 0 | 0 | 0 | 0 | 0 | 0 | 0 | 0 | 0 | 0 | 0 | 0 |  | 4205 | 1219-2F | [40 empty] | 0 | 0 | 0 |  |  |  | 0 | 5000000
1219-4F | 0 | 0 | 0 | 0 | 0% | 0% | 0% | 0 | 0 | 0 | 0 | 0 | 0 | 0 | 0 | 1219 | 0 | 0 | 0 | 0 | 0 | 0 | 0 | 0 | 0 | 0 | 0 | 0 | 0 | 0 | 0 | 0 | 0 | 0 |  | 4206 | 1219-4F | [40 empty] | 0 | 0 | 0 |  |  |  | 0 | 5000000
1219-5 | 0 | 0 | 0 | 0 | 0% | 0% | 0% | 0 | 0 | 0 | 0 | 0 | 0 | 0 | 0 | 1219 | 0 | 0 | 0 | 0 | 0 | 0 | 0 | 0 | 0 | 0 | 0 | 0 | 0 | 0 | 0 | 0 | 0 | 0 |  | 4207 | 1219-5 | [40 empty] | 0 | 0 | 0 |  |  |  | 0 | 5000000
122-203 | 0 | 0 | 0 | 0 | 0% | 0% | 0% | 0 | 0 | 0 | 0 | 0 | 0 | 0 | 0 | 122 | 0 | 0 | 0 | 0 | 0 | 0 | 0 | 0 | 0 | 0 | 0 | 0 | 0 | 0 | 0 | 0 | 0 | 0 |  | 4208 | 122-203 | [40 empty] | 0 | 0 | 0 |  |  |  | 0 | 5000000
122-204 | 0 | 0 | 0 | 0 | 0% | 0% | 0% | 0 | 0 | 0 | 0 | 0 | 0 | 0 | 0 | 122 | 0 | 0 | 0 | 0 | 0 | 0 | 0 | 0 | 0 | 0 | 0 | 0 | 0 | 0 | 0 | 0 | 0 | 0 |  | 4209 | 122-204 | [40 empty] | 0 | 0 | 0 |  |  |  | 0 | 5000000
1221-1192 | 0 | 0 | 0 | 0 | 0% | 0% | 0% | 0 | 0 | 0 | 0 | 0 | 0 | 0 | 0 | 1221 | 0 | 0 | 0 | 0 | 0 | 0 | 0 | 0 | 0 | 0 | 0 | 0 | 0 | 0 | 0 | 0 | 0 | 0 |  | 4210 | 1221-1192 | [40 empty] | 0 | 0 | 0 |  |  |  | 0 | 5000000
1221-1193 | 0 | 0 | 0 | 0 | 0% | 0% | 0% | 0 | 0 | 0 | 0 | 0 | 0 | 0 | 0 | 1221 | 0 | 0 | 0 | 0 | 0 | 0 | 0 | 0 | 0 | 0 | 0 | 0 | 0 | 0 | 0 | 0 | 0 | 0 |  | 4211 | 1221-1193 | [40 empty] | 0 | 0 | 0 |  |  |  | 0 | 5000000
1221-1197 | 0 | 0 | 0 | 0 | 0% | 0% | 0% | 0 | 0 | 0 | 0 | 0 | 0 | 0 | 0 | 1221 | 0 | 0 | 0 | 0 | 0 | 0 | 0 | 0 | 0 | 0 | 0 | 0 | 0 | 0 | 0 | 0 | 0 | 0 |  | 4212 | 1221-1197 | [40 empty] | 0 | 0 | 0 |  |  |  | 0 | 5000000
1221-2094F | 0 | 0 | 0 | 0 | 0% | 0% | 0% | 0 | 0 | 0 | 0 | 0 | 0 | 0 | 0 | 1221 | 0 | 0 | 0 | 0 | 0 | 0 | 0 | 0 | 0 | 0 | 0 | 0 | 0 | 0 | 0 | 0 | 0 | 0 |  | 4213 | 1221-2094F | [40 empty] | 0 | 0 | 0 |  |  |  | 0 | 5000000
1221-2096F | 0 | 0 | 0 | 0 | 0% | 0% | 0% | 0 | 0 | 0 | 0 | 0 | 0 | 0 | 0 | 1221 | 0 | 0 | 0 | 0 | 0 | 0 | 0 | 0 | 0 | 0 | 0 | 0 | 0 | 0 | 0 | 0 | 0 | 0 |  | 4214 | 1221-2096F | [40 empty] | 0 | 0 | 0 |  |  |  | 0 | 5000000
1221-2097 | 0 | 0 | 0 | 0 | 0% | 0% | 0% | 0 | 0 | 0 | 0 | 0 | 0 | 0 | 0 | 1221 | 0 | 0 | 0 | 0 | 0 | 0 | 0 | 0 | 0 | 0 | 0 | 0 | 0 | 0 | 0 | 0 | 0 | 0 |  | 4215 | 1221-2097 | [40 empty] | 0 | 0 | 0 |  |  |  | 0 | 5000000
1221-5F | 0 | 0 | 0 | 0 | 0% | 0% | 0% | 0 | 0 | 0 | 0 | 0 | 0 | 0 | 0 | 1221 | 0 | 0 | 0 | 0 | 0 | 0 | 0 | 0 | 0 | 0 | 0 | 0 | 0 | 0 | 0 | 0 | 0 | 0 |  | 4216 | 1221-5F | [40 empty] | 0 | 0 | 0 |  |  |  | 0 | 5000000
1221-6F | 0 | 0 | 0 | 0 | 0% | 0% | 0% | 0 | 0 | 0 | 0 | 0 | 0 | 0 | 0 | 1221 | 0 | 0 | 0 | 0 | 0 | 0 | 0 | 0 | 0 | 0 | 0 | 0 | 0 | 0 | 0 | 0 | 0 | 0 |  | 4217 | 1221-6F | [40 empty] | 0 | 0 | 0 |  |  |  | 0 | 5000000
1221-7 | 0 | 0 | 0 | 0 | 0% | 0% | 0% | 0 | 0 | 0 | 0 | 0 | 0 | 0 | 0 | 1221 | 0 | 0 | 0 | 0 | 0 | 0 | 0 | 0 | 0 | 0 | 0 | 0 | 0 | 0 | 0 | 0 | 0 | 0 |  | 4218 | 1221-7 | [40 empty] | 0 | 0 | 0 |  |  |  | 0 | 5000000
1222-16AE | 0 | 0 | 0 | 0 | 0% | 0% | 0% | 0 | 0 | 0 | 0 | 0 | 0 | 0 | 0 | 1222 | 0 | 0 | 0 | 0 | 0 | 0 | 0 | 0 | 0 | 0 | 0 | 0 | 0 | 0 | 0 | 0 | 0 | 0 |  | 4219 | 1222-16AE | [40 empty] | 0 | 0 | 0 |  |  |  | 0 | 5000000
1222-17AE | 0 | 0 | 0 | 0 | 0% | 0% | 0% | 0 | 0 | 0 | 0 | 0 | 0 | 0 | 0 | 1222 | 0 | 0 | 0 | 0 | 0 | 0 | 0 | 0 | 0 | 0 | 0 | 0 | 0 | 0 | 0 | 0 | 0 | 0 |  | 4220 | 1222-17AE | [40 empty] | 0 | 0 | 0 |  |  |  | 0 | 5000000
1222-18 | 0 | 0 | 0 | 0 | 0% | 0% | 0% | 0 | 0 | 0 | 0 | 0 | 0 | 0 | 0 | 1222 | 0 | 0 | 0 | 0 | 0 | 0 | 0 | 0 | 0 | 0 | 0 | 0 | 0 | 0 | 0 | 0 | 0 | 0 |  | 4221 | 1222-18 | [40 empty] | 0 | 0 | 0 |  |  |  | 0 | 5000000
1223-2 | 0 | 0 | 0 | 0 | 0% | 0% | 0% | 0 | 0 | 0 | 0 | 0 | 0 | 0 | 0 | 1223 | 0 | 0 | 0 | 0 | 0 | 0 | 0 | 0 | 0 | 0 | 0 | 0 | 0 | 0 | 0 | 0 | 0 | 0 |  | 4222 | 1223-2 | [40 empty] | 0 | 0 | 0 |  |  |  | 0 | 5000000
292-316F | 0 | 0 | 0 | 0 | 0% | 0% | 0% | 0 | 0 | 0 | 0 | 0 | 0 | 0 | 0 | 292 | 0 | 0 | 0 | 0 | 0 | 0 | 0 | 0 | 0 | 0 | 0 | 0 | 0 | 0 | 0 | 0 | 0 | 0 |  | 4223 | 292-316F | [40 empty] | 0 | 0 | 0 |  |  |  | 0 | 5000000
293-14 | 0 | 0 | 0 | 0 | 0% | 0% | 0% | 0 | 0 | 0 | 0 | 0 | 0 | 0 | 0 | 293 | 0 | 0 | 0 | 0 | 0 | 0 | 0 | 0 | 0 | 0 | 0 | 0 | 0 | 0 | 0 | 0 | 0 | 0 |  | 4224 | 293-14 | [40 empty] | 0 | 0 | 0 |  |  |  | 0 | 5000000
542-42 | 0 | 0 | 0 | 0 | 0% | 0% | 0% | 0 | 0 | 0 | 0 | 0 | 0 | 0 | 0 | 542 | 0 | 0 | 0 | 0 | 0 | 0 | 0 | 0 | 0 | 0 | 0 | 0 | 0 | 0 | 0 | 0 | 0 | 0 |  | 4225 | 542-42 | [40 empty] | 0 | 0 | 0 |  |  |  | 0 | 5000000
537-24 | 0 | 0 | 0 | 0 | 0% | 0% | 0% | 0 | 0 | 0 | 0 | 0 | 0 | 0 | 0 | 537 | 0 | 0 | 0 | 0 | 0 | 0 | 0 | 0 | 0 | 0 | 0 | 0 | 0 | 0 | 0 | 0 | 0 | 0 |  | 4226 | 537-24 | [40 empty] | 0 | 0 | 0 |  |  |  | 0 | 5000000
537-29 | 0 | 0 | 0 | 0 | 0% | 0% | 0% | 0 | 0 | 0 | 0 | 0 | 0 | 0 | 0 | 537 | 0 | 0 | 0 | 0 | 0 | 0 | 0 | 0 | 0 | 0 | 0 | 0 | 0 | 0 | 0 | 0 | 0 | 0 |  | 4227 | 537-29 | [40 empty] | 0 | 0 | 0 |  |  |  | 0 | 5000000
539-29 | 0 | 0 | 0 | 0 | 0% | 0% | 0% | 0 | 0 | 0 | 0 | 0 | 0 | 0 | 0 | 539 | 0 | 0 | 0 | 0 | 0 | 0 | 0 | 0 | 0 | 0 | 0 | 0 | 0 | 0 | 0 | 0 | 0 | 0 |  | 4228 | 539-29 | [40 empty] | 0 | 0 | 0 |  |  |  | 0 | 5000000
539-30F | 0 | 0 | 0 | 0 | 0% | 0% | 0% | 0 | 0 | 0 | 0 | 0 | 0 | 0 | 0 | 539 | 0 | 0 | 0 | 0 | 0 | 0 | 0 | 0 | 0 | 0 | 0 | 0 | 0 | 0 | 0 | 0 | 0 | 0 |  | 4229 | 539-30F | [40 empty] | 0 | 0 | 0 |  |  |  | 0 | 5000000
539-45F | 0 | 0 | 0 | 0 | 0% | 0% | 0% | 0 | 0 | 0 | 0 | 0 | 0 | 0 | 0 | 539 | 0 | 0 | 0 | 0 | 0 | 0 | 0 | 0 | 0 | 0 | 0 | 0 | 0 | 0 | 0 | 0 | 0 | 0 |  | 4230 | 539-45F | [40 empty] | 0 | 0 | 0 |  |  |  | 0 | 5000000
54-279R | 0 | 0 | 0 | 0 | 0% | 0% | 0% | 0 | 0 | 0 | 0 | 0 | 0 | 0 | 0 | 54 | 0 | 0 | 0 | 0 | 0 | 0 | 0 | 0 | 0 | 0 | 0 | 0 | 0 | 0 | 0 | 0 | 0 | 0 |  | 4231 | 54-279R | [40 empty] | 0 | 0 | 0 |  |  |  | 0 | 5000000
540-26 | 0 | 0 | 0 | 0 | 0% | 0% | 0% | 0 | 0 | 0 | 0 | 0 | 0 | 0 | 0 | 540 | 0 | 0 | 0 | 0 | 0 | 0 | 0 | 0 | 0 | 0 | 0 | 0 | 0 | 0 | 0 | 0 | 0 | 0 |  | 4232 | 540-26 | [40 empty] | 0 | 0 | 0 |  |  |  | 0 | 5000000
540-27AE | 749.6102 | 0 | 749.6102 | 0 | 0% | 100% | 0% | 71.8182 | 149.2081 | 0.048809 | 56.6422 | 15.1272 | 0.1014 | 117.6787 | 31.4279 | 540 | 0.043697 | 0.043697 | 0.043697 | 17154.7301 | 0.50945 | 591.2092 | 157.8916 | 11.6586 | 13529.7427 | 3613.3289 | 15511.1803 | 10.5416 | 12233.4934 | 3267.1453 | 13740.1231 | 9.338 | 10836.6805 | 2894.1046 |  | 4233 | 540-27AE | 749.6102 | 677.792 | 600.4022 | 0 | 0 | 0 | 749.6102 | 677.792 | 600.4022 | 0 | 0.50945 | 0.46064 | 0.40804 | 0 | 0 | 0 | 0.50945 | 0.46064 | 0.40804 | 0 | 157.8916 | 142.7644 | 126.4637 | 0 | 0 | 0 | 157.8916 | 142.7644 | 126.4637 | 0 | 591.2092 | 534.567 | 473.5304 | 0 | 0 | 0 | 591.2092 | 534.567 | 473.5304 | 0 | 0 | 0 | 0 | 0.043697 | 0.043697 | 0.043697 | 0 | 5000000
540-28AE | 749.1654 | 0 | 749.1654 | 0 | 0% | 100% | 0% | 71.7427 | 149.2836 | 0.048757 | 56.5826 | 15.1113 | 0.10146 | 117.7383 | 31.4438 | 540 | 0.043659 | 0.043659 | 0.043659 | 17159.6292 | 0.50914 | 590.8583 | 157.7979 | 11.6619 | 13533.6065 | 3614.3608 | 15516.3634 | 10.5451 | 12237.5813 | 3268.237 | 13740.2892 | 9.3381 | 10836.8115 | 2894.1396 |  | 4234 | 540-28AE | 749.1654 | 677.4227 | 599.8818 | 0 | 0 | 0 | 749.1654 | 677.4227 | 599.8818 | 0 | 0.50914 | 0.46039 | 0.40769 | 0 | 0 | 0 | 0.50914 | 0.46039 | 0.40769 | 0 | 157.7979 | 142.6867 | 126.3541 | 0 | 0 | 0 | 157.7979 | 142.6867 | 126.3541 | 0 | 590.8583 | 534.2757 | 473.12 | 0 | 0 | 0 | 590.8583 | 534.2757 | 473.12 | 0 | 0 | 0 | 0 | 0.043659 | 0.043659 | 0.043659 | 0 | 5000000
540-3 | 0 | 0 | 0 | 0 | 0% | 0% | 0% | 0 | 0 | 0 | 0 | 0 | 0 | 0 | 0 | 540 | 0 | 0 | 0 | 0 | 0 | 0 | 0 | 0 | 0 | 0 | 0 | 0 | 0 | 0 | 0 | 0 | 0 | 0 |  | 4235 | 540-3 | [40 empty] | 0 | 0 | 0 |  |  |  | 0 | 5000000
540-38 | 0 | 0 | 0 | 0 | 0% | 0% | 0% | 0 | 0 | 0 | 0 | 0 | 0 | 0 | 0 | 540 | 0 | 0 | 0 | 0 | 0 | 0 | 0 | 0 | 0 | 0 | 0 | 0 | 0 | 0 | 0 | 0 | 0 | 0 |  | 4236 | 540-38 | [40 empty] | 0 | 0 | 0 |  |  |  | 0 | 5000000
540-4 | 0 | 0 | 0 | 0 | 0% | 0% | 0% | 0 | 0 | 0 | 0 | 0 | 0 | 0 | 0 | 540 | 0 | 0 | 0 | 0 | 0 | 0 | 0 | 0 | 0 | 0 | 0 | 0 | 0 | 0 | 0 | 0 | 0 | 0 |  | 4237 | 540-4 | [40 empty] | 0 | 0 | 0 |  |  |  | 0 | 5000000
542-26F | 0 | 0 | 0 | 0 | 0% | 0% | 0% | 0 | 0 | 0 | 0 | 0 | 0 | 0 | 0 | 542 | 0 | 0 | 0 | 0 | 0 | 0 | 0 | 0 | 0 | 0 | 0 | 0 | 0 | 0 | 0 | 0 | 0 | 0 |  | 4238 | 542-26F | [40 empty] | 0 | 0 | 0 |  |  |  | 0 | 5000000
542-43F | 208773.0246 | 0 | 208773.0246 | 0 | 0% | 100% | 0% | 20153.9623 | 41935.5267 | 26.6536 | 18366.3395 | 1760.9693 | 55.4596 | 38215.9154 | 3664.1517 | 542 | 0.043234 | 0.043234 | 0.043234 | 4828930.7109 | 276.1018 | 190255.2052 | 18241.7176 | 6386.2478 | 4400612.6046 | 421931.8585 | 4362768.5337 | 5769.7496 | 3975798.2356 | 381200.5485 | 3858959.8385 | 5103.464 | 3516676.5321 | 337179.8425 |  | 4239 | 542-43F | 208773.0246 | 188619.0622 | 166837.4979 | 0 | 0 | 0 | 208773.0246 | 188619.0622 | 166837.4979 | 0 | 276.1018 | 249.4482 | 220.6421 | 0 | 0 | 0 | 276.1018 | 249.4482 | 220.6421 | 0 | 18241.7176 | 16480.7483 | 14577.5659 | 0 | 0 | 0 | 18241.7176 | 16480.7483 | 14577.5659 | 0 | 190255.2052 | 171888.8658 | 152039.2899 | 0 | 0 | 0 | 190255.2052 | 171888.8658 | 152039.2899 | 0 | 0 | 0 | 0 | 0.043234 | 0.043234 | 0.043234 | 0 | 5000000
565-248 | 0 | 0 | 0 | 0 | 0% | 0% | 0% | 0 | 0 | 0 | 0 | 0 | 0 | 0 | 0 | 565 | 0 | 0 | 0 | 0 | 0 | 0 | 0 | 0 | 0 | 0 | 0 | 0 | 0 | 0 | 0 | 0 | 0 | 0 |  | 4240 | 565-248 | [40 empty] | 0 | 0 | 0 |  |  |  | 0 | 5000000
542-44F | 139779.4516 | 0 | 139779.4516 | 0 | 0% | 100% | 0% | 13481.994 | 28061.216 | 19.4715 | 12320.2615 | 1142.261 | 40.5278 | 25643.2037 | 2377.4845 | 542 | 0.043413 | 0.043413 | 0.043413 | 3219775.0794 | 201.8783 | 127734.7695 | 11842.8038 | 4650.2022 | 2942329.6689 | 272795.2083 | 2909221.6493 | 4201.6813 | 2658536.3763 | 246483.5916 | 2573393.9203 | 3716.6577 | 2351646.6508 | 218030.6118 |  | 4241 | 542-44F | 139779.4516 | 126297.4576 | 111718.2356 | 0 | 0 | 0 | 139779.4516 | 126297.4576 | 111718.2356 | 0 | 201.8783 | 182.4068 | 161.3505 | 0 | 0 | 0 | 201.8783 | 182.4068 | 161.3505 | 0 | 11842.8038 | 10700.5429 | 9465.3193 | 0 | 0 | 0 | 11842.8038 | 10700.5429 | 9465.3193 | 0 | 127734.7695 | 115414.508 | 102091.5657 | 0 | 0 | 0 | 127734.7695 | 115414.508 | 102091.5657 | 0 | 0 | 0 | 0 | 0.043413 | 0.043413 | 0.043413 | 0 | 5000000
542-45F | 285421.2442 | 0 | 285421.2442 | 0 | 0% | 100% | 0% | 27683.0605 | 57557.2279 | 34.427 | 25253.969 | 2394.6645 | 71.5789 | 52506.7829 | 4978.866 | 542 | 0.043104 | 0.043104 | 0.043104 | 6621749.5567 | 354.9537 | 260376.5306 | 24689.76 | 8234.8957 | 6040714.246 | 572800.415 | 5979504.8132 | 7436.1917 | 5454824.2272 | 517244.3943 | 5286426.5704 | 6574.2703 | 4822561.1706 | 457291.1294 |  | 4242 | 542-45F | 285421.2442 | 257738.1837 | 227864.0163 | 0 | 0 | 0 | 285421.2442 | 257738.1837 | 227864.0163 | 0 | 354.9537 | 320.5266 | 283.3747 | 0 | 0 | 0 | 354.9537 | 320.5266 | 283.3747 | 0 | 24689.76 | 22295.0955 | 19710.8939 | 0 | 0 | 0 | 24689.76 | 22295.0955 | 19710.8939 | 0 | 260376.5306 | 235122.5616 | 207869.7477 | 0 | 0 | 0 | 260376.5306 | 235122.5616 | 207869.7477 | 0 | 0 | 0 | 0 | 0.043104 | 0.043104 | 0.043104 | 0 | 5000000
542-7 | 0 | 0 | 0 | 0 | 0% | 0% | 0% | 0 | 0 | 0 | 0 | 0 | 0 | 0 | 0 | 542 | 0 | 0 | 0 | 0 | 0 | 0 | 0 | 0 | 0 | 0 | 0 | 0 | 0 | 0 | 0 | 0 | 0 | 0 |  | 4243 | 542-7 | [40 empty] | 0 | 0 | 0 |  |  |  | 0 | 5000000
543-353 | 0 | 0 | 0 | 0 | 0% | 0% | 0% | 0 | 0 | 0 | 0 | 0 | 0 | 0 | 0 | 543 | 0 | 0 | 0 | 0 | 0 | 0 | 0 | 0 | 0 | 0 | 0 | 0 | 0 | 0 | 0 | 0 | 0 | 0 |  | 4244 | 543-353 | [40 empty] | 0 | 0 | 0 |  |  |  | 0 | 5000000
543-354F | 0 | 0 | 0 | 0 | 0% | 0% | 0% | 0 | 0 | 0 | 0 | 0 | 0 | 0 | 0 | 543 | 0 | 0 | 0 | 0 | 0 | 0 | 0 | 0 | 0 | 0 | 0 | 0 | 0 | 0 | 0 | 0 | 0 | 0 |  | 4245 | 543-354F | [40 empty] | 0 | 0 | 0 |  |  |  | 0 | 5000000
543-356F | 0 | 0 | 0 | 0 | 0% | 0% | 0% | 0 | 0 | 0 | 0 | 0 | 0 | 0 | 0 | 543 | 0 | 0 | 0 | 0 | 0 | 0 | 0 | 0 | 0 | 0 | 0 | 0 | 0 | 0 | 0 | 0 | 0 | 0 |  | 4246 | 543-356F | [40 empty] | 0 | 0 | 0 |  |  |  | 0 | 5000000
543-358F | 0 | 0 | 0 | 0 | 0% | 0% | 0% | 0 | 0 | 0 | 0 | 0 | 0 | 0 | 0 | 543 | 0 | 0 | 0 | 0 | 0 | 0 | 0 | 0 | 0 | 0 | 0 | 0 | 0 | 0 | 0 | 0 | 0 | 0 |  | 4247 | 543-358F | [40 empty] | 0 | 0 | 0 |  |  |  | 0 | 5000000
543-359 | 0 | 0 | 0 | 0 | 0% | 0% | 0% | 0 | 0 | 0 | 0 | 0 | 0 | 0 | 0 | 543 | 0 | 0 | 0 | 0 | 0 | 0 | 0 | 0 | 0 | 0 | 0 | 0 | 0 | 0 | 0 | 0 | 0 | 0 |  | 4248 | 543-359 | [40 empty] | 0 | 0 | 0 |  |  |  | 0 | 5000000
543-396 | 0 | 0 | 0 | 0 | 0% | 0% | 0% | 0 | 0 | 0 | 0 | 0 | 0 | 0 | 0 | 543 | 0 | 0 | 0 | 0 | 0 | 0 | 0 | 0 | 0 | 0 | 0 | 0 | 0 | 0 | 0 | 0 | 0 | 0 |  | 4249 | 543-396 | [40 empty] | 0 | 0 | 0 |  |  |  | 0 | 5000000
543-398 | 0 | 0 | 0 | 0 | 0% | 0% | 0% | 0 | 0 | 0 | 0 | 0 | 0 | 0 | 0 | 543 | 0 | 0 | 0 | 0 | 0 | 0 | 0 | 0 | 0 | 0 | 0 | 0 | 0 | 0 | 0 | 0 | 0 | 0 |  | 4250 | 543-398 | [40 empty] | 0 | 0 | 0 |  |  |  | 0 | 5000000
543-399 | 0 | 0 | 0 | 0 | 0% | 0% | 0% | 0 | 0 | 0 | 0 | 0 | 0 | 0 | 0 | 543 | 0 | 0 | 0 | 0 | 0 | 0 | 0 | 0 | 0 | 0 | 0 | 0 | 0 | 0 | 0 | 0 | 0 | 0 |  | 4251 | 543-399 | [40 empty] | 0 | 0 | 0 |  |  |  | 0 | 5000000
543-400 | 0 | 0 | 0 | 0 | 0% | 0% | 0% | 0 | 0 | 0 | 0 | 0 | 0 | 0 | 0 | 543 | 0 | 0 | 0 | 0 | 0 | 0 | 0 | 0 | 0 | 0 | 0 | 0 | 0 | 0 | 0 | 0 | 0 | 0 |  | 4252 | 543-400 | [40 empty] | 0 | 0 | 0 |  |  |  | 0 | 5000000
545-37 | 0 | 0 | 0 | 0 | 0% | 0% | 0% | 0 | 0 | 0 | 0 | 0 | 0 | 0 | 0 | 545 | 0 | 0 | 0 | 0 | 0 | 0 | 0 | 0 | 0 | 0 | 0 | 0 | 0 | 0 | 0 | 0 | 0 | 0 |  | 4253 | 545-37 | [40 empty] | 0 | 0 | 0 |  |  |  | 0 | 5000000
545-43AE | 122345.7794 | 0 | 122345.7794 | 0 | 0% | 100% | 0% | 19307.3221 | 40461.8474 | 23.0434 | 17579.3662 | 1704.9125 | 48.2916 | 36840.6155 | 3572.9403 | 545 | 0.010575 | 0.010575 | 0.010575 | 11569122.0432 | 146.0207 | 111396.145 | 10803.6137 | 13807.8432 | 10533715.2 | 1021599 | 9743405.0695 | 11628.8348 | 8871395.2275 | 860381.0072 | 7743014.9782 | 9241.3527 | 7050034.9348 | 683738.6907 |  | 4254 | 545-43AE | 122345.7794 | 103038.4573 | 81883.932 | 0 | 0 | 0 | 122345.7794 | 103038.4573 | 81883.932 | 0 | 146.0207 | 122.9773 | 97.7292 | 0 | 0 | 0 | 146.0207 | 122.9773 | 97.7292 | 0 | 10803.6137 | 9098.7012 | 7230.6734 | 0 | 0 | 0 | 10803.6137 | 9098.7012 | 7230.6734 | 0 | 111396.145 | 93816.7788 | 74555.5294 | 0 | 0 | 0 | 111396.145 | 93816.7788 | 74555.5294 | 0 | 0 | 0 | 0 | 0.010575 | 0.010575 | 0.010575 | 0 | 5000000
537-11F | 0 | 0 | 0 | 0 | 0% | 0% | 0% | 0 | 0 | 0 | 0 | 0 | 0 | 0 | 0 | 537 | 0 | 0 | 0 | 0 | 0 | 0 | 0 | 0 | 0 | 0 | 0 | 0 | 0 | 0 | 0 | 0 | 0 | 0 |  | 4255 | 537-11F | [40 empty] | 0 | 0 | 0 |  |  |  | 0 | 5000000
537-10 | 0 | 0 | 0 | 0 | 0% | 0% | 0% | 0 | 0 | 0 | 0 | 0 | 0 | 0 | 0 | 537 | 0 | 0 | 0 | 0 | 0 | 0 | 0 | 0 | 0 | 0 | 0 | 0 | 0 | 0 | 0 | 0 | 0 | 0 |  | 4256 | 537-10 | [40 empty] | 0 | 0 | 0 |  |  |  | 0 | 5000000
525-40 | 0 | 0 | 0 | 0 | 0% | 0% | 0% | 0 | 0 | 0 | 0 | 0 | 0 | 0 | 0 | 525 | 0 | 0 | 0 | 0 | 0 | 0 | 0 | 0 | 0 | 0 | 0 | 0 | 0 | 0 | 0 | 0 | 0 | 0 |  | 4257 | 525-40 | [40 empty] | 0 | 0 | 0 |  |  |  | 0 | 5000000
528-210 | 0 | 0 | 0 | 0 | 0% | 0% | 0% | 0 | 0 | 0 | 0 | 0 | 0 | 0 | 0 | 528 | 0 | 0 | 0 | 0 | 0 | 0 | 0 | 0 | 0 | 0 | 0 | 0 | 0 | 0 | 0 | 0 | 0 | 0 |  | 4258 | 528-210 | [40 empty] | 0 | 0 | 0 |  |  |  | 0 | 5000000
528-211F | 0 | 0 | 0 | 0 | 0% | 0% | 0% | 0 | 0 | 0 | 0 | 0 | 0 | 0 | 0 | 528 | 0 | 0 | 0 | 0 | 0 | 0 | 0 | 0 | 0 | 0 | 0 | 0 | 0 | 0 | 0 | 0 | 0 | 0 |  | 4259 | 528-211F | [40 empty] | 0 | 0 | 0 |  |  |  | 0 | 5000000
528-212F | 0 | 0 | 0 | 0 | 0% | 0% | 0% | 0 | 0 | 0 | 0 | 0 | 0 | 0 | 0 | 528 | 0 | 0 | 0 | 0 | 0 | 0 | 0 | 0 | 0 | 0 | 0 | 0 | 0 | 0 | 0 | 0 | 0 | 0 |  | 4260 | 528-212F | [40 empty] | 0 | 0 | 0 |  |  |  | 0 | 5000000
53-50 | 0 | 0 | 0 | 0 | 0% | 0% | 0% | 0 | 0 | 0 | 0 | 0 | 0 | 0 | 0 | 53 | 0 | 0 | 0 | 0 | 0 | 0 | 0 | 0 | 0 | 0 | 0 | 0 | 0 | 0 | 0 | 0 | 0 | 0 |  | 4261 | 53-50 | [40 empty] | 0 | 0 | 0 |  |  |  | 0 | 5000000
532-1294F | 0 | 0 | 0 | 0 | 0% | 0% | 0% | 0 | 0 | 0 | 0 | 0 | 0 | 0 | 0 | 532 | 0 | 0 | 0 | 0 | 0 | 0 | 0 | 0 | 0 | 0 | 0 | 0 | 0 | 0 | 0 | 0 | 0 | 0 |  | 4262 | 532-1294F | [40 empty] | 0 | 0 | 0 |  |  |  | 0 | 5000000
532-1296 | 0 | 0 | 0 | 0 | 0% | 0% | 0% | 0 | 0 | 0 | 0 | 0 | 0 | 0 | 0 | 532 | 0 | 0 | 0 | 0 | 0 | 0 | 0 | 0 | 0 | 0 | 0 | 0 | 0 | 0 | 0 | 0 | 0 | 0 |  | 4263 | 532-1296 | [40 empty] | 0 | 0 | 0 |  |  |  | 0 | 5000000
532-1302R | 0 | 0 | 0 | 0 | 0% | 0% | 0% | 0 | 0 | 0 | 0 | 0 | 0 | 0 | 0 | 532 | 0 | 0 | 0 | 0 | 0 | 0 | 0 | 0 | 0 | 0 | 0 | 0 | 0 | 0 | 0 | 0 | 0 | 0 |  | 4264 | 532-1302R | [40 empty] | 0 | 0 | 0 |  |  |  | 0 | 5000000
532-764 | 0 | 0 | 0 | 0 | 0% | 0% | 0% | 0 | 0 | 0 | 0 | 0 | 0 | 0 | 0 | 532 | 0 | 0 | 0 | 0 | 0 | 0 | 0 | 0 | 0 | 0 | 0 | 0 | 0 | 0 | 0 | 0 | 0 | 0 |  | 4265 | 532-764 | [40 empty] | 0 | 0 | 0 |  |  |  | 0 | 5000000
533-8 | 0 | 0 | 0 | 0 | 0% | 0% | 0% | 0 | 0 | 0 | 0 | 0 | 0 | 0 | 0 | 533 | 0 | 0 | 0 | 0 | 0 | 0 | 0 | 0 | 0 | 0 | 0 | 0 | 0 | 0 | 0 | 0 | 0 | 0 |  | 4266 | 533-8 | [40 empty] | 0 | 0 | 0 |  |  |  | 0 | 5000000
534-1078 | 0 | 0 | 0 | 0 | 0% | 0% | 0% | 0 | 0 | 0 | 0 | 0 | 0 | 0 | 0 | 534 | 0 | 0 | 0 | 0 | 0 | 0 | 0 | 0 | 0 | 0 | 0 | 0 | 0 | 0 | 0 | 0 | 0 | 0 |  | 4267 | 534-1078 | [40 empty] | 0 | 0 | 0 |  |  |  | 0 | 5000000
534-347 | 0 | 0 | 0 | 0 | 0% | 0% | 0% | 0 | 0 | 0 | 0 | 0 | 0 | 0 | 0 | 534 | 0 | 0 | 0 | 0 | 0 | 0 | 0 | 0 | 0 | 0 | 0 | 0 | 0 | 0 | 0 | 0 | 0 | 0 |  | 4268 | 534-347 | [40 empty] | 0 | 0 | 0 |  |  |  | 0 | 5000000
534-349AE | 0 | 0 | 0 | 0 | 0% | 0% | 0% | 0 | 0 | 0 | 0 | 0 | 0 | 0 | 0 | 534 | 0 | 0 | 0 | 0 | 0 | 0 | 0 | 0 | 0 | 0 | 0 | 0 | 0 | 0 | 0 | 0 | 0 | 0 |  | 4269 | 534-349AE | [40 empty] | 0 | 0 | 0 |  |  |  | 0 | 5000000
100-517 | 0 | 0 | 0 | 0 | 0% | 0% | 0% | 0 | 0 | 0 | 0 | 0 | 0 | 0 | 0 | 100 | 0 | 0 | 0 | 0 | 0 | 0 | 0 | 0 | 0 | 0 | 0 | 0 | 0 | 0 | 0 | 0 | 0 | 0 |  | 4270 | 100-517 | [40 empty] | 0 | 0 | 0 |  |  |  | 0 | 5000000
535-11F | 75121.7913 | 0 | 75121.7913 | 0 | 0% | 100% | 0% | 6103.3533 | 12718.763 | 9.4384 | 4809.4707 | 1284.4442 | 19.6686 | 10022.4442 | 2676.6501 | 535 | 0.058581 | 0.058581 | 0.058581 | 1282366.3684 | 116.1702 | 59196.3201 | 15809.3009 | 1983.0838 | 1010510.6489 | 269872.6356 | 1178179.0892 | 1821.966 | 928410.5894 | 247946.5338 | 1065250.7539 | 1647.3307 | 839422.5372 | 224180.8859 |  | 4271 | 535-11F | 75121.7913 | 69018.4379 | 62403.0283 | 0 | 0 | 0 | 75121.7913 | 69018.4379 | 62403.0283 | 0 | 116.1702 | 106.7319 | 96.5016 | 0 | 0 | 0 | 116.1702 | 106.7319 | 96.5016 | 0 | 15809.3009 | 14524.8567 | 13132.6508 | 0 | 0 | 0 | 15809.3009 | 14524.8567 | 13132.6508 | 0 | 59196.3201 | 54386.8494 | 49173.8759 | 0 | 0 | 0 | 59196.3201 | 54386.8494 | 49173.8759 | 0 | 0 | 0 | 0 | 0.058581 | 0.058581 | 0.058581 | 0 | 5000000
535-263 | 0 | 0 | 0 | 0 | 0% | 0% | 0% | 0 | 0 | 0 | 0 | 0 | 0 | 0 | 0 | 535 | 0 | 0 | 0 | 0 | 0 | 0 | 0 | 0 | 0 | 0 | 0 | 0 | 0 | 0 | 0 | 0 | 0 | 0 |  | 4272 | 535-263 | [40 empty] | 0 | 0 | 0 |  |  |  | 0 | 5000000
535-8F | 37346.2787 | 0 | 37346.2787 | 0 | 0% | 100% | 0% | 3031.1261 | 6318.9587 | 4.0905 | 2389.0125 | 638.0231 | 8.5274 | 4980.3508 | 1330.0804 | 535 | 0.058644 | 0.058644 | 0.058644 | 636830.3435 | 50.3987 | 29434.8452 | 7861.0347 | 859.4014 | 501924.2419 | 134046.7002 | 585143.4521 | 789.65 | 461186.6985 | 123167.1037 | 529079.1899 | 713.9914 | 416999.0862 | 111366.1123 |  | 4273 | 535-8F | 37346.2787 | 34315.1526 | 31027.32 | 0 | 0 | 0 | 37346.2787 | 34315.1526 | 31027.32 | 0 | 50.3987 | 46.3082 | 41.8713 | 0 | 0 | 0 | 50.3987 | 46.3082 | 41.8713 | 0 | 7861.0347 | 7223.0116 | 6530.9543 | 0 | 0 | 0 | 7861.0347 | 7223.0116 | 6530.9543 | 0 | 29434.8452 | 27045.8327 | 24454.4944 | 0 | 0 | 0 | 29434.8452 | 27045.8327 | 24454.4944 | 0 | 0 | 0 | 0 | 0.058644 | 0.058644 | 0.058644 | 0 | 5000000
536-360 | 0 | 0 | 0 | 0 | 0% | 0% | 0% | 0 | 0 | 0 | 0 | 0 | 0 | 0 | 0 | 536 | 0 | 0 | 0 | 0 | 0 | 0 | 0 | 0 | 0 | 0 | 0 | 0 | 0 | 0 | 0 | 0 | 0 | 0 |  | 4274 | 536-360 | [40 empty] | 0 | 0 | 0 |  |  |  | 0 | 5000000
536-376 | 0 | 0 | 0 | 0 | 0% | 0% | 0% | 0 | 0 | 0 | 0 | 0 | 0 | 0 | 0 | 536 | 0 | 0 | 0 | 0 | 0 | 0 | 0 | 0 | 0 | 0 | 0 | 0 | 0 | 0 | 0 | 0 | 0 | 0 |  | 4275 | 536-376 | [40 empty] | 0 | 0 | 0 |  |  |  | 0 | 5000000
545-44 | 443.2843 | 0 | 443.2843 | 0 | 0% | 100% | 0% | 70.0336 | 146.6753 | 0.49655 | 54.8804 | 14.6567 | 1.04 | 114.939 | 30.6963 | 545 | 0.010693 | 0.010693 | 0.010693 | 41456.3328 | 3.143 | 347.3706 | 92.7707 | 293.9328 | 32486.4 | 8676 | 34906.7326 | 247.495 | 27353.9409 | 7305.2967 | 27739.1335 | 196.6754 | 21737.1997 | 5805.2583 |  | 4276 | 545-44 | 443.2843 | 373.2507 | 296.609 | 0 | 0 | 0 | 443.2843 | 373.2507 | 296.609 | 0 | 3.143 | 2.6464 | 2.103 | 0 | 0 | 0 | 3.143 | 2.6464 | 2.103 | 0 | 92.7707 | 78.1141 | 62.0745 | 0 | 0 | 0 | 92.7707 | 78.1141 | 62.0745 | 0 | 347.3706 | 292.4902 | 232.4315 | 0 | 0 | 0 | 347.3706 | 292.4902 | 232.4315 | 0 | 0 | 0 | 0 | 0.010693 | 0.010693 | 0.010693 | 0 | 5000000
545-45AE | 0 | 0 | 0 | 0 | 0% | 0% | 0% | 0 | 0 | 0 | 0 | 0 | 0 | 0 | 0 | 545 | 0 | 0 | 0 | 0 | 0 | 0 | 0 | 0 | 0 | 0 | 0 | 0 | 0 | 0 | 0 | 0 | 0 | 0 |  | 4277 | 545-45AE | [40 empty] | 0 | 0 | 0 |  |  |  | 0 | 5000000
545-46 | 0 | 0 | 0 | 0 | 0% | 0% | 0% | 0 | 0 | 0 | 0 | 0 | 0 | 0 | 0 | 545 | 0 | 0 | 0 | 0 | 0 | 0 | 0 | 0 | 0 | 0 | 0 | 0 | 0 | 0 | 0 | 0 | 0 | 0 |  | 4278 | 545-46 | [40 empty] | 0 | 0 | 0 |  |  |  | 0 | 5000000
559-18F | 0 | 0 | 0 | 0 | 0% | 0% | 0% | 0 | 0 | 0 | 0 | 0 | 0 | 0 | 0 | 559 | 0 | 0 | 0 | 0 | 0 | 0 | 0 | 0 | 0 | 0 | 0 | 0 | 0 | 0 | 0 | 0 | 0 | 0 |  | 4279 | 559-18F | [40 empty] | 0 | 0 | 0 |  |  |  | 0 | 5000000
559-42 | 0 | 0 | 0 | 0 | 0% | 0% | 0% | 0 | 0 | 0 | 0 | 0 | 0 | 0 | 0 | 559 | 0 | 0 | 0 | 0 | 0 | 0 | 0 | 0 | 0 | 0 | 0 | 0 | 0 | 0 | 0 | 0 | 0 | 0 |  | 4280 | 559-42 | [40 empty] | 0 | 0 | 0 |  |  |  | 0 | 5000000
559-43 | 0 | 0 | 0 | 0 | 0% | 0% | 0% | 0 | 0 | 0 | 0 | 0 | 0 | 0 | 0 | 559 | 0 | 0 | 0 | 0 | 0 | 0 | 0 | 0 | 0 | 0 | 0 | 0 | 0 | 0 | 0 | 0 | 0 | 0 |  | 4281 | 559-43 | [40 empty] | 0 | 0 | 0 |  |  |  | 0 | 5000000
559-44 | 0 | 0 | 0 | 0 | 0% | 0% | 0% | 0 | 0 | 0 | 0 | 0 | 0 | 0 | 0 | 559 | 0 | 0 | 0 | 0 | 0 | 0 | 0 | 0 | 0 | 0 | 0 | 0 | 0 | 0 | 0 | 0 | 0 | 0 |  | 4282 | 559-44 | [40 empty] | 0 | 0 | 0 |  |  |  | 0 | 5000000
56-27AE | 554.1293 | 0 | 554.1293 | 0 | 0% | 100% | 0% | 88.199 | 183.7575 | 0.51285 | 69.2042 | 18.482 | 1.0685 | 144.1828 | 38.5063 | 56 | 0.010707 | 0.010707 | 0.010707 | 51753.9312 | 3.2221 | 434.7899 | 116.1174 | 300.9312 | 40608 | 10845 | 43516.4184 | 253.0329 | 34144.5505 | 9118.835 | 34591.56 | 201.138 | 27141.7849 | 7248.6372 |  | 4283 | 56-27AE | 554.1293 | 465.9303 | 370.3718 | 0 | 0 | 0 | 554.1293 | 465.9303 | 370.3718 | 0 | 3.2221 | 2.7092 | 2.1536 | 0 | 0 | 0 | 3.2221 | 2.7092 | 2.1536 | 0 | 116.1174 | 97.6354 | 77.6112 | 0 | 0 | 0 | 116.1174 | 97.6354 | 77.6112 | 0 | 434.7899 | 365.5857 | 290.6071 | 0 | 0 | 0 | 434.7899 | 365.5857 | 290.6071 | 0 | 0 | 0 | 0 | 0.010707 | 0.010707 | 0.010707 | 0 | 5000000
56-28 | 0 | 0 | 0 | 0 | 0% | 0% | 0% | 0 | 0 | 0 | 0 | 0 | 0 | 0 | 0 | 56 | 0 | 0 | 0 | 0 | 0 | 0 | 0 | 0 | 0 | 0 | 0 | 0 | 0 | 0 | 0 | 0 | 0 | 0 |  | 4284 | 56-28 | [40 empty] | 0 | 0 | 0 |  |  |  | 0 | 5000000
56-668 | 0 | 0 | 0 | 0 | 0% | 0% | 0% | 0 | 0 | 0 | 0 | 0 | 0 | 0 | 0 | 56 | 0 | 0 | 0 | 0 | 0 | 0 | 0 | 0 | 0 | 0 | 0 | 0 | 0 | 0 | 0 | 0 | 0 | 0 |  | 4285 | 56-668 | [40 empty] | 0 | 0 | 0 |  |  |  | 0 | 5000000
56-671F | 0 | 0 | 0 | 0 | 0% | 0% | 0% | 0 | 0 | 0 | 0 | 0 | 0 | 0 | 0 | 56 | 0 | 0 | 0 | 0 | 0 | 0 | 0 | 0 | 0 | 0 | 0 | 0 | 0 | 0 | 0 | 0 | 0 | 0 |  | 4286 | 56-671F | [40 empty] | 0 | 0 | 0 |  |  |  | 0 | 5000000
560-29F | 0 | 0 | 0 | 0 | 0% | 0% | 0% | 0 | 0 | 0 | 0 | 0 | 0 | 0 | 0 | 560 | 0 | 0 | 0 | 0 | 0 | 0 | 0 | 0 | 0 | 0 | 0 | 0 | 0 | 0 | 0 | 0 | 0 | 0 |  | 4287 | 560-29F | [40 empty] | 0 | 0 | 0 |  |  |  | 0 | 5000000
560-30F | 0 | 0 | 0 | 0 | 0% | 0% | 0% | 0 | 0 | 0 | 0 | 0 | 0 | 0 | 0 | 560 | 0 | 0 | 0 | 0 | 0 | 0 | 0 | 0 | 0 | 0 | 0 | 0 | 0 | 0 | 0 | 0 | 0 | 0 |  | 4288 | 560-30F | [40 empty] | 0 | 0 | 0 |  |  |  | 0 | 5000000
560-31F | 0 | 0 | 0 | 0 | 0% | 0% | 0% | 0 | 0 | 0 | 0 | 0 | 0 | 0 | 0 | 560 | 0 | 0 | 0 | 0 | 0 | 0 | 0 | 0 | 0 | 0 | 0 | 0 | 0 | 0 | 0 | 0 | 0 | 0 |  | 4289 | 560-31F | [40 empty] | 0 | 0 | 0 |  |  |  | 0 | 5000000
560-47 | 0 | 0 | 0 | 0 | 0% | 0% | 0% | 0 | 0 | 0 | 0 | 0 | 0 | 0 | 0 | 560 | 0 | 0 | 0 | 0 | 0 | 0 | 0 | 0 | 0 | 0 | 0 | 0 | 0 | 0 | 0 | 0 | 0 | 0 |  | 4290 | 560-47 | [40 empty] | 0 | 0 | 0 |  |  |  | 0 | 5000000
560-48F | 0 | 0 | 0 | 0 | 0% | 0% | 0% | 0 | 0 | 0 | 0 | 0 | 0 | 0 | 0 | 560 | 0 | 0 | 0 | 0 | 0 | 0 | 0 | 0 | 0 | 0 | 0 | 0 | 0 | 0 | 0 | 0 | 0 | 0 |  | 4291 | 560-48F | [40 empty] | 0 | 0 | 0 |  |  |  | 0 | 5000000
560-5 | 0 | 0 | 0 | 0 | 0% | 0% | 0% | 0 | 0 | 0 | 0 | 0 | 0 | 0 | 0 | 560 | 0 | 0 | 0 | 0 | 0 | 0 | 0 | 0 | 0 | 0 | 0 | 0 | 0 | 0 | 0 | 0 | 0 | 0 |  | 4292 | 560-5 | [40 empty] | 0 | 0 | 0 |  |  |  | 0 | 5000000
561-14 | 0 | 0 | 0 | 0 | 0% | 0% | 0% | 0 | 0 | 0 | 0 | 0 | 0 | 0 | 0 | 561 | 0 | 0 | 0 | 0 | 0 | 0 | 0 | 0 | 0 | 0 | 0 | 0 | 0 | 0 | 0 | 0 | 0 | 0 |  | 4293 | 561-14 | [40 empty] | 0 | 0 | 0 |  |  |  | 0 | 5000000
561-31 | 0 | 0 | 0 | 0 | 0% | 0% | 0% | 0 | 0 | 0 | 0 | 0 | 0 | 0 | 0 | 561 | 0 | 0 | 0 | 0 | 0 | 0 | 0 | 0 | 0 | 0 | 0 | 0 | 0 | 0 | 0 | 0 | 0 | 0 |  | 4294 | 561-31 | [40 empty] | 0 | 0 | 0 |  |  |  | 0 | 5000000
561-32F | 0 | 0 | 0 | 0 | 0% | 0% | 0% | 0 | 0 | 0 | 0 | 0 | 0 | 0 | 0 | 561 | 0 | 0 | 0 | 0 | 0 | 0 | 0 | 0 | 0 | 0 | 0 | 0 | 0 | 0 | 0 | 0 | 0 | 0 |  | 4295 | 561-32F | [40 empty] | 0 | 0 | 0 |  |  |  | 0 | 5000000
561-33F | 0 | 0 | 0 | 0 | 0% | 0% | 0% | 0 | 0 | 0 | 0 | 0 | 0 | 0 | 0 | 561 | 0 | 0 | 0 | 0 | 0 | 0 | 0 | 0 | 0 | 0 | 0 | 0 | 0 | 0 | 0 | 0 | 0 | 0 |  | 4296 | 561-33F | [40 empty] | 0 | 0 | 0 |  |  |  | 0 | 5000000
562-100F | 0 | 0 | 0 | 0 | 0% | 0% | 0% | 0 | 0 | 0 | 0 | 0 | 0 | 0 | 0 | 562 | 0 | 0 | 0 | 0 | 0 | 0 | 0 | 0 | 0 | 0 | 0 | 0 | 0 | 0 | 0 | 0 | 0 | 0 |  | 4297 | 562-100F | [40 empty] | 0 | 0 | 0 |  |  |  | 0 | 5000000
562-101F | 0 | 0 | 0 | 0 | 0% | 0% | 0% | 0 | 0 | 0 | 0 | 0 | 0 | 0 | 0 | 562 | 0 | 0 | 0 | 0 | 0 | 0 | 0 | 0 | 0 | 0 | 0 | 0 | 0 | 0 | 0 | 0 | 0 | 0 |  | 4298 | 562-101F | [40 empty] | 0 | 0 | 0 |  |  |  | 0 | 5000000
562-98 | 0 | 0 | 0 | 0 | 0% | 0% | 0% | 0 | 0 | 0 | 0 | 0 | 0 | 0 | 0 | 562 | 0 | 0 | 0 | 0 | 0 | 0 | 0 | 0 | 0 | 0 | 0 | 0 | 0 | 0 | 0 | 0 | 0 | 0 |  | 4299 | 562-98 | [40 empty] | 0 | 0 | 0 |  |  |  | 0 | 5000000
563-37F | 0 | 0 | 0 | 0 | 0% | 0% | 0% | 0 | 0 | 0 | 0 | 0 | 0 | 0 | 0 | 563 | 0 | 0 | 0 | 0 | 0 | 0 | 0 | 0 | 0 | 0 | 0 | 0 | 0 | 0 | 0 | 0 | 0 | 0 |  | 4300 | 563-37F | [40 empty] | 0 | 0 | 0 |  |  |  | 0 | 5000000
563-38 | 0 | 0 | 0 | 0 | 0% | 0% | 0% | 0 | 0 | 0 | 0 | 0 | 0 | 0 | 0 | 563 | 0 | 0 | 0 | 0 | 0 | 0 | 0 | 0 | 0 | 0 | 0 | 0 | 0 | 0 | 0 | 0 | 0 | 0 |  | 4301 | 563-38 | [40 empty] | 0 | 0 | 0 |  |  |  | 0 | 5000000
563-40F | 0 | 0 | 0 | 0 | 0% | 0% | 0% | 0 | 0 | 0 | 0 | 0 | 0 | 0 | 0 | 563 | 0 | 0 | 0 | 0 | 0 | 0 | 0 | 0 | 0 | 0 | 0 | 0 | 0 | 0 | 0 | 0 | 0 | 0 |  | 4302 | 563-40F | [40 empty] | 0 | 0 | 0 |  |  |  | 0 | 5000000
563-675F | 0 | 0 | 0 | 0 | 0% | 0% | 0% | 0 | 0 | 0 | 0 | 0 | 0 | 0 | 0 | 563 | 0 | 0 | 0 | 0 | 0 | 0 | 0 | 0 | 0 | 0 | 0 | 0 | 0 | 0 | 0 | 0 | 0 | 0 |  | 4303 | 563-675F | [40 empty] | 0 | 0 | 0 |  |  |  | 0 | 5000000
564-17 | 0 | 0 | 0 | 0 | 0% | 0% | 0% | 0 | 0 | 0 | 0 | 0 | 0 | 0 | 0 | 564 | 0 | 0 | 0 | 0 | 0 | 0 | 0 | 0 | 0 | 0 | 0 | 0 | 0 | 0 | 0 | 0 | 0 | 0 |  | 4304 | 564-17 | [40 empty] | 0 | 0 | 0 |  |  |  | 0 | 5000000
564-18F | 0 | 0 | 0 | 0 | 0% | 0% | 0% | 0 | 0 | 0 | 0 | 0 | 0 | 0 | 0 | 564 | 0 | 0 | 0 | 0 | 0 | 0 | 0 | 0 | 0 | 0 | 0 | 0 | 0 | 0 | 0 | 0 | 0 | 0 |  | 4305 | 564-18F | [40 empty] | 0 | 0 | 0 |  |  |  | 0 | 5000000
564-1921F | 0 | 0 | 0 | 0 | 0% | 0% | 0% | 0 | 0 | 0 | 0 | 0 | 0 | 0 | 0 | 564 | 0 | 0 | 0 | 0 | 0 | 0 | 0 | 0 | 0 | 0 | 0 | 0 | 0 | 0 | 0 | 0 | 0 | 0 |  | 4306 | 564-1921F | [40 empty] | 0 | 0 | 0 |  |  |  | 0 | 5000000
564-1922 | 0 | 0 | 0 | 0 | 0% | 0% | 0% | 0 | 0 | 0 | 0 | 0 | 0 | 0 | 0 | 564 | 0 | 0 | 0 | 0 | 0 | 0 | 0 | 0 | 0 | 0 | 0 | 0 | 0 | 0 | 0 | 0 | 0 | 0 |  | 4307 | 564-1922 | [40 empty] | 0 | 0 | 0 |  |  |  | 0 | 5000000
564-1923 | 0 | 0 | 0 | 0 | 0% | 0% | 0% | 0 | 0 | 0 | 0 | 0 | 0 | 0 | 0 | 564 | 0 | 0 | 0 | 0 | 0 | 0 | 0 | 0 | 0 | 0 | 0 | 0 | 0 | 0 | 0 | 0 | 0 | 0 |  | 4308 | 564-1923 | [40 empty] | 0 | 0 | 0 |  |  |  | 0 | 5000000
559-19F | 0 | 0 | 0 | 0 | 0% | 0% | 0% | 0 | 0 | 0 | 0 | 0 | 0 | 0 | 0 | 559 | 0 | 0 | 0 | 0 | 0 | 0 | 0 | 0 | 0 | 0 | 0 | 0 | 0 | 0 | 0 | 0 | 0 | 0 |  | 4309 | 559-19F | [40 empty] | 0 | 0 | 0 |  |  |  | 0 | 5000000
559-17 | 0 | 0 | 0 | 0 | 0% | 0% | 0% | 0 | 0 | 0 | 0 | 0 | 0 | 0 | 0 | 559 | 0 | 0 | 0 | 0 | 0 | 0 | 0 | 0 | 0 | 0 | 0 | 0 | 0 | 0 | 0 | 0 | 0 | 0 |  | 4310 | 559-17 | [40 empty] | 0 | 0 | 0 |  |  |  | 0 | 5000000
545-48F | 9194.2596 | 0 | 9194.2596 | 0 | 0% | 100% | 0% | 1452.0543 | 3045.8201 | 2.6332 | 1301.814 | 147.6071 | 5.5234 | 2730.6768 | 309.6198 | 545 | 0.010684 | 0.010684 | 0.010684 | 860595.6432 | 16.6733 | 8242.9529 | 934.6334 | 1560.6432 | 771552 | 87483 | 724681.3126 | 1314.17 | 649700.3796 | 73666.763 | 575502.594 | 1043.6425 | 515956.8038 | 58502.1477 |  | 4311 | 545-48F | 9194.2596 | 7742.2053 | 6148.4395 | 0 | 0 | 0 | 9194.2596 | 7742.2053 | 6148.4395 | 0 | 16.6733 | 14.0401 | 11.1499 | 0 | 0 | 0 | 16.6733 | 14.0401 | 11.1499 | 0 | 934.6334 | 787.0262 | 625.0135 | 0 | 0 | 0 | 934.6334 | 787.0262 | 625.0135 | 0 | 8242.9529 | 6941.139 | 5512.2761 | 0 | 0 | 0 | 8242.9529 | 6941.139 | 5512.2761 | 0 | 0 | 0 | 0 | 0.010684 | 0.010684 | 0.010684 | 0 | 5000000
559-16F | 0 | 0 | 0 | 0 | 0% | 0% | 0% | 0 | 0 | 0 | 0 | 0 | 0 | 0 | 0 | 559 | 0 | 0 | 0 | 0 | 0 | 0 | 0 | 0 | 0 | 0 | 0 | 0 | 0 | 0 | 0 | 0 | 0 | 0 |  | 4312 | 559-16F | [40 empty] | 0 | 0 | 0 |  |  |  | 0 | 5000000
545-49 | 0 | 0 | 0 | 0 | 0% | 0% | 0% | 0 | 0 | 0 | 0 | 0 | 0 | 0 | 0 | 545 | 0 | 0 | 0 | 0 | 0 | 0 | 0 | 0 | 0 | 0 | 0 | 0 | 0 | 0 | 0 | 0 | 0 | 0 |  | 4313 | 545-49 | [40 empty] | 0 | 0 | 0 |  |  |  | 0 | 5000000
547-23 | 0 | 0 | 0 | 0 | 0% | 0% | 0% | 0 | 0 | 0 | 0 | 0 | 0 | 0 | 0 | 547 | 0 | 0 | 0 | 0 | 0 | 0 | 0 | 0 | 0 | 0 | 0 | 0 | 0 | 0 | 0 | 0 | 0 | 0 |  | 4314 | 547-23 | [40 empty] | 0 | 0 | 0 |  |  |  | 0 | 5000000
547-24F | 0 | 0 | 0 | 0 | 0% | 0% | 0% | 0 | 0 | 0 | 0 | 0 | 0 | 0 | 0 | 547 | 0 | 0 | 0 | 0 | 0 | 0 | 0 | 0 | 0 | 0 | 0 | 0 | 0 | 0 | 0 | 0 | 0 | 0 |  | 4315 | 547-24F | [40 empty] | 0 | 0 | 0 |  |  |  | 0 | 5000000
547-25F | 0 | 0 | 0 | 0 | 0% | 0% | 0% | 0 | 0 | 0 | 0 | 0 | 0 | 0 | 0 | 547 | 0 | 0 | 0 | 0 | 0 | 0 | 0 | 0 | 0 | 0 | 0 | 0 | 0 | 0 | 0 | 0 | 0 | 0 |  | 4316 | 547-25F | [40 empty] | 0 | 0 | 0 |  |  |  | 0 | 5000000
548-13 | 0 | 0 | 0 | 0 | 0% | 0% | 0% | 0 | 0 | 0 | 0 | 0 | 0 | 0 | 0 | 548 | 0 | 0 | 0 | 0 | 0 | 0 | 0 | 0 | 0 | 0 | 0 | 0 | 0 | 0 | 0 | 0 | 0 | 0 |  | 4317 | 548-13 | [40 empty] | 0 | 0 | 0 |  |  |  | 0 | 5000000
548-16 | 0 | 0 | 0 | 0 | 0% | 0% | 0% | 0 | 0 | 0 | 0 | 0 | 0 | 0 | 0 | 548 | 0 | 0 | 0 | 0 | 0 | 0 | 0 | 0 | 0 | 0 | 0 | 0 | 0 | 0 | 0 | 0 | 0 | 0 |  | 4318 | 548-16 | [40 empty] | 0 | 0 | 0 |  |  |  | 0 | 5000000
549-34F | 0 | 0 | 0 | 0 | 0% | 0% | 0% | 0 | 0 | 0 | 0 | 0 | 0 | 0 | 0 | 549 | 0 | 0 | 0 | 0 | 0 | 0 | 0 | 0 | 0 | 0 | 0 | 0 | 0 | 0 | 0 | 0 | 0 | 0 |  | 4319 | 549-34F | [40 empty] | 0 | 0 | 0 |  |  |  | 0 | 5000000
549-35 | 0 | 0 | 0 | 0 | 0% | 0% | 0% | 0 | 0 | 0 | 0 | 0 | 0 | 0 | 0 | 549 | 0 | 0 | 0 | 0 | 0 | 0 | 0 | 0 | 0 | 0 | 0 | 0 | 0 | 0 | 0 | 0 | 0 | 0 |  | 4320 | 549-35 | [40 empty] | 0 | 0 | 0 |  |  |  | 0 | 5000000
55-477F | 0 | 0 | 0 | 0 | 0% | 0% | 0% | 0 | 0 | 0 | 0 | 0 | 0 | 0 | 0 | 55 | 0 | 0 | 0 | 0 | 0 | 0 | 0 | 0 | 0 | 0 | 0 | 0 | 0 | 0 | 0 | 0 | 0 | 0 |  | 4321 | 55-477F | [40 empty] | 0 | 0 | 0 |  |  |  | 0 | 5000000
55-478 | 0 | 0 | 0 | 0 | 0% | 0% | 0% | 0 | 0 | 0 | 0 | 0 | 0 | 0 | 0 | 55 | 0 | 0 | 0 | 0 | 0 | 0 | 0 | 0 | 0 | 0 | 0 | 0 | 0 | 0 | 0 | 0 | 0 | 0 |  | 4322 | 55-478 | [40 empty] | 0 | 0 | 0 |  |  |  | 0 | 5000000
55-485 | 0 | 0 | 0 | 0 | 0% | 0% | 0% | 0 | 0 | 0 | 0 | 0 | 0 | 0 | 0 | 55 | 0 | 0 | 0 | 0 | 0 | 0 | 0 | 0 | 0 | 0 | 0 | 0 | 0 | 0 | 0 | 0 | 0 | 0 |  | 4323 | 55-485 | [40 empty] | 0 | 0 | 0 |  |  |  | 0 | 5000000
554-17F | 0 | 0 | 0 | 0 | 0% | 0% | 0% | 0 | 0 | 0 | 0 | 0 | 0 | 0 | 0 | 554 | 0 | 0 | 0 | 0 | 0 | 0 | 0 | 0 | 0 | 0 | 0 | 0 | 0 | 0 | 0 | 0 | 0 | 0 |  | 4324 | 554-17F | [40 empty] | 0 | 0 | 0 |  |  |  | 0 | 5000000
554-18 | 0 | 0 | 0 | 0 | 0% | 0% | 0% | 0 | 0 | 0 | 0 | 0 | 0 | 0 | 0 | 554 | 0 | 0 | 0 | 0 | 0 | 0 | 0 | 0 | 0 | 0 | 0 | 0 | 0 | 0 | 0 | 0 | 0 | 0 |  | 4325 | 554-18 | [40 empty] | 0 | 0 | 0 |  |  |  | 0 | 5000000
554-19F | 0 | 0 | 0 | 0 | 0% | 0% | 0% | 0 | 0 | 0 | 0 | 0 | 0 | 0 | 0 | 554 | 0 | 0 | 0 | 0 | 0 | 0 | 0 | 0 | 0 | 0 | 0 | 0 | 0 | 0 | 0 | 0 | 0 | 0 |  | 4326 | 554-19F | [40 empty] | 0 | 0 | 0 |  |  |  | 0 | 5000000
554-20 | 0 | 0 | 0 | 0 | 0% | 0% | 0% | 0 | 0 | 0 | 0 | 0 | 0 | 0 | 0 | 554 | 0 | 0 | 0 | 0 | 0 | 0 | 0 | 0 | 0 | 0 | 0 | 0 | 0 | 0 | 0 | 0 | 0 | 0 |  | 4327 | 554-20 | [40 empty] | 0 | 0 | 0 |  |  |  | 0 | 5000000
554-21 | 0 | 0 | 0 | 0 | 0% | 0% | 0% | 0 | 0 | 0 | 0 | 0 | 0 | 0 | 0 | 554 | 0 | 0 | 0 | 0 | 0 | 0 | 0 | 0 | 0 | 0 | 0 | 0 | 0 | 0 | 0 | 0 | 0 | 0 |  | 4328 | 554-21 | [40 empty] | 0 | 0 | 0 |  |  |  | 0 | 5000000
554-22 | 0 | 0 | 0 | 0 | 0% | 0% | 0% | 0 | 0 | 0 | 0 | 0 | 0 | 0 | 0 | 554 | 0 | 0 | 0 | 0 | 0 | 0 | 0 | 0 | 0 | 0 | 0 | 0 | 0 | 0 | 0 | 0 | 0 | 0 |  | 4329 | 554-22 | [40 empty] | 0 | 0 | 0 |  |  |  | 0 | 5000000
554-23 | 0 | 0 | 0 | 0 | 0% | 0% | 0% | 0 | 0 | 0 | 0 | 0 | 0 | 0 | 0 | 554 | 0 | 0 | 0 | 0 | 0 | 0 | 0 | 0 | 0 | 0 | 0 | 0 | 0 | 0 | 0 | 0 | 0 | 0 |  | 4330 | 554-23 | [40 empty] | 0 | 0 | 0 |  |  |  | 0 | 5000000
554-24 | 0 | 0 | 0 | 0 | 0% | 0% | 0% | 0 | 0 | 0 | 0 | 0 | 0 | 0 | 0 | 554 | 0 | 0 | 0 | 0 | 0 | 0 | 0 | 0 | 0 | 0 | 0 | 0 | 0 | 0 | 0 | 0 | 0 | 0 |  | 4331 | 554-24 | [40 empty] | 0 | 0 | 0 |  |  |  | 0 | 5000000
555-1 | 0 | 0 | 0 | 0 | 0% | 0% | 0% | 0 | 0 | 0 | 0 | 0 | 0 | 0 | 0 | 555 | 0 | 0 | 0 | 0 | 0 | 0 | 0 | 0 | 0 | 0 | 0 | 0 | 0 | 0 | 0 | 0 | 0 | 0 |  | 4332 | 555-1 | [40 empty] | 0 | 0 | 0 |  |  |  | 0 | 5000000
555-22F | 0 | 0 | 0 | 0 | 0% | 0% | 0% | 0 | 0 | 0 | 0 | 0 | 0 | 0 | 0 | 555 | 0 | 0 | 0 | 0 | 0 | 0 | 0 | 0 | 0 | 0 | 0 | 0 | 0 | 0 | 0 | 0 | 0 | 0 |  | 4333 | 555-22F | [40 empty] | 0 | 0 | 0 |  |  |  | 0 | 5000000
555-23 | 0 | 0 | 0 | 0 | 0% | 0% | 0% | 0 | 0 | 0 | 0 | 0 | 0 | 0 | 0 | 555 | 0 | 0 | 0 | 0 | 0 | 0 | 0 | 0 | 0 | 0 | 0 | 0 | 0 | 0 | 0 | 0 | 0 | 0 |  | 4334 | 555-23 | [40 empty] | 0 | 0 | 0 |  |  |  | 0 | 5000000
557-17 | 0 | 0 | 0 | 0 | 0% | 0% | 0% | 0 | 0 | 0 | 0 | 0 | 0 | 0 | 0 | 557 | 0 | 0 | 0 | 0 | 0 | 0 | 0 | 0 | 0 | 0 | 0 | 0 | 0 | 0 | 0 | 0 | 0 | 0 |  | 4335 | 557-17 | [40 empty] | 0 | 0 | 0 |  |  |  | 0 | 5000000
557-824 | 0 | 0 | 0 | 0 | 0% | 0% | 0% | 0 | 0 | 0 | 0 | 0 | 0 | 0 | 0 | 557 | 0 | 0 | 0 | 0 | 0 | 0 | 0 | 0 | 0 | 0 | 0 | 0 | 0 | 0 | 0 | 0 | 0 | 0 |  | 4336 | 557-824 | [40 empty] | 0 | 0 | 0 |  |  |  | 0 | 5000000
557-827AE | 0 | 0 | 0 | 0 | 0% | 0% | 0% | 0 | 0 | 0 | 0 | 0 | 0 | 0 | 0 | 557 | 0 | 0 | 0 | 0 | 0 | 0 | 0 | 0 | 0 | 0 | 0 | 0 | 0 | 0 | 0 | 0 | 0 | 0 |  | 4337 | 557-827AE | [40 empty] | 0 | 0 | 0 |  |  |  | 0 | 5000000
558-502 | 0 | 0 | 0 | 0 | 0% | 0% | 0% | 0 | 0 | 0 | 0 | 0 | 0 | 0 | 0 | 558 | 0 | 0 | 0 | 0 | 0 | 0 | 0 | 0 | 0 | 0 | 0 | 0 | 0 | 0 | 0 | 0 | 0 | 0 |  | 4338 | 558-502 | [40 empty] | 0 | 0 | 0 |  |  |  | 0 | 5000000
558-503 | 0 | 0 | 0 | 0 | 0% | 0% | 0% | 0 | 0 | 0 | 0 | 0 | 0 | 0 | 0 | 558 | 0 | 0 | 0 | 0 | 0 | 0 | 0 | 0 | 0 | 0 | 0 | 0 | 0 | 0 | 0 | 0 | 0 | 0 |  | 4339 | 558-503 | [40 empty] | 0 | 0 | 0 |  |  |  | 0 | 5000000
558-504 | 0 | 0 | 0 | 0 | 0% | 0% | 0% | 0 | 0 | 0 | 0 | 0 | 0 | 0 | 0 | 558 | 0 | 0 | 0 | 0 | 0 | 0 | 0 | 0 | 0 | 0 | 0 | 0 | 0 | 0 | 0 | 0 | 0 | 0 |  | 4340 | 558-504 | [40 empty] | 0 | 0 | 0 |  |  |  | 0 | 5000000
558-505 | 0 | 0 | 0 | 0 | 0% | 0% | 0% | 0 | 0 | 0 | 0 | 0 | 0 | 0 | 0 | 558 | 0 | 0 | 0 | 0 | 0 | 0 | 0 | 0 | 0 | 0 | 0 | 0 | 0 | 0 | 0 | 0 | 0 | 0 |  | 4341 | 558-505 | [40 empty] | 0 | 0 | 0 |  |  |  | 0 | 5000000
521-1835 | 0 | 0 | 0 | 0 | 0% | 0% | 0% | 0 | 0 | 0 | 0 | 0 | 0 | 0 | 0 | 521 | 0 | 0 | 0 | 0 | 0 | 0 | 0 | 0 | 0 | 0 | 0 | 0 | 0 | 0 | 0 | 0 | 0 | 0 |  | 4342 | 521-1835 | [40 empty] | 0 | 0 | 0 |  |  |  | 0 | 5000000
520-46 | 0 | 0 | 0 | 0 | 0% | 0% | 0% | 0 | 0 | 0 | 0 | 0 | 0 | 0 | 0 | 520 | 0 | 0 | 0 | 0 | 0 | 0 | 0 | 0 | 0 | 0 | 0 | 0 | 0 | 0 | 0 | 0 | 0 | 0 |  | 4343 | 520-46 | [40 empty] | 0 | 0 | 0 |  |  |  | 0 | 5000000
520-44F | 0 | 0 | 0 | 0 | 0% | 0% | 0% | 0 | 0 | 0 | 0 | 0 | 0 | 0 | 0 | 520 | 0 | 0 | 0 | 0 | 0 | 0 | 0 | 0 | 0 | 0 | 0 | 0 | 0 | 0 | 0 | 0 | 0 | 0 |  | 4344 | 520-44F | [40 empty] | 0 | 0 | 0 |  |  |  | 0 | 5000000
476-4 | 3004.0891 | 0 | 3004.0891 | 0 | 0% | 100% | 0% | 99.4052 | 207.4514 | 0.078593 | 91.2072 | 8.1194 | 0.16402 | 190.3427 | 16.9447 | 476 | 0.15796 | 0.15796 | 0.15796 | 19017.5553 | 2.3751 | 2756.3395 | 245.3745 | 15.036 | 17449.1623 | 1553.357 | 18388.2649 | 14.5384 | 16871.77 | 1501.9565 | 17704.2727 | 13.9977 | 16244.1872 | 1446.0879 |  | 4345 | 476-4 | 3004.0891 | 2904.6839 | 2796.6377 | 0 | 0 | 0 | 3004.0891 | 2904.6839 | 2796.6377 | 0 | 2.3751 | 2.2966 | 2.2111 | 0 | 0 | 0 | 2.3751 | 2.2966 | 2.2111 | 0 | 245.3745 | 237.2551 | 228.4298 | 0 | 0 | 0 | 245.3745 | 237.2551 | 228.4298 | 0 | 2756.3395 | 2665.1323 | 2565.9968 | 0 | 0 | 0 | 2756.3395 | 2665.1323 | 2565.9968 | 0 | 0 | 0 | 0 | 0.15796 | 0.15796 | 0.15796 | 0 | 5000000
477-10 | 0 | 0 | 0 | 0 | 0% | 0% | 0% | 0 | 0 | 0 | 0 | 0 | 0 | 0 | 0 | 477 | 0 | 0 | 0 | 0 | 0 | 0 | 0 | 0 | 0 | 0 | 0 | 0 | 0 | 0 | 0 | 0 | 0 | 0 |  | 4346 | 477-10 | [40 empty] | 0 | 0 | 0 |  |  |  | 0 | 5000000
477-10F | 0 | 0 | 0 | 0 | 0% | 0% | 0% | 0 | 0 | 0 | 0 | 0 | 0 | 0 | 0 | 477 | 0 | 0 | 0 | 0 | 0 | 0 | 0 | 0 | 0 | 0 | 0 | 0 | 0 | 0 | 0 | 0 | 0 | 0 |  | 4347 | 477-10F | [40 empty] | 0 | 0 | 0 |  |  |  | 0 | 5000000
477-11 | 0 | 0 | 0 | 0 | 0% | 0% | 0% | 0 | 0 | 0 | 0 | 0 | 0 | 0 | 0 | 477 | 0 | 0 | 0 | 0 | 0 | 0 | 0 | 0 | 0 | 0 | 0 | 0 | 0 | 0 | 0 | 0 | 0 | 0 |  | 4348 | 477-11 | [40 empty] | 0 | 0 | 0 |  |  |  | 0 | 5000000
477-11F | 0 | 0 | 0 | 0 | 0% | 0% | 0% | 0 | 0 | 0 | 0 | 0 | 0 | 0 | 0 | 477 | 0 | 0 | 0 | 0 | 0 | 0 | 0 | 0 | 0 | 0 | 0 | 0 | 0 | 0 | 0 | 0 | 0 | 0 |  | 4349 | 477-11F | [40 empty] | 0 | 0 | 0 |  |  |  | 0 | 5000000
477-12 | 0 | 0 | 0 | 0 | 0% | 0% | 0% | 0 | 0 | 0 | 0 | 0 | 0 | 0 | 0 | 477 | 0 | 0 | 0 | 0 | 0 | 0 | 0 | 0 | 0 | 0 | 0 | 0 | 0 | 0 | 0 | 0 | 0 | 0 |  | 4350 | 477-12 | [40 empty] | 0 | 0 | 0 |  |  |  | 0 | 5000000
477-34F | 0 | 0 | 0 | 0 | 0% | 0% | 0% | 0 | 0 | 0 | 0 | 0 | 0 | 0 | 0 | 477 | 0 | 0 | 0 | 0 | 0 | 0 | 0 | 0 | 0 | 0 | 0 | 0 | 0 | 0 | 0 | 0 | 0 | 0 |  | 4351 | 477-34F | [40 empty] | 0 | 0 | 0 |  |  |  | 0 | 5000000
477-35F | 0 | 0 | 0 | 0 | 0% | 0% | 0% | 0 | 0 | 0 | 0 | 0 | 0 | 0 | 0 | 477 | 0 | 0 | 0 | 0 | 0 | 0 | 0 | 0 | 0 | 0 | 0 | 0 | 0 | 0 | 0 | 0 | 0 | 0 |  | 4352 | 477-35F | [40 empty] | 0 | 0 | 0 |  |  |  | 0 | 5000000
477-36 | 0 | 0 | 0 | 0 | 0% | 0% | 0% | 0 | 0 | 0 | 0 | 0 | 0 | 0 | 0 | 477 | 0 | 0 | 0 | 0 | 0 | 0 | 0 | 0 | 0 | 0 | 0 | 0 | 0 | 0 | 0 | 0 | 0 | 0 |  | 4353 | 477-36 | [40 empty] | 0 | 0 | 0 |  |  |  | 0 | 5000000
477-7 | 0 | 0 | 0 | 0 | 0% | 0% | 0% | 0 | 0 | 0 | 0 | 0 | 0 | 0 | 0 | 477 | 0 | 0 | 0 | 0 | 0 | 0 | 0 | 0 | 0 | 0 | 0 | 0 | 0 | 0 | 0 | 0 | 0 | 0 |  | 4354 | 477-7 | [40 empty] | 0 | 0 | 0 |  |  |  | 0 | 5000000
481-40 | 0 | 0 | 0 | 0 | 0% | 0% | 0% | 0 | 0 | 0 | 0 | 0 | 0 | 0 | 0 | 481 | 0 | 0 | 0 | 0 | 0 | 0 | 0 | 0 | 0 | 0 | 0 | 0 | 0 | 0 | 0 | 0 | 0 | 0 |  | 4355 | 481-40 | [40 empty] | 0 | 0 | 0 |  |  |  | 0 | 5000000
481-41F | 0 | 0 | 0 | 0 | 0% | 0% | 0% | 0 | 0 | 0 | 0 | 0 | 0 | 0 | 0 | 481 | 0 | 0 | 0 | 0 | 0 | 0 | 0 | 0 | 0 | 0 | 0 | 0 | 0 | 0 | 0 | 0 | 0 | 0 |  | 4356 | 481-41F | [40 empty] | 0 | 0 | 0 |  |  |  | 0 | 5000000
481-42F | 0 | 0 | 0 | 0 | 0% | 0% | 0% | 0 | 0 | 0 | 0 | 0 | 0 | 0 | 0 | 481 | 0 | 0 | 0 | 0 | 0 | 0 | 0 | 0 | 0 | 0 | 0 | 0 | 0 | 0 | 0 | 0 | 0 | 0 |  | 4357 | 481-42F | [40 empty] | 0 | 0 | 0 |  |  |  | 0 | 5000000
481-43F | 0 | 0 | 0 | 0 | 0% | 0% | 0% | 0 | 0 | 0 | 0 | 0 | 0 | 0 | 0 | 481 | 0 | 0 | 0 | 0 | 0 | 0 | 0 | 0 | 0 | 0 | 0 | 0 | 0 | 0 | 0 | 0 | 0 | 0 |  | 4358 | 481-43F | [40 empty] | 0 | 0 | 0 |  |  |  | 0 | 5000000
482-379F | 0 | 0 | 0 | 0 | 0% | 0% | 0% | 0 | 0 | 0 | 0 | 0 | 0 | 0 | 0 | 482 | 0 | 0 | 0 | 0 | 0 | 0 | 0 | 0 | 0 | 0 | 0 | 0 | 0 | 0 | 0 | 0 | 0 | 0 |  | 4359 | 482-379F | [40 empty] | 0 | 0 | 0 |  |  |  | 0 | 5000000
482-380 | 0 | 0 | 0 | 0 | 0% | 0% | 0% | 0 | 0 | 0 | 0 | 0 | 0 | 0 | 0 | 482 | 0 | 0 | 0 | 0 | 0 | 0 | 0 | 0 | 0 | 0 | 0 | 0 | 0 | 0 | 0 | 0 | 0 | 0 |  | 4360 | 482-380 | [40 empty] | 0 | 0 | 0 |  |  |  | 0 | 5000000
482-939F | 0 | 0 | 0 | 0 | 0% | 0% | 0% | 0 | 0 | 0 | 0 | 0 | 0 | 0 | 0 | 482 | 0 | 0 | 0 | 0 | 0 | 0 | 0 | 0 | 0 | 0 | 0 | 0 | 0 | 0 | 0 | 0 | 0 | 0 |  | 4361 | 482-939F | [40 empty] | 0 | 0 | 0 |  |  |  | 0 | 5000000
482-940 | 0 | 0 | 0 | 0 | 0% | 0% | 0% | 0 | 0 | 0 | 0 | 0 | 0 | 0 | 0 | 482 | 0 | 0 | 0 | 0 | 0 | 0 | 0 | 0 | 0 | 0 | 0 | 0 | 0 | 0 | 0 | 0 | 0 | 0 |  | 4362 | 482-940 | [40 empty] | 0 | 0 | 0 |  |  |  | 0 | 5000000
486-54AE | 0 | 0 | 0 | 0 | 0% | 0% | 0% | 0 | 0 | 0 | 0 | 0 | 0 | 0 | 0 | 486 | 0 | 0 | 0 | 0 | 0 | 0 | 0 | 0 | 0 | 0 | 0 | 0 | 0 | 0 | 0 | 0 | 0 | 0 |  | 4363 | 486-54AE | [40 empty] | 0 | 0 | 0 |  |  |  | 0 | 5000000
486-55AE | 0 | 0 | 0 | 0 | 0% | 0% | 0% | 0 | 0 | 0 | 0 | 0 | 0 | 0 | 0 | 486 | 0 | 0 | 0 | 0 | 0 | 0 | 0 | 0 | 0 | 0 | 0 | 0 | 0 | 0 | 0 | 0 | 0 | 0 |  | 4364 | 486-55AE | [40 empty] | 0 | 0 | 0 |  |  |  | 0 | 5000000
486-56 | 0 | 0 | 0 | 0 | 0% | 0% | 0% | 0 | 0 | 0 | 0 | 0 | 0 | 0 | 0 | 486 | 0 | 0 | 0 | 0 | 0 | 0 | 0 | 0 | 0 | 0 | 0 | 0 | 0 | 0 | 0 | 0 | 0 | 0 |  | 4365 | 486-56 | [40 empty] | 0 | 0 | 0 |  |  |  | 0 | 5000000
486-57AE | 0 | 0 | 0 | 0 | 0% | 0% | 0% | 0 | 0 | 0 | 0 | 0 | 0 | 0 | 0 | 486 | 0 | 0 | 0 | 0 | 0 | 0 | 0 | 0 | 0 | 0 | 0 | 0 | 0 | 0 | 0 | 0 | 0 | 0 |  | 4366 | 486-57AE | [40 empty] | 0 | 0 | 0 |  |  |  | 0 | 5000000
489-17 | 0 | 0 | 0 | 0 | 0% | 0% | 0% | 0 | 0 | 0 | 0 | 0 | 0 | 0 | 0 | 489 | 0 | 0 | 0 | 0 | 0 | 0 | 0 | 0 | 0 | 0 | 0 | 0 | 0 | 0 | 0 | 0 | 0 | 0 |  | 4367 | 489-17 | [40 empty] | 0 | 0 | 0 |  |  |  | 0 | 5000000
489-18AE | 0 | 0 | 0 | 0 | 0% | 0% | 0% | 0 | 0 | 0 | 0 | 0 | 0 | 0 | 0 | 489 | 0 | 0 | 0 | 0 | 0 | 0 | 0 | 0 | 0 | 0 | 0 | 0 | 0 | 0 | 0 | 0 | 0 | 0 |  | 4368 | 489-18AE | [40 empty] | 0 | 0 | 0 |  |  |  | 0 | 5000000
490-22 | 0 | 0 | 0 | 0 | 0% | 0% | 0% | 0 | 0 | 0 | 0 | 0 | 0 | 0 | 0 | 490 | 0 | 0 | 0 | 0 | 0 | 0 | 0 | 0 | 0 | 0 | 0 | 0 | 0 | 0 | 0 | 0 | 0 | 0 |  | 4369 | 490-22 | [40 empty] | 0 | 0 | 0 |  |  |  | 0 | 5000000
492-1093 | 0 | 0 | 0 | 0 | 0% | 0% | 0% | 0 | 0 | 0 | 0 | 0 | 0 | 0 | 0 | 492 | 0 | 0 | 0 | 0 | 0 | 0 | 0 | 0 | 0 | 0 | 0 | 0 | 0 | 0 | 0 | 0 | 0 | 0 |  | 4370 | 492-1093 | [40 empty] | 0 | 0 | 0 |  |  |  | 0 | 5000000
492-611F | 24467.4011 | 0 | 24467.4011 | 0 | 0% | 100% | 0% | 3912.8893 | 8150.3994 | 4.7538 | 3520.9437 | 387.1918 | 9.902 | 7333.9916 | 806.5058 | 492 | 0.014497 | 0.014497 | 0.014497 | 1687802.7312 | 29.7257 | 22016.5547 | 2421.1207 | 2050.5312 | 1518739.2 | 167013 | 1417885.0035 | 1722.605 | 1275858.5444 | 140303.8541 | 1125574.3888 | 1367.4734 | 1012828.0486 | 111378.8667 |  | 4371 | 492-611F | 24467.4011 | 20554.5117 | 16317.0017 | 0 | 0 | 0 | 24467.4011 | 20554.5117 | 16317.0017 | 0 | 29.7257 | 24.9719 | 19.8237 | 0 | 0 | 0 | 29.7257 | 24.9719 | 19.8237 | 0 | 2421.1207 | 2033.9289 | 1614.6149 | 0 | 0 | 0 | 2421.1207 | 2033.9289 | 1614.6149 | 0 | 22016.5547 | 18495.611 | 14682.5631 | 0 | 0 | 0 | 22016.5547 | 18495.611 | 14682.5631 | 0 | 0 | 0 | 0 | 0.014497 | 0.014497 | 0.014497 | 0 | 5000000
492-612F | 149.4676 | 0 | 149.4676 | 0 | 0% | 100% | 0% | 23.8499 | 49.7903 | 0.016209 | 18.8102 | 5.0235 | 0.033838 | 39.269 | 10.4874 | 492 | 0.014515 | 0.014515 | 0.014515 | 10297.5984 | 0.10158 | 117.8834 | 31.4826 | 6.9984 | 8121.6 | 2169 | 8654.4532 | 5.8817 | 6825.6698 | 1822.9016 | 6867.2886 | 4.6671 | 5416.1532 | 1446.4682 |  | 4372 | 492-612F | 149.4676 | 125.6177 | 99.6773 | 0 | 0 | 0 | 149.4676 | 125.6177 | 99.6773 | 0 | 0.10158 | 0.085372 | 0.067742 | 0 | 0 | 0 | 0.10158 | 0.085372 | 0.067742 | 0 | 31.4826 | 26.4591 | 20.9952 | 0 | 0 | 0 | 31.4826 | 26.4591 | 20.9952 | 0 | 117.8834 | 99.0732 | 78.6144 | 0 | 0 | 0 | 117.8834 | 99.0732 | 78.6144 | 0 | 0 | 0 | 0 | 0.014515 | 0.014515 | 0.014515 | 0 | 5000000
492-613 | 0 | 0 | 0 | 0 | 0% | 0% | 0% | 0 | 0 | 0 | 0 | 0 | 0 | 0 | 0 | 492 | 0 | 0 | 0 | 0 | 0 | 0 | 0 | 0 | 0 | 0 | 0 | 0 | 0 | 0 | 0 | 0 | 0 | 0 |  | 4373 | 492-613 | [40 empty] | 0 | 0 | 0 |  |  |  | 0 | 5000000
476-5 | 0 | 0 | 0 | 0 | 0% | 0% | 0% | 0 | 0 | 0 | 0 | 0 | 0 | 0 | 0 | 476 | 0 | 0 | 0 | 0 | 0 | 0 | 0 | 0 | 0 | 0 | 0 | 0 | 0 | 0 | 0 | 0 | 0 | 0 |  | 4374 | 476-5 | [40 empty] | 0 | 0 | 0 |  |  |  | 0 | 5000000
475-761 | 0 | 0 | 0 | 0 | 0% | 0% | 0% | 0 | 0 | 0 | 0 | 0 | 0 | 0 | 0 | 475 | 0 | 0 | 0 | 0 | 0 | 0 | 0 | 0 | 0 | 0 | 0 | 0 | 0 | 0 | 0 | 0 | 0 | 0 |  | 4375 | 475-761 | [40 empty] | 0 | 0 | 0 |  |  |  | 0 | 5000000
492-8AE | 23851.8211 | 0 | 23851.8211 | 0 | 0% | 100% | 0% | 3807.3776 | 7945.7935 | 4.238 | 3486.0912 | 317.0484 | 8.8446 | 7275.286 | 661.663 | 492 | 0.014535 | 0.014535 | 0.014535 | 1640969.5824 | 26.5497 | 21839.0799 | 1986.1915 | 1826.5824 | 1502496 | 136647 | 1379027.7016 | 1535.0118 | 1262658.143 | 114834.5468 | 1094310.8839 | 1218.0902 | 1001967.2171 | 91125.5766 |  | 4376 | 492-8AE | 23851.8211 | 20044.4434 | 15906.0276 | 0 | 0 | 0 | 23851.8211 | 20044.4434 | 15906.0276 | 0 | 26.5497 | 22.3117 | 17.7052 | 0 | 0 | 0 | 26.5497 | 22.3117 | 17.7052 | 0 | 1986.1915 | 1669.1431 | 1324.5285 | 0 | 0 | 0 | 1986.1915 | 1669.1431 | 1324.5285 | 0 | 21839.0799 | 18352.9886 | 14563.7939 | 0 | 0 | 0 | 21839.0799 | 18352.9886 | 14563.7939 | 0 | 0 | 0 | 0 | 0.014535 | 0.014535 | 0.014535 | 0 | 5000000
474-28 | 0 | 0 | 0 | 0 | 0% | 0% | 0% | 0 | 0 | 0 | 0 | 0 | 0 | 0 | 0 | 474 | 0 | 0 | 0 | 0 | 0 | 0 | 0 | 0 | 0 | 0 | 0 | 0 | 0 | 0 | 0 | 0 | 0 | 0 |  | 4377 | 474-28 | [40 empty] | 0 | 0 | 0 |  |  |  | 0 | 5000000
464-14F | 0 | 0 | 0 | 0 | 0% | 0% | 0% | 0 | 0 | 0 | 0 | 0 | 0 | 0 | 0 | 464 | 0 | 0 | 0 | 0 | 0 | 0 | 0 | 0 | 0 | 0 | 0 | 0 | 0 | 0 | 0 | 0 | 0 | 0 |  | 4378 | 464-14F | [40 empty] | 0 | 0 | 0 |  |  |  | 0 | 5000000
464-15 | 0 | 0 | 0 | 0 | 0% | 0% | 0% | 0 | 0 | 0 | 0 | 0 | 0 | 0 | 0 | 464 | 0 | 0 | 0 | 0 | 0 | 0 | 0 | 0 | 0 | 0 | 0 | 0 | 0 | 0 | 0 | 0 | 0 | 0 |  | 4379 | 464-15 | [40 empty] | 0 | 0 | 0 |  |  |  | 0 | 5000000
464-15F | 0 | 0 | 0 | 0 | 0% | 0% | 0% | 0 | 0 | 0 | 0 | 0 | 0 | 0 | 0 | 464 | 0 | 0 | 0 | 0 | 0 | 0 | 0 | 0 | 0 | 0 | 0 | 0 | 0 | 0 | 0 | 0 | 0 | 0 |  | 4380 | 464-15F | [40 empty] | 0 | 0 | 0 |  |  |  | 0 | 5000000
464-2 | 0 | 0 | 0 | 0 | 0% | 0% | 0% | 0 | 0 | 0 | 0 | 0 | 0 | 0 | 0 | 464 | 0 | 0 | 0 | 0 | 0 | 0 | 0 | 0 | 0 | 0 | 0 | 0 | 0 | 0 | 0 | 0 | 0 | 0 |  | 4381 | 464-2 | [40 empty] | 0 | 0 | 0 |  |  |  | 0 | 5000000
464-27 | 0 | 0 | 0 | 0 | 0% | 0% | 0% | 0 | 0 | 0 | 0 | 0 | 0 | 0 | 0 | 464 | 0 | 0 | 0 | 0 | 0 | 0 | 0 | 0 | 0 | 0 | 0 | 0 | 0 | 0 | 0 | 0 | 0 | 0 |  | 4382 | 464-27 | [40 empty] | 0 | 0 | 0 |  |  |  | 0 | 5000000
464-28 | 0 | 0 | 0 | 0 | 0% | 0% | 0% | 0 | 0 | 0 | 0 | 0 | 0 | 0 | 0 | 464 | 0 | 0 | 0 | 0 | 0 | 0 | 0 | 0 | 0 | 0 | 0 | 0 | 0 | 0 | 0 | 0 | 0 | 0 |  | 4383 | 464-28 | [40 empty] | 0 | 0 | 0 |  |  |  | 0 | 5000000
464-29 | 0 | 0 | 0 | 0 | 0% | 0% | 0% | 0 | 0 | 0 | 0 | 0 | 0 | 0 | 0 | 464 | 0 | 0 | 0 | 0 | 0 | 0 | 0 | 0 | 0 | 0 | 0 | 0 | 0 | 0 | 0 | 0 | 0 | 0 |  | 4384 | 464-29 | [40 empty] | 0 | 0 | 0 |  |  |  | 0 | 5000000
464-44 | 0 | 0 | 0 | 0 | 0% | 0% | 0% | 0 | 0 | 0 | 0 | 0 | 0 | 0 | 0 | 464 | 0 | 0 | 0 | 0 | 0 | 0 | 0 | 0 | 0 | 0 | 0 | 0 | 0 | 0 | 0 | 0 | 0 | 0 |  | 4385 | 464-44 | [40 empty] | 0 | 0 | 0 |  |  |  | 0 | 5000000
467-7 | 0 | 0 | 0 | 0 | 0% | 0% | 0% | 0 | 0 | 0 | 0 | 0 | 0 | 0 | 0 | 467 | 0 | 0 | 0 | 0 | 0 | 0 | 0 | 0 | 0 | 0 | 0 | 0 | 0 | 0 | 0 | 0 | 0 | 0 |  | 4386 | 467-7 | [40 empty] | 0 | 0 | 0 |  |  |  | 0 | 5000000
467-8 | 0 | 0 | 0 | 0 | 0% | 0% | 0% | 0 | 0 | 0 | 0 | 0 | 0 | 0 | 0 | 467 | 0 | 0 | 0 | 0 | 0 | 0 | 0 | 0 | 0 | 0 | 0 | 0 | 0 | 0 | 0 | 0 | 0 | 0 |  | 4387 | 467-8 | [40 empty] | 0 | 0 | 0 |  |  |  | 0 | 5000000
467-8F | 0 | 0 | 0 | 0 | 0% | 0% | 0% | 0 | 0 | 0 | 0 | 0 | 0 | 0 | 0 | 467 | 0 | 0 | 0 | 0 | 0 | 0 | 0 | 0 | 0 | 0 | 0 | 0 | 0 | 0 | 0 | 0 | 0 | 0 |  | 4388 | 467-8F | [40 empty] | 0 | 0 | 0 |  |  |  | 0 | 5000000
467-9 | 0 | 0 | 0 | 0 | 0% | 0% | 0% | 0 | 0 | 0 | 0 | 0 | 0 | 0 | 0 | 467 | 0 | 0 | 0 | 0 | 0 | 0 | 0 | 0 | 0 | 0 | 0 | 0 | 0 | 0 | 0 | 0 | 0 | 0 |  | 4389 | 467-9 | [40 empty] | 0 | 0 | 0 |  |  |  | 0 | 5000000
467-9F | 0 | 0 | 0 | 0 | 0% | 0% | 0% | 0 | 0 | 0 | 0 | 0 | 0 | 0 | 0 | 467 | 0 | 0 | 0 | 0 | 0 | 0 | 0 | 0 | 0 | 0 | 0 | 0 | 0 | 0 | 0 | 0 | 0 | 0 |  | 4390 | 467-9F | [40 empty] | 0 | 0 | 0 |  |  |  | 0 | 5000000
468-10 | 0 | 0 | 0 | 0 | 0% | 0% | 0% | 0 | 0 | 0 | 0 | 0 | 0 | 0 | 0 | 468 | 0 | 0 | 0 | 0 | 0 | 0 | 0 | 0 | 0 | 0 | 0 | 0 | 0 | 0 | 0 | 0 | 0 | 0 |  | 4391 | 468-10 | [40 empty] | 0 | 0 | 0 |  |  |  | 0 | 5000000
468-11 | 0 | 0 | 0 | 0 | 0% | 0% | 0% | 0 | 0 | 0 | 0 | 0 | 0 | 0 | 0 | 468 | 0 | 0 | 0 | 0 | 0 | 0 | 0 | 0 | 0 | 0 | 0 | 0 | 0 | 0 | 0 | 0 | 0 | 0 |  | 4392 | 468-11 | [40 empty] | 0 | 0 | 0 |  |  |  | 0 | 5000000
468-16 | 0 | 0 | 0 | 0 | 0% | 0% | 0% | 0 | 0 | 0 | 0 | 0 | 0 | 0 | 0 | 468 | 0 | 0 | 0 | 0 | 0 | 0 | 0 | 0 | 0 | 0 | 0 | 0 | 0 | 0 | 0 | 0 | 0 | 0 |  | 4393 | 468-16 | [40 empty] | 0 | 0 | 0 |  |  |  | 0 | 5000000
468-16F | 0 | 0 | 0 | 0 | 0% | 0% | 0% | 0 | 0 | 0 | 0 | 0 | 0 | 0 | 0 | 468 | 0 | 0 | 0 | 0 | 0 | 0 | 0 | 0 | 0 | 0 | 0 | 0 | 0 | 0 | 0 | 0 | 0 | 0 |  | 4394 | 468-16F | [40 empty] | 0 | 0 | 0 |  |  |  | 0 | 5000000
468-17 | 0 | 0 | 0 | 0 | 0% | 0% | 0% | 0 | 0 | 0 | 0 | 0 | 0 | 0 | 0 | 468 | 0 | 0 | 0 | 0 | 0 | 0 | 0 | 0 | 0 | 0 | 0 | 0 | 0 | 0 | 0 | 0 | 0 | 0 |  | 4395 | 468-17 | [40 empty] | 0 | 0 | 0 |  |  |  | 0 | 5000000
468-17F | 0 | 0 | 0 | 0 | 0% | 0% | 0% | 0 | 0 | 0 | 0 | 0 | 0 | 0 | 0 | 468 | 0 | 0 | 0 | 0 | 0 | 0 | 0 | 0 | 0 | 0 | 0 | 0 | 0 | 0 | 0 | 0 | 0 | 0 |  | 4396 | 468-17F | [40 empty] | 0 | 0 | 0 |  |  |  | 0 | 5000000
468-18 | 0 | 0 | 0 | 0 | 0% | 0% | 0% | 0 | 0 | 0 | 0 | 0 | 0 | 0 | 0 | 468 | 0 | 0 | 0 | 0 | 0 | 0 | 0 | 0 | 0 | 0 | 0 | 0 | 0 | 0 | 0 | 0 | 0 | 0 |  | 4397 | 468-18 | [40 empty] | 0 | 0 | 0 |  |  |  | 0 | 5000000
468-18F | 0 | 0 | 0 | 0 | 0% | 0% | 0% | 0 | 0 | 0 | 0 | 0 | 0 | 0 | 0 | 468 | 0 | 0 | 0 | 0 | 0 | 0 | 0 | 0 | 0 | 0 | 0 | 0 | 0 | 0 | 0 | 0 | 0 | 0 |  | 4398 | 468-18F | [40 empty] | 0 | 0 | 0 |  |  |  | 0 | 5000000
468-5 | 0 | 0 | 0 | 0 | 0% | 0% | 0% | 0 | 0 | 0 | 0 | 0 | 0 | 0 | 0 | 468 | 0 | 0 | 0 | 0 | 0 | 0 | 0 | 0 | 0 | 0 | 0 | 0 | 0 | 0 | 0 | 0 | 0 | 0 |  | 4399 | 468-5 | [40 empty] | 0 | 0 | 0 |  |  |  | 0 | 5000000
468-6 | 0 | 0 | 0 | 0 | 0% | 0% | 0% | 0 | 0 | 0 | 0 | 0 | 0 | 0 | 0 | 468 | 0 | 0 | 0 | 0 | 0 | 0 | 0 | 0 | 0 | 0 | 0 | 0 | 0 | 0 | 0 | 0 | 0 | 0 |  | 4400 | 468-6 | [40 empty] | 0 | 0 | 0 |  |  |  | 0 | 5000000
468-7 | 0 | 0 | 0 | 0 | 0% | 0% | 0% | 0 | 0 | 0 | 0 | 0 | 0 | 0 | 0 | 468 | 0 | 0 | 0 | 0 | 0 | 0 | 0 | 0 | 0 | 0 | 0 | 0 | 0 | 0 | 0 | 0 | 0 | 0 |  | 4401 | 468-7 | [40 empty] | 0 | 0 | 0 |  |  |  | 0 | 5000000
468-8 | 0 | 0 | 0 | 0 | 0% | 0% | 0% | 0 | 0 | 0 | 0 | 0 | 0 | 0 | 0 | 468 | 0 | 0 | 0 | 0 | 0 | 0 | 0 | 0 | 0 | 0 | 0 | 0 | 0 | 0 | 0 | 0 | 0 | 0 |  | 4402 | 468-8 | [40 empty] | 0 | 0 | 0 |  |  |  | 0 | 5000000
471-35 | 0 | 0 | 0 | 0 | 0% | 0% | 0% | 0 | 0 | 0 | 0 | 0 | 0 | 0 | 0 | 471 | 0 | 0 | 0 | 0 | 0 | 0 | 0 | 0 | 0 | 0 | 0 | 0 | 0 | 0 | 0 | 0 | 0 | 0 |  | 4403 | 471-35 | [40 empty] | 0 | 0 | 0 |  |  |  | 0 | 5000000
471-37F | 0 | 0 | 0 | 0 | 0% | 0% | 0% | 0 | 0 | 0 | 0 | 0 | 0 | 0 | 0 | 471 | 0 | 0 | 0 | 0 | 0 | 0 | 0 | 0 | 0 | 0 | 0 | 0 | 0 | 0 | 0 | 0 | 0 | 0 |  | 4404 | 471-37F | [40 empty] | 0 | 0 | 0 |  |  |  | 0 | 5000000
471-38F | 0 | 0 | 0 | 0 | 0% | 0% | 0% | 0 | 0 | 0 | 0 | 0 | 0 | 0 | 0 | 471 | 0 | 0 | 0 | 0 | 0 | 0 | 0 | 0 | 0 | 0 | 0 | 0 | 0 | 0 | 0 | 0 | 0 | 0 |  | 4405 | 471-38F | [40 empty] | 0 | 0 | 0 |  |  |  | 0 | 5000000
472-1023 | 0 | 0 | 0 | 0 | 0% | 0% | 0% | 0 | 0 | 0 | 0 | 0 | 0 | 0 | 0 | 472 | 0 | 0 | 0 | 0 | 0 | 0 | 0 | 0 | 0 | 0 | 0 | 0 | 0 | 0 | 0 | 0 | 0 | 0 |  | 4406 | 472-1023 | [40 empty] | 0 | 0 | 0 |  |  |  | 0 | 5000000
492-614F | 13159.2709 | 0 | 13159.2709 | 0 | 0% | 100% | 0% | 2100.3701 | 4383.8296 | 3.0052 | 1922.8343 | 174.5307 | 6.2723 | 4013.2821 | 364.2752 | 492 | 0.014542 | 0.014542 | 0.014542 | 904889.904 | 18.8281 | 12046.9707 | 1093.4721 | 1294.704 | 828403.2 | 75192 | 760459.1278 | 1088.0544 | 696180.5764 | 63190.497 | 603438.3122 | 863.3912 | 552432.0988 | 50142.8222 |  | 4407 | 492-614F | 13159.2709 | 11058.9008 | 8775.4413 | 0 | 0 | 0 | 13159.2709 | 11058.9008 | 8775.4413 | 0 | 18.8281 | 15.8229 | 12.5558 | 0 | 0 | 0 | 18.8281 | 15.8229 | 12.5558 | 0 | 1093.4721 | 918.9415 | 729.197 | 0 | 0 | 0 | 1093.4721 | 918.9415 | 729.197 | 0 | 12046.9707 | 10124.1364 | 8033.6886 | 0 | 0 | 0 | 12046.9707 | 10124.1364 | 8033.6886 | 0 | 0 | 0 | 0 | 0.014542 | 0.014542 | 0.014542 | 0 | 5000000
493-486 | 0 | 0 | 0 | 0 | 0% | 0% | 0% | 0 | 0 | 0 | 0 | 0 | 0 | 0 | 0 | 493 | 0 | 0 | 0 | 0 | 0 | 0 | 0 | 0 | 0 | 0 | 0 | 0 | 0 | 0 | 0 | 0 | 0 | 0 |  | 4408 | 493-486 | [40 empty] | 0 | 0 | 0 |  |  |  | 0 | 5000000
52-15 | 0 | 0 | 0 | 0 | 0% | 0% | 0% | 0 | 0 | 0 | 0 | 0 | 0 | 0 | 0 | 52 | 0 | 0 | 0 | 0 | 0 | 0 | 0 | 0 | 0 | 0 | 0 | 0 | 0 | 0 | 0 | 0 | 0 | 0 |  | 4409 | 52-15 | [40 empty] | 0 | 0 | 0 |  |  |  | 0 | 5000000
508-1023 | 0 | 0 | 0 | 0 | 0% | 0% | 0% | 0 | 0 | 0 | 0 | 0 | 0 | 0 | 0 | 508 | 0 | 0 | 0 | 0 | 0 | 0 | 0 | 0 | 0 | 0 | 0 | 0 | 0 | 0 | 0 | 0 | 0 | 0 |  | 4410 | 508-1023 | [40 empty] | 0 | 0 | 0 |  |  |  | 0 | 5000000
508-1025F | 0 | 0 | 0 | 0 | 0% | 0% | 0% | 0 | 0 | 0 | 0 | 0 | 0 | 0 | 0 | 508 | 0 | 0 | 0 | 0 | 0 | 0 | 0 | 0 | 0 | 0 | 0 | 0 | 0 | 0 | 0 | 0 | 0 | 0 |  | 4411 | 508-1025F | [40 empty] | 0 | 0 | 0 |  |  |  | 0 | 5000000
508-1026F | 0 | 0 | 0 | 0 | 0% | 0% | 0% | 0 | 0 | 0 | 0 | 0 | 0 | 0 | 0 | 508 | 0 | 0 | 0 | 0 | 0 | 0 | 0 | 0 | 0 | 0 | 0 | 0 | 0 | 0 | 0 | 0 | 0 | 0 |  | 4412 | 508-1026F | [40 empty] | 0 | 0 | 0 |  |  |  | 0 | 5000000
508-1040 | 0 | 0 | 0 | 0 | 0% | 0% | 0% | 0 | 0 | 0 | 0 | 0 | 0 | 0 | 0 | 508 | 0 | 0 | 0 | 0 | 0 | 0 | 0 | 0 | 0 | 0 | 0 | 0 | 0 | 0 | 0 | 0 | 0 | 0 |  | 4413 | 508-1040 | [40 empty] | 0 | 0 | 0 |  |  |  | 0 | 5000000
508-1041F | 0 | 0 | 0 | 0 | 0% | 0% | 0% | 0 | 0 | 0 | 0 | 0 | 0 | 0 | 0 | 508 | 0 | 0 | 0 | 0 | 0 | 0 | 0 | 0 | 0 | 0 | 0 | 0 | 0 | 0 | 0 | 0 | 0 | 0 |  | 4414 | 508-1041F | [40 empty] | 0 | 0 | 0 |  |  |  | 0 | 5000000
508-1042F | 0 | 0 | 0 | 0 | 0% | 0% | 0% | 0 | 0 | 0 | 0 | 0 | 0 | 0 | 0 | 508 | 0 | 0 | 0 | 0 | 0 | 0 | 0 | 0 | 0 | 0 | 0 | 0 | 0 | 0 | 0 | 0 | 0 | 0 |  | 4415 | 508-1042F | [40 empty] | 0 | 0 | 0 |  |  |  | 0 | 5000000
508-1043F | 0 | 0 | 0 | 0 | 0% | 0% | 0% | 0 | 0 | 0 | 0 | 0 | 0 | 0 | 0 | 508 | 0 | 0 | 0 | 0 | 0 | 0 | 0 | 0 | 0 | 0 | 0 | 0 | 0 | 0 | 0 | 0 | 0 | 0 |  | 4416 | 508-1043F | [40 empty] | 0 | 0 | 0 |  |  |  | 0 | 5000000
508-935AE | 0 | 0 | 0 | 0 | 0% | 0% | 0% | 0 | 0 | 0 | 0 | 0 | 0 | 0 | 0 | 508 | 0 | 0 | 0 | 0 | 0 | 0 | 0 | 0 | 0 | 0 | 0 | 0 | 0 | 0 | 0 | 0 | 0 | 0 |  | 4417 | 508-935AE | [40 empty] | 0 | 0 | 0 |  |  |  | 0 | 5000000
508-937AE | 0 | 0 | 0 | 0 | 0% | 0% | 0% | 0 | 0 | 0 | 0 | 0 | 0 | 0 | 0 | 508 | 0 | 0 | 0 | 0 | 0 | 0 | 0 | 0 | 0 | 0 | 0 | 0 | 0 | 0 | 0 | 0 | 0 | 0 |  | 4418 | 508-937AE | [40 empty] | 0 | 0 | 0 |  |  |  | 0 | 5000000
508-938 | 0 | 0 | 0 | 0 | 0% | 0% | 0% | 0 | 0 | 0 | 0 | 0 | 0 | 0 | 0 | 508 | 0 | 0 | 0 | 0 | 0 | 0 | 0 | 0 | 0 | 0 | 0 | 0 | 0 | 0 | 0 | 0 | 0 | 0 |  | 4419 | 508-938 | [40 empty] | 0 | 0 | 0 |  |  |  | 0 | 5000000
51-41 | 0 | 0 | 0 | 0 | 0% | 0% | 0% | 0 | 0 | 0 | 0 | 0 | 0 | 0 | 0 | 51 | 0 | 0 | 0 | 0 | 0 | 0 | 0 | 0 | 0 | 0 | 0 | 0 | 0 | 0 | 0 | 0 | 0 | 0 |  | 4420 | 51-41 | [40 empty] | 0 | 0 | 0 |  |  |  | 0 | 5000000
51-42F | 0 | 0 | 0 | 0 | 0% | 0% | 0% | 0 | 0 | 0 | 0 | 0 | 0 | 0 | 0 | 51 | 0 | 0 | 0 | 0 | 0 | 0 | 0 | 0 | 0 | 0 | 0 | 0 | 0 | 0 | 0 | 0 | 0 | 0 |  | 4421 | 51-42F | [40 empty] | 0 | 0 | 0 |  |  |  | 0 | 5000000
51-43F | 0 | 0 | 0 | 0 | 0% | 0% | 0% | 0 | 0 | 0 | 0 | 0 | 0 | 0 | 0 | 51 | 0 | 0 | 0 | 0 | 0 | 0 | 0 | 0 | 0 | 0 | 0 | 0 | 0 | 0 | 0 | 0 | 0 | 0 |  | 4422 | 51-43F | [40 empty] | 0 | 0 | 0 |  |  |  | 0 | 5000000
51-44F | 0 | 0 | 0 | 0 | 0% | 0% | 0% | 0 | 0 | 0 | 0 | 0 | 0 | 0 | 0 | 51 | 0 | 0 | 0 | 0 | 0 | 0 | 0 | 0 | 0 | 0 | 0 | 0 | 0 | 0 | 0 | 0 | 0 | 0 |  | 4423 | 51-44F | [40 empty] | 0 | 0 | 0 |  |  |  | 0 | 5000000
510-798 | 87033.0783 | 0 | 87033.0783 | 0 | 0% | 100% | 0% | 13807.5445 | 28751.0628 | 16.443 | 12634.6573 | 1156.4442 | 34.2388 | 26308.7927 | 2408.0313 | 510 | 0.010624 | 0.010624 | 0.010624 | 8192119.5696 | 103.6453 | 79640.0198 | 7289.4132 | 9755.7696 | 7496236.8 | 686127 | 6892463.6524 | 8208.0452 | 6306980.6581 | 577274.9492 | 5485882.4799 | 6532.9864 | 5019882.068 | 459467.4255 |  | 4424 | 510-798 | 87033.0783 | 73225.5338 | 58282.0155 | 0 | 0 | 0 | 87033.0783 | 73225.5338 | 58282.0155 | 0 | 103.6453 | 87.2023 | 69.4064 | 0 | 0 | 0 | 103.6453 | 87.2023 | 69.4064 | 0 | 7289.4132 | 6132.9691 | 4881.3819 | 0 | 0 | 0 | 7289.4132 | 6132.9691 | 4881.3819 | 0 | 79640.0198 | 67005.3625 | 53331.2271 | 0 | 0 | 0 | 79640.0198 | 67005.3625 | 53331.2271 | 0 | 0 | 0 | 0 | 0.010624 | 0.010624 | 0.010624 | 0 | 5000000
511-1337 | 100852.6395 | 0 | 100852.6395 | 0 | 0% | 100% | 0% | 15988.7404 | 33310.1926 | 21.0589 | 14316.2367 | 1651.4448 | 43.8731 | 29825.7768 | 3440.5427 | 511 | 0.01061 | 0.01061 | 0.01061 | 9505790.9376 | 132.8337 | 90302.9399 | 10416.866 | 12520.1376 | 8511436.8 | 981834 | 7998784.0422 | 10535.2492 | 7162070.4999 | 826178.2931 | 6366163.3736 | 8384.9142 | 5700230.2668 | 657548.1925 |  | 4425 | 511-1337 | 100852.6395 | 84863.8992 | 67542.4469 | 0 | 0 | 0 | 100852.6395 | 84863.8992 | 67542.4469 | 0 | 132.8337 | 111.7748 | 88.9606 | 0 | 0 | 0 | 132.8337 | 111.7748 | 88.9606 | 0 | 10416.866 | 8765.4212 | 6976.3233 | 0 | 0 | 0 | 10416.866 | 8765.4212 | 6976.3233 | 0 | 90302.9399 | 75986.7032 | 60477.163 | 0 | 0 | 0 | 90302.9399 | 75986.7032 | 60477.163 | 0 | 0 | 0 | 0 | 0.01061 | 0.01061 | 0.01061 | 0 | 5000000
511-1338AE | 89986.504 | 0 | 89986.504 | 0 | 0% | 100% | 0% | 14225.4459 | 29724.6858 | 16.3761 | 12519.6949 | 1689.375 | 34.2185 | 26160.4452 | 3530.0222 | 511 | 0.010611 | 0.010611 | 0.010611 | 8480652.168 | 103.5908 | 79196.3627 | 10686.5505 | 9762.768 | 7463750.4 | 1007139 | 7139994.9182 | 8219.4285 | 6283849.269 | 847926.2207 | 5679290.7392 | 6537.8932 | 4998295.8488 | 674456.9972 |  | 4426 | 511-1338AE | 89986.504 | 75761.0581 | 60261.8182 | 0 | 0 | 0 | 89986.504 | 75761.0581 | 60261.8182 | 0 | 103.5908 | 87.2147 | 69.3723 | 0 | 0 | 0 | 103.5908 | 87.2147 | 69.3723 | 0 | 10686.5505 | 8997.1755 | 7156.5283 | 0 | 0 | 0 | 10686.5505 | 8997.1755 | 7156.5283 | 0 | 79196.3627 | 66676.6678 | 53035.9176 | 0 | 0 | 0 | 79196.3627 | 66676.6678 | 53035.9176 | 0 | 0 | 0 | 0 | 0.010611 | 0.010611 | 0.010611 | 0 | 5000000
511-1339 | 0 | 0 | 0 | 0 | 0% | 0% | 0% | 0 | 0 | 0 | 0 | 0 | 0 | 0 | 0 | 511 | 0 | 0 | 0 | 0 | 0 | 0 | 0 | 0 | 0 | 0 | 0 | 0 | 0 | 0 | 0 | 0 | 0 | 0 |  | 4427 | 511-1339 | [40 empty] | 0 | 0 | 0 |  |  |  | 0 | 5000000
512-299 | 0 | 0 | 0 | 0 | 0% | 0% | 0% | 0 | 0 | 0 | 0 | 0 | 0 | 0 | 0 | 512 | 0 | 0 | 0 | 0 | 0 | 0 | 0 | 0 | 0 | 0 | 0 | 0 | 0 | 0 | 0 | 0 | 0 | 0 |  | 4428 | 512-299 | [40 empty] | 0 | 0 | 0 |  |  |  | 0 | 5000000
512-49 | 9870.5396 | 0 | 9870.5396 | 0 | 0% | 100% | 0% | 1557.3695 | 3263.0276 | 1.7426 | 1339.1035 | 216.5234 | 3.6512 | 2805.7128 | 453.6635 | 512 | 0.010663 | 0.010663 | 0.010663 | 925646.5632 | 11.0448 | 8487.1792 | 1372.3156 | 1035.7632 | 795916.8 | 128694 | 779598.4465 | 872.3409 | 670337.3895 | 108388.716 | 619644.0167 | 693.358 | 532800.6417 | 86150.0169 |  | 4429 | 512-49 | 9870.5396 | 8313.1701 | 6607.512 | 0 | 0 | 0 | 9870.5396 | 8313.1701 | 6607.512 | 0 | 11.0448 | 9.3021 | 7.3936 | 0 | 0 | 0 | 11.0448 | 9.3021 | 7.3936 | 0 | 1372.3156 | 1155.7922 | 918.6521 | 0 | 0 | 0 | 1372.3156 | 1155.7922 | 918.6521 | 0 | 8487.1792 | 7148.0757 | 5681.4664 | 0 | 0 | 0 | 8487.1792 | 7148.0757 | 5681.4664 | 0 | 0 | 0 | 0 | 0.010663 | 0.010663 | 0.010663 | 0 | 5000000
513-44 | 0 | 0 | 0 | 0 | 0% | 0% | 0% | 0 | 0 | 0 | 0 | 0 | 0 | 0 | 0 | 513 | 0 | 0 | 0 | 0 | 0 | 0 | 0 | 0 | 0 | 0 | 0 | 0 | 0 | 0 | 0 | 0 | 0 | 0 |  | 4430 | 513-44 | [40 empty] | 0 | 0 | 0 |  |  |  | 0 | 5000000
515-423 | 0 | 0 | 0 | 0 | 0% | 0% | 0% | 0 | 0 | 0 | 0 | 0 | 0 | 0 | 0 | 515 | 0 | 0 | 0 | 0 | 0 | 0 | 0 | 0 | 0 | 0 | 0 | 0 | 0 | 0 | 0 | 0 | 0 | 0 |  | 4431 | 515-423 | [40 empty] | 0 | 0 | 0 |  |  |  | 0 | 5000000
515-50 | 0 | 0 | 0 | 0 | 0% | 0% | 0% | 0 | 0 | 0 | 0 | 0 | 0 | 0 | 0 | 515 | 0 | 0 | 0 | 0 | 0 | 0 | 0 | 0 | 0 | 0 | 0 | 0 | 0 | 0 | 0 | 0 | 0 | 0 |  | 4432 | 515-50 | [40 empty] | 0 | 0 | 0 |  |  |  | 0 | 5000000
516-4 | 0 | 0 | 0 | 0 | 0% | 0% | 0% | 0 | 0 | 0 | 0 | 0 | 0 | 0 | 0 | 516 | 0 | 0 | 0 | 0 | 0 | 0 | 0 | 0 | 0 | 0 | 0 | 0 | 0 | 0 | 0 | 0 | 0 | 0 |  | 4433 | 516-4 | [40 empty] | 0 | 0 | 0 |  |  |  | 0 | 5000000
516-6 | 0 | 0 | 0 | 0 | 0% | 0% | 0% | 0 | 0 | 0 | 0 | 0 | 0 | 0 | 0 | 516 | 0 | 0 | 0 | 0 | 0 | 0 | 0 | 0 | 0 | 0 | 0 | 0 | 0 | 0 | 0 | 0 | 0 | 0 |  | 4434 | 516-6 | [40 empty] | 0 | 0 | 0 |  |  |  | 0 | 5000000
518-40 | 0 | 0 | 0 | 0 | 0% | 0% | 0% | 0 | 0 | 0 | 0 | 0 | 0 | 0 | 0 | 518 | 0 | 0 | 0 | 0 | 0 | 0 | 0 | 0 | 0 | 0 | 0 | 0 | 0 | 0 | 0 | 0 | 0 | 0 |  | 4435 | 518-40 | [40 empty] | 0 | 0 | 0 |  |  |  | 0 | 5000000
518-43 | 0 | 0 | 0 | 0 | 0% | 0% | 0% | 0 | 0 | 0 | 0 | 0 | 0 | 0 | 0 | 518 | 0 | 0 | 0 | 0 | 0 | 0 | 0 | 0 | 0 | 0 | 0 | 0 | 0 | 0 | 0 | 0 | 0 | 0 |  | 4436 | 518-43 | [40 empty] | 0 | 0 | 0 |  |  |  | 0 | 5000000
519-30 | 0 | 0 | 0 | 0 | 0% | 0% | 0% | 0 | 0 | 0 | 0 | 0 | 0 | 0 | 0 | 519 | 0 | 0 | 0 | 0 | 0 | 0 | 0 | 0 | 0 | 0 | 0 | 0 | 0 | 0 | 0 | 0 | 0 | 0 |  | 4437 | 519-30 | [40 empty] | 0 | 0 | 0 |  |  |  | 0 | 5000000
508-1024F | 0 | 0 | 0 | 0 | 0% | 0% | 0% | 0 | 0 | 0 | 0 | 0 | 0 | 0 | 0 | 508 | 0 | 0 | 0 | 0 | 0 | 0 | 0 | 0 | 0 | 0 | 0 | 0 | 0 | 0 | 0 | 0 | 0 | 0 |  | 4438 | 508-1024F | [40 empty] | 0 | 0 | 0 |  |  |  | 0 | 5000000
507-1734 | 0 | 0 | 0 | 0 | 0% | 0% | 0% | 0 | 0 | 0 | 0 | 0 | 0 | 0 | 0 | 507 | 0 | 0 | 0 | 0 | 0 | 0 | 0 | 0 | 0 | 0 | 0 | 0 | 0 | 0 | 0 | 0 | 0 | 0 |  | 4439 | 507-1734 | [40 empty] | 0 | 0 | 0 |  |  |  | 0 | 5000000
493-491F | 0 | 0 | 0 | 0 | 0% | 0% | 0% | 0 | 0 | 0 | 0 | 0 | 0 | 0 | 0 | 493 | 0 | 0 | 0 | 0 | 0 | 0 | 0 | 0 | 0 | 0 | 0 | 0 | 0 | 0 | 0 | 0 | 0 | 0 |  | 4440 | 493-491F | [40 empty] | 0 | 0 | 0 |  |  |  | 0 | 5000000
507-1732F | 0 | 0 | 0 | 0 | 0% | 0% | 0% | 0 | 0 | 0 | 0 | 0 | 0 | 0 | 0 | 507 | 0 | 0 | 0 | 0 | 0 | 0 | 0 | 0 | 0 | 0 | 0 | 0 | 0 | 0 | 0 | 0 | 0 | 0 |  | 4441 | 507-1732F | [40 empty] | 0 | 0 | 0 |  |  |  | 0 | 5000000
496-20 | 0 | 0 | 0 | 0 | 0% | 0% | 0% | 0 | 0 | 0 | 0 | 0 | 0 | 0 | 0 | 496 | 0 | 0 | 0 | 0 | 0 | 0 | 0 | 0 | 0 | 0 | 0 | 0 | 0 | 0 | 0 | 0 | 0 | 0 |  | 4442 | 496-20 | [40 empty] | 0 | 0 | 0 |  |  |  | 0 | 5000000
496-259F | 0 | 0 | 0 | 0 | 0% | 0% | 0% | 0 | 0 | 0 | 0 | 0 | 0 | 0 | 0 | 496 | 0 | 0 | 0 | 0 | 0 | 0 | 0 | 0 | 0 | 0 | 0 | 0 | 0 | 0 | 0 | 0 | 0 | 0 |  | 4443 | 496-259F | [40 empty] | 0 | 0 | 0 |  |  |  | 0 | 5000000
496-260 | 0 | 0 | 0 | 0 | 0% | 0% | 0% | 0 | 0 | 0 | 0 | 0 | 0 | 0 | 0 | 496 | 0 | 0 | 0 | 0 | 0 | 0 | 0 | 0 | 0 | 0 | 0 | 0 | 0 | 0 | 0 | 0 | 0 | 0 |  | 4444 | 496-260 | [40 empty] | 0 | 0 | 0 |  |  |  | 0 | 5000000
496-7 | 0 | 0 | 0 | 0 | 0% | 0% | 0% | 0 | 0 | 0 | 0 | 0 | 0 | 0 | 0 | 496 | 0 | 0 | 0 | 0 | 0 | 0 | 0 | 0 | 0 | 0 | 0 | 0 | 0 | 0 | 0 | 0 | 0 | 0 |  | 4445 | 496-7 | [40 empty] | 0 | 0 | 0 |  |  |  | 0 | 5000000
496-8 | 0 | 0 | 0 | 0 | 0% | 0% | 0% | 0 | 0 | 0 | 0 | 0 | 0 | 0 | 0 | 496 | 0 | 0 | 0 | 0 | 0 | 0 | 0 | 0 | 0 | 0 | 0 | 0 | 0 | 0 | 0 | 0 | 0 | 0 |  | 4446 | 496-8 | [40 empty] | 0 | 0 | 0 |  |  |  | 0 | 5000000
497-889F | 0 | 0 | 0 | 0 | 0% | 0% | 0% | 0 | 0 | 0 | 0 | 0 | 0 | 0 | 0 | 497 | 0 | 0 | 0 | 0 | 0 | 0 | 0 | 0 | 0 | 0 | 0 | 0 | 0 | 0 | 0 | 0 | 0 | 0 |  | 4447 | 497-889F | [40 empty] | 0 | 0 | 0 |  |  |  | 0 | 5000000
497-890 | 0 | 0 | 0 | 0 | 0% | 0% | 0% | 0 | 0 | 0 | 0 | 0 | 0 | 0 | 0 | 497 | 0 | 0 | 0 | 0 | 0 | 0 | 0 | 0 | 0 | 0 | 0 | 0 | 0 | 0 | 0 | 0 | 0 | 0 |  | 4448 | 497-890 | [40 empty] | 0 | 0 | 0 |  |  |  | 0 | 5000000
497-891F | 0 | 0 | 0 | 0 | 0% | 0% | 0% | 0 | 0 | 0 | 0 | 0 | 0 | 0 | 0 | 497 | 0 | 0 | 0 | 0 | 0 | 0 | 0 | 0 | 0 | 0 | 0 | 0 | 0 | 0 | 0 | 0 | 0 | 0 |  | 4449 | 497-891F | [40 empty] | 0 | 0 | 0 |  |  |  | 0 | 5000000
497-892F | 0 | 0 | 0 | 0 | 0% | 0% | 0% | 0 | 0 | 0 | 0 | 0 | 0 | 0 | 0 | 497 | 0 | 0 | 0 | 0 | 0 | 0 | 0 | 0 | 0 | 0 | 0 | 0 | 0 | 0 | 0 | 0 | 0 | 0 |  | 4450 | 497-892F | [40 empty] | 0 | 0 | 0 |  |  |  | 0 | 5000000
500-1530 | 0 | 0 | 0 | 0 | 0% | 0% | 0% | 0 | 0 | 0 | 0 | 0 | 0 | 0 | 0 | 500 | 0 | 0 | 0 | 0 | 0 | 0 | 0 | 0 | 0 | 0 | 0 | 0 | 0 | 0 | 0 | 0 | 0 | 0 |  | 4451 | 500-1530 | [40 empty] | 0 | 0 | 0 |  |  |  | 0 | 5000000
500-1532AE | 0 | 0 | 0 | 0 | 0% | 0% | 0% | 0 | 0 | 0 | 0 | 0 | 0 | 0 | 0 | 500 | 0 | 0 | 0 | 0 | 0 | 0 | 0 | 0 | 0 | 0 | 0 | 0 | 0 | 0 | 0 | 0 | 0 | 0 |  | 4452 | 500-1532AE | [40 empty] | 0 | 0 | 0 |  |  |  | 0 | 5000000
500-5R | 0 | 0 | 0 | 0 | 0% | 0% | 0% | 0 | 0 | 0 | 0 | 0 | 0 | 0 | 0 | 500 | 0 | 0 | 0 | 0 | 0 | 0 | 0 | 0 | 0 | 0 | 0 | 0 | 0 | 0 | 0 | 0 | 0 | 0 |  | 4453 | 500-5R | [40 empty] | 0 | 0 | 0 |  |  |  | 0 | 5000000
501-788 | 0 | 0 | 0 | 0 | 0% | 0% | 0% | 0 | 0 | 0 | 0 | 0 | 0 | 0 | 0 | 501 | 0 | 0 | 0 | 0 | 0 | 0 | 0 | 0 | 0 | 0 | 0 | 0 | 0 | 0 | 0 | 0 | 0 | 0 |  | 4454 | 501-788 | [40 empty] | 0 | 0 | 0 |  |  |  | 0 | 5000000
501-791AE | 0 | 0 | 0 | 0 | 0% | 0% | 0% | 0 | 0 | 0 | 0 | 0 | 0 | 0 | 0 | 501 | 0 | 0 | 0 | 0 | 0 | 0 | 0 | 0 | 0 | 0 | 0 | 0 | 0 | 0 | 0 | 0 | 0 | 0 |  | 4455 | 501-791AE | [40 empty] | 0 | 0 | 0 |  |  |  | 0 | 5000000
502-10 | 0 | 0 | 0 | 0 | 0% | 0% | 0% | 0 | 0 | 0 | 0 | 0 | 0 | 0 | 0 | 502 | 0 | 0 | 0 | 0 | 0 | 0 | 0 | 0 | 0 | 0 | 0 | 0 | 0 | 0 | 0 | 0 | 0 | 0 |  | 4456 | 502-10 | [40 empty] | 0 | 0 | 0 |  |  |  | 0 | 5000000
502-11F | 0 | 0 | 0 | 0 | 0% | 0% | 0% | 0 | 0 | 0 | 0 | 0 | 0 | 0 | 0 | 502 | 0 | 0 | 0 | 0 | 0 | 0 | 0 | 0 | 0 | 0 | 0 | 0 | 0 | 0 | 0 | 0 | 0 | 0 |  | 4457 | 502-11F | [40 empty] | 0 | 0 | 0 |  |  |  | 0 | 5000000
502-12 | 0 | 0 | 0 | 0 | 0% | 0% | 0% | 0 | 0 | 0 | 0 | 0 | 0 | 0 | 0 | 502 | 0 | 0 | 0 | 0 | 0 | 0 | 0 | 0 | 0 | 0 | 0 | 0 | 0 | 0 | 0 | 0 | 0 | 0 |  | 4458 | 502-12 | [40 empty] | 0 | 0 | 0 |  |  |  | 0 | 5000000
502-717 | 0 | 0 | 0 | 0 | 0% | 0% | 0% | 0 | 0 | 0 | 0 | 0 | 0 | 0 | 0 | 502 | 0 | 0 | 0 | 0 | 0 | 0 | 0 | 0 | 0 | 0 | 0 | 0 | 0 | 0 | 0 | 0 | 0 | 0 |  | 4459 | 502-717 | [40 empty] | 0 | 0 | 0 |  |  |  | 0 | 5000000
502-718F | 0 | 0 | 0 | 0 | 0% | 0% | 0% | 0 | 0 | 0 | 0 | 0 | 0 | 0 | 0 | 502 | 0 | 0 | 0 | 0 | 0 | 0 | 0 | 0 | 0 | 0 | 0 | 0 | 0 | 0 | 0 | 0 | 0 | 0 |  | 4460 | 502-718F | [40 empty] | 0 | 0 | 0 |  |  |  | 0 | 5000000
502-719F | 0 | 0 | 0 | 0 | 0% | 0% | 0% | 0 | 0 | 0 | 0 | 0 | 0 | 0 | 0 | 502 | 0 | 0 | 0 | 0 | 0 | 0 | 0 | 0 | 0 | 0 | 0 | 0 | 0 | 0 | 0 | 0 | 0 | 0 |  | 4461 | 502-719F | [40 empty] | 0 | 0 | 0 |  |  |  | 0 | 5000000
502-755 | 0 | 0 | 0 | 0 | 0% | 0% | 0% | 0 | 0 | 0 | 0 | 0 | 0 | 0 | 0 | 502 | 0 | 0 | 0 | 0 | 0 | 0 | 0 | 0 | 0 | 0 | 0 | 0 | 0 | 0 | 0 | 0 | 0 | 0 |  | 4462 | 502-755 | [40 empty] | 0 | 0 | 0 |  |  |  | 0 | 5000000
502-9F | 0 | 0 | 0 | 0 | 0% | 0% | 0% | 0 | 0 | 0 | 0 | 0 | 0 | 0 | 0 | 502 | 0 | 0 | 0 | 0 | 0 | 0 | 0 | 0 | 0 | 0 | 0 | 0 | 0 | 0 | 0 | 0 | 0 | 0 |  | 4463 | 502-9F | [40 empty] | 0 | 0 | 0 |  |  |  | 0 | 5000000
504-1560 | 0 | 0 | 0 | 0 | 0% | 0% | 0% | 0 | 0 | 0 | 0 | 0 | 0 | 0 | 0 | 504 | 0 | 0 | 0 | 0 | 0 | 0 | 0 | 0 | 0 | 0 | 0 | 0 | 0 | 0 | 0 | 0 | 0 | 0 |  | 4464 | 504-1560 | [40 empty] | 0 | 0 | 0 |  |  |  | 0 | 5000000
505-1678 | 0 | 0 | 0 | 0 | 0% | 0% | 0% | 0 | 0 | 0 | 0 | 0 | 0 | 0 | 0 | 505 | 0 | 0 | 0 | 0 | 0 | 0 | 0 | 0 | 0 | 0 | 0 | 0 | 0 | 0 | 0 | 0 | 0 | 0 |  | 4465 | 505-1678 | [40 empty] | 0 | 0 | 0 |  |  |  | 0 | 5000000
505-1679F | 0 | 0 | 0 | 0 | 0% | 0% | 0% | 0 | 0 | 0 | 0 | 0 | 0 | 0 | 0 | 505 | 0 | 0 | 0 | 0 | 0 | 0 | 0 | 0 | 0 | 0 | 0 | 0 | 0 | 0 | 0 | 0 | 0 | 0 |  | 4466 | 505-1679F | [40 empty] | 0 | 0 | 0 |  |  |  | 0 | 5000000
506-159 | 0 | 0 | 0 | 0 | 0% | 0% | 0% | 0 | 0 | 0 | 0 | 0 | 0 | 0 | 0 | 506 | 0 | 0 | 0 | 0 | 0 | 0 | 0 | 0 | 0 | 0 | 0 | 0 | 0 | 0 | 0 | 0 | 0 | 0 |  | 4467 | 506-159 | [40 empty] | 0 | 0 | 0 |  |  |  | 0 | 5000000
506-162 | 0 | 0 | 0 | 0 | 0% | 0% | 0% | 0 | 0 | 0 | 0 | 0 | 0 | 0 | 0 | 506 | 0 | 0 | 0 | 0 | 0 | 0 | 0 | 0 | 0 | 0 | 0 | 0 | 0 | 0 | 0 | 0 | 0 | 0 |  | 4468 | 506-162 | [40 empty] | 0 | 0 | 0 |  |  |  | 0 | 5000000
507-1606 | 0 | 0 | 0 | 0 | 0% | 0% | 0% | 0 | 0 | 0 | 0 | 0 | 0 | 0 | 0 | 507 | 0 | 0 | 0 | 0 | 0 | 0 | 0 | 0 | 0 | 0 | 0 | 0 | 0 | 0 | 0 | 0 | 0 | 0 |  | 4469 | 507-1606 | [40 empty] | 0 | 0 | 0 |  |  |  | 0 | 5000000
507-1607F | 0 | 0 | 0 | 0 | 0% | 0% | 0% | 0 | 0 | 0 | 0 | 0 | 0 | 0 | 0 | 507 | 0 | 0 | 0 | 0 | 0 | 0 | 0 | 0 | 0 | 0 | 0 | 0 | 0 | 0 | 0 | 0 | 0 | 0 |  | 4470 | 507-1607F | [40 empty] | 0 | 0 | 0 |  |  |  | 0 | 5000000
564-22F | 0 | 0 | 0 | 0 | 0% | 0% | 0% | 0 | 0 | 0 | 0 | 0 | 0 | 0 | 0 | 564 | 0 | 0 | 0 | 0 | 0 | 0 | 0 | 0 | 0 | 0 | 0 | 0 | 0 | 0 | 0 | 0 | 0 | 0 |  | 4471 | 564-22F | [40 empty] | 0 | 0 | 0 |  |  |  | 0 | 5000000
565-77 | 0 | 0 | 0 | 0 | 0% | 0% | 0% | 0 | 0 | 0 | 0 | 0 | 0 | 0 | 0 | 565 | 0 | 0 | 0 | 0 | 0 | 0 | 0 | 0 | 0 | 0 | 0 | 0 | 0 | 0 | 0 | 0 | 0 | 0 |  | 4472 | 565-77 | [40 empty] | 0 | 0 | 0 |  |  |  | 0 | 5000000
293-15AE | 0 | 0 | 0 | 0 | 0% | 0% | 0% | 0 | 0 | 0 | 0 | 0 | 0 | 0 | 0 | 293 | 0 | 0 | 0 | 0 | 0 | 0 | 0 | 0 | 0 | 0 | 0 | 0 | 0 | 0 | 0 | 0 | 0 | 0 |  | 4473 | 293-15AE | [40 empty] | 0 | 0 | 0 |  |  |  | 0 | 5000000
69-44 | 0 | 0 | 0 | 0 | 0% | 0% | 0% | 0 | 0 | 0 | 0 | 0 | 0 | 0 | 0 | 69 | 0 | 0 | 0 | 0 | 0 | 0 | 0 | 0 | 0 | 0 | 0 | 0 | 0 | 0 | 0 | 0 | 0 | 0 |  | 4474 | 69-44 | [40 empty] | 0 | 0 | 0 |  |  |  | 0 | 5000000
700-224AE | 226.9858 | 0 | 226.9858 | 0 | 0% | 100% | 0% | 36.379 | 75.4978 | 0.48817 | 28.326 | 7.5649 | 1.0131 | 58.7852 | 15.6995 | 700 | 0.0054404 | 0.0054404 | 0.0054404 | 41722.272 | 3.0459 | 176.739 | 47.2009 | 559.872 | 32486.4 | 8676 | 35035.4402 | 470.1413 | 27279.8021 | 7285.4968 | 27845.0126 | 373.6528 | 21681.0872 | 5790.2726 |  | 4475 | 700-224AE | 226.9858 | 190.6068 | 151.488 | 0 | 0 | 0 | 226.9858 | 190.6068 | 151.488 | 0 | 3.0459 | 2.5578 | 2.0328 | 0 | 0 | 0 | 3.0459 | 2.5578 | 2.0328 | 0 | 47.2009 | 39.636 | 31.5014 | 0 | 0 | 0 | 47.2009 | 39.636 | 31.5014 | 0 | 176.739 | 148.413 | 117.9538 | 0 | 0 | 0 | 176.739 | 148.413 | 117.9538 | 0 | 0 | 0 | 0 | 0.0054404 | 0.0054404 | 0.0054404 | 0 | 5000000
700-231 | 0 | 0 | 0 | 0 | 0% | 0% | 0% | 0 | 0 | 0 | 0 | 0 | 0 | 0 | 0 | 700 | 0 | 0 | 0 | 0 | 0 | 0 | 0 | 0 | 0 | 0 | 0 | 0 | 0 | 0 | 0 | 0 | 0 | 0 |  | 4476 | 700-231 | [40 empty] | 0 | 0 | 0 |  |  |  | 0 | 5000000
700-256F | 0 | 0 | 0 | 0 | 0% | 0% | 0% | 0 | 0 | 0 | 0 | 0 | 0 | 0 | 0 | 700 | 0 | 0 | 0 | 0 | 0 | 0 | 0 | 0 | 0 | 0 | 0 | 0 | 0 | 0 | 0 | 0 | 0 | 0 |  | 4477 | 700-256F | [40 empty] | 0 | 0 | 0 |  |  |  | 0 | 5000000
700-257F | 0 | 0 | 0 | 0 | 0% | 0% | 0% | 0 | 0 | 0 | 0 | 0 | 0 | 0 | 0 | 700 | 0 | 0 | 0 | 0 | 0 | 0 | 0 | 0 | 0 | 0 | 0 | 0 | 0 | 0 | 0 | 0 | 0 | 0 |  | 4478 | 700-257F | [40 empty] | 0 | 0 | 0 |  |  |  | 0 | 5000000
700-258 | 0 | 0 | 0 | 0 | 0% | 0% | 0% | 0 | 0 | 0 | 0 | 0 | 0 | 0 | 0 | 700 | 0 | 0 | 0 | 0 | 0 | 0 | 0 | 0 | 0 | 0 | 0 | 0 | 0 | 0 | 0 | 0 | 0 | 0 |  | 4479 | 700-258 | [40 empty] | 0 | 0 | 0 |  |  |  | 0 | 5000000
701-15R | 0 | 0 | 0 | 0 | 0% | 0% | 0% | 0 | 0 | 0 | 0 | 0 | 0 | 0 | 0 | 701 | 0 | 0 | 0 | 0 | 0 | 0 | 0 | 0 | 0 | 0 | 0 | 0 | 0 | 0 | 0 | 0 | 0 | 0 |  | 4480 | 701-15R | [40 empty] | 0 | 0 | 0 |  |  |  | 0 | 5000000
701-19AE | 18561.179 | 0 | 18561.179 | 0 | 0% | 100% | 0% | 2968.4272 | 6172.5717 | 3.9868 | 2718.685 | 245.7554 | 8.2902 | 5653.2557 | 511.0258 | 701 | 0.0053808 | 0.0053808 | 0.0053808 | 3449520.3408 | 24.9289 | 16999.5744 | 1536.6758 | 4632.9408 | 3159302.4 | 285585 | 2897850.099 | 3892.0101 | 2654045.742 | 239912.3469 | 2302372.7609 | 3092.2435 | 2108667.6032 | 190612.9143 |  | 4481 | 701-19AE | 18561.179 | 15592.7518 | 12388.6074 | 0 | 0 | 0 | 18561.179 | 15592.7518 | 12388.6074 | 0 | 24.9289 | 20.9421 | 16.6387 | 0 | 0 | 0 | 24.9289 | 20.9421 | 16.6387 | 0 | 1536.6758 | 1290.9204 | 1025.65 | 0 | 0 | 0 | 1536.6758 | 1290.9204 | 1025.65 | 0 | 16999.5744 | 14280.8893 | 11346.3186 | 0 | 0 | 0 | 16999.5744 | 14280.8893 | 11346.3186 | 0 | 0 | 0 | 0 | 0.0053808 | 0.0053808 | 0.0053808 | 0 | 5000000
701-21 | 10357.8903 | 0 | 10357.8903 | 0 | 0% | 100% | 0% | 1654.3586 | 3444.5638 | 2.6284 | 1504.1284 | 147.6018 | 5.4726 | 3131.7675 | 307.3237 | 701 | 0.0053932 | 0.0053932 | 0.0053932 | 1920546.3024 | 16.4563 | 9417.3038 | 924.1302 | 3051.3024 | 1746144 | 171351 | 1613797.325 | 2563.9495 | 1467250.4968 | 143982.8788 | 1281859.8432 | 2036.5778 | 1165455.8244 | 114367.441 |  | 4482 | 701-21 | 10357.8903 | 8703.5317 | 6913.3265 | 0 | 0 | 0 | 10357.8903 | 8703.5317 | 6913.3265 | 0 | 16.4563 | 13.8279 | 10.9837 | 0 | 0 | 0 | 16.4563 | 13.8279 | 10.9837 | 0 | 924.1302 | 776.5285 | 616.8065 | 0 | 0 | 0 | 924.1302 | 776.5285 | 616.8065 | 0 | 9417.3038 | 7913.1754 | 6285.5364 | 0 | 0 | 0 | 9417.3038 | 7913.1754 | 6285.5364 | 0 | 0 | 0 | 0 | 0.0053932 | 0.0053932 | 0.0053932 | 0 | 5000000
701-30 | 0 | 0 | 0 | 0 | 0% | 0% | 0% | 0 | 0 | 0 | 0 | 0 | 0 | 0 | 0 | 701 | 0 | 0 | 0 | 0 | 0 | 0 | 0 | 0 | 0 | 0 | 0 | 0 | 0 | 0 | 0 | 0 | 0 | 0 |  | 4483 | 701-30 | [40 empty] | 0 | 0 | 0 |  |  |  | 0 | 5000000
701-31 | 0 | 0 | 0 | 0 | 0% | 0% | 0% | 0 | 0 | 0 | 0 | 0 | 0 | 0 | 0 | 701 | 0 | 0 | 0 | 0 | 0 | 0 | 0 | 0 | 0 | 0 | 0 | 0 | 0 | 0 | 0 | 0 | 0 | 0 |  | 4484 | 701-31 | [40 empty] | 0 | 0 | 0 |  |  |  | 0 | 5000000
701-32 | 0 | 0 | 0 | 0 | 0% | 0% | 0% | 0 | 0 | 0 | 0 | 0 | 0 | 0 | 0 | 701 | 0 | 0 | 0 | 0 | 0 | 0 | 0 | 0 | 0 | 0 | 0 | 0 | 0 | 0 | 0 | 0 | 0 | 0 |  | 4485 | 701-32 | [40 empty] | 0 | 0 | 0 |  |  |  | 0 | 5000000
701-49 | 0 | 0 | 0 | 0 | 0% | 0% | 0% | 0 | 0 | 0 | 0 | 0 | 0 | 0 | 0 | 701 | 0 | 0 | 0 | 0 | 0 | 0 | 0 | 0 | 0 | 0 | 0 | 0 | 0 | 0 | 0 | 0 | 0 | 0 |  | 4486 | 701-49 | [40 empty] | 0 | 0 | 0 |  |  |  | 0 | 5000000
701-50AE | 5767.8935 | 0 | 5767.8935 | 0 | 0% | 100% | 0% | 920.2792 | 1918.675 | 1.5938 | 824.3348 | 94.3506 | 3.3228 | 1718.6421 | 196.7101 | 701 | 0.0053458 | 0.0053458 | 0.0053458 | 1078957.9728 | 9.989 | 5166.5575 | 591.3471 | 1868.5728 | 966470.4 | 110619 | 906808.0195 | 1570.4382 | 812268.0692 | 92969.5121 | 720045.3689 | 1246.9968 | 644976.4989 | 73821.8732 |  | 4487 | 701-50AE | 5767.8935 | 4847.6143 | 3849.2185 | 0 | 0 | 0 | 5767.8935 | 4847.6143 | 3849.2185 | 0 | 9.989 | 8.3952 | 6.6662 | 0 | 0 | 0 | 9.989 | 8.3952 | 6.6662 | 0 | 591.3471 | 496.9964 | 394.637 | 0 | 0 | 0 | 591.3471 | 496.9964 | 394.637 | 0 | 5166.5575 | 4342.2226 | 3447.9154 | 0 | 0 | 0 | 5166.5575 | 4342.2226 | 3447.9154 | 0 | 0 | 0 | 0 | 0.0053458 | 0.0053458 | 0.0053458 | 0 | 5000000
701-739 | 0 | 0 | 0 | 0 | 0% | 0% | 0% | 0 | 0 | 0 | 0 | 0 | 0 | 0 | 0 | 701 | 0 | 0 | 0 | 0 | 0 | 0 | 0 | 0 | 0 | 0 | 0 | 0 | 0 | 0 | 0 | 0 | 0 | 0 |  | 4488 | 701-739 | [40 empty] | 0 | 0 | 0 |  |  |  | 0 | 5000000
565-78 | 0 | 0 | 0 | 0 | 0% | 0% | 0% | 0 | 0 | 0 | 0 | 0 | 0 | 0 | 0 | 565 | 0 | 0 | 0 | 0 | 0 | 0 | 0 | 0 | 0 | 0 | 0 | 0 | 0 | 0 | 0 | 0 | 0 | 0 |  | 4489 | 565-78 | [40 empty] | 0 | 0 | 0 |  |  |  | 0 | 5000000
701-740 | 0 | 0 | 0 | 0 | 0% | 0% | 0% | 0 | 0 | 0 | 0 | 0 | 0 | 0 | 0 | 701 | 0 | 0 | 0 | 0 | 0 | 0 | 0 | 0 | 0 | 0 | 0 | 0 | 0 | 0 | 0 | 0 | 0 | 0 |  | 4490 | 701-740 | [40 empty] | 0 | 0 | 0 |  |  |  | 0 | 5000000
701-748 | 0 | 0 | 0 | 0 | 0% | 0% | 0% | 0 | 0 | 0 | 0 | 0 | 0 | 0 | 0 | 701 | 0 | 0 | 0 | 0 | 0 | 0 | 0 | 0 | 0 | 0 | 0 | 0 | 0 | 0 | 0 | 0 | 0 | 0 |  | 4491 | 701-748 | [40 empty] | 0 | 0 | 0 |  |  |  | 0 | 5000000
701-749 | 0 | 0 | 0 | 0 | 0% | 0% | 0% | 0 | 0 | 0 | 0 | 0 | 0 | 0 | 0 | 701 | 0 | 0 | 0 | 0 | 0 | 0 | 0 | 0 | 0 | 0 | 0 | 0 | 0 | 0 | 0 | 0 | 0 | 0 |  | 4492 | 701-749 | [40 empty] | 0 | 0 | 0 |  |  |  | 0 | 5000000
701-750 | 0 | 0 | 0 | 0 | 0% | 0% | 0% | 0 | 0 | 0 | 0 | 0 | 0 | 0 | 0 | 701 | 0 | 0 | 0 | 0 | 0 | 0 | 0 | 0 | 0 | 0 | 0 | 0 | 0 | 0 | 0 | 0 | 0 | 0 |  | 4493 | 701-750 | [40 empty] | 0 | 0 | 0 |  |  |  | 0 | 5000000
702-474 | 0 | 0 | 0 | 0 | 0% | 0% | 0% | 0 | 0 | 0 | 0 | 0 | 0 | 0 | 0 | 702 | 0 | 0 | 0 | 0 | 0 | 0 | 0 | 0 | 0 | 0 | 0 | 0 | 0 | 0 | 0 | 0 | 0 | 0 |  | 4494 | 702-474 | [40 empty] | 0 | 0 | 0 |  |  |  | 0 | 5000000
703-288F | 0 | 0 | 0 | 0 | 0% | 0% | 0% | 0 | 0 | 0 | 0 | 0 | 0 | 0 | 0 | 703 | 0 | 0 | 0 | 0 | 0 | 0 | 0 | 0 | 0 | 0 | 0 | 0 | 0 | 0 | 0 | 0 | 0 | 0 |  | 4495 | 703-288F | [40 empty] | 0 | 0 | 0 |  |  |  | 0 | 5000000
703-289F | 10716.3893 | 0 | 10716.3893 | 0 | 0% | 100% | 0% | 1696.8881 | 3563.6563 | 2.3519 | 1485.6767 | 208.8595 | 4.9392 | 3120.0886 | 438.6284 | 703 | 0.0052274 | 0.0052274 | 0.0052274 | 2050041.9504 | 14.8529 | 9382.5223 | 1319.0142 | 2841.3504 | 1794873.6 | 252327 | 1725427.791 | 2391.4364 | 1510664.1062 | 212372.2483 | 1368315.6128 | 1896.4803 | 1198001.6162 | 168417.5163 |  | 4496 | 703-289F | 10716.3893 | 9019.5012 | 7152.733 | 0 | 0 | 0 | 10716.3893 | 9019.5012 | 7152.733 | 0 | 14.8529 | 12.501 | 9.9137 | 0 | 0 | 0 | 14.8529 | 12.501 | 9.9137 | 0 | 1319.0142 | 1110.1547 | 880.3857 | 0 | 0 | 0 | 1319.0142 | 1110.1547 | 880.3857 | 0 | 9382.5223 | 7896.8455 | 6262.4336 | 0 | 0 | 0 | 9382.5223 | 7896.8455 | 6262.4336 | 0 | 0 | 0 | 0 | 0.0052274 | 0.0052274 | 0.0052274 | 0 | 5000000
703-291 | 0 | 0 | 0 | 0 | 0% | 0% | 0% | 0 | 0 | 0 | 0 | 0 | 0 | 0 | 0 | 703 | 0 | 0 | 0 | 0 | 0 | 0 | 0 | 0 | 0 | 0 | 0 | 0 | 0 | 0 | 0 | 0 | 0 | 0 |  | 4497 | 703-291 | [40 empty] | 0 | 0 | 0 |  |  |  | 0 | 5000000
708-47 | 63036.5716 | 0 | 63036.5716 | 0 | 0% | 100% | 0% | 10002.9112 | 20961.1429 | 11.7728 | 9143.8171 | 847.3213 | 24.6699 | 19160.9075 | 1775.5654 | 708 | 0.0051864 | 0.0051864 | 0.0051864 | 12154205.5296 | 74.19 | 57622.713 | 5339.6685 | 14304.7296 | 11110348.8 | 1029552 | 10225524.5272 | 12034.7943 | 9347311.421 | 866178.3119 | 8112646.2869 | 9548.0705 | 7415896.4746 | 687201.7418 |  | 4498 | 708-47 | 63036.5716 | 53033.6604 | 42075.4287 | 0 | 0 | 0 | 63036.5716 | 53033.6604 | 42075.4287 | 0 | 74.19 | 62.4173 | 49.5201 | 0 | 0 | 0 | 74.19 | 62.4173 | 49.5201 | 0 | 5339.6685 | 4492.3472 | 3564.1031 | 0 | 0 | 0 | 5339.6685 | 4492.3472 | 3564.1031 | 0 | 57622.713 | 48478.896 | 38461.8055 | 0 | 0 | 0 | 57622.713 | 48478.896 | 38461.8055 | 0 | 0 | 0 | 0 | 0.0051864 | 0.0051864 | 0.0051864 | 0 | 5000000
708-48 | 0 | 0 | 0 | 0 | 0% | 0% | 0% | 0 | 0 | 0 | 0 | 0 | 0 | 0 | 0 | 708 | 0 | 0 | 0 | 0 | 0 | 0 | 0 | 0 | 0 | 0 | 0 | 0 | 0 | 0 | 0 | 0 | 0 | 0 |  | 4499 | 708-48 | [40 empty] | 0 | 0 | 0 |  |  |  | 0 | 5000000
71-13 | 0 | 0 | 0 | 0 | 0% | 0% | 0% | 0 | 0 | 0 | 0 | 0 | 0 | 0 | 0 | 71 | 0 | 0 | 0 | 0 | 0 | 0 | 0 | 0 | 0 | 0 | 0 | 0 | 0 | 0 | 0 | 0 | 0 | 0 |  | 4500 | 71-13 | [40 empty] | 0 | 0 | 0 |  |  |  | 0 | 5000000
71-14F | 0 | 0 | 0 | 0 | 0% | 0% | 0% | 0 | 0 | 0 | 0 | 0 | 0 | 0 | 0 | 71 | 0 | 0 | 0 | 0 | 0 | 0 | 0 | 0 | 0 | 0 | 0 | 0 | 0 | 0 | 0 | 0 | 0 | 0 |  | 4501 | 71-14F | [40 empty] | 0 | 0 | 0 |  |  |  | 0 | 5000000
710-423 | 0 | 0 | 0 | 0 | 0% | 0% | 0% | 0 | 0 | 0 | 0 | 0 | 0 | 0 | 0 | 710 | 0 | 0 | 0 | 0 | 0 | 0 | 0 | 0 | 0 | 0 | 0 | 0 | 0 | 0 | 0 | 0 | 0 | 0 |  | 4502 | 710-423 | [40 empty] | 0 | 0 | 0 |  |  |  | 0 | 5000000
710-424 | 0 | 0 | 0 | 0 | 0% | 0% | 0% | 0 | 0 | 0 | 0 | 0 | 0 | 0 | 0 | 710 | 0 | 0 | 0 | 0 | 0 | 0 | 0 | 0 | 0 | 0 | 0 | 0 | 0 | 0 | 0 | 0 | 0 | 0 |  | 4503 | 710-424 | [40 empty] | 0 | 0 | 0 |  |  |  | 0 | 5000000
68-44 | 0 | 0 | 0 | 0 | 0% | 0% | 0% | 0 | 0 | 0 | 0 | 0 | 0 | 0 | 0 | 68 | 0 | 0 | 0 | 0 | 0 | 0 | 0 | 0 | 0 | 0 | 0 | 0 | 0 | 0 | 0 | 0 | 0 | 0 |  | 4504 | 68-44 | [40 empty] | 0 | 0 | 0 |  |  |  | 0 | 5000000
595-1441F | 146.782 | 0 | 146.782 | 0 | 0% | 100% | 0% | 23.4373 | 48.8951 | 0.015928 | 18.4848 | 4.9366 | 0.03323 | 38.563 | 10.2988 | 595 | 0.014254 | 0.014254 | 0.014254 | 10297.5984 | 0.099755 | 115.7653 | 30.9169 | 6.9984 | 8121.6 | 2169 | 8653.3348 | 5.8809 | 6824.7878 | 1822.6661 | 6867.3292 | 4.6671 | 5416.1853 | 1446.4768 |  | 4505 | 595-1441F | 146.782 | 123.3446 | 97.8869 | 0 | 0 | 0 | 146.782 | 123.3446 | 97.8869 | 0 | 0.099755 | 0.083827 | 0.066525 | 0 | 0 | 0 | 0.099755 | 0.083827 | 0.066525 | 0 | 30.9169 | 25.9803 | 20.6181 | 0 | 0 | 0 | 30.9169 | 25.9803 | 20.6181 | 0 | 115.7653 | 97.2805 | 77.2023 | 0 | 0 | 0 | 115.7653 | 97.2805 | 77.2023 | 0 | 0 | 0 | 0 | 0.014254 | 0.014254 | 0.014254 | 0 | 5000000
595-1442F | 1597.8259 | 0 | 1597.8259 | 0 | 0% | 100% | 0% | 255.1024 | 532.2873 | 0.78042 | 203.3145 | 51.0075 | 1.6284 | 424.2285 | 106.4304 | 595 | 0.014254 | 0.014254 | 0.014254 | 112093.5216 | 4.8881 | 1273.4539 | 319.4839 | 342.9216 | 89337.6 | 22413 | 94197.1221 | 288.1721 | 75074.3192 | 18834.6308 | 74751.5572 | 228.6834 | 59576.3665 | 14946.5074 |  | 4506 | 595-1442F | 1597.8259 | 1342.7235 | 1065.5386 | 0 | 0 | 0 | 1597.8259 | 1342.7235 | 1065.5386 | 0 | 4.8881 | 4.1077 | 3.2597 | 0 | 0 | 0 | 4.8881 | 4.1077 | 3.2597 | 0 | 319.4839 | 268.4764 | 213.0535 | 0 | 0 | 0 | 319.4839 | 268.4764 | 213.0535 | 0 | 1273.4539 | 1070.1394 | 849.2254 | 0 | 0 | 0 | 1273.4539 | 1070.1394 | 849.2254 | 0 | 0 | 0 | 0 | 0.014254 | 0.014254 | 0.014254 | 0 | 5000000
595-1450 | 0 | 0 | 0 | 0 | 0% | 0% | 0% | 0 | 0 | 0 | 0 | 0 | 0 | 0 | 0 | 595 | 0 | 0 | 0 | 0 | 0 | 0 | 0 | 0 | 0 | 0 | 0 | 0 | 0 | 0 | 0 | 0 | 0 | 0 |  | 4507 | 595-1450 | [40 empty] | 0 | 0 | 0 |  |  |  | 0 | 5000000
595-1451F | 37418.5606 | 0 | 37418.5606 | 0 | 0% | 100% | 0% | 5974.9194 | 12465.0973 | 7.5907 | 5395.52 | 571.8086 | 15.8361 | 11256.3329 | 1192.9283 | 595 | 0.014151 | 0.014151 | 0.014151 | 2644159.632 | 47.5378 | 33790.011 | 3581.0118 | 3359.232 | 2387750.4 | 253050 | 2221945.6191 | 2822.8367 | 2006479.2899 | 212643.4925 | 1763321.1752 | 2240.1843 | 1592328.5382 | 168752.4528 |  | 4508 | 595-1451F | 37418.5606 | 31443.6412 | 24953.4633 | 0 | 0 | 0 | 37418.5606 | 31443.6412 | 24953.4633 | 0 | 47.5378 | 39.9471 | 31.7017 | 0 | 0 | 0 | 47.5378 | 39.9471 | 31.7017 | 0 | 3581.0118 | 3009.2031 | 2388.0835 | 0 | 0 | 0 | 3581.0118 | 3009.2031 | 2388.0835 | 0 | 33790.011 | 28394.491 | 22533.6781 | 0 | 0 | 0 | 33790.011 | 28394.491 | 22533.6781 | 0 | 0 | 0 | 0 | 0.014151 | 0.014151 | 0.014151 | 0 | 5000000
595-1453F | 17795.7915 | 0 | 17795.7915 | 0 | 0% | 100% | 0% | 2834.8784 | 5928.4103 | 3.6768 | 2563.8375 | 267.3641 | 7.6892 | 5361.5988 | 559.1223 | 595 | 0.014155 | 0.014155 | 0.014155 | 1257226.6272 | 23.0812 | 16094.3473 | 1678.3629 | 1630.6272 | 1137024 | 118572 | 1056949.8014 | 1370.8675 | 955895.5124 | 99683.4215 | 838399.7803 | 1087.4074 | 758240.9179 | 79071.4551 |  | 4509 | 595-1453F | 17795.7915 | 14960.913 | 11867.3812 | 0 | 0 | 0 | 17795.7915 | 14960.913 | 11867.3812 | 0 | 23.0812 | 19.4044 | 15.392 | 0 | 0 | 0 | 23.0812 | 19.4044 | 15.392 | 0 | 1678.3629 | 1410.9989 | 1119.2406 | 0 | 0 | 0 | 1678.3629 | 1410.9989 | 1119.2406 | 0 | 16094.3473 | 13530.5098 | 10732.7485 | 0 | 0 | 0 | 16094.3473 | 13530.5098 | 10732.7485 | 0 | 0 | 0 | 0 | 0.014155 | 0.014155 | 0.014155 | 0 | 5000000
595-478 | 0 | 0 | 0 | 0 | 0% | 0% | 0% | 0 | 0 | 0 | 0 | 0 | 0 | 0 | 0 | 595 | 0 | 0 | 0 | 0 | 0 | 0 | 0 | 0 | 0 | 0 | 0 | 0 | 0 | 0 | 0 | 0 | 0 | 0 |  | 4510 | 595-478 | [40 empty] | 0 | 0 | 0 |  |  |  | 0 | 5000000
596-1996F | 0 | 0 | 0 | 0 | 0% | 0% | 0% | 0 | 0 | 0 | 0 | 0 | 0 | 0 | 0 | 596 | 0 | 0 | 0 | 0 | 0 | 0 | 0 | 0 | 0 | 0 | 0 | 0 | 0 | 0 | 0 | 0 | 0 | 0 |  | 4511 | 596-1996F | [40 empty] | 0 | 0 | 0 |  |  |  | 0 | 5000000
597-592 | 0 | 0 | 0 | 0 | 0% | 0% | 0% | 0 | 0 | 0 | 0 | 0 | 0 | 0 | 0 | 597 | 0 | 0 | 0 | 0 | 0 | 0 | 0 | 0 | 0 | 0 | 0 | 0 | 0 | 0 | 0 | 0 | 0 | 0 |  | 4512 | 597-592 | [40 empty] | 0 | 0 | 0 |  |  |  | 0 | 5000000
598-658 | 0 | 0 | 0 | 0 | 0% | 0% | 0% | 0 | 0 | 0 | 0 | 0 | 0 | 0 | 0 | 598 | 0 | 0 | 0 | 0 | 0 | 0 | 0 | 0 | 0 | 0 | 0 | 0 | 0 | 0 | 0 | 0 | 0 | 0 |  | 4513 | 598-658 | [40 empty] | 0 | 0 | 0 |  |  |  | 0 | 5000000
598-659 | 0 | 0 | 0 | 0 | 0% | 0% | 0% | 0 | 0 | 0 | 0 | 0 | 0 | 0 | 0 | 598 | 0 | 0 | 0 | 0 | 0 | 0 | 0 | 0 | 0 | 0 | 0 | 0 | 0 | 0 | 0 | 0 | 0 | 0 |  | 4514 | 598-659 | [40 empty] | 0 | 0 | 0 |  |  |  | 0 | 5000000
598-660 | 0 | 0 | 0 | 0 | 0% | 0% | 0% | 0 | 0 | 0 | 0 | 0 | 0 | 0 | 0 | 598 | 0 | 0 | 0 | 0 | 0 | 0 | 0 | 0 | 0 | 0 | 0 | 0 | 0 | 0 | 0 | 0 | 0 | 0 |  | 4515 | 598-660 | [40 empty] | 0 | 0 | 0 |  |  |  | 0 | 5000000
599-1125 | 761.3508 | 0 | 761.3508 | 0 | 0% | 100% | 0% | 73.733 | 153.5004 | 0.98942 | 57.411 | 15.3325 | 2.0598 | 119.5207 | 31.9199 | 599 | 0.043675 | 0.043675 | 0.043675 | 17432.3474 | 10.2166 | 592.814 | 158.3202 | 233.925 | 13573.427 | 3624.9955 | 15744.1124 | 211.2706 | 12258.9089 | 3273.9329 | 13917.7094 | 186.762 | 10836.8086 | 2894.1388 |  | 4516 | 599-1125 | 761.3508 | 687.6178 | 607.8504 | 0 | 0 | 0 | 761.3508 | 687.6178 | 607.8504 | 0 | 10.2166 | 9.2272 | 8.1568 | 0 | 0 | 0 | 10.2166 | 9.2272 | 8.1568 | 0 | 158.3202 | 142.9877 | 126.4004 | 0 | 0 | 0 | 158.3202 | 142.9877 | 126.4004 | 0 | 592.814 | 535.4029 | 473.2933 | 0 | 0 | 0 | 592.814 | 535.4029 | 473.2933 | 0 | 0 | 0 | 0 | 0.043675 | 0.043675 | 0.043675 | 0 | 5000000
599-1126 | 380.6518 | 0 | 380.6518 | 0 | 0% | 100% | 0% | 36.9367 | 76.8545 | 0.49565 | 28.7602 | 7.6809 | 1.0313 | 59.8416 | 15.9816 | 599 | 0.043658 | 0.043658 | 0.043658 | 8718.9862 | 5.108 | 296.3886 | 79.1552 | 117.0003 | 6788.9034 | 1813.0826 | 7872.9352 | 105.6471 | 6130.1389 | 1637.1492 | 6958.6018 | 93.3776 | 5418.2074 | 1447.0168 |  | 4517 | 599-1126 | 380.6518 | 343.715 | 303.7972 | 0 | 0 | 0 | 380.6518 | 343.715 | 303.7972 | 0 | 5.108 | 4.6123 | 4.0767 | 0 | 0 | 0 | 5.108 | 4.6123 | 4.0767 | 0 | 79.1552 | 71.4743 | 63.1736 | 0 | 0 | 0 | 79.1552 | 71.4743 | 63.1736 | 0 | 296.3886 | 267.6284 | 236.547 | 0 | 0 | 0 | 296.3886 | 267.6284 | 236.547 | 0 | 0 | 0 | 0 | 0.043658 | 0.043658 | 0.043658 | 0 | 5000000
60-363R | 0 | 0 | 0 | 0 | 0% | 0% | 0% | 0 | 0 | 0 | 0 | 0 | 0 | 0 | 0 | 60 | 0 | 0 | 0 | 0 | 0 | 0 | 0 | 0 | 0 | 0 | 0 | 0 | 0 | 0 | 0 | 0 | 0 | 0 |  | 4518 | 60-363R | [40 empty] | 0 | 0 | 0 |  |  |  | 0 | 5000000
60-573 | 0 | 0 | 0 | 0 | 0% | 0% | 0% | 0 | 0 | 0 | 0 | 0 | 0 | 0 | 0 | 60 | 0 | 0 | 0 | 0 | 0 | 0 | 0 | 0 | 0 | 0 | 0 | 0 | 0 | 0 | 0 | 0 | 0 | 0 |  | 4519 | 60-573 | [40 empty] | 0 | 0 | 0 |  |  |  | 0 | 5000000
60-575F | 0 | 0 | 0 | 0 | 0% | 0% | 0% | 0 | 0 | 0 | 0 | 0 | 0 | 0 | 0 | 60 | 0 | 0 | 0 | 0 | 0 | 0 | 0 | 0 | 0 | 0 | 0 | 0 | 0 | 0 | 0 | 0 | 0 | 0 |  | 4520 | 60-575F | [40 empty] | 0 | 0 | 0 |  |  |  | 0 | 5000000
60-601 | 0 | 0 | 0 | 0 | 0% | 0% | 0% | 0 | 0 | 0 | 0 | 0 | 0 | 0 | 0 | 60 | 0 | 0 | 0 | 0 | 0 | 0 | 0 | 0 | 0 | 0 | 0 | 0 | 0 | 0 | 0 | 0 | 0 | 0 |  | 4521 | 60-601 | [40 empty] | 0 | 0 | 0 |  |  |  | 0 | 5000000
60-602F | 0 | 0 | 0 | 0 | 0% | 0% | 0% | 0 | 0 | 0 | 0 | 0 | 0 | 0 | 0 | 60 | 0 | 0 | 0 | 0 | 0 | 0 | 0 | 0 | 0 | 0 | 0 | 0 | 0 | 0 | 0 | 0 | 0 | 0 |  | 4522 | 60-602F | [40 empty] | 0 | 0 | 0 |  |  |  | 0 | 5000000
60-604F | 0 | 0 | 0 | 0 | 0% | 0% | 0% | 0 | 0 | 0 | 0 | 0 | 0 | 0 | 0 | 60 | 0 | 0 | 0 | 0 | 0 | 0 | 0 | 0 | 0 | 0 | 0 | 0 | 0 | 0 | 0 | 0 | 0 | 0 |  | 4523 | 60-604F | [40 empty] | 0 | 0 | 0 |  |  |  | 0 | 5000000
61-19 | 0 | 0 | 0 | 0 | 0% | 0% | 0% | 0 | 0 | 0 | 0 | 0 | 0 | 0 | 0 | 61 | 0 | 0 | 0 | 0 | 0 | 0 | 0 | 0 | 0 | 0 | 0 | 0 | 0 | 0 | 0 | 0 | 0 | 0 |  | 4524 | 61-19 | [40 empty] | 0 | 0 | 0 |  |  |  | 0 | 5000000
61-24F | 10960.861 | 0 | 10960.861 | 0 | 0% | 100% | 0% | 1749.0929 | 3637.6938 | 2.3194 | 1592.4638 | 154.3096 | 4.8239 | 3311.943 | 320.927 | 61 | 0.010874 | 0.010874 | 0.010874 | 1008006.4944 | 14.5349 | 9979.3299 | 966.9962 | 1336.6944 | 917740.8 | 88929 | 847152.6191 | 1123.3897 | 771291.1838 | 74738.0455 | 673468.9972 | 893.0719 | 613160.7085 | 59415.2169 |  | 4525 | 61-24F | 10960.861 | 9211.7681 | 7323.1672 | 0 | 0 | 0 | 10960.861 | 9211.7681 | 7323.1672 | 0 | 14.5349 | 12.2155 | 9.7111 | 0 | 0 | 0 | 14.5349 | 12.2155 | 9.7111 | 0 | 966.9962 | 812.6866 | 646.0692 | 0 | 0 | 0 | 966.9962 | 812.6866 | 646.0692 | 0 | 9979.3299 | 8386.8661 | 6667.3869 | 0 | 0 | 0 | 9979.3299 | 8386.8661 | 6667.3869 | 0 | 0 | 0 | 0 | 0.010874 | 0.010874 | 0.010874 | 0 | 5000000
64-12 | 0 | 0 | 0 | 0 | 0% | 0% | 0% | 0 | 0 | 0 | 0 | 0 | 0 | 0 | 0 | 64 | 0 | 0 | 0 | 0 | 0 | 0 | 0 | 0 | 0 | 0 | 0 | 0 | 0 | 0 | 0 | 0 | 0 | 0 |  | 4526 | 64-12 | [40 empty] | 0 | 0 | 0 |  |  |  | 0 | 5000000
65-10 | 0 | 0 | 0 | 0 | 0% | 0% | 0% | 0 | 0 | 0 | 0 | 0 | 0 | 0 | 0 | 65 | 0 | 0 | 0 | 0 | 0 | 0 | 0 | 0 | 0 | 0 | 0 | 0 | 0 | 0 | 0 | 0 | 0 | 0 |  | 4527 | 65-10 | [40 empty] | 0 | 0 | 0 |  |  |  | 0 | 5000000
68-1357 | 0 | 0 | 0 | 0 | 0% | 0% | 0% | 0 | 0 | 0 | 0 | 0 | 0 | 0 | 0 | 68 | 0 | 0 | 0 | 0 | 0 | 0 | 0 | 0 | 0 | 0 | 0 | 0 | 0 | 0 | 0 | 0 | 0 | 0 |  | 4528 | 68-1357 | [40 empty] | 0 | 0 | 0 |  |  |  | 0 | 5000000
710-425 | 0 | 0 | 0 | 0 | 0% | 0% | 0% | 0 | 0 | 0 | 0 | 0 | 0 | 0 | 0 | 710 | 0 | 0 | 0 | 0 | 0 | 0 | 0 | 0 | 0 | 0 | 0 | 0 | 0 | 0 | 0 | 0 | 0 | 0 |  | 4529 | 710-425 | [40 empty] | 0 | 0 | 0 |  |  |  | 0 | 5000000
710-95F | 0 | 0 | 0 | 0 | 0% | 0% | 0% | 0 | 0 | 0 | 0 | 0 | 0 | 0 | 0 | 710 | 0 | 0 | 0 | 0 | 0 | 0 | 0 | 0 | 0 | 0 | 0 | 0 | 0 | 0 | 0 | 0 | 0 | 0 |  | 4530 | 710-95F | [40 empty] | 0 | 0 | 0 |  |  |  | 0 | 5000000
710-96 | 0 | 0 | 0 | 0 | 0% | 0% | 0% | 0 | 0 | 0 | 0 | 0 | 0 | 0 | 0 | 710 | 0 | 0 | 0 | 0 | 0 | 0 | 0 | 0 | 0 | 0 | 0 | 0 | 0 | 0 | 0 | 0 | 0 | 0 |  | 4531 | 710-96 | [40 empty] | 0 | 0 | 0 |  |  |  | 0 | 5000000
719-36 | 0 | 0 | 0 | 0 | 0% | 0% | 0% | 0 | 0 | 0 | 0 | 0 | 0 | 0 | 0 | 719 | 0 | 0 | 0 | 0 | 0 | 0 | 0 | 0 | 0 | 0 | 0 | 0 | 0 | 0 | 0 | 0 | 0 | 0 |  | 4532 | 719-36 | [40 empty] | 0 | 0 | 0 |  |  |  | 0 | 5000000
719-389F | 0 | 0 | 0 | 0 | 0% | 0% | 0% | 0 | 0 | 0 | 0 | 0 | 0 | 0 | 0 | 719 | 0 | 0 | 0 | 0 | 0 | 0 | 0 | 0 | 0 | 0 | 0 | 0 | 0 | 0 | 0 | 0 | 0 | 0 |  | 4533 | 719-389F | [40 empty] | 0 | 0 | 0 |  |  |  | 0 | 5000000
719-390F | 0 | 0 | 0 | 0 | 0% | 0% | 0% | 0 | 0 | 0 | 0 | 0 | 0 | 0 | 0 | 719 | 0 | 0 | 0 | 0 | 0 | 0 | 0 | 0 | 0 | 0 | 0 | 0 | 0 | 0 | 0 | 0 | 0 | 0 |  | 4534 | 719-390F | [40 empty] | 0 | 0 | 0 |  |  |  | 0 | 5000000
719-391F | 0 | 0 | 0 | 0 | 0% | 0% | 0% | 0 | 0 | 0 | 0 | 0 | 0 | 0 | 0 | 719 | 0 | 0 | 0 | 0 | 0 | 0 | 0 | 0 | 0 | 0 | 0 | 0 | 0 | 0 | 0 | 0 | 0 | 0 |  | 4535 | 719-391F | [40 empty] | 0 | 0 | 0 |  |  |  | 0 | 5000000
719-854 | 0 | 0 | 0 | 0 | 0% | 0% | 0% | 0 | 0 | 0 | 0 | 0 | 0 | 0 | 0 | 719 | 0 | 0 | 0 | 0 | 0 | 0 | 0 | 0 | 0 | 0 | 0 | 0 | 0 | 0 | 0 | 0 | 0 | 0 |  | 4536 | 719-854 | [40 empty] | 0 | 0 | 0 |  |  |  | 0 | 5000000
719-855F | 0 | 0 | 0 | 0 | 0% | 0% | 0% | 0 | 0 | 0 | 0 | 0 | 0 | 0 | 0 | 719 | 0 | 0 | 0 | 0 | 0 | 0 | 0 | 0 | 0 | 0 | 0 | 0 | 0 | 0 | 0 | 0 | 0 | 0 |  | 4537 | 719-855F | [40 empty] | 0 | 0 | 0 |  |  |  | 0 | 5000000
72-14 | 0 | 0 | 0 | 0 | 0% | 0% | 0% | 0 | 0 | 0 | 0 | 0 | 0 | 0 | 0 | 72 | 0 | 0 | 0 | 0 | 0 | 0 | 0 | 0 | 0 | 0 | 0 | 0 | 0 | 0 | 0 | 0 | 0 | 0 |  | 4538 | 72-14 | [40 empty] | 0 | 0 | 0 |  |  |  | 0 | 5000000
723-378F | 0 | 0 | 0 | 0 | 0% | 0% | 0% | 0 | 0 | 0 | 0 | 0 | 0 | 0 | 0 | 723 | 0 | 0 | 0 | 0 | 0 | 0 | 0 | 0 | 0 | 0 | 0 | 0 | 0 | 0 | 0 | 0 | 0 | 0 |  | 4539 | 723-378F | [40 empty] | 0 | 0 | 0 |  |  |  | 0 | 5000000
723-380 | 0 | 0 | 0 | 0 | 0% | 0% | 0% | 0 | 0 | 0 | 0 | 0 | 0 | 0 | 0 | 723 | 0 | 0 | 0 | 0 | 0 | 0 | 0 | 0 | 0 | 0 | 0 | 0 | 0 | 0 | 0 | 0 | 0 | 0 |  | 4540 | 723-380 | [40 empty] | 0 | 0 | 0 |  |  |  | 0 | 5000000
723-791 | 0 | 0 | 0 | 0 | 0% | 0% | 0% | 0 | 0 | 0 | 0 | 0 | 0 | 0 | 0 | 723 | 0 | 0 | 0 | 0 | 0 | 0 | 0 | 0 | 0 | 0 | 0 | 0 | 0 | 0 | 0 | 0 | 0 | 0 |  | 4541 | 723-791 | [40 empty] | 0 | 0 | 0 |  |  |  | 0 | 5000000
723-794 | 0 | 0 | 0 | 0 | 0% | 0% | 0% | 0 | 0 | 0 | 0 | 0 | 0 | 0 | 0 | 723 | 0 | 0 | 0 | 0 | 0 | 0 | 0 | 0 | 0 | 0 | 0 | 0 | 0 | 0 | 0 | 0 | 0 | 0 |  | 4542 | 723-794 | [40 empty] | 0 | 0 | 0 |  |  |  | 0 | 5000000
724-4 | 0 | 0 | 0 | 0 | 0% | 0% | 0% | 0 | 0 | 0 | 0 | 0 | 0 | 0 | 0 | 724 | 0 | 0 | 0 | 0 | 0 | 0 | 0 | 0 | 0 | 0 | 0 | 0 | 0 | 0 | 0 | 0 | 0 | 0 |  | 4543 | 724-4 | [40 empty] | 0 | 0 | 0 |  |  |  | 0 | 5000000
724-5 | 0 | 0 | 0 | 0 | 0% | 0% | 0% | 0 | 0 | 0 | 0 | 0 | 0 | 0 | 0 | 724 | 0 | 0 | 0 | 0 | 0 | 0 | 0 | 0 | 0 | 0 | 0 | 0 | 0 | 0 | 0 | 0 | 0 | 0 |  | 4544 | 724-5 | [40 empty] | 0 | 0 | 0 |  |  |  | 0 | 5000000
724-6 | 0 | 0 | 0 | 0 | 0% | 0% | 0% | 0 | 0 | 0 | 0 | 0 | 0 | 0 | 0 | 724 | 0 | 0 | 0 | 0 | 0 | 0 | 0 | 0 | 0 | 0 | 0 | 0 | 0 | 0 | 0 | 0 | 0 | 0 |  | 4545 | 724-6 | [40 empty] | 0 | 0 | 0 |  |  |  | 0 | 5000000
724-7F | 0 | 0 | 0 | 0 | 0% | 0% | 0% | 0 | 0 | 0 | 0 | 0 | 0 | 0 | 0 | 724 | 0 | 0 | 0 | 0 | 0 | 0 | 0 | 0 | 0 | 0 | 0 | 0 | 0 | 0 | 0 | 0 | 0 | 0 |  | 4546 | 724-7F | [40 empty] | 0 | 0 | 0 |  |  |  | 0 | 5000000
726-24F | 0 | 0 | 0 | 0 | 0% | 0% | 0% | 0 | 0 | 0 | 0 | 0 | 0 | 0 | 0 | 726 | 0 | 0 | 0 | 0 | 0 | 0 | 0 | 0 | 0 | 0 | 0 | 0 | 0 | 0 | 0 | 0 | 0 | 0 |  | 4547 | 726-24F | [40 empty] | 0 | 0 | 0 |  |  |  | 0 | 5000000
726-31F | 0 | 0 | 0 | 0 | 0% | 0% | 0% | 0 | 0 | 0 | 0 | 0 | 0 | 0 | 0 | 726 | 0 | 0 | 0 | 0 | 0 | 0 | 0 | 0 | 0 | 0 | 0 | 0 | 0 | 0 | 0 | 0 | 0 | 0 |  | 4548 | 726-31F | [40 empty] | 0 | 0 | 0 |  |  |  | 0 | 5000000
726-32 | 0 | 0 | 0 | 0 | 0% | 0% | 0% | 0 | 0 | 0 | 0 | 0 | 0 | 0 | 0 | 726 | 0 | 0 | 0 | 0 | 0 | 0 | 0 | 0 | 0 | 0 | 0 | 0 | 0 | 0 | 0 | 0 | 0 | 0 |  | 4549 | 726-32 | [40 empty] | 0 | 0 | 0 |  |  |  | 0 | 5000000
726-33F | 0 | 0 | 0 | 0 | 0% | 0% | 0% | 0 | 0 | 0 | 0 | 0 | 0 | 0 | 0 | 726 | 0 | 0 | 0 | 0 | 0 | 0 | 0 | 0 | 0 | 0 | 0 | 0 | 0 | 0 | 0 | 0 | 0 | 0 |  | 4550 | 726-33F | [40 empty] | 0 | 0 | 0 |  |  |  | 0 | 5000000
726-41F | 0 | 0 | 0 | 0 | 0% | 0% | 0% | 0 | 0 | 0 | 0 | 0 | 0 | 0 | 0 | 726 | 0 | 0 | 0 | 0 | 0 | 0 | 0 | 0 | 0 | 0 | 0 | 0 | 0 | 0 | 0 | 0 | 0 | 0 |  | 4551 | 726-41F | [40 empty] | 0 | 0 | 0 |  |  |  | 0 | 5000000
726-42 | 0 | 0 | 0 | 0 | 0% | 0% | 0% | 0 | 0 | 0 | 0 | 0 | 0 | 0 | 0 | 726 | 0 | 0 | 0 | 0 | 0 | 0 | 0 | 0 | 0 | 0 | 0 | 0 | 0 | 0 | 0 | 0 | 0 | 0 |  | 4552 | 726-42 | [40 empty] | 0 | 0 | 0 |  |  |  | 0 | 5000000
726-43F | 0 | 0 | 0 | 0 | 0% | 0% | 0% | 0 | 0 | 0 | 0 | 0 | 0 | 0 | 0 | 726 | 0 | 0 | 0 | 0 | 0 | 0 | 0 | 0 | 0 | 0 | 0 | 0 | 0 | 0 | 0 | 0 | 0 | 0 |  | 4553 | 726-43F | [40 empty] | 0 | 0 | 0 |  |  |  | 0 | 5000000
726-44F | 0 | 0 | 0 | 0 | 0% | 0% | 0% | 0 | 0 | 0 | 0 | 0 | 0 | 0 | 0 | 726 | 0 | 0 | 0 | 0 | 0 | 0 | 0 | 0 | 0 | 0 | 0 | 0 | 0 | 0 | 0 | 0 | 0 | 0 |  | 4554 | 726-44F | [40 empty] | 0 | 0 | 0 |  |  |  | 0 | 5000000
728-1569 | 0 | 0 | 0 | 0 | 0% | 0% | 0% | 0 | 0 | 0 | 0 | 0 | 0 | 0 | 0 | 728 | 0 | 0 | 0 | 0 | 0 | 0 | 0 | 0 | 0 | 0 | 0 | 0 | 0 | 0 | 0 | 0 | 0 | 0 |  | 4555 | 728-1569 | [40 empty] | 0 | 0 | 0 |  |  |  | 0 | 5000000
73-1160F | 0 | 0 | 0 | 0 | 0% | 0% | 0% | 0 | 0 | 0 | 0 | 0 | 0 | 0 | 0 | 73 | 0 | 0 | 0 | 0 | 0 | 0 | 0 | 0 | 0 | 0 | 0 | 0 | 0 | 0 | 0 | 0 | 0 | 0 |  | 4556 | 73-1160F | [40 empty] | 0 | 0 | 0 |  |  |  | 0 | 5000000
73-1161F | 0 | 0 | 0 | 0 | 0% | 0% | 0% | 0 | 0 | 0 | 0 | 0 | 0 | 0 | 0 | 73 | 0 | 0 | 0 | 0 | 0 | 0 | 0 | 0 | 0 | 0 | 0 | 0 | 0 | 0 | 0 | 0 | 0 | 0 |  | 4557 | 73-1161F | [40 empty] | 0 | 0 | 0 |  |  |  | 0 | 5000000
73-1162 | 0 | 0 | 0 | 0 | 0% | 0% | 0% | 0 | 0 | 0 | 0 | 0 | 0 | 0 | 0 | 73 | 0 | 0 | 0 | 0 | 0 | 0 | 0 | 0 | 0 | 0 | 0 | 0 | 0 | 0 | 0 | 0 | 0 | 0 |  | 4558 | 73-1162 | [40 empty] | 0 | 0 | 0 |  |  |  | 0 | 5000000
73-1166 | 0 | 0 | 0 | 0 | 0% | 0% | 0% | 0 | 0 | 0 | 0 | 0 | 0 | 0 | 0 | 73 | 0 | 0 | 0 | 0 | 0 | 0 | 0 | 0 | 0 | 0 | 0 | 0 | 0 | 0 | 0 | 0 | 0 | 0 |  | 4559 | 73-1166 | [40 empty] | 0 | 0 | 0 |  |  |  | 0 | 5000000
73-1167 | 0 | 0 | 0 | 0 | 0% | 0% | 0% | 0 | 0 | 0 | 0 | 0 | 0 | 0 | 0 | 73 | 0 | 0 | 0 | 0 | 0 | 0 | 0 | 0 | 0 | 0 | 0 | 0 | 0 | 0 | 0 | 0 | 0 | 0 |  | 4560 | 73-1167 | [40 empty] | 0 | 0 | 0 |  |  |  | 0 | 5000000
719-388 | 0 | 0 | 0 | 0 | 0% | 0% | 0% | 0 | 0 | 0 | 0 | 0 | 0 | 0 | 0 | 719 | 0 | 0 | 0 | 0 | 0 | 0 | 0 | 0 | 0 | 0 | 0 | 0 | 0 | 0 | 0 | 0 | 0 | 0 |  | 4561 | 719-388 | [40 empty] | 0 | 0 | 0 |  |  |  | 0 | 5000000
719-35 | 0 | 0 | 0 | 0 | 0% | 0% | 0% | 0 | 0 | 0 | 0 | 0 | 0 | 0 | 0 | 719 | 0 | 0 | 0 | 0 | 0 | 0 | 0 | 0 | 0 | 0 | 0 | 0 | 0 | 0 | 0 | 0 | 0 | 0 |  | 4562 | 719-35 | [40 empty] | 0 | 0 | 0 |  |  |  | 0 | 5000000
710-97F | 0 | 0 | 0 | 0 | 0% | 0% | 0% | 0 | 0 | 0 | 0 | 0 | 0 | 0 | 0 | 710 | 0 | 0 | 0 | 0 | 0 | 0 | 0 | 0 | 0 | 0 | 0 | 0 | 0 | 0 | 0 | 0 | 0 | 0 |  | 4563 | 710-97F | [40 empty] | 0 | 0 | 0 |  |  |  | 0 | 5000000
719-34 | 0 | 0 | 0 | 0 | 0% | 0% | 0% | 0 | 0 | 0 | 0 | 0 | 0 | 0 | 0 | 719 | 0 | 0 | 0 | 0 | 0 | 0 | 0 | 0 | 0 | 0 | 0 | 0 | 0 | 0 | 0 | 0 | 0 | 0 |  | 4564 | 719-34 | [40 empty] | 0 | 0 | 0 |  |  |  | 0 | 5000000
710-98F | 0 | 0 | 0 | 0 | 0% | 0% | 0% | 0 | 0 | 0 | 0 | 0 | 0 | 0 | 0 | 710 | 0 | 0 | 0 | 0 | 0 | 0 | 0 | 0 | 0 | 0 | 0 | 0 | 0 | 0 | 0 | 0 | 0 | 0 |  | 4565 | 710-98F | [40 empty] | 0 | 0 | 0 |  |  |  | 0 | 5000000
712-24 | 0 | 0 | 0 | 0 | 0% | 0% | 0% | 0 | 0 | 0 | 0 | 0 | 0 | 0 | 0 | 712 | 0 | 0 | 0 | 0 | 0 | 0 | 0 | 0 | 0 | 0 | 0 | 0 | 0 | 0 | 0 | 0 | 0 | 0 |  | 4566 | 712-24 | [40 empty] | 0 | 0 | 0 |  |  |  | 0 | 5000000
712-30 | 0 | 0 | 0 | 0 | 0% | 0% | 0% | 0 | 0 | 0 | 0 | 0 | 0 | 0 | 0 | 712 | 0 | 0 | 0 | 0 | 0 | 0 | 0 | 0 | 0 | 0 | 0 | 0 | 0 | 0 | 0 | 0 | 0 | 0 |  | 4567 | 712-30 | [40 empty] | 0 | 0 | 0 |  |  |  | 0 | 5000000
712-310 | 0 | 0 | 0 | 0 | 0% | 0% | 0% | 0 | 0 | 0 | 0 | 0 | 0 | 0 | 0 | 712 | 0 | 0 | 0 | 0 | 0 | 0 | 0 | 0 | 0 | 0 | 0 | 0 | 0 | 0 | 0 | 0 | 0 | 0 |  | 4568 | 712-310 | [40 empty] | 0 | 0 | 0 |  |  |  | 0 | 5000000
712-312F | 0 | 0 | 0 | 0 | 0% | 0% | 0% | 0 | 0 | 0 | 0 | 0 | 0 | 0 | 0 | 712 | 0 | 0 | 0 | 0 | 0 | 0 | 0 | 0 | 0 | 0 | 0 | 0 | 0 | 0 | 0 | 0 | 0 | 0 |  | 4569 | 712-312F | [40 empty] | 0 | 0 | 0 |  |  |  | 0 | 5000000
713-168 | 0 | 0 | 0 | 0 | 0% | 0% | 0% | 0 | 0 | 0 | 0 | 0 | 0 | 0 | 0 | 713 | 0 | 0 | 0 | 0 | 0 | 0 | 0 | 0 | 0 | 0 | 0 | 0 | 0 | 0 | 0 | 0 | 0 | 0 |  | 4570 | 713-168 | [40 empty] | 0 | 0 | 0 |  |  |  | 0 | 5000000
713-170 | 0 | 0 | 0 | 0 | 0% | 0% | 0% | 0 | 0 | 0 | 0 | 0 | 0 | 0 | 0 | 713 | 0 | 0 | 0 | 0 | 0 | 0 | 0 | 0 | 0 | 0 | 0 | 0 | 0 | 0 | 0 | 0 | 0 | 0 |  | 4571 | 713-170 | [40 empty] | 0 | 0 | 0 |  |  |  | 0 | 5000000
713-171F | 0 | 0 | 0 | 0 | 0% | 0% | 0% | 0 | 0 | 0 | 0 | 0 | 0 | 0 | 0 | 713 | 0 | 0 | 0 | 0 | 0 | 0 | 0 | 0 | 0 | 0 | 0 | 0 | 0 | 0 | 0 | 0 | 0 | 0 |  | 4572 | 713-171F | [40 empty] | 0 | 0 | 0 |  |  |  | 0 | 5000000
713-172F | 0 | 0 | 0 | 0 | 0% | 0% | 0% | 0 | 0 | 0 | 0 | 0 | 0 | 0 | 0 | 713 | 0 | 0 | 0 | 0 | 0 | 0 | 0 | 0 | 0 | 0 | 0 | 0 | 0 | 0 | 0 | 0 | 0 | 0 |  | 4573 | 713-172F | [40 empty] | 0 | 0 | 0 |  |  |  | 0 | 5000000
713-28 | 0 | 0 | 0 | 0 | 0% | 0% | 0% | 0 | 0 | 0 | 0 | 0 | 0 | 0 | 0 | 713 | 0 | 0 | 0 | 0 | 0 | 0 | 0 | 0 | 0 | 0 | 0 | 0 | 0 | 0 | 0 | 0 | 0 | 0 |  | 4574 | 713-28 | [40 empty] | 0 | 0 | 0 |  |  |  | 0 | 5000000
713-31 | 0 | 0 | 0 | 0 | 0% | 0% | 0% | 0 | 0 | 0 | 0 | 0 | 0 | 0 | 0 | 713 | 0 | 0 | 0 | 0 | 0 | 0 | 0 | 0 | 0 | 0 | 0 | 0 | 0 | 0 | 0 | 0 | 0 | 0 |  | 4575 | 713-31 | [40 empty] | 0 | 0 | 0 |  |  |  | 0 | 5000000
714-23 | 0 | 0 | 0 | 0 | 0% | 0% | 0% | 0 | 0 | 0 | 0 | 0 | 0 | 0 | 0 | 714 | 0 | 0 | 0 | 0 | 0 | 0 | 0 | 0 | 0 | 0 | 0 | 0 | 0 | 0 | 0 | 0 | 0 | 0 |  | 4576 | 714-23 | [40 empty] | 0 | 0 | 0 |  |  |  | 0 | 5000000
714-24 | 0 | 0 | 0 | 0 | 0% | 0% | 0% | 0 | 0 | 0 | 0 | 0 | 0 | 0 | 0 | 714 | 0 | 0 | 0 | 0 | 0 | 0 | 0 | 0 | 0 | 0 | 0 | 0 | 0 | 0 | 0 | 0 | 0 | 0 |  | 4577 | 714-24 | [40 empty] | 0 | 0 | 0 |  |  |  | 0 | 5000000
714-26 | 0 | 0 | 0 | 0 | 0% | 0% | 0% | 0 | 0 | 0 | 0 | 0 | 0 | 0 | 0 | 714 | 0 | 0 | 0 | 0 | 0 | 0 | 0 | 0 | 0 | 0 | 0 | 0 | 0 | 0 | 0 | 0 | 0 | 0 |  | 4578 | 714-26 | [40 empty] | 0 | 0 | 0 |  |  |  | 0 | 5000000
714-28 | 0 | 0 | 0 | 0 | 0% | 0% | 0% | 0 | 0 | 0 | 0 | 0 | 0 | 0 | 0 | 714 | 0 | 0 | 0 | 0 | 0 | 0 | 0 | 0 | 0 | 0 | 0 | 0 | 0 | 0 | 0 | 0 | 0 | 0 |  | 4579 | 714-28 | [40 empty] | 0 | 0 | 0 |  |  |  | 0 | 5000000
714-550 | 0 | 0 | 0 | 0 | 0% | 0% | 0% | 0 | 0 | 0 | 0 | 0 | 0 | 0 | 0 | 714 | 0 | 0 | 0 | 0 | 0 | 0 | 0 | 0 | 0 | 0 | 0 | 0 | 0 | 0 | 0 | 0 | 0 | 0 |  | 4580 | 714-550 | [40 empty] | 0 | 0 | 0 |  |  |  | 0 | 5000000
714-551F | 0 | 0 | 0 | 0 | 0% | 0% | 0% | 0 | 0 | 0 | 0 | 0 | 0 | 0 | 0 | 714 | 0 | 0 | 0 | 0 | 0 | 0 | 0 | 0 | 0 | 0 | 0 | 0 | 0 | 0 | 0 | 0 | 0 | 0 |  | 4581 | 714-551F | [40 empty] | 0 | 0 | 0 |  |  |  | 0 | 5000000
714-552 | 0 | 0 | 0 | 0 | 0% | 0% | 0% | 0 | 0 | 0 | 0 | 0 | 0 | 0 | 0 | 714 | 0 | 0 | 0 | 0 | 0 | 0 | 0 | 0 | 0 | 0 | 0 | 0 | 0 | 0 | 0 | 0 | 0 | 0 |  | 4582 | 714-552 | [40 empty] | 0 | 0 | 0 |  |  |  | 0 | 5000000
714-566 | 0 | 0 | 0 | 0 | 0% | 0% | 0% | 0 | 0 | 0 | 0 | 0 | 0 | 0 | 0 | 714 | 0 | 0 | 0 | 0 | 0 | 0 | 0 | 0 | 0 | 0 | 0 | 0 | 0 | 0 | 0 | 0 | 0 | 0 |  | 4583 | 714-566 | [40 empty] | 0 | 0 | 0 |  |  |  | 0 | 5000000
714-567F | 0 | 0 | 0 | 0 | 0% | 0% | 0% | 0 | 0 | 0 | 0 | 0 | 0 | 0 | 0 | 714 | 0 | 0 | 0 | 0 | 0 | 0 | 0 | 0 | 0 | 0 | 0 | 0 | 0 | 0 | 0 | 0 | 0 | 0 |  | 4584 | 714-567F | [40 empty] | 0 | 0 | 0 |  |  |  | 0 | 5000000
714-570F | 0 | 0 | 0 | 0 | 0% | 0% | 0% | 0 | 0 | 0 | 0 | 0 | 0 | 0 | 0 | 714 | 0 | 0 | 0 | 0 | 0 | 0 | 0 | 0 | 0 | 0 | 0 | 0 | 0 | 0 | 0 | 0 | 0 | 0 |  | 4585 | 714-570F | [40 empty] | 0 | 0 | 0 |  |  |  | 0 | 5000000
716-11 | 0 | 0 | 0 | 0 | 0% | 0% | 0% | 0 | 0 | 0 | 0 | 0 | 0 | 0 | 0 | 716 | 0 | 0 | 0 | 0 | 0 | 0 | 0 | 0 | 0 | 0 | 0 | 0 | 0 | 0 | 0 | 0 | 0 | 0 |  | 4586 | 716-11 | [40 empty] | 0 | 0 | 0 |  |  |  | 0 | 5000000
716-19 | 0 | 0 | 0 | 0 | 0% | 0% | 0% | 0 | 0 | 0 | 0 | 0 | 0 | 0 | 0 | 716 | 0 | 0 | 0 | 0 | 0 | 0 | 0 | 0 | 0 | 0 | 0 | 0 | 0 | 0 | 0 | 0 | 0 | 0 |  | 4587 | 716-19 | [40 empty] | 0 | 0 | 0 |  |  |  | 0 | 5000000
716-21F | 0 | 0 | 0 | 0 | 0% | 0% | 0% | 0 | 0 | 0 | 0 | 0 | 0 | 0 | 0 | 716 | 0 | 0 | 0 | 0 | 0 | 0 | 0 | 0 | 0 | 0 | 0 | 0 | 0 | 0 | 0 | 0 | 0 | 0 |  | 4588 | 716-21F | [40 empty] | 0 | 0 | 0 |  |  |  | 0 | 5000000
716-38 | 0 | 0 | 0 | 0 | 0% | 0% | 0% | 0 | 0 | 0 | 0 | 0 | 0 | 0 | 0 | 716 | 0 | 0 | 0 | 0 | 0 | 0 | 0 | 0 | 0 | 0 | 0 | 0 | 0 | 0 | 0 | 0 | 0 | 0 |  | 4589 | 716-38 | [40 empty] | 0 | 0 | 0 |  |  |  | 0 | 5000000
716-41F | 0 | 0 | 0 | 0 | 0% | 0% | 0% | 0 | 0 | 0 | 0 | 0 | 0 | 0 | 0 | 716 | 0 | 0 | 0 | 0 | 0 | 0 | 0 | 0 | 0 | 0 | 0 | 0 | 0 | 0 | 0 | 0 | 0 | 0 |  | 4590 | 716-41F | [40 empty] | 0 | 0 | 0 |  |  |  | 0 | 5000000
716-42F | 0 | 0 | 0 | 0 | 0% | 0% | 0% | 0 | 0 | 0 | 0 | 0 | 0 | 0 | 0 | 716 | 0 | 0 | 0 | 0 | 0 | 0 | 0 | 0 | 0 | 0 | 0 | 0 | 0 | 0 | 0 | 0 | 0 | 0 |  | 4591 | 716-42F | [40 empty] | 0 | 0 | 0 |  |  |  | 0 | 5000000
716-9 | 0 | 0 | 0 | 0 | 0% | 0% | 0% | 0 | 0 | 0 | 0 | 0 | 0 | 0 | 0 | 716 | 0 | 0 | 0 | 0 | 0 | 0 | 0 | 0 | 0 | 0 | 0 | 0 | 0 | 0 | 0 | 0 | 0 | 0 |  | 4592 | 716-9 | [40 empty] | 0 | 0 | 0 |  |  |  | 0 | 5000000
719-19 | 0 | 0 | 0 | 0 | 0% | 0% | 0% | 0 | 0 | 0 | 0 | 0 | 0 | 0 | 0 | 719 | 0 | 0 | 0 | 0 | 0 | 0 | 0 | 0 | 0 | 0 | 0 | 0 | 0 | 0 | 0 | 0 | 0 | 0 |  | 4593 | 719-19 | [40 empty] | 0 | 0 | 0 |  |  |  | 0 | 5000000
595-1440F | 10166.9663 | 0 | 10166.9663 | 0 | 0% | 100% | 0% | 1623.4589 | 3386.9504 | 2.3169 | 1279.446 | 341.696 | 4.8335 | 2669.2516 | 712.8653 | 595 | 0.014298 | 0.014298 | 0.014298 | 711066.168 | 14.5094 | 8012.574 | 2139.8829 | 1014.768 | 560390.4 | 149661 | 597523.2836 | 852.7301 | 470907.388 | 125763.1655 | 474186.6747 | 676.7155 | 373705.9535 | 99804.0057 |  | 4594 | 595-1440F | 10166.9663 | 8543.5074 | 6780.0159 | 0 | 0 | 0 | 10166.9663 | 8543.5074 | 6780.0159 | 0 | 14.5094 | 12.1925 | 9.6758 | 0 | 0 | 0 | 14.5094 | 12.1925 | 9.6758 | 0 | 2139.8829 | 1798.1869 | 1427.0176 | 0 | 0 | 0 | 2139.8829 | 1798.1869 | 1427.0176 | 0 | 8012.574 | 6733.128 | 5343.3225 | 0 | 0 | 0 | 8012.574 | 6733.128 | 5343.3225 | 0 | 0 | 0 | 0 | 0.014298 | 0.014298 | 0.014298 | 0 | 5000000
595-1438 | 0 | 0 | 0 | 0 | 0% | 0% | 0% | 0 | 0 | 0 | 0 | 0 | 0 | 0 | 0 | 595 | 0 | 0 | 0 | 0 | 0 | 0 | 0 | 0 | 0 | 0 | 0 | 0 | 0 | 0 | 0 | 0 | 0 | 0 |  | 4595 | 595-1438 | [40 empty] | 0 | 0 | 0 |  |  |  | 0 | 5000000
595-1432 | 0 | 0 | 0 | 0 | 0% | 0% | 0% | 0 | 0 | 0 | 0 | 0 | 0 | 0 | 0 | 595 | 0 | 0 | 0 | 0 | 0 | 0 | 0 | 0 | 0 | 0 | 0 | 0 | 0 | 0 | 0 | 0 | 0 | 0 |  | 4596 | 595-1432 | [40 empty] | 0 | 0 | 0 |  |  |  | 0 | 5000000
576-205F | 331852.2297 | 0 | 331852.2297 | 0 | 0% | 100% | 0% | 32311.0487 | 67236.7325 | 42.689 | 29440.29 | 2828.0697 | 88.8324 | 61262.9111 | 5884.9891 | 576 | 0.042909 | 0.042909 | 0.042909 | 7733824.6728 | 438.4394 | 302367.9596 | 29045.8306 | 10217.8422 | 7046693.0072 | 676913.8234 | 6980814.8592 | 9222.9741 | 6360586.299 | 611005.5861 | 6166870.9067 | 8147.6005 | 5618959.3032 | 539764.003 |  | 4597 | 576-205F | 331852.2297 | 299541.181 | 264615.4971 | 0 | 0 | 0 | 331852.2297 | 299541.181 | 264615.4971 | 0 | 438.4394 | 395.7504 | 349.607 | 0 | 0 | 0 | 438.4394 | 395.7504 | 349.607 | 0 | 29045.8306 | 26217.7609 | 23160.8416 | 0 | 0 | 0 | 29045.8306 | 26217.7609 | 23160.8416 | 0 | 302367.9596 | 272927.6696 | 241105.0485 | 0 | 0 | 0 | 302367.9596 | 272927.6696 | 241105.0485 | 0 | 0 | 0 | 0 | 0.042909 | 0.042909 | 0.042909 | 0 | 5000000
577-192 | 0 | 0 | 0 | 0 | 0% | 0% | 0% | 0 | 0 | 0 | 0 | 0 | 0 | 0 | 0 | 577 | 0 | 0 | 0 | 0 | 0 | 0 | 0 | 0 | 0 | 0 | 0 | 0 | 0 | 0 | 0 | 0 | 0 | 0 |  | 4598 | 577-192 | [40 empty] | 0 | 0 | 0 |  |  |  | 0 | 5000000
577-193F | 0 | 0 | 0 | 0 | 0% | 0% | 0% | 0 | 0 | 0 | 0 | 0 | 0 | 0 | 0 | 577 | 0 | 0 | 0 | 0 | 0 | 0 | 0 | 0 | 0 | 0 | 0 | 0 | 0 | 0 | 0 | 0 | 0 | 0 |  | 4599 | 577-193F | [40 empty] | 0 | 0 | 0 |  |  |  | 0 | 5000000
577-194F | 0 | 0 | 0 | 0 | 0% | 0% | 0% | 0 | 0 | 0 | 0 | 0 | 0 | 0 | 0 | 577 | 0 | 0 | 0 | 0 | 0 | 0 | 0 | 0 | 0 | 0 | 0 | 0 | 0 | 0 | 0 | 0 | 0 | 0 |  | 4600 | 577-194F | [40 empty] | 0 | 0 | 0 |  |  |  | 0 | 5000000
577-199 | 0 | 0 | 0 | 0 | 0% | 0% | 0% | 0 | 0 | 0 | 0 | 0 | 0 | 0 | 0 | 577 | 0 | 0 | 0 | 0 | 0 | 0 | 0 | 0 | 0 | 0 | 0 | 0 | 0 | 0 | 0 | 0 | 0 | 0 |  | 4601 | 577-199 | [40 empty] | 0 | 0 | 0 |  |  |  | 0 | 5000000
577-201F | 0 | 0 | 0 | 0 | 0% | 0% | 0% | 0 | 0 | 0 | 0 | 0 | 0 | 0 | 0 | 577 | 0 | 0 | 0 | 0 | 0 | 0 | 0 | 0 | 0 | 0 | 0 | 0 | 0 | 0 | 0 | 0 | 0 | 0 |  | 4602 | 577-201F | [40 empty] | 0 | 0 | 0 |  |  |  | 0 | 5000000
577-202F | 0 | 0 | 0 | 0 | 0% | 0% | 0% | 0 | 0 | 0 | 0 | 0 | 0 | 0 | 0 | 577 | 0 | 0 | 0 | 0 | 0 | 0 | 0 | 0 | 0 | 0 | 0 | 0 | 0 | 0 | 0 | 0 | 0 | 0 |  | 4603 | 577-202F | [40 empty] | 0 | 0 | 0 |  |  |  | 0 | 5000000
578-241 | 0 | 0 | 0 | 0 | 0% | 0% | 0% | 0 | 0 | 0 | 0 | 0 | 0 | 0 | 0 | 578 | 0 | 0 | 0 | 0 | 0 | 0 | 0 | 0 | 0 | 0 | 0 | 0 | 0 | 0 | 0 | 0 | 0 | 0 |  | 4604 | 578-241 | [40 empty] | 0 | 0 | 0 |  |  |  | 0 | 5000000
578-244F | 0 | 0 | 0 | 0 | 0% | 0% | 0% | 0 | 0 | 0 | 0 | 0 | 0 | 0 | 0 | 578 | 0 | 0 | 0 | 0 | 0 | 0 | 0 | 0 | 0 | 0 | 0 | 0 | 0 | 0 | 0 | 0 | 0 | 0 |  | 4605 | 578-244F | [40 empty] | 0 | 0 | 0 |  |  |  | 0 | 5000000
579-31 | 0 | 0 | 0 | 0 | 0% | 0% | 0% | 0 | 0 | 0 | 0 | 0 | 0 | 0 | 0 | 579 | 0 | 0 | 0 | 0 | 0 | 0 | 0 | 0 | 0 | 0 | 0 | 0 | 0 | 0 | 0 | 0 | 0 | 0 |  | 4606 | 579-31 | [40 empty] | 0 | 0 | 0 |  |  |  | 0 | 5000000
579-351 | 0 | 0 | 0 | 0 | 0% | 0% | 0% | 0 | 0 | 0 | 0 | 0 | 0 | 0 | 0 | 579 | 0 | 0 | 0 | 0 | 0 | 0 | 0 | 0 | 0 | 0 | 0 | 0 | 0 | 0 | 0 | 0 | 0 | 0 |  | 4607 | 579-351 | [40 empty] | 0 | 0 | 0 |  |  |  | 0 | 5000000
579-352F | 0 | 0 | 0 | 0 | 0% | 0% | 0% | 0 | 0 | 0 | 0 | 0 | 0 | 0 | 0 | 579 | 0 | 0 | 0 | 0 | 0 | 0 | 0 | 0 | 0 | 0 | 0 | 0 | 0 | 0 | 0 | 0 | 0 | 0 |  | 4608 | 579-352F | [40 empty] | 0 | 0 | 0 |  |  |  | 0 | 5000000
58-1163 | 0 | 0 | 0 | 0 | 0% | 0% | 0% | 0 | 0 | 0 | 0 | 0 | 0 | 0 | 0 | 58 | 0 | 0 | 0 | 0 | 0 | 0 | 0 | 0 | 0 | 0 | 0 | 0 | 0 | 0 | 0 | 0 | 0 | 0 |  | 4609 | 58-1163 | [40 empty] | 0 | 0 | 0 |  |  |  | 0 | 5000000
58-1164F | 0 | 0 | 0 | 0 | 0% | 0% | 0% | 0 | 0 | 0 | 0 | 0 | 0 | 0 | 0 | 58 | 0 | 0 | 0 | 0 | 0 | 0 | 0 | 0 | 0 | 0 | 0 | 0 | 0 | 0 | 0 | 0 | 0 | 0 |  | 4610 | 58-1164F | [40 empty] | 0 | 0 | 0 |  |  |  | 0 | 5000000
58-1165F | 0 | 0 | 0 | 0 | 0% | 0% | 0% | 0 | 0 | 0 | 0 | 0 | 0 | 0 | 0 | 58 | 0 | 0 | 0 | 0 | 0 | 0 | 0 | 0 | 0 | 0 | 0 | 0 | 0 | 0 | 0 | 0 | 0 | 0 |  | 4611 | 58-1165F | [40 empty] | 0 | 0 | 0 |  |  |  | 0 | 5000000
58-1166F | 0 | 0 | 0 | 0 | 0% | 0% | 0% | 0 | 0 | 0 | 0 | 0 | 0 | 0 | 0 | 58 | 0 | 0 | 0 | 0 | 0 | 0 | 0 | 0 | 0 | 0 | 0 | 0 | 0 | 0 | 0 | 0 | 0 | 0 |  | 4612 | 58-1166F | [40 empty] | 0 | 0 | 0 |  |  |  | 0 | 5000000
58-382R | 26313.4998 | 0 | 26313.4998 | 0 | 0% | 100% | 0% | 4211.9561 | 8734.786 | 5.8639 | 3771.2606 | 434.8316 | 12.1605 | 7820.8685 | 901.757 | 58 | 0.010705 | 0.010705 | 0.010705 | 2458148.8176 | 36.6335 | 23560.3279 | 2716.5385 | 3422.2176 | 2200953.6 | 253773 | 2064677.2203 | 2874.4292 | 1848650.7929 | 213151.9982 | 1642164.4736 | 2286.2099 | 1470345.4014 | 169532.8623 |  | 4613 | 58-382R | 26313.4998 | 22101.5438 | 17578.7138 | 0 | 0 | 0 | 26313.4998 | 22101.5438 | 17578.7138 | 0 | 36.6335 | 30.7696 | 24.473 | 0 | 0 | 0 | 36.6335 | 30.7696 | 24.473 | 0 | 2716.5385 | 2281.7069 | 1814.7815 | 0 | 0 | 0 | 2716.5385 | 2281.7069 | 1814.7815 | 0 | 23560.3279 | 19789.0673 | 15739.4594 | 0 | 0 | 0 | 23560.3279 | 19789.0673 | 15739.4594 | 0 | 0 | 0 | 0 | 0.010705 | 0.010705 | 0.010705 | 0 | 5000000
58-728F | 3232.1402 | 0 | 3232.1402 | 0 | 0% | 100% | 0% | 517.1328 | 1072.8015 | 1.4418 | 446.1812 | 69.5098 | 2.991 | 925.6112 | 144.1994 | 58 | 0.01073 | 0.01073 | 0.01073 | 301219.008 | 9.0113 | 2788.6846 | 434.4443 | 839.808 | 259891.2 | 40488 | 253024.865 | 705.4412 | 218309.3831 | 34010.0407 | 201239.3676 | 561.0616 | 173628.9522 | 27049.3538 |  | 4614 | 58-728F | 3232.1402 | 2715.0074 | 2159.3387 | 0 | 0 | 0 | 3232.1402 | 2715.0074 | 2159.3387 | 0 | 9.0113 | 7.5695 | 6.0203 | 0 | 0 | 0 | 9.0113 | 7.5695 | 6.0203 | 0 | 434.4443 | 364.9345 | 290.245 | 0 | 0 | 0 | 434.4443 | 364.9345 | 290.245 | 0 | 2788.6846 | 2342.5033 | 1863.0734 | 0 | 0 | 0 | 2788.6846 | 2342.5033 | 1863.0734 | 0 | 0 | 0 | 0 | 0.01073 | 0.01073 | 0.01073 | 0 | 5000000
58-732 | 0 | 0 | 0 | 0 | 0% | 0% | 0% | 0 | 0 | 0 | 0 | 0 | 0 | 0 | 0 | 58 | 0 | 0 | 0 | 0 | 0 | 0 | 0 | 0 | 0 | 0 | 0 | 0 | 0 | 0 | 0 | 0 | 0 | 0 |  | 4615 | 58-732 | [40 empty] | 0 | 0 | 0 |  |  |  | 0 | 5000000
58-737F | 70750.4576 | 0 | 70750.4576 | 0 | 0% | 100% | 0% | 11347.8906 | 23484.705 | 13.7949 | 10393.9251 | 940.1706 | 28.5488 | 21510.4529 | 1945.7034 | 58 | 0.010696 | 0.010696 | 0.010696 | 6614788.7616 | 86.0067 | 64802.7889 | 5861.6621 | 8041.1616 | 6058713.6 | 548034 | 5553821.7826 | 6751.4142 | 5086937.2824 | 460133.0861 | 4419094.6543 | 5372.0014 | 4047601.4951 | 366121.1578 |  | 4616 | 58-737F | 70750.4576 | 59402.567 | 47265.7526 | 0 | 0 | 0 | 70750.4576 | 59402.567 | 47265.7526 | 0 | 86.0067 | 72.2118 | 57.4579 | 0 | 0 | 0 | 86.0067 | 72.2118 | 57.4579 | 0 | 5861.6621 | 4921.4915 | 3915.9587 | 0 | 0 | 0 | 5861.6621 | 4921.4915 | 3915.9587 | 0 | 64802.7889 | 54408.8638 | 43292.3361 | 0 | 0 | 0 | 64802.7889 | 54408.8638 | 43292.3361 | 0 | 0 | 0 | 0 | 0.010696 | 0.010696 | 0.010696 | 0 | 5000000
58-738 | 0 | 0 | 0 | 0 | 0% | 0% | 0% | 0 | 0 | 0 | 0 | 0 | 0 | 0 | 0 | 58 | 0 | 0 | 0 | 0 | 0 | 0 | 0 | 0 | 0 | 0 | 0 | 0 | 0 | 0 | 0 | 0 | 0 | 0 |  | 4617 | 58-738 | [40 empty] | 0 | 0 | 0 |  |  |  | 0 | 5000000
58-740F | 111.8916 | 0 | 111.8916 | 0 | 0% | 100% | 0% | 17.9521 | 37.1421 | 0.012201 | 14.1587 | 3.7813 | 0.025242 | 29.2935 | 7.8233 | 58 | 0.010866 | 0.010866 | 0.010866 | 10297.5984 | 0.076043 | 88.2477 | 23.5679 | 6.9984 | 8121.6 | 2169 | 8645.4286 | 5.8756 | 6818.5523 | 1821.0008 | 6879.3444 | 4.6753 | 5425.6615 | 1449.0076 |  | 4618 | 58-740F | 111.8916 | 93.9395 | 74.7496 | 0 | 0 | 0 | 111.8916 | 93.9395 | 74.7496 | 0 | 0.076043 | 0.063843 | 0.050801 | 0 | 0 | 0 | 0.076043 | 0.063843 | 0.050801 | 0 | 23.5679 | 19.7866 | 15.7446 | 0 | 0 | 0 | 23.5679 | 19.7866 | 15.7446 | 0 | 88.2477 | 74.089 | 58.9542 | 0 | 0 | 0 | 88.2477 | 74.089 | 58.9542 | 0 | 0 | 0 | 0 | 0.010866 | 0.010866 | 0.010866 | 0 | 5000000
58-752 | 0 | 0 | 0 | 0 | 0% | 0% | 0% | 0 | 0 | 0 | 0 | 0 | 0 | 0 | 0 | 58 | 0 | 0 | 0 | 0 | 0 | 0 | 0 | 0 | 0 | 0 | 0 | 0 | 0 | 0 | 0 | 0 | 0 | 0 |  | 4619 | 58-752 | [40 empty] | 0 | 0 | 0 |  |  |  | 0 | 5000000
58-757 | 0 | 0 | 0 | 0 | 0% | 0% | 0% | 0 | 0 | 0 | 0 | 0 | 0 | 0 | 0 | 58 | 0 | 0 | 0 | 0 | 0 | 0 | 0 | 0 | 0 | 0 | 0 | 0 | 0 | 0 | 0 | 0 | 0 | 0 |  | 4620 | 58-757 | [40 empty] | 0 | 0 | 0 |  |  |  | 0 | 5000000
580-689 | 0 | 0 | 0 | 0 | 0% | 0% | 0% | 0 | 0 | 0 | 0 | 0 | 0 | 0 | 0 | 580 | 0 | 0 | 0 | 0 | 0 | 0 | 0 | 0 | 0 | 0 | 0 | 0 | 0 | 0 | 0 | 0 | 0 | 0 |  | 4621 | 580-689 | [40 empty] | 0 | 0 | 0 |  |  |  | 0 | 5000000
580-691 | 0 | 0 | 0 | 0 | 0% | 0% | 0% | 0 | 0 | 0 | 0 | 0 | 0 | 0 | 0 | 580 | 0 | 0 | 0 | 0 | 0 | 0 | 0 | 0 | 0 | 0 | 0 | 0 | 0 | 0 | 0 | 0 | 0 | 0 |  | 4622 | 580-691 | [40 empty] | 0 | 0 | 0 |  |  |  | 0 | 5000000
581-391AE | 0 | 0 | 0 | 0 | 0% | 0% | 0% | 0 | 0 | 0 | 0 | 0 | 0 | 0 | 0 | 581 | 0 | 0 | 0 | 0 | 0 | 0 | 0 | 0 | 0 | 0 | 0 | 0 | 0 | 0 | 0 | 0 | 0 | 0 |  | 4623 | 581-391AE | [40 empty] | 0 | 0 | 0 |  |  |  | 0 | 5000000
576-202 | 0 | 0 | 0 | 0 | 0% | 0% | 0% | 0 | 0 | 0 | 0 | 0 | 0 | 0 | 0 | 576 | 0 | 0 | 0 | 0 | 0 | 0 | 0 | 0 | 0 | 0 | 0 | 0 | 0 | 0 | 0 | 0 | 0 | 0 |  | 4624 | 576-202 | [40 empty] | 0 | 0 | 0 |  |  |  | 0 | 5000000
576-200F | 0 | 0 | 0 | 0 | 0% | 0% | 0% | 0 | 0 | 0 | 0 | 0 | 0 | 0 | 0 | 576 | 0 | 0 | 0 | 0 | 0 | 0 | 0 | 0 | 0 | 0 | 0 | 0 | 0 | 0 | 0 | 0 | 0 | 0 |  | 4625 | 576-200F | [40 empty] | 0 | 0 | 0 |  |  |  | 0 | 5000000
582-1019AE | 0 | 0 | 0 | 0 | 0% | 0% | 0% | 0 | 0 | 0 | 0 | 0 | 0 | 0 | 0 | 582 | 0 | 0 | 0 | 0 | 0 | 0 | 0 | 0 | 0 | 0 | 0 | 0 | 0 | 0 | 0 | 0 | 0 | 0 |  | 4626 | 582-1019AE | [40 empty] | 0 | 0 | 0 |  |  |  | 0 | 5000000
575-25F | 0 | 0 | 0 | 0 | 0% | 0% | 0% | 0 | 0 | 0 | 0 | 0 | 0 | 0 | 0 | 575 | 0 | 0 | 0 | 0 | 0 | 0 | 0 | 0 | 0 | 0 | 0 | 0 | 0 | 0 | 0 | 0 | 0 | 0 |  | 4627 | 575-25F | [40 empty] | 0 | 0 | 0 |  |  |  | 0 | 5000000
565-79AE | 0 | 0 | 0 | 0 | 0% | 0% | 0% | 0 | 0 | 0 | 0 | 0 | 0 | 0 | 0 | 565 | 0 | 0 | 0 | 0 | 0 | 0 | 0 | 0 | 0 | 0 | 0 | 0 | 0 | 0 | 0 | 0 | 0 | 0 |  | 4628 | 565-79AE | [40 empty] | 0 | 0 | 0 |  |  |  | 0 | 5000000
566-131 | 0 | 0 | 0 | 0 | 0% | 0% | 0% | 0 | 0 | 0 | 0 | 0 | 0 | 0 | 0 | 566 | 0 | 0 | 0 | 0 | 0 | 0 | 0 | 0 | 0 | 0 | 0 | 0 | 0 | 0 | 0 | 0 | 0 | 0 |  | 4629 | 566-131 | [40 empty] | 0 | 0 | 0 |  |  |  | 0 | 5000000
566-132 | 0 | 0 | 0 | 0 | 0% | 0% | 0% | 0 | 0 | 0 | 0 | 0 | 0 | 0 | 0 | 566 | 0 | 0 | 0 | 0 | 0 | 0 | 0 | 0 | 0 | 0 | 0 | 0 | 0 | 0 | 0 | 0 | 0 | 0 |  | 4630 | 566-132 | [40 empty] | 0 | 0 | 0 |  |  |  | 0 | 5000000
566-43 | 0 | 0 | 0 | 0 | 0% | 0% | 0% | 0 | 0 | 0 | 0 | 0 | 0 | 0 | 0 | 566 | 0 | 0 | 0 | 0 | 0 | 0 | 0 | 0 | 0 | 0 | 0 | 0 | 0 | 0 | 0 | 0 | 0 | 0 |  | 4631 | 566-43 | [40 empty] | 0 | 0 | 0 |  |  |  | 0 | 5000000
566-44AE | 0 | 0 | 0 | 0 | 0% | 0% | 0% | 0 | 0 | 0 | 0 | 0 | 0 | 0 | 0 | 566 | 0 | 0 | 0 | 0 | 0 | 0 | 0 | 0 | 0 | 0 | 0 | 0 | 0 | 0 | 0 | 0 | 0 | 0 |  | 4632 | 566-44AE | [40 empty] | 0 | 0 | 0 |  |  |  | 0 | 5000000
566-45AE | 0 | 0 | 0 | 0 | 0% | 0% | 0% | 0 | 0 | 0 | 0 | 0 | 0 | 0 | 0 | 566 | 0 | 0 | 0 | 0 | 0 | 0 | 0 | 0 | 0 | 0 | 0 | 0 | 0 | 0 | 0 | 0 | 0 | 0 |  | 4633 | 566-45AE | [40 empty] | 0 | 0 | 0 |  |  |  | 0 | 5000000
567-15 | 0 | 0 | 0 | 0 | 0% | 0% | 0% | 0 | 0 | 0 | 0 | 0 | 0 | 0 | 0 | 567 | 0 | 0 | 0 | 0 | 0 | 0 | 0 | 0 | 0 | 0 | 0 | 0 | 0 | 0 | 0 | 0 | 0 | 0 |  | 4634 | 567-15 | [40 empty] | 0 | 0 | 0 |  |  |  | 0 | 5000000
567-16F | 0 | 0 | 0 | 0 | 0% | 0% | 0% | 0 | 0 | 0 | 0 | 0 | 0 | 0 | 0 | 567 | 0 | 0 | 0 | 0 | 0 | 0 | 0 | 0 | 0 | 0 | 0 | 0 | 0 | 0 | 0 | 0 | 0 | 0 |  | 4635 | 567-16F | [40 empty] | 0 | 0 | 0 |  |  |  | 0 | 5000000
567-17F | 0 | 0 | 0 | 0 | 0% | 0% | 0% | 0 | 0 | 0 | 0 | 0 | 0 | 0 | 0 | 567 | 0 | 0 | 0 | 0 | 0 | 0 | 0 | 0 | 0 | 0 | 0 | 0 | 0 | 0 | 0 | 0 | 0 | 0 |  | 4636 | 567-17F | [40 empty] | 0 | 0 | 0 |  |  |  | 0 | 5000000
567-18F | 0 | 0 | 0 | 0 | 0% | 0% | 0% | 0 | 0 | 0 | 0 | 0 | 0 | 0 | 0 | 567 | 0 | 0 | 0 | 0 | 0 | 0 | 0 | 0 | 0 | 0 | 0 | 0 | 0 | 0 | 0 | 0 | 0 | 0 |  | 4637 | 567-18F | [40 empty] | 0 | 0 | 0 |  |  |  | 0 | 5000000
57-1290 | 0 | 0 | 0 | 0 | 0% | 0% | 0% | 0 | 0 | 0 | 0 | 0 | 0 | 0 | 0 | 57 | 0 | 0 | 0 | 0 | 0 | 0 | 0 | 0 | 0 | 0 | 0 | 0 | 0 | 0 | 0 | 0 | 0 | 0 |  | 4638 | 57-1290 | [40 empty] | 0 | 0 | 0 |  |  |  | 0 | 5000000
57-1294 | 0 | 0 | 0 | 0 | 0% | 0% | 0% | 0 | 0 | 0 | 0 | 0 | 0 | 0 | 0 | 57 | 0 | 0 | 0 | 0 | 0 | 0 | 0 | 0 | 0 | 0 | 0 | 0 | 0 | 0 | 0 | 0 | 0 | 0 |  | 4639 | 57-1294 | [40 empty] | 0 | 0 | 0 |  |  |  | 0 | 5000000
570-488 | 0 | 0 | 0 | 0 | 0% | 0% | 0% | 0 | 0 | 0 | 0 | 0 | 0 | 0 | 0 | 570 | 0 | 0 | 0 | 0 | 0 | 0 | 0 | 0 | 0 | 0 | 0 | 0 | 0 | 0 | 0 | 0 | 0 | 0 |  | 4640 | 570-488 | [40 empty] | 0 | 0 | 0 |  |  |  | 0 | 5000000
570-492F | 0 | 0 | 0 | 0 | 0% | 0% | 0% | 0 | 0 | 0 | 0 | 0 | 0 | 0 | 0 | 570 | 0 | 0 | 0 | 0 | 0 | 0 | 0 | 0 | 0 | 0 | 0 | 0 | 0 | 0 | 0 | 0 | 0 | 0 |  | 4641 | 570-492F | [40 empty] | 0 | 0 | 0 |  |  |  | 0 | 5000000
571-41 | 0 | 0 | 0 | 0 | 0% | 0% | 0% | 0 | 0 | 0 | 0 | 0 | 0 | 0 | 0 | 571 | 0 | 0 | 0 | 0 | 0 | 0 | 0 | 0 | 0 | 0 | 0 | 0 | 0 | 0 | 0 | 0 | 0 | 0 |  | 4642 | 571-41 | [40 empty] | 0 | 0 | 0 |  |  |  | 0 | 5000000
571-42F | 0 | 0 | 0 | 0 | 0% | 0% | 0% | 0 | 0 | 0 | 0 | 0 | 0 | 0 | 0 | 571 | 0 | 0 | 0 | 0 | 0 | 0 | 0 | 0 | 0 | 0 | 0 | 0 | 0 | 0 | 0 | 0 | 0 | 0 |  | 4643 | 571-42F | [40 empty] | 0 | 0 | 0 |  |  |  | 0 | 5000000
571-43F | 0 | 0 | 0 | 0 | 0% | 0% | 0% | 0 | 0 | 0 | 0 | 0 | 0 | 0 | 0 | 571 | 0 | 0 | 0 | 0 | 0 | 0 | 0 | 0 | 0 | 0 | 0 | 0 | 0 | 0 | 0 | 0 | 0 | 0 |  | 4644 | 571-43F | [40 empty] | 0 | 0 | 0 |  |  |  | 0 | 5000000
571-44F | 0 | 0 | 0 | 0 | 0% | 0% | 0% | 0 | 0 | 0 | 0 | 0 | 0 | 0 | 0 | 571 | 0 | 0 | 0 | 0 | 0 | 0 | 0 | 0 | 0 | 0 | 0 | 0 | 0 | 0 | 0 | 0 | 0 | 0 |  | 4645 | 571-44F | [40 empty] | 0 | 0 | 0 |  |  |  | 0 | 5000000
571-48 | 0 | 0 | 0 | 0 | 0% | 0% | 0% | 0 | 0 | 0 | 0 | 0 | 0 | 0 | 0 | 571 | 0 | 0 | 0 | 0 | 0 | 0 | 0 | 0 | 0 | 0 | 0 | 0 | 0 | 0 | 0 | 0 | 0 | 0 |  | 4646 | 571-48 | [40 empty] | 0 | 0 | 0 |  |  |  | 0 | 5000000
571-50F | 0 | 0 | 0 | 0 | 0% | 0% | 0% | 0 | 0 | 0 | 0 | 0 | 0 | 0 | 0 | 571 | 0 | 0 | 0 | 0 | 0 | 0 | 0 | 0 | 0 | 0 | 0 | 0 | 0 | 0 | 0 | 0 | 0 | 0 |  | 4647 | 571-50F | [40 empty] | 0 | 0 | 0 |  |  |  | 0 | 5000000
572-492 | 0 | 0 | 0 | 0 | 0% | 0% | 0% | 0 | 0 | 0 | 0 | 0 | 0 | 0 | 0 | 572 | 0 | 0 | 0 | 0 | 0 | 0 | 0 | 0 | 0 | 0 | 0 | 0 | 0 | 0 | 0 | 0 | 0 | 0 |  | 4648 | 572-492 | [40 empty] | 0 | 0 | 0 |  |  |  | 0 | 5000000
572-494F | 0 | 0 | 0 | 0 | 0% | 0% | 0% | 0 | 0 | 0 | 0 | 0 | 0 | 0 | 0 | 572 | 0 | 0 | 0 | 0 | 0 | 0 | 0 | 0 | 0 | 0 | 0 | 0 | 0 | 0 | 0 | 0 | 0 | 0 |  | 4649 | 572-494F | [40 empty] | 0 | 0 | 0 |  |  |  | 0 | 5000000
574-6AE | 0 | 0 | 0 | 0 | 0% | 0% | 0% | 0 | 0 | 0 | 0 | 0 | 0 | 0 | 0 | 574 | 0 | 0 | 0 | 0 | 0 | 0 | 0 | 0 | 0 | 0 | 0 | 0 | 0 | 0 | 0 | 0 | 0 | 0 |  | 4650 | 574-6AE | [40 empty] | 0 | 0 | 0 |  |  |  | 0 | 5000000
574-7 | 0 | 0 | 0 | 0 | 0% | 0% | 0% | 0 | 0 | 0 | 0 | 0 | 0 | 0 | 0 | 574 | 0 | 0 | 0 | 0 | 0 | 0 | 0 | 0 | 0 | 0 | 0 | 0 | 0 | 0 | 0 | 0 | 0 | 0 |  | 4651 | 574-7 | [40 empty] | 0 | 0 | 0 |  |  |  | 0 | 5000000
575-10 | 0 | 0 | 0 | 0 | 0% | 0% | 0% | 0 | 0 | 0 | 0 | 0 | 0 | 0 | 0 | 575 | 0 | 0 | 0 | 0 | 0 | 0 | 0 | 0 | 0 | 0 | 0 | 0 | 0 | 0 | 0 | 0 | 0 | 0 |  | 4652 | 575-10 | [40 empty] | 0 | 0 | 0 |  |  |  | 0 | 5000000
575-21 | 0 | 0 | 0 | 0 | 0% | 0% | 0% | 0 | 0 | 0 | 0 | 0 | 0 | 0 | 0 | 575 | 0 | 0 | 0 | 0 | 0 | 0 | 0 | 0 | 0 | 0 | 0 | 0 | 0 | 0 | 0 | 0 | 0 | 0 |  | 4653 | 575-21 | [40 empty] | 0 | 0 | 0 |  |  |  | 0 | 5000000
575-22F | 0 | 0 | 0 | 0 | 0% | 0% | 0% | 0 | 0 | 0 | 0 | 0 | 0 | 0 | 0 | 575 | 0 | 0 | 0 | 0 | 0 | 0 | 0 | 0 | 0 | 0 | 0 | 0 | 0 | 0 | 0 | 0 | 0 | 0 |  | 4654 | 575-22F | [40 empty] | 0 | 0 | 0 |  |  |  | 0 | 5000000
575-23 | 0 | 0 | 0 | 0 | 0% | 0% | 0% | 0 | 0 | 0 | 0 | 0 | 0 | 0 | 0 | 575 | 0 | 0 | 0 | 0 | 0 | 0 | 0 | 0 | 0 | 0 | 0 | 0 | 0 | 0 | 0 | 0 | 0 | 0 |  | 4655 | 575-23 | [40 empty] | 0 | 0 | 0 |  |  |  | 0 | 5000000
575-24F | 0 | 0 | 0 | 0 | 0% | 0% | 0% | 0 | 0 | 0 | 0 | 0 | 0 | 0 | 0 | 575 | 0 | 0 | 0 | 0 | 0 | 0 | 0 | 0 | 0 | 0 | 0 | 0 | 0 | 0 | 0 | 0 | 0 | 0 |  | 4656 | 575-24F | [40 empty] | 0 | 0 | 0 |  |  |  | 0 | 5000000
581-50 | 0 | 0 | 0 | 0 | 0% | 0% | 0% | 0 | 0 | 0 | 0 | 0 | 0 | 0 | 0 | 581 | 0 | 0 | 0 | 0 | 0 | 0 | 0 | 0 | 0 | 0 | 0 | 0 | 0 | 0 | 0 | 0 | 0 | 0 |  | 4657 | 581-50 | [40 empty] | 0 | 0 | 0 |  |  |  | 0 | 5000000
583-315F | 0 | 0 | 0 | 0 | 0% | 0% | 0% | 0 | 0 | 0 | 0 | 0 | 0 | 0 | 0 | 583 | 0 | 0 | 0 | 0 | 0 | 0 | 0 | 0 | 0 | 0 | 0 | 0 | 0 | 0 | 0 | 0 | 0 | 0 |  | 4658 | 583-315F | [40 empty] | 0 | 0 | 0 |  |  |  | 0 | 5000000
594-3 | 0 | 0 | 0 | 0 | 0% | 0% | 0% | 0 | 0 | 0 | 0 | 0 | 0 | 0 | 0 | 594 | 0 | 0 | 0 | 0 | 0 | 0 | 0 | 0 | 0 | 0 | 0 | 0 | 0 | 0 | 0 | 0 | 0 | 0 |  | 4659 | 594-3 | [40 empty] | 0 | 0 | 0 |  |  |  | 0 | 5000000
589-58 | 0 | 0 | 0 | 0 | 0% | 0% | 0% | 0 | 0 | 0 | 0 | 0 | 0 | 0 | 0 | 589 | 0 | 0 | 0 | 0 | 0 | 0 | 0 | 0 | 0 | 0 | 0 | 0 | 0 | 0 | 0 | 0 | 0 | 0 |  | 4660 | 589-58 | [40 empty] | 0 | 0 | 0 |  |  |  | 0 | 5000000
59-1191 | 0 | 0 | 0 | 0 | 0% | 0% | 0% | 0 | 0 | 0 | 0 | 0 | 0 | 0 | 0 | 59 | 0 | 0 | 0 | 0 | 0 | 0 | 0 | 0 | 0 | 0 | 0 | 0 | 0 | 0 | 0 | 0 | 0 | 0 |  | 4661 | 59-1191 | [40 empty] | 0 | 0 | 0 |  |  |  | 0 | 5000000
59-466 | 0 | 0 | 0 | 0 | 0% | 0% | 0% | 0 | 0 | 0 | 0 | 0 | 0 | 0 | 0 | 59 | 0 | 0 | 0 | 0 | 0 | 0 | 0 | 0 | 0 | 0 | 0 | 0 | 0 | 0 | 0 | 0 | 0 | 0 |  | 4662 | 59-466 | [40 empty] | 0 | 0 | 0 |  |  |  | 0 | 5000000
59-802 | 0 | 0 | 0 | 0 | 0% | 0% | 0% | 0 | 0 | 0 | 0 | 0 | 0 | 0 | 0 | 59 | 0 | 0 | 0 | 0 | 0 | 0 | 0 | 0 | 0 | 0 | 0 | 0 | 0 | 0 | 0 | 0 | 0 | 0 |  | 4663 | 59-802 | [40 empty] | 0 | 0 | 0 |  |  |  | 0 | 5000000
59-813 | 0 | 0 | 0 | 0 | 0% | 0% | 0% | 0 | 0 | 0 | 0 | 0 | 0 | 0 | 0 | 59 | 0 | 0 | 0 | 0 | 0 | 0 | 0 | 0 | 0 | 0 | 0 | 0 | 0 | 0 | 0 | 0 | 0 | 0 |  | 4664 | 59-813 | [40 empty] | 0 | 0 | 0 |  |  |  | 0 | 5000000
590-6 | 285472.0764 | 0 | 285472.0764 | 0 | 0% | 100% | 0% | 30976.4 | 64071.7333 | 47.38 | 28321.9565 | 2607.0635 | 98.001 | 58581.2697 | 5392.4625 | 590 | 0.035312 | 0.035312 | 0.035312 | 8084279.4631 | 436.6444 | 261009.2758 | 24026.1563 | 12365.3258 | 7391517.7777 | 680396.3596 | 7207059.2555 | 11023.5719 | 6589468.7158 | 606566.9678 | 6269833.0055 | 9590.0356 | 5732555.6762 | 527687.2938 |  | 4665 | 590-6 | 285472.0764 | 254495.6764 | 221400.3431 | 0 | 0 | 0 | 285472.0764 | 254495.6764 | 221400.3431 | 0 | 436.6444 | 389.2644 | 338.6433 | 0 | 0 | 0 | 436.6444 | 389.2644 | 338.6433 | 0 | 24026.1563 | 21419.0928 | 18633.6937 | 0 | 0 | 0 | 24026.1563 | 21419.0928 | 18633.6937 | 0 | 261009.2758 | 232687.3193 | 202428.006 | 0 | 0 | 0 | 261009.2758 | 232687.3193 | 202428.006 | 0 | 0 | 0 | 0 | 0.035312 | 0.035312 | 0.035312 | 0 | 5000000
591-1113F | 0 | 0 | 0 | 0 | 0% | 0% | 0% | 0 | 0 | 0 | 0 | 0 | 0 | 0 | 0 | 591 | 0 | 0 | 0 | 0 | 0 | 0 | 0 | 0 | 0 | 0 | 0 | 0 | 0 | 0 | 0 | 0 | 0 | 0 |  | 4666 | 591-1113F | [40 empty] | 0 | 0 | 0 |  |  |  | 0 | 5000000
591-1114F | 0 | 0 | 0 | 0 | 0% | 0% | 0% | 0 | 0 | 0 | 0 | 0 | 0 | 0 | 0 | 591 | 0 | 0 | 0 | 0 | 0 | 0 | 0 | 0 | 0 | 0 | 0 | 0 | 0 | 0 | 0 | 0 | 0 | 0 |  | 4667 | 591-1114F | [40 empty] | 0 | 0 | 0 |  |  |  | 0 | 5000000
591-1115 | 0 | 0 | 0 | 0 | 0% | 0% | 0% | 0 | 0 | 0 | 0 | 0 | 0 | 0 | 0 | 591 | 0 | 0 | 0 | 0 | 0 | 0 | 0 | 0 | 0 | 0 | 0 | 0 | 0 | 0 | 0 | 0 | 0 | 0 |  | 4668 | 591-1115 | [40 empty] | 0 | 0 | 0 |  |  |  | 0 | 5000000
592-101F | 0 | 0 | 0 | 0 | 0% | 0% | 0% | 0 | 0 | 0 | 0 | 0 | 0 | 0 | 0 | 592 | 0 | 0 | 0 | 0 | 0 | 0 | 0 | 0 | 0 | 0 | 0 | 0 | 0 | 0 | 0 | 0 | 0 | 0 |  | 4669 | 592-101F | [40 empty] | 0 | 0 | 0 |  |  |  | 0 | 5000000
592-102 | 0 | 0 | 0 | 0 | 0% | 0% | 0% | 0 | 0 | 0 | 0 | 0 | 0 | 0 | 0 | 592 | 0 | 0 | 0 | 0 | 0 | 0 | 0 | 0 | 0 | 0 | 0 | 0 | 0 | 0 | 0 | 0 | 0 | 0 |  | 4670 | 592-102 | [40 empty] | 0 | 0 | 0 |  |  |  | 0 | 5000000
592-99F | 0 | 0 | 0 | 0 | 0% | 0% | 0% | 0 | 0 | 0 | 0 | 0 | 0 | 0 | 0 | 592 | 0 | 0 | 0 | 0 | 0 | 0 | 0 | 0 | 0 | 0 | 0 | 0 | 0 | 0 | 0 | 0 | 0 | 0 |  | 4671 | 592-99F | [40 empty] | 0 | 0 | 0 |  |  |  | 0 | 5000000
593-10 | 0 | 0 | 0 | 0 | 0% | 0% | 0% | 0 | 0 | 0 | 0 | 0 | 0 | 0 | 0 | 593 | 0 | 0 | 0 | 0 | 0 | 0 | 0 | 0 | 0 | 0 | 0 | 0 | 0 | 0 | 0 | 0 | 0 | 0 |  | 4672 | 593-10 | [40 empty] | 0 | 0 | 0 |  |  |  | 0 | 5000000
593-24 | 0 | 0 | 0 | 0 | 0% | 0% | 0% | 0 | 0 | 0 | 0 | 0 | 0 | 0 | 0 | 593 | 0 | 0 | 0 | 0 | 0 | 0 | 0 | 0 | 0 | 0 | 0 | 0 | 0 | 0 | 0 | 0 | 0 | 0 |  | 4673 | 593-24 | [40 empty] | 0 | 0 | 0 |  |  |  | 0 | 5000000
593-25 | 0 | 0 | 0 | 0 | 0% | 0% | 0% | 0 | 0 | 0 | 0 | 0 | 0 | 0 | 0 | 593 | 0 | 0 | 0 | 0 | 0 | 0 | 0 | 0 | 0 | 0 | 0 | 0 | 0 | 0 | 0 | 0 | 0 | 0 |  | 4674 | 593-25 | [40 empty] | 0 | 0 | 0 |  |  |  | 0 | 5000000
593-26 | 0 | 0 | 0 | 0 | 0% | 0% | 0% | 0 | 0 | 0 | 0 | 0 | 0 | 0 | 0 | 593 | 0 | 0 | 0 | 0 | 0 | 0 | 0 | 0 | 0 | 0 | 0 | 0 | 0 | 0 | 0 | 0 | 0 | 0 |  | 4675 | 593-26 | [40 empty] | 0 | 0 | 0 |  |  |  | 0 | 5000000
593-27 | 0 | 0 | 0 | 0 | 0% | 0% | 0% | 0 | 0 | 0 | 0 | 0 | 0 | 0 | 0 | 593 | 0 | 0 | 0 | 0 | 0 | 0 | 0 | 0 | 0 | 0 | 0 | 0 | 0 | 0 | 0 | 0 | 0 | 0 |  | 4676 | 593-27 | [40 empty] | 0 | 0 | 0 |  |  |  | 0 | 5000000
593-8 | 0 | 0 | 0 | 0 | 0% | 0% | 0% | 0 | 0 | 0 | 0 | 0 | 0 | 0 | 0 | 593 | 0 | 0 | 0 | 0 | 0 | 0 | 0 | 0 | 0 | 0 | 0 | 0 | 0 | 0 | 0 | 0 | 0 | 0 |  | 4677 | 593-8 | [40 empty] | 0 | 0 | 0 |  |  |  | 0 | 5000000
593-9 | 0 | 0 | 0 | 0 | 0% | 0% | 0% | 0 | 0 | 0 | 0 | 0 | 0 | 0 | 0 | 593 | 0 | 0 | 0 | 0 | 0 | 0 | 0 | 0 | 0 | 0 | 0 | 0 | 0 | 0 | 0 | 0 | 0 | 0 |  | 4678 | 593-9 | [40 empty] | 0 | 0 | 0 |  |  |  | 0 | 5000000
594-1378 | 0 | 0 | 0 | 0 | 0% | 0% | 0% | 0 | 0 | 0 | 0 | 0 | 0 | 0 | 0 | 594 | 0 | 0 | 0 | 0 | 0 | 0 | 0 | 0 | 0 | 0 | 0 | 0 | 0 | 0 | 0 | 0 | 0 | 0 |  | 4679 | 594-1378 | [40 empty] | 0 | 0 | 0 |  |  |  | 0 | 5000000
594-1380F | 0 | 0 | 0 | 0 | 0% | 0% | 0% | 0 | 0 | 0 | 0 | 0 | 0 | 0 | 0 | 594 | 0 | 0 | 0 | 0 | 0 | 0 | 0 | 0 | 0 | 0 | 0 | 0 | 0 | 0 | 0 | 0 | 0 | 0 |  | 4680 | 594-1380F | [40 empty] | 0 | 0 | 0 |  |  |  | 0 | 5000000
594-2 | 0 | 0 | 0 | 0 | 0% | 0% | 0% | 0 | 0 | 0 | 0 | 0 | 0 | 0 | 0 | 594 | 0 | 0 | 0 | 0 | 0 | 0 | 0 | 0 | 0 | 0 | 0 | 0 | 0 | 0 | 0 | 0 | 0 | 0 |  | 4681 | 594-2 | [40 empty] | 0 | 0 | 0 |  |  |  | 0 | 5000000
589-57AE | 0 | 0 | 0 | 0 | 0% | 0% | 0% | 0 | 0 | 0 | 0 | 0 | 0 | 0 | 0 | 589 | 0 | 0 | 0 | 0 | 0 | 0 | 0 | 0 | 0 | 0 | 0 | 0 | 0 | 0 | 0 | 0 | 0 | 0 |  | 4682 | 589-57AE | [40 empty] | 0 | 0 | 0 |  |  |  | 0 | 5000000
583-316F | 0 | 0 | 0 | 0 | 0% | 0% | 0% | 0 | 0 | 0 | 0 | 0 | 0 | 0 | 0 | 583 | 0 | 0 | 0 | 0 | 0 | 0 | 0 | 0 | 0 | 0 | 0 | 0 | 0 | 0 | 0 | 0 | 0 | 0 |  | 4683 | 583-316F | [40 empty] | 0 | 0 | 0 |  |  |  | 0 | 5000000
589-56AE | 0 | 0 | 0 | 0 | 0% | 0% | 0% | 0 | 0 | 0 | 0 | 0 | 0 | 0 | 0 | 589 | 0 | 0 | 0 | 0 | 0 | 0 | 0 | 0 | 0 | 0 | 0 | 0 | 0 | 0 | 0 | 0 | 0 | 0 |  | 4684 | 589-56AE | [40 empty] | 0 | 0 | 0 |  |  |  | 0 | 5000000
583-317 | 0 | 0 | 0 | 0 | 0% | 0% | 0% | 0 | 0 | 0 | 0 | 0 | 0 | 0 | 0 | 583 | 0 | 0 | 0 | 0 | 0 | 0 | 0 | 0 | 0 | 0 | 0 | 0 | 0 | 0 | 0 | 0 | 0 | 0 |  | 4685 | 583-317 | [40 empty] | 0 | 0 | 0 |  |  |  | 0 | 5000000
583-319F | 0 | 0 | 0 | 0 | 0% | 0% | 0% | 0 | 0 | 0 | 0 | 0 | 0 | 0 | 0 | 583 | 0 | 0 | 0 | 0 | 0 | 0 | 0 | 0 | 0 | 0 | 0 | 0 | 0 | 0 | 0 | 0 | 0 | 0 |  | 4686 | 583-319F | [40 empty] | 0 | 0 | 0 |  |  |  | 0 | 5000000
583-320 | 0 | 0 | 0 | 0 | 0% | 0% | 0% | 0 | 0 | 0 | 0 | 0 | 0 | 0 | 0 | 583 | 0 | 0 | 0 | 0 | 0 | 0 | 0 | 0 | 0 | 0 | 0 | 0 | 0 | 0 | 0 | 0 | 0 | 0 |  | 4687 | 583-320 | [40 empty] | 0 | 0 | 0 |  |  |  | 0 | 5000000
583-322F | 0 | 0 | 0 | 0 | 0% | 0% | 0% | 0 | 0 | 0 | 0 | 0 | 0 | 0 | 0 | 583 | 0 | 0 | 0 | 0 | 0 | 0 | 0 | 0 | 0 | 0 | 0 | 0 | 0 | 0 | 0 | 0 | 0 | 0 |  | 4688 | 583-322F | [40 empty] | 0 | 0 | 0 |  |  |  | 0 | 5000000
583-657 | 0 | 0 | 0 | 0 | 0% | 0% | 0% | 0 | 0 | 0 | 0 | 0 | 0 | 0 | 0 | 583 | 0 | 0 | 0 | 0 | 0 | 0 | 0 | 0 | 0 | 0 | 0 | 0 | 0 | 0 | 0 | 0 | 0 | 0 |  | 4689 | 583-657 | [40 empty] | 0 | 0 | 0 |  |  |  | 0 | 5000000
583-658F | 0 | 0 | 0 | 0 | 0% | 0% | 0% | 0 | 0 | 0 | 0 | 0 | 0 | 0 | 0 | 583 | 0 | 0 | 0 | 0 | 0 | 0 | 0 | 0 | 0 | 0 | 0 | 0 | 0 | 0 | 0 | 0 | 0 | 0 |  | 4690 | 583-658F | [40 empty] | 0 | 0 | 0 |  |  |  | 0 | 5000000
583-659F | 0 | 0 | 0 | 0 | 0% | 0% | 0% | 0 | 0 | 0 | 0 | 0 | 0 | 0 | 0 | 583 | 0 | 0 | 0 | 0 | 0 | 0 | 0 | 0 | 0 | 0 | 0 | 0 | 0 | 0 | 0 | 0 | 0 | 0 |  | 4691 | 583-659F | [40 empty] | 0 | 0 | 0 |  |  |  | 0 | 5000000
584-23 | 0 | 0 | 0 | 0 | 0% | 0% | 0% | 0 | 0 | 0 | 0 | 0 | 0 | 0 | 0 | 584 | 0 | 0 | 0 | 0 | 0 | 0 | 0 | 0 | 0 | 0 | 0 | 0 | 0 | 0 | 0 | 0 | 0 | 0 |  | 4692 | 584-23 | [40 empty] | 0 | 0 | 0 |  |  |  | 0 | 5000000
584-24F | 0 | 0 | 0 | 0 | 0% | 0% | 0% | 0 | 0 | 0 | 0 | 0 | 0 | 0 | 0 | 584 | 0 | 0 | 0 | 0 | 0 | 0 | 0 | 0 | 0 | 0 | 0 | 0 | 0 | 0 | 0 | 0 | 0 | 0 |  | 4693 | 584-24F | [40 empty] | 0 | 0 | 0 |  |  |  | 0 | 5000000
584-26F | 0 | 0 | 0 | 0 | 0% | 0% | 0% | 0 | 0 | 0 | 0 | 0 | 0 | 0 | 0 | 584 | 0 | 0 | 0 | 0 | 0 | 0 | 0 | 0 | 0 | 0 | 0 | 0 | 0 | 0 | 0 | 0 | 0 | 0 |  | 4694 | 584-26F | [40 empty] | 0 | 0 | 0 |  |  |  | 0 | 5000000
584-550F | 0 | 0 | 0 | 0 | 0% | 0% | 0% | 0 | 0 | 0 | 0 | 0 | 0 | 0 | 0 | 584 | 0 | 0 | 0 | 0 | 0 | 0 | 0 | 0 | 0 | 0 | 0 | 0 | 0 | 0 | 0 | 0 | 0 | 0 |  | 4695 | 584-550F | [40 empty] | 0 | 0 | 0 |  |  |  | 0 | 5000000
584-551F | 0 | 0 | 0 | 0 | 0% | 0% | 0% | 0 | 0 | 0 | 0 | 0 | 0 | 0 | 0 | 584 | 0 | 0 | 0 | 0 | 0 | 0 | 0 | 0 | 0 | 0 | 0 | 0 | 0 | 0 | 0 | 0 | 0 | 0 |  | 4696 | 584-551F | [40 empty] | 0 | 0 | 0 |  |  |  | 0 | 5000000
584-552 | 0 | 0 | 0 | 0 | 0% | 0% | 0% | 0 | 0 | 0 | 0 | 0 | 0 | 0 | 0 | 584 | 0 | 0 | 0 | 0 | 0 | 0 | 0 | 0 | 0 | 0 | 0 | 0 | 0 | 0 | 0 | 0 | 0 | 0 |  | 4697 | 584-552 | [40 empty] | 0 | 0 | 0 |  |  |  | 0 | 5000000
585-17 | 0 | 0 | 0 | 0 | 0% | 0% | 0% | 0 | 0 | 0 | 0 | 0 | 0 | 0 | 0 | 585 | 0 | 0 | 0 | 0 | 0 | 0 | 0 | 0 | 0 | 0 | 0 | 0 | 0 | 0 | 0 | 0 | 0 | 0 |  | 4698 | 585-17 | [40 empty] | 0 | 0 | 0 |  |  |  | 0 | 5000000
585-20F | 0 | 0 | 0 | 0 | 0% | 0% | 0% | 0 | 0 | 0 | 0 | 0 | 0 | 0 | 0 | 585 | 0 | 0 | 0 | 0 | 0 | 0 | 0 | 0 | 0 | 0 | 0 | 0 | 0 | 0 | 0 | 0 | 0 | 0 |  | 4699 | 585-20F | [40 empty] | 0 | 0 | 0 |  |  |  | 0 | 5000000
585-238 | 0 | 0 | 0 | 0 | 0% | 0% | 0% | 0 | 0 | 0 | 0 | 0 | 0 | 0 | 0 | 585 | 0 | 0 | 0 | 0 | 0 | 0 | 0 | 0 | 0 | 0 | 0 | 0 | 0 | 0 | 0 | 0 | 0 | 0 |  | 4700 | 585-238 | [40 empty] | 0 | 0 | 0 |  |  |  | 0 | 5000000
585-252 | 0 | 0 | 0 | 0 | 0% | 0% | 0% | 0 | 0 | 0 | 0 | 0 | 0 | 0 | 0 | 585 | 0 | 0 | 0 | 0 | 0 | 0 | 0 | 0 | 0 | 0 | 0 | 0 | 0 | 0 | 0 | 0 | 0 | 0 |  | 4701 | 585-252 | [40 empty] | 0 | 0 | 0 |  |  |  | 0 | 5000000
585-662 | 0 | 0 | 0 | 0 | 0% | 0% | 0% | 0 | 0 | 0 | 0 | 0 | 0 | 0 | 0 | 585 | 0 | 0 | 0 | 0 | 0 | 0 | 0 | 0 | 0 | 0 | 0 | 0 | 0 | 0 | 0 | 0 | 0 | 0 |  | 4702 | 585-662 | [40 empty] | 0 | 0 | 0 |  |  |  | 0 | 5000000
585-671 | 0 | 0 | 0 | 0 | 0% | 0% | 0% | 0 | 0 | 0 | 0 | 0 | 0 | 0 | 0 | 585 | 0 | 0 | 0 | 0 | 0 | 0 | 0 | 0 | 0 | 0 | 0 | 0 | 0 | 0 | 0 | 0 | 0 | 0 |  | 4703 | 585-671 | [40 empty] | 0 | 0 | 0 |  |  |  | 0 | 5000000
586-1 | 0 | 0 | 0 | 0 | 0% | 0% | 0% | 0 | 0 | 0 | 0 | 0 | 0 | 0 | 0 | 586 | 0 | 0 | 0 | 0 | 0 | 0 | 0 | 0 | 0 | 0 | 0 | 0 | 0 | 0 | 0 | 0 | 0 | 0 |  | 4704 | 586-1 | [40 empty] | 0 | 0 | 0 |  |  |  | 0 | 5000000
586-4 | 0 | 0 | 0 | 0 | 0% | 0% | 0% | 0 | 0 | 0 | 0 | 0 | 0 | 0 | 0 | 586 | 0 | 0 | 0 | 0 | 0 | 0 | 0 | 0 | 0 | 0 | 0 | 0 | 0 | 0 | 0 | 0 | 0 | 0 |  | 4705 | 586-4 | [40 empty] | 0 | 0 | 0 |  |  |  | 0 | 5000000
587-2 | 0 | 0 | 0 | 0 | 0% | 0% | 0% | 0 | 0 | 0 | 0 | 0 | 0 | 0 | 0 | 587 | 0 | 0 | 0 | 0 | 0 | 0 | 0 | 0 | 0 | 0 | 0 | 0 | 0 | 0 | 0 | 0 | 0 | 0 |  | 4706 | 587-2 | [40 empty] | 0 | 0 | 0 |  |  |  | 0 | 5000000
587-3 | 0 | 0 | 0 | 0 | 0% | 0% | 0% | 0 | 0 | 0 | 0 | 0 | 0 | 0 | 0 | 587 | 0 | 0 | 0 | 0 | 0 | 0 | 0 | 0 | 0 | 0 | 0 | 0 | 0 | 0 | 0 | 0 | 0 | 0 |  | 4707 | 587-3 | [40 empty] | 0 | 0 | 0 |  |  |  | 0 | 5000000
588-15 | 0 | 0 | 0 | 0 | 0% | 0% | 0% | 0 | 0 | 0 | 0 | 0 | 0 | 0 | 0 | 588 | 0 | 0 | 0 | 0 | 0 | 0 | 0 | 0 | 0 | 0 | 0 | 0 | 0 | 0 | 0 | 0 | 0 | 0 |  | 4708 | 588-15 | [40 empty] | 0 | 0 | 0 |  |  |  | 0 | 5000000
588-17 | 0 | 0 | 0 | 0 | 0% | 0% | 0% | 0 | 0 | 0 | 0 | 0 | 0 | 0 | 0 | 588 | 0 | 0 | 0 | 0 | 0 | 0 | 0 | 0 | 0 | 0 | 0 | 0 | 0 | 0 | 0 | 0 | 0 | 0 |  | 4709 | 588-17 | [40 empty] | 0 | 0 | 0 |  |  |  | 0 | 5000000
588-18AE | 0 | 0 | 0 | 0 | 0% | 0% | 0% | 0 | 0 | 0 | 0 | 0 | 0 | 0 | 0 | 588 | 0 | 0 | 0 | 0 | 0 | 0 | 0 | 0 | 0 | 0 | 0 | 0 | 0 | 0 | 0 | 0 | 0 | 0 |  | 4710 | 588-18AE | [40 empty] | 0 | 0 | 0 |  |  |  | 0 | 5000000
588-20 | 0 | 0 | 0 | 0 | 0% | 0% | 0% | 0 | 0 | 0 | 0 | 0 | 0 | 0 | 0 | 588 | 0 | 0 | 0 | 0 | 0 | 0 | 0 | 0 | 0 | 0 | 0 | 0 | 0 | 0 | 0 | 0 | 0 | 0 |  | 4711 | 588-20 | [40 empty] | 0 | 0 | 0 |  |  |  | 0 | 5000000
588-21 | 0 | 0 | 0 | 0 | 0% | 0% | 0% | 0 | 0 | 0 | 0 | 0 | 0 | 0 | 0 | 588 | 0 | 0 | 0 | 0 | 0 | 0 | 0 | 0 | 0 | 0 | 0 | 0 | 0 | 0 | 0 | 0 | 0 | 0 |  | 4712 | 588-21 | [40 empty] | 0 | 0 | 0 |  |  |  | 0 | 5000000
588-22 | 0 | 0 | 0 | 0 | 0% | 0% | 0% | 0 | 0 | 0 | 0 | 0 | 0 | 0 | 0 | 588 | 0 | 0 | 0 | 0 | 0 | 0 | 0 | 0 | 0 | 0 | 0 | 0 | 0 | 0 | 0 | 0 | 0 | 0 |  | 4713 | 588-22 | [40 empty] | 0 | 0 | 0 |  |  |  | 0 | 5000000
464-14 | 0 | 0 | 0 | 0 | 0% | 0% | 0% | 0 | 0 | 0 | 0 | 0 | 0 | 0 | 0 | 464 | 0 | 0 | 0 | 0 | 0 | 0 | 0 | 0 | 0 | 0 | 0 | 0 | 0 | 0 | 0 | 0 | 0 | 0 |  | 4714 | 464-14 | [40 empty] | 0 | 0 | 0 |  |  |  | 0 | 5000000
464-1 | 0 | 0 | 0 | 0 | 0% | 0% | 0% | 0 | 0 | 0 | 0 | 0 | 0 | 0 | 0 | 464 | 0 | 0 | 0 | 0 | 0 | 0 | 0 | 0 | 0 | 0 | 0 | 0 | 0 | 0 | 0 | 0 | 0 | 0 |  | 4715 | 464-1 | [40 empty] | 0 | 0 | 0 |  |  |  | 0 | 5000000
463-98 | 0 | 0 | 0 | 0 | 0% | 0% | 0% | 0 | 0 | 0 | 0 | 0 | 0 | 0 | 0 | 463 | 0 | 0 | 0 | 0 | 0 | 0 | 0 | 0 | 0 | 0 | 0 | 0 | 0 | 0 | 0 | 0 | 0 | 0 |  | 4716 | 463-98 | [40 empty] | 0 | 0 | 0 |  |  |  | 0 | 5000000
361-685F | 59.1622 | 0 | 59.1622 | 0 | 0% | 100% | 0% | 9.3715 | 19.6679 | 0.12576 | 7.297 | 1.9488 | 0.26392 | 15.3141 | 4.0899 | 361 | 0.005672 | 0.005672 | 0.005672 | 10430.568 | 0.7939 | 46.0657 | 12.3026 | 139.968 | 8121.6 | 2169 | 8778.3258 | 117.7965 | 6835.1072 | 1825.422 | 6963.0294 | 93.437 | 5421.6548 | 1447.9375 |  | 4717 | 361-685F | 59.1622 | 49.7907 | 39.4943 | 0 | 0 | 0 | 59.1622 | 49.7907 | 39.4943 | 0 | 0.7939 | 0.66814 | 0.52997 | 0 | 0 | 0 | 0.7939 | 0.66814 | 0.52997 | 0 | 12.3026 | 10.3538 | 8.2127 | 0 | 0 | 0 | 12.3026 | 10.3538 | 8.2127 | 0 | 46.0657 | 38.7687 | 30.7516 | 0 | 0 | 0 | 46.0657 | 38.7687 | 30.7516 | 0 | 0 | 0 | 0 | 0.005672 | 0.005672 | 0.005672 | 0 | 5000000
36-232F | 0 | 0 | 0 | 0 | 0% | 0% | 0% | 0 | 0 | 0 | 0 | 0 | 0 | 0 | 0 | 36 | 0 | 0 | 0 | 0 | 0 | 0 | 0 | 0 | 0 | 0 | 0 | 0 | 0 | 0 | 0 | 0 | 0 | 0 |  | 4718 | 36-232F | [40 empty] | 0 | 0 | 0 |  |  |  | 0 | 5000000
36-234 | 0 | 0 | 0 | 0 | 0% | 0% | 0% | 0 | 0 | 0 | 0 | 0 | 0 | 0 | 0 | 36 | 0 | 0 | 0 | 0 | 0 | 0 | 0 | 0 | 0 | 0 | 0 | 0 | 0 | 0 | 0 | 0 | 0 | 0 |  | 4719 | 36-234 | [40 empty] | 0 | 0 | 0 |  |  |  | 0 | 5000000
36-235 | 0 | 0 | 0 | 0 | 0% | 0% | 0% | 0 | 0 | 0 | 0 | 0 | 0 | 0 | 0 | 36 | 0 | 0 | 0 | 0 | 0 | 0 | 0 | 0 | 0 | 0 | 0 | 0 | 0 | 0 | 0 | 0 | 0 | 0 |  | 4720 | 36-235 | [40 empty] | 0 | 0 | 0 |  |  |  | 0 | 5000000
36-236 | 0 | 0 | 0 | 0 | 0% | 0% | 0% | 0 | 0 | 0 | 0 | 0 | 0 | 0 | 0 | 36 | 0 | 0 | 0 | 0 | 0 | 0 | 0 | 0 | 0 | 0 | 0 | 0 | 0 | 0 | 0 | 0 | 0 | 0 |  | 4721 | 36-236 | [40 empty] | 0 | 0 | 0 |  |  |  | 0 | 5000000
36-237F | 0 | 0 | 0 | 0 | 0% | 0% | 0% | 0 | 0 | 0 | 0 | 0 | 0 | 0 | 0 | 36 | 0 | 0 | 0 | 0 | 0 | 0 | 0 | 0 | 0 | 0 | 0 | 0 | 0 | 0 | 0 | 0 | 0 | 0 |  | 4722 | 36-237F | [40 empty] | 0 | 0 | 0 |  |  |  | 0 | 5000000
36-238 | 0 | 0 | 0 | 0 | 0% | 0% | 0% | 0 | 0 | 0 | 0 | 0 | 0 | 0 | 0 | 36 | 0 | 0 | 0 | 0 | 0 | 0 | 0 | 0 | 0 | 0 | 0 | 0 | 0 | 0 | 0 | 0 | 0 | 0 |  | 4723 | 36-238 | [40 empty] | 0 | 0 | 0 |  |  |  | 0 | 5000000
36-239F | 0 | 0 | 0 | 0 | 0% | 0% | 0% | 0 | 0 | 0 | 0 | 0 | 0 | 0 | 0 | 36 | 0 | 0 | 0 | 0 | 0 | 0 | 0 | 0 | 0 | 0 | 0 | 0 | 0 | 0 | 0 | 0 | 0 | 0 |  | 4724 | 36-239F | [40 empty] | 0 | 0 | 0 |  |  |  | 0 | 5000000
36-240F | 0 | 0 | 0 | 0 | 0% | 0% | 0% | 0 | 0 | 0 | 0 | 0 | 0 | 0 | 0 | 36 | 0 | 0 | 0 | 0 | 0 | 0 | 0 | 0 | 0 | 0 | 0 | 0 | 0 | 0 | 0 | 0 | 0 | 0 |  | 4725 | 36-240F | [40 empty] | 0 | 0 | 0 |  |  |  | 0 | 5000000
36-241F | 0 | 0 | 0 | 0 | 0% | 0% | 0% | 0 | 0 | 0 | 0 | 0 | 0 | 0 | 0 | 36 | 0 | 0 | 0 | 0 | 0 | 0 | 0 | 0 | 0 | 0 | 0 | 0 | 0 | 0 | 0 | 0 | 0 | 0 |  | 4726 | 36-241F | [40 empty] | 0 | 0 | 0 |  |  |  | 0 | 5000000
36-79 | 0 | 0 | 0 | 0 | 0% | 0% | 0% | 0 | 0 | 0 | 0 | 0 | 0 | 0 | 0 | 36 | 0 | 0 | 0 | 0 | 0 | 0 | 0 | 0 | 0 | 0 | 0 | 0 | 0 | 0 | 0 | 0 | 0 | 0 |  | 4727 | 36-79 | [40 empty] | 0 | 0 | 0 |  |  |  | 0 | 5000000
36-81F | 0 | 0 | 0 | 0 | 0% | 0% | 0% | 0 | 0 | 0 | 0 | 0 | 0 | 0 | 0 | 36 | 0 | 0 | 0 | 0 | 0 | 0 | 0 | 0 | 0 | 0 | 0 | 0 | 0 | 0 | 0 | 0 | 0 | 0 |  | 4728 | 36-81F | [40 empty] | 0 | 0 | 0 |  |  |  | 0 | 5000000
36-82F | 0 | 0 | 0 | 0 | 0% | 0% | 0% | 0 | 0 | 0 | 0 | 0 | 0 | 0 | 0 | 36 | 0 | 0 | 0 | 0 | 0 | 0 | 0 | 0 | 0 | 0 | 0 | 0 | 0 | 0 | 0 | 0 | 0 | 0 |  | 4729 | 36-82F | [40 empty] | 0 | 0 | 0 |  |  |  | 0 | 5000000
36-83F | 0 | 0 | 0 | 0 | 0% | 0% | 0% | 0 | 0 | 0 | 0 | 0 | 0 | 0 | 0 | 36 | 0 | 0 | 0 | 0 | 0 | 0 | 0 | 0 | 0 | 0 | 0 | 0 | 0 | 0 | 0 | 0 | 0 | 0 |  | 4730 | 36-83F | [40 empty] | 0 | 0 | 0 |  |  |  | 0 | 5000000
36-84F | 0 | 0 | 0 | 0 | 0% | 0% | 0% | 0 | 0 | 0 | 0 | 0 | 0 | 0 | 0 | 36 | 0 | 0 | 0 | 0 | 0 | 0 | 0 | 0 | 0 | 0 | 0 | 0 | 0 | 0 | 0 | 0 | 0 | 0 |  | 4731 | 36-84F | [40 empty] | 0 | 0 | 0 |  |  |  | 0 | 5000000
361-687 | 0 | 0 | 0 | 0 | 0% | 0% | 0% | 0 | 0 | 0 | 0 | 0 | 0 | 0 | 0 | 361 | 0 | 0 | 0 | 0 | 0 | 0 | 0 | 0 | 0 | 0 | 0 | 0 | 0 | 0 | 0 | 0 | 0 | 0 |  | 4732 | 361-687 | [40 empty] | 0 | 0 | 0 |  |  |  | 0 | 5000000
463-454 | 0 | 0 | 0 | 0 | 0% | 0% | 0% | 0 | 0 | 0 | 0 | 0 | 0 | 0 | 0 | 463 | 0 | 0 | 0 | 0 | 0 | 0 | 0 | 0 | 0 | 0 | 0 | 0 | 0 | 0 | 0 | 0 | 0 | 0 |  | 4733 | 463-454 | [40 empty] | 0 | 0 | 0 |  |  |  | 0 | 5000000
362-37 | 0 | 0 | 0 | 0 | 0% | 0% | 0% | 0 | 0 | 0 | 0 | 0 | 0 | 0 | 0 | 362 | 0 | 0 | 0 | 0 | 0 | 0 | 0 | 0 | 0 | 0 | 0 | 0 | 0 | 0 | 0 | 0 | 0 | 0 |  | 4734 | 362-37 | [40 empty] | 0 | 0 | 0 |  |  |  | 0 | 5000000
362-46 | 0 | 0 | 0 | 0 | 0% | 0% | 0% | 0 | 0 | 0 | 0 | 0 | 0 | 0 | 0 | 362 | 0 | 0 | 0 | 0 | 0 | 0 | 0 | 0 | 0 | 0 | 0 | 0 | 0 | 0 | 0 | 0 | 0 | 0 |  | 4735 | 362-46 | [40 empty] | 0 | 0 | 0 |  |  |  | 0 | 5000000
362-977 | 0 | 0 | 0 | 0 | 0% | 0% | 0% | 0 | 0 | 0 | 0 | 0 | 0 | 0 | 0 | 362 | 0 | 0 | 0 | 0 | 0 | 0 | 0 | 0 | 0 | 0 | 0 | 0 | 0 | 0 | 0 | 0 | 0 | 0 |  | 4736 | 362-977 | [40 empty] | 0 | 0 | 0 |  |  |  | 0 | 5000000
362-978F | 0 | 0 | 0 | 0 | 0% | 0% | 0% | 0 | 0 | 0 | 0 | 0 | 0 | 0 | 0 | 362 | 0 | 0 | 0 | 0 | 0 | 0 | 0 | 0 | 0 | 0 | 0 | 0 | 0 | 0 | 0 | 0 | 0 | 0 |  | 4737 | 362-978F | [40 empty] | 0 | 0 | 0 |  |  |  | 0 | 5000000
364-35 | 7351.6105 | 0 | 7351.6105 | 0 | 0% | 100% | 0% | 1171.7857 | 2446.4938 | 2.5192 | 1039.4608 | 129.8057 | 5.2596 | 2170.2215 | 271.0127 | 364 | 0.0055762 | 0.0055762 | 0.0055762 | 1318390.752 | 15.8049 | 6521.4239 | 814.3817 | 2834.352 | 1169510.4 | 146046 | 1108250.2082 | 2382.5798 | 983100.1487 | 122767.4797 | 879652.2254 | 1891.1268 | 780316.7797 | 97444.3189 |  | 4738 | 364-35 | 7351.6105 | 6179.8248 | 4905.1167 | 0 | 0 | 0 | 7351.6105 | 6179.8248 | 4905.1167 | 0 | 15.8049 | 13.2857 | 10.5453 | 0 | 0 | 0 | 15.8049 | 13.2857 | 10.5453 | 0 | 814.3817 | 684.576 | 543.369 | 0 | 0 | 0 | 814.3817 | 684.576 | 543.369 | 0 | 6521.4239 | 5481.963 | 4351.2024 | 0 | 0 | 0 | 6521.4239 | 5481.963 | 4351.2024 | 0 | 0 | 0 | 0 | 0.0055762 | 0.0055762 | 0.0055762 | 0 | 5000000
366-34 | 0 | 0 | 0 | 0 | 0% | 0% | 0% | 0 | 0 | 0 | 0 | 0 | 0 | 0 | 0 | 366 | 0 | 0 | 0 | 0 | 0 | 0 | 0 | 0 | 0 | 0 | 0 | 0 | 0 | 0 | 0 | 0 | 0 | 0 |  | 4739 | 366-34 | [40 empty] | 0 | 0 | 0 |  |  |  | 0 | 5000000
366-36F | 0 | 0 | 0 | 0 | 0% | 0% | 0% | 0 | 0 | 0 | 0 | 0 | 0 | 0 | 0 | 366 | 0 | 0 | 0 | 0 | 0 | 0 | 0 | 0 | 0 | 0 | 0 | 0 | 0 | 0 | 0 | 0 | 0 | 0 |  | 4740 | 366-36F | [40 empty] | 0 | 0 | 0 |  |  |  | 0 | 5000000
368-1055 | 0 | 0 | 0 | 0 | 0% | 0% | 0% | 0 | 0 | 0 | 0 | 0 | 0 | 0 | 0 | 368 | 0 | 0 | 0 | 0 | 0 | 0 | 0 | 0 | 0 | 0 | 0 | 0 | 0 | 0 | 0 | 0 | 0 | 0 |  | 4741 | 368-1055 | [40 empty] | 0 | 0 | 0 |  |  |  | 0 | 5000000
368-1056F | 2935.5435 | 0 | 2935.5435 | 0 | 0% | 100% | 0% | 467.3571 | 976.5837 | 1.2929 | 417.5526 | 48.5117 | 2.7015 | 872.5127 | 101.3695 | 368 | 0.0054734 | 0.0054734 | 0.0054734 | 536329.0608 | 8.1207 | 2622.7132 | 304.7097 | 1483.6608 | 479174.4 | 55671 | 450942.0722 | 1247.4526 | 402886.7959 | 46807.8237 | 357905.465 | 990.083 | 319764.7657 | 37150.6163 |  | 4742 | 368-1056F | 2935.5435 | 2468.1863 | 1958.9598 | 0 | 0 | 0 | 2935.5435 | 2468.1863 | 1958.9598 | 0 | 8.1207 | 6.8278 | 5.4191 | 0 | 0 | 0 | 8.1207 | 6.8278 | 5.4191 | 0 | 304.7097 | 256.1979 | 203.3402 | 0 | 0 | 0 | 304.7097 | 256.1979 | 203.3402 | 0 | 2622.7132 | 2205.1606 | 1750.2005 | 0 | 0 | 0 | 2622.7132 | 2205.1606 | 1750.2005 | 0 | 0 | 0 | 0 | 0.0054734 | 0.0054734 | 0.0054734 | 0 | 5000000
368-1070 | 0 | 0 | 0 | 0 | 0% | 0% | 0% | 0 | 0 | 0 | 0 | 0 | 0 | 0 | 0 | 368 | 0 | 0 | 0 | 0 | 0 | 0 | 0 | 0 | 0 | 0 | 0 | 0 | 0 | 0 | 0 | 0 | 0 | 0 |  | 4743 | 368-1070 | [40 empty] | 0 | 0 | 0 |  |  |  | 0 | 5000000
368-402F | 1143.9275 | 0 | 1143.9275 | 0 | 0% | 100% | 0% | 182.571 | 380.6251 | 0.47589 | 148.6886 | 33.4065 | 0.99215 | 309.9869 | 69.6461 | 368 | 0.0054624 | 0.0054624 | 0.0054624 | 209418.4752 | 2.9818 | 931.632 | 209.3137 | 545.8752 | 170553.6 | 38319 | 175995.2498 | 458.7534 | 143333.2155 | 32203.2809 | 139737.5549 | 364.2432 | 113804.3958 | 25568.9158 |  | 4744 | 368-402F | 1143.9275 | 961.3565 | 763.3024 | 0 | 0 | 0 | 1143.9275 | 961.3565 | 763.3024 | 0 | 2.9818 | 2.5059 | 1.9896 | 0 | 0 | 0 | 2.9818 | 2.5059 | 1.9896 | 0 | 209.3137 | 175.9072 | 139.6676 | 0 | 0 | 0 | 209.3137 | 175.9072 | 139.6676 | 0 | 931.632 | 782.9434 | 621.6451 | 0 | 0 | 0 | 931.632 | 782.9434 | 621.6451 | 0 | 0 | 0 | 0 | 0.0054624 | 0.0054624 | 0.0054624 | 0 | 5000000
368-405 | 0 | 0 | 0 | 0 | 0% | 0% | 0% | 0 | 0 | 0 | 0 | 0 | 0 | 0 | 0 | 368 | 0 | 0 | 0 | 0 | 0 | 0 | 0 | 0 | 0 | 0 | 0 | 0 | 0 | 0 | 0 | 0 | 0 | 0 |  | 4745 | 368-405 | [40 empty] | 0 | 0 | 0 |  |  |  | 0 | 5000000
36-231 | 0 | 0 | 0 | 0 | 0% | 0% | 0% | 0 | 0 | 0 | 0 | 0 | 0 | 0 | 0 | 36 | 0 | 0 | 0 | 0 | 0 | 0 | 0 | 0 | 0 | 0 | 0 | 0 | 0 | 0 | 0 | 0 | 0 | 0 |  | 4746 | 36-231 | [40 empty] | 0 | 0 | 0 |  |  |  | 0 | 5000000
358-679 | 0 | 0 | 0 | 0 | 0% | 0% | 0% | 0 | 0 | 0 | 0 | 0 | 0 | 0 | 0 | 358 | 0 | 0 | 0 | 0 | 0 | 0 | 0 | 0 | 0 | 0 | 0 | 0 | 0 | 0 | 0 | 0 | 0 | 0 |  | 4747 | 358-679 | [40 empty] | 0 | 0 | 0 |  |  |  | 0 | 5000000
340-1070 | 0 | 0 | 0 | 0 | 0% | 0% | 0% | 0 | 0 | 0 | 0 | 0 | 0 | 0 | 0 | 340 | 0 | 0 | 0 | 0 | 0 | 0 | 0 | 0 | 0 | 0 | 0 | 0 | 0 | 0 | 0 | 0 | 0 | 0 |  | 4748 | 340-1070 | [40 empty] | 0 | 0 | 0 |  |  |  | 0 | 5000000
340-1071F | 0 | 0 | 0 | 0 | 0% | 0% | 0% | 0 | 0 | 0 | 0 | 0 | 0 | 0 | 0 | 340 | 0 | 0 | 0 | 0 | 0 | 0 | 0 | 0 | 0 | 0 | 0 | 0 | 0 | 0 | 0 | 0 | 0 | 0 |  | 4749 | 340-1071F | [40 empty] | 0 | 0 | 0 |  |  |  | 0 | 5000000
340-1072F | 0 | 0 | 0 | 0 | 0% | 0% | 0% | 0 | 0 | 0 | 0 | 0 | 0 | 0 | 0 | 340 | 0 | 0 | 0 | 0 | 0 | 0 | 0 | 0 | 0 | 0 | 0 | 0 | 0 | 0 | 0 | 0 | 0 | 0 |  | 4750 | 340-1072F | [40 empty] | 0 | 0 | 0 |  |  |  | 0 | 5000000
340-375F | 0 | 0 | 0 | 0 | 0% | 0% | 0% | 0 | 0 | 0 | 0 | 0 | 0 | 0 | 0 | 340 | 0 | 0 | 0 | 0 | 0 | 0 | 0 | 0 | 0 | 0 | 0 | 0 | 0 | 0 | 0 | 0 | 0 | 0 |  | 4751 | 340-375F | [40 empty] | 0 | 0 | 0 |  |  |  | 0 | 5000000
340-380 | 0 | 0 | 0 | 0 | 0% | 0% | 0% | 0 | 0 | 0 | 0 | 0 | 0 | 0 | 0 | 340 | 0 | 0 | 0 | 0 | 0 | 0 | 0 | 0 | 0 | 0 | 0 | 0 | 0 | 0 | 0 | 0 | 0 | 0 |  | 4752 | 340-380 | [40 empty] | 0 | 0 | 0 |  |  |  | 0 | 5000000
341-1154 | 0 | 0 | 0 | 0 | 0% | 0% | 0% | 0 | 0 | 0 | 0 | 0 | 0 | 0 | 0 | 341 | 0 | 0 | 0 | 0 | 0 | 0 | 0 | 0 | 0 | 0 | 0 | 0 | 0 | 0 | 0 | 0 | 0 | 0 |  | 4753 | 341-1154 | [40 empty] | 0 | 0 | 0 |  |  |  | 0 | 5000000
341-1156F | 0 | 0 | 0 | 0 | 0% | 0% | 0% | 0 | 0 | 0 | 0 | 0 | 0 | 0 | 0 | 341 | 0 | 0 | 0 | 0 | 0 | 0 | 0 | 0 | 0 | 0 | 0 | 0 | 0 | 0 | 0 | 0 | 0 | 0 |  | 4754 | 341-1156F | [40 empty] | 0 | 0 | 0 |  |  |  | 0 | 5000000
341-1177 | 0 | 0 | 0 | 0 | 0% | 0% | 0% | 0 | 0 | 0 | 0 | 0 | 0 | 0 | 0 | 341 | 0 | 0 | 0 | 0 | 0 | 0 | 0 | 0 | 0 | 0 | 0 | 0 | 0 | 0 | 0 | 0 | 0 | 0 |  | 4755 | 341-1177 | [40 empty] | 0 | 0 | 0 |  |  |  | 0 | 5000000
342-513 | 0 | 0 | 0 | 0 | 0% | 0% | 0% | 0 | 0 | 0 | 0 | 0 | 0 | 0 | 0 | 342 | 0 | 0 | 0 | 0 | 0 | 0 | 0 | 0 | 0 | 0 | 0 | 0 | 0 | 0 | 0 | 0 | 0 | 0 |  | 4756 | 342-513 | [40 empty] | 0 | 0 | 0 |  |  |  | 0 | 5000000
342-515F | 0 | 0 | 0 | 0 | 0% | 0% | 0% | 0 | 0 | 0 | 0 | 0 | 0 | 0 | 0 | 342 | 0 | 0 | 0 | 0 | 0 | 0 | 0 | 0 | 0 | 0 | 0 | 0 | 0 | 0 | 0 | 0 | 0 | 0 |  | 4757 | 342-515F | [40 empty] | 0 | 0 | 0 |  |  |  | 0 | 5000000
343-17 | 0 | 0 | 0 | 0 | 0% | 0% | 0% | 0 | 0 | 0 | 0 | 0 | 0 | 0 | 0 | 343 | 0 | 0 | 0 | 0 | 0 | 0 | 0 | 0 | 0 | 0 | 0 | 0 | 0 | 0 | 0 | 0 | 0 | 0 |  | 4758 | 343-17 | [40 empty] | 0 | 0 | 0 |  |  |  | 0 | 5000000
343-18F | 0 | 0 | 0 | 0 | 0% | 0% | 0% | 0 | 0 | 0 | 0 | 0 | 0 | 0 | 0 | 343 | 0 | 0 | 0 | 0 | 0 | 0 | 0 | 0 | 0 | 0 | 0 | 0 | 0 | 0 | 0 | 0 | 0 | 0 |  | 4759 | 343-18F | [40 empty] | 0 | 0 | 0 |  |  |  | 0 | 5000000
343-19F | 0 | 0 | 0 | 0 | 0% | 0% | 0% | 0 | 0 | 0 | 0 | 0 | 0 | 0 | 0 | 343 | 0 | 0 | 0 | 0 | 0 | 0 | 0 | 0 | 0 | 0 | 0 | 0 | 0 | 0 | 0 | 0 | 0 | 0 |  | 4760 | 343-19F | [40 empty] | 0 | 0 | 0 |  |  |  | 0 | 5000000
344-271R | 0 | 0 | 0 | 0 | 0% | 0% | 0% | 0 | 0 | 0 | 0 | 0 | 0 | 0 | 0 | 344 | 0 | 0 | 0 | 0 | 0 | 0 | 0 | 0 | 0 | 0 | 0 | 0 | 0 | 0 | 0 | 0 | 0 | 0 |  | 4761 | 344-271R | [40 empty] | 0 | 0 | 0 |  |  |  | 0 | 5000000
35-1 | 0 | 0 | 0 | 0 | 0% | 0% | 0% | 0 | 0 | 0 | 0 | 0 | 0 | 0 | 0 | 35 | 0 | 0 | 0 | 0 | 0 | 0 | 0 | 0 | 0 | 0 | 0 | 0 | 0 | 0 | 0 | 0 | 0 | 0 |  | 4762 | 35-1 | [40 empty] | 0 | 0 | 0 |  |  |  | 0 | 5000000
35-296 | 0 | 0 | 0 | 0 | 0% | 0% | 0% | 0 | 0 | 0 | 0 | 0 | 0 | 0 | 0 | 35 | 0 | 0 | 0 | 0 | 0 | 0 | 0 | 0 | 0 | 0 | 0 | 0 | 0 | 0 | 0 | 0 | 0 | 0 |  | 4763 | 35-296 | [40 empty] | 0 | 0 | 0 |  |  |  | 0 | 5000000
353-595 | 0 | 0 | 0 | 0 | 0% | 0% | 0% | 0 | 0 | 0 | 0 | 0 | 0 | 0 | 0 | 353 | 0 | 0 | 0 | 0 | 0 | 0 | 0 | 0 | 0 | 0 | 0 | 0 | 0 | 0 | 0 | 0 | 0 | 0 |  | 4764 | 353-595 | [40 empty] | 0 | 0 | 0 |  |  |  | 0 | 5000000
353-899 | 0 | 0 | 0 | 0 | 0% | 0% | 0% | 0 | 0 | 0 | 0 | 0 | 0 | 0 | 0 | 353 | 0 | 0 | 0 | 0 | 0 | 0 | 0 | 0 | 0 | 0 | 0 | 0 | 0 | 0 | 0 | 0 | 0 | 0 |  | 4765 | 353-899 | [40 empty] | 0 | 0 | 0 |  |  |  | 0 | 5000000
357-2046 | 0 | 0 | 0 | 0 | 0% | 0% | 0% | 0 | 0 | 0 | 0 | 0 | 0 | 0 | 0 | 357 | 0 | 0 | 0 | 0 | 0 | 0 | 0 | 0 | 0 | 0 | 0 | 0 | 0 | 0 | 0 | 0 | 0 | 0 |  | 4766 | 357-2046 | [40 empty] | 0 | 0 | 0 |  |  |  | 0 | 5000000
358-1193F | 0 | 0 | 0 | 0 | 0% | 0% | 0% | 0 | 0 | 0 | 0 | 0 | 0 | 0 | 0 | 358 | 0 | 0 | 0 | 0 | 0 | 0 | 0 | 0 | 0 | 0 | 0 | 0 | 0 | 0 | 0 | 0 | 0 | 0 |  | 4767 | 358-1193F | [40 empty] | 0 | 0 | 0 |  |  |  | 0 | 5000000
358-1241 | 0 | 0 | 0 | 0 | 0% | 0% | 0% | 0 | 0 | 0 | 0 | 0 | 0 | 0 | 0 | 358 | 0 | 0 | 0 | 0 | 0 | 0 | 0 | 0 | 0 | 0 | 0 | 0 | 0 | 0 | 0 | 0 | 0 | 0 |  | 4768 | 358-1241 | [40 empty] | 0 | 0 | 0 |  |  |  | 0 | 5000000
358-35 | 0 | 0 | 0 | 0 | 0% | 0% | 0% | 0 | 0 | 0 | 0 | 0 | 0 | 0 | 0 | 358 | 0 | 0 | 0 | 0 | 0 | 0 | 0 | 0 | 0 | 0 | 0 | 0 | 0 | 0 | 0 | 0 | 0 | 0 |  | 4769 | 358-35 | [40 empty] | 0 | 0 | 0 |  |  |  | 0 | 5000000
358-36 | 0 | 0 | 0 | 0 | 0% | 0% | 0% | 0 | 0 | 0 | 0 | 0 | 0 | 0 | 0 | 358 | 0 | 0 | 0 | 0 | 0 | 0 | 0 | 0 | 0 | 0 | 0 | 0 | 0 | 0 | 0 | 0 | 0 | 0 |  | 4770 | 358-36 | [40 empty] | 0 | 0 | 0 |  |  |  | 0 | 5000000
358-662 | 0 | 0 | 0 | 0 | 0% | 0% | 0% | 0 | 0 | 0 | 0 | 0 | 0 | 0 | 0 | 358 | 0 | 0 | 0 | 0 | 0 | 0 | 0 | 0 | 0 | 0 | 0 | 0 | 0 | 0 | 0 | 0 | 0 | 0 |  | 4771 | 358-662 | [40 empty] | 0 | 0 | 0 |  |  |  | 0 | 5000000
369-207 | 0 | 0 | 0 | 0 | 0% | 0% | 0% | 0 | 0 | 0 | 0 | 0 | 0 | 0 | 0 | 369 | 0 | 0 | 0 | 0 | 0 | 0 | 0 | 0 | 0 | 0 | 0 | 0 | 0 | 0 | 0 | 0 | 0 | 0 |  | 4772 | 369-207 | [40 empty] | 0 | 0 | 0 |  |  |  | 0 | 5000000
369-209F | 0 | 0 | 0 | 0 | 0% | 0% | 0% | 0 | 0 | 0 | 0 | 0 | 0 | 0 | 0 | 369 | 0 | 0 | 0 | 0 | 0 | 0 | 0 | 0 | 0 | 0 | 0 | 0 | 0 | 0 | 0 | 0 | 0 | 0 |  | 4773 | 369-209F | [40 empty] | 0 | 0 | 0 |  |  |  | 0 | 5000000
369-6F | 0 | 0 | 0 | 0 | 0% | 0% | 0% | 0 | 0 | 0 | 0 | 0 | 0 | 0 | 0 | 369 | 0 | 0 | 0 | 0 | 0 | 0 | 0 | 0 | 0 | 0 | 0 | 0 | 0 | 0 | 0 | 0 | 0 | 0 |  | 4774 | 369-6F | [40 empty] | 0 | 0 | 0 |  |  |  | 0 | 5000000
383-680F | 0 | 0 | 0 | 0 | 0% | 0% | 0% | 0 | 0 | 0 | 0 | 0 | 0 | 0 | 0 | 383 | 0 | 0 | 0 | 0 | 0 | 0 | 0 | 0 | 0 | 0 | 0 | 0 | 0 | 0 | 0 | 0 | 0 | 0 |  | 4775 | 383-680F | [40 empty] | 0 | 0 | 0 |  |  |  | 0 | 5000000
384-14 | 0 | 0 | 0 | 0 | 0% | 0% | 0% | 0 | 0 | 0 | 0 | 0 | 0 | 0 | 0 | 384 | 0 | 0 | 0 | 0 | 0 | 0 | 0 | 0 | 0 | 0 | 0 | 0 | 0 | 0 | 0 | 0 | 0 | 0 |  | 4776 | 384-14 | [40 empty] | 0 | 0 | 0 |  |  |  | 0 | 5000000
39-15 | 0 | 0 | 0 | 0 | 0% | 0% | 0% | 0 | 0 | 0 | 0 | 0 | 0 | 0 | 0 | 39 | 0 | 0 | 0 | 0 | 0 | 0 | 0 | 0 | 0 | 0 | 0 | 0 | 0 | 0 | 0 | 0 | 0 | 0 |  | 4777 | 39-15 | [40 empty] | 0 | 0 | 0 |  |  |  | 0 | 5000000
39-16 | 0 | 0 | 0 | 0 | 0% | 0% | 0% | 0 | 0 | 0 | 0 | 0 | 0 | 0 | 0 | 39 | 0 | 0 | 0 | 0 | 0 | 0 | 0 | 0 | 0 | 0 | 0 | 0 | 0 | 0 | 0 | 0 | 0 | 0 |  | 4778 | 39-16 | [40 empty] | 0 | 0 | 0 |  |  |  | 0 | 5000000
39-17 | 0 | 0 | 0 | 0 | 0% | 0% | 0% | 0 | 0 | 0 | 0 | 0 | 0 | 0 | 0 | 39 | 0 | 0 | 0 | 0 | 0 | 0 | 0 | 0 | 0 | 0 | 0 | 0 | 0 | 0 | 0 | 0 | 0 | 0 |  | 4779 | 39-17 | [40 empty] | 0 | 0 | 0 |  |  |  | 0 | 5000000
39-17F | 0 | 0 | 0 | 0 | 0% | 0% | 0% | 0 | 0 | 0 | 0 | 0 | 0 | 0 | 0 | 39 | 0 | 0 | 0 | 0 | 0 | 0 | 0 | 0 | 0 | 0 | 0 | 0 | 0 | 0 | 0 | 0 | 0 | 0 |  | 4780 | 39-17F | [40 empty] | 0 | 0 | 0 |  |  |  | 0 | 5000000
39-18 | 0 | 0 | 0 | 0 | 0% | 0% | 0% | 0 | 0 | 0 | 0 | 0 | 0 | 0 | 0 | 39 | 0 | 0 | 0 | 0 | 0 | 0 | 0 | 0 | 0 | 0 | 0 | 0 | 0 | 0 | 0 | 0 | 0 | 0 |  | 4781 | 39-18 | [40 empty] | 0 | 0 | 0 |  |  |  | 0 | 5000000
39-18F | 0 | 0 | 0 | 0 | 0% | 0% | 0% | 0 | 0 | 0 | 0 | 0 | 0 | 0 | 0 | 39 | 0 | 0 | 0 | 0 | 0 | 0 | 0 | 0 | 0 | 0 | 0 | 0 | 0 | 0 | 0 | 0 | 0 | 0 |  | 4782 | 39-18F | [40 empty] | 0 | 0 | 0 |  |  |  | 0 | 5000000
39-19 | 0 | 0 | 0 | 0 | 0% | 0% | 0% | 0 | 0 | 0 | 0 | 0 | 0 | 0 | 0 | 39 | 0 | 0 | 0 | 0 | 0 | 0 | 0 | 0 | 0 | 0 | 0 | 0 | 0 | 0 | 0 | 0 | 0 | 0 |  | 4783 | 39-19 | [40 empty] | 0 | 0 | 0 |  |  |  | 0 | 5000000
39-19F | 0 | 0 | 0 | 0 | 0% | 0% | 0% | 0 | 0 | 0 | 0 | 0 | 0 | 0 | 0 | 39 | 0 | 0 | 0 | 0 | 0 | 0 | 0 | 0 | 0 | 0 | 0 | 0 | 0 | 0 | 0 | 0 | 0 | 0 |  | 4784 | 39-19F | [40 empty] | 0 | 0 | 0 |  |  |  | 0 | 5000000
390-16F | 120717.1715 | 0 | 120717.1715 | 0 | 0% | 100% | 0% | 6248.7598 | 12988.6698 | 7.6865 | 4925.6118 | 1315.4615 | 15.9772 | 10238.3748 | 2734.3177 | 390 | 0.095626 | 0.095626 | 0.095626 | 1262385.9522 | 148.4927 | 95155.8298 | 25412.849 | 1552.8456 | 995081.1574 | 265751.9492 | 1197040.2645 | 1472.4646 | 943572.138 | 251995.6619 | 1126558.4301 | 1385.7658 | 888014.5288 | 237158.1355 |  | 4785 | 390-16F | 120717.1715 | 114468.4117 | 107728.5017 | 0 | 0 | 0 | 120717.1715 | 114468.4117 | 107728.5017 | 0 | 148.4927 | 140.8062 | 132.5155 | 0 | 0 | 0 | 148.4927 | 140.8062 | 132.5155 | 0 | 25412.849 | 24097.3876 | 22678.5313 | 0 | 0 | 0 | 25412.849 | 24097.3876 | 22678.5313 | 0 | 95155.8298 | 90230.218 | 84917.4549 | 0 | 0 | 0 | 95155.8298 | 90230.218 | 84917.4549 | 0 | 0 | 0 | 0 | 0.095626 | 0.095626 | 0.095626 | 0 | 5000000
390-17 | 0 | 0 | 0 | 0 | 0% | 0% | 0% | 0 | 0 | 0 | 0 | 0 | 0 | 0 | 0 | 390 | 0 | 0 | 0 | 0 | 0 | 0 | 0 | 0 | 0 | 0 | 0 | 0 | 0 | 0 | 0 | 0 | 0 | 0 |  | 4786 | 390-17 | [40 empty] | 0 | 0 | 0 |  |  |  | 0 | 5000000
391-433 | 0 | 0 | 0 | 0 | 0% | 0% | 0% | 0 | 0 | 0 | 0 | 0 | 0 | 0 | 0 | 391 | 0 | 0 | 0 | 0 | 0 | 0 | 0 | 0 | 0 | 0 | 0 | 0 | 0 | 0 | 0 | 0 | 0 | 0 |  | 4787 | 391-433 | [40 empty] | 0 | 0 | 0 |  |  |  | 0 | 5000000
391-435 | 0 | 0 | 0 | 0 | 0% | 0% | 0% | 0 | 0 | 0 | 0 | 0 | 0 | 0 | 0 | 391 | 0 | 0 | 0 | 0 | 0 | 0 | 0 | 0 | 0 | 0 | 0 | 0 | 0 | 0 | 0 | 0 | 0 | 0 |  | 4788 | 391-435 | [40 empty] | 0 | 0 | 0 |  |  |  | 0 | 5000000
391-437 | 108439.9071 | 0 | 108439.9071 | 0 | 0% | 100% | 0% | 5655.2416 | 11772.9785 | 7.0459 | 5181.5884 | 466.6073 | 14.668 | 10786.9359 | 971.3746 | 391 | 0.094551 | 0.094551 | 0.094551 | 1146890.8601 | 135.106 | 99357.552 | 8947.2491 | 1428.9188 | 1050833.3262 | 94628.6151 | 1087079.4393 | 1354.3994 | 996031.3947 | 89693.6452 | 1022376.5388 | 1273.7856 | 936747.6682 | 84355.085 |  | 4789 | 391-437 | 108439.9071 | 102784.6655 | 96666.9286 | 0 | 0 | 0 | 108439.9071 | 102784.6655 | 96666.9286 | 0 | 135.106 | 128.0601 | 120.438 | 0 | 0 | 0 | 135.106 | 128.0601 | 120.438 | 0 | 8947.2491 | 8480.6418 | 7975.8745 | 0 | 0 | 0 | 8947.2491 | 8480.6418 | 7975.8745 | 0 | 99357.552 | 94175.9636 | 88570.6161 | 0 | 0 | 0 | 99357.552 | 94175.9636 | 88570.6161 | 0 | 0 | 0 | 0 | 0.094551 | 0.094551 | 0.094551 | 0 | 5000000
392-25 | 0 | 0 | 0 | 0 | 0% | 0% | 0% | 0 | 0 | 0 | 0 | 0 | 0 | 0 | 0 | 392 | 0 | 0 | 0 | 0 | 0 | 0 | 0 | 0 | 0 | 0 | 0 | 0 | 0 | 0 | 0 | 0 | 0 | 0 |  | 4790 | 392-25 | [40 empty] | 0 | 0 | 0 |  |  |  | 0 | 5000000
394-418F | 47521.7184 | 0 | 47521.7184 | 0 | 0% | 100% | 0% | 2491.3844 | 5205.3215 | 3.6401 | 1963.3903 | 524.354 | 7.6053 | 4102.1682 | 1095.548 | 394 | 0.093316 | 0.093316 | 0.093316 | 509253.6615 | 69.432 | 37450.5363 | 10001.7501 | 744.0492 | 401328.5589 | 107181.0535 | 482555.4137 | 705.0415 | 380288.4169 | 101561.9553 | 453472.2397 | 662.5493 | 357368.7814 | 95440.909 |  | 4791 | 394-418F | 47521.7184 | 45030.334 | 42316.3969 | 0 | 0 | 0 | 47521.7184 | 45030.334 | 42316.3969 | 0 | 69.432 | 65.7919 | 61.8267 | 0 | 0 | 0 | 69.432 | 65.7919 | 61.8267 | 0 | 10001.7501 | 9477.396 | 8906.202 | 0 | 0 | 0 | 10001.7501 | 9477.396 | 8906.202 | 0 | 37450.5363 | 35487.146 | 33348.3681 | 0 | 0 | 0 | 37450.5363 | 35487.146 | 33348.3681 | 0 | 0 | 0 | 0 | 0.093316 | 0.093316 | 0.093316 | 0 | 5000000
394-419 | 230549.1781 | 0 | 230549.1781 | 0 | 0% | 100% | 0% | 12180.5515 | 25468.4055 | 26.3139 | 10870.1487 | 1284.0889 | 55.0199 | 22728.4747 | 2684.911 | 394 | 0.092099 | 0.092099 | 0.092099 | 2503275.5847 | 498.0602 | 205746.3369 | 24304.7809 | 5407.879 | 2233969.2825 | 263898.4232 | 2371020.604 | 5122.1658 | 2115942.4994 | 249955.9388 | 2226742.663 | 4810.4791 | 1987186.205 | 234745.979 |  | 4792 | 394-419 | 230549.1781 | 218368.6266 | 205080.7725 | 0 | 0 | 0 | 230549.1781 | 218368.6266 | 205080.7725 | 0 | 498.0602 | 471.7463 | 443.0403 | 0 | 0 | 0 | 498.0602 | 471.7463 | 443.0403 | 0 | 24304.7809 | 23020.692 | 21619.8699 | 0 | 0 | 0 | 24304.7809 | 23020.692 | 21619.8699 | 0 | 205746.3369 | 194876.1883 | 183017.8623 | 0 | 0 | 0 | 205746.3369 | 194876.1883 | 183017.8623 | 0 | 0 | 0 | 0 | 0.092099 | 0.092099 | 0.092099 | 0 | 5000000
394-420F | 27226.8969 | 0 | 27226.8969 | 0 | 0% | 100% | 0% | 1430.8334 | 2991.6857 | 0.97242 | 1128.4822 | 301.3788 | 2.0332 | 2359.5089 | 630.1437 | 394 | 0.092896 | 0.092896 | 0.092896 | 293091.3504 | 18.5038 | 21473.5472 | 5734.8458 | 199.1892 | 231157.8505 | 61734.3107 | 277688.7539 | 188.7214 | 219009.9959 | 58490.0366 | 260886.534 | 177.3023 | 205758.2741 | 54950.9575 |  | 4793 | 394-420F | 27226.8969 | 25796.0634 | 24235.2111 | 0 | 0 | 0 | 27226.8969 | 25796.0634 | 24235.2111 | 0 | 18.5038 | 17.5314 | 16.4706 | 0 | 0 | 0 | 18.5038 | 17.5314 | 16.4706 | 0 | 5734.8458 | 5433.467 | 5104.7022 | 0 | 0 | 0 | 5734.8458 | 5433.467 | 5104.7022 | 0 | 21473.5472 | 20345.065 | 19114.0383 | 0 | 0 | 0 | 21473.5472 | 20345.065 | 19114.0383 | 0 | 0 | 0 | 0 | 0.092896 | 0.092896 | 0.092896 | 0 | 5000000
394-421 | 0 | 0 | 0 | 0 | 0% | 0% | 0% | 0 | 0 | 0 | 0 | 0 | 0 | 0 | 0 | 394 | 0 | 0 | 0 | 0 | 0 | 0 | 0 | 0 | 0 | 0 | 0 | 0 | 0 | 0 | 0 | 0 | 0 | 0 |  | 4794 | 394-421 | [40 empty] | 0 | 0 | 0 |  |  |  | 0 | 5000000
397-547 | 0 | 0 | 0 | 0 | 0% | 0% | 0% | 0 | 0 | 0 | 0 | 0 | 0 | 0 | 0 | 397 | 0 | 0 | 0 | 0 | 0 | 0 | 0 | 0 | 0 | 0 | 0 | 0 | 0 | 0 | 0 | 0 | 0 | 0 |  | 4795 | 397-547 | [40 empty] | 0 | 0 | 0 |  |  |  | 0 | 5000000
397-548F | 0 | 0 | 0 | 0 | 0% | 0% | 0% | 0 | 0 | 0 | 0 | 0 | 0 | 0 | 0 | 397 | 0 | 0 | 0 | 0 | 0 | 0 | 0 | 0 | 0 | 0 | 0 | 0 | 0 | 0 | 0 | 0 | 0 | 0 |  | 4796 | 397-548F | [40 empty] | 0 | 0 | 0 |  |  |  | 0 | 5000000
397-549F | 0 | 0 | 0 | 0 | 0% | 0% | 0% | 0 | 0 | 0 | 0 | 0 | 0 | 0 | 0 | 397 | 0 | 0 | 0 | 0 | 0 | 0 | 0 | 0 | 0 | 0 | 0 | 0 | 0 | 0 | 0 | 0 | 0 | 0 |  | 4797 | 397-549F | [40 empty] | 0 | 0 | 0 |  |  |  | 0 | 5000000
40-1005 | 0 | 0 | 0 | 0 | 0% | 0% | 0% | 0 | 0 | 0 | 0 | 0 | 0 | 0 | 0 | 40 | 0 | 0 | 0 | 0 | 0 | 0 | 0 | 0 | 0 | 0 | 0 | 0 | 0 | 0 | 0 | 0 | 0 | 0 |  | 4798 | 40-1005 | [40 empty] | 0 | 0 | 0 |  |  |  | 0 | 5000000
40-1006F | 0 | 0 | 0 | 0 | 0% | 0% | 0% | 0 | 0 | 0 | 0 | 0 | 0 | 0 | 0 | 40 | 0 | 0 | 0 | 0 | 0 | 0 | 0 | 0 | 0 | 0 | 0 | 0 | 0 | 0 | 0 | 0 | 0 | 0 |  | 4799 | 40-1006F | [40 empty] | 0 | 0 | 0 |  |  |  | 0 | 5000000
40-1007F | 0 | 0 | 0 | 0 | 0% | 0% | 0% | 0 | 0 | 0 | 0 | 0 | 0 | 0 | 0 | 40 | 0 | 0 | 0 | 0 | 0 | 0 | 0 | 0 | 0 | 0 | 0 | 0 | 0 | 0 | 0 | 0 | 0 | 0 |  | 4800 | 40-1007F | [40 empty] | 0 | 0 | 0 |  |  |  | 0 | 5000000
40-1008F | 0 | 0 | 0 | 0 | 0% | 0% | 0% | 0 | 0 | 0 | 0 | 0 | 0 | 0 | 0 | 40 | 0 | 0 | 0 | 0 | 0 | 0 | 0 | 0 | 0 | 0 | 0 | 0 | 0 | 0 | 0 | 0 | 0 | 0 |  | 4801 | 40-1008F | [40 empty] | 0 | 0 | 0 |  |  |  | 0 | 5000000
40-1024 | 0 | 0 | 0 | 0 | 0% | 0% | 0% | 0 | 0 | 0 | 0 | 0 | 0 | 0 | 0 | 40 | 0 | 0 | 0 | 0 | 0 | 0 | 0 | 0 | 0 | 0 | 0 | 0 | 0 | 0 | 0 | 0 | 0 | 0 |  | 4802 | 40-1024 | [40 empty] | 0 | 0 | 0 |  |  |  | 0 | 5000000
40-1025F | 0 | 0 | 0 | 0 | 0% | 0% | 0% | 0 | 0 | 0 | 0 | 0 | 0 | 0 | 0 | 40 | 0 | 0 | 0 | 0 | 0 | 0 | 0 | 0 | 0 | 0 | 0 | 0 | 0 | 0 | 0 | 0 | 0 | 0 |  | 4803 | 40-1025F | [40 empty] | 0 | 0 | 0 |  |  |  | 0 | 5000000
40-1026F | 0 | 0 | 0 | 0 | 0% | 0% | 0% | 0 | 0 | 0 | 0 | 0 | 0 | 0 | 0 | 40 | 0 | 0 | 0 | 0 | 0 | 0 | 0 | 0 | 0 | 0 | 0 | 0 | 0 | 0 | 0 | 0 | 0 | 0 |  | 4804 | 40-1026F | [40 empty] | 0 | 0 | 0 |  |  |  | 0 | 5000000
384-12F | 0 | 0 | 0 | 0 | 0% | 0% | 0% | 0 | 0 | 0 | 0 | 0 | 0 | 0 | 0 | 384 | 0 | 0 | 0 | 0 | 0 | 0 | 0 | 0 | 0 | 0 | 0 | 0 | 0 | 0 | 0 | 0 | 0 | 0 |  | 4805 | 384-12F | [40 empty] | 0 | 0 | 0 |  |  |  | 0 | 5000000
383-679F | 0 | 0 | 0 | 0 | 0% | 0% | 0% | 0 | 0 | 0 | 0 | 0 | 0 | 0 | 0 | 383 | 0 | 0 | 0 | 0 | 0 | 0 | 0 | 0 | 0 | 0 | 0 | 0 | 0 | 0 | 0 | 0 | 0 | 0 |  | 4806 | 383-679F | [40 empty] | 0 | 0 | 0 |  |  |  | 0 | 5000000
369-7 | 0 | 0 | 0 | 0 | 0% | 0% | 0% | 0 | 0 | 0 | 0 | 0 | 0 | 0 | 0 | 369 | 0 | 0 | 0 | 0 | 0 | 0 | 0 | 0 | 0 | 0 | 0 | 0 | 0 | 0 | 0 | 0 | 0 | 0 |  | 4807 | 369-7 | [40 empty] | 0 | 0 | 0 |  |  |  | 0 | 5000000
383-678 | 0 | 0 | 0 | 0 | 0% | 0% | 0% | 0 | 0 | 0 | 0 | 0 | 0 | 0 | 0 | 383 | 0 | 0 | 0 | 0 | 0 | 0 | 0 | 0 | 0 | 0 | 0 | 0 | 0 | 0 | 0 | 0 | 0 | 0 |  | 4808 | 383-678 | [40 empty] | 0 | 0 | 0 |  |  |  | 0 | 5000000
37-20 | 0 | 0 | 0 | 0 | 0% | 0% | 0% | 0 | 0 | 0 | 0 | 0 | 0 | 0 | 0 | 37 | 0 | 0 | 0 | 0 | 0 | 0 | 0 | 0 | 0 | 0 | 0 | 0 | 0 | 0 | 0 | 0 | 0 | 0 |  | 4809 | 37-20 | [40 empty] | 0 | 0 | 0 |  |  |  | 0 | 5000000
37-21F | 0 | 0 | 0 | 0 | 0% | 0% | 0% | 0 | 0 | 0 | 0 | 0 | 0 | 0 | 0 | 37 | 0 | 0 | 0 | 0 | 0 | 0 | 0 | 0 | 0 | 0 | 0 | 0 | 0 | 0 | 0 | 0 | 0 | 0 |  | 4810 | 37-21F | [40 empty] | 0 | 0 | 0 |  |  |  | 0 | 5000000
37-22F | 0 | 0 | 0 | 0 | 0% | 0% | 0% | 0 | 0 | 0 | 0 | 0 | 0 | 0 | 0 | 37 | 0 | 0 | 0 | 0 | 0 | 0 | 0 | 0 | 0 | 0 | 0 | 0 | 0 | 0 | 0 | 0 | 0 | 0 |  | 4811 | 37-22F | [40 empty] | 0 | 0 | 0 |  |  |  | 0 | 5000000
37-8 | 0 | 0 | 0 | 0 | 0% | 0% | 0% | 0 | 0 | 0 | 0 | 0 | 0 | 0 | 0 | 37 | 0 | 0 | 0 | 0 | 0 | 0 | 0 | 0 | 0 | 0 | 0 | 0 | 0 | 0 | 0 | 0 | 0 | 0 |  | 4812 | 37-8 | [40 empty] | 0 | 0 | 0 |  |  |  | 0 | 5000000
374-10F | 0 | 0 | 0 | 0 | 0% | 0% | 0% | 0 | 0 | 0 | 0 | 0 | 0 | 0 | 0 | 374 | 0 | 0 | 0 | 0 | 0 | 0 | 0 | 0 | 0 | 0 | 0 | 0 | 0 | 0 | 0 | 0 | 0 | 0 |  | 4813 | 374-10F | [40 empty] | 0 | 0 | 0 |  |  |  | 0 | 5000000
374-8 | 0 | 0 | 0 | 0 | 0% | 0% | 0% | 0 | 0 | 0 | 0 | 0 | 0 | 0 | 0 | 374 | 0 | 0 | 0 | 0 | 0 | 0 | 0 | 0 | 0 | 0 | 0 | 0 | 0 | 0 | 0 | 0 | 0 | 0 |  | 4814 | 374-8 | [40 empty] | 0 | 0 | 0 |  |  |  | 0 | 5000000
376-526 | 0 | 0 | 0 | 0 | 0% | 0% | 0% | 0 | 0 | 0 | 0 | 0 | 0 | 0 | 0 | 376 | 0 | 0 | 0 | 0 | 0 | 0 | 0 | 0 | 0 | 0 | 0 | 0 | 0 | 0 | 0 | 0 | 0 | 0 |  | 4815 | 376-526 | [40 empty] | 0 | 0 | 0 |  |  |  | 0 | 5000000
38-10 | 0 | 0 | 0 | 0 | 0% | 0% | 0% | 0 | 0 | 0 | 0 | 0 | 0 | 0 | 0 | 38 | 0 | 0 | 0 | 0 | 0 | 0 | 0 | 0 | 0 | 0 | 0 | 0 | 0 | 0 | 0 | 0 | 0 | 0 |  | 4816 | 38-10 | [40 empty] | 0 | 0 | 0 |  |  |  | 0 | 5000000
38-434F | 0 | 0 | 0 | 0 | 0% | 0% | 0% | 0 | 0 | 0 | 0 | 0 | 0 | 0 | 0 | 38 | 0 | 0 | 0 | 0 | 0 | 0 | 0 | 0 | 0 | 0 | 0 | 0 | 0 | 0 | 0 | 0 | 0 | 0 |  | 4817 | 38-434F | [40 empty] | 0 | 0 | 0 |  |  |  | 0 | 5000000
38-435F | 0 | 0 | 0 | 0 | 0% | 0% | 0% | 0 | 0 | 0 | 0 | 0 | 0 | 0 | 0 | 38 | 0 | 0 | 0 | 0 | 0 | 0 | 0 | 0 | 0 | 0 | 0 | 0 | 0 | 0 | 0 | 0 | 0 | 0 |  | 4818 | 38-435F | [40 empty] | 0 | 0 | 0 |  |  |  | 0 | 5000000
38-436 | 0 | 0 | 0 | 0 | 0% | 0% | 0% | 0 | 0 | 0 | 0 | 0 | 0 | 0 | 0 | 38 | 0 | 0 | 0 | 0 | 0 | 0 | 0 | 0 | 0 | 0 | 0 | 0 | 0 | 0 | 0 | 0 | 0 | 0 |  | 4819 | 38-436 | [40 empty] | 0 | 0 | 0 |  |  |  | 0 | 5000000
38-437F | 0 | 0 | 0 | 0 | 0% | 0% | 0% | 0 | 0 | 0 | 0 | 0 | 0 | 0 | 0 | 38 | 0 | 0 | 0 | 0 | 0 | 0 | 0 | 0 | 0 | 0 | 0 | 0 | 0 | 0 | 0 | 0 | 0 | 0 |  | 4820 | 38-437F | [40 empty] | 0 | 0 | 0 |  |  |  | 0 | 5000000
38-9 | 0 | 0 | 0 | 0 | 0% | 0% | 0% | 0 | 0 | 0 | 0 | 0 | 0 | 0 | 0 | 38 | 0 | 0 | 0 | 0 | 0 | 0 | 0 | 0 | 0 | 0 | 0 | 0 | 0 | 0 | 0 | 0 | 0 | 0 |  | 4821 | 38-9 | [40 empty] | 0 | 0 | 0 |  |  |  | 0 | 5000000
381-445 | 0 | 0 | 0 | 0 | 0% | 0% | 0% | 0 | 0 | 0 | 0 | 0 | 0 | 0 | 0 | 381 | 0 | 0 | 0 | 0 | 0 | 0 | 0 | 0 | 0 | 0 | 0 | 0 | 0 | 0 | 0 | 0 | 0 | 0 |  | 4822 | 381-445 | [40 empty] | 0 | 0 | 0 |  |  |  | 0 | 5000000
381-452F | 0 | 0 | 0 | 0 | 0% | 0% | 0% | 0 | 0 | 0 | 0 | 0 | 0 | 0 | 0 | 381 | 0 | 0 | 0 | 0 | 0 | 0 | 0 | 0 | 0 | 0 | 0 | 0 | 0 | 0 | 0 | 0 | 0 | 0 |  | 4823 | 381-452F | [40 empty] | 0 | 0 | 0 |  |  |  | 0 | 5000000
381-453F | 0 | 0 | 0 | 0 | 0% | 0% | 0% | 0 | 0 | 0 | 0 | 0 | 0 | 0 | 0 | 381 | 0 | 0 | 0 | 0 | 0 | 0 | 0 | 0 | 0 | 0 | 0 | 0 | 0 | 0 | 0 | 0 | 0 | 0 |  | 4824 | 381-453F | [40 empty] | 0 | 0 | 0 |  |  |  | 0 | 5000000
381-47 | 0 | 0 | 0 | 0 | 0% | 0% | 0% | 0 | 0 | 0 | 0 | 0 | 0 | 0 | 0 | 381 | 0 | 0 | 0 | 0 | 0 | 0 | 0 | 0 | 0 | 0 | 0 | 0 | 0 | 0 | 0 | 0 | 0 | 0 |  | 4825 | 381-47 | [40 empty] | 0 | 0 | 0 |  |  |  | 0 | 5000000
382-19F | 0 | 0 | 0 | 0 | 0% | 0% | 0% | 0 | 0 | 0 | 0 | 0 | 0 | 0 | 0 | 382 | 0 | 0 | 0 | 0 | 0 | 0 | 0 | 0 | 0 | 0 | 0 | 0 | 0 | 0 | 0 | 0 | 0 | 0 |  | 4826 | 382-19F | [40 empty] | 0 | 0 | 0 |  |  |  | 0 | 5000000
382-20F | 0 | 0 | 0 | 0 | 0% | 0% | 0% | 0 | 0 | 0 | 0 | 0 | 0 | 0 | 0 | 382 | 0 | 0 | 0 | 0 | 0 | 0 | 0 | 0 | 0 | 0 | 0 | 0 | 0 | 0 | 0 | 0 | 0 | 0 |  | 4827 | 382-20F | [40 empty] | 0 | 0 | 0 |  |  |  | 0 | 5000000
382-21F | 0 | 0 | 0 | 0 | 0% | 0% | 0% | 0 | 0 | 0 | 0 | 0 | 0 | 0 | 0 | 382 | 0 | 0 | 0 | 0 | 0 | 0 | 0 | 0 | 0 | 0 | 0 | 0 | 0 | 0 | 0 | 0 | 0 | 0 |  | 4828 | 382-21F | [40 empty] | 0 | 0 | 0 |  |  |  | 0 | 5000000
382-22 | 0 | 0 | 0 | 0 | 0% | 0% | 0% | 0 | 0 | 0 | 0 | 0 | 0 | 0 | 0 | 382 | 0 | 0 | 0 | 0 | 0 | 0 | 0 | 0 | 0 | 0 | 0 | 0 | 0 | 0 | 0 | 0 | 0 | 0 |  | 4829 | 382-22 | [40 empty] | 0 | 0 | 0 |  |  |  | 0 | 5000000
382-28 | 0 | 0 | 0 | 0 | 0% | 0% | 0% | 0 | 0 | 0 | 0 | 0 | 0 | 0 | 0 | 382 | 0 | 0 | 0 | 0 | 0 | 0 | 0 | 0 | 0 | 0 | 0 | 0 | 0 | 0 | 0 | 0 | 0 | 0 |  | 4830 | 382-28 | [40 empty] | 0 | 0 | 0 |  |  |  | 0 | 5000000
382-32F | 0 | 0 | 0 | 0 | 0% | 0% | 0% | 0 | 0 | 0 | 0 | 0 | 0 | 0 | 0 | 382 | 0 | 0 | 0 | 0 | 0 | 0 | 0 | 0 | 0 | 0 | 0 | 0 | 0 | 0 | 0 | 0 | 0 | 0 |  | 4831 | 382-32F | [40 empty] | 0 | 0 | 0 |  |  |  | 0 | 5000000
382-34F | 0 | 0 | 0 | 0 | 0% | 0% | 0% | 0 | 0 | 0 | 0 | 0 | 0 | 0 | 0 | 382 | 0 | 0 | 0 | 0 | 0 | 0 | 0 | 0 | 0 | 0 | 0 | 0 | 0 | 0 | 0 | 0 | 0 | 0 |  | 4832 | 382-34F | [40 empty] | 0 | 0 | 0 |  |  |  | 0 | 5000000
382-390 | 0 | 0 | 0 | 0 | 0% | 0% | 0% | 0 | 0 | 0 | 0 | 0 | 0 | 0 | 0 | 382 | 0 | 0 | 0 | 0 | 0 | 0 | 0 | 0 | 0 | 0 | 0 | 0 | 0 | 0 | 0 | 0 | 0 | 0 |  | 4833 | 382-390 | [40 empty] | 0 | 0 | 0 |  |  |  | 0 | 5000000
382-392 | 0 | 0 | 0 | 0 | 0% | 0% | 0% | 0 | 0 | 0 | 0 | 0 | 0 | 0 | 0 | 382 | 0 | 0 | 0 | 0 | 0 | 0 | 0 | 0 | 0 | 0 | 0 | 0 | 0 | 0 | 0 | 0 | 0 | 0 |  | 4834 | 382-392 | [40 empty] | 0 | 0 | 0 |  |  |  | 0 | 5000000
382-393F | 0 | 0 | 0 | 0 | 0% | 0% | 0% | 0 | 0 | 0 | 0 | 0 | 0 | 0 | 0 | 382 | 0 | 0 | 0 | 0 | 0 | 0 | 0 | 0 | 0 | 0 | 0 | 0 | 0 | 0 | 0 | 0 | 0 | 0 |  | 4835 | 382-393F | [40 empty] | 0 | 0 | 0 |  |  |  | 0 | 5000000
383-1174 | 0 | 0 | 0 | 0 | 0% | 0% | 0% | 0 | 0 | 0 | 0 | 0 | 0 | 0 | 0 | 383 | 0 | 0 | 0 | 0 | 0 | 0 | 0 | 0 | 0 | 0 | 0 | 0 | 0 | 0 | 0 | 0 | 0 | 0 |  | 4836 | 383-1174 | [40 empty] | 0 | 0 | 0 |  |  |  | 0 | 5000000
383-1175F | 0 | 0 | 0 | 0 | 0% | 0% | 0% | 0 | 0 | 0 | 0 | 0 | 0 | 0 | 0 | 383 | 0 | 0 | 0 | 0 | 0 | 0 | 0 | 0 | 0 | 0 | 0 | 0 | 0 | 0 | 0 | 0 | 0 | 0 |  | 4837 | 383-1175F | [40 empty] | 0 | 0 | 0 |  |  |  | 0 | 5000000
34-82F | 0 | 0 | 0 | 0 | 0% | 0% | 0% | 0 | 0 | 0 | 0 | 0 | 0 | 0 | 0 | 34 | 0 | 0 | 0 | 0 | 0 | 0 | 0 | 0 | 0 | 0 | 0 | 0 | 0 | 0 | 0 | 0 | 0 | 0 |  | 4838 | 34-82F | [40 empty] | 0 | 0 | 0 |  |  |  | 0 | 5000000
34-81F | 0 | 0 | 0 | 0 | 0% | 0% | 0% | 0 | 0 | 0 | 0 | 0 | 0 | 0 | 0 | 34 | 0 | 0 | 0 | 0 | 0 | 0 | 0 | 0 | 0 | 0 | 0 | 0 | 0 | 0 | 0 | 0 | 0 | 0 |  | 4839 | 34-81F | [40 empty] | 0 | 0 | 0 |  |  |  | 0 | 5000000
34-80 | 0 | 0 | 0 | 0 | 0% | 0% | 0% | 0 | 0 | 0 | 0 | 0 | 0 | 0 | 0 | 34 | 0 | 0 | 0 | 0 | 0 | 0 | 0 | 0 | 0 | 0 | 0 | 0 | 0 | 0 | 0 | 0 | 0 | 0 |  | 4840 | 34-80 | [40 empty] | 0 | 0 | 0 |  |  |  | 0 | 5000000
299-1154F | 0 | 0 | 0 | 0 | 0% | 0% | 0% | 0 | 0 | 0 | 0 | 0 | 0 | 0 | 0 | 299 | 0 | 0 | 0 | 0 | 0 | 0 | 0 | 0 | 0 | 0 | 0 | 0 | 0 | 0 | 0 | 0 | 0 | 0 |  | 4841 | 299-1154F | [40 empty] | 0 | 0 | 0 |  |  |  | 0 | 5000000
300-486 | 0 | 0 | 0 | 0 | 0% | 0% | 0% | 0 | 0 | 0 | 0 | 0 | 0 | 0 | 0 | 300 | 0 | 0 | 0 | 0 | 0 | 0 | 0 | 0 | 0 | 0 | 0 | 0 | 0 | 0 | 0 | 0 | 0 | 0 |  | 4842 | 300-486 | [40 empty] | 0 | 0 | 0 |  |  |  | 0 | 5000000
304-1551 | 0 | 0 | 0 | 0 | 0% | 0% | 0% | 0 | 0 | 0 | 0 | 0 | 0 | 0 | 0 | 304 | 0 | 0 | 0 | 0 | 0 | 0 | 0 | 0 | 0 | 0 | 0 | 0 | 0 | 0 | 0 | 0 | 0 | 0 |  | 4843 | 304-1551 | [40 empty] | 0 | 0 | 0 |  |  |  | 0 | 5000000
304-920 | 0 | 0 | 0 | 0 | 0% | 0% | 0% | 0 | 0 | 0 | 0 | 0 | 0 | 0 | 0 | 304 | 0 | 0 | 0 | 0 | 0 | 0 | 0 | 0 | 0 | 0 | 0 | 0 | 0 | 0 | 0 | 0 | 0 | 0 |  | 4844 | 304-920 | [40 empty] | 0 | 0 | 0 |  |  |  | 0 | 5000000
304-921AE | 0 | 0 | 0 | 0 | 0% | 0% | 0% | 0 | 0 | 0 | 0 | 0 | 0 | 0 | 0 | 304 | 0 | 0 | 0 | 0 | 0 | 0 | 0 | 0 | 0 | 0 | 0 | 0 | 0 | 0 | 0 | 0 | 0 | 0 |  | 4845 | 304-921AE | [40 empty] | 0 | 0 | 0 |  |  |  | 0 | 5000000
304-922AE | 0 | 0 | 0 | 0 | 0% | 0% | 0% | 0 | 0 | 0 | 0 | 0 | 0 | 0 | 0 | 304 | 0 | 0 | 0 | 0 | 0 | 0 | 0 | 0 | 0 | 0 | 0 | 0 | 0 | 0 | 0 | 0 | 0 | 0 |  | 4846 | 304-922AE | [40 empty] | 0 | 0 | 0 |  |  |  | 0 | 5000000
304-997 | 0 | 0 | 0 | 0 | 0% | 0% | 0% | 0 | 0 | 0 | 0 | 0 | 0 | 0 | 0 | 304 | 0 | 0 | 0 | 0 | 0 | 0 | 0 | 0 | 0 | 0 | 0 | 0 | 0 | 0 | 0 | 0 | 0 | 0 |  | 4847 | 304-997 | [40 empty] | 0 | 0 | 0 |  |  |  | 0 | 5000000
304-998F | 0 | 0 | 0 | 0 | 0% | 0% | 0% | 0 | 0 | 0 | 0 | 0 | 0 | 0 | 0 | 304 | 0 | 0 | 0 | 0 | 0 | 0 | 0 | 0 | 0 | 0 | 0 | 0 | 0 | 0 | 0 | 0 | 0 | 0 |  | 4848 | 304-998F | [40 empty] | 0 | 0 | 0 |  |  |  | 0 | 5000000
304-999F | 0 | 0 | 0 | 0 | 0% | 0% | 0% | 0 | 0 | 0 | 0 | 0 | 0 | 0 | 0 | 304 | 0 | 0 | 0 | 0 | 0 | 0 | 0 | 0 | 0 | 0 | 0 | 0 | 0 | 0 | 0 | 0 | 0 | 0 |  | 4849 | 304-999F | [40 empty] | 0 | 0 | 0 |  |  |  | 0 | 5000000
306-2246 | 128607.2591 | 0 | 128607.2591 | 0 | 0% | 100% | 0% | 11081.9646 | 23082.9412 | 15.0905 | 10065.976 | 1000.8981 | 31.4325 | 20966.7096 | 2084.7992 | 306 | 0.051741 | 0.051741 | 0.051741 | 2485606.3129 | 175.1268 | 116816.6145 | 11615.5178 | 3384.6947 | 2257727.2583 | 224494.3599 | 2271423.9928 | 3093.0388 | 2063181.0585 | 205149.8955 | 2039479.8276 | 2777.1963 | 1852501.4101 | 184201.2213 |  | 4850 | 306-2246 | 128607.2591 | 117525.2945 | 105524.3179 | 0 | 0 | 0 | 128607.2591 | 117525.2945 | 105524.3179 | 0 | 175.1268 | 160.0363 | 143.6944 | 0 | 0 | 0 | 175.1268 | 160.0363 | 143.6944 | 0 | 11615.5178 | 10614.6197 | 9530.7185 | 0 | 0 | 0 | 11615.5178 | 10614.6197 | 9530.7185 | 0 | 116816.6145 | 106750.6385 | 95849.905 | 0 | 0 | 0 | 116816.6145 | 106750.6385 | 95849.905 | 0 | 0 | 0 | 0 | 0.051741 | 0.051741 | 0.051741 | 0 | 5000000
306-2255 | 0 | 0 | 0 | 0 | 0% | 0% | 0% | 0 | 0 | 0 | 0 | 0 | 0 | 0 | 0 | 306 | 0 | 0 | 0 | 0 | 0 | 0 | 0 | 0 | 0 | 0 | 0 | 0 | 0 | 0 | 0 | 0 | 0 | 0 |  | 4851 | 306-2255 | [40 empty] | 0 | 0 | 0 |  |  |  | 0 | 5000000
306-2257F | 0 | 0 | 0 | 0 | 0% | 0% | 0% | 0 | 0 | 0 | 0 | 0 | 0 | 0 | 0 | 306 | 0 | 0 | 0 | 0 | 0 | 0 | 0 | 0 | 0 | 0 | 0 | 0 | 0 | 0 | 0 | 0 | 0 | 0 |  | 4852 | 306-2257F | [40 empty] | 0 | 0 | 0 |  |  |  | 0 | 5000000
306-2258F | 119308.61 | 0 | 119308.61 | 0 | 0% | 100% | 0% | 10247.6789 | 21348.8577 | 17.0963 | 9231.3842 | 999.1984 | 35.6165 | 19231.6239 | 2081.6173 | 306 | 0.051719 | 0.051719 | 0.051719 | 2306862.2745 | 199.0437 | 107476.3977 | 11633.1686 | 3848.56 | 2078083.4448 | 224930.2697 | 2108720.8006 | 3517.9987 | 1899592.2877 | 205610.5142 | 1894076.6891 | 3159.9059 | 1706235.1118 | 184681.6714 |  | 4853 | 306-2258F | 119308.61 | 109060.9311 | 97959.7523 | 0 | 0 | 0 | 119308.61 | 109060.9311 | 97959.7523 | 0 | 199.0437 | 181.9474 | 163.4272 | 0 | 0 | 0 | 199.0437 | 181.9474 | 163.4272 | 0 | 11633.1686 | 10633.9702 | 9551.5514 | 0 | 0 | 0 | 11633.1686 | 10633.9702 | 9551.5514 | 0 | 107476.3977 | 98245.0135 | 88244.7737 | 0 | 0 | 0 | 107476.3977 | 98245.0135 | 88244.7737 | 0 | 0 | 0 | 0 | 0.051719 | 0.051719 | 0.051719 | 0 | 5000000
306-960 | 2923.277 | 0 | 2923.277 | 0 | 0% | 100% | 0% | 250.2415 | 522.066 | 0.17718 | 205.6118 | 44.4524 | 0.36963 | 428.9575 | 92.7389 | 306 | 0.052035 | 0.052035 | 0.052035 | 56179.0523 | 2.0697 | 2401.9215 | 519.2857 | 39.7759 | 46159.7292 | 9979.5472 | 51369.9533 | 36.371 | 42208.315 | 9125.2674 | 46146.0751 | 32.6724 | 37916.0958 | 8197.3069 |  | 4854 | 306-960 | 2923.277 | 2673.0355 | 2401.211 | 0 | 0 | 0 | 2923.277 | 2673.0355 | 2401.211 | 0 | 2.0697 | 1.8926 | 1.7001 | 0 | 0 | 0 | 2.0697 | 1.8926 | 1.7001 | 0 | 519.2857 | 474.8333 | 426.5469 | 0 | 0 | 0 | 519.2857 | 474.8333 | 426.5469 | 0 | 2401.9215 | 2196.3097 | 1972.964 | 0 | 0 | 0 | 2401.9215 | 2196.3097 | 1972.964 | 0 | 0 | 0 | 0 | 0.052035 | 0.052035 | 0.052035 | 0 | 5000000
307-1539 | 0 | 0 | 0 | 0 | 0% | 0% | 0% | 0 | 0 | 0 | 0 | 0 | 0 | 0 | 0 | 307 | 0 | 0 | 0 | 0 | 0 | 0 | 0 | 0 | 0 | 0 | 0 | 0 | 0 | 0 | 0 | 0 | 0 | 0 |  | 4855 | 307-1539 | [40 empty] | 0 | 0 | 0 |  |  |  | 0 | 5000000
308-483 | 0 | 0 | 0 | 0 | 0% | 0% | 0% | 0 | 0 | 0 | 0 | 0 | 0 | 0 | 0 | 308 | 0 | 0 | 0 | 0 | 0 | 0 | 0 | 0 | 0 | 0 | 0 | 0 | 0 | 0 | 0 | 0 | 0 | 0 |  | 4856 | 308-483 | [40 empty] | 0 | 0 | 0 |  |  |  | 0 | 5000000
309-12 | 0 | 0 | 0 | 0 | 0% | 0% | 0% | 0 | 0 | 0 | 0 | 0 | 0 | 0 | 0 | 309 | 0 | 0 | 0 | 0 | 0 | 0 | 0 | 0 | 0 | 0 | 0 | 0 | 0 | 0 | 0 | 0 | 0 | 0 |  | 4857 | 309-12 | [40 empty] | 0 | 0 | 0 |  |  |  | 0 | 5000000
309-13 | 0 | 0 | 0 | 0 | 0% | 0% | 0% | 0 | 0 | 0 | 0 | 0 | 0 | 0 | 0 | 309 | 0 | 0 | 0 | 0 | 0 | 0 | 0 | 0 | 0 | 0 | 0 | 0 | 0 | 0 | 0 | 0 | 0 | 0 |  | 4858 | 309-13 | [40 empty] | 0 | 0 | 0 |  |  |  | 0 | 5000000
310-1191 | 0 | 0 | 0 | 0 | 0% | 0% | 0% | 0 | 0 | 0 | 0 | 0 | 0 | 0 | 0 | 310 | 0 | 0 | 0 | 0 | 0 | 0 | 0 | 0 | 0 | 0 | 0 | 0 | 0 | 0 | 0 | 0 | 0 | 0 |  | 4859 | 310-1191 | [40 empty] | 0 | 0 | 0 |  |  |  | 0 | 5000000
310-1193F | 0 | 0 | 0 | 0 | 0% | 0% | 0% | 0 | 0 | 0 | 0 | 0 | 0 | 0 | 0 | 310 | 0 | 0 | 0 | 0 | 0 | 0 | 0 | 0 | 0 | 0 | 0 | 0 | 0 | 0 | 0 | 0 | 0 | 0 |  | 4860 | 310-1193F | [40 empty] | 0 | 0 | 0 |  |  |  | 0 | 5000000
310-32F | 0 | 0 | 0 | 0 | 0% | 0% | 0% | 0 | 0 | 0 | 0 | 0 | 0 | 0 | 0 | 310 | 0 | 0 | 0 | 0 | 0 | 0 | 0 | 0 | 0 | 0 | 0 | 0 | 0 | 0 | 0 | 0 | 0 | 0 |  | 4861 | 310-32F | [40 empty] | 0 | 0 | 0 |  |  |  | 0 | 5000000
310-33F | 0 | 0 | 0 | 0 | 0% | 0% | 0% | 0 | 0 | 0 | 0 | 0 | 0 | 0 | 0 | 310 | 0 | 0 | 0 | 0 | 0 | 0 | 0 | 0 | 0 | 0 | 0 | 0 | 0 | 0 | 0 | 0 | 0 | 0 |  | 4862 | 310-33F | [40 empty] | 0 | 0 | 0 |  |  |  | 0 | 5000000
310-34 | 0 | 0 | 0 | 0 | 0% | 0% | 0% | 0 | 0 | 0 | 0 | 0 | 0 | 0 | 0 | 310 | 0 | 0 | 0 | 0 | 0 | 0 | 0 | 0 | 0 | 0 | 0 | 0 | 0 | 0 | 0 | 0 | 0 | 0 |  | 4863 | 310-34 | [40 empty] | 0 | 0 | 0 |  |  |  | 0 | 5000000
310-35F | 0 | 0 | 0 | 0 | 0% | 0% | 0% | 0 | 0 | 0 | 0 | 0 | 0 | 0 | 0 | 310 | 0 | 0 | 0 | 0 | 0 | 0 | 0 | 0 | 0 | 0 | 0 | 0 | 0 | 0 | 0 | 0 | 0 | 0 |  | 4864 | 310-35F | [40 empty] | 0 | 0 | 0 |  |  |  | 0 | 5000000
310-456AE | 0 | 0 | 0 | 0 | 0% | 0% | 0% | 0 | 0 | 0 | 0 | 0 | 0 | 0 | 0 | 310 | 0 | 0 | 0 | 0 | 0 | 0 | 0 | 0 | 0 | 0 | 0 | 0 | 0 | 0 | 0 | 0 | 0 | 0 |  | 4865 | 310-456AE | [40 empty] | 0 | 0 | 0 |  |  |  | 0 | 5000000
310-717 | 0 | 0 | 0 | 0 | 0% | 0% | 0% | 0 | 0 | 0 | 0 | 0 | 0 | 0 | 0 | 310 | 0 | 0 | 0 | 0 | 0 | 0 | 0 | 0 | 0 | 0 | 0 | 0 | 0 | 0 | 0 | 0 | 0 | 0 |  | 4866 | 310-717 | [40 empty] | 0 | 0 | 0 |  |  |  | 0 | 5000000
311-1160 | 0 | 0 | 0 | 0 | 0% | 0% | 0% | 0 | 0 | 0 | 0 | 0 | 0 | 0 | 0 | 311 | 0 | 0 | 0 | 0 | 0 | 0 | 0 | 0 | 0 | 0 | 0 | 0 | 0 | 0 | 0 | 0 | 0 | 0 |  | 4867 | 311-1160 | [40 empty] | 0 | 0 | 0 |  |  |  | 0 | 5000000
311-1161F | 0 | 0 | 0 | 0 | 0% | 0% | 0% | 0 | 0 | 0 | 0 | 0 | 0 | 0 | 0 | 311 | 0 | 0 | 0 | 0 | 0 | 0 | 0 | 0 | 0 | 0 | 0 | 0 | 0 | 0 | 0 | 0 | 0 | 0 |  | 4868 | 311-1161F | [40 empty] | 0 | 0 | 0 |  |  |  | 0 | 5000000
311-1162F | 0 | 0 | 0 | 0 | 0% | 0% | 0% | 0 | 0 | 0 | 0 | 0 | 0 | 0 | 0 | 311 | 0 | 0 | 0 | 0 | 0 | 0 | 0 | 0 | 0 | 0 | 0 | 0 | 0 | 0 | 0 | 0 | 0 | 0 |  | 4869 | 311-1162F | [40 empty] | 0 | 0 | 0 |  |  |  | 0 | 5000000
299-816 | 0 | 0 | 0 | 0 | 0% | 0% | 0% | 0 | 0 | 0 | 0 | 0 | 0 | 0 | 0 | 299 | 0 | 0 | 0 | 0 | 0 | 0 | 0 | 0 | 0 | 0 | 0 | 0 | 0 | 0 | 0 | 0 | 0 | 0 |  | 4870 | 299-816 | [40 empty] | 0 | 0 | 0 |  |  |  | 0 | 5000000
299-1152 | 0 | 0 | 0 | 0 | 0% | 0% | 0% | 0 | 0 | 0 | 0 | 0 | 0 | 0 | 0 | 299 | 0 | 0 | 0 | 0 | 0 | 0 | 0 | 0 | 0 | 0 | 0 | 0 | 0 | 0 | 0 | 0 | 0 | 0 |  | 4871 | 299-1152 | [40 empty] | 0 | 0 | 0 |  |  |  | 0 | 5000000
312-1179 | 0 | 0 | 0 | 0 | 0% | 0% | 0% | 0 | 0 | 0 | 0 | 0 | 0 | 0 | 0 | 312 | 0 | 0 | 0 | 0 | 0 | 0 | 0 | 0 | 0 | 0 | 0 | 0 | 0 | 0 | 0 | 0 | 0 | 0 |  | 4872 | 312-1179 | [40 empty] | 0 | 0 | 0 |  |  |  | 0 | 5000000
299-1009 | 0 | 0 | 0 | 0 | 0% | 0% | 0% | 0 | 0 | 0 | 0 | 0 | 0 | 0 | 0 | 299 | 0 | 0 | 0 | 0 | 0 | 0 | 0 | 0 | 0 | 0 | 0 | 0 | 0 | 0 | 0 | 0 | 0 | 0 |  | 4873 | 299-1009 | [40 empty] | 0 | 0 | 0 |  |  |  | 0 | 5000000
293-20AE | 0 | 0 | 0 | 0 | 0% | 0% | 0% | 0 | 0 | 0 | 0 | 0 | 0 | 0 | 0 | 293 | 0 | 0 | 0 | 0 | 0 | 0 | 0 | 0 | 0 | 0 | 0 | 0 | 0 | 0 | 0 | 0 | 0 | 0 |  | 4874 | 293-20AE | [40 empty] | 0 | 0 | 0 |  |  |  | 0 | 5000000
293-21 | 0 | 0 | 0 | 0 | 0% | 0% | 0% | 0 | 0 | 0 | 0 | 0 | 0 | 0 | 0 | 293 | 0 | 0 | 0 | 0 | 0 | 0 | 0 | 0 | 0 | 0 | 0 | 0 | 0 | 0 | 0 | 0 | 0 | 0 |  | 4875 | 293-21 | [40 empty] | 0 | 0 | 0 |  |  |  | 0 | 5000000
293-25F | 0 | 0 | 0 | 0 | 0% | 0% | 0% | 0 | 0 | 0 | 0 | 0 | 0 | 0 | 0 | 293 | 0 | 0 | 0 | 0 | 0 | 0 | 0 | 0 | 0 | 0 | 0 | 0 | 0 | 0 | 0 | 0 | 0 | 0 |  | 4876 | 293-25F | [40 empty] | 0 | 0 | 0 |  |  |  | 0 | 5000000
293-26F | 0 | 0 | 0 | 0 | 0% | 0% | 0% | 0 | 0 | 0 | 0 | 0 | 0 | 0 | 0 | 293 | 0 | 0 | 0 | 0 | 0 | 0 | 0 | 0 | 0 | 0 | 0 | 0 | 0 | 0 | 0 | 0 | 0 | 0 |  | 4877 | 293-26F | [40 empty] | 0 | 0 | 0 |  |  |  | 0 | 5000000
293-27F | 0 | 0 | 0 | 0 | 0% | 0% | 0% | 0 | 0 | 0 | 0 | 0 | 0 | 0 | 0 | 293 | 0 | 0 | 0 | 0 | 0 | 0 | 0 | 0 | 0 | 0 | 0 | 0 | 0 | 0 | 0 | 0 | 0 | 0 |  | 4878 | 293-27F | [40 empty] | 0 | 0 | 0 |  |  |  | 0 | 5000000
294-36 | 0 | 0 | 0 | 0 | 0% | 0% | 0% | 0 | 0 | 0 | 0 | 0 | 0 | 0 | 0 | 294 | 0 | 0 | 0 | 0 | 0 | 0 | 0 | 0 | 0 | 0 | 0 | 0 | 0 | 0 | 0 | 0 | 0 | 0 |  | 4879 | 294-36 | [40 empty] | 0 | 0 | 0 |  |  |  | 0 | 5000000
294-41F | 0 | 0 | 0 | 0 | 0% | 0% | 0% | 0 | 0 | 0 | 0 | 0 | 0 | 0 | 0 | 294 | 0 | 0 | 0 | 0 | 0 | 0 | 0 | 0 | 0 | 0 | 0 | 0 | 0 | 0 | 0 | 0 | 0 | 0 |  | 4880 | 294-41F | [40 empty] | 0 | 0 | 0 |  |  |  | 0 | 5000000
294-43F | 0 | 0 | 0 | 0 | 0% | 0% | 0% | 0 | 0 | 0 | 0 | 0 | 0 | 0 | 0 | 294 | 0 | 0 | 0 | 0 | 0 | 0 | 0 | 0 | 0 | 0 | 0 | 0 | 0 | 0 | 0 | 0 | 0 | 0 |  | 4881 | 294-43F | [40 empty] | 0 | 0 | 0 |  |  |  | 0 | 5000000
294-590F | 0 | 0 | 0 | 0 | 0% | 0% | 0% | 0 | 0 | 0 | 0 | 0 | 0 | 0 | 0 | 294 | 0 | 0 | 0 | 0 | 0 | 0 | 0 | 0 | 0 | 0 | 0 | 0 | 0 | 0 | 0 | 0 | 0 | 0 |  | 4882 | 294-590F | [40 empty] | 0 | 0 | 0 |  |  |  | 0 | 5000000
294-591 | 0 | 0 | 0 | 0 | 0% | 0% | 0% | 0 | 0 | 0 | 0 | 0 | 0 | 0 | 0 | 294 | 0 | 0 | 0 | 0 | 0 | 0 | 0 | 0 | 0 | 0 | 0 | 0 | 0 | 0 | 0 | 0 | 0 | 0 |  | 4883 | 294-591 | [40 empty] | 0 | 0 | 0 |  |  |  | 0 | 5000000
294-592F | 0 | 0 | 0 | 0 | 0% | 0% | 0% | 0 | 0 | 0 | 0 | 0 | 0 | 0 | 0 | 294 | 0 | 0 | 0 | 0 | 0 | 0 | 0 | 0 | 0 | 0 | 0 | 0 | 0 | 0 | 0 | 0 | 0 | 0 |  | 4884 | 294-592F | [40 empty] | 0 | 0 | 0 |  |  |  | 0 | 5000000
295-1202 | 0 | 0 | 0 | 0 | 0% | 0% | 0% | 0 | 0 | 0 | 0 | 0 | 0 | 0 | 0 | 295 | 0 | 0 | 0 | 0 | 0 | 0 | 0 | 0 | 0 | 0 | 0 | 0 | 0 | 0 | 0 | 0 | 0 | 0 |  | 4885 | 295-1202 | [40 empty] | 0 | 0 | 0 |  |  |  | 0 | 5000000
295-519 | 0 | 0 | 0 | 0 | 0% | 0% | 0% | 0 | 0 | 0 | 0 | 0 | 0 | 0 | 0 | 295 | 0 | 0 | 0 | 0 | 0 | 0 | 0 | 0 | 0 | 0 | 0 | 0 | 0 | 0 | 0 | 0 | 0 | 0 |  | 4886 | 295-519 | [40 empty] | 0 | 0 | 0 |  |  |  | 0 | 5000000
295-520 | 0 | 0 | 0 | 0 | 0% | 0% | 0% | 0 | 0 | 0 | 0 | 0 | 0 | 0 | 0 | 295 | 0 | 0 | 0 | 0 | 0 | 0 | 0 | 0 | 0 | 0 | 0 | 0 | 0 | 0 | 0 | 0 | 0 | 0 |  | 4887 | 295-520 | [40 empty] | 0 | 0 | 0 |  |  |  | 0 | 5000000
295-521AE | 0 | 0 | 0 | 0 | 0% | 0% | 0% | 0 | 0 | 0 | 0 | 0 | 0 | 0 | 0 | 295 | 0 | 0 | 0 | 0 | 0 | 0 | 0 | 0 | 0 | 0 | 0 | 0 | 0 | 0 | 0 | 0 | 0 | 0 |  | 4888 | 295-521AE | [40 empty] | 0 | 0 | 0 |  |  |  | 0 | 5000000
296-10AE | 0 | 0 | 0 | 0 | 0% | 0% | 0% | 0 | 0 | 0 | 0 | 0 | 0 | 0 | 0 | 296 | 0 | 0 | 0 | 0 | 0 | 0 | 0 | 0 | 0 | 0 | 0 | 0 | 0 | 0 | 0 | 0 | 0 | 0 |  | 4889 | 296-10AE | [40 empty] | 0 | 0 | 0 |  |  |  | 0 | 5000000
296-2651 | 0 | 0 | 0 | 0 | 0% | 0% | 0% | 0 | 0 | 0 | 0 | 0 | 0 | 0 | 0 | 296 | 0 | 0 | 0 | 0 | 0 | 0 | 0 | 0 | 0 | 0 | 0 | 0 | 0 | 0 | 0 | 0 | 0 | 0 |  | 4890 | 296-2651 | [40 empty] | 0 | 0 | 0 |  |  |  | 0 | 5000000
296-2652F | 0 | 0 | 0 | 0 | 0% | 0% | 0% | 0 | 0 | 0 | 0 | 0 | 0 | 0 | 0 | 296 | 0 | 0 | 0 | 0 | 0 | 0 | 0 | 0 | 0 | 0 | 0 | 0 | 0 | 0 | 0 | 0 | 0 | 0 |  | 4891 | 296-2652F | [40 empty] | 0 | 0 | 0 |  |  |  | 0 | 5000000
296-2653F | 0 | 0 | 0 | 0 | 0% | 0% | 0% | 0 | 0 | 0 | 0 | 0 | 0 | 0 | 0 | 296 | 0 | 0 | 0 | 0 | 0 | 0 | 0 | 0 | 0 | 0 | 0 | 0 | 0 | 0 | 0 | 0 | 0 | 0 |  | 4892 | 296-2653F | [40 empty] | 0 | 0 | 0 |  |  |  | 0 | 5000000
296-2654F | 0 | 0 | 0 | 0 | 0% | 0% | 0% | 0 | 0 | 0 | 0 | 0 | 0 | 0 | 0 | 296 | 0 | 0 | 0 | 0 | 0 | 0 | 0 | 0 | 0 | 0 | 0 | 0 | 0 | 0 | 0 | 0 | 0 | 0 |  | 4893 | 296-2654F | [40 empty] | 0 | 0 | 0 |  |  |  | 0 | 5000000
296-67 | 0 | 0 | 0 | 0 | 0% | 0% | 0% | 0 | 0 | 0 | 0 | 0 | 0 | 0 | 0 | 296 | 0 | 0 | 0 | 0 | 0 | 0 | 0 | 0 | 0 | 0 | 0 | 0 | 0 | 0 | 0 | 0 | 0 | 0 |  | 4894 | 296-67 | [40 empty] | 0 | 0 | 0 |  |  |  | 0 | 5000000
296-69 | 0 | 0 | 0 | 0 | 0% | 0% | 0% | 0 | 0 | 0 | 0 | 0 | 0 | 0 | 0 | 296 | 0 | 0 | 0 | 0 | 0 | 0 | 0 | 0 | 0 | 0 | 0 | 0 | 0 | 0 | 0 | 0 | 0 | 0 |  | 4895 | 296-69 | [40 empty] | 0 | 0 | 0 |  |  |  | 0 | 5000000
296-8 | 0 | 0 | 0 | 0 | 0% | 0% | 0% | 0 | 0 | 0 | 0 | 0 | 0 | 0 | 0 | 296 | 0 | 0 | 0 | 0 | 0 | 0 | 0 | 0 | 0 | 0 | 0 | 0 | 0 | 0 | 0 | 0 | 0 | 0 |  | 4896 | 296-8 | [40 empty] | 0 | 0 | 0 |  |  |  | 0 | 5000000
296-88 | 0 | 0 | 0 | 0 | 0% | 0% | 0% | 0 | 0 | 0 | 0 | 0 | 0 | 0 | 0 | 296 | 0 | 0 | 0 | 0 | 0 | 0 | 0 | 0 | 0 | 0 | 0 | 0 | 0 | 0 | 0 | 0 | 0 | 0 |  | 4897 | 296-88 | [40 empty] | 0 | 0 | 0 |  |  |  | 0 | 5000000
296-89 | 0 | 0 | 0 | 0 | 0% | 0% | 0% | 0 | 0 | 0 | 0 | 0 | 0 | 0 | 0 | 296 | 0 | 0 | 0 | 0 | 0 | 0 | 0 | 0 | 0 | 0 | 0 | 0 | 0 | 0 | 0 | 0 | 0 | 0 |  | 4898 | 296-89 | [40 empty] | 0 | 0 | 0 |  |  |  | 0 | 5000000
297-826 | 0 | 0 | 0 | 0 | 0% | 0% | 0% | 0 | 0 | 0 | 0 | 0 | 0 | 0 | 0 | 297 | 0 | 0 | 0 | 0 | 0 | 0 | 0 | 0 | 0 | 0 | 0 | 0 | 0 | 0 | 0 | 0 | 0 | 0 |  | 4899 | 297-826 | [40 empty] | 0 | 0 | 0 |  |  |  | 0 | 5000000
297-827AE | 0 | 0 | 0 | 0 | 0% | 0% | 0% | 0 | 0 | 0 | 0 | 0 | 0 | 0 | 0 | 297 | 0 | 0 | 0 | 0 | 0 | 0 | 0 | 0 | 0 | 0 | 0 | 0 | 0 | 0 | 0 | 0 | 0 | 0 |  | 4900 | 297-827AE | [40 empty] | 0 | 0 | 0 |  |  |  | 0 | 5000000
298-383AE | 0 | 0 | 0 | 0 | 0% | 0% | 0% | 0 | 0 | 0 | 0 | 0 | 0 | 0 | 0 | 298 | 0 | 0 | 0 | 0 | 0 | 0 | 0 | 0 | 0 | 0 | 0 | 0 | 0 | 0 | 0 | 0 | 0 | 0 |  | 4901 | 298-383AE | [40 empty] | 0 | 0 | 0 |  |  |  | 0 | 5000000
298-385 | 0 | 0 | 0 | 0 | 0% | 0% | 0% | 0 | 0 | 0 | 0 | 0 | 0 | 0 | 0 | 298 | 0 | 0 | 0 | 0 | 0 | 0 | 0 | 0 | 0 | 0 | 0 | 0 | 0 | 0 | 0 | 0 | 0 | 0 |  | 4902 | 298-385 | [40 empty] | 0 | 0 | 0 |  |  |  | 0 | 5000000
312-1178 | 0 | 0 | 0 | 0 | 0% | 0% | 0% | 0 | 0 | 0 | 0 | 0 | 0 | 0 | 0 | 312 | 0 | 0 | 0 | 0 | 0 | 0 | 0 | 0 | 0 | 0 | 0 | 0 | 0 | 0 | 0 | 0 | 0 | 0 |  | 4903 | 312-1178 | [40 empty] | 0 | 0 | 0 |  |  |  | 0 | 5000000
312-15F | 0 | 0 | 0 | 0 | 0% | 0% | 0% | 0 | 0 | 0 | 0 | 0 | 0 | 0 | 0 | 312 | 0 | 0 | 0 | 0 | 0 | 0 | 0 | 0 | 0 | 0 | 0 | 0 | 0 | 0 | 0 | 0 | 0 | 0 |  | 4904 | 312-15F | [40 empty] | 0 | 0 | 0 |  |  |  | 0 | 5000000
34-77 | 0 | 0 | 0 | 0 | 0% | 0% | 0% | 0 | 0 | 0 | 0 | 0 | 0 | 0 | 0 | 34 | 0 | 0 | 0 | 0 | 0 | 0 | 0 | 0 | 0 | 0 | 0 | 0 | 0 | 0 | 0 | 0 | 0 | 0 |  | 4905 | 34-77 | [40 empty] | 0 | 0 | 0 |  |  |  | 0 | 5000000
322-829F | 0 | 0 | 0 | 0 | 0% | 0% | 0% | 0 | 0 | 0 | 0 | 0 | 0 | 0 | 0 | 322 | 0 | 0 | 0 | 0 | 0 | 0 | 0 | 0 | 0 | 0 | 0 | 0 | 0 | 0 | 0 | 0 | 0 | 0 |  | 4906 | 322-829F | [40 empty] | 0 | 0 | 0 |  |  |  | 0 | 5000000
323-1116F | 0 | 0 | 0 | 0 | 0% | 0% | 0% | 0 | 0 | 0 | 0 | 0 | 0 | 0 | 0 | 323 | 0 | 0 | 0 | 0 | 0 | 0 | 0 | 0 | 0 | 0 | 0 | 0 | 0 | 0 | 0 | 0 | 0 | 0 |  | 4907 | 323-1116F | [40 empty] | 0 | 0 | 0 |  |  |  | 0 | 5000000
323-1117F | 0 | 0 | 0 | 0 | 0% | 0% | 0% | 0 | 0 | 0 | 0 | 0 | 0 | 0 | 0 | 323 | 0 | 0 | 0 | 0 | 0 | 0 | 0 | 0 | 0 | 0 | 0 | 0 | 0 | 0 | 0 | 0 | 0 | 0 |  | 4908 | 323-1117F | [40 empty] | 0 | 0 | 0 |  |  |  | 0 | 5000000
323-1118 | 0 | 0 | 0 | 0 | 0% | 0% | 0% | 0 | 0 | 0 | 0 | 0 | 0 | 0 | 0 | 323 | 0 | 0 | 0 | 0 | 0 | 0 | 0 | 0 | 0 | 0 | 0 | 0 | 0 | 0 | 0 | 0 | 0 | 0 |  | 4909 | 323-1118 | [40 empty] | 0 | 0 | 0 |  |  |  | 0 | 5000000
323-1119F | 0 | 0 | 0 | 0 | 0% | 0% | 0% | 0 | 0 | 0 | 0 | 0 | 0 | 0 | 0 | 323 | 0 | 0 | 0 | 0 | 0 | 0 | 0 | 0 | 0 | 0 | 0 | 0 | 0 | 0 | 0 | 0 | 0 | 0 |  | 4910 | 323-1119F | [40 empty] | 0 | 0 | 0 |  |  |  | 0 | 5000000
323-1133F | 0 | 0 | 0 | 0 | 0% | 0% | 0% | 0 | 0 | 0 | 0 | 0 | 0 | 0 | 0 | 323 | 0 | 0 | 0 | 0 | 0 | 0 | 0 | 0 | 0 | 0 | 0 | 0 | 0 | 0 | 0 | 0 | 0 | 0 |  | 4911 | 323-1133F | [40 empty] | 0 | 0 | 0 |  |  |  | 0 | 5000000
323-1135 | 0 | 0 | 0 | 0 | 0% | 0% | 0% | 0 | 0 | 0 | 0 | 0 | 0 | 0 | 0 | 323 | 0 | 0 | 0 | 0 | 0 | 0 | 0 | 0 | 0 | 0 | 0 | 0 | 0 | 0 | 0 | 0 | 0 | 0 |  | 4912 | 323-1135 | [40 empty] | 0 | 0 | 0 |  |  |  | 0 | 5000000
323-473 | 0 | 0 | 0 | 0 | 0% | 0% | 0% | 0 | 0 | 0 | 0 | 0 | 0 | 0 | 0 | 323 | 0 | 0 | 0 | 0 | 0 | 0 | 0 | 0 | 0 | 0 | 0 | 0 | 0 | 0 | 0 | 0 | 0 | 0 |  | 4913 | 323-473 | [40 empty] | 0 | 0 | 0 |  |  |  | 0 | 5000000
323-474 | 0 | 0 | 0 | 0 | 0% | 0% | 0% | 0 | 0 | 0 | 0 | 0 | 0 | 0 | 0 | 323 | 0 | 0 | 0 | 0 | 0 | 0 | 0 | 0 | 0 | 0 | 0 | 0 | 0 | 0 | 0 | 0 | 0 | 0 |  | 4914 | 323-474 | [40 empty] | 0 | 0 | 0 |  |  |  | 0 | 5000000
324-41 | 0 | 0 | 0 | 0 | 0% | 0% | 0% | 0 | 0 | 0 | 0 | 0 | 0 | 0 | 0 | 324 | 0 | 0 | 0 | 0 | 0 | 0 | 0 | 0 | 0 | 0 | 0 | 0 | 0 | 0 | 0 | 0 | 0 | 0 |  | 4915 | 324-41 | [40 empty] | 0 | 0 | 0 |  |  |  | 0 | 5000000
324-42F | 0 | 0 | 0 | 0 | 0% | 0% | 0% | 0 | 0 | 0 | 0 | 0 | 0 | 0 | 0 | 324 | 0 | 0 | 0 | 0 | 0 | 0 | 0 | 0 | 0 | 0 | 0 | 0 | 0 | 0 | 0 | 0 | 0 | 0 |  | 4916 | 324-42F | [40 empty] | 0 | 0 | 0 |  |  |  | 0 | 5000000
324-44F | 0 | 0 | 0 | 0 | 0% | 0% | 0% | 0 | 0 | 0 | 0 | 0 | 0 | 0 | 0 | 324 | 0 | 0 | 0 | 0 | 0 | 0 | 0 | 0 | 0 | 0 | 0 | 0 | 0 | 0 | 0 | 0 | 0 | 0 |  | 4917 | 324-44F | [40 empty] | 0 | 0 | 0 |  |  |  | 0 | 5000000
325-1228 | 0 | 0 | 0 | 0 | 0% | 0% | 0% | 0 | 0 | 0 | 0 | 0 | 0 | 0 | 0 | 325 | 0 | 0 | 0 | 0 | 0 | 0 | 0 | 0 | 0 | 0 | 0 | 0 | 0 | 0 | 0 | 0 | 0 | 0 |  | 4918 | 325-1228 | [40 empty] | 0 | 0 | 0 |  |  |  | 0 | 5000000
326-25 | 0 | 0 | 0 | 0 | 0% | 0% | 0% | 0 | 0 | 0 | 0 | 0 | 0 | 0 | 0 | 326 | 0 | 0 | 0 | 0 | 0 | 0 | 0 | 0 | 0 | 0 | 0 | 0 | 0 | 0 | 0 | 0 | 0 | 0 |  | 4919 | 326-25 | [40 empty] | 0 | 0 | 0 |  |  |  | 0 | 5000000
329-11 | 0 | 0 | 0 | 0 | 0% | 0% | 0% | 0 | 0 | 0 | 0 | 0 | 0 | 0 | 0 | 329 | 0 | 0 | 0 | 0 | 0 | 0 | 0 | 0 | 0 | 0 | 0 | 0 | 0 | 0 | 0 | 0 | 0 | 0 |  | 4920 | 329-11 | [40 empty] | 0 | 0 | 0 |  |  |  | 0 | 5000000
329-217 | 0 | 0 | 0 | 0 | 0% | 0% | 0% | 0 | 0 | 0 | 0 | 0 | 0 | 0 | 0 | 329 | 0 | 0 | 0 | 0 | 0 | 0 | 0 | 0 | 0 | 0 | 0 | 0 | 0 | 0 | 0 | 0 | 0 | 0 |  | 4921 | 329-217 | [40 empty] | 0 | 0 | 0 |  |  |  | 0 | 5000000
331-43 | 0 | 0 | 0 | 0 | 0% | 0% | 0% | 0 | 0 | 0 | 0 | 0 | 0 | 0 | 0 | 331 | 0 | 0 | 0 | 0 | 0 | 0 | 0 | 0 | 0 | 0 | 0 | 0 | 0 | 0 | 0 | 0 | 0 | 0 |  | 4922 | 331-43 | [40 empty] | 0 | 0 | 0 |  |  |  | 0 | 5000000
334-43 | 0 | 0 | 0 | 0 | 0% | 0% | 0% | 0 | 0 | 0 | 0 | 0 | 0 | 0 | 0 | 334 | 0 | 0 | 0 | 0 | 0 | 0 | 0 | 0 | 0 | 0 | 0 | 0 | 0 | 0 | 0 | 0 | 0 | 0 |  | 4923 | 334-43 | [40 empty] | 0 | 0 | 0 |  |  |  | 0 | 5000000
34-238 | 0 | 0 | 0 | 0 | 0% | 0% | 0% | 0 | 0 | 0 | 0 | 0 | 0 | 0 | 0 | 34 | 0 | 0 | 0 | 0 | 0 | 0 | 0 | 0 | 0 | 0 | 0 | 0 | 0 | 0 | 0 | 0 | 0 | 0 |  | 4924 | 34-238 | [40 empty] | 0 | 0 | 0 |  |  |  | 0 | 5000000
34-239 | 0 | 0 | 0 | 0 | 0% | 0% | 0% | 0 | 0 | 0 | 0 | 0 | 0 | 0 | 0 | 34 | 0 | 0 | 0 | 0 | 0 | 0 | 0 | 0 | 0 | 0 | 0 | 0 | 0 | 0 | 0 | 0 | 0 | 0 |  | 4925 | 34-239 | [40 empty] | 0 | 0 | 0 |  |  |  | 0 | 5000000
34-240 | 0 | 0 | 0 | 0 | 0% | 0% | 0% | 0 | 0 | 0 | 0 | 0 | 0 | 0 | 0 | 34 | 0 | 0 | 0 | 0 | 0 | 0 | 0 | 0 | 0 | 0 | 0 | 0 | 0 | 0 | 0 | 0 | 0 | 0 |  | 4926 | 34-240 | [40 empty] | 0 | 0 | 0 |  |  |  | 0 | 5000000
34-242 | 0 | 0 | 0 | 0 | 0% | 0% | 0% | 0 | 0 | 0 | 0 | 0 | 0 | 0 | 0 | 34 | 0 | 0 | 0 | 0 | 0 | 0 | 0 | 0 | 0 | 0 | 0 | 0 | 0 | 0 | 0 | 0 | 0 | 0 |  | 4927 | 34-242 | [40 empty] | 0 | 0 | 0 |  |  |  | 0 | 5000000
34-75F | 0 | 0 | 0 | 0 | 0% | 0% | 0% | 0 | 0 | 0 | 0 | 0 | 0 | 0 | 0 | 34 | 0 | 0 | 0 | 0 | 0 | 0 | 0 | 0 | 0 | 0 | 0 | 0 | 0 | 0 | 0 | 0 | 0 | 0 |  | 4928 | 34-75F | [40 empty] | 0 | 0 | 0 |  |  |  | 0 | 5000000
34-76F | 0 | 0 | 0 | 0 | 0% | 0% | 0% | 0 | 0 | 0 | 0 | 0 | 0 | 0 | 0 | 34 | 0 | 0 | 0 | 0 | 0 | 0 | 0 | 0 | 0 | 0 | 0 | 0 | 0 | 0 | 0 | 0 | 0 | 0 |  | 4929 | 34-76F | [40 empty] | 0 | 0 | 0 |  |  |  | 0 | 5000000
322-830F | 0 | 0 | 0 | 0 | 0% | 0% | 0% | 0 | 0 | 0 | 0 | 0 | 0 | 0 | 0 | 322 | 0 | 0 | 0 | 0 | 0 | 0 | 0 | 0 | 0 | 0 | 0 | 0 | 0 | 0 | 0 | 0 | 0 | 0 |  | 4930 | 322-830F | [40 empty] | 0 | 0 | 0 |  |  |  | 0 | 5000000
322-828F | 0 | 0 | 0 | 0 | 0% | 0% | 0% | 0 | 0 | 0 | 0 | 0 | 0 | 0 | 0 | 322 | 0 | 0 | 0 | 0 | 0 | 0 | 0 | 0 | 0 | 0 | 0 | 0 | 0 | 0 | 0 | 0 | 0 | 0 |  | 4931 | 322-828F | [40 empty] | 0 | 0 | 0 |  |  |  | 0 | 5000000
312-16 | 0 | 0 | 0 | 0 | 0% | 0% | 0% | 0 | 0 | 0 | 0 | 0 | 0 | 0 | 0 | 312 | 0 | 0 | 0 | 0 | 0 | 0 | 0 | 0 | 0 | 0 | 0 | 0 | 0 | 0 | 0 | 0 | 0 | 0 |  | 4932 | 312-16 | [40 empty] | 0 | 0 | 0 |  |  |  | 0 | 5000000
322-824 | 0 | 0 | 0 | 0 | 0% | 0% | 0% | 0 | 0 | 0 | 0 | 0 | 0 | 0 | 0 | 322 | 0 | 0 | 0 | 0 | 0 | 0 | 0 | 0 | 0 | 0 | 0 | 0 | 0 | 0 | 0 | 0 | 0 | 0 |  | 4933 | 322-824 | [40 empty] | 0 | 0 | 0 |  |  |  | 0 | 5000000
312-25 | 0 | 0 | 0 | 0 | 0% | 0% | 0% | 0 | 0 | 0 | 0 | 0 | 0 | 0 | 0 | 312 | 0 | 0 | 0 | 0 | 0 | 0 | 0 | 0 | 0 | 0 | 0 | 0 | 0 | 0 | 0 | 0 | 0 | 0 |  | 4934 | 312-25 | [40 empty] | 0 | 0 | 0 |  |  |  | 0 | 5000000
312-26F | 0 | 0 | 0 | 0 | 0% | 0% | 0% | 0 | 0 | 0 | 0 | 0 | 0 | 0 | 0 | 312 | 0 | 0 | 0 | 0 | 0 | 0 | 0 | 0 | 0 | 0 | 0 | 0 | 0 | 0 | 0 | 0 | 0 | 0 |  | 4935 | 312-26F | [40 empty] | 0 | 0 | 0 |  |  |  | 0 | 5000000
312-27F | 0 | 0 | 0 | 0 | 0% | 0% | 0% | 0 | 0 | 0 | 0 | 0 | 0 | 0 | 0 | 312 | 0 | 0 | 0 | 0 | 0 | 0 | 0 | 0 | 0 | 0 | 0 | 0 | 0 | 0 | 0 | 0 | 0 | 0 |  | 4936 | 312-27F | [40 empty] | 0 | 0 | 0 |  |  |  | 0 | 5000000
312-42 | 0 | 0 | 0 | 0 | 0% | 0% | 0% | 0 | 0 | 0 | 0 | 0 | 0 | 0 | 0 | 312 | 0 | 0 | 0 | 0 | 0 | 0 | 0 | 0 | 0 | 0 | 0 | 0 | 0 | 0 | 0 | 0 | 0 | 0 |  | 4937 | 312-42 | [40 empty] | 0 | 0 | 0 |  |  |  | 0 | 5000000
313-547 | 0 | 0 | 0 | 0 | 0% | 0% | 0% | 0 | 0 | 0 | 0 | 0 | 0 | 0 | 0 | 313 | 0 | 0 | 0 | 0 | 0 | 0 | 0 | 0 | 0 | 0 | 0 | 0 | 0 | 0 | 0 | 0 | 0 | 0 |  | 4938 | 313-547 | [40 empty] | 0 | 0 | 0 |  |  |  | 0 | 5000000
313-919 | 0 | 0 | 0 | 0 | 0% | 0% | 0% | 0 | 0 | 0 | 0 | 0 | 0 | 0 | 0 | 313 | 0 | 0 | 0 | 0 | 0 | 0 | 0 | 0 | 0 | 0 | 0 | 0 | 0 | 0 | 0 | 0 | 0 | 0 |  | 4939 | 313-919 | [40 empty] | 0 | 0 | 0 |  |  |  | 0 | 5000000
314-11F | 0 | 0 | 0 | 0 | 0% | 0% | 0% | 0 | 0 | 0 | 0 | 0 | 0 | 0 | 0 | 314 | 0 | 0 | 0 | 0 | 0 | 0 | 0 | 0 | 0 | 0 | 0 | 0 | 0 | 0 | 0 | 0 | 0 | 0 |  | 4940 | 314-11F | [40 empty] | 0 | 0 | 0 |  |  |  | 0 | 5000000
314-12 | 0 | 0 | 0 | 0 | 0% | 0% | 0% | 0 | 0 | 0 | 0 | 0 | 0 | 0 | 0 | 314 | 0 | 0 | 0 | 0 | 0 | 0 | 0 | 0 | 0 | 0 | 0 | 0 | 0 | 0 | 0 | 0 | 0 | 0 |  | 4941 | 314-12 | [40 empty] | 0 | 0 | 0 |  |  |  | 0 | 5000000
314-1328 | 7750.1483 | 0 | 7750.1483 | 0 | 0% | 100% | 0% | 1232.4166 | 2575.3882 | 0.83757 | 971.9931 | 259.5859 | 1.7503 | 2031.1797 | 542.4582 | 314 | 0.01711 | 0.01711 | 0.01711 | 452970.7475 | 5.2671 | 6112.4548 | 1632.4264 | 307.8456 | 357252.9322 | 95409.9697 | 380940.041 | 258.8925 | 300443.1244 | 80238.0241 | 302447.7564 | 205.548 | 238537.1426 | 63705.0658 |  | 4942 | 314-1328 | 7750.1483 | 6517.7317 | 5174.7601 | 0 | 0 | 0 | 7750.1483 | 6517.7317 | 5174.7601 | 0 | 5.2671 | 4.4295 | 3.5168 | 0 | 0 | 0 | 5.2671 | 4.4295 | 3.5168 | 0 | 1632.4264 | 1372.8405 | 1089.9682 | 0 | 0 | 0 | 1632.4264 | 1372.8405 | 1089.9682 | 0 | 6112.4548 | 5140.4617 | 4081.2751 | 0 | 0 | 0 | 6112.4548 | 5140.4617 | 4081.2751 | 0 | 0 | 0 | 0 | 0.01711 | 0.01711 | 0.01711 | 0 | 5000000
314-43F | 113953.019 | 0 | 113953.019 | 0 | 0% | 100% | 0% | 18126.4326 | 37861.4149 | 23.9543 | 16546.9478 | 1555.5305 | 50.0344 | 34562.281 | 3249.0995 | 314 | 0.017083 | 0.017083 | 0.017083 | 6670628.8763 | 150.5906 | 104023.4832 | 9778.9452 | 8815.3342 | 6089369.6115 | 572443.9305 | 5609536.2779 | 7413.0847 | 5120737.5465 | 481385.6467 | 4454281.737 | 5886.3989 | 4066148.5377 | 382246.8005 |  | 4943 | 314-43F | 113953.019 | 95826.5863 | 76091.6041 | 0 | 0 | 0 | 113953.019 | 95826.5863 | 76091.6041 | 0 | 150.5906 | 126.6362 | 100.5562 | 0 | 0 | 0 | 150.5906 | 126.6362 | 100.5562 | 0 | 9778.9452 | 8223.4147 | 6529.8456 | 0 | 0 | 0 | 9778.9452 | 8223.4147 | 6529.8456 | 0 | 104023.4832 | 87476.5354 | 69461.2022 | 0 | 0 | 0 | 104023.4832 | 87476.5354 | 69461.2022 | 0 | 0 | 0 | 0 | 0.017083 | 0.017083 | 0.017083 | 0 | 5000000
314-44F | 104051.6063 | 0 | 104051.6063 | 0 | 0% | 100% | 0% | 16544.7701 | 34570.702 | 19.5869 | 15102.0361 | 1423.1471 | 40.9272 | 31556.074 | 2973.7007 | 314 | 0.017127 | 0.017127 | 0.017127 | 6075154.7962 | 123.1837 | 94978.1173 | 8950.3053 | 7192.1989 | 5545390.2668 | 522572.3304 | 5109172.2099 | 6048.6003 | 4663643.1161 | 439480.4936 | 4056710.5518 | 4802.6216 | 3702958.0256 | 348949.9047 |  | 4944 | 314-44F | 104051.6063 | 87506.8361 | 69480.9043 | 0 | 0 | 0 | 104051.6063 | 87506.8361 | 69480.9043 | 0 | 123.1837 | 103.5968 | 82.2564 | 0 | 0 | 0 | 123.1837 | 103.5968 | 82.2564 | 0 | 8950.3053 | 7527.1582 | 5976.6046 | 0 | 0 | 0 | 8950.3053 | 7527.1582 | 5976.6046 | 0 | 94978.1173 | 79876.0811 | 63422.0433 | 0 | 0 | 0 | 94978.1173 | 79876.0811 | 63422.0433 | 0 | 0 | 0 | 0 | 0.017127 | 0.017127 | 0.017127 | 0 | 5000000
314-46 | 0 | 0 | 0 | 0 | 0% | 0% | 0% | 0 | 0 | 0 | 0 | 0 | 0 | 0 | 0 | 314 | 0 | 0 | 0 | 0 | 0 | 0 | 0 | 0 | 0 | 0 | 0 | 0 | 0 | 0 | 0 | 0 | 0 | 0 |  | 4945 | 314-46 | [40 empty] | 0 | 0 | 0 |  |  |  | 0 | 5000000
314-814F | 87205.5092 | 0 | 87205.5092 | 0 | 0% | 100% | 0% | 13860.6441 | 28973.0711 | 19.8546 | 12640.4907 | 1200.2988 | 41.5024 | 26422.5698 | 2508.9989 | 314 | 0.017185 | 0.017185 | 0.017185 | 5074572.2475 | 124.9172 | 79528.8026 | 7551.7894 | 7269.0527 | 4627857.3258 | 439445.869 | 4268008.0675 | 6113.6928 | 3892295.0425 | 369599.3322 | 3388601.4415 | 4853.9899 | 3090302.6384 | 293444.8132 |  | 4946 | 314-814F | 87205.5092 | 73344.865 | 58232.4381 | 0 | 0 | 0 | 87205.5092 | 73344.865 | 58232.4381 | 0 | 124.9172 | 105.0626 | 83.4148 | 0 | 0 | 0 | 124.9172 | 105.0626 | 83.4148 | 0 | 7551.7894 | 6351.4906 | 5042.7904 | 0 | 0 | 0 | 7551.7894 | 6351.4906 | 5042.7904 | 0 | 79528.8026 | 66888.3118 | 53106.2328 | 0 | 0 | 0 | 79528.8026 | 66888.3118 | 53106.2328 | 0 | 0 | 0 | 0 | 0.017185 | 0.017185 | 0.017185 | 0 | 5000000
314-816 | 0 | 0 | 0 | 0 | 0% | 0% | 0% | 0 | 0 | 0 | 0 | 0 | 0 | 0 | 0 | 314 | 0 | 0 | 0 | 0 | 0 | 0 | 0 | 0 | 0 | 0 | 0 | 0 | 0 | 0 | 0 | 0 | 0 | 0 |  | 4947 | 314-816 | [40 empty] | 0 | 0 | 0 |  |  |  | 0 | 5000000
315-1150 | 0 | 0 | 0 | 0 | 0% | 0% | 0% | 0 | 0 | 0 | 0 | 0 | 0 | 0 | 0 | 315 | 0 | 0 | 0 | 0 | 0 | 0 | 0 | 0 | 0 | 0 | 0 | 0 | 0 | 0 | 0 | 0 | 0 | 0 |  | 4948 | 315-1150 | [40 empty] | 0 | 0 | 0 |  |  |  | 0 | 5000000
315-1151 | 0 | 0 | 0 | 0 | 0% | 0% | 0% | 0 | 0 | 0 | 0 | 0 | 0 | 0 | 0 | 315 | 0 | 0 | 0 | 0 | 0 | 0 | 0 | 0 | 0 | 0 | 0 | 0 | 0 | 0 | 0 | 0 | 0 | 0 |  | 4949 | 315-1151 | [40 empty] | 0 | 0 | 0 |  |  |  | 0 | 5000000
315-1191 | 0 | 0 | 0 | 0 | 0% | 0% | 0% | 0 | 0 | 0 | 0 | 0 | 0 | 0 | 0 | 315 | 0 | 0 | 0 | 0 | 0 | 0 | 0 | 0 | 0 | 0 | 0 | 0 | 0 | 0 | 0 | 0 | 0 | 0 |  | 4950 | 315-1191 | [40 empty] | 0 | 0 | 0 |  |  |  | 0 | 5000000
315-1193F | 0 | 0 | 0 | 0 | 0% | 0% | 0% | 0 | 0 | 0 | 0 | 0 | 0 | 0 | 0 | 315 | 0 | 0 | 0 | 0 | 0 | 0 | 0 | 0 | 0 | 0 | 0 | 0 | 0 | 0 | 0 | 0 | 0 | 0 |  | 4951 | 315-1193F | [40 empty] | 0 | 0 | 0 |  |  |  | 0 | 5000000
315-1194F | 0 | 0 | 0 | 0 | 0% | 0% | 0% | 0 | 0 | 0 | 0 | 0 | 0 | 0 | 0 | 315 | 0 | 0 | 0 | 0 | 0 | 0 | 0 | 0 | 0 | 0 | 0 | 0 | 0 | 0 | 0 | 0 | 0 | 0 |  | 4952 | 315-1194F | [40 empty] | 0 | 0 | 0 |  |  |  | 0 | 5000000
315-484 | 0 | 0 | 0 | 0 | 0% | 0% | 0% | 0 | 0 | 0 | 0 | 0 | 0 | 0 | 0 | 315 | 0 | 0 | 0 | 0 | 0 | 0 | 0 | 0 | 0 | 0 | 0 | 0 | 0 | 0 | 0 | 0 | 0 | 0 |  | 4953 | 315-484 | [40 empty] | 0 | 0 | 0 |  |  |  | 0 | 5000000
315-486 | 0 | 0 | 0 | 0 | 0% | 0% | 0% | 0 | 0 | 0 | 0 | 0 | 0 | 0 | 0 | 315 | 0 | 0 | 0 | 0 | 0 | 0 | 0 | 0 | 0 | 0 | 0 | 0 | 0 | 0 | 0 | 0 | 0 | 0 |  | 4954 | 315-486 | [40 empty] | 0 | 0 | 0 |  |  |  | 0 | 5000000
320-1413F | 0 | 0 | 0 | 0 | 0% | 0% | 0% | 0 | 0 | 0 | 0 | 0 | 0 | 0 | 0 | 320 | 0 | 0 | 0 | 0 | 0 | 0 | 0 | 0 | 0 | 0 | 0 | 0 | 0 | 0 | 0 | 0 | 0 | 0 |  | 4955 | 320-1413F | [40 empty] | 0 | 0 | 0 |  |  |  | 0 | 5000000
320-1415 | 0 | 0 | 0 | 0 | 0% | 0% | 0% | 0 | 0 | 0 | 0 | 0 | 0 | 0 | 0 | 320 | 0 | 0 | 0 | 0 | 0 | 0 | 0 | 0 | 0 | 0 | 0 | 0 | 0 | 0 | 0 | 0 | 0 | 0 |  | 4956 | 320-1415 | [40 empty] | 0 | 0 | 0 |  |  |  | 0 | 5000000
320-1416F | 0 | 0 | 0 | 0 | 0% | 0% | 0% | 0 | 0 | 0 | 0 | 0 | 0 | 0 | 0 | 320 | 0 | 0 | 0 | 0 | 0 | 0 | 0 | 0 | 0 | 0 | 0 | 0 | 0 | 0 | 0 | 0 | 0 | 0 |  | 4957 | 320-1416F | [40 empty] | 0 | 0 | 0 |  |  |  | 0 | 5000000
321-739 | 0 | 0 | 0 | 0 | 0% | 0% | 0% | 0 | 0 | 0 | 0 | 0 | 0 | 0 | 0 | 321 | 0 | 0 | 0 | 0 | 0 | 0 | 0 | 0 | 0 | 0 | 0 | 0 | 0 | 0 | 0 | 0 | 0 | 0 |  | 4958 | 321-739 | [40 empty] | 0 | 0 | 0 |  |  |  | 0 | 5000000
322-823 | 0 | 0 | 0 | 0 | 0% | 0% | 0% | 0 | 0 | 0 | 0 | 0 | 0 | 0 | 0 | 322 | 0 | 0 | 0 | 0 | 0 | 0 | 0 | 0 | 0 | 0 | 0 | 0 | 0 | 0 | 0 | 0 | 0 | 0 |  | 4959 | 322-823 | [40 empty] | 0 | 0 | 0 |  |  |  | 0 | 5000000
40-1027F | 0 | 0 | 0 | 0 | 0% | 0% | 0% | 0 | 0 | 0 | 0 | 0 | 0 | 0 | 0 | 40 | 0 | 0 | 0 | 0 | 0 | 0 | 0 | 0 | 0 | 0 | 0 | 0 | 0 | 0 | 0 | 0 | 0 | 0 |  | 4960 | 40-1027F | [40 empty] | 0 | 0 | 0 |  |  |  | 0 | 5000000
40-1028 | 0 | 0 | 0 | 0 | 0% | 0% | 0% | 0 | 0 | 0 | 0 | 0 | 0 | 0 | 0 | 40 | 0 | 0 | 0 | 0 | 0 | 0 | 0 | 0 | 0 | 0 | 0 | 0 | 0 | 0 | 0 | 0 | 0 | 0 |  | 4961 | 40-1028 | [40 empty] | 0 | 0 | 0 |  |  |  | 0 | 5000000
40-1029F | 0 | 0 | 0 | 0 | 0% | 0% | 0% | 0 | 0 | 0 | 0 | 0 | 0 | 0 | 0 | 40 | 0 | 0 | 0 | 0 | 0 | 0 | 0 | 0 | 0 | 0 | 0 | 0 | 0 | 0 | 0 | 0 | 0 | 0 |  | 4962 | 40-1029F | [40 empty] | 0 | 0 | 0 |  |  |  | 0 | 5000000
435-1342F | 0 | 0 | 0 | 0 | 0% | 0% | 0% | 0 | 0 | 0 | 0 | 0 | 0 | 0 | 0 | 435 | 0 | 0 | 0 | 0 | 0 | 0 | 0 | 0 | 0 | 0 | 0 | 0 | 0 | 0 | 0 | 0 | 0 | 0 |  | 4963 | 435-1342F | [40 empty] | 0 | 0 | 0 |  |  |  | 0 | 5000000
435-25 | 0 | 0 | 0 | 0 | 0% | 0% | 0% | 0 | 0 | 0 | 0 | 0 | 0 | 0 | 0 | 435 | 0 | 0 | 0 | 0 | 0 | 0 | 0 | 0 | 0 | 0 | 0 | 0 | 0 | 0 | 0 | 0 | 0 | 0 |  | 4964 | 435-25 | [40 empty] | 0 | 0 | 0 |  |  |  | 0 | 5000000
436-1040 | 0 | 0 | 0 | 0 | 0% | 0% | 0% | 0 | 0 | 0 | 0 | 0 | 0 | 0 | 0 | 436 | 0 | 0 | 0 | 0 | 0 | 0 | 0 | 0 | 0 | 0 | 0 | 0 | 0 | 0 | 0 | 0 | 0 | 0 |  | 4965 | 436-1040 | [40 empty] | 0 | 0 | 0 |  |  |  | 0 | 5000000
436-1042 | 0 | 0 | 0 | 0 | 0% | 0% | 0% | 0 | 0 | 0 | 0 | 0 | 0 | 0 | 0 | 436 | 0 | 0 | 0 | 0 | 0 | 0 | 0 | 0 | 0 | 0 | 0 | 0 | 0 | 0 | 0 | 0 | 0 | 0 |  | 4966 | 436-1042 | [40 empty] | 0 | 0 | 0 |  |  |  | 0 | 5000000
436-1043F | 0 | 0 | 0 | 0 | 0% | 0% | 0% | 0 | 0 | 0 | 0 | 0 | 0 | 0 | 0 | 436 | 0 | 0 | 0 | 0 | 0 | 0 | 0 | 0 | 0 | 0 | 0 | 0 | 0 | 0 | 0 | 0 | 0 | 0 |  | 4967 | 436-1043F | [40 empty] | 0 | 0 | 0 |  |  |  | 0 | 5000000
436-1044F | 0 | 0 | 0 | 0 | 0% | 0% | 0% | 0 | 0 | 0 | 0 | 0 | 0 | 0 | 0 | 436 | 0 | 0 | 0 | 0 | 0 | 0 | 0 | 0 | 0 | 0 | 0 | 0 | 0 | 0 | 0 | 0 | 0 | 0 |  | 4968 | 436-1044F | [40 empty] | 0 | 0 | 0 |  |  |  | 0 | 5000000
436-109AE | 0 | 0 | 0 | 0 | 0% | 0% | 0% | 0 | 0 | 0 | 0 | 0 | 0 | 0 | 0 | 436 | 0 | 0 | 0 | 0 | 0 | 0 | 0 | 0 | 0 | 0 | 0 | 0 | 0 | 0 | 0 | 0 | 0 | 0 |  | 4969 | 436-109AE | [40 empty] | 0 | 0 | 0 |  |  |  | 0 | 5000000
436-112 | 0 | 0 | 0 | 0 | 0% | 0% | 0% | 0 | 0 | 0 | 0 | 0 | 0 | 0 | 0 | 436 | 0 | 0 | 0 | 0 | 0 | 0 | 0 | 0 | 0 | 0 | 0 | 0 | 0 | 0 | 0 | 0 | 0 | 0 |  | 4970 | 436-112 | [40 empty] | 0 | 0 | 0 |  |  |  | 0 | 5000000
436-115 | 0 | 0 | 0 | 0 | 0% | 0% | 0% | 0 | 0 | 0 | 0 | 0 | 0 | 0 | 0 | 436 | 0 | 0 | 0 | 0 | 0 | 0 | 0 | 0 | 0 | 0 | 0 | 0 | 0 | 0 | 0 | 0 | 0 | 0 |  | 4971 | 436-115 | [40 empty] | 0 | 0 | 0 |  |  |  | 0 | 5000000
436-316F | 0 | 0 | 0 | 0 | 0% | 0% | 0% | 0 | 0 | 0 | 0 | 0 | 0 | 0 | 0 | 436 | 0 | 0 | 0 | 0 | 0 | 0 | 0 | 0 | 0 | 0 | 0 | 0 | 0 | 0 | 0 | 0 | 0 | 0 |  | 4972 | 436-316F | [40 empty] | 0 | 0 | 0 |  |  |  | 0 | 5000000
436-318 | 0 | 0 | 0 | 0 | 0% | 0% | 0% | 0 | 0 | 0 | 0 | 0 | 0 | 0 | 0 | 436 | 0 | 0 | 0 | 0 | 0 | 0 | 0 | 0 | 0 | 0 | 0 | 0 | 0 | 0 | 0 | 0 | 0 | 0 |  | 4973 | 436-318 | [40 empty] | 0 | 0 | 0 |  |  |  | 0 | 5000000
436-319F | 0 | 0 | 0 | 0 | 0% | 0% | 0% | 0 | 0 | 0 | 0 | 0 | 0 | 0 | 0 | 436 | 0 | 0 | 0 | 0 | 0 | 0 | 0 | 0 | 0 | 0 | 0 | 0 | 0 | 0 | 0 | 0 | 0 | 0 |  | 4974 | 436-319F | [40 empty] | 0 | 0 | 0 |  |  |  | 0 | 5000000
436-334 | 0 | 0 | 0 | 0 | 0% | 0% | 0% | 0 | 0 | 0 | 0 | 0 | 0 | 0 | 0 | 436 | 0 | 0 | 0 | 0 | 0 | 0 | 0 | 0 | 0 | 0 | 0 | 0 | 0 | 0 | 0 | 0 | 0 | 0 |  | 4975 | 436-334 | [40 empty] | 0 | 0 | 0 |  |  |  | 0 | 5000000
437-1190 | 0 | 0 | 0 | 0 | 0% | 0% | 0% | 0 | 0 | 0 | 0 | 0 | 0 | 0 | 0 | 437 | 0 | 0 | 0 | 0 | 0 | 0 | 0 | 0 | 0 | 0 | 0 | 0 | 0 | 0 | 0 | 0 | 0 | 0 |  | 4976 | 437-1190 | [40 empty] | 0 | 0 | 0 |  |  |  | 0 | 5000000
437-1192F | 0 | 0 | 0 | 0 | 0% | 0% | 0% | 0 | 0 | 0 | 0 | 0 | 0 | 0 | 0 | 437 | 0 | 0 | 0 | 0 | 0 | 0 | 0 | 0 | 0 | 0 | 0 | 0 | 0 | 0 | 0 | 0 | 0 | 0 |  | 4977 | 437-1192F | [40 empty] | 0 | 0 | 0 |  |  |  | 0 | 5000000
437-691 | 0 | 0 | 0 | 0 | 0% | 0% | 0% | 0 | 0 | 0 | 0 | 0 | 0 | 0 | 0 | 437 | 0 | 0 | 0 | 0 | 0 | 0 | 0 | 0 | 0 | 0 | 0 | 0 | 0 | 0 | 0 | 0 | 0 | 0 |  | 4978 | 437-691 | [40 empty] | 0 | 0 | 0 |  |  |  | 0 | 5000000
438-10 | 0 | 0 | 0 | 0 | 0% | 0% | 0% | 0 | 0 | 0 | 0 | 0 | 0 | 0 | 0 | 438 | 0 | 0 | 0 | 0 | 0 | 0 | 0 | 0 | 0 | 0 | 0 | 0 | 0 | 0 | 0 | 0 | 0 | 0 |  | 4979 | 438-10 | [40 empty] | 0 | 0 | 0 |  |  |  | 0 | 5000000
438-11 | 0 | 0 | 0 | 0 | 0% | 0% | 0% | 0 | 0 | 0 | 0 | 0 | 0 | 0 | 0 | 438 | 0 | 0 | 0 | 0 | 0 | 0 | 0 | 0 | 0 | 0 | 0 | 0 | 0 | 0 | 0 | 0 | 0 | 0 |  | 4980 | 438-11 | [40 empty] | 0 | 0 | 0 |  |  |  | 0 | 5000000
438-12 | 0 | 0 | 0 | 0 | 0% | 0% | 0% | 0 | 0 | 0 | 0 | 0 | 0 | 0 | 0 | 438 | 0 | 0 | 0 | 0 | 0 | 0 | 0 | 0 | 0 | 0 | 0 | 0 | 0 | 0 | 0 | 0 | 0 | 0 |  | 4981 | 438-12 | [40 empty] | 0 | 0 | 0 |  |  |  | 0 | 5000000
438-561 | 0 | 0 | 0 | 0 | 0% | 0% | 0% | 0 | 0 | 0 | 0 | 0 | 0 | 0 | 0 | 438 | 0 | 0 | 0 | 0 | 0 | 0 | 0 | 0 | 0 | 0 | 0 | 0 | 0 | 0 | 0 | 0 | 0 | 0 |  | 4982 | 438-561 | [40 empty] | 0 | 0 | 0 |  |  |  | 0 | 5000000
438-562 | 0 | 0 | 0 | 0 | 0% | 0% | 0% | 0 | 0 | 0 | 0 | 0 | 0 | 0 | 0 | 438 | 0 | 0 | 0 | 0 | 0 | 0 | 0 | 0 | 0 | 0 | 0 | 0 | 0 | 0 | 0 | 0 | 0 | 0 |  | 4983 | 438-562 | [40 empty] | 0 | 0 | 0 |  |  |  | 0 | 5000000
439-40F | 0 | 0 | 0 | 0 | 0% | 0% | 0% | 0 | 0 | 0 | 0 | 0 | 0 | 0 | 0 | 439 | 0 | 0 | 0 | 0 | 0 | 0 | 0 | 0 | 0 | 0 | 0 | 0 | 0 | 0 | 0 | 0 | 0 | 0 |  | 4984 | 439-40F | [40 empty] | 0 | 0 | 0 |  |  |  | 0 | 5000000
439-41 | 0 | 0 | 0 | 0 | 0% | 0% | 0% | 0 | 0 | 0 | 0 | 0 | 0 | 0 | 0 | 439 | 0 | 0 | 0 | 0 | 0 | 0 | 0 | 0 | 0 | 0 | 0 | 0 | 0 | 0 | 0 | 0 | 0 | 0 |  | 4985 | 439-41 | [40 empty] | 0 | 0 | 0 |  |  |  | 0 | 5000000
439-43F | 0 | 0 | 0 | 0 | 0% | 0% | 0% | 0 | 0 | 0 | 0 | 0 | 0 | 0 | 0 | 439 | 0 | 0 | 0 | 0 | 0 | 0 | 0 | 0 | 0 | 0 | 0 | 0 | 0 | 0 | 0 | 0 | 0 | 0 |  | 4986 | 439-43F | [40 empty] | 0 | 0 | 0 |  |  |  | 0 | 5000000
44-1096 | 0 | 0 | 0 | 0 | 0% | 0% | 0% | 0 | 0 | 0 | 0 | 0 | 0 | 0 | 0 | 44 | 0 | 0 | 0 | 0 | 0 | 0 | 0 | 0 | 0 | 0 | 0 | 0 | 0 | 0 | 0 | 0 | 0 | 0 |  | 4987 | 44-1096 | [40 empty] | 0 | 0 | 0 |  |  |  | 0 | 5000000
44-1098F | 0 | 0 | 0 | 0 | 0% | 0% | 0% | 0 | 0 | 0 | 0 | 0 | 0 | 0 | 0 | 44 | 0 | 0 | 0 | 0 | 0 | 0 | 0 | 0 | 0 | 0 | 0 | 0 | 0 | 0 | 0 | 0 | 0 | 0 |  | 4988 | 44-1098F | [40 empty] | 0 | 0 | 0 |  |  |  | 0 | 5000000
44-1099F | 0 | 0 | 0 | 0 | 0% | 0% | 0% | 0 | 0 | 0 | 0 | 0 | 0 | 0 | 0 | 44 | 0 | 0 | 0 | 0 | 0 | 0 | 0 | 0 | 0 | 0 | 0 | 0 | 0 | 0 | 0 | 0 | 0 | 0 |  | 4989 | 44-1099F | [40 empty] | 0 | 0 | 0 |  |  |  | 0 | 5000000
44-1102 | 0 | 0 | 0 | 0 | 0% | 0% | 0% | 0 | 0 | 0 | 0 | 0 | 0 | 0 | 0 | 44 | 0 | 0 | 0 | 0 | 0 | 0 | 0 | 0 | 0 | 0 | 0 | 0 | 0 | 0 | 0 | 0 | 0 | 0 |  | 4990 | 44-1102 | [40 empty] | 0 | 0 | 0 |  |  |  | 0 | 5000000
44-1103F | 0 | 0 | 0 | 0 | 0% | 0% | 0% | 0 | 0 | 0 | 0 | 0 | 0 | 0 | 0 | 44 | 0 | 0 | 0 | 0 | 0 | 0 | 0 | 0 | 0 | 0 | 0 | 0 | 0 | 0 | 0 | 0 | 0 | 0 |  | 4991 | 44-1103F | [40 empty] | 0 | 0 | 0 |  |  |  | 0 | 5000000
442-27R | 0 | 0 | 0 | 0 | 0% | 0% | 0% | 0 | 0 | 0 | 0 | 0 | 0 | 0 | 0 | 442 | 0 | 0 | 0 | 0 | 0 | 0 | 0 | 0 | 0 | 0 | 0 | 0 | 0 | 0 | 0 | 0 | 0 | 0 |  | 4992 | 442-27R | [40 empty] | 0 | 0 | 0 |  |  |  | 0 | 5000000
435-1343F | 0 | 0 | 0 | 0 | 0% | 0% | 0% | 0 | 0 | 0 | 0 | 0 | 0 | 0 | 0 | 435 | 0 | 0 | 0 | 0 | 0 | 0 | 0 | 0 | 0 | 0 | 0 | 0 | 0 | 0 | 0 | 0 | 0 | 0 |  | 4993 | 435-1343F | [40 empty] | 0 | 0 | 0 |  |  |  | 0 | 5000000
435-1341 | 0 | 0 | 0 | 0 | 0% | 0% | 0% | 0 | 0 | 0 | 0 | 0 | 0 | 0 | 0 | 435 | 0 | 0 | 0 | 0 | 0 | 0 | 0 | 0 | 0 | 0 | 0 | 0 | 0 | 0 | 0 | 0 | 0 | 0 |  | 4994 | 435-1341 | [40 empty] | 0 | 0 | 0 |  |  |  | 0 | 5000000
442-29R | 0 | 0 | 0 | 0 | 0% | 0% | 0% | 0 | 0 | 0 | 0 | 0 | 0 | 0 | 0 | 442 | 0 | 0 | 0 | 0 | 0 | 0 | 0 | 0 | 0 | 0 | 0 | 0 | 0 | 0 | 0 | 0 | 0 | 0 |  | 4995 | 442-29R | [40 empty] | 0 | 0 | 0 |  |  |  | 0 | 5000000
435-1340F | 0 | 0 | 0 | 0 | 0% | 0% | 0% | 0 | 0 | 0 | 0 | 0 | 0 | 0 | 0 | 435 | 0 | 0 | 0 | 0 | 0 | 0 | 0 | 0 | 0 | 0 | 0 | 0 | 0 | 0 | 0 | 0 | 0 | 0 |  | 4996 | 435-1340F | [40 empty] | 0 | 0 | 0 |  |  |  | 0 | 5000000
429-91AE | 0 | 0 | 0 | 0 | 0% | 0% | 0% | 0 | 0 | 0 | 0 | 0 | 0 | 0 | 0 | 429 | 0 | 0 | 0 | 0 | 0 | 0 | 0 | 0 | 0 | 0 | 0 | 0 | 0 | 0 | 0 | 0 | 0 | 0 |  | 4997 | 429-91AE | [40 empty] | 0 | 0 | 0 |  |  |  | 0 | 5000000
429-92 | 0 | 0 | 0 | 0 | 0% | 0% | 0% | 0 | 0 | 0 | 0 | 0 | 0 | 0 | 0 | 429 | 0 | 0 | 0 | 0 | 0 | 0 | 0 | 0 | 0 | 0 | 0 | 0 | 0 | 0 | 0 | 0 | 0 | 0 |  | 4998 | 429-92 | [40 empty] | 0 | 0 | 0 |  |  |  | 0 | 5000000
429-92F | 0 | 0 | 0 | 0 | 0% | 0% | 0% | 0 | 0 | 0 | 0 | 0 | 0 | 0 | 0 | 429 | 0 | 0 | 0 | 0 | 0 | 0 | 0 | 0 | 0 | 0 | 0 | 0 | 0 | 0 | 0 | 0 | 0 | 0 |  | 4999 | 429-92F | [40 empty] | 0 | 0 | 0 |  |  |  | 0 | 5000000
429-93 | 0 | 0 | 0 | 0 | 0% | 0% | 0% | 0 | 0 | 0 | 0 | 0 | 0 | 0 | 0 | 429 | 0 | 0 | 0 | 0 | 0 | 0 | 0 | 0 | 0 | 0 | 0 | 0 | 0 | 0 | 0 | 0 | 0 | 0 |  | 5000 | 429-93 | [40 empty] | 0 | 0 | 0 |  |  |  | 0 | 5000000
429-93F | 0 | 0 | 0 | 0 | 0% | 0% | 0% | 0 | 0 | 0 | 0 | 0 | 0 | 0 | 0 | 429 | 0 | 0 | 0 | 0 | 0 | 0 | 0 | 0 | 0 | 0 | 0 | 0 | 0 | 0 | 0 | 0 | 0 | 0 |  | 5001 | 429-93F | [40 empty] | 0 | 0 | 0 |  |  |  | 0 | 5000000
429-94 | 0 | 0 | 0 | 0 | 0% | 0% | 0% | 0 | 0 | 0 | 0 | 0 | 0 | 0 | 0 | 429 | 0 | 0 | 0 | 0 | 0 | 0 | 0 | 0 | 0 | 0 | 0 | 0 | 0 | 0 | 0 | 0 | 0 | 0 |  | 5002 | 429-94 | [40 empty] | 0 | 0 | 0 |  |  |  | 0 | 5000000
429-94F | 0 | 0 | 0 | 0 | 0% | 0% | 0% | 0 | 0 | 0 | 0 | 0 | 0 | 0 | 0 | 429 | 0 | 0 | 0 | 0 | 0 | 0 | 0 | 0 | 0 | 0 | 0 | 0 | 0 | 0 | 0 | 0 | 0 | 0 |  | 5003 | 429-94F | [40 empty] | 0 | 0 | 0 |  |  |  | 0 | 5000000
43-442 | 0 | 0 | 0 | 0 | 0% | 0% | 0% | 0 | 0 | 0 | 0 | 0 | 0 | 0 | 0 | 43 | 0 | 0 | 0 | 0 | 0 | 0 | 0 | 0 | 0 | 0 | 0 | 0 | 0 | 0 | 0 | 0 | 0 | 0 |  | 5004 | 43-442 | [40 empty] | 0 | 0 | 0 |  |  |  | 0 | 5000000
43-444F | 0 | 0 | 0 | 0 | 0% | 0% | 0% | 0 | 0 | 0 | 0 | 0 | 0 | 0 | 0 | 43 | 0 | 0 | 0 | 0 | 0 | 0 | 0 | 0 | 0 | 0 | 0 | 0 | 0 | 0 | 0 | 0 | 0 | 0 |  | 5005 | 43-444F | [40 empty] | 0 | 0 | 0 |  |  |  | 0 | 5000000
43-473 | 0 | 0 | 0 | 0 | 0% | 0% | 0% | 0 | 0 | 0 | 0 | 0 | 0 | 0 | 0 | 43 | 0 | 0 | 0 | 0 | 0 | 0 | 0 | 0 | 0 | 0 | 0 | 0 | 0 | 0 | 0 | 0 | 0 | 0 |  | 5006 | 43-473 | [40 empty] | 0 | 0 | 0 |  |  |  | 0 | 5000000
43-474F | 0 | 0 | 0 | 0 | 0% | 0% | 0% | 0 | 0 | 0 | 0 | 0 | 0 | 0 | 0 | 43 | 0 | 0 | 0 | 0 | 0 | 0 | 0 | 0 | 0 | 0 | 0 | 0 | 0 | 0 | 0 | 0 | 0 | 0 |  | 5007 | 43-474F | [40 empty] | 0 | 0 | 0 |  |  |  | 0 | 5000000
430-43 | 0 | 0 | 0 | 0 | 0% | 0% | 0% | 0 | 0 | 0 | 0 | 0 | 0 | 0 | 0 | 430 | 0 | 0 | 0 | 0 | 0 | 0 | 0 | 0 | 0 | 0 | 0 | 0 | 0 | 0 | 0 | 0 | 0 | 0 |  | 5008 | 430-43 | [40 empty] | 0 | 0 | 0 |  |  |  | 0 | 5000000
431-47 | 0 | 0 | 0 | 0 | 0% | 0% | 0% | 0 | 0 | 0 | 0 | 0 | 0 | 0 | 0 | 431 | 0 | 0 | 0 | 0 | 0 | 0 | 0 | 0 | 0 | 0 | 0 | 0 | 0 | 0 | 0 | 0 | 0 | 0 |  | 5009 | 431-47 | [40 empty] | 0 | 0 | 0 |  |  |  | 0 | 5000000
431-546 | 0 | 0 | 0 | 0 | 0% | 0% | 0% | 0 | 0 | 0 | 0 | 0 | 0 | 0 | 0 | 431 | 0 | 0 | 0 | 0 | 0 | 0 | 0 | 0 | 0 | 0 | 0 | 0 | 0 | 0 | 0 | 0 | 0 | 0 |  | 5010 | 431-546 | [40 empty] | 0 | 0 | 0 |  |  |  | 0 | 5000000
431-548 | 0 | 0 | 0 | 0 | 0% | 0% | 0% | 0 | 0 | 0 | 0 | 0 | 0 | 0 | 0 | 431 | 0 | 0 | 0 | 0 | 0 | 0 | 0 | 0 | 0 | 0 | 0 | 0 | 0 | 0 | 0 | 0 | 0 | 0 |  | 5011 | 431-548 | [40 empty] | 0 | 0 | 0 |  |  |  | 0 | 5000000
432-2 | 0 | 0 | 0 | 0 | 0% | 0% | 0% | 0 | 0 | 0 | 0 | 0 | 0 | 0 | 0 | 432 | 0 | 0 | 0 | 0 | 0 | 0 | 0 | 0 | 0 | 0 | 0 | 0 | 0 | 0 | 0 | 0 | 0 | 0 |  | 5012 | 432-2 | [40 empty] | 0 | 0 | 0 |  |  |  | 0 | 5000000
432-23 | 0 | 0 | 0 | 0 | 0% | 0% | 0% | 0 | 0 | 0 | 0 | 0 | 0 | 0 | 0 | 432 | 0 | 0 | 0 | 0 | 0 | 0 | 0 | 0 | 0 | 0 | 0 | 0 | 0 | 0 | 0 | 0 | 0 | 0 |  | 5013 | 432-23 | [40 empty] | 0 | 0 | 0 |  |  |  | 0 | 5000000
432-24F | 0 | 0 | 0 | 0 | 0% | 0% | 0% | 0 | 0 | 0 | 0 | 0 | 0 | 0 | 0 | 432 | 0 | 0 | 0 | 0 | 0 | 0 | 0 | 0 | 0 | 0 | 0 | 0 | 0 | 0 | 0 | 0 | 0 | 0 |  | 5014 | 432-24F | [40 empty] | 0 | 0 | 0 |  |  |  | 0 | 5000000
432-25F | 0 | 0 | 0 | 0 | 0% | 0% | 0% | 0 | 0 | 0 | 0 | 0 | 0 | 0 | 0 | 432 | 0 | 0 | 0 | 0 | 0 | 0 | 0 | 0 | 0 | 0 | 0 | 0 | 0 | 0 | 0 | 0 | 0 | 0 |  | 5015 | 432-25F | [40 empty] | 0 | 0 | 0 |  |  |  | 0 | 5000000
432-3 | 0 | 0 | 0 | 0 | 0% | 0% | 0% | 0 | 0 | 0 | 0 | 0 | 0 | 0 | 0 | 432 | 0 | 0 | 0 | 0 | 0 | 0 | 0 | 0 | 0 | 0 | 0 | 0 | 0 | 0 | 0 | 0 | 0 | 0 |  | 5016 | 432-3 | [40 empty] | 0 | 0 | 0 |  |  |  | 0 | 5000000
433-295 | 0 | 0 | 0 | 0 | 0% | 0% | 0% | 0 | 0 | 0 | 0 | 0 | 0 | 0 | 0 | 433 | 0 | 0 | 0 | 0 | 0 | 0 | 0 | 0 | 0 | 0 | 0 | 0 | 0 | 0 | 0 | 0 | 0 | 0 |  | 5017 | 433-295 | [40 empty] | 0 | 0 | 0 |  |  |  | 0 | 5000000
433-46F | 0 | 0 | 0 | 0 | 0% | 0% | 0% | 0 | 0 | 0 | 0 | 0 | 0 | 0 | 0 | 433 | 0 | 0 | 0 | 0 | 0 | 0 | 0 | 0 | 0 | 0 | 0 | 0 | 0 | 0 | 0 | 0 | 0 | 0 |  | 5018 | 433-46F | [40 empty] | 0 | 0 | 0 |  |  |  | 0 | 5000000
433-47F | 0 | 0 | 0 | 0 | 0% | 0% | 0% | 0 | 0 | 0 | 0 | 0 | 0 | 0 | 0 | 433 | 0 | 0 | 0 | 0 | 0 | 0 | 0 | 0 | 0 | 0 | 0 | 0 | 0 | 0 | 0 | 0 | 0 | 0 |  | 5019 | 433-47F | [40 empty] | 0 | 0 | 0 |  |  |  | 0 | 5000000
433-981 | 0 | 0 | 0 | 0 | 0% | 0% | 0% | 0 | 0 | 0 | 0 | 0 | 0 | 0 | 0 | 433 | 0 | 0 | 0 | 0 | 0 | 0 | 0 | 0 | 0 | 0 | 0 | 0 | 0 | 0 | 0 | 0 | 0 | 0 |  | 5020 | 433-981 | [40 empty] | 0 | 0 | 0 |  |  |  | 0 | 5000000
434-298 | 0 | 0 | 0 | 0 | 0% | 0% | 0% | 0 | 0 | 0 | 0 | 0 | 0 | 0 | 0 | 434 | 0 | 0 | 0 | 0 | 0 | 0 | 0 | 0 | 0 | 0 | 0 | 0 | 0 | 0 | 0 | 0 | 0 | 0 |  | 5021 | 434-298 | [40 empty] | 0 | 0 | 0 |  |  |  | 0 | 5000000
434-300AE | 0 | 0 | 0 | 0 | 0% | 0% | 0% | 0 | 0 | 0 | 0 | 0 | 0 | 0 | 0 | 434 | 0 | 0 | 0 | 0 | 0 | 0 | 0 | 0 | 0 | 0 | 0 | 0 | 0 | 0 | 0 | 0 | 0 | 0 |  | 5022 | 434-300AE | [40 empty] | 0 | 0 | 0 |  |  |  | 0 | 5000000
434-679 | 0 | 0 | 0 | 0 | 0% | 0% | 0% | 0 | 0 | 0 | 0 | 0 | 0 | 0 | 0 | 434 | 0 | 0 | 0 | 0 | 0 | 0 | 0 | 0 | 0 | 0 | 0 | 0 | 0 | 0 | 0 | 0 | 0 | 0 |  | 5023 | 434-679 | [40 empty] | 0 | 0 | 0 |  |  |  | 0 | 5000000
434-680F | 0 | 0 | 0 | 0 | 0% | 0% | 0% | 0 | 0 | 0 | 0 | 0 | 0 | 0 | 0 | 434 | 0 | 0 | 0 | 0 | 0 | 0 | 0 | 0 | 0 | 0 | 0 | 0 | 0 | 0 | 0 | 0 | 0 | 0 |  | 5024 | 434-680F | [40 empty] | 0 | 0 | 0 |  |  |  | 0 | 5000000
434-681F | 0 | 0 | 0 | 0 | 0% | 0% | 0% | 0 | 0 | 0 | 0 | 0 | 0 | 0 | 0 | 434 | 0 | 0 | 0 | 0 | 0 | 0 | 0 | 0 | 0 | 0 | 0 | 0 | 0 | 0 | 0 | 0 | 0 | 0 |  | 5025 | 434-681F | [40 empty] | 0 | 0 | 0 |  |  |  | 0 | 5000000
442-32R | 5048.7761 | 0 | 5048.7761 | 0 | 0% | 100% | 0% | 80.6547 | 169.1432 | 0.57186 | 63.2034 | 16.8794 | 1.1993 | 132.5456 | 35.3984 | 442 | 0.35311 | 0.35311 | 0.35311 | 14298.1802 | 35.7967 | 3956.3692 | 1056.6101 | 101.3766 | 11204.4739 | 2992.3296 | 14069.7654 | 99.7571 | 11025.4814 | 2944.5268 | 13819.165 | 97.9803 | 10829.1036 | 2892.0811 |  | 5026 | 442-32R | 5048.7761 | 4968.1214 | 4879.6329 | 0 | 0 | 0 | 5048.7761 | 4968.1214 | 4879.6329 | 0 | 35.7967 | 35.2249 | 34.5975 | 0 | 0 | 0 | 35.7967 | 35.2249 | 34.5975 | 0 | 1056.6101 | 1039.7307 | 1021.2118 | 0 | 0 | 0 | 1056.6101 | 1039.7307 | 1021.2118 | 0 | 3956.3692 | 3893.1658 | 3823.8236 | 0 | 0 | 0 | 3956.3692 | 3893.1658 | 3823.8236 | 0 | 0 | 0 | 0 | 0.35311 | 0.35311 | 0.35311 | 0 | 5000000
429-186F | 0 | 0 | 0 | 0 | 0% | 0% | 0% | 0 | 0 | 0 | 0 | 0 | 0 | 0 | 0 | 429 | 0 | 0 | 0 | 0 | 0 | 0 | 0 | 0 | 0 | 0 | 0 | 0 | 0 | 0 | 0 | 0 | 0 | 0 |  | 5027 | 429-186F | [40 empty] | 0 | 0 | 0 |  |  |  | 0 | 5000000
46-1 | 0 | 0 | 0 | 0 | 0% | 0% | 0% | 0 | 0 | 0 | 0 | 0 | 0 | 0 | 0 | 46 | 0 | 0 | 0 | 0 | 0 | 0 | 0 | 0 | 0 | 0 | 0 | 0 | 0 | 0 | 0 | 0 | 0 | 0 |  | 5028 | 46-1 | [40 empty] | 0 | 0 | 0 |  |  |  | 0 | 5000000
46-3F | 0 | 0 | 0 | 0 | 0% | 0% | 0% | 0 | 0 | 0 | 0 | 0 | 0 | 0 | 0 | 46 | 0 | 0 | 0 | 0 | 0 | 0 | 0 | 0 | 0 | 0 | 0 | 0 | 0 | 0 | 0 | 0 | 0 | 0 |  | 5029 | 46-3F | [40 empty] | 0 | 0 | 0 |  |  |  | 0 | 5000000
46-4F | 0 | 0 | 0 | 0 | 0% | 0% | 0% | 0 | 0 | 0 | 0 | 0 | 0 | 0 | 0 | 46 | 0 | 0 | 0 | 0 | 0 | 0 | 0 | 0 | 0 | 0 | 0 | 0 | 0 | 0 | 0 | 0 | 0 | 0 |  | 5030 | 46-4F | [40 empty] | 0 | 0 | 0 |  |  |  | 0 | 5000000
46-5 | 0 | 0 | 0 | 0 | 0% | 0% | 0% | 0 | 0 | 0 | 0 | 0 | 0 | 0 | 0 | 46 | 0 | 0 | 0 | 0 | 0 | 0 | 0 | 0 | 0 | 0 | 0 | 0 | 0 | 0 | 0 | 0 | 0 | 0 |  | 5031 | 46-5 | [40 empty] | 0 | 0 | 0 |  |  |  | 0 | 5000000
46-6F | 0 | 0 | 0 | 0 | 0% | 0% | 0% | 0 | 0 | 0 | 0 | 0 | 0 | 0 | 0 | 46 | 0 | 0 | 0 | 0 | 0 | 0 | 0 | 0 | 0 | 0 | 0 | 0 | 0 | 0 | 0 | 0 | 0 | 0 |  | 5032 | 46-6F | [40 empty] | 0 | 0 | 0 |  |  |  | 0 | 5000000
46-7F | 0 | 0 | 0 | 0 | 0% | 0% | 0% | 0 | 0 | 0 | 0 | 0 | 0 | 0 | 0 | 46 | 0 | 0 | 0 | 0 | 0 | 0 | 0 | 0 | 0 | 0 | 0 | 0 | 0 | 0 | 0 | 0 | 0 | 0 |  | 5033 | 46-7F | [40 empty] | 0 | 0 | 0 |  |  |  | 0 | 5000000
460-1165R | 0 | 0 | 0 | 0 | 0% | 0% | 0% | 0 | 0 | 0 | 0 | 0 | 0 | 0 | 0 | 460 | 0 | 0 | 0 | 0 | 0 | 0 | 0 | 0 | 0 | 0 | 0 | 0 | 0 | 0 | 0 | 0 | 0 | 0 |  | 5034 | 460-1165R | [40 empty] | 0 | 0 | 0 |  |  |  | 0 | 5000000
460-328F | 0 | 0 | 0 | 0 | 0% | 0% | 0% | 0 | 0 | 0 | 0 | 0 | 0 | 0 | 0 | 460 | 0 | 0 | 0 | 0 | 0 | 0 | 0 | 0 | 0 | 0 | 0 | 0 | 0 | 0 | 0 | 0 | 0 | 0 |  | 5035 | 460-328F | [40 empty] | 0 | 0 | 0 |  |  |  | 0 | 5000000
460-329F | 0 | 0 | 0 | 0 | 0% | 0% | 0% | 0 | 0 | 0 | 0 | 0 | 0 | 0 | 0 | 460 | 0 | 0 | 0 | 0 | 0 | 0 | 0 | 0 | 0 | 0 | 0 | 0 | 0 | 0 | 0 | 0 | 0 | 0 |  | 5036 | 460-329F | [40 empty] | 0 | 0 | 0 |  |  |  | 0 | 5000000
460-330 | 0 | 0 | 0 | 0 | 0% | 0% | 0% | 0 | 0 | 0 | 0 | 0 | 0 | 0 | 0 | 460 | 0 | 0 | 0 | 0 | 0 | 0 | 0 | 0 | 0 | 0 | 0 | 0 | 0 | 0 | 0 | 0 | 0 | 0 |  | 5037 | 460-330 | [40 empty] | 0 | 0 | 0 |  |  |  | 0 | 5000000
460-331F | 0 | 0 | 0 | 0 | 0% | 0% | 0% | 0 | 0 | 0 | 0 | 0 | 0 | 0 | 0 | 460 | 0 | 0 | 0 | 0 | 0 | 0 | 0 | 0 | 0 | 0 | 0 | 0 | 0 | 0 | 0 | 0 | 0 | 0 |  | 5038 | 460-331F | [40 empty] | 0 | 0 | 0 |  |  |  | 0 | 5000000
460-957 | 0 | 0 | 0 | 0 | 0% | 0% | 0% | 0 | 0 | 0 | 0 | 0 | 0 | 0 | 0 | 460 | 0 | 0 | 0 | 0 | 0 | 0 | 0 | 0 | 0 | 0 | 0 | 0 | 0 | 0 | 0 | 0 | 0 | 0 |  | 5039 | 460-957 | [40 empty] | 0 | 0 | 0 |  |  |  | 0 | 5000000
460-958AE | 0 | 0 | 0 | 0 | 0% | 0% | 0% | 0 | 0 | 0 | 0 | 0 | 0 | 0 | 0 | 460 | 0 | 0 | 0 | 0 | 0 | 0 | 0 | 0 | 0 | 0 | 0 | 0 | 0 | 0 | 0 | 0 | 0 | 0 |  | 5040 | 460-958AE | [40 empty] | 0 | 0 | 0 |  |  |  | 0 | 5000000
461-25 | 0 | 0 | 0 | 0 | 0% | 0% | 0% | 0 | 0 | 0 | 0 | 0 | 0 | 0 | 0 | 461 | 0 | 0 | 0 | 0 | 0 | 0 | 0 | 0 | 0 | 0 | 0 | 0 | 0 | 0 | 0 | 0 | 0 | 0 |  | 5041 | 461-25 | [40 empty] | 0 | 0 | 0 |  |  |  | 0 | 5000000
461-26F | 0 | 0 | 0 | 0 | 0% | 0% | 0% | 0 | 0 | 0 | 0 | 0 | 0 | 0 | 0 | 461 | 0 | 0 | 0 | 0 | 0 | 0 | 0 | 0 | 0 | 0 | 0 | 0 | 0 | 0 | 0 | 0 | 0 | 0 |  | 5042 | 461-26F | [40 empty] | 0 | 0 | 0 |  |  |  | 0 | 5000000
462-1023F | 0 | 0 | 0 | 0 | 0% | 0% | 0% | 0 | 0 | 0 | 0 | 0 | 0 | 0 | 0 | 462 | 0 | 0 | 0 | 0 | 0 | 0 | 0 | 0 | 0 | 0 | 0 | 0 | 0 | 0 | 0 | 0 | 0 | 0 |  | 5043 | 462-1023F | [40 empty] | 0 | 0 | 0 |  |  |  | 0 | 5000000
462-1024 | 0 | 0 | 0 | 0 | 0% | 0% | 0% | 0 | 0 | 0 | 0 | 0 | 0 | 0 | 0 | 462 | 0 | 0 | 0 | 0 | 0 | 0 | 0 | 0 | 0 | 0 | 0 | 0 | 0 | 0 | 0 | 0 | 0 | 0 |  | 5044 | 462-1024 | [40 empty] | 0 | 0 | 0 |  |  |  | 0 | 5000000
462-1025F | 0 | 0 | 0 | 0 | 0% | 0% | 0% | 0 | 0 | 0 | 0 | 0 | 0 | 0 | 0 | 462 | 0 | 0 | 0 | 0 | 0 | 0 | 0 | 0 | 0 | 0 | 0 | 0 | 0 | 0 | 0 | 0 | 0 | 0 |  | 5045 | 462-1025F | [40 empty] | 0 | 0 | 0 |  |  |  | 0 | 5000000
462-1036 | 0 | 0 | 0 | 0 | 0% | 0% | 0% | 0 | 0 | 0 | 0 | 0 | 0 | 0 | 0 | 462 | 0 | 0 | 0 | 0 | 0 | 0 | 0 | 0 | 0 | 0 | 0 | 0 | 0 | 0 | 0 | 0 | 0 | 0 |  | 5046 | 462-1036 | [40 empty] | 0 | 0 | 0 |  |  |  | 0 | 5000000
462-1520 | 0 | 0 | 0 | 0 | 0% | 0% | 0% | 0 | 0 | 0 | 0 | 0 | 0 | 0 | 0 | 462 | 0 | 0 | 0 | 0 | 0 | 0 | 0 | 0 | 0 | 0 | 0 | 0 | 0 | 0 | 0 | 0 | 0 | 0 |  | 5047 | 462-1520 | [40 empty] | 0 | 0 | 0 |  |  |  | 0 | 5000000
463-1135F | 0 | 0 | 0 | 0 | 0% | 0% | 0% | 0 | 0 | 0 | 0 | 0 | 0 | 0 | 0 | 463 | 0 | 0 | 0 | 0 | 0 | 0 | 0 | 0 | 0 | 0 | 0 | 0 | 0 | 0 | 0 | 0 | 0 | 0 |  | 5048 | 463-1135F | [40 empty] | 0 | 0 | 0 |  |  |  | 0 | 5000000
463-1138 | 0 | 0 | 0 | 0 | 0% | 0% | 0% | 0 | 0 | 0 | 0 | 0 | 0 | 0 | 0 | 463 | 0 | 0 | 0 | 0 | 0 | 0 | 0 | 0 | 0 | 0 | 0 | 0 | 0 | 0 | 0 | 0 | 0 | 0 |  | 5049 | 463-1138 | [40 empty] | 0 | 0 | 0 |  |  |  | 0 | 5000000
463-226 | 0 | 0 | 0 | 0 | 0% | 0% | 0% | 0 | 0 | 0 | 0 | 0 | 0 | 0 | 0 | 463 | 0 | 0 | 0 | 0 | 0 | 0 | 0 | 0 | 0 | 0 | 0 | 0 | 0 | 0 | 0 | 0 | 0 | 0 |  | 5050 | 463-226 | [40 empty] | 0 | 0 | 0 |  |  |  | 0 | 5000000
463-227F | 0 | 0 | 0 | 0 | 0% | 0% | 0% | 0 | 0 | 0 | 0 | 0 | 0 | 0 | 0 | 463 | 0 | 0 | 0 | 0 | 0 | 0 | 0 | 0 | 0 | 0 | 0 | 0 | 0 | 0 | 0 | 0 | 0 | 0 |  | 5051 | 463-227F | [40 empty] | 0 | 0 | 0 |  |  |  | 0 | 5000000
463-258 | 0 | 0 | 0 | 0 | 0% | 0% | 0% | 0 | 0 | 0 | 0 | 0 | 0 | 0 | 0 | 463 | 0 | 0 | 0 | 0 | 0 | 0 | 0 | 0 | 0 | 0 | 0 | 0 | 0 | 0 | 0 | 0 | 0 | 0 |  | 5052 | 463-258 | [40 empty] | 0 | 0 | 0 |  |  |  | 0 | 5000000
463-353 | 0 | 0 | 0 | 0 | 0% | 0% | 0% | 0 | 0 | 0 | 0 | 0 | 0 | 0 | 0 | 463 | 0 | 0 | 0 | 0 | 0 | 0 | 0 | 0 | 0 | 0 | 0 | 0 | 0 | 0 | 0 | 0 | 0 | 0 |  | 5053 | 463-353 | [40 empty] | 0 | 0 | 0 |  |  |  | 0 | 5000000
463-450 | 0 | 0 | 0 | 0 | 0% | 0% | 0% | 0 | 0 | 0 | 0 | 0 | 0 | 0 | 0 | 463 | 0 | 0 | 0 | 0 | 0 | 0 | 0 | 0 | 0 | 0 | 0 | 0 | 0 | 0 | 0 | 0 | 0 | 0 |  | 5054 | 463-450 | [40 empty] | 0 | 0 | 0 |  |  |  | 0 | 5000000
463-451 | 0 | 0 | 0 | 0 | 0% | 0% | 0% | 0 | 0 | 0 | 0 | 0 | 0 | 0 | 0 | 463 | 0 | 0 | 0 | 0 | 0 | 0 | 0 | 0 | 0 | 0 | 0 | 0 | 0 | 0 | 0 | 0 | 0 | 0 |  | 5055 | 463-451 | [40 empty] | 0 | 0 | 0 |  |  |  | 0 | 5000000
463-452 | 0 | 0 | 0 | 0 | 0% | 0% | 0% | 0 | 0 | 0 | 0 | 0 | 0 | 0 | 0 | 463 | 0 | 0 | 0 | 0 | 0 | 0 | 0 | 0 | 0 | 0 | 0 | 0 | 0 | 0 | 0 | 0 | 0 | 0 |  | 5056 | 463-452 | [40 empty] | 0 | 0 | 0 |  |  |  | 0 | 5000000
463-453 | 0 | 0 | 0 | 0 | 0% | 0% | 0% | 0 | 0 | 0 | 0 | 0 | 0 | 0 | 0 | 463 | 0 | 0 | 0 | 0 | 0 | 0 | 0 | 0 | 0 | 0 | 0 | 0 | 0 | 0 | 0 | 0 | 0 | 0 |  | 5057 | 463-453 | [40 empty] | 0 | 0 | 0 |  |  |  | 0 | 5000000
46-2 | 0 | 0 | 0 | 0 | 0% | 0% | 0% | 0 | 0 | 0 | 0 | 0 | 0 | 0 | 0 | 46 | 0 | 0 | 0 | 0 | 0 | 0 | 0 | 0 | 0 | 0 | 0 | 0 | 0 | 0 | 0 | 0 | 0 | 0 |  | 5058 | 46-2 | [40 empty] | 0 | 0 | 0 |  |  |  | 0 | 5000000
458-459F | 0 | 0 | 0 | 0 | 0% | 0% | 0% | 0 | 0 | 0 | 0 | 0 | 0 | 0 | 0 | 458 | 0 | 0 | 0 | 0 | 0 | 0 | 0 | 0 | 0 | 0 | 0 | 0 | 0 | 0 | 0 | 0 | 0 | 0 |  | 5059 | 458-459F | [40 empty] | 0 | 0 | 0 |  |  |  | 0 | 5000000
442-730 | 0 | 0 | 0 | 0 | 0% | 0% | 0% | 0 | 0 | 0 | 0 | 0 | 0 | 0 | 0 | 442 | 0 | 0 | 0 | 0 | 0 | 0 | 0 | 0 | 0 | 0 | 0 | 0 | 0 | 0 | 0 | 0 | 0 | 0 |  | 5060 | 442-730 | [40 empty] | 0 | 0 | 0 |  |  |  | 0 | 5000000
458-42 | 0 | 0 | 0 | 0 | 0% | 0% | 0% | 0 | 0 | 0 | 0 | 0 | 0 | 0 | 0 | 458 | 0 | 0 | 0 | 0 | 0 | 0 | 0 | 0 | 0 | 0 | 0 | 0 | 0 | 0 | 0 | 0 | 0 | 0 |  | 5061 | 458-42 | [40 empty] | 0 | 0 | 0 |  |  |  | 0 | 5000000
442-777 | 0 | 0 | 0 | 0 | 0% | 0% | 0% | 0 | 0 | 0 | 0 | 0 | 0 | 0 | 0 | 442 | 0 | 0 | 0 | 0 | 0 | 0 | 0 | 0 | 0 | 0 | 0 | 0 | 0 | 0 | 0 | 0 | 0 | 0 |  | 5062 | 442-777 | [40 empty] | 0 | 0 | 0 |  |  |  | 0 | 5000000
445-1314 | 0 | 0 | 0 | 0 | 0% | 0% | 0% | 0 | 0 | 0 | 0 | 0 | 0 | 0 | 0 | 445 | 0 | 0 | 0 | 0 | 0 | 0 | 0 | 0 | 0 | 0 | 0 | 0 | 0 | 0 | 0 | 0 | 0 | 0 |  | 5063 | 445-1314 | [40 empty] | 0 | 0 | 0 |  |  |  | 0 | 5000000
445-1316F | 0 | 0 | 0 | 0 | 0% | 0% | 0% | 0 | 0 | 0 | 0 | 0 | 0 | 0 | 0 | 445 | 0 | 0 | 0 | 0 | 0 | 0 | 0 | 0 | 0 | 0 | 0 | 0 | 0 | 0 | 0 | 0 | 0 | 0 |  | 5064 | 445-1316F | [40 empty] | 0 | 0 | 0 |  |  |  | 0 | 5000000
445-1317 | 0 | 0 | 0 | 0 | 0% | 0% | 0% | 0 | 0 | 0 | 0 | 0 | 0 | 0 | 0 | 445 | 0 | 0 | 0 | 0 | 0 | 0 | 0 | 0 | 0 | 0 | 0 | 0 | 0 | 0 | 0 | 0 | 0 | 0 |  | 5065 | 445-1317 | [40 empty] | 0 | 0 | 0 |  |  |  | 0 | 5000000
445-1318F | 0 | 0 | 0 | 0 | 0% | 0% | 0% | 0 | 0 | 0 | 0 | 0 | 0 | 0 | 0 | 445 | 0 | 0 | 0 | 0 | 0 | 0 | 0 | 0 | 0 | 0 | 0 | 0 | 0 | 0 | 0 | 0 | 0 | 0 |  | 5066 | 445-1318F | [40 empty] | 0 | 0 | 0 |  |  |  | 0 | 5000000
445-1320F | 0 | 0 | 0 | 0 | 0% | 0% | 0% | 0 | 0 | 0 | 0 | 0 | 0 | 0 | 0 | 445 | 0 | 0 | 0 | 0 | 0 | 0 | 0 | 0 | 0 | 0 | 0 | 0 | 0 | 0 | 0 | 0 | 0 | 0 |  | 5067 | 445-1320F | [40 empty] | 0 | 0 | 0 |  |  |  | 0 | 5000000
445-1322 | 0 | 0 | 0 | 0 | 0% | 0% | 0% | 0 | 0 | 0 | 0 | 0 | 0 | 0 | 0 | 445 | 0 | 0 | 0 | 0 | 0 | 0 | 0 | 0 | 0 | 0 | 0 | 0 | 0 | 0 | 0 | 0 | 0 | 0 |  | 5068 | 445-1322 | [40 empty] | 0 | 0 | 0 |  |  |  | 0 | 5000000
445-1324F | 0 | 0 | 0 | 0 | 0% | 0% | 0% | 0 | 0 | 0 | 0 | 0 | 0 | 0 | 0 | 445 | 0 | 0 | 0 | 0 | 0 | 0 | 0 | 0 | 0 | 0 | 0 | 0 | 0 | 0 | 0 | 0 | 0 | 0 |  | 5069 | 445-1324F | [40 empty] | 0 | 0 | 0 |  |  |  | 0 | 5000000
445-1375F | 0 | 0 | 0 | 0 | 0% | 0% | 0% | 0 | 0 | 0 | 0 | 0 | 0 | 0 | 0 | 445 | 0 | 0 | 0 | 0 | 0 | 0 | 0 | 0 | 0 | 0 | 0 | 0 | 0 | 0 | 0 | 0 | 0 | 0 |  | 5070 | 445-1375F | [40 empty] | 0 | 0 | 0 |  |  |  | 0 | 5000000
445-1376F | 0 | 0 | 0 | 0 | 0% | 0% | 0% | 0 | 0 | 0 | 0 | 0 | 0 | 0 | 0 | 445 | 0 | 0 | 0 | 0 | 0 | 0 | 0 | 0 | 0 | 0 | 0 | 0 | 0 | 0 | 0 | 0 | 0 | 0 |  | 5071 | 445-1376F | [40 empty] | 0 | 0 | 0 |  |  |  | 0 | 5000000
445-1377 | 0 | 0 | 0 | 0 | 0% | 0% | 0% | 0 | 0 | 0 | 0 | 0 | 0 | 0 | 0 | 445 | 0 | 0 | 0 | 0 | 0 | 0 | 0 | 0 | 0 | 0 | 0 | 0 | 0 | 0 | 0 | 0 | 0 | 0 |  | 5072 | 445-1377 | [40 empty] | 0 | 0 | 0 |  |  |  | 0 | 5000000
448-1195 | 0 | 0 | 0 | 0 | 0% | 0% | 0% | 0 | 0 | 0 | 0 | 0 | 0 | 0 | 0 | 448 | 0 | 0 | 0 | 0 | 0 | 0 | 0 | 0 | 0 | 0 | 0 | 0 | 0 | 0 | 0 | 0 | 0 | 0 |  | 5073 | 448-1195 | [40 empty] | 0 | 0 | 0 |  |  |  | 0 | 5000000
448-1198F | 0 | 0 | 0 | 0 | 0% | 0% | 0% | 0 | 0 | 0 | 0 | 0 | 0 | 0 | 0 | 448 | 0 | 0 | 0 | 0 | 0 | 0 | 0 | 0 | 0 | 0 | 0 | 0 | 0 | 0 | 0 | 0 | 0 | 0 |  | 5074 | 448-1198F | [40 empty] | 0 | 0 | 0 |  |  |  | 0 | 5000000
448-1204 | 0 | 0 | 0 | 0 | 0% | 0% | 0% | 0 | 0 | 0 | 0 | 0 | 0 | 0 | 0 | 448 | 0 | 0 | 0 | 0 | 0 | 0 | 0 | 0 | 0 | 0 | 0 | 0 | 0 | 0 | 0 | 0 | 0 | 0 |  | 5075 | 448-1204 | [40 empty] | 0 | 0 | 0 |  |  |  | 0 | 5000000
450-112 | 0 | 0 | 0 | 0 | 0% | 0% | 0% | 0 | 0 | 0 | 0 | 0 | 0 | 0 | 0 | 450 | 0 | 0 | 0 | 0 | 0 | 0 | 0 | 0 | 0 | 0 | 0 | 0 | 0 | 0 | 0 | 0 | 0 | 0 |  | 5076 | 450-112 | [40 empty] | 0 | 0 | 0 |  |  |  | 0 | 5000000
450-1852 | 0 | 0 | 0 | 0 | 0% | 0% | 0% | 0 | 0 | 0 | 0 | 0 | 0 | 0 | 0 | 450 | 0 | 0 | 0 | 0 | 0 | 0 | 0 | 0 | 0 | 0 | 0 | 0 | 0 | 0 | 0 | 0 | 0 | 0 |  | 5077 | 450-1852 | [40 empty] | 0 | 0 | 0 |  |  |  | 0 | 5000000
451-40 | 0 | 0 | 0 | 0 | 0% | 0% | 0% | 0 | 0 | 0 | 0 | 0 | 0 | 0 | 0 | 451 | 0 | 0 | 0 | 0 | 0 | 0 | 0 | 0 | 0 | 0 | 0 | 0 | 0 | 0 | 0 | 0 | 0 | 0 |  | 5078 | 451-40 | [40 empty] | 0 | 0 | 0 |  |  |  | 0 | 5000000
452-1379R | 0 | 0 | 0 | 0 | 0% | 0% | 0% | 0 | 0 | 0 | 0 | 0 | 0 | 0 | 0 | 452 | 0 | 0 | 0 | 0 | 0 | 0 | 0 | 0 | 0 | 0 | 0 | 0 | 0 | 0 | 0 | 0 | 0 | 0 |  | 5079 | 452-1379R | [40 empty] | 0 | 0 | 0 |  |  |  | 0 | 5000000
452-36 | 0 | 0 | 0 | 0 | 0% | 0% | 0% | 0 | 0 | 0 | 0 | 0 | 0 | 0 | 0 | 452 | 0 | 0 | 0 | 0 | 0 | 0 | 0 | 0 | 0 | 0 | 0 | 0 | 0 | 0 | 0 | 0 | 0 | 0 |  | 5080 | 452-36 | [40 empty] | 0 | 0 | 0 |  |  |  | 0 | 5000000
452-719 | 0 | 0 | 0 | 0 | 0% | 0% | 0% | 0 | 0 | 0 | 0 | 0 | 0 | 0 | 0 | 452 | 0 | 0 | 0 | 0 | 0 | 0 | 0 | 0 | 0 | 0 | 0 | 0 | 0 | 0 | 0 | 0 | 0 | 0 |  | 5081 | 452-719 | [40 empty] | 0 | 0 | 0 |  |  |  | 0 | 5000000
454-50 | 0 | 0 | 0 | 0 | 0% | 0% | 0% | 0 | 0 | 0 | 0 | 0 | 0 | 0 | 0 | 454 | 0 | 0 | 0 | 0 | 0 | 0 | 0 | 0 | 0 | 0 | 0 | 0 | 0 | 0 | 0 | 0 | 0 | 0 |  | 5082 | 454-50 | [40 empty] | 0 | 0 | 0 |  |  |  | 0 | 5000000
458-32F | 0 | 0 | 0 | 0 | 0% | 0% | 0% | 0 | 0 | 0 | 0 | 0 | 0 | 0 | 0 | 458 | 0 | 0 | 0 | 0 | 0 | 0 | 0 | 0 | 0 | 0 | 0 | 0 | 0 | 0 | 0 | 0 | 0 | 0 |  | 5083 | 458-32F | [40 empty] | 0 | 0 | 0 |  |  |  | 0 | 5000000
458-34 | 0 | 0 | 0 | 0 | 0% | 0% | 0% | 0 | 0 | 0 | 0 | 0 | 0 | 0 | 0 | 458 | 0 | 0 | 0 | 0 | 0 | 0 | 0 | 0 | 0 | 0 | 0 | 0 | 0 | 0 | 0 | 0 | 0 | 0 |  | 5084 | 458-34 | [40 empty] | 0 | 0 | 0 |  |  |  | 0 | 5000000
458-35F | 0 | 0 | 0 | 0 | 0% | 0% | 0% | 0 | 0 | 0 | 0 | 0 | 0 | 0 | 0 | 458 | 0 | 0 | 0 | 0 | 0 | 0 | 0 | 0 | 0 | 0 | 0 | 0 | 0 | 0 | 0 | 0 | 0 | 0 |  | 5085 | 458-35F | [40 empty] | 0 | 0 | 0 |  |  |  | 0 | 5000000
429-90 | 0 | 0 | 0 | 0 | 0% | 0% | 0% | 0 | 0 | 0 | 0 | 0 | 0 | 0 | 0 | 429 | 0 | 0 | 0 | 0 | 0 | 0 | 0 | 0 | 0 | 0 | 0 | 0 | 0 | 0 | 0 | 0 | 0 | 0 |  | 5086 | 429-90 | [40 empty] | 0 | 0 | 0 |  |  |  | 0 | 5000000
429-186 | 0 | 0 | 0 | 0 | 0% | 0% | 0% | 0 | 0 | 0 | 0 | 0 | 0 | 0 | 0 | 429 | 0 | 0 | 0 | 0 | 0 | 0 | 0 | 0 | 0 | 0 | 0 | 0 | 0 | 0 | 0 | 0 | 0 | 0 |  | 5087 | 429-186 | [40 empty] | 0 | 0 | 0 |  |  |  | 0 | 5000000
40-1030F | 0 | 0 | 0 | 0 | 0% | 0% | 0% | 0 | 0 | 0 | 0 | 0 | 0 | 0 | 0 | 40 | 0 | 0 | 0 | 0 | 0 | 0 | 0 | 0 | 0 | 0 | 0 | 0 | 0 | 0 | 0 | 0 | 0 | 0 |  | 5088 | 40-1030F | [40 empty] | 0 | 0 | 0 |  |  |  | 0 | 5000000
423-35F | 0 | 0 | 0 | 0 | 0% | 0% | 0% | 0 | 0 | 0 | 0 | 0 | 0 | 0 | 0 | 423 | 0 | 0 | 0 | 0 | 0 | 0 | 0 | 0 | 0 | 0 | 0 | 0 | 0 | 0 | 0 | 0 | 0 | 0 |  | 5089 | 423-35F | [40 empty] | 0 | 0 | 0 |  |  |  | 0 | 5000000
424-31 | 0 | 0 | 0 | 0 | 0% | 0% | 0% | 0 | 0 | 0 | 0 | 0 | 0 | 0 | 0 | 424 | 0 | 0 | 0 | 0 | 0 | 0 | 0 | 0 | 0 | 0 | 0 | 0 | 0 | 0 | 0 | 0 | 0 | 0 |  | 5090 | 424-31 | [40 empty] | 0 | 0 | 0 |  |  |  | 0 | 5000000
424-32 | 0 | 0 | 0 | 0 | 0% | 0% | 0% | 0 | 0 | 0 | 0 | 0 | 0 | 0 | 0 | 424 | 0 | 0 | 0 | 0 | 0 | 0 | 0 | 0 | 0 | 0 | 0 | 0 | 0 | 0 | 0 | 0 | 0 | 0 |  | 5091 | 424-32 | [40 empty] | 0 | 0 | 0 |  |  |  | 0 | 5000000
424-32F | 0 | 0 | 0 | 0 | 0% | 0% | 0% | 0 | 0 | 0 | 0 | 0 | 0 | 0 | 0 | 424 | 0 | 0 | 0 | 0 | 0 | 0 | 0 | 0 | 0 | 0 | 0 | 0 | 0 | 0 | 0 | 0 | 0 | 0 |  | 5092 | 424-32F | [40 empty] | 0 | 0 | 0 |  |  |  | 0 | 5000000
424-33 | 0 | 0 | 0 | 0 | 0% | 0% | 0% | 0 | 0 | 0 | 0 | 0 | 0 | 0 | 0 | 424 | 0 | 0 | 0 | 0 | 0 | 0 | 0 | 0 | 0 | 0 | 0 | 0 | 0 | 0 | 0 | 0 | 0 | 0 |  | 5093 | 424-33 | [40 empty] | 0 | 0 | 0 |  |  |  | 0 | 5000000
424-33F | 0 | 0 | 0 | 0 | 0% | 0% | 0% | 0 | 0 | 0 | 0 | 0 | 0 | 0 | 0 | 424 | 0 | 0 | 0 | 0 | 0 | 0 | 0 | 0 | 0 | 0 | 0 | 0 | 0 | 0 | 0 | 0 | 0 | 0 |  | 5094 | 424-33F | [40 empty] | 0 | 0 | 0 |  |  |  | 0 | 5000000
424-34 | 0 | 0 | 0 | 0 | 0% | 0% | 0% | 0 | 0 | 0 | 0 | 0 | 0 | 0 | 0 | 424 | 0 | 0 | 0 | 0 | 0 | 0 | 0 | 0 | 0 | 0 | 0 | 0 | 0 | 0 | 0 | 0 | 0 | 0 |  | 5095 | 424-34 | [40 empty] | 0 | 0 | 0 |  |  |  | 0 | 5000000
424-34F | 0 | 0 | 0 | 0 | 0% | 0% | 0% | 0 | 0 | 0 | 0 | 0 | 0 | 0 | 0 | 424 | 0 | 0 | 0 | 0 | 0 | 0 | 0 | 0 | 0 | 0 | 0 | 0 | 0 | 0 | 0 | 0 | 0 | 0 |  | 5096 | 424-34F | [40 empty] | 0 | 0 | 0 |  |  |  | 0 | 5000000
424-74F | 0 | 0 | 0 | 0 | 0% | 0% | 0% | 0 | 0 | 0 | 0 | 0 | 0 | 0 | 0 | 424 | 0 | 0 | 0 | 0 | 0 | 0 | 0 | 0 | 0 | 0 | 0 | 0 | 0 | 0 | 0 | 0 | 0 | 0 |  | 5097 | 424-74F | [40 empty] | 0 | 0 | 0 |  |  |  | 0 | 5000000
424-75F | 0 | 0 | 0 | 0 | 0% | 0% | 0% | 0 | 0 | 0 | 0 | 0 | 0 | 0 | 0 | 424 | 0 | 0 | 0 | 0 | 0 | 0 | 0 | 0 | 0 | 0 | 0 | 0 | 0 | 0 | 0 | 0 | 0 | 0 |  | 5098 | 424-75F | [40 empty] | 0 | 0 | 0 |  |  |  | 0 | 5000000
424-76 | 0 | 0 | 0 | 0 | 0% | 0% | 0% | 0 | 0 | 0 | 0 | 0 | 0 | 0 | 0 | 424 | 0 | 0 | 0 | 0 | 0 | 0 | 0 | 0 | 0 | 0 | 0 | 0 | 0 | 0 | 0 | 0 | 0 | 0 |  | 5099 | 424-76 | [40 empty] | 0 | 0 | 0 |  |  |  | 0 | 5000000
424-77F | 0 | 0 | 0 | 0 | 0% | 0% | 0% | 0 | 0 | 0 | 0 | 0 | 0 | 0 | 0 | 424 | 0 | 0 | 0 | 0 | 0 | 0 | 0 | 0 | 0 | 0 | 0 | 0 | 0 | 0 | 0 | 0 | 0 | 0 |  | 5100 | 424-77F | [40 empty] | 0 | 0 | 0 |  |  |  | 0 | 5000000
425-283 | 0 | 0 | 0 | 0 | 0% | 0% | 0% | 0 | 0 | 0 | 0 | 0 | 0 | 0 | 0 | 425 | 0 | 0 | 0 | 0 | 0 | 0 | 0 | 0 | 0 | 0 | 0 | 0 | 0 | 0 | 0 | 0 | 0 | 0 |  | 5101 | 425-283 | [40 empty] | 0 | 0 | 0 |  |  |  | 0 | 5000000
425-284F | 0 | 0 | 0 | 0 | 0% | 0% | 0% | 0 | 0 | 0 | 0 | 0 | 0 | 0 | 0 | 425 | 0 | 0 | 0 | 0 | 0 | 0 | 0 | 0 | 0 | 0 | 0 | 0 | 0 | 0 | 0 | 0 | 0 | 0 |  | 5102 | 425-284F | [40 empty] | 0 | 0 | 0 |  |  |  | 0 | 5000000
425-45 | 0 | 0 | 0 | 0 | 0% | 0% | 0% | 0 | 0 | 0 | 0 | 0 | 0 | 0 | 0 | 425 | 0 | 0 | 0 | 0 | 0 | 0 | 0 | 0 | 0 | 0 | 0 | 0 | 0 | 0 | 0 | 0 | 0 | 0 |  | 5103 | 425-45 | [40 empty] | 0 | 0 | 0 |  |  |  | 0 | 5000000
425-46F | 0 | 0 | 0 | 0 | 0% | 0% | 0% | 0 | 0 | 0 | 0 | 0 | 0 | 0 | 0 | 425 | 0 | 0 | 0 | 0 | 0 | 0 | 0 | 0 | 0 | 0 | 0 | 0 | 0 | 0 | 0 | 0 | 0 | 0 |  | 5104 | 425-46F | [40 empty] | 0 | 0 | 0 |  |  |  | 0 | 5000000
425-47F | 0 | 0 | 0 | 0 | 0% | 0% | 0% | 0 | 0 | 0 | 0 | 0 | 0 | 0 | 0 | 425 | 0 | 0 | 0 | 0 | 0 | 0 | 0 | 0 | 0 | 0 | 0 | 0 | 0 | 0 | 0 | 0 | 0 | 0 |  | 5105 | 425-47F | [40 empty] | 0 | 0 | 0 |  |  |  | 0 | 5000000
425-48F | 0 | 0 | 0 | 0 | 0% | 0% | 0% | 0 | 0 | 0 | 0 | 0 | 0 | 0 | 0 | 425 | 0 | 0 | 0 | 0 | 0 | 0 | 0 | 0 | 0 | 0 | 0 | 0 | 0 | 0 | 0 | 0 | 0 | 0 |  | 5106 | 425-48F | [40 empty] | 0 | 0 | 0 |  |  |  | 0 | 5000000
427-101AE | 0 | 0 | 0 | 0 | 0% | 0% | 0% | 0 | 0 | 0 | 0 | 0 | 0 | 0 | 0 | 427 | 0 | 0 | 0 | 0 | 0 | 0 | 0 | 0 | 0 | 0 | 0 | 0 | 0 | 0 | 0 | 0 | 0 | 0 |  | 5107 | 427-101AE | [40 empty] | 0 | 0 | 0 |  |  |  | 0 | 5000000
427-102 | 0 | 0 | 0 | 0 | 0% | 0% | 0% | 0 | 0 | 0 | 0 | 0 | 0 | 0 | 0 | 427 | 0 | 0 | 0 | 0 | 0 | 0 | 0 | 0 | 0 | 0 | 0 | 0 | 0 | 0 | 0 | 0 | 0 | 0 |  | 5108 | 427-102 | [40 empty] | 0 | 0 | 0 |  |  |  | 0 | 5000000
427-103 | 0 | 0 | 0 | 0 | 0% | 0% | 0% | 0 | 0 | 0 | 0 | 0 | 0 | 0 | 0 | 427 | 0 | 0 | 0 | 0 | 0 | 0 | 0 | 0 | 0 | 0 | 0 | 0 | 0 | 0 | 0 | 0 | 0 | 0 |  | 5109 | 427-103 | [40 empty] | 0 | 0 | 0 |  |  |  | 0 | 5000000
427-126 | 0 | 0 | 0 | 0 | 0% | 0% | 0% | 0 | 0 | 0 | 0 | 0 | 0 | 0 | 0 | 427 | 0 | 0 | 0 | 0 | 0 | 0 | 0 | 0 | 0 | 0 | 0 | 0 | 0 | 0 | 0 | 0 | 0 | 0 |  | 5110 | 427-126 | [40 empty] | 0 | 0 | 0 |  |  |  | 0 | 5000000
427-126F | 0 | 0 | 0 | 0 | 0% | 0% | 0% | 0 | 0 | 0 | 0 | 0 | 0 | 0 | 0 | 427 | 0 | 0 | 0 | 0 | 0 | 0 | 0 | 0 | 0 | 0 | 0 | 0 | 0 | 0 | 0 | 0 | 0 | 0 |  | 5111 | 427-126F | [40 empty] | 0 | 0 | 0 |  |  |  | 0 | 5000000
427-127 | 0 | 0 | 0 | 0 | 0% | 0% | 0% | 0 | 0 | 0 | 0 | 0 | 0 | 0 | 0 | 427 | 0 | 0 | 0 | 0 | 0 | 0 | 0 | 0 | 0 | 0 | 0 | 0 | 0 | 0 | 0 | 0 | 0 | 0 |  | 5112 | 427-127 | [40 empty] | 0 | 0 | 0 |  |  |  | 0 | 5000000
427-127F | 0 | 0 | 0 | 0 | 0% | 0% | 0% | 0 | 0 | 0 | 0 | 0 | 0 | 0 | 0 | 427 | 0 | 0 | 0 | 0 | 0 | 0 | 0 | 0 | 0 | 0 | 0 | 0 | 0 | 0 | 0 | 0 | 0 | 0 |  | 5113 | 427-127F | [40 empty] | 0 | 0 | 0 |  |  |  | 0 | 5000000
427-137 | 0 | 0 | 0 | 0 | 0% | 0% | 0% | 0 | 0 | 0 | 0 | 0 | 0 | 0 | 0 | 427 | 0 | 0 | 0 | 0 | 0 | 0 | 0 | 0 | 0 | 0 | 0 | 0 | 0 | 0 | 0 | 0 | 0 | 0 |  | 5114 | 427-137 | [40 empty] | 0 | 0 | 0 |  |  |  | 0 | 5000000
427-138 | 0 | 0 | 0 | 0 | 0% | 0% | 0% | 0 | 0 | 0 | 0 | 0 | 0 | 0 | 0 | 427 | 0 | 0 | 0 | 0 | 0 | 0 | 0 | 0 | 0 | 0 | 0 | 0 | 0 | 0 | 0 | 0 | 0 | 0 |  | 5115 | 427-138 | [40 empty] | 0 | 0 | 0 |  |  |  | 0 | 5000000
427-140 | 0 | 0 | 0 | 0 | 0% | 0% | 0% | 0 | 0 | 0 | 0 | 0 | 0 | 0 | 0 | 427 | 0 | 0 | 0 | 0 | 0 | 0 | 0 | 0 | 0 | 0 | 0 | 0 | 0 | 0 | 0 | 0 | 0 | 0 |  | 5116 | 427-140 | [40 empty] | 0 | 0 | 0 |  |  |  | 0 | 5000000
427-140F | 0 | 0 | 0 | 0 | 0% | 0% | 0% | 0 | 0 | 0 | 0 | 0 | 0 | 0 | 0 | 427 | 0 | 0 | 0 | 0 | 0 | 0 | 0 | 0 | 0 | 0 | 0 | 0 | 0 | 0 | 0 | 0 | 0 | 0 |  | 5117 | 427-140F | [40 empty] | 0 | 0 | 0 |  |  |  | 0 | 5000000
427-141 | 0 | 0 | 0 | 0 | 0% | 0% | 0% | 0 | 0 | 0 | 0 | 0 | 0 | 0 | 0 | 427 | 0 | 0 | 0 | 0 | 0 | 0 | 0 | 0 | 0 | 0 | 0 | 0 | 0 | 0 | 0 | 0 | 0 | 0 |  | 5118 | 427-141 | [40 empty] | 0 | 0 | 0 |  |  |  | 0 | 5000000
424-271 | 0 | 0 | 0 | 0 | 0% | 0% | 0% | 0 | 0 | 0 | 0 | 0 | 0 | 0 | 0 | 424 | 0 | 0 | 0 | 0 | 0 | 0 | 0 | 0 | 0 | 0 | 0 | 0 | 0 | 0 | 0 | 0 | 0 | 0 |  | 5119 | 424-271 | [40 empty] | 0 | 0 | 0 |  |  |  | 0 | 5000000
423-34F | 0 | 0 | 0 | 0 | 0% | 0% | 0% | 0 | 0 | 0 | 0 | 0 | 0 | 0 | 0 | 423 | 0 | 0 | 0 | 0 | 0 | 0 | 0 | 0 | 0 | 0 | 0 | 0 | 0 | 0 | 0 | 0 | 0 | 0 |  | 5120 | 423-34F | [40 empty] | 0 | 0 | 0 |  |  |  | 0 | 5000000
427-142 | 0 | 0 | 0 | 0 | 0% | 0% | 0% | 0 | 0 | 0 | 0 | 0 | 0 | 0 | 0 | 427 | 0 | 0 | 0 | 0 | 0 | 0 | 0 | 0 | 0 | 0 | 0 | 0 | 0 | 0 | 0 | 0 | 0 | 0 |  | 5121 | 427-142 | [40 empty] | 0 | 0 | 0 |  |  |  | 0 | 5000000
423-33F | 0 | 0 | 0 | 0 | 0% | 0% | 0% | 0 | 0 | 0 | 0 | 0 | 0 | 0 | 0 | 423 | 0 | 0 | 0 | 0 | 0 | 0 | 0 | 0 | 0 | 0 | 0 | 0 | 0 | 0 | 0 | 0 | 0 | 0 |  | 5122 | 423-33F | [40 empty] | 0 | 0 | 0 |  |  |  | 0 | 5000000
40-1031F | 0 | 0 | 0 | 0 | 0% | 0% | 0% | 0 | 0 | 0 | 0 | 0 | 0 | 0 | 0 | 40 | 0 | 0 | 0 | 0 | 0 | 0 | 0 | 0 | 0 | 0 | 0 | 0 | 0 | 0 | 0 | 0 | 0 | 0 |  | 5123 | 40-1031F | [40 empty] | 0 | 0 | 0 |  |  |  | 0 | 5000000
401-692R | 1034.4497 | 0 | 1034.4497 | 0 | 0% | 100% | 0% | 124.9459 | 258.8592 | 0.95232 | 105.2538 | 18.7398 | 1.973 | 218.0617 | 38.8245 | 401 | 0.030154 | 0.030154 | 0.030154 | 34306.0087 | 7.8845 | 871.4152 | 155.15 | 261.4764 | 28899.2092 | 5145.3231 | 30162.3619 | 229.894 | 25408.622 | 4523.846 | 25721.3214 | 196.0449 | 21667.5117 | 3857.7647 |  | 5124 | 401-692R | 1034.4497 | 909.5038 | 775.5904 | 0 | 0 | 0 | 1034.4497 | 909.5038 | 775.5904 | 0 | 7.8845 | 6.9321 | 5.9115 | 0 | 0 | 0 | 7.8845 | 6.9321 | 5.9115 | 0 | 155.15 | 136.4102 | 116.3255 | 0 | 0 | 0 | 155.15 | 136.4102 | 116.3255 | 0 | 871.4152 | 766.1614 | 653.3535 | 0 | 0 | 0 | 871.4152 | 766.1614 | 653.3535 | 0 | 0 | 0 | 0 | 0.030154 | 0.030154 | 0.030154 | 0 | 5000000
402-25 | 0 | 0 | 0 | 0 | 0% | 0% | 0% | 0 | 0 | 0 | 0 | 0 | 0 | 0 | 0 | 402 | 0 | 0 | 0 | 0 | 0 | 0 | 0 | 0 | 0 | 0 | 0 | 0 | 0 | 0 | 0 | 0 | 0 | 0 |  | 5125 | 402-25 | [40 empty] | 0 | 0 | 0 |  |  |  | 0 | 5000000
402-26 | 0 | 0 | 0 | 0 | 0% | 0% | 0% | 0 | 0 | 0 | 0 | 0 | 0 | 0 | 0 | 402 | 0 | 0 | 0 | 0 | 0 | 0 | 0 | 0 | 0 | 0 | 0 | 0 | 0 | 0 | 0 | 0 | 0 | 0 |  | 5126 | 402-26 | [40 empty] | 0 | 0 | 0 |  |  |  | 0 | 5000000
402-27 | 0 | 0 | 0 | 0 | 0% | 0% | 0% | 0 | 0 | 0 | 0 | 0 | 0 | 0 | 0 | 402 | 0 | 0 | 0 | 0 | 0 | 0 | 0 | 0 | 0 | 0 | 0 | 0 | 0 | 0 | 0 | 0 | 0 | 0 |  | 5127 | 402-27 | [40 empty] | 0 | 0 | 0 |  |  |  | 0 | 5000000
402-28 | 0 | 0 | 0 | 0 | 0% | 0% | 0% | 0 | 0 | 0 | 0 | 0 | 0 | 0 | 0 | 402 | 0 | 0 | 0 | 0 | 0 | 0 | 0 | 0 | 0 | 0 | 0 | 0 | 0 | 0 | 0 | 0 | 0 | 0 |  | 5128 | 402-28 | [40 empty] | 0 | 0 | 0 |  |  |  | 0 | 5000000
402-817 | 0 | 0 | 0 | 0 | 0% | 0% | 0% | 0 | 0 | 0 | 0 | 0 | 0 | 0 | 0 | 402 | 0 | 0 | 0 | 0 | 0 | 0 | 0 | 0 | 0 | 0 | 0 | 0 | 0 | 0 | 0 | 0 | 0 | 0 |  | 5129 | 402-817 | [40 empty] | 0 | 0 | 0 |  |  |  | 0 | 5000000
402-818F | 0 | 0 | 0 | 0 | 0% | 0% | 0% | 0 | 0 | 0 | 0 | 0 | 0 | 0 | 0 | 402 | 0 | 0 | 0 | 0 | 0 | 0 | 0 | 0 | 0 | 0 | 0 | 0 | 0 | 0 | 0 | 0 | 0 | 0 |  | 5130 | 402-818F | [40 empty] | 0 | 0 | 0 |  |  |  | 0 | 5000000
403-10F | 0 | 0 | 0 | 0 | 0% | 0% | 0% | 0 | 0 | 0 | 0 | 0 | 0 | 0 | 0 | 403 | 0 | 0 | 0 | 0 | 0 | 0 | 0 | 0 | 0 | 0 | 0 | 0 | 0 | 0 | 0 | 0 | 0 | 0 |  | 5131 | 403-10F | [40 empty] | 0 | 0 | 0 |  |  |  | 0 | 5000000
403-12 | 0 | 0 | 0 | 0 | 0% | 0% | 0% | 0 | 0 | 0 | 0 | 0 | 0 | 0 | 0 | 403 | 0 | 0 | 0 | 0 | 0 | 0 | 0 | 0 | 0 | 0 | 0 | 0 | 0 | 0 | 0 | 0 | 0 | 0 |  | 5132 | 403-12 | [40 empty] | 0 | 0 | 0 |  |  |  | 0 | 5000000
403-13F | 0 | 0 | 0 | 0 | 0% | 0% | 0% | 0 | 0 | 0 | 0 | 0 | 0 | 0 | 0 | 403 | 0 | 0 | 0 | 0 | 0 | 0 | 0 | 0 | 0 | 0 | 0 | 0 | 0 | 0 | 0 | 0 | 0 | 0 |  | 5133 | 403-13F | [40 empty] | 0 | 0 | 0 |  |  |  | 0 | 5000000
403-8 | 0 | 0 | 0 | 0 | 0% | 0% | 0% | 0 | 0 | 0 | 0 | 0 | 0 | 0 | 0 | 403 | 0 | 0 | 0 | 0 | 0 | 0 | 0 | 0 | 0 | 0 | 0 | 0 | 0 | 0 | 0 | 0 | 0 | 0 |  | 5134 | 403-8 | [40 empty] | 0 | 0 | 0 |  |  |  | 0 | 5000000
404-36AE | 0 | 0 | 0 | 0 | 0% | 0% | 0% | 0 | 0 | 0 | 0 | 0 | 0 | 0 | 0 | 404 | 0 | 0 | 0 | 0 | 0 | 0 | 0 | 0 | 0 | 0 | 0 | 0 | 0 | 0 | 0 | 0 | 0 | 0 |  | 5135 | 404-36AE | [40 empty] | 0 | 0 | 0 |  |  |  | 0 | 5000000
404-7 | 0 | 0 | 0 | 0 | 0% | 0% | 0% | 0 | 0 | 0 | 0 | 0 | 0 | 0 | 0 | 404 | 0 | 0 | 0 | 0 | 0 | 0 | 0 | 0 | 0 | 0 | 0 | 0 | 0 | 0 | 0 | 0 | 0 | 0 |  | 5136 | 404-7 | [40 empty] | 0 | 0 | 0 |  |  |  | 0 | 5000000
405-144F | 0 | 0 | 0 | 0 | 0% | 0% | 0% | 0 | 0 | 0 | 0 | 0 | 0 | 0 | 0 | 405 | 0 | 0 | 0 | 0 | 0 | 0 | 0 | 0 | 0 | 0 | 0 | 0 | 0 | 0 | 0 | 0 | 0 | 0 |  | 5137 | 405-144F | [40 empty] | 0 | 0 | 0 |  |  |  | 0 | 5000000
405-157 | 0 | 0 | 0 | 0 | 0% | 0% | 0% | 0 | 0 | 0 | 0 | 0 | 0 | 0 | 0 | 405 | 0 | 0 | 0 | 0 | 0 | 0 | 0 | 0 | 0 | 0 | 0 | 0 | 0 | 0 | 0 | 0 | 0 | 0 |  | 5138 | 405-157 | [40 empty] | 0 | 0 | 0 |  |  |  | 0 | 5000000
405-158F | 0 | 0 | 0 | 0 | 0% | 0% | 0% | 0 | 0 | 0 | 0 | 0 | 0 | 0 | 0 | 405 | 0 | 0 | 0 | 0 | 0 | 0 | 0 | 0 | 0 | 0 | 0 | 0 | 0 | 0 | 0 | 0 | 0 | 0 |  | 5139 | 405-158F | [40 empty] | 0 | 0 | 0 |  |  |  | 0 | 5000000
405-159F | 0 | 0 | 0 | 0 | 0% | 0% | 0% | 0 | 0 | 0 | 0 | 0 | 0 | 0 | 0 | 405 | 0 | 0 | 0 | 0 | 0 | 0 | 0 | 0 | 0 | 0 | 0 | 0 | 0 | 0 | 0 | 0 | 0 | 0 |  | 5140 | 405-159F | [40 empty] | 0 | 0 | 0 |  |  |  | 0 | 5000000
405-160F | 0 | 0 | 0 | 0 | 0% | 0% | 0% | 0 | 0 | 0 | 0 | 0 | 0 | 0 | 0 | 405 | 0 | 0 | 0 | 0 | 0 | 0 | 0 | 0 | 0 | 0 | 0 | 0 | 0 | 0 | 0 | 0 | 0 | 0 |  | 5141 | 405-160F | [40 empty] | 0 | 0 | 0 |  |  |  | 0 | 5000000
405-24F | 0 | 0 | 0 | 0 | 0% | 0% | 0% | 0 | 0 | 0 | 0 | 0 | 0 | 0 | 0 | 405 | 0 | 0 | 0 | 0 | 0 | 0 | 0 | 0 | 0 | 0 | 0 | 0 | 0 | 0 | 0 | 0 | 0 | 0 |  | 5142 | 405-24F | [40 empty] | 0 | 0 | 0 |  |  |  | 0 | 5000000
405-25 | 0 | 0 | 0 | 0 | 0% | 0% | 0% | 0 | 0 | 0 | 0 | 0 | 0 | 0 | 0 | 405 | 0 | 0 | 0 | 0 | 0 | 0 | 0 | 0 | 0 | 0 | 0 | 0 | 0 | 0 | 0 | 0 | 0 | 0 |  | 5143 | 405-25 | [40 empty] | 0 | 0 | 0 |  |  |  | 0 | 5000000
406-34 | 0 | 0 | 0 | 0 | 0% | 0% | 0% | 0 | 0 | 0 | 0 | 0 | 0 | 0 | 0 | 406 | 0 | 0 | 0 | 0 | 0 | 0 | 0 | 0 | 0 | 0 | 0 | 0 | 0 | 0 | 0 | 0 | 0 | 0 |  | 5144 | 406-34 | [40 empty] | 0 | 0 | 0 |  |  |  | 0 | 5000000
406-36F | 0 | 0 | 0 | 0 | 0% | 0% | 0% | 0 | 0 | 0 | 0 | 0 | 0 | 0 | 0 | 406 | 0 | 0 | 0 | 0 | 0 | 0 | 0 | 0 | 0 | 0 | 0 | 0 | 0 | 0 | 0 | 0 | 0 | 0 |  | 5145 | 406-36F | [40 empty] | 0 | 0 | 0 |  |  |  | 0 | 5000000
406-475F | 0 | 0 | 0 | 0 | 0% | 0% | 0% | 0 | 0 | 0 | 0 | 0 | 0 | 0 | 0 | 406 | 0 | 0 | 0 | 0 | 0 | 0 | 0 | 0 | 0 | 0 | 0 | 0 | 0 | 0 | 0 | 0 | 0 | 0 |  | 5146 | 406-475F | [40 empty] | 0 | 0 | 0 |  |  |  | 0 | 5000000
41-42 | 0 | 0 | 0 | 0 | 0% | 0% | 0% | 0 | 0 | 0 | 0 | 0 | 0 | 0 | 0 | 41 | 0 | 0 | 0 | 0 | 0 | 0 | 0 | 0 | 0 | 0 | 0 | 0 | 0 | 0 | 0 | 0 | 0 | 0 |  | 5147 | 41-42 | [40 empty] | 0 | 0 | 0 |  |  |  | 0 | 5000000
412-22 | 0 | 0 | 0 | 0 | 0% | 0% | 0% | 0 | 0 | 0 | 0 | 0 | 0 | 0 | 0 | 412 | 0 | 0 | 0 | 0 | 0 | 0 | 0 | 0 | 0 | 0 | 0 | 0 | 0 | 0 | 0 | 0 | 0 | 0 |  | 5148 | 412-22 | [40 empty] | 0 | 0 | 0 |  |  |  | 0 | 5000000
416-38 | 0 | 0 | 0 | 0 | 0% | 0% | 0% | 0 | 0 | 0 | 0 | 0 | 0 | 0 | 0 | 416 | 0 | 0 | 0 | 0 | 0 | 0 | 0 | 0 | 0 | 0 | 0 | 0 | 0 | 0 | 0 | 0 | 0 | 0 |  | 5149 | 416-38 | [40 empty] | 0 | 0 | 0 |  |  |  | 0 | 5000000
417-43 | 0 | 0 | 0 | 0 | 0% | 0% | 0% | 0 | 0 | 0 | 0 | 0 | 0 | 0 | 0 | 417 | 0 | 0 | 0 | 0 | 0 | 0 | 0 | 0 | 0 | 0 | 0 | 0 | 0 | 0 | 0 | 0 | 0 | 0 |  | 5150 | 417-43 | [40 empty] | 0 | 0 | 0 |  |  |  | 0 | 5000000
423-32 | 0 | 0 | 0 | 0 | 0% | 0% | 0% | 0 | 0 | 0 | 0 | 0 | 0 | 0 | 0 | 423 | 0 | 0 | 0 | 0 | 0 | 0 | 0 | 0 | 0 | 0 | 0 | 0 | 0 | 0 | 0 | 0 | 0 | 0 |  | 5151 | 423-32 | [40 empty] | 0 | 0 | 0 |  |  |  | 0 | 5000000
427-141F | 0 | 0 | 0 | 0 | 0% | 0% | 0% | 0 | 0 | 0 | 0 | 0 | 0 | 0 | 0 | 427 | 0 | 0 | 0 | 0 | 0 | 0 | 0 | 0 | 0 | 0 | 0 | 0 | 0 | 0 | 0 | 0 | 0 | 0 |  | 5152 | 427-141F | [40 empty] | 0 | 0 | 0 |  |  |  | 0 | 5000000
427-142F | 0 | 0 | 0 | 0 | 0% | 0% | 0% | 0 | 0 | 0 | 0 | 0 | 0 | 0 | 0 | 427 | 0 | 0 | 0 | 0 | 0 | 0 | 0 | 0 | 0 | 0 | 0 | 0 | 0 | 0 | 0 | 0 | 0 | 0 |  | 5153 | 427-142F | [40 empty] | 0 | 0 | 0 |  |  |  | 0 | 5000000
429-185F | 0 | 0 | 0 | 0 | 0% | 0% | 0% | 0 | 0 | 0 | 0 | 0 | 0 | 0 | 0 | 429 | 0 | 0 | 0 | 0 | 0 | 0 | 0 | 0 | 0 | 0 | 0 | 0 | 0 | 0 | 0 | 0 | 0 | 0 |  | 5154 | 429-185F | [40 empty] | 0 | 0 | 0 |  |  |  | 0 | 5000000
428-135 | 0 | 0 | 0 | 0 | 0% | 0% | 0% | 0 | 0 | 0 | 0 | 0 | 0 | 0 | 0 | 428 | 0 | 0 | 0 | 0 | 0 | 0 | 0 | 0 | 0 | 0 | 0 | 0 | 0 | 0 | 0 | 0 | 0 | 0 |  | 5155 | 428-135 | [40 empty] | 0 | 0 | 0 |  |  |  | 0 | 5000000
428-137F | 0 | 0 | 0 | 0 | 0% | 0% | 0% | 0 | 0 | 0 | 0 | 0 | 0 | 0 | 0 | 428 | 0 | 0 | 0 | 0 | 0 | 0 | 0 | 0 | 0 | 0 | 0 | 0 | 0 | 0 | 0 | 0 | 0 | 0 |  | 5156 | 428-137F | [40 empty] | 0 | 0 | 0 |  |  |  | 0 | 5000000
428-138F | 0 | 0 | 0 | 0 | 0% | 0% | 0% | 0 | 0 | 0 | 0 | 0 | 0 | 0 | 0 | 428 | 0 | 0 | 0 | 0 | 0 | 0 | 0 | 0 | 0 | 0 | 0 | 0 | 0 | 0 | 0 | 0 | 0 | 0 |  | 5157 | 428-138F | [40 empty] | 0 | 0 | 0 |  |  |  | 0 | 5000000
428-139 | 0 | 0 | 0 | 0 | 0% | 0% | 0% | 0 | 0 | 0 | 0 | 0 | 0 | 0 | 0 | 428 | 0 | 0 | 0 | 0 | 0 | 0 | 0 | 0 | 0 | 0 | 0 | 0 | 0 | 0 | 0 | 0 | 0 | 0 |  | 5158 | 428-139 | [40 empty] | 0 | 0 | 0 |  |  |  | 0 | 5000000
428-140F | 0 | 0 | 0 | 0 | 0% | 0% | 0% | 0 | 0 | 0 | 0 | 0 | 0 | 0 | 0 | 428 | 0 | 0 | 0 | 0 | 0 | 0 | 0 | 0 | 0 | 0 | 0 | 0 | 0 | 0 | 0 | 0 | 0 | 0 |  | 5159 | 428-140F | [40 empty] | 0 | 0 | 0 |  |  |  | 0 | 5000000
428-141F | 0 | 0 | 0 | 0 | 0% | 0% | 0% | 0 | 0 | 0 | 0 | 0 | 0 | 0 | 0 | 428 | 0 | 0 | 0 | 0 | 0 | 0 | 0 | 0 | 0 | 0 | 0 | 0 | 0 | 0 | 0 | 0 | 0 | 0 |  | 5160 | 428-141F | [40 empty] | 0 | 0 | 0 |  |  |  | 0 | 5000000
428-38 | 0 | 0 | 0 | 0 | 0% | 0% | 0% | 0 | 0 | 0 | 0 | 0 | 0 | 0 | 0 | 428 | 0 | 0 | 0 | 0 | 0 | 0 | 0 | 0 | 0 | 0 | 0 | 0 | 0 | 0 | 0 | 0 | 0 | 0 |  | 5161 | 428-38 | [40 empty] | 0 | 0 | 0 |  |  |  | 0 | 5000000
428-39 | 0 | 0 | 0 | 0 | 0% | 0% | 0% | 0 | 0 | 0 | 0 | 0 | 0 | 0 | 0 | 428 | 0 | 0 | 0 | 0 | 0 | 0 | 0 | 0 | 0 | 0 | 0 | 0 | 0 | 0 | 0 | 0 | 0 | 0 |  | 5162 | 428-39 | [40 empty] | 0 | 0 | 0 |  |  |  | 0 | 5000000
428-39F | 0 | 0 | 0 | 0 | 0% | 0% | 0% | 0 | 0 | 0 | 0 | 0 | 0 | 0 | 0 | 428 | 0 | 0 | 0 | 0 | 0 | 0 | 0 | 0 | 0 | 0 | 0 | 0 | 0 | 0 | 0 | 0 | 0 | 0 |  | 5163 | 428-39F | [40 empty] | 0 | 0 | 0 |  |  |  | 0 | 5000000
428-40 | 0 | 0 | 0 | 0 | 0% | 0% | 0% | 0 | 0 | 0 | 0 | 0 | 0 | 0 | 0 | 428 | 0 | 0 | 0 | 0 | 0 | 0 | 0 | 0 | 0 | 0 | 0 | 0 | 0 | 0 | 0 | 0 | 0 | 0 |  | 5164 | 428-40 | [40 empty] | 0 | 0 | 0 |  |  |  | 0 | 5000000
428-40F | 0 | 0 | 0 | 0 | 0% | 0% | 0% | 0 | 0 | 0 | 0 | 0 | 0 | 0 | 0 | 428 | 0 | 0 | 0 | 0 | 0 | 0 | 0 | 0 | 0 | 0 | 0 | 0 | 0 | 0 | 0 | 0 | 0 | 0 |  | 5165 | 428-40F | [40 empty] | 0 | 0 | 0 |  |  |  | 0 | 5000000
428-41 | 0 | 0 | 0 | 0 | 0% | 0% | 0% | 0 | 0 | 0 | 0 | 0 | 0 | 0 | 0 | 428 | 0 | 0 | 0 | 0 | 0 | 0 | 0 | 0 | 0 | 0 | 0 | 0 | 0 | 0 | 0 | 0 | 0 | 0 |  | 5166 | 428-41 | [40 empty] | 0 | 0 | 0 |  |  |  | 0 | 5000000
428-41F | 0 | 0 | 0 | 0 | 0% | 0% | 0% | 0 | 0 | 0 | 0 | 0 | 0 | 0 | 0 | 428 | 0 | 0 | 0 | 0 | 0 | 0 | 0 | 0 | 0 | 0 | 0 | 0 | 0 | 0 | 0 | 0 | 0 | 0 |  | 5167 | 428-41F | [40 empty] | 0 | 0 | 0 |  |  |  | 0 | 5000000
428-80 | 0 | 0 | 0 | 0 | 0% | 0% | 0% | 0 | 0 | 0 | 0 | 0 | 0 | 0 | 0 | 428 | 0 | 0 | 0 | 0 | 0 | 0 | 0 | 0 | 0 | 0 | 0 | 0 | 0 | 0 | 0 | 0 | 0 | 0 |  | 5168 | 428-80 | [40 empty] | 0 | 0 | 0 |  |  |  | 0 | 5000000
428-81 | 0 | 0 | 0 | 0 | 0% | 0% | 0% | 0 | 0 | 0 | 0 | 0 | 0 | 0 | 0 | 428 | 0 | 0 | 0 | 0 | 0 | 0 | 0 | 0 | 0 | 0 | 0 | 0 | 0 | 0 | 0 | 0 | 0 | 0 |  | 5169 | 428-81 | [40 empty] | 0 | 0 | 0 |  |  |  | 0 | 5000000
429-122 | 0 | 0 | 0 | 0 | 0% | 0% | 0% | 0 | 0 | 0 | 0 | 0 | 0 | 0 | 0 | 429 | 0 | 0 | 0 | 0 | 0 | 0 | 0 | 0 | 0 | 0 | 0 | 0 | 0 | 0 | 0 | 0 | 0 | 0 |  | 5170 | 429-122 | [40 empty] | 0 | 0 | 0 |  |  |  | 0 | 5000000
429-123AE | 0 | 0 | 0 | 0 | 0% | 0% | 0% | 0 | 0 | 0 | 0 | 0 | 0 | 0 | 0 | 429 | 0 | 0 | 0 | 0 | 0 | 0 | 0 | 0 | 0 | 0 | 0 | 0 | 0 | 0 | 0 | 0 | 0 | 0 |  | 5171 | 429-123AE | [40 empty] | 0 | 0 | 0 |  |  |  | 0 | 5000000
429-167AE | 0 | 0 | 0 | 0 | 0% | 0% | 0% | 0 | 0 | 0 | 0 | 0 | 0 | 0 | 0 | 429 | 0 | 0 | 0 | 0 | 0 | 0 | 0 | 0 | 0 | 0 | 0 | 0 | 0 | 0 | 0 | 0 | 0 | 0 |  | 5172 | 429-167AE | [40 empty] | 0 | 0 | 0 |  |  |  | 0 | 5000000
429-168 | 0 | 0 | 0 | 0 | 0% | 0% | 0% | 0 | 0 | 0 | 0 | 0 | 0 | 0 | 0 | 429 | 0 | 0 | 0 | 0 | 0 | 0 | 0 | 0 | 0 | 0 | 0 | 0 | 0 | 0 | 0 | 0 | 0 | 0 |  | 5173 | 429-168 | [40 empty] | 0 | 0 | 0 |  |  |  | 0 | 5000000
429-170 | 0 | 0 | 0 | 0 | 0% | 0% | 0% | 0 | 0 | 0 | 0 | 0 | 0 | 0 | 0 | 429 | 0 | 0 | 0 | 0 | 0 | 0 | 0 | 0 | 0 | 0 | 0 | 0 | 0 | 0 | 0 | 0 | 0 | 0 |  | 5174 | 429-170 | [40 empty] | 0 | 0 | 0 |  |  |  | 0 | 5000000
429-170F | 0 | 0 | 0 | 0 | 0% | 0% | 0% | 0 | 0 | 0 | 0 | 0 | 0 | 0 | 0 | 429 | 0 | 0 | 0 | 0 | 0 | 0 | 0 | 0 | 0 | 0 | 0 | 0 | 0 | 0 | 0 | 0 | 0 | 0 |  | 5175 | 429-170F | [40 empty] | 0 | 0 | 0 |  |  |  | 0 | 5000000
429-171 | 0 | 0 | 0 | 0 | 0% | 0% | 0% | 0 | 0 | 0 | 0 | 0 | 0 | 0 | 0 | 429 | 0 | 0 | 0 | 0 | 0 | 0 | 0 | 0 | 0 | 0 | 0 | 0 | 0 | 0 | 0 | 0 | 0 | 0 |  | 5176 | 429-171 | [40 empty] | 0 | 0 | 0 |  |  |  | 0 | 5000000
429-171F | 0 | 0 | 0 | 0 | 0% | 0% | 0% | 0 | 0 | 0 | 0 | 0 | 0 | 0 | 0 | 429 | 0 | 0 | 0 | 0 | 0 | 0 | 0 | 0 | 0 | 0 | 0 | 0 | 0 | 0 | 0 | 0 | 0 | 0 |  | 5177 | 429-171F | [40 empty] | 0 | 0 | 0 |  |  |  | 0 | 5000000
429-172 | 0 | 0 | 0 | 0 | 0% | 0% | 0% | 0 | 0 | 0 | 0 | 0 | 0 | 0 | 0 | 429 | 0 | 0 | 0 | 0 | 0 | 0 | 0 | 0 | 0 | 0 | 0 | 0 | 0 | 0 | 0 | 0 | 0 | 0 |  | 5178 | 429-172 | [40 empty] | 0 | 0 | 0 |  |  |  | 0 | 5000000
429-172F | 0 | 0 | 0 | 0 | 0% | 0% | 0% | 0 | 0 | 0 | 0 | 0 | 0 | 0 | 0 | 429 | 0 | 0 | 0 | 0 | 0 | 0 | 0 | 0 | 0 | 0 | 0 | 0 | 0 | 0 | 0 | 0 | 0 | 0 |  | 5179 | 429-172F | [40 empty] | 0 | 0 | 0 |  |  |  | 0 | 5000000
429-179 | 0 | 0 | 0 | 0 | 0% | 0% | 0% | 0 | 0 | 0 | 0 | 0 | 0 | 0 | 0 | 429 | 0 | 0 | 0 | 0 | 0 | 0 | 0 | 0 | 0 | 0 | 0 | 0 | 0 | 0 | 0 | 0 | 0 | 0 |  | 5180 | 429-179 | [40 empty] | 0 | 0 | 0 |  |  |  | 0 | 5000000
429-180F | 0 | 0 | 0 | 0 | 0% | 0% | 0% | 0 | 0 | 0 | 0 | 0 | 0 | 0 | 0 | 429 | 0 | 0 | 0 | 0 | 0 | 0 | 0 | 0 | 0 | 0 | 0 | 0 | 0 | 0 | 0 | 0 | 0 | 0 |  | 5181 | 429-180F | [40 empty] | 0 | 0 | 0 |  |  |  | 0 | 5000000
429-181F | 0 | 0 | 0 | 0 | 0% | 0% | 0% | 0 | 0 | 0 | 0 | 0 | 0 | 0 | 0 | 429 | 0 | 0 | 0 | 0 | 0 | 0 | 0 | 0 | 0 | 0 | 0 | 0 | 0 | 0 | 0 | 0 | 0 | 0 |  | 5182 | 429-181F | [40 empty] | 0 | 0 | 0 |  |  |  | 0 | 5000000
429-182F | 0 | 0 | 0 | 0 | 0% | 0% | 0% | 0 | 0 | 0 | 0 | 0 | 0 | 0 | 0 | 429 | 0 | 0 | 0 | 0 | 0 | 0 | 0 | 0 | 0 | 0 | 0 | 0 | 0 | 0 | 0 | 0 | 0 | 0 |  | 5183 | 429-182F | [40 empty] | 0 | 0 | 0 |  |  |  | 0 | 5000000
429-185 | 0 | 0 | 0 | 0 | 0% | 0% | 0% | 0 | 0 | 0 | 0 | 0 | 0 | 0 | 0 | 429 | 0 | 0 | 0 | 0 | 0 | 0 | 0 | 0 | 0 | 0 | 0 | 0 | 0 | 0 | 0 | 0 | 0 | 0 |  | 5184 | 429-185 | [40 empty] | 0 | 0 | 0 |  |  |  | 0 | 5000000
428-136F | 0 | 0 | 0 | 0 | 0% | 0% | 0% | 0 | 0 | 0 | 0 | 0 | 0 | 0 | 0 | 428 | 0 | 0 | 0 | 0 | 0 | 0 | 0 | 0 | 0 | 0 | 0 | 0 | 0 | 0 | 0 | 0 | 0 | 0 |  | 5185 | 428-136F | [40 empty] | 0 | 0 | 0 |  |  |  | 0 | 5000000
428-131F | 0 | 0 | 0 | 0 | 0% | 0% | 0% | 0 | 0 | 0 | 0 | 0 | 0 | 0 | 0 | 428 | 0 | 0 | 0 | 0 | 0 | 0 | 0 | 0 | 0 | 0 | 0 | 0 | 0 | 0 | 0 | 0 | 0 | 0 |  | 5186 | 428-131F | [40 empty] | 0 | 0 | 0 |  |  |  | 0 | 5000000
427-211 | 0 | 0 | 0 | 0 | 0% | 0% | 0% | 0 | 0 | 0 | 0 | 0 | 0 | 0 | 0 | 427 | 0 | 0 | 0 | 0 | 0 | 0 | 0 | 0 | 0 | 0 | 0 | 0 | 0 | 0 | 0 | 0 | 0 | 0 |  | 5187 | 427-211 | [40 empty] | 0 | 0 | 0 |  |  |  | 0 | 5000000
428-131 | 0 | 0 | 0 | 0 | 0% | 0% | 0% | 0 | 0 | 0 | 0 | 0 | 0 | 0 | 0 | 428 | 0 | 0 | 0 | 0 | 0 | 0 | 0 | 0 | 0 | 0 | 0 | 0 | 0 | 0 | 0 | 0 | 0 | 0 |  | 5188 | 428-131 | [40 empty] | 0 | 0 | 0 |  |  |  | 0 | 5000000
427-212 | 0 | 0 | 0 | 0 | 0% | 0% | 0% | 0 | 0 | 0 | 0 | 0 | 0 | 0 | 0 | 427 | 0 | 0 | 0 | 0 | 0 | 0 | 0 | 0 | 0 | 0 | 0 | 0 | 0 | 0 | 0 | 0 | 0 | 0 |  | 5189 | 427-212 | [40 empty] | 0 | 0 | 0 |  |  |  | 0 | 5000000
427-214 | 0 | 0 | 0 | 0 | 0% | 0% | 0% | 0 | 0 | 0 | 0 | 0 | 0 | 0 | 0 | 427 | 0 | 0 | 0 | 0 | 0 | 0 | 0 | 0 | 0 | 0 | 0 | 0 | 0 | 0 | 0 | 0 | 0 | 0 |  | 5190 | 427-214 | [40 empty] | 0 | 0 | 0 |  |  |  | 0 | 5000000
427-214F | 0 | 0 | 0 | 0 | 0% | 0% | 0% | 0 | 0 | 0 | 0 | 0 | 0 | 0 | 0 | 427 | 0 | 0 | 0 | 0 | 0 | 0 | 0 | 0 | 0 | 0 | 0 | 0 | 0 | 0 | 0 | 0 | 0 | 0 |  | 5191 | 427-214F | [40 empty] | 0 | 0 | 0 |  |  |  | 0 | 5000000
427-215 | 0 | 0 | 0 | 0 | 0% | 0% | 0% | 0 | 0 | 0 | 0 | 0 | 0 | 0 | 0 | 427 | 0 | 0 | 0 | 0 | 0 | 0 | 0 | 0 | 0 | 0 | 0 | 0 | 0 | 0 | 0 | 0 | 0 | 0 |  | 5192 | 427-215 | [40 empty] | 0 | 0 | 0 |  |  |  | 0 | 5000000
427-215F | 0 | 0 | 0 | 0 | 0% | 0% | 0% | 0 | 0 | 0 | 0 | 0 | 0 | 0 | 0 | 427 | 0 | 0 | 0 | 0 | 0 | 0 | 0 | 0 | 0 | 0 | 0 | 0 | 0 | 0 | 0 | 0 | 0 | 0 |  | 5193 | 427-215F | [40 empty] | 0 | 0 | 0 |  |  |  | 0 | 5000000
427-216 | 0 | 0 | 0 | 0 | 0% | 0% | 0% | 0 | 0 | 0 | 0 | 0 | 0 | 0 | 0 | 427 | 0 | 0 | 0 | 0 | 0 | 0 | 0 | 0 | 0 | 0 | 0 | 0 | 0 | 0 | 0 | 0 | 0 | 0 |  | 5194 | 427-216 | [40 empty] | 0 | 0 | 0 |  |  |  | 0 | 5000000
427-216F | 0 | 0 | 0 | 0 | 0% | 0% | 0% | 0 | 0 | 0 | 0 | 0 | 0 | 0 | 0 | 427 | 0 | 0 | 0 | 0 | 0 | 0 | 0 | 0 | 0 | 0 | 0 | 0 | 0 | 0 | 0 | 0 | 0 | 0 |  | 5195 | 427-216F | [40 empty] | 0 | 0 | 0 |  |  |  | 0 | 5000000
427-228 | 0 | 0 | 0 | 0 | 0% | 0% | 0% | 0 | 0 | 0 | 0 | 0 | 0 | 0 | 0 | 427 | 0 | 0 | 0 | 0 | 0 | 0 | 0 | 0 | 0 | 0 | 0 | 0 | 0 | 0 | 0 | 0 | 0 | 0 |  | 5196 | 427-228 | [40 empty] | 0 | 0 | 0 |  |  |  | 0 | 5000000
427-229F | 0 | 0 | 0 | 0 | 0% | 0% | 0% | 0 | 0 | 0 | 0 | 0 | 0 | 0 | 0 | 427 | 0 | 0 | 0 | 0 | 0 | 0 | 0 | 0 | 0 | 0 | 0 | 0 | 0 | 0 | 0 | 0 | 0 | 0 |  | 5197 | 427-229F | [40 empty] | 0 | 0 | 0 |  |  |  | 0 | 5000000
427-230F | 0 | 0 | 0 | 0 | 0% | 0% | 0% | 0 | 0 | 0 | 0 | 0 | 0 | 0 | 0 | 427 | 0 | 0 | 0 | 0 | 0 | 0 | 0 | 0 | 0 | 0 | 0 | 0 | 0 | 0 | 0 | 0 | 0 | 0 |  | 5198 | 427-230F | [40 empty] | 0 | 0 | 0 |  |  |  | 0 | 5000000
427-231 | 0 | 0 | 0 | 0 | 0% | 0% | 0% | 0 | 0 | 0 | 0 | 0 | 0 | 0 | 0 | 427 | 0 | 0 | 0 | 0 | 0 | 0 | 0 | 0 | 0 | 0 | 0 | 0 | 0 | 0 | 0 | 0 | 0 | 0 |  | 5199 | 427-231 | [40 empty] | 0 | 0 | 0 |  |  |  | 0 | 5000000
427-232 | 0 | 0 | 0 | 0 | 0% | 0% | 0% | 0 | 0 | 0 | 0 | 0 | 0 | 0 | 0 | 427 | 0 | 0 | 0 | 0 | 0 | 0 | 0 | 0 | 0 | 0 | 0 | 0 | 0 | 0 | 0 | 0 | 0 | 0 |  | 5200 | 427-232 | [40 empty] | 0 | 0 | 0 |  |  |  | 0 | 5000000
427-233 | 0 | 0 | 0 | 0 | 0% | 0% | 0% | 0 | 0 | 0 | 0 | 0 | 0 | 0 | 0 | 427 | 0 | 0 | 0 | 0 | 0 | 0 | 0 | 0 | 0 | 0 | 0 | 0 | 0 | 0 | 0 | 0 | 0 | 0 |  | 5201 | 427-233 | [40 empty] | 0 | 0 | 0 |  |  |  | 0 | 5000000
427-234 | 0 | 0 | 0 | 0 | 0% | 0% | 0% | 0 | 0 | 0 | 0 | 0 | 0 | 0 | 0 | 427 | 0 | 0 | 0 | 0 | 0 | 0 | 0 | 0 | 0 | 0 | 0 | 0 | 0 | 0 | 0 | 0 | 0 | 0 |  | 5202 | 427-234 | [40 empty] | 0 | 0 | 0 |  |  |  | 0 | 5000000
427-43 | 0 | 0 | 0 | 0 | 0% | 0% | 0% | 0 | 0 | 0 | 0 | 0 | 0 | 0 | 0 | 427 | 0 | 0 | 0 | 0 | 0 | 0 | 0 | 0 | 0 | 0 | 0 | 0 | 0 | 0 | 0 | 0 | 0 | 0 |  | 5203 | 427-43 | [40 empty] | 0 | 0 | 0 |  |  |  | 0 | 5000000
427-44 | 0 | 0 | 0 | 0 | 0% | 0% | 0% | 0 | 0 | 0 | 0 | 0 | 0 | 0 | 0 | 427 | 0 | 0 | 0 | 0 | 0 | 0 | 0 | 0 | 0 | 0 | 0 | 0 | 0 | 0 | 0 | 0 | 0 | 0 |  | 5204 | 427-44 | [40 empty] | 0 | 0 | 0 |  |  |  | 0 | 5000000
427-44F | 0 | 0 | 0 | 0 | 0% | 0% | 0% | 0 | 0 | 0 | 0 | 0 | 0 | 0 | 0 | 427 | 0 | 0 | 0 | 0 | 0 | 0 | 0 | 0 | 0 | 0 | 0 | 0 | 0 | 0 | 0 | 0 | 0 | 0 |  | 5205 | 427-44F | [40 empty] | 0 | 0 | 0 |  |  |  | 0 | 5000000
428-119 | 0 | 0 | 0 | 0 | 0% | 0% | 0% | 0 | 0 | 0 | 0 | 0 | 0 | 0 | 0 | 428 | 0 | 0 | 0 | 0 | 0 | 0 | 0 | 0 | 0 | 0 | 0 | 0 | 0 | 0 | 0 | 0 | 0 | 0 |  | 5206 | 428-119 | [40 empty] | 0 | 0 | 0 |  |  |  | 0 | 5000000
428-120 | 0 | 0 | 0 | 0 | 0% | 0% | 0% | 0 | 0 | 0 | 0 | 0 | 0 | 0 | 0 | 428 | 0 | 0 | 0 | 0 | 0 | 0 | 0 | 0 | 0 | 0 | 0 | 0 | 0 | 0 | 0 | 0 | 0 | 0 |  | 5207 | 428-120 | [40 empty] | 0 | 0 | 0 |  |  |  | 0 | 5000000
428-121 | 0 | 0 | 0 | 0 | 0% | 0% | 0% | 0 | 0 | 0 | 0 | 0 | 0 | 0 | 0 | 428 | 0 | 0 | 0 | 0 | 0 | 0 | 0 | 0 | 0 | 0 | 0 | 0 | 0 | 0 | 0 | 0 | 0 | 0 |  | 5208 | 428-121 | [40 empty] | 0 | 0 | 0 |  |  |  | 0 | 5000000
428-121F | 0 | 0 | 0 | 0 | 0% | 0% | 0% | 0 | 0 | 0 | 0 | 0 | 0 | 0 | 0 | 428 | 0 | 0 | 0 | 0 | 0 | 0 | 0 | 0 | 0 | 0 | 0 | 0 | 0 | 0 | 0 | 0 | 0 | 0 |  | 5209 | 428-121F | [40 empty] | 0 | 0 | 0 |  |  |  | 0 | 5000000
428-122 | 0 | 0 | 0 | 0 | 0% | 0% | 0% | 0 | 0 | 0 | 0 | 0 | 0 | 0 | 0 | 428 | 0 | 0 | 0 | 0 | 0 | 0 | 0 | 0 | 0 | 0 | 0 | 0 | 0 | 0 | 0 | 0 | 0 | 0 |  | 5210 | 428-122 | [40 empty] | 0 | 0 | 0 |  |  |  | 0 | 5000000
428-122F | 0 | 0 | 0 | 0 | 0% | 0% | 0% | 0 | 0 | 0 | 0 | 0 | 0 | 0 | 0 | 428 | 0 | 0 | 0 | 0 | 0 | 0 | 0 | 0 | 0 | 0 | 0 | 0 | 0 | 0 | 0 | 0 | 0 | 0 |  | 5211 | 428-122F | [40 empty] | 0 | 0 | 0 |  |  |  | 0 | 5000000
428-127 | 0 | 0 | 0 | 0 | 0% | 0% | 0% | 0 | 0 | 0 | 0 | 0 | 0 | 0 | 0 | 428 | 0 | 0 | 0 | 0 | 0 | 0 | 0 | 0 | 0 | 0 | 0 | 0 | 0 | 0 | 0 | 0 | 0 | 0 |  | 5212 | 428-127 | [40 empty] | 0 | 0 | 0 |  |  |  | 0 | 5000000
428-128 | 0 | 0 | 0 | 0 | 0% | 0% | 0% | 0 | 0 | 0 | 0 | 0 | 0 | 0 | 0 | 428 | 0 | 0 | 0 | 0 | 0 | 0 | 0 | 0 | 0 | 0 | 0 | 0 | 0 | 0 | 0 | 0 | 0 | 0 |  | 5213 | 428-128 | [40 empty] | 0 | 0 | 0 |  |  |  | 0 | 5000000
428-129 | 0 | 0 | 0 | 0 | 0% | 0% | 0% | 0 | 0 | 0 | 0 | 0 | 0 | 0 | 0 | 428 | 0 | 0 | 0 | 0 | 0 | 0 | 0 | 0 | 0 | 0 | 0 | 0 | 0 | 0 | 0 | 0 | 0 | 0 |  | 5214 | 428-129 | [40 empty] | 0 | 0 | 0 |  |  |  | 0 | 5000000
428-129F | 0 | 0 | 0 | 0 | 0% | 0% | 0% | 0 | 0 | 0 | 0 | 0 | 0 | 0 | 0 | 428 | 0 | 0 | 0 | 0 | 0 | 0 | 0 | 0 | 0 | 0 | 0 | 0 | 0 | 0 | 0 | 0 | 0 | 0 |  | 5215 | 428-129F | [40 empty] | 0 | 0 | 0 |  |  |  | 0 | 5000000
428-130 | 0 | 0 | 0 | 0 | 0% | 0% | 0% | 0 | 0 | 0 | 0 | 0 | 0 | 0 | 0 | 428 | 0 | 0 | 0 | 0 | 0 | 0 | 0 | 0 | 0 | 0 | 0 | 0 | 0 | 0 | 0 | 0 | 0 | 0 |  | 5216 | 428-130 | [40 empty] | 0 | 0 | 0 |  |  |  | 0 | 5000000
428-130F | 0 | 0 | 0 | 0 | 0% | 0% | 0% | 0 | 0 | 0 | 0 | 0 | 0 | 0 | 0 | 428 | 0 | 0 | 0 | 0 | 0 | 0 | 0 | 0 | 0 | 0 | 0 | 0 | 0 | 0 | 0 | 0 | 0 | 0 |  | 5217 | 428-130F | [40 empty] | 0 | 0 | 0 |  |  |  | 0 | 5000000
UP1-9 | 0 | 0 | 0 | 0 | 0% | 0% | 0% | 0 | 0 | 0 | 0 | 0 | 0 | 0 | 0 | UP1 | 0 | 0 | 0 | 0 | 0 | 0 | 0 | 0 | 0 | 0 | 0 | 0 | 0 | 0 | 0 | 0 | 0 | 0 |  | 5218 | UP1-9 | [40 empty] | 0 | 0 | 0 |  |  |  | 0 | 5000000

## Baseline 2025
| Amount | Units
SDG&E Service Territory Baseline 2025 | 476415.4395 | K$ / Year

## Inflation_and_Discount
back to index |  |  | Discount Rate |  | WACC | Hybrid Discount Rate | Societal Discount Rate |  |  |  | WACC | Hybrid Discount Rate | Societal Discount Rate | Last Updated: | 2025-04-17
|  |  |  | Year | 7.45% | 6.1% | 2% |  |  | 2025 | 1 | 1 | 1
|  |  |  | 55 | 20.085 | 25.0577 | 62.9521 |  |  | 2026 | 0.95393 | 0.96607 | 1.0049
|  |  |  | 40 | 18.4163 | 22.0633 | 44.0721 |  |  | 2027 | 0.90999 | 0.93329 | 1.0098
|  |  |  | 1 | 1 | 1 | 1 |  |  | 2028 | 0.86807 | 0.90162 | 1.0148
|  |  |  | 20 | 13.2553 | 14.6954 | 20.9593 |  |  | 2029 | 0.82808 | 0.87103 | 1.0198
Years | 100 |  |  | 10 | 8.1622 | 8.6034 | 10.2235 |  |  | 2030 | 0.78993 | 0.84148 | 1.0248
Inflation | 2.5% | Assumption |  |  | (*) Calculated based on RDF parameters |  |  |  |  | 2031 | 0.75354 | 0.81293 | 1.0298
[10 empty] | 2032 | 0.71882 | 0.78534 | 1.0348
55 yrs
|  |  |  | discounts | discounts | discounts | inflation x | inflation x | inflation x
| Year | ON_OFF | inflation | WACC | Hybrid Discount Rate | Societal Discount Rate | WACC | Hybrid Discount Rate | Societal Discount Rate
2025 | 0 | 1 | 1 | 1 | 1 | 1 | 1 | 1 | 1
2026 | 1 | 1 | 1.025 | 0.93067 | 0.94251 | 0.98039 | 0.95393 | 0.96607 | 1.0049
2027 | 2 | 1 | 1.0506 | 0.86614 | 0.88832 | 0.96117 | 0.90999 | 0.93329 | 1.0098
2028 | 3 | 1 | 1.0769 | 0.80608 | 0.83725 | 0.94232 | 0.86807 | 0.90162 | 1.0148
2029 | 4 | 1 | 1.1038 | 0.7502 | 0.78911 | 0.92385 | 0.82808 | 0.87103 | 1.0198
2030 | 5 | 1 | 1.1314 | 0.69818 | 0.74374 | 0.90573 | 0.78993 | 0.84148 | 1.0248
2031 | 6 | 1 | 1.1597 | 0.64977 | 0.70098 | 0.88797 | 0.75354 | 0.81293 | 1.0298
2032 | 7 | 1 | 1.1887 | 0.60472 | 0.66068 | 0.87056 | 0.71882 | 0.78534 | 1.0348
2033 | 8 | 1 | 1.2184 | 0.56279 | 0.6227 | 0.85349 | 0.68571 | 0.7587 | 1.0399
2034 | 9 | 1 | 1.2489 | 0.52377 | 0.5869 | 0.83676 | 0.65412 | 0.73295 | 1.045
2035 | 10 | 1 | 1.2801 | 0.48746 | 0.55315 | 0.82035 | 0.62399 | 0.70808 | 1.0501
2036 | 11 | 1 | 1.3121 | 0.45366 | 0.52135 | 0.80426 | 0.59524 | 0.68406 | 1.0553
2037 | 12 | 1 | 1.3449 | 0.4222 | 0.49138 | 0.78849 | 0.56782 | 0.66085 | 1.0604
2038 | 13 | 1 | 1.3785 | 0.39293 | 0.46313 | 0.77303 | 0.54166 | 0.63843 | 1.0656
2039 | 14 | 1 | 1.413 | 0.36569 | 0.4365 | 0.75788 | 0.51671 | 0.61676 | 1.0709
2040 | 15 | 1 | 1.4483 | 0.34033 | 0.4114 | 0.74301 | 0.4929 | 0.59584 | 1.0761
2041 | 16 | 1 | 1.4845 | 0.31674 | 0.38775 | 0.72845 | 0.4702 | 0.57562 | 1.0814
2042 | 17 | 1 | 1.5216 | 0.29478 | 0.36546 | 0.71416 | 0.44854 | 0.55609 | 1.0867
2043 | 18 | 1 | 1.5597 | 0.27434 | 0.34445 | 0.70016 | 0.42787 | 0.53722 | 1.092
2044 | 19 | 1 | 1.5987 | 0.25532 | 0.32464 | 0.68643 | 0.40816 | 0.51899 | 1.0974
2045 | 20 | 1 | 1.6386 | 0.23761 | 0.30598 | 0.67297 | 0.38936 | 0.50138 | 1.1027
2046 | 21 | 1 | 1.6796 | 0.22114 | 0.28839 | 0.65978 | 0.37142 | 0.48437 | 1.1081
2047 | 22 | 1 | 1.7216 | 0.20581 | 0.27181 | 0.64684 | 0.35431 | 0.46794 | 1.1136
2048 | 23 | 1 | 1.7646 | 0.19154 | 0.25618 | 0.63416 | 0.33799 | 0.45206 | 1.119
2049 | 24 | 1 | 1.8087 | 0.17826 | 0.24145 | 0.62172 | 0.32242 | 0.43672 | 1.1245
2050 | 25 | 1 | 1.8539 | 0.1659 | 0.22757 | 0.60953 | 0.30756 | 0.4219 | 1.13
2051 | 26 | 1 | 1.9003 | 0.15439 | 0.21449 | 0.59758 | 0.2934 | 0.40759 | 1.1356
2052 | 27 | 1 | 1.9478 | 0.14369 | 0.20216 | 0.58586 | 0.27988 | 0.39376 | 1.1411
2053 | 28 | 1 | 1.9965 | 0.13373 | 0.19053 | 0.57437 | 0.26699 | 0.3804 | 1.1467
2054 | 29 | 1 | 2.0464 | 0.12446 | 0.17958 | 0.56311 | 0.25469 | 0.36749 | 1.1524
2055 | 30 | 1 | 2.0976 | 0.11583 | 0.16925 | 0.55207 | 0.24295 | 0.35502 | 1.158
2056 | 31 | 1 | 2.15 | 0.1078 | 0.15952 | 0.54125 | 0.23176 | 0.34298 | 1.1637
2057 | 32 | 1 | 2.2038 | 0.10032 | 0.15035 | 0.53063 | 0.22108 | 0.33134 | 1.1694
2058 | 33 | 1 | 2.2589 | 0.093366 | 0.14171 | 0.52023 | 0.2109 | 0.3201 | 1.1751
2059 | 34 | 1 | 2.3153 | 0.086892 | 0.13356 | 0.51003 | 0.20118 | 0.30923 | 1.1809
2060 | 35 | 1 | 2.3732 | 0.080868 | 0.12588 | 0.50003 | 0.19192 | 0.29874 | 1.1867
2061 | 36 | 1 | 2.4325 | 0.075261 | 0.11864 | 0.49022 | 0.18307 | 0.28861 | 1.1925
2062 | 37 | 1 | 2.4933 | 0.070043 | 0.11182 | 0.48061 | 0.17464 | 0.27881 | 1.1983
2063 | 38 | 1 | 2.5557 | 0.065186 | 0.10539 | 0.47119 | 0.1666 | 0.26935 | 1.2042
2064 | 39 | 1 | 2.6196 | 0.060667 | 0.099334 | 0.46195 | 0.15892 | 0.26021 | 1.2101
2065 | 40 | 1 | 2.6851 | 0.05646 | 0.093623 | 0.45289 | 0.1516 | 0.25138 | 1.216
2066 | 41 | 1 | 2.7522 | 0.052546 | 0.088241 | 0.44401 | 0.14462 | 0.24286 | 1.222
2067 | 42 | 1 | 2.821 | 0.048902 | 0.083168 | 0.4353 | 0.13795 | 0.23462 | 1.228
2068 | 43 | 1 | 2.8915 | 0.045512 | 0.078386 | 0.42677 | 0.1316 | 0.22665 | 1.234
2069 | 44 | 1 | 2.9638 | 0.042356 | 0.073879 | 0.4184 | 0.12554 | 0.21896 | 1.2401
2070 | 45 | 1 | 3.0379 | 0.039419 | 0.069632 | 0.4102 | 0.11975 | 0.21153 | 1.2461
2071 | 46 | 1 | 3.1139 | 0.036686 | 0.065628 | 0.40215 | 0.11424 | 0.20436 | 1.2522
2072 | 47 | 1 | 3.1917 | 0.034143 | 0.061855 | 0.39427 | 0.10897 | 0.19742 | 1.2584
2073 | 48 | 1 | 3.2715 | 0.031775 | 0.058299 | 0.38654 | 0.10395 | 0.19072 | 1.2646
2074 | 49 | 1 | 3.3533 | 0.029572 | 0.054947 | 0.37896 | 0.099164 | 0.18425 | 1.2708
2075 | 50 | 1 | 3.4371 | 0.027522 | 0.051788 | 0.37153 | 0.094596 | 0.178 | 1.277
2076 | 51 | 1 | 3.523 | 0.025614 | 0.048811 | 0.36424 | 0.090238 | 0.17196 | 1.2832
2077 | 52 | 1 | 3.6111 | 0.023838 | 0.046004 | 0.3571 | 0.086081 | 0.16613 | 1.2895
2078 | 53 | 1 | 3.7014 | 0.022185 | 0.04336 | 0.3501 | 0.082115 | 0.16049 | 1.2959
2079 | 54 | 1 | 3.7939 | 0.020647 | 0.040867 | 0.34323 | 0.078333 | 0.15505 | 1.3022
2080 | 55 | 1 | 3.8888 | 0.019215 | 0.038517 | 0.3365 | 0.074724 | 0.14978 | 1.3086
2081 | 56 | 1 | 3.986 | 0.017883 | 0.036303 | 0.32991 | 0.071282 | 0.1447 | 1.315
2082 | 57 | 1 | 4.0856 | 0.016643 | 0.034216 | 0.32344 | 0.067998 | 0.13979 | 1.3214
2083 | 58 | 1 | 4.1878 | 0.015489 | 0.032248 | 0.3171 | 0.064865 | 0.13505 | 1.3279
2084 | 59 | 1 | 4.2925 | 0.014415 | 0.030394 | 0.31088 | 0.061877 | 0.13047 | 1.3344
2085 | 60 | 1 | 4.3998 | 0.013416 | 0.028647 | 0.30478 | 0.059026 | 0.12604 | 1.341
2086 | 61 | 1 | 4.5098 | 0.012486 | 0.027 | 0.29881 | 0.056307 | 0.12176 | 1.3476
2087 | 62 | 1 | 4.6225 | 0.01162 | 0.025448 | 0.29295 | 0.053713 | 0.11763 | 1.3542
2088 | 63 | 1 | 4.7381 | 0.010814 | 0.023985 | 0.2872 | 0.051239 | 0.11364 | 1.3608
2089 | 64 | 1 | 4.8565 | 0.010064 | 0.022606 | 0.28157 | 0.048878 | 0.10978 | 1.3675
2090 | 65 | 1 | 4.978 | 0.0093666 | 0.021306 | 0.27605 | 0.046627 | 0.10606 | 1.3742
2091 | 66 | 1 | 5.1024 | 0.0087172 | 0.020081 | 0.27064 | 0.044479 | 0.10246 | 1.3809
2092 | 67 | 1 | 5.23 | 0.0081128 | 0.018926 | 0.26533 | 0.04243 | 0.098985 | 1.3877
2093 | 68 | 1 | 5.3607 | 0.0075503 | 0.017838 | 0.26013 | 0.040475 | 0.095626 | 1.3945
2094 | 69 | 1 | 5.4947 | 0.0070268 | 0.016813 | 0.25503 | 0.03861 | 0.092382 | 1.4013
2095 | 70 | 1 | 5.6321 | 0.0065396 | 0.015846 | 0.25003 | 0.036832 | 0.089247 | 1.4082
2096 | 71 | 1 | 5.7729 | 0.0060862 | 0.014935 | 0.24513 | 0.035135 | 0.086219 | 1.4151
2097 | 72 | 1 | 5.9172 | 0.0056642 | 0.014076 | 0.24032 | 0.033516 | 0.083293 | 1.422
2098 | 73 | 1 | 6.0652 | 0.0052715 | 0.013267 | 0.23561 | 0.031972 | 0.080467 | 1.429
2099 | 74 | 1 | 6.2168 | 0.004906 | 0.012504 | 0.23099 | 0.030499 | 0.077737 | 1.436
2100 | 75 | 1 | 6.3722 | 0.0045658 | 0.011785 | 0.22646 | 0.029094 | 0.075099 | 1.443
2101 | 76 | 1 | 6.5315 | 0.0042492 | 0.011108 | 0.22202 | 0.027754 | 0.072551 | 1.4501
2102 | 77 | 1 | 6.6948 | 0.0039546 | 0.010469 | 0.21766 | 0.026475 | 0.07009 | 1.4572
2103 | 78 | 1 | 6.8622 | 0.0036804 | 0.0098673 | 0.2134 | 0.025256 | 0.067711 | 1.4644
2104 | 79 | 1 | 7.0337 | 0.0034253 | 0.0093 | 0.20921 | 0.024092 | 0.065414 | 1.4715
2105 | 80 | 1 | 7.2096 | 0.0031878 | 0.0087654 | 0.20511 | 0.022982 | 0.063194 | 1.4788
2106 | 81 | 1 | 7.3898 | 0.0029667 | 0.0082614 | 0.20109 | 0.021924 | 0.06105 | 1.486
2107 | 82 | 1 | 7.5746 | 0.002761 | 0.0077864 | 0.19715 | 0.020914 | 0.058979 | 1.4933
2108 | 83 | 1 | 7.7639 | 0.0025696 | 0.0073388 | 0.19328 | 0.01995 | 0.056978 | 1.5006
2109 | 84 | 1 | 7.958 | 0.0023914 | 0.0069168 | 0.18949 | 0.019031 | 0.055044 | 1.508
2110 | 85 | 1 | 8.157 | 0.0022256 | 0.0065192 | 0.18577 | 0.018154 | 0.053177 | 1.5154
2111 | 86 | 1 | 8.3609 | 0.0020713 | 0.0061444 | 0.18213 | 0.017318 | 0.051372 | 1.5228
2112 | 87 | 1 | 8.5699 | 0.0019277 | 0.0057911 | 0.17856 | 0.01652 | 0.049629 | 1.5302
2113 | 88 | 1 | 8.7842 | 0.0017941 | 0.0054582 | 0.17506 | 0.015759 | 0.047945 | 1.5377
2114 | 89 | 1 | 9.0038 | 0.0016697 | 0.0051444 | 0.17163 | 0.015033 | 0.046319 | 1.5453
2115 | 90 | 1 | 9.2289 | 0.0015539 | 0.0048486 | 0.16826 | 0.014341 | 0.044747 | 1.5529
2116 | 91 | 1 | 9.4596 | 0.0014462 | 0.0045698 | 0.16496 | 0.01368 | 0.043229 | 1.5605
2117 | 92 | 1 | 9.6961 | 0.0013459 | 0.0043071 | 0.16173 | 0.01305 | 0.041762 | 1.5681
2118 | 93 | 1 | 9.9385 | 0.0012526 | 0.0040595 | 0.15856 | 0.012449 | 0.040345 | 1.5758
2119 | 94 | 1 | 10.1869 | 0.0011657 | 0.0038261 | 0.15545 | 0.011875 | 0.038976 | 1.5835
2120 | 95 | 1 | 10.4416 | 0.0010849 | 0.0036061 | 0.1524 | 0.011328 | 0.037654 | 1.5913
2121 | 96 | 1 | 10.7026 | 0.0010097 | 0.0033988 | 0.14941 | 0.010806 | 0.036376 | 1.5991
2122 | 97 | 1 | 10.9702 | 0.00093967 | 0.0032034 | 0.14648 | 0.010308 | 0.035142 | 1.6069
2123 | 98 | 1 | 11.2445 | 0.00087452 | 0.0030192 | 0.14361 | 0.0098335 | 0.033949 | 1.6148
2124 | 99 | 1 | 11.5256 | 0.00081389 | 0.0028456 | 0.14079 | 0.0093805 | 0.032797 | 1.6227
2125 | 100 | 0 | 0 | 0 | 0 | 0 | 0 | 0 | 0

## FCP Cost
Feeder | FCP Cost per feeder/mile/year | Max Feeder Baseline ($/year) | Baseline Wildfire (%) | Baseline PSPS (%) | Baseline PEDS (%) | back to index
79 | 1386.9197 | 2480480.3977 | 78.86% | 20.81% | 0.3308%
175 | 245.8706 | 1055746.0386 | 27.96% | 71.78% | 0.2605%
214 | 4644.3428 | 2893372.5345 | 90.28% | 9.311% | 0.4067%
221 | 906.9582 | 769734.2531 | 85.13% | 14.19% | 0.6769%
234 | 41.9496 | 716344.1822 | 96.34% | 2.639% | 1.021%
249 | 70.1159 | 678748.2546 | 77.57% | 20.95% | 1.472%
283 | 35129.095 | 691079.765 | 89.15% | 10.28% | 0.5685%
353 | 4950.708 | 1250391.2554 | 94% | 5.586% | 0.417%
356 | 10741.919 | 2142910.5824 | 83.66% | 15.67% | 0.6694%
522 | 332.6966 | 1016286.9442 | 80.7% | 18.11% | 1.19%
536 | 114.6165 | 21867.6679 | 42.26% | 53.34% | 4.392%
974 | 1567.1481 | 770011.35 | 72.03% | 26.78% | 1.193%
1021 | 806.5277 | 3232764.5082 | 89.58% | 10.03% | 0.3884%
75 | 13771.244 | 362353.9489 | 98.06% | 1.201% | 0.7355%
240 | 253.5947 | 772998.5015 | 88.27% | 9.933% | 1.797%
444 | 459.8057 | 962298.0708 | 91.92% | 6.922% | 1.16%
470 | 50.9265 | 2012602.7228 | 94.87% | 4.37% | 0.7559%
524 | 136.7251 | 4619074.1845 | 91.74% | 7.782% | 0.477%
920 | 321.4041 | 627582.7275 | 25.02% | 74.11% | 0.8722%
928 | 1570.3508 | 505379.3711 | 35.21% | 64.4% | 0.3975%
1022 | 536.7445 | 887133.3668 | 95.91% | 3.733% | 0.3607%
1162 | 346.2644 | 67347.9462 | 58.69% | 38.45% | 2.854%
1166 | 2168.1155 | 1306449.4437 | 92.9% | 6.658% | 0.4418%
91 | 96.5871 | 251212.2081 | 79.73% | 18.17% | 2.101%
231 | 47.1794 | 1024169.5864 | 93.53% | 4.422% | 2.048%
233 | 100.5577 | 763956.6525 | 93.34% | 4.903% | 1.762%
351 | 88.3911 | 2090317.5877 | 91.75% | 7.875% | 0.3732%
352 | 1453.8109 | 1835814.2404 | 93.66% | 5.876% | 0.4611%
442 | 4005.3312 | 2907247.71 | 55.16% | 44.36% | 0.4825%
788 | 26.1669 | 1602649.6151 | 68.44% | 30.89% | 0.6716%
791 | 110.4326 | 638686.2635 | 61.95% | 37.46% | 0.5934%
1023 | 167.4098 | 1480046.05 | 74.84% | 24.29% | 0.8655%
1090 | 652.9752 | 724141.7277 | 96.98% | 2.008% | 1.013%
182 | 414.4921 | 1849480.1957 | 64.04% | 35.59% | 0.3658%
204 | 22.523 | 421529.1137 | 52.89% | 45.23% | 1.878%
246 | 30.3053 | 673237.7248 | 73.17% | 25.57% | 1.264%
300 | 50.3143 | 230148.4202 | 75.7% | 22.04% | 2.261%
354 | 3219.8972 | 2161980.9475 | 92.27% | 7.167% | 0.5599%
411 | 4579.1274 | 1028380.4667 | 90.72% | 7.641% | 1.643%
597 | 180.8456 | 2598879.4437 | 68.57% | 30.98% | 0.4453%
599 | 22.1452 | 2814081.182 | 94.6% | 4.701% | 0.7012%
1235 | 10.2942 | 1038429.0919 | 94.32% | 4.296% | 1.381%

## Microgrid Assumptions
back to index
| O&M Cost scalation | 2.5%
| Inflation | 2.5%
| VSL | 15.3 | M$
| Fatality | 15.3 | M$
| SI | 3.825 | M$
| Safety | 1e-10 | fatalities/CMI
| Reliaility | 3.67 | $/CMI
| Financial | 482 | per Residential customer
|  | 1446 | per C&I customer
| duration | 24 | hours
| PSPS events per year | 1 | SME Assumption
| ME | 100% | SME Assumption. Microgrid is 100% effective during the PSPS de-energization
| Switch O&M | 140.93 | $/year
Customer Weights for Safety
|  | PSPS Critical | 20
|  | Urgent | 10
|  | Essential | 10
|  | Sensitive | 10
|  | AFN | 5
|  | Residential | 1
|  | Commercial | 1
|  | Industrial | 1

## TrancheID
upstreamardfacilityid | Quintile_RA | HFTD | max | upstreamardfacilityid | HTM_RA | HFTD | max | HFTD | total feeders | Number of Resulting Tranches HTM | Number of Resulting Tranches Quintile | back to index | Last Updated: | 2025-04-17 | back to index
100-1122R | 1--2 | Tier-1 | -2 | 1072-6 | Non-HFTD---1 | Tier-1 | -1 | Tier-1 | 1362 | 20 | 25
1001-1130R | 5--5 | Tier-2 | -5 | 1081-38AE | Non-HFTD---1 | Tier-1 | -1 | Tier-2 | 472 | 22 | 25
1001-1140R | 5--4 | Tier-2 | -4 | 1085-109F | Non-HFTD---1 | Tier-1 | -1 | Tier-3 | 308 | 22 | 25
1001-1231F | 3--3 | Tier-2 | -3 | 177-941AE | Non-HFTD---1 | Tier-1 | -1 | Total HFTD | 780
1001-1232F | 1--4 | Tier-1 | -4 | 186-940R | Non-HFTD---1 | Tier-1 | -1
1001-1814AE | 5--3 | Tier-2 | -3 | 206-953R | Non-HFTD---1 | Tier-1 | -1
1001-1820F | 5--5 | Tier-2 | -5 | 206-963F | Non-HFTD---1 | Tier-1 | -1
1001-1821F | 4--1 | Tier-1 | -1 | 206-974 | Non-HFTD---1 | Tier-1 | -1
1006-829F | 1--5 | Tier-2 | -5 | 242-1411F | Non-HFTD---1 | Tier-1 | -1
1021-14F | 5--1 | Tier-2 | -1 | 288-18 | Non-HFTD---1 | Tier-1 | -1
1021-16F | 5--1 | Tier-2 | -1 | 305-32R | Non-HFTD---1 | Tier-1 | -1
1021-1748F | 5--5 | Tier-3 | -5 | 305-35R | Non-HFTD---1 | Tier-1 | -1
1021-1760R | 5--5 | Tier-3 | -5 | 307-1684R | Non-HFTD---1 | Tier-1 | -1
1021-25R | 5--5 | Tier-3 | -5 | 340-378F | Non-HFTD---1 | Tier-1 | -1
1021-855 | 5--5 | Tier-3 | -5 | 341-1155F | Non-HFTD---1 | Tier-1 | -1
1021-883R | 5--4 | Tier-3 | -4 | 410-50R | Non-HFTD---1 | Tier-1 | -1
1021-92 | 5--4 | Tier-3 | -4 | 452-39AE | Non-HFTD---1 | Tier-1 | -1
1022-17F | 5--5 | Tier-3 | -5 | 456-5 | Non-HFTD---1 | Tier-1 | -1
1022-26R | 4--4 | Tier-3 | -4 | 473-36R | Non-HFTD---1 | Tier-1 | -1
1022-322R | 5--5 | Tier-3 | -5 | 474-22AE | Non-HFTD---1 | Tier-1 | -1
1023-200R | 4--5 | Tier-2 | -5 | 474-29 | Non-HFTD---1 | Tier-1 | -1
1023-46AE | 5--5 | Tier-2 | -5 | 486-61R | Non-HFTD---1 | Tier-1 | -1
1023-48R | 5--5 | Tier-2 | -5 | 492-343R | Non-HFTD---1 | Tier-1 | -1
1023-89R | 4--4 | Tier-2 | -4 | 504-1563 | Non-HFTD---1 | Tier-1 | -1
1030-1728R | 5--5 | Tier-3 | -5 | 504-40R | Non-HFTD---1 | Tier-1 | -1
1030-1777 | 5--5 | Tier-3 | -5 | 510-49R | Non-HFTD---1 | Tier-1 | -1
1030-1823F | 5--5 | Tier-3 | -5 | 546-14R | Non-HFTD---1 | Tier-1 | -1
1030-18R | 5--5 | Tier-3 | -5 | 553-27R | Non-HFTD---1 | Tier-1 | -1
1030-20R | 5--5 | Tier-3 | -5 | 558-301R | Non-HFTD---1 | Tier-1 | -1
1030-42R | 5--5 | Tier-3 | -5 | 586-3 | Non-HFTD---1 | Tier-1 | -1
1030-989R | 5--5 | Tier-3 | -5 | 591-39AE | Non-HFTD---1 | Tier-1 | -1
1039-13 | 5--5 | Tier-2 | -5 | 595-500 | Non-HFTD---1 | Tier-1 | -1
1039-14AE | 4--4 | Tier-2 | -4 | 63-35AE | Non-HFTD---1 | Tier-1 | -1
1047-35F | 1--2 | Tier-1 | -2 | 63-797R | Non-HFTD---1 | Tier-1 | -1
1047-36F | 3--1 | Tier-1 | -1 | 66-1213R | Non-HFTD---1 | Tier-1 | -1
1049-3F | 3--1 | Tier-1 | -1 | 68-42 | Non-HFTD---1 | Tier-1 | -1
1049-4F | 2--2 | Tier-1 | -2 | 732-15R | Non-HFTD---1 | Tier-1 | -1
1049-7F | 2--1 | Tier-1 | -1 | 789-15 | Non-HFTD---1 | Tier-1 | -1
105-239F | 1--3 | Tier-1 | -3 | 792-47R | Non-HFTD---1 | Tier-1 | -1
1071-226F | 1--4 | Tier-1 | -4 | 797-32F | Non-HFTD---1 | Tier-1 | -1
1072-6 | 3--4 | Tier-1 | -4 | 859-13F | Non-HFTD---1 | Tier-1 | -1
1073-3F | 3--1 | Tier-1 | -1 | 901-1124 | Non-HFTD---1 | Tier-1 | -1
1073-480 | 3--4 | Tier-1 | -4 | CB 178 | Non-HFTD---1 | Tier-1 | -1
1073-872F | 3--2 | Tier-2 | -2 | CB 188 | Non-HFTD---1 | Tier-1 | -1
1073-874F | 3--3 | Tier-2 | -3 | CB 195 | Non-HFTD---1 | Tier-1 | -1
1073-886F | 3--2 | Tier-2 | -2 | CB 305 | Non-HFTD---1 | Tier-1 | -1
1073-887F | 3--1 | Tier-2 | -1 | CB 306 | Non-HFTD---1 | Tier-1 | -1
1073-888F | 3--3 | Tier-2 | -3 | CB 307 | Non-HFTD---1 | Tier-1 | -1
1076-37F | 4--2 | Tier-1 | -2 | CB 313 | Non-HFTD---1 | Tier-1 | -1
1077-8R | 2--3 | Tier-1 | -3 | CB 314 | Non-HFTD---1 | Tier-1 | -1
1079-9 | 3--3 | Tier-2 | -3 | CB 412 | Non-HFTD---1 | Tier-1 | -1
1081-11 | 4--4 | Tier-1 | -4 | CB 455 | Non-HFTD---1 | Tier-1 | -1
1081-38AE | 3--4 | Tier-1 | -4 | CB 471 | Non-HFTD---1 | Tier-1 | -1
1081-666F | 3--4 | Tier-1 | -4 | CB 474 | Non-HFTD---1 | Tier-1 | -1
1081-668F | 2--3 | Tier-1 | -3 | CB 546 | Non-HFTD---1 | Tier-1 | -1
1085-109F | 2--5 | Tier-1 | -5 | CB 556 | Non-HFTD---1 | Tier-1 | -1
1085-412F | 2--1 | Tier-1 | -1 | CB 562 | Non-HFTD---1 | Tier-1 | -1
1085-8F | 2--4 | Tier-1 | -4 | CB 590 | Non-HFTD---1 | Tier-1 | -1
1090-1734 | 2--5 | Tier-3 | -5 | CB 591 | Non-HFTD---1 | Tier-1 | -1
1090-636R | 5--3 | Tier-3 | -3 | CB 63 | Non-HFTD---1 | Tier-1 | -1
1090-639R | 5--2 | Tier-3 | -2 | CB 66 | Non-HFTD---1 | Tier-1 | -1
1090-69F | 2--1 | Tier-2 | -1 | CB 704 | Non-HFTD---1 | Tier-1 | -1
1090-70F | 2--5 | Tier-2 | -5 | CB 791 | Non-HFTD---1 | Tier-1 | -1
1090-73F | 4--5 | Tier-3 | -5 | CB 855 | Non-HFTD---1 | Tier-1 | -1
1090-74F | 4--5 | Tier-3 | -5 | CB 920 | Non-HFTD---1 | Tier-1 | -1
1094-35F | 3--5 | Tier-2 | -5 | CB BN2 | Non-HFTD---1 | Tier-1 | -1
1094-7 | 2--4 | Tier-2 | -4 | CB CG1 | Non-HFTD---1 | Tier-1 | -1
1094-8AE | 1--2 | Tier-1 | -2 | 1007-9F | Non-HFTD---1 | Tier-1 | -1
1100-1168F | 4--2 | Tier-2 | -2 | 1139-5 | Non-HFTD---2 | Tier-1 | -2
1100-1172R | 4--5 | Tier-2 | -5 | 181-53F | Non-HFTD---2 | Tier-1 | -2
1103-13AE | 1--5 | Tier-2 | -5 | 189-782F | Non-HFTD---2 | Tier-1 | -2
1105-1479 | 5--5 | Tier-2 | -5 | 205-369R | Non-HFTD---2 | Tier-1 | -2
1105-1483 | 4--4 | Tier-2 | -4 | 221-1249R | Non-HFTD---2 | Tier-1 | -2
1117-1121F | 2--4 | Tier-1 | -4 | 221-1251R | Non-HFTD---2 | Tier-1 | -2
1118-1718F | 5--4 | Tier-2 | -4 | 241-570 | Non-HFTD---2 | Tier-1 | -2
1119-6F | 1--4 | Tier-1 | -4 | 241-746 | Non-HFTD---2 | Tier-1 | -2
1119-9F | 2--3 | Tier-1 | -3 | 241-820AE | Non-HFTD---2 | Tier-1 | -2
1138-6R | 5--5 | Tier-2 | -5 | 242-1413F | Non-HFTD---2 | Tier-1 | -2
1139-4F | 5--3 | Tier-2 | -3 | 243-20R | Non-HFTD---2 | Tier-1 | -2
1139-5 | 5--3 | Tier-1 | -3 | 244-29 | Non-HFTD---2 | Tier-1 | -2
114-18AE | 3--3 | Tier-1 | -3 | 245-486 | Non-HFTD---2 | Tier-1 | -2
114-48 | 3--3 | Tier-1 | -3 | 274-23R | Non-HFTD---2 | Tier-1 | -2
1140-8F | 5--2 | Tier-1 | -2 | 276-228 | Non-HFTD---2 | Tier-1 | -2
116-12R | 3--3 | Tier-1 | -3 | 277-459F | Non-HFTD---2 | Tier-1 | -2
116-31F | 3--4 | Tier-1 | -4 | 277-48 | Non-HFTD---2 | Tier-1 | -2
116-32F | 3--4 | Tier-1 | -4 | 278-22R | Non-HFTD---2 | Tier-1 | -2
1161-53AE | 4--2 | Tier-1 | -2 | 278-630 | Non-HFTD---2 | Tier-1 | -2
1161-54 | 4--1 | Tier-1 | -1 | 279-11AE | Non-HFTD---2 | Tier-1 | -2
1161-55 | 4--1 | Tier-2 | -1 | 310-1192F | Non-HFTD---2 | Tier-1 | -2
1161-61 | 4--1 | Tier-1 | -1 | 326-35R | Non-HFTD---2 | Tier-1 | -2
1161-62 | 4--1 | Tier-2 | -1 | 330-810R | Non-HFTD---2 | Tier-1 | -2
1161-74 | 1--4 | Tier-1 | -4 | 330-8R | Non-HFTD---2 | Tier-1 | -2
1162-324R | 4--3 | Tier-2 | -3 | 334-21 | Non-HFTD---2 | Tier-1 | -2
1162-329R | 4--3 | Tier-2 | -3 | 334-46F | Non-HFTD---2 | Tier-1 | -2
1162-363 | 4--3 | Tier-2 | -3 | 390-15 | Non-HFTD---2 | Tier-1 | -2
1162-385F | 4--1 | Tier-2 | -1 | 390-18 | Non-HFTD---2 | Tier-1 | -2
1162-387F | 4--1 | Tier-2 | -1 | 392-23F | Non-HFTD---2 | Tier-1 | -2
1166-15R | 5--5 | Tier-3 | -5 | 394-422F | Non-HFTD---2 | Tier-1 | -2
1166-18R | 5--5 | Tier-3 | -5 | 454-45AE | Non-HFTD---2 | Tier-1 | -2
1166-342R | 5--5 | Tier-3 | -5 | 492-14R | Non-HFTD---2 | Tier-1 | -2
1173-68 | 1--3 | Tier-1 | -3 | 505-635R | Non-HFTD---2 | Tier-1 | -2
1173-69 | 1--1 | Tier-1 | -1 | 532-763 | Non-HFTD---2 | Tier-1 | -2
1173-70 | 2--3 | Tier-1 | -3 | 578-227AE | Non-HFTD---2 | Tier-1 | -2
1180-9 | 2--2 | Tier-1 | -2 | 703-279R | Non-HFTD---2 | Tier-1 | -2
120-360F | 2--3 | Tier-1 | -3 | 781-44 | Non-HFTD---2 | Tier-1 | -2
120-367F | 2--2 | Tier-1 | -2 | 86-552F | Non-HFTD---2 | Tier-1 | -2
120-368F | 2--3 | Tier-1 | -3 | 93-10R | Non-HFTD---2 | Tier-1 | -2
1201-282F | 2--4 | Tier-2 | -4 | 93-559R | Non-HFTD---2 | Tier-1 | -2
1202-9 | 2--4 | Tier-2 | -4 | 94-41 | Non-HFTD---2 | Tier-1 | -2
1215-10R | 5--1 | Tier-3 | -1 | CB 103 | Non-HFTD---2 | Tier-1 | -2
1215-12R | 5--4 | Tier-3 | -4 | CB 1081 | Non-HFTD---2 | Tier-1 | -2
1215-28R | 5--3 | Tier-3 | -3 | CB 1140 | Non-HFTD---2 | Tier-1 | -2
1215-3 | 5--1 | Tier-3 | -1 | CB 116 | Non-HFTD---2 | Tier-1 | -2
1215-32R | 5--4 | Tier-3 | -4 | CB 245 | Non-HFTD---2 | Tier-1 | -2
122-196 | 1--3 | Tier-1 | -3 | CB 275 | Non-HFTD---2 | Tier-1 | -2
1221-2095F | 1--4 | Tier-1 | -4 | CB 286 | Non-HFTD---2 | Tier-1 | -2
123-437 | 1--2 | Tier-1 | -2 | CB 303 | Non-HFTD---2 | Tier-1 | -2
123-557 | 1--2 | Tier-1 | -2 | CB 387 | Non-HFTD---2 | Tier-1 | -2
1233-259R | 5--4 | Tier-3 | -4 | CB 390 | Non-HFTD---2 | Tier-1 | -2
1233-264F | 5--1 | Tier-3 | -1 | CB 391 | Non-HFTD---2 | Tier-1 | -2
1233-585R | 5--5 | Tier-3 | -5 | CB 392 | Non-HFTD---2 | Tier-1 | -2
1233-587R | 5--5 | Tier-3 | -5 | CB 394 | Non-HFTD---2 | Tier-1 | -2
1233-589R | 5--4 | Tier-3 | -4 | CB 395 | Non-HFTD---2 | Tier-1 | -2
1233-591R | 5--5 | Tier-3 | -5 | CB 414 | Non-HFTD---2 | Tier-1 | -2
1233-617F | 5--1 | Tier-3 | -1 | CB 473 | Non-HFTD---2 | Tier-1 | -2
124-206R | 2--2 | Tier-1 | -2 | CB 57 | Non-HFTD---2 | Tier-1 | -2
124-258R | 1--2 | Tier-1 | -2 | CB 65 | Non-HFTD---2 | Tier-1 | -2
1242-1079R | 2--5 | Tier-2 | -5 | CB 701 | Non-HFTD---2 | Tier-1 | -2
1242-1084 | 2--5 | Tier-2 | -5 | CB 732 | Non-HFTD---2 | Tier-1 | -2
1242-127AE | 1--4 | Tier-2 | -4 | CB CG2 | Non-HFTD---2 | Tier-1 | -2
1243-156F | 4--1 | Tier-2 | -1 | CB GM2 | Non-HFTD---2 | Tier-1 | -2
1243-158F | 4--1 | Tier-2 | -1 | CB SC1 | Non-HFTD---2 | Tier-1 | -2
1243-319R | 4--4 | Tier-2 | -4 | CB SC2 | Non-HFTD---2 | Tier-1 | -2
1243-38R | 4--3 | Tier-2 | -3 | 576-205F | Non-HFTD---2 | Tier-1 | -2
1243-45R | 4--5 | Tier-2 | -5 | 590-6 | Non-HFTD---2 | Tier-1 | -2
1250-27R | 5--5 | Tier-2 | -5 | 394-419 | Non-HFTD---2 | Tier-1 | -2
1250-671R | 4--5 | Tier-2 | -5 | 1081-11 | Non-HFTD---3 | Tier-1 | -3
1250-677R | 5--5 | Tier-2 | -5 | 1140-8F | Non-HFTD---3 | Tier-1 | -3
1250-8R | 4--5 | Tier-2 | -5 | 142-33 | Non-HFTD---3 | Tier-1 | -3
1297-34F | 2--4 | Tier-1 | -4 | 165-621F | Non-HFTD---3 | Tier-1 | -3
1297-35F | 2--3 | Tier-1 | -3 | 170-3R | Non-HFTD---3 | Tier-1 | -3
1297-36F | 2--3 | Tier-1 | -3 | 171-708R | Non-HFTD---3 | Tier-1 | -3
130-13F | 3--1 | Tier-1 | -1 | 172-567R | Non-HFTD---3 | Tier-1 | -3
130-14F | 1--1 | Tier-1 | -1 | 172-569R | Non-HFTD---3 | Tier-1 | -3
130-692R | 4--2 | Tier-1 | -2 | 274-40 | Non-HFTD---3 | Tier-1 | -3
137-34AE | 2--1 | Tier-1 | -1 | 275-48F | Non-HFTD---3 | Tier-1 | -3
137-767F | 2--2 | Tier-1 | -2 | 276-158R | Non-HFTD---3 | Tier-1 | -3
138-358R | 3--3 | Tier-1 | -3 | 279-10AE | Non-HFTD---3 | Tier-1 | -3
138-360F | 1--2 | Tier-1 | -2 | 280-382AE | Non-HFTD---3 | Tier-1 | -3
138-366 | 1--1 | Tier-1 | -1 | 286-989AE | Non-HFTD---3 | Tier-1 | -3
139-243AE | 1--1 | Tier-1 | -1 | 303-189AE | Non-HFTD---3 | Tier-1 | -3
139-245AE | 2--2 | Tier-1 | -2 | 308-464 | Non-HFTD---3 | Tier-1 | -3
139-426F | 1--2 | Tier-1 | -2 | 308-484AE | Non-HFTD---3 | Tier-1 | -3
139-48 | 3--2 | Tier-1 | -2 | 310-719F | Non-HFTD---3 | Tier-1 | -3
140-481R | 3--3 | Tier-1 | -3 | 341-920 | Non-HFTD---3 | Tier-1 | -3
140-496 | 3--4 | Tier-1 | -4 | 362-47F | Non-HFTD---3 | Tier-1 | -3
1406-19F | 3--2 | Tier-1 | -2 | 364-49R | Non-HFTD---3 | Tier-1 | -3
1406-436 | 1--2 | Tier-1 | -2 | 368-24 | Non-HFTD---3 | Tier-1 | -3
141-194F | 2--3 | Tier-1 | -3 | 390-346AE | Non-HFTD---3 | Tier-1 | -3
141-195F | 2--1 | Tier-1 | -1 | 415-1237R | Non-HFTD---3 | Tier-1 | -3
1418-31R | 1--2 | Tier-1 | -2 | 415-33 | Non-HFTD---3 | Tier-1 | -3
1418-581R | 2--2 | Tier-1 | -2 | 417-21R | Non-HFTD---3 | Tier-1 | -3
142-33 | 4--3 | Tier-1 | -3 | 443-218R | Non-HFTD---3 | Tier-1 | -3
142-8R | 3--2 | Tier-1 | -2 | 492-1091F | Non-HFTD---3 | Tier-1 | -3
143-147F | 2--3 | Tier-1 | -3 | 578-242F | Non-HFTD---3 | Tier-1 | -3
143-178F | 2--2 | Tier-1 | -2 | 58-110F | Non-HFTD---3 | Tier-1 | -3
143-179F | 2--1 | Tier-1 | -1 | 60-603F | Non-HFTD---3 | Tier-1 | -3
143-33 | 2--2 | Tier-1 | -2 | 62-22AE | Non-HFTD---3 | Tier-1 | -3
1434-10AE | 3--2 | Tier-1 | -2 | 64-14F | Non-HFTD---3 | Tier-1 | -3
1434-11 | 1--3 | Tier-1 | -3 | 702-27R | Non-HFTD---3 | Tier-1 | -3
1434-2 | 3--1 | Tier-1 | -1 | 702-30 | Non-HFTD---3 | Tier-1 | -3
1434-37R | 3--2 | Tier-1 | -2 | 731-49F | Non-HFTD---3 | Tier-1 | -3
1435-1075F | 2--2 | Tier-1 | -2 | 792-46 | Non-HFTD---3 | Tier-1 | -3
1435-49F | 2--1 | Tier-1 | -1 | CB 1073 | Non-HFTD---3 | Tier-1 | -3
1435-50 | 3--2 | Tier-1 | -2 | CB 142 | Non-HFTD---3 | Tier-1 | -3
1438-331F | 1--1 | Tier-1 | -1 | CB 144 | Non-HFTD---3 | Tier-1 | -3
1438-333F | 1--1 | Tier-1 | -1 | CB 171 | Non-HFTD---3 | Tier-1 | -3
1439-29 | 1--2 | Tier-1 | -2 | CB 288 | Non-HFTD---3 | Tier-1 | -3
144-29 | 2--3 | Tier-1 | -3 | CB 364 | Non-HFTD---3 | Tier-1 | -3
144-442F | 3--4 | Tier-1 | -4 | CB 365 | Non-HFTD---3 | Tier-1 | -3
144-445F | 3--3 | Tier-1 | -3 | CB 415 | Non-HFTD---3 | Tier-1 | -3
1448-368 | 2--3 | Tier-1 | -3 | CB 417 | Non-HFTD---3 | Tier-1 | -3
145-633 | 2--2 | Tier-1 | -2 | CB 514 | Non-HFTD---3 | Tier-1 | -3
1458-1056 | 5--3 | Tier-2 | -3 | CB 56 | Non-HFTD---3 | Tier-1 | -3
1458-1057F | 5--2 | Tier-3 | -2 | CB 578 | Non-HFTD---3 | Tier-1 | -3
1458-1058F | 5--5 | Tier-3 | -5 | CB 61 | Non-HFTD---3 | Tier-1 | -3
1458-1061 | 5--5 | Tier-2 | -5 | CB 77 | Non-HFTD---3 | Tier-1 | -3
1458-1062F | 5--2 | Tier-3 | -2 | CB 93 | Non-HFTD---3 | Tier-1 | -3
1458-1075F | 1--5 | Tier-3 | -5 | CB AD1 | Non-HFTD---3 | Tier-1 | -3
1458-1115F | 4--2 | Tier-2 | -2 | CB BRM1 | Non-HFTD---3 | Tier-1 | -3
1458-1117F | 4--2 | Tier-2 | -2 | CB DM2 | Non-HFTD---3 | Tier-1 | -3
1458-1131R | 5--5 | Tier-3 | -5 | CB EO3 | Non-HFTD---3 | Tier-1 | -3
1458-454F | 5--2 | Tier-2 | -2 | CB FM3 | Non-HFTD---3 | Tier-1 | -3
1458-456F | 4--3 | Tier-2 | -3 | CB LR1 | Non-HFTD---3 | Tier-1 | -3
1458-519 | 1--5 | Tier-2 | -5 | CB MA1 | Non-HFTD---3 | Tier-1 | -3
1458-565R | 5--5 | Tier-3 | -5 | CB PB1 | Non-HFTD---3 | Tier-1 | -3
1458-601R | 5--5 | Tier-3 | -5 | 242-1419F | Non-HFTD---3 | Tier-1 | -3
1458-8 | 5--1 | Tier-3 | -1 | 1140-11F | Non-HFTD---3 | Tier-1 | -3
1458-9 | 5--1 | Tier-3 | -1 | 1140-13F | Non-HFTD---3 | Tier-1 | -3
146-275R | 2--4 | Tier-1 | -4 | 1007-10F | Non-HFTD---3 | Tier-1 | -3
1480-26F | 1--1 | Tier-1 | -1 | 390-16F | Non-HFTD---3 | Tier-1 | -3
1481-5AE | 1--1 | Tier-1 | -1 | 391-437 | Non-HFTD---3 | Tier-1 | -3
1482-28 | 2--2 | Tier-1 | -2 | 306-2258F | Non-HFTD---3 | Tier-1 | -3
1483-39 | 1--1 | Tier-1 | -1 | 1073-480 | Non-HFTD---4 | Tier-1 | -4
1483-40 | 1--1 | Tier-1 | -1 | 1081-666F | Non-HFTD---4 | Tier-1 | -4
149-129R | 2--2 | Tier-1 | -2 | 1085-8F | Non-HFTD---4 | Tier-1 | -4
149-154R | 2--1 | Tier-1 | -1 | 1117-1121F | Non-HFTD---4 | Tier-1 | -4
150-434AE | 1--4 | Tier-1 | -4 | 116-31F | Non-HFTD---4 | Tier-1 | -4
150-506 | 1--4 | Tier-1 | -4 | 1297-34F | Non-HFTD---4 | Tier-1 | -4
151-1044F | 1--1 | Tier-1 | -1 | 192-657AE | Non-HFTD---4 | Tier-1 | -4
151-97 | 1--1 | Tier-1 | -1 | 203-21R | Non-HFTD---4 | Tier-1 | -4
152-1713F | 3--2 | Tier-1 | -2 | 209-661 | Non-HFTD---4 | Tier-1 | -4
152-1716F | 1--2 | Tier-1 | -2 | 275-45 | Non-HFTD---4 | Tier-1 | -4
152-513AE | 3--2 | Tier-1 | -2 | 277-456F | Non-HFTD---4 | Tier-1 | -4
1525-23R | 4--1 | Tier-2 | -1 | 299-814AE | Non-HFTD---4 | Tier-1 | -4
153-1119R | 2--2 | Tier-1 | -2 | 303-487AE | Non-HFTD---4 | Tier-1 | -4
153-581F | 3--1 | Tier-1 | -1 | 364-36 | Non-HFTD---4 | Tier-1 | -4
154-13 | 1--1 | Tier-1 | -1 | 365-34R | Non-HFTD---4 | Tier-1 | -4
154-876R | 3--2 | Tier-1 | -2 | 417-791AE | Non-HFTD---4 | Tier-1 | -4
154-878R | 3--1 | Tier-1 | -1 | 505-1676F | Non-HFTD---4 | Tier-1 | -4
154-894R | 3--1 | Tier-1 | -1 | 545-47F | Non-HFTD---4 | Tier-1 | -4
154-897F | 1--1 | Tier-1 | -1 | 545-50F | Non-HFTD---4 | Tier-1 | -4
155-1236R | 2--3 | Tier-1 | -3 | 545-874R | Non-HFTD---4 | Tier-1 | -4
155-40 | 2--1 | Tier-1 | -1 | 548-17F | Non-HFTD---4 | Tier-1 | -4
156-529AE | 2--1 | Tier-1 | -1 | 56-669F | Non-HFTD---4 | Tier-1 | -4
156-538 | 3--3 | Tier-1 | -3 | 57-736 | Non-HFTD---4 | Tier-1 | -4
157-165R | 5--2 | Tier-3 | -2 | 579-350F | Non-HFTD---4 | Tier-1 | -4
157-189R | 5--4 | Tier-3 | -4 | 58-754F | Non-HFTD---4 | Tier-1 | -4
157-1928R | 5--4 | Tier-3 | -4 | 583-318F | Non-HFTD---4 | Tier-1 | -4
157-204R | 5--4 | Tier-3 | -4 | 61-21F | Non-HFTD---4 | Tier-1 | -4
157-207R | 2--5 | Tier-3 | -5 | 65-38AE | Non-HFTD---4 | Tier-1 | -4
157-232R | 5--4 | Tier-3 | -4 | 69-45F | Non-HFTD---4 | Tier-1 | -4
157-257R | 5--4 | Tier-3 | -4 | 701-48AE | Non-HFTD---4 | Tier-1 | -4
157-273R | 5--4 | Tier-3 | -4 | 702-25 | Non-HFTD---4 | Tier-1 | -4
157-81R | 5--5 | Tier-3 | -5 | 780-468R | Non-HFTD---4 | Tier-1 | -4
158-29 | 4--1 | Tier-1 | -1 | 783-1451F | Non-HFTD---4 | Tier-1 | -4
159-1010F | 1--1 | Tier-1 | -1 | 783-848F | Non-HFTD---4 | Tier-1 | -4
159-31R | 4--1 | Tier-1 | -1 | 794-1002 | Non-HFTD---4 | Tier-1 | -4
159-37F | 3--1 | Tier-1 | -1 | 90-44AE | Non-HFTD---4 | Tier-1 | -4
159-38F | 2--1 | Tier-1 | -1 | 933-472F | Non-HFTD---4 | Tier-1 | -4
160-20R | 3--2 | Tier-1 | -2 | 936-188 | Non-HFTD---4 | Tier-1 | -4
161-610R | 4--2 | Tier-1 | -2 | CB 1007 | Non-HFTD---4 | Tier-1 | -4
161-974F | 1--2 | Tier-1 | -2 | CB 1085 | Non-HFTD---4 | Tier-1 | -4
161-975F | 2--2 | Tier-1 | -2 | CB 143 | Non-HFTD---4 | Tier-1 | -4
161-989F | 1--2 | Tier-1 | -2 | CB 183 | Non-HFTD---4 | Tier-1 | -4
161-991F | 3--1 | Tier-1 | -1 | CB 192 | Non-HFTD---4 | Tier-1 | -4
162-19F | 4--2 | Tier-1 | -2 | CB 274 | Non-HFTD---4 | Tier-1 | -4
162-44R | 3--1 | Tier-1 | -1 | CB 284 | Non-HFTD---4 | Tier-1 | -4
163-29R | 4--2 | Tier-1 | -2 | CB 287 | Non-HFTD---4 | Tier-1 | -4
163-33R | 4--2 | Tier-1 | -2 | CB 368 | Non-HFTD---4 | Tier-1 | -4
165-35R | 3--1 | Tier-1 | -1 | CB 492 | Non-HFTD---4 | Tier-1 | -4
165-621F | 4--3 | Tier-1 | -3 | CB 497 | Non-HFTD---4 | Tier-1 | -4
166-462F | 3--1 | Tier-1 | -1 | CB 511 | Non-HFTD---4 | Tier-1 | -4
166-463F | 1--1 | Tier-1 | -1 | CB 589 | Non-HFTD---4 | Tier-1 | -4
166-465F | 1--1 | Tier-1 | -1 | CB 64 | Non-HFTD---4 | Tier-1 | -4
166-982F | 2--1 | Tier-1 | -1 | CB 68 | Non-HFTD---4 | Tier-1 | -4
166-984F | 2--1 | Tier-1 | -1 | CB 750 | Non-HFTD---4 | Tier-1 | -4
167-32F | 1--2 | Tier-1 | -2 | CB 781 | Non-HFTD---4 | Tier-1 | -4
168-702F | 3--3 | Tier-1 | -3 | CB 783 | Non-HFTD---4 | Tier-1 | -4
168-703F | 2--1 | Tier-1 | -1 | CB 789 | Non-HFTD---4 | Tier-1 | -4
169-35F | 1--1 | Tier-1 | -1 | CB 851 | Non-HFTD---4 | Tier-1 | -4
170-3R | 4--3 | Tier-1 | -3 | CB 857 | Non-HFTD---4 | Tier-1 | -4
170-410R | 5--1 | Tier-1 | -1 | CB 927 | Non-HFTD---4 | Tier-1 | -4
170-42 | 4--2 | Tier-1 | -2 | CB BN1 | Non-HFTD---4 | Tier-1 | -4
170-46 | 5--2 | Tier-1 | -2 | CB HW1 | Non-HFTD---4 | Tier-1 | -4
170-463F | 3--1 | Tier-1 | -1 | CB MV1 | Non-HFTD---4 | Tier-1 | -4
170-464F | 3--1 | Tier-1 | -1 | CB SHC1 | Non-HFTD---4 | Tier-1 | -4
170-465F | 3--2 | Tier-1 | -2 | 797-30F | Non-HFTD---4 | Tier-1 | -4
170-879 | 3--1 | Tier-1 | -1 | 545-43AE | Non-HFTD---4 | Tier-1 | -4
171-34 | 4--3 | Tier-1 | -3 | 511-1337 | Non-HFTD---4 | Tier-1 | -4
171-566 | 3--1 | Tier-1 | -1 | 314-43F | Non-HFTD---4 | Tier-1 | -4
171-567 | 4--3 | Tier-1 | -3 | 314-44F | Non-HFTD---4 | Tier-1 | -4
171-568 | 4--2 | Tier-1 | -2 | 116-32F | Non-HFTD---5 | Tier-1 | -5
171-667F | 3--1 | Tier-1 | -1 | 1297-35F | Non-HFTD---5 | Tier-1 | -5
171-6R | 4--2 | Tier-1 | -2 | 140-496 | Non-HFTD---5 | Tier-1 | -5
171-704R | 4--2 | Tier-1 | -2 | 144-442F | Non-HFTD---5 | Tier-1 | -5
171-708R | 4--3 | Tier-1 | -3 | 146-275R | Non-HFTD---5 | Tier-1 | -5
172-567R | 4--3 | Tier-1 | -3 | 168-702F | Non-HFTD---5 | Tier-1 | -5
172-569R | 5--2 | Tier-1 | -2 | 197-969F | Non-HFTD---5 | Tier-1 | -5
172-615R | 4--2 | Tier-1 | -2 | 223-526R | Non-HFTD---5 | Tier-1 | -5
172-630R | 4--2 | Tier-1 | -2 | 284-660R | Non-HFTD---5 | Tier-1 | -5
175-2024R | 5--5 | Tier-2 | -5 | 287-27AE | Non-HFTD---5 | Tier-1 | -5
175-24R | 5--4 | Tier-2 | -4 | 297-828AE | Non-HFTD---5 | Tier-1 | -5
175-64R | 5--5 | Tier-3 | -5 | 299-1011 | Non-HFTD---5 | Tier-1 | -5
175-90R | 5--5 | Tier-3 | -5 | 35-2 | Non-HFTD---5 | Tier-1 | -5
175-94R | 5--4 | Tier-2 | -4 | 361-45R | Non-HFTD---5 | Tier-1 | -5
176-161R | 5--5 | Tier-3 | -5 | 361-686F | Non-HFTD---5 | Tier-1 | -5
176-164R | 5--5 | Tier-3 | -5 | 366-48 | Non-HFTD---5 | Tier-1 | -5
176-1834R | 5--5 | Tier-3 | -5 | 368-1054F | Non-HFTD---5 | Tier-1 | -5
176-1836R | 5--3 | Tier-2 | -3 | 417-44AE | Non-HFTD---5 | Tier-1 | -5
176-1845R | 5--5 | Tier-3 | -5 | 452-37AE | Non-HFTD---5 | Tier-1 | -5
176-194R | 5--5 | Tier-3 | -5 | 511-831 | Non-HFTD---5 | Tier-1 | -5
176-197F | 5--5 | Tier-3 | -5 | 512-300F | Non-HFTD---5 | Tier-1 | -5
176-200F | 5--4 | Tier-3 | -4 | 512-50AE | Non-HFTD---5 | Tier-1 | -5
177-941AE | 3--5 | Tier-1 | -5 | 59-816F | Non-HFTD---5 | Tier-1 | -5
177-955 | 5--5 | Tier-2 | -5 | 61-13F | Non-HFTD---5 | Tier-1 | -5
178-48 | 1--3 | Tier-1 | -3 | 65-1086 | Non-HFTD---5 | Tier-1 | -5
178-968AE | 3--3 | Tier-2 | -3 | 68-27 | Non-HFTD---5 | Tier-1 | -5
178-982 | 1--1 | Tier-2 | -1 | 68-775 | Non-HFTD---5 | Tier-1 | -5
178-983AE | 1--5 | Tier-1 | -5 | 714-549F | Non-HFTD---5 | Tier-1 | -5
180-1156 | 1--1 | Tier-1 | -1 | 74-35R | Non-HFTD---5 | Tier-1 | -5
180-13 | 1--2 | Tier-1 | -2 | 768-20AE | Non-HFTD---5 | Tier-1 | -5
181-49 | 4--2 | Tier-1 | -2 | 783-847F | Non-HFTD---5 | Tier-1 | -5
181-53F | 4--3 | Tier-1 | -3 | 783-854F | Non-HFTD---5 | Tier-1 | -5
181-54F | 3--1 | Tier-1 | -1 | 90-32 | Non-HFTD---5 | Tier-1 | -5
182-2240F | 5--5 | Tier-2 | -5 | CB 120 | Non-HFTD---5 | Tier-1 | -5
182-2250 | 5--5 | Tier-2 | -5 | CB 140 | Non-HFTD---5 | Tier-1 | -5
182-2252R | 5--5 | Tier-2 | -5 | CB 145 | Non-HFTD---5 | Tier-1 | -5
182-2254R | 5--4 | Tier-2 | -4 | CB 147 | Non-HFTD---5 | Tier-1 | -5
183-439 | 3--5 | Tier-2 | -5 | CB 186 | Non-HFTD---5 | Tier-1 | -5
183-440 | 3--5 | Tier-2 | -5 | CB 190 | Non-HFTD---5 | Tier-1 | -5
185-40AE | 3--2 | Tier-1 | -2 | CB 199 | Non-HFTD---5 | Tier-1 | -5
185-51F | 4--5 | Tier-2 | -5 | CB 270 | Non-HFTD---5 | Tier-1 | -5
185-52F | 3--1 | Tier-1 | -1 | CB 361 | Non-HFTD---5 | Tier-1 | -5
186-940R | 4--4 | Tier-1 | -4 | CB 362 | Non-HFTD---5 | Tier-1 | -5
188-11F | 3--5 | Tier-2 | -5 | CB 363 | Non-HFTD---5 | Tier-1 | -5
188-12F | 1--2 | Tier-1 | -2 | CB 366 | Non-HFTD---5 | Tier-1 | -5
189-645 | 2--3 | Tier-1 | -3 | CB 381 | Non-HFTD---5 | Tier-1 | -5
189-750 | 1--2 | Tier-2 | -2 | CB 475 | Non-HFTD---5 | Tier-1 | -5
189-782F | 4--4 | Tier-1 | -4 | CB 512 | Non-HFTD---5 | Tier-1 | -5
189-783F | 1--2 | Tier-1 | -2 | CB 525 | Non-HFTD---5 | Tier-1 | -5
190-1122F | 1--4 | Tier-1 | -4 | CB 545 | Non-HFTD---5 | Tier-1 | -5
190-1125F | 1--4 | Tier-1 | -4 | CB 553 | Non-HFTD---5 | Tier-1 | -5
190-1868R | 1--4 | Tier-1 | -4 | CB 558 | Non-HFTD---5 | Tier-1 | -5
191-1050R | 3--3 | Tier-1 | -3 | CB 564 | Non-HFTD---5 | Tier-1 | -5
192-657AE | 2--4 | Tier-1 | -4 | CB 59 | Non-HFTD---5 | Tier-1 | -5
192-757 | 2--3 | Tier-1 | -3 | CB 62 | Non-HFTD---5 | Tier-1 | -5
196-38F | 3--4 | Tier-2 | -4 | CB 69 | Non-HFTD---5 | Tier-1 | -5
196-43F | 3--4 | Tier-2 | -4 | CB 702 | Non-HFTD---5 | Tier-1 | -5
197-1150F | 3--4 | Tier-2 | -4 | CB 715 | Non-HFTD---5 | Tier-1 | -5
197-1151F | 3--3 | Tier-2 | -3 | CB 797 | Non-HFTD---5 | Tier-1 | -5
197-1152F | 3--3 | Tier-2 | -3 | CB 94 | Non-HFTD---5 | Tier-1 | -5
197-1155F | 1--4 | Tier-2 | -4 | CB FM2 | Non-HFTD---5 | Tier-1 | -5
197-1157F | 3--3 | Tier-2 | -3 | CB TR1 | Non-HFTD---5 | Tier-1 | -5
197-969F | 3--3 | Tier-1 | -3 | 92-618F | Non-HFTD---5 | Tier-1 | -5
198-37R | 4--5 | Tier-2 | -5 | 146-566 | Non-HFTD---5 | Tier-1 | -5
199-39AE | 2--2 | Tier-1 | -2 | 510-798 | Non-HFTD---5 | Tier-1 | -5
203-21R | 3--4 | Tier-1 | -4 | 511-1338AE | Non-HFTD---5 | Tier-1 | -5
204-32R | 4--4 | Tier-2 | -4 | 708-47 | Non-HFTD---5 | Tier-1 | -5
205-1550 | 2--4 | Tier-2 | -4 | 58-737F | Non-HFTD---5 | Tier-1 | -5
205-369R | 4--4 | Tier-1 | -4 | 314-814F | Non-HFTD---5 | Tier-1 | -5
206-1105 | 3--5 | Tier-2 | -5 | 114-18AE | Non-HFTD---6 | Tier-1 | -6
206-1817 | 4--5 | Tier-2 | -5 | 114-48 | Non-HFTD---6 | Tier-1 | -6
206-953R | 3--5 | Tier-1 | -5 | 116-12R | Non-HFTD---6 | Tier-1 | -6
206-961F | 1--2 | Tier-1 | -2 | 140-481R | Non-HFTD---6 | Tier-1 | -6
206-963F | 3--5 | Tier-1 | -5 | 170-46 | Non-HFTD---6 | Tier-1 | -6
206-974 | 4--5 | Tier-1 | -5 | 171-34 | Non-HFTD---6 | Tier-1 | -6
207-101R | 4--2 | Tier-1 | -2 | 171-567 | Non-HFTD---6 | Tier-1 | -6
209-1769F | 5--5 | Tier-2 | -5 | 171-704R | Non-HFTD---6 | Tier-1 | -6
209-660R | 1--3 | Tier-1 | -3 | 172-615R | Non-HFTD---6 | Tier-1 | -6
209-661 | 1--5 | Tier-1 | -5 | 172-630R | Non-HFTD---6 | Tier-1 | -6
210-172R | 5--2 | Tier-2 | -2 | 181-49 | Non-HFTD---6 | Tier-1 | -6
210-392R | 5--3 | Tier-2 | -3 | 242-1420F | Non-HFTD---6 | Tier-1 | -6
210-394R | 5--2 | Tier-2 | -2 | 242-776F | Non-HFTD---6 | Tier-1 | -6
210-9R | 5--2 | Tier-2 | -2 | 244-32F | Non-HFTD---6 | Tier-1 | -6
211-279R | 5--3 | Tier-2 | -3 | 244-33F | Non-HFTD---6 | Tier-1 | -6
211-312R | 5--3 | Tier-2 | -3 | 255-43AE | Non-HFTD---6 | Tier-1 | -6
211-771R | 5--4 | Tier-3 | -4 | 282-565F | Non-HFTD---6 | Tier-1 | -6
212-1177R | 5--4 | Tier-2 | -4 | 286-1053R | Non-HFTD---6 | Tier-1 | -6
212-1204R | 5--4 | Tier-2 | -4 | 286-990AE | Non-HFTD---6 | Tier-1 | -6
212-638R | 5--4 | Tier-2 | -4 | 289-906AE | Non-HFTD---6 | Tier-1 | -6
212-725R | 5--5 | Tier-3 | -5 | 313-550AE | Non-HFTD---6 | Tier-1 | -6
212-734R | 5--4 | Tier-2 | -4 | 314-13F | Non-HFTD---6 | Tier-1 | -6
212-739R | 5--4 | Tier-3 | -4 | 329-215F | Non-HFTD---6 | Tier-1 | -6
212-743R | 5--3 | Tier-2 | -3 | 368-21AE | Non-HFTD---6 | Tier-1 | -6
212-758R | 5--4 | Tier-2 | -4 | 513-42F | Non-HFTD---6 | Tier-1 | -6
212-773R | 5--4 | Tier-2 | -4 | 533-7AE | Non-HFTD---6 | Tier-1 | -6
212-799R | 5--4 | Tier-2 | -4 | 546-525R | Non-HFTD---6 | Tier-1 | -6
212-880R | 5--2 | Tier-2 | -2 | 56-670F | Non-HFTD---6 | Tier-1 | -6
212-886R | 5--4 | Tier-2 | -4 | 57-1296F | Non-HFTD---6 | Tier-1 | -6
212-888R | 5--4 | Tier-2 | -4 | 57-463AE | Non-HFTD---6 | Tier-1 | -6
213-262F | 1--2 | Tier-1 | -2 | 59-465 | Non-HFTD---6 | Tier-1 | -6
213-263F | 1--4 | Tier-1 | -4 | 730-835 | Non-HFTD---6 | Tier-1 | -6
214-1122R | 5--5 | Tier-3 | -5 | 781-1356R | Non-HFTD---6 | Tier-1 | -6
214-1135R | 4--5 | Tier-3 | -5 | 781-1359 | Non-HFTD---6 | Tier-1 | -6
214-17AE | 4--4 | Tier-3 | -4 | 793-27AE | Non-HFTD---6 | Tier-1 | -6
214-4R | 4--4 | Tier-3 | -4 | 794-15 | Non-HFTD---6 | Tier-1 | -6
214-536R | 4--4 | Tier-3 | -4 | 795-821F | Non-HFTD---6 | Tier-1 | -6
214-583R | 4--5 | Tier-3 | -5 | 95-29R | Non-HFTD---6 | Tier-1 | -6
214-613R | 5--3 | Tier-3 | -3 | CB 1039 | Non-HFTD---6 | Tier-1 | -6
214-647R | 5--5 | Tier-3 | -5 | CB 153 | Non-HFTD---6 | Tier-1 | -6
215-1531R | 5--5 | Tier-2 | -5 | CB 163 | Non-HFTD---6 | Tier-1 | -6
215-1534R | 5--5 | Tier-2 | -5 | CB 184 | Non-HFTD---6 | Tier-1 | -6
215-1544R | 5--4 | Tier-2 | -4 | CB 279 | Non-HFTD---6 | Tier-1 | -6
215-38R | 5--5 | Tier-3 | -5 | CB 289 | Non-HFTD---6 | Tier-1 | -6
216-1859F | 5--5 | Tier-3 | -5 | CB 380 | Non-HFTD---6 | Tier-1 | -6
216-220R | 1--5 | Tier-3 | -5 | CB 40 | Non-HFTD---6 | Tier-1 | -6
217-41AE | 5--4 | Tier-2 | -4 | CB 410 | Non-HFTD---6 | Tier-1 | -6
217-48AE | 5--4 | Tier-2 | -4 | CB 456 | Non-HFTD---6 | Tier-1 | -6
217-835R | 5--5 | Tier-3 | -5 | CB 472 | Non-HFTD---6 | Tier-1 | -6
217-837R | 5--5 | Tier-3 | -5 | CB 531 | Non-HFTD---6 | Tier-1 | -6
217-972R | 5--4 | Tier-2 | -4 | CB 579 | Non-HFTD---6 | Tier-1 | -6
217-983R | 5--5 | Tier-3 | -5 | CB 780 | Non-HFTD---6 | Tier-1 | -6
220-288R | 5--4 | Tier-3 | -4 | CB 85 | Non-HFTD---6 | Tier-1 | -6
220-294R | 5--3 | Tier-3 | -3 | CB 88 | Non-HFTD---6 | Tier-1 | -6
220-298R | 5--4 | Tier-3 | -4 | CB 902 | Non-HFTD---6 | Tier-1 | -6
221-1230F | 4--5 | Tier-3 | -5 | CB 92 | Non-HFTD---6 | Tier-1 | -6
221-1235F | 5--2 | Tier-3 | -2 | CB 949 | Non-HFTD---6 | Tier-1 | -6
221-1237F | 5--1 | Tier-3 | -1 | CB AD3 | Non-HFTD---6 | Tier-1 | -6
221-1249R | 5--2 | Tier-1 | -2 | CB AG1 | Non-HFTD---6 | Tier-1 | -6
221-1251R | 5--4 | Tier-1 | -4 | CB EN1 | Non-HFTD---6 | Tier-1 | -6
221-23R | 5--5 | Tier-3 | -5 | CB EOS1 | Non-HFTD---6 | Tier-1 | -6
221-344R | 5--4 | Tier-3 | -4 | CB GN1 | Non-HFTD---6 | Tier-1 | -6
221-35 | 5--3 | Tier-2 | -3 | CB PB5 | Non-HFTD---6 | Tier-1 | -6
221-37AE | 5--5 | Tier-3 | -5 | CB VDN1 | Non-HFTD---6 | Tier-1 | -6
221-38AE | 5--3 | Tier-3 | -3 | SEA1-384F | Non-HFTD---6 | Tier-1 | -6
221-675R | 5--4 | Tier-2 | -4 | 1160-1 | Non-HFTD---6 | Tier-1 | -6
221-6R | 5--5 | Tier-2 | -5 | 535-11F | Non-HFTD---6 | Tier-1 | -6
221-782R | 5--3 | Tier-3 | -3 | 394-418F | Non-HFTD---6 | Tier-1 | -6
221-788 | 5--5 | Tier-3 | -5 | 1081-668F | Non-HFTD---7 | Tier-1 | -7
221-823 | 5--1 | Tier-3 | -1 | 1119-9F | Non-HFTD---7 | Tier-1 | -7
221-824 | 5--4 | Tier-3 | -4 | 120-368F | Non-HFTD---7 | Tier-1 | -7
222-1433R | 5--5 | Tier-3 | -5 | 1297-36F | Non-HFTD---7 | Tier-1 | -7
222-1503R | 5--4 | Tier-3 | -4 | 144-445F | Non-HFTD---7 | Tier-1 | -7
222-1523R | 5--5 | Tier-3 | -5 | 191-1050R | Non-HFTD---7 | Tier-1 | -7
222-1986R | 5--5 | Tier-3 | -5 | 192-757 | Non-HFTD---7 | Tier-1 | -7
222-1988R | 5--4 | Tier-3 | -4 | 213-263F | Non-HFTD---7 | Tier-1 | -7
222-1990R | 5--5 | Tier-3 | -5 | 270-177 | Non-HFTD---7 | Tier-1 | -7
222-1992R | 5--2 | Tier-3 | -2 | 275-680F | Non-HFTD---7 | Tier-1 | -7
222-2013R | 5--5 | Tier-3 | -5 | 287-20 | Non-HFTD---7 | Tier-1 | -7
222-2063 | 5--5 | Tier-3 | -5 | 287-23AE | Non-HFTD---7 | Tier-1 | -7
222-2085 | 5--5 | Tier-3 | -5 | 287-24AE | Non-HFTD---7 | Tier-1 | -7
222-2108 | 5--1 | Tier-3 | -1 | 289-907 | Non-HFTD---7 | Tier-1 | -7
223-47AE | 1--3 | Tier-2 | -3 | 299-815 | Non-HFTD---7 | Tier-1 | -7
223-526R | 2--4 | Tier-1 | -4 | 340-376F | Non-HFTD---7 | Tier-1 | -7
223-536R | 1--4 | Tier-2 | -4 | 341-1157F | Non-HFTD---7 | Tier-1 | -7
230-1008R | 4--3 | Tier-2 | -3 | 365-648R | Non-HFTD---7 | Tier-1 | -7
230-127AE | 5--5 | Tier-2 | -5 | 366-559 | Non-HFTD---7 | Tier-1 | -7
230-133AE | 5--5 | Tier-2 | -5 | 412-23AE | Non-HFTD---7 | Tier-1 | -7
230-1586R | 4--5 | Tier-2 | -5 | 450-114F | Non-HFTD---7 | Tier-1 | -7
230-1606R | 4--4 | Tier-2 | -4 | 525-41F | Non-HFTD---7 | Tier-1 | -7
230-181 | 4--4 | Tier-2 | -4 | 545-885R | Non-HFTD---7 | Tier-1 | -7
230-2060R | 4--5 | Tier-2 | -5 | 59-24R | Non-HFTD---7 | Tier-1 | -7
230-2067 | 4--3 | Tier-2 | -3 | 61-23F | Non-HFTD---7 | Tier-1 | -7
230-371AE | 4--3 | Tier-2 | -3 | 783-1452F | Non-HFTD---7 | Tier-1 | -7
231-1136R | 4--5 | Tier-2 | -5 | 796-45 | Non-HFTD---7 | Tier-1 | -7
231-1635R | 5--5 | Tier-2 | -5 | 856-1141R | Non-HFTD---7 | Tier-1 | -7
232-40AE | 2--3 | Tier-2 | -3 | 859-1064 | Non-HFTD---7 | Tier-1 | -7
233-123R | 4--5 | Tier-2 | -5 | 90-24 | Non-HFTD---7 | Tier-1 | -7
233-41R | 4--5 | Tier-2 | -5 | 900-1166F | Non-HFTD---7 | Tier-1 | -7
233-81F | 3--5 | Tier-2 | -5 | 963-35 | Non-HFTD---7 | Tier-1 | -7
233-86F | 5--5 | Tier-2 | -5 | CB 114 | Non-HFTD---7 | Tier-1 | -7
234-48R | 4--5 | Tier-2 | -5 | CB 1180 | Non-HFTD---7 | Tier-1 | -7
235-897R | 5--5 | Tier-2 | -5 | CB 155 | Non-HFTD---7 | Tier-1 | -7
235-899R | 5--5 | Tier-2 | -5 | CB 156 | Non-HFTD---7 | Tier-1 | -7
235-911 | 5--1 | Tier-2 | -1 | CB 160 | Non-HFTD---7 | Tier-1 | -7
236-1535R | 5--5 | Tier-3 | -5 | CB 187 | Non-HFTD---7 | Tier-1 | -7
236-1561R | 5--4 | Tier-3 | -4 | CB 189 | Non-HFTD---7 | Tier-1 | -7
236-1563R | 5--4 | Tier-3 | -4 | CB 194 | Non-HFTD---7 | Tier-1 | -7
236-1567R | 5--5 | Tier-3 | -5 | CB 198 | Non-HFTD---7 | Tier-1 | -7
236-1569R | 5--5 | Tier-3 | -5 | CB 205 | Non-HFTD---7 | Tier-1 | -7
236-1573R | 5--5 | Tier-3 | -5 | CB 207 | Non-HFTD---7 | Tier-1 | -7
237-1761R | 5--5 | Tier-3 | -5 | CB 266 | Non-HFTD---7 | Tier-1 | -7
237-1765R | 5--5 | Tier-3 | -5 | CB 324 | Non-HFTD---7 | Tier-1 | -7
237-17R | 5--5 | Tier-2 | -5 | CB 325 | Non-HFTD---7 | Tier-1 | -7
237-26F | 5--4 | Tier-2 | -4 | CB 340 | Non-HFTD---7 | Tier-1 | -7
237-28F | 5--5 | Tier-2 | -5 | CB 385 | Non-HFTD---7 | Tier-1 | -7
237-2R | 5--5 | Tier-3 | -5 | CB 504 | Non-HFTD---7 | Tier-1 | -7
237-30R | 5--5 | Tier-3 | -5 | CB 529 | Non-HFTD---7 | Tier-1 | -7
239-2207R | 4--4 | Tier-3 | -4 | CB 567 | Non-HFTD---7 | Tier-1 | -7
239-2211R | 5--4 | Tier-3 | -4 | CB 706 | Non-HFTD---7 | Tier-1 | -7
239-2213R | 5--4 | Tier-3 | -4 | CB 761 | Non-HFTD---7 | Tier-1 | -7
239-2215R | 5--5 | Tier-3 | -5 | CB 80 | Non-HFTD---7 | Tier-1 | -7
239-2217R | 4--4 | Tier-3 | -4 | CB 852 | Non-HFTD---7 | Tier-1 | -7
239-89R | 4--4 | Tier-3 | -4 | CB 856 | Non-HFTD---7 | Tier-1 | -7
240-1028R | 4--5 | Tier-2 | -5 | CB 96 | Non-HFTD---7 | Tier-1 | -7
240-1044 | 4--4 | Tier-3 | -4 | CB AD2 | Non-HFTD---7 | Tier-1 | -7
240-1148 | 4--4 | Tier-3 | -4 | CB CD1 | Non-HFTD---7 | Tier-1 | -7
240-2004R | 5--5 | Tier-3 | -5 | CB CMP1 | Non-HFTD---7 | Tier-1 | -7
240-2006R | 4--5 | Tier-3 | -5 | CB MF1 | Non-HFTD---7 | Tier-1 | -7
240-2032R | 5--5 | Tier-3 | -5 | CB TM1 | Non-HFTD---7 | Tier-1 | -7
241-570 | 5--4 | Tier-1 | -4 | 96-1042F | Non-HFTD---7 | Tier-1 | -7
241-746 | 5--3 | Tier-1 | -3 | 146-565 | Non-HFTD---7 | Tier-1 | -7
241-820AE | 5--3 | Tier-1 | -3 | 287-1119 | Non-HFTD---7 | Tier-1 | -7
242-1411F | 5--4 | Tier-1 | -4 | 275-50F | Non-HFTD---7 | Tier-1 | -7
242-1413F | 5--3 | Tier-1 | -3 | 595-1451F | Non-HFTD---7 | Tier-1 | -7
242-1420F | 5--2 | Tier-1 | -2 | 58-382R | Non-HFTD---7 | Tier-1 | -7
242-1426F | 5--4 | Tier-2 | -4 | 1161-53AE | Non-HFTD---8 | Tier-1 | -8
242-1427F | 5--1 | Tier-2 | -1 | 130-692R | Non-HFTD---8 | Tier-1 | -8
242-776F | 5--2 | Tier-1 | -2 | 138-358R | Non-HFTD---8 | Tier-1 | -8
243-14R | 4--4 | Tier-2 | -4 | 142-8R | Non-HFTD---8 | Tier-1 | -8
243-20R | 4--4 | Tier-1 | -4 | 1434-37R | Non-HFTD---8 | Tier-1 | -8
244-29 | 4--4 | Tier-1 | -4 | 155-1236R | Non-HFTD---8 | Tier-1 | -8
244-32F | 3--3 | Tier-1 | -3 | 156-538 | Non-HFTD---8 | Tier-1 | -8
244-33F | 3--3 | Tier-1 | -3 | 161-610R | Non-HFTD---8 | Tier-1 | -8
245-486 | 4--4 | Tier-1 | -4 | 163-29R | Non-HFTD---8 | Tier-1 | -8
246-34R | 4--5 | Tier-3 | -5 | 170-410R | Non-HFTD---8 | Tier-1 | -8
247-46 | 4--5 | Tier-3 | -5 | 171-568 | Non-HFTD---8 | Tier-1 | -8
247-48 | 3--3 | Tier-2 | -3 | 171-6R | Non-HFTD---8 | Tier-1 | -8
248-30AE | 3--1 | Tier-2 | -1 | 207-101R | Non-HFTD---8 | Tier-1 | -8
249-11 | 4--1 | Tier-3 | -1 | 280-23AE | Non-HFTD---8 | Tier-1 | -8
249-12 | 4--1 | Tier-3 | -1 | 282-563F | Non-HFTD---8 | Tier-1 | -8
249-13 | 4--1 | Tier-3 | -1 | 289-905AE | Non-HFTD---8 | Tier-1 | -8
249-24R | 5--5 | Tier-3 | -5 | 306-961 | Non-HFTD---8 | Tier-1 | -8
250-288F | 1--2 | Tier-1 | -2 | 313-923F | Non-HFTD---8 | Tier-1 | -8
250-47 | 1--2 | Tier-1 | -2 | 323-471 | Non-HFTD---8 | Tier-1 | -8
252-129 | 3--3 | Tier-2 | -3 | 325-1220R | Non-HFTD---8 | Tier-1 | -8
252-132 | 2--2 | Tier-1 | -2 | 42-46 | Non-HFTD---8 | Tier-1 | -8
252-277F | 1--2 | Tier-1 | -2 | 492-1090F | Non-HFTD---8 | Tier-1 | -8
255-1080R | 2--1 | Tier-1 | -1 | 493-478R | Non-HFTD---8 | Tier-1 | -8
255-43AE | 4--2 | Tier-1 | -2 | 57-1291F | Non-HFTD---8 | Tier-1 | -8
256-39AE | 1--1 | Tier-1 | -1 | 571-33 | Non-HFTD---8 | Tier-1 | -8
256-46AE | 3--1 | Tier-1 | -1 | 58-522 | Non-HFTD---8 | Tier-1 | -8
256-539R | 3--2 | Tier-1 | -2 | 730-971R | Non-HFTD---8 | Tier-1 | -8
257-29AE | 2--1 | Tier-1 | -1 | 731-1247F | Non-HFTD---8 | Tier-1 | -8
257-31AE | 2--1 | Tier-1 | -1 | 733-20AE | Non-HFTD---8 | Tier-1 | -8
266-485F | 1--4 | Tier-2 | -4 | 80-564 | Non-HFTD---8 | Tier-1 | -8
270-177 | 2--4 | Tier-1 | -4 | CB 1077 | Non-HFTD---8 | Tier-1 | -8
274-23R | 4--3 | Tier-1 | -3 | CB 1418 | Non-HFTD---8 | Tier-1 | -8
274-38AE | 3--3 | Tier-1 | -3 | CB 154 | Non-HFTD---8 | Tier-1 | -8
274-40 | 4--3 | Tier-1 | -3 | CB 168 | Non-HFTD---8 | Tier-1 | -8
275-45 | 3--4 | Tier-1 | -4 | CB 172 | Non-HFTD---8 | Tier-1 | -8
275-48F | 3--4 | Tier-1 | -4 | CB 255 | Non-HFTD---8 | Tier-1 | -8
275-680F | 3--3 | Tier-1 | -3 | CB 322 | Non-HFTD---8 | Tier-1 | -8
275-681F | 3--2 | Tier-1 | -2 | CB 326 | Non-HFTD---8 | Tier-1 | -8
276-158R | 4--3 | Tier-1 | -3 | CB 374 | Non-HFTD---8 | Tier-1 | -8
276-228 | 4--3 | Tier-1 | -3 | CB 409 | Non-HFTD---8 | Tier-1 | -8
277-456F | 3--4 | Tier-1 | -4 | CB 418 | Non-HFTD---8 | Tier-1 | -8
277-458F | 3--1 | Tier-1 | -1 | CB 453 | Non-HFTD---8 | Tier-1 | -8
277-459F | 4--3 | Tier-1 | -3 | CB 719 | Non-HFTD---8 | Tier-1 | -8
277-48 | 4--4 | Tier-1 | -4 | CB 730 | Non-HFTD---8 | Tier-1 | -8
278-22R | 4--3 | Tier-1 | -3 | CB 733 | Non-HFTD---8 | Tier-1 | -8
278-630 | 4--4 | Tier-1 | -4 | CB 821 | Non-HFTD---8 | Tier-1 | -8
279-10AE | 4--3 | Tier-1 | -3 | CB BK1 | Non-HFTD---8 | Tier-1 | -8
279-11AE | 4--3 | Tier-1 | -3 | CB BK4 | Non-HFTD---8 | Tier-1 | -8
280-23AE | 4--2 | Tier-1 | -2 | CB CA1 | Non-HFTD---8 | Tier-1 | -8
280-24AE | 4--4 | Tier-2 | -4 | CB CD4 | Non-HFTD---8 | Tier-1 | -8
280-382AE | 4--3 | Tier-1 | -3 | CB EN2 | Non-HFTD---8 | Tier-1 | -8
282-563F | 4--2 | Tier-1 | -2 | CB FM1 | Non-HFTD---8 | Tier-1 | -8
282-565F | 4--3 | Tier-1 | -3 | CB HC4 | Non-HFTD---8 | Tier-1 | -8
283-1357AE | 5--1 | Tier-3 | -1 | CB MA2 | Non-HFTD---8 | Tier-1 | -8
283-1358AE | 5--1 | Tier-3 | -1 | CB MAG1 | Non-HFTD---8 | Tier-1 | -8
283-55R | 5--5 | Tier-3 | -5 | CB MNR3 | Non-HFTD---8 | Tier-1 | -8
283-71F | 5--4 | Tier-3 | -4 | CB MU1 | Non-HFTD---8 | Tier-1 | -8
283-78F | 5--1 | Tier-3 | -1 | CB OT2 | Non-HFTD---8 | Tier-1 | -8
283-80F | 5--1 | Tier-3 | -1 | CB WA1 | Non-HFTD---8 | Tier-1 | -8
283-81 | 5--1 | Tier-3 | -1 | CB WA3 | Non-HFTD---8 | Tier-1 | -8
283-83F | 5--1 | Tier-3 | -1 | CB WA5 | Non-HFTD---8 | Tier-1 | -8
283-85F | 5--1 | Tier-3 | -1 | CB WA6 | Non-HFTD---8 | Tier-1 | -8
284-660R | 2--4 | Tier-1 | -4 | DM1-9R | Non-HFTD---8 | Tier-1 | -8
286-1053R | 4--3 | Tier-1 | -3 | CB MO1 | Non-HFTD---8 | Tier-1 | -8
286-989AE | 4--3 | Tier-1 | -3 | 794-17 | Non-HFTD---8 | Tier-1 | -8
286-990AE | 3--3 | Tier-1 | -3 | 1161-9F | Non-HFTD---8 | Tier-1 | -8
286-991 | 2--2 | Tier-1 | -2 | 535-8F | Non-HFTD---8 | Tier-1 | -8
287-1118 | 2--4 | Tier-2 | -4 | 394-420F | Non-HFTD---8 | Tier-1 | -8
287-20 | 2--4 | Tier-1 | -4 | 1071-226F | Non-HFTD---9 | Tier-1 | -9
287-23AE | 2--4 | Tier-1 | -4 | 1077-8R | Non-HFTD---9 | Tier-1 | -9
287-24AE | 2--4 | Tier-1 | -4 | 1173-70 | Non-HFTD---9 | Tier-1 | -9
287-27AE | 2--4 | Tier-1 | -4 | 120-360F | Non-HFTD---9 | Tier-1 | -9
287-28 | 2--1 | Tier-1 | -1 | 1221-2095F | Non-HFTD---9 | Tier-1 | -9
287-30 | 2--1 | Tier-1 | -1 | 141-194F | Non-HFTD---9 | Tier-1 | -9
288-149R | 3--5 | Tier-2 | -5 | 143-147F | Non-HFTD---9 | Tier-1 | -9
288-18 | 3--5 | Tier-1 | -5 | 150-434AE | Non-HFTD---9 | Tier-1 | -9
288-2375R | 2--4 | Tier-2 | -4 | 150-506 | Non-HFTD---9 | Tier-1 | -9
288-2378F | 2--3 | Tier-2 | -3 | 178-983AE | Non-HFTD---9 | Tier-1 | -9
288-2379F | 2--1 | Tier-2 | -1 | 185-40AE | Non-HFTD---9 | Tier-1 | -9
288-2380F | 4--5 | Tier-2 | -5 | 190-1122F | Non-HFTD---9 | Tier-1 | -9
289-1559 | 2--2 | Tier-1 | -2 | 274-38AE | Non-HFTD---9 | Tier-1 | -9
289-905AE | 3--3 | Tier-1 | -3 | 275-681F | Non-HFTD---9 | Tier-1 | -9
289-906AE | 3--3 | Tier-1 | -3 | 341-1179 | Non-HFTD---9 | Tier-1 | -9
289-907 | 3--3 | Tier-1 | -3 | 363-25 | Non-HFTD---9 | Tier-1 | -9
292-317F | 4--3 | Tier-2 | -3 | 416-21 | Non-HFTD---9 | Tier-1 | -9
295-1201F | 1--2 | Tier-1 | -2 | 475-763F | Non-HFTD---9 | Tier-1 | -9
295-1203F | 1--2 | Tier-2 | -2 | 492-1092F | Non-HFTD---9 | Tier-1 | -9
296-66F | 1--3 | Tier-2 | -3 | 512-302F | Non-HFTD---9 | Tier-1 | -9
296-68F | 1--2 | Tier-2 | -2 | 560-46F | Non-HFTD---9 | Tier-1 | -9
297-828AE | 2--4 | Tier-1 | -4 | 57-1292F | Non-HFTD---9 | Tier-1 | -9
298-384 | 1--2 | Tier-1 | -2 | 570-490F | Non-HFTD---9 | Tier-1 | -9
298-42R | 2--2 | Tier-1 | -2 | 58-753F | Non-HFTD---9 | Tier-1 | -9
299-1010AE | 1--1 | Tier-1 | -1 | 581-49 | Non-HFTD---9 | Tier-1 | -9
299-1011 | 2--3 | Tier-1 | -3 | 59-1190F | Non-HFTD---9 | Tier-1 | -9
299-1153F | 1--4 | Tier-1 | -4 | 59-467 | Non-HFTD---9 | Tier-1 | -9
299-814AE | 2--4 | Tier-1 | -4 | 59-814F | Non-HFTD---9 | Tier-1 | -9
299-815 | 2--3 | Tier-1 | -3 | 700-255 | Non-HFTD---9 | Tier-1 | -9
300-483F | 3--5 | Tier-2 | -5 | 783-849F | Non-HFTD---9 | Tier-1 | -9
300-484F | 4--5 | Tier-2 | -5 | 90-50F | Non-HFTD---9 | Tier-1 | -9
303-188 | 2--1 | Tier-1 | -1 | 922-1143F | Non-HFTD---9 | Tier-1 | -9
303-189AE | 4--4 | Tier-1 | -4 | 95-34 | Non-HFTD---9 | Tier-1 | -9
303-487AE | 3--4 | Tier-1 | -4 | 95-35F | Non-HFTD---9 | Tier-1 | -9
305-32R | 4--5 | Tier-1 | -5 | 95-36F | Non-HFTD---9 | Tier-1 | -9
305-35R | 4--5 | Tier-1 | -5 | CB 1076 | Non-HFTD---9 | Tier-1 | -9
306-961 | 4--2 | Tier-1 | -2 | CB 1079 | Non-HFTD---9 | Tier-1 | -9
307-1492R | 4--4 | Tier-2 | -4 | CB 1094 | Non-HFTD---9 | Tier-1 | -9
307-1538F | 5--5 | Tier-2 | -5 | CB 149 | Non-HFTD---9 | Tier-1 | -9
307-1684R | 4--5 | Tier-1 | -5 | CB 298 | Non-HFTD---9 | Tier-1 | -9
307-234R | 5--5 | Tier-2 | -5 | CB 321 | Non-HFTD---9 | Tier-1 | -9
308-464 | 4--3 | Tier-1 | -3 | CB 41 | Non-HFTD---9 | Tier-1 | -9
308-484AE | 4--3 | Tier-1 | -3 | CB 438 | Non-HFTD---9 | Tier-1 | -9
308-485AE | 4--3 | Tier-2 | -3 | CB 44 | Non-HFTD---9 | Tier-1 | -9
308-486AE | 4--3 | Tier-2 | -3 | CB 45 | Non-HFTD---9 | Tier-1 | -9
308-563AE | 4--3 | Tier-2 | -3 | CB 480 | Non-HFTD---9 | Tier-1 | -9
309-15F | 3--1 | Tier-1 | -1 | CB 505 | Non-HFTD---9 | Tier-1 | -9
310-1192F | 4--4 | Tier-1 | -4 | CB 506 | Non-HFTD---9 | Tier-1 | -9
310-1194F | 1--1 | Tier-1 | -1 | CB 508 | Non-HFTD---9 | Tier-1 | -9
310-718F | 1--3 | Tier-1 | -3 | CB 547 | Non-HFTD---9 | Tier-1 | -9
310-719F | 3--4 | Tier-1 | -4 | CB 550 | Non-HFTD---9 | Tier-1 | -9
310-9R | 1--3 | Tier-1 | -3 | CB 588 | Non-HFTD---9 | Tier-1 | -9
311-1163F | 3--3 | Tier-2 | -3 | CB 598 | Non-HFTD---9 | Tier-1 | -9
311-1199 | 3--2 | Tier-2 | -2 | CB 707 | Non-HFTD---9 | Tier-1 | -9
311-14R | 3--4 | Tier-2 | -4 | CB 731 | Non-HFTD---9 | Tier-1 | -9
311-43 | 3--4 | Tier-2 | -4 | CB 748 | Non-HFTD---9 | Tier-1 | -9
312-14F | 3--4 | Tier-2 | -4 | CB 771 | Non-HFTD---9 | Tier-1 | -9
312-40F | 3--2 | Tier-2 | -2 | CB 90 | Non-HFTD---9 | Tier-1 | -9
312-41F | 3--1 | Tier-2 | -1 | CB 95 | Non-HFTD---9 | Tier-1 | -9
313-548AE | 3--2 | Tier-1 | -2 | CB 955 | Non-HFTD---9 | Tier-1 | -9
313-549AE | 3--1 | Tier-1 | -1 | CB ALV1 | Non-HFTD---9 | Tier-1 | -9
313-550AE | 3--3 | Tier-1 | -3 | CB BF1 | Non-HFTD---9 | Tier-1 | -9
313-920F | 3--2 | Tier-1 | -2 | CB BK2 | Non-HFTD---9 | Tier-1 | -9
313-921F | 3--2 | Tier-1 | -2 | CB CA2 | Non-HFTD---9 | Tier-1 | -9
313-922F | 3--1 | Tier-1 | -1 | 143-35 | Non-HFTD---9 | Tier-1 | -9
313-923F | 3--2 | Tier-1 | -2 | 492-611F | Non-HFTD---9 | Tier-1 | -9
314-13F | 3--3 | Tier-1 | -3 | 492-8AE | Non-HFTD---9 | Tier-1 | -9
315-1192F | 1--4 | Tier-2 | -4 | 701-19AE | Non-HFTD---9 | Tier-1 | -9
315-485AE | 2--5 | Tier-2 | -5 | 1076-37F | Non-HFTD---10 | Tier-1 | 10
320-1414 | 2--1 | Tier-1 | -1 | 139-48 | Non-HFTD---10 | Tier-1 | 10
321-1332R | 2--2 | Tier-1 | -2 | 1434-10AE | Non-HFTD---10 | Tier-1 | 10
321-646 | 2--1 | Tier-1 | -1 | 1435-50 | Non-HFTD---10 | Tier-1 | 10
321-740AE | 3--1 | Tier-1 | -1 | 159-31R | Non-HFTD---10 | Tier-1 | 10
321-741 | 1--1 | Tier-1 | -1 | 160-20R | Non-HFTD---10 | Tier-1 | 10
322-32R | 1--2 | Tier-1 | -2 | 163-33R | Non-HFTD---10 | Tier-1 | 10
322-821F | 4--2 | Tier-1 | -2 | 170-42 | Non-HFTD---10 | Tier-1 | 10
322-822F | 1--1 | Tier-1 | -1 | 170-465F | Non-HFTD---10 | Tier-1 | 10
323-1134F | 1--1 | Tier-1 | -1 | 313-920F | Non-HFTD---10 | Tier-1 | 10
323-471 | 4--2 | Tier-1 | -2 | 313-921F | Non-HFTD---10 | Tier-1 | 10
323-472AE | 2--2 | Tier-1 | -2 | 322-821F | Non-HFTD---10 | Tier-1 | 10
325-1220R | 4--2 | Tier-1 | -2 | 376-491R | Non-HFTD---10 | Tier-1 | 10
325-1227F | 1--4 | Tier-1 | -4 | 38-11 | Non-HFTD---10 | Tier-1 | 10
325-1229F | 1--3 | Tier-1 | -3 | 380-27 | Non-HFTD---10 | Tier-1 | 10
325-22R | 3--2 | Tier-1 | -2 | 381-451F | Non-HFTD---10 | Tier-1 | 10
325-25 | 1--3 | Tier-1 | -3 | 409-1155R | Non-HFTD---10 | Tier-1 | 10
326-26 | 1--3 | Tier-1 | -3 | 41-43 | Non-HFTD---10 | Tier-1 | 10
326-35R | 4--4 | Tier-1 | -4 | 43-445 | Non-HFTD---10 | Tier-1 | 10
329-13F | 3--1 | Tier-1 | -1 | 476-6F | Non-HFTD---10 | Tier-1 | 10
329-215F | 3--3 | Tier-1 | -3 | 480-32 | Non-HFTD---10 | Tier-1 | 10
329-793F | 3--1 | Tier-1 | -1 | 480-35 | Non-HFTD---10 | Tier-1 | 10
330-44R | 1--2 | Tier-1 | -2 | 506-844 | Non-HFTD---10 | Tier-1 | 10
330-810R | 3--4 | Tier-1 | -4 | 68-43AE | Non-HFTD---10 | Tier-1 | 10
330-8R | 4--4 | Tier-1 | -4 | 730-1079 | Non-HFTD---10 | Tier-1 | 10
331-246R | 3--2 | Tier-2 | -2 | 733-23R | Non-HFTD---10 | Tier-1 | 10
331-40AE | 3--4 | Tier-2 | -4 | 759-13AE | Non-HFTD---10 | Tier-1 | 10
331-42AE | 3--4 | Tier-2 | -4 | 793-46F | Non-HFTD---10 | Tier-1 | 10
334-21 | 5--3 | Tier-1 | -3 | 941-33F | Non-HFTD---10 | Tier-1 | 10
334-44F | 4--1 | Tier-1 | -1 | CB 1082 | Non-HFTD---10 | Tier-1 | 10
334-45F | 1--2 | Tier-1 | -2 | CB 1438 | Non-HFTD---10 | Tier-1 | 10
334-46F | 4--4 | Tier-1 | -4 | CB 166 | Non-HFTD---10 | Tier-1 | 10
340-376F | 2--3 | Tier-1 | -3 | CB 176 | Non-HFTD---10 | Tier-1 | 10
340-378F | 3--4 | Tier-1 | -4 | CB 257 | Non-HFTD---10 | Tier-1 | 10
341-1155F | 3--5 | Tier-1 | -5 | CB 276 | Non-HFTD---10 | Tier-1 | 10
341-1157F | 2--4 | Tier-1 | -4 | CB 376 | Non-HFTD---10 | Tier-1 | 10
341-1179 | 1--4 | Tier-1 | -4 | CB 397 | Non-HFTD---10 | Tier-1 | 10
341-920 | 4--3 | Tier-1 | -3 | CB 399 | Non-HFTD---10 | Tier-1 | 10
342-514F | 2--1 | Tier-1 | -1 | CB 400 | Non-HFTD---10 | Tier-1 | 10
342-521AE | 2--1 | Tier-1 | -1 | CB 401 | Non-HFTD---10 | Tier-1 | 10
343-20 | 2--1 | Tier-1 | -1 | CB 452 | Non-HFTD---10 | Tier-1 | 10
35-2 | 2--4 | Tier-1 | -4 | CB 509 | Non-HFTD---10 | Tier-1 | 10
35-297AE | 2--2 | Tier-1 | -2 | CB 532 | Non-HFTD---10 | Tier-1 | 10
350-2073 | 4--1 | Tier-2 | -1 | CB 548 | Non-HFTD---10 | Tier-1 | 10
350-2182R | 4--3 | Tier-2 | -3 | CB 580 | Non-HFTD---10 | Tier-1 | 10
350-2188R | 5--5 | Tier-2 | -5 | CB 723 | Non-HFTD---10 | Tier-1 | 10
350-2192R | 5--5 | Tier-2 | -5 | CB 74 | Non-HFTD---10 | Tier-1 | 10
350-2196R | 5--5 | Tier-2 | -5 | CB 740 | Non-HFTD---10 | Tier-1 | 10
350-2201R | 5--5 | Tier-3 | -5 | CB 81 | Non-HFTD---10 | Tier-1 | 10
350-41R | 5--5 | Tier-2 | -5 | CB 946 | Non-HFTD---10 | Tier-1 | 10
351-819R | 5--5 | Tier-2 | -5 | CB 948 | Non-HFTD---10 | Tier-1 | 10
351-871R | 5--5 | Tier-3 | -5 | CB CHA1 | Non-HFTD---10 | Tier-1 | 10
352-27R | 5--5 | Tier-3 | -5 | CB DR1 | Non-HFTD---10 | Tier-1 | 10
353-1429R | 5--5 | Tier-2 | -5 | CB ELS1 | Non-HFTD---10 | Tier-1 | 10
353-593F | 5--5 | Tier-2 | -5 | CB EO1 | Non-HFTD---10 | Tier-1 | 10
353-594F | 5--5 | Tier-2 | -5 | CB EOS2 | Non-HFTD---10 | Tier-1 | 10
353-900F | 5--5 | Tier-2 | -5 | CB ES4 | Non-HFTD---10 | Tier-1 | 10
353-901F | 5--5 | Tier-2 | -5 | CB GS1 | Non-HFTD---10 | Tier-1 | 10
353-902F | 5--3 | Tier-2 | -3 | CB HC3 | Non-HFTD---10 | Tier-1 | 10
353-904R | 5--5 | Tier-2 | -5 | CB HP1 | Non-HFTD---10 | Tier-1 | 10
354-1706R | 5--5 | Tier-2 | -5 | CB LA3 | Non-HFTD---10 | Tier-1 | 10
354-24AE | 4--5 | Tier-2 | -5 | CB LV2 | Non-HFTD---10 | Tier-1 | 10
355-41R | 4--5 | Tier-2 | -5 | CB SW3 | Non-HFTD---10 | Tier-1 | 10
355-65R | 1--2 | Tier-2 | -2 | CB VS3 | Non-HFTD---10 | Tier-1 | 10
355-6R | 4--5 | Tier-2 | -5 | CB WA4 | Non-HFTD---10 | Tier-1 | 10
356-16R | 4--5 | Tier-2 | -5 | CB ER1 | Non-HFTD---10 | Tier-1 | 10
356-19R | 5--5 | Tier-3 | -5 | 197-50F | Non-HFTD---10 | Tier-1 | 10
356-30AE | 5--5 | Tier-3 | -5 | 595-1453F | Non-HFTD---10 | Tier-1 | 10
357-1147R | 5--4 | Tier-2 | -4 | 1119-6F | Non-HFTD---11 | Tier-1 | 11
357-1299R | 5--5 | Tier-3 | -5 | 137-767F | Non-HFTD---11 | Tier-1 | 11
357-2047F | 5--4 | Tier-2 | -4 | 1406-19F | Non-HFTD---11 | Tier-1 | 11
357-2048F | 5--1 | Tier-2 | -1 | 144-29 | Non-HFTD---11 | Tier-1 | 11
357-2049F | 5--5 | Tier-3 | -5 | 1448-368 | Non-HFTD---11 | Tier-1 | 11
357-45R | 5--5 | Tier-3 | -5 | 145-633 | Non-HFTD---11 | Tier-1 | 11
357-50R | 5--5 | Tier-3 | -5 | 189-645 | Non-HFTD---11 | Tier-1 | 11
357-750R | 5--5 | Tier-2 | -5 | 190-1868R | Non-HFTD---11 | Tier-1 | 11
358-1175F | 5--3 | Tier-2 | -3 | 299-1153F | Non-HFTD---11 | Tier-1 | 11
358-1240F | 5--1 | Tier-3 | -1 | 325-1229F | Non-HFTD---11 | Tier-1 | 11
358-33 | 5--4 | Tier-3 | -4 | 35-297AE | Non-HFTD---11 | Tier-1 | 11
358-663F | 5--1 | Tier-3 | -1 | 362-40F | Non-HFTD---11 | Tier-1 | 11
358-665F | 5--1 | Tier-3 | -1 | 368-403F | Non-HFTD---11 | Tier-1 | 11
358-666F | 5--1 | Tier-3 | -1 | 402-820F | Non-HFTD---11 | Tier-1 | 11
358-681F | 5--1 | Tier-3 | -1 | 431-550 | Non-HFTD---11 | Tier-1 | 11
358-682F | 5--5 | Tier-3 | -5 | 45-15AE | Non-HFTD---11 | Tier-1 | 11
361-45R | 3--4 | Tier-1 | -4 | 45-16 | Non-HFTD---11 | Tier-1 | 11
361-684F | 2--1 | Tier-1 | -1 | 452-47 | Non-HFTD---11 | Tier-1 | 11
361-686F | 3--4 | Tier-1 | -4 | 486-91 | Non-HFTD---11 | Tier-1 | 11
362-40F | 2--2 | Tier-1 | -2 | 489-19AE | Non-HFTD---11 | Tier-1 | 11
362-45F | 2--2 | Tier-1 | -2 | 493-485F | Non-HFTD---11 | Tier-1 | 11
362-47F | 4--3 | Tier-1 | -3 | 497-888F | Non-HFTD---11 | Tier-1 | 11
362-48F | 2--1 | Tier-1 | -1 | 546-12 | Non-HFTD---11 | Tier-1 | 11
363-25 | 2--3 | Tier-1 | -3 | 548-15F | Non-HFTD---11 | Tier-1 | 11
364-36 | 3--4 | Tier-1 | -4 | 55-483F | Non-HFTD---11 | Tier-1 | 11
364-49R | 4--3 | Tier-1 | -3 | 571-49F | Non-HFTD---11 | Tier-1 | 11
365-28AE | 2--2 | Tier-1 | -2 | 58-756F | Non-HFTD---11 | Tier-1 | 11
365-34R | 3--4 | Tier-1 | -4 | 765-53 | Non-HFTD---11 | Tier-1 | 11
365-648R | 3--3 | Tier-1 | -3 | 857-60 | Non-HFTD---11 | Tier-1 | 11
366-48 | 3--4 | Tier-1 | -4 | 90-49 | Non-HFTD---11 | Tier-1 | 11
366-559 | 2--3 | Tier-1 | -3 | 902-48 | Non-HFTD---11 | Tier-1 | 11
368-1054F | 2--4 | Tier-1 | -4 | CB 1116 | Non-HFTD---11 | Tier-1 | 11
368-1057F | 2--2 | Tier-1 | -2 | CB 130 | Non-HFTD---11 | Tier-1 | 11
368-21AE | 3--3 | Tier-1 | -3 | CB 136 | Non-HFTD---11 | Tier-1 | 11
368-24 | 3--4 | Tier-1 | -4 | CB 159 | Non-HFTD---11 | Tier-1 | 11
368-403F | 2--2 | Tier-1 | -2 | CB 161 | Non-HFTD---11 | Tier-1 | 11
374-708R | 2--1 | Tier-1 | -1 | CB 191 | Non-HFTD---11 | Tier-1 | 11
376-491R | 2--2 | Tier-1 | -2 | CB 206 | Non-HFTD---11 | Tier-1 | 11
376-527AE | 1--3 | Tier-1 | -3 | CB 256 | Non-HFTD---11 | Tier-1 | 11
38-11 | 4--2 | Tier-1 | -2 | CB 261 | Non-HFTD---11 | Tier-1 | 11
380-27 | 4--2 | Tier-1 | -2 | CB 277 | Non-HFTD---11 | Tier-1 | 11
381-450F | 1--2 | Tier-1 | -2 | CB 299 | Non-HFTD---11 | Tier-1 | 11
381-451F | 3--2 | Tier-1 | -2 | CB 323 | Non-HFTD---11 | Tier-1 | 11
381-48 | 2--2 | Tier-1 | -2 | CB 403 | Non-HFTD---11 | Tier-1 | 11
381-49 | 1--1 | Tier-1 | -1 | CB 434 | Non-HFTD---11 | Tier-1 | 11
386-25R | 3--4 | Tier-2 | -4 | CB 454 | Non-HFTD---11 | Tier-1 | 11
387-11 | 4--5 | Tier-2 | -5 | CB 465 | Non-HFTD---11 | Tier-1 | 11
387-15 | 4--5 | Tier-3 | -5 | CB 483 | Non-HFTD---11 | Tier-1 | 11
390-15 | 5--3 | Tier-1 | -3 | CB 498 | Non-HFTD---11 | Tier-1 | 11
390-18 | 5--3 | Tier-1 | -3 | CB 510 | Non-HFTD---11 | Tier-1 | 11
390-346AE | 5--2 | Tier-1 | -2 | CB 518 | Non-HFTD---11 | Tier-1 | 11
392-23F | 5--3 | Tier-1 | -3 | CB 519 | Non-HFTD---11 | Tier-1 | 11
393-14R | 5--4 | Tier-2 | -4 | CB 54 | Non-HFTD---11 | Tier-1 | 11
394-422F | 5--3 | Tier-1 | -3 | CB 549 | Non-HFTD---11 | Tier-1 | 11
395-33R | 4--3 | Tier-2 | -3 | CB 563 | Non-HFTD---11 | Tier-1 | 11
396-699R | 5--5 | Tier-2 | -5 | CB 60 | Non-HFTD---11 | Tier-1 | 11
397-39R | 1--2 | Tier-1 | -2 | CB 708 | Non-HFTD---11 | Tier-1 | 11
397-550F | 3--1 | Tier-1 | -1 | CB 72 | Non-HFTD---11 | Tier-1 | 11
400-1019 | 4--1 | Tier-1 | -1 | CB 745 | Non-HFTD---11 | Tier-1 | 11
401-39R | 4--4 | Tier-2 | -4 | CB 759 | Non-HFTD---11 | Tier-1 | 11
401-684R | 4--1 | Tier-2 | -1 | CB 83 | Non-HFTD---11 | Tier-1 | 11
402-30AE | 2--2 | Tier-1 | -2 | CB BW1 | Non-HFTD---11 | Tier-1 | 11
402-819F | 1--1 | Tier-1 | -1 | CB EOS3 | Non-HFTD---11 | Tier-1 | 11
402-820F | 2--3 | Tier-1 | -3 | 144-30AE | Non-HFTD---11 | Tier-1 | 11
403-11F | 1--1 | Tier-1 | -1 | 512-49 | Non-HFTD---11 | Tier-1 | 11
403-15F | 1--2 | Tier-1 | -2 | 701-21 | Non-HFTD---11 | Tier-1 | 11
403-9F | 1--1 | Tier-1 | -1 | 703-289F | Non-HFTD---11 | Tier-1 | 11
404-6AE | 2--1 | Tier-1 | -1 | 61-24F | Non-HFTD---11 | Tier-1 | 11
409-1155R | 2--2 | Tier-1 | -2 | 1049-3F | Non-HFTD---12 | Tier-1 | 12
409-38R | 2--2 | Tier-1 | -2 | 152-1713F | Non-HFTD---12 | Tier-1 | 12
41-43 | 4--2 | Tier-1 | -2 | 152-513AE | Non-HFTD---12 | Tier-1 | 12
41-44AE | 2--2 | Tier-1 | -2 | 153-581F | Non-HFTD---12 | Tier-1 | 12
410-50R | 4--5 | Tier-1 | -5 | 154-876R | Non-HFTD---12 | Tier-1 | 12
411-1873R | 4--5 | Tier-2 | -5 | 154-878R | Non-HFTD---12 | Tier-1 | 12
411-30R | 5--5 | Tier-3 | -5 | 158-29 | Non-HFTD---12 | Tier-1 | 12
411-47R | 4--5 | Tier-2 | -5 | 161-991F | Non-HFTD---12 | Tier-1 | 12
412-23AE | 3--3 | Tier-1 | -3 | 162-19F | Non-HFTD---12 | Tier-1 | 12
415-1237R | 4--3 | Tier-1 | -3 | 170-879 | Non-HFTD---12 | Tier-1 | 12
415-33 | 4--3 | Tier-1 | -3 | 256-539R | Non-HFTD---12 | Tier-1 | 12
416-21 | 2--3 | Tier-1 | -3 | 309-15F | Non-HFTD---12 | Tier-1 | 12
416-29AE | 1--1 | Tier-1 | -1 | 313-548AE | Non-HFTD---12 | Tier-1 | 12
416-35F | 1--1 | Tier-1 | -1 | 321-1332R | Non-HFTD---12 | Tier-1 | 12
416-37F | 1--1 | Tier-1 | -1 | 325-22R | Non-HFTD---12 | Tier-1 | 12
417-21R | 4--3 | Tier-1 | -3 | 368-1057F | Non-HFTD---12 | Tier-1 | 12
417-41 | 1--3 | Tier-1 | -3 | 400-1019 | Non-HFTD---12 | Tier-1 | 12
417-44AE | 2--4 | Tier-1 | -4 | 52-18F | Non-HFTD---12 | Tier-1 | 12
417-791AE | 3--4 | Tier-1 | -4 | 531-36AE | Non-HFTD---12 | Tier-1 | 12
418-1260 | 2--1 | Tier-1 | -1 | 534-1081F | Non-HFTD---12 | Tier-1 | 12
418-25R | 2--2 | Tier-1 | -2 | 551-19 | Non-HFTD---12 | Tier-1 | 12
42-46 | 4--2 | Tier-1 | -2 | 579-32AE | Non-HFTD---12 | Tier-1 | 12
43-443 | 1--1 | Tier-1 | -1 | 59-1189F | Non-HFTD---12 | Tier-1 | 12
43-445 | 4--2 | Tier-1 | -2 | 74-24R | Non-HFTD---12 | Tier-1 | 12
43-475F | 1--1 | Tier-1 | -1 | 792-1173F | Non-HFTD---12 | Tier-1 | 12
430-321AE | 1--1 | Tier-1 | -1 | 949-22R | Non-HFTD---12 | Tier-1 | 12
430-42F | 2--1 | Tier-1 | -1 | CB 377 | Non-HFTD---12 | Tier-1 | 12
430-639 | 2--1 | Tier-1 | -1 | CB 406 | Non-HFTD---12 | Tier-1 | 12
431-46AE | 2--1 | Tier-1 | -1 | CB 451 | Non-HFTD---12 | Tier-1 | 12
431-474 | 2--1 | Tier-1 | -1 | CB 489 | Non-HFTD---12 | Tier-1 | 12
431-478 | 1--1 | Tier-1 | -1 | CB 70 | Non-HFTD---12 | Tier-1 | 12
431-48AE | 1--1 | Tier-1 | -1 | CB 795 | Non-HFTD---12 | Tier-1 | 12
431-550 | 2--2 | Tier-1 | -2 | CB 84 | Non-HFTD---12 | Tier-1 | 12
434-301 | 1--5 | Tier-2 | -5 | CB AM2 | Non-HFTD---12 | Tier-1 | 12
438-45 | 1--3 | Tier-1 | -3 | CB AM3 | Non-HFTD---12 | Tier-1 | 12
439-42F | 1--5 | Tier-1 | -5 | CB BY3 | Non-HFTD---12 | Tier-1 | 12
44-1101F | 2--1 | Tier-1 | -1 | CB CS2 | Non-HFTD---12 | Tier-1 | 12
44-40AE | 1--2 | Tier-1 | -2 | CB CS3 | Non-HFTD---12 | Tier-1 | 12
44-41 | 1--1 | Tier-1 | -1 | CB DS1 | Non-HFTD---12 | Tier-1 | 12
44-42 | 1--2 | Tier-1 | -2 | CB GA3 | Non-HFTD---12 | Tier-1 | 12
441-23R | 5--4 | Tier-3 | -4 | CB HL1 | Non-HFTD---12 | Tier-1 | 12
441-279R | 5--2 | Tier-3 | -2 | CB HL3 | Non-HFTD---12 | Tier-1 | 12
441-27R | 5--4 | Tier-3 | -4 | CB LA1 | Non-HFTD---12 | Tier-1 | 12
441-30R | 5--4 | Tier-3 | -4 | CB LA2 | Non-HFTD---12 | Tier-1 | 12
442-16R | 5--3 | Tier-3 | -3 | CB MM1 | Non-HFTD---12 | Tier-1 | 12
442-28R | 5--1 | Tier-3 | -1 | CB MT1 | Non-HFTD---12 | Tier-1 | 12
442-46R | 5--1 | Tier-3 | -1 | CB NO2 | Non-HFTD---12 | Tier-1 | 12
442-509R | 5--3 | Tier-3 | -3 | CB OS1 | Non-HFTD---12 | Tier-1 | 12
442-525 | 5--2 | Tier-3 | -2 | CB PL2 | Non-HFTD---12 | Tier-1 | 12
442-728R | 5--5 | Tier-3 | -5 | CB PL4 | Non-HFTD---12 | Tier-1 | 12
442-729 | 5--3 | Tier-3 | -3 | CB PL6 | Non-HFTD---12 | Tier-1 | 12
442-758F | 5--2 | Tier-3 | -2 | CB QN1 | Non-HFTD---12 | Tier-1 | 12
442-764R | 5--2 | Tier-3 | -2 | CB RD2 | Non-HFTD---12 | Tier-1 | 12
442-780 | 5--1 | Tier-3 | -1 | CB S1 | Non-HFTD---12 | Tier-1 | 12
442-784 | 5--1 | Tier-3 | -1 | CB SE4 | Non-HFTD---12 | Tier-1 | 12
443-218R | 5--2 | Tier-1 | -2 | CB SR1 | Non-HFTD---12 | Tier-1 | 12
444-15R | 5--3 | Tier-2 | -3 | CB UP2 | Non-HFTD---12 | Tier-1 | 12
444-43R | 5--5 | Tier-2 | -5 | CB VS1 | Non-HFTD---12 | Tier-1 | 12
444-9R | 5--3 | Tier-2 | -3 | CB VS2 | Non-HFTD---12 | Tier-1 | 12
445-1311R | 5--5 | Tier-3 | -5 | CB VS4 | Non-HFTD---12 | Tier-1 | 12
445-1315 | 1--5 | Tier-2 | -5 | CB WA2 | Non-HFTD---12 | Tier-1 | 12
445-1323 | 3--3 | Tier-2 | -3 | CB WY2 | Non-HFTD---12 | Tier-1 | 12
445-1325F | 5--4 | Tier-2 | -4 | UP1-10 | Non-HFTD---12 | Tier-1 | 12
445-17R | 5--3 | Tier-2 | -3 | 244-30F | Non-HFTD---12 | Tier-1 | 12
445-18R | 5--5 | Tier-2 | -5 | 1160-8AE | Non-HFTD---12 | Tier-1 | 12
445-19R | 5--3 | Tier-2 | -3 | 545-48F | Non-HFTD---12 | Tier-1 | 12
445-39R | 5--4 | Tier-2 | -4 | 492-614F | Non-HFTD---12 | Tier-1 | 12
445-894R | 5--4 | Tier-2 | -4 | 595-1440F | Non-HFTD---12 | Tier-1 | 12
445-897R | 5--3 | Tier-2 | -3 | 1173-68 | Non-HFTD---13 | Tier-1 | 13
448-1196F | 1--5 | Tier-3 | -5 | 120-367F | Non-HFTD---13 | Tier-1 | 13
448-1202 | 5--1 | Tier-3 | -1 | 139-426F | Non-HFTD---13 | Tier-1 | 13
448-1203F | 5--1 | Tier-3 | -1 | 1418-581R | Non-HFTD---13 | Tier-1 | 13
448-1234R | 5--3 | Tier-3 | -3 | 143-178F | Non-HFTD---13 | Tier-1 | 13
448-47R | 5--3 | Tier-3 | -3 | 143-33 | Non-HFTD---13 | Tier-1 | 13
448-714R | 5--3 | Tier-3 | -3 | 149-129R | Non-HFTD---13 | Tier-1 | 13
448-724R | 5--2 | Tier-3 | -2 | 153-1119R | Non-HFTD---13 | Tier-1 | 13
448-735R | 5--2 | Tier-3 | -2 | 161-975F | Non-HFTD---13 | Tier-1 | 13
448-744R | 5--5 | Tier-3 | -5 | 199-39AE | Non-HFTD---13 | Tier-1 | 13
448-9R | 5--4 | Tier-3 | -4 | 209-660R | Non-HFTD---13 | Tier-1 | 13
449-13R | 5--5 | Tier-3 | -5 | 252-132 | Non-HFTD---13 | Tier-1 | 13
449-16R | 5--4 | Tier-3 | -4 | 310-9R | Non-HFTD---13 | Tier-1 | 13
449-683 | 5--3 | Tier-3 | -3 | 323-472AE | Non-HFTD---13 | Tier-1 | 13
449-693R | 5--5 | Tier-3 | -5 | 325-1227F | Non-HFTD---13 | Tier-1 | 13
449-6R | 5--4 | Tier-3 | -4 | 325-25 | Non-HFTD---13 | Tier-1 | 13
45-15AE | 1--3 | Tier-1 | -3 | 365-28AE | Non-HFTD---13 | Tier-1 | 13
45-16 | 2--2 | Tier-1 | -2 | 381-48 | Non-HFTD---13 | Tier-1 | 13
450-113F | 1--4 | Tier-1 | -4 | 439-42F | Non-HFTD---13 | Tier-1 | 13
450-114F | 1--4 | Tier-1 | -4 | 458-33F | Non-HFTD---13 | Tier-1 | 13
450-17 | 4--1 | Tier-2 | -1 | 462-1034F | Non-HFTD---13 | Tier-1 | 13
450-18 | 4--1 | Tier-2 | -1 | 462-1521F | Non-HFTD---13 | Tier-1 | 13
450-1850 | 4--3 | Tier-2 | -3 | 462-1523F | Non-HFTD---13 | Tier-1 | 13
450-1851F | 5--5 | Tier-2 | -5 | 462-868 | Non-HFTD---13 | Tier-1 | 13
450-1853F | 4--4 | Tier-2 | -4 | 493-480R | Non-HFTD---13 | Tier-1 | 13
450-1854 | 4--4 | Tier-2 | -4 | 507-1733 | Non-HFTD---13 | Tier-1 | 13
450-50R | 4--4 | Tier-2 | -4 | 509-1227R | Non-HFTD---13 | Tier-1 | 13
450-88R | 4--4 | Tier-2 | -4 | 547-22R | Non-HFTD---13 | Tier-1 | 13
451-38F | 1--1 | Tier-1 | -1 | 59-803F | Non-HFTD---13 | Tier-1 | 13
452-1403 | 1--5 | Tier-2 | -5 | 60-574 | Non-HFTD---13 | Tier-1 | 13
452-1404F | 1--5 | Tier-2 | -5 | 64-13F | Non-HFTD---13 | Tier-1 | 13
452-1405 | 1--5 | Tier-2 | -5 | 64-15F | Non-HFTD---13 | Tier-1 | 13
452-37AE | 1--5 | Tier-1 | -5 | 770-250R | Non-HFTD---13 | Tier-1 | 13
452-38AE | 2--5 | Tier-2 | -5 | 85-498F | Non-HFTD---13 | Tier-1 | 13
452-39AE | 2--5 | Tier-1 | -5 | 854-607F | Non-HFTD---13 | Tier-1 | 13
452-47 | 2--3 | Tier-1 | -3 | 96-1041F | Non-HFTD---13 | Tier-1 | 13
452-717 | 1--5 | Tier-2 | -5 | CB 107 | Non-HFTD---13 | Tier-1 | 13
453-32R | 2--1 | Tier-1 | -1 | CB 122 | Non-HFTD---13 | Tier-1 | 13
453-41 | 1--3 | Tier-1 | -3 | CB 123 | Non-HFTD---13 | Tier-1 | 13
454-1814 | 4--2 | Tier-2 | -2 | CB 1297 | Non-HFTD---13 | Tier-1 | 13
454-45AE | 4--4 | Tier-1 | -4 | CB 141 | Non-HFTD---13 | Tier-1 | 13
454-47R | 1--2 | Tier-1 | -2 | CB 1434 | Non-HFTD---13 | Tier-1 | 13
454-48F | 4--5 | Tier-2 | -5 | CB 1436 | Non-HFTD---13 | Tier-1 | 13
454-49F | 4--3 | Tier-2 | -3 | CB 162 | Non-HFTD---13 | Tier-1 | 13
454-53F | 4--3 | Tier-2 | -3 | CB 164 | Non-HFTD---13 | Tier-1 | 13
456-5 | 3--5 | Tier-1 | -5 | CB 180 | Non-HFTD---13 | Tier-1 | 13
458-33F | 2--2 | Tier-1 | -2 | CB 208 | Non-HFTD---13 | Tier-1 | 13
458-41F | 1--1 | Tier-1 | -1 | CB 262 | Non-HFTD---13 | Tier-1 | 13
458-43F | 2--1 | Tier-1 | -1 | CB 263 | Non-HFTD---13 | Tier-1 | 13
458-44F | 1--2 | Tier-1 | -2 | CB 295 | Non-HFTD---13 | Tier-1 | 13
461-24F | 1--3 | Tier-1 | -3 | CB 320 | Non-HFTD---13 | Tier-1 | 13
461-644R | 1--3 | Tier-1 | -3 | CB 416 | Non-HFTD---13 | Tier-1 | 13
462-1034F | 1--3 | Tier-1 | -3 | CB 42 | Non-HFTD---13 | Tier-1 | 13
462-1035F | 1--2 | Tier-1 | -2 | CB 43 | Non-HFTD---13 | Tier-1 | 13
462-1521F | 1--3 | Tier-1 | -3 | CB 450 | Non-HFTD---13 | Tier-1 | 13
462-1523F | 1--3 | Tier-1 | -3 | CB 516 | Non-HFTD---13 | Tier-1 | 13
462-868 | 2--2 | Tier-1 | -2 | CB 517 | Non-HFTD---13 | Tier-1 | 13
463-1136F | 4--2 | Tier-2 | -2 | CB 552 | Non-HFTD---13 | Tier-1 | 13
463-1137F | 1--5 | Tier-2 | -5 | CB 560 | Non-HFTD---13 | Tier-1 | 13
463-1229 | 5--4 | Tier-2 | -4 | CB 570 | Non-HFTD---13 | Tier-1 | 13
470-40AE | 4--5 | Tier-2 | -5 | CB 700 | Non-HFTD---13 | Tier-1 | 13
470-47R | 5--5 | Tier-3 | -5 | CB 703 | Non-HFTD---13 | Tier-1 | 13
471-36F | 4--5 | Tier-2 | -5 | CB 770 | Non-HFTD---13 | Tier-1 | 13
473-36R | 5--4 | Tier-1 | -4 | CB 859 | Non-HFTD---13 | Tier-1 | 13
474-22AE | 4--5 | Tier-1 | -5 | CB SO1 | Non-HFTD---13 | Tier-1 | 13
474-29 | 2--5 | Tier-1 | -5 | CB LF1 | Non-HFTD---13 | Tier-1 | 13
475-763F | 2--3 | Tier-1 | -3 | CB LJS1 | Non-HFTD---13 | Tier-1 | 13
476-6F | 5--1 | Tier-1 | -1 | 701-50AE | Non-HFTD---13 | Tier-1 | 13
480-1163R | 2--1 | Tier-1 | -1 | 364-35 | Non-HFTD---13 | Tier-1 | 13
480-32 | 3--2 | Tier-1 | -2 | 1047-36F | Non-HFTD---14 | Tier-1 | 14
480-35 | 4--1 | Tier-1 | -1 | 124-206R | Non-HFTD---14 | Tier-1 | 14
481-30 | 2--1 | Tier-1 | -1 | 130-13F | Non-HFTD---14 | Tier-1 | 14
482-381F | 1--1 | Tier-1 | -1 | 139-245AE | Non-HFTD---14 | Tier-1 | 14
482-382F | 2--2 | Tier-1 | -2 | 1434-2 | Non-HFTD---14 | Tier-1 | 14
486-61R | 4--4 | Tier-1 | -4 | 1482-28 | Non-HFTD---14 | Tier-1 | 14
486-91 | 2--3 | Tier-1 | -3 | 154-894R | Non-HFTD---14 | Tier-1 | 14
488-32R | 2--1 | Tier-1 | -1 | 159-37F | Non-HFTD---14 | Tier-1 | 14
489-19AE | 2--2 | Tier-1 | -2 | 162-44R | Non-HFTD---14 | Tier-1 | 14
489-33 | 1--1 | Tier-1 | -1 | 165-35R | Non-HFTD---14 | Tier-1 | 14
490-23 | 1--4 | Tier-1 | -4 | 166-462F | Non-HFTD---14 | Tier-1 | 14
490-36 | 1--3 | Tier-1 | -3 | 256-46AE | Non-HFTD---14 | Tier-1 | 14
492-1090F | 3--2 | Tier-1 | -2 | 257-31AE | Non-HFTD---14 | Tier-1 | 14
492-1091F | 4--3 | Tier-1 | -3 | 313-922F | Non-HFTD---14 | Tier-1 | 14
492-1092F | 3--2 | Tier-1 | -2 | 321-740AE | Non-HFTD---14 | Tier-1 | 14
492-14R | 4--3 | Tier-1 | -3 | 329-793F | Non-HFTD---14 | Tier-1 | 14
492-343R | 3--4 | Tier-1 | -4 | 343-20 | Non-HFTD---14 | Tier-1 | 14
493-478R | 3--3 | Tier-1 | -3 | 402-30AE | Non-HFTD---14 | Tier-1 | 14
493-480R | 1--4 | Tier-1 | -4 | 409-38R | Non-HFTD---14 | Tier-1 | 14
493-485F | 1--4 | Tier-1 | -4 | 418-25R | Non-HFTD---14 | Tier-1 | 14
496-21 | 1--1 | Tier-1 | -1 | 431-46AE | Non-HFTD---14 | Tier-1 | 14
497-888F | 1--3 | Tier-1 | -3 | 519-46R | Non-HFTD---14 | Tier-1 | 14
500-1531 | 4--4 | Tier-2 | -4 | 52-20R | Non-HFTD---14 | Tier-1 | 14
501-786 | 2--5 | Tier-2 | -5 | 550-665R | Non-HFTD---14 | Tier-1 | 14
504-1563 | 3--5 | Tier-1 | -5 | 57-1295F | Non-HFTD---14 | Tier-1 | 14
504-2501R | 3--5 | Tier-2 | -5 | 59-464AE | Non-HFTD---14 | Tier-1 | 14
504-287R | 4--4 | Tier-2 | -4 | 68-18 | Non-HFTD---14 | Tier-1 | 14
504-40R | 3--5 | Tier-1 | -5 | 718-483R | Non-HFTD---14 | Tier-1 | 14
505-1676F | 3--4 | Tier-1 | -4 | 72-16 | Non-HFTD---14 | Tier-1 | 14
505-635R | 4--4 | Tier-1 | -4 | 792-1172F | Non-HFTD---14 | Tier-1 | 14
506-160AE | 1--2 | Tier-1 | -2 | 797-40F | Non-HFTD---14 | Tier-1 | 14
506-161 | 2--2 | Tier-1 | -2 | 80-568F | Non-HFTD---14 | Tier-1 | 14
506-844 | 3--2 | Tier-1 | -2 | 85-500F | Non-HFTD---14 | Tier-1 | 14
507-1733 | 1--3 | Tier-1 | -3 | CB 100 | Non-HFTD---14 | Tier-1 | 14
508-1027F | 1--2 | Tier-1 | -2 | CB 1049 | Non-HFTD---14 | Tier-1 | 14
509-1227R | 2--2 | Tier-1 | -2 | CB 133 | Non-HFTD---14 | Tier-1 | 14
51-861R | 2--1 | Tier-1 | -1 | CB 1479 | Non-HFTD---14 | Tier-1 | 14
510-49R | 3--4 | Tier-1 | -4 | CB 344 | Non-HFTD---14 | Tier-1 | 14
511-831 | 2--3 | Tier-1 | -3 | CB 407 | Non-HFTD---14 | Tier-1 | 14
512-300F | 2--4 | Tier-1 | -4 | CB 413 | Non-HFTD---14 | Tier-1 | 14
512-302F | 2--3 | Tier-1 | -3 | CB 491 | Non-HFTD---14 | Tier-1 | 14
512-50AE | 3--3 | Tier-1 | -3 | CB 51 | Non-HFTD---14 | Tier-1 | 14
513-42F | 4--2 | Tier-1 | -2 | CB 515 | Non-HFTD---14 | Tier-1 | 14
513-45F | 1--4 | Tier-1 | -4 | CB 581 | Non-HFTD---14 | Tier-1 | 14
515-49R | 1--2 | Tier-1 | -2 | CB 71 | Non-HFTD---14 | Tier-1 | 14
516-5F | 1--1 | Tier-1 | -1 | CB 87 | Non-HFTD---14 | Tier-1 | 14
516-7F | 1--1 | Tier-1 | -1 | CB BA2 | Non-HFTD---14 | Tier-1 | 14
518-39 | 1--2 | Tier-1 | -2 | CB BA3 | Non-HFTD---14 | Tier-1 | 14
518-41 | 1--2 | Tier-1 | -2 | CB BY2 | Non-HFTD---14 | Tier-1 | 14
518-42AE | 1--1 | Tier-1 | -1 | CB CS1 | Non-HFTD---14 | Tier-1 | 14
519-46R | 3--2 | Tier-1 | -2 | CB CS4 | Non-HFTD---14 | Tier-1 | 14
52-16F | 1--1 | Tier-1 | -1 | CB EO2 | Non-HFTD---14 | Tier-1 | 14
52-17F | 1--1 | Tier-1 | -1 | CB GA1 | Non-HFTD---14 | Tier-1 | 14
52-18F | 2--2 | Tier-1 | -2 | CB GH3 | Non-HFTD---14 | Tier-1 | 14
52-20R | 2--2 | Tier-1 | -2 | CB LJ3 | Non-HFTD---14 | Tier-1 | 14
520-1045R | 5--4 | Tier-2 | -4 | CB MK1 | Non-HFTD---14 | Tier-1 | 14
520-10R | 4--5 | Tier-2 | -5 | CB MK2 | Non-HFTD---14 | Tier-1 | 14
520-1489R | 5--5 | Tier-2 | -5 | CB NC4 | Non-HFTD---14 | Tier-1 | 14
520-1509R | 5--4 | Tier-2 | -4 | CB OCA1 | Non-HFTD---14 | Tier-1 | 14
520-1525R | 5--5 | Tier-2 | -5 | CB RV1 | Non-HFTD---14 | Tier-1 | 14
520-1527R | 5--5 | Tier-3 | -5 | CB S2 | Non-HFTD---14 | Tier-1 | 14
520-1902R | 4--4 | Tier-2 | -4 | CB SW2 | Non-HFTD---14 | Tier-1 | 14
520-1904 | 4--5 | Tier-3 | -5 | RD4-50F | Non-HFTD---14 | Tier-1 | 14
520-1936 | 1--5 | Tier-3 | -5 | 282-564F | Non-HFTD---14 | Tier-1 | 14
520-22R | 4--4 | Tier-2 | -4 | 1160-3AE | Non-HFTD---14 | Tier-1 | 14
520-35R | 5--5 | Tier-3 | -5 | 1160-9AE | Non-HFTD---14 | Tier-1 | 14
520-45 | 5--5 | Tier-2 | -5 | 314-1328 | Non-HFTD---14 | Tier-1 | 14
521-14R | 5--5 | Tier-3 | -5 | 1001-1232F | Non-HFTD---15 | Tier-1 | 15
521-1819R | 4--5 | Tier-2 | -5 | 1047-35F | Non-HFTD---15 | Tier-1 | 15
521-1856R | 5--5 | Tier-3 | -5 | 1049-4F | Non-HFTD---15 | Tier-1 | 15
521-18R | 4--5 | Tier-3 | -5 | 105-239F | Non-HFTD---15 | Tier-1 | 15
521-27R | 4--5 | Tier-2 | -5 | 1180-9 | Non-HFTD---15 | Tier-1 | 15
521-32R | 5--5 | Tier-3 | -5 | 1418-31R | Non-HFTD---15 | Tier-1 | 15
521-700R | 4--5 | Tier-2 | -5 | 1435-1075F | Non-HFTD---15 | Tier-1 | 15
522-34 | 4--3 | Tier-2 | -3 | 152-1716F | Non-HFTD---15 | Tier-1 | 15
522-36 | 4--3 | Tier-2 | -3 | 161-974F | Non-HFTD---15 | Tier-1 | 15
522-38R | 4--5 | Tier-2 | -5 | 166-982F | Non-HFTD---15 | Tier-1 | 15
523-31AE | 4--4 | Tier-2 | -4 | 168-703F | Non-HFTD---15 | Tier-1 | 15
524-1782F | 4--5 | Tier-3 | -5 | 178-48 | Non-HFTD---15 | Tier-1 | 15
524-27R | 4--5 | Tier-3 | -5 | 180-13 | Non-HFTD---15 | Tier-1 | 15
524-46R | 5--5 | Tier-3 | -5 | 252-277F | Non-HFTD---15 | Tier-1 | 15
524-50R | 5--5 | Tier-3 | -5 | 286-991 | Non-HFTD---15 | Tier-1 | 15
524-69R | 5--5 | Tier-3 | -5 | 289-1559 | Non-HFTD---15 | Tier-1 | 15
525-41F | 2--4 | Tier-1 | -4 | 298-42R | Non-HFTD---15 | Tier-1 | 15
53-49 | 2--1 | Tier-1 | -1 | 362-45F | Non-HFTD---15 | Tier-1 | 15
531-36AE | 3--2 | Tier-1 | -2 | 397-39R | Non-HFTD---15 | Tier-1 | 15
532-1293F | 1--2 | Tier-1 | -2 | 41-44AE | Non-HFTD---15 | Tier-1 | 15
532-762 | 1--3 | Tier-1 | -3 | 431-474 | Non-HFTD---15 | Tier-1 | 15
532-763 | 5--4 | Tier-1 | -4 | 438-45 | Non-HFTD---15 | Tier-1 | 15
533-7AE | 4--2 | Tier-1 | -2 | 44-42 | Non-HFTD---15 | Tier-1 | 15
534-1079F | 4--1 | Tier-1 | -1 | 453-41 | Non-HFTD---15 | Tier-1 | 15
534-1080F | 4--2 | Tier-2 | -2 | 461-24F | Non-HFTD---15 | Tier-1 | 15
534-1081F | 4--1 | Tier-1 | -1 | 482-382F | Non-HFTD---15 | Tier-1 | 15
534-346 | 4--1 | Tier-2 | -1 | 488-32R | Non-HFTD---15 | Tier-1 | 15
535-1118 | 4--1 | Tier-1 | -1 | 490-23 | Non-HFTD---15 | Tier-1 | 15
535-1119 | 4--1 | Tier-1 | -1 | 506-161 | Non-HFTD---15 | Tier-1 | 15
535-1120AE | 4--1 | Tier-2 | -1 | 513-45F | Non-HFTD---15 | Tier-1 | 15
536-363F | 4--1 | Tier-2 | -1 | 549-33F | Non-HFTD---15 | Tier-1 | 15
536-377F | 4--1 | Tier-2 | -1 | 555-24F | Non-HFTD---15 | Tier-1 | 15
536-378F | 4--1 | Tier-2 | -1 | 712-311F | Non-HFTD---15 | Tier-1 | 15
536-379F | 4--1 | Tier-2 | -1 | 76-272 | Non-HFTD---15 | Tier-1 | 15
540-241R | 4--5 | Tier-2 | -5 | 76-49F | Non-HFTD---15 | Tier-1 | 15
540-39AE | 4--1 | Tier-2 | -1 | 77-28R | Non-HFTD---15 | Tier-1 | 15
545-47F | 3--4 | Tier-1 | -4 | 773-271F | Non-HFTD---15 | Tier-1 | 15
545-50F | 3--4 | Tier-1 | -4 | 777-101 | Non-HFTD---15 | Tier-1 | 15
545-874R | 3--4 | Tier-1 | -4 | 779-25AE | Non-HFTD---15 | Tier-1 | 15
545-885R | 2--3 | Tier-1 | -3 | 80-575R | Non-HFTD---15 | Tier-1 | 15
546-12 | 2--2 | Tier-1 | -2 | 88-27F | Non-HFTD---15 | Tier-1 | 15
546-14R | 3--4 | Tier-1 | -4 | 900-1118F | Non-HFTD---15 | Tier-1 | 15
546-525R | 3--3 | Tier-1 | -3 | 900-1119F | Non-HFTD---15 | Tier-1 | 15
547-22R | 2--2 | Tier-1 | -2 | 902-364F | Non-HFTD---15 | Tier-1 | 15
548-12F | 1--1 | Tier-1 | -1 | 94-16F | Non-HFTD---15 | Tier-1 | 15
548-14F | 1--1 | Tier-1 | -1 | CB 1173 | Non-HFTD---15 | Tier-1 | 15
548-15F | 2--3 | Tier-1 | -3 | CB 124 | Non-HFTD---15 | Tier-1 | 15
548-17F | 2--4 | Tier-1 | -4 | CB 1283 | Non-HFTD---15 | Tier-1 | 15
548-18F | 1--1 | Tier-1 | -1 | CB 1286 | Non-HFTD---15 | Tier-1 | 15
549-33F | 1--3 | Tier-1 | -3 | CB 131 | Non-HFTD---15 | Tier-1 | 15
549-36F | 1--1 | Tier-1 | -1 | CB 1448 | Non-HFTD---15 | Tier-1 | 15
55-479F | 1--1 | Tier-1 | -1 | CB 146 | Non-HFTD---15 | Tier-1 | 15
55-483F | 2--2 | Tier-1 | -2 | CB 181 | Non-HFTD---15 | Tier-1 | 15
55-484F | 1--1 | Tier-1 | -1 | CB 209 | Non-HFTD---15 | Tier-1 | 15
550-665R | 2--2 | Tier-1 | -2 | CB 229 | Non-HFTD---15 | Tier-1 | 15
551-19 | 3--2 | Tier-1 | -2 | CB 404 | Non-HFTD---15 | Tier-1 | 15
553-27R | 4--4 | Tier-1 | -4 | CB 486 | Non-HFTD---15 | Tier-1 | 15
555-21F | 1--3 | Tier-1 | -3 | CB 488 | Non-HFTD---15 | Tier-1 | 15
555-24F | 2--2 | Tier-1 | -2 | CB 513 | Non-HFTD---15 | Tier-1 | 15
555-2F | 1--2 | Tier-1 | -2 | CB 554 | Non-HFTD---15 | Tier-1 | 15
558-301R | 2--5 | Tier-1 | -5 | CB 572 | Non-HFTD---15 | Tier-1 | 15
56-669F | 2--4 | Tier-1 | -4 | CB 741 | Non-HFTD---15 | Tier-1 | 15
56-670F | 3--3 | Tier-1 | -3 | CB 854 | Non-HFTD---15 | Tier-1 | 15
560-46F | 1--4 | Tier-1 | -4 | CB 967 | Non-HFTD---15 | Tier-1 | 15
57-1291F | 3--3 | Tier-1 | -3 | CB 968 | Non-HFTD---15 | Tier-1 | 15
57-1292F | 2--2 | Tier-1 | -2 | CB 969 | Non-HFTD---15 | Tier-1 | 15
57-1295F | 3--1 | Tier-1 | -1 | CB AZ1 | Non-HFTD---15 | Tier-1 | 15
57-1296F | 3--3 | Tier-1 | -3 | CB RI1 | Non-HFTD---15 | Tier-1 | 15
57-463AE | 3--3 | Tier-1 | -3 | 287-1116F | Non-HFTD---15 | Tier-1 | 15
57-736 | 3--4 | Tier-1 | -4 | 368-1056F | Non-HFTD---15 | Tier-1 | 15
570-489F | 1--1 | Tier-1 | -1 | 1001-1821F | Non-HFTD---16 | Tier-1 | 16
570-490F | 2--2 | Tier-1 | -2 | 1049-7F | Non-HFTD---16 | Tier-1 | 16
570-491F | 1--1 | Tier-1 | -1 | 1161-61 | Non-HFTD---16 | Tier-1 | 16
571-33 | 3--2 | Tier-1 | -2 | 137-34AE | Non-HFTD---16 | Tier-1 | 16
571-49F | 2--2 | Tier-1 | -2 | 155-40 | Non-HFTD---16 | Tier-1 | 16
572-493F | 1--1 | Tier-1 | -1 | 159-38F | Non-HFTD---16 | Tier-1 | 16
576-201F | 5--4 | Tier-2 | -4 | 166-984F | Non-HFTD---16 | Tier-1 | 16
578-227AE | 4--4 | Tier-1 | -4 | 170-463F | Non-HFTD---16 | Tier-1 | 16
578-242F | 3--4 | Tier-1 | -4 | 170-464F | Non-HFTD---16 | Tier-1 | 16
579-32AE | 3--2 | Tier-1 | -2 | 171-566 | Non-HFTD---16 | Tier-1 | 16
579-350F | 3--4 | Tier-1 | -4 | 181-54F | Non-HFTD---16 | Tier-1 | 16
58-110F | 4--3 | Tier-1 | -3 | 257-29AE | Non-HFTD---16 | Tier-1 | 16
58-522 | 2--3 | Tier-1 | -3 | 277-458F | Non-HFTD---16 | Tier-1 | 16
58-729F | 3--1 | Tier-1 | -1 | 320-1414 | Non-HFTD---16 | Tier-1 | 16
58-753F | 2--2 | Tier-1 | -2 | 342-514F | Non-HFTD---16 | Tier-1 | 16
58-754F | 3--4 | Tier-1 | -4 | 342-521AE | Non-HFTD---16 | Tier-1 | 16
58-756F | 2--2 | Tier-1 | -2 | 397-550F | Non-HFTD---16 | Tier-1 | 16
580-690AE | 1--3 | Tier-1 | -3 | 404-6AE | Non-HFTD---16 | Tier-1 | 16
581-49 | 2--3 | Tier-1 | -3 | 430-42F | Non-HFTD---16 | Tier-1 | 16
583-318F | 2--5 | Tier-1 | -5 | 430-639 | Non-HFTD---16 | Tier-1 | 16
586-3 | 3--5 | Tier-1 | -5 | 44-1101F | Non-HFTD---16 | Tier-1 | 16
59-1189F | 2--2 | Tier-1 | -2 | 453-32R | Non-HFTD---16 | Tier-1 | 16
59-1190F | 2--3 | Tier-1 | -3 | 458-43F | Non-HFTD---16 | Tier-1 | 16
59-1196 | 2--1 | Tier-1 | -1 | 480-1163R | Non-HFTD---16 | Tier-1 | 16
59-24R | 2--4 | Tier-1 | -4 | 481-30 | Non-HFTD---16 | Tier-1 | 16
59-464AE | 3--2 | Tier-1 | -2 | 51-861R | Non-HFTD---16 | Tier-1 | 16
59-465 | 4--3 | Tier-1 | -3 | 534-1079F | Non-HFTD---16 | Tier-1 | 16
59-467 | 2--3 | Tier-1 | -3 | 535-1118 | Non-HFTD---16 | Tier-1 | 16
59-803F | 2--2 | Tier-1 | -2 | 535-1119 | Non-HFTD---16 | Tier-1 | 16
59-814F | 2--3 | Tier-1 | -3 | 59-1196 | Non-HFTD---16 | Tier-1 | 16
59-816F | 2--3 | Tier-1 | -3 | 60-576F | Non-HFTD---16 | Tier-1 | 16
591-1116F | 4--1 | Tier-2 | -1 | 719-21AE | Non-HFTD---16 | Tier-1 | 16
591-1594R | 4--4 | Tier-2 | -4 | 719-33 | Non-HFTD---16 | Tier-1 | 16
591-39AE | 4--4 | Tier-1 | -4 | 740-856F | Non-HFTD---16 | Tier-1 | 16
594-1379F | 1--5 | Tier-2 | -5 | 775-185 | Non-HFTD---16 | Tier-1 | 16
595-1454F | 3--4 | Tier-2 | -4 | CB 128 | Non-HFTD---16 | Tier-1 | 16
595-500 | 3--4 | Tier-1 | -4 | CB 129 | Non-HFTD---16 | Tier-1 | 16
597-595 | 5--5 | Tier-2 | -5 | CB 151 | Non-HFTD---16 | Tier-1 | 16
599-19R | 5--5 | Tier-2 | -5 | CB 158 | Non-HFTD---16 | Tier-1 | 16
60-574 | 2--2 | Tier-1 | -2 | CB 481 | Non-HFTD---16 | Tier-1 | 16
60-576F | 2--1 | Tier-1 | -1 | CB 50 | Non-HFTD---16 | Tier-1 | 16
60-603F | 4--4 | Tier-1 | -4 | CB AM1 | Non-HFTD---16 | Tier-1 | 16
61-13F | 3--3 | Tier-1 | -3 | CB ELE1 | Non-HFTD---16 | Tier-1 | 16
61-21F | 3--4 | Tier-1 | -4 | CB EV1 | Non-HFTD---16 | Tier-1 | 16
61-23F | 2--3 | Tier-1 | -3 | CB GH1 | Non-HFTD---16 | Tier-1 | 16
62-22AE | 4--3 | Tier-1 | -3 | CB GH2 | Non-HFTD---16 | Tier-1 | 16
63-35AE | 3--4 | Tier-1 | -4 | CB IB1 | Non-HFTD---16 | Tier-1 | 16
63-797R | 3--5 | Tier-1 | -5 | CB IB2 | Non-HFTD---16 | Tier-1 | 16
64-13F | 2--2 | Tier-1 | -2 | CB LJ4 | Non-HFTD---16 | Tier-1 | 16
64-14F | 4--3 | Tier-1 | -3 | CB LM3 | Non-HFTD---16 | Tier-1 | 16
64-15F | 2--2 | Tier-1 | -2 | CB MT3 | Non-HFTD---16 | Tier-1 | 16
65-1086 | 2--4 | Tier-1 | -4 | CB NO3 | Non-HFTD---16 | Tier-1 | 16
65-38AE | 2--4 | Tier-1 | -4 | CB NTL1 | Non-HFTD---16 | Tier-1 | 16
66-1213R | 4--5 | Tier-1 | -5 | CB OS4 | Non-HFTD---16 | Tier-1 | 16
67-24R | 5--4 | Tier-3 | -4 | CB RD1 | Non-HFTD---16 | Tier-1 | 16
67-34R | 5--5 | Tier-3 | -5 | CB SR4 | Non-HFTD---16 | Tier-1 | 16
67-37R | 5--3 | Tier-3 | -3 | CB SW4 | Non-HFTD---16 | Tier-1 | 16
67-45R | 5--4 | Tier-3 | -4 | NO1-289F | Non-HFTD---16 | Tier-1 | 16
68-1356AE | 2--4 | Tier-2 | -4 | RD4-48F | Non-HFTD---16 | Tier-1 | 16
68-1358 | 2--1 | Tier-2 | -1 | RD4-49F | Non-HFTD---16 | Tier-1 | 16
68-18 | 2--2 | Tier-1 | -2 | 146-564AE | Non-HFTD---16 | Tier-1 | 16
68-27 | 3--3 | Tier-1 | -3 | 282-47F | Non-HFTD---16 | Tier-1 | 16
68-42 | 3--5 | Tier-1 | -5 | 196-915AE | Non-HFTD---16 | Tier-1 | 16
68-43AE | 2--2 | Tier-1 | -2 | 1161-35 | Non-HFTD---16 | Tier-1 | 16
68-775 | 2--4 | Tier-1 | -4 | 476-4 | Non-HFTD---16 | Tier-1 | 16
69-45F | 2--4 | Tier-1 | -4 | 58-728F | Non-HFTD---16 | Tier-1 | 16
700-255 | 2--2 | Tier-1 | -2 | 306-960 | Non-HFTD---16 | Tier-1 | 16
700-259F | 2--1 | Tier-1 | -1 | 100-1122R | Non-HFTD---17 | Tier-1 | 17
701-48AE | 3--4 | Tier-1 | -4 | 1094-8AE | Non-HFTD---17 | Tier-1 | 17
701-738 | 2--1 | Tier-1 | -1 | 1161-74 | Non-HFTD---17 | Tier-1 | 17
702-25 | 2--4 | Tier-1 | -4 | 122-196 | Non-HFTD---17 | Tier-1 | 17
702-27R | 4--3 | Tier-1 | -3 | 123-437 | Non-HFTD---17 | Tier-1 | 17
702-30 | 4--3 | Tier-1 | -3 | 124-258R | Non-HFTD---17 | Tier-1 | 17
702-448F | 1--3 | Tier-1 | -3 | 130-14F | Non-HFTD---17 | Tier-1 | 17
703-279R | 4--4 | Tier-1 | -4 | 138-360F | Non-HFTD---17 | Tier-1 | 17
712-26 | 1--2 | Tier-1 | -2 | 1406-436 | Non-HFTD---17 | Tier-1 | 17
712-311F | 1--2 | Tier-1 | -2 | 1434-11 | Non-HFTD---17 | Tier-1 | 17
713-169 | 1--1 | Tier-1 | -1 | 1439-29 | Non-HFTD---17 | Tier-1 | 17
714-549F | 2--4 | Tier-1 | -4 | 161-989F | Non-HFTD---17 | Tier-1 | 17
718-483R | 2--2 | Tier-1 | -2 | 167-32F | Non-HFTD---17 | Tier-1 | 17
719-20AE | 1--1 | Tier-1 | -1 | 180-1156 | Non-HFTD---17 | Tier-1 | 17
719-21AE | 2--1 | Tier-1 | -1 | 189-783F | Non-HFTD---17 | Tier-1 | 17
719-28 | 1--3 | Tier-1 | -3 | 190-1125F | Non-HFTD---17 | Tier-1 | 17
719-33 | 2--1 | Tier-1 | -1 | 206-961F | Non-HFTD---17 | Tier-1 | 17
719-856F | 1--1 | Tier-1 | -1 | 310-718F | Non-HFTD---17 | Tier-1 | 17
719-857F | 1--1 | Tier-1 | -1 | 323-1134F | Non-HFTD---17 | Tier-1 | 17
72-12F | 1--1 | Tier-1 | -1 | 326-26 | Non-HFTD---17 | Tier-1 | 17
72-16 | 2--1 | Tier-1 | -1 | 334-45F | Non-HFTD---17 | Tier-1 | 17
723-377 | 1--1 | Tier-1 | -1 | 403-15F | Non-HFTD---17 | Tier-1 | 17
723-792F | 1--1 | Tier-1 | -1 | 416-35F | Non-HFTD---17 | Tier-1 | 17
723-793F | 1--1 | Tier-1 | -1 | 416-37F | Non-HFTD---17 | Tier-1 | 17
728-1570F | 1--5 | Tier-2 | -5 | 44-40AE | Non-HFTD---17 | Tier-1 | 17
73-1130R | 5--5 | Tier-3 | -5 | 450-113F | Non-HFTD---17 | Tier-1 | 17
73-1163 | 5--5 | Tier-3 | -5 | 451-38F | Non-HFTD---17 | Tier-1 | 17
73-1164 | 5--4 | Tier-3 | -4 | 454-47R | Non-HFTD---17 | Tier-1 | 17
73-1165 | 5--1 | Tier-3 | -1 | 458-44F | Non-HFTD---17 | Tier-1 | 17
73-1218 | 5--1 | Tier-3 | -1 | 461-644R | Non-HFTD---17 | Tier-1 | 17
73-23R | 5--5 | Tier-3 | -5 | 515-49R | Non-HFTD---17 | Tier-1 | 17
73-678R | 5--5 | Tier-3 | -5 | 518-39 | Non-HFTD---17 | Tier-1 | 17
73-683R | 5--5 | Tier-3 | -5 | 52-17F | Non-HFTD---17 | Tier-1 | 17
730-1079 | 4--2 | Tier-1 | -2 | 532-1293F | Non-HFTD---17 | Tier-1 | 17
730-835 | 3--3 | Tier-1 | -3 | 532-762 | Non-HFTD---17 | Tier-1 | 17
730-971R | 3--2 | Tier-1 | -2 | 548-14F | Non-HFTD---17 | Tier-1 | 17
731-1245F | 1--2 | Tier-1 | -2 | 548-18F | Non-HFTD---17 | Tier-1 | 17
731-1247F | 3--2 | Tier-1 | -2 | 549-36F | Non-HFTD---17 | Tier-1 | 17
731-49F | 4--3 | Tier-1 | -3 | 55-479F | Non-HFTD---17 | Tier-1 | 17
732-15R | 3--5 | Tier-1 | -5 | 555-2F | Non-HFTD---17 | Tier-1 | 17
733-20AE | 3--2 | Tier-1 | -2 | 731-1245F | Non-HFTD---17 | Tier-1 | 17
733-23R | 4--1 | Tier-1 | -1 | 741-17 | Non-HFTD---17 | Tier-1 | 17
74-24R | 3--2 | Tier-1 | -2 | 777-263F | Non-HFTD---17 | Tier-1 | 17
74-35R | 2--4 | Tier-1 | -4 | 957-493 | Non-HFTD---17 | Tier-1 | 17
740-856F | 2--1 | Tier-1 | -1 | CB 1139 | Non-HFTD---17 | Tier-1 | 17
740-857F | 1--1 | Tier-1 | -1 | CB 1152 | Non-HFTD---17 | Tier-1 | 17
741-17 | 1--2 | Tier-1 | -2 | CB 138 | Non-HFTD---17 | Tier-1 | 17
75-2257F | 1--5 | Tier-3 | -5 | CB 1406 | Non-HFTD---17 | Tier-1 | 17
75-2258F | 2--2 | Tier-3 | -2 | CB 1446 | Non-HFTD---17 | Tier-1 | 17
75-2259F | 3--5 | Tier-3 | -5 | CB 254 | Non-HFTD---17 | Tier-1 | 17
75-32R | 3--5 | Tier-3 | -5 | CB 411 | Non-HFTD---17 | Tier-1 | 17
75-41 | 3--5 | Tier-3 | -5 | CB 490 | Non-HFTD---17 | Tier-1 | 17
75-996R | 4--5 | Tier-2 | -5 | CB 493 | Non-HFTD---17 | Tier-1 | 17
759-13AE | 4--2 | Tier-1 | -2 | CB 551 | Non-HFTD---17 | Tier-1 | 17
76-266F | 1--1 | Tier-1 | -1 | CB 582 | Non-HFTD---17 | Tier-1 | 17
76-272 | 1--2 | Tier-1 | -2 | CB 595 | Non-HFTD---17 | Tier-1 | 17
76-49F | 1--2 | Tier-1 | -2 | CB 712 | Non-HFTD---17 | Tier-1 | 17
765-53 | 1--4 | Tier-1 | -4 | CB 716 | Non-HFTD---17 | Tier-1 | 17
768-20AE | 1--5 | Tier-1 | -5 | CB 738 | Non-HFTD---17 | Tier-1 | 17
77-28R | 1--2 | Tier-1 | -2 | CB 76 | Non-HFTD---17 | Tier-1 | 17
770-250R | 1--3 | Tier-1 | -3 | CB 772 | Non-HFTD---17 | Tier-1 | 17
770-259R | 2--3 | Tier-2 | -3 | CB 775 | Non-HFTD---17 | Tier-1 | 17
771-274AE | 1--2 | Tier-1 | -2 | CB 86 | Non-HFTD---17 | Tier-1 | 17
773-271F | 1--2 | Tier-1 | -2 | CB 966 | Non-HFTD---17 | Tier-1 | 17
775-185 | 2--1 | Tier-1 | -1 | CB BT1 | Non-HFTD---17 | Tier-1 | 17
775-187AE | 1--1 | Tier-1 | -1 | CB CCB1 | Non-HFTD---17 | Tier-1 | 17
777-10 | 1--2 | Tier-1 | -2 | CB DM1 | Non-HFTD---17 | Tier-1 | 17
777-101 | 1--2 | Tier-1 | -2 | CB SW1 | Non-HFTD---17 | Tier-1 | 17
777-263F | 1--2 | Tier-1 | -2 | 1073-3F | Non-HFTD---18 | Tier-1 | 18
777-268F | 1--3 | Tier-1 | -3 | 1161-54 | Non-HFTD---18 | Tier-1 | 18
779-25AE | 1--3 | Tier-1 | -3 | 141-195F | Non-HFTD---18 | Tier-1 | 18
78-26R | 5--5 | Tier-3 | -5 | 143-179F | Non-HFTD---18 | Tier-1 | 18
78-35R | 2--5 | Tier-3 | -5 | 1435-49F | Non-HFTD---18 | Tier-1 | 18
78-782R | 5--5 | Tier-3 | -5 | 1480-26F | Non-HFTD---18 | Tier-1 | 18
780-468R | 3--4 | Tier-1 | -4 | 1483-39 | Non-HFTD---18 | Tier-1 | 18
781-1356R | 3--3 | Tier-1 | -3 | 151-1044F | Non-HFTD---18 | Tier-1 | 18
781-1359 | 3--3 | Tier-1 | -3 | 156-529AE | Non-HFTD---18 | Tier-1 | 18
781-43AE | 2--1 | Tier-1 | -1 | 185-52F | Non-HFTD---18 | Tier-1 | 18
781-44 | 4--4 | Tier-1 | -4 | 255-1080R | Non-HFTD---18 | Tier-1 | 18
783-1451F | 2--4 | Tier-1 | -4 | 256-39AE | Non-HFTD---18 | Tier-1 | 18
783-1452F | 2--3 | Tier-1 | -3 | 303-188 | Non-HFTD---18 | Tier-1 | 18
783-847F | 2--4 | Tier-1 | -4 | 313-549AE | Non-HFTD---18 | Tier-1 | 18
783-848F | 2--4 | Tier-1 | -4 | 321-646 | Non-HFTD---18 | Tier-1 | 18
783-849F | 2--3 | Tier-1 | -3 | 321-741 | Non-HFTD---18 | Tier-1 | 18
783-854F | 2--4 | Tier-1 | -4 | 322-822F | Non-HFTD---18 | Tier-1 | 18
788-34R | 5--5 | Tier-2 | -5 | 334-44F | Non-HFTD---18 | Tier-1 | 18
789-15 | 1--5 | Tier-1 | -5 | 361-684F | Non-HFTD---18 | Tier-1 | 18
789-4R | 4--5 | Tier-2 | -5 | 374-708R | Non-HFTD---18 | Tier-1 | 18
79-1215F | 5--3 | Tier-3 | -3 | 418-1260 | Non-HFTD---18 | Tier-1 | 18
79-658R | 5--5 | Tier-3 | -5 | 431-478 | Non-HFTD---18 | Tier-1 | 18
79-660R | 5--3 | Tier-3 | -3 | 431-48AE | Non-HFTD---18 | Tier-1 | 18
79-668R | 5--3 | Tier-3 | -3 | 44-41 | Non-HFTD---18 | Tier-1 | 18
79-676R | 5--5 | Tier-3 | -5 | 482-381F | Non-HFTD---18 | Tier-1 | 18
79-679R | 5--5 | Tier-3 | -5 | 516-5F | Non-HFTD---18 | Tier-1 | 18
79-685R | 5--4 | Tier-3 | -4 | 53-49 | Non-HFTD---18 | Tier-1 | 18
79-714R | 5--4 | Tier-3 | -4 | 700-259F | Non-HFTD---18 | Tier-1 | 18
79-782R | 5--1 | Tier-3 | -1 | 701-738 | Non-HFTD---18 | Tier-1 | 18
79-785 | 5--5 | Tier-3 | -5 | 781-43AE | Non-HFTD---18 | Tier-1 | 18
79-799R | 5--3 | Tier-3 | -3 | 83-622F | Non-HFTD---18 | Tier-1 | 18
79-808R | 5--5 | Tier-3 | -5 | 86-1055F | Non-HFTD---18 | Tier-1 | 18
791-419F | 5--5 | Tier-2 | -5 | 940-391 | Non-HFTD---18 | Tier-1 | 18
791-424F | 4--2 | Tier-2 | -2 | CB 137 | Non-HFTD---18 | Tier-1 | 18
791-425F | 4--1 | Tier-2 | -1 | CB 371 | Non-HFTD---18 | Tier-1 | 18
792-1172F | 3--1 | Tier-1 | -1 | CB 372 | Non-HFTD---18 | Tier-1 | 18
792-1173F | 3--2 | Tier-1 | -2 | CB 378 | Non-HFTD---18 | Tier-1 | 18
792-46 | 4--3 | Tier-1 | -3 | CB 48 | Non-HFTD---18 | Tier-1 | 18
792-47R | 4--4 | Tier-1 | -4 | CB 53 | Non-HFTD---18 | Tier-1 | 18
793-27AE | 3--3 | Tier-1 | -3 | CB 718 | Non-HFTD---18 | Tier-1 | 18
793-46F | 3--2 | Tier-1 | -2 | CB BH1 | Non-HFTD---18 | Tier-1 | 18
794-1002 | 3--4 | Tier-1 | -4 | CB BO1 | Non-HFTD---18 | Tier-1 | 18
794-15 | 4--3 | Tier-1 | -3 | CB CD3 | Non-HFTD---18 | Tier-1 | 18
795-725AE | 3--4 | Tier-2 | -4 | CB FL1 | Non-HFTD---18 | Tier-1 | 18
795-816R | 4--4 | Tier-2 | -4 | CB HV1 | Non-HFTD---18 | Tier-1 | 18
795-817AE | 3--3 | Tier-2 | -3 | CB JE1 | Non-HFTD---18 | Tier-1 | 18
795-821F | 3--3 | Tier-1 | -3 | CB KR1 | Non-HFTD---18 | Tier-1 | 18
796-45 | 2--4 | Tier-1 | -4 | CB LPS1 | Non-HFTD---18 | Tier-1 | 18
797-32F | 3--4 | Tier-1 | -4 | CB NC3 | Non-HFTD---18 | Tier-1 | 18
797-40F | 3--1 | Tier-1 | -1 | CB OH1 | Non-HFTD---18 | Tier-1 | 18
799-504R | 1--5 | Tier-2 | -5 | CB OS5 | Non-HFTD---18 | Tier-1 | 18
80-564 | 3--2 | Tier-1 | -2 | CB PH1 | Non-HFTD---18 | Tier-1 | 18
80-568F | 3--1 | Tier-1 | -1 | CB RE1 | Non-HFTD---18 | Tier-1 | 18
80-575R | 1--2 | Tier-1 | -2 | CB RS1 | Non-HFTD---18 | Tier-1 | 18
81-177AE | 1--1 | Tier-1 | -1 | CB RV2 | Non-HFTD---18 | Tier-1 | 18
81-193AE | 1--1 | Tier-1 | -1 | CB VO1 | Non-HFTD---18 | Tier-1 | 18
83-622F | 2--1 | Tier-1 | -1 | CB WT1 | Non-HFTD---18 | Tier-1 | 18
834-887AE | 2--4 | Tier-2 | -4 | NO1-287F | Non-HFTD---18 | Tier-1 | 18
835-10F | 1--4 | Tier-2 | -4 | NO1-288F | Non-HFTD---18 | Tier-1 | 18
835-11F | 1--5 | Tier-2 | -5 | CB DEA1 | Non-HFTD---18 | Tier-1 | 18
835-35F | 1--5 | Tier-2 | -5 | 242-1412 | Non-HFTD---18 | Tier-1 | 18
840-308F | 4--4 | Tier-2 | -4 | 1161-34 | Non-HFTD---18 | Tier-1 | 18
840-374 | 4--3 | Tier-2 | -3 | 1140-7F | Non-HFTD---18 | Tier-1 | 18
85-498F | 1--3 | Tier-1 | -3 | 540-27AE | Non-HFTD---18 | Tier-1 | 18
85-500F | 2--2 | Tier-1 | -2 | 540-28AE | Non-HFTD---18 | Tier-1 | 18
854-607F | 1--5 | Tier-1 | -5 | 595-1442F | Non-HFTD---18 | Tier-1 | 18
855-45 | 1--1 | Tier-1 | -1 | 368-402F | Non-HFTD---18 | Tier-1 | 18
855-46AE | 1--5 | Tier-2 | -5 | 401-692R | Non-HFTD---18 | Tier-1 | 18
856-1141R | 2--3 | Tier-1 | -3 | 123-557 | Non-HFTD---19 | Tier-1 | 19
857-60 | 1--4 | Tier-1 | -4 | 138-366 | Non-HFTD---19 | Tier-1 | 19
858-14 | 2--5 | Tier-2 | -5 | 139-243AE | Non-HFTD---19 | Tier-1 | 19
859-1064 | 2--3 | Tier-1 | -3 | 1438-331F | Non-HFTD---19 | Tier-1 | 19
859-13F | 4--5 | Tier-1 | -5 | 166-463F | Non-HFTD---19 | Tier-1 | 19
859-42R | 4--5 | Tier-2 | -5 | 188-12F | Non-HFTD---19 | Tier-1 | 19
86-1055F | 1--1 | Tier-1 | -1 | 213-262F | Non-HFTD---19 | Tier-1 | 19
86-1058F | 1--1 | Tier-1 | -1 | 250-288F | Non-HFTD---19 | Tier-1 | 19
86-552F | 4--3 | Tier-1 | -3 | 250-47 | Non-HFTD---19 | Tier-1 | 19
87-41AE | 1--1 | Tier-1 | -1 | 295-1201F | Non-HFTD---19 | Tier-1 | 19
88-27F | 1--3 | Tier-1 | -3 | 298-384 | Non-HFTD---19 | Tier-1 | 19
90-24 | 2--3 | Tier-1 | -3 | 310-1194F | Non-HFTD---19 | Tier-1 | 19
90-32 | 3--3 | Tier-1 | -3 | 322-32R | Non-HFTD---19 | Tier-1 | 19
90-44AE | 3--4 | Tier-1 | -4 | 330-44R | Non-HFTD---19 | Tier-1 | 19
90-49 | 2--3 | Tier-1 | -3 | 376-527AE | Non-HFTD---19 | Tier-1 | 19
90-50F | 2--3 | Tier-1 | -3 | 381-450F | Non-HFTD---19 | Tier-1 | 19
900-1118F | 1--3 | Tier-1 | -3 | 381-49 | Non-HFTD---19 | Tier-1 | 19
900-1119F | 1--4 | Tier-1 | -4 | 403-11F | Non-HFTD---19 | Tier-1 | 19
900-1163F | 1--1 | Tier-1 | -1 | 416-29AE | Non-HFTD---19 | Tier-1 | 19
900-1166F | 1--4 | Tier-1 | -4 | 417-41 | Non-HFTD---19 | Tier-1 | 19
901-1124 | 2--5 | Tier-1 | -5 | 43-443 | Non-HFTD---19 | Tier-1 | 19
902-364F | 1--4 | Tier-1 | -4 | 458-41F | Non-HFTD---19 | Tier-1 | 19
902-48 | 2--2 | Tier-1 | -2 | 462-1035F | Non-HFTD---19 | Tier-1 | 19
907-1475 | 3--1 | Tier-3 | -1 | 490-36 | Non-HFTD---19 | Tier-1 | 19
907-1562AE | 4--5 | Tier-3 | -5 | 506-160AE | Non-HFTD---19 | Tier-1 | 19
907-1602 | 3--4 | Tier-3 | -4 | 508-1027F | Non-HFTD---19 | Tier-1 | 19
907-1604 | 3--2 | Tier-3 | -2 | 516-7F | Non-HFTD---19 | Tier-1 | 19
907-1702R | 4--5 | Tier-3 | -5 | 518-41 | Non-HFTD---19 | Tier-1 | 19
907-1716R | 4--5 | Tier-3 | -5 | 518-42AE | Non-HFTD---19 | Tier-1 | 19
907-2820R | 4--5 | Tier-3 | -5 | 52-16F | Non-HFTD---19 | Tier-1 | 19
908-1172R | 5--5 | Tier-2 | -5 | 555-21F | Non-HFTD---19 | Tier-1 | 19
908-1236 | 5--5 | Tier-2 | -5 | 580-690AE | Non-HFTD---19 | Tier-1 | 19
908-1269 | 5--1 | Tier-2 | -1 | 702-448F | Non-HFTD---19 | Tier-1 | 19
908-1368R | 5--5 | Tier-2 | -5 | 712-26 | Non-HFTD---19 | Tier-1 | 19
908-1370R | 5--4 | Tier-2 | -4 | 713-169 | Non-HFTD---19 | Tier-1 | 19
908-1372R | 5--5 | Tier-2 | -5 | 719-28 | Non-HFTD---19 | Tier-1 | 19
908-2038R | 5--5 | Tier-2 | -5 | 72-12F | Non-HFTD---19 | Tier-1 | 19
908-2040 | 5--5 | Tier-2 | -5 | 723-377 | Non-HFTD---19 | Tier-1 | 19
908-2055F | 5--5 | Tier-3 | -5 | 723-792F | Non-HFTD---19 | Tier-1 | 19
908-2062F | 5--2 | Tier-2 | -2 | 740-857F | Non-HFTD---19 | Tier-1 | 19
908-30 | 5--4 | Tier-2 | -4 | 76-266F | Non-HFTD---19 | Tier-1 | 19
909-451 | 5--5 | Tier-3 | -5 | 771-274AE | Non-HFTD---19 | Tier-1 | 19
909-453R | 2--5 | Tier-2 | -5 | 777-10 | Non-HFTD---19 | Tier-1 | 19
909-458R | 5--1 | Tier-2 | -1 | 777-268F | Non-HFTD---19 | Tier-1 | 19
909-805R | 5--5 | Tier-2 | -5 | 81-177AE | Non-HFTD---19 | Tier-1 | 19
909-812 | 1--5 | Tier-2 | -5 | 81-193AE | Non-HFTD---19 | Tier-1 | 19
91-7F | 4--5 | Tier-2 | -5 | 86-1058F | Non-HFTD---19 | Tier-1 | 19
916-381 | 4--4 | Tier-2 | -4 | 900-1163F | Non-HFTD---19 | Tier-1 | 19
92-619F | 3--4 | Tier-2 | -4 | 95-1352F | Non-HFTD---19 | Tier-1 | 19
920-1342R | 4--5 | Tier-3 | -5 | 95-1353F | Non-HFTD---19 | Tier-1 | 19
920-735AE | 4--5 | Tier-2 | -5 | CB 1153 | Non-HFTD---19 | Tier-1 | 19
920-823 | 4--4 | Tier-2 | -4 | CB 1219 | Non-HFTD---19 | Tier-1 | 19
921-800F | 4--5 | Tier-2 | -5 | CB 1482 | Non-HFTD---19 | Tier-1 | 19
922-1143F | 2--3 | Tier-1 | -3 | CB 169 | Non-HFTD---19 | Tier-1 | 19
928-19 | 4--4 | Tier-2 | -4 | CB 258 | Non-HFTD---19 | Tier-1 | 19
928-20 | 4--2 | Tier-2 | -2 | CB 34 | Non-HFTD---19 | Tier-1 | 19
93-10R | 4--4 | Tier-1 | -4 | CB 373 | Non-HFTD---19 | Tier-1 | 19
93-559R | 3--4 | Tier-1 | -4 | CB 39 | Non-HFTD---19 | Tier-1 | 19
933-472F | 2--5 | Tier-1 | -5 | CB 426 | Non-HFTD---19 | Tier-1 | 19
936-188 | 2--4 | Tier-1 | -4 | CB 430 | Non-HFTD---19 | Tier-1 | 19
94-16F | 2--2 | Tier-1 | -2 | CB 487 | Non-HFTD---19 | Tier-1 | 19
94-24F | 3--3 | Tier-2 | -3 | CB 52 | Non-HFTD---19 | Tier-1 | 19
94-41 | 4--4 | Tier-1 | -4 | CB 900 | Non-HFTD---19 | Tier-1 | 19
940-391 | 1--1 | Tier-1 | -1 | CB BS1 | Non-HFTD---19 | Tier-1 | 19
941-33F | 3--2 | Tier-1 | -2 | CB SK1 | Non-HFTD---19 | Tier-1 | 19
946-25F | 1--1 | Tier-1 | -1 | CB SLD1 | Non-HFTD---19 | Tier-1 | 19
948-5R | 1--2 | Tier-2 | -2 | CB TY1 | Non-HFTD---19 | Tier-1 | 19
949-22R | 3--2 | Tier-1 | -2 | 1085-412F | Non-HFTD---20 | Tier-1 | 20
95-1352F | 1--2 | Tier-1 | -2 | 1173-69 | Non-HFTD---20 | Tier-1 | 20
95-1353F | 1--2 | Tier-1 | -2 | 1438-333F | Non-HFTD---20 | Tier-1 | 20
95-29R | 4--3 | Tier-1 | -3 | 1481-5AE | Non-HFTD---20 | Tier-1 | 20
95-34 | 2--3 | Tier-1 | -3 | 1483-40 | Non-HFTD---20 | Tier-1 | 20
95-35F | 2--2 | Tier-1 | -2 | 149-154R | Non-HFTD---20 | Tier-1 | 20
95-36F | 3--2 | Tier-1 | -2 | 151-97 | Non-HFTD---20 | Tier-1 | 20
95-37F | 2--1 | Tier-1 | -1 | 154-13 | Non-HFTD---20 | Tier-1 | 20
957-493 | 1--2 | Tier-1 | -2 | 154-897F | Non-HFTD---20 | Tier-1 | 20
96-1041F | 2--2 | Tier-1 | -2 | 159-1010F | Non-HFTD---20 | Tier-1 | 20
96-14 | 2--1 | Tier-1 | -1 | 166-465F | Non-HFTD---20 | Tier-1 | 20
96-47R | 4--4 | Tier-2 | -4 | 169-35F | Non-HFTD---20 | Tier-1 | 20
963-35 | 2--3 | Tier-1 | -3 | 171-667F | Non-HFTD---20 | Tier-1 | 20
968-476F | 3--3 | Tier-2 | -3 | 287-28 | Non-HFTD---20 | Tier-1 | 20
970-1341R | 5--5 | Tier-3 | -5 | 287-30 | Non-HFTD---20 | Tier-1 | 20
970-18AE | 5--4 | Tier-3 | -4 | 299-1010AE | Non-HFTD---20 | Tier-1 | 20
970-4AE | 5--3 | Tier-3 | -3 | 329-13F | Non-HFTD---20 | Tier-1 | 20
971-1973R | 5--5 | Tier-3 | -5 | 362-48F | Non-HFTD---20 | Tier-1 | 20
971-2050R | 5--5 | Tier-3 | -5 | 402-819F | Non-HFTD---20 | Tier-1 | 20
971-29R | 5--5 | Tier-3 | -5 | 403-9F | Non-HFTD---20 | Tier-1 | 20
971-371R | 5--5 | Tier-3 | -5 | 43-475F | Non-HFTD---20 | Tier-1 | 20
971-381R | 1--5 | Tier-2 | -5 | 430-321AE | Non-HFTD---20 | Tier-1 | 20
971-383R | 5--5 | Tier-3 | -5 | 489-33 | Non-HFTD---20 | Tier-1 | 20
971-388R | 5--5 | Tier-3 | -5 | 496-21 | Non-HFTD---20 | Tier-1 | 20
972-1565F | 5--1 | Tier-2 | -1 | 548-12F | Non-HFTD---20 | Tier-1 | 20
972-1566F | 5--1 | Tier-2 | -1 | 55-484F | Non-HFTD---20 | Tier-1 | 20
972-1582R | 5--5 | Tier-3 | -5 | 570-489F | Non-HFTD---20 | Tier-1 | 20
972-1590F | 5--5 | Tier-3 | -5 | 570-491F | Non-HFTD---20 | Tier-1 | 20
972-1640 | 5--1 | Tier-2 | -1 | 572-493F | Non-HFTD---20 | Tier-1 | 20
972-1641 | 5--3 | Tier-2 | -3 | 58-729F | Non-HFTD---20 | Tier-1 | 20
972-1642 | 5--2 | Tier-2 | -2 | 719-20AE | Non-HFTD---20 | Tier-1 | 20
972-1644 | 5--3 | Tier-2 | -3 | 719-856F | Non-HFTD---20 | Tier-1 | 20
972-32R | 5--5 | Tier-2 | -5 | 719-857F | Non-HFTD---20 | Tier-1 | 20
972-942R | 5--5 | Tier-3 | -5 | 723-793F | Non-HFTD---20 | Tier-1 | 20
973-1226R | 5--5 | Tier-3 | -5 | 775-187AE | Non-HFTD---20 | Tier-1 | 20
973-1245R | 5--5 | Tier-3 | -5 | 855-45 | Non-HFTD---20 | Tier-1 | 20
973-530AE | 5--3 | Tier-3 | -3 | 87-41AE | Non-HFTD---20 | Tier-1 | 20
973-533AE | 5--2 | Tier-3 | -2 | 946-25F | Non-HFTD---20 | Tier-1 | 20
973-534AE | 5--2 | Tier-3 | -2 | 95-37F | Non-HFTD---20 | Tier-1 | 20
973-626R | 5--5 | Tier-3 | -5 | 96-14 | Non-HFTD---20 | Tier-1 | 20
974-16 | 5--1 | Tier-3 | -1 | CB 1174 | Non-HFTD---20 | Tier-1 | 20
974-18 | 5--1 | Tier-3 | -1 | CB 135 | Non-HFTD---20 | Tier-1 | 20
974-23R | 5--5 | Tier-3 | -5 | CB 375 | Non-HFTD---20 | Tier-1 | 20
974-715R | 5--5 | Tier-3 | -5 | CB 458 | Non-HFTD---20 | Tier-1 | 20
975-22R | 5--5 | Tier-3 | -5 | CB 496 | Non-HFTD---20 | Tier-1 | 20
975-7 | 5--3 | Tier-3 | -3 | CB 724 | Non-HFTD---20 | Tier-1 | 20
990-713 | 3--3 | Tier-2 | -3 | CB FRD1 | Non-HFTD---20 | Tier-1 | 20
991-1 | 4--5 | Tier-2 | -5 | CB NO1 | Non-HFTD---20 | Tier-1 | 20
991-1206R | 4--5 | Tier-2 | -5 | CB WY1 | Non-HFTD---20 | Tier-1 | 20
CB 100 | 2--1 | Tier-1 | -1 | CB WY3 | Non-HFTD---20 | Tier-1 | 20
CB 1007 | 1--5 | Tier-1 | -5 | 780-443F | Non-HFTD---20 | Tier-1 | 20
CB 1023 | 4--5 | Tier-2 | -5 | CB BP1 | Non-HFTD---20 | Tier-1 | 20
CB 103 | 4--4 | Tier-1 | -4 | 780-444F | Non-HFTD---20 | Tier-1 | 20
CB 1039 | 4--3 | Tier-1 | -3 | 147-801F | Non-HFTD---20 | Tier-1 | 20
CB 1049 | 3--1 | Tier-1 | -1 | 147-811F | Non-HFTD---20 | Tier-1 | 20
CB 107 | 2--2 | Tier-1 | -2 | 147-812F | Non-HFTD---20 | Tier-1 | 20
CB 1073 | 4--4 | Tier-1 | -4 | 147-818 | Non-HFTD---20 | Tier-1 | 20
CB 1076 | 2--3 | Tier-1 | -3 | 140-1155F | Non-HFTD---20 | Tier-1 | 20
CB 1077 | 3--2 | Tier-1 | -2 | 140-510 | Non-HFTD---20 | Tier-1 | 20
CB 1079 | 2--3 | Tier-1 | -3 | 144-443F | Non-HFTD---20 | Tier-1 | 20
CB 1081 | 4--4 | Tier-1 | -4 | 292-157F | Non-HFTD---20 | Tier-1 | 20
CB 1082 | 3--2 | Tier-1 | -2 | 282-1090F | Non-HFTD---20 | Tier-1 | 20
CB 1085 | 2--4 | Tier-1 | -4 | 545-44 | Non-HFTD---20 | Tier-1 | 20
CB 1090 | 3--5 | Tier-2 | -5 | 56-27AE | Non-HFTD---20 | Tier-1 | 20
CB 1094 | 1--5 | Tier-1 | -5 | 492-612F | Non-HFTD---20 | Tier-1 | 20
CB 1101 | 4--4 | Tier-2 | -4 | 700-224AE | Non-HFTD---20 | Tier-1 | 20
CB 1106 | 4--5 | Tier-2 | -5 | 595-1441F | Non-HFTD---20 | Tier-1 | 20
CB 1116 | 1--4 | Tier-1 | -4 | 58-740F | Non-HFTD---20 | Tier-1 | 20
CB 1138 | 5--4 | Tier-2 | -4 | 361-685F | Non-HFTD---20 | Tier-1 | 20
CB 1139 | 1--3 | Tier-1 | -3 | 215-1534R | Tier-2---1 | Tier-2 | -1
CB 114 | 2--3 | Tier-1 | -3 | 235-899R | Tier-2---1 | Tier-2 | -1
CB 1140 | 4--4 | Tier-1 | -4 | 237-17R | Tier-2---1 | Tier-2 | -1
CB 1152 | 1--2 | Tier-1 | -2 | 351-819R | Tier-2---1 | Tier-2 | -1
CB 1153 | 1--2 | Tier-1 | -2 | 354-1706R | Tier-2---1 | Tier-2 | -1
CB 116 | 4--4 | Tier-1 | -4 | 597-595 | Tier-2---1 | Tier-2 | -1
CB 1160 | 4--1 | Tier-2 | -1 | 599-19R | Tier-2---1 | Tier-2 | -1
CB 1161 | 4--1 | Tier-2 | -1 | 908-2038R | Tier-2---1 | Tier-2 | -1
CB 1162 | 4--2 | Tier-2 | -2 | 909-805R | Tier-2---1 | Tier-2 | -1
CB 1166 | 1--5 | Tier-3 | -5 | 972-32R | Tier-2---1 | Tier-2 | -1
CB 1173 | 1--2 | Tier-1 | -2 | CB 236 | Tier-2---1 | Tier-2 | -1
CB 1174 | 1--1 | Tier-1 | -1 | 1023-46AE | Tier-2---2 | Tier-2 | -2
CB 1180 | 1--4 | Tier-1 | -4 | 182-2240F | Tier-2---2 | Tier-2 | -2
CB 120 | 2--4 | Tier-1 | -4 | 215-1531R | Tier-2---2 | Tier-2 | -2
CB 1215 | 1--5 | Tier-3 | -5 | 350-2192R | Tier-2---2 | Tier-2 | -2
CB 1219 | 1--1 | Tier-1 | -1 | 357-750R | Tier-2---2 | Tier-2 | -2
CB 122 | 2--2 | Tier-1 | -2 | 445-1325F | Tier-2---2 | Tier-2 | -2
CB 123 | 1--3 | Tier-1 | -3 | 445-18R | Tier-2---2 | Tier-2 | -2
CB 1233 | 1--4 | Tier-3 | -4 | 908-1172R | Tier-2---2 | Tier-2 | -2
CB 1234 | 5--5 | Tier-3 | -5 | 908-1236 | Tier-2---2 | Tier-2 | -2
CB 1235 | 4--5 | Tier-2 | -5 | 908-1372R | Tier-2---2 | Tier-2 | -2
CB 124 | 1--2 | Tier-1 | -2 | CB 476 | Tier-2---2 | Tier-2 | -2
CB 1243 | 3--5 | Tier-2 | -5 | CB 788 | Tier-2---2 | Tier-2 | -2
CB 1245 | 1--5 | Tier-2 | -5 | CB RA1 | Tier-2---2 | Tier-2 | -2
CB 1250 | 4--5 | Tier-2 | -5 | 1039-13 | Tier-2---3 | Tier-2 | -3
CB 128 | 2--1 | Tier-1 | -1 | 1250-677R | Tier-2---3 | Tier-2 | -3
CB 1283 | 1--3 | Tier-1 | -3 | 350-41R | Tier-2---3 | Tier-2 | -3
CB 1286 | 1--2 | Tier-1 | -2 | 353-904R | Tier-2---3 | Tier-2 | -3
CB 129 | 2--1 | Tier-1 | -1 | 450-1851F | Tier-2---3 | Tier-2 | -3
CB 1297 | 2--2 | Tier-1 | -2 | 521-27R | Tier-2---3 | Tier-2 | -3
CB 1299 | 3--3 | Tier-2 | -3 | 521-700R | Tier-2---3 | Tier-2 | -3
CB 130 | 2--3 | Tier-1 | -3 | 789-4R | Tier-2---3 | Tier-2 | -3
CB 131 | 2--2 | Tier-1 | -2 | 859-42R | Tier-2---3 | Tier-2 | -3
CB 133 | 3--2 | Tier-1 | -2 | 909-453R | Tier-2---3 | Tier-2 | -3
CB 135 | 1--1 | Tier-1 | -1 | CB 351 | Tier-2---3 | Tier-2 | -3
CB 136 | 2--2 | Tier-1 | -2 | CB 355 | Tier-2---3 | Tier-2 | -3
CB 137 | 1--1 | Tier-1 | -1 | CB 971 | Tier-2---3 | Tier-2 | -3
CB 138 | 1--2 | Tier-1 | -2 | 1105-1479 | Tier-2---4 | Tier-2 | -4
CB 140 | 3--4 | Tier-1 | -4 | 1250-8R | Tier-2---4 | Tier-2 | -4
CB 1406 | 1--3 | Tier-1 | -3 | 206-1817 | Tier-2---4 | Tier-2 | -4
CB 141 | 2--2 | Tier-1 | -2 | 230-2060R | Tier-2---4 | Tier-2 | -4
CB 1418 | 3--3 | Tier-1 | -3 | 231-1635R | Tier-2---4 | Tier-2 | -4
CB 142 | 4--3 | Tier-1 | -3 | 233-123R | Tier-2---4 | Tier-2 | -4
CB 143 | 3--4 | Tier-1 | -4 | 234-48R | Tier-2---4 | Tier-2 | -4
CB 1434 | 2--2 | Tier-1 | -2 | 307-234R | Tier-2---4 | Tier-2 | -4
CB 1436 | 1--3 | Tier-1 | -3 | 353-901F | Tier-2---4 | Tier-2 | -4
CB 1438 | 4--2 | Tier-1 | -2 | 354-24AE | Tier-2---4 | Tier-2 | -4
CB 144 | 3--4 | Tier-1 | -4 | 356-16R | Tier-2---4 | Tier-2 | -4
CB 1446 | 1--2 | Tier-1 | -2 | 452-38AE | Tier-2---4 | Tier-2 | -4
CB 1448 | 1--3 | Tier-1 | -3 | 454-48F | Tier-2---4 | Tier-2 | -4
CB 145 | 2--4 | Tier-1 | -4 | 470-40AE | Tier-2---4 | Tier-2 | -4
CB 146 | 2--2 | Tier-1 | -2 | 471-36F | Tier-2---4 | Tier-2 | -4
CB 147 | 2--4 | Tier-1 | -4 | 991-1206R | Tier-2---4 | Tier-2 | -4
CB 1479 | 3--1 | Tier-1 | -1 | CB 1023 | Tier-2---4 | Tier-2 | -4
CB 1482 | 1--3 | Tier-1 | -3 | CB 1250 | Tier-2---4 | Tier-2 | -4
CB 149 | 1--4 | Tier-1 | -4 | CB 233 | Tier-2---4 | Tier-2 | -4
CB 151 | 2--1 | Tier-1 | -1 | CB 234 | Tier-2---4 | Tier-2 | -4
CB 1525 | 4--4 | Tier-2 | -4 | CB 599 | Tier-2---4 | Tier-2 | -4
CB 153 | 4--2 | Tier-1 | -2 | CB MOR1 | Tier-2---4 | Tier-2 | -4
CB 154 | 3--2 | Tier-1 | -2 | CB RA2 | Tier-2---4 | Tier-2 | -4
CB 155 | 2--3 | Tier-1 | -3 | CB RC1 | Tier-2---4 | Tier-2 | -4
CB 156 | 2--3 | Tier-1 | -3 | 1001-1130R | Tier-2---5 | Tier-2 | -5
CB 157 | 1--5 | Tier-3 | -5 | 1001-1820F | Tier-2---5 | Tier-2 | -5
CB 158 | 2--1 | Tier-1 | -1 | 1023-200R | Tier-2---5 | Tier-2 | -5
CB 159 | 1--4 | Tier-1 | -4 | 1023-48R | Tier-2---5 | Tier-2 | -5
CB 160 | 2--3 | Tier-1 | -3 | 1138-6R | Tier-2---5 | Tier-2 | -5
CB 161 | 1--3 | Tier-1 | -3 | 1458-1061 | Tier-2---5 | Tier-2 | -5
CB 162 | 1--3 | Tier-1 | -3 | 175-2024R | Tier-2---5 | Tier-2 | -5
CB 163 | 4--2 | Tier-1 | -2 | 177-955 | Tier-2---5 | Tier-2 | -5
CB 164 | 1--2 | Tier-1 | -2 | 182-2252R | Tier-2---5 | Tier-2 | -5
CB 166 | 3--2 | Tier-1 | -2 | 212-773R | Tier-2---5 | Tier-2 | -5
CB 168 | 3--2 | Tier-1 | -2 | 221-6R | Tier-2---5 | Tier-2 | -5
CB 169 | 1--2 | Tier-1 | -2 | 235-897R | Tier-2---5 | Tier-2 | -5
CB 171 | 4--3 | Tier-1 | -3 | 350-2188R | Tier-2---5 | Tier-2 | -5
CB 172 | 4--2 | Tier-1 | -2 | 350-2196R | Tier-2---5 | Tier-2 | -5
CB 175 | 5--4 | Tier-2 | -4 | 396-699R | Tier-2---5 | Tier-2 | -5
CB 176 | 4--1 | Tier-1 | -1 | 444-43R | Tier-2---5 | Tier-2 | -5
CB 178 | 2--5 | Tier-1 | -5 | 445-39R | Tier-2---5 | Tier-2 | -5
CB 180 | 1--3 | Tier-1 | -3 | 445-894R | Tier-2---5 | Tier-2 | -5
CB 181 | 1--2 | Tier-1 | -2 | 520-1045R | Tier-2---5 | Tier-2 | -5
CB 183 | 3--4 | Tier-1 | -4 | 520-1509R | Tier-2---5 | Tier-2 | -5
CB 184 | 3--3 | Tier-1 | -3 | 791-419F | Tier-2---5 | Tier-2 | -5
CB 185 | 3--4 | Tier-2 | -4 | 908-1368R | Tier-2---5 | Tier-2 | -5
CB 186 | 3--4 | Tier-1 | -4 | 908-2040 | Tier-2---5 | Tier-2 | -5
CB 187 | 3--3 | Tier-1 | -3 | 1250-27R | Tier-2---6 | Tier-2 | -6
CB 188 | 4--4 | Tier-1 | -4 | 1250-671R | Tier-2---6 | Tier-2 | -6
CB 189 | 2--4 | Tier-1 | -4 | 209-1769F | Tier-2---6 | Tier-2 | -6
CB 190 | 1--4 | Tier-1 | -4 | 230-133AE | Tier-2---6 | Tier-2 | -6
CB 191 | 2--2 | Tier-1 | -2 | 353-1429R | Tier-2---6 | Tier-2 | -6
CB 192 | 3--4 | Tier-1 | -4 | 355-41R | Tier-2---6 | Tier-2 | -6
CB 194 | 3--3 | Tier-1 | -3 | 522-38R | Tier-2---6 | Tier-2 | -6
CB 195 | 4--4 | Tier-1 | -4 | 788-34R | Tier-2---6 | Tier-2 | -6
CB 196 | 3--4 | Tier-2 | -4 | CB 1235 | Tier-2---6 | Tier-2 | -6
CB 197 | 1--4 | Tier-2 | -4 | CB 470 | Tier-2---6 | Tier-2 | -6
CB 198 | 2--3 | Tier-1 | -3 | 1094-35F | Tier-2---7 | Tier-2 | -7
CB 199 | 3--3 | Tier-1 | -3 | 1100-1172R | Tier-2---7 | Tier-2 | -7
CB 200 | 4--5 | Tier-2 | -5 | 1243-45R | Tier-2---7 | Tier-2 | -7
CB 202 | 4--3 | Tier-2 | -3 | 185-51F | Tier-2---7 | Tier-2 | -7
CB 203 | 4--4 | Tier-2 | -4 | 188-11F | Tier-2---7 | Tier-2 | -7
CB 204 | 4--4 | Tier-2 | -4 | 230-127AE | Tier-2---7 | Tier-2 | -7
CB 205 | 3--3 | Tier-1 | -3 | 230-1586R | Tier-2---7 | Tier-2 | -7
CB 206 | 2--3 | Tier-1 | -3 | 231-1136R | Tier-2---7 | Tier-2 | -7
CB 207 | 2--3 | Tier-1 | -3 | 237-28F | Tier-2---7 | Tier-2 | -7
CB 208 | 1--3 | Tier-1 | -3 | 307-1538F | Tier-2---7 | Tier-2 | -7
CB 209 | 1--3 | Tier-1 | -3 | 353-593F | Tier-2---7 | Tier-2 | -7
CB 210 | 1--4 | Tier-2 | -4 | 353-594F | Tier-2---7 | Tier-2 | -7
CB 211 | 1--2 | Tier-2 | -2 | 355-6R | Tier-2---7 | Tier-2 | -7
CB 212 | 1--5 | Tier-2 | -5 | 387-11 | Tier-2---7 | Tier-2 | -7
CB 214 | 1--5 | Tier-3 | -5 | 411-1873R | Tier-2---7 | Tier-2 | -7
CB 215 | 1--5 | Tier-3 | -5 | 520-10R | Tier-2---7 | Tier-2 | -7
CB 217 | 1--5 | Tier-3 | -5 | 75-996R | Tier-2---7 | Tier-2 | -7
CB 220 | 1--2 | Tier-3 | -2 | 920-735AE | Tier-2---7 | Tier-2 | -7
CB 229 | 1--3 | Tier-1 | -3 | 921-800F | Tier-2---7 | Tier-2 | -7
CB 230 | 1--5 | Tier-2 | -5 | CB 1090 | Tier-2---7 | Tier-2 | -7
CB 231 | 4--5 | Tier-2 | -5 | CB 1106 | Tier-2---7 | Tier-2 | -7
CB 232 | 4--5 | Tier-2 | -5 | CB 1243 | Tier-2---7 | Tier-2 | -7
CB 233 | 4--5 | Tier-2 | -5 | CB 231 | Tier-2---7 | Tier-2 | -7
CB 234 | 4--5 | Tier-2 | -5 | CB 232 | Tier-2---7 | Tier-2 | -7
CB 235 | 1--5 | Tier-2 | -5 | CB 246 | Tier-2---7 | Tier-2 | -7
CB 236 | 5--5 | Tier-2 | -5 | CB 928 | Tier-2---7 | Tier-2 | -7
CB 237 | 5--5 | Tier-2 | -5 | 175-24R | Tier-2---8 | Tier-2 | -8
CB 239 | 1--5 | Tier-3 | -5 | 182-2250 | Tier-2---8 | Tier-2 | -8
CB 240 | 4--5 | Tier-2 | -5 | 211-312R | Tier-2---8 | Tier-2 | -8
CB 241 | 5--4 | Tier-2 | -4 | 212-1177R | Tier-2---8 | Tier-2 | -8
CB 242 | 5--3 | Tier-2 | -3 | 212-1204R | Tier-2---8 | Tier-2 | -8
CB 243 | 4--4 | Tier-2 | -4 | 212-758R | Tier-2---8 | Tier-2 | -8
CB 244 | 4--4 | Tier-2 | -4 | 212-886R | Tier-2---8 | Tier-2 | -8
CB 245 | 4--4 | Tier-1 | -4 | 212-888R | Tier-2---8 | Tier-2 | -8
CB 246 | 4--5 | Tier-2 | -5 | 215-1544R | Tier-2---8 | Tier-2 | -8
CB 247 | 4--4 | Tier-2 | -4 | 217-41AE | Tier-2---8 | Tier-2 | -8
CB 248 | 3--5 | Tier-2 | -5 | 217-48AE | Tier-2---8 | Tier-2 | -8
CB 249 | 4--4 | Tier-3 | -4 | 217-972R | Tier-2---8 | Tier-2 | -8
CB 254 | 1--2 | Tier-1 | -2 | 221-675R | Tier-2---8 | Tier-2 | -8
CB 255 | 3--3 | Tier-1 | -3 | 233-86F | Tier-2---8 | Tier-2 | -8
CB 256 | 2--2 | Tier-1 | -2 | 353-900F | Tier-2---8 | Tier-2 | -8
CB 257 | 3--2 | Tier-1 | -2 | 445-17R | Tier-2---8 | Tier-2 | -8
CB 258 | 1--1 | Tier-1 | -1 | 445-19R | Tier-2---8 | Tier-2 | -8
CB 261 | 2--2 | Tier-1 | -2 | 520-1489R | Tier-2---8 | Tier-2 | -8
CB 262 | 1--2 | Tier-1 | -2 | 520-1525R | Tier-2---8 | Tier-2 | -8
CB 263 | 1--2 | Tier-1 | -2 | 520-45 | Tier-2---8 | Tier-2 | -8
CB 266 | 2--4 | Tier-1 | -4 | 908-1370R | Tier-2---8 | Tier-2 | -8
CB 270 | 3--4 | Tier-1 | -4 | CB 237 | Tier-2---8 | Tier-2 | -8
CB 274 | 3--4 | Tier-1 | -4 | 1243-319R | Tier-2---9 | Tier-2 | -9
CB 275 | 3--4 | Tier-1 | -4 | 198-37R | Tier-2---9 | Tier-2 | -9
CB 276 | 3--2 | Tier-1 | -2 | 206-1105 | Tier-2---9 | Tier-2 | -9
CB 277 | 1--4 | Tier-1 | -4 | 230-181 | Tier-2---9 | Tier-2 | -9
CB 279 | 3--3 | Tier-1 | -3 | 233-41R | Tier-2---9 | Tier-2 | -9
CB 280 | 4--4 | Tier-2 | -4 | 240-1028R | Tier-2---9 | Tier-2 | -9
CB 281 | 4--3 | Tier-2 | -3 | 300-484F | Tier-2---9 | Tier-2 | -9
CB 282 | 4--3 | Tier-2 | -3 | 307-1492R | Tier-2---9 | Tier-2 | -9
CB 283 | 1--5 | Tier-3 | -5 | 411-47R | Tier-2---9 | Tier-2 | -9
CB 284 | 2--4 | Tier-1 | -4 | 450-1854 | Tier-2---9 | Tier-2 | -9
CB 286 | 4--3 | Tier-1 | -3 | 463-1229 | Tier-2---9 | Tier-2 | -9
CB 287 | 3--4 | Tier-1 | -4 | 504-2501R | Tier-2---9 | Tier-2 | -9
CB 288 | 4--3 | Tier-1 | -3 | 520-1902R | Tier-2---9 | Tier-2 | -9
CB 289 | 3--3 | Tier-1 | -3 | 521-1819R | Tier-2---9 | Tier-2 | -9
CB 292 | 4--3 | Tier-2 | -3 | 540-241R | Tier-2---9 | Tier-2 | -9
CB 295 | 1--3 | Tier-1 | -3 | 91-7F | Tier-2---9 | Tier-2 | -9
CB 296 | 1--5 | Tier-2 | -5 | CB 1101 | Tier-2---9 | Tier-2 | -9
CB 297 | 1--3 | Tier-2 | -3 | CB 200 | Tier-2---9 | Tier-2 | -9
CB 298 | 1--4 | Tier-1 | -4 | CB 204 | Tier-2---9 | Tier-2 | -9
CB 299 | 1--3 | Tier-1 | -3 | CB 240 | Tier-2---9 | Tier-2 | -9
CB 303 | 4--4 | Tier-1 | -4 | CB 248 | Tier-2---9 | Tier-2 | -9
CB 305 | 4--5 | Tier-1 | -5 | CB 522 | Tier-2---9 | Tier-2 | -9
CB 306 | 4--4 | Tier-1 | -4 | CB 542 | Tier-2---9 | Tier-2 | -9
CB 307 | 4--4 | Tier-1 | -4 | CB FB2 | Tier-2---9 | Tier-2 | -9
CB 308 | 4--3 | Tier-2 | -3 | 1001-1140R | Tier-2---10 | Tier-2 | 10
CB 313 | 3--5 | Tier-1 | -5 | 1118-1718F | Tier-2---10 | Tier-2 | 10
CB 314 | 3--4 | Tier-1 | -4 | 175-94R | Tier-2---10 | Tier-2 | 10
CB 315 | 1--4 | Tier-2 | -4 | 210-392R | Tier-2---10 | Tier-2 | 10
CB 320 | 1--3 | Tier-1 | -3 | 211-279R | Tier-2---10 | Tier-2 | 10
CB 321 | 3--2 | Tier-1 | -2 | 212-734R | Tier-2---10 | Tier-2 | 10
CB 322 | 3--3 | Tier-1 | -3 | 212-799R | Tier-2---10 | Tier-2 | 10
CB 323 | 1--4 | Tier-1 | -4 | 221-35 | Tier-2---10 | Tier-2 | 10
CB 324 | 1--4 | Tier-1 | -4 | 237-26F | Tier-2---10 | Tier-2 | 10
CB 325 | 1--4 | Tier-1 | -4 | 242-1426F | Tier-2---10 | Tier-2 | 10
CB 326 | 3--3 | Tier-1 | -3 | 357-1147R | Tier-2---10 | Tier-2 | 10
CB 327 | 4--5 | Tier-3 | -5 | 357-2047F | Tier-2---10 | Tier-2 | 10
CB 329 | 3--4 | Tier-2 | -4 | 393-14R | Tier-2---10 | Tier-2 | 10
CB 330 | 4--3 | Tier-2 | -3 | 445-897R | Tier-2---10 | Tier-2 | 10
CB 331 | 2--5 | Tier-2 | -5 | 450-1853F | Tier-2---10 | Tier-2 | 10
CB 334 | 3--4 | Tier-2 | -4 | 450-88R | Tier-2---10 | Tier-2 | 10
CB 34 | 1--1 | Tier-1 | -1 | 500-1531 | Tier-2---10 | Tier-2 | 10
CB 340 | 1--5 | Tier-1 | -5 | 576-201F | Tier-2---10 | Tier-2 | 10
CB 344 | 3--1 | Tier-1 | -1 | 908-30 | Tier-2---10 | Tier-2 | 10
CB 350 | 1--5 | Tier-2 | -5 | CB 1138 | Tier-2---10 | Tier-2 | 10
CB 351 | 5--5 | Tier-2 | -5 | CB 175 | Tier-2---10 | Tier-2 | 10
CB 352 | 4--2 | Tier-2 | -2 | CB 790 | Tier-2---10 | Tier-2 | 10
CB 353 | 1--5 | Tier-2 | -5 | CB RA3 | Tier-2---10 | Tier-2 | 10
CB 354 | 1--5 | Tier-2 | -5 | 1001-1814AE | Tier-2---11 | Tier-2 | 11
CB 355 | 5--5 | Tier-2 | -5 | 1023-89R | Tier-2---11 | Tier-2 | 11
CB 356 | 1--5 | Tier-2 | -5 | 1105-1483 | Tier-2---11 | Tier-2 | 11
CB 357 | 5--5 | Tier-3 | -5 | 1139-4F | Tier-2---11 | Tier-2 | 11
CB 358 | 5--4 | Tier-3 | -4 | 1458-1056 | Tier-2---11 | Tier-2 | 11
CB 361 | 2--4 | Tier-1 | -4 | 176-1836R | Tier-2---11 | Tier-2 | 11
CB 362 | 3--3 | Tier-1 | -3 | 182-2254R | Tier-2---11 | Tier-2 | 11
CB 363 | 3--4 | Tier-1 | -4 | 204-32R | Tier-2---11 | Tier-2 | 11
CB 364 | 3--4 | Tier-1 | -4 | 210-172R | Tier-2---11 | Tier-2 | 11
CB 365 | 4--3 | Tier-1 | -3 | 212-638R | Tier-2---11 | Tier-2 | 11
CB 366 | 3--4 | Tier-1 | -4 | 230-1606R | Tier-2---11 | Tier-2 | 11
CB 368 | 3--4 | Tier-1 | -4 | 243-14R | Tier-2---11 | Tier-2 | 11
CB 371 | 1--1 | Tier-1 | -1 | 353-902F | Tier-2---11 | Tier-2 | 11
CB 372 | 2--1 | Tier-1 | -1 | 358-1175F | Tier-2---11 | Tier-2 | 11
CB 373 | 1--1 | Tier-1 | -1 | 395-33R | Tier-2---11 | Tier-2 | 11
CB 374 | 4--2 | Tier-1 | -2 | 444-9R | Tier-2---11 | Tier-2 | 11
CB 375 | 1--1 | Tier-1 | -1 | 450-50R | Tier-2---11 | Tier-2 | 11
CB 376 | 3--2 | Tier-1 | -2 | 920-823 | Tier-2---11 | Tier-2 | 11
CB 377 | 3--1 | Tier-1 | -1 | 928-19 | Tier-2---11 | Tier-2 | 11
CB 378 | 1--1 | Tier-1 | -1 | CB 241 | Tier-2---11 | Tier-2 | 11
CB 380 | 3--3 | Tier-1 | -3 | CB 242 | Tier-2---11 | Tier-2 | 11
CB 381 | 1--4 | Tier-1 | -4 | CB 396 | Tier-2---11 | Tier-2 | 11
CB 385 | 2--3 | Tier-1 | -3 | CB FB1 | Tier-2---11 | Tier-2 | 11
CB 386 | 4--4 | Tier-2 | -4 | 182-2242F | Tier-2---11 | Tier-2 | 11
CB 387 | 4--4 | Tier-1 | -4 | 1242-1079R | Tier-2---12 | Tier-2 | 12
CB 39 | 1--1 | Tier-1 | -1 | 1242-1084 | Tier-2---12 | Tier-2 | 12
CB 390 | 5--4 | Tier-1 | -4 | 183-440 | Tier-2---12 | Tier-2 | 12
CB 391 | 4--4 | Tier-1 | -4 | 233-81F | Tier-2---12 | Tier-2 | 12
CB 392 | 5--4 | Tier-1 | -4 | 280-24AE | Tier-2---12 | Tier-2 | 12
CB 393 | 1--3 | Tier-2 | -3 | 288-149R | Tier-2---12 | Tier-2 | 12
CB 394 | 4--3 | Tier-1 | -3 | 288-2380F | Tier-2---12 | Tier-2 | 12
CB 395 | 4--4 | Tier-1 | -4 | 300-483F | Tier-2---12 | Tier-2 | 12
CB 396 | 5--4 | Tier-2 | -4 | 452-1404F | Tier-2---12 | Tier-2 | 12
CB 397 | 3--2 | Tier-1 | -2 | 504-287R | Tier-2---12 | Tier-2 | 12
CB 399 | 3--2 | Tier-1 | -2 | 591-1594R | Tier-2---12 | Tier-2 | 12
CB 40 | 3--3 | Tier-1 | -3 | 858-14 | Tier-2---12 | Tier-2 | 12
CB 400 | 4--2 | Tier-1 | -2 | 916-381 | Tier-2---12 | Tier-2 | 12
CB 401 | 3--2 | Tier-1 | -2 | 96-47R | Tier-2---12 | Tier-2 | 12
CB 403 | 1--3 | Tier-1 | -3 | 991-1 | Tier-2---12 | Tier-2 | 12
CB 404 | 1--3 | Tier-1 | -3 | CB 185 | Tier-2---12 | Tier-2 | 12
CB 406 | 3--2 | Tier-1 | -2 | CB 235 | Tier-2---12 | Tier-2 | 12
CB 407 | 3--1 | Tier-1 | -1 | CB 247 | Tier-2---12 | Tier-2 | 12
CB 409 | 3--2 | Tier-1 | -2 | CB 576 | Tier-2---12 | Tier-2 | 12
CB 41 | 3--2 | Tier-1 | -2 | CB 91 | Tier-2---12 | Tier-2 | 12
CB 410 | 3--3 | Tier-1 | -3 | CB 974 | Tier-2---12 | Tier-2 | 12
CB 411 | 1--4 | Tier-1 | -4 | CB 980 | Tier-2---12 | Tier-2 | 12
CB 412 | 4--5 | Tier-1 | -5 | CB NVS1 | Tier-2---12 | Tier-2 | 12
CB 413 | 2--2 | Tier-1 | -2 | 1039-14AE | Tier-2---13 | Tier-2 | 13
CB 414 | 4--3 | Tier-1 | -3 | 1162-324R | Tier-2---13 | Tier-2 | 13
CB 415 | 3--3 | Tier-1 | -3 | 1162-329R | Tier-2---13 | Tier-2 | 13
CB 416 | 1--4 | Tier-1 | -4 | 1162-363 | Tier-2---13 | Tier-2 | 13
CB 417 | 3--3 | Tier-1 | -3 | 210-9R | Tier-2---13 | Tier-2 | 13
CB 418 | 3--2 | Tier-1 | -2 | 212-743R | Tier-2---13 | Tier-2 | 13
CB 42 | 2--2 | Tier-1 | -2 | 230-371AE | Tier-2---13 | Tier-2 | 13
CB 426 | 1--1 | Tier-1 | -1 | 350-2182R | Tier-2---13 | Tier-2 | 13
CB 43 | 2--2 | Tier-1 | -2 | 444-15R | Tier-2---13 | Tier-2 | 13
CB 430 | 1--2 | Tier-1 | -2 | 450-1850 | Tier-2---13 | Tier-2 | 13
CB 434 | 1--4 | Tier-1 | -4 | 454-49F | Tier-2---13 | Tier-2 | 13
CB 438 | 1--4 | Tier-1 | -4 | 454-53F | Tier-2---13 | Tier-2 | 13
CB 44 | 3--2 | Tier-1 | -2 | 795-816R | Tier-2---13 | Tier-2 | 13
CB 441 | 5--3 | Tier-3 | -3 | 840-308F | Tier-2---13 | Tier-2 | 13
CB 443 | 2--4 | Tier-2 | -4 | 840-374 | Tier-2---13 | Tier-2 | 13
CB 444 | 4--2 | Tier-2 | -2 | 972-1641 | Tier-2---13 | Tier-2 | 13
CB 449 | 1--5 | Tier-3 | -5 | 972-1644 | Tier-2---13 | Tier-2 | 13
CB 45 | 2--3 | Tier-1 | -3 | CB 1525 | Tier-2---13 | Tier-2 | 13
CB 450 | 1--3 | Tier-1 | -3 | CB 203 | Tier-2---13 | Tier-2 | 13
CB 451 | 3--2 | Tier-1 | -2 | CB 523 | Tier-2---13 | Tier-2 | 13
CB 452 | 3--2 | Tier-1 | -2 | 928-37F | Tier-2---13 | Tier-2 | 13
CB 453 | 3--3 | Tier-1 | -3 | 182-2243F | Tier-2---13 | Tier-2 | 13
CB 454 | 3--2 | Tier-1 | -2 | 1101-593F | Tier-2---13 | Tier-2 | 13
CB 455 | 3--5 | Tier-1 | -5 | 542-43F | Tier-2---13 | Tier-2 | 13
CB 456 | 3--3 | Tier-1 | -3 | 542-45F | Tier-2---13 | Tier-2 | 13
CB 458 | 1--1 | Tier-1 | -1 | 183-439 | Tier-2---14 | Tier-2 | 14
CB 460 | 1--4 | Tier-2 | -4 | 311-14R | Tier-2---14 | Tier-2 | 14
CB 461 | 2--4 | Tier-2 | -4 | 312-14F | Tier-2---14 | Tier-2 | 14
CB 462 | 2--4 | Tier-2 | -4 | 315-485AE | Tier-2---14 | Tier-2 | 14
CB 463 | 2--5 | Tier-2 | -5 | 331-40AE | Tier-2---14 | Tier-2 | 14
CB 465 | 1--3 | Tier-1 | -3 | 401-39R | Tier-2---14 | Tier-2 | 14
CB 470 | 5--5 | Tier-2 | -5 | 501-786 | Tier-2---14 | Tier-2 | 14
CB 471 | 4--5 | Tier-1 | -5 | 520-22R | Tier-2---14 | Tier-2 | 14
CB 472 | 3--3 | Tier-1 | -3 | 523-31AE | Tier-2---14 | Tier-2 | 14
CB 473 | 5--4 | Tier-1 | -4 | 92-619F | Tier-2---14 | Tier-2 | 14
CB 474 | 3--5 | Tier-1 | -5 | CB 230 | Tier-2---14 | Tier-2 | 14
CB 475 | 2--4 | Tier-1 | -4 | CB 243 | Tier-2---14 | Tier-2 | 14
CB 476 | 5--5 | Tier-2 | -5 | CB 244 | Tier-2---14 | Tier-2 | 14
CB 48 | 2--1 | Tier-1 | -1 | CB 280 | Tier-2---14 | Tier-2 | 14
CB 480 | 3--2 | Tier-1 | -2 | CB 329 | Tier-2---14 | Tier-2 | 14
CB 481 | 2--1 | Tier-1 | -1 | CB 331 | Tier-2---14 | Tier-2 | 14
CB 483 | 2--2 | Tier-1 | -2 | CB 386 | Tier-2---14 | Tier-2 | 14
CB 486 | 1--4 | Tier-1 | -4 | CB 596 | Tier-2---14 | Tier-2 | 14
CB 487 | 1--3 | Tier-1 | -3 | CB 597 | Tier-2---14 | Tier-2 | 14
CB 488 | 1--2 | Tier-1 | -2 | CB 911 | Tier-2---14 | Tier-2 | 14
CB 489 | 3--2 | Tier-1 | -2 | CB 970 | Tier-2---14 | Tier-2 | 14
CB 490 | 1--3 | Tier-1 | -3 | CB 973 | Tier-2---14 | Tier-2 | 14
CB 491 | 2--2 | Tier-1 | -2 | 1001-1231F | Tier-2---15 | Tier-2 | 15
CB 492 | 3--4 | Tier-1 | -4 | 1006-829F | Tier-2---15 | Tier-2 | 15
CB 493 | 1--2 | Tier-1 | -2 | 1079-9 | Tier-2---15 | Tier-2 | 15
CB 496 | 1--1 | Tier-1 | -1 | 1090-70F | Tier-2---15 | Tier-2 | 15
CB 497 | 2--4 | Tier-1 | -4 | 197-1150F | Tier-2---15 | Tier-2 | 15
CB 498 | 1--4 | Tier-1 | -4 | 205-1550 | Tier-2---15 | Tier-2 | 15
CB 499 | 2--3 | Tier-2 | -3 | 308-485AE | Tier-2---15 | Tier-2 | 15
CB 50 | 2--1 | Tier-1 | -1 | 311-43 | Tier-2---15 | Tier-2 | 15
CB 504 | 2--3 | Tier-1 | -3 | 331-42AE | Tier-2---15 | Tier-2 | 15
CB 505 | 2--3 | Tier-1 | -3 | 386-25R | Tier-2---15 | Tier-2 | 15
CB 506 | 2--3 | Tier-1 | -3 | 452-1403 | Tier-2---15 | Tier-2 | 15
CB 508 | 2--3 | Tier-1 | -3 | 452-1405 | Tier-2---15 | Tier-2 | 15
CB 509 | 3--2 | Tier-1 | -2 | 595-1454F | Tier-2---15 | Tier-2 | 15
CB 51 | 3--1 | Tier-1 | -1 | 799-504R | Tier-2---15 | Tier-2 | 15
CB 510 | 2--2 | Tier-1 | -2 | 835-11F | Tier-2---15 | Tier-2 | 15
CB 511 | 3--4 | Tier-1 | -4 | 855-46AE | Tier-2---15 | Tier-2 | 15
CB 512 | 2--4 | Tier-1 | -4 | 971-381R | Tier-2---15 | Tier-2 | 15
CB 513 | 2--2 | Tier-1 | -2 | CB 1245 | Tier-2---15 | Tier-2 | 15
CB 514 | 4--3 | Tier-1 | -3 | CB 196 | Tier-2---15 | Tier-2 | 15
CB 515 | 2--2 | Tier-1 | -2 | CB 282 | Tier-2---15 | Tier-2 | 15
CB 516 | 2--2 | Tier-1 | -2 | CB 350 | Tier-2---15 | Tier-2 | 15
CB 517 | 2--2 | Tier-1 | -2 | CB 461 | Tier-2---15 | Tier-2 | 15
CB 518 | 2--3 | Tier-1 | -3 | CB 799 | Tier-2---15 | Tier-2 | 15
CB 519 | 2--2 | Tier-1 | -2 | CB 981 | Tier-2---15 | Tier-2 | 15
CB 52 | 1--1 | Tier-1 | -1 | 1243-38R | Tier-2---16 | Tier-2 | 16
CB 520 | 1--5 | Tier-2 | -5 | 1458-1117F | Tier-2---16 | Tier-2 | 16
CB 521 | 3--1 | Tier-2 | -1 | 1458-456F | Tier-2---16 | Tier-2 | 16
CB 522 | 4--5 | Tier-2 | -5 | 210-394R | Tier-2---16 | Tier-2 | 16
CB 523 | 4--4 | Tier-2 | -4 | 212-880R | Tier-2---16 | Tier-2 | 16
CB 524 | 3--5 | Tier-3 | -5 | 230-1008R | Tier-2---16 | Tier-2 | 16
CB 525 | 2--4 | Tier-1 | -4 | 230-2067 | Tier-2---16 | Tier-2 | 16
CB 529 | 2--3 | Tier-1 | -3 | 247-48 | Tier-2---16 | Tier-2 | 16
CB 53 | 1--1 | Tier-1 | -1 | 292-317F | Tier-2---16 | Tier-2 | 16
CB 531 | 3--3 | Tier-1 | -3 | 308-486AE | Tier-2---16 | Tier-2 | 16
CB 532 | 3--2 | Tier-1 | -2 | 522-34 | Tier-2---16 | Tier-2 | 16
CB 533 | 4--1 | Tier-2 | -1 | 522-36 | Tier-2---16 | Tier-2 | 16
CB 534 | 4--1 | Tier-2 | -1 | 908-2062F | Tier-2---16 | Tier-2 | 16
CB 535 | 4--3 | Tier-2 | -3 | 972-1642 | Tier-2---16 | Tier-2 | 16
CB 536 | 4--2 | Tier-2 | -2 | CB 202 | Tier-2---16 | Tier-2 | 16
CB 54 | 2--2 | Tier-1 | -2 | CB 281 | Tier-2---16 | Tier-2 | 16
CB 540 | 1--5 | Tier-2 | -5 | CB 330 | Tier-2---16 | Tier-2 | 16
CB 542 | 4--5 | Tier-2 | -5 | CB 444 | Tier-2---16 | Tier-2 | 16
CB 545 | 3--3 | Tier-1 | -3 | CB 535 | Tier-2---16 | Tier-2 | 16
CB 546 | 4--4 | Tier-1 | -4 | 928-6F | Tier-2---16 | Tier-2 | 16
CB 547 | 2--3 | Tier-1 | -3 | 535-10F | Tier-2---16 | Tier-2 | 16
CB 548 | 2--2 | Tier-1 | -2 | 542-44F | Tier-2---16 | Tier-2 | 16
CB 549 | 2--2 | Tier-1 | -2 | 306-2246 | Tier-2---16 | Tier-2 | 16
CB 550 | 2--3 | Tier-1 | -3 | 1073-888F | Tier-2---17 | Tier-2 | 17
CB 551 | 1--3 | Tier-1 | -3 | 1094-7 | Tier-2---17 | Tier-2 | 17
CB 552 | 2--2 | Tier-1 | -2 | 1103-13AE | Tier-2---17 | Tier-2 | 17
CB 553 | 2--3 | Tier-1 | -3 | 1201-282F | Tier-2---17 | Tier-2 | 17
CB 554 | 1--2 | Tier-1 | -2 | 1202-9 | Tier-2---17 | Tier-2 | 17
CB 556 | 2--5 | Tier-1 | -5 | 1458-519 | Tier-2---17 | Tier-2 | 17
CB 558 | 1--4 | Tier-1 | -4 | 196-38F | Tier-2---17 | Tier-2 | 17
CB 56 | 3--4 | Tier-1 | -4 | 196-43F | Tier-2---17 | Tier-2 | 17
CB 560 | 1--4 | Tier-1 | -4 | 287-1118 | Tier-2---17 | Tier-2 | 17
CB 562 | 2--5 | Tier-1 | -5 | 434-301 | Tier-2---17 | Tier-2 | 17
CB 563 | 1--4 | Tier-1 | -4 | 594-1379F | Tier-2---17 | Tier-2 | 17
CB 564 | 1--5 | Tier-1 | -5 | 68-1356AE | Tier-2---17 | Tier-2 | 17
CB 567 | 1--4 | Tier-1 | -4 | 770-259R | Tier-2---17 | Tier-2 | 17
CB 57 | 4--4 | Tier-1 | -4 | 795-725AE | Tier-2---17 | Tier-2 | 17
CB 570 | 2--2 | Tier-1 | -2 | 834-887AE | Tier-2---17 | Tier-2 | 17
CB 572 | 1--2 | Tier-1 | -2 | 909-812 | Tier-2---17 | Tier-2 | 17
CB 576 | 4--4 | Tier-2 | -4 | 968-476F | Tier-2---17 | Tier-2 | 17
CB 578 | 3--4 | Tier-1 | -4 | 990-713 | Tier-2---17 | Tier-2 | 17
CB 579 | 3--3 | Tier-1 | -3 | CB 334 | Tier-2---17 | Tier-2 | 17
CB 580 | 3--2 | Tier-1 | -2 | CB 443 | Tier-2---17 | Tier-2 | 17
CB 581 | 2--2 | Tier-1 | -2 | CB 460 | Tier-2---17 | Tier-2 | 17
CB 582 | 1--2 | Tier-1 | -2 | CB 463 | Tier-2---17 | Tier-2 | 17
CB 588 | 1--4 | Tier-1 | -4 | CB 540 | Tier-2---17 | Tier-2 | 17
CB 589 | 2--5 | Tier-1 | -5 | CB 835 | Tier-2---17 | Tier-2 | 17
CB 59 | 2--4 | Tier-1 | -4 | 1100-1168F | Tier-2---18 | Tier-2 | 18
CB 590 | 4--5 | Tier-1 | -5 | 1458-1115F | Tier-2---18 | Tier-2 | 18
CB 591 | 4--4 | Tier-1 | -4 | 1458-454F | Tier-2---18 | Tier-2 | 18
CB 595 | 1--2 | Tier-1 | -2 | 178-968AE | Tier-2---18 | Tier-2 | 18
CB 596 | 2--5 | Tier-2 | -5 | 197-1152F | Tier-2---18 | Tier-2 | 18
CB 597 | 1--5 | Tier-2 | -5 | 197-1157F | Tier-2---18 | Tier-2 | 18
CB 598 | 1--4 | Tier-1 | -4 | 252-129 | Tier-2---18 | Tier-2 | 18
CB 599 | 4--5 | Tier-2 | -5 | 308-563AE | Tier-2---18 | Tier-2 | 18
CB 60 | 2--2 | Tier-1 | -2 | 311-1163F | Tier-2---18 | Tier-2 | 18
CB 61 | 4--4 | Tier-1 | -4 | 445-1323 | Tier-2---18 | Tier-2 | 18
CB 62 | 3--4 | Tier-1 | -4 | 463-1136F | Tier-2---18 | Tier-2 | 18
CB 63 | 3--4 | Tier-1 | -4 | 534-1080F | Tier-2---18 | Tier-2 | 18
CB 64 | 3--4 | Tier-1 | -4 | 791-424F | Tier-2---18 | Tier-2 | 18
CB 65 | 3--4 | Tier-1 | -4 | 795-817AE | Tier-2---18 | Tier-2 | 18
CB 66 | 4--5 | Tier-1 | -5 | 94-24F | Tier-2---18 | Tier-2 | 18
CB 67 | 1--5 | Tier-3 | -5 | CB 1162 | Tier-2---18 | Tier-2 | 18
CB 68 | 3--4 | Tier-1 | -4 | CB 292 | Tier-2---18 | Tier-2 | 18
CB 69 | 2--3 | Tier-1 | -3 | CB 308 | Tier-2---18 | Tier-2 | 18
CB 70 | 3--2 | Tier-1 | -2 | CB 352 | Tier-2---18 | Tier-2 | 18
CB 700 | 1--3 | Tier-1 | -3 | CB 536 | Tier-2---18 | Tier-2 | 18
CB 701 | 4--3 | Tier-1 | -3 | CB 776 | Tier-2---18 | Tier-2 | 18
CB 702 | 2--4 | Tier-1 | -4 | CB SSC1 | Tier-2---18 | Tier-2 | 18
CB 703 | 2--2 | Tier-1 | -2 | 991-383 | Tier-2---18 | Tier-2 | 18
CB 704 | 2--4 | Tier-1 | -4 | 991-384AE | Tier-2---18 | Tier-2 | 18
CB 706 | 2--3 | Tier-1 | -3 | 197-1151F | Tier-2---19 | Tier-2 | 19
CB 707 | 2--3 | Tier-1 | -3 | 223-47AE | Tier-2---19 | Tier-2 | 19
CB 708 | 2--2 | Tier-1 | -2 | 223-536R | Tier-2---19 | Tier-2 | 19
CB 71 | 2--2 | Tier-1 | -2 | 232-40AE | Tier-2---19 | Tier-2 | 19
CB 712 | 1--2 | Tier-1 | -2 | 288-2375R | Tier-2---19 | Tier-2 | 19
CB 715 | 2--4 | Tier-1 | -4 | 315-1192F | Tier-2---19 | Tier-2 | 19
CB 716 | 1--2 | Tier-1 | -2 | 445-1315 | Tier-2---19 | Tier-2 | 19
CB 718 | 2--1 | Tier-1 | -1 | 452-717 | Tier-2---19 | Tier-2 | 19
CB 719 | 3--3 | Tier-1 | -3 | 463-1137F | Tier-2---19 | Tier-2 | 19
CB 72 | 2--2 | Tier-1 | -2 | 728-1570F | Tier-2---19 | Tier-2 | 19
CB 723 | 3--2 | Tier-1 | -2 | 835-10F | Tier-2---19 | Tier-2 | 19
CB 724 | 1--1 | Tier-1 | -1 | 835-35F | Tier-2---19 | Tier-2 | 19
CB 730 | 3--3 | Tier-1 | -3 | CB 1299 | Tier-2---19 | Tier-2 | 19
CB 731 | 2--3 | Tier-1 | -3 | CB 212 | Tier-2---19 | Tier-2 | 19
CB 732 | 4--3 | Tier-1 | -3 | CB 296 | Tier-2---19 | Tier-2 | 19
CB 733 | 3--3 | Tier-1 | -3 | CB 297 | Tier-2---19 | Tier-2 | 19
CB 738 | 1--2 | Tier-1 | -2 | CB 315 | Tier-2---19 | Tier-2 | 19
CB 74 | 3--2 | Tier-1 | -2 | CB 353 | Tier-2---19 | Tier-2 | 19
CB 740 | 4--2 | Tier-1 | -2 | CB 354 | Tier-2---19 | Tier-2 | 19
CB 741 | 1--2 | Tier-1 | -2 | CB 356 | Tier-2---19 | Tier-2 | 19
CB 745 | 1--3 | Tier-1 | -3 | CB 393 | Tier-2---19 | Tier-2 | 19
CB 748 | 2--3 | Tier-1 | -3 | CB 462 | Tier-2---19 | Tier-2 | 19
CB 75 | 1--4 | Tier-3 | -4 | CB 499 | Tier-2---19 | Tier-2 | 19
CB 750 | 1--5 | Tier-1 | -5 | 183-571F | Tier-2---19 | Tier-2 | 19
CB 759 | 2--2 | Tier-1 | -2 | 1073-872F | Tier-2---20 | Tier-2 | 20
CB 76 | 1--2 | Tier-1 | -2 | 1073-874F | Tier-2---20 | Tier-2 | 20
CB 761 | 2--3 | Tier-1 | -3 | 1073-886F | Tier-2---20 | Tier-2 | 20
CB 77 | 4--3 | Tier-1 | -3 | 1162-387F | Tier-2---20 | Tier-2 | 20
CB 770 | 2--2 | Tier-1 | -2 | 1525-23R | Tier-2---20 | Tier-2 | 20
CB 771 | 2--3 | Tier-1 | -3 | 242-1427F | Tier-2---20 | Tier-2 | 20
CB 772 | 1--2 | Tier-1 | -2 | 288-2378F | Tier-2---20 | Tier-2 | 20
CB 775 | 1--2 | Tier-1 | -2 | 311-1199 | Tier-2---20 | Tier-2 | 20
CB 776 | 3--3 | Tier-2 | -3 | 312-40F | Tier-2---20 | Tier-2 | 20
CB 78 | 1--5 | Tier-3 | -5 | 331-246R | Tier-2---20 | Tier-2 | 20
CB 780 | 3--3 | Tier-1 | -3 | 357-2048F | Tier-2---20 | Tier-2 | 20
CB 781 | 3--4 | Tier-1 | -4 | 450-17 | Tier-2---20 | Tier-2 | 20
CB 783 | 3--4 | Tier-1 | -4 | 454-1814 | Tier-2---20 | Tier-2 | 20
CB 788 | 5--5 | Tier-2 | -5 | 534-346 | Tier-2---20 | Tier-2 | 20
CB 789 | 2--4 | Tier-1 | -4 | 791-425F | Tier-2---20 | Tier-2 | 20
CB 790 | 4--4 | Tier-2 | -4 | 928-20 | Tier-2---20 | Tier-2 | 20
CB 791 | 2--5 | Tier-1 | -5 | 972-1640 | Tier-2---20 | Tier-2 | 20
CB 795 | 3--2 | Tier-1 | -2 | CB 1161 | Tier-2---20 | Tier-2 | 20
CB 797 | 1--5 | Tier-1 | -5 | CB 521 | Tier-2---20 | Tier-2 | 20
CB 799 | 1--5 | Tier-2 | -5 | CB 533 | Tier-2---20 | Tier-2 | 20
CB 80 | 3--3 | Tier-1 | -3 | 991-379AE | Tier-2---20 | Tier-2 | 20
CB 81 | 3--2 | Tier-1 | -2 | 991-380 | Tier-2---20 | Tier-2 | 20
CB 821 | 4--2 | Tier-1 | -2 | 991-385 | Tier-2---20 | Tier-2 | 20
CB 83 | 2--2 | Tier-1 | -2 | 1073-887F | Tier-2---21 | Tier-2 | 21
CB 835 | 1--5 | Tier-2 | -5 | 1090-69F | Tier-2---21 | Tier-2 | 21
CB 84 | 3--2 | Tier-1 | -2 | 1161-62 | Tier-2---21 | Tier-2 | 21
CB 85 | 3--3 | Tier-1 | -3 | 1162-385F | Tier-2---21 | Tier-2 | 21
CB 851 | 1--5 | Tier-1 | -5 | 1242-127AE | Tier-2---21 | Tier-2 | 21
CB 852 | 1--5 | Tier-1 | -5 | 178-982 | Tier-2---21 | Tier-2 | 21
CB 854 | 1--3 | Tier-1 | -3 | 189-750 | Tier-2---21 | Tier-2 | 21
CB 855 | 2--5 | Tier-1 | -5 | 197-1155F | Tier-2---21 | Tier-2 | 21
CB 856 | 1--4 | Tier-1 | -4 | 266-485F | Tier-2---21 | Tier-2 | 21
CB 857 | 2--4 | Tier-1 | -4 | 288-2379F | Tier-2---21 | Tier-2 | 21
CB 859 | 1--4 | Tier-1 | -4 | 295-1203F | Tier-2---21 | Tier-2 | 21
CB 86 | 1--3 | Tier-1 | -3 | 296-66F | Tier-2---21 | Tier-2 | 21
CB 87 | 3--1 | Tier-1 | -1 | 296-68F | Tier-2---21 | Tier-2 | 21
CB 88 | 4--3 | Tier-1 | -3 | 355-65R | Tier-2---21 | Tier-2 | 21
CB 90 | 2--3 | Tier-1 | -3 | 401-684R | Tier-2---21 | Tier-2 | 21
CB 900 | 1--3 | Tier-1 | -3 | 68-1358 | Tier-2---21 | Tier-2 | 21
CB 902 | 3--3 | Tier-1 | -3 | 948-5R | Tier-2---21 | Tier-2 | 21
CB 907 | 3--5 | Tier-3 | -5 | CB 197 | Tier-2---21 | Tier-2 | 21
CB 91 | 3--5 | Tier-2 | -5 | CB 210 | Tier-2---21 | Tier-2 | 21
CB 911 | 1--5 | Tier-2 | -5 | CB 211 | Tier-2---21 | Tier-2 | 21
CB 92 | 3--3 | Tier-1 | -3 | CB 520 | Tier-2---21 | Tier-2 | 21
CB 920 | 1--5 | Tier-1 | -5 | CB 534 | Tier-2---21 | Tier-2 | 21
CB 927 | 1--5 | Tier-1 | -5 | 233-85F | Tier-2---21 | Tier-2 | 21
CB 928 | 4--5 | Tier-2 | -5 | 1021-14F | Tier-2---22 | Tier-2 | 22
CB 93 | 3--4 | Tier-1 | -4 | 1021-16F | Tier-2---22 | Tier-2 | 22
CB 94 | 2--4 | Tier-1 | -4 | 1161-55 | Tier-2---22 | Tier-2 | 22
CB 946 | 3--2 | Tier-1 | -2 | 1243-156F | Tier-2---22 | Tier-2 | 22
CB 948 | 4--1 | Tier-1 | -1 | 1243-158F | Tier-2---22 | Tier-2 | 22
CB 949 | 4--2 | Tier-1 | -2 | 235-911 | Tier-2---22 | Tier-2 | 22
CB 95 | 2--3 | Tier-1 | -3 | 248-30AE | Tier-2---22 | Tier-2 | 22
CB 955 | 1--3 | Tier-1 | -3 | 312-41F | Tier-2---22 | Tier-2 | 22
CB 96 | 2--3 | Tier-1 | -3 | 350-2073 | Tier-2---22 | Tier-2 | 22
CB 966 | 1--2 | Tier-1 | -2 | 450-18 | Tier-2---22 | Tier-2 | 22
CB 967 | 1--2 | Tier-1 | -2 | 535-1120AE | Tier-2---22 | Tier-2 | 22
CB 968 | 1--3 | Tier-1 | -3 | 536-363F | Tier-2---22 | Tier-2 | 22
CB 969 | 1--3 | Tier-1 | -3 | 536-377F | Tier-2---22 | Tier-2 | 22
CB 970 | 1--5 | Tier-2 | -5 | 536-378F | Tier-2---22 | Tier-2 | 22
CB 971 | 5--5 | Tier-2 | -5 | 536-379F | Tier-2---22 | Tier-2 | 22
CB 973 | 1--5 | Tier-2 | -5 | 540-39AE | Tier-2---22 | Tier-2 | 22
CB 974 | 1--5 | Tier-2 | -5 | 591-1116F | Tier-2---22 | Tier-2 | 22
CB 975 | 5--4 | Tier-3 | -4 | 908-1269 | Tier-2---22 | Tier-2 | 22
CB 980 | 2--5 | Tier-2 | -5 | 909-458R | Tier-2---22 | Tier-2 | 22
CB 981 | 1--5 | Tier-2 | -5 | 972-1565F | Tier-2---22 | Tier-2 | 22
CB AD1 | 4--3 | Tier-1 | -3 | 972-1566F | Tier-2---22 | Tier-2 | 22
CB AD2 | 2--3 | Tier-1 | -3 | CB 1160 | Tier-2---22 | Tier-2 | 22
CB AD3 | 3--3 | Tier-1 | -3 | 599-1125 | Tier-2---22 | Tier-2 | 22
CB AG1 | 3--3 | Tier-1 | -3 | 599-1126 | Tier-2---22 | Tier-2 | 22
CB ALV1 | 2--3 | Tier-1 | -3 | 222-1986R | Tier-3---1 | Tier-3 | -1
CB AM1 | 2--1 | Tier-1 | -1 | 222-1990R | Tier-3---1 | Tier-3 | -1
CB AM2 | 3--2 | Tier-1 | -2 | 237-1765R | Tier-3---1 | Tier-3 | -1
CB AM3 | 4--1 | Tier-1 | -1 | 237-30R | Tier-3---1 | Tier-3 | -1
CB AZ1 | 2--1 | Tier-1 | -1 | 524-69R | Tier-3---1 | Tier-3 | -1
CB BA2 | 2--1 | Tier-1 | -1 | 909-451 | Tier-3---1 | Tier-3 | -1
CB BA3 | 3--1 | Tier-1 | -1 | 1021-1748F | Tier-3---2 | Tier-3 | -2
CB BF1 | 2--3 | Tier-1 | -3 | 1021-25R | Tier-3---2 | Tier-3 | -2
CB BH1 | 1--1 | Tier-1 | -1 | 1458-601R | Tier-3---2 | Tier-3 | -2
CB BK1 | 3--3 | Tier-1 | -3 | 237-2R | Tier-3---2 | Tier-3 | -2
CB BK2 | 3--3 | Tier-1 | -3 | 352-27R | Tier-3---2 | Tier-3 | -2
CB BK4 | 3--2 | Tier-1 | -2 | 470-47R | Tier-3---2 | Tier-3 | -2
CB BN1 | 4--4 | Tier-1 | -4 | 907-1716R | Tier-3---2 | Tier-3 | -2
CB BN2 | 4--5 | Tier-1 | -5 | 908-2055F | Tier-3---2 | Tier-3 | -2
CB BO1 | 2--1 | Tier-1 | -1 | 971-2050R | Tier-3---2 | Tier-3 | -2
CB BRM1 | 4--3 | Tier-1 | -3 | 972-1590F | Tier-3---2 | Tier-3 | -2
CB BS1 | 1--1 | Tier-1 | -1 | 1030-20R | Tier-3---3 | Tier-3 | -3
CB BT1 | 1--1 | Tier-1 | -1 | 1030-42R | Tier-3---3 | Tier-3 | -3
CB BW1 | 1--3 | Tier-1 | -3 | 1030-989R | Tier-3---3 | Tier-3 | -3
CB BY2 | 3--1 | Tier-1 | -1 | 157-81R | Tier-3---3 | Tier-3 | -3
CB BY3 | 3--1 | Tier-1 | -1 | 214-1122R | Tier-3---3 | Tier-3 | -3
CB CA1 | 3--2 | Tier-1 | -2 | 222-2085 | Tier-3---3 | Tier-3 | -3
CB CA2 | 2--2 | Tier-1 | -2 | 358-682F | Tier-3---3 | Tier-3 | -3
CB CCB1 | 1--3 | Tier-1 | -3 | 79-679R | Tier-3---3 | Tier-3 | -3
CB CD1 | 3--3 | Tier-1 | -3 | 79-785 | Tier-3---3 | Tier-3 | -3
CB CD3 | 1--1 | Tier-1 | -1 | 79-808R | Tier-3---3 | Tier-3 | -3
CB CD4 | 3--3 | Tier-1 | -3 | 1022-17F | Tier-3---4 | Tier-3 | -4
CB CG1 | 4--4 | Tier-1 | -4 | 1458-1131R | Tier-3---4 | Tier-3 | -4
CB CG2 | 4--4 | Tier-1 | -4 | 216-1859F | Tier-3---4 | Tier-3 | -4
CB CHA1 | 3--2 | Tier-1 | -2 | 236-1535R | Tier-3---4 | Tier-3 | -4
CB CMP1 | 3--3 | Tier-1 | -3 | 350-2201R | Tier-3---4 | Tier-3 | -4
CB CS1 | 3--1 | Tier-1 | -1 | 357-50R | Tier-3---4 | Tier-3 | -4
CB CS2 | 3--2 | Tier-1 | -2 | 521-32R | Tier-3---4 | Tier-3 | -4
CB CS3 | 3--1 | Tier-1 | -1 | 524-27R | Tier-3---4 | Tier-3 | -4
CB CS4 | 3--1 | Tier-1 | -1 | 524-46R | Tier-3---4 | Tier-3 | -4
CB CTL1 | 5--1 | Tier-3 | -1 | 73-1163 | Tier-3---4 | Tier-3 | -4
CB DM1 | 1--3 | Tier-1 | -3 | 970-1341R | Tier-3---4 | Tier-3 | -4
CB DM2 | 3--3 | Tier-1 | -3 | 971-1973R | Tier-3---4 | Tier-3 | -4
CB DR1 | 3--2 | Tier-1 | -2 | 971-383R | Tier-3---4 | Tier-3 | -4
CB DS1 | 3--2 | Tier-1 | -2 | 971-388R | Tier-3---4 | Tier-3 | -4
CB DV1 | 1--5 | Tier-3 | -5 | RA1-402R | Tier-3---4 | Tier-3 | -4
CB ELE1 | 2--1 | Tier-1 | -1 | 1030-1777 | Tier-3---5 | Tier-3 | -5
CB ELS1 | 4--1 | Tier-1 | -1 | 1166-18R | Tier-3---5 | Tier-3 | -5
CB EN1 | 4--3 | Tier-1 | -3 | 1166-342R | Tier-3---5 | Tier-3 | -5
CB EN2 | 3--3 | Tier-1 | -3 | 176-161R | Tier-3---5 | Tier-3 | -5
CB EO1 | 3--2 | Tier-1 | -2 | 176-1834R | Tier-3---5 | Tier-3 | -5
CB EO2 | 3--1 | Tier-1 | -1 | 176-197F | Tier-3---5 | Tier-3 | -5
CB EO3 | 4--3 | Tier-1 | -3 | 217-835R | Tier-3---5 | Tier-3 | -5
CB EOS1 | 4--2 | Tier-1 | -2 | 217-983R | Tier-3---5 | Tier-3 | -5
CB EOS2 | 4--2 | Tier-1 | -2 | 222-1433R | Tier-3---5 | Tier-3 | -5
CB EOS3 | 2--3 | Tier-1 | -3 | 442-728R | Tier-3---5 | Tier-3 | -5
CB ES4 | 4--1 | Tier-1 | -1 | 445-1311R | Tier-3---5 | Tier-3 | -5
CB EV1 | 2--1 | Tier-1 | -1 | 521-14R | Tier-3---5 | Tier-3 | -5
CB FB1 | 4--4 | Tier-2 | -4 | 73-678R | Tier-3---5 | Tier-3 | -5
CB FB2 | 4--5 | Tier-2 | -5 | 78-26R | Tier-3---5 | Tier-3 | -5
CB FL1 | 1--1 | Tier-1 | -1 | 79-658R | Tier-3---5 | Tier-3 | -5
CB FM1 | 3--3 | Tier-1 | -3 | 79-676R | Tier-3---5 | Tier-3 | -5
CB FM2 | 2--4 | Tier-1 | -4 | 1021-1760R | Tier-3---6 | Tier-3 | -6
CB FM3 | 4--3 | Tier-1 | -3 | 1458-565R | Tier-3---6 | Tier-3 | -6
CB FRD1 | 1--1 | Tier-1 | -1 | 214-1135R | Tier-3---6 | Tier-3 | -6
CB GA1 | 3--1 | Tier-1 | -1 | 351-871R | Tier-3---6 | Tier-3 | -6
CB GA3 | 3--2 | Tier-1 | -2 | 356-30AE | Tier-3---6 | Tier-3 | -6
CB GH1 | 2--1 | Tier-1 | -1 | 411-30R | Tier-3---6 | Tier-3 | -6
CB GH2 | 2--1 | Tier-1 | -1 | 521-1856R | Tier-3---6 | Tier-3 | -6
CB GH3 | 2--1 | Tier-1 | -1 | 521-18R | Tier-3---6 | Tier-3 | -6
CB GM2 | 4--3 | Tier-1 | -3 | 907-1562AE | Tier-3---6 | Tier-3 | -6
CB GN1 | 3--3 | Tier-1 | -3 | 907-1702R | Tier-3---6 | Tier-3 | -6
CB GS1 | 3--2 | Tier-1 | -2 | 971-29R | Tier-3---6 | Tier-3 | -6
CB HC3 | 4--2 | Tier-1 | -2 | 972-1582R | Tier-3---6 | Tier-3 | -6
CB HC4 | 3--2 | Tier-1 | -2 | 972-942R | Tier-3---6 | Tier-3 | -6
CB HL1 | 3--1 | Tier-1 | -1 | 973-1245R | Tier-3---6 | Tier-3 | -6
CB HL3 | 3--1 | Tier-1 | -1 | 974-715R | Tier-3---6 | Tier-3 | -6
CB HP1 | 4--1 | Tier-1 | -1 | 1030-18R | Tier-3---7 | Tier-3 | -7
CB HV1 | 1--1 | Tier-1 | -1 | 1215-32R | Tier-3---7 | Tier-3 | -7
CB HW1 | 1--5 | Tier-1 | -5 | 222-1523R | Tier-3---7 | Tier-3 | -7
CB IB1 | 2--1 | Tier-1 | -1 | 222-2013R | Tier-3---7 | Tier-3 | -7
CB IB2 | 2--1 | Tier-1 | -1 | 236-1573R | Tier-3---7 | Tier-3 | -7
CB JE1 | 1--1 | Tier-1 | -1 | 448-744R | Tier-3---7 | Tier-3 | -7
CB JU1 | 5--4 | Tier-3 | -4 | 449-13R | Tier-3---7 | Tier-3 | -7
CB KR1 | 1--1 | Tier-1 | -1 | 520-1527R | Tier-3---7 | Tier-3 | -7
CB LA1 | 4--1 | Tier-1 | -1 | 524-50R | Tier-3---7 | Tier-3 | -7
CB LA2 | 3--2 | Tier-1 | -2 | 73-683R | Tier-3---7 | Tier-3 | -7
CB LA3 | 4--1 | Tier-1 | -1 | 78-782R | Tier-3---7 | Tier-3 | -7
CB LJ3 | 3--1 | Tier-1 | -1 | 973-626R | Tier-3---7 | Tier-3 | -7
CB LJ4 | 2--1 | Tier-1 | -1 | 975-22R | Tier-3---7 | Tier-3 | -7
CB LM3 | 2--1 | Tier-1 | -1 | CB OK1 | Tier-3---7 | Tier-3 | -7
CB LPS1 | 2--1 | Tier-1 | -1 | RB1-427R | Tier-3---7 | Tier-3 | -7
CB LR1 | 4--3 | Tier-1 | -3 | 214-647R | Tier-3---8 | Tier-3 | -8
CB LV2 | 3--2 | Tier-1 | -2 | 236-1569R | Tier-3---8 | Tier-3 | -8
CB MA1 | 4--3 | Tier-1 | -3 | 356-19R | Tier-3---8 | Tier-3 | -8
CB MA2 | 3--2 | Tier-1 | -2 | 357-2049F | Tier-3---8 | Tier-3 | -8
CB MAG1 | 5--1 | Tier-1 | -1 | 357-45R | Tier-3---8 | Tier-3 | -8
CB MF1 | 3--3 | Tier-1 | -3 | 1030-1728R | Tier-3---9 | Tier-3 | -9
CB MK1 | 3--1 | Tier-1 | -1 | 1215-12R | Tier-3---9 | Tier-3 | -9
CB MK2 | 3--1 | Tier-1 | -1 | 157-189R | Tier-3---9 | Tier-3 | -9
CB MM1 | 3--2 | Tier-1 | -2 | 175-90R | Tier-3---9 | Tier-3 | -9
CB MNR3 | 3--2 | Tier-1 | -2 | 176-194R | Tier-3---9 | Tier-3 | -9
CB MOR1 | 5--5 | Tier-2 | -5 | 222-2063 | Tier-3---9 | Tier-3 | -9
CB MT1 | 3--2 | Tier-1 | -2 | 283-55R | Tier-3---9 | Tier-3 | -9
CB MT3 | 2--1 | Tier-1 | -1 | 357-1299R | Tier-3---9 | Tier-3 | -9
CB MU1 | 3--2 | Tier-1 | -2 | 441-27R | Tier-3---9 | Tier-3 | -9
CB MV1 | 3--4 | Tier-1 | -4 | 441-30R | Tier-3---9 | Tier-3 | -9
CB NC3 | 1--1 | Tier-1 | -1 | 448-9R | Tier-3---9 | Tier-3 | -9
CB NC4 | 3--1 | Tier-1 | -1 | 449-693R | Tier-3---9 | Tier-3 | -9
CB NO1 | 1--1 | Tier-1 | -1 | 520-35R | Tier-3---9 | Tier-3 | -9
CB NO2 | 3--1 | Tier-1 | -1 | 73-1130R | Tier-3---9 | Tier-3 | -9
CB NO3 | 2--1 | Tier-1 | -1 | 73-23R | Tier-3---9 | Tier-3 | -9
CB NTL1 | 2--1 | Tier-1 | -1 | 79-714R | Tier-3---9 | Tier-3 | -9
CB NVS1 | 4--5 | Tier-2 | -5 | 1021-855 | Tier-3---10 | Tier-3 | 10
CB OCA1 | 2--2 | Tier-1 | -2 | 1022-322R | Tier-3---10 | Tier-3 | 10
CB OH1 | 1--1 | Tier-1 | -1 | 1090-73F | Tier-3---10 | Tier-3 | 10
CB OK1 | 5--5 | Tier-3 | -5 | 1090-74F | Tier-3---10 | Tier-3 | 10
CB OS1 | 3--2 | Tier-1 | -2 | 212-725R | Tier-3---10 | Tier-3 | 10
CB OS4 | 2--1 | Tier-1 | -1 | 215-38R | Tier-3---10 | Tier-3 | 10
CB OS5 | 1--1 | Tier-1 | -1 | 236-1567R | Tier-3---10 | Tier-3 | 10
CB OT2 | 3--3 | Tier-1 | -3 | 239-2215R | Tier-3---10 | Tier-3 | 10
CB PB1 | 4--3 | Tier-1 | -3 | 524-1782F | Tier-3---10 | Tier-3 | 10
CB PB5 | 3--3 | Tier-1 | -3 | 78-35R | Tier-3---10 | Tier-3 | 10
CB PE1 | 5--4 | Tier-3 | -4 | 907-2820R | Tier-3---10 | Tier-3 | 10
CB PH1 | 1--1 | Tier-1 | -1 | 973-1226R | Tier-3---10 | Tier-3 | 10
CB PL2 | 3--2 | Tier-1 | -2 | CB 1234 | Tier-3---10 | Tier-3 | 10
CB PL4 | 3--1 | Tier-1 | -1 | CB 357 | Tier-3---10 | Tier-3 | 10
CB PL6 | 4--1 | Tier-1 | -1 | RB1-433R | Tier-3---10 | Tier-3 | 10
CB PY1 | 5--1 | Tier-3 | -1 | 1166-15R | Tier-3---11 | Tier-3 | 11
CB QN1 | 2--2 | Tier-1 | -2 | 157-1928R | Tier-3---11 | Tier-3 | 11
CB RA1 | 5--5 | Tier-2 | -5 | 157-204R | Tier-3---11 | Tier-3 | 11
CB RA2 | 5--5 | Tier-2 | -5 | 157-232R | Tier-3---11 | Tier-3 | 11
CB RA3 | 5--4 | Tier-2 | -4 | 175-64R | Tier-3---11 | Tier-3 | 11
CB RB1 | 1--5 | Tier-3 | -5 | 176-164R | Tier-3---11 | Tier-3 | 11
CB RC1 | 4--5 | Tier-2 | -5 | 176-1845R | Tier-3---11 | Tier-3 | 11
CB RD1 | 2--1 | Tier-1 | -1 | 220-298R | Tier-3---11 | Tier-3 | 11
CB RD2 | 3--1 | Tier-1 | -1 | 221-23R | Tier-3---11 | Tier-3 | 11
CB RE1 | 1--1 | Tier-1 | -1 | 221-37AE | Tier-3---11 | Tier-3 | 11
CB RI1 | 2--1 | Tier-1 | -1 | 222-1988R | Tier-3---11 | Tier-3 | 11
CB RS1 | 1--1 | Tier-1 | -1 | 441-23R | Tier-3---11 | Tier-3 | 11
CB RV1 | 3--1 | Tier-1 | -1 | 67-34R | Tier-3---11 | Tier-3 | 11
CB RV2 | 1--1 | Tier-1 | -1 | 974-23R | Tier-3---11 | Tier-3 | 11
CB S1 | 3--1 | Tier-1 | -1 | CB SL1 | Tier-3---11 | Tier-3 | 11
CB S2 | 3--1 | Tier-1 | -1 | DV1-3R | Tier-3---11 | Tier-3 | 11
CB SC1 | 4--4 | Tier-1 | -4 | 1233-585R | Tier-3---12 | Tier-3 | 12
CB SC2 | 4--4 | Tier-1 | -4 | 1233-591R | Tier-3---12 | Tier-3 | 12
CB SE4 | 3--2 | Tier-1 | -2 | 217-837R | Tier-3---12 | Tier-3 | 12
CB SHC1 | 3--4 | Tier-1 | -4 | 221-1230F | Tier-3---12 | Tier-3 | 12
CB SK1 | 1--1 | Tier-1 | -1 | 221-788 | Tier-3---12 | Tier-3 | 12
CB SL1 | 5--5 | Tier-3 | -5 | 237-1761R | Tier-3---12 | Tier-3 | 12
CB SLD1 | 1--1 | Tier-1 | -1 | 240-2004R | Tier-3---12 | Tier-3 | 12
CB SO1 | 2--2 | Tier-1 | -2 | 240-2006R | Tier-3---12 | Tier-3 | 12
CB SR1 | 4--1 | Tier-1 | -1 | 240-2032R | Tier-3---12 | Tier-3 | 12
CB SR4 | 3--1 | Tier-1 | -1 | 246-34R | Tier-3---12 | Tier-3 | 12
CB SSC1 | 4--3 | Tier-2 | -3 | 249-24R | Tier-3---12 | Tier-3 | 12
CB SW1 | 1--1 | Tier-1 | -1 | 75-2259F | Tier-3---12 | Tier-3 | 12
CB SW2 | 3--1 | Tier-1 | -1 | 920-1342R | Tier-3---12 | Tier-3 | 12
CB SW3 | 3--2 | Tier-1 | -2 | 971-371R | Tier-3---12 | Tier-3 | 12
CB SW4 | 2--1 | Tier-1 | -1 | TM1-10R | Tier-3---12 | Tier-3 | 12
CB TM1 | 1--5 | Tier-1 | -5 | 1030-1823F | Tier-3---13 | Tier-3 | 13
CB TR1 | 1--5 | Tier-1 | -5 | 1233-587R | Tier-3---13 | Tier-3 | 13
CB TY1 | 1--1 | Tier-1 | -1 | 1458-1058F | Tier-3---13 | Tier-3 | 13
CB UP2 | 3--2 | Tier-1 | -2 | 214-583R | Tier-3---13 | Tier-3 | 13
CB VDN1 | 3--3 | Tier-1 | -3 | 221-344R | Tier-3---13 | Tier-3 | 13
CB VO1 | 1--1 | Tier-1 | -1 | 221-824 | Tier-3---13 | Tier-3 | 13
CB VS1 | 3--1 | Tier-1 | -1 | 236-1561R | Tier-3---13 | Tier-3 | 13
CB VS2 | 3--2 | Tier-1 | -2 | 236-1563R | Tier-3---13 | Tier-3 | 13
CB VS3 | 3--2 | Tier-1 | -2 | 283-71F | Tier-3---13 | Tier-3 | 13
CB VS4 | 3--1 | Tier-1 | -1 | 520-1904 | Tier-3---13 | Tier-3 | 13
CB WA1 | 3--2 | Tier-1 | -2 | 67-24R | Tier-3---13 | Tier-3 | 13
CB WA2 | 3--2 | Tier-1 | -2 | 73-1164 | Tier-3---13 | Tier-3 | 13
CB WA3 | 4--2 | Tier-1 | -2 | 75-32R | Tier-3---13 | Tier-3 | 13
CB WA4 | 3--2 | Tier-1 | -2 | 75-41 | Tier-3---13 | Tier-3 | 13
CB WA5 | 4--2 | Tier-1 | -2 | CB 907 | Tier-3---13 | Tier-3 | 13
CB WA6 | 4--2 | Tier-1 | -2 | CB PE1 | Tier-3---13 | Tier-3 | 13
CB WT1 | 1--1 | Tier-1 | -1 | 1215-28R | Tier-3---14 | Tier-3 | 14
CB WY1 | 1--1 | Tier-1 | -1 | 157-257R | Tier-3---14 | Tier-3 | 14
CB WY2 | 3--1 | Tier-1 | -1 | 157-273R | Tier-3---14 | Tier-3 | 14
CB WY3 | 1--1 | Tier-1 | -1 | 211-771R | Tier-3---14 | Tier-3 | 14
CTL1-3R | 5--4 | Tier-3 | -4 | 214-613R | Tier-3---14 | Tier-3 | 14
DM1-9R | 3--3 | Tier-1 | -3 | 220-288R | Tier-3---14 | Tier-3 | 14
DV1-3R | 5--5 | Tier-3 | -5 | 220-294R | Tier-3---14 | Tier-3 | 14
NO1-287F | 2--1 | Tier-1 | -1 | 442-16R | Tier-3---14 | Tier-3 | 14
NO1-288F | 1--1 | Tier-1 | -1 | 448-47R | Tier-3---14 | Tier-3 | 14
NO1-289F | 2--1 | Tier-1 | -1 | 448-714R | Tier-3---14 | Tier-3 | 14
RA1-402R | 5--5 | Tier-3 | -5 | 449-6R | Tier-3---14 | Tier-3 | 14
RB1-427R | 5--5 | Tier-3 | -5 | 79-660R | Tier-3---14 | Tier-3 | 14
RB1-433R | 5--5 | Tier-3 | -5 | 79-685R | Tier-3---14 | Tier-3 | 14
RD4-48F | 2--1 | Tier-1 | -1 | 79-799R | Tier-3---14 | Tier-3 | 14
RD4-49F | 2--1 | Tier-1 | -1 | CTL1-3R | Tier-3---14 | Tier-3 | 14
RD4-50F | 2--1 | Tier-1 | -1 | 1021-92 | Tier-3---15 | Tier-3 | 15
SEA1-384F | 3--3 | Tier-1 | -3 | 1022-26R | Tier-3---15 | Tier-3 | 15
TM1-10R | 5--5 | Tier-3 | -5 | 1090-636R | Tier-3---15 | Tier-3 | 15
UP1-10 | 3--1 | Tier-1 | -1 | 176-200F | Tier-3---15 | Tier-3 | 15
CB DEA1 | 2--1 | Tier-1 | -1 | 212-739R | Tier-3---15 | Tier-3 | 15
CB ER1 | 3--2 | Tier-1 | -2 | 222-1503R | Tier-3---15 | Tier-3 | 15
780-443F | 2--1 | Tier-1 | -1 | 239-2213R | Tier-3---15 | Tier-3 | 15
CB BP1 | 2--1 | Tier-1 | -1 | 358-33 | Tier-3---15 | Tier-3 | 15
780-444F | 2--1 | Tier-1 | -1 | 442-509R | Tier-3---15 | Tier-3 | 15
CB LF1 | 2--2 | Tier-1 | -2 | 442-729 | Tier-3---15 | Tier-3 | 15
CB LJS1 | 2--2 | Tier-1 | -2 | 448-1234R | Tier-3---15 | Tier-3 | 15
CB MO1 | 3--2 | Tier-1 | -2 | 449-16R | Tier-3---15 | Tier-3 | 15
797-30F | 3--4 | Tier-1 | -4 | 67-45R | Tier-3---15 | Tier-3 | 15
794-17 | 3--2 | Tier-1 | -2 | 79-668R | Tier-3---15 | Tier-3 | 15
96-1042F | 2--4 | Tier-1 | -4 | CB 358 | Tier-3---15 | Tier-3 | 15
991-379AE | 4--2 | Tier-2 | -2 | CB 441 | Tier-3---15 | Tier-3 | 15
991-380 | 4--2 | Tier-2 | -2 | CB JU1 | Tier-3---15 | Tier-3 | 15
991-383 | 4--3 | Tier-2 | -3 | 1021-883R | Tier-3---16 | Tier-3 | 16
991-384AE | 4--3 | Tier-2 | -3 | 1090-1734 | Tier-3---16 | Tier-3 | 16
991-385 | 4--1 | Tier-2 | -1 | 1233-259R | Tier-3---16 | Tier-3 | 16
92-618F | 2--4 | Tier-1 | -4 | 1233-589R | Tier-3---16 | Tier-3 | 16
928-6F | 4--3 | Tier-2 | -3 | 157-207R | Tier-3---16 | Tier-3 | 16
928-37F | 4--4 | Tier-2 | -4 | 239-2207R | Tier-3---16 | Tier-3 | 16
535-10F | 4--3 | Tier-2 | -3 | 239-2211R | Tier-3---16 | Tier-3 | 16
182-2242F | 5--3 | Tier-2 | -3 | 239-2217R | Tier-3---16 | Tier-3 | 16
146-564AE | 2--1 | Tier-1 | -1 | 240-1044 | Tier-3---16 | Tier-3 | 16
146-565 | 2--4 | Tier-1 | -4 | 247-46 | Tier-3---16 | Tier-3 | 16
146-566 | 2--4 | Tier-1 | -4 | 387-15 | Tier-3---16 | Tier-3 | 16
147-801F | 2--1 | Tier-1 | -1 | CB 249 | Tier-3---16 | Tier-3 | 16
147-811F | 2--1 | Tier-1 | -1 | CB 327 | Tier-3---16 | Tier-3 | 16
147-812F | 2--1 | Tier-1 | -1 | CB 975 | Tier-3---16 | Tier-3 | 16
147-818 | 2--1 | Tier-1 | -1 | 214-17AE | Tier-3---17 | Tier-3 | 17
143-35 | 2--3 | Tier-1 | -3 | 214-4R | Tier-3---17 | Tier-3 | 17
140-1155F | 2--1 | Tier-1 | -1 | 214-536R | Tier-3---17 | Tier-3 | 17
140-510 | 2--1 | Tier-1 | -1 | 221-38AE | Tier-3---17 | Tier-3 | 17
144-30AE | 2--3 | Tier-1 | -3 | 221-782R | Tier-3---17 | Tier-3 | 17
144-443F | 2--1 | Tier-1 | -1 | 239-89R | Tier-3---17 | Tier-3 | 17
182-2243F | 5--3 | Tier-2 | -3 | 240-1148 | Tier-3---17 | Tier-3 | 17
287-1116F | 2--2 | Tier-1 | -2 | 67-37R | Tier-3---17 | Tier-3 | 17
287-1119 | 2--4 | Tier-1 | -4 | 907-1602 | Tier-3---17 | Tier-3 | 17
292-157F | 4--1 | Tier-1 | -1 | 970-18AE | Tier-3---17 | Tier-3 | 17
275-50F | 3--3 | Tier-1 | -3 | 970-4AE | Tier-3---17 | Tier-3 | 17
282-1090F | 4--1 | Tier-1 | -1 | 973-530AE | Tier-3---17 | Tier-3 | 17
282-47F | 4--1 | Tier-1 | -1 | 975-7 | Tier-3---17 | Tier-3 | 17
282-564F | 4--1 | Tier-1 | -1 | CB 524 | Tier-3---17 | Tier-3 | 17
183-571F | 3--3 | Tier-2 | -3 | 1090-639R | Tier-3---18 | Tier-3 | 18
196-915AE | 3--1 | Tier-1 | -1 | 1215-10R | Tier-3---18 | Tier-3 | 18
197-50F | 3--2 | Tier-1 | -2 | 1458-1057F | Tier-3---18 | Tier-3 | 18
242-1412 | 5--1 | Tier-1 | -1 | 157-165R | Tier-3---18 | Tier-3 | 18
242-1419F | 5--3 | Tier-1 | -3 | 221-1235F | Tier-3---18 | Tier-3 | 18
244-30F | 3--2 | Tier-1 | -2 | 222-1992R | Tier-3---18 | Tier-3 | 18
233-85F | 2--2 | Tier-2 | -2 | 441-279R | Tier-3---18 | Tier-3 | 18
1101-593F | 4--3 | Tier-2 | -3 | 442-525 | Tier-3---18 | Tier-3 | 18
1160-1 | 4--2 | Tier-1 | -2 | 442-758F | Tier-3---18 | Tier-3 | 18
1160-3AE | 4--1 | Tier-1 | -1 | 442-764R | Tier-3---18 | Tier-3 | 18
1160-8AE | 4--1 | Tier-1 | -1 | 448-724R | Tier-3---18 | Tier-3 | 18
1160-9AE | 4--1 | Tier-1 | -1 | 448-735R | Tier-3---18 | Tier-3 | 18
1161-34 | 4--1 | Tier-1 | -1 | 449-683 | Tier-3---18 | Tier-3 | 18
1161-35 | 4--1 | Tier-1 | -1 | 79-1215F | Tier-3---18 | Tier-3 | 18
1140-7F | 5--1 | Tier-1 | -1 | 973-533AE | Tier-3---18 | Tier-3 | 18
1140-11F | 5--2 | Tier-1 | -2 | 973-534AE | Tier-3---18 | Tier-3 | 18
1140-13F | 5--2 | Tier-1 | -2 | 1215-3 | Tier-3---19 | Tier-3 | 19
1007-10F | 4--3 | Tier-1 | -3 | 1458-1062F | Tier-3---19 | Tier-3 | 19
1007-9F | 4--4 | Tier-1 | -4 | 1458-8 | Tier-3---19 | Tier-3 | 19
1161-9F | 4--2 | Tier-1 | -2 | 221-823 | Tier-3---19 | Tier-3 | 19
540-27AE | 4--1 | Tier-1 | -1 | 222-2108 | Tier-3---19 | Tier-3 | 19
540-28AE | 4--1 | Tier-1 | -1 | 283-80F | Tier-3---19 | Tier-3 | 19
542-43F | 4--4 | Tier-2 | -4 | 358-681F | Tier-3---19 | Tier-3 | 19
542-44F | 4--3 | Tier-2 | -3 | 442-46R | Tier-3---19 | Tier-3 | 19
542-45F | 4--4 | Tier-2 | -4 | 442-780 | Tier-3---19 | Tier-3 | 19
545-43AE | 2--4 | Tier-1 | -4 | 448-1202 | Tier-3---19 | Tier-3 | 19
535-11F | 4--2 | Tier-1 | -2 | 448-1203F | Tier-3---19 | Tier-3 | 19
535-8F | 4--2 | Tier-1 | -2 | 73-1165 | Tier-3---19 | Tier-3 | 19
545-44 | 2--1 | Tier-1 | -1 | 907-1604 | Tier-3---19 | Tier-3 | 19
56-27AE | 2--1 | Tier-1 | -1 | CB CTL1 | Tier-3---19 | Tier-3 | 19
545-48F | 2--2 | Tier-1 | -2 | CB PY1 | Tier-3---19 | Tier-3 | 19
476-4 | 5--1 | Tier-1 | -1 | 1458-1075F | Tier-3---20 | Tier-3 | 20
492-611F | 3--3 | Tier-1 | -3 | 216-220R | Tier-3---20 | Tier-3 | 20
492-612F | 3--1 | Tier-1 | -1 | 448-1196F | Tier-3---20 | Tier-3 | 20
492-8AE | 3--2 | Tier-1 | -2 | 520-1936 | Tier-3---20 | Tier-3 | 20
492-614F | 3--2 | Tier-1 | -2 | 75-2257F | Tier-3---20 | Tier-3 | 20
510-798 | 2--4 | Tier-1 | -4 | CB 1166 | Tier-3---20 | Tier-3 | 20
511-1337 | 2--4 | Tier-1 | -4 | CB 1215 | Tier-3---20 | Tier-3 | 20
511-1338AE | 2--4 | Tier-1 | -4 | CB 214 | Tier-3---20 | Tier-3 | 20
512-49 | 2--2 | Tier-1 | -2 | CB 215 | Tier-3---20 | Tier-3 | 20
700-224AE | 2--1 | Tier-1 | -1 | CB 217 | Tier-3---20 | Tier-3 | 20
701-19AE | 2--3 | Tier-1 | -3 | CB 239 | Tier-3---20 | Tier-3 | 20
701-21 | 2--3 | Tier-1 | -3 | CB 449 | Tier-3---20 | Tier-3 | 20
701-50AE | 2--2 | Tier-1 | -2 | CB 67 | Tier-3---20 | Tier-3 | 20
703-289F | 2--3 | Tier-1 | -3 | CB 78 | Tier-3---20 | Tier-3 | 20
708-47 | 2--4 | Tier-1 | -4 | CB DV1 | Tier-3---20 | Tier-3 | 20
595-1441F | 3--1 | Tier-1 | -1 | CB RB1 | Tier-3---20 | Tier-3 | 20
595-1442F | 3--1 | Tier-1 | -1 | 1233-617F | Tier-3---21 | Tier-3 | 21
595-1451F | 3--3 | Tier-1 | -3 | 221-1237F | Tier-3---21 | Tier-3 | 21
595-1453F | 3--2 | Tier-1 | -2 | 249-11 | Tier-3---21 | Tier-3 | 21
599-1125 | 4--1 | Tier-2 | -1 | 249-12 | Tier-3---21 | Tier-3 | 21
599-1126 | 4--1 | Tier-2 | -1 | 249-13 | Tier-3---21 | Tier-3 | 21
61-24F | 2--2 | Tier-1 | -2 | 283-78F | Tier-3---21 | Tier-3 | 21
595-1440F | 3--2 | Tier-1 | -2 | 75-2258F | Tier-3---21 | Tier-3 | 21
576-205F | 4--4 | Tier-1 | -4 | 907-1475 | Tier-3---21 | Tier-3 | 21
58-382R | 2--3 | Tier-1 | -3 | 974-16 | Tier-3---21 | Tier-3 | 21
58-728F | 2--1 | Tier-1 | -1 | 974-18 | Tier-3---21 | Tier-3 | 21
58-737F | 2--4 | Tier-1 | -4 | CB 1233 | Tier-3---21 | Tier-3 | 21
58-740F | 2--1 | Tier-1 | -1 | CB 157 | Tier-3---21 | Tier-3 | 21
590-6 | 4--4 | Tier-1 | -4 | CB 220 | Tier-3---21 | Tier-3 | 21
361-685F | 2--1 | Tier-1 | -1 | CB 283 | Tier-3---21 | Tier-3 | 21
364-35 | 2--2 | Tier-1 | -2 | CB 75 | Tier-3---21 | Tier-3 | 21
368-1056F | 2--2 | Tier-1 | -2 | 442-32R | Tier-3---21 | Tier-3 | 21
368-402F | 2--1 | Tier-1 | -1 | 1233-264F | Tier-3---22 | Tier-3 | 22
390-16F | 5--2 | Tier-1 | -2 | 1458-9 | Tier-3---22 | Tier-3 | 22
391-437 | 5--2 | Tier-1 | -2 | 283-1357AE | Tier-3---22 | Tier-3 | 22
394-418F | 5--2 | Tier-1 | -2 | 283-1358AE | Tier-3---22 | Tier-3 | 22
394-419 | 4--3 | Tier-1 | -3 | 283-81 | Tier-3---22 | Tier-3 | 22
394-420F | 4--1 | Tier-1 | -1 | 283-83F | Tier-3---22 | Tier-3 | 22
306-2246 | 4--3 | Tier-2 | -3 | 283-85F | Tier-3---22 | Tier-3 | 22
306-2258F | 4--3 | Tier-1 | -3 | 358-1240F | Tier-3---22 | Tier-3 | 22
306-960 | 4--1 | Tier-1 | -1 | 358-663F | Tier-3---22 | Tier-3 | 22
314-1328 | 3--1 | Tier-1 | -1 | 358-665F | Tier-3---22 | Tier-3 | 22
314-43F | 3--4 | Tier-1 | -4 | 358-666F | Tier-3---22 | Tier-3 | 22
314-44F | 3--4 | Tier-1 | -4 | 442-28R | Tier-3---22 | Tier-3 | 22
314-814F | 3--4 | Tier-1 | -4 | 442-784 | Tier-3---22 | Tier-3 | 22
442-32R | 5--1 | Tier-3 | -1 | 73-1218 | Tier-3---22 | Tier-3 | 22
401-692R | 4--1 | Tier-1 | -1 | 79-782R | Tier-3---22 | Tier-3 | 22

## FeederSegment miles
upstreamardfacilityid | FeederID | HFTD Tier | Total Primary OH Miles | Total Secondary OH HFTD Miles | Total OH Miles | upstreamardfacilityid | feederid | HFTD | upstreamardfacilityid | prioh_miles | priug_miles | secug_miles | secoh_miles HFTD Only | Last Updated: | 2025-04-25 | back to index
100-1122R | 100 | Tier-1 | 0.48712 | 0 | 0.48712 | 1001-1130R | 1001 | Tier-2 | 100-1122R | 0.48712 | 0.25739 | 0 | 0
100-517 | 100 | Tier-1 | 0 | 0 | 0 | 1001-1819 | 1001 | Tier-1 | 100-517 | 0 | 2.5348 | 0 | 0
100-519 | 100 | Tier-1 | 0 | 0 | 0 | 1001-1820F | 1001 | Tier-2 | 100-519 | 0 | 0 | 0 | 0
100-523AE | 100 | Tier-1 | 0 | 0 | 0 | 1006-829F | 1006 | Tier-2 | 100-523AE | 0 | 0.029545 | 0 | 0
100-524 | 100 | Tier-1 | 0 | 0 | 0 | 1012-2 | 1012 | Tier-1 | 100-524 | 0 | 2.9983 | 0 | 0
100-525 | 100 | Tier-1 | 0 | 0 | 0 | 1013-12F | 1013 | Tier-1 | 100-525 | 0 | 0 | 0 | 0
1001-1130R | 1001 | Tier-2 | 3.4023 | 0.30246 | 3.7047 | 102-373 | 102 | Tier-1 | 1001-1130R | 3.4023 | 7.9097 | 0.96723 | 0.30246
1001-1140R | 1001 | Tier-2 | 1.3333 | 0.032576 | 1.3659 | 102-376 | 102 | Tier-1 | 1001-1140R | 1.3333 | 6.314 | 0.69735 | 0.032576
1001-1230 | 1001 | Tier-1 | 0 | 0 | 0 | 102-377 | 102 | Tier-1 | 1001-1230 | 0 | 0 | 0 | 0
1001-1231F | 1001 | Tier-2 | 0.094697 | 0 | 0.094697 | 102-759F | 102 | Tier-1 | 1001-1231F | 0.094697 | 0.41004 | 0 | 0
1001-1232F | 1001 | Tier-1 | 0.060606 | 0 | 0.060606 | 102-760F | 102 | Tier-1 | 1001-1232F | 0.060606 | 0.15208 | 0 | 0
1001-1814AE | 1001 | Tier-2 | 0.43788 | 0 | 0.43788 | 1021-13 | 1021 | Tier-2 | 1001-1814AE | 0.43788 | 0.16875 | 0.0087121 | 0
1001-1819 | 1001 | Tier-1 | 0 | 0 | 0 | 1021-1748F | 1021 | Tier-3 | 1001-1819 | 0 | 0 | 0 | 0
1001-1820F | 1001 | Tier-2 | 5.9845 | 0.55208 | 6.5366 | 1022-26R | 1022 | Tier-3 | 1001-1820F | 5.9845 | 21.3098 | 3.4519 | 0.55208
1001-1821F | 1001 | Tier-1 | 0 | 0 | 0 | 1022-322R | 1022 | Tier-3 | 1001-1821F | 0 | 0.71345 | 0.067614 | 0
1006-1 | 1006 | Tier-1 | 0 | 0 | 0 | 1026-3F | 1026 | Tier-2 | 1006-1 | 0 | 0 | 0 | 0
1006-2F | 1006 | Tier-2 | 0 | 0 | 0 | 1030-1728R | 1030 | Tier-3 | 1006-2F | 0 | 2.7309 | 0 | 0
1006-3F | 1006 | Tier-2 | 0 | 0 | 0 | 1030-1732 | 1030 | Tier-3 | 1006-3F | 0 | 21.6557 | 0 | 0
1006-829F | 1006 | Tier-2 | 0.47178 | 0 | 0.47178 | 1030-1777 | 1030 | Tier-3 | 1006-829F | 0.47178 | 0.20436 | 0 | 0
1006-830F | 1006 | Tier-2 | 0 | 0 | 0 | 1030-1831 | 1030 | Tier-3 | 1006-830F | 0 | 0.91155 | 0 | 0
1006-831 | 1006 | Tier-2 | 0 | 0 | 0 | 1030-1832F | 1030 | Tier-3 | 1006-831 | 0 | 0 | 0 | 0
1007-10F | 1007 | Tier-1 | 0 | 0 | 0 | 1030-1834F | 1030 | Tier-3 | 1007-10F | 0 | 6.3396 | 0 | 0
1007-7 | 1007 | Tier-1 | 0 | 0 | 0 | 1030-18R | 1030 | Tier-3 | 1007-7 | 0 | 0 | 0 | 0
1007-9F | 1007 | Tier-1 | 0 | 0 | 0 | 1030-42R | 1030 | Tier-3 | 1007-9F | 0 | 7.3142 | 0 | 0
1011-31 | 1011 | Tier-1 | 0 | 0 | 0 | 1030-989R | 1030 | Tier-3 | 1011-31 | 0 | 0.044697 | 0 | 0
1011-32 | 1011 | Tier-1 | 0 | 0 | 0 | 1047-181 | 1047 | Tier-1 | 1011-32 | 0 | 0 | 0 | 0
1012-2 | 1012 | Tier-1 | 0 | 0 | 0 | 1047-34 | 1047 | Tier-1 | 1012-2 | 0 | 0.04697 | 0 | 0
1012-3 | 1012 | Tier-1 | 0 | 0 | 0 | 1047-36F | 1047 | Tier-1 | 1012-3 | 0 | 0 | 0 | 0
1013-10 | 1013 | Tier-1 | 0 | 0 | 0 | 1048-3F | 1048 | Tier-1 | 1013-10 | 0 | 0.063068 | 0 | 0
1013-11 | 1013 | Tier-1 | 0 | 0 | 0 | 1048-4F | 1048 | Tier-1 | 1013-11 | 0 | 0 | 0 | 0
1013-12F | 1013 | Tier-1 | 0 | 0 | 0 | 1049-5F | 1049 | Tier-1 | 1013-12F | 0 | 0.060038 | 0 | 0
102-373 | 102 | Tier-1 | 0 | 0 | 0 | 105-237F | 105 | Tier-1 | 102-373 | 0 | 0 | 0 | 0
102-375 | 102 | Tier-1 | 0 | 0 | 0 | 106-30 | 106 | Tier-1 | 102-375 | 0 | 0.39867 | 0 | 0
102-376 | 102 | Tier-1 | 0 | 0 | 0 | 106-32 | 106 | Tier-1 | 102-376 | 0 | 0.014394 | 0 | 0
102-376F | 102 | Tier-1 | 0 | 0 | 0 | 1060-132 | 1060 | Tier-1 | 102-376F | 0 | 0 | 0 | 0
102-377F | 102 | Tier-1 | 0 | 0 | 0 | 1060-19 | 1060 | Tier-1 | 102-377F | 0 | 0 | 0 | 0
102-377 | 102 | Tier-1 | 0 | 0 | 0 | 107-500F | 107 | Tier-1 | 102-377 | 0 | 0.026515 | 0 | 0
102-756 | 102 | Tier-1 | 0 | 0 | 0 | 107-501 | 107 | Tier-1 | 102-756 | 0 | 0 | 0 | 0
102-757F | 102 | Tier-1 | 0 | 0 | 0 | 107-502F | 107 | Tier-1 | 102-757F | 0 | 0.015152 | 0 | 0
102-759F | 102 | Tier-1 | 0 | 0 | 0 | 107-503F | 107 | Tier-1 | 102-759F | 0 | 0.015152 | 0 | 0
102-760F | 102 | Tier-1 | 0 | 0 | 0 | 1071-228F | 1071 | Tier-1 | 102-760F | 0 | 0.011364 | 0 | 0
1021-13 | 1021 | Tier-2 | 0 | 0 | 0 | 1071-4 | 1071 | Tier-1 | 1021-13 | 0 | 0 | 0 | 0
1021-15F | 1021 | Tier-2 | 0 | 0 | 0 | 1072-4 | 1072 | Tier-1 | 1021-15F | 0 | 0.047727 | 0 | 0
1021-1749 | 1021 | Tier-3 | 0 | 0 | 0 | 1073-2 | 1073 | Tier-1 | 1021-1749 | 0 | 0 | 0 | 0
1021-855 | 1021 | Tier-3 | 2.8114 | 0.10208 | 2.9134 | 1073-874F | 1073 | Tier-2 | 1021-855 | 2.8114 | 0.65398 | 0.13731 | 0.10208
1021-883R | 1021 | Tier-3 | 0.68239 | 0 | 0.68239 | 1076-32F | 1076 | Tier-1 | 1021-883R | 0.68239 | 0.043561 | 0.065341 | 0
1021-14F | 1021 | Tier-2 | 0 | 0 | 0 | 1079-9 | 1079 | Tier-2 | 1021-14F | 0 | 0.053788 | 0 | 0
1021-92 | 1021 | Tier-3 | 0.39394 | 0.074432 | 0.46837 | 1081-666F | 1081 | Tier-1 | 1021-92 | 0.39394 | 0 | 0 | 0.074432
1021-16F | 1021 | Tier-2 | 0 | 0 | 0 | 1085-109F | 1085 | Tier-1 | 1021-16F | 0 | 0.047727 | 0 | 0
1021-1748F | 1021 | Tier-3 | 15.4795 | 2.3549 | 17.8345 | 1085-8F | 1085 | Tier-1 | 1021-1748F | 15.4795 | 5.7352 | 2.6136 | 2.3549
1022-18 | 1022 | Tier-3 | 0 | 0 | 0 | 109-22 | 109 | Tier-1 | 1022-18 | 0 | 0 | 0 | 0
1021-1750F | 1021 | Tier-3 | 0 | 0 | 0 | 109-24F | 109 | Tier-1 | 1021-1750F | 0 | 0.22841 | 0 | 0
1021-1760R | 1021 | Tier-3 | 2.5712 | 0.39167 | 2.9629 | 109-25F | 109 | Tier-1 | 1021-1760R | 2.5712 | 1.6585 | 0.75303 | 0.39167
1021-25R | 1021 | Tier-3 | 6.4205 | 0.5536 | 6.9741 | 1090-68 | 1090 | Tier-3 | 1021-25R | 6.4205 | 0.44981 | 0.32254 | 0.5536
1022-26R | 1022 | Tier-3 | 0.32083 | 0.080871 | 0.4017 | 110-49 | 110 | Tier-1 | 1022-26R | 0.32083 | 0 | 0 | 0.080871
1023-200R | 1023 | Tier-2 | 3.7112 | 0 | 3.7112 | 1100-1172R | 1100 | Tier-2 | 1023-200R | 3.7112 | 0.91723 | 0 | 0
1023-89R | 1023 | Tier-2 | 3.6216 | 0 | 3.6216 | 1100-598 | 1100 | Tier-2 | 1023-89R | 3.6216 | 6.1983 | 0 | 0
1022-17F | 1022 | Tier-3 | 4.0561 | 0.49451 | 4.5506 | 1100-603F | 1100 | Tier-2 | 1022-17F | 4.0561 | 0.1553 | 0.047538 | 0.49451
1025-11 | 1025 | Tier-1 | 0 | 0 | 0 | 1100-7F | 1100 | Tier-2 | 1025-11 | 0 | 0 | 0 | 0
1026-1 | 1026 | Tier-2 | 0 | 0 | 0 | 1103-13AE | 1103 | Tier-2 | 1026-1 | 0 | 0 | 0 | 0
1022-322R | 1022 | Tier-3 | 3.3911 | 0.275 | 3.6661 | 1105-1479 | 1105 | Tier-2 | 1022-322R | 3.3911 | 0.042992 | 0.41288 | 0.275
1026-3F | 1026 | Tier-2 | 0 | 0 | 0 | 1105-8 | 1105 | Tier-2 | 1026-3F | 0 | 0.15455 | 0 | 0
1023-46AE | 1023 | Tier-2 | 17.1742 | 0 | 17.1742 | 1116-5 | 1116 | Tier-1 | 1023-46AE | 17.1742 | 11.9203 | 0 | 0
1023-48R | 1023 | Tier-2 | 14.9381 | 0 | 14.9381 | 1117-11 | 1117 | Tier-1 | 1023-48R | 14.9381 | 1.7112 | 0 | 0
1030-1728R | 1030 | Tier-3 | 2.0987 | 0.57898 | 2.6777 | 1119-514F | 1119 | Tier-1 | 1030-1728R | 2.0987 | 0 | 0 | 0.57898
1030-1733 | 1030 | Tier-3 | 0 | 0 | 0 | 1119-515F | 1119 | Tier-1 | 1030-1733 | 0 | 0 | 0 | 0
1025-12F | 1025 | Tier-1 | 0 | 0 | 0 | 113-194 | 113 | Tier-1 | 1025-12F | 0 | 1.2557 | 0 | 0
1025-13F | 1025 | Tier-1 | 0 | 0 | 0 | 114-48 | 114 | Tier-1 | 1025-13F | 0 | 0.49716 | 0 | 0
1030-1766 | 1030 | Tier-2 | 0 | 0 | 0 | 1140-13F | 1140 | Tier-1 | 1030-1766 | 0 | 0 | 0 | 0
1030-1769F | 1030 | Tier-2 | 0 | 0 | 0 | 1140-6F | 1140 | Tier-1 | 1030-1769F | 0 | 4.6686 | 0.20303 | 0
1030-1774 | 1030 | Tier-2 | 0 | 0 | 0 | 1140-7F | 1140 | Tier-1 | 1030-1774 | 0 | 0 | 0 | 0
1030-1776F | 1030 | Tier-3 | 0 | 0 | 0 | 1140-8F | 1140 | Tier-1 | 1030-1776F | 0 | 0.59015 | 0.012689 | 0
1030-1831 | 1030 | Tier-3 | 0 | 0 | 0 | 115-22 | 115 | Tier-1 | 1030-1831 | 0 | 0 | 0 | 0
1030-1735F | 1030 | Tier-3 | 0 | 0 | 0 | 115-25F | 115 | Tier-1 | 1030-1735F | 0 | 35.7964 | 5.7494 | 0
1030-1897 | 1030 | Tier-3 | 0 | 0 | 0 | 115-28 | 115 | Tier-1 | 1030-1897 | 0 | 0 | 0 | 0
1030-1899F | 1030 | Tier-3 | 0 | 0 | 0 | 115-29F | 115 | Tier-1 | 1030-1899F | 0 | 0.026705 | 0 | 0
1039-12 | 1039 | Tier-1 | 0 | 0 | 0 | 115-30F | 115 | Tier-1 | 1039-12 | 0 | 0 | 0 | 0
1030-1775F | 1030 | Tier-3 | 0 | 0 | 0 | 115-31 | 115 | Tier-1 | 1030-1775F | 0 | 0.88106 | 0.050189 | 0
1047-28 | 1047 | Tier-1 | 0 | 0 | 0 | 116-31F | 116 | Tier-1 | 1047-28 | 0 | 0 | 0 | 0
1030-1777 | 1030 | Tier-3 | 4.6761 | 1.0814 | 5.7576 | 116-32F | 116 | Tier-1 | 1030-1777 | 4.6761 | 0.24034 | 0.2964 | 1.0814
1030-1823F | 1030 | Tier-3 | 0.84583 | 0.070076 | 0.91591 | 1160-10 | 1160 | Tier-1 | 1030-1823F | 0.84583 | 0.11629 | 0 | 0.070076
1047-31F | 1047 | Tier-1 | 0 | 0 | 0 | 1161-35 | 1161 | Tier-1 | 1047-31F | 0 | 1.5227 | 0 | 0
1030-1832F | 1030 | Tier-3 | 0 | 0 | 0 | 1161-54 | 1161 | Tier-1 | 1030-1832F | 0 | 2.0911 | 0.020265 | 0
1030-1834F | 1030 | Tier-3 | 0 | 0 | 0 | 1161-55 | 1161 | Tier-2 | 1030-1834F | 0 | 0.018561 | 0 | 0
1047-34 | 1047 | Tier-1 | 0 | 0 | 0 | 1161-61 | 1161 | Tier-1 | 1047-34 | 0 | 0 | 0 | 0
1048-1 | 1048 | Tier-1 | 0 | 0 | 0 | 1161-9F | 1161 | Tier-1 | 1048-1 | 0 | 0 | 0 | 0
1030-18R | 1030 | Tier-3 | 2.9989 | 0.47879 | 3.4777 | 1162-363 | 1162 | Tier-2 | 1030-18R | 2.9989 | 0 | 0.026515 | 0.47879
1048-2F | 1048 | Tier-1 | 0 | 0 | 0 | 117-14 | 117 | Tier-1 | 1048-2F | 0 | 0.0060606 | 0 | 0
1030-20R | 1030 | Tier-3 | 14.3998 | 1.317 | 15.7169 | 117-14F | 117 | Tier-1 | 1030-20R | 14.3998 | 0.1464 | 0.36231 | 1.317
1030-42R | 1030 | Tier-3 | 14.3574 | 2.3826 | 16.74 | 117-29 | 117 | Tier-1 | 1030-42R | 14.3574 | 1.089 | 0.67917 | 2.3826
1030-989R | 1030 | Tier-3 | 18.3199 | 1.2621 | 19.582 | 117-44 | 117 | Tier-1 | 1030-989R | 18.3199 | 0.54754 | 0.27405 | 1.2621
1048-3F | 1048 | Tier-1 | 0 | 0 | 0 | 1173-71 | 1173 | Tier-1 | 1048-3F | 0 | 0.0081439 | 0 | 0
1039-13 | 1039 | Tier-2 | 13.3375 | 0 | 13.3375 | 1174-13 | 1174 | Tier-1 | 1039-13 | 13.3375 | 13.3591 | 0 | 0
1039-14AE | 1039 | Tier-2 | 0 | 0 | 0 | 118-13 | 118 | Tier-1 | 1039-14AE | 0 | 5.3998 | 0 | 0
104-38 | 104 | Tier-1 | 0 | 0 | 0 | 118-17 | 118 | Tier-1 | 104-38 | 0 | 1.0714 | 0 | 0
104-41 | 104 | Tier-1 | 0 | 0 | 0 | 118-18F | 118 | Tier-1 | 104-41 | 0 | 2.2015 | 0 | 0
1047-179AE | 1047 | Tier-1 | 0 | 0 | 0 | 1180-9 | 1180 | Tier-1 | 1047-179AE | 0 | 5.1659 | 0 | 0
1048-4F | 1048 | Tier-1 | 0 | 0 | 0 | 1181-301 | 1181 | Tier-1 | 1048-4F | 0 | 0.0075758 | 0 | 0
1047-181 | 1047 | Tier-1 | 0 | 0 | 0 | 1181-303F | 1181 | Tier-1 | 1047-181 | 0 | 0.49602 | 0 | 0
1048-5F | 1048 | Tier-1 | 0 | 0 | 0 | 119-41F | 119 | Tier-1 | 1048-5F | 0 | 0.011742 | 0 | 0
1049-1 | 1049 | Tier-1 | 0 | 0 | 0 | 120-367F | 120 | Tier-1 | 1049-1 | 0 | 0 | 0 | 0
1049-5F | 1049 | Tier-1 | 0 | 0 | 0 | 120-846F | 120 | Tier-1 | 1049-5F | 0 | 0.18636 | 0 | 0
1047-35F | 1047 | Tier-1 | 0.87538 | 0 | 0.87538 | 1201-279 | 1201 | Tier-2 | 1047-35F | 0.87538 | 4.9892 | 0 | 0
1047-36F | 1047 | Tier-1 | 3.5644 | 0 | 3.5644 | 1201-282F | 1201 | Tier-2 | 1047-36F | 3.5644 | 0.16269 | 0 | 0
1049-6 | 1049 | Tier-1 | 0 | 0 | 0 | 1202-25 | 1202 | Tier-1 | 1049-6 | 0 | 0 | 0 | 0
105-236 | 105 | Tier-1 | 0 | 0 | 0 | 121-172 | 121 | Tier-1 | 105-236 | 0 | 0 | 0 | 0
105-448F | 105 | Tier-1 | 0 | 0 | 0 | 121-189 | 121 | Tier-1 | 105-448F | 0 | 0.029167 | 0 | 0
105-449 | 105 | Tier-1 | 0 | 0 | 0 | 121-194 | 121 | Tier-1 | 105-449 | 0 | 0 | 0 | 0
106-30 | 106 | Tier-1 | 0 | 0 | 0 | 121-195F | 121 | Tier-1 | 106-30 | 0 | 0.82197 | 0 | 0
106-32 | 106 | Tier-1 | 0 | 0 | 0 | 1215-10R | 1215 | Tier-3 | 106-32 | 0 | 0 | 0 | 0
1049-36 | 1049 | Tier-1 | 0 | 0 | 0 | 1215-12R | 1215 | Tier-3 | 1049-36 | 0 | 0.67784 | 0 | 0
1049-3F | 1049 | Tier-1 | 3.5225 | 0 | 3.5225 | 1215-3 | 1215 | Tier-3 | 1049-3F | 3.5225 | 6.16 | 0 | 0
1049-4F | 1049 | Tier-1 | 1.2631 | 0 | 1.2631 | 1221-2097 | 1221 | Tier-1 | 1049-4F | 1.2631 | 1.6004 | 0 | 0
106-72 | 106 | Tier-1 | 0 | 0 | 0 | 1221-5F | 1221 | Tier-2 | 106-72 | 0 | 0.0085227 | 0 | 0
106-72F | 106 | Tier-1 | 0 | 0 | 0 | 1222-17AE | 1222 | Tier-1 | 106-72F | 0 | 0 | 0 | 0
1049-7F | 1049 | Tier-1 | 1.8814 | 0 | 1.8814 | 1223-4 | 1223 | Tier-1 | 1049-7F | 1.8814 | 0.23466 | 0 | 0
1060-13 | 1060 | Tier-1 | 0 | 0 | 0 | 1224-790F | 1224 | Tier-1 | 1060-13 | 0 | 0.29848 | 0 | 0
1060-132 | 1060 | Tier-1 | 0 | 0 | 0 | 1224-791 | 1224 | Tier-1 | 1060-132 | 0 | 0 | 0 | 0
1060-133F | 1060 | Tier-1 | 0 | 0 | 0 | 1224-792F | 1224 | Tier-1 | 1060-133F | 0 | 0.11742 | 0 | 0
1060-135F | 1060 | Tier-1 | 0 | 0 | 0 | 1225-918F | 1225 | Tier-1 | 1060-135F | 0 | 0.25417 | 0 | 0
1060-14 | 1060 | Tier-1 | 0 | 0 | 0 | 123-427 | 123 | Tier-1 | 1060-14 | 0 | 0 | 0 | 0
105-238F | 105 | Tier-1 | 0 | 0 | 0 | 123-431 | 123 | Tier-1 | 105-238F | 0 | 0.67576 | 0 | 0
105-239F | 105 | Tier-1 | 0.26155 | 0 | 0.26155 | 123-437 | 123 | Tier-1 | 105-239F | 0.26155 | 2.4305 | 0 | 0
1060-15 | 1060 | Tier-1 | 0 | 0 | 0 | 123-448F | 123 | Tier-1 | 1060-15 | 0 | 0.017045 | 0 | 0
1060-15F | 1060 | Tier-1 | 0 | 0 | 0 | 1233-585R | 1233 | Tier-3 | 1060-15F | 0 | 0 | 0 | 0
1060-16 | 1060 | Tier-1 | 0 | 0 | 0 | 1233-589R | 1233 | Tier-3 | 1060-16 | 0 | 0.017045 | 0 | 0
1060-16F | 1060 | Tier-1 | 0 | 0 | 0 | 124-504F | 124 | Tier-1 | 1060-16F | 0 | 0 | 0 | 0
1060-17F | 1060 | Tier-1 | 0 | 0 | 0 | 124-506F | 124 | Tier-1 | 1060-17F | 0 | 0 | 0 | 0
1060-19 | 1060 | Tier-1 | 0 | 0 | 0 | 1242-1025F | 1242 | Tier-2 | 1060-19 | 0 | 0.30322 | 0 | 0
1060-21 | 1060 | Tier-1 | 0 | 0 | 0 | 1242-1026 | 1242 | Tier-2 | 1060-21 | 0 | 0 | 0 | 0
107-500F | 107 | Tier-1 | 0 | 0 | 0 | 1242-125 | 1242 | Tier-2 | 107-500F | 0 | 0.037879 | 0 | 0
107-501 | 107 | Tier-1 | 0 | 0 | 0 | 1242-127AE | 1242 | Tier-2 | 107-501 | 0 | 0 | 0 | 0
107-502F | 107 | Tier-1 | 0 | 0 | 0 | 1242-155 | 1242 | Tier-2 | 107-502F | 0 | 0.175 | 0 | 0
107-503F | 107 | Tier-1 | 0 | 0 | 0 | 1242-156AE | 1242 | Tier-2 | 107-503F | 0 | 0.21383 | 0 | 0
1070-333 | 1070 | Tier-1 | 0 | 0 | 0 | 1242-157 | 1242 | Tier-2 | 1070-333 | 0 | 0 | 0 | 0
1071-225 | 1071 | Tier-1 | 0 | 0 | 0 | 1244-11 | 1244 | Tier-2 | 1071-225 | 0 | 0 | 0 | 0
1060-136F | 1060 | Tier-1 | 0 | 0 | 0 | 1256-35 | 1256 | Tier-2 | 1060-136F | 0 | 0.35739 | 0 | 0
1071-4 | 1071 | Tier-1 | 0 | 0 | 0 | 1256-37 | 1256 | Tier-2 | 1071-4 | 0 | 0 | 0 | 0
1072-3 | 1072 | Tier-1 | 0 | 0 | 0 | 1257-6 | 1257 | Tier-2 | 1072-3 | 0 | 0.25928 | 0 | 0
1073-2 | 1073 | Tier-1 | 0 | 0 | 0 | 1257-8AE | 1257 | Tier-2 | 1073-2 | 0 | 0 | 0 | 0
1073-871 | 1073 | Tier-1 | 0 | 0 | 0 | 1258-7 | 1258 | Tier-2 | 1073-871 | 0 | 0 | 0 | 0
1073-872F | 1073 | Tier-2 | 0.60246 | 0 | 0.60246 | 126-11 | 126 | Tier-1 | 1073-872F | 0.60246 | 0.64754 | 0 | 0
1060-17 | 1060 | Tier-1 | 0 | 0 | 0 | 126-6 | 126 | Tier-1 | 1060-17 | 0 | 0.038447 | 0 | 0
1073-885 | 1073 | Tier-1 | 0 | 0 | 0 | 1260-219 | 1260 | Tier-1 | 1073-885 | 0 | 0 | 0 | 0
1076-30 | 1076 | Tier-1 | 0 | 0 | 0 | 1266-14 | 1266 | Tier-1 | 1076-30 | 0 | 0 | 0 | 0
1060-20 | 1060 | Tier-1 | 0 | 0 | 0 | 1266-302F | 1266 | Tier-1 | 1060-20 | 0 | 3.1057 | 0 | 0
1076-31F | 1076 | Tier-1 | 0 | 0 | 0 | 127-40 | 127 | Tier-1 | 1076-31F | 0 | 0.011364 | 0 | 0
1060-22 | 1060 | Tier-1 | 0 | 0 | 0 | 1283-1 | 1283 | Tier-1 | 1060-22 | 0 | 3.5574 | 0 | 0
1076-32F | 1076 | Tier-1 | 0 | 0 | 0 | 1284-402F | 1284 | Tier-1 | 1076-32F | 0 | 0.007197 | 0 | 0
1076-34 | 1076 | Tier-1 | 0 | 0 | 0 | 1284-403 | 1284 | Tier-1 | 1076-34 | 0 | 0 | 0 | 0
1076-36F | 1076 | Tier-1 | 0 | 0 | 0 | 1284-411 | 1284 | Tier-1 | 1076-36F | 0 | 1.4102 | 0 | 0
1079-23 | 1079 | Tier-1 | 0 | 0 | 0 | 1286-347F | 1286 | Tier-1 | 1079-23 | 0 | 0 | 0 | 0
108-389 | 108 | Tier-1 | 0 | 0 | 0 | 1297-34F | 1297 | Tier-1 | 108-389 | 0 | 0 | 0 | 0
1070-334AE | 1070 | Tier-1 | 0 | 0 | 0 | 1297-35F | 1297 | Tier-1 | 1070-334AE | 0 | 3.4617 | 0 | 0
1070-335AE | 1070 | Tier-1 | 0 | 0 | 0 | 130-12 | 130 | Tier-1 | 1070-335AE | 0 | 3.2492 | 0 | 0
108-390F | 108 | Tier-1 | 0 | 0 | 0 | 130-13F | 130 | Tier-1 | 108-390F | 0 | 0.0047348 | 0 | 0
108-391F | 108 | Tier-1 | 0 | 0 | 0 | 131-180AE | 131 | Tier-1 | 108-391F | 0 | 0.010417 | 0 | 0
1071-226F | 1071 | Tier-1 | 0.36818 | 0 | 0.36818 | 131-227 | 131 | Tier-1 | 1071-226F | 0.36818 | 8.1962 | 0 | 0
1071-228F | 1071 | Tier-1 | 0 | 0 | 0 | 132-157F | 132 | Tier-1 | 1071-228F | 0 | 4.1523 | 0 | 0
1071-3F | 1071 | Tier-1 | 0 | 0 | 0 | 132-158 | 132 | Tier-1 | 1071-3F | 0 | 4.8869 | 0 | 0
1081-665 | 1081 | Tier-1 | 0 | 0 | 0 | 132-158F | 132 | Tier-1 | 1081-665 | 0 | 0 | 0 | 0
1085-412F | 1085 | Tier-1 | 0 | 0 | 0 | 132-288 | 132 | Tier-1 | 1085-412F | 0 | 0.0066288 | 0 | 0
1085-414 | 1085 | Tier-1 | 0 | 0 | 0 | 132-289F | 132 | Tier-1 | 1085-414 | 0 | 0 | 0 | 0
1085-433 | 1085 | Tier-1 | 0 | 0 | 0 | 132-39 | 132 | Tier-1 | 1085-433 | 0 | 0.44167 | 0 | 0
1072-4 | 1072 | Tier-1 | 0 | 0 | 0 | 132-41F | 132 | Tier-1 | 1072-4 | 0 | 0.49659 | 0 | 0
1072-5 | 1072 | Tier-1 | 0 | 0 | 0 | 132-42 | 132 | Tier-1 | 1072-5 | 0 | 0.022159 | 0 | 0
1072-6 | 1072 | Tier-1 | 0.23504 | 0 | 0.23504 | 132-43F | 132 | Tier-1 | 1072-6 | 0.23504 | 12.9176 | 0 | 0
1085-9 | 1085 | Tier-1 | 0 | 0 | 0 | 135-268 | 135 | Tier-1 | 1085-9 | 0 | 0 | 0 | 0
1073-3F | 1073 | Tier-1 | 0 | 0 | 0 | 135-269F | 135 | Tier-1 | 1073-3F | 0 | 1.7669 | 0 | 0
1073-480 | 1073 | Tier-1 | 0.27083 | 0 | 0.27083 | 137-34AE | 137 | Tier-1 | 1073-480 | 0.27083 | 5.4896 | 0 | 0
109-17 | 109 | Tier-1 | 0 | 0 | 0 | 137-767F | 137 | Tier-1 | 109-17 | 0 | 0 | 0 | 0
109-20F | 109 | Tier-1 | 0 | 0 | 0 | 137-768F | 137 | Tier-1 | 109-20F | 0 | 0.15246 | 0 | 0
1073-874F | 1073 | Tier-2 | 1.3129 | 0 | 1.3129 | 138-41 | 138 | Tier-1 | 1073-874F | 1.3129 | 3.9636 | 0 | 0
109-22 | 109 | Tier-1 | 0 | 0 | 0 | 139-402F | 139 | Tier-1 | 109-22 | 0 | 0.20189 | 0 | 0
1073-886F | 1073 | Tier-2 | 0.11231 | 0 | 0.11231 | 140-1155F | 140 | Tier-1 | 1073-886F | 0.11231 | 1.6098 | 0 | 0
1073-887F | 1073 | Tier-2 | 0.049053 | 0 | 0.049053 | 140-1157 | 140 | Tier-1 | 1073-887F | 0.049053 | 1.283 | 0 | 0
1073-888F | 1073 | Tier-2 | 0 | 0 | 0 | 140-481R | 140 | Tier-1 | 1073-888F | 0 | 6.4813 | 0 | 0
109-23 | 109 | Tier-1 | 0 | 0 | 0 | 1406-19F | 1406 | Tier-1 | 109-23 | 0 | 0 | 0 | 0
109-24 | 109 | Tier-1 | 0 | 0 | 0 | 1406-21F | 1406 | Tier-1 | 109-24 | 0 | 0.0068182 | 0 | 0
109-24F | 109 | Tier-1 | 0 | 0 | 0 | 1409-4F | 1409 | Tier-1 | 109-24F | 0 | 0 | 0 | 0
109-25 | 109 | Tier-1 | 0 | 0 | 0 | 1409-660AE | 1409 | Tier-1 | 109-25 | 0 | 0.0087121 | 0 | 0
1076-35F | 1076 | Tier-1 | 0 | 0 | 0 | 1409-7AE | 1409 | Tier-1 | 1076-35F | 0 | 1.4161 | 0 | 0
109-25F | 109 | Tier-1 | 0 | 0 | 0 | 141-194F | 141 | Tier-1 | 109-25F | 0 | 0 | 0 | 0
1076-37F | 1076 | Tier-1 | 5.8316 | 0 | 5.8316 | 1419-13F | 1419 | Tier-1 | 1076-37F | 5.8316 | 2.186 | 0 | 0
1077-8R | 1077 | Tier-1 | 2.1443 | 0 | 2.1443 | 1420-7F | 1420 | Tier-1 | 1077-8R | 2.1443 | 3.3468 | 0 | 0
1079-21F | 1079 | Tier-1 | 0 | 0 | 0 | 1420-8F | 1420 | Tier-1 | 1079-21F | 0 | 0.059659 | 0 | 0
109-26 | 109 | Tier-1 | 0 | 0 | 0 | 143-147F | 143 | Tier-1 | 109-26 | 0 | 0.029924 | 0 | 0
1079-9 | 1079 | Tier-2 | 6.0597 | 0 | 6.0597 | 1434-10AE | 1434 | Tier-1 | 1079-9 | 6.0597 | 11.7205 | 0 | 0
109-26F | 109 | Tier-1 | 0 | 0 | 0 | 1436-38 | 1436 | Tier-1 | 109-26F | 0 | 0 | 0 | 0
1090-50 | 1090 | Tier-2 | 0 | 0 | 0 | 1436-39F | 1436 | Tier-1 | 1090-50 | 0 | 0 | 0 | 0
1090-68 | 1090 | Tier-3 | 0 | 0 | 0 | 144-29 | 144 | Tier-1 | 1090-68 | 0 | 1.6839 | 0 | 0
1081-11 | 1081 | Tier-1 | 4.3795 | 3.3405 | 7.7201 | 144-444 | 144 | Tier-1 | 1081-11 | 4.3795 | 7.5339 | 5.9331 | 3.3405
1081-38AE | 1081 | Tier-1 | 1.0741 | 0.10114 | 1.1752 | 1442-3AE | 1442 | Tier-1 | 1081-38AE | 1.0741 | 6.2311 | 1.2333 | 0.10114
1090-69F | 1090 | Tier-2 | 0 | 0 | 0 | 1444-1 | 1444 | Tier-1 | 1090-69F | 0 | 0.080303 | 0 | 0
1081-666F | 1081 | Tier-1 | 3.4962 | 2.3807 | 5.8769 | 1444-310F | 1444 | Tier-1 | 1081-666F | 3.4962 | 1.85 | 0.69886 | 2.3807
1081-668F | 1081 | Tier-1 | 0.51098 | 0.38902 | 0.9 | 1444-313 | 1444 | Tier-1 | 1081-668F | 0.51098 | 3.3064 | 1.8225 | 0.38902
1085-109F | 1085 | Tier-1 | 0 | 0 | 0 | 1445-309 | 1445 | Tier-1 | 1085-109F | 0 | 7.64 | 0.57803 | 0
1090-72 | 1090 | Tier-3 | 0 | 0 | 0 | 1446-13F | 1446 | Tier-1 | 1090-72 | 0 | 0 | 0 | 0
1094-26 | 1094 | Tier-2 | 0 | 0 | 0 | 1448-319R | 1448 | Tier-1 | 1094-26 | 0 | 0 | 0 | 0
1094-5 | 1094 | Tier-1 | 0 | 0 | 0 | 1448-339F | 1448 | Tier-1 | 1094-5 | 0 | 0 | 0 | 0
1085-8F | 1085 | Tier-1 | 0 | 0 | 0 | 145-631F | 145 | Tier-1 | 1085-8F | 0 | 2.5663 | 0.10606 | 0
1094-8AE | 1094 | Tier-1 | 0.24489 | 0.0625 | 0.30739 | 1450-17 | 1450 | Tier-2 | 1094-8AE | 0.24489 | 0.11894 | 0.011364 | 0.0625
1100-10 | 1100 | Tier-2 | 0 | 0 | 0 | 1450-21 | 1450 | Tier-2 | 1100-10 | 0 | 0 | 0 | 0
1100-1167 | 1100 | Tier-2 | 0 | 0 | 0 | 1450-303 | 1450 | Tier-1 | 1100-1167 | 0 | 0 | 0 | 0
109-19F | 109 | Tier-1 | 0 | 0 | 0 | 1450-304F | 1450 | Tier-2 | 109-19F | 0 | 0.26439 | 0 | 0
1101-590 | 1101 | Tier-2 | 0 | 0 | 0 | 1458-1055 | 1458 | Tier-2 | 1101-590 | 0 | 0 | 0 | 0
1102-320 | 1102 | Tier-2 | 0 | 0 | 0 | 1458-1060 | 1458 | Tier-2 | 1102-320 | 0 | 0 | 0 | 0
1103-15 | 1103 | Tier-2 | 0 | 0 | 0 | 1458-1131R | 1458 | Tier-3 | 1103-15 | 0 | 0 | 0 | 0
1105-1481 | 1105 | Tier-2 | 0 | 0 | 0 | 1458-518 | 1458 | Tier-2 | 1105-1481 | 0 | 0 | 0 | 0
1105-9AE | 1105 | Tier-2 | 0 | 0 | 0 | 1458-565R | 1458 | Tier-3 | 1105-9AE | 0 | 0.28788 | 0 | 0
111-420 | 111 | Tier-1 | 0 | 0 | 0 | 1480-25 | 1480 | Tier-1 | 111-420 | 0 | 0 | 0 | 0
111-421F | 111 | Tier-1 | 0 | 0 | 0 | 1481-11 | 1481 | Tier-1 | 111-421F | 0 | 0.010417 | 0 | 0
111-422F | 111 | Tier-1 | 0 | 0 | 0 | 1481-3 | 1481 | Tier-1 | 111-422F | 0 | 0.0075758 | 0 | 0
1116-5 | 1116 | Tier-1 | 0 | 0 | 0 | 1481-4 | 1481 | Tier-1 | 1116-5 | 0 | 0 | 0 | 0
1090-1734 | 1090 | Tier-3 | 2.0241 | 0 | 2.0241 | 1482-17 | 1482 | Tier-1 | 1090-1734 | 2.0241 | 5.9697 | 0 | 0
1117-11 | 1117 | Tier-1 | 0 | 0 | 0 | 1483-14F | 1483 | Tier-1 | 1117-11 | 0 | 0.48333 | 0 | 0
1090-636R | 1090 | Tier-3 | 8.0809 | 0 | 8.0809 | 1483-15 | 1483 | Tier-1 | 1090-636R | 8.0809 | 0.30795 | 0 | 0
1090-639R | 1090 | Tier-3 | 4.261 | 0 | 4.261 | 1483-16 | 1483 | Tier-1 | 1090-639R | 4.261 | 0.064394 | 0 | 0
1117-1118 | 1117 | Tier-1 | 0 | 0 | 0 | 1483-16F | 1483 | Tier-1 | 1117-1118 | 0 | 0 | 0 | 0
1118-2 | 1118 | Tier-2 | 0 | 0 | 0 | 1483-24AE | 1483 | Tier-1 | 1118-2 | 0 | 0 | 0 | 0
1090-70F | 1090 | Tier-2 | 0.42936 | 0 | 0.42936 | 1483-305F | 1483 | Tier-1 | 1090-70F | 0.42936 | 4.0491 | 0 | 0
1119-512 | 1119 | Tier-1 | 0 | 0 | 0 | 1483-306F | 1483 | Tier-1 | 1119-512 | 0 | 0 | 0 | 0
1090-73F | 1090 | Tier-3 | 8.9759 | 0 | 8.9759 | 1483-38 | 1483 | Tier-1 | 1090-73F | 8.9759 | 5.6197 | 0 | 0
1090-74F | 1090 | Tier-3 | 8.54 | 0 | 8.54 | 1483-39 | 1483 | Tier-1 | 1090-74F | 8.54 | 1.8667 | 0 | 0
1094-24F | 1094 | Tier-2 | 0 | 0 | 0 | 1483-41 | 1483 | Tier-1 | 1094-24F | 0 | 2.4608 | 1.1309 | 0
1094-25F | 1094 | Tier-2 | 0 | 0 | 0 | 1483-43 | 1483 | Tier-1 | 1094-25F | 0 | 3.5032 | 1.6663 | 0
1119-7 | 1119 | Tier-1 | 0 | 0 | 0 | 149-129R | 149 | Tier-1 | 1119-7 | 0 | 0 | 0 | 0
1094-35F | 1094 | Tier-2 | 4.5509 | 0.58561 | 5.1366 | 150-1032F | 150 | Tier-1 | 1094-35F | 4.5509 | 8.3102 | 1.8284 | 0.58561
113-192 | 113 | Tier-1 | 0 | 0 | 0 | 153-581F | 153 | Tier-1 | 113-192 | 0 | 0 | 0 | 0
1094-7 | 1094 | Tier-2 | 1.3294 | 0.37367 | 1.703 | 153-583F | 153 | Tier-1 | 1094-7 | 1.3294 | 13.9487 | 6.6813 | 0.37367
113-194 | 113 | Tier-1 | 0 | 0 | 0 | 154-13 | 154 | Tier-1 | 113-194 | 0 | 0.0079545 | 0 | 0
113-194F | 113 | Tier-1 | 0 | 0 | 0 | 154-898 | 154 | Tier-1 | 113-194F | 0 | 0 | 0 | 0
113-598 | 113 | Tier-1 | 0 | 0 | 0 | 155-40 | 155 | Tier-1 | 113-598 | 0 | 0 | 0 | 0
113-599F | 113 | Tier-1 | 0 | 0 | 0 | 156-529AE | 156 | Tier-1 | 113-599F | 0 | 0.18561 | 0 | 0
113-600F | 113 | Tier-1 | 0 | 0 | 0 | 157-204R | 157 | Tier-3 | 113-600F | 0 | 0.0087121 | 0 | 0
113-601F | 113 | Tier-1 | 0 | 0 | 0 | 157-232R | 157 | Tier-3 | 113-601F | 0 | 0.010795 | 0 | 0
113-602F | 113 | Tier-1 | 0 | 0 | 0 | 157-81R | 157 | Tier-3 | 113-602F | 0 | 0.0375 | 0 | 0
1139-3F | 1139 | Tier-1 | 0 | 0 | 0 | 159-1010F | 159 | Tier-1 | 1139-3F | 0 | 0 | 0 | 0
114-16 | 114 | Tier-1 | 0 | 0 | 0 | 161-974F | 161 | Tier-1 | 114-16 | 0 | 0 | 0 | 0
1100-1168F | 1100 | Tier-2 | 0.18447 | 0 | 0.18447 | 162-15 | 162 | Tier-1 | 1100-1168F | 0.18447 | 0.014394 | 0 | 0
1100-1170F | 1100 | Tier-2 | 0 | 0 | 0 | 162-44R | 162 | Tier-1 | 1100-1170F | 0 | 3.3396 | 0.24659 | 0
1100-1172R | 1100 | Tier-2 | 2.2191 | 0.016288 | 2.2354 | 163-33R | 163 | Tier-1 | 1100-1172R | 2.2191 | 0.31686 | 0 | 0.016288
1100-598 | 1100 | Tier-2 | 0 | 0 | 0 | 165-457AE | 165 | Tier-1 | 1100-598 | 0 | 1.4744 | 1.2125 | 0
1100-599AE | 1100 | Tier-2 | 0 | 0 | 0 | 167-32F | 167 | Tier-1 | 1100-599AE | 0 | 4.8973 | 2.0036 | 0
1100-603F | 1100 | Tier-2 | 0 | 0 | 0 | 167-33 | 167 | Tier-1 | 1100-603F | 0 | 2.3369 | 0.49792 | 0
1100-7F | 1100 | Tier-2 | 0 | 0 | 0 | 168-701 | 168 | Tier-1 | 1100-7F | 0 | 3.1642 | 0.9447 | 0
1100-8F | 1100 | Tier-2 | 0 | 0 | 0 | 169-29AE | 169 | Tier-1 | 1100-8F | 0 | 0.72197 | 0.24583 | 0
114-47 | 114 | Tier-1 | 0 | 0 | 0 | 170-46 | 170 | Tier-1 | 114-47 | 0 | 0 | 0 | 0
1101-593F | 1101 | Tier-2 | 0 | 0 | 0 | 170-464F | 170 | Tier-1 | 1101-593F | 0 | 8.8045 | 1.8754 | 0
1102-319AE | 1102 | Tier-2 | 0 | 0 | 0 | 171-666F | 171 | Tier-1 | 1102-319AE | 0 | 16.1403 | 0 | 0
1140-10 | 1140 | Tier-1 | 0 | 0 | 0 | 172-569R | 172 | Tier-1 | 1140-10 | 0 | 0 | 0 | 0
1103-13AE | 1103 | Tier-2 | 0.27027 | 0 | 0.27027 | 172-615R | 172 | Tier-1 | 1103-13AE | 0.27027 | 11.7955 | 0 | 0
1103-14AE | 1103 | Tier-2 | 0 | 0 | 0 | 173-301F | 173 | Tier-1 | 1103-14AE | 0 | 21.7663 | 0 | 0
1140-11F | 1140 | Tier-1 | 0 | 0 | 0 | 175-64R | 175 | Tier-3 | 1140-11F | 0 | 0.7286 | 0 | 0
1105-1479 | 1105 | Tier-2 | 3.4199 | 0.014015 | 3.4339 | 175-94R | 175 | Tier-2 | 1105-1479 | 3.4199 | 0.050379 | 0 | 0.014015
1105-1480F | 1105 | Tier-2 | 0 | 0 | 0 | 176-164R | 176 | Tier-3 | 1105-1480F | 0 | 23.3366 | 1.3487 | 0
1140-5 | 1140 | Tier-1 | 0 | 0 | 0 | 176-1836R | 176 | Tier-2 | 1140-5 | 0 | 0 | 0 | 0
1105-1482F | 1105 | Tier-2 | 0 | 0 | 0 | 178-968AE | 178 | Tier-2 | 1105-1482F | 0 | 0.30246 | 0 | 0
1105-1483 | 1105 | Tier-2 | 0.32386 | 0 | 0.32386 | 178-982 | 178 | Tier-2 | 1105-1483 | 0.32386 | 1.1494 | 0.077652 | 0
1105-8 | 1105 | Tier-2 | 0 | 0 | 0 | 179-9 | 179 | Tier-1 | 1105-8 | 0 | 0.26193 | 0.039394 | 0
1140-6F | 1140 | Tier-1 | 0 | 0 | 0 | 181-54F | 181 | Tier-1 | 1140-6F | 0 | 0.16477 | 0 | 0
1140-8F | 1140 | Tier-1 | 0.45455 | 0 | 0.45455 | 182-2242F | 182 | Tier-2 | 1140-8F | 0.45455 | 0.89337 | 0 | 0
115-22 | 115 | Tier-1 | 0 | 0 | 0 | 182-2250 | 182 | Tier-2 | 115-22 | 0 | 0 | 0 | 0
115-24 | 115 | Tier-1 | 0 | 0 | 0 | 182-2254R | 182 | Tier-2 | 115-24 | 0 | 0.011364 | 0 | 0
115-24F | 115 | Tier-1 | 0 | 0 | 0 | 183-571F | 183 | Tier-2 | 115-24F | 0 | 0 | 0 | 0
1116-6F | 1116 | Tier-1 | 0 | 0 | 0 | 186-940R | 186 | Tier-1 | 1116-6F | 0 | 0.33447 | 0 | 0
1117-10 | 1117 | Tier-1 | 0 | 0 | 0 | 187-38 | 187 | Tier-1 | 1117-10 | 0 | 2.6809 | 0 | 0
115-25 | 115 | Tier-1 | 0 | 0 | 0 | 189-783F | 189 | Tier-1 | 115-25 | 0 | 0.0075758 | 0 | 0
115-25F | 115 | Tier-1 | 0 | 0 | 0 | 189-784 | 189 | Tier-1 | 115-25F | 0 | 0 | 0 | 0
1117-1119F | 1117 | Tier-1 | 0 | 0 | 0 | 190-1125F | 190 | Tier-1 | 1117-1119F | 0 | 5.0542 | 0 | 0
1117-1121F | 1117 | Tier-1 | 0.1697 | 0 | 0.1697 | 191-1050R | 191 | Tier-1 | 1117-1121F | 0.1697 | 16.4167 | 0 | 0
1118-1718F | 1118 | Tier-2 | 0.73826 | 0.032955 | 0.77121 | 192-1617 | 192 | Tier-1 | 1118-1718F | 0.73826 | 0.027652 | 0 | 0.032955
1118-1F | 1118 | Tier-2 | 0 | 0 | 0 | 192-657AE | 192 | Tier-1 | 1118-1F | 0 | 28.6773 | 10.1045 | 0
115-26 | 115 | Tier-1 | 0 | 0 | 0 | 192-757 | 192 | Tier-1 | 115-26 | 0 | 0.011364 | 0 | 0
115-26F | 115 | Tier-1 | 0 | 0 | 0 | 197-1151F | 197 | Tier-2 | 115-26F | 0 | 0 | 0 | 0
1119-514F | 1119 | Tier-1 | 0 | 0 | 0 | 197-1153 | 197 | Tier-1 | 1119-514F | 0 | 1.8693 | 0 | 0
1119-515F | 1119 | Tier-1 | 0 | 0 | 0 | 197-1155F | 197 | Tier-2 | 1119-515F | 0 | 4.3473 | 0 | 0
1119-6F | 1119 | Tier-1 | 0.61648 | 0 | 0.61648 | 197-1156F | 197 | Tier-2 | 1119-6F | 0.61648 | 11.8324 | 0 | 0
115-27 | 115 | Tier-1 | 0 | 0 | 0 | 197-1157F | 197 | Tier-2 | 115-27 | 0 | 0.63542 | 0 | 0
1119-9F | 1119 | Tier-1 | 1.1527 | 0 | 1.1527 | 197-50F | 197 | Tier-1 | 1119-9F | 1.1527 | 11.7496 | 0 | 0
115-28 | 115 | Tier-1 | 0 | 0 | 0 | 204-32R | 204 | Tier-2 | 115-28 | 0 | 0 | 0 | 0
115-29F | 115 | Tier-1 | 0 | 0 | 0 | 205-1675R | 205 | Tier-1 | 115-29F | 0 | 0 | 0 | 0
115-30 | 115 | Tier-1 | 0 | 0 | 0 | 206-960 | 206 | Tier-1 | 115-30 | 0 | 0.0079545 | 0 | 0
115-30F | 115 | Tier-1 | 0 | 0 | 0 | 206-963F | 206 | Tier-1 | 115-30F | 0 | 0 | 0 | 0
115-31 | 115 | Tier-1 | 0 | 0 | 0 | 209-1770F | 209 | Tier-1 | 115-31 | 0 | 0.0079545 | 0 | 0
115-31F | 115 | Tier-1 | 0 | 0 | 0 | 210-394R | 210 | Tier-2 | 115-31F | 0 | 0 | 0 | 0
1152-31F | 1152 | Tier-1 | 0 | 0 | 0 | 211-771R | 211 | Tier-3 | 1152-31F | 0 | 2.0167 | 0 | 0
1152-32 | 1152 | Tier-1 | 0 | 0 | 0 | 212-1204R | 212 | Tier-2 | 1152-32 | 0 | 0 | 0 | 0
1152-33F | 1152 | Tier-1 | 0 | 0 | 0 | 212-638R | 212 | Tier-2 | 1152-33F | 0 | 0.22841 | 0 | 0
1138-6R | 1138 | Tier-2 | 13.7655 | 0 | 13.7655 | 212-725R | 212 | Tier-3 | 1138-6R | 13.7655 | 1.3176 | 0 | 0
1152-34F | 1152 | Tier-1 | 0 | 0 | 0 | 212-734R | 212 | Tier-2 | 1152-34F | 0 | 0.084848 | 0 | 0
1139-4F | 1139 | Tier-2 | 1.9451 | 0 | 1.9451 | 213-257 | 213 | Tier-1 | 1139-4F | 1.9451 | 6.6485 | 0 | 0
1139-5 | 1139 | Tier-1 | 0.39034 | 0 | 0.39034 | 214-4R | 214 | Tier-3 | 1139-5 | 0.39034 | 3.2439 | 0 | 0
116-30 | 116 | Tier-1 | 0 | 0 | 0 | 214-536R | 214 | Tier-3 | 116-30 | 0 | 0 | 0 | 0
114-18AE | 114 | Tier-1 | 2.3163 | 1.6917 | 4.008 | 214-613R | 214 | Tier-3 | 114-18AE | 2.3163 | 7.8684 | 5.8261 | 1.6917
1160-10 | 1160 | Tier-1 | 0 | 0 | 0 | 214-647R | 214 | Tier-3 | 1160-10 | 0 | 0 | 0 | 0
114-48 | 114 | Tier-1 | 3.4237 | 2.6424 | 6.0661 | 215-1531R | 215 | Tier-2 | 114-48 | 3.4237 | 5.1928 | 2.5619 | 2.6424
1160-2 | 1160 | Tier-1 | 0 | 0 | 0 | 215-38R | 215 | Tier-3 | 1160-2 | 0 | 0 | 0 | 0
1161-33 | 1161 | Tier-1 | 0 | 0 | 0 | 216-1856 | 216 | Tier-3 | 1161-33 | 0 | 0 | 0 | 0
1140-13F | 1140 | Tier-1 | 0 | 0 | 0 | 216-1857F | 216 | Tier-3 | 1140-13F | 0 | 1.7169 | 0 | 0
1161-34 | 1161 | Tier-1 | 0 | 0 | 0 | 216-1914 | 216 | Tier-3 | 1161-34 | 0 | 1.3176 | 0 | 0
1161-35 | 1161 | Tier-1 | 0 | 0 | 0 | 216-1915F | 216 | Tier-3 | 1161-35 | 0 | 0.54337 | 0 | 0
1140-7F | 1140 | Tier-1 | 0 | 0 | 0 | 216-1916F | 216 | Tier-3 | 1140-7F | 0 | 0.29508 | 0 | 0
1161-53AE | 1161 | Tier-1 | 0 | 0 | 0 | 216-1917F | 216 | Tier-3 | 1161-53AE | 0 | 1.129 | 0 | 0
1161-55 | 1161 | Tier-2 | 0 | 0 | 0 | 217-48AE | 217 | Tier-2 | 1161-55 | 0 | 0.40739 | 0 | 0
115-23 | 115 | Tier-1 | 0 | 0 | 0 | 220-288R | 220 | Tier-3 | 115-23 | 0 | 0.91004 | 0 | 0
1161-61 | 1161 | Tier-1 | 0 | 0 | 0 | 220-294R | 220 | Tier-3 | 1161-61 | 0 | 0.4017 | 0 | 0
1161-62 | 1161 | Tier-2 | 0 | 0 | 0 | 221-1229 | 221 | Tier-3 | 1161-62 | 0 | 1.6008 | 0 | 0
1161-8 | 1161 | Tier-1 | 0 | 0 | 0 | 221-1236F | 221 | Tier-3 | 1161-8 | 0 | 0 | 0 | 0
1162-386 | 1162 | Tier-2 | 0 | 0 | 0 | 221-1249R | 221 | Tier-1 | 1162-386 | 0 | 0 | 0 | 0
1162-387F | 1162 | Tier-2 | 0 | 0 | 0 | 221-344R | 221 | Tier-3 | 1162-387F | 0 | 2.2023 | 0 | 0
1166-15R | 1166 | Tier-3 | 4.3913 | 0.68352 | 5.0748 | 221-37AE | 221 | Tier-3 | 1166-15R | 4.3913 | 1.0042 | 0.21477 | 0.68352
117-11 | 117 | Tier-1 | 0 | 0 | 0 | 221-38AE | 221 | Tier-3 | 117-11 | 0 | 0 | 0 | 0
117-13 | 117 | Tier-1 | 0 | 0 | 0 | 221-788 | 221 | Tier-3 | 117-13 | 0 | 0.025568 | 0 | 0
115-29 | 115 | Tier-1 | 0 | 0 | 0 | 222-1503R | 222 | Tier-3 | 115-29 | 0 | 0.039394 | 0 | 0
117-13F | 117 | Tier-1 | 0 | 0 | 0 | 222-1988R | 222 | Tier-3 | 117-13F | 0 | 0 | 0 | 0
117-14 | 117 | Tier-1 | 0 | 0 | 0 | 222-1992R | 222 | Tier-3 | 117-14 | 0 | 0.0094697 | 0 | 0
117-14F | 117 | Tier-1 | 0 | 0 | 0 | 222-2084 | 222 | Tier-3 | 117-14F | 0 | 0 | 0 | 0
117-15 | 117 | Tier-1 | 0 | 0 | 0 | 222-2086 | 222 | Tier-3 | 117-15 | 0 | 0.0094697 | 0 | 0
117-15F | 117 | Tier-1 | 0 | 0 | 0 | 222-2108 | 222 | Tier-3 | 117-15F | 0 | 0 | 0 | 0
117-28 | 117 | Tier-1 | 0 | 0 | 0 | 223-547 | 223 | Tier-1 | 117-28 | 0 | 0.21686 | 0 | 0
117-29 | 117 | Tier-1 | 0 | 0 | 0 | 224-251F | 224 | Tier-1 | 117-29 | 0 | 0 | 0 | 0
117-31 | 117 | Tier-1 | 0 | 0 | 0 | 224-253 | 224 | Tier-1 | 117-31 | 0 | 0.0028409 | 0 | 0
117-31F | 117 | Tier-1 | 0 | 0 | 0 | 224-537F | 224 | Tier-1 | 117-31F | 0 | 0 | 0 | 0
116-12R | 116 | Tier-1 | 1.6347 | 0 | 1.6347 | 228-178F | 228 | Tier-2 | 116-12R | 1.6347 | 0.090909 | 0 | 0
117-32F | 117 | Tier-1 | 0 | 0 | 0 | 228-179 | 228 | Tier-1 | 117-32F | 0 | 0 | 0 | 0
116-31F | 116 | Tier-1 | 1.0309 | 0 | 1.0309 | 229-503AE | 229 | Tier-1 | 116-31F | 1.0309 | 6.9087 | 0 | 0
116-32F | 116 | Tier-1 | 0 | 0 | 0 | 23-213F | 23 | Tier-1 | 116-32F | 0 | 4.8295 | 0 | 0
1160-1 | 1160 | Tier-1 | 0 | 0 | 0 | 230-2067 | 230 | Tier-2 | 1160-1 | 0 | 6.1335 | 0 | 0
117-33 | 117 | Tier-1 | 0 | 0 | 0 | 230-371AE | 230 | Tier-2 | 117-33 | 0 | 0.0028409 | 0 | 0
117-33F | 117 | Tier-1 | 0 | 0 | 0 | 231-1136R | 231 | Tier-2 | 117-33F | 0 | 0 | 0 | 0
1160-3AE | 1160 | Tier-1 | 0 | 0 | 0 | 233-123R | 233 | Tier-2 | 1160-3AE | 0 | 0.5625 | 0 | 0
1160-8AE | 1160 | Tier-1 | 0 | 0 | 0 | 233-81F | 233 | Tier-2 | 1160-8AE | 0 | 1.2502 | 0 | 0
1160-9AE | 1160 | Tier-1 | 0 | 0 | 0 | 235-897R | 235 | Tier-2 | 1160-9AE | 0 | 0.85511 | 0 | 0
117-34 | 117 | Tier-1 | 0 | 0 | 0 | 236-1535R | 236 | Tier-3 | 117-34 | 0 | 0 | 0 | 0
117-35 | 117 | Tier-1 | 0 | 0 | 0 | 236-1567R | 236 | Tier-3 | 117-35 | 0 | 0.34527 | 0 | 0
117-37 | 117 | Tier-1 | 0 | 0 | 0 | 236-1573R | 236 | Tier-3 | 117-37 | 0 | 0.028409 | 0 | 0
117-44 | 117 | Tier-1 | 0 | 0 | 0 | 237-1761R | 237 | Tier-3 | 117-44 | 0 | 0 | 0 | 0
1161-54 | 1161 | Tier-1 | 0 | 0 | 0 | 237-25 | 237 | Tier-2 | 1161-54 | 0 | 0.0070076 | 0 | 0
117-45F | 117 | Tier-1 | 0 | 0 | 0 | 237-28F | 237 | Tier-2 | 117-45F | 0 | 0.2303 | 0 | 0
117-46F | 117 | Tier-1 | 0 | 0 | 0 | 237-2R | 237 | Tier-3 | 117-46F | 0 | 0.051326 | 0 | 0
1173-70 | 1173 | Tier-1 | 0.18523 | 0 | 0.18523 | 239-2211R | 239 | Tier-3 | 1173-70 | 0.18523 | 2.3426 | 0 | 0
1173-71 | 1173 | Tier-1 | 0 | 0 | 0 | 239-2215R | 239 | Tier-3 | 1173-71 | 0 | 0 | 0 | 0
1174-13 | 1174 | Tier-1 | 0 | 0 | 0 | 239-89R | 239 | Tier-3 | 1174-13 | 0 | 0 | 0 | 0
1161-9F | 1161 | Tier-1 | 0 | 0 | 0 | 240-1028R | 240 | Tier-2 | 1161-9F | 0 | 4.715 | 0 | 0
1162-324R | 1162 | Tier-2 | 2.7439 | 0 | 2.7439 | 240-1044 | 240 | Tier-3 | 1162-324R | 2.7439 | 2.4312 | 0 | 0
1162-329R | 1162 | Tier-2 | 3.3758 | 0 | 3.3758 | 240-2032R | 240 | Tier-3 | 1162-329R | 3.3758 | 0.14091 | 0 | 0
1162-363 | 1162 | Tier-2 | 1.6146 | 0 | 1.6146 | 241-570 | 241 | Tier-1 | 1162-363 | 1.6146 | 0.40265 | 0 | 0
1162-385F | 1162 | Tier-2 | 0 | 0 | 0 | 241-746 | 241 | Tier-1 | 1162-385F | 0 | 0.92064 | 0 | 0
118-11 | 118 | Tier-1 | 0 | 0 | 0 | 242-1410 | 242 | Tier-1 | 118-11 | 0 | 0 | 0 | 0
118-12F | 118 | Tier-1 | 0 | 0 | 0 | 242-1420F | 242 | Tier-1 | 118-12F | 0 | 0.48201 | 0 | 0
118-13 | 118 | Tier-1 | 0 | 0 | 0 | 242-1426F | 242 | Tier-2 | 118-13 | 0 | 0.00625 | 0 | 0
1166-18R | 1166 | Tier-3 | 7.5038 | 0.087879 | 7.5917 | 242-1427F | 242 | Tier-2 | 1166-18R | 7.5038 | 0.069318 | 0 | 0.087879
1166-342R | 1166 | Tier-3 | 10.7625 | 0.81761 | 11.5801 | 242-775 | 242 | Tier-1 | 1166-342R | 10.7625 | 0.4339 | 0.31496 | 0.81761
118-14F | 118 | Tier-1 | 0 | 0 | 0 | 242-776F | 242 | Tier-1 | 118-14F | 0 | 0.014773 | 0 | 0
118-16F | 118 | Tier-1 | 0 | 0 | 0 | 247-46 | 247 | Tier-3 | 118-16F | 0 | 0.010417 | 0 | 0
118-17 | 118 | Tier-1 | 0 | 0 | 0 | 247-47 | 247 | Tier-2 | 118-17 | 0 | 0 | 0 | 0
1180-1107 | 1180 | Tier-1 | 0 | 0 | 0 | 248-30AE | 248 | Tier-2 | 1180-1107 | 0 | 0 | 0 | 0
1181-301 | 1181 | Tier-1 | 0 | 0 | 0 | 252-271F | 252 | Tier-1 | 1181-301 | 0 | 0 | 0 | 0
1181-303F | 1181 | Tier-1 | 0 | 0 | 0 | 252-276F | 252 | Tier-1 | 1181-303F | 0 | 0.011553 | 0 | 0
119-30 | 119 | Tier-1 | 0 | 0 | 0 | 254-273F | 254 | Tier-1 | 119-30 | 0 | 0 | 0 | 0
119-36 | 119 | Tier-1 | 0 | 0 | 0 | 255-43AE | 255 | Tier-1 | 119-36 | 0 | 0.28864 | 0 | 0
119-37 | 119 | Tier-1 | 0 | 0 | 0 | 255-44 | 255 | Tier-1 | 119-37 | 0 | 0.14697 | 0 | 0
119-38 | 119 | Tier-1 | 0 | 0 | 0 | 256-46AE | 256 | Tier-1 | 119-38 | 0 | 0 | 0 | 0
119-40 | 119 | Tier-1 | 0 | 0 | 0 | 257-31AE | 257 | Tier-1 | 119-40 | 0 | 0.020644 | 0 | 0
117-32 | 117 | Tier-1 | 0 | 0 | 0 | 264-12 | 264 | Tier-1 | 117-32 | 0 | 1.09 | 0 | 0
119-40F | 119 | Tier-1 | 0 | 0 | 0 | 264-9 | 264 | Tier-1 | 119-40F | 0 | 0 | 0 | 0
119-41F | 119 | Tier-1 | 0 | 0 | 0 | 265-151 | 265 | Tier-1 | 119-41F | 0 | 0 | 0 | 0
120-270 | 120 | Tier-1 | 0 | 0 | 0 | 266-487 | 266 | Tier-1 | 120-270 | 0 | 0 | 0 | 0
120-844 | 120 | Tier-1 | 0 | 0 | 0 | 267-1216F | 267 | Tier-1 | 120-844 | 0 | 0 | 0 | 0
120-846F | 120 | Tier-1 | 0 | 0 | 0 | 267-1221 | 267 | Tier-1 | 120-846F | 0 | 0.21799 | 0 | 0
1201-279 | 1201 | Tier-2 | 0 | 0 | 0 | 268-12 | 268 | Tier-1 | 1201-279 | 0 | 0 | 0 | 0
1202-22 | 1202 | Tier-1 | 0 | 0 | 0 | 268-14F | 268 | Tier-1 | 1202-22 | 0 | 0 | 0 | 0
1202-23 | 1202 | Tier-2 | 0 | 0 | 0 | 269-18F | 269 | Tier-1 | 1202-23 | 0 | 0.4892 | 0 | 0
1202-8 | 1202 | Tier-2 | 0 | 0 | 0 | 269-831 | 269 | Tier-1 | 1202-8 | 0 | 0 | 0 | 0
121-171 | 121 | Tier-1 | 0 | 0 | 0 | 271-47 | 271 | Tier-1 | 121-171 | 0 | 0 | 0 | 0
1173-68 | 1173 | Tier-1 | 0.74867 | 0 | 0.74867 | 271-48F | 271 | Tier-1 | 1173-68 | 0.74867 | 2.7383 | 0 | 0
1173-69 | 1173 | Tier-1 | 0.11837 | 0 | 0.11837 | 271-50F | 271 | Tier-1 | 1173-69 | 0.11837 | 0.26591 | 0 | 0
121-172 | 121 | Tier-1 | 0 | 0 | 0 | 271-70 | 271 | Tier-1 | 121-172 | 0 | 0.13996 | 0 | 0
121-173 | 121 | Tier-1 | 0 | 0 | 0 | 271-71F | 271 | Tier-1 | 121-173 | 0 | 0.29205 | 0 | 0
121-187F | 121 | Tier-1 | 0 | 0 | 0 | 272-169F | 272 | Tier-1 | 121-187F | 0 | 0.07197 | 0 | 0
1174-15F | 1174 | Tier-1 | 0 | 0 | 0 | 272-170F | 272 | Tier-1 | 1174-15F | 0 | 0.33485 | 0 | 0
121-188F | 121 | Tier-1 | 0 | 0 | 0 | 273-194AE | 273 | Tier-1 | 121-188F | 0 | 0.037879 | 0 | 0
121-189 | 121 | Tier-1 | 0 | 0 | 0 | 273-249F | 273 | Tier-1 | 121-189 | 0 | 0 | 0 | 0
121-194 | 121 | Tier-1 | 0 | 0 | 0 | 273-254F | 273 | Tier-1 | 121-194 | 0 | 0 | 0 | 0
121-195F | 121 | Tier-1 | 0 | 0 | 0 | 275-50F | 275 | Tier-1 | 121-195F | 0 | 0.0085227 | 0 | 0
1215-12R | 1215 | Tier-3 | 7.9612 | 0.35663 | 8.3178 | 277-458F | 277 | Tier-1 | 1215-12R | 7.9612 | 0.16212 | 0.30322 | 0.35663
1219-1 | 1219 | Tier-1 | 0 | 0 | 0 | 277-459F | 277 | Tier-1 | 1219-1 | 0 | 0 | 0 | 0
118-18F | 118 | Tier-1 | 0 | 0 | 0 | 278-631 | 278 | Tier-1 | 118-18F | 0 | 0.32784 | 0 | 0
1219-5 | 1219 | Tier-1 | 0 | 0 | 0 | 279-10AE | 279 | Tier-1 | 1219-5 | 0 | 0.0125 | 0 | 0
1180-375 | 1180 | Tier-2 | 0 | 0 | 0 | 280-24AE | 280 | Tier-2 | 1180-375 | 0 | 21.6922 | 6.4284 | 0
1180-9 | 1180 | Tier-1 | 1.3708 | 1.3273 | 2.6981 | 280-382AE | 280 | Tier-1 | 1180-9 | 1.3708 | 6.4583 | 5.8208 | 1.3273
1221-2097 | 1221 | Tier-1 | 0 | 0 | 0 | 282-1089 | 282 | Tier-1 | 1221-2097 | 0 | 0 | 0 | 0
1221-7 | 1221 | Tier-1 | 0 | 0 | 0 | 282-47F | 282 | Tier-1 | 1221-7 | 0 | 0 | 0 | 0
1222-18 | 1222 | Tier-1 | 0 | 0 | 0 | 283-1357AE | 283 | Tier-3 | 1222-18 | 0 | 0 | 0 | 0
1223-4 | 1223 | Tier-1 | 0 | 0 | 0 | 283-1358AE | 283 | Tier-3 | 1223-4 | 0 | 0 | 0 | 0
119-31 | 119 | Tier-1 | 0 | 0 | 0 | 283-67 | 283 | Tier-3 | 119-31 | 0 | 0.005303 | 0 | 0
119-32 | 119 | Tier-1 | 0 | 0 | 0 | 283-83F | 283 | Tier-3 | 119-32 | 0 | 0.041477 | 0 | 0
1224-788 | 1224 | Tier-1 | 0 | 0 | 0 | 286-990AE | 286 | Tier-1 | 1224-788 | 0 | 0 | 0 | 0
1225-288 | 1225 | Tier-1 | 0 | 0 | 0 | 287-1118 | 287 | Tier-2 | 1225-288 | 0 | 0 | 0 | 0
1225-3 | 1225 | Tier-1 | 0 | 0 | 0 | 287-20 | 287 | Tier-1 | 1225-3 | 0 | 0 | 0 | 0
1225-774 | 1225 | Tier-2 | 0 | 0 | 0 | 287-28 | 287 | Tier-1 | 1225-774 | 0 | 0 | 0 | 0
1225-775F | 1225 | Tier-2 | 0 | 0 | 0 | 288-2375R | 288 | Tier-2 | 1225-775F | 0 | 4.8606 | 0 | 0
119-41 | 119 | Tier-1 | 0 | 0 | 0 | 288-2380F | 288 | Tier-2 | 119-41 | 0 | 0.067235 | 0 | 0
1225-917 | 1225 | Tier-1 | 0 | 0 | 0 | 289-907 | 289 | Tier-1 | 1225-917 | 0 | 0 | 0 | 0
1225-918F | 1225 | Tier-1 | 0 | 0 | 0 | 289-908 | 289 | Tier-1 | 1225-918F | 0 | 1.4502 | 0 | 0
120-360F | 120 | Tier-1 | 0.57367 | 0.33939 | 0.91307 | 290-29F | 290 | Tier-2 | 120-360F | 0.57367 | 0.93636 | 0.37822 | 0.33939
120-367F | 120 | Tier-1 | 0.019508 | 0.039962 | 0.05947 | 293-21 | 293 | Tier-1 | 120-367F | 0.019508 | 1.6358 | 1.2723 | 0.039962
120-368F | 120 | Tier-1 | 0.7839 | 0.62311 | 1.407 | 293-25F | 293 | Tier-1 | 120-368F | 0.7839 | 5.8352 | 2.5019 | 0.62311
1226-53 | 1226 | Tier-1 | 0 | 0 | 0 | 296-10AE | 296 | Tier-1 | 1226-53 | 0 | 0 | 0 | 0
123-301 | 123 | Tier-1 | 0 | 0 | 0 | 296-2651 | 296 | Tier-1 | 123-301 | 0 | 0.018182 | 0 | 0
123-427 | 123 | Tier-1 | 0 | 0 | 0 | 296-2653F | 296 | Tier-1 | 123-427 | 0 | 0 | 0 | 0
1201-281F | 1201 | Tier-2 | 0 | 0 | 0 | 296-88 | 296 | Tier-1 | 1201-281F | 0 | 1.6731 | 0 | 0
1201-282F | 1201 | Tier-2 | 1.7013 | 0 | 1.7013 | 297-826 | 297 | Tier-1 | 1201-282F | 1.7013 | 6.2405 | 0 | 0
123-429 | 123 | Tier-1 | 0 | 0 | 0 | 298-385 | 298 | Tier-1 | 123-429 | 0 | 0.0090909 | 0 | 0
123-429F | 123 | Tier-1 | 0 | 0 | 0 | 299-1153F | 299 | Tier-1 | 123-429F | 0 | 0 | 0 | 0
123-430F | 123 | Tier-1 | 0 | 0 | 0 | 303-189AE | 303 | Tier-1 | 123-430F | 0 | 0 | 0 | 0
1202-25 | 1202 | Tier-1 | 0 | 0 | 0 | 304-920 | 304 | Tier-1 | 1202-25 | 0 | 1.1324 | 0 | 0
1202-7AE | 1202 | Tier-2 | 0 | 0 | 0 | 304-998F | 304 | Tier-1 | 1202-7AE | 0 | 0.83655 | 0 | 0
123-445 | 123 | Tier-1 | 0 | 0 | 0 | 305-35R | 305 | Tier-1 | 123-445 | 0 | 0 | 0 | 0
1202-9 | 1202 | Tier-2 | 2.6991 | 0 | 2.6991 | 306-960 | 306 | Tier-1 | 1202-9 | 2.6991 | 14.6411 | 0 | 0
123-446F | 123 | Tier-1 | 0 | 0 | 0 | 308-464 | 308 | Tier-1 | 123-446F | 0 | 0.029545 | 0 | 0
123-447 | 123 | Tier-1 | 0 | 0 | 0 | 308-483 | 308 | Tier-1 | 123-447 | 0 | 0.29792 | 0 | 0
123-448F | 123 | Tier-1 | 0 | 0 | 0 | 309-13 | 309 | Tier-1 | 123-448F | 0 | 0.023106 | 0 | 0
121-174F | 121 | Tier-1 | 0 | 0 | 0 | 309-15F | 309 | Tier-1 | 121-174F | 0 | 0.34053 | 0 | 0
123-557 | 123 | Tier-1 | 0.005303 | 0 | 0.005303 | 310-1191 | 310 | Tier-1 | 123-557 | 0.005303 | 0.64527 | 0 | 0
1233-265 | 1233 | Tier-3 | 0 | 0 | 0 | 310-32F | 310 | Tier-1 | 1233-265 | 0 | 0 | 0 | 0
1233-617F | 1233 | Tier-3 | 0 | 0 | 0 | 310-34 | 310 | Tier-1 | 1233-617F | 0 | 0.020833 | 0 | 0
124-219 | 124 | Tier-1 | 0 | 0 | 0 | 310-719F | 310 | Tier-1 | 124-219 | 0 | 0 | 0 | 0
124-503 | 124 | Tier-1 | 0 | 0 | 0 | 310-9R | 310 | Tier-1 | 124-503 | 0 | 0 | 0 | 0
121-196F | 121 | Tier-1 | 0 | 0 | 0 | 312-1178 | 312 | Tier-1 | 121-196F | 0 | 0.069318 | 0 | 0
1215-10R | 1215 | Tier-3 | 0.51534 | 0.047159 | 0.5625 | 312-16 | 312 | Tier-1 | 1215-10R | 0.51534 | 0.097538 | 0 | 0.047159
124-506F | 124 | Tier-1 | 0 | 0 | 0 | 312-41F | 312 | Tier-2 | 124-506F | 0 | 0.5125 | 0 | 0
1215-28R | 1215 | Tier-3 | 2.9803 | 0.079735 | 3.06 | 312-42 | 312 | Tier-2 | 1215-28R | 2.9803 | 0.33826 | 0.041477 | 0.079735
1215-3 | 1215 | Tier-3 | 0 | 0 | 0 | 313-920F | 313 | Tier-1 | 1215-3 | 0 | 0.032576 | 0 | 0
1215-32R | 1215 | Tier-3 | 11.565 | 0.62614 | 12.1911 | 314-13F | 314 | Tier-1 | 1215-32R | 11.565 | 0.04072 | 0.056818 | 0.62614
1242-1024F | 1242 | Tier-2 | 0 | 0 | 0 | 314-43F | 314 | Tier-1 | 1242-1024F | 0 | 1.1491 | 0 | 0
1242-1026 | 1242 | Tier-2 | 0 | 0 | 0 | 314-44F | 314 | Tier-1 | 1242-1026 | 0 | 0 | 0 | 0
1219-2F | 1219 | Tier-1 | 0 | 0 | 0 | 315-1150 | 315 | Tier-2 | 1219-2F | 0 | 0.015152 | 0 | 0
1242-125 | 1242 | Tier-2 | 0 | 0 | 0 | 315-1151 | 315 | Tier-2 | 1242-125 | 0 | 0 | 0 | 0
1242-147 | 1242 | Tier-2 | 0 | 0 | 0 | 322-32R | 322 | Tier-1 | 1242-147 | 0 | 0 | 0 | 0
122-196 | 122 | Tier-1 | 0.094697 | 0 | 0.094697 | 322-821F | 322 | Tier-1 | 122-196 | 0.094697 | 6.7561 | 0 | 0
122-203 | 122 | Tier-1 | 0 | 0 | 0 | 322-823 | 322 | Tier-1 | 122-203 | 0 | 0.052083 | 0 | 0
122-204 | 122 | Tier-1 | 0 | 0 | 0 | 322-824 | 322 | Tier-1 | 122-204 | 0 | 1.7208 | 0 | 0
1221-1192 | 1221 | Tier-1 | 0 | 0 | 0 | 323-1117F | 323 | Tier-1 | 1221-1192 | 0 | 4.7597 | 0 | 0
1221-1193 | 1221 | Tier-1 | 0 | 0 | 0 | 323-1119F | 323 | Tier-1 | 1221-1193 | 0 | 1.4741 | 0 | 0
1221-1197 | 1221 | Tier-1 | 0 | 0 | 0 | 323-1134F | 323 | Tier-1 | 1221-1197 | 0 | 2.4966 | 0 | 0
1221-2094F | 1221 | Tier-1 | 0 | 0 | 0 | 324-41 | 324 | Tier-1 | 1221-2094F | 0 | 3.3089 | 0 | 0
1221-2095F | 1221 | Tier-1 | 0.27254 | 0 | 0.27254 | 324-42F | 324 | Tier-1 | 1221-2095F | 0.27254 | 0.27235 | 0 | 0
1221-2096F | 1221 | Tier-1 | 0 | 0 | 0 | 325-1227F | 325 | Tier-1 | 1221-2096F | 0 | 1.9553 | 0 | 0
1242-151 | 1242 | Tier-2 | 0 | 0 | 0 | 325-1228 | 325 | Tier-1 | 1242-151 | 0 | 0 | 0 | 0
1221-5F | 1221 | Tier-2 | 0 | 0 | 0 | 326-26 | 326 | Tier-1 | 1221-5F | 0 | 1.4617 | 0 | 0
1221-6F | 1221 | Tier-1 | 0 | 0 | 0 | 329-13F | 329 | Tier-1 | 1221-6F | 0 | 0.027462 | 0 | 0
1242-154 | 1242 | Tier-2 | 0 | 0 | 0 | 329-215F | 329 | Tier-1 | 1242-154 | 0 | 0 | 0 | 0
1222-16AE | 1222 | Tier-2 | 0 | 0 | 0 | 329-793F | 329 | Tier-1 | 1222-16AE | 0 | 6.1032 | 0 | 0
1222-17AE | 1222 | Tier-1 | 0 | 0 | 0 | 334-21 | 334 | Tier-1 | 1222-17AE | 0 | 4.0475 | 0 | 0
1242-156AE | 1242 | Tier-2 | 0 | 0 | 0 | 334-45F | 334 | Tier-1 | 1242-156AE | 0 | 4.0799 | 0 | 0
1243-156F | 1243 | Tier-2 | 0 | 0 | 0 | 34-238 | 34 | Tier-1 | 1243-156F | 0 | 0.11174 | 0 | 0
1223-3 | 1223 | Tier-1 | 0 | 0 | 0 | 341-1154 | 341 | Tier-1 | 1223-3 | 0 | 6.0527 | 0 | 0
1243-157 | 1243 | Tier-2 | 0 | 0 | 0 | 341-1157F | 341 | Tier-1 | 1243-157 | 0 | 0 | 0 | 0
1223-5AE | 1223 | Tier-1 | 0 | 0 | 0 | 342-514F | 342 | Tier-1 | 1223-5AE | 0 | 4.4898 | 0 | 0
1243-158F | 1243 | Tier-2 | 0 | 0 | 0 | 343-17 | 343 | Tier-1 | 1243-158F | 0 | 0.16572 | 0 | 0
1224-789F | 1224 | Tier-1 | 0 | 0 | 0 | 343-18F | 343 | Tier-1 | 1224-789F | 0 | 1.0451 | 0 | 0
1224-790F | 1224 | Tier-1 | 0 | 0 | 0 | 35-296 | 35 | Tier-1 | 1224-790F | 0 | 16.1932 | 0 | 0
1224-791 | 1224 | Tier-1 | 0 | 0 | 0 | 35-297AE | 35 | Tier-1 | 1224-791 | 0 | 0.0056818 | 0 | 0
1224-792F | 1224 | Tier-1 | 0 | 0 | 0 | 350-2192R | 350 | Tier-2 | 1224-792F | 0 | 1.2985 | 0 | 0
1243-38R | 1243 | Tier-2 | 0.34621 | 0 | 0.34621 | 353-1429R | 353 | Tier-2 | 1243-38R | 0.34621 | 0 | 0 | 0
1225-291F | 1225 | Tier-2 | 0 | 0 | 0 | 353-594F | 353 | Tier-2 | 1225-291F | 0 | 10.9153 | 0 | 0
1243-50F | 1243 | Tier-2 | 0 | 0 | 0 | 353-595 | 353 | Tier-2 | 1243-50F | 0 | 0.44773 | 0 | 0
1225-5 | 1225 | Tier-1 | 0 | 0 | 0 | 353-900F | 353 | Tier-2 | 1225-5 | 0 | 10.3527 | 0 | 0
1244-11 | 1244 | Tier-2 | 0 | 0 | 0 | 353-901F | 353 | Tier-2 | 1244-11 | 0 | 0 | 0 | 0
1244-31 | 1244 | Tier-2 | 0 | 0 | 0 | 354-1706R | 354 | Tier-2 | 1244-31 | 0 | 1.0803 | 0 | 0
1256-35 | 1256 | Tier-2 | 0 | 0 | 0 | 354-24AE | 354 | Tier-2 | 1256-35 | 0 | 0 | 0 | 0
1256-37 | 1256 | Tier-2 | 0 | 0 | 0 | 357-1147R | 357 | Tier-2 | 1256-37 | 0 | 0 | 0 | 0
1225-919F | 1225 | Tier-2 | 0 | 0 | 0 | 357-2046 | 357 | Tier-2 | 1225-919F | 0 | 4.0981 | 0 | 0
1225-920F | 1225 | Tier-1 | 0 | 0 | 0 | 357-2048F | 357 | Tier-2 | 1225-920F | 0 | 2.6845 | 0 | 0
1226-51F | 1226 | Tier-1 | 0 | 0 | 0 | 358-1240F | 358 | Tier-3 | 1226-51F | 0 | 2.0042 | 0 | 0
1226-52F | 1226 | Tier-1 | 0 | 0 | 0 | 358-33 | 358 | Tier-3 | 1226-52F | 0 | 3.2557 | 0 | 0
1257-5 | 1257 | Tier-2 | 0 | 0 | 0 | 358-35 | 358 | Tier-3 | 1257-5 | 0 | 0 | 0 | 0
1258-427 | 1258 | Tier-2 | 0 | 0 | 0 | 36-235 | 36 | Tier-1 | 1258-427 | 0 | 0 | 0 | 0
1258-428F | 1258 | Tier-2 | 0 | 0 | 0 | 36-237F | 36 | Tier-1 | 1258-428F | 0 | 0.36553 | 0 | 0
123-428AE | 123 | Tier-1 | 0 | 0 | 0 | 36-79 | 36 | Tier-1 | 123-428AE | 0 | 1.4303 | 0 | 0
1258-7 | 1258 | Tier-2 | 0 | 0 | 0 | 36-81F | 36 | Tier-1 | 1258-7 | 0 | 0 | 0 | 0
1259-1 | 1259 | Tier-2 | 0 | 0 | 0 | 36-84F | 36 | Tier-1 | 1259-1 | 0 | 0 | 0 | 0
123-430 | 123 | Tier-1 | 0 | 0 | 0 | 362-37 | 362 | Tier-1 | 123-430 | 0 | 0.0090909 | 0 | 0
126-11 | 126 | Tier-1 | 0 | 0 | 0 | 362-45F | 362 | Tier-1 | 126-11 | 0 | 0.032765 | 0 | 0
126-12 | 126 | Tier-1 | 0 | 0 | 0 | 362-46 | 362 | Tier-1 | 126-12 | 0 | 0.012311 | 0 | 0
126-6 | 126 | Tier-1 | 0 | 0 | 0 | 362-977 | 362 | Tier-1 | 126-6 | 0 | 0.012311 | 0 | 0
123-437 | 123 | Tier-1 | 0.24337 | 0 | 0.24337 | 362-978F | 362 | Tier-1 | 123-437 | 0.24337 | 7.085 | 0 | 0
1260-17 | 1260 | Tier-1 | 0 | 0 | 0 | 364-49R | 364 | Tier-1 | 1260-17 | 0 | 0.090909 | 0 | 0
1260-219 | 1260 | Tier-1 | 0 | 0 | 0 | 365-648R | 365 | Tier-1 | 1260-219 | 0 | 0 | 0 | 0
1266-302F | 1266 | Tier-1 | 0 | 0 | 0 | 368-21AE | 368 | Tier-1 | 1266-302F | 0 | 0.0087121 | 0 | 0
1266-304 | 1266 | Tier-1 | 0 | 0 | 0 | 369-207 | 369 | Tier-1 | 1266-304 | 0 | 0 | 0 | 0
1266-305F | 1266 | Tier-1 | 0 | 0 | 0 | 37-22F | 37 | Tier-1 | 1266-305F | 0 | 0.0096591 | 0 | 0
127-36 | 127 | Tier-1 | 0 | 0 | 0 | 376-527AE | 376 | Tier-1 | 127-36 | 0 | 0 | 0 | 0
1233-259R | 1233 | Tier-3 | 4.8341 | 0.063447 | 4.8975 | 38-434F | 38 | Tier-1 | 1233-259R | 4.8341 | 0.21572 | 0 | 0.063447
1233-264F | 1233 | Tier-3 | 0 | 0 | 0 | 38-9 | 38 | Tier-1 | 1233-264F | 0 | 0.022348 | 0 | 0
127-37F | 127 | Tier-1 | 0 | 0 | 0 | 381-451F | 381 | Tier-1 | 127-37F | 0 | 0 | 0 | 0
1233-585R | 1233 | Tier-3 | 5.7703 | 0.46496 | 6.2352 | 381-47 | 381 | Tier-1 | 1233-585R | 5.7703 | 0 | 0.10701 | 0.46496
1233-587R | 1233 | Tier-3 | 6.9854 | 0.62311 | 7.6085 | 383-1174 | 383 | Tier-1 | 1233-587R | 6.9854 | 0.84299 | 0.28598 | 0.62311
1233-589R | 1233 | Tier-3 | 3.1436 | 0.059848 | 3.2034 | 383-1175F | 383 | Tier-1 | 1233-589R | 3.1436 | 0 | 0.0079545 | 0.059848
1233-591R | 1233 | Tier-3 | 6.0479 | 0.42424 | 6.4722 | 383-679F | 383 | Tier-1 | 1233-591R | 6.0479 | 0.20511 | 0.16383 | 0.42424
127-38 | 127 | Tier-1 | 0 | 0 | 0 | 384-14 | 384 | Tier-1 | 127-38 | 0 | 0.014962 | 0 | 0
124-206R | 124 | Tier-1 | 2.2803 | 0 | 2.2803 | 386-25R | 386 | Tier-2 | 124-206R | 2.2803 | 2.9436 | 0 | 0
124-218F | 124 | Tier-1 | 0 | 0 | 0 | 39-16 | 39 | Tier-1 | 124-218F | 0 | 0.022538 | 0 | 0
127-38F | 127 | Tier-1 | 0 | 0 | 0 | 39-18 | 39 | Tier-1 | 127-38F | 0 | 0 | 0 | 0
124-258R | 124 | Tier-1 | 0.39356 | 0 | 0.39356 | 39-19F | 39 | Tier-1 | 124-258R | 0.39356 | 0.24659 | 0 | 0
127-39 | 127 | Tier-1 | 0 | 0 | 0 | 390-18 | 390 | Tier-1 | 127-39 | 0 | 0 | 0 | 0
124-504F | 124 | Tier-1 | 0 | 0 | 0 | 392-23F | 392 | Tier-1 | 124-504F | 0 | 0.26023 | 0 | 0
127-40 | 127 | Tier-1 | 0 | 0 | 0 | 394-422F | 394 | Tier-1 | 127-40 | 0 | 0.0075758 | 0 | 0
1283-1 | 1283 | Tier-1 | 0 | 0 | 0 | 395-33R | 395 | Tier-2 | 1283-1 | 0 | 0 | 0 | 0
1283-2F | 1283 | Tier-1 | 0 | 0 | 0 | 100-519 | 100 | Tier-1 | 1283-2F | 0 | 0.12973 | 0 | 0
1284-403 | 1284 | Tier-1 | 0 | 0 | 0 | 1001-1231F | 1001 | Tier-2 | 1284-403 | 0 | 0 | 0 | 0
1242-1025F | 1242 | Tier-2 | 0 | 0 | 0 | 1001-1232F | 1001 | Tier-1 | 1242-1025F | 0 | 2.118 | 0 | 0
1284-408F | 1284 | Tier-1 | 0 | 0 | 0 | 1007-9F | 1007 | Tier-1 | 1284-408F | 0 | 0.011742 | 0 | 0
1242-1027F | 1242 | Tier-2 | 0 | 0 | 0 | 1013-11 | 1013 | Tier-1 | 1242-1027F | 0 | 0.49943 | 0 | 0
1242-1079R | 1242 | Tier-2 | 1.6259 | 0 | 1.6259 | 102-374 | 102 | Tier-1 | 1242-1079R | 1.6259 | 1.4116 | 0 | 0
1242-1084 | 1242 | Tier-2 | 1.557 | 0 | 1.557 | 102-375 | 102 | Tier-1 | 1242-1084 | 1.557 | 0.26799 | 0 | 0
1284-409 | 1284 | Tier-1 | 0 | 0 | 0 | 102-756 | 102 | Tier-1 | 1284-409 | 0 | 0 | 0 | 0
1242-127AE | 1242 | Tier-2 | 0.052273 | 0 | 0.052273 | 102-758F | 102 | Tier-1 | 1242-127AE | 0.052273 | 3.2659 | 0 | 0
1284-411 | 1284 | Tier-1 | 0 | 0 | 0 | 1021-14F | 1021 | Tier-2 | 1284-411 | 0 | 0.28371 | 0 | 0
1242-148 | 1242 | Tier-2 | 0 | 0 | 0 | 1021-1750F | 1021 | Tier-3 | 1242-148 | 0 | 7.1511 | 0 | 0
1242-149AE | 1242 | Tier-2 | 0 | 0 | 0 | 1021-883R | 1021 | Tier-3 | 1242-149AE | 0 | 0.87917 | 0 | 0
1286-349 | 1286 | Tier-1 | 0 | 0 | 0 | 1022-18 | 1022 | Tier-3 | 1286-349 | 0 | 0 | 0 | 0
1242-152AE | 1242 | Tier-2 | 0 | 0 | 0 | 1023-200R | 1023 | Tier-2 | 1242-152AE | 0 | 0.7714 | 0 | 0
1286-357 | 1286 | Tier-1 | 0 | 0 | 0 | 1030-1735F | 1030 | Tier-3 | 1286-357 | 0 | 0 | 0 | 0
1242-155 | 1242 | Tier-2 | 0 | 0 | 0 | 1030-1769F | 1030 | Tier-2 | 1242-155 | 0 | 1.6716 | 0 | 0
1286-358F | 1286 | Tier-1 | 0 | 0 | 0 | 1030-1899F | 1030 | Tier-3 | 1286-358F | 0 | 0.071212 | 0 | 0
1286-359F | 1286 | Tier-1 | 0 | 0 | 0 | 1030-1900F | 1030 | Tier-3 | 1286-359F | 0 | 0.24072 | 0 | 0
1287-39 | 1287 | Tier-1 | 0 | 0 | 0 | 1039-14AE | 1039 | Tier-2 | 1287-39 | 0 | 0 | 0 | 0
1297-33 | 1297 | Tier-1 | 0 | 0 | 0 | 1047-180 | 1047 | Tier-1 | 1297-33 | 0 | 0 | 0 | 0
1299-1 | 1299 | Tier-1 | 0 | 0 | 0 | 1047-28 | 1047 | Tier-1 | 1299-1 | 0 | 0 | 0 | 0
1243-319R | 1243 | Tier-2 | 3.0193 | 0.3017 | 3.321 | 1047-31F | 1047 | Tier-1 | 1243-319R | 3.0193 | 0 | 0 | 0.3017
130-12 | 130 | Tier-1 | 0 | 0 | 0 | 1047-35F | 1047 | Tier-1 | 130-12 | 0 | 0 | 0 | 0
1243-45R | 1243 | Tier-2 | 4.1028 | 0.12292 | 4.2258 | 1048-5F | 1048 | Tier-1 | 1243-45R | 4.1028 | 2.2515 | 0.061553 | 0.12292
130-14F | 130 | Tier-1 | 0.41875 | 0 | 0.41875 | 1049-4F | 1049 | Tier-1 | 130-14F | 0.41875 | 0.56856 | 0 | 0
131-179 | 131 | Tier-1 | 0 | 0 | 0 | 105-236 | 105 | Tier-1 | 131-179 | 0 | 0 | 0 | 0
131-228 | 131 | Tier-1 | 0 | 0 | 0 | 105-239F | 105 | Tier-1 | 131-228 | 0 | 0 | 0 | 0
131-230 | 131 | Tier-1 | 0 | 0 | 0 | 105-447F | 105 | Tier-1 | 131-230 | 0 | 0.028977 | 0 | 0
131-230F | 131 | Tier-1 | 0 | 0 | 0 | 105-449 | 105 | Tier-1 | 131-230F | 0 | 0 | 0 | 0
1245-16 | 1245 | Tier-2 | 0 | 0 | 0 | 106-70 | 106 | Tier-1 | 1245-16 | 0 | 3.5606 | 0 | 0
1245-18AE | 1245 | Tier-2 | 0 | 0 | 0 | 106-72 | 106 | Tier-1 | 1245-18AE | 0 | 9.4136 | 0 | 0
1250-27R | 1250 | Tier-2 | 3.5134 | 1.3193 | 4.8328 | 1060-13 | 1060 | Tier-1 | 1250-27R | 3.5134 | 8.6958 | 4.6686 | 1.3193
1250-671R | 1250 | Tier-2 | 1.9667 | 0.1072 | 2.0739 | 1060-135F | 1060 | Tier-1 | 1250-671R | 1.9667 | 10.4598 | 4.6445 | 0.1072
1250-677R | 1250 | Tier-2 | 7.8386 | 1.7375 | 9.5761 | 1060-136F | 1060 | Tier-1 | 1250-677R | 7.8386 | 1.6837 | 0.41667 | 1.7375
1250-8R | 1250 | Tier-2 | 2.8593 | 1.3462 | 4.2055 | 1060-14 | 1060 | Tier-1 | 1250-8R | 2.8593 | 0.063636 | 0.0079545 | 1.3462
1256-1172AE | 1256 | Tier-2 | 0 | 0 | 0 | 1060-15 | 1060 | Tier-1 | 1256-1172AE | 0 | 3.4795 | 0 | 0
1256-17AE | 1256 | Tier-2 | 0 | 0 | 0 | 1060-15F | 1060 | Tier-1 | 1256-17AE | 0 | 4.4968 | 0 | 0
1256-19AE | 1256 | Tier-2 | 0 | 0 | 0 | 1060-20 | 1060 | Tier-1 | 1256-19AE | 0 | 4.2402 | 0 | 0
131-231 | 131 | Tier-1 | 0 | 0 | 0 | 1070-334AE | 1070 | Tier-1 | 131-231 | 0 | 0.012689 | 0 | 0
131-231F | 131 | Tier-1 | 0 | 0 | 0 | 1071-181 | 1071 | Tier-1 | 131-231F | 0 | 0 | 0 | 0
1256-38 | 1256 | Tier-2 | 0 | 0 | 0 | 1071-226F | 1071 | Tier-1 | 1256-38 | 0 | 9.7013 | 0 | 0
131-232 | 131 | Tier-1 | 0 | 0 | 0 | 1071-457 | 1071 | Tier-1 | 131-232 | 0 | 0.011932 | 0 | 0
1257-6 | 1257 | Tier-2 | 0 | 0 | 0 | 1072-5 | 1072 | Tier-1 | 1257-6 | 0 | 2.0688 | 0 | 0
1257-7AE | 1257 | Tier-2 | 0 | 0 | 0 | 1073-3F | 1073 | Tier-1 | 1257-7AE | 0 | 6.2322 | 0 | 0
1257-8AE | 1257 | Tier-2 | 0 | 0 | 0 | 1073-871 | 1073 | Tier-1 | 1257-8AE | 0 | 5.582 | 0 | 0
131-232F | 131 | Tier-1 | 0 | 0 | 0 | 1073-886F | 1073 | Tier-2 | 131-232F | 0 | 0 | 0 | 0
132-157 | 132 | Tier-1 | 0 | 0 | 0 | 1081-38AE | 1081 | Tier-1 | 132-157 | 0 | 0.010417 | 0 | 0
1258-6F | 1258 | Tier-2 | 0 | 0 | 0 | 1081-665 | 1081 | Tier-1 | 1258-6F | 0 | 11.2941 | 0 | 0
132-157F | 132 | Tier-1 | 0 | 0 | 0 | 1085-414 | 1085 | Tier-1 | 132-157F | 0 | 0 | 0 | 0
132-28 | 132 | Tier-1 | 0 | 0 | 0 | 109-17 | 109 | Tier-1 | 132-28 | 0 | 0 | 0 | 0
1259-2F | 1259 | Tier-2 | 0 | 0 | 0 | 109-19F | 109 | Tier-1 | 1259-2F | 0 | 1.9521 | 0 | 0
1259-3F | 1259 | Tier-2 | 0 | 0 | 0 | 109-20F | 109 | Tier-1 | 1259-3F | 0 | 4.2782 | 0 | 0
132-288 | 132 | Tier-1 | 0 | 0 | 0 | 109-25 | 109 | Tier-1 | 132-288 | 0 | 0 | 0 | 0
132-29 | 132 | Tier-1 | 0 | 0 | 0 | 1090-1734 | 1090 | Tier-3 | 132-29 | 0 | 1.0081 | 0 | 0
126-5 | 126 | Tier-1 | 0 | 0 | 0 | 1090-50 | 1090 | Tier-2 | 126-5 | 0 | 0.063447 | 0 | 0
132-38 | 132 | Tier-1 | 0 | 0 | 0 | 1090-636R | 1090 | Tier-3 | 132-38 | 0 | 0.15436 | 0 | 0
132-39 | 132 | Tier-1 | 0 | 0 | 0 | 1094-24F | 1094 | Tier-2 | 132-39 | 0 | 0 | 0 | 0
132-41F | 132 | Tier-1 | 0 | 0 | 0 | 110-41 | 110 | Tier-1 | 132-41F | 0 | 0 | 0 | 0
1260-217F | 1260 | Tier-1 | 0 | 0 | 0 | 110-45 | 110 | Tier-1 | 1260-217F | 0 | 0.62273 | 0 | 0
1260-218F | 1260 | Tier-1 | 0 | 0 | 0 | 1101-590 | 1101 | Tier-2 | 1260-218F | 0 | 0.068182 | 0 | 0
132-42F | 132 | Tier-1 | 0 | 0 | 0 | 1101-593F | 1101 | Tier-2 | 132-42F | 0 | 0 | 0 | 0
1266-14 | 1266 | Tier-1 | 0 | 0 | 0 | 1102-319AE | 1102 | Tier-2 | 1266-14 | 0 | 2.508 | 0 | 0
132-43 | 132 | Tier-1 | 0 | 0 | 0 | 1102-320 | 1102 | Tier-2 | 132-43 | 0 | 0.0085227 | 0 | 0
1266-303F | 1266 | Tier-1 | 0 | 0 | 0 | 1105-1481 | 1105 | Tier-2 | 1266-303F | 0 | 13.7492 | 0 | 0
132-43F | 132 | Tier-1 | 0 | 0 | 0 | 1105-1483 | 1105 | Tier-2 | 132-43F | 0 | 0 | 0 | 0
132-77 | 132 | Tier-1 | 0 | 0 | 0 | 1105-9AE | 1105 | Tier-2 | 132-77 | 0 | 0 | 0 | 0
132-99 | 132 | Tier-1 | 0 | 0 | 0 | 1116-6F | 1116 | Tier-1 | 132-99 | 0 | 0.0066288 | 0 | 0
127-37 | 127 | Tier-1 | 0 | 0 | 0 | 1117-10 | 1117 | Tier-1 | 127-37 | 0 | 0.014962 | 0 | 0
132-99F | 132 | Tier-1 | 0 | 0 | 0 | 1117-1118 | 1117 | Tier-1 | 132-99F | 0 | 0 | 0 | 0
135-268 | 135 | Tier-1 | 0 | 0 | 0 | 1118-1718F | 1118 | Tier-2 | 135-268 | 0 | 0 | 0 | 0
135-270F | 135 | Tier-1 | 0 | 0 | 0 | 1119-9F | 1119 | Tier-1 | 135-270F | 0 | 0.036932 | 0 | 0
137-35 | 137 | Tier-1 | 0 | 0 | 0 | 113-192 | 113 | Tier-1 | 137-35 | 0 | 0 | 0 | 0
137-766 | 137 | Tier-1 | 0 | 0 | 0 | 113-599F | 113 | Tier-1 | 137-766 | 0 | 0 | 0 | 0
137-768F | 137 | Tier-1 | 0 | 0 | 0 | 1139-4F | 1139 | Tier-2 | 137-768F | 0 | 0.05303 | 0 | 0
138-33 | 138 | Tier-1 | 0 | 0 | 0 | 114-18AE | 114 | Tier-1 | 138-33 | 0 | 0.048864 | 0 | 0
127-42 | 127 | Tier-1 | 0 | 0 | 0 | 115-25 | 115 | Tier-1 | 127-42 | 0 | 0.29735 | 0 | 0
138-359 | 138 | Tier-1 | 0 | 0 | 0 | 115-26 | 115 | Tier-1 | 138-359 | 0 | 0 | 0 | 0
138-361F | 138 | Tier-1 | 0 | 0 | 0 | 115-26F | 115 | Tier-1 | 138-361F | 0 | 0.037311 | 0 | 0
1283-4F | 1283 | Tier-1 | 0 | 0 | 0 | 115-29 | 115 | Tier-1 | 1283-4F | 0 | 3.811 | 0 | 0
1284-401F | 1284 | Tier-1 | 0 | 0 | 0 | 115-30 | 115 | Tier-1 | 1284-401F | 0 | 0.16136 | 0 | 0
1284-402F | 1284 | Tier-1 | 0 | 0 | 0 | 1152-32 | 1152 | Tier-1 | 1284-402F | 0 | 0.17273 | 0 | 0
138-41 | 138 | Tier-1 | 0 | 0 | 0 | 1160-3AE | 1160 | Tier-1 | 138-41 | 0 | 0 | 0 | 0
138-42F | 138 | Tier-1 | 0 | 0 | 0 | 1160-8AE | 1160 | Tier-1 | 138-42F | 0 | 0.010417 | 0 | 0
138-43F | 138 | Tier-1 | 0 | 0 | 0 | 1161-34 | 1161 | Tier-1 | 138-43F | 0 | 0.0056818 | 0 | 0
139-425 | 139 | Tier-1 | 0 | 0 | 0 | 1162-324R | 1162 | Tier-2 | 139-425 | 0 | 0 | 0 | 0
1286-26 | 1286 | Tier-1 | 0 | 0 | 0 | 1162-386 | 1162 | Tier-2 | 1286-26 | 0 | 1.8417 | 0 | 0
1286-27 | 1286 | Tier-1 | 0 | 0 | 0 | 1162-387F | 1162 | Tier-2 | 1286-27 | 0 | 1.4441 | 0 | 0
1286-346F | 1286 | Tier-1 | 0 | 0 | 0 | 1166-18R | 1166 | Tier-3 | 1286-346F | 0 | 2.1513 | 0 | 0
1286-347F | 1286 | Tier-1 | 0 | 0 | 0 | 117-15 | 117 | Tier-1 | 1286-347F | 0 | 0.47386 | 0 | 0
1286-348F | 1286 | Tier-1 | 0 | 0 | 0 | 117-32 | 117 | Tier-1 | 1286-348F | 0 | 0.53504 | 0 | 0
139-426F | 139 | Tier-1 | 0.92576 | 0 | 0.92576 | 117-34 | 117 | Tier-1 | 139-426F | 0.92576 | 0.047727 | 0 | 0
140-1155F | 140 | Tier-1 | 0 | 0 | 0 | 117-35 | 117 | Tier-1 | 140-1155F | 0 | 0.12462 | 0 | 0
140-1157 | 140 | Tier-1 | 0 | 0 | 0 | 117-46F | 117 | Tier-1 | 140-1157 | 0 | 0 | 0 | 0
1406-18 | 1406 | Tier-1 | 0 | 0 | 0 | 1174-15F | 1174 | Tier-1 | 1406-18 | 0 | 0 | 0 | 0
1407-11 | 1407 | Tier-1 | 0 | 0 | 0 | 118-11 | 118 | Tier-1 | 1407-11 | 0 | 0 | 0 | 0
1287-40F | 1287 | Tier-1 | 0 | 0 | 0 | 1180-375 | 1180 | Tier-2 | 1287-40F | 0 | 0.019318 | 0 | 0
1407-9 | 1407 | Tier-1 | 0 | 0 | 0 | 119-32 | 119 | Tier-1 | 1407-9 | 0 | 0 | 0 | 0
1297-34F | 1297 | Tier-1 | 0.99186 | 0 | 0.99186 | 119-37 | 119 | Tier-1 | 1297-34F | 0.99186 | 2.378 | 0 | 0
1297-35F | 1297 | Tier-1 | 1.0538 | 0 | 1.0538 | 119-38 | 119 | Tier-1 | 1297-35F | 1.0538 | 0.29356 | 0 | 0
1297-36F | 1297 | Tier-1 | 0 | 0 | 0 | 119-41 | 119 | Tier-1 | 1297-36F | 0 | 2.3915 | 0 | 0
1408-1 | 1408 | Tier-1 | 0 | 0 | 0 | 120-270 | 120 | Tier-1 | 1408-1 | 0 | 0 | 0 | 0
1299-2F | 1299 | Tier-1 | 0 | 0 | 0 | 1201-281F | 1201 | Tier-2 | 1299-2F | 0 | 0.052273 | 0 | 0
1408-4AE | 1408 | Tier-1 | 0 | 0 | 0 | 1202-8 | 1202 | Tier-2 | 1408-4AE | 0 | 0.2233 | 0 | 0
1408-5 | 1408 | Tier-1 | 0 | 0 | 0 | 1202-9 | 1202 | Tier-2 | 1408-5 | 0 | 0 | 0 | 0
130-13F | 130 | Tier-1 | 2.317 | 0 | 2.317 | 1215-28R | 1215 | Tier-3 | 130-13F | 2.317 | 2.6367 | 0 | 0
1408-6 | 1408 | Tier-1 | 0 | 0 | 0 | 1215-32R | 1215 | Tier-3 | 1408-6 | 0 | 1.3303 | 0 | 0
130-692R | 130 | Tier-1 | 6.2409 | 0 | 6.2409 | 1219-1 | 1219 | Tier-1 | 130-692R | 6.2409 | 1.4424 | 0 | 0
131-178AE | 131 | Tier-1 | 0 | 0 | 0 | 1221-2096F | 1221 | Tier-1 | 131-178AE | 0 | 0.026136 | 0 | 0
1409-6 | 1409 | Tier-1 | 0 | 0 | 0 | 1221-7 | 1221 | Tier-1 | 1409-6 | 0 | 0 | 0 | 0
1409-660AE | 1409 | Tier-1 | 0 | 0 | 0 | 1223-3 | 1223 | Tier-1 | 1409-660AE | 0 | 1.2432 | 0 | 0
1409-9 | 1409 | Tier-1 | 0 | 0 | 0 | 1225-5 | 1225 | Tier-1 | 1409-9 | 0 | 0 | 0 | 0
131-227 | 131 | Tier-1 | 0 | 0 | 0 | 1225-774 | 1225 | Tier-2 | 131-227 | 0 | 1.135 | 0 | 0
141-196 | 141 | Tier-1 | 0 | 0 | 0 | 1225-775F | 1225 | Tier-2 | 141-196 | 0 | 0 | 0 | 0
1419-10 | 1419 | Tier-1 | 0 | 0 | 0 | 1225-917 | 1225 | Tier-1 | 1419-10 | 0 | 0 | 0 | 0
1419-11F | 1419 | Tier-1 | 0 | 0 | 0 | 1225-919F | 1225 | Tier-2 | 1419-11F | 0 | 0.019318 | 0 | 0
1419-12F | 1419 | Tier-1 | 0 | 0 | 0 | 1225-920F | 1225 | Tier-1 | 1419-12F | 0 | 0.016667 | 0 | 0
1419-13F | 1419 | Tier-1 | 0 | 0 | 0 | 1226-52F | 1226 | Tier-1 | 1419-13F | 0 | 0.026894 | 0 | 0
1420-5 | 1420 | Tier-1 | 0 | 0 | 0 | 1226-53 | 1226 | Tier-1 | 1420-5 | 0 | 0 | 0 | 0
1420-7F | 1420 | Tier-1 | 0 | 0 | 0 | 123-428AE | 123 | Tier-1 | 1420-7F | 0 | 0.018939 | 0 | 0
1420-8F | 1420 | Tier-1 | 0 | 0 | 0 | 123-445 | 123 | Tier-1 | 1420-8F | 0 | 0.011742 | 0 | 0
143-130 | 143 | Tier-1 | 0 | 0 | 0 | 123-557 | 123 | Tier-1 | 143-130 | 0 | 0 | 0 | 0
1434-1 | 1434 | Tier-1 | 0 | 0 | 0 | 1233-259R | 1233 | Tier-3 | 1434-1 | 0 | 0 | 0 | 0
1434-11 | 1434 | Tier-1 | 0.11742 | 0 | 0.11742 | 1233-591R | 1233 | Tier-3 | 1434-11 | 0.11742 | 0.094318 | 0 | 0
1434-8 | 1434 | Tier-1 | 0 | 0 | 0 | 124-219 | 124 | Tier-1 | 1434-8 | 0 | 0 | 0 | 0
1435-1074 | 1435 | Tier-1 | 0 | 0 | 0 | 124-505F | 124 | Tier-1 | 1435-1074 | 0 | 0 | 0 | 0
132-289F | 132 | Tier-1 | 0 | 0 | 0 | 1242-1084 | 1242 | Tier-2 | 132-289F | 0 | 2.4587 | 0 | 0
1435-459 | 1435 | Tier-1 | 0 | 0 | 0 | 1242-147 | 1242 | Tier-2 | 1435-459 | 0 | 0 | 0 | 0
132-290F | 132 | Tier-1 | 0 | 0 | 0 | 1242-149AE | 1242 | Tier-2 | 132-290F | 0 | 0.77159 | 0 | 0
132-291F | 132 | Tier-1 | 0 | 0 | 0 | 1242-152AE | 1242 | Tier-2 | 132-291F | 0 | 0.056818 | 0 | 0
132-30 | 132 | Tier-1 | 0 | 0 | 0 | 1242-154 | 1242 | Tier-2 | 132-30 | 0 | 0.30114 | 0 | 0
1436-38 | 1436 | Tier-1 | 0 | 0 | 0 | 1243-156F | 1243 | Tier-2 | 1436-38 | 0 | 0 | 0 | 0
1437-3F | 1437 | Tier-1 | 0 | 0 | 0 | 1243-319R | 1243 | Tier-2 | 1437-3F | 0 | 0.0058712 | 0 | 0
132-41 | 132 | Tier-1 | 0 | 0 | 0 | 1243-38R | 1243 | Tier-2 | 132-41 | 0 | 0.21345 | 0 | 0
1437-4 | 1437 | Tier-1 | 0 | 0 | 0 | 1244-13 | 1244 | Tier-2 | 1437-4 | 0 | 0 | 0 | 0
132-42 | 132 | Tier-1 | 0 | 0 | 0 | 1256-1172AE | 1256 | Tier-2 | 132-42 | 0 | 0.011364 | 0 | 0
1437-5F | 1437 | Tier-1 | 0 | 0 | 0 | 1256-17AE | 1256 | Tier-2 | 1437-5F | 0 | 0.0079545 | 0 | 0
1437-6F | 1437 | Tier-1 | 0 | 0 | 0 | 1256-38 | 1256 | Tier-2 | 1437-6F | 0 | 0.010417 | 0 | 0
1438-318 | 1438 | Tier-1 | 0 | 0 | 0 | 1257-5 | 1257 | Tier-2 | 1438-318 | 0 | 0.019318 | 0 | 0
1438-330 | 1438 | Tier-1 | 0 | 0 | 0 | 1257-7AE | 1257 | Tier-2 | 1438-330 | 0 | 0 | 0 | 0
1438-331F | 1438 | Tier-1 | 0.057955 | 0 | 0.057955 | 1258-427 | 1258 | Tier-2 | 1438-331F | 0.057955 | 0.067803 | 0 | 0
1438-332F | 1438 | Tier-1 | 0 | 0 | 0 | 126-12 | 126 | Tier-1 | 1438-332F | 0 | 0.12367 | 0 | 0
1439-18F | 1439 | Tier-1 | 0 | 0 | 0 | 1260-17 | 1260 | Tier-1 | 1439-18F | 0 | 0.029356 | 0 | 0
1439-19 | 1439 | Tier-1 | 0 | 0 | 0 | 1266-303F | 1266 | Tier-1 | 1439-19 | 0 | 0 | 0 | 0
1439-20F | 1439 | Tier-1 | 0 | 0 | 0 | 1266-304 | 1266 | Tier-1 | 1439-20F | 0 | 1.1669 | 0 | 0
1439-30 | 1439 | Tier-1 | 0 | 0 | 0 | 1266-305F | 1266 | Tier-1 | 1439-30 | 0 | 0 | 0 | 0
144-36 | 144 | Tier-1 | 0 | 0 | 0 | 127-38 | 127 | Tier-1 | 144-36 | 0 | 0.10795 | 0 | 0
144-444 | 144 | Tier-1 | 0 | 0 | 0 | 127-38F | 127 | Tier-1 | 144-444 | 0 | 0 | 0 | 0
1442-1 | 1442 | Tier-1 | 0 | 0 | 0 | 127-39 | 127 | Tier-1 | 1442-1 | 0 | 0 | 0 | 0
1442-3AE | 1442 | Tier-1 | 0 | 0 | 0 | 127-41F | 127 | Tier-1 | 1442-3AE | 0 | 0.21061 | 0 | 0
1444-1 | 1444 | Tier-1 | 0 | 0 | 0 | 127-42 | 127 | Tier-1 | 1444-1 | 0 | 0.43939 | 0 | 0
1444-310F | 1444 | Tier-1 | 0 | 0 | 0 | 1283-2F | 1283 | Tier-1 | 1444-310F | 0 | 0.12784 | 0 | 0
137-34AE | 137 | Tier-1 | 1.5487 | 0 | 1.5487 | 1284-401F | 1284 | Tier-1 | 137-34AE | 1.5487 | 8.0991 | 0 | 0
1444-311F | 1444 | Tier-1 | 0 | 0 | 0 | 1284-409 | 1284 | Tier-1 | 1444-311F | 0 | 0.021402 | 0 | 0
137-36AE | 137 | Tier-1 | 0 | 0 | 0 | 1286-27 | 1286 | Tier-1 | 137-36AE | 0 | 0.85436 | 0 | 0
1444-313 | 1444 | Tier-1 | 0 | 0 | 0 | 1286-346F | 1286 | Tier-1 | 1444-313 | 0 | 0 | 0 | 0
137-767F | 137 | Tier-1 | 1.1775 | 0 | 1.1775 | 1286-357 | 1286 | Tier-1 | 137-767F | 1.1775 | 2.4506 | 0 | 0
1445-1 | 1445 | Tier-1 | 0 | 0 | 0 | 1297-36F | 1297 | Tier-1 | 1445-1 | 0 | 0 | 0 | 0
1445-309 | 1445 | Tier-1 | 0 | 0 | 0 | 1299-1 | 1299 | Tier-1 | 1445-309 | 0 | 0 | 0 | 0
138-358R | 138 | Tier-1 | 3.9848 | 0 | 3.9848 | 130-14F | 130 | Tier-1 | 138-358R | 3.9848 | 1.6466 | 0 | 0
1445-310F | 1445 | Tier-2 | 0 | 0 | 0 | 131-228 | 131 | Tier-1 | 1445-310F | 0 | 0.52348 | 0 | 0
138-360F | 138 | Tier-1 | 0.42822 | 0 | 0.42822 | 131-230F | 131 | Tier-1 | 138-360F | 0.42822 | 0.37595 | 0 | 0
1445-3F | 1445 | Tier-1 | 0 | 0 | 0 | 131-231F | 131 | Tier-1 | 1445-3F | 0 | 0.072348 | 0 | 0
138-366 | 138 | Tier-1 | 0.08428 | 0 | 0.08428 | 131-232 | 131 | Tier-1 | 138-366 | 0.08428 | 0.86402 | 0 | 0
1445-4F | 1445 | Tier-1 | 0 | 0 | 0 | 131-232F | 131 | Tier-1 | 1445-4F | 0 | 0.072348 | 0 | 0
1446-11 | 1446 | Tier-1 | 0 | 0 | 0 | 132-28 | 132 | Tier-1 | 1446-11 | 0 | 0 | 0 | 0
1446-13F | 1446 | Tier-1 | 0 | 0 | 0 | 132-29 | 132 | Tier-1 | 1446-13F | 0 | 0.59072 | 0 | 0
139-243AE | 139 | Tier-1 | 0.12121 | 0 | 0.12121 | 132-41 | 132 | Tier-1 | 139-243AE | 0.12121 | 0.2392 | 0 | 0
139-244 | 139 | Tier-1 | 0 | 0 | 0 | 132-99 | 132 | Tier-1 | 139-244 | 0 | 0.15208 | 0 | 0
139-245AE | 139 | Tier-1 | 1.6862 | 0 | 1.6862 | 132-99F | 132 | Tier-1 | 139-245AE | 1.6862 | 5.6049 | 0 | 0
1447-305 | 1447 | Tier-1 | 0 | 0 | 0 | 134-262F | 134 | Tier-1 | 1447-305 | 0 | 0 | 0 | 0
1447-306F | 1447 | Tier-1 | 0 | 0 | 0 | 134-263 | 134 | Tier-1 | 1447-306F | 0 | 1.1352 | 0 | 0
1447-307F | 1447 | Tier-1 | 0 | 0 | 0 | 137-33 | 137 | Tier-1 | 1447-307F | 0 | 0.05303 | 0 | 0
139-48 | 139 | Tier-1 | 3.2564 | 0 | 3.2564 | 137-766 | 137 | Tier-1 | 139-48 | 3.2564 | 0.55208 | 0 | 0
1447-311F | 1447 | Tier-1 | 0 | 0 | 0 | 138-361F | 138 | Tier-1 | 1447-311F | 0 | 0.054924 | 0 | 0
1447-324F | 1447 | Tier-1 | 0 | 0 | 0 | 140-496 | 140 | Tier-1 | 1447-324F | 0 | 0.047348 | 0 | 0
140-481R | 140 | Tier-1 | 2.5326 | 0 | 2.5326 | 1406-436 | 1406 | Tier-1 | 140-481R | 2.5326 | 0.65076 | 0 | 0
140-496 | 140 | Tier-1 | 1.596 | 0 | 1.596 | 1407-24 | 1407 | Tier-1 | 140-496 | 1.596 | 1.3 | 0 | 0
140-510 | 140 | Tier-1 | 0 | 0 | 0 | 1407-7AE | 1407 | Tier-1 | 140-510 | 0 | 0.012311 | 0 | 0
1447-325F | 1447 | Tier-1 | 0 | 0 | 0 | 1408-1 | 1408 | Tier-1 | 1447-325F | 0 | 0.095644 | 0 | 0
1406-19F | 1406 | Tier-1 | 2.7415 | 0 | 2.7415 | 1410-1 | 1410 | Tier-1 | 1406-19F | 2.7415 | 7.5267 | 0 | 0
1406-21F | 1406 | Tier-1 | 0 | 0 | 0 | 1419-12F | 1419 | Tier-1 | 1406-21F | 0 | 10.4337 | 0 | 0
1406-436 | 1406 | Tier-1 | 0.32216 | 0 | 0.32216 | 142-8R | 142 | Tier-1 | 1406-436 | 0.32216 | 8.3142 | 0 | 0
1447-327F | 1447 | Tier-2 | 0 | 0 | 0 | 143-178F | 143 | Tier-1 | 1447-327F | 0 | 0.85038 | 0 | 0
1407-13F | 1407 | Tier-1 | 0 | 0 | 0 | 143-179F | 143 | Tier-1 | 1407-13F | 0 | 8.7047 | 0 | 0
1447-328 | 1447 | Tier-1 | 0 | 0 | 0 | 1434-37R | 1434 | Tier-1 | 1447-328 | 0 | 0 | 0 | 0
1407-7AE | 1407 | Tier-1 | 0 | 0 | 0 | 1435-459 | 1435 | Tier-1 | 1407-7AE | 0 | 14.9303 | 0 | 0
1448-335F | 1448 | Tier-1 | 0 | 0 | 0 | 1437-4 | 1437 | Tier-1 | 1448-335F | 0 | 0.27367 | 0 | 0
1448-336 | 1448 | Tier-1 | 0 | 0 | 0 | 1437-6F | 1437 | Tier-1 | 1448-336 | 0 | 0 | 0 | 0
1408-2 | 1408 | Tier-1 | 0 | 0 | 0 | 1438-333F | 1438 | Tier-1 | 1408-2 | 0 | 0.60057 | 0 | 0
1448-337F | 1448 | Tier-1 | 0 | 0 | 0 | 1439-19 | 1439 | Tier-1 | 1448-337F | 0 | 0.25758 | 0 | 0
1448-338F | 1448 | Tier-1 | 0 | 0 | 0 | 1439-21F | 1439 | Tier-1 | 1448-338F | 0 | 0.1089 | 0 | 0
1448-339F | 1448 | Tier-1 | 0 | 0 | 0 | 144-36 | 144 | Tier-1 | 1448-339F | 0 | 0.057765 | 0 | 0
1408-7 | 1408 | Tier-1 | 0 | 0 | 0 | 1445-311F | 1445 | Tier-1 | 1408-7 | 0 | 5.983 | 0 | 0
1409-4F | 1409 | Tier-1 | 0 | 0 | 0 | 1447-305 | 1447 | Tier-1 | 1409-4F | 0 | 1.5748 | 0 | 0
1409-5F | 1409 | Tier-1 | 0 | 0 | 0 | 1447-307F | 1447 | Tier-1 | 1409-5F | 0 | 15.9348 | 0 | 0
1448-367 | 1448 | Tier-1 | 0 | 0 | 0 | 1447-324F | 1447 | Tier-1 | 1448-367 | 0 | 0 | 0 | 0
145-627 | 145 | Tier-1 | 0 | 0 | 0 | 1447-325F | 1447 | Tier-1 | 145-627 | 0 | 0 | 0 | 0
1409-7AE | 1409 | Tier-1 | 0 | 0 | 0 | 1447-327F | 1447 | Tier-2 | 1409-7AE | 0 | 3.0794 | 0 | 0
145-628F | 145 | Tier-1 | 0 | 0 | 0 | 1448-368 | 1448 | Tier-1 | 145-628F | 0 | 0.010417 | 0 | 0
141-194F | 141 | Tier-1 | 0 | 0 | 0 | 145-630F | 145 | Tier-1 | 141-194F | 0 | 1.9085 | 0 | 0
141-195F | 141 | Tier-1 | 0 | 0 | 0 | 145-632 | 145 | Tier-1 | 141-195F | 0 | 0.48333 | 0 | 0
145-630F | 145 | Tier-1 | 0 | 0 | 0 | 145-633 | 145 | Tier-1 | 145-630F | 0 | 0.0075758 | 0 | 0
145-631F | 145 | Tier-1 | 0 | 0 | 0 | 1450-18 | 1450 | Tier-2 | 145-631F | 0 | 0.0066288 | 0 | 0
1418-31R | 1418 | Tier-1 | 0.66439 | 0 | 0.66439 | 1450-2F | 1450 | Tier-1 | 1418-31R | 0.66439 | 1.39 | 0 | 0
1418-581R | 1418 | Tier-1 | 1.1097 | 0 | 1.1097 | 1450-305F | 1450 | Tier-1 | 1418-581R | 1.1097 | 3.2545 | 0 | 0
145-632 | 145 | Tier-1 | 0 | 0 | 0 | 1450-311F | 1450 | Tier-2 | 145-632 | 0 | 0 | 0 | 0
145-634 | 145 | Tier-1 | 0 | 0 | 0 | 1458-1056 | 1458 | Tier-2 | 145-634 | 0 | 0.0079545 | 0.018939 | 0
1450-1 | 1450 | Tier-1 | 0 | 0 | 0 | 1458-1058F | 1458 | Tier-3 | 1450-1 | 0 | 0 | 0 | 0
1450-18 | 1450 | Tier-2 | 0 | 0 | 0 | 1458-1061 | 1458 | Tier-2 | 1450-18 | 0 | 0 | 0 | 0
142-33 | 142 | Tier-1 | 5.4206 | 0 | 5.4206 | 1458-1062F | 1458 | Tier-3 | 142-33 | 5.4206 | 2.0716 | 0 | 0
142-8R | 142 | Tier-1 | 3.5297 | 0 | 3.5297 | 1458-1075F | 1458 | Tier-3 | 142-8R | 3.5297 | 0.078598 | 0 | 0
1450-20F | 1450 | Tier-2 | 0 | 0 | 0 | 1458-1119F | 1458 | Tier-2 | 1450-20F | 0 | 0.085606 | 0 | 0
1450-21 | 1450 | Tier-2 | 0 | 0 | 0 | 1458-453 | 1458 | Tier-2 | 1450-21 | 0 | 0 | 0 | 0
1450-2F | 1450 | Tier-1 | 0 | 0 | 0 | 1458-456F | 1458 | Tier-2 | 1450-2F | 0 | 1.2746 | 0 | 0
1450-303 | 1450 | Tier-1 | 0 | 0 | 0 | 146-566 | 146 | Tier-1 | 1450-303 | 0 | 0 | 0 | 0
1450-304F | 1450 | Tier-2 | 0 | 0 | 0 | 147-799 | 147 | Tier-1 | 1450-304F | 0 | 0.57538 | 0 | 0
143-147F | 143 | Tier-1 | 0.2142 | 0 | 0.2142 | 147-803F | 147 | Tier-1 | 143-147F | 0.2142 | 2.2225 | 0 | 0
143-178F | 143 | Tier-1 | 0.099242 | 0 | 0.099242 | 147-812F | 147 | Tier-1 | 143-178F | 0.099242 | 0.96383 | 0 | 0
143-179F | 143 | Tier-1 | 0.022348 | 0 | 0.022348 | 1481-6 | 1481 | Tier-1 | 143-179F | 0.022348 | 0.52708 | 0 | 0
143-33 | 143 | Tier-1 | 0.071023 | 0 | 0.071023 | 1481-8F | 1481 | Tier-1 | 143-33 | 0.071023 | 1.3335 | 0 | 0
143-35 | 143 | Tier-1 | 0 | 0 | 0 | 1483-14 | 1483 | Tier-1 | 143-35 | 0 | 0.42008 | 0 | 0
1450-309 | 1450 | Tier-2 | 0 | 0 | 0 | 1483-25 | 1483 | Tier-1 | 1450-309 | 0 | 0 | 0 | 0
1434-10AE | 1434 | Tier-1 | 2.6936 | 0 | 2.6936 | 1483-304 | 1483 | Tier-1 | 1434-10AE | 2.6936 | 4.7438 | 0 | 0
1450-311F | 1450 | Tier-2 | 0 | 0 | 0 | 1483-42 | 1483 | Tier-1 | 1450-311F | 0 | 0.093182 | 0 | 0
1434-2 | 1434 | Tier-1 | 2.2275 | 0 | 2.2275 | 150-1034F | 150 | Tier-1 | 1434-2 | 2.2275 | 2.4991 | 0 | 0
1434-37R | 1434 | Tier-1 | 5.1034 | 0 | 5.1034 | 150-434AE | 150 | Tier-1 | 1434-37R | 5.1034 | 3.3852 | 0 | 0
1458-1055 | 1458 | Tier-2 | 0 | 0 | 0 | 150-435 | 150 | Tier-1 | 1458-1055 | 0 | 0 | 0 | 0
1458-1056 | 1458 | Tier-2 | 0.41061 | 0.089962 | 0.50057 | 151-97 | 151 | Tier-1 | 1458-1056 | 0.41061 | 0.43314 | 0 | 0.089962
1435-1075F | 1435 | Tier-1 | 0.97443 | 0 | 0.97443 | 152-1710 | 152 | Tier-1 | 1435-1075F | 0.97443 | 1.5979 | 0 | 0
1458-1060 | 1458 | Tier-2 | 0 | 0 | 0 | 152-1711F | 152 | Tier-1 | 1458-1060 | 0 | 0 | 0 | 0
1458-1075F | 1458 | Tier-3 | 0.03428 | 0 | 0.03428 | 152-1713F | 152 | Tier-1 | 1458-1075F | 0.03428 | 0.064205 | 0 | 0
1435-49F | 1435 | Tier-1 | 0.99242 | 0 | 0.99242 | 152-1714 | 152 | Tier-1 | 1435-49F | 0.99242 | 0.69015 | 0 | 0
1435-50 | 1435 | Tier-1 | 4.0466 | 0 | 4.0466 | 152-1715F | 152 | Tier-1 | 1435-50 | 4.0466 | 10.4837 | 0 | 0
1458-1116 | 1458 | Tier-2 | 0 | 0 | 0 | 152-1716F | 152 | Tier-1 | 1458-1116 | 0 | 0 | 0 | 0
1436-39F | 1436 | Tier-1 | 0 | 0 | 0 | 1525-23R | 1525 | Tier-2 | 1436-39F | 0 | 8.3951 | 0 | 0
1458-453 | 1458 | Tier-2 | 0 | 0 | 0 | 153-580 | 153 | Tier-1 | 1458-453 | 0 | 0 | 0 | 0
1458-518 | 1458 | Tier-2 | 0 | 0 | 0 | 154-876R | 154 | Tier-1 | 1458-518 | 0 | 0 | 0 | 0
1458-519 | 1458 | Tier-2 | 0.057008 | 0 | 0.057008 | 154-894R | 154 | Tier-1 | 1458-519 | 0.057008 | 0.19148 | 0 | 0
1458-565R | 1458 | Tier-3 | 5.3782 | 0.32292 | 5.7011 | 156-531 | 156 | Tier-1 | 1458-565R | 5.3782 | 0.25985 | 0.11553 | 0.32292
1458-9 | 1458 | Tier-3 | 0 | 0 | 0 | 156-538 | 156 | Tier-1 | 1458-9 | 0 | 0.12027 | 0 | 0
147-799 | 147 | Tier-1 | 0 | 0 | 0 | 159-1008 | 159 | Tier-1 | 147-799 | 0 | 0 | 0 | 0
147-803F | 147 | Tier-1 | 0 | 0 | 0 | 159-38F | 159 | Tier-1 | 147-803F | 0 | 0.42311 | 0 | 0
147-810 | 147 | Tier-1 | 0 | 0 | 0 | 161-610R | 161 | Tier-1 | 147-810 | 0 | 0 | 0 | 0
1438-333F | 1438 | Tier-1 | 0.16515 | 0 | 0.16515 | 161-973 | 161 | Tier-1 | 1438-333F | 0.16515 | 1.2731 | 0 | 0
147-811F | 147 | Tier-1 | 0 | 0 | 0 | 161-989F | 161 | Tier-1 | 147-811F | 0 | 0.4858 | 0 | 0
147-815 | 147 | Tier-1 | 0 | 0 | 0 | 162-17 | 162 | Tier-1 | 147-815 | 0 | 0 | 0 | 0
147-818 | 147 | Tier-1 | 0 | 0 | 0 | 165-622 | 165 | Tier-1 | 147-818 | 0 | 0.57557 | 0 | 0
1439-21F | 1439 | Tier-1 | 0 | 0 | 0 | 166-296 | 166 | Tier-1 | 1439-21F | 0 | 2.429 | 0 | 0
1439-29 | 1439 | Tier-1 | 0.24129 | 0 | 0.24129 | 166-463F | 166 | Tier-1 | 1439-29 | 0.24129 | 1.2746 | 0 | 0
1480-25 | 1480 | Tier-1 | 0 | 0 | 0 | 166-464 | 166 | Tier-1 | 1480-25 | 0 | 0 | 0 | 0
144-29 | 144 | Tier-1 | 0.13239 | 0 | 0.13239 | 166-465F | 166 | Tier-1 | 144-29 | 0.13239 | 0.61269 | 0 | 0
144-30AE | 144 | Tier-1 | 0 | 0 | 0 | 166-981 | 166 | Tier-1 | 144-30AE | 0 | 2.8926 | 0 | 0
1481-11 | 1481 | Tier-1 | 0 | 0 | 0 | 166-982F | 166 | Tier-1 | 1481-11 | 0 | 0.55682 | 0 | 0
144-442F | 144 | Tier-1 | 1.6301 | 0 | 1.6301 | 168-702F | 168 | Tier-1 | 144-442F | 1.6301 | 3.4364 | 0 | 0
144-443F | 144 | Tier-1 | 0 | 0 | 0 | 168-703F | 168 | Tier-1 | 144-443F | 0 | 0.17273 | 0 | 0
1481-3 | 1481 | Tier-1 | 0 | 0 | 0 | 169-30F | 169 | Tier-1 | 1481-3 | 0 | 0 | 0 | 0
144-445F | 144 | Tier-1 | 1.9903 | 0 | 1.9903 | 169-36 | 169 | Tier-1 | 144-445F | 1.9903 | 1.1521 | 0 | 0
1481-6 | 1481 | Tier-1 | 0 | 0 | 0 | 170-410R | 170 | Tier-1 | 1481-6 | 0 | 0.96837 | 0 | 0
1481-7 | 1481 | Tier-1 | 0 | 0 | 0 | 170-47F | 170 | Tier-1 | 1481-7 | 0 | 0 | 0 | 0
1482-17 | 1482 | Tier-1 | 0 | 0 | 0 | 170-879 | 170 | Tier-1 | 1482-17 | 0 | 0 | 0 | 0
1482-20F | 1482 | Tier-1 | 0 | 0 | 0 | 171-34 | 171 | Tier-1 | 1482-20F | 0 | 0 | 0 | 0
1482-21 | 1482 | Tier-1 | 0 | 0 | 0 | 171-568 | 171 | Tier-1 | 1482-21 | 0 | 0.011364 | 0 | 0
1482-21F | 1482 | Tier-1 | 0 | 0 | 0 | 171-708R | 171 | Tier-1 | 1482-21F | 0 | 0 | 0 | 0
1482-27 | 1482 | Tier-1 | 0 | 0 | 0 | 172-567R | 172 | Tier-1 | 1482-27 | 0 | 0 | 0 | 0
1483-12 | 1483 | Tier-1 | 0 | 0 | 0 | 172-630R | 172 | Tier-1 | 1483-12 | 0 | 0 | 0 | 0
1445-2F | 1445 | Tier-1 | 0 | 0 | 0 | 175-90R | 175 | Tier-3 | 1445-2F | 0 | 1.9515 | 0 | 0
1483-14F | 1483 | Tier-1 | 0 | 0 | 0 | 176-194R | 176 | Tier-3 | 1483-14F | 0 | 0 | 0 | 0
1483-15 | 1483 | Tier-1 | 0 | 0 | 0 | 177-955 | 177 | Tier-2 | 1483-15 | 0 | 0.040152 | 0 | 0
1445-311F | 1445 | Tier-1 | 0 | 0 | 0 | 178-48 | 178 | Tier-1 | 1445-311F | 0 | 1.2606 | 0 | 0
1483-15F | 1483 | Tier-1 | 0 | 0 | 0 | 178-50 | 178 | Tier-1 | 1483-15F | 0 | 0 | 0 | 0
1483-16 | 1483 | Tier-1 | 0 | 0 | 0 | 179-10F | 179 | Tier-1 | 1483-16 | 0 | 0.0075758 | 0 | 0
1483-16F | 1483 | Tier-1 | 0 | 0 | 0 | 179-6 | 179 | Tier-1 | 1483-16F | 0 | 0 | 0 | 0
1483-25 | 1483 | Tier-1 | 0 | 0 | 0 | 181-47 | 181 | Tier-1 | 1483-25 | 0 | 0 | 0 | 0
1483-304 | 1483 | Tier-1 | 0 | 0 | 0 | 182-2240F | 182 | Tier-2 | 1483-304 | 0 | 0 | 0 | 0
1483-306F | 1483 | Tier-1 | 0 | 0 | 0 | 182-2243F | 182 | Tier-2 | 1483-306F | 0 | 0.0056818 | 0 | 0
1483-307F | 1483 | Tier-1 | 0 | 0 | 0 | 182-2252R | 182 | Tier-2 | 1483-307F | 0 | 0.026515 | 0 | 0
1483-38 | 1483 | Tier-1 | 0 | 0 | 0 | 183-572 | 183 | Tier-1 | 1483-38 | 0 | 0 | 0 | 0
1483-41 | 1483 | Tier-1 | 0 | 0 | 0 | 185-41 | 185 | Tier-1 | 1483-41 | 0 | 0.013258 | 0 | 0
1483-42 | 1483 | Tier-1 | 0 | 0 | 0 | 185-55 | 185 | Tier-1 | 1483-42 | 0 | 0.0094697 | 0 | 0
1483-43 | 1483 | Tier-1 | 0 | 0 | 0 | 187-40F | 187 | Tier-1 | 1483-43 | 0 | 0.017045 | 0 | 0
149-129R | 149 | Tier-1 | 0.15038 | 0 | 0.15038 | 188-10 | 188 | Tier-1 | 149-129R | 0.15038 | 0.036742 | 0 | 0
1448-319R | 1448 | Tier-1 | 0 | 0 | 0 | 189-782F | 189 | Tier-1 | 1448-319R | 0 | 0.39015 | 0 | 0
149-154R | 149 | Tier-1 | 0 | 0 | 0 | 190-1124 | 190 | Tier-1 | 149-154R | 0 | 0.011742 | 0 | 0
150-1031 | 150 | Tier-1 | 0 | 0 | 0 | 192-756 | 192 | Tier-1 | 150-1031 | 0 | 0 | 0 | 0
150-1032F | 150 | Tier-1 | 0 | 0 | 0 | 196-43F | 196 | Tier-2 | 150-1032F | 0 | 0.0094697 | 0 | 0
150-1034F | 150 | Tier-1 | 0 | 0 | 0 | 197-1150F | 197 | Tier-2 | 150-1034F | 0 | 1.432 | 0 | 0
150-435 | 150 | Tier-1 | 0 | 0 | 0 | 197-1152F | 197 | Tier-2 | 150-435 | 0 | 0 | 0 | 0
150-506 | 150 | Tier-1 | 0.56136 | 0 | 0.56136 | 197-1154 | 197 | Tier-2 | 150-506 | 0.56136 | 0.085795 | 0 | 0
1448-368 | 1448 | Tier-1 | 2.0004 | 0 | 2.0004 | 197-47 | 197 | Tier-1 | 1448-368 | 2.0004 | 5.682 | 0 | 0
151-1042 | 151 | Tier-1 | 0 | 0 | 0 | 197-48F | 197 | Tier-1 | 151-1042 | 0 | 0 | 0 | 0
151-1043F | 151 | Tier-1 | 0 | 0 | 0 | 197-969F | 197 | Tier-1 | 151-1043F | 0 | 0.23958 | 0 | 0
152-1710 | 152 | Tier-1 | 0 | 0 | 0 | 205-1550 | 205 | Tier-2 | 152-1710 | 0 | 0 | 0 | 0
152-1711F | 152 | Tier-1 | 0 | 0 | 0 | 205-369R | 205 | Tier-1 | 152-1711F | 0 | 0.0094697 | 0 | 0
152-1714 | 152 | Tier-1 | 0 | 0 | 0 | 206-1105 | 206 | Tier-2 | 152-1714 | 0 | 0 | 0 | 0
145-633 | 145 | Tier-1 | 0.17216 | 0 | 0.17216 | 209-1767 | 209 | Tier-1 | 145-633 | 0.17216 | 0.86856 | 0.60133 | 0
152-516 | 152 | Tier-1 | 0 | 0 | 0 | 209-661 | 209 | Tier-1 | 152-516 | 0 | 0 | 0 | 0
153-580 | 153 | Tier-1 | 0 | 0 | 0 | 210-172R | 210 | Tier-2 | 153-580 | 0 | 0 | 0 | 0
1450-17 | 1450 | Tier-2 | 0 | 0 | 0 | 211-279R | 211 | Tier-2 | 1450-17 | 0 | 0.3447 | 0 | 0
154-898 | 154 | Tier-1 | 0 | 0 | 0 | 212-1177R | 212 | Tier-2 | 154-898 | 0 | 0 | 0 | 0
156-531 | 156 | Tier-1 | 0 | 0 | 0 | 212-743R | 212 | Tier-2 | 156-531 | 0 | 0 | 0 | 0
157-1928R | 157 | Tier-3 | 3.0542 | 0.1322 | 3.1864 | 212-758R | 212 | Tier-2 | 157-1928R | 3.0542 | 0.15 | 0.10644 | 0.1322
157-207R | 157 | Tier-3 | 2.0208 | 0 | 2.0208 | 212-886R | 212 | Tier-2 | 157-207R | 2.0208 | 0 | 0 | 0
157-232R | 157 | Tier-3 | 10.3784 | 0.52216 | 10.9006 | 214-1122R | 214 | Tier-3 | 157-232R | 10.3784 | 0 | 0.14583 | 0.52216
159-1007 | 159 | Tier-1 | 0 | 0 | 0 | 214-583R | 214 | Tier-3 | 159-1007 | 0 | 0 | 0 | 0
1450-305F | 1450 | Tier-1 | 0 | 0 | 0 | 216-1859F | 216 | Tier-3 | 1450-305F | 0 | 0.069886 | 0 | 0
159-1008 | 159 | Tier-1 | 0 | 0 | 0 | 216-40 | 216 | Tier-3 | 159-1008 | 0 | 0.91117 | 0 | 0
1450-310F | 1450 | Tier-2 | 0 | 0 | 0 | 216-41 | 216 | Tier-3 | 1450-310F | 0 | 0.58826 | 0 | 0
159-36 | 159 | Tier-1 | 0 | 0 | 0 | 217-983R | 217 | Tier-3 | 159-36 | 0 | 0 | 0 | 0
161-617 | 161 | Tier-1 | 0 | 0 | 0 | 221-1232F | 221 | Tier-3 | 161-617 | 0 | 0.06875 | 0 | 0
161-973 | 161 | Tier-1 | 0 | 0 | 0 | 221-1234 | 221 | Tier-3 | 161-973 | 0 | 0 | 0 | 0
1458-1057F | 1458 | Tier-3 | 0 | 0 | 0 | 221-1237F | 221 | Tier-3 | 1458-1057F | 0 | 7.9445 | 1.6439 | 0
1458-1058F | 1458 | Tier-3 | 1.3252 | 0.14413 | 1.4693 | 221-36 | 221 | Tier-3 | 1458-1058F | 1.3252 | 5.0987 | 2.8983 | 0.14413
161-988 | 161 | Tier-1 | 0 | 0 | 0 | 222-2013R | 222 | Tier-3 | 161-988 | 0 | 0 | 0 | 0
1458-1061 | 1458 | Tier-2 | 1.6858 | 0.65966 | 2.3455 | 223-48 | 223 | Tier-1 | 1458-1061 | 1.6858 | 0.76477 | 0.19545 | 0.65966
1458-1062F | 1458 | Tier-3 | 0 | 0 | 0 | 223-526R | 223 | Tier-1 | 1458-1062F | 0 | 3.4951 | 0.48011 | 0
162-15 | 162 | Tier-1 | 0 | 0 | 0 | 223-536R | 223 | Tier-2 | 162-15 | 0 | 0 | 0 | 0
1458-1115F | 1458 | Tier-2 | 0 | 0.011174 | 0.011174 | 223-550 | 223 | Tier-1 | 1458-1115F | 0 | 1.9106 | 0.38277 | 0.011174
162-17 | 162 | Tier-1 | 0 | 0 | 0 | 224-539F | 224 | Tier-1 | 162-17 | 0 | 0.088636 | 0 | 0
1458-1117F | 1458 | Tier-2 | 0 | 0.058712 | 0.058712 | 227-14F | 227 | Tier-1 | 1458-1117F | 0 | 1.6002 | 0.26686 | 0.058712
1458-1119F | 1458 | Tier-2 | 0 | 0 | 0 | 228-12 | 228 | Tier-1 | 1458-1119F | 0 | 1.1174 | 0.2786 | 0
1458-1131R | 1458 | Tier-3 | 4.0415 | 2.2403 | 6.2818 | 228-13F | 228 | Tier-1 | 1458-1131R | 4.0415 | 2.86 | 0.58655 | 2.2403
165-622 | 165 | Tier-1 | 0 | 0 | 0 | 229-426 | 229 | Tier-1 | 165-622 | 0 | 0 | 0 | 0
1458-454F | 1458 | Tier-2 | 0 | 0 | 0 | 229-505 | 229 | Tier-1 | 1458-454F | 0 | 1.4023 | 0.11572 | 0
1458-456F | 1458 | Tier-2 | 0.025947 | 0.11818 | 0.14413 | 23-212F | 23 | Tier-1 | 1458-456F | 0.025947 | 3.0691 | 0.57462 | 0.11818
166-296 | 166 | Tier-1 | 0 | 0 | 0 | 230-127AE | 230 | Tier-2 | 166-296 | 0 | 0 | 0 | 0
166-298 | 166 | Tier-1 | 0 | 0 | 0 | 230-181 | 230 | Tier-2 | 166-298 | 0 | 0.33902 | 0 | 0
166-464 | 166 | Tier-1 | 0 | 0 | 0 | 231-1635R | 231 | Tier-2 | 166-464 | 0 | 0 | 0 | 0
1458-601R | 1458 | Tier-3 | 13.1473 | 2.3004 | 15.4477 | 232-39 | 232 | Tier-2 | 1458-601R | 13.1473 | 1.6606 | 0.24167 | 2.3004
1458-8 | 1458 | Tier-3 | 0 | 0 | 0 | 232-40AE | 232 | Tier-2 | 1458-8 | 0 | 0.2517 | 0 | 0
166-981 | 166 | Tier-1 | 0 | 0 | 0 | 233-41R | 233 | Tier-2 | 166-981 | 0 | 0 | 0 | 0
146-275R | 146 | Tier-1 | 0.74015 | 0 | 0.74015 | 233-80 | 233 | Tier-2 | 146-275R | 0.74015 | 2.9578 | 0 | 0
146-564AE | 146 | Tier-1 | 0 | 0 | 0 | 233-85F | 233 | Tier-2 | 146-564AE | 0 | 0.90663 | 0.04072 | 0
146-565 | 146 | Tier-1 | 0 | 0 | 0 | 234-48R | 234 | Tier-2 | 146-565 | 0 | 1.2165 | 0.62197 | 0
146-566 | 146 | Tier-1 | 0 | 0 | 0 | 235-911 | 235 | Tier-2 | 146-566 | 0 | 4.2259 | 1.7244 | 0
167-33 | 167 | Tier-1 | 0 | 0 | 0 | 237-30R | 237 | Tier-3 | 167-33 | 0 | 0 | 0 | 0
147-801F | 147 | Tier-1 | 0 | 0 | 0 | 240-1147 | 240 | Tier-2 | 147-801F | 0 | 0.95739 | 0 | 0
168-701 | 168 | Tier-1 | 0 | 0 | 0 | 240-1148 | 240 | Tier-3 | 168-701 | 0 | 0 | 0 | 0
169-36 | 169 | Tier-1 | 0 | 0 | 0 | 242-1419F | 242 | Tier-1 | 169-36 | 0 | 0 | 0 | 0
170-410R | 170 | Tier-1 | 12.0856 | 0 | 12.0856 | 245-584 | 245 | Tier-1 | 170-410R | 12.0856 | 5.9924 | 0 | 0
147-812F | 147 | Tier-1 | 0 | 0 | 0 | 249-11 | 249 | Tier-3 | 147-812F | 0 | 0.023864 | 0 | 0
170-42 | 170 | Tier-1 | 2.6307 | 0 | 2.6307 | 249-14AE | 249 | Tier-3 | 170-42 | 2.6307 | 0.62727 | 0 | 0
170-462 | 170 | Tier-1 | 0 | 0 | 0 | 249-24R | 249 | Tier-3 | 170-462 | 0 | 0 | 0 | 0
170-463F | 170 | Tier-1 | 0 | 0 | 0 | 252-267 | 252 | Tier-1 | 170-463F | 0 | 0.33295 | 0 | 0
170-464F | 170 | Tier-1 | 0 | 0 | 0 | 252-278 | 252 | Tier-1 | 170-464F | 0 | 1.0095 | 0 | 0
1480-26F | 1480 | Tier-1 | 0.84053 | 0 | 0.84053 | 255-1080R | 255 | Tier-1 | 1480-26F | 0.84053 | 6.0337 | 0 | 0
1480-27F | 1480 | Tier-1 | 0 | 0 | 0 | 257-29AE | 257 | Tier-1 | 1480-27F | 0 | 1.5436 | 0 | 0
170-465F | 170 | Tier-1 | 0 | 0 | 0 | 266-486F | 266 | Tier-1 | 170-465F | 0 | 3.4027 | 0 | 0
170-47F | 170 | Tier-1 | 0 | 0 | 0 | 267-1217F | 267 | Tier-1 | 170-47F | 0 | 0.17633 | 0 | 0
170-48 | 170 | Tier-1 | 0 | 0 | 0 | 267-1218 | 267 | Tier-1 | 170-48 | 0 | 0 | 0 | 0
1481-5AE | 1481 | Tier-1 | 0.016477 | 0 | 0.016477 | 267-1222 | 267 | Tier-1 | 1481-5AE | 0.016477 | 0.04053 | 0 | 0
170-879 | 170 | Tier-1 | 0 | 0 | 0 | 267-1239 | 267 | Tier-1 | 170-879 | 0 | 1.3725 | 0 | 0
171-567 | 171 | Tier-1 | 3.0585 | 0 | 3.0585 | 267-1240 | 267 | Tier-1 | 171-567 | 3.0585 | 0.43504 | 0 | 0
1481-8F | 1481 | Tier-1 | 0 | 0 | 0 | 267-1242 | 267 | Tier-1 | 1481-8F | 0 | 0.65492 | 0 | 0
171-664 | 171 | Tier-1 | 0 | 0 | 0 | 269-19 | 269 | Tier-1 | 171-664 | 0 | 0 | 0 | 0
1482-20 | 1482 | Tier-1 | 0 | 0 | 0 | 269-829F | 269 | Tier-1 | 1482-20 | 0 | 0.013258 | 0 | 0
171-666F | 171 | Tier-1 | 0 | 0 | 0 | 271-49F | 271 | Tier-1 | 171-666F | 0 | 0.085227 | 0 | 0
171-667F | 171 | Tier-1 | 0 | 0 | 0 | 271-93F | 271 | Tier-1 | 171-667F | 0 | 1.3384 | 0 | 0
171-6R | 171 | Tier-1 | 2.0913 | 0 | 2.0913 | 273-198 | 273 | Tier-1 | 171-6R | 2.0913 | 0 | 0 | 0
173-301F | 173 | Tier-1 | 0 | 0 | 0 | 273-250 | 273 | Tier-1 | 173-301F | 0 | 0.10133 | 0 | 0
1482-28 | 1482 | Tier-1 | 1.5068 | 0 | 1.5068 | 275-45 | 275 | Tier-1 | 1482-28 | 1.5068 | 3.7441 | 0 | 0
1483-11 | 1483 | Tier-1 | 0 | 0 | 0 | 275-681F | 275 | Tier-1 | 1483-11 | 0 | 0.96534 | 0 | 0
173-302 | 173 | Tier-1 | 0 | 0 | 0 | 277-455 | 277 | Tier-1 | 173-302 | 0 | 0 | 0 | 0
1483-14 | 1483 | Tier-1 | 0 | 0 | 0 | 277-48 | 277 | Tier-1 | 1483-14 | 0 | 0.14432 | 0 | 0
176-164R | 176 | Tier-3 | 6.0422 | 0 | 6.0422 | 278-22R | 278 | Tier-1 | 176-164R | 6.0422 | 1.0172 | 0 | 0
176-199 | 176 | Tier-3 | 0 | 0 | 0 | 280-22 | 280 | Tier-1 | 176-199 | 0 | 0 | 0 | 0
177-940 | 177 | Tier-1 | 0 | 0 | 0 | 280-23AE | 280 | Tier-1 | 177-940 | 0 | 0 | 0 | 0
178-46 | 178 | Tier-1 | 0 | 0 | 0 | 282-1090F | 282 | Tier-1 | 178-46 | 0 | 0.0079545 | 0 | 0
178-50 | 178 | Tier-1 | 0 | 0 | 0 | 282-563F | 282 | Tier-1 | 178-50 | 0 | 0 | 0 | 0
1483-24AE | 1483 | Tier-1 | 0 | 0 | 0 | 283-1359AE | 283 | Tier-3 | 1483-24AE | 0 | 0.74299 | 0 | 0
178-983AE | 178 | Tier-1 | 0.19678 | 0.051136 | 0.24792 | 286-1053R | 286 | Tier-1 | 178-983AE | 0.19678 | 0.1517 | 0.04697 | 0.051136
179-10F | 179 | Tier-1 | 0 | 0 | 0 | 286-991 | 286 | Tier-1 | 179-10F | 0 | 0 | 0 | 0
179-6 | 179 | Tier-1 | 0 | 0 | 0 | 287-19 | 287 | Tier-1 | 179-6 | 0 | 0 | 0 | 0
179-9F | 179 | Tier-1 | 0 | 0 | 0 | 287-22 | 287 | Tier-1 | 179-9F | 0 | 0 | 0 | 0
181-1770 | 181 | Tier-1 | 0 | 0 | 0 | 287-23AE | 287 | Tier-1 | 181-1770 | 0 | 0 | 0 | 0
181-1771 | 181 | Tier-1 | 0 | 0 | 0 | 287-24AE | 287 | Tier-1 | 181-1771 | 0 | 1.8822 | 0 | 0
1483-39 | 1483 | Tier-1 | 0.52178 | 0 | 0.52178 | 287-30 | 287 | Tier-1 | 1483-39 | 0.52178 | 2.7091 | 0 | 0
1483-40 | 1483 | Tier-1 | 0.19962 | 0 | 0.19962 | 288-18 | 288 | Tier-1 | 1483-40 | 0.19962 | 1.3201 | 0 | 0
181-47 | 181 | Tier-1 | 0 | 0 | 0 | 288-2379F | 288 | Tier-2 | 181-47 | 0 | 0 | 0 | 0
181-56F | 181 | Tier-1 | 0 | 0 | 0 | 288-2381 | 288 | Tier-2 | 181-56F | 0 | 2.3763 | 0 | 0
181-57 | 181 | Tier-1 | 0 | 0 | 0 | 291-25 | 291 | Tier-2 | 181-57 | 0 | 0 | 0 | 0
182-2239 | 182 | Tier-1 | 0 | 0 | 0 | 292-156F | 292 | Tier-1 | 182-2239 | 0 | 0 | 0 | 0
182-2244 | 182 | Tier-2 | 0 | 0 | 0 | 292-316F | 292 | Tier-2 | 182-2244 | 0 | 0 | 0 | 0
182-2250 | 182 | Tier-2 | 1.2528 | 0 | 1.2528 | 293-20AE | 293 | Tier-1 | 182-2250 | 1.2528 | 0.29167 | 0 | 0
182-2254R | 182 | Tier-2 | 0.87803 | 0 | 0.87803 | 293-27F | 293 | Tier-1 | 182-2254R | 0.87803 | 0 | 0.036932 | 0
183-438 | 183 | Tier-2 | 0 | 0 | 0 | 295-1201F | 295 | Tier-1 | 183-438 | 0 | 0 | 0 | 0
150-434AE | 150 | Tier-1 | 0.825 | 0 | 0.825 | 295-1203F | 295 | Tier-2 | 150-434AE | 0.825 | 3.415 | 0 | 0
183-571F | 183 | Tier-2 | 0 | 0 | 0 | 295-519 | 295 | Tier-1 | 183-571F | 0 | 1.1205 | 0 | 0
183-572 | 183 | Tier-1 | 0 | 0 | 0 | 296-2654F | 296 | Tier-1 | 183-572 | 0 | 0 | 0 | 0
185-41 | 185 | Tier-1 | 0 | 0 | 0 | 296-68F | 296 | Tier-2 | 185-41 | 0 | 0 | 0 | 0
185-55 | 185 | Tier-1 | 0 | 0 | 0 | 296-69 | 296 | Tier-1 | 185-55 | 0 | 0 | 0 | 0
151-1044F | 151 | Tier-1 | 0.70758 | 0 | 0.70758 | 297-827AE | 297 | Tier-1 | 151-1044F | 0.70758 | 10.8419 | 0 | 0
151-97 | 151 | Tier-1 | 0.061932 | 0 | 0.061932 | 297-828AE | 297 | Tier-1 | 151-97 | 0.061932 | 3.7436 | 0 | 0
187-38 | 187 | Tier-1 | 0 | 0 | 0 | 299-1011 | 299 | Tier-1 | 187-38 | 0 | 0 | 0 | 0
188-10 | 188 | Tier-1 | 0 | 0 | 0 | 299-1152 | 299 | Tier-1 | 188-10 | 0 | 0 | 0 | 0
152-1713F | 152 | Tier-1 | 2.4902 | 0 | 2.4902 | 299-1154F | 299 | Tier-1 | 152-1713F | 2.4902 | 4.0566 | 0 | 0
189-645 | 189 | Tier-1 | 1.1693 | 0 | 1.1693 | 300-483F | 300 | Tier-2 | 189-645 | 1.1693 | 0.63144 | 0 | 0
152-1715F | 152 | Tier-1 | 0 | 0 | 0 | 300-484F | 300 | Tier-2 | 152-1715F | 0 | 0.26951 | 0 | 0
152-1716F | 152 | Tier-1 | 0.63504 | 0 | 0.63504 | 304-922AE | 304 | Tier-1 | 152-1716F | 0.63504 | 1.736 | 0 | 0
152-512AE | 152 | Tier-1 | 0 | 0 | 0 | 304-997 | 304 | Tier-1 | 152-512AE | 0 | 2.7989 | 0 | 0
152-513AE | 152 | Tier-1 | 4.1419 | 0 | 4.1419 | 304-999F | 304 | Tier-1 | 152-513AE | 4.1419 | 8.9917 | 0 | 0
189-784 | 189 | Tier-1 | 0 | 0 | 0 | 306-2246 | 306 | Tier-2 | 189-784 | 0 | 0 | 0 | 0
1525-23R | 1525 | Tier-2 | 0.55284 | 0 | 0.55284 | 306-2257F | 306 | Tier-1 | 1525-23R | 0.55284 | 0.034091 | 0 | 0
153-1119R | 153 | Tier-1 | 1.3831 | 0 | 1.3831 | 307-1684R | 307 | Tier-1 | 153-1119R | 1.3831 | 1.2409 | 0 | 0
190-1123 | 190 | Tier-1 | 0 | 0 | 0 | 307-234R | 307 | Tier-2 | 190-1123 | 0 | 0 | 0 | 0
153-581F | 153 | Tier-1 | 3.9195 | 0 | 3.9195 | 309-12 | 309 | Tier-1 | 153-581F | 3.9195 | 6.2059 | 0 | 0
153-583F | 153 | Tier-1 | 0 | 0 | 0 | 310-1192F | 310 | Tier-1 | 153-583F | 0 | 0.79602 | 0 | 0
154-13 | 154 | Tier-1 | 0.33826 | 0 | 0.33826 | 310-1193F | 310 | Tier-1 | 154-13 | 0.33826 | 0.060606 | 0 | 0
154-876R | 154 | Tier-1 | 3.3598 | 0 | 3.3598 | 310-1194F | 310 | Tier-1 | 154-876R | 3.3598 | 1.2038 | 0 | 0
154-878R | 154 | Tier-1 | 5.247 | 0 | 5.247 | 310-35F | 310 | Tier-1 | 154-878R | 5.247 | 2.1072 | 0 | 0
154-894R | 154 | Tier-1 | 4.4027 | 0 | 4.4027 | 310-456AE | 310 | Tier-1 | 154-894R | 4.4027 | 0.21269 | 0 | 0
154-897F | 154 | Tier-1 | 0.55265 | 0 | 0.55265 | 311-1160 | 311 | Tier-1 | 154-897F | 0.55265 | 1.2748 | 0 | 0
192-1617 | 192 | Tier-1 | 0 | 0 | 0 | 311-1163F | 311 | Tier-2 | 192-1617 | 0 | 0 | 0 | 0
155-1236R | 155 | Tier-1 | 2.839 | 0 | 2.839 | 311-14R | 311 | Tier-2 | 155-1236R | 2.839 | 8.8153 | 0 | 0
155-40 | 155 | Tier-1 | 2.283 | 0 | 2.283 | 312-14F | 312 | Tier-2 | 155-40 | 2.283 | 0.65436 | 0 | 0
156-529AE | 156 | Tier-1 | 1.161 | 0 | 1.161 | 313-919 | 313 | Tier-1 | 156-529AE | 1.161 | 5.5373 | 0 | 0
196-37 | 196 | Tier-1 | 0 | 0 | 0 | 313-921F | 313 | Tier-1 | 196-37 | 0 | 0 | 0 | 0
156-538 | 156 | Tier-1 | 3.9848 | 0 | 3.9848 | 314-11F | 314 | Tier-1 | 156-538 | 3.9848 | 6.3794 | 0 | 0
157-165R | 157 | Tier-3 | 4.5731 | 0.2875 | 4.8606 | 314-46 | 314 | Tier-1 | 157-165R | 4.5731 | 0 | 0.25852 | 0.2875
157-189R | 157 | Tier-3 | 24.157 | 3.6108 | 27.7678 | 314-814F | 314 | Tier-1 | 157-189R | 24.157 | 1.9212 | 0.48125 | 3.6108
197-1153 | 197 | Tier-1 | 0 | 0 | 0 | 314-816 | 314 | Tier-1 | 197-1153 | 0 | 0 | 0 | 0
157-204R | 157 | Tier-3 | 12.9229 | 0.29545 | 13.2184 | 315-1191 | 315 | Tier-2 | 157-204R | 12.9229 | 0.23428 | 0.062879 | 0.29545
197-1154 | 197 | Tier-2 | 0 | 0 | 0 | 315-1194F | 315 | Tier-2 | 197-1154 | 0 | 0 | 0 | 0
197-47 | 197 | Tier-1 | 0 | 0 | 0 | 315-485AE | 315 | Tier-2 | 197-47 | 0 | 0 | 0 | 0
157-257R | 157 | Tier-3 | 20.775 | 2.2324 | 23.0074 | 321-646 | 321 | Tier-1 | 157-257R | 20.775 | 0.67746 | 0.19564 | 2.2324
157-273R | 157 | Tier-3 | 7.9843 | 0.49148 | 8.4758 | 321-740AE | 321 | Tier-1 | 157-273R | 7.9843 | 0.060227 | 0.041288 | 0.49148
157-81R | 157 | Tier-3 | 25.3665 | 2.4242 | 27.7907 | 323-1118 | 323 | Tier-1 | 157-81R | 25.3665 | 0.92538 | 0.93902 | 2.4242
158-29 | 158 | Tier-1 | 7.7642 | 0 | 7.7642 | 323-1135 | 323 | Tier-1 | 158-29 | 7.7642 | 6.0473 | 0 | 0
158-30 | 158 | Tier-1 | 0 | 0 | 0 | 323-474 | 323 | Tier-1 | 158-30 | 0 | 3.0235 | 0 | 0
197-48F | 197 | Tier-1 | 0 | 0 | 0 | 325-1229F | 325 | Tier-1 | 197-48F | 0 | 0.14697 | 0 | 0
205-1551 | 205 | Tier-1 | 0 | 0 | 0 | 326-25 | 326 | Tier-1 | 205-1551 | 0 | 0.79451 | 0 | 0
159-1010F | 159 | Tier-1 | 0.059659 | 0 | 0.059659 | 330-44R | 330 | Tier-1 | 159-1010F | 0.059659 | 1.4646 | 0 | 0
159-31R | 159 | Tier-1 | 7.321 | 0 | 7.321 | 330-8R | 330 | Tier-1 | 159-31R | 7.321 | 5.8028 | 0 | 0
205-1675R | 205 | Tier-1 | 0 | 0 | 0 | 331-42AE | 331 | Tier-2 | 205-1675R | 0 | 0.0094697 | 0 | 0
159-37F | 159 | Tier-1 | 3.5187 | 0 | 3.5187 | 334-43 | 334 | Tier-1 | 159-37F | 3.5187 | 2.9303 | 0 | 0
159-38F | 159 | Tier-1 | 1.2477 | 0 | 1.2477 | 334-44F | 334 | Tier-1 | 159-38F | 1.2477 | 3.1331 | 0 | 0
160-20R | 160 | Tier-1 | 3.5038 | 0 | 3.5038 | 340-375F | 340 | Tier-1 | 160-20R | 3.5038 | 0.55909 | 0 | 0
161-610R | 161 | Tier-1 | 7.4722 | 0 | 7.4722 | 340-378F | 340 | Tier-1 | 161-610R | 7.4722 | 1.4227 | 0 | 0
206-960 | 206 | Tier-1 | 0 | 0 | 0 | 341-920 | 341 | Tier-1 | 206-960 | 0 | 0 | 0 | 0
209-1767 | 209 | Tier-1 | 0 | 0 | 0 | 342-513 | 342 | Tier-1 | 209-1767 | 0 | 0 | 0 | 0
161-974F | 161 | Tier-1 | 0.75644 | 0 | 0.75644 | 342-521AE | 342 | Tier-1 | 161-974F | 0.75644 | 0.7678 | 0 | 0
161-975F | 161 | Tier-1 | 1.4259 | 0 | 1.4259 | 343-19F | 343 | Tier-1 | 161-975F | 1.4259 | 1.6485 | 0 | 0
212-638R | 212 | Tier-2 | 4.2729 | 0.0087121 | 4.2816 | 343-20 | 343 | Tier-1 | 212-638R | 4.2729 | 0 | 0.011364 | 0.0087121
161-989F | 161 | Tier-1 | 0.13731 | 0 | 0.13731 | 35-1 | 35 | Tier-1 | 161-989F | 0.13731 | 1.8858 | 0 | 0
161-991F | 161 | Tier-1 | 4.9402 | 0 | 4.9402 | 35-2 | 35 | Tier-1 | 161-991F | 4.9402 | 3.7019 | 0 | 0
212-743R | 212 | Tier-2 | 3.59 | 0.071591 | 3.6616 | 350-2196R | 350 | Tier-2 | 212-743R | 3.59 | 0.010795 | 0.035038 | 0.071591
212-773R | 212 | Tier-2 | 10.6424 | 1.1977 | 11.8402 | 351-871R | 351 | Tier-3 | 212-773R | 10.6424 | 0.39773 | 0.65795 | 1.1977
162-19F | 162 | Tier-1 | 5.5828 | 0 | 5.5828 | 355-41R | 355 | Tier-2 | 162-19F | 5.5828 | 6.078 | 0 | 0
162-44R | 162 | Tier-1 | 2.8515 | 0 | 2.8515 | 355-65R | 355 | Tier-2 | 162-44R | 2.8515 | 1.7955 | 0 | 0
163-29R | 163 | Tier-1 | 8.1536 | 0 | 8.1536 | 356-16R | 356 | Tier-2 | 163-29R | 8.1536 | 1.0424 | 0 | 0
163-33R | 163 | Tier-1 | 10.3481 | 0 | 10.3481 | 356-19R | 356 | Tier-3 | 163-33R | 10.3481 | 2.6557 | 0 | 0
165-35R | 165 | Tier-1 | 2.6392 | 0 | 2.6392 | 357-1299R | 357 | Tier-3 | 165-35R | 2.6392 | 5.9943 | 0 | 0
165-457AE | 165 | Tier-1 | 0 | 0 | 0 | 357-2047F | 357 | Tier-2 | 165-457AE | 0 | 0.6608 | 0 | 0
165-49 | 165 | Tier-1 | 0 | 0 | 0 | 357-2049F | 357 | Tier-3 | 165-49 | 0 | 0.32992 | 0 | 0
165-620F | 165 | Tier-1 | 0 | 0 | 0 | 357-50R | 357 | Tier-3 | 165-620F | 0 | 0.0049242 | 0 | 0
165-621F | 165 | Tier-1 | 7.1606 | 0 | 7.1606 | 358-662 | 358 | Tier-3 | 165-621F | 7.1606 | 7.4261 | 0 | 0
212-880R | 212 | Tier-2 | 1.6146 | 0.024621 | 1.6392 | 36-231 | 36 | Tier-1 | 212-880R | 1.6146 | 0.22765 | 0 | 0.024621
212-888R | 212 | Tier-2 | 6.6481 | 0.33864 | 6.9867 | 36-232F | 36 | Tier-1 | 212-888R | 6.6481 | 0.31534 | 0.16269 | 0.33864
213-257 | 213 | Tier-1 | 0 | 0 | 0 | 36-236 | 36 | Tier-1 | 213-257 | 0 | 0 | 0 | 0
166-462F | 166 | Tier-1 | 3.7028 | 0 | 3.7028 | 361-45R | 361 | Tier-1 | 166-462F | 3.7028 | 3.3687 | 0 | 0
166-463F | 166 | Tier-1 | 0.081818 | 0 | 0.081818 | 361-684F | 361 | Tier-1 | 166-463F | 0.081818 | 2.7926 | 0 | 0
214-536R | 214 | Tier-3 | 2.485 | 0.18333 | 2.6684 | 361-686F | 361 | Tier-1 | 214-536R | 2.485 | 0.37443 | 0 | 0.18333
166-465F | 166 | Tier-1 | 0.32822 | 0 | 0.32822 | 361-687 | 361 | Tier-1 | 166-465F | 0.32822 | 0.80436 | 0 | 0
215-1531R | 215 | Tier-2 | 7.4502 | 1.0095 | 8.4597 | 362-40F | 362 | Tier-1 | 215-1531R | 7.4502 | 1.9822 | 1.2472 | 1.0095
166-982F | 166 | Tier-1 | 1.242 | 0 | 1.242 | 362-47F | 362 | Tier-1 | 166-982F | 1.242 | 1.3121 | 0 | 0
166-983F | 166 | Tier-1 | 0 | 0 | 0 | 364-35 | 364 | Tier-1 | 166-983F | 0 | 0.9 | 0 | 0
166-984F | 166 | Tier-1 | 2.2381 | 0 | 2.2381 | 364-36 | 364 | Tier-1 | 166-984F | 2.2381 | 0.18712 | 0 | 0
167-32F | 167 | Tier-1 | 0.42822 | 0.28655 | 0.71477 | 366-34 | 366 | Tier-1 | 167-32F | 0.42822 | 2.2604 | 0.43883 | 0.28655
216-1856 | 216 | Tier-3 | 0 | 0 | 0 | 366-36F | 366 | Tier-1 | 216-1856 | 0 | 0 | 0 | 0
216-1894 | 216 | Tier-3 | 0 | 0 | 0 | 368-1054F | 368 | Tier-1 | 216-1894 | 0 | 0 | 0 | 0
168-702F | 168 | Tier-1 | 3.4269 | 0 | 3.4269 | 368-1056F | 368 | Tier-1 | 168-702F | 3.4269 | 5.5691 | 0 | 0
168-703F | 168 | Tier-1 | 1.1 | 0 | 1.1 | 368-24 | 368 | Tier-1 | 168-703F | 1.1 | 1.5697 | 0 | 0
168-704F | 168 | Tier-1 | 0 | 0 | 0 | 369-209F | 369 | Tier-1 | 168-704F | 0 | 0.095265 | 0 | 0
169-29AE | 169 | Tier-1 | 0 | 0 | 0 | 37-8 | 37 | Tier-1 | 169-29AE | 0 | 3.593 | 0 | 0
169-30F | 169 | Tier-1 | 0 | 0 | 0 | 374-8 | 374 | Tier-1 | 169-30F | 0 | 2.514 | 0 | 0
216-1914 | 216 | Tier-3 | 0 | 0 | 0 | 38-10 | 38 | Tier-1 | 216-1914 | 0 | 0 | 0 | 0
169-35F | 169 | Tier-1 | 0.02197 | 0 | 0.02197 | 38-437F | 38 | Tier-1 | 169-35F | 0.02197 | 0.79697 | 0 | 0
216-41 | 216 | Tier-3 | 0 | 0 | 0 | 380-27 | 380 | Tier-1 | 216-41 | 0 | 0.26989 | 0 | 0
170-3R | 170 | Tier-1 | 6.5845 | 0 | 6.5845 | 381-450F | 381 | Tier-1 | 170-3R | 6.5845 | 0.26117 | 0 | 0
216-50 | 216 | Tier-3 | 0 | 0 | 0 | 381-49 | 381 | Tier-1 | 216-50 | 0 | 0.0094697 | 0 | 0
221-1229 | 221 | Tier-3 | 0 | 0 | 0 | 382-20F | 382 | Tier-1 | 221-1229 | 0 | 0 | 0 | 0
170-46 | 170 | Tier-1 | 14.3119 | 0 | 14.3119 | 382-392 | 382 | Tier-1 | 170-46 | 14.3119 | 3.203 | 0 | 0
221-1234 | 221 | Tier-3 | 0 | 0 | 0 | 387-11 | 387 | Tier-2 | 221-1234 | 0 | 0 | 0 | 0
221-1236F | 221 | Tier-3 | 0 | 0 | 0 | 39-15 | 39 | Tier-1 | 221-1236F | 0 | 0.23807 | 0 | 0
221-1237F | 221 | Tier-3 | 0 | 0 | 0 | 39-17 | 39 | Tier-1 | 221-1237F | 0 | 0.71496 | 0 | 0
221-35 | 221 | Tier-2 | 0.64962 | 0 | 0.64962 | 396-699R | 396 | Tier-2 | 221-35 | 0.64962 | 0 | 0 | 0
221-36 | 221 | Tier-3 | 0 | 0 | 0 | 397-39R | 397 | Tier-1 | 221-36 | 0 | 0 | 0 | 0
221-6R | 221 | Tier-2 | 6.0572 | 0 | 6.0572 | 397-547 | 397 | Tier-1 | 221-6R | 6.0572 | 0 | 0 | 0
222-1433R | 222 | Tier-3 | 6.1127 | 0 | 6.1127 | 397-548F | 397 | Tier-1 | 222-1433R | 6.1127 | 0.067235 | 0 | 0
171-34 | 171 | Tier-1 | 3.8578 | 0 | 3.8578 | 40-1024 | 40 | Tier-1 | 171-34 | 3.8578 | 2.59 | 0 | 0
171-566 | 171 | Tier-1 | 0 | 0 | 0 | 40-1030F | 40 | Tier-1 | 171-566 | 0 | 0.50568 | 0 | 0
222-1503R | 222 | Tier-3 | 2.2977 | 0 | 2.2977 | 402-30AE | 402 | Tier-1 | 222-1503R | 2.2977 | 0.84129 | 0 | 0
171-568 | 171 | Tier-1 | 1.4903 | 0 | 1.4903 | 402-819F | 402 | Tier-1 | 171-568 | 1.4903 | 0.21951 | 0 | 0
222-1988R | 222 | Tier-3 | 0.89186 | 0 | 0.89186 | 403-13F | 403 | Tier-1 | 222-1988R | 0.89186 | 1.8712 | 0 | 0
222-2063 | 222 | Tier-3 | 4.7672 | 0 | 4.7672 | 403-9F | 403 | Tier-1 | 222-2063 | 4.7672 | 0 | 0 | 0
222-2084 | 222 | Tier-3 | 0 | 0 | 0 | 404-6AE | 404 | Tier-1 | 222-2084 | 0 | 0 | 0 | 0
223-48 | 223 | Tier-1 | 0 | 0 | 0 | 405-157 | 405 | Tier-1 | 223-48 | 0 | 0 | 0 | 0
171-704R | 171 | Tier-1 | 4.6475 | 0 | 4.6475 | 405-158F | 405 | Tier-1 | 171-704R | 4.6475 | 5.3337 | 0 | 0
171-708R | 171 | Tier-1 | 11.5036 | 0 | 11.5036 | 406-34 | 406 | Tier-1 | 171-708R | 11.5036 | 1.314 | 0 | 0
172-567R | 172 | Tier-1 | 8.5441 | 2.153 | 10.6972 | 406-36F | 406 | Tier-1 | 172-567R | 8.5441 | 0.28807 | 0.2214 | 2.153
172-569R | 172 | Tier-1 | 15.6098 | 1.8534 | 17.4633 | 406-475F | 406 | Tier-1 | 172-569R | 15.6098 | 1.8553 | 0.33258 | 1.8534
172-615R | 172 | Tier-1 | 6.0265 | 0.19924 | 6.2258 | 409-1155R | 409 | Tier-1 | 172-615R | 6.0265 | 4.9843 | 1.7856 | 0.19924
172-630R | 172 | Tier-1 | 4.7994 | 0.035227 | 4.8347 | 41-42 | 41 | Tier-1 | 172-630R | 4.7994 | 11.8877 | 2.4585 | 0.035227
223-49 | 223 | Tier-1 | 0 | 0 | 0 | 412-22 | 412 | Tier-1 | 223-49 | 0 | 1.3879 | 0 | 0
223-50 | 223 | Tier-1 | 0 | 0 | 0 | 416-29AE | 416 | Tier-1 | 223-50 | 0 | 0.22765 | 0 | 0
175-2024R | 175 | Tier-2 | 7.1572 | 0.21023 | 7.3674 | 417-41 | 417 | Tier-1 | 175-2024R | 7.1572 | 0.28182 | 0 | 0.21023
175-24R | 175 | Tier-2 | 4.76 | 0.090909 | 4.8509 | 417-43 | 417 | Tier-1 | 175-24R | 4.76 | 15.0678 | 5.0862 | 0.090909
175-64R | 175 | Tier-3 | 10.0371 | 0.31288 | 10.35 | 417-791AE | 417 | Tier-1 | 175-64R | 10.0371 | 1.4473 | 0.34299 | 0.31288
175-90R | 175 | Tier-3 | 10.8652 | 1.0602 | 11.9254 | 424-271 | 424 | Tier-1 | 175-90R | 10.8652 | 2.2568 | 0.65966 | 1.0602
175-94R | 175 | Tier-2 | 1.8939 | 0.13504 | 2.029 | 424-32F | 424 | Tier-1 | 175-94R | 1.8939 | 14.1758 | 1.3852 | 0.13504
176-161R | 176 | Tier-3 | 9.7784 | 0 | 9.7784 | 424-33F | 424 | Tier-1 | 176-161R | 9.7784 | 1.2981 | 0 | 0
224-253 | 224 | Tier-1 | 0 | 0 | 0 | 424-34F | 424 | Tier-1 | 224-253 | 0 | 0 | 0 | 0
176-1834R | 176 | Tier-3 | 12.6396 | 0 | 12.6396 | 100-1122R | 100 | Tier-1 | 176-1834R | 12.6396 | 8.9538 | 0 | 0
176-1836R | 176 | Tier-2 | 1.0782 | 0 | 1.0782 | 100-517 | 100 | Tier-1 | 176-1836R | 1.0782 | 3.1708 | 0 | 0
176-1845R | 176 | Tier-3 | 6.8333 | 0 | 6.8333 | 100-523AE | 100 | Tier-1 | 176-1845R | 6.8333 | 1.4583 | 0 | 0
176-194R | 176 | Tier-3 | 8.461 | 0 | 8.461 | 100-525 | 100 | Tier-1 | 176-194R | 8.461 | 0.53182 | 0 | 0
176-197F | 176 | Tier-3 | 12.7636 | 0 | 12.7636 | 1001-1140R | 1001 | Tier-2 | 176-197F | 12.7636 | 8.6375 | 0 | 0
224-538 | 224 | Tier-1 | 0 | 0 | 0 | 1001-1814AE | 1001 | Tier-2 | 224-538 | 0 | 0 | 0 | 0
176-200F | 176 | Tier-3 | 1.1462 | 0 | 1.1462 | 1006-1 | 1006 | Tier-1 | 176-200F | 1.1462 | 2.7852 | 0 | 0
226-151 | 226 | Tier-1 | 0 | 0 | 0 | 1006-3F | 1006 | Tier-2 | 226-151 | 0 | 0 | 0 | 0
177-941AE | 177 | Tier-1 | 5.0725 | 0 | 5.0725 | 1006-831 | 1006 | Tier-2 | 177-941AE | 5.0725 | 2.5231 | 0 | 0
177-955 | 177 | Tier-2 | 3.8773 | 0 | 3.8773 | 1007-10F | 1007 | Tier-1 | 177-955 | 3.8773 | 25.8081 | 0 | 0
227-13 | 227 | Tier-1 | 0 | 0 | 0 | 1012-3 | 1012 | Tier-1 | 227-13 | 0 | 0 | 0 | 0
178-48 | 178 | Tier-1 | 0.1875 | 0.10189 | 0.28939 | 102-376F | 102 | Tier-1 | 178-48 | 0.1875 | 3.0521 | 1.1769 | 0.10189
178-49F | 178 | Tier-1 | 0 | 0 | 0 | 102-377F | 102 | Tier-1 | 178-49F | 0 | 13.0021 | 3.3843 | 0
227-14F | 227 | Tier-1 | 0 | 0 | 0 | 102-378F | 102 | Tier-1 | 227-14F | 0 | 0.47519 | 0 | 0
178-968AE | 178 | Tier-2 | 3.586 | 2.5799 | 6.1659 | 1021-15F | 1021 | Tier-2 | 178-968AE | 3.586 | 4.2485 | 1.3636 | 2.5799
178-982 | 178 | Tier-2 | 0.6197 | 0.53542 | 1.1551 | 1021-1760R | 1021 | Tier-3 | 178-982 | 0.6197 | 0.66174 | 0.14602 | 0.53542
228-12 | 228 | Tier-1 | 0 | 0 | 0 | 1021-25R | 1021 | Tier-3 | 228-12 | 0 | 0 | 0 | 0
179-10 | 179 | Tier-1 | 0 | 0 | 0 | 1021-855 | 1021 | Tier-3 | 179-10 | 0 | 0.018939 | 0 | 0
228-179 | 228 | Tier-1 | 0 | 0 | 0 | 1023-46AE | 1023 | Tier-2 | 228-179 | 0 | 0 | 0 | 0
229-426 | 229 | Tier-1 | 0 | 0 | 0 | 1023-48R | 1023 | Tier-2 | 229-426 | 0 | 0 | 0 | 0
179-7 | 179 | Tier-1 | 0 | 0 | 0 | 1025-12F | 1025 | Tier-1 | 179-7 | 0 | 2.1866 | 0 | 0
179-9 | 179 | Tier-1 | 0 | 0 | 0 | 1025-13F | 1025 | Tier-1 | 179-9 | 0 | 0.038826 | 0 | 0
229-505 | 229 | Tier-1 | 0 | 0 | 0 | 1026-1 | 1026 | Tier-2 | 229-505 | 0 | 0 | 0 | 0
180-1156 | 180 | Tier-1 | 0.56117 | 0 | 0.56117 | 1030-1774 | 1030 | Tier-2 | 180-1156 | 0.56117 | 12.447 | 0 | 0
180-13 | 180 | Tier-1 | 0.77633 | 0 | 0.77633 | 1030-20R | 1030 | Tier-3 | 180-13 | 0.77633 | 3.7068 | 0 | 0
23-211 | 23 | Tier-1 | 0 | 0 | 0 | 1039-13 | 1039 | Tier-2 | 23-211 | 0 | 0 | 0 | 0
230-1008R | 230 | Tier-2 | 0.76383 | 0 | 0.76383 | 104-38 | 104 | Tier-1 | 230-1008R | 0.76383 | 0 | 0 | 0
181-1773 | 181 | Tier-1 | 0 | 0 | 0 | 104-41 | 104 | Tier-1 | 181-1773 | 0 | 3.1763 | 0 | 0
230-2067 | 230 | Tier-2 | 0.1678 | 0 | 0.1678 | 1047-179AE | 1047 | Tier-1 | 230-2067 | 0.1678 | 0.38144 | 0 | 0
181-49 | 181 | Tier-1 | 0.13883 | 0 | 0.13883 | 1048-2F | 1048 | Tier-1 | 181-49 | 0.13883 | 0.60189 | 0 | 0
181-53F | 181 | Tier-1 | 0.96061 | 0 | 0.96061 | 1049-1 | 1049 | Tier-1 | 181-53F | 0.96061 | 3.8964 | 0 | 0
181-54F | 181 | Tier-1 | 1.2006 | 0 | 1.2006 | 1049-36 | 1049 | Tier-1 | 181-54F | 1.2006 | 0.40758 | 0 | 0
232-39 | 232 | Tier-2 | 0 | 0 | 0 | 1049-3F | 1049 | Tier-1 | 232-39 | 0 | 0 | 0 | 0
233-80 | 233 | Tier-2 | 0 | 0 | 0 | 1049-7F | 1049 | Tier-1 | 233-80 | 0 | 0 | 0 | 0
237-25 | 237 | Tier-2 | 0 | 0 | 0 | 105-235 | 105 | Tier-1 | 237-25 | 0 | 0 | 0 | 0
182-2240F | 182 | Tier-2 | 12.4157 | 1.3256 | 13.7413 | 105-448F | 105 | Tier-1 | 182-2240F | 12.4157 | 17.2483 | 4.0392 | 1.3256
182-2242F | 182 | Tier-2 | 0 | 0 | 0 | 106-72F | 106 | Tier-1 | 182-2242F | 0 | 6.1652 | 2.7525 | 0
182-2243F | 182 | Tier-2 | 0 | 0 | 0 | 1060-16 | 1060 | Tier-1 | 182-2243F | 0 | 1.2883 | 0.34981 | 0
239-2211R | 239 | Tier-3 | 2.6902 | 0.054924 | 2.7451 | 1060-16F | 1060 | Tier-1 | 239-2211R | 2.6902 | 0 | 0 | 0.054924
240-1147 | 240 | Tier-2 | 0 | 0 | 0 | 1060-17 | 1060 | Tier-1 | 240-1147 | 0 | 0 | 0 | 0
182-2252R | 182 | Tier-2 | 3.0292 | 0.38542 | 3.4146 | 1060-17F | 1060 | Tier-1 | 182-2252R | 3.0292 | 0 | 0.1375 | 0.38542
241-565 | 241 | Tier-1 | 0 | 0 | 0 | 1060-21 | 1060 | Tier-1 | 241-565 | 0 | 0 | 0 | 0
242-1410 | 242 | Tier-1 | 0 | 0 | 0 | 1060-22 | 1060 | Tier-1 | 242-1410 | 0 | 0 | 0 | 0
183-439 | 183 | Tier-2 | 0.97955 | 0 | 0.97955 | 1070-333 | 1070 | Tier-1 | 183-439 | 0.97955 | 12.8208 | 0 | 0
183-440 | 183 | Tier-2 | 2.2623 | 0 | 2.2623 | 1071-225 | 1071 | Tier-1 | 183-440 | 2.2623 | 12.2951 | 0 | 0
242-1412 | 242 | Tier-1 | 0 | 0 | 0 | 1072-3 | 1072 | Tier-1 | 242-1412 | 0 | 0.052462 | 0 | 0
242-1418 | 242 | Tier-1 | 0 | 0 | 0 | 1072-6 | 1072 | Tier-1 | 242-1418 | 0 | 0 | 0 | 0
185-40AE | 185 | Tier-1 | 0.21023 | 0 | 0.21023 | 1073-872F | 1073 | Tier-2 | 185-40AE | 0.21023 | 1.9705 | 0.12689 | 0
242-1428 | 242 | Tier-1 | 0 | 0 | 0 | 1073-885 | 1073 | Tier-1 | 242-1428 | 0 | 0 | 0 | 0
185-51F | 185 | Tier-2 | 7.8214 | 1.2523 | 9.0737 | 1073-888F | 1073 | Tier-2 | 185-51F | 7.8214 | 12.4697 | 4.9799 | 1.2523
185-52F | 185 | Tier-1 | 0.068182 | 0 | 0.068182 | 1077-8R | 1077 | Tier-1 | 185-52F | 0.068182 | 0.54261 | 0.16155 | 0
242-773F | 242 | Tier-1 | 0 | 0 | 0 | 108-391F | 108 | Tier-1 | 242-773F | 0 | 0.34356 | 0 | 0
186-940R | 186 | Tier-1 | 2.1856 | 0 | 2.1856 | 1081-11 | 1081 | Tier-1 | 186-940R | 2.1856 | 9.5466 | 0 | 0
242-775 | 242 | Tier-1 | 0 | 0 | 0 | 1081-668F | 1081 | Tier-1 | 242-775 | 0 | 0 | 0 | 0
187-39F | 187 | Tier-1 | 0 | 0 | 0 | 1085-412F | 1085 | Tier-1 | 187-39F | 0 | 0.55947 | 0 | 0
187-40F | 187 | Tier-1 | 0 | 0 | 0 | 1085-9 | 1085 | Tier-1 | 187-40F | 0 | 2.8239 | 0 | 0
242-776F | 242 | Tier-1 | 0.4053 | 0 | 0.4053 | 109-18F | 109 | Tier-1 | 242-776F | 0.4053 | 0.65455 | 0 | 0
188-11F | 188 | Tier-2 | 3.7811 | 0 | 3.7811 | 109-26 | 109 | Tier-1 | 188-11F | 3.7811 | 11.0036 | 0 | 0
188-12F | 188 | Tier-1 | 0.13674 | 0 | 0.13674 | 1090-639R | 1090 | Tier-3 | 188-12F | 0.13674 | 2.1845 | 0 | 0
244-28 | 244 | Tier-1 | 0 | 0 | 0 | 1090-69F | 1090 | Tier-2 | 244-28 | 0 | 0 | 0 | 0
189-750 | 189 | Tier-2 | 0.20417 | 0 | 0.20417 | 1090-70F | 1090 | Tier-2 | 189-750 | 0.20417 | 14.2144 | 0 | 0
189-782F | 189 | Tier-1 | 1.7663 | 0 | 1.7663 | 1090-72 | 1090 | Tier-3 | 189-782F | 1.7663 | 2.4756 | 0 | 0
189-783F | 189 | Tier-1 | 0.31534 | 0 | 0.31534 | 1090-73F | 1090 | Tier-3 | 189-783F | 0.31534 | 0.064773 | 0 | 0
244-35 | 244 | Tier-1 | 0 | 0 | 0 | 1094-25F | 1094 | Tier-2 | 244-35 | 0 | 0 | 0 | 0
190-1122F | 190 | Tier-1 | 0.35852 | 0 | 0.35852 | 1094-26 | 1094 | Tier-2 | 190-1122F | 0.35852 | 4.008 | 0 | 0
245-485 | 245 | Tier-1 | 0 | 0 | 0 | 1094-7 | 1094 | Tier-2 | 245-485 | 0 | 0 | 0 | 0
190-1124 | 190 | Tier-1 | 0 | 0 | 0 | 110-44F | 110 | Tier-1 | 190-1124 | 0 | 4.3301 | 0 | 0
190-1125F | 190 | Tier-1 | 0.044508 | 0 | 0.044508 | 1100-10 | 1100 | Tier-2 | 190-1125F | 0.044508 | 10.8045 | 0 | 0
190-1868R | 190 | Tier-1 | 0.47008 | 0 | 0.47008 | 1100-1167 | 1100 | Tier-2 | 190-1868R | 0.47008 | 13.7585 | 0 | 0
191-1050R | 191 | Tier-1 | 3.1347 | 0 | 3.1347 | 1100-1170F | 1100 | Tier-2 | 191-1050R | 3.1347 | 2.6487 | 0 | 0
192-1616F | 192 | Tier-1 | 0 | 0 | 0 | 1100-8F | 1100 | Tier-2 | 192-1616F | 0 | 0.28731 | 0 | 0
247-47 | 247 | Tier-2 | 0 | 0 | 0 | 1103-14AE | 1103 | Tier-2 | 247-47 | 0 | 0 | 0 | 0
192-657AE | 192 | Tier-1 | 1.6275 | 0 | 1.6275 | 1103-15 | 1103 | Tier-2 | 192-657AE | 1.6275 | 13.033 | 0 | 0
192-756 | 192 | Tier-1 | 0 | 0 | 0 | 1105-1482F | 1105 | Tier-2 | 192-756 | 0 | 0.61667 | 0 | 0
192-757 | 192 | Tier-1 | 0 | 0 | 0 | 111-421F | 111 | Tier-1 | 192-757 | 0 | 3.4727 | 0 | 0
248-29 | 248 | Tier-2 | 0 | 0 | 0 | 1118-1F | 1118 | Tier-2 | 248-29 | 0 | 0 | 0 | 0
196-38F | 196 | Tier-2 | 0 | 0 | 0 | 1118-2 | 1118 | Tier-2 | 196-38F | 0 | 8.0153 | 0 | 0
196-43F | 196 | Tier-2 | 0.2589 | 0 | 0.2589 | 1119-7 | 1119 | Tier-1 | 196-43F | 0.2589 | 10.9741 | 0 | 0
196-915AE | 196 | Tier-1 | 0 | 0 | 0 | 113-198 | 113 | Tier-1 | 196-915AE | 0 | 0.94886 | 0 | 0
197-1150F | 197 | Tier-2 | 1.3604 | 0 | 1.3604 | 113-598 | 113 | Tier-1 | 197-1150F | 1.3604 | 0.23314 | 0 | 0
197-1151F | 197 | Tier-2 | 0 | 0 | 0 | 113-600F | 113 | Tier-1 | 197-1151F | 0 | 3.9013 | 0 | 0
197-1152F | 197 | Tier-2 | 0 | 0 | 0 | 113-602F | 113 | Tier-1 | 197-1152F | 0 | 2.4436 | 0 | 0
249-14AE | 249 | Tier-3 | 0 | 0 | 0 | 1139-3F | 1139 | Tier-1 | 249-14AE | 0 | 0.0081439 | 0 | 0
250-285 | 250 | Tier-1 | 0 | 0 | 0 | 114-16 | 114 | Tier-1 | 250-285 | 0 | 0 | 0 | 0
197-1155F | 197 | Tier-2 | 0.22216 | 0 | 0.22216 | 1140-10 | 1140 | Tier-1 | 197-1155F | 0.22216 | 3.5112 | 0 | 0
197-1156F | 197 | Tier-2 | 0 | 0 | 0 | 1140-5 | 1140 | Tier-1 | 197-1156F | 0 | 2.1941 | 0 | 0
197-1157F | 197 | Tier-2 | 0.27064 | 0 | 0.27064 | 115-24F | 115 | Tier-1 | 197-1157F | 0.27064 | 6.4924 | 0 | 0
250-286 | 250 | Tier-1 | 0 | 0 | 0 | 115-31F | 115 | Tier-1 | 250-286 | 0 | 0.26004 | 0 | 0
250-45 | 250 | Tier-1 | 0 | 0 | 0 | 1152-31F | 1152 | Tier-1 | 250-45 | 0 | 0 | 0 | 0
197-50F | 197 | Tier-1 | 0 | 0 | 0 | 1160-2 | 1160 | Tier-1 | 197-50F | 0 | 1.4133 | 0 | 0
197-969F | 197 | Tier-1 | 0 | 0 | 0 | 1161-33 | 1161 | Tier-1 | 197-969F | 0 | 6.4932 | 0 | 0
198-37R | 198 | Tier-2 | 5.9282 | 0 | 5.9282 | 1161-74 | 1161 | Tier-1 | 198-37R | 5.9282 | 4.1534 | 0 | 0
199-39AE | 199 | Tier-1 | 1.3697 | 0 | 1.3697 | 1161-8 | 1161 | Tier-1 | 199-39AE | 1.3697 | 0.075758 | 0 | 0
203-21R | 203 | Tier-1 | 1.7203 | 0 | 1.7203 | 1162-329R | 1162 | Tier-2 | 203-21R | 1.7203 | 5.2013 | 0 | 0
204-32R | 204 | Tier-2 | 17.5312 | 0.18826 | 17.7195 | 1166-15R | 1166 | Tier-3 | 204-32R | 17.5312 | 3.5074 | 0.24015 | 0.18826
205-1550 | 205 | Tier-2 | 1.8659 | 0 | 1.8659 | 1166-342R | 1166 | Tier-3 | 205-1550 | 1.8659 | 5.3159 | 0 | 0
252-128 | 252 | Tier-1 | 0 | 0 | 0 | 117-11 | 117 | Tier-1 | 252-128 | 0 | 0 | 0 | 0
252-267 | 252 | Tier-1 | 0 | 0 | 0 | 117-15F | 117 | Tier-1 | 252-267 | 0 | 0 | 0 | 0
205-369R | 205 | Tier-1 | 10.089 | 0 | 10.089 | 117-28 | 117 | Tier-1 | 205-369R | 10.089 | 5.0553 | 0 | 0
206-1105 | 206 | Tier-2 | 3.1705 | 0 | 3.1705 | 117-31 | 117 | Tier-1 | 206-1105 | 3.1705 | 4.3282 | 0 | 0
206-1817 | 206 | Tier-2 | 8.0133 | 0 | 8.0133 | 117-31F | 117 | Tier-1 | 206-1817 | 8.0133 | 5.254 | 0 | 0
206-953R | 206 | Tier-1 | 5.1252 | 0 | 5.1252 | 117-32F | 117 | Tier-1 | 206-953R | 5.1252 | 1.0303 | 0 | 0
252-268F | 252 | Tier-1 | 0 | 0 | 0 | 117-33 | 117 | Tier-1 | 252-268F | 0 | 0.036932 | 0 | 0
206-961F | 206 | Tier-1 | 0.16686 | 0 | 0.16686 | 117-33F | 117 | Tier-1 | 206-961F | 0.16686 | 1.8184 | 0 | 0
206-963F | 206 | Tier-1 | 3.5301 | 0 | 3.5301 | 117-37 | 117 | Tier-1 | 206-963F | 3.5301 | 1.6078 | 0 | 0
206-974 | 206 | Tier-1 | 6.0623 | 0 | 6.0623 | 117-45F | 117 | Tier-1 | 206-974 | 6.0623 | 0.74451 | 0 | 0
207-101R | 207 | Tier-1 | 6.6403 | 4.7174 | 11.3578 | 118-16F | 118 | Tier-1 | 207-101R | 6.6403 | 11.022 | 5.3818 | 4.7174
252-269F | 252 | Tier-1 | 0 | 0 | 0 | 1181-304F | 1181 | Tier-1 | 252-269F | 0 | 0.29242 | 0 | 0
209-1769F | 209 | Tier-2 | 24.3042 | 0 | 24.3042 | 119-30 | 119 | Tier-1 | 209-1769F | 24.3042 | 11.378 | 0 | 0
252-270F | 252 | Tier-1 | 0 | 0 | 0 | 119-31 | 119 | Tier-1 | 252-270F | 0 | 0.0045455 | 0 | 0
209-660R | 209 | Tier-1 | 0.65133 | 0 | 0.65133 | 119-36 | 119 | Tier-1 | 209-660R | 0.65133 | 2.9883 | 0 | 0
209-661 | 209 | Tier-1 | 1.0172 | 0 | 1.0172 | 120-360F | 120 | Tier-1 | 209-661 | 1.0172 | 5.8807 | 0 | 0
210-172R | 210 | Tier-2 | 6.3144 | 0.17803 | 6.4924 | 120-844 | 120 | Tier-1 | 210-172R | 6.3144 | 0.10758 | 0.076705 | 0.17803
210-392R | 210 | Tier-2 | 10.1527 | 0.44886 | 10.6015 | 1202-22 | 1202 | Tier-1 | 210-392R | 10.1527 | 0.082386 | 0.23674 | 0.44886
210-394R | 210 | Tier-2 | 3.5367 | 0.086932 | 3.6237 | 1202-23 | 1202 | Tier-2 | 210-394R | 3.5367 | 0.26932 | 0.026515 | 0.086932
210-9R | 210 | Tier-2 | 2.2697 | 0.44792 | 2.7176 | 1202-7AE | 1202 | Tier-2 | 210-9R | 2.2697 | 2.8411 | 1.6373 | 0.44792
211-279R | 211 | Tier-2 | 14.7873 | 0.58939 | 15.3767 | 121-173 | 121 | Tier-1 | 211-279R | 14.7873 | 0.53977 | 0.073295 | 0.58939
211-312R | 211 | Tier-2 | 16.8913 | 1.2674 | 18.1587 | 1219-2F | 1219 | Tier-1 | 211-312R | 16.8913 | 1.3867 | 0.33845 | 1.2674
211-771R | 211 | Tier-3 | 13.4693 | 0.64659 | 14.1159 | 1219-4F | 1219 | Tier-1 | 211-771R | 13.4693 | 5.8371 | 0.21989 | 0.64659
212-1177R | 212 | Tier-2 | 11.6038 | 0.8875 | 12.4913 | 1219-5 | 1219 | Tier-1 | 212-1177R | 11.6038 | 0.75284 | 0.17746 | 0.8875
212-1204R | 212 | Tier-2 | 9.2767 | 0.73049 | 10.0072 | 122-196 | 122 | Tier-1 | 212-1204R | 9.2767 | 0.17576 | 0.28352 | 0.73049
252-271F | 252 | Tier-1 | 0 | 0 | 0 | 1221-1192 | 1221 | Tier-1 | 252-271F | 0 | 0.0066288 | 0 | 0
212-725R | 212 | Tier-3 | 10.9282 | 0.93674 | 11.865 | 1221-2095F | 1221 | Tier-1 | 212-725R | 10.9282 | 0.10682 | 0.0075758 | 0.93674
212-734R | 212 | Tier-2 | 17.733 | 0.14905 | 17.882 | 1222-16AE | 1222 | Tier-2 | 212-734R | 17.733 | 0.02197 | 0 | 0.14905
212-739R | 212 | Tier-3 | 9.1258 | 0.46155 | 9.5873 | 1222-18 | 1222 | Tier-1 | 212-739R | 9.1258 | 0.17538 | 0.12311 | 0.46155
252-276F | 252 | Tier-1 | 0 | 0 | 0 | 1223-2 | 1223 | Tier-1 | 252-276F | 0 | 0.05 | 0 | 0
212-758R | 212 | Tier-2 | 9.2341 | 0.44148 | 9.6756 | 1223-5AE | 1223 | Tier-1 | 212-758R | 9.2341 | 0.013068 | 0.10133 | 0.44148
252-278 | 252 | Tier-1 | 0 | 0 | 0 | 1225-291F | 1225 | Tier-2 | 252-278 | 0 | 0 | 0 | 0
212-799R | 212 | Tier-2 | 4.9786 | 0.24602 | 5.2246 | 1226-51F | 1226 | Tier-1 | 212-799R | 4.9786 | 0.045455 | 0.069697 | 0.24602
254-201 | 254 | Tier-1 | 0 | 0 | 0 | 123-301 | 123 | Tier-1 | 254-201 | 0 | 0 | 0 | 0
212-886R | 212 | Tier-2 | 8.8506 | 0.063068 | 8.9136 | 123-429F | 123 | Tier-1 | 212-886R | 8.8506 | 2.0438 | 0.1053 | 0.063068
254-272 | 254 | Tier-1 | 0 | 0 | 0 | 123-431F | 123 | Tier-1 | 254-272 | 0 | 0 | 0 | 0
255-44 | 255 | Tier-1 | 0 | 0 | 0 | 1233-264F | 1233 | Tier-3 | 255-44 | 0 | 0 | 0 | 0
213-262F | 213 | Tier-1 | 0.041856 | 0 | 0.041856 | 1233-265 | 1233 | Tier-3 | 213-262F | 0.041856 | 4.4884 | 0 | 0
213-263F | 213 | Tier-1 | 0.75152 | 0 | 0.75152 | 1233-587R | 1233 | Tier-3 | 213-263F | 0.75152 | 10.1153 | 0 | 0
214-1122R | 214 | Tier-3 | 18.0222 | 1.9013 | 19.9235 | 1233-617F | 1233 | Tier-3 | 214-1122R | 18.0222 | 1.0343 | 0.39735 | 1.9013
214-1135R | 214 | Tier-3 | 10.8756 | 0.80587 | 11.6814 | 124-507F | 124 | Tier-1 | 214-1135R | 10.8756 | 0.44754 | 0.13769 | 0.80587
214-17AE | 214 | Tier-3 | 6.7369 | 0.088068 | 6.825 | 1242-1024F | 1242 | Tier-2 | 214-17AE | 6.7369 | 0.62784 | 0.013447 | 0.088068
214-4R | 214 | Tier-3 | 3.6227 | 0.1267 | 3.7494 | 1242-1079R | 1242 | Tier-2 | 214-4R | 3.6227 | 0.23409 | 0.036174 | 0.1267
256-38 | 256 | Tier-1 | 0 | 0 | 0 | 1242-148 | 1242 | Tier-2 | 256-38 | 0 | 0 | 0 | 0
214-583R | 214 | Tier-3 | 5.682 | 0.4536 | 6.1356 | 1242-151 | 1242 | Tier-2 | 214-583R | 5.682 | 0 | 0.13201 | 0.4536
214-613R | 214 | Tier-3 | 4.3165 | 1.1716 | 5.4881 | 1243-157 | 1243 | Tier-2 | 214-613R | 4.3165 | 1.1898 | 0.22879 | 1.1716
214-647R | 214 | Tier-3 | 9.6098 | 1.6924 | 11.3023 | 1243-50F | 1243 | Tier-2 | 214-647R | 9.6098 | 0.10417 | 0.082386 | 1.6924
257-30 | 257 | Tier-1 | 0 | 0 | 0 | 1244-12F | 1244 | Tier-2 | 257-30 | 0 | 0 | 0 | 0
215-1534R | 215 | Tier-2 | 6.8364 | 1.0013 | 7.8377 | 1245-16 | 1245 | Tier-2 | 215-1534R | 6.8364 | 1.7212 | 0.89981 | 1.0013
215-1544R | 215 | Tier-2 | 2.6568 | 0.082765 | 2.7396 | 1256-19AE | 1256 | Tier-2 | 215-1544R | 2.6568 | 1.225 | 0.4 | 0.082765
215-38R | 215 | Tier-3 | 6.2763 | 0.15436 | 6.4307 | 1258-428F | 1258 | Tier-2 | 215-38R | 6.2763 | 2.3646 | 0.6267 | 0.15436
264-9 | 264 | Tier-1 | 0 | 0 | 0 | 1259-2F | 1259 | Tier-2 | 264-9 | 0 | 0 | 0 | 0
216-1857F | 216 | Tier-3 | 0 | 0 | 0 | 127-36 | 127 | Tier-1 | 216-1857F | 0 | 3.3619 | 0.059659 | 0
216-1859F | 216 | Tier-3 | 6.5299 | 1.9472 | 8.4771 | 127-37 | 127 | Tier-1 | 216-1859F | 6.5299 | 0.53617 | 0.11667 | 1.9472
216-1893F | 216 | Tier-3 | 0 | 0 | 0 | 127-37F | 127 | Tier-1 | 216-1893F | 0 | 2.6184 | 0.52216 | 0
265-166 | 265 | Tier-1 | 0 | 0 | 0 | 1283-4F | 1283 | Tier-1 | 265-166 | 0 | 0 | 0 | 0
266-487 | 266 | Tier-1 | 0 | 0 | 0 | 1286-358F | 1286 | Tier-1 | 266-487 | 0 | 0 | 0 | 0
216-1915F | 216 | Tier-3 | 0 | 0 | 0 | 1287-39 | 1287 | Tier-1 | 216-1915F | 0 | 0.37443 | 0 | 0
216-1916F | 216 | Tier-3 | 0 | 0 | 0 | 1287-40F | 1287 | Tier-1 | 216-1916F | 0 | 0.0073864 | 0 | 0
216-1917F | 216 | Tier-3 | 0 | 0 | 0 | 1297-33 | 1297 | Tier-1 | 216-1917F | 0 | 0.19678 | 0 | 0
266-488 | 266 | Tier-1 | 0 | 0 | 0 | 1299-3 | 1299 | Tier-1 | 266-488 | 0 | 0.016667 | 0 | 0
216-40 | 216 | Tier-3 | 0 | 0 | 0 | 130-692R | 130 | Tier-1 | 216-40 | 0 | 0.05303 | 0 | 0
267-1215 | 267 | Tier-1 | 0 | 0 | 0 | 131-178AE | 131 | Tier-1 | 267-1215 | 0 | 0 | 0 | 0
216-48 | 216 | Tier-3 | 0 | 0 | 0 | 131-179 | 131 | Tier-1 | 216-48 | 0 | 0.61383 | 0 | 0
267-1217F | 267 | Tier-1 | 0 | 0 | 0 | 131-230 | 131 | Tier-1 | 267-1217F | 0 | 0.26705 | 0 | 0
217-41AE | 217 | Tier-2 | 11.2513 | 2.5271 | 13.7784 | 132-30 | 132 | Tier-1 | 217-41AE | 11.2513 | 0.74943 | 0.19337 | 2.5271
217-48AE | 217 | Tier-2 | 13.9809 | 1.175 | 15.1559 | 132-38 | 132 | Tier-1 | 217-48AE | 13.9809 | 7.4616 | 1.5627 | 1.175
217-835R | 217 | Tier-3 | 17.7608 | 0.55682 | 18.3176 | 132-42F | 132 | Tier-1 | 217-835R | 17.7608 | 0.17386 | 0.15492 | 0.55682
217-837R | 217 | Tier-3 | 11.5799 | 1.1008 | 12.6807 | 132-43 | 132 | Tier-1 | 217-837R | 11.5799 | 4.4062 | 2.1614 | 1.1008
217-972R | 217 | Tier-2 | 8.4886 | 1.2581 | 9.7468 | 132-77 | 132 | Tier-1 | 217-972R | 8.4886 | 0.47576 | 0.23617 | 1.2581
217-983R | 217 | Tier-3 | 6.8811 | 0 | 6.8811 | 137-35 | 137 | Tier-1 | 217-983R | 6.8811 | 6.514 | 1.0009 | 0
220-288R | 220 | Tier-3 | 7.0057 | 0.2358 | 7.2415 | 137-36AE | 137 | Tier-1 | 220-288R | 7.0057 | 0 | 0 | 0.2358
220-294R | 220 | Tier-3 | 11.4979 | 1.9146 | 13.4125 | 138-358R | 138 | Tier-1 | 220-294R | 11.4979 | 0.66572 | 0.14167 | 1.9146
220-298R | 220 | Tier-3 | 31.4962 | 1.7148 | 33.211 | 138-360F | 138 | Tier-1 | 220-298R | 31.4962 | 11.5337 | 0.54867 | 1.7148
267-1218 | 267 | Tier-1 | 0 | 0 | 0 | 138-42F | 138 | Tier-1 | 267-1218 | 0 | 0 | 0 | 0
267-1219 | 267 | Tier-1 | 0 | 0 | 0 | 138-43F | 138 | Tier-1 | 267-1219 | 0 | 0.033144 | 0 | 0
221-1232F | 221 | Tier-3 | 0 | 0 | 0 | 139-243AE | 139 | Tier-1 | 221-1232F | 0 | 7.36 | 0 | 0
267-1221 | 267 | Tier-1 | 0 | 0 | 0 | 139-245AE | 139 | Tier-1 | 267-1221 | 0 | 0.033144 | 0 | 0
221-1235F | 221 | Tier-3 | 0 | 0 | 0 | 139-425 | 139 | Tier-1 | 221-1235F | 0 | 15.4472 | 0 | 0
267-1222 | 267 | Tier-1 | 0 | 0 | 0 | 139-426F | 139 | Tier-1 | 267-1222 | 0 | 0.15436 | 0 | 0
267-1223F | 267 | Tier-1 | 0 | 0 | 0 | 140-510 | 140 | Tier-1 | 267-1223F | 0 | 0.072917 | 0 | 0
221-1249R | 221 | Tier-1 | 23.6449 | 0 | 23.6449 | 1407-11 | 1407 | Tier-1 | 221-1249R | 23.6449 | 0.53371 | 0 | 0
221-1251R | 221 | Tier-1 | 13.9134 | 0 | 13.9134 | 1407-13F | 1407 | Tier-1 | 221-1251R | 13.9134 | 0.51458 | 0 | 0
221-23R | 221 | Tier-3 | 5.8843 | 0 | 5.8843 | 1408-4AE | 1408 | Tier-1 | 221-23R | 5.8843 | 0.31818 | 0 | 0
221-344R | 221 | Tier-3 | 10.397 | 0 | 10.397 | 1408-5 | 1408 | Tier-1 | 221-344R | 10.397 | 0.26231 | 0 | 0
267-1224F | 267 | Tier-1 | 0 | 0 | 0 | 1408-7 | 1408 | Tier-1 | 267-1224F | 0 | 0.072917 | 0 | 0
267-1226 | 267 | Tier-1 | 0 | 0 | 0 | 1409-5F | 1409 | Tier-1 | 267-1226 | 0 | 0 | 0 | 0
221-37AE | 221 | Tier-3 | 6.2108 | 0 | 6.2108 | 1409-6 | 1409 | Tier-1 | 221-37AE | 6.2108 | 0.24924 | 0 | 0
221-38AE | 221 | Tier-3 | 0.70208 | 0 | 0.70208 | 1409-9 | 1409 | Tier-1 | 221-38AE | 0.70208 | 2.1797 | 0 | 0
221-675R | 221 | Tier-2 | 6.9098 | 0 | 6.9098 | 1418-31R | 1418 | Tier-1 | 221-675R | 6.9098 | 0 | 0 | 0
267-1239 | 267 | Tier-1 | 0 | 0 | 0 | 1418-581R | 1418 | Tier-1 | 267-1239 | 0 | 0 | 0 | 0
221-782R | 221 | Tier-3 | 3.289 | 0 | 3.289 | 1419-10 | 1419 | Tier-1 | 221-782R | 3.289 | 0.37348 | 0 | 0
221-788 | 221 | Tier-3 | 3.417 | 0 | 3.417 | 1419-11F | 1419 | Tier-1 | 221-788 | 3.417 | 0.094697 | 0 | 0
221-823 | 221 | Tier-3 | 0 | 0 | 0 | 1420-5 | 1420 | Tier-1 | 221-823 | 0 | 0.53731 | 0 | 0
221-824 | 221 | Tier-3 | 2.7125 | 0 | 2.7125 | 143-130 | 143 | Tier-1 | 221-824 | 2.7125 | 0.13371 | 0 | 0
267-1240 | 267 | Tier-1 | 0 | 0 | 0 | 1434-1 | 1434 | Tier-1 | 267-1240 | 0 | 0.067235 | 0 | 0
267-1241 | 267 | Tier-1 | 0 | 0 | 0 | 1434-11 | 1434 | Tier-1 | 267-1241 | 0 | 0.049242 | 0 | 0
222-1523R | 222 | Tier-3 | 10.9907 | 0 | 10.9907 | 1435-1076F | 1435 | Tier-1 | 222-1523R | 10.9907 | 9.1911 | 0 | 0
222-1986R | 222 | Tier-3 | 20.2812 | 0 | 20.2812 | 1435-50 | 1435 | Tier-1 | 222-1986R | 20.2812 | 20.8909 | 0 | 0
267-1242 | 267 | Tier-1 | 0 | 0 | 0 | 1437-5F | 1437 | Tier-1 | 267-1242 | 0 | 0.059659 | 0 | 0
222-1990R | 222 | Tier-3 | 13.1989 | 0 | 13.1989 | 1438-318 | 1438 | Tier-1 | 222-1990R | 13.1989 | 1.9527 | 0 | 0
222-1992R | 222 | Tier-3 | 0.55227 | 0 | 0.55227 | 1438-330 | 1438 | Tier-1 | 222-1992R | 0.55227 | 0.026894 | 0 | 0
222-2013R | 222 | Tier-3 | 11.5523 | 0 | 11.5523 | 1438-331F | 1438 | Tier-1 | 222-2013R | 11.5523 | 6.7271 | 0 | 0
268-12 | 268 | Tier-1 | 0 | 0 | 0 | 1439-20F | 1439 | Tier-1 | 268-12 | 0 | 0 | 0 | 0
269-19 | 269 | Tier-1 | 0 | 0 | 0 | 1439-29 | 1439 | Tier-1 | 269-19 | 0 | 0 | 0 | 0
222-2085 | 222 | Tier-3 | 26.5778 | 0 | 26.5778 | 144-30AE | 144 | Tier-1 | 222-2085 | 26.5778 | 18.7693 | 0 | 0
269-829F | 269 | Tier-1 | 0 | 0 | 0 | 144-442F | 144 | Tier-1 | 269-829F | 0 | 0.89508 | 0 | 0
222-2108 | 222 | Tier-3 | 0 | 0 | 0 | 1442-1 | 1442 | Tier-1 | 222-2108 | 0 | 5.297 | 0 | 0
223-47AE | 223 | Tier-2 | 1.211 | 0 | 1.211 | 1444-2 | 1444 | Tier-1 | 223-47AE | 1.211 | 4.0559 | 0 | 0
269-831 | 269 | Tier-1 | 0 | 0 | 0 | 1444-311F | 1444 | Tier-1 | 269-831 | 0 | 0 | 0 | 0
271-47 | 271 | Tier-1 | 0 | 0 | 0 | 1445-1 | 1445 | Tier-1 | 271-47 | 0 | 0 | 0 | 0
271-48F | 271 | Tier-1 | 0 | 0 | 0 | 1445-2F | 1445 | Tier-1 | 271-48F | 0 | 0.8464 | 0 | 0
223-526R | 223 | Tier-1 | 2.4396 | 0 | 2.4396 | 1445-310F | 1445 | Tier-2 | 223-526R | 2.4396 | 1.1206 | 0 | 0
223-536R | 223 | Tier-2 | 0.41023 | 0 | 0.41023 | 1445-3F | 1445 | Tier-1 | 223-536R | 0.41023 | 0 | 0 | 0
223-547 | 223 | Tier-1 | 0 | 0 | 0 | 1447-306F | 1447 | Tier-1 | 223-547 | 0 | 4.586 | 0 | 0
271-49F | 271 | Tier-1 | 0 | 0 | 0 | 1448-337F | 1448 | Tier-1 | 271-49F | 0 | 0.042045 | 0 | 0
224-251F | 224 | Tier-1 | 0 | 0 | 0 | 1448-367 | 1448 | Tier-1 | 224-251F | 0 | 1.7106 | 0 | 0
224-252F | 224 | Tier-2 | 0 | 0 | 0 | 145-634 | 145 | Tier-1 | 224-252F | 0 | 2.6682 | 0 | 0
271-50F | 271 | Tier-1 | 0 | 0 | 0 | 1458-454F | 1458 | Tier-2 | 271-50F | 0 | 0.074242 | 0 | 0
271-70 | 271 | Tier-1 | 0 | 0 | 0 | 1458-519 | 1458 | Tier-2 | 271-70 | 0 | 0 | 0 | 0
271-71F | 271 | Tier-1 | 0 | 0 | 0 | 1458-601R | 1458 | Tier-3 | 271-71F | 0 | 0.16061 | 0 | 0
272-168 | 272 | Tier-1 | 0 | 0 | 0 | 1458-9 | 1458 | Tier-3 | 272-168 | 0 | 0 | 0 | 0
224-540F | 224 | Tier-1 | 0 | 0 | 0 | 146-275R | 146 | Tier-1 | 224-540F | 0 | 0.57254 | 0 | 0
272-170F | 272 | Tier-1 | 0 | 0 | 0 | 147-815 | 147 | Tier-1 | 272-170F | 0 | 0.59867 | 0 | 0
226-152F | 226 | Tier-2 | 0 | 0 | 0 | 147-816F | 147 | Tier-1 | 226-152F | 0 | 2.761 | 0 | 0
226-44 | 226 | Tier-1 | 0 | 0 | 0 | 147-818 | 147 | Tier-1 | 226-44 | 0 | 0.033712 | 0 | 0
226-46 | 226 | Tier-1 | 0 | 0 | 0 | 1480-26F | 1480 | Tier-1 | 226-46 | 0 | 0.27576 | 0 | 0
227-12F | 227 | Tier-1 | 0 | 0 | 0 | 1480-27F | 1480 | Tier-1 | 227-12F | 0 | 0.55303 | 0 | 0
273-190 | 273 | Tier-1 | 0 | 0 | 0 | 1482-20 | 1482 | Tier-1 | 273-190 | 0 | 0 | 0 | 0
273-198 | 273 | Tier-1 | 0 | 0 | 0 | 1482-20F | 1482 | Tier-1 | 273-198 | 0 | 0 | 0 | 0
227-15F | 227 | Tier-1 | 0 | 0 | 0 | 1482-21 | 1482 | Tier-1 | 227-15F | 0 | 3.9136 | 0 | 0
228-11F | 228 | Tier-1 | 0 | 0 | 0 | 1482-21F | 1482 | Tier-1 | 228-11F | 0 | 4.7549 | 0 | 0
273-250 | 273 | Tier-1 | 0 | 0 | 0 | 1483-12 | 1483 | Tier-1 | 273-250 | 0 | 0 | 0 | 0
228-13F | 228 | Tier-1 | 0 | 0 | 0 | 150-1031 | 150 | Tier-1 | 228-13F | 0 | 4.5998 | 0 | 0
228-178F | 228 | Tier-2 | 0 | 0 | 0 | 150-506 | 150 | Tier-1 | 228-178F | 0 | 7.0468 | 0 | 0
273-254F | 273 | Tier-1 | 0 | 0 | 0 | 151-1042 | 151 | Tier-1 | 273-254F | 0 | 0.087879 | 0 | 0
228-41AE | 228 | Tier-1 | 0 | 0 | 0 | 151-1044F | 151 | Tier-1 | 228-41AE | 0 | 0.65379 | 0 | 0
229-425 | 229 | Tier-2 | 0 | 0 | 0 | 152-513AE | 152 | Tier-1 | 229-425 | 0 | 3.9744 | 0 | 0
274-39 | 274 | Tier-1 | 0 | 0 | 0 | 152-516 | 152 | Tier-1 | 274-39 | 0 | 0 | 0 | 0
229-450AE | 229 | Tier-1 | 0 | 0 | 0 | 154-878R | 154 | Tier-1 | 229-450AE | 0 | 5.3297 | 0 | 0
229-503AE | 229 | Tier-1 | 0 | 0 | 0 | 155-1236R | 155 | Tier-1 | 229-503AE | 0 | 3.0239 | 0 | 0
229-504AE | 229 | Tier-1 | 0 | 0 | 0 | 157-165R | 157 | Tier-3 | 229-504AE | 0 | 2.2367 | 0 | 0
275-47 | 275 | Tier-1 | 0 | 0 | 0 | 157-1928R | 157 | Tier-3 | 275-47 | 0 | 0 | 0 | 0
275-679 | 275 | Tier-1 | 0 | 0 | 0 | 157-257R | 157 | Tier-3 | 275-679 | 0 | 0 | 0 | 0
23-212F | 23 | Tier-1 | 0 | 0 | 0 | 157-273R | 157 | Tier-3 | 23-212F | 0 | 0.82633 | 0 | 0
23-213F | 23 | Tier-1 | 0 | 0 | 0 | 158-29 | 158 | Tier-1 | 23-213F | 0 | 0.0092803 | 0 | 0
277-455 | 277 | Tier-1 | 0 | 0 | 0 | 158-30 | 158 | Tier-1 | 277-455 | 0 | 0 | 0 | 0
230-127AE | 230 | Tier-2 | 9.7917 | 0 | 9.7917 | 159-1007 | 159 | Tier-1 | 230-127AE | 9.7917 | 3.8843 | 0 | 0
230-133AE | 230 | Tier-2 | 9.582 | 0 | 9.582 | 159-31R | 159 | Tier-1 | 230-133AE | 9.582 | 2.8769 | 0 | 0
230-1586R | 230 | Tier-2 | 7.1585 | 0 | 7.1585 | 161-991F | 161 | Tier-1 | 230-1586R | 7.1585 | 9.2125 | 0 | 0
230-1606R | 230 | Tier-2 | 2.4663 | 0 | 2.4663 | 162-19F | 162 | Tier-1 | 230-1606R | 2.4663 | 8.2403 | 0 | 0
230-181 | 230 | Tier-2 | 2.422 | 0 | 2.422 | 165-35R | 165 | Tier-1 | 230-181 | 2.422 | 1.3975 | 0 | 0
230-2060R | 230 | Tier-2 | 8.228 | 0 | 8.228 | 165-621F | 165 | Tier-1 | 230-2060R | 8.228 | 2.628 | 0 | 0
278-629F | 278 | Tier-1 | 0 | 0 | 0 | 166-298 | 166 | Tier-1 | 278-629F | 0 | 0.012689 | 0 | 0
230-371AE | 230 | Tier-2 | 1.2375 | 0 | 1.2375 | 169-31 | 169 | Tier-1 | 230-371AE | 1.2375 | 3.1297 | 0 | 0
231-1136R | 231 | Tier-2 | 11.6807 | 0 | 11.6807 | 169-35F | 169 | Tier-1 | 231-1136R | 11.6807 | 4.4447 | 0 | 0
231-1635R | 231 | Tier-2 | 26.3958 | 0 | 26.3958 | 170-3R | 170 | Tier-1 | 231-1635R | 26.3958 | 24.0216 | 0 | 0
278-631 | 278 | Tier-1 | 0 | 0 | 0 | 170-462 | 170 | Tier-1 | 278-631 | 0 | 0 | 0 | 0
232-40AE | 232 | Tier-2 | 0.060038 | 0 | 0.060038 | 170-463F | 170 | Tier-1 | 232-40AE | 0.060038 | 0.69659 | 0 | 0
233-123R | 233 | Tier-2 | 12.9883 | 0 | 12.9883 | 171-667F | 171 | Tier-1 | 233-123R | 12.9883 | 14.1769 | 0 | 0
233-41R | 233 | Tier-2 | 9.2371 | 0 | 9.2371 | 173-302 | 173 | Tier-1 | 233-41R | 9.2371 | 4.1275 | 0 | 0
278-632F | 278 | Tier-1 | 0 | 0 | 0 | 175-2024R | 175 | Tier-2 | 278-632F | 0 | 0.0054924 | 0 | 0
233-81F | 233 | Tier-2 | 4.0311 | 0 | 4.0311 | 175-24R | 175 | Tier-2 | 233-81F | 4.0311 | 17.629 | 0 | 0
233-85F | 233 | Tier-2 | 0 | 0 | 0 | 176-161R | 176 | Tier-3 | 233-85F | 0 | 0.63883 | 0 | 0
233-86F | 233 | Tier-2 | 16.3672 | 0 | 16.3672 | 176-1845R | 176 | Tier-3 | 233-86F | 16.3672 | 6.7275 | 0 | 0
234-48R | 234 | Tier-2 | 9.2966 | 0 | 9.2966 | 176-199 | 176 | Tier-3 | 234-48R | 9.2966 | 5.5667 | 0 | 0
235-897R | 235 | Tier-2 | 4.3263 | 0 | 4.3263 | 177-940 | 177 | Tier-1 | 235-897R | 4.3263 | 3.6699 | 0 | 0
235-899R | 235 | Tier-2 | 9.9434 | 0 | 9.9434 | 178-49F | 178 | Tier-1 | 235-899R | 9.9434 | 3.0087 | 0 | 0
235-911 | 235 | Tier-2 | 0 | 0 | 0 | 179-7 | 179 | Tier-1 | 235-911 | 0 | 0.029167 | 0 | 0
236-1535R | 236 | Tier-3 | 6.7146 | 0 | 6.7146 | 180-13 | 180 | Tier-1 | 236-1535R | 6.7146 | 0.91193 | 0 | 0
236-1561R | 236 | Tier-3 | 4.4405 | 0 | 4.4405 | 181-1770 | 181 | Tier-1 | 236-1561R | 4.4405 | 0 | 0 | 0
236-1563R | 236 | Tier-3 | 3.6028 | 0 | 3.6028 | 181-53F | 181 | Tier-1 | 236-1563R | 3.6028 | 0.023295 | 0 | 0
236-1567R | 236 | Tier-3 | 5.4419 | 0 | 5.4419 | 181-56F | 181 | Tier-1 | 236-1567R | 5.4419 | 1.8373 | 0 | 0
236-1569R | 236 | Tier-3 | 13.5648 | 0 | 13.5648 | 181-57 | 181 | Tier-1 | 236-1569R | 13.5648 | 1.9712 | 0 | 0
236-1573R | 236 | Tier-3 | 6.2801 | 0 | 6.2801 | 183-440 | 183 | Tier-2 | 236-1573R | 6.2801 | 1.8814 | 0 | 0
237-1761R | 237 | Tier-3 | 7.3464 | 0 | 7.3464 | 185-40AE | 185 | Tier-1 | 237-1761R | 7.3464 | 0.089015 | 0 | 0
237-1765R | 237 | Tier-3 | 7.3027 | 0 | 7.3027 | 185-51F | 185 | Tier-2 | 237-1765R | 7.3027 | 0.9053 | 0 | 0
237-17R | 237 | Tier-2 | 10.4949 | 0 | 10.4949 | 188-11F | 188 | Tier-2 | 237-17R | 10.4949 | 1.793 | 0 | 0
279-9 | 279 | Tier-1 | 0 | 0 | 0 | 190-1122F | 190 | Tier-1 | 279-9 | 0 | 0 | 0 | 0
237-26F | 237 | Tier-2 | 1.7693 | 0 | 1.7693 | 190-1868R | 190 | Tier-1 | 237-26F | 1.7693 | 1.5371 | 0 | 0
237-28F | 237 | Tier-2 | 1.4282 | 0 | 1.4282 | 192-1616F | 192 | Tier-1 | 237-28F | 1.4282 | 1.4521 | 0 | 0
237-2R | 237 | Tier-3 | 14.6977 | 0 | 14.6977 | 196-38F | 196 | Tier-2 | 237-2R | 14.6977 | 6.3508 | 0 | 0
237-30R | 237 | Tier-3 | 31.7307 | 0 | 31.7307 | 198-37R | 198 | Tier-2 | 237-30R | 31.7307 | 8.1388 | 0 | 0
239-2207R | 239 | Tier-3 | 6.0509 | 0.76383 | 6.8148 | 203-21R | 203 | Tier-1 | 239-2207R | 6.0509 | 0.14413 | 0 | 0.76383
280-22 | 280 | Tier-1 | 0 | 0 | 0 | 206-1817 | 206 | Tier-2 | 280-22 | 0 | 0 | 0 | 0
239-2213R | 239 | Tier-3 | 4.9402 | 0.46212 | 5.4023 | 206-953R | 206 | Tier-1 | 239-2213R | 4.9402 | 0.53598 | 0.12008 | 0.46212
239-2215R | 239 | Tier-3 | 10.6913 | 1.3676 | 12.0589 | 206-961F | 206 | Tier-1 | 239-2215R | 10.6913 | 0.24811 | 0.26818 | 1.3676
239-2217R | 239 | Tier-3 | 4.5981 | 0.31667 | 4.9148 | 209-1769F | 209 | Tier-2 | 239-2217R | 4.5981 | 8.1369 | 2.7905 | 0.31667
239-89R | 239 | Tier-3 | 2.682 | 0.13731 | 2.8193 | 209-660R | 209 | Tier-1 | 239-89R | 2.682 | 0.085227 | 0.017045 | 0.13731
240-1028R | 240 | Tier-2 | 4.7506 | 0 | 4.7506 | 210-9R | 210 | Tier-2 | 240-1028R | 4.7506 | 0.018561 | 0 | 0
240-1044 | 240 | Tier-3 | 2.1725 | 0 | 2.1725 | 211-312R | 211 | Tier-2 | 240-1044 | 2.1725 | 0 | 0 | 0
280-23AE | 280 | Tier-1 | 0 | 0 | 0 | 212-773R | 212 | Tier-2 | 280-23AE | 0 | 0.80038 | 0 | 0
240-1148 | 240 | Tier-3 | 3.2212 | 0 | 3.2212 | 214-17AE | 214 | Tier-3 | 240-1148 | 3.2212 | 0.68996 | 0 | 0
240-2004R | 240 | Tier-3 | 15.8669 | 0 | 15.8669 | 215-1534R | 215 | Tier-2 | 240-2004R | 15.8669 | 3.0472 | 0 | 0
240-2006R | 240 | Tier-3 | 10.6277 | 0 | 10.6277 | 216-220R | 216 | Tier-3 | 240-2006R | 10.6277 | 0.012879 | 0 | 0
240-2032R | 240 | Tier-3 | 12.5852 | 0 | 12.5852 | 216-48 | 216 | Tier-3 | 240-2032R | 12.5852 | 13.279 | 0 | 0
282-1089 | 282 | Tier-1 | 0 | 0 | 0 | 216-50 | 216 | Tier-3 | 282-1089 | 0 | 0 | 0 | 0
241-570 | 241 | Tier-1 | 11.6271 | 0 | 11.6271 | 217-41AE | 217 | Tier-2 | 241-570 | 11.6271 | 3.2932 | 0 | 0
241-746 | 241 | Tier-1 | 0.30152 | 0 | 0.30152 | 217-835R | 217 | Tier-3 | 241-746 | 0.30152 | 6.9973 | 0 | 0
241-820AE | 241 | Tier-1 | 1.8402 | 0 | 1.8402 | 217-837R | 217 | Tier-3 | 241-820AE | 1.8402 | 2.0661 | 0 | 0
282-1090F | 282 | Tier-1 | 0 | 0 | 0 | 220-298R | 220 | Tier-3 | 282-1090F | 0 | 0.053977 | 0 | 0
242-1411F | 242 | Tier-1 | 0.14943 | 0 | 0.14943 | 221-675R | 221 | Tier-2 | 242-1411F | 0.14943 | 4.4144 | 0 | 0
282-1095 | 282 | Tier-1 | 0 | 0 | 0 | 222-1433R | 222 | Tier-3 | 282-1095 | 0 | 0.26572 | 0 | 0
242-1413F | 242 | Tier-1 | 1.033 | 0 | 1.033 | 222-1523R | 222 | Tier-3 | 242-1413F | 1.033 | 2.6269 | 0 | 0
282-48 | 282 | Tier-1 | 0 | 0 | 0 | 222-1986R | 222 | Tier-3 | 282-48 | 0 | 0 | 0 | 0
242-1419F | 242 | Tier-1 | 0 | 0 | 0 | 222-1990R | 222 | Tier-3 | 242-1419F | 0 | 1.885 | 0 | 0
242-1420F | 242 | Tier-1 | 0.72614 | 0 | 0.72614 | 222-2063 | 222 | Tier-3 | 242-1420F | 0.72614 | 0.48106 | 0 | 0
242-1426F | 242 | Tier-2 | 2.5816 | 0 | 2.5816 | 223-49 | 223 | Tier-1 | 242-1426F | 2.5816 | 2.6835 | 0 | 0
242-1427F | 242 | Tier-2 | 0.086932 | 0 | 0.086932 | 223-50 | 223 | Tier-1 | 242-1427F | 0.086932 | 0.92765 | 0 | 0
282-562 | 282 | Tier-1 | 0 | 0 | 0 | 224-538 | 224 | Tier-1 | 282-562 | 0 | 0 | 0 | 0
283-1356 | 283 | Tier-3 | 0 | 0 | 0 | 226-152F | 226 | Tier-2 | 283-1356 | 0 | 0 | 0 | 0
283-67 | 283 | Tier-3 | 0 | 0 | 0 | 227-12F | 227 | Tier-1 | 283-67 | 0 | 0 | 0 | 0
283-82 | 283 | Tier-3 | 0 | 0 | 0 | 229-425 | 229 | Tier-2 | 283-82 | 0 | 0 | 0 | 0
243-14R | 243 | Tier-2 | 8.0748 | 0 | 8.0748 | 230-133AE | 230 | Tier-2 | 243-14R | 8.0748 | 9.8616 | 0 | 0
243-20R | 243 | Tier-1 | 6.9239 | 0 | 6.9239 | 233-86F | 233 | Tier-2 | 243-20R | 6.9239 | 2.2824 | 0 | 0
287-1117 | 287 | Tier-1 | 0 | 0 | 0 | 236-1561R | 236 | Tier-3 | 287-1117 | 0 | 0 | 0 | 0
244-29 | 244 | Tier-1 | 10.8928 | 0 | 10.8928 | 236-1563R | 236 | Tier-3 | 244-29 | 10.8928 | 4.122 | 0 | 0
244-30F | 244 | Tier-1 | 0 | 0 | 0 | 236-1569R | 236 | Tier-3 | 244-30F | 0 | 0.46439 | 0 | 0
244-32F | 244 | Tier-1 | 0.36648 | 0 | 0.36648 | 237-26F | 237 | Tier-2 | 244-32F | 0.36648 | 1.0078 | 0 | 0
244-33F | 244 | Tier-1 | 0.10284 | 0 | 0.10284 | 239-2213R | 239 | Tier-3 | 244-33F | 0.10284 | 1.5998 | 0 | 0
287-19 | 287 | Tier-1 | 0 | 0 | 0 | 239-2217R | 239 | Tier-3 | 287-19 | 0 | 0 | 0 | 0
287-22 | 287 | Tier-1 | 0 | 0 | 0 | 242-1411F | 242 | Tier-1 | 287-22 | 0 | 0 | 0 | 0
245-486 | 245 | Tier-1 | 2.6419 | 0 | 2.6419 | 242-1412 | 242 | Tier-1 | 245-486 | 2.6419 | 10.7127 | 0 | 0
287-29 | 287 | Tier-1 | 0 | 0 | 0 | 242-1413F | 242 | Tier-1 | 287-29 | 0 | 0 | 0 | 0
246-34R | 246 | Tier-3 | 9.282 | 3.539 | 12.821 | 242-1418 | 242 | Tier-1 | 246-34R | 9.282 | 8.8229 | 3.9652 | 3.539
247-46 | 247 | Tier-3 | 4.4879 | 1.9699 | 6.4578 | 242-1428 | 242 | Tier-1 | 247-46 | 4.4879 | 17.5 | 4.2375 | 1.9699
288-2375R | 288 | Tier-2 | 0.25303 | 0.01553 | 0.26856 | 242-773F | 242 | Tier-1 | 288-2375R | 0.25303 | 0.069697 | 0.053598 | 0.01553
247-48 | 247 | Tier-2 | 0.44811 | 0 | 0.44811 | 243-14R | 243 | Tier-2 | 247-48 | 0.44811 | 0.12045 | 0.092045 | 0
288-2381 | 288 | Tier-2 | 0 | 0 | 0 | 244-28 | 244 | Tier-1 | 288-2381 | 0 | 0 | 0 | 0
248-30AE | 248 | Tier-2 | 0 | 0 | 0 | 244-29 | 244 | Tier-1 | 248-30AE | 0 | 0.09053 | 0 | 0
249-11 | 249 | Tier-3 | 0 | 0 | 0 | 245-486 | 245 | Tier-1 | 249-11 | 0 | 0.36629 | 0 | 0
249-12 | 249 | Tier-3 | 0 | 0 | 0 | 247-48 | 247 | Tier-2 | 249-12 | 0 | 0.57614 | 0 | 0
249-13 | 249 | Tier-3 | 0 | 0 | 0 | 248-29 | 248 | Tier-2 | 249-13 | 0 | 0.024242 | 0 | 0
289-908 | 289 | Tier-1 | 0 | 0 | 0 | 249-12 | 249 | Tier-3 | 289-908 | 0 | 0 | 0 | 0
249-24R | 249 | Tier-3 | 12.4773 | 0 | 12.4773 | 249-13 | 249 | Tier-3 | 249-24R | 12.4773 | 4.4627 | 0 | 0
290-31 | 290 | Tier-1 | 0 | 0 | 0 | 250-288F | 250 | Tier-1 | 290-31 | 0 | 0 | 0 | 0
291-1062 | 291 | Tier-2 | 0 | 0 | 0 | 250-46 | 250 | Tier-1 | 291-1062 | 0 | 0 | 0 | 0
250-287F | 250 | Tier-1 | 0 | 0 | 0 | 250-47 | 250 | Tier-1 | 250-287F | 0 | 0.45739 | 0 | 0
250-288F | 250 | Tier-1 | 0.046023 | 0 | 0.046023 | 252-268F | 252 | Tier-1 | 250-288F | 0.046023 | 2.0235 | 0 | 0
291-25 | 291 | Tier-2 | 0 | 0 | 0 | 252-269F | 252 | Tier-1 | 291-25 | 0 | 0 | 0 | 0
250-46 | 250 | Tier-1 | 0 | 0 | 0 | 252-270F | 252 | Tier-1 | 250-46 | 0 | 1.3737 | 0 | 0
250-47 | 250 | Tier-1 | 0.076894 | 0 | 0.076894 | 254-202 | 254 | Tier-1 | 250-47 | 0.076894 | 0.4161 | 0 | 0
292-156F | 292 | Tier-1 | 0 | 0 | 0 | 254-272 | 254 | Tier-1 | 292-156F | 0 | 0.11458 | 0 | 0
252-129 | 252 | Tier-2 | 4.5962 | 0.070644 | 4.6669 | 256-38 | 256 | Tier-1 | 252-129 | 4.5962 | 0.97898 | 0.024621 | 0.070644
252-132 | 252 | Tier-1 | 0 | 0 | 0 | 256-539R | 256 | Tier-1 | 252-132 | 0 | 1.0714 | 0 | 0
292-157F | 292 | Tier-1 | 0 | 0 | 0 | 257-30 | 257 | Tier-1 | 292-157F | 0 | 0.17197 | 0 | 0
292-158 | 292 | Tier-1 | 0 | 0 | 0 | 257-43AE | 257 | Tier-1 | 292-158 | 0 | 0 | 0 | 0
292-314 | 292 | Tier-2 | 0 | 0 | 0 | 265-166 | 265 | Tier-1 | 292-314 | 0 | 0 | 0 | 0
293-15AE | 293 | Tier-1 | 0 | 0 | 0 | 267-1224F | 267 | Tier-1 | 293-15AE | 0 | 0.6017 | 0 | 0
293-21 | 293 | Tier-1 | 0 | 0 | 0 | 267-1226 | 267 | Tier-1 | 293-21 | 0 | 0 | 0 | 0
294-36 | 294 | Tier-1 | 0 | 0 | 0 | 268-7F | 268 | Tier-1 | 294-36 | 0 | 0 | 0 | 0
252-277F | 252 | Tier-1 | 0.78769 | 0.12121 | 0.9089 | 269-391F | 269 | Tier-1 | 252-277F | 0.78769 | 2.2341 | 0.13258 | 0.12121
294-41F | 294 | Tier-1 | 0 | 0 | 0 | 269-41F | 269 | Tier-1 | 294-41F | 0 | 0.51004 | 0 | 0
294-591 | 294 | Tier-1 | 0 | 0 | 0 | 273-196F | 273 | Tier-1 | 294-591 | 0 | 0 | 0 | 0
254-202 | 254 | Tier-1 | 0 | 0 | 0 | 273-252F | 273 | Tier-1 | 254-202 | 0 | 0.9392 | 0 | 0
295-1202 | 295 | Tier-1 | 0 | 0 | 0 | 274-38AE | 274 | Tier-1 | 295-1202 | 0 | 0 | 0 | 0
254-273F | 254 | Tier-1 | 0 | 0 | 0 | 274-39 | 274 | Tier-1 | 254-273F | 0 | 0.019318 | 0 | 0
295-519 | 295 | Tier-1 | 0 | 0 | 0 | 275-47 | 275 | Tier-1 | 295-519 | 0 | 0.3017 | 0 | 0
255-1080R | 255 | Tier-1 | 1.1384 | 0 | 1.1384 | 275-680F | 275 | Tier-1 | 255-1080R | 1.1384 | 0 | 0 | 0
255-43AE | 255 | Tier-1 | 8.9938 | 0 | 8.9938 | 276-158R | 276 | Tier-1 | 255-43AE | 8.9938 | 10.0759 | 0 | 0
295-520 | 295 | Tier-1 | 0 | 0 | 0 | 277-456F | 277 | Tier-1 | 295-520 | 0 | 0 | 0 | 0
296-2651 | 296 | Tier-1 | 0 | 0 | 0 | 278-629F | 278 | Tier-1 | 296-2651 | 0 | 0 | 0 | 0
256-39AE | 256 | Tier-1 | 0.60985 | 0 | 0.60985 | 279-11AE | 279 | Tier-1 | 256-39AE | 0.60985 | 0.27538 | 0 | 0
256-46AE | 256 | Tier-1 | 2.711 | 0 | 2.711 | 282-1095 | 282 | Tier-1 | 256-46AE | 2.711 | 2.8301 | 0 | 0
256-539R | 256 | Tier-1 | 3.5464 | 0 | 3.5464 | 282-562 | 282 | Tier-1 | 256-539R | 3.5464 | 3.69 | 0 | 0
257-29AE | 257 | Tier-1 | 1.1517 | 0 | 1.1517 | 282-564F | 282 | Tier-1 | 257-29AE | 1.1517 | 4.3186 | 0 | 0
296-2654F | 296 | Tier-1 | 0 | 0 | 0 | 283-55R | 283 | Tier-3 | 296-2654F | 0 | 0.31648 | 0 | 0
257-31AE | 257 | Tier-1 | 2.1703 | 0 | 2.1703 | 283-71F | 283 | Tier-3 | 257-31AE | 2.1703 | 2.6727 | 0 | 0
257-42 | 257 | Tier-1 | 0 | 0 | 0 | 283-78F | 283 | Tier-3 | 257-42 | 0 | 0.79375 | 0 | 0
257-43AE | 257 | Tier-1 | 0 | 0 | 0 | 283-81 | 283 | Tier-3 | 257-43AE | 0 | 1.7725 | 0 | 0
257-44AE | 257 | Tier-1 | 0 | 0 | 0 | 284-660R | 284 | Tier-1 | 257-44AE | 0 | 0.20492 | 0 | 0
264-10 | 264 | Tier-1 | 0 | 0 | 0 | 287-1116F | 287 | Tier-1 | 264-10 | 0 | 0.13939 | 0 | 0
296-67 | 296 | Tier-1 | 0 | 0 | 0 | 287-1117 | 287 | Tier-1 | 296-67 | 0 | 0 | 0 | 0
296-69 | 296 | Tier-1 | 0 | 0 | 0 | 287-1119 | 287 | Tier-1 | 296-69 | 0 | 0.10492 | 0 | 0
296-8 | 296 | Tier-1 | 0 | 0 | 0 | 287-27AE | 287 | Tier-1 | 296-8 | 0 | 0 | 0 | 0
265-161 | 265 | Tier-1 | 0 | 0 | 0 | 287-29 | 287 | Tier-1 | 265-161 | 0 | 1.4184 | 0 | 0
296-88 | 296 | Tier-1 | 0 | 0 | 0 | 288-2378F | 288 | Tier-2 | 296-88 | 0 | 0.48939 | 0 | 0
266-485F | 266 | Tier-2 | 0.14186 | 0 | 0.14186 | 289-1559 | 289 | Tier-1 | 266-485F | 0.14186 | 18.2712 | 0 | 0
266-486F | 266 | Tier-1 | 0 | 0 | 0 | 289-905AE | 289 | Tier-1 | 266-486F | 0 | 1.2485 | 0 | 0
296-89 | 296 | Tier-1 | 0 | 0 | 0 | 290-31 | 290 | Tier-1 | 296-89 | 0 | 0 | 0 | 0
297-826 | 297 | Tier-1 | 0 | 0 | 0 | 292-157F | 292 | Tier-1 | 297-826 | 0 | 0 | 0 | 0
266-489 | 266 | Tier-1 | 0 | 0 | 0 | 292-314 | 292 | Tier-2 | 266-489 | 0 | 5.8741 | 0 | 0
298-385 | 298 | Tier-1 | 0 | 0 | 0 | 292-317F | 292 | Tier-2 | 298-385 | 0 | 0 | 0 | 0
299-1010AE | 299 | Tier-1 | 0.23996 | 0 | 0.23996 | 293-14 | 293 | Tier-1 | 299-1010AE | 0.23996 | 0.64242 | 0 | 0
267-1216F | 267 | Tier-1 | 0 | 0 | 0 | 293-15AE | 293 | Tier-1 | 267-1216F | 0 | 0.059848 | 0 | 0
299-1152 | 299 | Tier-1 | 0 | 0 | 0 | 293-26F | 293 | Tier-1 | 299-1152 | 0 | 0 | 0 | 0
299-1153F | 299 | Tier-1 | 0.29905 | 0 | 0.29905 | 294-41F | 294 | Tier-1 | 299-1153F | 0.29905 | 1.1415 | 0 | 0
299-816 | 299 | Tier-1 | 0 | 0 | 0 | 294-590F | 294 | Tier-1 | 299-816 | 0 | 0 | 0 | 0
300-483F | 300 | Tier-2 | 5.4324 | 0 | 5.4324 | 296-66F | 296 | Tier-2 | 300-483F | 5.4324 | 0.066477 | 0 | 0
300-486 | 300 | Tier-2 | 0 | 0 | 0 | 296-67 | 296 | Tier-1 | 300-486 | 0 | 0 | 0 | 0
304-920 | 304 | Tier-1 | 0 | 0 | 0 | 296-89 | 296 | Tier-1 | 304-920 | 0 | 0 | 0 | 0
304-997 | 304 | Tier-1 | 0 | 0 | 0 | 298-42R | 298 | Tier-1 | 304-997 | 0 | 0 | 0 | 0
306-2255 | 306 | Tier-1 | 0 | 0 | 0 | 299-1010AE | 299 | Tier-1 | 306-2255 | 0 | 0 | 0 | 0
306-960 | 306 | Tier-1 | 0 | 0 | 0 | 299-814AE | 299 | Tier-1 | 306-960 | 0 | 0.34413 | 0.034848 | 0
307-1539 | 307 | Tier-1 | 0 | 0 | 0 | 300-486 | 300 | Tier-2 | 307-1539 | 0 | 0 | 0 | 0
307-1684R | 307 | Tier-1 | 3.6379 | 0.12102 | 3.7589 | 303-188 | 303 | Tier-1 | 307-1684R | 3.6379 | 5.6636 | 0.61515 | 0.12102
308-483 | 308 | Tier-1 | 0 | 0 | 0 | 303-487AE | 303 | Tier-1 | 308-483 | 0 | 0 | 0 | 0
309-13 | 309 | Tier-1 | 0 | 0 | 0 | 306-2255 | 306 | Tier-1 | 309-13 | 0 | 0 | 0 | 0
268-13F | 268 | Tier-1 | 0 | 0 | 0 | 307-1538F | 307 | Tier-2 | 268-13F | 0 | 0.50114 | 0 | 0
268-14F | 268 | Tier-1 | 0 | 0 | 0 | 307-1539 | 307 | Tier-1 | 268-14F | 0 | 1.3854 | 0 | 0
268-7F | 268 | Tier-1 | 0 | 0 | 0 | 308-484AE | 308 | Tier-1 | 268-7F | 0 | 1.1017 | 0 | 0
269-18F | 269 | Tier-1 | 0 | 0 | 0 | 308-485AE | 308 | Tier-2 | 269-18F | 0 | 1.4731 | 0 | 0
310-1191 | 310 | Tier-1 | 0 | 0 | 0 | 308-486AE | 308 | Tier-2 | 310-1191 | 0 | 0 | 0 | 0
269-391F | 269 | Tier-1 | 0 | 0 | 0 | 308-563AE | 308 | Tier-2 | 269-391F | 0 | 3.771 | 0 | 0
269-41F | 269 | Tier-1 | 0 | 0 | 0 | 310-717 | 310 | Tier-1 | 269-41F | 0 | 1.0167 | 0 | 0
310-34 | 310 | Tier-1 | 0 | 0 | 0 | 310-718F | 310 | Tier-1 | 310-34 | 0 | 0 | 0 | 0
310-717 | 310 | Tier-1 | 0 | 0 | 0 | 311-1161F | 311 | Tier-1 | 310-717 | 0 | 0 | 0 | 0
270-177 | 270 | Tier-1 | 0 | 0 | 0 | 311-1162F | 311 | Tier-1 | 270-177 | 0 | 2.2515 | 0 | 0
310-718F | 310 | Tier-1 | 0.039962 | 0 | 0.039962 | 313-547 | 313 | Tier-1 | 310-718F | 0.039962 | 0.097348 | 0 | 0
311-1160 | 311 | Tier-1 | 0 | 0 | 0 | 313-548AE | 313 | Tier-1 | 311-1160 | 0 | 0 | 0 | 0
312-1178 | 312 | Tier-1 | 0 | 0 | 0 | 313-549AE | 313 | Tier-1 | 312-1178 | 0 | 0 | 0 | 0
312-1179 | 312 | Tier-1 | 0 | 0 | 0 | 313-550AE | 313 | Tier-1 | 312-1179 | 0 | 0.89527 | 0 | 0
312-15F | 312 | Tier-1 | 0 | 0 | 0 | 313-923F | 313 | Tier-1 | 312-15F | 0 | 0.016098 | 0 | 0
312-16 | 312 | Tier-1 | 0 | 0 | 0 | 314-12 | 314 | Tier-1 | 312-16 | 0 | 0 | 0 | 0
271-72 | 271 | Tier-1 | 0 | 0 | 0 | 314-1328 | 314 | Tier-1 | 271-72 | 0 | 0.46458 | 0 | 0
271-93F | 271 | Tier-1 | 0 | 0 | 0 | 315-1193F | 315 | Tier-2 | 271-93F | 0 | 2.0343 | 0 | 0
312-25 | 312 | Tier-1 | 0 | 0 | 0 | 315-484 | 315 | Tier-2 | 312-25 | 0 | 0 | 0 | 0
272-169F | 272 | Tier-1 | 0 | 0 | 0 | 320-1416F | 320 | Tier-1 | 272-169F | 0 | 5.7576 | 0 | 0
312-27F | 312 | Tier-1 | 0 | 0 | 0 | 321-739 | 321 | Tier-1 | 312-27F | 0 | 0.43693 | 0 | 0
312-42 | 312 | Tier-2 | 0 | 0 | 0 | 321-741 | 321 | Tier-1 | 312-42 | 0 | 0 | 0 | 0
273-194AE | 273 | Tier-1 | 0 | 0 | 0 | 322-828F | 322 | Tier-1 | 273-194AE | 0 | 0.40227 | 0 | 0
273-195F | 273 | Tier-1 | 0 | 0 | 0 | 322-829F | 322 | Tier-1 | 273-195F | 0 | 0.88523 | 0 | 0
273-196F | 273 | Tier-1 | 0 | 0 | 0 | 322-830F | 322 | Tier-1 | 273-196F | 0 | 2.5883 | 0 | 0
273-197 | 273 | Tier-1 | 0 | 0 | 0 | 323-1116F | 323 | Tier-1 | 273-197 | 0 | 0.3786 | 0 | 0
313-547 | 313 | Tier-1 | 0 | 0 | 0 | 323-1133F | 323 | Tier-1 | 313-547 | 0 | 0 | 0 | 0
273-249F | 273 | Tier-1 | 0 | 0 | 0 | 323-471 | 323 | Tier-1 | 273-249F | 0 | 0.3714 | 0 | 0
313-919 | 313 | Tier-1 | 0 | 0 | 0 | 324-44F | 324 | Tier-1 | 313-919 | 0 | 0 | 0 | 0
273-252F | 273 | Tier-1 | 0 | 0 | 0 | 325-22R | 325 | Tier-1 | 273-252F | 0 | 0.75322 | 0 | 0
314-11F | 314 | Tier-1 | 0 | 0 | 0 | 331-246R | 331 | Tier-2 | 314-11F | 0 | 1.3589 | 0 | 0
274-23R | 274 | Tier-1 | 7.4955 | 0 | 7.4955 | 331-40AE | 331 | Tier-2 | 274-23R | 7.4955 | 4.5777 | 0 | 0
274-38AE | 274 | Tier-1 | 0 | 0 | 0 | 334-46F | 334 | Tier-1 | 274-38AE | 0 | 2.1513 | 0 | 0
314-12 | 314 | Tier-1 | 0 | 0 | 0 | 34-239 | 34 | Tier-1 | 314-12 | 0 | 0 | 0 | 0
274-40 | 274 | Tier-1 | 4.1867 | 0 | 4.1867 | 34-240 | 34 | Tier-1 | 274-40 | 4.1867 | 1.6767 | 0 | 0
275-45 | 275 | Tier-1 | 0.73258 | 0 | 0.73258 | 34-242 | 34 | Tier-1 | 275-45 | 0.73258 | 6.6606 | 0 | 0
314-1328 | 314 | Tier-1 | 0 | 0 | 0 | 34-76F | 34 | Tier-1 | 314-1328 | 0 | 0.98352 | 0 | 0
275-48F | 275 | Tier-1 | 1.6146 | 0 | 1.6146 | 34-82F | 34 | Tier-1 | 275-48F | 1.6146 | 4.7146 | 0 | 0
275-50F | 275 | Tier-1 | 0 | 0 | 0 | 340-1070 | 340 | Tier-1 | 275-50F | 0 | 1.5777 | 0 | 0
314-46 | 314 | Tier-1 | 0 | 0 | 0 | 340-376F | 340 | Tier-1 | 314-46 | 0 | 0 | 0 | 0
275-680F | 275 | Tier-1 | 0 | 0 | 0 | 340-380 | 340 | Tier-1 | 275-680F | 0 | 0.83352 | 0 | 0
275-681F | 275 | Tier-1 | 0 | 0 | 0 | 341-1179 | 341 | Tier-1 | 275-681F | 0 | 0.94129 | 0 | 0
276-158R | 276 | Tier-1 | 8.3737 | 0 | 8.3737 | 350-2073 | 350 | Tier-2 | 276-158R | 8.3737 | 0.24697 | 0 | 0
276-228 | 276 | Tier-1 | 8.8549 | 0 | 8.8549 | 350-2182R | 350 | Tier-2 | 276-228 | 8.8549 | 3.068 | 0 | 0
314-816 | 314 | Tier-1 | 0 | 0 | 0 | 350-2188R | 350 | Tier-2 | 314-816 | 0 | 0 | 0 | 0
277-456F | 277 | Tier-1 | 0 | 0 | 0 | 351-819R | 351 | Tier-2 | 277-456F | 0 | 3.4869 | 0 | 0
277-458F | 277 | Tier-1 | 0 | 0 | 0 | 353-899 | 353 | Tier-2 | 277-458F | 0 | 0.22973 | 0 | 0
277-459F | 277 | Tier-1 | 5.0021 | 0 | 5.0021 | 356-30AE | 356 | Tier-3 | 277-459F | 5.0021 | 3.0182 | 0 | 0
277-48 | 277 | Tier-1 | 5.2545 | 0 | 5.2545 | 357-45R | 357 | Tier-3 | 277-48 | 5.2545 | 6.0475 | 0 | 0
278-22R | 278 | Tier-1 | 8.1903 | 0 | 8.1903 | 357-750R | 357 | Tier-2 | 278-22R | 8.1903 | 1.271 | 0 | 0
315-1150 | 315 | Tier-2 | 0 | 0 | 0 | 358-1193F | 358 | Tier-3 | 315-1150 | 0 | 0 | 0 | 0
278-630 | 278 | Tier-1 | 5.8665 | 0 | 5.8665 | 358-1241 | 358 | Tier-3 | 278-630 | 5.8665 | 4.7348 | 0 | 0
315-1151 | 315 | Tier-2 | 0 | 0 | 0 | 358-36 | 358 | Tier-3 | 315-1151 | 0 | 1.8455 | 0 | 0
315-1191 | 315 | Tier-2 | 0 | 0 | 0 | 358-665F | 358 | Tier-3 | 315-1191 | 0 | 0 | 0 | 0
279-10AE | 279 | Tier-1 | 6.8864 | 0 | 6.8864 | 358-666F | 358 | Tier-3 | 279-10AE | 6.8864 | 0.33523 | 0 | 0
279-11AE | 279 | Tier-1 | 7.1345 | 0 | 7.1345 | 358-681F | 358 | Tier-3 | 279-11AE | 7.1345 | 0.86742 | 0 | 0
315-1193F | 315 | Tier-2 | 0 | 0 | 0 | 36-239F | 36 | Tier-1 | 315-1193F | 0 | 1.0436 | 0 | 0
315-1194F | 315 | Tier-2 | 0 | 0 | 0 | 36-83F | 36 | Tier-1 | 315-1194F | 0 | 0.70341 | 0 | 0
315-484 | 315 | Tier-2 | 0 | 0 | 0 | 361-685F | 361 | Tier-1 | 315-484 | 0 | 0 | 0 | 0
280-24AE | 280 | Tier-2 | 1.6011 | 0 | 1.6011 | 362-48F | 362 | Tier-1 | 280-24AE | 1.6011 | 6.7777 | 0 | 0
280-382AE | 280 | Tier-1 | 2.7218 | 0 | 2.7218 | 363-25 | 363 | Tier-1 | 280-382AE | 2.7218 | 1.2278 | 0 | 0
320-1413F | 320 | Tier-1 | 0 | 0 | 0 | 365-28AE | 365 | Tier-1 | 320-1413F | 0 | 0.014583 | 0 | 0
320-1415 | 320 | Tier-1 | 0 | 0 | 0 | 368-1055 | 368 | Tier-1 | 320-1415 | 0 | 0 | 0 | 0
320-1416F | 320 | Tier-1 | 0 | 0 | 0 | 368-1057F | 368 | Tier-1 | 320-1416F | 0 | 0.0045455 | 0 | 0
282-47F | 282 | Tier-1 | 0 | 0 | 0 | 368-1070 | 368 | Tier-1 | 282-47F | 0 | 0.70663 | 0 | 0
321-739 | 321 | Tier-1 | 0 | 0 | 0 | 368-403F | 368 | Tier-1 | 321-739 | 0 | 0 | 0 | 0
321-741 | 321 | Tier-1 | 0.76212 | 0 | 0.76212 | 368-405 | 368 | Tier-1 | 321-741 | 0.76212 | 0.36534 | 0 | 0
282-563F | 282 | Tier-1 | 0.27064 | 0 | 0.27064 | 369-6F | 369 | Tier-1 | 282-563F | 0.27064 | 1.3742 | 0 | 0
282-564F | 282 | Tier-1 | 0 | 0 | 0 | 374-10F | 374 | Tier-1 | 282-564F | 0 | 0.50739 | 0 | 0
282-565F | 282 | Tier-1 | 0.43788 | 0 | 0.43788 | 376-526 | 376 | Tier-1 | 282-565F | 0.43788 | 5.1261 | 0 | 0
322-32R | 322 | Tier-1 | 0.064394 | 0 | 0.064394 | 38-11 | 38 | Tier-1 | 322-32R | 0.064394 | 0.095076 | 0 | 0
283-1357AE | 283 | Tier-3 | 0 | 0 | 0 | 381-452F | 381 | Tier-1 | 283-1357AE | 0 | 0.094129 | 0 | 0
283-1358AE | 283 | Tier-3 | 0 | 0 | 0 | 381-48 | 381 | Tier-1 | 283-1358AE | 0 | 0.066667 | 0 | 0
322-823 | 322 | Tier-1 | 0 | 0 | 0 | 382-19F | 382 | Tier-1 | 322-823 | 0 | 0 | 0 | 0
283-55R | 283 | Tier-3 | 7.0025 | 0.22841 | 7.2309 | 382-21F | 382 | Tier-1 | 283-55R | 7.0025 | 1.404 | 0.1786 | 0.22841
322-824 | 322 | Tier-1 | 0 | 0 | 0 | 382-28 | 382 | Tier-1 | 322-824 | 0 | 0 | 0 | 0
322-828F | 322 | Tier-1 | 0 | 0 | 0 | 382-32F | 382 | Tier-1 | 322-828F | 0 | 0.0075758 | 0 | 0
283-71F | 283 | Tier-3 | 4.5782 | 0.60758 | 5.1858 | 382-34F | 382 | Tier-1 | 283-71F | 4.5782 | 6.4998 | 1.2411 | 0.60758
283-78F | 283 | Tier-3 | 0 | 0 | 0 | 383-680F | 383 | Tier-2 | 283-78F | 0 | 0.48485 | 0 | 0
283-80F | 283 | Tier-3 | 0.033523 | 0 | 0.033523 | 39-17F | 39 | Tier-1 | 283-80F | 0.033523 | 0.71231 | 0 | 0
283-81 | 283 | Tier-3 | 0 | 0 | 0 | 39-18F | 39 | Tier-1 | 283-81 | 0 | 0.042803 | 0 | 0
322-829F | 322 | Tier-1 | 0 | 0 | 0 | 390-15 | 390 | Tier-1 | 322-829F | 0 | 0.0066288 | 0 | 0
283-83F | 283 | Tier-3 | 0 | 0 | 0 | 390-16F | 390 | Tier-1 | 283-83F | 0 | 0.011932 | 0 | 0
283-85F | 283 | Tier-3 | 0 | 0 | 0 | 390-346AE | 390 | Tier-1 | 283-85F | 0 | 0.0079545 | 0 | 0
284-660R | 284 | Tier-1 | 0.21894 | 0 | 0.21894 | 391-435 | 391 | Tier-1 | 284-660R | 0.21894 | 11.335 | 0 | 0
286-1053R | 286 | Tier-1 | 5.4248 | 0 | 5.4248 | 391-437 | 391 | Tier-1 | 286-1053R | 5.4248 | 5.918 | 0 | 0
286-989AE | 286 | Tier-1 | 6.1602 | 0 | 6.1602 | 394-420F | 394 | Tier-1 | 286-989AE | 6.1602 | 9.3044 | 0 | 0
286-990AE | 286 | Tier-1 | 2.429 | 0 | 2.429 | 40-1005 | 40 | Tier-1 | 286-990AE | 2.429 | 1.1102 | 0 | 0
286-991 | 286 | Tier-1 | 0 | 0 | 0 | 40-1007F | 40 | Tier-1 | 286-991 | 0 | 0.23485 | 0 | 0
287-1116F | 287 | Tier-1 | 0 | 0 | 0 | 40-1008F | 40 | Tier-1 | 287-1116F | 0 | 1.0087 | 0 | 0
322-830F | 322 | Tier-1 | 0 | 0 | 0 | 40-1031F | 40 | Tier-1 | 322-830F | 0 | 0.0068182 | 0 | 0
287-1118 | 287 | Tier-2 | 0.3572 | 0 | 0.3572 | 401-39R | 401 | Tier-2 | 287-1118 | 0.3572 | 5.3186 | 0 | 0
287-1119 | 287 | Tier-1 | 0 | 0 | 0 | 402-26 | 402 | Tier-1 | 287-1119 | 0 | 7.8441 | 0 | 0
323-1117F | 323 | Tier-1 | 0 | 0 | 0 | 402-28 | 402 | Tier-1 | 323-1117F | 0 | 0.023864 | 0 | 0
287-20 | 287 | Tier-1 | 0.66515 | 0 | 0.66515 | 402-817 | 402 | Tier-1 | 287-20 | 0.66515 | 8.1614 | 0 | 0
323-1118 | 323 | Tier-1 | 0 | 0 | 0 | 403-15F | 403 | Tier-1 | 323-1118 | 0 | 0 | 0 | 0
287-23AE | 287 | Tier-1 | 0 | 0 | 0 | 405-25 | 405 | Tier-1 | 287-23AE | 0 | 3.0407 | 0 | 0
287-24AE | 287 | Tier-1 | 0 | 0 | 0 | 409-38R | 409 | Tier-1 | 287-24AE | 0 | 7.9498 | 0 | 0
287-27AE | 287 | Tier-1 | 0 | 0 | 0 | 410-50R | 410 | Tier-1 | 287-27AE | 0 | 10.1136 | 0 | 0
287-28 | 287 | Tier-1 | 0 | 0 | 0 | 412-23AE | 412 | Tier-1 | 287-28 | 0 | 0.40492 | 0 | 0
323-1135 | 323 | Tier-1 | 0 | 0 | 0 | 415-1237R | 415 | Tier-1 | 323-1135 | 0 | 0 | 0 | 0
287-30 | 287 | Tier-1 | 0 | 0 | 0 | 416-21 | 416 | Tier-1 | 287-30 | 0 | 0.011364 | 0 | 0
288-149R | 288 | Tier-2 | 3.6009 | 1.3119 | 4.9129 | 416-37F | 416 | Tier-1 | 288-149R | 3.6009 | 5.5777 | 2.6095 | 1.3119
288-18 | 288 | Tier-1 | 4.7852 | 0.87652 | 5.6617 | 418-1260 | 418 | Tier-1 | 288-18 | 4.7852 | 21.5116 | 2.6335 | 0.87652
323-473 | 323 | Tier-1 | 0 | 0 | 0 | 418-25R | 418 | Tier-1 | 323-473 | 0 | 0 | 0 | 0
288-2378F | 288 | Tier-2 | 0 | 0 | 0 | 42-46 | 42 | Tier-1 | 288-2378F | 0 | 4.4062 | 1.1979 | 0
288-2379F | 288 | Tier-2 | 0 | 0 | 0 | 423-33F | 423 | Tier-1 | 288-2379F | 0 | 0.23958 | 0.068561 | 0
288-2380F | 288 | Tier-2 | 1.5197 | 0.23333 | 1.753 | 423-35F | 423 | Tier-1 | 288-2380F | 1.5197 | 3.9629 | 1.6926 | 0.23333
324-41 | 324 | Tier-1 | 0 | 0 | 0 | 424-32 | 424 | Tier-1 | 324-41 | 0 | 0 | 0 | 0
289-1559 | 289 | Tier-1 | 0.30758 | 0 | 0.30758 | 424-34 | 424 | Tier-1 | 289-1559 | 0.30758 | 0.28788 | 0 | 0
289-905AE | 289 | Tier-1 | 2.6644 | 0 | 2.6644 | 424-77F | 424 | Tier-1 | 289-905AE | 2.6644 | 2.8254 | 0 | 0
289-906AE | 289 | Tier-1 | 2.2544 | 0 | 2.2544 | 425-284F | 425 | Tier-1 | 289-906AE | 2.2544 | 4.3314 | 0 | 0
289-907 | 289 | Tier-1 | 2.107 | 0 | 2.107 | 427-102 | 427 | Tier-1 | 289-907 | 2.107 | 4.5919 | 0 | 0
325-1228 | 325 | Tier-1 | 0 | 0 | 0 | 427-126F | 427 | Tier-1 | 325-1228 | 0 | 0 | 0 | 0
290-29F | 290 | Tier-2 | 0 | 0 | 0 | 427-140 | 427 | Tier-1 | 290-29F | 0 | 10.2155 | 0 | 0
290-30F | 290 | Tier-2 | 0 | 0 | 0 | 427-141 | 427 | Tier-1 | 290-30F | 0 | 1.5246 | 0 | 0
326-25 | 326 | Tier-1 | 0 | 0 | 0 | 427-141F | 427 | Tier-1 | 326-25 | 0 | 0 | 0 | 0
291-1061AE | 291 | Tier-2 | 0 | 0 | 0 | 40-1006F | 40 | Tier-1 | 291-1061AE | 0 | 7.6699 | 0 | 0
329-11 | 329 | Tier-1 | 0 | 0 | 0 | 40-1026F | 40 | Tier-1 | 329-11 | 0 | 0 | 0 | 0
291-23 | 291 | Tier-2 | 0 | 0 | 0 | 401-684R | 401 | Tier-2 | 291-23 | 0 | 8.8557 | 0 | 0
329-217 | 329 | Tier-1 | 0 | 0 | 0 | 401-692R | 401 | Tier-1 | 329-217 | 0 | 0 | 0 | 0
330-44R | 330 | Tier-1 | 0.010227 | 0 | 0.010227 | 402-25 | 402 | Tier-1 | 330-44R | 0.010227 | 0 | 0 | 0
331-43 | 331 | Tier-2 | 0 | 0 | 0 | 402-27 | 402 | Tier-1 | 331-43 | 0 | 0 | 0 | 0
334-43 | 334 | Tier-1 | 0 | 0 | 0 | 403-10F | 403 | Tier-1 | 334-43 | 0 | 0 | 0 | 0
34-238 | 34 | Tier-1 | 0 | 0 | 0 | 403-12 | 403 | Tier-1 | 34-238 | 0 | 0 | 0 | 0
34-239 | 34 | Tier-1 | 0 | 0 | 0 | 403-8 | 403 | Tier-1 | 34-239 | 0 | 0.0037879 | 0 | 0
292-317F | 292 | Tier-2 | 0 | 0 | 0 | 405-159F | 405 | Tier-1 | 292-317F | 0 | 3.8413 | 0 | 0
293-14 | 293 | Tier-1 | 0 | 0 | 0 | 405-160F | 405 | Tier-1 | 293-14 | 0 | 0.26098 | 0 | 0
34-240 | 34 | Tier-1 | 0 | 0 | 0 | 41-43 | 41 | Tier-1 | 34-240 | 0 | 0.0037879 | 0 | 0
293-20AE | 293 | Tier-1 | 0 | 0 | 0 | 411-1873R | 411 | Tier-2 | 293-20AE | 0 | 7.0379 | 0 | 0
34-242 | 34 | Tier-1 | 0 | 0 | 0 | 411-30R | 411 | Tier-3 | 34-242 | 0 | 0.12405 | 0 | 0
293-25F | 293 | Tier-1 | 0 | 0 | 0 | 411-47R | 411 | Tier-2 | 293-25F | 0 | 2.8597 | 0 | 0
293-26F | 293 | Tier-1 | 0 | 0 | 0 | 416-38 | 416 | Tier-1 | 293-26F | 0 | 1.0854 | 0 | 0
293-27F | 293 | Tier-1 | 0 | 0 | 0 | 417-21R | 417 | Tier-1 | 293-27F | 0 | 1.6379 | 0 | 0
34-75F | 34 | Tier-1 | 0 | 0 | 0 | 423-32 | 423 | Tier-1 | 34-75F | 0 | 0.61326 | 0 | 0
34-77 | 34 | Tier-1 | 0 | 0 | 0 | 423-34F | 423 | Tier-1 | 34-77 | 0 | 0 | 0 | 0
294-43F | 294 | Tier-1 | 0 | 0 | 0 | 424-33 | 424 | Tier-1 | 294-43F | 0 | 2.7186 | 0.13258 | 0
294-590F | 294 | Tier-1 | 0 | 0 | 0 | 425-283 | 425 | Tier-1 | 294-590F | 0 | 1.7087 | 0.92159 | 0
34-80 | 34 | Tier-1 | 0 | 0 | 0 | 427-101AE | 427 | Tier-1 | 34-80 | 0 | 0 | 0 | 0
294-592F | 294 | Tier-1 | 0 | 0 | 0 | 427-127 | 427 | Tier-1 | 294-592F | 0 | 4.1913 | 2.1241 | 0
295-1201F | 295 | Tier-1 | 0.16193 | 0 | 0.16193 | 427-140F | 427 | Tier-1 | 295-1201F | 0.16193 | 0.70322 | 0 | 0
34-81F | 34 | Tier-1 | 0 | 0 | 0 | 427-214F | 427 | Tier-1 | 34-81F | 0 | 0.2464 | 0 | 0
295-1203F | 295 | Tier-2 | 0.27273 | 0 | 0.27273 | 427-215F | 427 | Tier-1 | 295-1203F | 0.27273 | 20.5938 | 0 | 0
340-1070 | 340 | Tier-1 | 0 | 0 | 0 | 427-216F | 427 | Tier-1 | 340-1070 | 0 | 0 | 0 | 0
340-380 | 340 | Tier-1 | 0 | 0 | 0 | 427-228 | 427 | Tier-1 | 340-380 | 0 | 0 | 0 | 0
295-521AE | 295 | Tier-1 | 0 | 0 | 0 | 427-230F | 427 | Tier-1 | 295-521AE | 0 | 1.333 | 0 | 0
296-10AE | 296 | Tier-1 | 0 | 0 | 0 | 427-234 | 427 | Tier-1 | 296-10AE | 0 | 0.0056818 | 0.10133 | 0
341-1154 | 341 | Tier-1 | 0 | 0 | 0 | 428-121 | 428 | Tier-1 | 341-1154 | 0 | 0 | 0 | 0
296-2652F | 296 | Tier-2 | 0 | 0 | 0 | 428-131 | 428 | Tier-1 | 296-2652F | 0 | 5.889 | 0.62822 | 0
296-2653F | 296 | Tier-1 | 0 | 0 | 0 | 428-131F | 428 | Tier-1 | 296-2653F | 0 | 0.49072 | 0.018939 | 0
341-1177 | 341 | Tier-1 | 0 | 0 | 0 | 428-135 | 428 | Tier-1 | 341-1177 | 0 | 0 | 0 | 0
296-66F | 296 | Tier-2 | 0.12311 | 0.021402 | 0.14451 | 428-139 | 428 | Tier-1 | 296-66F | 0.12311 | 2.5714 | 0.47027 | 0.021402
342-513 | 342 | Tier-1 | 0 | 0 | 0 | 428-80 | 428 | Tier-1 | 342-513 | 0 | 0 | 0 | 0
296-68F | 296 | Tier-2 | 0.53958 | 0.49186 | 1.0314 | 429-93F | 429 | Tier-1 | 296-68F | 0.53958 | 7.6167 | 1.4934 | 0.49186
343-17 | 343 | Tier-1 | 0 | 0 | 0 | 429-94 | 429 | Tier-1 | 343-17 | 0 | 0 | 0 | 0
343-18F | 343 | Tier-1 | 0 | 0 | 0 | 43-442 | 43 | Tier-1 | 343-18F | 0 | 0.09053 | 0 | 0
35-1 | 35 | Tier-1 | 0 | 0 | 0 | 432-23 | 432 | Tier-1 | 35-1 | 0 | 0 | 0 | 0
35-296 | 35 | Tier-1 | 0 | 0 | 0 | 433-295 | 433 | Tier-1 | 35-296 | 0 | 0 | 0 | 0
350-2073 | 350 | Tier-2 | 0 | 0 | 0 | 435-1342F | 435 | Tier-1 | 350-2073 | 0 | 0.057197 | 0 | 0
297-827AE | 297 | Tier-1 | 0 | 0 | 0 | 436-1040 | 436 | Tier-2 | 297-827AE | 0 | 2.9411 | 2.025 | 0
297-828AE | 297 | Tier-1 | 1.4936 | 0.29545 | 1.789 | 436-112 | 436 | Tier-1 | 297-828AE | 1.4936 | 6.014 | 3.3208 | 0.29545
298-383AE | 298 | Tier-1 | 0 | 0 | 0 | 436-316F | 436 | Tier-1 | 298-383AE | 0 | 3.9182 | 0 | 0
298-384 | 298 | Tier-1 | 0.022348 | 0 | 0.022348 | 438-562 | 438 | Tier-1 | 298-384 | 0.022348 | 4.2489 | 0 | 0
350-2182R | 350 | Tier-2 | 0.34848 | 0.063826 | 0.41231 | 439-43F | 439 | Tier-1 | 350-2182R | 0.34848 | 0 | 0 | 0.063826
298-42R | 298 | Tier-1 | 1.3672 | 0 | 1.3672 | 44-1099F | 44 | Tier-1 | 298-42R | 1.3672 | 1.6515 | 0 | 0
299-1009 | 299 | Tier-1 | 0 | 0 | 0 | 44-1102 | 44 | Tier-1 | 299-1009 | 0 | 0.2392 | 0 | 0
353-594F | 353 | Tier-2 | 1.221 | 0 | 1.221 | 44-1103F | 44 | Tier-1 | 353-594F | 1.221 | 0.065909 | 0 | 0
299-1011 | 299 | Tier-1 | 2.8142 | 0 | 2.8142 | 442-46R | 442 | Tier-3 | 299-1011 | 2.8142 | 7.4229 | 0 | 0
353-595 | 353 | Tier-2 | 0 | 0 | 0 | 442-784 | 442 | Tier-3 | 353-595 | 0 | 0 | 0 | 0
353-899 | 353 | Tier-2 | 0 | 0 | 0 | 444-15R | 444 | Tier-2 | 353-899 | 0 | 0 | 0 | 0
299-1154F | 299 | Tier-1 | 0 | 0 | 0 | 445-1315 | 445 | Tier-2 | 299-1154F | 0 | 0.19905 | 0 | 0
299-814AE | 299 | Tier-1 | 2.1013 | 0 | 2.1013 | 445-1317 | 445 | Tier-2 | 299-814AE | 2.1013 | 3.9174 | 0 | 0
299-815 | 299 | Tier-1 | 2.2472 | 0 | 2.2472 | 445-1325F | 445 | Tier-2 | 299-815 | 2.2472 | 4.8174 | 0 | 0
355-6R | 355 | Tier-2 | 1.2307 | 0 | 1.2307 | 445-1376F | 445 | Tier-2 | 355-6R | 1.2307 | 2.2172 | 0 | 0
357-1147R | 357 | Tier-2 | 0.74356 | 0 | 0.74356 | 445-17R | 445 | Tier-2 | 357-1147R | 0.74356 | 0 | 0 | 0
300-484F | 300 | Tier-2 | 8.7379 | 1.7396 | 10.4775 | 445-894R | 445 | Tier-2 | 300-484F | 8.7379 | 3.5458 | 2.0652 | 1.7396
357-1299R | 357 | Tier-3 | 2.6642 | 0 | 2.6642 | 445-897R | 445 | Tier-2 | 357-1299R | 2.6642 | 0.10985 | 0 | 0
303-188 | 303 | Tier-1 | 0 | 0 | 0 | 448-1234R | 448 | Tier-3 | 303-188 | 0 | 0.30644 | 0 | 0
303-189AE | 303 | Tier-1 | 4.6581 | 0 | 4.6581 | 448-735R | 448 | Tier-3 | 303-189AE | 4.6581 | 14.9225 | 0 | 0
303-487AE | 303 | Tier-1 | 1.1284 | 0 | 1.1284 | 449-13R | 449 | Tier-3 | 303-487AE | 1.1284 | 9.9481 | 0 | 0
304-1551 | 304 | Tier-1 | 0 | 0 | 0 | 45-16 | 45 | Tier-1 | 304-1551 | 0 | 15.9509 | 0 | 0
357-2046 | 357 | Tier-2 | 0 | 0 | 0 | 450-1852 | 450 | Tier-2 | 357-2046 | 0 | 0 | 0 | 0
304-921AE | 304 | Tier-1 | 0 | 0 | 0 | 450-1854 | 450 | Tier-2 | 304-921AE | 0 | 16.5564 | 0 | 0
304-922AE | 304 | Tier-1 | 0 | 0 | 0 | 452-1404F | 452 | Tier-2 | 304-922AE | 0 | 2.5394 | 0 | 0
357-2047F | 357 | Tier-2 | 0.29792 | 0 | 0.29792 | 452-1405 | 452 | Tier-2 | 357-2047F | 0.29792 | 1.403 | 0 | 0
304-998F | 304 | Tier-1 | 0 | 0 | 0 | 452-37AE | 452 | Tier-1 | 304-998F | 0 | 2.5561 | 0 | 0
304-999F | 304 | Tier-1 | 0 | 0 | 0 | 452-38AE | 452 | Tier-2 | 304-999F | 0 | 4.5027 | 0 | 0
305-32R | 305 | Tier-1 | 6.4379 | 0.69299 | 7.1309 | 454-1814 | 454 | Tier-2 | 305-32R | 6.4379 | 12.5456 | 1.4057 | 0.69299
305-35R | 305 | Tier-1 | 5.246 | 0.35076 | 5.5968 | 454-53F | 454 | Tier-2 | 305-35R | 5.246 | 3.5765 | 0.5339 | 0.35076
306-2246 | 306 | Tier-2 | 0 | 0 | 0 | 458-34 | 458 | Tier-1 | 306-2246 | 0 | 14.0932 | 1.9059 | 0
358-1175F | 358 | Tier-2 | 0.28523 | 0 | 0.28523 | 46-1 | 46 | Tier-1 | 358-1175F | 0.28523 | 0.17102 | 0 | 0
358-1193F | 358 | Tier-3 | 0 | 0 | 0 | 46-6F | 46 | Tier-1 | 358-1193F | 0 | 1.0748 | 0 | 0
306-2258F | 306 | Tier-1 | 0 | 0 | 0 | 460-330 | 460 | Tier-1 | 306-2258F | 0 | 11.9246 | 2.1545 | 0
358-1240F | 358 | Tier-3 | 0 | 0 | 0 | 461-24F | 461 | Tier-1 | 358-1240F | 0 | 0.078598 | 0 | 0
306-961 | 306 | Tier-1 | 0.17841 | 0.081061 | 0.25947 | 462-1025F | 462 | Tier-1 | 306-961 | 0.17841 | 5.6167 | 0.27008 | 0.081061
307-1492R | 307 | Tier-2 | 0.99792 | 0.55076 | 1.5487 | 462-1036 | 462 | Tier-1 | 307-1492R | 0.99792 | 5.0248 | 0.67443 | 0.55076
307-1538F | 307 | Tier-2 | 2.1735 | 0.04375 | 2.2172 | 462-1520 | 462 | Tier-1 | 307-1538F | 2.1735 | 15.1597 | 2.3583 | 0.04375
358-1241 | 358 | Tier-3 | 0 | 0 | 0 | 463-1136F | 463 | Tier-2 | 358-1241 | 0 | 0 | 0 | 0
358-36 | 358 | Tier-3 | 0 | 0 | 0 | 463-1137F | 463 | Tier-2 | 358-36 | 0 | 0 | 0 | 0
307-234R | 307 | Tier-2 | 4.5011 | 0.13826 | 4.6394 | 463-227F | 463 | Tier-1 | 307-234R | 4.5011 | 16.6392 | 1.3797 | 0.13826
308-464 | 308 | Tier-1 | 2.0881 | 1.6241 | 3.7121 | 467-7 | 467 | Tier-1 | 308-464 | 2.0881 | 4.1129 | 0.52273 | 1.6241
358-662 | 358 | Tier-3 | 0 | 0 | 0 | 467-8 | 467 | Tier-1 | 358-662 | 0 | 0 | 0 | 0
308-484AE | 308 | Tier-1 | 2.3366 | 2.5309 | 4.8674 | 467-8F | 467 | Tier-1 | 308-484AE | 2.3366 | 1.8555 | 1.2665 | 2.5309
308-485AE | 308 | Tier-2 | 0.93239 | 0.97254 | 1.9049 | 467-9F | 467 | Tier-1 | 308-485AE | 0.93239 | 2.1337 | 0.79602 | 0.97254
308-486AE | 308 | Tier-2 | 1.8949 | 1.8199 | 3.7148 | 468-17F | 468 | Tier-1 | 308-486AE | 1.8949 | 3.8144 | 2.6697 | 1.8199
308-563AE | 308 | Tier-2 | 0.71288 | 0.27955 | 0.99242 | 468-18 | 468 | Tier-1 | 308-563AE | 0.71288 | 2.593 | 1.6051 | 0.27955
358-679 | 358 | Tier-3 | 0 | 0 | 0 | 468-5 | 468 | Tier-1 | 358-679 | 0 | 0 | 0 | 0
36-231 | 36 | Tier-1 | 0 | 0 | 0 | 471-37F | 471 | Tier-1 | 36-231 | 0 | 0 | 0 | 0
309-15F | 309 | Tier-1 | 4.058 | 0 | 4.058 | 471-38F | 471 | Tier-1 | 309-15F | 4.058 | 4.2644 | 0 | 0
36-234 | 36 | Tier-1 | 0 | 0 | 0 | 475-761 | 475 | Tier-1 | 36-234 | 0 | 0.084091 | 0 | 0
310-1192F | 310 | Tier-1 | 4.6489 | 0 | 4.6489 | 477-10 | 477 | Tier-1 | 310-1192F | 4.6489 | 3.4763 | 0 | 0
310-1193F | 310 | Tier-1 | 0 | 0 | 0 | 477-36 | 477 | Tier-1 | 310-1193F | 0 | 1.4515 | 0 | 0
310-1194F | 310 | Tier-1 | 0.14867 | 0 | 0.14867 | 481-43F | 481 | Tier-1 | 310-1194F | 0.14867 | 2.4481 | 0 | 0
36-235 | 36 | Tier-1 | 0 | 0 | 0 | 482-939F | 482 | Tier-1 | 36-235 | 0 | 0.099242 | 0 | 0
310-33F | 310 | Tier-1 | 0 | 0 | 0 | 486-55AE | 486 | Tier-2 | 310-33F | 0 | 2.5246 | 0 | 0
36-236 | 36 | Tier-1 | 0 | 0 | 0 | 486-61R | 486 | Tier-1 | 36-236 | 0 | 0 | 0 | 0
310-35F | 310 | Tier-1 | 0 | 0 | 0 | 486-91 | 486 | Tier-1 | 310-35F | 0 | 6.7981 | 0 | 0
310-456AE | 310 | Tier-1 | 0 | 0 | 0 | 489-33 | 489 | Tier-1 | 310-456AE | 0 | 2.9004 | 0 | 0
36-237F | 36 | Tier-1 | 0 | 0 | 0 | 490-22 | 490 | Tier-1 | 36-237F | 0 | 0.24962 | 0 | 0
36-238 | 36 | Tier-1 | 0 | 0 | 0 | 490-23 | 490 | Tier-1 | 36-238 | 0 | 0 | 0 | 0
310-719F | 310 | Tier-1 | 1.6458 | 0 | 1.6458 | 492-14R | 492 | Tier-1 | 310-719F | 1.6458 | 2.5831 | 0 | 0
310-9R | 310 | Tier-1 | 0.82102 | 0 | 0.82102 | 492-343R | 492 | Tier-1 | 310-9R | 0.82102 | 0.84735 | 0 | 0
36-239F | 36 | Tier-1 | 0 | 0 | 0 | 493-478R | 493 | Tier-1 | 36-239F | 0 | 0.094129 | 0 | 0
311-1161F | 311 | Tier-1 | 0 | 0 | 0 | 496-21 | 496 | Tier-1 | 311-1161F | 0 | 1.0655 | 0 | 0
36-79 | 36 | Tier-1 | 0 | 0 | 0 | 502-10 | 502 | Tier-1 | 36-79 | 0 | 0 | 0 | 0
311-1163F | 311 | Tier-2 | 0.52064 | 0 | 0.52064 | 502-717 | 502 | Tier-1 | 311-1163F | 0.52064 | 0.38939 | 0 | 0
311-1199 | 311 | Tier-2 | 0.4125 | 0 | 0.4125 | 504-287R | 504 | Tier-2 | 311-1199 | 0.4125 | 0.94943 | 0 | 0
311-14R | 311 | Tier-2 | 0.57898 | 0 | 0.57898 | 506-159 | 506 | Tier-1 | 311-14R | 0.57898 | 16.6491 | 0 | 0
311-43 | 311 | Tier-2 | 2.0208 | 0 | 2.0208 | 506-160AE | 506 | Tier-1 | 311-43 | 2.0208 | 6.3004 | 0 | 0
36-81F | 36 | Tier-1 | 0 | 0 | 0 | 507-1606 | 507 | Tier-1 | 36-81F | 0 | 0.18598 | 0 | 0
36-82F | 36 | Tier-1 | 0 | 0 | 0 | 508-1023 | 508 | Tier-1 | 36-82F | 0 | 0.014583 | 0 | 0
312-14F | 312 | Tier-2 | 0.3303 | 0 | 0.3303 | 508-1024F | 508 | Tier-1 | 312-14F | 0.3303 | 16.9295 | 0 | 0
36-83F | 36 | Tier-1 | 0 | 0 | 0 | 509-1227R | 509 | Tier-1 | 36-83F | 0 | 0.021402 | 0 | 0
36-84F | 36 | Tier-1 | 0 | 0 | 0 | 51-41 | 51 | Tier-1 | 36-84F | 0 | 0.082008 | 0 | 0
361-684F | 361 | Tier-1 | 0.31534 | 0 | 0.31534 | 51-42F | 51 | Tier-1 | 361-684F | 0.31534 | 0.18958 | 0 | 0
312-26F | 312 | Tier-1 | 0 | 0 | 0 | 51-43F | 51 | Tier-1 | 312-26F | 0 | 2.1693 | 0 | 0
361-687 | 361 | Tier-1 | 0 | 0 | 0 | 51-44F | 51 | Tier-1 | 361-687 | 0 | 0 | 0 | 0
312-40F | 312 | Tier-2 | 0.040152 | 0 | 0.040152 | 511-1339 | 511 | Tier-1 | 312-40F | 0.040152 | 0.52992 | 0 | 0
312-41F | 312 | Tier-2 | 0 | 0 | 0 | 512-300F | 512 | Tier-1 | 312-41F | 0 | 0.32027 | 0 | 0
362-37 | 362 | Tier-1 | 0 | 0 | 0 | 512-49 | 512 | Tier-1 | 362-37 | 0 | 0 | 0 | 0
362-46 | 362 | Tier-1 | 0 | 0 | 0 | 513-45F | 513 | Tier-1 | 362-46 | 0 | 0 | 0 | 0
313-548AE | 313 | Tier-1 | 0.069697 | 0 | 0.069697 | 515-423 | 515 | Tier-1 | 313-548AE | 0.069697 | 0.99053 | 0 | 0
313-549AE | 313 | Tier-1 | 0 | 0 | 0 | 515-50 | 515 | Tier-1 | 313-549AE | 0 | 0.53826 | 0 | 0
313-550AE | 313 | Tier-1 | 0.86572 | 0 | 0.86572 | 518-40 | 518 | Tier-1 | 313-550AE | 0.86572 | 1.5409 | 0 | 0
366-34 | 366 | Tier-1 | 0 | 0 | 0 | 52-15 | 52 | Tier-1 | 366-34 | 0 | 0 | 0 | 0
313-920F | 313 | Tier-1 | 0.4197 | 0 | 0.4197 | 520-1527R | 520 | Tier-3 | 313-920F | 0.4197 | 0.81648 | 0 | 0
313-921F | 313 | Tier-1 | 0.23902 | 0 | 0.23902 | 520-1904 | 520 | Tier-3 | 313-921F | 0.23902 | 1.4987 | 0 | 0
313-922F | 313 | Tier-1 | 0 | 0 | 0 | 520-22R | 520 | Tier-2 | 313-922F | 0 | 0.8483 | 0 | 0
313-923F | 313 | Tier-1 | 1.4034 | 0 | 1.4034 | 520-46 | 520 | Tier-2 | 313-923F | 1.4034 | 2.435 | 0 | 0
366-36F | 366 | Tier-1 | 0 | 0 | 0 | 521-1835 | 521 | Tier-3 | 366-36F | 0 | 0.0051136 | 0 | 0
368-1055 | 368 | Tier-1 | 0 | 0 | 0 | 522-34 | 522 | Tier-2 | 368-1055 | 0 | 0 | 0 | 0
368-1057F | 368 | Tier-1 | 0.94186 | 0 | 0.94186 | 523-31AE | 523 | Tier-2 | 368-1057F | 0.94186 | 0.091667 | 0 | 0
314-13F | 314 | Tier-1 | 0.47273 | 0 | 0.47273 | 524-69R | 524 | Tier-3 | 314-13F | 0.47273 | 1.9398 | 0 | 0
314-43F | 314 | Tier-1 | 0 | 0 | 0 | 528-210 | 528 | Tier-1 | 314-43F | 0 | 7.3013 | 0 | 0
314-44F | 314 | Tier-1 | 0 | 0 | 0 | 528-212F | 528 | Tier-1 | 314-44F | 0 | 1.696 | 0 | 0
368-403F | 368 | Tier-1 | 0.20057 | 0 | 0.20057 | 53-49 | 53 | Tier-1 | 368-403F | 0.20057 | 0.080492 | 0 | 0
314-814F | 314 | Tier-1 | 0 | 0 | 0 | 532-1294F | 532 | Tier-1 | 314-814F | 0 | 5.4356 | 0 | 0
368-405 | 368 | Tier-1 | 0 | 0 | 0 | 534-1078 | 534 | Tier-1 | 368-405 | 0 | 0 | 0 | 0
369-207 | 369 | Tier-1 | 0 | 0 | 0 | 534-1079F | 534 | Tier-1 | 369-207 | 0 | 0 | 0 | 0
369-209F | 369 | Tier-1 | 0 | 0 | 0 | 534-346 | 534 | Tier-2 | 369-209F | 0 | 0.11572 | 0 | 0
369-6F | 369 | Tier-1 | 0 | 0 | 0 | 535-1119 | 535 | Tier-1 | 369-6F | 0 | 0.11686 | 0 | 0
315-1192F | 315 | Tier-2 | 0.39659 | 0 | 0.39659 | 540-38 | 540 | Tier-2 | 315-1192F | 0.39659 | 0.10227 | 0 | 0
369-7 | 369 | Tier-1 | 0 | 0 | 0 | 543-354F | 543 | Tier-2 | 369-7 | 0 | 0 | 0 | 0
37-20 | 37 | Tier-1 | 0 | 0 | 0 | 543-359 | 543 | Tier-1 | 37-20 | 0 | 0 | 0 | 0
37-8 | 37 | Tier-1 | 0 | 0 | 0 | 545-43AE | 545 | Tier-1 | 37-8 | 0 | 0.020833 | 0 | 0
315-485AE | 315 | Tier-2 | 1.5218 | 0 | 1.5218 | 545-45AE | 545 | Tier-1 | 315-485AE | 1.5218 | 9.2831 | 0 | 0
315-486 | 315 | Tier-2 | 0 | 0 | 0 | 545-47F | 545 | Tier-1 | 315-486 | 0 | 4.8714 | 0 | 0
374-708R | 374 | Tier-1 | 1.0019 | 0 | 1.0019 | 546-14R | 546 | Tier-1 | 374-708R | 1.0019 | 1.104 | 0 | 0
320-1414 | 320 | Tier-1 | 1.7297 | 0 | 1.7297 | 548-18F | 548 | Tier-1 | 320-1414 | 1.7297 | 23.3642 | 0 | 0
374-8 | 374 | Tier-1 | 0 | 0 | 0 | 551-19 | 551 | Tier-1 | 374-8 | 0 | 0 | 0 | 0
38-434F | 38 | Tier-1 | 0 | 0 | 0 | 555-22F | 555 | Tier-1 | 38-434F | 0 | 0.12595 | 0 | 0
321-1332R | 321 | Tier-1 | 2.8138 | 0 | 2.8138 | 555-24F | 555 | Tier-1 | 321-1332R | 2.8138 | 3.5987 | 0 | 0
321-646 | 321 | Tier-1 | 1.2214 | 0 | 1.2214 | 557-824 | 557 | Tier-1 | 321-646 | 1.2214 | 1.1756 | 0 | 0
38-435F | 38 | Tier-1 | 0 | 0 | 0 | 558-301R | 558 | Tier-1 | 38-435F | 0 | 0.056061 | 0 | 0
321-740AE | 321 | Tier-1 | 2.8839 | 0 | 2.8839 | 56-28 | 56 | Tier-1 | 321-740AE | 2.8839 | 1.9854 | 0 | 0
38-436 | 38 | Tier-1 | 0 | 0 | 0 | 56-670F | 56 | Tier-1 | 38-436 | 0 | 0 | 0 | 0
381-445 | 381 | Tier-1 | 0 | 0 | 0 | 560-29F | 560 | Tier-1 | 381-445 | 0 | 0 | 0 | 0
322-821F | 322 | Tier-1 | 5.6044 | 0 | 5.6044 | 560-46F | 560 | Tier-1 | 322-821F | 5.6044 | 9.1449 | 0 | 0
322-822F | 322 | Tier-1 | 0.46686 | 0 | 0.46686 | 560-48F | 560 | Tier-1 | 322-822F | 0.46686 | 1.4777 | 0 | 0
381-450F | 381 | Tier-1 | 0.24375 | 0 | 0.24375 | 561-14 | 561 | Tier-1 | 381-450F | 0.24375 | 0.21951 | 0 | 0
381-452F | 381 | Tier-1 | 0 | 0 | 0 | 563-37F | 563 | Tier-1 | 381-452F | 0 | 0.32311 | 0 | 0
381-47 | 381 | Tier-1 | 0 | 0 | 0 | 563-675F | 563 | Tier-1 | 381-47 | 0 | 0 | 0 | 0
382-22 | 382 | Tier-1 | 0 | 0 | 0 | 564-1923 | 564 | Tier-1 | 382-22 | 0 | 0 | 0 | 0
382-28 | 382 | Tier-1 | 0 | 0 | 0 | 565-248 | 565 | Tier-1 | 382-28 | 0 | 0 | 0 | 0
323-1116F | 323 | Tier-1 | 0 | 0 | 0 | 565-78 | 565 | Tier-1 | 323-1116F | 0 | 4.9538 | 0 | 0
382-32F | 382 | Tier-1 | 0 | 0 | 0 | 565-79AE | 565 | Tier-1 | 382-32F | 0 | 0.022348 | 0 | 0
382-34F | 382 | Tier-1 | 0 | 0 | 0 | 566-44AE | 566 | Tier-1 | 382-34F | 0 | 0.022348 | 0 | 0
323-1119F | 323 | Tier-1 | 0 | 0 | 0 | 57-1294 | 57 | Tier-1 | 323-1119F | 0 | 1.0705 | 0 | 0
323-1133F | 323 | Tier-1 | 0 | 0 | 0 | 57-1296F | 57 | Tier-1 | 323-1133F | 0 | 1.4689 | 0 | 0
323-1134F | 323 | Tier-1 | 0.7358 | 0 | 0.7358 | 571-42F | 571 | Tier-1 | 323-1134F | 0.7358 | 4.5085 | 0 | 0
382-390 | 382 | Tier-1 | 0 | 0 | 0 | 575-22F | 575 | Tier-1 | 382-390 | 0 | 0 | 0 | 0
323-471 | 323 | Tier-1 | 5.2117 | 0 | 5.2117 | 575-24F | 575 | Tier-1 | 323-471 | 5.2117 | 7.9754 | 0 | 0
323-472AE | 323 | Tier-1 | 1.2835 | 0 | 1.2835 | 575-25F | 575 | Tier-1 | 323-472AE | 1.2835 | 0.77784 | 0 | 0
383-1174 | 383 | Tier-1 | 0 | 0 | 0 | 576-201F | 576 | Tier-2 | 383-1174 | 0 | 0 | 0 | 0
383-678 | 383 | Tier-1 | 0 | 0 | 0 | 577-194F | 577 | Tier-2 | 383-678 | 0 | 0 | 0 | 0
384-14 | 384 | Tier-1 | 0 | 0 | 0 | 577-199 | 577 | Tier-2 | 384-14 | 0 | 0 | 0 | 0
324-42F | 324 | Tier-1 | 0 | 0 | 0 | 578-227AE | 578 | Tier-1 | 324-42F | 0 | 3.4519 | 0 | 0
324-44F | 324 | Tier-1 | 0 | 0 | 0 | 579-32AE | 579 | Tier-1 | 324-44F | 0 | 2.1294 | 0 | 0
325-1220R | 325 | Tier-1 | 10.7873 | 0 | 10.7873 | 579-350F | 579 | Tier-1 | 325-1220R | 10.7873 | 7.71 | 0 | 0
325-1227F | 325 | Tier-1 | 0.24205 | 0 | 0.24205 | 58-1165F | 58 | Tier-1 | 325-1227F | 0.24205 | 0.27348 | 0 | 0
39-15 | 39 | Tier-1 | 0 | 0 | 0 | 58-522 | 58 | Tier-1 | 39-15 | 0 | 0 | 0 | 0
325-1229F | 325 | Tier-1 | 0.75587 | 0 | 0.75587 | 58-728F | 58 | Tier-1 | 325-1229F | 0.75587 | 1.1314 | 0 | 0
325-22R | 325 | Tier-1 | 4.4492 | 0 | 4.4492 | 58-738 | 58 | Tier-1 | 325-22R | 4.4492 | 9.5409 | 0 | 0
325-25 | 325 | Tier-1 | 0.65966 | 0 | 0.65966 | 58-740F | 58 | Tier-1 | 325-25 | 0.65966 | 0.19299 | 0 | 0
39-17 | 39 | Tier-1 | 0 | 0 | 0 | 58-752 | 58 | Tier-1 | 39-17 | 0 | 0.026515 | 0 | 0
326-26 | 326 | Tier-1 | 0.27121 | 0 | 0.27121 | 58-753F | 58 | Tier-1 | 326-26 | 0.27121 | 11.9366 | 0 | 0
326-35R | 326 | Tier-1 | 7.7561 | 0 | 7.7561 | 58-756F | 58 | Tier-1 | 326-35R | 7.7561 | 5.5292 | 0 | 0
39-17F | 39 | Tier-1 | 0 | 0 | 0 | 58-757 | 58 | Tier-1 | 39-17F | 0 | 0 | 0 | 0
329-13F | 329 | Tier-1 | 0 | 0 | 0 | 582-1019AE | 582 | Tier-1 | 329-13F | 0 | 0.29527 | 0 | 0
329-215F | 329 | Tier-1 | 0.7339 | 0 | 0.7339 | 583-316F | 583 | Tier-1 | 329-215F | 0.7339 | 5.133 | 0 | 0
39-18 | 39 | Tier-1 | 0 | 0 | 0 | 583-319F | 583 | Tier-1 | 39-18 | 0 | 0.019886 | 0 | 0
329-793F | 329 | Tier-1 | 0.40644 | 0 | 0.40644 | 583-320 | 583 | Tier-1 | 329-793F | 0.40644 | 1.8098 | 0 | 0
39-18F | 39 | Tier-1 | 0 | 0 | 0 | 583-659F | 583 | Tier-1 | 39-18F | 0 | 0 | 0 | 0
330-810R | 330 | Tier-1 | 1.6044 | 0 | 1.6044 | 584-24F | 584 | Tier-1 | 330-810R | 1.6044 | 2.4225 | 0 | 0
330-8R | 330 | Tier-1 | 4.9453 | 0 | 4.9453 | 585-20F | 585 | Tier-1 | 330-8R | 4.9453 | 3.161 | 0 | 0
331-246R | 331 | Tier-2 | 0 | 0 | 0 | 587-2 | 587 | Tier-1 | 331-246R | 0 | 8.9053 | 0.14678 | 0
331-40AE | 331 | Tier-2 | 0 | 0 | 0 | 587-3 | 587 | Tier-1 | 331-40AE | 0 | 12.0742 | 5.3104 | 0
331-42AE | 331 | Tier-2 | 0 | 0 | 0 | 588-17 | 588 | Tier-1 | 331-42AE | 0 | 6.7657 | 1.5273 | 0
39-19F | 39 | Tier-1 | 0 | 0 | 0 | 588-18AE | 588 | Tier-1 | 39-19F | 0 | 0 | 0 | 0
334-21 | 334 | Tier-1 | 6.6265 | 0 | 6.6265 | 589-58 | 589 | Tier-1 | 334-21 | 6.6265 | 2.9095 | 0 | 0
390-17 | 390 | Tier-1 | 0 | 0 | 0 | 59-464AE | 59 | Tier-1 | 390-17 | 0 | 0 | 0 | 0
334-44F | 334 | Tier-1 | 0 | 0 | 0 | 592-101F | 592 | Tier-1 | 334-44F | 0 | 0.2822 | 0 | 0
334-45F | 334 | Tier-1 | 0.34261 | 0 | 0.34261 | 592-102 | 592 | Tier-1 | 334-45F | 0.34261 | 9.3318 | 0 | 0
334-46F | 334 | Tier-1 | 0 | 0 | 0 | 592-99F | 592 | Tier-1 | 334-46F | 0 | 5.7782 | 0 | 0
391-433 | 391 | Tier-1 | 0 | 0 | 0 | 593-24 | 593 | Tier-1 | 391-433 | 0 | 0 | 0 | 0
391-435 | 391 | Tier-1 | 0 | 0 | 0 | 593-8 | 593 | Tier-1 | 391-435 | 0 | 0.0056818 | 0 | 0
391-437 | 391 | Tier-1 | 0 | 0 | 0 | 594-1378 | 594 | Tier-2 | 391-437 | 0 | 0.60303 | 0 | 0
392-25 | 392 | Tier-1 | 0 | 0 | 0 | 595-1450 | 595 | Tier-1 | 392-25 | 0 | 0 | 0 | 0
394-420F | 394 | Tier-1 | 0 | 0 | 0 | 595-478 | 595 | Tier-1 | 394-420F | 0 | 0.82045 | 0 | 0
34-76F | 34 | Tier-1 | 0 | 0 | 0 | 595-500 | 595 | Tier-1 | 34-76F | 0 | 0.39773 | 0 | 0
394-421 | 394 | Tier-1 | 0 | 0 | 0 | 596-1996F | 596 | Tier-1 | 394-421 | 0 | 0 | 0 | 0
397-547 | 397 | Tier-1 | 0 | 0 | 0 | 598-658 | 598 | Tier-1 | 397-547 | 0 | 0 | 0 | 0
40-1005 | 40 | Tier-1 | 0 | 0 | 0 | 599-1125 | 599 | Tier-2 | 40-1005 | 0 | 0 | 0 | 0
34-82F | 34 | Tier-1 | 0 | 0 | 0 | 60-363R | 60 | Tier-1 | 34-82F | 0 | 0.6822 | 0 | 0
40-1024 | 40 | Tier-1 | 0 | 0 | 0 | 60-576F | 60 | Tier-1 | 40-1024 | 0 | 0 | 0 | 0
340-1071F | 340 | Tier-1 | 0 | 0 | 0 | 60-602F | 60 | Tier-1 | 340-1071F | 0 | 2.8481 | 0 | 0
340-1072F | 340 | Tier-1 | 0 | 0 | 0 | 60-603F | 60 | Tier-1 | 340-1072F | 0 | 7.7955 | 0 | 0
340-375F | 340 | Tier-1 | 0 | 0 | 0 | 60-604F | 60 | Tier-1 | 340-375F | 0 | 5.182 | 0 | 0
340-376F | 340 | Tier-1 | 1.8955 | 0 | 1.8955 | 61-23F | 61 | Tier-1 | 340-376F | 1.8955 | 8.6023 | 0 | 0
340-378F | 340 | Tier-1 | 5.6273 | 0 | 5.6273 | 67-37R | 67 | Tier-3 | 340-378F | 5.6273 | 5.2604 | 0 | 0
40-1025F | 40 | Tier-1 | 0 | 0 | 0 | 68-1356AE | 68 | Tier-2 | 40-1025F | 0 | 0.15985 | 0 | 0
40-1028 | 40 | Tier-1 | 0 | 0 | 0 | 68-44 | 68 | Tier-1 | 40-1028 | 0 | 0 | 0 | 0
341-1155F | 341 | Tier-1 | 2.8739 | 0 | 2.8739 | 700-256F | 700 | Tier-1 | 341-1155F | 2.8739 | 6.1871 | 0 | 0
341-1156F | 341 | Tier-1 | 0 | 0 | 0 | 700-259F | 700 | Tier-1 | 341-1156F | 0 | 3.243 | 0 | 0
341-1157F | 341 | Tier-1 | 1.4369 | 0 | 1.4369 | 701-15R | 701 | Tier-1 | 341-1157F | 1.4369 | 2.7235 | 0 | 0
402-25 | 402 | Tier-1 | 0 | 0 | 0 | 701-31 | 701 | Tier-1 | 402-25 | 0 | 0 | 0 | 0
341-1179 | 341 | Tier-1 | 0.61591 | 0 | 0.61591 | 701-50AE | 701 | Tier-1 | 341-1179 | 0.61591 | 0.27917 | 0 | 0
341-920 | 341 | Tier-1 | 6.9938 | 0 | 6.9938 | 701-750 | 701 | Tier-1 | 341-920 | 6.9938 | 3.9919 | 0 | 0
402-27 | 402 | Tier-1 | 0 | 0 | 0 | 708-47 | 708 | Tier-1 | 402-27 | 0 | 0.0075758 | 0 | 0
342-514F | 342 | Tier-1 | 2.1676 | 0 | 2.1676 | 708-48 | 708 | Tier-1 | 342-514F | 2.1676 | 0.30568 | 0 | 0
342-515F | 342 | Tier-1 | 0 | 0 | 0 | 710-423 | 710 | Tier-1 | 342-515F | 0 | 0.43049 | 0 | 0
342-521AE | 342 | Tier-1 | 1.4688 | 0 | 1.4688 | 710-424 | 710 | Tier-1 | 342-521AE | 1.4688 | 13.232 | 0 | 0
402-817 | 402 | Tier-1 | 0 | 0 | 0 | 710-97F | 710 | Tier-1 | 402-817 | 0 | 0 | 0 | 0
403-12 | 403 | Tier-1 | 0 | 0 | 0 | 710-98F | 710 | Tier-1 | 403-12 | 0 | 0 | 0 | 0
343-19F | 343 | Tier-1 | 0 | 0 | 0 | 712-310 | 712 | Tier-1 | 343-19F | 0 | 0.37519 | 0 | 0
343-20 | 343 | Tier-1 | 2.3227 | 0 | 2.3227 | 712-311F | 712 | Tier-1 | 343-20 | 2.3227 | 3.5097 | 0 | 0
344-271R | 344 | Tier-1 | 0 | 0 | 0 | 713-168 | 713 | Tier-1 | 344-271R | 0 | 0.25 | 0 | 0
403-8 | 403 | Tier-1 | 0 | 0 | 0 | 713-169 | 713 | Tier-1 | 403-8 | 0 | 0 | 0 | 0
35-2 | 35 | Tier-1 | 0.36345 | 0 | 0.36345 | 713-172F | 713 | Tier-1 | 35-2 | 0.36345 | 9.4826 | 0 | 0
404-7 | 404 | Tier-1 | 0 | 0 | 0 | 714-549F | 714 | Tier-1 | 404-7 | 0 | 0 | 0 | 0
35-297AE | 35 | Tier-1 | 0.30568 | 0 | 0.30568 | 714-567F | 714 | Tier-1 | 35-297AE | 0.30568 | 1.0494 | 0 | 0
405-157 | 405 | Tier-1 | 0 | 0 | 0 | 714-570F | 714 | Tier-1 | 405-157 | 0 | 0 | 0 | 0
405-24F | 405 | Tier-1 | 0 | 0 | 0 | 716-42F | 716 | Tier-1 | 405-24F | 0 | 0.057197 | 0 | 0
350-2188R | 350 | Tier-2 | 20.2665 | 1.7761 | 22.0426 | 719-28 | 719 | Tier-1 | 350-2188R | 20.2665 | 3.6534 | 1.4669 | 1.7761
350-2192R | 350 | Tier-2 | 29.4777 | 2.3811 | 31.8587 | 719-390F | 719 | Tier-1 | 350-2192R | 29.4777 | 5.5116 | 3.4142 | 2.3811
350-2196R | 350 | Tier-2 | 32.7625 | 1.6828 | 34.4453 | 719-391F | 719 | Tier-1 | 350-2196R | 32.7625 | 1.265 | 0.82311 | 1.6828
350-2201R | 350 | Tier-3 | 13.3602 | 1.2085 | 14.5687 | 719-855F | 719 | Tier-1 | 350-2201R | 13.3602 | 1.7485 | 1.1083 | 1.2085
350-41R | 350 | Tier-2 | 14.1648 | 2.1383 | 16.303 | 723-792F | 723 | Tier-1 | 350-41R | 14.1648 | 1.8485 | 0.9214 | 2.1383
351-819R | 351 | Tier-2 | 10.4894 | 0 | 10.4894 | 723-794 | 723 | Tier-1 | 351-819R | 10.4894 | 1.7996 | 0 | 0
351-871R | 351 | Tier-3 | 4.1407 | 0 | 4.1407 | 724-6 | 724 | Tier-1 | 351-871R | 4.1407 | 0.029167 | 0 | 0
352-27R | 352 | Tier-3 | 11.4138 | 1.6193 | 13.0331 | 726-31F | 726 | Tier-1 | 352-27R | 11.4138 | 1.0593 | 0.92311 | 1.6193
353-1429R | 353 | Tier-2 | 5.183 | 0.76875 | 5.9517 | 726-41F | 726 | Tier-1 | 353-1429R | 5.183 | 11.9797 | 3.6689 | 0.76875
353-593F | 353 | Tier-2 | 1.9585 | 0.11894 | 2.0775 | 726-42 | 726 | Tier-1 | 353-593F | 1.9585 | 0.34545 | 0.2358 | 0.11894
405-25 | 405 | Tier-1 | 0 | 0 | 0 | 728-1570F | 728 | Tier-2 | 405-25 | 0 | 0 | 0 | 0
406-34 | 406 | Tier-1 | 0 | 0 | 0 | 73-1130R | 73 | Tier-3 | 406-34 | 0 | 0 | 0 | 0
41-42 | 41 | Tier-1 | 0 | 0 | 0 | 73-1160F | 73 | Tier-3 | 41-42 | 0 | 0 | 0 | 0
353-900F | 353 | Tier-2 | 0.91932 | 0.09053 | 1.0098 | 73-1164 | 73 | Tier-3 | 353-900F | 0.91932 | 4.9716 | 2.7422 | 0.09053
353-901F | 353 | Tier-2 | 2.1602 | 0.22898 | 2.3892 | 73-1166 | 73 | Tier-3 | 353-901F | 2.1602 | 11.0227 | 2.6214 | 0.22898
353-902F | 353 | Tier-2 | 0.57917 | 0 | 0.57917 | 73-1220 | 73 | Tier-3 | 353-902F | 0.57917 | 5.2839 | 2.4591 | 0
353-904R | 353 | Tier-2 | 6.6816 | 0.38371 | 7.0653 | 730-1079 | 730 | Tier-1 | 353-904R | 6.6816 | 1.7335 | 0.54015 | 0.38371
354-1706R | 354 | Tier-2 | 17.0706 | 0 | 17.0706 | 731-49F | 731 | Tier-1 | 354-1706R | 17.0706 | 4.8697 | 0 | 0
354-24AE | 354 | Tier-2 | 3.4697 | 0 | 3.4697 | 735-276F | 735 | Tier-1 | 354-24AE | 3.4697 | 10.4907 | 0 | 0
355-41R | 355 | Tier-2 | 4.728 | 0 | 4.728 | 736-127 | 736 | Tier-1 | 355-41R | 4.728 | 2.4867 | 0 | 0
412-22 | 412 | Tier-1 | 0 | 0 | 0 | 738-1373F | 738 | Tier-1 | 412-22 | 0 | 0 | 0 | 0
416-35F | 416 | Tier-1 | 0.56648 | 0 | 0.56648 | 738-1374F | 738 | Tier-1 | 416-35F | 0.56648 | 0.55739 | 0 | 0
356-16R | 356 | Tier-2 | 4.3428 | 0 | 4.3428 | 739-112F | 739 | Tier-1 | 356-16R | 4.3428 | 3.6555 | 0 | 0
356-19R | 356 | Tier-3 | 18.8011 | 0 | 18.8011 | 739-48 | 739 | Tier-1 | 356-19R | 18.8011 | 7.9608 | 0 | 0
356-30AE | 356 | Tier-3 | 14.6992 | 0 | 14.6992 | 74-35R | 74 | Tier-1 | 356-30AE | 14.6992 | 10.4748 | 0 | 0
416-38 | 416 | Tier-1 | 0 | 0 | 0 | 740-365AE | 740 | Tier-1 | 416-38 | 0 | 0 | 0 | 0
417-41 | 417 | Tier-1 | 0.054356 | 0 | 0.054356 | 740-856F | 740 | Tier-1 | 417-41 | 0.054356 | 0.15587 | 0 | 0
417-43 | 417 | Tier-1 | 0 | 0 | 0 | 740-858 | 740 | Tier-1 | 417-43 | 0 | 0 | 0 | 0
423-32 | 423 | Tier-1 | 0 | 0 | 0 | 741-19F | 741 | Tier-1 | 423-32 | 0 | 0 | 0 | 0
357-2048F | 357 | Tier-2 | 0 | 0 | 0 | 741-46 | 741 | Tier-1 | 357-2048F | 0 | 2.2358 | 0 | 0
357-2049F | 357 | Tier-3 | 5.6208 | 0 | 5.6208 | 741-50F | 741 | Tier-1 | 357-2049F | 5.6208 | 0.84583 | 0 | 0
357-45R | 357 | Tier-3 | 9.6792 | 0 | 9.6792 | 743-364 | 743 | Tier-1 | 357-45R | 9.6792 | 8.3477 | 0 | 0
357-50R | 357 | Tier-3 | 8.6547 | 0 | 8.6547 | 744-362F | 744 | Tier-1 | 357-50R | 8.6547 | 7.1004 | 0 | 0
357-750R | 357 | Tier-2 | 7.1746 | 0 | 7.1746 | 745-273F | 745 | Tier-1 | 357-750R | 7.1746 | 5.7292 | 0 | 0
423-35F | 423 | Tier-1 | 0 | 0 | 0 | 745-33 | 745 | Tier-1 | 423-35F | 0 | 0.0028409 | 0 | 0
424-31 | 424 | Tier-1 | 0 | 0 | 0 | 745-41 | 745 | Tier-1 | 424-31 | 0 | 0 | 0 | 0
424-32F | 424 | Tier-1 | 0 | 0 | 0 | 746-739F | 746 | Tier-1 | 424-32F | 0 | 0 | 0 | 0
424-33 | 424 | Tier-1 | 0 | 0 | 0 | 746-740F | 746 | Tier-1 | 424-33 | 0 | 0.073106 | 0 | 0
358-33 | 358 | Tier-3 | 0.42405 | 0 | 0.42405 | 746-757F | 746 | Tier-1 | 358-33 | 0.42405 | 0.8642 | 0 | 0
424-33F | 424 | Tier-1 | 0 | 0 | 0 | 747-862 | 747 | Tier-1 | 424-33F | 0 | 0 | 0 | 0
424-34 | 424 | Tier-1 | 0 | 0 | 0 | 747-868 | 747 | Tier-1 | 424-34 | 0 | 0.029924 | 0 | 0
424-34F | 424 | Tier-1 | 0 | 0 | 0 | 748-1053F | 748 | Tier-1 | 424-34F | 0 | 0 | 0 | 0
358-663F | 358 | Tier-3 | 0 | 0 | 0 | 75-2258F | 75 | Tier-3 | 358-663F | 0 | 0.042614 | 0 | 0
358-665F | 358 | Tier-3 | 0 | 0 | 0 | 75-996R | 75 | Tier-2 | 358-665F | 0 | 0.043561 | 0 | 0
358-666F | 358 | Tier-3 | 0 | 0 | 0 | 750-307 | 750 | Tier-1 | 358-666F | 0 | 0.060606 | 0 | 0
424-74F | 424 | Tier-1 | 0 | 0 | 0 | 752-37R | 752 | Tier-1 | 424-74F | 0 | 0.019886 | 0 | 0
358-681F | 358 | Tier-3 | 0 | 0 | 0 | 752-690 | 752 | Tier-1 | 358-681F | 0 | 0.74981 | 0 | 0
358-682F | 358 | Tier-3 | 10.4532 | 0 | 10.4532 | 752-691 | 752 | Tier-1 | 358-682F | 10.4532 | 1.2089 | 0 | 0
424-75F | 424 | Tier-1 | 0 | 0 | 0 | 754-859AE | 754 | Tier-2 | 424-75F | 0 | 0.019886 | 0 | 0
36-232F | 36 | Tier-1 | 0 | 0 | 0 | 756-41 | 756 | Tier-1 | 36-232F | 0 | 0.28826 | 0 | 0
424-76 | 424 | Tier-1 | 0 | 0 | 0 | 756-43 | 756 | Tier-1 | 424-76 | 0 | 0 | 0 | 0
425-45 | 425 | Tier-1 | 0 | 0 | 0 | 756-45F | 756 | Tier-1 | 425-45 | 0 | 0 | 0 | 0
425-47F | 425 | Tier-1 | 0 | 0 | 0 | 756-47 | 756 | Tier-1 | 425-47F | 0 | 0.026515 | 0 | 0
425-48F | 425 | Tier-1 | 0 | 0 | 0 | 76-267 | 76 | Tier-1 | 425-48F | 0 | 0.0051136 | 0 | 0
427-102 | 427 | Tier-1 | 0 | 0 | 0 | 76-272 | 76 | Tier-1 | 427-102 | 0 | 0 | 0 | 0
427-103 | 427 | Tier-1 | 0 | 0 | 0 | 761-245 | 761 | Tier-1 | 427-103 | 0 | 0.0075758 | 0 | 0
36-240F | 36 | Tier-1 | 0 | 0 | 0 | 765-17F | 765 | Tier-1 | 36-240F | 0 | 0.3036 | 0 | 0
36-241F | 36 | Tier-1 | 0 | 0 | 0 | 765-49 | 765 | Tier-1 | 36-241F | 0 | 0.24148 | 0 | 0
427-126F | 427 | Tier-1 | 0 | 0 | 0 | 768-20AE | 768 | Tier-1 | 427-126F | 0 | 0 | 0 | 0
427-127F | 427 | Tier-1 | 0 | 0 | 0 | 770-546F | 770 | Tier-2 | 427-127F | 0 | 0 | 0 | 0
427-137 | 427 | Tier-1 | 0 | 0 | 0 | 771-275AE | 771 | Tier-1 | 427-137 | 0 | 0 | 0 | 0
427-138 | 427 | Tier-1 | 0 | 0 | 0 | 771-383F | 771 | Tier-1 | 427-138 | 0 | 0.64053 | 0 | 0
427-140 | 427 | Tier-1 | 0 | 0 | 0 | 771-384 | 771 | Tier-1 | 427-140 | 0 | 0.0070076 | 0 | 0
361-45R | 361 | Tier-1 | 1.5256 | 0 | 1.5256 | 771-385 | 771 | Tier-1 | 361-45R | 1.5256 | 1.2008 | 0 | 0
427-140F | 427 | Tier-1 | 0 | 0 | 0 | 774-1 | 774 | Tier-1 | 427-140F | 0 | 0 | 0 | 0
361-685F | 361 | Tier-1 | 0 | 0 | 0 | 774-25AE | 774 | Tier-1 | 361-685F | 0 | 0.041288 | 0 | 0
361-686F | 361 | Tier-1 | 1.6004 | 0 | 1.6004 | 774-26AE | 774 | Tier-1 | 361-686F | 1.6004 | 1.968 | 0 | 0
427-141 | 427 | Tier-1 | 0 | 0 | 0 | 774-2F | 774 | Tier-1 | 427-141 | 0 | 0.0051136 | 0 | 0
427-141F | 427 | Tier-1 | 0 | 0 | 0 | 775-186 | 775 | Tier-1 | 427-141F | 0 | 0 | 0 | 0
362-40F | 362 | Tier-1 | 0.40189 | 0 | 0.40189 | 775-187AE | 775 | Tier-1 | 362-40F | 0.40189 | 0.73428 | 0 | 0
362-45F | 362 | Tier-1 | 0 | 0 | 0 | 777-263F | 777 | Tier-1 | 362-45F | 0 | 0.75739 | 0 | 0
427-142F | 427 | Tier-1 | 0 | 0 | 0 | 779-23 | 779 | Tier-1 | 427-142F | 0 | 0 | 0 | 0
362-47F | 362 | Tier-1 | 7.757 | 0 | 7.757 | 779-25AE | 779 | Tier-1 | 362-47F | 7.757 | 0.20663 | 0 | 0
362-48F | 362 | Tier-1 | 0 | 0 | 0 | 78-26R | 78 | Tier-3 | 362-48F | 0 | 0.57519 | 0 | 0
427-211 | 427 | Tier-1 | 0 | 0 | 0 | 78-782R | 78 | Tier-3 | 427-211 | 0 | 0 | 0 | 0
427-212 | 427 | Tier-1 | 0 | 0 | 0 | 781-1359 | 781 | Tier-1 | 427-212 | 0 | 0.10208 | 0 | 0
363-25 | 363 | Tier-1 | 0.13674 | 0 | 0.13674 | 781-43AE | 781 | Tier-1 | 363-25 | 0.13674 | 1.8752 | 0 | 0
364-35 | 364 | Tier-1 | 0 | 0 | 0 | 783-1452F | 783 | Tier-1 | 364-35 | 0 | 0.23712 | 0 | 0
364-36 | 364 | Tier-1 | 3.6059 | 0 | 3.6059 | 783-847F | 783 | Tier-1 | 364-36 | 3.6059 | 7.1087 | 0 | 0
364-49R | 364 | Tier-1 | 4.9159 | 0 | 4.9159 | 785-11 | 785 | Tier-1 | 364-49R | 4.9159 | 0.42822 | 0 | 0
365-28AE | 365 | Tier-1 | 0.51705 | 0 | 0.51705 | 785-12 | 785 | Tier-1 | 365-28AE | 0.51705 | 0.33958 | 0 | 0
365-34R | 365 | Tier-1 | 2.1945 | 0 | 2.1945 | 785-144F | 785 | Tier-1 | 365-34R | 2.1945 | 1.1434 | 0 | 0
365-648R | 365 | Tier-1 | 1.5411 | 0 | 1.5411 | 785-149 | 785 | Tier-1 | 365-648R | 1.5411 | 0.66477 | 0 | 0
427-214 | 427 | Tier-1 | 0 | 0 | 0 | 785-168F | 785 | Tier-1 | 427-214 | 0 | 0.022727 | 0 | 0
427-214F | 427 | Tier-1 | 0 | 0 | 0 | 785-367F | 785 | Tier-1 | 427-214F | 0 | 0 | 0 | 0
366-48 | 366 | Tier-1 | 1.4131 | 0 | 1.4131 | 785-49 | 785 | Tier-1 | 366-48 | 1.4131 | 1.9519 | 0 | 0
366-559 | 366 | Tier-1 | 0.45606 | 0 | 0.45606 | 785-50 | 785 | Tier-1 | 366-559 | 0.45606 | 1.7746 | 0 | 0
368-1054F | 368 | Tier-1 | 0.20985 | 0 | 0.20985 | 785-55F | 785 | Tier-1 | 368-1054F | 0.20985 | 5.3653 | 0 | 0
427-215 | 427 | Tier-1 | 0 | 0 | 0 | 788-34R | 788 | Tier-2 | 427-215 | 0 | 0.016098 | 0 | 0
368-1056F | 368 | Tier-1 | 0 | 0 | 0 | 789-14 | 789 | Tier-1 | 368-1056F | 0 | 0.73902 | 0 | 0
427-215F | 427 | Tier-1 | 0 | 0 | 0 | 79-1213F | 79 | Tier-3 | 427-215F | 0 | 0 | 0 | 0
427-216 | 427 | Tier-1 | 0 | 0 | 0 | 79-1216 | 79 | Tier-3 | 427-216 | 0 | 0.0094697 | 0 | 0
368-21AE | 368 | Tier-1 | 1.6206 | 0 | 1.6206 | 79-685R | 79 | Tier-3 | 368-21AE | 1.6206 | 0.96837 | 0 | 0
368-24 | 368 | Tier-1 | 3.3941 | 0 | 3.3941 | 791-417 | 791 | Tier-1 | 368-24 | 3.3941 | 0.074811 | 0 | 0
368-402F | 368 | Tier-1 | 0 | 0 | 0 | 791-419F | 791 | Tier-2 | 368-402F | 0 | 0.1108 | 0 | 0
427-216F | 427 | Tier-1 | 0 | 0 | 0 | 792-1173F | 792 | Tier-1 | 427-216F | 0 | 0 | 0 | 0
427-228 | 427 | Tier-1 | 0 | 0 | 0 | 792-1174F | 792 | Tier-1 | 427-228 | 0 | 0 | 0 | 0
427-231 | 427 | Tier-1 | 0 | 0 | 0 | 792-46 | 792 | Tier-1 | 427-231 | 0 | 0 | 0 | 0
427-232 | 427 | Tier-1 | 0 | 0 | 0 | 793-21 | 793 | Tier-1 | 427-232 | 0 | 0.14432 | 0 | 0
427-233 | 427 | Tier-1 | 0 | 0 | 0 | 793-47 | 793 | Tier-1 | 427-233 | 0 | 0.017992 | 0 | 0
427-43 | 427 | Tier-1 | 0 | 0 | 0 | 793-749AE | 793 | Tier-1 | 427-43 | 0 | 0 | 0 | 0
427-44F | 427 | Tier-1 | 0 | 0 | 0 | 794-1001AE | 794 | Tier-1 | 427-44F | 0 | 0 | 0 | 0
37-21F | 37 | Tier-1 | 0 | 0 | 0 | 794-15 | 794 | Tier-1 | 37-21F | 0 | 0.66231 | 0 | 0
37-22F | 37 | Tier-1 | 0 | 0 | 0 | 794-16 | 794 | Tier-1 | 37-22F | 0 | 1.6161 | 0 | 0
428-119 | 428 | Tier-1 | 0 | 0 | 0 | 795-821F | 795 | Tier-1 | 428-119 | 0 | 0 | 0 | 0
374-10F | 374 | Tier-1 | 0 | 0 | 0 | 797-32F | 797 | Tier-1 | 374-10F | 0 | 0.12405 | 0 | 0
428-120 | 428 | Tier-1 | 0 | 0 | 0 | 798-258F | 798 | Tier-1 | 428-120 | 0 | 0.10795 | 0 | 0
428-121 | 428 | Tier-1 | 0 | 0 | 0 | 80-561 | 80 | Tier-1 | 428-121 | 0 | 0.013258 | 0 | 0
376-491R | 376 | Tier-1 | 2.8813 | 0 | 2.8813 | 83-623F | 83 | Tier-1 | 376-491R | 2.8813 | 11.6907 | 0 | 0
376-526 | 376 | Tier-1 | 0 | 0 | 0 | 83-624F | 83 | Tier-1 | 376-526 | 0 | 0.6214 | 0 | 0
376-527AE | 376 | Tier-1 | 0.051894 | 0 | 0.051894 | 830-623F | 830 | Tier-1 | 376-527AE | 0.051894 | 2.579 | 0 | 0
38-10 | 38 | Tier-1 | 0 | 0 | 0 | 831-66 | 831 | Tier-1 | 38-10 | 0 | 0.45644 | 0 | 0
38-11 | 38 | Tier-1 | 4.7847 | 0 | 4.7847 | 834-424F | 834 | Tier-1 | 38-11 | 4.7847 | 4.8688 | 0 | 0
428-121F | 428 | Tier-1 | 0 | 0 | 0 | 834-885 | 834 | Tier-1 | 428-121F | 0 | 0 | 0 | 0
428-122F | 428 | Tier-1 | 0 | 0 | 0 | 835-10F | 835 | Tier-2 | 428-122F | 0 | 0 | 0 | 0
428-127 | 428 | Tier-1 | 0 | 0 | 0 | 836-7AE | 836 | Tier-1 | 428-127 | 0 | 0 | 0 | 0
38-437F | 38 | Tier-1 | 0 | 0 | 0 | 836-8AE | 836 | Tier-1 | 38-437F | 0 | 0.29489 | 0 | 0
38-9 | 38 | Tier-1 | 0 | 0 | 0 | 840-305F | 840 | Tier-2 | 38-9 | 0 | 0.18542 | 0 | 0
380-27 | 380 | Tier-1 | 6.9646 | 0 | 6.9646 | 840-306 | 840 | Tier-2 | 380-27 | 6.9646 | 15.8701 | 0 | 0
428-128 | 428 | Tier-1 | 0 | 0 | 0 | 840-57 | 840 | Tier-2 | 428-128 | 0 | 0.068182 | 0 | 0
428-129F | 428 | Tier-1 | 0 | 0 | 0 | 841-305 | 841 | Tier-2 | 428-129F | 0 | 0 | 0 | 0
381-451F | 381 | Tier-1 | 3.2216 | 0 | 3.2216 | 843-28F | 843 | Tier-1 | 381-451F | 3.2216 | 3.5303 | 0 | 0
428-130 | 428 | Tier-1 | 0 | 0 | 0 | 843-30 | 843 | Tier-1 | 428-130 | 0 | 0.020833 | 0 | 0
381-453F | 381 | Tier-2 | 0 | 0 | 0 | 843-38 | 843 | Tier-1 | 381-453F | 0 | 10.0843 | 0 | 0
428-130F | 428 | Tier-1 | 0 | 0 | 0 | 843-395F | 843 | Tier-1 | 428-130F | 0 | 0 | 0 | 0
381-48 | 381 | Tier-1 | 1.2981 | 0 | 1.2981 | 843-396F | 843 | Tier-1 | 381-48 | 1.2981 | 8.1975 | 0 | 0
381-49 | 381 | Tier-1 | 0.0083333 | 0 | 0.0083333 | 846-30 | 846 | Tier-1 | 381-49 | 0.0083333 | 1.0958 | 0 | 0
382-19F | 382 | Tier-1 | 0 | 0 | 0 | 847-3 | 847 | Tier-1 | 382-19F | 0 | 0.68939 | 0 | 0
382-20F | 382 | Tier-1 | 0 | 0 | 0 | 85-499 | 85 | Tier-1 | 382-20F | 0 | 2.6432 | 0 | 0
382-21F | 382 | Tier-1 | 0 | 0 | 0 | 854-805 | 854 | Tier-1 | 382-21F | 0 | 1.2106 | 0 | 0
428-131 | 428 | Tier-1 | 0 | 0 | 0 | 854-806 | 854 | Tier-1 | 428-131 | 0 | 0.3392 | 0 | 0
428-131F | 428 | Tier-1 | 0 | 0 | 0 | 854-808 | 854 | Tier-1 | 428-131F | 0 | 0 | 0 | 0
428-135 | 428 | Tier-1 | 0 | 0 | 0 | 855-35 | 855 | Tier-1 | 428-135 | 0 | 0 | 0 | 0
428-136F | 428 | Tier-1 | 0 | 0 | 0 | 856-1141R | 856 | Tier-1 | 428-136F | 0 | 0.16402 | 0 | 0
428-138F | 428 | Tier-1 | 0 | 0 | 0 | 857-306F | 857 | Tier-1 | 428-138F | 0 | 0.016098 | 0 | 0
428-139 | 428 | Tier-1 | 0 | 0 | 0 | 857-60 | 857 | Tier-1 | 428-139 | 0 | 0 | 0 | 0
382-393F | 382 | Tier-1 | 0 | 0 | 0 | 859-13F | 859 | Tier-1 | 382-393F | 0 | 1.686 | 0 | 0
428-141F | 428 | Tier-1 | 0 | 0 | 0 | 859-42R | 859 | Tier-2 | 428-141F | 0 | 0.0094697 | 0 | 0
383-1175F | 383 | Tier-1 | 0 | 0 | 0 | 86-553F | 86 | Tier-1 | 383-1175F | 0 | 0.55303 | 0 | 0
428-38 | 428 | Tier-1 | 0 | 0 | 0 | 87-23 | 87 | Tier-1 | 428-38 | 0 | 0 | 0 | 0
383-679F | 383 | Tier-1 | 0 | 0 | 0 | 87-278F | 87 | Tier-1 | 383-679F | 0 | 3.7608 | 0 | 0
383-680F | 383 | Tier-2 | 0 | 0 | 0 | 87-41AE | 87 | Tier-1 | 383-680F | 0 | 8.0568 | 0 | 0
384-12F | 384 | Tier-2 | 0 | 0 | 0 | 89-208 | 89 | Tier-1 | 384-12F | 0 | 11.6926 | 0 | 0
428-39 | 428 | Tier-1 | 0 | 0 | 0 | 89-210 | 89 | Tier-1 | 428-39 | 0 | 0.20189 | 0 | 0
386-25R | 386 | Tier-2 | 1.6061 | 0 | 1.6061 | 89-289F | 89 | Tier-1 | 386-25R | 1.6061 | 6.0924 | 0 | 0
387-11 | 387 | Tier-2 | 9.2555 | 0 | 9.2555 | 89-655 | 89 | Tier-1 | 387-11 | 9.2555 | 10.4684 | 0 | 0
387-15 | 387 | Tier-3 | 6.3288 | 0 | 6.3288 | 89-658F | 89 | Tier-1 | 387-15 | 6.3288 | 6.4278 | 0 | 0
428-39F | 428 | Tier-1 | 0 | 0 | 0 | 90-50F | 90 | Tier-1 | 428-39F | 0 | 0 | 0 | 0
39-16 | 39 | Tier-1 | 0 | 0 | 0 | 900-1163F | 900 | Tier-1 | 39-16 | 0 | 1.6367 | 0 | 0
428-41F | 428 | Tier-1 | 0 | 0 | 0 | 900-1165 | 900 | Tier-1 | 428-41F | 0 | 0 | 0 | 0
429-122 | 429 | Tier-1 | 0 | 0 | 0 | 902-361F | 902 | Tier-1 | 429-122 | 0 | 0 | 0 | 0
429-123AE | 429 | Tier-1 | 0 | 0 | 0 | 905-8 | 905 | Tier-1 | 429-123AE | 0 | 0.22367 | 0 | 0
429-167AE | 429 | Tier-1 | 0 | 0 | 0 | 908-1236 | 908 | Tier-2 | 429-167AE | 0 | 0.25568 | 0 | 0
39-19 | 39 | Tier-1 | 0 | 0 | 0 | 908-1269 | 908 | Tier-2 | 39-19 | 0 | 0.32481 | 0 | 0
429-168 | 429 | Tier-1 | 0 | 0 | 0 | 908-1372R | 908 | Tier-2 | 429-168 | 0 | 0 | 0 | 0
390-15 | 390 | Tier-1 | 0.85436 | 0 | 0.85436 | 908-2038R | 908 | Tier-2 | 390-15 | 0.85436 | 2.1456 | 0 | 0
390-16F | 390 | Tier-1 | 0 | 0 | 0 | 908-2056 | 908 | Tier-3 | 390-16F | 0 | 2.3699 | 0 | 0
429-170 | 429 | Tier-1 | 0 | 0 | 0 | 908-30 | 908 | Tier-2 | 429-170 | 0 | 0.0075758 | 0 | 0
390-18 | 390 | Tier-1 | 2.908 | 0 | 2.908 | 909-458R | 909 | Tier-2 | 390-18 | 2.908 | 3.4722 | 0 | 0
390-346AE | 390 | Tier-1 | 1.1655 | 0 | 1.1655 | 910-952 | 910 | Tier-1 | 390-346AE | 1.1655 | 0.92689 | 0 | 0
429-170F | 429 | Tier-1 | 0 | 0 | 0 | 911-552 | 911 | Tier-1 | 429-170F | 0 | 0 | 0 | 0
429-171 | 429 | Tier-1 | 0 | 0 | 0 | 913-11 | 913 | Tier-2 | 429-171 | 0 | 0.15284 | 0 | 0
429-171F | 429 | Tier-1 | 0 | 0 | 0 | 913-16F | 913 | Tier-2 | 429-171F | 0 | 0 | 0 | 0
392-23F | 392 | Tier-1 | 2.0432 | 0 | 2.0432 | 913-17 | 913 | Tier-1 | 392-23F | 2.0432 | 4.5184 | 0 | 0
429-172 | 429 | Tier-1 | 0 | 0 | 0 | 913-452F | 913 | Tier-2 | 429-172 | 0 | 0.0075758 | 0 | 0
393-14R | 393 | Tier-2 | 2.068 | 0 | 2.068 | 916-378 | 916 | Tier-2 | 393-14R | 2.068 | 7.3383 | 0 | 0
394-418F | 394 | Tier-1 | 0 | 0 | 0 | 916-379AE | 916 | Tier-2 | 394-418F | 0 | 1.6265 | 0 | 0
394-419 | 394 | Tier-1 | 0 | 0 | 0 | 916-415 | 916 | Tier-2 | 394-419 | 0 | 2.0004 | 0 | 0
429-172F | 429 | Tier-1 | 0 | 0 | 0 | 916-416F | 916 | Tier-2 | 429-172F | 0 | 0 | 0 | 0
429-179 | 429 | Tier-1 | 0 | 0 | 0 | 917-14 | 917 | Tier-1 | 429-179 | 0 | 0 | 0 | 0
394-422F | 394 | Tier-1 | 0.87083 | 0 | 0.87083 | 92-617 | 92 | Tier-1 | 394-422F | 0.87083 | 3.2013 | 0 | 0
395-33R | 395 | Tier-2 | 0.54905 | 0 | 0.54905 | 920-821F | 920 | Tier-1 | 395-33R | 0.54905 | 5.9155 | 0 | 0
396-699R | 396 | Tier-2 | 13.835 | 6.7127 | 20.5477 | 922-1140 | 922 | Tier-1 | 396-699R | 13.835 | 2.7617 | 1.2561 | 6.7127
397-39R | 397 | Tier-1 | 0.77538 | 0 | 0.77538 | 922-1141F | 922 | Tier-1 | 397-39R | 0.77538 | 1.7396 | 0 | 0
429-180F | 429 | Tier-1 | 0 | 0 | 0 | 922-581 | 922 | Tier-1 | 429-180F | 0 | 0.15852 | 0 | 0
429-181F | 429 | Tier-1 | 0 | 0 | 0 | 924-10 | 924 | Tier-2 | 429-181F | 0 | 0.016098 | 0 | 0
397-549F | 397 | Tier-1 | 0 | 0 | 0 | 925-202F | 925 | Tier-1 | 397-549F | 0 | 0.34943 | 0 | 0
397-550F | 397 | Tier-1 | 2.3824 | 0 | 2.3824 | 925-219 | 925 | Tier-1 | 397-550F | 2.3824 | 2.3241 | 0 | 0
429-182F | 429 | Tier-1 | 0 | 0 | 0 | 926-11 | 926 | Tier-2 | 429-182F | 0 | 0.023485 | 0 | 0
40-1006F | 40 | Tier-1 | 0 | 0 | 0 | 926-28AE | 926 | Tier-1 | 40-1006F | 0 | 0.89129 | 0 | 0
40-1007F | 40 | Tier-1 | 0 | 0 | 0 | 928-37F | 928 | Tier-2 | 40-1007F | 0 | 0.60814 | 0 | 0
40-1008F | 40 | Tier-1 | 0 | 0 | 0 | 928-6F | 928 | Tier-2 | 40-1008F | 0 | 0.42424 | 0 | 0
429-186 | 429 | Tier-1 | 0 | 0 | 0 | 928-7 | 928 | Tier-2 | 429-186 | 0 | 0.02178 | 0 | 0
429-186F | 429 | Tier-1 | 0 | 0 | 0 | 932-14AE | 932 | Tier-1 | 429-186F | 0 | 0 | 0 | 0
40-1026F | 40 | Tier-1 | 0 | 0 | 0 | 932-458 | 932 | Tier-1 | 40-1026F | 0 | 0.84299 | 0 | 0
40-1027F | 40 | Tier-1 | 0 | 0 | 0 | 933-474F | 933 | Tier-1 | 40-1027F | 0 | 0.48617 | 0 | 0
429-90 | 429 | Tier-1 | 0 | 0 | 0 | 934-748F | 934 | Tier-1 | 429-90 | 0 | 0 | 0 | 0
40-1029F | 40 | Tier-1 | 0 | 0 | 0 | 934-749 | 934 | Tier-1 | 40-1029F | 0 | 0.5661 | 0 | 0
40-1030F | 40 | Tier-1 | 0 | 0 | 0 | 936-187 | 936 | Tier-1 | 40-1030F | 0 | 0.24716 | 0 | 0
40-1031F | 40 | Tier-1 | 0 | 0 | 0 | 936-452 | 936 | Tier-1 | 40-1031F | 0 | 0.18106 | 0 | 0
400-1019 | 400 | Tier-1 | 7.0894 | 0 | 7.0894 | 937-13AE | 937 | Tier-1 | 400-1019 | 7.0894 | 2.0869 | 0 | 0
401-39R | 401 | Tier-2 | 0.59015 | 0 | 0.59015 | 94-41 | 94 | Tier-1 | 401-39R | 0.59015 | 9.7659 | 0 | 0
401-684R | 401 | Tier-2 | 0.051326 | 0 | 0.051326 | 940-590 | 940 | Tier-1 | 401-684R | 0.051326 | 0.026515 | 0 | 0
401-692R | 401 | Tier-1 | 0 | 0 | 0 | 940-651 | 940 | Tier-1 | 401-692R | 0 | 0.022348 | 0 | 0
429-92F | 429 | Tier-1 | 0 | 0 | 0 | 941-31 | 941 | Tier-1 | 429-92F | 0 | 0 | 0 | 0
402-26 | 402 | Tier-1 | 0 | 0 | 0 | 942-469 | 942 | Tier-1 | 402-26 | 0 | 0.17045 | 0 | 0
429-93F | 429 | Tier-1 | 0 | 0 | 0 | 942-470 | 942 | Tier-1 | 429-93F | 0 | 0 | 0 | 0
402-28 | 402 | Tier-1 | 0 | 0 | 0 | 942-471 | 942 | Tier-1 | 402-28 | 0 | 0.52879 | 0 | 0
402-30AE | 402 | Tier-1 | 2.7824 | 0 | 2.7824 | 942-474F | 942 | Tier-1 | 402-30AE | 2.7824 | 10.4159 | 0 | 0
429-94F | 429 | Tier-1 | 0 | 0 | 0 | 942-476 | 942 | Tier-1 | 429-94F | 0 | 0 | 0 | 0
402-818F | 402 | Tier-1 | 0 | 0 | 0 | 942-479 | 942 | Tier-1 | 402-818F | 0 | 0.099432 | 0 | 0
402-819F | 402 | Tier-1 | 0.047727 | 0 | 0.047727 | 942-939F | 942 | Tier-1 | 402-819F | 0.047727 | 0.30019 | 0 | 0
402-820F | 402 | Tier-1 | 1.2064 | 0 | 1.2064 | 942-941 | 942 | Tier-1 | 402-820F | 1.2064 | 0.25189 | 0 | 0
403-10F | 403 | Tier-1 | 0 | 0 | 0 | 946-24F | 946 | Tier-1 | 403-10F | 0 | 7.2131 | 0 | 0
403-11F | 403 | Tier-1 | 0.058712 | 0 | 0.058712 | 949-22R | 949 | Tier-1 | 403-11F | 0.058712 | 0.25985 | 0 | 0
43-442 | 43 | Tier-1 | 0 | 0 | 0 | 95-1351 | 95 | Tier-1 | 43-442 | 0 | 0 | 0 | 0
403-13F | 403 | Tier-1 | 0 | 0 | 0 | 951-390F | 951 | Tier-1 | 403-13F | 0 | 3.3737 | 0 | 0
403-15F | 403 | Tier-1 | 0.21288 | 0 | 0.21288 | 951-794 | 951 | Tier-1 | 403-15F | 0.21288 | 3.9991 | 0 | 0
43-444F | 43 | Tier-1 | 0 | 0 | 0 | 952-1440F | 952 | Tier-2 | 43-444F | 0 | 0.42765 | 0 | 0
403-9F | 403 | Tier-1 | 0.49299 | 0 | 0.49299 | 952-929F | 952 | Tier-1 | 403-9F | 0.49299 | 0.14583 | 0 | 0
404-36AE | 404 | Tier-1 | 0 | 0 | 0 | 953-209F | 953 | Tier-1 | 404-36AE | 0 | 0.92424 | 0 | 0
404-6AE | 404 | Tier-1 | 1.357 | 0 | 1.357 | 953-528F | 953 | Tier-1 | 404-6AE | 1.357 | 7.4299 | 0 | 0
43-473 | 43 | Tier-1 | 0 | 0 | 0 | 954-101 | 954 | Tier-1 | 43-473 | 0 | 0 | 0 | 0
405-144F | 405 | Tier-1 | 0 | 0 | 0 | 954-103F | 954 | Tier-1 | 405-144F | 0 | 0.63598 | 0 | 0
430-43 | 430 | Tier-1 | 0 | 0 | 0 | 954-427 | 954 | Tier-1 | 430-43 | 0 | 0 | 0 | 0
405-158F | 405 | Tier-1 | 0 | 0 | 0 | 955-2 | 955 | Tier-1 | 405-158F | 0 | 1.0045 | 0 | 0
405-159F | 405 | Tier-1 | 0 | 0 | 0 | 956-395 | 956 | Tier-1 | 405-159F | 0 | 1.2981 | 0 | 0
430-639 | 430 | Tier-1 | 1.4557 | 0 | 1.4557 | 956-402 | 956 | Tier-1 | 430-639 | 1.4557 | 0.30928 | 0 | 0
431-47 | 431 | Tier-1 | 0 | 0 | 0 | 957-190 | 957 | Tier-1 | 431-47 | 0 | 0 | 0 | 0
431-546 | 431 | Tier-1 | 0 | 0 | 0 | 958-23F | 958 | Tier-2 | 431-546 | 0 | 0 | 0 | 0
432-23 | 432 | Tier-1 | 0 | 0 | 0 | 959-21 | 959 | Tier-1 | 432-23 | 0 | 0 | 0 | 0
406-36F | 406 | Tier-1 | 0 | 0 | 0 | 96-47R | 96 | Tier-2 | 406-36F | 0 | 0.071212 | 0 | 0
406-475F | 406 | Tier-1 | 0 | 0 | 0 | 960-12 | 960 | Tier-2 | 406-475F | 0 | 2.0258 | 0 | 0
409-1155R | 409 | Tier-1 | 2.4814 | 0 | 2.4814 | 960-35R | 960 | Tier-2 | 409-1155R | 2.4814 | 0.91439 | 0 | 0
409-38R | 409 | Tier-1 | 1.7318 | 0 | 1.7318 | 962-106F | 962 | Tier-1 | 409-38R | 1.7318 | 5.5693 | 0 | 0
433-295 | 433 | Tier-1 | 0 | 0 | 0 | 962-108F | 962 | Tier-1 | 433-295 | 0 | 0 | 0 | 0
41-43 | 41 | Tier-1 | 6.6045 | 0 | 6.6045 | 962-110F | 962 | Tier-2 | 41-43 | 6.6045 | 3.6534 | 0 | 0
41-44AE | 41 | Tier-1 | 1.4348 | 0 | 1.4348 | 962-276 | 962 | Tier-1 | 41-44AE | 1.4348 | 7.1481 | 0 | 0
410-50R | 410 | Tier-1 | 8.3483 | 0 | 8.3483 | 962-278 | 962 | Tier-1 | 410-50R | 8.3483 | 15.907 | 0 | 0
411-1873R | 411 | Tier-2 | 6.7498 | 0 | 6.7498 | 962-41 | 962 | Tier-2 | 411-1873R | 6.7498 | 0.46742 | 0 | 0
411-30R | 411 | Tier-3 | 17.7117 | 0 | 17.7117 | 962-42 | 962 | Tier-2 | 411-30R | 17.7117 | 10.5816 | 0 | 0
411-47R | 411 | Tier-2 | 10.8545 | 0 | 10.8545 | 963-35 | 963 | Tier-1 | 411-47R | 10.8545 | 6.5335 | 0 | 0
434-298 | 434 | Tier-1 | 0 | 0 | 0 | 968-126 | 968 | Tier-1 | 434-298 | 0 | 0 | 0 | 0
412-23AE | 412 | Tier-1 | 0.67008 | 0 | 0.67008 | 968-128AE | 968 | Tier-1 | 412-23AE | 0.67008 | 2.2708 | 0 | 0
415-1237R | 415 | Tier-1 | 5.3424 | 0 | 5.3424 | 968-134 | 968 | Tier-1 | 415-1237R | 5.3424 | 3.086 | 0 | 0
415-33 | 415 | Tier-1 | 5.6583 | 0 | 5.6583 | 968-475 | 968 | Tier-2 | 415-33 | 5.6583 | 4.1301 | 0 | 0
416-21 | 416 | Tier-1 | 1.3235 | 0 | 1.3235 | 968-499F | 968 | Tier-2 | 416-21 | 1.3235 | 1.422 | 0 | 0
416-29AE | 416 | Tier-1 | 0.23788 | 0 | 0.23788 | 969-221AE | 969 | Tier-1 | 416-29AE | 0.23788 | 2.275 | 0 | 0
434-679 | 434 | Tier-1 | 0 | 0 | 0 | 970-1341R | 970 | Tier-3 | 434-679 | 0 | 0 | 0 | 0
416-37F | 416 | Tier-1 | 0.64242 | 0 | 0.64242 | 971-371R | 971 | Tier-3 | 416-37F | 0.64242 | 1.9958 | 0 | 0
435-1341 | 435 | Tier-1 | 0 | 0 | 0 | 971-381R | 971 | Tier-2 | 435-1341 | 0 | 0 | 0 | 0
417-21R | 417 | Tier-1 | 5.2485 | 0 | 5.2485 | 972-1565F | 972 | Tier-2 | 417-21R | 5.2485 | 1.3623 | 0 | 0
436-1042 | 436 | Tier-1 | 0 | 0 | 0 | 972-1566F | 972 | Tier-2 | 436-1042 | 0 | 0 | 0 | 0
436-112 | 436 | Tier-1 | 0 | 0 | 0 | 972-1567 | 972 | Tier-2 | 436-112 | 0 | 0 | 0 | 0
417-44AE | 417 | Tier-1 | 0.41307 | 0 | 0.41307 | 972-1589F | 972 | Tier-2 | 417-44AE | 0.41307 | 3.2235 | 0 | 0
417-791AE | 417 | Tier-1 | 1.2926 | 0 | 1.2926 | 972-1640 | 972 | Tier-2 | 417-791AE | 1.2926 | 2.4311 | 0 | 0
418-1260 | 418 | Tier-1 | 1.3962 | 0 | 1.3962 | 972-1644 | 972 | Tier-2 | 418-1260 | 1.3962 | 0.26515 | 0 | 0
418-25R | 418 | Tier-1 | 2.2112 | 0 | 2.2112 | 973-533AE | 973 | Tier-3 | 418-25R | 2.2112 | 4.1509 | 0 | 0
42-46 | 42 | Tier-1 | 10.1902 | 7.2991 | 17.4892 | 974-16 | 974 | Tier-3 | 42-46 | 10.1902 | 9.7843 | 3.0422 | 7.2991
436-318 | 436 | Tier-1 | 0 | 0 | 0 | 982-909AE | 982 | Tier-2 | 436-318 | 0 | 0 | 0 | 0
437-1190 | 437 | Tier-1 | 0 | 0 | 0 | 985-37F | 985 | Tier-2 | 437-1190 | 0 | 0 | 0 | 0
438-12 | 438 | Tier-1 | 0 | 0 | 0 | 986-198F | 986 | Tier-2 | 438-12 | 0 | 0 | 0 | 0
438-562 | 438 | Tier-1 | 0 | 0 | 0 | 988-34 | 988 | Tier-2 | 438-562 | 0 | 0.67614 | 0 | 0
424-271 | 424 | Tier-1 | 0 | 0 | 0 | 99-182 | 99 | Tier-1 | 424-271 | 0 | 0.93731 | 0 | 0
439-41 | 439 | Tier-1 | 0 | 0 | 0 | 990-10 | 990 | Tier-1 | 439-41 | 0 | 0 | 0 | 0
424-32 | 424 | Tier-1 | 0 | 0 | 0 | 990-713 | 990 | Tier-2 | 424-32 | 0 | 1.9684 | 0 | 0
44-1096 | 44 | Tier-1 | 0 | 0 | 0 | 991-379AE | 991 | Tier-2 | 44-1096 | 0 | 0 | 0 | 0
44-1102 | 44 | Tier-1 | 0 | 0 | 0 | 993-1029F | 993 | Tier-2 | 44-1102 | 0 | 0 | 0 | 0
44-1103F | 44 | Tier-1 | 0 | 0 | 0 | 993-1154 | 993 | Tier-1 | 44-1103F | 0 | 0.35682 | 0 | 0
442-27R | 442 | Tier-3 | 0 | 0 | 0 | 993-1156F | 993 | Tier-2 | 442-27R | 0 | 2.7744 | 0 | 0
442-28R | 442 | Tier-3 | 0 | 0 | 0 | 993-40 | 993 | Tier-1 | 442-28R | 0 | 4.2356 | 0 | 0
442-29R | 442 | Tier-3 | 0 | 0 | 0 | 993-41 | 993 | Tier-1 | 442-29R | 0 | 2.4436 | 0 | 0
442-46R | 442 | Tier-3 | 0.055682 | 0 | 0.055682 | 993-42 | 993 | Tier-1 | 442-46R | 0.055682 | 1.2244 | 0 | 0
442-509R | 442 | Tier-3 | 3.7778 | 0 | 3.7778 | 995-11AE | 995 | Tier-1 | 442-509R | 3.7778 | 0.84716 | 0 | 0
424-77F | 424 | Tier-1 | 0 | 0 | 0 | 995-5 | 995 | Tier-1 | 424-77F | 0 | 0.62708 | 0 | 0
442-730 | 442 | Tier-3 | 0 | 0 | 0 | CB 1001 | 1001 | Tier-1 | 442-730 | 0 | 0 | 0 | 0
442-758F | 442 | Tier-3 | 1.1019 | 0 | 1.1019 | 424-76 | 424 | Tier-1 | 442-758F | 1.1019 | 0.0094697 | 0 | 0
442-777 | 442 | Tier-3 | 0 | 0 | 0 | 425-45 | 425 | Tier-1 | 442-777 | 0 | 0 | 0 | 0
425-46F | 425 | Tier-1 | 0 | 0 | 0 | 425-46F | 425 | Tier-1 | 425-46F | 0 | 1.4778 | 0 | 0
442-780 | 442 | Tier-3 | 0.57235 | 0 | 0.57235 | 425-47F | 425 | Tier-1 | 442-780 | 0.57235 | 0.74356 | 0 | 0
442-784 | 442 | Tier-3 | 0 | 0 | 0 | 425-48F | 425 | Tier-1 | 442-784 | 0 | 6.4502 | 0 | 0
427-101AE | 427 | Tier-1 | 0 | 0 | 0 | 427-126 | 427 | Tier-1 | 427-101AE | 0 | 0.031061 | 0 | 0
445-1314 | 445 | Tier-2 | 0 | 0 | 0 | 427-138 | 427 | Tier-1 | 445-1314 | 0 | 0 | 0 | 0
445-1315 | 445 | Tier-2 | 0.080871 | 0 | 0.080871 | 427-232 | 427 | Tier-1 | 445-1315 | 0.080871 | 0.056061 | 0 | 0
427-126 | 427 | Tier-1 | 0 | 0 | 0 | 427-233 | 427 | Tier-1 | 427-126 | 0 | 0.0125 | 0 | 0
445-1316F | 445 | Tier-2 | 0 | 0 | 0 | 427-43 | 427 | Tier-1 | 445-1316F | 0 | 0.12083 | 0 | 0
427-127 | 427 | Tier-1 | 0 | 0 | 0 | 427-44F | 427 | Tier-1 | 427-127 | 0 | 0.015909 | 0 | 0
445-1317 | 445 | Tier-2 | 0 | 0 | 0 | 428-121F | 428 | Tier-1 | 445-1317 | 0 | 0 | 0 | 0
445-1322 | 445 | Tier-2 | 0 | 0 | 0 | 428-127 | 428 | Tier-1 | 445-1322 | 0 | 0 | 0 | 0
445-1323 | 445 | Tier-2 | 0.19716 | 0 | 0.19716 | 428-129 | 428 | Tier-1 | 445-1323 | 0.19716 | 0.5572 | 0.090909 | 0
445-1375F | 445 | Tier-2 | 0 | 0 | 0 | 428-130F | 428 | Tier-1 | 445-1375F | 0 | 0.013636 | 0 | 0
445-1376F | 445 | Tier-2 | 0 | 0 | 0 | 428-138F | 428 | Tier-1 | 445-1376F | 0 | 1.979 | 0.29678 | 0
445-1377 | 445 | Tier-2 | 0 | 0 | 0 | 428-140F | 428 | Tier-1 | 445-1377 | 0 | 0 | 0 | 0
445-19R | 445 | Tier-2 | 10.5294 | 0.77955 | 11.3089 | 428-39F | 428 | Tier-1 | 445-19R | 10.5294 | 1.7379 | 0.47462 | 0.77955
427-142 | 427 | Tier-1 | 0 | 0 | 0 | 428-41 | 428 | Tier-1 | 427-142 | 0 | 0.28371 | 0 | 0
445-897R | 445 | Tier-2 | 0.9553 | 0.11061 | 1.0659 | 429-123AE | 429 | Tier-1 | 445-897R | 0.9553 | 0.39299 | 0.025 | 0.11061
448-1195 | 448 | Tier-3 | 0 | 0 | 0 | 429-167AE | 429 | Tier-1 | 448-1195 | 0 | 0 | 0 | 0
448-1196F | 448 | Tier-3 | 0.038636 | 0 | 0.038636 | 429-172 | 429 | Tier-1 | 448-1196F | 0.038636 | 0.030682 | 0 | 0
448-1202 | 448 | Tier-3 | 0 | 0 | 0 | 429-181F | 429 | Tier-1 | 448-1202 | 0 | 0.099621 | 0 | 0
448-1204 | 448 | Tier-3 | 0 | 0 | 0 | 429-94F | 429 | Tier-1 | 448-1204 | 0 | 0 | 0 | 0
448-1234R | 448 | Tier-3 | 2.9873 | 0 | 2.9873 | 43-443 | 43 | Tier-1 | 448-1234R | 2.9873 | 0 | 0 | 0
448-9R | 448 | Tier-3 | 16.4426 | 0 | 16.4426 | 43-444F | 43 | Tier-1 | 448-9R | 16.4426 | 0.48049 | 0 | 0
449-16R | 449 | Tier-3 | 2.0324 | 0.3714 | 2.4038 | 43-473 | 43 | Tier-1 | 449-16R | 2.0324 | 0 | 0.11742 | 0.3714
449-693R | 449 | Tier-3 | 7.639 | 0.81629 | 8.4553 | 43-474F | 43 | Tier-1 | 449-693R | 7.639 | 0 | 0.055492 | 0.81629
449-6R | 449 | Tier-3 | 4.0769 | 1.2536 | 5.3305 | 43-475F | 43 | Tier-1 | 449-6R | 4.0769 | 0.08447 | 0.056439 | 1.2536
427-229F | 427 | Tier-1 | 0 | 0 | 0 | 430-42F | 430 | Tier-1 | 427-229F | 0 | 0.010038 | 0 | 0
450-112 | 450 | Tier-1 | 0 | 0 | 0 | 431-48AE | 431 | Tier-1 | 450-112 | 0 | 0 | 0 | 0
450-113F | 450 | Tier-1 | 0.057576 | 0 | 0.057576 | 431-546 | 431 | Tier-1 | 450-113F | 0.057576 | 1.5009 | 0 | 0
450-18 | 450 | Tier-2 | 0 | 0 | 0 | 433-47F | 433 | Tier-2 | 450-18 | 0 | 0.33693 | 0 | 0
450-1850 | 450 | Tier-2 | 0.57784 | 0 | 0.57784 | 433-981 | 433 | Tier-2 | 450-1850 | 0.57784 | 0.035985 | 0 | 0
427-234 | 427 | Tier-1 | 0 | 0 | 0 | 434-679 | 434 | Tier-1 | 427-234 | 0 | 2.2339 | 0 | 0
450-1852 | 450 | Tier-2 | 0 | 0 | 0 | 435-1341 | 435 | Tier-1 | 450-1852 | 0 | 0 | 0 | 0
427-44 | 427 | Tier-1 | 0 | 0 | 0 | 435-25 | 435 | Tier-1 | 427-44 | 0 | 0.033144 | 0 | 0
450-1854 | 450 | Tier-2 | 1.4413 | 0 | 1.4413 | 436-1043F | 436 | Tier-1 | 450-1854 | 1.4413 | 0.25114 | 0 | 0
451-40 | 451 | Tier-1 | 0 | 0 | 0 | 436-109AE | 436 | Tier-1 | 451-40 | 0 | 0 | 0 | 0
452-1379R | 452 | Tier-2 | 0 | 0 | 0 | 436-319F | 436 | Tier-2 | 452-1379R | 0 | 0.88864 | 0 | 0
452-1403 | 452 | Tier-2 | 0.20947 | 0 | 0.20947 | 436-334 | 436 | Tier-1 | 452-1403 | 0.20947 | 0.089962 | 0 | 0
452-1405 | 452 | Tier-2 | 0.34205 | 0.047348 | 0.38939 | 437-1190 | 437 | Tier-1 | 452-1405 | 0.34205 | 0.032197 | 0 | 0.047348
428-122 | 428 | Tier-1 | 0 | 0 | 0 | 437-1192F | 437 | Tier-1 | 428-122 | 0 | 0.022727 | 0 | 0
452-36 | 452 | Tier-1 | 0 | 0 | 0 | 439-42F | 439 | Tier-1 | 452-36 | 0 | 0 | 0 | 0
452-719 | 452 | Tier-1 | 0 | 0 | 0 | 441-30R | 441 | Tier-3 | 452-719 | 0 | 0 | 0 | 0
454-1814 | 454 | Tier-2 | 0.095455 | 0 | 0.095455 | 442-16R | 442 | Tier-3 | 454-1814 | 0.095455 | 0.015152 | 0 | 0
428-129 | 428 | Tier-1 | 0 | 0 | 0 | 442-28R | 442 | Tier-3 | 428-129 | 0 | 0.15549 | 0 | 0
454-50 | 454 | Tier-1 | 0 | 0 | 0 | 442-29R | 442 | Tier-3 | 454-50 | 0 | 0 | 0 | 0
458-34 | 458 | Tier-1 | 0 | 0 | 0 | 442-730 | 442 | Tier-3 | 458-34 | 0 | 0 | 0 | 0
458-42 | 458 | Tier-1 | 0 | 0 | 0 | 442-758F | 442 | Tier-3 | 458-42 | 0 | 0 | 0 | 0
458-44F | 458 | Tier-1 | 0.18371 | 0 | 0.18371 | 442-777 | 442 | Tier-3 | 458-44F | 0.18371 | 0.045076 | 0 | 0
46-1 | 46 | Tier-1 | 0 | 0 | 0 | 443-218R | 443 | Tier-1 | 46-1 | 0 | 0 | 0 | 0
46-2 | 46 | Tier-1 | 0 | 0 | 0 | 444-43R | 444 | Tier-2 | 46-2 | 0 | 0.011364 | 0 | 0
46-3F | 46 | Tier-1 | 0 | 0 | 0 | 445-1311R | 445 | Tier-3 | 46-3F | 0 | 0.0068182 | 0 | 0
428-137F | 428 | Tier-1 | 0 | 0 | 0 | 445-1314 | 445 | Tier-2 | 428-137F | 0 | 0.013258 | 0 | 0
46-4F | 46 | Tier-1 | 0 | 0 | 0 | 445-1316F | 445 | Tier-2 | 46-4F | 0 | 0.0077652 | 0 | 0
46-5 | 46 | Tier-1 | 0 | 0 | 0 | 448-1203F | 448 | Tier-3 | 46-5 | 0 | 0 | 0 | 0
428-140F | 428 | Tier-1 | 0 | 0 | 0 | 448-47R | 448 | Tier-3 | 428-140F | 0 | 0.59848 | 0 | 0
46-6F | 46 | Tier-1 | 0 | 0 | 0 | 448-714R | 448 | Tier-3 | 46-6F | 0 | 0.0068182 | 0 | 0
46-7F | 46 | Tier-1 | 0 | 0 | 0 | 448-9R | 448 | Tier-3 | 46-7F | 0 | 0.0047348 | 0 | 0
460-329F | 460 | Tier-1 | 0 | 0 | 0 | 449-16R | 449 | Tier-3 | 460-329F | 0 | 1.3799 | 0 | 0
460-330 | 460 | Tier-1 | 0 | 0 | 0 | 449-693R | 449 | Tier-3 | 460-330 | 0 | 0 | 0 | 0
461-25 | 461 | Tier-1 | 0 | 0 | 0 | 450-1850 | 450 | Tier-2 | 461-25 | 0 | 0 | 0 | 0
462-1024 | 462 | Tier-1 | 0 | 0 | 0 | 450-1853F | 450 | Tier-2 | 462-1024 | 0 | 0 | 0 | 0
428-41 | 428 | Tier-1 | 0 | 0 | 0 | 450-88R | 450 | Tier-2 | 428-41 | 0 | 0.021023 | 0 | 0
462-1025F | 462 | Tier-1 | 0 | 0 | 0 | 451-40 | 451 | Tier-1 | 462-1025F | 0 | 0.40758 | 0 | 0
428-80 | 428 | Tier-1 | 0 | 0 | 0 | 454-47R | 454 | Tier-1 | 428-80 | 0 | 0.0098485 | 0 | 0
428-81 | 428 | Tier-1 | 0 | 0 | 0 | 456-5 | 456 | Tier-1 | 428-81 | 0 | 1.5746 | 0 | 0
462-1036 | 462 | Tier-1 | 0 | 0 | 0 | 458-41F | 458 | Tier-1 | 462-1036 | 0 | 0 | 0 | 0
462-1520 | 462 | Tier-1 | 0 | 0 | 0 | 458-43F | 458 | Tier-1 | 462-1520 | 0 | 0 | 0 | 0
463-1136F | 463 | Tier-2 | 0.58561 | 0 | 0.58561 | 458-44F | 458 | Tier-1 | 463-1136F | 0.58561 | 0.95189 | 0 | 0
463-1138 | 463 | Tier-1 | 0 | 0 | 0 | 461-26F | 461 | Tier-1 | 463-1138 | 0 | 0 | 0 | 0
463-226 | 463 | Tier-1 | 0 | 0 | 0 | 462-1034F | 462 | Tier-1 | 463-226 | 0 | 0 | 0 | 0
463-353 | 463 | Tier-2 | 0 | 0 | 0 | 462-1035F | 462 | Tier-1 | 463-353 | 0 | 0.52121 | 0 | 0
463-453 | 463 | Tier-1 | 0 | 0 | 0 | 463-1229 | 463 | Tier-2 | 463-453 | 0 | 0 | 0 | 0
463-454 | 463 | Tier-1 | 0 | 0 | 0 | 463-226 | 463 | Tier-1 | 463-454 | 0 | 0.28409 | 0 | 0
464-1 | 464 | Tier-1 | 0 | 0 | 0 | 463-258 | 463 | Tier-2 | 464-1 | 0 | 0 | 0 | 0
464-14 | 464 | Tier-1 | 0 | 0 | 0 | 463-453 | 463 | Tier-1 | 464-14 | 0 | 0.015152 | 0 | 0
464-14F | 464 | Tier-1 | 0 | 0 | 0 | 463-454 | 463 | Tier-1 | 464-14F | 0 | 0 | 0 | 0
464-15 | 464 | Tier-1 | 0 | 0 | 0 | 464-15 | 464 | Tier-1 | 464-15 | 0 | 0.0056818 | 0 | 0
464-15F | 464 | Tier-1 | 0 | 0 | 0 | 464-28 | 464 | Tier-1 | 464-15F | 0 | 0 | 0 | 0
464-29 | 464 | Tier-1 | 0 | 0 | 0 | 464-29 | 464 | Tier-1 | 464-29 | 0 | 0 | 0 | 0
467-7 | 467 | Tier-1 | 0 | 0 | 0 | 468-16 | 468 | Tier-1 | 467-7 | 0 | 0 | 0 | 0
467-8 | 467 | Tier-1 | 0 | 0 | 0 | 468-17 | 468 | Tier-1 | 467-8 | 0 | 0.020833 | 0 | 0
467-8F | 467 | Tier-1 | 0 | 0 | 0 | 468-18F | 468 | Tier-1 | 467-8F | 0 | 0 | 0 | 0
467-9 | 467 | Tier-1 | 0 | 0 | 0 | 468-7 | 468 | Tier-1 | 467-9 | 0 | 0.015152 | 0 | 0
467-9F | 467 | Tier-1 | 0 | 0 | 0 | 468-8 | 468 | Tier-1 | 467-9F | 0 | 0 | 0 | 0
468-10 | 468 | Tier-1 | 0 | 0 | 0 | 470-40AE | 470 | Tier-2 | 468-10 | 0 | 0 | 0 | 0
429-92 | 429 | Tier-1 | 0 | 0 | 0 | 474-29 | 474 | Tier-1 | 429-92 | 0 | 0.0056818 | 0 | 0
468-16 | 468 | Tier-1 | 0 | 0 | 0 | 477-34F | 477 | Tier-1 | 468-16 | 0 | 0.038826 | 0 | 0
429-93 | 429 | Tier-1 | 0 | 0 | 0 | 477-7 | 477 | Tier-1 | 429-93 | 0 | 0.0075758 | 0 | 0
468-16F | 468 | Tier-1 | 0 | 0 | 0 | 480-1163R | 480 | Tier-1 | 468-16F | 0 | 0 | 0 | 0
429-94 | 429 | Tier-1 | 0 | 0 | 0 | 481-42F | 481 | Tier-1 | 429-94 | 0 | 0.14091 | 0 | 0
468-17F | 468 | Tier-1 | 0 | 0 | 0 | 482-382F | 482 | Tier-1 | 468-17F | 0 | 0 | 0 | 0
468-5 | 468 | Tier-1 | 0 | 0 | 0 | 489-18AE | 489 | Tier-1 | 468-5 | 0 | 0.14242 | 0 | 0
43-443 | 43 | Tier-1 | 0.070644 | 0 | 0.070644 | 492-1091F | 492 | Tier-1 | 43-443 | 0.070644 | 1.6189 | 0 | 0
468-6 | 468 | Tier-1 | 0 | 0 | 0 | 492-1092F | 492 | Tier-1 | 468-6 | 0 | 0.099811 | 0 | 0
43-445 | 43 | Tier-1 | 6.5723 | 0 | 6.5723 | 496-8 | 496 | Tier-1 | 43-445 | 6.5723 | 8.6422 | 0 | 0
468-7 | 468 | Tier-1 | 0 | 0 | 0 | 497-889F | 497 | Tier-1 | 468-7 | 0 | 0 | 0 | 0
43-474F | 43 | Tier-1 | 0 | 0 | 0 | 500-1531 | 500 | Tier-2 | 43-474F | 0 | 0.32481 | 0 | 0
43-475F | 43 | Tier-1 | 0.017614 | 0 | 0.017614 | 500-1532AE | 500 | Tier-2 | 43-475F | 0.017614 | 1.8566 | 0 | 0
430-321AE | 430 | Tier-1 | 0.1678 | 0 | 0.1678 | 501-788 | 501 | Tier-1 | 430-321AE | 0.1678 | 6.6305 | 0 | 0
430-42F | 430 | Tier-1 | 2.2852 | 0 | 2.2852 | 501-791AE | 501 | Tier-1 | 430-42F | 2.2852 | 4.9636 | 0 | 0
471-35 | 471 | Tier-1 | 0 | 0 | 0 | 502-719F | 502 | Tier-1 | 471-35 | 0 | 0 | 0 | 0
474-28 | 474 | Tier-1 | 0 | 0 | 0 | 502-755 | 502 | Tier-2 | 474-28 | 0 | 0 | 0 | 0
431-46AE | 431 | Tier-1 | 2.1534 | 0 | 2.1534 | 504-2501R | 504 | Tier-2 | 431-46AE | 2.1534 | 1.5176 | 0 | 0
475-761 | 475 | Tier-1 | 0 | 0 | 0 | 504-40R | 504 | Tier-1 | 475-761 | 0 | 0 | 0 | 0
431-474 | 431 | Tier-1 | 0.9697 | 0 | 0.9697 | 505-1676F | 505 | Tier-1 | 431-474 | 0.9697 | 0.68163 | 0 | 0
431-478 | 431 | Tier-1 | 0.77557 | 0 | 0.77557 | 505-635R | 505 | Tier-1 | 431-478 | 0.77557 | 2.0381 | 0 | 0
431-48AE | 431 | Tier-1 | 0.62841 | 0 | 0.62841 | 507-1607F | 507 | Tier-1 | 431-48AE | 0.62841 | 0.83712 | 0 | 0
476-4 | 476 | Tier-1 | 0 | 0 | 0 | 507-1732F | 507 | Tier-1 | 476-4 | 0 | 0.0030303 | 0 | 0
431-548 | 431 | Tier-1 | 0 | 0 | 0 | 507-1733 | 507 | Tier-1 | 431-548 | 0 | 0.0060606 | 0 | 0
431-550 | 431 | Tier-1 | 2.0879 | 0 | 2.0879 | 508-1026F | 508 | Tier-1 | 431-550 | 2.0879 | 3.4905 | 0 | 0
432-2 | 432 | Tier-1 | 0 | 0 | 0 | 508-1040 | 508 | Tier-1 | 432-2 | 0 | 0.016477 | 0 | 0
476-5 | 476 | Tier-1 | 0 | 0 | 0 | 51-861R | 51 | Tier-1 | 476-5 | 0 | 0 | 0 | 0
432-24F | 432 | Tier-2 | 0 | 0 | 0 | 510-798 | 510 | Tier-1 | 432-24F | 0 | 4.6318 | 0 | 0
432-25F | 432 | Tier-2 | 0 | 0 | 0 | 511-1337 | 511 | Tier-1 | 432-25F | 0 | 1.1822 | 0 | 0
432-3 | 432 | Tier-2 | 0 | 0 | 0 | 516-6 | 516 | Tier-1 | 432-3 | 0 | 16.0174 | 0 | 0
477-10 | 477 | Tier-1 | 0 | 0 | 0 | 518-39 | 518 | Tier-1 | 477-10 | 0 | 0.0085227 | 0 | 0
433-46F | 433 | Tier-1 | 0 | 0 | 0 | 518-43 | 518 | Tier-1 | 433-46F | 0 | 7.3805 | 0 | 0
433-47F | 433 | Tier-2 | 0 | 0 | 0 | 520-1045R | 520 | Tier-2 | 433-47F | 0 | 8.6348 | 0 | 0
433-981 | 433 | Tier-2 | 0 | 0 | 0 | 520-10R | 520 | Tier-2 | 433-981 | 0 | 8.497 | 0 | 0
477-10F | 477 | Tier-1 | 0 | 0 | 0 | 520-1489R | 520 | Tier-2 | 477-10F | 0 | 0 | 0 | 0
434-300AE | 434 | Tier-1 | 0 | 0 | 0 | 520-44F | 520 | Tier-2 | 434-300AE | 0 | 6.1466 | 0 | 0
434-301 | 434 | Tier-2 | 0.60379 | 0 | 0.60379 | 521-1856R | 521 | Tier-3 | 434-301 | 0.60379 | 7.6816 | 0 | 0
477-11 | 477 | Tier-1 | 0 | 0 | 0 | 521-18R | 521 | Tier-3 | 477-11 | 0 | 0.010417 | 0 | 0
434-680F | 434 | Tier-1 | 0 | 0 | 0 | 522-36 | 522 | Tier-2 | 434-680F | 0 | 2.2809 | 0 | 0
477-11F | 477 | Tier-1 | 0 | 0 | 0 | 522-38R | 522 | Tier-2 | 477-11F | 0 | 0 | 0 | 0
477-36 | 477 | Tier-1 | 0 | 0 | 0 | 524-50R | 524 | Tier-3 | 477-36 | 0 | 0 | 0 | 0
477-7 | 477 | Tier-1 | 0 | 0 | 0 | 53-50 | 53 | Tier-1 | 477-7 | 0 | 0 | 0 | 0
435-1342F | 435 | Tier-1 | 0 | 0 | 0 | 532-1293F | 532 | Tier-1 | 435-1342F | 0 | 7.3208 | 0 | 0
435-1343F | 435 | Tier-1 | 0 | 0 | 0 | 532-763 | 532 | Tier-1 | 435-1343F | 0 | 2.4936 | 0 | 0
435-25 | 435 | Tier-1 | 0 | 0 | 0 | 534-347 | 534 | Tier-1 | 435-25 | 0 | 3.6725 | 0 | 0
481-40 | 481 | Tier-1 | 0 | 0 | 0 | 535-10F | 535 | Tier-2 | 481-40 | 0 | 0 | 0 | 0
481-41F | 481 | Tier-1 | 0 | 0 | 0 | 535-8F | 535 | Tier-1 | 481-41F | 0 | 0.0090909 | 0 | 0
436-1043F | 436 | Tier-1 | 0 | 0 | 0 | 536-363F | 536 | Tier-2 | 436-1043F | 0 | 0.15076 | 0 | 0
436-1044F | 436 | Tier-1 | 0 | 0 | 0 | 536-376 | 536 | Tier-2 | 436-1044F | 0 | 4.5169 | 0 | 0
436-109AE | 436 | Tier-1 | 0 | 0 | 0 | 536-379F | 536 | Tier-2 | 436-109AE | 0 | 6.5674 | 0 | 0
481-42F | 481 | Tier-1 | 0 | 0 | 0 | 537-11F | 537 | Tier-1 | 481-42F | 0 | 0.0068182 | 0 | 0
436-115 | 436 | Tier-2 | 0 | 0 | 0 | 539-29 | 539 | Tier-1 | 436-115 | 0 | 6.1888 | 0 | 0
436-316F | 436 | Tier-1 | 0 | 0 | 0 | 540-27AE | 540 | Tier-1 | 436-316F | 0 | 1.4225 | 0 | 0
481-43F | 481 | Tier-1 | 0 | 0 | 0 | 542-44F | 542 | Tier-2 | 481-43F | 0 | 0.0049242 | 0 | 0
436-319F | 436 | Tier-2 | 0 | 0 | 0 | 542-45F | 542 | Tier-2 | 436-319F | 0 | 2.2786 | 0 | 0
482-380 | 482 | Tier-1 | 0 | 0 | 0 | 543-398 | 543 | Tier-2 | 482-380 | 0 | 0 | 0 | 0
482-940 | 482 | Tier-1 | 0 | 0 | 0 | 543-399 | 543 | Tier-1 | 482-940 | 0 | 0 | 0 | 0
437-1192F | 437 | Tier-1 | 0 | 0 | 0 | 545-46 | 545 | Tier-1 | 437-1192F | 0 | 4.0152 | 0 | 0
437-691 | 437 | Tier-1 | 0 | 0 | 0 | 545-49 | 545 | Tier-1 | 437-691 | 0 | 8.2061 | 0 | 0
438-10 | 438 | Tier-1 | 0 | 0 | 0 | 545-885R | 545 | Tier-1 | 438-10 | 0 | 1.3826 | 0 | 0
438-11 | 438 | Tier-1 | 0 | 0 | 0 | 547-23 | 547 | Tier-1 | 438-11 | 0 | 12.4896 | 0 | 0
486-56 | 486 | Tier-1 | 0 | 0 | 0 | 547-24F | 547 | Tier-1 | 486-56 | 0 | 0 | 0 | 0
438-45 | 438 | Tier-1 | 0.46629 | 0 | 0.46629 | 55-477F | 55 | Tier-1 | 438-45 | 0.46629 | 5.4483 | 0 | 0
438-561 | 438 | Tier-1 | 0 | 0 | 0 | 554-17F | 554 | Tier-1 | 438-561 | 0 | 1.0307 | 0 | 0
489-17 | 489 | Tier-1 | 0 | 0 | 0 | 554-21 | 554 | Tier-1 | 489-17 | 0 | 0 | 0 | 0
439-40F | 439 | Tier-1 | 0 | 0 | 0 | 554-22 | 554 | Tier-1 | 439-40F | 0 | 0.22311 | 0 | 0
489-18AE | 489 | Tier-1 | 0 | 0 | 0 | 554-23 | 554 | Tier-1 | 489-18AE | 0 | 0.09697 | 0 | 0
439-42F | 439 | Tier-1 | 0.057386 | 0 | 0.057386 | 555-1 | 555 | Tier-1 | 439-42F | 0.057386 | 1.661 | 0 | 0
439-43F | 439 | Tier-1 | 0 | 0 | 0 | 555-23 | 555 | Tier-1 | 439-43F | 0 | 0.47102 | 0 | 0
492-1093 | 492 | Tier-1 | 0 | 0 | 0 | 557-827AE | 557 | Tier-1 | 492-1093 | 0 | 0 | 0 | 0
492-612F | 492 | Tier-1 | 0 | 0 | 0 | 558-505 | 558 | Tier-1 | 492-612F | 0 | 0.052083 | 0 | 0
44-1099F | 44 | Tier-1 | 0 | 0 | 0 | 559-16F | 559 | Tier-1 | 44-1099F | 0 | 1.5477 | 0 | 0
44-1101F | 44 | Tier-1 | 1.3008 | 0 | 1.3008 | 559-18F | 559 | Tier-1 | 44-1101F | 1.3008 | 2.3835 | 0 | 0
492-613 | 492 | Tier-1 | 0 | 0 | 0 | 559-42 | 559 | Tier-1 | 492-613 | 0 | 0 | 0 | 0
492-8AE | 492 | Tier-1 | 0 | 0 | 0 | 559-44 | 559 | Tier-1 | 492-8AE | 0 | 0.75739 | 0 | 0
44-40AE | 44 | Tier-1 | 0.79318 | 0 | 0.79318 | 56-671F | 56 | Tier-1 | 44-40AE | 0.79318 | 3.0612 | 0 | 0
44-41 | 44 | Tier-1 | 0.53447 | 0 | 0.53447 | 561-32F | 561 | Tier-1 | 44-41 | 0.53447 | 1.0292 | 0 | 0
44-42 | 44 | Tier-1 | 0.72841 | 0 | 0.72841 | 562-98 | 562 | Tier-1 | 44-42 | 0.72841 | 3.4759 | 0 | 0
441-23R | 441 | Tier-3 | 5.0348 | 0.091288 | 5.1261 | 564-17 | 564 | Tier-1 | 441-23R | 5.0348 | 1.728 | 0.27216 | 0.091288
441-279R | 441 | Tier-3 | 2.1348 | 0.024621 | 2.1595 | 564-18F | 564 | Tier-1 | 441-279R | 2.1348 | 2.1504 | 0.09678 | 0.024621
441-27R | 441 | Tier-3 | 7.0608 | 0.31875 | 7.3795 | 566-43 | 566 | Tier-1 | 441-27R | 7.0608 | 0.12538 | 0.029356 | 0.31875
441-30R | 441 | Tier-3 | 5.714 | 0.019318 | 5.7333 | 566-45AE | 566 | Tier-1 | 441-30R | 5.714 | 0.4625 | 0.079545 | 0.019318
442-16R | 442 | Tier-3 | 10.6841 | 0 | 10.6841 | 567-17F | 567 | Tier-1 | 442-16R | 10.6841 | 0.018182 | 0 | 0
493-485F | 493 | Tier-1 | 0.27178 | 0 | 0.27178 | 570-490F | 570 | Tier-1 | 493-485F | 0.27178 | 0.20739 | 0 | 0
493-486 | 493 | Tier-1 | 0 | 0 | 0 | 570-491F | 570 | Tier-1 | 493-486 | 0 | 0 | 0 | 0
496-20 | 496 | Tier-1 | 0 | 0 | 0 | 571-41 | 571 | Tier-1 | 496-20 | 0 | 0 | 0 | 0
442-32R | 442 | Tier-3 | 0 | 0 | 0 | 571-43F | 571 | Tier-1 | 442-32R | 0 | 1.0222 | 0 | 0
496-21 | 496 | Tier-1 | 0.33125 | 0 | 0.33125 | 571-44F | 571 | Tier-1 | 496-21 | 0.33125 | 0.92917 | 0 | 0
496-259F | 496 | Tier-1 | 0 | 0 | 0 | 571-50F | 571 | Tier-1 | 496-259F | 0 | 0.64678 | 0 | 0
442-525 | 442 | Tier-3 | 2.8098 | 0 | 2.8098 | 572-493F | 572 | Tier-1 | 442-525 | 2.8098 | 1.9273 | 0 | 0
442-728R | 442 | Tier-3 | 15.4341 | 0 | 15.4341 | 572-494F | 572 | Tier-1 | 442-728R | 15.4341 | 4.5034 | 0 | 0
442-729 | 442 | Tier-3 | 2.7652 | 0 | 2.7652 | 575-21 | 575 | Tier-1 | 442-729 | 2.7652 | 0.50663 | 0 | 0
496-260 | 496 | Tier-1 | 0 | 0 | 0 | 576-205F | 576 | Tier-1 | 496-260 | 0 | 0 | 0 | 0
496-8 | 496 | Tier-1 | 0 | 0 | 0 | 577-192 | 577 | Tier-2 | 496-8 | 0 | 0 | 0 | 0
442-764R | 442 | Tier-3 | 2.0108 | 0 | 2.0108 | 577-202F | 577 | Tier-2 | 442-764R | 2.0108 | 0.21231 | 0 | 0
497-890 | 497 | Tier-1 | 0 | 0 | 0 | 578-241 | 578 | Tier-1 | 497-890 | 0 | 0 | 0 | 0
501-788 | 501 | Tier-1 | 0 | 0 | 0 | 58-110F | 58 | Tier-1 | 501-788 | 0 | 0 | 0 | 0
502-10 | 502 | Tier-1 | 0 | 0 | 0 | 58-1163 | 58 | Tier-1 | 502-10 | 0 | 1.558 | 0 | 0
443-218R | 443 | Tier-1 | 1.4956 | 0 | 1.4956 | 58-1166F | 58 | Tier-1 | 443-218R | 1.4956 | 0.054545 | 0 | 0
444-15R | 444 | Tier-2 | 8.079 | 0.27197 | 8.3509 | 58-729F | 58 | Tier-1 | 444-15R | 8.079 | 0 | 0.030303 | 0.27197
444-43R | 444 | Tier-2 | 19.1161 | 1.4902 | 20.6062 | 58-732 | 58 | Tier-1 | 444-43R | 19.1161 | 3.1964 | 0.17973 | 1.4902
444-9R | 444 | Tier-2 | 10.1862 | 4.4384 | 14.6246 | 58-737F | 58 | Tier-1 | 444-9R | 10.1862 | 0.53333 | 0.030114 | 4.4384
445-1311R | 445 | Tier-3 | 11.3703 | 1.9292 | 13.2994 | 58-754F | 58 | Tier-1 | 445-1311R | 11.3703 | 0.70928 | 0.12121 | 1.9292
502-12 | 502 | Tier-1 | 0 | 0 | 0 | 580-690AE | 580 | Tier-1 | 502-12 | 0 | 0 | 0 | 0
502-717 | 502 | Tier-1 | 0 | 0 | 0 | 581-49 | 581 | Tier-1 | 502-717 | 0 | 0 | 0 | 0
504-1560 | 504 | Tier-1 | 0 | 0 | 0 | 583-317 | 583 | Tier-1 | 504-1560 | 0 | 0 | 0 | 0
505-1678 | 505 | Tier-1 | 0 | 0 | 0 | 583-318F | 583 | Tier-1 | 505-1678 | 0 | 0 | 0 | 0
445-1318F | 445 | Tier-2 | 0 | 0 | 0 | 583-658F | 583 | Tier-1 | 445-1318F | 0 | 1.5318 | 0 | 0
445-1320F | 445 | Tier-2 | 0 | 0 | 0 | 584-552 | 584 | Tier-1 | 445-1320F | 0 | 1.6966 | 0.094318 | 0
506-159 | 506 | Tier-1 | 0 | 0 | 0 | 585-252 | 585 | Tier-1 | 506-159 | 0 | 0 | 0 | 0
507-1606 | 507 | Tier-1 | 0 | 0 | 0 | 586-3 | 586 | Tier-1 | 507-1606 | 0 | 0 | 0 | 0
445-1324F | 445 | Tier-2 | 0 | 0 | 0 | 588-15 | 588 | Tier-1 | 445-1324F | 0 | 0.20682 | 0 | 0
445-1325F | 445 | Tier-2 | 11.2644 | 0.44848 | 11.7129 | 588-22 | 588 | Tier-1 | 445-1325F | 11.2644 | 6.1271 | 0.76345 | 0.44848
507-1732F | 507 | Tier-1 | 0 | 0 | 0 | 589-57AE | 589 | Tier-1 | 507-1732F | 0 | 0.15398 | 0 | 0
507-1734 | 507 | Tier-1 | 0 | 0 | 0 | 59-1196 | 59 | Tier-1 | 507-1734 | 0 | 0 | 0 | 0
508-1023 | 508 | Tier-1 | 0 | 0 | 0 | 59-465 | 59 | Tier-1 | 508-1023 | 0 | 0 | 0 | 0
445-17R | 445 | Tier-2 | 2.7434 | 0.66212 | 3.4055 | 59-467 | 59 | Tier-1 | 445-17R | 2.7434 | 2.1117 | 0.18314 | 0.66212
445-18R | 445 | Tier-2 | 22.6981 | 2.16 | 24.8581 | 591-1113F | 591 | Tier-2 | 445-18R | 22.6981 | 1.8886 | 0.72102 | 2.16
508-1040 | 508 | Tier-1 | 0 | 0 | 0 | 591-39AE | 591 | Tier-1 | 508-1040 | 0 | 0 | 0 | 0
445-39R | 445 | Tier-2 | 6.5566 | 1.9413 | 8.4979 | 593-27 | 593 | Tier-1 | 445-39R | 6.5566 | 8.5727 | 1.3316 | 1.9413
445-894R | 445 | Tier-2 | 25.2472 | 1.6152 | 26.8623 | 594-2 | 594 | Tier-2 | 445-894R | 25.2472 | 0.19602 | 0.25549 | 1.6152
508-1043F | 508 | Tier-1 | 0 | 0 | 0 | 595-1438 | 595 | Tier-1 | 508-1043F | 0 | 0.31875 | 0 | 0
508-938 | 508 | Tier-1 | 0 | 0 | 0 | 595-1440F | 595 | Tier-1 | 508-938 | 0 | 0 | 0 | 0
51-41 | 51 | Tier-1 | 0 | 0 | 0 | 595-1442F | 595 | Tier-1 | 51-41 | 0 | 0 | 0 | 0
448-1198F | 448 | Tier-3 | 0 | 0 | 0 | 595-1451F | 595 | Tier-1 | 448-1198F | 0 | 1.1795 | 0 | 0
51-42F | 51 | Tier-1 | 0 | 0 | 0 | 595-1454F | 595 | Tier-2 | 51-42F | 0 | 0.010985 | 0 | 0
448-1203F | 448 | Tier-3 | 0 | 0 | 0 | 598-659 | 598 | Tier-1 | 448-1203F | 0 | 1.1277 | 0 | 0
51-43F | 51 | Tier-1 | 0 | 0 | 0 | 598-660 | 598 | Tier-1 | 51-43F | 0 | 0.0083333 | 0 | 0
51-44F | 51 | Tier-1 | 0 | 0 | 0 | 61-21F | 61 | Tier-1 | 51-44F | 0 | 0.0064394 | 0 | 0
448-47R | 448 | Tier-3 | 8.3023 | 0 | 8.3023 | 65-38AE | 65 | Tier-1 | 448-47R | 8.3023 | 0.57178 | 0 | 0
448-714R | 448 | Tier-3 | 10.2119 | 0 | 10.2119 | 66-1213R | 66 | Tier-1 | 448-714R | 10.2119 | 3.0934 | 0 | 0
448-724R | 448 | Tier-3 | 7.9845 | 0 | 7.9845 | 67-24R | 67 | Tier-3 | 448-724R | 7.9845 | 0 | 0 | 0
448-735R | 448 | Tier-3 | 7.6566 | 0 | 7.6566 | 67-34R | 67 | Tier-3 | 448-735R | 7.6566 | 0 | 0 | 0
448-744R | 448 | Tier-3 | 25.9697 | 0 | 25.9697 | 67-45R | 67 | Tier-3 | 448-744R | 25.9697 | 0.87879 | 0 | 0
51-861R | 51 | Tier-1 | 1.5765 | 0 | 1.5765 | 68-42 | 68 | Tier-1 | 51-861R | 1.5765 | 1.4845 | 0 | 0
449-13R | 449 | Tier-3 | 12.1381 | 4.4097 | 16.5477 | 68-775 | 68 | Tier-1 | 449-13R | 12.1381 | 1.0665 | 0.17462 | 4.4097
511-1339 | 511 | Tier-1 | 0 | 0 | 0 | 700-224AE | 700 | Tier-1 | 511-1339 | 0 | 0 | 0 | 0
449-683 | 449 | Tier-3 | 1.6021 | 0 | 1.6021 | 700-255 | 700 | Tier-1 | 449-683 | 1.6021 | 0 | 0 | 0
512-299 | 512 | Tier-1 | 0 | 0 | 0 | 700-258 | 700 | Tier-1 | 512-299 | 0 | 0 | 0 | 0
513-44 | 513 | Tier-1 | 0 | 0 | 0 | 701-30 | 701 | Tier-1 | 513-44 | 0 | 0 | 0 | 0
45-15AE | 45 | Tier-1 | 0.56231 | 0 | 0.56231 | 701-48AE | 701 | Tier-1 | 45-15AE | 0.56231 | 0.12045 | 0 | 0
45-16 | 45 | Tier-1 | 1.5095 | 0 | 1.5095 | 701-49 | 701 | Tier-1 | 45-16 | 1.5095 | 0.80114 | 0 | 0
515-50 | 515 | Tier-1 | 0 | 0 | 0 | 701-749 | 701 | Tier-1 | 515-50 | 0 | 0 | 0 | 0
516-6 | 516 | Tier-1 | 0 | 0 | 0 | 702-448F | 702 | Tier-1 | 516-6 | 0 | 0 | 0 | 0
450-114F | 450 | Tier-1 | 0.46098 | 0 | 0.46098 | 703-279R | 703 | Tier-1 | 450-114F | 0.46098 | 0.79545 | 0 | 0
450-17 | 450 | Tier-2 | 0 | 0 | 0 | 71-14F | 71 | Tier-1 | 450-17 | 0 | 0.92064 | 0 | 0
518-40 | 518 | Tier-1 | 0 | 0 | 0 | 710-425 | 710 | Tier-1 | 518-40 | 0 | 0.44678 | 0 | 0
518-43 | 518 | Tier-1 | 0 | 0 | 0 | 710-96 | 710 | Tier-1 | 518-43 | 0 | 0 | 0 | 0
450-1851F | 450 | Tier-2 | 5.91 | 0 | 5.91 | 712-26 | 712 | Tier-1 | 450-1851F | 5.91 | 0.57216 | 0 | 0
519-30 | 519 | Tier-1 | 0 | 0 | 0 | 713-170 | 713 | Tier-1 | 519-30 | 0 | 0.97292 | 0 | 0
450-1853F | 450 | Tier-2 | 0.84318 | 0 | 0.84318 | 713-31 | 713 | Tier-1 | 450-1853F | 0.84318 | 2.2973 | 0 | 0
52-15 | 52 | Tier-1 | 0 | 0 | 0 | 714-23 | 714 | Tier-1 | 52-15 | 0 | 0 | 0 | 0
450-50R | 450 | Tier-2 | 0.35398 | 0 | 0.35398 | 714-28 | 714 | Tier-1 | 450-50R | 0.35398 | 8.3117 | 0 | 0
450-88R | 450 | Tier-2 | 2.8638 | 0 | 2.8638 | 714-550 | 714 | Tier-1 | 450-88R | 2.8638 | 9.933 | 0 | 0
451-38F | 451 | Tier-1 | 0.98125 | 0 | 0.98125 | 714-551F | 714 | Tier-1 | 451-38F | 0.98125 | 5.329 | 0 | 0
52-20R | 52 | Tier-1 | 1.9439 | 0 | 1.9439 | 714-552 | 714 | Tier-1 | 52-20R | 1.9439 | 0.048864 | 0 | 0
520-1525R | 520 | Tier-2 | 7.4684 | 0 | 7.4684 | 716-11 | 716 | Tier-1 | 520-1525R | 7.4684 | 0.75417 | 0 | 0
520-1936 | 520 | Tier-3 | 0.1358 | 0 | 0.1358 | 719-33 | 719 | Tier-1 | 520-1936 | 0.1358 | 0 | 0 | 0
452-1404F | 452 | Tier-2 | 0.79924 | 0.0087121 | 0.80795 | 719-34 | 719 | Tier-1 | 452-1404F | 0.79924 | 0.22955 | 0 | 0.0087121
520-44F | 520 | Tier-2 | 0 | 0 | 0 | 719-35 | 719 | Tier-1 | 520-44F | 0 | 0.0094697 | 0 | 0
520-45 | 520 | Tier-2 | 8.7233 | 0 | 8.7233 | 719-389F | 719 | Tier-1 | 520-45 | 8.7233 | 0.27424 | 0 | 0
452-37AE | 452 | Tier-1 | 0.35587 | 0.053788 | 0.40966 | 719-854 | 719 | Tier-1 | 452-37AE | 0.35587 | 6.6252 | 2.3053 | 0.053788
452-38AE | 452 | Tier-2 | 2.5653 | 0.2 | 2.7653 | 719-857F | 719 | Tier-1 | 452-38AE | 2.5653 | 5.3604 | 1.4676 | 0.2
452-39AE | 452 | Tier-1 | 1.1566 | 0.18769 | 1.3443 | 724-4 | 724 | Tier-1 | 452-39AE | 1.1566 | 4.6943 | 2.5839 | 0.18769
452-47 | 452 | Tier-1 | 1.0188 | 0.88447 | 1.9032 | 73-1161F | 73 | Tier-3 | 452-47 | 1.0188 | 2.6574 | 1.8106 | 0.88447
452-717 | 452 | Tier-2 | 0.20777 | 0.1714 | 0.37917 | 73-1165 | 73 | Tier-3 | 452-717 | 0.20777 | 8.8585 | 4.1206 | 0.1714
520-46 | 520 | Tier-2 | 0 | 0 | 0 | 73-23R | 73 | Tier-3 | 520-46 | 0 | 0 | 0 | 0
453-32R | 453 | Tier-1 | 1.3636 | 0 | 1.3636 | 73-678R | 73 | Tier-3 | 453-32R | 1.3636 | 7.0631 | 0 | 0
453-41 | 453 | Tier-1 | 0.29811 | 0 | 0.29811 | 731-46 | 731 | Tier-1 | 453-41 | 0.29811 | 5.1381 | 0 | 0
524-1782F | 524 | Tier-3 | 7.6273 | 0 | 7.6273 | 732-15R | 732 | Tier-1 | 524-1782F | 7.6273 | 0.75455 | 0 | 0
454-45AE | 454 | Tier-1 | 2.8106 | 1.6354 | 4.446 | 735-277 | 735 | Tier-1 | 454-45AE | 2.8106 | 7.0489 | 3.1519 | 1.6354
454-47R | 454 | Tier-1 | 0.16591 | 0.12481 | 0.29072 | 735-279F | 735 | Tier-1 | 454-47R | 0.16591 | 2.5407 | 1.2947 | 0.12481
454-48F | 454 | Tier-2 | 3.3746 | 0.049811 | 3.4244 | 735-283F | 735 | Tier-1 | 454-48F | 3.3746 | 0.05947 | 0.052652 | 0.049811
454-49F | 454 | Tier-2 | 1.0417 | 0.50492 | 1.5466 | 736-129 | 736 | Tier-1 | 454-49F | 1.0417 | 2.4314 | 0.74943 | 0.50492
525-40 | 525 | Tier-1 | 0 | 0 | 0 | 738-1372 | 738 | Tier-1 | 525-40 | 0 | 0 | 0 | 0
454-53F | 454 | Tier-2 | 0.42746 | 0.30758 | 0.73504 | 738-1375F | 738 | Tier-1 | 454-53F | 0.42746 | 6.1706 | 3.1265 | 0.30758
456-5 | 456 | Tier-1 | 5.0542 | 0 | 5.0542 | 740-857F | 740 | Tier-1 | 456-5 | 5.0542 | 14.7513 | 0 | 0
528-210 | 528 | Tier-1 | 0 | 0 | 0 | 740-870F | 740 | Tier-1 | 528-210 | 0 | 0 | 0 | 0
458-33F | 458 | Tier-1 | 1.322 | 0 | 1.322 | 741-49F | 741 | Tier-1 | 458-33F | 1.322 | 0.87519 | 0 | 0
528-212F | 528 | Tier-1 | 0 | 0 | 0 | 743-356 | 743 | Tier-1 | 528-212F | 0 | 0.4642 | 0 | 0
458-35F | 458 | Tier-1 | 0 | 0 | 0 | 746-364 | 746 | Tier-1 | 458-35F | 0 | 0.27803 | 0 | 0
458-41F | 458 | Tier-1 | 0.072159 | 0 | 0.072159 | 746-742 | 746 | Tier-1 | 458-41F | 0.072159 | 1.2973 | 0 | 0
532-1296 | 532 | Tier-1 | 0 | 0 | 0 | 746-756 | 746 | Tier-1 | 532-1296 | 0 | 0 | 0 | 0
458-43F | 458 | Tier-1 | 0.82235 | 0 | 0.82235 | 746-819F | 746 | Tier-1 | 458-43F | 0.82235 | 9.2066 | 0 | 0
532-764 | 532 | Tier-1 | 0 | 0 | 0 | 746-820 | 746 | Tier-1 | 532-764 | 0 | 0 | 0 | 0
533-8 | 533 | Tier-1 | 0 | 0 | 0 | 748-1058 | 748 | Tier-1 | 533-8 | 0 | 0 | 0 | 0
534-1078 | 534 | Tier-1 | 0 | 0 | 0 | 748-505 | 748 | Tier-1 | 534-1078 | 0 | 0 | 0 | 0
534-1081F | 534 | Tier-1 | 0 | 0 | 0 | 749-41F | 749 | Tier-1 | 534-1081F | 0 | 0.68902 | 0 | 0
534-347 | 534 | Tier-1 | 0 | 0 | 0 | 749-42F | 749 | Tier-1 | 534-347 | 0 | 0 | 0 | 0
534-349AE | 534 | Tier-1 | 0 | 0 | 0 | 749-43F | 749 | Tier-1 | 534-349AE | 0 | 0.34186 | 0 | 0
535-1120AE | 535 | Tier-2 | 0 | 0 | 0 | 75-2228F | 75 | Tier-3 | 535-1120AE | 0 | 0.23504 | 0 | 0
535-263 | 535 | Tier-1 | 0 | 0 | 0 | 75-2257F | 75 | Tier-3 | 535-263 | 0 | 0 | 0 | 0
536-360 | 536 | Tier-2 | 0 | 0 | 0 | 75-2260F | 75 | Tier-3 | 536-360 | 0 | 0 | 0 | 0
460-1165R | 460 | Tier-1 | 0 | 0 | 0 | 754-689 | 754 | Tier-2 | 460-1165R | 0 | 13.4187 | 0 | 0
460-328F | 460 | Tier-1 | 0 | 0 | 0 | 754-691 | 754 | Tier-1 | 460-328F | 0 | 2.6064 | 0 | 0
536-363F | 536 | Tier-2 | 0 | 0 | 0 | 756-109F | 756 | Tier-1 | 536-363F | 0 | 0.036742 | 0.013636 | 0
536-376 | 536 | Tier-2 | 0 | 0 | 0 | 756-42 | 756 | Tier-1 | 536-376 | 0 | 0 | 0 | 0
460-331F | 460 | Tier-1 | 0 | 0 | 0 | 756-44F | 756 | Tier-1 | 460-331F | 0 | 1.0225 | 0 | 0
460-957 | 460 | Tier-1 | 0 | 0 | 0 | 756-49F | 756 | Tier-1 | 460-957 | 0 | 0.023295 | 0 | 0
460-958AE | 460 | Tier-1 | 0 | 0 | 0 | 756-50F | 756 | Tier-1 | 460-958AE | 0 | 5.8858 | 0 | 0
461-24F | 461 | Tier-1 | 0.37538 | 0 | 0.37538 | 759-13AE | 759 | Tier-1 | 461-24F | 0.37538 | 5.1686 | 0 | 0
536-377F | 536 | Tier-2 | 0 | 0 | 0 | 76-243 | 76 | Tier-1 | 536-377F | 0 | 0.15246 | 0 | 0
461-26F | 461 | Tier-1 | 0 | 0 | 0 | 762-114 | 762 | Tier-1 | 461-26F | 0 | 0.89413 | 0 | 0
461-644R | 461 | Tier-1 | 0.15341 | 0 | 0.15341 | 763-50F | 763 | Tier-1 | 461-644R | 0.15341 | 2.8021 | 0 | 0
462-1023F | 462 | Tier-1 | 0 | 0 | 0 | 765-18F | 765 | Tier-1 | 462-1023F | 0 | 0.67784 | 0 | 0
536-378F | 536 | Tier-2 | 0 | 0 | 0 | 765-53 | 765 | Tier-1 | 536-378F | 0 | 0.15246 | 0 | 0
536-379F | 536 | Tier-2 | 0 | 0 | 0 | 768-19 | 768 | Tier-1 | 536-379F | 0 | 0.12784 | 0 | 0
462-1034F | 462 | Tier-1 | 0.67557 | 0 | 0.67557 | 771-274AE | 771 | Tier-1 | 462-1034F | 0.67557 | 4.107 | 0 | 0
462-1035F | 462 | Tier-1 | 0.022159 | 0 | 0.022159 | 772-318 | 772 | Tier-1 | 462-1035F | 0.022159 | 4.3061 | 0 | 0
537-24 | 537 | Tier-1 | 0 | 0 | 0 | 773-31F | 773 | Tier-1 | 537-24 | 0 | 0 | 0 | 0
537-29 | 537 | Tier-1 | 0 | 0 | 0 | 774-28AE | 774 | Tier-1 | 537-29 | 0 | 0.040152 | 0 | 0
462-1521F | 462 | Tier-1 | 0.38561 | 0 | 0.38561 | 774-4F | 774 | Tier-1 | 462-1521F | 0.38561 | 2.7924 | 0 | 0
462-1523F | 462 | Tier-1 | 0.43258 | 0 | 0.43258 | 775-185 | 775 | Tier-1 | 462-1523F | 0.43258 | 2.8723 | 0 | 0
462-868 | 462 | Tier-1 | 1.1962 | 0 | 1.1962 | 777-10 | 777 | Tier-1 | 462-868 | 1.1962 | 0.45644 | 0 | 0
463-1135F | 463 | Tier-2 | 0 | 0 | 0 | 777-265 | 777 | Tier-1 | 463-1135F | 0 | 9.5746 | 2.814 | 0
539-29 | 539 | Tier-1 | 0 | 0 | 0 | 777-266 | 777 | Tier-1 | 539-29 | 0 | 0 | 0 | 0
463-1137F | 463 | Tier-2 | 0.125 | 0 | 0.125 | 777-267F | 777 | Tier-1 | 463-1137F | 0.125 | 1.9634 | 0 | 0
539-45F | 539 | Tier-1 | 0 | 0 | 0 | 777-268F | 777 | Tier-1 | 539-45F | 0 | 1.1348 | 0 | 0
463-1229 | 463 | Tier-2 | 9.6112 | 1.8886 | 11.4998 | 777-9 | 777 | Tier-1 | 463-1229 | 9.6112 | 1.0161 | 0 | 1.8886
540-26 | 540 | Tier-1 | 0 | 0 | 0 | 780-443F | 780 | Tier-1 | 540-26 | 0 | 0 | 0 | 0
463-227F | 463 | Tier-1 | 0 | 0 | 0 | 780-444F | 780 | Tier-1 | 463-227F | 0 | 5.9816 | 0.55455 | 0
463-258 | 463 | Tier-2 | 0 | 0 | 0 | 780-468R | 780 | Tier-1 | 463-258 | 0 | 0.66572 | 0.015152 | 0
540-27AE | 540 | Tier-1 | 0 | 0 | 0 | 783-1453 | 783 | Tier-1 | 540-27AE | 0 | 0.24564 | 0 | 0
463-450 | 463 | Tier-1 | 0 | 0 | 0 | 783-850 | 783 | Tier-1 | 463-450 | 0 | 2.075 | 1.0341 | 0
540-28AE | 540 | Tier-1 | 0 | 0 | 0 | 785-138 | 785 | Tier-1 | 540-28AE | 0 | 0.15966 | 0 | 0
463-452 | 463 | Tier-1 | 0 | 0 | 0 | 785-138F | 785 | Tier-1 | 463-452 | 0 | 2.954 | 1.2845 | 0
540-3 | 540 | Tier-1 | 0 | 0 | 0 | 785-142 | 785 | Tier-1 | 540-3 | 0 | 0 | 0 | 0
540-38 | 540 | Tier-2 | 0 | 0 | 0 | 785-143 | 785 | Tier-1 | 540-38 | 0 | 0 | 0 | 0
540-39AE | 540 | Tier-2 | 0 | 0 | 0 | 785-151F | 785 | Tier-1 | 540-39AE | 0 | 0.032955 | 0 | 0
540-4 | 540 | Tier-1 | 0 | 0 | 0 | 785-167 | 785 | Tier-1 | 540-4 | 0 | 0.22424 | 0 | 0
542-26F | 542 | Tier-2 | 0 | 0 | 0 | 785-364 | 785 | Tier-1 | 542-26F | 0 | 0.55398 | 0 | 0
542-42 | 542 | Tier-1 | 0 | 0 | 0 | 785-366F | 785 | Tier-1 | 542-42 | 0 | 0 | 0 | 0
542-7 | 542 | Tier-2 | 0 | 0 | 0 | 785-368F | 785 | Tier-1 | 542-7 | 0 | 0 | 0 | 0
543-353 | 543 | Tier-1 | 0 | 0 | 0 | 785-369 | 785 | Tier-1 | 543-353 | 0 | 0 | 0 | 0
464-2 | 464 | Tier-1 | 0 | 0 | 0 | 789-16F | 789 | Tier-1 | 464-2 | 0 | 1.1032 | 0 | 0
464-27 | 464 | Tier-1 | 0 | 0 | 0 | 79-1212 | 79 | Tier-3 | 464-27 | 0 | 0.10568 | 0 | 0
543-354F | 543 | Tier-2 | 0 | 0 | 0 | 79-1215F | 79 | Tier-3 | 543-354F | 0 | 1.7267 | 0 | 0
543-356F | 543 | Tier-1 | 0 | 0 | 0 | 79-658R | 79 | Tier-3 | 543-356F | 0 | 1.0515 | 0 | 0
464-44 | 464 | Tier-1 | 0 | 0 | 0 | 79-668R | 79 | Tier-3 | 464-44 | 0 | 2.8396 | 0 | 0
543-358F | 543 | Tier-1 | 0 | 0 | 0 | 79-676R | 79 | Tier-3 | 543-358F | 0 | 0.041288 | 0 | 0
543-359 | 543 | Tier-1 | 0 | 0 | 0 | 79-679R | 79 | Tier-3 | 543-359 | 0 | 0 | 0 | 0
543-396 | 543 | Tier-1 | 0 | 0 | 0 | 79-808R | 79 | Tier-3 | 543-396 | 0 | 0 | 0 | 0
543-399 | 543 | Tier-1 | 0 | 0 | 0 | 793-26 | 793 | Tier-1 | 543-399 | 0 | 0.26742 | 0 | 0
545-37 | 545 | Tier-1 | 0 | 0 | 0 | 793-46F | 793 | Tier-1 | 545-37 | 0 | 0.011364 | 0 | 0
545-45AE | 545 | Tier-1 | 0 | 0 | 0 | 793-750AE | 793 | Tier-1 | 545-45AE | 0 | 0.125 | 0 | 0
468-11 | 468 | Tier-1 | 0 | 0 | 0 | 794-17 | 794 | Tier-1 | 468-11 | 0 | 0.6483 | 0 | 0
545-46 | 545 | Tier-1 | 0 | 0 | 0 | 795-723 | 795 | Tier-2 | 545-46 | 0 | 0 | 0 | 0
545-49 | 545 | Tier-1 | 0 | 0 | 0 | 795-725AE | 795 | Tier-2 | 545-49 | 0 | 0 | 0 | 0
468-17 | 468 | Tier-1 | 0 | 0 | 0 | 796-1396R | 796 | Tier-1 | 468-17 | 0 | 0.38409 | 0 | 0
547-23 | 547 | Tier-1 | 0 | 0 | 0 | 797-38 | 797 | Tier-1 | 547-23 | 0 | 0 | 0 | 0
547-24F | 547 | Tier-1 | 0 | 0 | 0 | 798-242 | 798 | Tier-1 | 547-24F | 0 | 0.0075758 | 0 | 0
547-25F | 547 | Tier-1 | 0 | 0 | 0 | 798-243AE | 798 | Tier-1 | 547-25F | 0 | 0.010417 | 0 | 0
548-13 | 548 | Tier-1 | 0 | 0 | 0 | 798-255 | 798 | Tier-1 | 548-13 | 0 | 0 | 0 | 0
548-16 | 548 | Tier-1 | 0 | 0 | 0 | 80-562 | 80 | Tier-1 | 548-16 | 0 | 0 | 0 | 0
549-35 | 549 | Tier-1 | 0 | 0 | 0 | 80-564 | 80 | Tier-1 | 549-35 | 0 | 0 | 0 | 0
55-478 | 55 | Tier-1 | 0 | 0 | 0 | 80-568F | 80 | Tier-1 | 55-478 | 0 | 0 | 0 | 0
470-40AE | 470 | Tier-2 | 5.6248 | 0.56326 | 6.1881 | 80-575R | 80 | Tier-1 | 470-40AE | 5.6248 | 4.9989 | 1.2636 | 0.56326
470-47R | 470 | Tier-3 | 22.8116 | 1.4956 | 24.3072 | 81-177AE | 81 | Tier-1 | 470-47R | 22.8116 | 1.4636 | 0.2661 | 1.4956
55-485 | 55 | Tier-1 | 0 | 0 | 0 | 81-192 | 81 | Tier-1 | 55-485 | 0 | 0 | 0 | 0
471-36F | 471 | Tier-2 | 3.0515 | 0 | 3.0515 | 81-194AE | 81 | Tier-1 | 471-36F | 3.0515 | 7.2398 | 0 | 0
471-37F | 471 | Tier-1 | 0 | 0 | 0 | 832-1059F | 832 | Tier-1 | 471-37F | 0 | 2.6443 | 0 | 0
471-38F | 471 | Tier-1 | 0 | 0 | 0 | 832-991F | 832 | Tier-1 | 471-38F | 0 | 3.3284 | 0 | 0
554-18 | 554 | Tier-1 | 0 | 0 | 0 | 834-422 | 834 | Tier-1 | 554-18 | 0 | 0 | 0 | 0
473-36R | 473 | Tier-1 | 7.6824 | 0 | 7.6824 | 835-12 | 835 | Tier-2 | 473-36R | 7.6824 | 6.3932 | 0 | 0
474-22AE | 474 | Tier-1 | 7.8458 | 0 | 7.8458 | 836-231AE | 836 | Tier-1 | 474-22AE | 7.8458 | 7.7576 | 0 | 0
554-20 | 554 | Tier-1 | 0 | 0 | 0 | 836-6 | 836 | Tier-1 | 554-20 | 0 | 0.42822 | 0 | 0
474-29 | 474 | Tier-1 | 1.6438 | 0 | 1.6438 | 840-304F | 840 | Tier-2 | 474-29 | 1.6438 | 9.1049 | 0 | 0
554-22 | 554 | Tier-1 | 0 | 0 | 0 | 840-309F | 840 | Tier-2 | 554-22 | 0 | 0 | 0 | 0
475-763F | 475 | Tier-1 | 1.4441 | 0 | 1.4441 | 840-374 | 840 | Tier-2 | 475-763F | 1.4441 | 3.2551 | 0 | 0
554-23 | 554 | Tier-1 | 0 | 0 | 0 | 840-58AE | 840 | Tier-2 | 554-23 | 0 | 0.99186 | 0 | 0
555-1 | 555 | Tier-1 | 0 | 0 | 0 | 841-308F | 841 | Tier-2 | 555-1 | 0 | 0 | 0 | 0
476-6F | 476 | Tier-1 | 0.074053 | 0 | 0.074053 | 843-27F | 843 | Tier-2 | 476-6F | 0.074053 | 0.72557 | 0 | 0
555-23 | 555 | Tier-1 | 0 | 0 | 0 | 843-33 | 843 | Tier-2 | 555-23 | 0 | 0 | 0 | 0
557-824 | 557 | Tier-1 | 0 | 0 | 0 | 843-34F | 843 | Tier-1 | 557-824 | 0 | 0 | 0 | 0
558-502 | 558 | Tier-1 | 0 | 0 | 0 | 846-1 | 846 | Tier-1 | 558-502 | 0 | 0 | 0 | 0
559-17 | 559 | Tier-1 | 0 | 0 | 0 | 851-1529F | 851 | Tier-1 | 559-17 | 0 | 0 | 0 | 0
559-19F | 559 | Tier-1 | 0 | 0 | 0 | 852-50F | 852 | Tier-1 | 559-19F | 0 | 0.4375 | 0 | 0
477-34F | 477 | Tier-1 | 0 | 0 | 0 | 853-545 | 853 | Tier-1 | 477-34F | 0 | 1.4104 | 0 | 0
559-42 | 559 | Tier-1 | 0 | 0 | 0 | 853-546F | 853 | Tier-1 | 559-42 | 0 | 0 | 0 | 0
56-28 | 56 | Tier-1 | 0 | 0 | 0 | 853-548F | 853 | Tier-1 | 56-28 | 0 | 0 | 0 | 0
56-668 | 56 | Tier-1 | 0 | 0 | 0 | 854-809F | 854 | Tier-1 | 56-668 | 0 | 0 | 0 | 0
480-1163R | 480 | Tier-1 | 1.703 | 0 | 1.703 | 854-812F | 854 | Tier-1 | 480-1163R | 1.703 | 0 | 0 | 0
480-32 | 480 | Tier-1 | 3.2985 | 0 | 3.2985 | 857-302F | 857 | Tier-1 | 480-32 | 3.2985 | 1.1733 | 0 | 0
480-35 | 480 | Tier-1 | 8.6667 | 0 | 8.6667 | 857-303 | 857 | Tier-1 | 480-35 | 8.6667 | 5.3826 | 0 | 0
481-30 | 481 | Tier-1 | 1.3915 | 0 | 1.3915 | 857-58 | 857 | Tier-1 | 481-30 | 1.3915 | 5.6419 | 0 | 0
56-671F | 56 | Tier-1 | 0 | 0 | 0 | 858-17 | 858 | Tier-1 | 56-671F | 0 | 0.39148 | 0 | 0
560-47 | 560 | Tier-1 | 0 | 0 | 0 | 859-1064 | 859 | Tier-1 | 560-47 | 0 | 0 | 0 | 0
560-5 | 560 | Tier-1 | 0 | 0 | 0 | 859-40F | 859 | Tier-1 | 560-5 | 0 | 0 | 0 | 0
561-31 | 561 | Tier-1 | 0 | 0 | 0 | 86-1056 | 86 | Tier-1 | 561-31 | 0 | 0 | 0 | 0
482-379F | 482 | Tier-1 | 0 | 0 | 0 | 87-12F | 87 | Tier-1 | 482-379F | 0 | 3.6292 | 0 | 0
562-98 | 562 | Tier-1 | 0 | 0 | 0 | 87-9 | 87 | Tier-1 | 562-98 | 0 | 0 | 0 | 0
482-381F | 482 | Tier-1 | 0.72992 | 0 | 0.72992 | 88-26F | 88 | Tier-1 | 482-381F | 0.72992 | 2.4852 | 0 | 0
482-382F | 482 | Tier-1 | 1.3275 | 0 | 1.3275 | 88-27F | 88 | Tier-1 | 482-382F | 1.3275 | 0.84186 | 0 | 0
482-939F | 482 | Tier-1 | 0 | 0 | 0 | 89-211F | 89 | Tier-1 | 482-939F | 0 | 6.193 | 0 | 0
563-38 | 563 | Tier-1 | 0 | 0 | 0 | 89-212F | 89 | Tier-1 | 563-38 | 0 | 0 | 0 | 0
486-54AE | 486 | Tier-2 | 0 | 0 | 0 | 89-289 | 89 | Tier-1 | 486-54AE | 0 | 10.4409 | 0 | 0
486-55AE | 486 | Tier-2 | 0 | 0 | 0 | 90-32 | 90 | Tier-1 | 486-55AE | 0 | 6.8172 | 0 | 0
564-17 | 564 | Tier-1 | 0 | 0 | 0 | 90-46 | 90 | Tier-1 | 564-17 | 0 | 0 | 0 | 0
486-57AE | 486 | Tier-1 | 0 | 0 | 0 | 900-1164F | 900 | Tier-1 | 486-57AE | 0 | 9.8642 | 0 | 0
486-61R | 486 | Tier-1 | 7.35 | 0 | 7.35 | 902-364F | 902 | Tier-1 | 486-61R | 7.35 | 5.3797 | 0 | 0
486-91 | 486 | Tier-1 | 1.2538 | 0 | 1.2538 | 902-365 | 902 | Tier-1 | 486-91 | 1.2538 | 11.8536 | 0 | 0
488-32R | 488 | Tier-1 | 1.7337 | 0 | 1.7337 | 902-48 | 902 | Tier-1 | 488-32R | 1.7337 | 6.0347 | 0 | 0
564-1923 | 564 | Tier-1 | 0 | 0 | 0 | 905-5 | 905 | Tier-1 | 564-1923 | 0 | 0 | 0 | 0
565-77 | 565 | Tier-1 | 0 | 0 | 0 | 905-6 | 905 | Tier-1 | 565-77 | 0 | 0 | 0 | 0
489-19AE | 489 | Tier-1 | 1.5763 | 0 | 1.5763 | 907-1602 | 907 | Tier-3 | 489-19AE | 1.5763 | 2.0248 | 0 | 0
489-33 | 489 | Tier-1 | 0.44773 | 0 | 0.44773 | 907-1604 | 907 | Tier-3 | 489-33 | 0.44773 | 3.4078 | 0 | 0
490-22 | 490 | Tier-1 | 0 | 0 | 0 | 908-1368R | 908 | Tier-2 | 490-22 | 0 | 0.94318 | 0 | 0
490-23 | 490 | Tier-1 | 0.13485 | 0 | 0.13485 | 908-2058F | 908 | Tier-3 | 490-23 | 0.13485 | 2.2036 | 0 | 0
490-36 | 490 | Tier-1 | 0.037879 | 0 | 0.037879 | 908-2061 | 908 | Tier-2 | 490-36 | 0.037879 | 4.5987 | 0 | 0
492-1090F | 492 | Tier-1 | 1.5292 | 0 | 1.5292 | 909-451 | 909 | Tier-3 | 492-1090F | 1.5292 | 0.24299 | 0 | 0
492-1091F | 492 | Tier-1 | 2.8909 | 0 | 2.8909 | 909-453R | 909 | Tier-2 | 492-1091F | 2.8909 | 3.247 | 0 | 0
492-1092F | 492 | Tier-1 | 0 | 0 | 0 | 909-805R | 909 | Tier-2 | 492-1092F | 0 | 1.0379 | 0 | 0
565-79AE | 565 | Tier-1 | 0 | 0 | 0 | 909-847 | 909 | Tier-2 | 565-79AE | 0 | 0.15511 | 0 | 0
492-14R | 492 | Tier-1 | 5.4803 | 0 | 5.4803 | 911-551 | 911 | Tier-1 | 492-14R | 5.4803 | 6.247 | 0 | 0
492-343R | 492 | Tier-1 | 2.5119 | 0 | 2.5119 | 913-451 | 913 | Tier-1 | 492-343R | 2.5119 | 2.3623 | 0 | 0
492-611F | 492 | Tier-1 | 0 | 0 | 0 | 913-454F | 913 | Tier-2 | 492-611F | 0 | 1.2568 | 0 | 0
566-131 | 566 | Tier-1 | 0 | 0 | 0 | 915-10 | 915 | Tier-2 | 566-131 | 0 | 0.19848 | 0 | 0
566-43 | 566 | Tier-1 | 0 | 0 | 0 | 915-11F | 915 | Tier-2 | 566-43 | 0 | 0 | 0 | 0
492-614F | 492 | Tier-1 | 0 | 0 | 0 | 915-12F | 915 | Tier-2 | 492-614F | 0 | 0.42538 | 0 | 0
567-15 | 567 | Tier-1 | 0 | 0 | 0 | 915-132F | 915 | Tier-2 | 567-15 | 0 | 0 | 0 | 0
493-478R | 493 | Tier-1 | 2.3403 | 0 | 2.3403 | 915-9F | 915 | Tier-2 | 493-478R | 2.3403 | 3.4191 | 0 | 0
493-480R | 493 | Tier-1 | 0.16818 | 0 | 0.16818 | 920-735AE | 920 | Tier-2 | 493-480R | 0.16818 | 0.014394 | 0 | 0
567-18F | 567 | Tier-1 | 0 | 0 | 0 | 920-820 | 920 | Tier-1 | 567-18F | 0 | 0.19621 | 0 | 0
57-1290 | 57 | Tier-1 | 0 | 0 | 0 | 921-799 | 921 | Tier-1 | 57-1290 | 0 | 0 | 0 | 0
493-491F | 493 | Tier-1 | 0 | 0 | 0 | 921-801F | 921 | Tier-1 | 493-491F | 0 | 0.31572 | 0 | 0
57-1294 | 57 | Tier-1 | 0 | 0 | 0 | 922-1143F | 922 | Tier-1 | 57-1294 | 0 | 0 | 0 | 0
57-1295F | 57 | Tier-1 | 0.70663 | 0 | 0.70663 | 922-582 | 922 | Tier-1 | 57-1295F | 0.70663 | 0.83693 | 0 | 0
57-1296F | 57 | Tier-1 | 3.8896 | 0 | 3.8896 | 923-59 | 923 | Tier-1 | 57-1296F | 3.8896 | 1.108 | 0 | 0
570-488 | 570 | Tier-1 | 0 | 0 | 0 | 923-60F | 923 | Tier-1 | 570-488 | 0 | 0 | 0 | 0
496-7 | 496 | Tier-1 | 0 | 0 | 0 | 925-204F | 925 | Tier-1 | 496-7 | 0 | 0.46951 | 0 | 0
570-489F | 570 | Tier-1 | 0.032197 | 0 | 0.032197 | 925-221 | 925 | Tier-1 | 570-489F | 0.032197 | 0.060606 | 0 | 0
497-888F | 497 | Tier-1 | 0.96155 | 0 | 0.96155 | 928-18 | 928 | Tier-2 | 497-888F | 0.96155 | 11.9805 | 0 | 0
497-889F | 497 | Tier-1 | 0 | 0 | 0 | 930-14F | 930 | Tier-1 | 497-889F | 0 | 3.2604 | 0 | 0
570-492F | 570 | Tier-1 | 0 | 0 | 0 | 930-470 | 930 | Tier-1 | 570-492F | 0 | 0.039773 | 0 | 0
497-891F | 497 | Tier-1 | 0 | 0 | 0 | 931-1055F | 931 | Tier-1 | 497-891F | 0 | 4.211 | 0 | 0
497-892F | 497 | Tier-1 | 0 | 0 | 0 | 932-16 | 932 | Tier-1 | 497-892F | 0 | 3.2396 | 0 | 0
500-1530 | 500 | Tier-2 | 0 | 0 | 0 | 932-459F | 932 | Tier-1 | 500-1530 | 0 | 1.0515 | 0.76004 | 0
500-1531 | 500 | Tier-2 | 0.96174 | 0.015341 | 0.97708 | 933-452 | 933 | Tier-1 | 500-1531 | 0.96174 | 21.2513 | 8.0903 | 0.015341
500-1532AE | 500 | Tier-2 | 0 | 0 | 0 | 933-471 | 933 | Tier-1 | 500-1532AE | 0 | 5.5638 | 2.2545 | 0
500-5R | 500 | Tier-2 | 0 | 0 | 0 | 933-472F | 933 | Tier-1 | 500-5R | 0 | 4.0712 | 2.6047 | 0
501-786 | 501 | Tier-2 | 1.0485 | 0 | 1.0485 | 933-473F | 933 | Tier-1 | 501-786 | 1.0485 | 8.6981 | 0 | 0
571-41 | 571 | Tier-1 | 0 | 0 | 0 | 934-747F | 934 | Tier-1 | 571-41 | 0 | 0 | 0 | 0
501-791AE | 501 | Tier-1 | 0 | 0 | 0 | 935-459 | 935 | Tier-1 | 501-791AE | 0 | 2.9443 | 0 | 0
571-42F | 571 | Tier-1 | 0 | 0 | 0 | 935-460F | 935 | Tier-1 | 571-42F | 0 | 0.010606 | 0 | 0
502-11F | 502 | Tier-2 | 0 | 0 | 0 | 935-461F | 935 | Tier-1 | 502-11F | 0 | 1.9752 | 0 | 0
571-43F | 571 | Tier-1 | 0 | 0 | 0 | 936-451F | 936 | Tier-1 | 571-43F | 0 | 0.0094697 | 0 | 0
571-44F | 571 | Tier-1 | 0 | 0 | 0 | 940-391 | 940 | Tier-1 | 571-44F | 0 | 0.0068182 | 0 | 0
502-718F | 502 | Tier-2 | 0 | 0 | 0 | 940-393 | 940 | Tier-1 | 502-718F | 0 | 11.0962 | 0 | 0
502-719F | 502 | Tier-1 | 0 | 0 | 0 | 940-398AE | 940 | Tier-1 | 502-719F | 0 | 0.31383 | 0 | 0
502-755 | 502 | Tier-2 | 0 | 0 | 0 | 942-467 | 942 | Tier-1 | 502-755 | 0 | 3.6155 | 0 | 0
502-9F | 502 | Tier-2 | 0 | 0 | 0 | 942-468 | 942 | Tier-1 | 502-9F | 0 | 4.8241 | 0 | 0
571-48 | 571 | Tier-1 | 0 | 0 | 0 | 942-472 | 942 | Tier-1 | 571-48 | 0 | 0 | 0 | 0
504-1563 | 504 | Tier-1 | 5.515 | 0 | 5.515 | 942-49F | 942 | Tier-1 | 504-1563 | 5.515 | 2.0398 | 0 | 0
504-2501R | 504 | Tier-2 | 4.6487 | 0 | 4.6487 | 942-50 | 942 | Tier-1 | 504-2501R | 4.6487 | 8.9248 | 0 | 0
504-287R | 504 | Tier-2 | 7.1044 | 0 | 7.1044 | 943-228F | 943 | Tier-1 | 504-287R | 7.1044 | 2.2381 | 0 | 0
504-40R | 504 | Tier-1 | 5.5331 | 0 | 5.5331 | 943-229 | 943 | Tier-1 | 504-40R | 5.5331 | 7.5042 | 0 | 0
505-1676F | 505 | Tier-1 | 3.6504 | 0 | 3.6504 | 948-5R | 948 | Tier-2 | 505-1676F | 3.6504 | 5.4591 | 0 | 0
572-492 | 572 | Tier-1 | 0 | 0 | 0 | 95-29R | 95 | Tier-1 | 572-492 | 0 | 0 | 0 | 0
505-1679F | 505 | Tier-1 | 0 | 0 | 0 | 95-36F | 95 | Tier-1 | 505-1679F | 0 | 1.0373 | 0 | 0
505-635R | 505 | Tier-1 | 14.8953 | 0 | 14.8953 | 95-37F | 95 | Tier-1 | 505-635R | 14.8953 | 6.3943 | 0 | 0
572-494F | 572 | Tier-1 | 0 | 0 | 0 | 951-391 | 951 | Tier-1 | 572-494F | 0 | 0.013258 | 0 | 0
506-160AE | 506 | Tier-1 | 0.047538 | 0 | 0.047538 | 951-795F | 951 | Tier-1 | 506-160AE | 0.047538 | 1.2309 | 0 | 0
506-161 | 506 | Tier-1 | 1.3831 | 0 | 1.3831 | 951-797F | 951 | Tier-1 | 506-161 | 1.3831 | 5.2381 | 0 | 0
574-7 | 574 | Tier-1 | 0 | 0 | 0 | 952-1439F | 952 | Tier-2 | 574-7 | 0 | 0 | 0 | 0
506-844 | 506 | Tier-1 | 4.4078 | 0 | 4.4078 | 952-927F | 952 | Tier-2 | 506-844 | 4.4078 | 3.9708 | 0 | 0
575-10 | 575 | Tier-1 | 0 | 0 | 0 | 952-928F | 952 | Tier-1 | 575-10 | 0 | 0.15739 | 0 | 0
507-1607F | 507 | Tier-1 | 0 | 0 | 0 | 953-208 | 953 | Tier-1 | 507-1607F | 0 | 11.6348 | 0 | 0
575-21 | 575 | Tier-1 | 0 | 0 | 0 | 953-527F | 953 | Tier-1 | 575-21 | 0 | 0 | 0 | 0
507-1733 | 507 | Tier-1 | 0.86723 | 0 | 0.86723 | 954-102F | 954 | Tier-2 | 507-1733 | 0.86723 | 10.4884 | 0 | 0
575-22F | 575 | Tier-1 | 0 | 0 | 0 | 954-204 | 954 | Tier-2 | 575-22F | 0 | 0.15076 | 0 | 0
575-23 | 575 | Tier-1 | 0 | 0 | 0 | 954-205AE | 954 | Tier-2 | 575-23 | 0 | 0.61155 | 0 | 0
508-1024F | 508 | Tier-1 | 0 | 0 | 0 | 954-422F | 954 | Tier-2 | 508-1024F | 0 | 6.7862 | 0 | 0
508-1025F | 508 | Tier-1 | 0 | 0 | 0 | 954-423F | 954 | Tier-2 | 508-1025F | 0 | 4.767 | 0 | 0
508-1026F | 508 | Tier-1 | 0 | 0 | 0 | 955-13 | 955 | Tier-1 | 508-1026F | 0 | 3.967 | 0 | 0
508-1027F | 508 | Tier-1 | 0.041667 | 0 | 0.041667 | 956-394F | 956 | Tier-1 | 508-1027F | 0.041667 | 0.083144 | 0 | 0
575-24F | 575 | Tier-1 | 0 | 0 | 0 | 956-401 | 956 | Tier-1 | 575-24F | 0 | 0.14811 | 0 | 0
508-1041F | 508 | Tier-1 | 0 | 0 | 0 | 957-178 | 957 | Tier-1 | 508-1041F | 0 | 3.5392 | 0 | 0
508-1042F | 508 | Tier-1 | 0 | 0 | 0 | 957-189 | 957 | Tier-1 | 508-1042F | 0 | 0.84072 | 0 | 0
575-25F | 575 | Tier-1 | 0 | 0 | 0 | 957-492 | 957 | Tier-1 | 575-25F | 0 | 0.25568 | 0 | 0
508-935AE | 508 | Tier-1 | 0 | 0 | 0 | 957-493 | 957 | Tier-1 | 508-935AE | 0 | 1.8991 | 0 | 0
508-937AE | 508 | Tier-1 | 0 | 0 | 0 | 958-17 | 958 | Tier-1 | 508-937AE | 0 | 6.3487 | 0 | 0
576-202 | 576 | Tier-1 | 0 | 0 | 0 | 958-21 | 958 | Tier-1 | 576-202 | 0 | 0 | 0 | 0
509-1227R | 509 | Tier-1 | 1.3991 | 0 | 1.3991 | 96-1039 | 96 | Tier-1 | 509-1227R | 1.3991 | 4.2074 | 0 | 0
577-192 | 577 | Tier-2 | 0 | 0 | 0 | 96-1041F | 96 | Tier-1 | 577-192 | 0 | 0 | 0 | 0
577-199 | 577 | Tier-2 | 0 | 0 | 0 | 96-1042F | 96 | Tier-1 | 577-199 | 0 | 0 | 0 | 0
577-201F | 577 | Tier-2 | 0 | 0 | 0 | 96-14 | 96 | Tier-1 | 577-201F | 0 | 0.059659 | 0 | 0
577-202F | 577 | Tier-2 | 0 | 0 | 0 | 961-242 | 961 | Tier-1 | 577-202F | 0 | 0.0075758 | 0 | 0
578-241 | 578 | Tier-1 | 0 | 0 | 0 | 961-246 | 961 | Tier-1 | 578-241 | 0 | 0 | 0 | 0
510-49R | 510 | Tier-1 | 1.9981 | 0 | 1.9981 | 961-73 | 961 | Tier-1 | 510-49R | 1.9981 | 14.5896 | 0 | 0
510-798 | 510 | Tier-1 | 0 | 0 | 0 | 962-107 | 962 | Tier-1 | 510-798 | 0 | 6.3424 | 0 | 0
511-1337 | 511 | Tier-1 | 0 | 0 | 0 | 962-111F | 962 | Tier-2 | 511-1337 | 0 | 7.6208 | 0 | 0
511-1338AE | 511 | Tier-1 | 0 | 0 | 0 | 963-34 | 963 | Tier-1 | 511-1338AE | 0 | 5.5494 | 0 | 0
578-244F | 578 | Tier-1 | 0 | 0 | 0 | 963-36 | 963 | Tier-1 | 578-244F | 0 | 0.0066288 | 0 | 0
511-831 | 511 | Tier-1 | 0.15682 | 0 | 0.15682 | 968-125 | 968 | Tier-1 | 511-831 | 0.15682 | 3.7225 | 0 | 0
579-31 | 579 | Tier-1 | 0 | 0 | 0 | 968-467F | 968 | Tier-2 | 579-31 | 0 | 0 | 0 | 0
512-300F | 512 | Tier-1 | 0 | 0 | 0 | 968-477F | 968 | Tier-2 | 512-300F | 0 | 3.4034 | 0 | 0
512-302F | 512 | Tier-1 | 0 | 0 | 0 | 969-230 | 969 | Tier-1 | 512-302F | 0 | 2.6313 | 0 | 0
512-49 | 512 | Tier-1 | 0 | 0 | 0 | 969-233F | 969 | Tier-1 | 512-49 | 0 | 0.38125 | 0 | 0
512-50AE | 512 | Tier-1 | 1.0134 | 0 | 1.0134 | 971-388R | 971 | Tier-3 | 512-50AE | 1.0134 | 4.2835 | 0 | 0
513-42F | 513 | Tier-1 | 0.5108 | 0 | 0.5108 | 972-1571 | 972 | Tier-2 | 513-42F | 0.5108 | 1.8761 | 0 | 0
579-351 | 579 | Tier-1 | 0 | 0 | 0 | 972-1586F | 972 | Tier-2 | 579-351 | 0 | 0 | 0 | 0
513-45F | 513 | Tier-1 | 0.067803 | 0 | 0.067803 | 972-1587F | 972 | Tier-2 | 513-45F | 0.067803 | 3.3564 | 0 | 0
515-423 | 515 | Tier-1 | 0 | 0 | 0 | 972-1639 | 972 | Tier-2 | 515-423 | 0 | 0.11477 | 0 | 0
515-49R | 515 | Tier-1 | 0.2803 | 0 | 0.2803 | 972-1643 | 972 | Tier-2 | 515-49R | 0.2803 | 5.1379 | 0 | 0
58-1163 | 58 | Tier-1 | 0 | 0 | 0 | 972-32R | 972 | Tier-2 | 58-1163 | 0 | 0 | 0 | 0
516-4 | 516 | Tier-1 | 0 | 0 | 0 | 973-1226R | 973 | Tier-3 | 516-4 | 0 | 0.74129 | 0 | 0
516-5F | 516 | Tier-1 | 0.75947 | 0 | 0.75947 | 973-1245R | 973 | Tier-3 | 516-5F | 0.75947 | 0.80492 | 0 | 0
58-1164F | 58 | Tier-1 | 0 | 0 | 0 | 973-534AE | 973 | Tier-3 | 58-1164F | 0 | 0.054924 | 0 | 0
516-7F | 516 | Tier-1 | 0.18125 | 0 | 0.18125 | 980-348 | 980 | Tier-2 | 516-7F | 0.18125 | 2.3729 | 0 | 0
518-39 | 518 | Tier-1 | 0.38144 | 0 | 0.38144 | 980-349 | 980 | Tier-2 | 518-39 | 0.38144 | 6.3348 | 0 | 0
58-1165F | 58 | Tier-1 | 0 | 0 | 0 | 980-879 | 980 | Tier-1 | 58-1165F | 0 | 0.0075758 | 0 | 0
518-41 | 518 | Tier-1 | 0.051326 | 0 | 0.051326 | 981-24F | 981 | Tier-1 | 518-41 | 0.051326 | 2.8769 | 0 | 0
518-42AE | 518 | Tier-1 | 0.17367 | 0 | 0.17367 | 981-25 | 981 | Tier-1 | 518-42AE | 0.17367 | 0.77633 | 0 | 0
58-1166F | 58 | Tier-1 | 0 | 0 | 0 | 981-28F | 981 | Tier-1 | 58-1166F | 0 | 0.0075758 | 0 | 0
58-732 | 58 | Tier-1 | 0 | 0 | 0 | 982-912 | 982 | Tier-2 | 58-732 | 0 | 0 | 0 | 0
519-46R | 519 | Tier-1 | 2.6335 | 0 | 2.6335 | 983-28 | 983 | Tier-2 | 519-46R | 2.6335 | 2.561 | 0 | 0
58-738 | 58 | Tier-1 | 0 | 0 | 0 | 983-29 | 983 | Tier-2 | 58-738 | 0 | 0 | 0 | 0
52-16F | 52 | Tier-1 | 0.30947 | 0 | 0.30947 | 985-38F | 985 | Tier-1 | 52-16F | 0.30947 | 2.018 | 0 | 0
52-17F | 52 | Tier-1 | 0.69072 | 0 | 0.69072 | 985-46F | 985 | Tier-1 | 52-17F | 0.69072 | 4.3155 | 0 | 0
52-18F | 52 | Tier-1 | 2.2767 | 0 | 2.2767 | 985-47F | 985 | Tier-1 | 52-18F | 2.2767 | 1.3792 | 0 | 0
58-740F | 58 | Tier-1 | 0 | 0 | 0 | 986-402F | 986 | Tier-2 | 58-740F | 0 | 0.087311 | 0 | 0
520-1045R | 520 | Tier-2 | 8.2123 | 0 | 8.2123 | 988-37 | 988 | Tier-2 | 520-1045R | 8.2123 | 0.017614 | 0 | 0
520-10R | 520 | Tier-2 | 4.5294 | 0 | 4.5294 | 99-184F | 99 | Tier-1 | 520-10R | 4.5294 | 1.0705 | 0 | 0
520-1489R | 520 | Tier-2 | 16.4032 | 0 | 16.4032 | 991-1206R | 991 | Tier-2 | 520-1489R | 16.4032 | 0.21951 | 0 | 0
520-1509R | 520 | Tier-2 | 13.2937 | 0 | 13.2937 | 427-142 | 427 | Tier-1 | 520-1509R | 13.2937 | 0.16818 | 0 | 0
58-752 | 58 | Tier-1 | 0 | 0 | 0 | 427-142F | 427 | Tier-1 | 58-752 | 0 | 0 | 0 | 0
520-1527R | 520 | Tier-3 | 10.018 | 0 | 10.018 | 427-211 | 427 | Tier-1 | 520-1527R | 10.018 | 3.2477 | 0 | 0
520-1902R | 520 | Tier-2 | 6.5758 | 0 | 6.5758 | 427-216 | 427 | Tier-1 | 520-1902R | 6.5758 | 2.4104 | 0 | 0
520-1904 | 520 | Tier-3 | 5.4665 | 0 | 5.4665 | 427-231 | 427 | Tier-1 | 520-1904 | 5.4665 | 2.5754 | 0 | 0
58-757 | 58 | Tier-1 | 0 | 0 | 0 | 427-44 | 427 | Tier-1 | 58-757 | 0 | 0 | 0 | 0
520-22R | 520 | Tier-2 | 1.9752 | 0 | 1.9752 | 428-120 | 428 | Tier-1 | 520-22R | 1.9752 | 1.2754 | 0 | 0
520-35R | 520 | Tier-3 | 13.971 | 0 | 13.971 | 428-122 | 428 | Tier-1 | 520-35R | 13.971 | 2.8405 | 0 | 0
580-689 | 580 | Tier-1 | 0 | 0 | 0 | 428-128 | 428 | Tier-1 | 580-689 | 0 | 0 | 0 | 0
580-690AE | 580 | Tier-1 | 0.067992 | 0 | 0.067992 | 428-129F | 428 | Tier-1 | 580-690AE | 0.067992 | 0.57121 | 0 | 0
581-49 | 581 | Tier-1 | 1.9536 | 0 | 1.9536 | 428-130 | 428 | Tier-1 | 581-49 | 1.9536 | 1.7674 | 0 | 0
521-14R | 521 | Tier-3 | 11.8083 | 0.96402 | 12.7723 | 428-40 | 428 | Tier-1 | 521-14R | 11.8083 | 5.0411 | 1.0282 | 0.96402
521-1819R | 521 | Tier-2 | 3.3873 | 1.958 | 5.3453 | 428-40F | 428 | Tier-1 | 521-1819R | 3.3873 | 3.3006 | 1.6199 | 1.958
583-316F | 583 | Tier-1 | 0 | 0 | 0 | 428-41F | 428 | Tier-1 | 583-316F | 0 | 0.015152 | 0 | 0
521-1856R | 521 | Tier-3 | 10.9152 | 1.2812 | 12.1964 | 428-81 | 428 | Tier-1 | 521-1856R | 10.9152 | 2.1871 | 1.3375 | 1.2812
521-18R | 521 | Tier-3 | 11.1305 | 1.5223 | 12.6528 | 429-122 | 429 | Tier-1 | 521-18R | 11.1305 | 4.178 | 1.4083 | 1.5223
521-27R | 521 | Tier-2 | 7.6949 | 2.4725 | 10.1674 | 429-170 | 429 | Tier-1 | 521-27R | 7.6949 | 2.4659 | 0.81742 | 2.4725
521-32R | 521 | Tier-3 | 9.5873 | 0.40985 | 9.9972 | 429-170F | 429 | Tier-1 | 521-32R | 9.5873 | 0.050189 | 0.25265 | 0.40985
521-700R | 521 | Tier-2 | 10.6678 | 2.711 | 13.3788 | 429-171 | 429 | Tier-1 | 521-700R | 10.6678 | 3.8866 | 1.571 | 2.711
522-34 | 522 | Tier-2 | 1.233 | 0 | 1.233 | 429-185 | 429 | Tier-1 | 522-34 | 1.233 | 2.1061 | 0 | 0
522-36 | 522 | Tier-2 | 1.3595 | 0 | 1.3595 | 429-185F | 429 | Tier-1 | 522-36 | 1.3595 | 2.1263 | 0 | 0
522-38R | 522 | Tier-2 | 12.9818 | 0 | 12.9818 | 429-186F | 429 | Tier-1 | 522-38R | 12.9818 | 9.1544 | 0 | 0
523-31AE | 523 | Tier-2 | 2.7023 | 0 | 2.7023 | 429-91AE | 429 | Tier-1 | 523-31AE | 2.7023 | 7.0782 | 0 | 0
583-317 | 583 | Tier-1 | 0 | 0 | 0 | 429-92 | 429 | Tier-1 | 583-317 | 0 | 0 | 0 | 0
524-27R | 524 | Tier-3 | 11.4695 | 0 | 11.4695 | 43-445 | 43 | Tier-1 | 524-27R | 11.4695 | 1.9866 | 0 | 0
524-46R | 524 | Tier-3 | 11.0532 | 0 | 11.0532 | 430-43 | 430 | Tier-1 | 524-46R | 11.0532 | 1.2189 | 0 | 0
524-50R | 524 | Tier-3 | 9.3718 | 0 | 9.3718 | 431-46AE | 431 | Tier-1 | 524-50R | 9.3718 | 0.60644 | 0 | 0
524-69R | 524 | Tier-3 | 30.7532 | 0 | 30.7532 | 431-47 | 431 | Tier-1 | 524-69R | 30.7532 | 2.5879 | 0 | 0
583-320 | 583 | Tier-1 | 0 | 0 | 0 | 431-474 | 431 | Tier-1 | 583-320 | 0 | 0 | 0 | 0
525-41F | 525 | Tier-1 | 0 | 0 | 0 | 431-478 | 431 | Tier-1 | 525-41F | 0 | 5.2578 | 0 | 0
583-657 | 583 | Tier-1 | 0 | 0 | 0 | 431-550 | 431 | Tier-1 | 583-657 | 0 | 0 | 0 | 0
528-211F | 528 | Tier-1 | 0 | 0 | 0 | 432-2 | 432 | Tier-1 | 528-211F | 0 | 0.53674 | 0 | 0
583-659F | 583 | Tier-1 | 0 | 0 | 0 | 432-3 | 432 | Tier-2 | 583-659F | 0 | 0.21686 | 0 | 0
53-49 | 53 | Tier-1 | 0.99716 | 0 | 0.99716 | 433-46F | 433 | Tier-1 | 53-49 | 0.99716 | 0.51439 | 0 | 0
584-23 | 584 | Tier-1 | 0 | 0 | 0 | 434-300AE | 434 | Tier-1 | 584-23 | 0 | 0 | 0 | 0
531-36AE | 531 | Tier-1 | 2.9688 | 0 | 2.9688 | 434-301 | 434 | Tier-2 | 531-36AE | 2.9688 | 2.9131 | 0 | 0
532-1293F | 532 | Tier-1 | 0.46723 | 0 | 0.46723 | 434-680F | 434 | Tier-1 | 532-1293F | 0.46723 | 0.79527 | 0 | 0
532-1294F | 532 | Tier-1 | 0 | 0 | 0 | 434-681F | 434 | Tier-1 | 532-1294F | 0 | 3.04 | 0 | 0
584-550F | 584 | Tier-1 | 0 | 0 | 0 | 435-1343F | 435 | Tier-1 | 584-550F | 0 | 0.17367 | 0 | 0
532-1302R | 532 | Tier-1 | 0 | 0 | 0 | 436-1042 | 436 | Tier-1 | 532-1302R | 0 | 2.3095 | 0 | 0
532-762 | 532 | Tier-1 | 0.089583 | 0 | 0.089583 | 436-115 | 436 | Tier-2 | 532-762 | 0.089583 | 0.85871 | 0 | 0
532-763 | 532 | Tier-1 | 4.6807 | 0 | 4.6807 | 437-691 | 437 | Tier-1 | 532-763 | 4.6807 | 7.5133 | 0 | 0
584-551F | 584 | Tier-1 | 0 | 0 | 0 | 438-10 | 438 | Tier-1 | 584-551F | 0 | 0.13902 | 0 | 0
533-7AE | 533 | Tier-1 | 1.9184 | 0 | 1.9184 | 438-11 | 438 | Tier-1 | 533-7AE | 1.9184 | 4.5869 | 0 | 0
584-552 | 584 | Tier-1 | 0 | 0 | 0 | 438-12 | 438 | Tier-1 | 584-552 | 0 | 0 | 0 | 0
585-17 | 585 | Tier-1 | 0 | 0 | 0 | 438-45 | 438 | Tier-1 | 585-17 | 0 | 0 | 0 | 0
534-1079F | 534 | Tier-1 | 0 | 0 | 0 | 44-1098F | 44 | Tier-1 | 534-1079F | 0 | 0.23977 | 0 | 0
534-1080F | 534 | Tier-2 | 0 | 0 | 0 | 44-1101F | 44 | Tier-1 | 534-1080F | 0 | 4.614 | 0 | 0
585-252 | 585 | Tier-1 | 0 | 0 | 0 | 44-40AE | 44 | Tier-1 | 585-252 | 0 | 0 | 0 | 0
534-346 | 534 | Tier-2 | 0 | 0 | 0 | 44-41 | 44 | Tier-1 | 534-346 | 0 | 2.3902 | 0 | 0
585-662 | 585 | Tier-1 | 0 | 0 | 0 | 441-279R | 441 | Tier-3 | 585-662 | 0 | 0 | 0 | 0
585-671 | 585 | Tier-1 | 0 | 0 | 0 | 442-27R | 442 | Tier-3 | 585-671 | 0 | 0.19621 | 0 | 0
535-10F | 535 | Tier-2 | 0 | 0 | 0 | 442-32R | 442 | Tier-3 | 535-10F | 0 | 3.7763 | 0 | 0
535-1118 | 535 | Tier-1 | 0 | 0 | 0 | 442-525 | 442 | Tier-3 | 535-1118 | 0 | 0.31572 | 0 | 0
535-1119 | 535 | Tier-1 | 0 | 0 | 0 | 442-728R | 442 | Tier-3 | 535-1119 | 0 | 0.74716 | 0 | 0
586-1 | 586 | Tier-1 | 0 | 0 | 0 | 442-729 | 442 | Tier-3 | 586-1 | 0 | 0 | 0 | 0
535-11F | 535 | Tier-1 | 0 | 0 | 0 | 444-9R | 444 | Tier-2 | 535-11F | 0 | 3.9184 | 0 | 0
587-3 | 587 | Tier-1 | 0 | 0 | 0 | 445-1324F | 445 | Tier-2 | 587-3 | 0 | 0.2892 | 0 | 0
535-8F | 535 | Tier-1 | 0 | 0 | 0 | 445-1377 | 445 | Tier-2 | 535-8F | 0 | 1.4218 | 0 | 0
588-15 | 588 | Tier-1 | 0 | 0 | 0 | 445-18R | 445 | Tier-2 | 588-15 | 0 | 0.14356 | 0 | 0
588-17 | 588 | Tier-1 | 0 | 0 | 0 | 448-1195 | 448 | Tier-3 | 588-17 | 0 | 0 | 0 | 0
588-22 | 588 | Tier-1 | 0 | 0 | 0 | 448-1198F | 448 | Tier-3 | 588-22 | 0 | 0 | 0 | 0
589-58 | 589 | Tier-1 | 0 | 0 | 0 | 448-724R | 448 | Tier-3 | 589-58 | 0 | 0 | 0 | 0
59-1191 | 59 | Tier-1 | 0 | 0 | 0 | 449-683 | 449 | Tier-3 | 59-1191 | 0 | 0 | 0 | 0
59-464AE | 59 | Tier-1 | 0.66856 | 0.28428 | 0.95284 | 449-6R | 449 | Tier-3 | 59-464AE | 0.66856 | 0.9286 | 0.057765 | 0.28428
59-466 | 59 | Tier-1 | 0 | 0 | 0 | 45-15AE | 45 | Tier-1 | 59-466 | 0 | 0 | 0 | 0
537-11F | 537 | Tier-1 | 0 | 0 | 0 | 450-114F | 450 | Tier-1 | 537-11F | 0 | 3.5311 | 0 | 0
59-802 | 59 | Tier-1 | 0 | 0 | 0 | 450-17 | 450 | Tier-2 | 59-802 | 0 | 0 | 0 | 0
59-813 | 59 | Tier-1 | 0 | 0 | 0 | 450-18 | 450 | Tier-2 | 59-813 | 0 | 0 | 0 | 0
591-1113F | 591 | Tier-2 | 0 | 0 | 0 | 450-1851F | 450 | Tier-2 | 591-1113F | 0 | 0.037879 | 0 | 0
539-30F | 539 | Tier-2 | 0 | 0 | 0 | 450-50R | 450 | Tier-2 | 539-30F | 0 | 5.2155 | 0 | 0
591-1114F | 591 | Tier-2 | 0 | 0 | 0 | 451-38F | 451 | Tier-1 | 591-1114F | 0 | 0.018182 | 0 | 0
54-279R | 54 | Tier-1 | 0 | 0 | 0 | 452-1379R | 452 | Tier-2 | 54-279R | 0 | 2.4485 | 0 | 0
540-241R | 540 | Tier-2 | 1.2638 | 0 | 1.2638 | 452-1403 | 452 | Tier-2 | 540-241R | 1.2638 | 6.296 | 0 | 0
591-1115 | 591 | Tier-2 | 0 | 0 | 0 | 452-717 | 452 | Tier-2 | 591-1115 | 0 | 0 | 0 | 0
592-102 | 592 | Tier-1 | 0 | 0 | 0 | 453-41 | 453 | Tier-1 | 592-102 | 0 | 0 | 0 | 0
593-26 | 593 | Tier-1 | 0 | 0 | 0 | 454-45AE | 454 | Tier-1 | 593-26 | 0 | 0 | 0 | 0
593-27 | 593 | Tier-1 | 0 | 0 | 0 | 458-33F | 458 | Tier-1 | 593-27 | 0 | 0.095644 | 0 | 0
594-1378 | 594 | Tier-2 | 0 | 0 | 0 | 458-35F | 458 | Tier-1 | 594-1378 | 0 | 0 | 0 | 0
594-1379F | 594 | Tier-2 | 0.51875 | 0 | 0.51875 | 458-459F | 458 | Tier-1 | 594-1379F | 0.51875 | 0.076894 | 0 | 0
594-2 | 594 | Tier-2 | 0 | 0 | 0 | 46-3F | 46 | Tier-1 | 594-2 | 0 | 0 | 0 | 0
595-1438 | 595 | Tier-1 | 0 | 0 | 0 | 460-1165R | 460 | Tier-1 | 595-1438 | 0 | 0 | 0 | 0
595-1441F | 595 | Tier-1 | 0 | 0 | 0 | 460-957 | 460 | Tier-1 | 595-1441F | 0 | 0.29356 | 0 | 0
542-43F | 542 | Tier-2 | 0 | 0 | 0 | 461-25 | 461 | Tier-1 | 542-43F | 0 | 12.9489 | 0 | 0
542-44F | 542 | Tier-2 | 0 | 0 | 0 | 461-644R | 461 | Tier-1 | 542-44F | 0 | 4.2502 | 0 | 0
542-45F | 542 | Tier-2 | 0 | 0 | 0 | 462-1521F | 462 | Tier-1 | 542-45F | 0 | 4.4199 | 0 | 0
595-1450 | 595 | Tier-1 | 0 | 0 | 0 | 462-868 | 462 | Tier-1 | 595-1450 | 0 | 0 | 0 | 0
595-478 | 595 | Tier-1 | 0 | 0 | 0 | 463-1138 | 463 | Tier-1 | 595-478 | 0 | 0 | 0 | 0
597-592 | 597 | Tier-1 | 0 | 0 | 0 | 463-451 | 463 | Tier-1 | 597-592 | 0 | 0 | 0 | 0
598-660 | 598 | Tier-1 | 0 | 0 | 0 | 463-452 | 463 | Tier-1 | 598-660 | 0 | 0 | 0 | 0
60-573 | 60 | Tier-1 | 0 | 0 | 0 | 464-14F | 464 | Tier-1 | 60-573 | 0 | 0 | 0 | 0
60-575F | 60 | Tier-1 | 0 | 0 | 0 | 464-15F | 464 | Tier-1 | 60-575F | 0 | 0.13163 | 0 | 0
60-601 | 60 | Tier-1 | 0 | 0 | 0 | 464-2 | 464 | Tier-1 | 60-601 | 0 | 0 | 0 | 0
543-398 | 543 | Tier-2 | 0 | 0 | 0 | 467-9 | 467 | Tier-1 | 543-398 | 0 | 1.836 | 0 | 0
60-604F | 60 | Tier-1 | 0 | 0 | 0 | 470-47R | 470 | Tier-3 | 60-604F | 0 | 0.26269 | 0 | 0
543-400 | 543 | Tier-1 | 0 | 0 | 0 | 471-35 | 471 | Tier-1 | 543-400 | 0 | 0.86534 | 0 | 0
61-19 | 61 | Tier-1 | 0 | 0 | 0 | 471-36F | 471 | Tier-2 | 61-19 | 0 | 0 | 0 | 0
545-43AE | 545 | Tier-1 | 0 | 0 | 0 | 472-1023 | 472 | Tier-1 | 545-43AE | 0 | 5.2328 | 0 | 0
545-44 | 545 | Tier-1 | 0 | 0 | 0 | 473-36R | 473 | Tier-1 | 545-44 | 0 | 0.57443 | 0 | 0
64-12 | 64 | Tier-1 | 0 | 0 | 0 | 475-763F | 475 | Tier-1 | 64-12 | 0 | 0 | 0 | 0
65-10 | 65 | Tier-1 | 0 | 0 | 0 | 476-4 | 476 | Tier-1 | 65-10 | 0 | 0 | 0 | 0
545-47F | 545 | Tier-1 | 1.3625 | 0 | 1.3625 | 476-5 | 476 | Tier-1 | 545-47F | 1.3625 | 1.4672 | 0 | 0
545-48F | 545 | Tier-1 | 0 | 0 | 0 | 476-6F | 476 | Tier-1 | 545-48F | 0 | 1.3066 | 0 | 0
68-1357 | 68 | Tier-1 | 0 | 0 | 0 | 477-10F | 477 | Tier-1 | 68-1357 | 0 | 0 | 0 | 0
545-50F | 545 | Tier-1 | 1.3824 | 0 | 1.3824 | 477-11 | 477 | Tier-1 | 545-50F | 1.3824 | 1.6241 | 0 | 0
545-874R | 545 | Tier-1 | 1.7583 | 0 | 1.7583 | 477-12 | 477 | Tier-1 | 545-874R | 1.7583 | 1.629 | 0 | 0
545-885R | 545 | Tier-1 | 0.24962 | 0 | 0.24962 | 477-35F | 477 | Tier-1 | 545-885R | 0.24962 | 2.0705 | 0 | 0
546-12 | 546 | Tier-1 | 0.27045 | 0 | 0.27045 | 480-35 | 480 | Tier-1 | 546-12 | 0.27045 | 3.2301 | 0 | 0
546-14R | 546 | Tier-1 | 1.7828 | 0 | 1.7828 | 481-30 | 481 | Tier-1 | 546-14R | 1.7828 | 1.5436 | 0 | 0
546-525R | 546 | Tier-1 | 1.2725 | 0 | 1.2725 | 482-379F | 482 | Tier-1 | 546-525R | 1.2725 | 0.2447 | 0 | 0
547-22R | 547 | Tier-1 | 2.2199 | 0 | 2.2199 | 482-381F | 482 | Tier-1 | 547-22R | 2.2199 | 4.0225 | 0 | 0
68-27 | 68 | Tier-1 | 0.92652 | 0 | 0.92652 | 482-940 | 482 | Tier-1 | 68-27 | 0.92652 | 0.90739 | 0 | 0
68-44 | 68 | Tier-1 | 0 | 0 | 0 | 486-54AE | 486 | Tier-2 | 68-44 | 0 | 0 | 0 | 0
69-44 | 69 | Tier-1 | 0 | 0 | 0 | 486-56 | 486 | Tier-1 | 69-44 | 0 | 0 | 0 | 0
548-12F | 548 | Tier-1 | 0.1072 | 0 | 0.1072 | 492-611F | 492 | Tier-1 | 548-12F | 0.1072 | 1.7294 | 0 | 0
700-231 | 700 | Tier-1 | 0 | 0 | 0 | 492-613 | 492 | Tier-1 | 700-231 | 0 | 0 | 0 | 0
548-14F | 548 | Tier-1 | 0.3733 | 0 | 0.3733 | 493-480R | 493 | Tier-1 | 548-14F | 0.3733 | 1.4595 | 0 | 0
548-15F | 548 | Tier-1 | 0.91723 | 0 | 0.91723 | 493-486 | 493 | Tier-1 | 548-15F | 0.91723 | 2.0801 | 0 | 0
700-255 | 700 | Tier-1 | 1.1786 | 0 | 1.1786 | 493-491F | 493 | Tier-1 | 700-255 | 1.1786 | 0.23485 | 0 | 0
548-17F | 548 | Tier-1 | 1.625 | 0 | 1.625 | 496-20 | 496 | Tier-1 | 548-17F | 1.625 | 1.4589 | 0 | 0
548-18F | 548 | Tier-1 | 0.49186 | 0 | 0.49186 | 496-260 | 496 | Tier-1 | 548-18F | 0.49186 | 0.6983 | 0 | 0
549-33F | 549 | Tier-1 | 0.18333 | 0 | 0.18333 | 496-7 | 496 | Tier-1 | 549-33F | 0.18333 | 4.7426 | 0 | 0
549-34F | 549 | Tier-1 | 0 | 0 | 0 | 497-890 | 497 | Tier-1 | 549-34F | 0 | 2.9004 | 0 | 0
700-257F | 700 | Tier-1 | 0 | 0 | 0 | 500-1530 | 500 | Tier-2 | 700-257F | 0 | 0.029167 | 0 | 0
549-36F | 549 | Tier-1 | 0.61705 | 0 | 0.61705 | 501-786 | 501 | Tier-2 | 549-36F | 0.61705 | 1.3775 | 0 | 0
700-258 | 700 | Tier-1 | 0 | 0 | 0 | 504-1560 | 504 | Tier-1 | 700-258 | 0 | 0 | 0 | 0
701-15R | 701 | Tier-1 | 0 | 0 | 0 | 504-1563 | 504 | Tier-1 | 701-15R | 0 | 0.0056818 | 0 | 0
55-479F | 55 | Tier-1 | 0.56402 | 0 | 0.56402 | 505-1678 | 505 | Tier-1 | 55-479F | 0.56402 | 4.9176 | 0 | 0
55-483F | 55 | Tier-1 | 2.0466 | 0 | 2.0466 | 505-1679F | 505 | Tier-1 | 55-483F | 2.0466 | 3.218 | 0 | 0
55-484F | 55 | Tier-1 | 0.26932 | 0 | 0.26932 | 508-1042F | 508 | Tier-1 | 55-484F | 0.26932 | 1.7839 | 0 | 0
701-30 | 701 | Tier-1 | 0 | 0 | 0 | 508-1043F | 508 | Tier-1 | 701-30 | 0 | 0.063447 | 0 | 0
550-665R | 550 | Tier-1 | 2.4419 | 0 | 2.4419 | 508-935AE | 508 | Tier-1 | 550-665R | 2.4419 | 9.0657 | 0 | 0
551-19 | 551 | Tier-1 | 3.7017 | 0 | 3.7017 | 510-49R | 510 | Tier-1 | 551-19 | 3.7017 | 4.7292 | 0 | 0
553-27R | 553 | Tier-1 | 9.9523 | 0 | 9.9523 | 511-831 | 511 | Tier-1 | 553-27R | 9.9523 | 5.3852 | 0 | 0
554-17F | 554 | Tier-1 | 0 | 0 | 0 | 512-299 | 512 | Tier-1 | 554-17F | 0 | 1.6182 | 0 | 0
701-31 | 701 | Tier-1 | 0 | 0 | 0 | 512-50AE | 512 | Tier-1 | 701-31 | 0 | 0 | 0 | 0
554-19F | 554 | Tier-1 | 0 | 0 | 0 | 513-44 | 513 | Tier-1 | 554-19F | 0 | 0.45682 | 0 | 0
701-32 | 701 | Tier-1 | 0 | 0 | 0 | 516-7F | 516 | Tier-1 | 701-32 | 0 | 0.025379 | 0 | 0
554-21 | 554 | Tier-1 | 0 | 0 | 0 | 518-41 | 518 | Tier-1 | 554-21 | 0 | 0.40322 | 0 | 0
701-49 | 701 | Tier-1 | 0 | 0 | 0 | 518-42AE | 518 | Tier-1 | 701-49 | 0 | 0 | 0 | 0
701-740 | 701 | Tier-1 | 0 | 0 | 0 | 519-46R | 519 | Tier-1 | 701-740 | 0 | 0 | 0 | 0
554-24 | 554 | Tier-1 | 0 | 0 | 0 | 52-16F | 52 | Tier-1 | 554-24 | 0 | 0.81383 | 0 | 0
701-748 | 701 | Tier-1 | 0 | 0 | 0 | 52-17F | 52 | Tier-1 | 701-748 | 0 | 0 | 0 | 0
555-21F | 555 | Tier-1 | 0.052273 | 0 | 0.052273 | 52-18F | 52 | Tier-1 | 555-21F | 0.052273 | 0.22045 | 0 | 0
555-22F | 555 | Tier-1 | 0 | 0 | 0 | 52-20R | 52 | Tier-1 | 555-22F | 0 | 0.31515 | 0 | 0
701-749 | 701 | Tier-1 | 0 | 0 | 0 | 520-1509R | 520 | Tier-2 | 701-749 | 0 | 0.017235 | 0 | 0
555-24F | 555 | Tier-1 | 1.8519 | 0 | 1.8519 | 520-1525R | 520 | Tier-2 | 555-24F | 1.8519 | 2.8064 | 0 | 0
555-2F | 555 | Tier-1 | 0.30303 | 0 | 0.30303 | 520-1902R | 520 | Tier-2 | 555-2F | 0.30303 | 0.54905 | 0 | 0
557-17 | 557 | Tier-1 | 0 | 0 | 0 | 520-1936 | 520 | Tier-3 | 557-17 | 0 | 14.1723 | 0 | 0
702-448F | 702 | Tier-1 | 0.029545 | 0 | 0.029545 | 520-35R | 520 | Tier-3 | 702-448F | 0.029545 | 0.088636 | 0 | 0
557-827AE | 557 | Tier-1 | 0 | 0 | 0 | 521-14R | 521 | Tier-3 | 557-827AE | 0 | 5.8708 | 0 | 0
558-301R | 558 | Tier-1 | 2.3458 | 0 | 2.3458 | 521-32R | 521 | Tier-3 | 558-301R | 2.3458 | 4.4746 | 0 | 0
702-474 | 702 | Tier-1 | 0 | 0 | 0 | 521-700R | 521 | Tier-2 | 702-474 | 0 | 0 | 0 | 0
558-503 | 558 | Tier-1 | 0 | 0 | 0 | 524-27R | 524 | Tier-3 | 558-503 | 0 | 1.7884 | 0 | 0
703-288F | 703 | Tier-1 | 0 | 0 | 0 | 524-46R | 524 | Tier-3 | 703-288F | 0 | 0.031439 | 0 | 0
558-505 | 558 | Tier-1 | 0 | 0 | 0 | 525-41F | 525 | Tier-1 | 558-505 | 0 | 3.0547 | 0 | 0
559-16F | 559 | Tier-1 | 0 | 0 | 0 | 532-1296 | 532 | Tier-1 | 559-16F | 0 | 0.46989 | 0 | 0
703-291 | 703 | Tier-1 | 0 | 0 | 0 | 532-1302R | 532 | Tier-1 | 703-291 | 0 | 0 | 0 | 0
559-18F | 559 | Tier-1 | 0 | 0 | 0 | 534-349AE | 534 | Tier-1 | 559-18F | 0 | 2.1343 | 0 | 0
708-48 | 708 | Tier-1 | 0 | 0 | 0 | 535-11F | 535 | Tier-1 | 708-48 | 0 | 0 | 0 | 0
71-13 | 71 | Tier-1 | 0 | 0 | 0 | 536-360 | 536 | Tier-2 | 71-13 | 0 | 0 | 0 | 0
559-43 | 559 | Tier-1 | 0 | 0 | 0 | 536-378F | 536 | Tier-2 | 559-43 | 0 | 0.26913 | 0 | 0
559-44 | 559 | Tier-1 | 0 | 0 | 0 | 537-24 | 537 | Tier-1 | 559-44 | 0 | 0.011364 | 0 | 0
56-27AE | 56 | Tier-1 | 0 | 0 | 0 | 537-29 | 537 | Tier-1 | 56-27AE | 0 | 0.48087 | 0 | 0
71-14F | 71 | Tier-1 | 0 | 0 | 0 | 539-30F | 539 | Tier-2 | 71-14F | 0 | 0.16515 | 0 | 0
710-424 | 710 | Tier-1 | 0 | 0 | 0 | 539-45F | 539 | Tier-1 | 710-424 | 0 | 0.49508 | 0 | 0
56-669F | 56 | Tier-1 | 0.26648 | 0 | 0.26648 | 540-28AE | 540 | Tier-1 | 56-669F | 0.26648 | 3.5218 | 0 | 0
56-670F | 56 | Tier-1 | 0.5822 | 0 | 0.5822 | 540-3 | 540 | Tier-1 | 56-670F | 0.5822 | 2.2555 | 0 | 0
710-425 | 710 | Tier-1 | 0 | 0 | 0 | 542-26F | 542 | Tier-2 | 710-425 | 0 | 0 | 0 | 0
560-29F | 560 | Tier-1 | 0 | 0 | 0 | 542-43F | 542 | Tier-2 | 560-29F | 0 | 0.80682 | 0 | 0
560-30F | 560 | Tier-1 | 0 | 0 | 0 | 542-7 | 542 | Tier-2 | 560-30F | 0 | 0.53163 | 0 | 0
560-31F | 560 | Tier-1 | 0 | 0 | 0 | 543-353 | 543 | Tier-1 | 560-31F | 0 | 5.3578 | 0 | 0
560-46F | 560 | Tier-1 | 0.34962 | 0 | 0.34962 | 543-358F | 543 | Tier-1 | 560-46F | 0.34962 | 1.371 | 0 | 0
710-96 | 710 | Tier-1 | 0 | 0 | 0 | 543-400 | 543 | Tier-1 | 710-96 | 0 | 0 | 0 | 0
560-48F | 560 | Tier-1 | 0 | 0 | 0 | 545-44 | 545 | Tier-1 | 560-48F | 0 | 0.75511 | 0 | 0
712-24 | 712 | Tier-1 | 0 | 0 | 0 | 545-48F | 545 | Tier-1 | 712-24 | 0 | 0 | 0 | 0
561-14 | 561 | Tier-1 | 0 | 0 | 0 | 546-12 | 546 | Tier-1 | 561-14 | 0 | 3.4532 | 0 | 0
712-310 | 712 | Tier-1 | 0 | 0 | 0 | 547-22R | 547 | Tier-1 | 712-310 | 0 | 0 | 0 | 0
561-32F | 561 | Tier-1 | 0 | 0 | 0 | 548-12F | 548 | Tier-1 | 561-32F | 0 | 0.43277 | 0 | 0
561-33F | 561 | Tier-1 | 0 | 0 | 0 | 548-13 | 548 | Tier-1 | 561-33F | 0 | 7.0186 | 0 | 0
562-100F | 562 | Tier-1 | 0 | 0 | 0 | 548-15F | 548 | Tier-1 | 562-100F | 0 | 5.5187 | 0 | 0
562-101F | 562 | Tier-1 | 0 | 0 | 0 | 548-16 | 548 | Tier-1 | 562-101F | 0 | 4.1027 | 0 | 0
712-312F | 712 | Tier-1 | 0 | 0 | 0 | 548-17F | 548 | Tier-1 | 712-312F | 0 | 0.029545 | 0 | 0
563-37F | 563 | Tier-1 | 0 | 0 | 0 | 549-33F | 549 | Tier-1 | 563-37F | 0 | 4.1678 | 0 | 0
713-168 | 713 | Tier-1 | 0 | 0 | 0 | 549-34F | 549 | Tier-1 | 713-168 | 0 | 0 | 0 | 0
563-40F | 563 | Tier-1 | 0 | 0 | 0 | 549-35 | 549 | Tier-1 | 563-40F | 0 | 5.0371 | 0 | 0
563-675F | 563 | Tier-1 | 0 | 0 | 0 | 55-478 | 55 | Tier-1 | 563-675F | 0 | 7.9492 | 0 | 0
713-170 | 713 | Tier-1 | 0 | 0 | 0 | 55-479F | 55 | Tier-1 | 713-170 | 0 | 0.18807 | 0 | 0
564-18F | 564 | Tier-1 | 0 | 0 | 0 | 55-483F | 55 | Tier-1 | 564-18F | 0 | 1.0068 | 0 | 0
564-1921F | 564 | Tier-1 | 0 | 0 | 0 | 55-485 | 55 | Tier-1 | 564-1921F | 0 | 5.568 | 0 | 0
713-171F | 713 | Tier-1 | 0 | 0 | 0 | 550-665R | 550 | Tier-1 | 713-171F | 0 | 0.097727 | 0 | 0
713-172F | 713 | Tier-1 | 0 | 0 | 0 | 553-27R | 553 | Tier-1 | 713-172F | 0 | 0.096212 | 0 | 0
564-22F | 564 | Tier-1 | 0 | 0 | 0 | 554-18 | 554 | Tier-1 | 564-22F | 0 | 4.0045 | 0 | 0
714-23 | 714 | Tier-1 | 0 | 0 | 0 | 554-19F | 554 | Tier-1 | 714-23 | 0 | 0 | 0 | 0
714-26 | 714 | Tier-1 | 0 | 0 | 0 | 554-20 | 554 | Tier-1 | 714-26 | 0 | 0 | 0 | 0
714-550 | 714 | Tier-1 | 0 | 0 | 0 | 554-24 | 554 | Tier-1 | 714-550 | 0 | 0 | 0 | 0
714-566 | 714 | Tier-1 | 0 | 0 | 0 | 557-17 | 557 | Tier-1 | 714-566 | 0 | 0 | 0 | 0
714-570F | 714 | Tier-1 | 0 | 0 | 0 | 558-502 | 558 | Tier-1 | 714-570F | 0 | 0.25038 | 0 | 0
716-19 | 716 | Tier-1 | 0 | 0 | 0 | 558-504 | 558 | Tier-1 | 716-19 | 0 | 0 | 0 | 0
716-38 | 716 | Tier-1 | 0 | 0 | 0 | 559-19F | 559 | Tier-1 | 716-38 | 0 | 0 | 0 | 0
566-44AE | 566 | Tier-1 | 0 | 0 | 0 | 56-668 | 56 | Tier-1 | 566-44AE | 0 | 2.6513 | 0 | 0
566-45AE | 566 | Tier-1 | 0 | 0 | 0 | 56-669F | 56 | Tier-1 | 566-45AE | 0 | 0.68958 | 0 | 0
716-41F | 716 | Tier-1 | 0 | 0 | 0 | 560-47 | 560 | Tier-1 | 716-41F | 0 | 0.029924 | 0 | 0
567-16F | 567 | Tier-1 | 0 | 0 | 0 | 561-33F | 561 | Tier-1 | 567-16F | 0 | 5.1591 | 0 | 0
567-17F | 567 | Tier-1 | 0 | 0 | 0 | 563-38 | 563 | Tier-1 | 567-17F | 0 | 3.7386 | 0 | 0
716-42F | 716 | Tier-1 | 0 | 0 | 0 | 563-40F | 563 | Tier-1 | 716-42F | 0 | 0.026326 | 0 | 0
719-19 | 719 | Tier-1 | 0 | 0 | 0 | 564-1922 | 564 | Tier-1 | 719-19 | 0 | 0 | 0 | 0
57-1291F | 57 | Tier-1 | 0.9536 | 0 | 0.9536 | 564-22F | 564 | Tier-1 | 57-1291F | 0.9536 | 1.8758 | 0 | 0
57-1292F | 57 | Tier-1 | 0.31117 | 0 | 0.31117 | 565-77 | 565 | Tier-1 | 57-1292F | 0.31117 | 0.21799 | 0 | 0
719-28 | 719 | Tier-1 | 0.011364 | 0 | 0.011364 | 567-15 | 567 | Tier-1 | 719-28 | 0.011364 | 0.065341 | 0 | 0
719-34 | 719 | Tier-1 | 0 | 0 | 0 | 57-1290 | 57 | Tier-1 | 719-34 | 0 | 0.3053 | 0 | 0
719-35 | 719 | Tier-1 | 0 | 0 | 0 | 57-1292F | 57 | Tier-1 | 719-35 | 0 | 0 | 0 | 0
57-463AE | 57 | Tier-1 | 2.8589 | 0 | 2.8589 | 57-1295F | 57 | Tier-1 | 57-463AE | 2.8589 | 1.1604 | 0 | 0
57-736 | 57 | Tier-1 | 0.78883 | 0 | 0.78883 | 57-463AE | 57 | Tier-1 | 57-736 | 0.78883 | 4.1595 | 0 | 0
719-388 | 719 | Tier-1 | 0 | 0 | 0 | 570-488 | 570 | Tier-1 | 719-388 | 0 | 0 | 0 | 0
719-389F | 719 | Tier-1 | 0 | 0 | 0 | 570-489F | 570 | Tier-1 | 719-389F | 0 | 0.014394 | 0 | 0
570-490F | 570 | Tier-1 | 0.35682 | 0 | 0.35682 | 570-492F | 570 | Tier-1 | 570-490F | 0.35682 | 2.8305 | 0 | 0
570-491F | 570 | Tier-1 | 0.33731 | 0 | 0.33731 | 571-48 | 571 | Tier-1 | 570-491F | 0.33731 | 2.4331 | 0 | 0
719-390F | 719 | Tier-1 | 0 | 0 | 0 | 576-200F | 576 | Tier-1 | 719-390F | 0 | 0.0125 | 0 | 0
571-33 | 571 | Tier-1 | 3.0269 | 0 | 3.0269 | 577-193F | 577 | Tier-2 | 571-33 | 3.0269 | 1.9015 | 0 | 0
719-391F | 719 | Tier-1 | 0 | 0 | 0 | 578-242F | 578 | Tier-1 | 719-391F | 0 | 0.010985 | 0 | 0
719-854 | 719 | Tier-1 | 0 | 0 | 0 | 578-244F | 578 | Tier-1 | 719-854 | 0 | 0 | 0 | 0
719-855F | 719 | Tier-1 | 0 | 0 | 0 | 579-352F | 579 | Tier-1 | 719-855F | 0 | 0.045455 | 0 | 0
72-14 | 72 | Tier-1 | 0 | 0 | 0 | 58-1164F | 58 | Tier-1 | 72-14 | 0 | 0 | 0 | 0
723-378F | 723 | Tier-1 | 0 | 0 | 0 | 580-689 | 580 | Tier-1 | 723-378F | 0 | 0.43314 | 0 | 0
571-49F | 571 | Tier-1 | 2.483 | 0 | 2.483 | 581-50 | 581 | Tier-1 | 571-49F | 2.483 | 4.8015 | 0 | 0
571-50F | 571 | Tier-1 | 0 | 0 | 0 | 583-315F | 583 | Tier-1 | 571-50F | 0 | 0.97254 | 0 | 0
723-380 | 723 | Tier-1 | 0 | 0 | 0 | 583-322F | 583 | Tier-1 | 723-380 | 0 | 0 | 0 | 0
572-493F | 572 | Tier-1 | 0.083523 | 0 | 0.083523 | 584-23 | 584 | Tier-1 | 572-493F | 0.083523 | 4.0119 | 0 | 0
723-791 | 723 | Tier-1 | 0 | 0 | 0 | 584-26F | 584 | Tier-1 | 723-791 | 0 | 0 | 0 | 0
574-6AE | 574 | Tier-1 | 0 | 0 | 0 | 584-550F | 584 | Tier-1 | 574-6AE | 0 | 3.1828 | 0 | 0
723-793F | 723 | Tier-1 | 0.16136 | 0 | 0.16136 | 584-551F | 584 | Tier-1 | 723-793F | 0.16136 | 0.064773 | 0 | 0
724-4 | 724 | Tier-1 | 0 | 0 | 0 | 586-4 | 586 | Tier-1 | 724-4 | 0 | 0 | 0 | 0
724-5 | 724 | Tier-1 | 0 | 0 | 0 | 588-20 | 588 | Tier-1 | 724-5 | 0 | 1.5013 | 0 | 0
724-6 | 724 | Tier-1 | 0 | 0 | 0 | 588-21 | 588 | Tier-1 | 724-6 | 0 | 0 | 0 | 0
726-32 | 726 | Tier-1 | 0 | 0 | 0 | 59-1191 | 59 | Tier-1 | 726-32 | 0 | 0 | 0 | 0
726-33F | 726 | Tier-1 | 0 | 0 | 0 | 59-466 | 59 | Tier-1 | 726-33F | 0 | 0.89318 | 0 | 0
726-42 | 726 | Tier-1 | 0 | 0 | 0 | 59-802 | 59 | Tier-1 | 726-42 | 0 | 0 | 0 | 0
728-1569 | 728 | Tier-1 | 0 | 0 | 0 | 59-803F | 59 | Tier-1 | 728-1569 | 0 | 0 | 0 | 0
576-201F | 576 | Tier-2 | 0 | 0 | 0 | 59-814F | 59 | Tier-1 | 576-201F | 0 | 12.529 | 0 | 0
73-1161F | 73 | Tier-3 | 0 | 0 | 0 | 591-1115 | 591 | Tier-2 | 73-1161F | 0 | 1.2706 | 0.54242 | 0
576-205F | 576 | Tier-1 | 0 | 0 | 0 | 591-1594R | 591 | Tier-2 | 576-205F | 0 | 6.8384 | 0 | 0
73-1162 | 73 | Tier-3 | 0 | 0 | 0 | 593-26 | 593 | Tier-1 | 73-1162 | 0 | 0 | 0 | 0
577-193F | 577 | Tier-2 | 0 | 0 | 0 | 593-9 | 593 | Tier-2 | 577-193F | 0 | 2.292 | 0 | 0
577-194F | 577 | Tier-2 | 0 | 0 | 0 | 594-1379F | 594 | Tier-2 | 577-194F | 0 | 1.443 | 0 | 0
73-1165 | 73 | Tier-3 | 0 | 0 | 0 | 599-1126 | 599 | Tier-2 | 73-1165 | 0 | 1.8076 | 1.0475 | 0
73-1166 | 73 | Tier-3 | 0 | 0 | 0 | 60-573 | 60 | Tier-1 | 73-1166 | 0 | 2.6504 | 1.6451 | 0
73-1167 | 73 | Tier-3 | 0 | 0 | 0 | 60-601 | 60 | Tier-1 | 73-1167 | 0 | 0 | 0 | 0
578-227AE | 578 | Tier-1 | 4.0598 | 3.3036 | 7.3634 | 61-13F | 61 | Tier-1 | 578-227AE | 4.0598 | 2.778 | 1.132 | 3.3036
73-1218 | 73 | Tier-3 | 0 | 0 | 0 | 61-24F | 61 | Tier-1 | 73-1218 | 0 | 2.1763 | 0.74053 | 0
578-242F | 578 | Tier-1 | 1.2612 | 1.4691 | 2.7303 | 63-35AE | 63 | Tier-1 | 578-242F | 1.2612 | 4.6542 | 1.3123 | 1.4691
73-1220 | 73 | Tier-3 | 0 | 0 | 0 | 63-797R | 63 | Tier-1 | 73-1220 | 0 | 0 | 0 | 0
73-678R | 73 | Tier-3 | 13.011 | 1.1619 | 14.1729 | 64-12 | 64 | Tier-1 | 73-678R | 13.011 | 0.72727 | 0.93617 | 1.1619
579-32AE | 579 | Tier-1 | 0 | 0 | 0 | 64-13F | 64 | Tier-1 | 579-32AE | 0 | 0.6661 | 0 | 0
579-350F | 579 | Tier-1 | 0.53295 | 0 | 0.53295 | 64-15F | 64 | Tier-1 | 579-350F | 0.53295 | 10.4767 | 0 | 0
731-1244 | 731 | Tier-1 | 0 | 0 | 0 | 65-10 | 65 | Tier-1 | 731-1244 | 0 | 0 | 0 | 0
731-46 | 731 | Tier-1 | 0 | 0 | 0 | 68-1358 | 68 | Tier-2 | 731-46 | 0 | 0 | 0 | 0
58-110F | 58 | Tier-1 | 2.9337 | 0 | 2.9337 | 68-18 | 68 | Tier-1 | 58-110F | 2.9337 | 0.65587 | 0 | 0
735-276F | 735 | Tier-1 | 0 | 0 | 0 | 68-27 | 68 | Tier-1 | 735-276F | 0 | 0.25057 | 0 | 0
735-277 | 735 | Tier-1 | 0 | 0 | 0 | 69-45F | 69 | Tier-1 | 735-277 | 0 | 0 | 0 | 0
735-278F | 735 | Tier-1 | 0 | 0 | 0 | 700-231 | 700 | Tier-1 | 735-278F | 0 | 0.11534 | 0 | 0
735-279F | 735 | Tier-1 | 0 | 0 | 0 | 701-19AE | 701 | Tier-1 | 735-279F | 0 | 0.054924 | 0 | 0
58-382R | 58 | Tier-1 | 0 | 0 | 0 | 701-32 | 701 | Tier-1 | 58-382R | 0 | 1.96 | 0 | 0
58-522 | 58 | Tier-1 | 0.46875 | 0 | 0.46875 | 701-739 | 701 | Tier-1 | 58-522 | 0.46875 | 1.1939 | 0 | 0
58-728F | 58 | Tier-1 | 0 | 0 | 0 | 702-27R | 702 | Tier-1 | 58-728F | 0 | 0.70265 | 0 | 0
58-729F | 58 | Tier-1 | 0 | 0 | 0 | 702-474 | 702 | Tier-1 | 58-729F | 0 | 0.29527 | 0 | 0
735-282 | 735 | Tier-1 | 0 | 0 | 0 | 703-288F | 703 | Tier-1 | 735-282 | 0 | 0 | 0 | 0
58-737F | 58 | Tier-1 | 0 | 0 | 0 | 712-30 | 712 | Tier-1 | 58-737F | 0 | 6.5481 | 0 | 0
735-283F | 735 | Tier-1 | 0 | 0 | 0 | 712-312F | 712 | Tier-1 | 735-283F | 0 | 0.26023 | 0 | 0
735-284F | 735 | Tier-1 | 0 | 0 | 0 | 713-28 | 713 | Tier-1 | 735-284F | 0 | 0.31231 | 0 | 0
736-127 | 736 | Tier-1 | 0 | 0 | 0 | 714-24 | 714 | Tier-1 | 736-127 | 0 | 0 | 0 | 0
58-753F | 58 | Tier-1 | 0.086174 | 0 | 0.086174 | 714-26 | 714 | Tier-1 | 58-753F | 0.086174 | 0.77424 | 0 | 0
58-754F | 58 | Tier-1 | 1.2604 | 0 | 1.2604 | 714-566 | 714 | Tier-1 | 58-754F | 1.2604 | 0.51117 | 0 | 0
58-756F | 58 | Tier-1 | 0.2536 | 0 | 0.2536 | 719-388 | 719 | Tier-1 | 58-756F | 0.2536 | 2.2222 | 0 | 0
736-129 | 736 | Tier-1 | 0 | 0 | 0 | 72-12F | 72 | Tier-1 | 736-129 | 0 | 0.017045 | 0 | 0
736-129F | 736 | Tier-1 | 0 | 0 | 0 | 72-16 | 72 | Tier-1 | 736-129F | 0 | 0 | 0 | 0
736-42 | 736 | Tier-1 | 0 | 0 | 0 | 723-377 | 723 | Tier-1 | 736-42 | 0 | 0 | 0 | 0
580-691 | 580 | Tier-1 | 0 | 0 | 0 | 723-378F | 723 | Tier-1 | 580-691 | 0 | 0.25606 | 0 | 0
581-391AE | 581 | Tier-1 | 0 | 0 | 0 | 723-380 | 723 | Tier-1 | 581-391AE | 0 | 1.0725 | 0 | 0
736-43 | 736 | Tier-1 | 0 | 0 | 0 | 724-5 | 724 | Tier-1 | 736-43 | 0 | 0.16951 | 0 | 0
581-50 | 581 | Tier-1 | 0 | 0 | 0 | 726-32 | 726 | Tier-1 | 581-50 | 0 | 1.0894 | 0 | 0
582-1019AE | 582 | Tier-1 | 0 | 0 | 0 | 726-33F | 726 | Tier-1 | 582-1019AE | 0 | 4.0288 | 0 | 0
583-315F | 583 | Tier-1 | 0 | 0 | 0 | 726-43F | 726 | Tier-1 | 583-315F | 0 | 0.52689 | 0 | 0
736-77F | 736 | Tier-1 | 0 | 0 | 0 | 726-44F | 726 | Tier-1 | 736-77F | 0 | 0.0060606 | 0 | 0
738-1372 | 738 | Tier-1 | 0 | 0 | 0 | 728-1569 | 728 | Tier-1 | 738-1372 | 0 | 0 | 0 | 0
738-1373F | 738 | Tier-1 | 0 | 0 | 0 | 73-1162 | 73 | Tier-3 | 738-1373F | 0 | 0.13712 | 0 | 0
583-319F | 583 | Tier-1 | 0 | 0 | 0 | 73-1167 | 73 | Tier-3 | 583-319F | 0 | 1.1199 | 0 | 0
738-1374F | 738 | Tier-1 | 0 | 0 | 0 | 731-1245F | 731 | Tier-1 | 738-1374F | 0 | 0.36117 | 0 | 0
583-322F | 583 | Tier-1 | 0 | 0 | 0 | 731-1247F | 731 | Tier-1 | 583-322F | 0 | 0.59261 | 0 | 0
739-111 | 739 | Tier-1 | 0 | 0 | 0 | 735-278F | 735 | Tier-1 | 739-111 | 0 | 0 | 0 | 0
583-658F | 583 | Tier-1 | 0 | 0 | 0 | 735-281F | 735 | Tier-1 | 583-658F | 0 | 0.58258 | 0 | 0
739-5AE | 739 | Tier-1 | 0 | 0 | 0 | 735-282 | 735 | Tier-1 | 739-5AE | 0 | 1.0807 | 0 | 0
739-7 | 739 | Tier-1 | 0 | 0 | 0 | 735-284F | 735 | Tier-1 | 739-7 | 0 | 0 | 0 | 0
584-24F | 584 | Tier-1 | 0 | 0 | 0 | 736-43 | 736 | Tier-1 | 584-24F | 0 | 1.0165 | 0 | 0
584-26F | 584 | Tier-1 | 0 | 0 | 0 | 736-77F | 736 | Tier-1 | 584-26F | 0 | 18.9941 | 4.939 | 0
740-364 | 740 | Tier-1 | 0 | 0 | 0 | 739-5AE | 739 | Tier-1 | 740-364 | 0 | 0.13542 | 0 | 0
740-858 | 740 | Tier-1 | 0 | 0 | 0 | 740-859 | 740 | Tier-1 | 740-858 | 0 | 0 | 0 | 0
740-859 | 740 | Tier-1 | 0 | 0 | 0 | 740-871F | 740 | Tier-1 | 740-859 | 0 | 0 | 0 | 0
740-871F | 740 | Tier-1 | 0 | 0 | 0 | 741-42 | 741 | Tier-1 | 740-871F | 0 | 0.22348 | 0 | 0
585-20F | 585 | Tier-1 | 0 | 0 | 0 | 743-305 | 743 | Tier-1 | 585-20F | 0 | 8.6911 | 0 | 0
585-238 | 585 | Tier-1 | 0 | 0 | 0 | 743-365 | 743 | Tier-1 | 585-238 | 0 | 4.1826 | 0 | 0
741-19F | 741 | Tier-1 | 0 | 0 | 0 | 744-360 | 744 | Tier-1 | 741-19F | 0 | 0 | 0 | 0
741-46 | 741 | Tier-1 | 0 | 0 | 0 | 744-361F | 744 | Tier-1 | 741-46 | 0 | 0 | 0 | 0
741-49F | 741 | Tier-1 | 0 | 0 | 0 | 745-106 | 745 | Tier-1 | 741-49F | 0 | 0.037311 | 0 | 0
743-305 | 743 | Tier-1 | 0 | 0 | 0 | 745-34AE | 745 | Tier-1 | 743-305 | 0 | 0.35795 | 0 | 0
586-3 | 586 | Tier-1 | 4.1909 | 0.056439 | 4.2473 | 747-859F | 747 | Tier-1 | 586-3 | 4.1909 | 12.8678 | 1.0466 | 0.056439
743-306AE | 743 | Tier-1 | 0 | 0 | 0 | 748-1055F | 748 | Tier-1 | 743-306AE | 0 | 1.6955 | 0 | 0
587-2 | 587 | Tier-1 | 0 | 0 | 0 | 748-1062 | 748 | Tier-1 | 587-2 | 0 | 0.27576 | 0 | 0
743-356 | 743 | Tier-1 | 0 | 0 | 0 | 749-40 | 749 | Tier-1 | 743-356 | 0 | 0.19129 | 0 | 0
743-365 | 743 | Tier-1 | 0 | 0 | 0 | 749-50F | 749 | Tier-1 | 743-365 | 0 | 0.30758 | 0 | 0
744-360 | 744 | Tier-1 | 0 | 0 | 0 | 75-2227 | 75 | Tier-3 | 744-360 | 0 | 0 | 0 | 0
744-361F | 744 | Tier-1 | 0 | 0 | 0 | 75-2259F | 75 | Tier-3 | 744-361F | 0 | 0.10966 | 0 | 0
588-20 | 588 | Tier-1 | 0 | 0 | 0 | 75-32R | 75 | Tier-3 | 588-20 | 0 | 5.467 | 0 | 0
588-21 | 588 | Tier-1 | 0 | 0 | 0 | 750-306 | 750 | Tier-1 | 588-21 | 0 | 2.2852 | 0 | 0
744-362F | 744 | Tier-1 | 0 | 0 | 0 | 751-58F | 751 | Tier-2 | 744-362F | 0 | 0.18068 | 0 | 0
589-56AE | 589 | Tier-1 | 0 | 0 | 0 | 752-692 | 752 | Tier-1 | 589-56AE | 0 | 4.5407 | 0 | 0
589-57AE | 589 | Tier-1 | 0 | 0 | 0 | 754-1014AE | 754 | Tier-2 | 589-57AE | 0 | 5.7542 | 0 | 0
745-100F | 745 | Tier-1 | 0 | 0 | 0 | 754-1122 | 754 | Tier-2 | 745-100F | 0 | 0.055682 | 0 | 0
59-1189F | 59 | Tier-1 | 0 | 0 | 0 | 754-692 | 754 | Tier-2 | 59-1189F | 0 | 2.8898 | 0.99205 | 0
59-1190F | 59 | Tier-1 | 0 | 0 | 0 | 754-857 | 754 | Tier-2 | 59-1190F | 0 | 5.2549 | 3.4214 | 0
745-106 | 745 | Tier-1 | 0 | 0 | 0 | 755-621F | 755 | Tier-1 | 745-106 | 0 | 0 | 0 | 0
59-1196 | 59 | Tier-1 | 0 | 0 | 0 | 755-624 | 755 | Tier-1 | 59-1196 | 0 | 0.75473 | 0.2822 | 0
59-24R | 59 | Tier-1 | 0 | 0 | 0 | 756-40 | 756 | Tier-1 | 59-24R | 0 | 7.5169 | 2.5792 | 0
745-271F | 745 | Tier-1 | 0 | 0 | 0 | 756-48 | 756 | Tier-1 | 745-271F | 0 | 0.066288 | 0 | 0
59-465 | 59 | Tier-1 | 5.9646 | 1.568 | 7.5326 | 76-48F | 76 | Tier-1 | 59-465 | 5.9646 | 0.19848 | 0.094886 | 1.568
745-274 | 745 | Tier-1 | 0 | 0 | 0 | 76-49F | 76 | Tier-1 | 745-274 | 0 | 0 | 0 | 0
59-467 | 59 | Tier-1 | 0 | 0 | 0 | 76-50F | 76 | Tier-1 | 59-467 | 0 | 3.61 | 1.7492 | 0
745-34AE | 745 | Tier-1 | 0 | 0 | 0 | 761-243F | 761 | Tier-1 | 745-34AE | 0 | 0.77443 | 0 | 0
59-803F | 59 | Tier-1 | 0 | 0 | 0 | 761-244F | 761 | Tier-1 | 59-803F | 0 | 1.2551 | 0.96402 | 0
745-35 | 745 | Tier-1 | 0 | 0 | 0 | 761-726 | 761 | Tier-1 | 745-35 | 0 | 0 | 0 | 0
59-814F | 59 | Tier-1 | 0 | 0 | 0 | 761-728F | 761 | Tier-1 | 59-814F | 0 | 2.4098 | 1.4741 | 0
59-816F | 59 | Tier-1 | 0 | 0 | 0 | 763-98F | 763 | Tier-1 | 59-816F | 0 | 4.993 | 2.9027 | 0
590-6 | 590 | Tier-1 | 0 | 0 | 0 | 765-15 | 765 | Tier-1 | 590-6 | 0 | 15.2807 | 0 | 0
746-739F | 746 | Tier-1 | 0 | 0 | 0 | 770-259R | 770 | Tier-2 | 746-739F | 0 | 0.035985 | 0 | 0
746-742 | 746 | Tier-1 | 0 | 0 | 0 | 771-273AE | 771 | Tier-1 | 746-742 | 0 | 0 | 0 | 0
746-756 | 746 | Tier-1 | 0 | 0 | 0 | 771-276 | 771 | Tier-1 | 746-756 | 0 | 0 | 0 | 0
591-1116F | 591 | Tier-2 | 0 | 0 | 0 | 773-270 | 773 | Tier-1 | 591-1116F | 0 | 0.050758 | 0 | 0
591-1594R | 591 | Tier-2 | 2.5822 | 0 | 2.5822 | 773-271F | 773 | Tier-1 | 591-1594R | 2.5822 | 1.5841 | 0 | 0
591-39AE | 591 | Tier-1 | 5.3142 | 0 | 5.3142 | 777-101 | 777 | Tier-1 | 591-39AE | 5.3142 | 20.0436 | 0 | 0
592-101F | 592 | Tier-1 | 0 | 0 | 0 | 777-269F | 777 | Tier-1 | 592-101F | 0 | 2.9491 | 0 | 0
746-757F | 746 | Tier-1 | 0 | 0 | 0 | 780-442 | 780 | Tier-1 | 746-757F | 0 | 0.032197 | 0 | 0
592-99F | 592 | Tier-1 | 0 | 0 | 0 | 780-445F | 780 | Tier-1 | 592-99F | 0 | 3.8634 | 0 | 0
593-10 | 593 | Tier-1 | 0 | 0 | 0 | 781-1356R | 781 | Tier-1 | 593-10 | 0 | 1.4886 | 0 | 0
593-24 | 593 | Tier-1 | 0 | 0 | 0 | 781-44 | 781 | Tier-1 | 593-24 | 0 | 1.5097 | 0 | 0
593-25 | 593 | Tier-2 | 0 | 0 | 0 | 783-853 | 783 | Tier-1 | 593-25 | 0 | 1.642 | 0 | 0
746-820 | 746 | Tier-1 | 0 | 0 | 0 | 785-10 | 785 | Tier-1 | 746-820 | 0 | 0 | 0 | 0
747-860F | 747 | Tier-1 | 0 | 0 | 0 | 785-13 | 785 | Tier-1 | 747-860F | 0 | 1.1511 | 0 | 0
747-862 | 747 | Tier-1 | 0 | 0 | 0 | 785-134 | 785 | Tier-1 | 747-862 | 0 | 0 | 0 | 0
593-9 | 593 | Tier-2 | 0 | 0 | 0 | 785-137 | 785 | Tier-1 | 593-9 | 0 | 6.1451 | 0 | 0
748-1052 | 748 | Tier-1 | 0 | 0 | 0 | 785-139 | 785 | Tier-1 | 748-1052 | 0 | 0 | 0 | 0
748-1053F | 748 | Tier-1 | 0 | 0 | 0 | 785-142F | 785 | Tier-1 | 748-1053F | 0 | 0.1233 | 0 | 0
594-1380F | 594 | Tier-2 | 0 | 0 | 0 | 785-147 | 785 | Tier-1 | 594-1380F | 0 | 5.1754 | 1.9333 | 0
748-1055F | 748 | Tier-1 | 0 | 0 | 0 | 785-170F | 785 | Tier-1 | 748-1055F | 0 | 0.38655 | 0 | 0
594-3 | 594 | Tier-2 | 0 | 0 | 0 | 785-366 | 785 | Tier-1 | 594-3 | 0 | 21.2284 | 6.596 | 0
748-1058 | 748 | Tier-1 | 0 | 0 | 0 | 785-370F | 785 | Tier-1 | 748-1058 | 0 | 0.17708 | 0 | 0
748-1059 | 748 | Tier-1 | 0 | 0 | 0 | 785-54 | 785 | Tier-1 | 748-1059 | 0 | 0.0056818 | 0 | 0
595-1440F | 595 | Tier-1 | 0 | 0 | 0 | 79-714R | 79 | Tier-3 | 595-1440F | 0 | 2.1098 | 0 | 0
748-1061 | 748 | Tier-1 | 0 | 0 | 0 | 79-782R | 79 | Tier-3 | 748-1061 | 0 | 0.10417 | 0 | 0
595-1442F | 595 | Tier-1 | 0 | 0 | 0 | 79-785 | 79 | Tier-3 | 595-1442F | 0 | 0.54299 | 0 | 0
748-1062 | 748 | Tier-1 | 0 | 0 | 0 | 791-424F | 791 | Tier-2 | 748-1062 | 0 | 0 | 0 | 0
595-1451F | 595 | Tier-1 | 0 | 0 | 0 | 791-425F | 791 | Tier-2 | 595-1451F | 0 | 1.6354 | 0 | 0
595-1453F | 595 | Tier-1 | 0 | 0 | 0 | 792-1171 | 792 | Tier-1 | 595-1453F | 0 | 0.87841 | 0 | 0
595-1454F | 595 | Tier-2 | 0.82178 | 0 | 0.82178 | 792-1172F | 792 | Tier-1 | 595-1454F | 0.82178 | 2.193 | 0 | 0
748-505 | 748 | Tier-1 | 0 | 0 | 0 | 793-20 | 793 | Tier-1 | 748-505 | 0 | 0.051326 | 0 | 0
595-500 | 595 | Tier-1 | 1.703 | 0 | 1.703 | 793-23 | 793 | Tier-1 | 595-500 | 1.703 | 12.55 | 0 | 0
596-1996F | 596 | Tier-1 | 0 | 0 | 0 | 793-45 | 793 | Tier-1 | 596-1996F | 0 | 0.0625 | 0 | 0
748-507AE | 748 | Tier-1 | 0 | 0 | 0 | 794-1000 | 794 | Tier-1 | 748-507AE | 0 | 0.30606 | 0 | 0
597-595 | 597 | Tier-2 | 16.7053 | 0.70341 | 17.4087 | 797-39 | 797 | Tier-1 | 597-595 | 16.7053 | 19.2706 | 6.5108 | 0.70341
598-658 | 598 | Tier-1 | 0 | 0 | 0 | 797-40F | 797 | Tier-1 | 598-658 | 0 | 5.2896 | 0 | 0
749-40 | 749 | Tier-1 | 0 | 0 | 0 | 798-241 | 798 | Tier-1 | 749-40 | 0 | 0 | 0 | 0
749-48 | 749 | Tier-1 | 0 | 0 | 0 | 798-257F | 798 | Tier-1 | 749-48 | 0 | 0 | 0 | 0
599-1125 | 599 | Tier-2 | 0 | 0 | 0 | 799-504R | 799 | Tier-2 | 599-1125 | 0 | 0.0051136 | 0 | 0
599-1126 | 599 | Tier-2 | 0 | 0 | 0 | 80-567 | 80 | Tier-1 | 599-1126 | 0 | 0.067803 | 0 | 0
599-19R | 599 | Tier-2 | 25.2367 | 2.7182 | 27.9549 | 831-1749 | 831 | Tier-1 | 599-19R | 25.2367 | 3.7875 | 0.8072 | 2.7182
60-363R | 60 | Tier-1 | 0 | 0 | 0 | 832-1058F | 832 | Tier-1 | 60-363R | 0 | 0.48939 | 0 | 0
749-49F | 749 | Tier-1 | 0 | 0 | 0 | 832-56 | 832 | Tier-1 | 749-49F | 0 | 0.12841 | 0 | 0
60-574 | 60 | Tier-1 | 1.8136 | 0 | 1.8136 | 832-993F | 832 | Tier-1 | 60-574 | 1.8136 | 6.1199 | 0 | 0
75-2227 | 75 | Tier-3 | 0 | 0 | 0 | 834-423F | 834 | Tier-1 | 75-2227 | 0 | 0 | 0 | 0
60-576F | 60 | Tier-1 | 1.1275 | 0 | 1.1275 | 834-884 | 834 | Tier-1 | 60-576F | 1.1275 | 1.9644 | 0 | 0
75-2256 | 75 | Tier-3 | 0 | 0 | 0 | 835-1073 | 835 | Tier-2 | 75-2256 | 0 | 0 | 0 | 0
60-602F | 60 | Tier-1 | 0 | 0 | 0 | 835-11F | 835 | Tier-2 | 60-602F | 0 | 0.78125 | 0 | 0
60-603F | 60 | Tier-1 | 2.7038 | 0 | 2.7038 | 84-29AE | 84 | Tier-1 | 60-603F | 2.7038 | 2.3659 | 0 | 0
750-307 | 750 | Tier-1 | 0 | 0 | 0 | 840-302 | 840 | Tier-2 | 750-307 | 0 | 0 | 0 | 0
61-13F | 61 | Tier-1 | 1.0606 | 0 | 1.0606 | 840-56AE | 840 | Tier-2 | 61-13F | 1.0606 | 1.6267 | 0 | 0
751-37 | 751 | Tier-1 | 0 | 0 | 0 | 843-31 | 843 | Tier-1 | 751-37 | 0 | 0 | 0 | 0
61-21F | 61 | Tier-1 | 1.4159 | 0 | 1.4159 | 843-32F | 843 | Tier-1 | 61-21F | 1.4159 | 9.8292 | 0 | 0
61-23F | 61 | Tier-1 | 0.079167 | 0 | 0.079167 | 843-393 | 843 | Tier-1 | 61-23F | 0.079167 | 4.7259 | 0 | 0
61-24F | 61 | Tier-1 | 0 | 0 | 0 | 843-394F | 843 | Tier-1 | 61-24F | 0 | 0.59261 | 0 | 0
62-22AE | 62 | Tier-1 | 5.15 | 0 | 5.15 | 843-39F | 843 | Tier-1 | 62-22AE | 5.15 | 7.5426 | 0 | 0
63-35AE | 63 | Tier-1 | 1.9439 | 0 | 1.9439 | 846-31F | 846 | Tier-1 | 63-35AE | 1.9439 | 8.725 | 0 | 0
63-797R | 63 | Tier-1 | 3.729 | 0 | 3.729 | 846-32F | 846 | Tier-1 | 63-797R | 3.729 | 11.4138 | 0 | 0
751-55 | 751 | Tier-1 | 0 | 0 | 0 | 846-3F | 846 | Tier-1 | 751-55 | 0 | 0 | 0 | 0
64-13F | 64 | Tier-1 | 0.11307 | 0 | 0.11307 | 847-81 | 847 | Tier-1 | 64-13F | 0.11307 | 0.15758 | 0 | 0
64-14F | 64 | Tier-1 | 4.4 | 4.5328 | 8.9328 | 85-500F | 85 | Tier-1 | 64-14F | 4.4 | 6.0538 | 3.2612 | 4.5328
64-15F | 64 | Tier-1 | 0 | 0 | 0 | 851-1528F | 851 | Tier-1 | 64-15F | 0 | 1.4199 | 0.74981 | 0
752-690 | 752 | Tier-1 | 0 | 0 | 0 | 851-1530F | 851 | Tier-1 | 752-690 | 0 | 0.32689 | 0 | 0
65-1086 | 65 | Tier-1 | 0 | 0 | 0 | 851-40F | 851 | Tier-1 | 65-1086 | 0 | 3.4532 | 0.49356 | 0
65-38AE | 65 | Tier-1 | 0 | 0 | 0 | 854-811F | 854 | Tier-1 | 65-38AE | 0 | 4.7324 | 1.5517 | 0
66-1213R | 66 | Tier-1 | 15.3455 | 0 | 15.3455 | 855-45 | 855 | Tier-1 | 66-1213R | 15.3455 | 13.9902 | 0 | 0
67-24R | 67 | Tier-3 | 11.9987 | 1.6116 | 13.6102 | 855-46AE | 855 | Tier-2 | 67-24R | 11.9987 | 0.25701 | 0.13826 | 1.6116
67-34R | 67 | Tier-3 | 18.2917 | 2.0148 | 20.3064 | 857-305F | 857 | Tier-1 | 67-34R | 18.2917 | 0.12443 | 0.32481 | 2.0148
67-37R | 67 | Tier-3 | 7.4032 | 0.875 | 8.2782 | 858-14 | 858 | Tier-2 | 67-37R | 7.4032 | 0.27462 | 0.24186 | 0.875
67-45R | 67 | Tier-3 | 9.6203 | 0.62216 | 10.2424 | 858-15AE | 858 | Tier-1 | 67-45R | 9.6203 | 0.50833 | 0.14583 | 0.62216
68-1356AE | 68 | Tier-2 | 0 | 0 | 0 | 859-10 | 859 | Tier-1 | 68-1356AE | 0 | 7.6174 | 0 | 0
754-21 | 754 | Tier-2 | 0 | 0 | 0 | 86-1057F | 86 | Tier-1 | 754-21 | 0 | 1.0326 | 0 | 0
68-1358 | 68 | Tier-2 | 0 | 0 | 0 | 87-23F | 87 | Tier-1 | 68-1358 | 0 | 1.4078 | 0 | 0
68-18 | 68 | Tier-1 | 0 | 0 | 0 | 87-274 | 87 | Tier-1 | 68-18 | 0 | 0.97348 | 0 | 0
754-22F | 754 | Tier-2 | 0 | 0 | 0 | 88-28F | 88 | Tier-1 | 754-22F | 0 | 0.73542 | 0 | 0
68-42 | 68 | Tier-1 | 1.2489 | 0 | 1.2489 | 89-284 | 89 | Tier-1 | 68-42 | 1.2489 | 27.2871 | 0 | 0
68-43AE | 68 | Tier-1 | 0 | 0 | 0 | 89-288F | 89 | Tier-1 | 68-43AE | 0 | 4.3464 | 0 | 0
754-23 | 754 | Tier-2 | 0 | 0 | 0 | 90-24 | 90 | Tier-1 | 754-23 | 0 | 0.17822 | 0 | 0
68-775 | 68 | Tier-1 | 0 | 0 | 0 | 90-49 | 90 | Tier-1 | 68-775 | 0 | 23.4542 | 0 | 0
754-24 | 754 | Tier-2 | 0 | 0 | 0 | 900-1117 | 900 | Tier-1 | 754-24 | 0 | 0 | 0 | 0
69-45F | 69 | Tier-1 | 0.25152 | 0.37216 | 0.62367 | 900-1118F | 900 | Tier-1 | 69-45F | 0.25152 | 11.8212 | 6.5564 | 0.37216
700-224AE | 700 | Tier-1 | 0 | 0 | 0 | 900-1119F | 900 | Tier-1 | 700-224AE | 0 | 0.033333 | 0 | 0
754-691 | 754 | Tier-1 | 0 | 0 | 0 | 901-1124 | 901 | Tier-1 | 754-691 | 0 | 0 | 0 | 0
754-857 | 754 | Tier-2 | 0 | 0 | 0 | 902-362F | 902 | Tier-1 | 754-857 | 0 | 0 | 0 | 0
755-624 | 755 | Tier-1 | 0 | 0 | 0 | 902-363F | 902 | Tier-1 | 755-624 | 0 | 0 | 0 | 0
756-108 | 756 | Tier-1 | 0 | 0 | 0 | 905-3 | 905 | Tier-1 | 756-108 | 0 | 0 | 0 | 0
756-41 | 756 | Tier-1 | 0 | 0 | 0 | 907-2820R | 907 | Tier-3 | 756-41 | 0 | 1.0201 | 0 | 0
700-259F | 700 | Tier-1 | 0.47121 | 0 | 0.47121 | 908-1172R | 908 | Tier-2 | 700-259F | 0.47121 | 0.36989 | 0 | 0
756-42 | 756 | Tier-1 | 0 | 0 | 0 | 908-1370R | 908 | Tier-2 | 756-42 | 0 | 0.090152 | 0 | 0
701-19AE | 701 | Tier-1 | 0 | 0 | 0 | 908-2055F | 908 | Tier-3 | 701-19AE | 0 | 3.8975 | 0 | 0
701-21 | 701 | Tier-1 | 0 | 0 | 0 | 908-2062F | 908 | Tier-2 | 701-21 | 0 | 0.68864 | 0 | 0
756-43 | 756 | Tier-1 | 0 | 0 | 0 | 909-810 | 909 | Tier-2 | 756-43 | 0 | 0 | 0 | 0
756-47 | 756 | Tier-1 | 0 | 0 | 0 | 909-812 | 909 | Tier-2 | 756-47 | 0 | 0.025568 | 0 | 0
756-48 | 756 | Tier-1 | 0 | 0 | 0 | 91-7F | 91 | Tier-2 | 756-48 | 0 | 0 | 0 | 0
701-48AE | 701 | Tier-1 | 1.6547 | 0 | 1.6547 | 911-550 | 911 | Tier-1 | 701-48AE | 1.6547 | 8.8256 | 0 | 0
76-243 | 76 | Tier-1 | 0 | 0 | 0 | 911-554AE | 911 | Tier-2 | 76-243 | 0 | 0 | 0 | 0
701-50AE | 701 | Tier-1 | 0 | 0 | 0 | 911-555 | 911 | Tier-1 | 701-50AE | 0 | 1.0453 | 0 | 0
701-738 | 701 | Tier-1 | 0 | 0 | 0 | 911-556AE | 911 | Tier-1 | 701-738 | 0 | 0.475 | 0 | 0
76-267 | 76 | Tier-1 | 0 | 0 | 0 | 913-12F | 913 | Tier-2 | 76-267 | 0 | 0 | 0 | 0
761-242 | 761 | Tier-1 | 0 | 0 | 0 | 915-131 | 915 | Tier-2 | 761-242 | 0 | 0 | 0 | 0
761-726 | 761 | Tier-1 | 0 | 0 | 0 | 917-15F | 917 | Tier-2 | 761-726 | 0 | 0 | 0 | 0
761-728F | 761 | Tier-1 | 0 | 0 | 0 | 920-1342R | 920 | Tier-3 | 761-728F | 0 | 1.4318 | 0 | 0
762-114 | 762 | Tier-1 | 0 | 0 | 0 | 923-62 | 923 | Tier-1 | 762-114 | 0 | 0 | 0 | 0
702-25 | 702 | Tier-1 | 0.81742 | 0 | 0.81742 | 924-9 | 924 | Tier-1 | 702-25 | 0.81742 | 3.9011 | 0 | 0
702-27R | 702 | Tier-1 | 6.3924 | 0 | 6.3924 | 925-205F | 925 | Tier-1 | 702-27R | 6.3924 | 6.8324 | 0 | 0
702-30 | 702 | Tier-1 | 4.7468 | 0 | 4.7468 | 925-206 | 925 | Tier-1 | 702-30 | 4.7468 | 0.48314 | 0 | 0
762-115AE | 762 | Tier-1 | 0 | 0 | 0 | 926-10 | 926 | Tier-1 | 762-115AE | 0 | 0.26136 | 0 | 0
763-49 | 763 | Tier-1 | 0 | 0 | 0 | 926-25 | 926 | Tier-1 | 763-49 | 0 | 0 | 0 | 0
703-279R | 703 | Tier-1 | 4.4023 | 0 | 4.4023 | 926-37 | 926 | Tier-1 | 703-279R | 4.4023 | 2.4312 | 0 | 0
765-15 | 765 | Tier-1 | 0 | 0 | 0 | 928-20 | 928 | Tier-2 | 765-15 | 0 | 0 | 0 | 0
703-289F | 703 | Tier-1 | 0 | 0 | 0 | 93-10R | 93 | Tier-1 | 703-289F | 0 | 2.6818 | 0 | 0
765-18F | 765 | Tier-1 | 0 | 0 | 0 | 93-559R | 93 | Tier-1 | 765-18F | 0 | 0.63655 | 0 | 0
708-47 | 708 | Tier-1 | 0 | 0 | 0 | 930-13 | 930 | Tier-1 | 708-47 | 0 | 2.3693 | 0 | 0
765-39 | 765 | Tier-1 | 0 | 0 | 0 | 931-1054 | 931 | Tier-1 | 765-39 | 0 | 0.59299 | 0 | 0
765-45 | 765 | Tier-1 | 0 | 0 | 0 | 931-1056F | 931 | Tier-1 | 765-45 | 0 | 0.22576 | 0 | 0
765-691 | 765 | Tier-1 | 0 | 0 | 0 | 932-17AE | 932 | Tier-2 | 765-691 | 0 | 0 | 0 | 0
710-423 | 710 | Tier-1 | 0 | 0 | 0 | 933-450F | 933 | Tier-1 | 710-423 | 0 | 1.1384 | 0 | 0
768-19 | 768 | Tier-1 | 0 | 0 | 0 | 933-451F | 933 | Tier-1 | 768-19 | 0 | 0 | 0 | 0
770-549 | 770 | Tier-1 | 0 | 0 | 0 | 933-453F | 933 | Tier-1 | 770-549 | 0 | 0 | 0 | 0
710-95F | 710 | Tier-1 | 0 | 0 | 0 | 937-2572 | 937 | Tier-1 | 710-95F | 0 | 2.8348 | 0 | 0
771-276 | 771 | Tier-1 | 0 | 0 | 0 | 937-2573 | 937 | Tier-1 | 771-276 | 0 | 0 | 0 | 0
710-97F | 710 | Tier-1 | 0 | 0 | 0 | 940-649AE | 940 | Tier-1 | 710-97F | 0 | 0.94129 | 0 | 0
710-98F | 710 | Tier-1 | 0 | 0 | 0 | 940-746 | 940 | Tier-1 | 710-98F | 0 | 0.47538 | 0 | 0
771-385 | 771 | Tier-1 | 0 | 0 | 0 | 941-32F | 941 | Tier-1 | 771-385 | 0 | 0 | 0 | 0
712-26 | 712 | Tier-1 | 0.12216 | 0 | 0.12216 | 942-3 | 942 | Tier-1 | 712-26 | 0.12216 | 1.3932 | 0 | 0
772-318 | 772 | Tier-1 | 0 | 0 | 0 | 942-45 | 942 | Tier-1 | 772-318 | 0 | 0 | 0 | 0
772-320F | 772 | Tier-1 | 0 | 0 | 0 | 942-480F | 942 | Tier-1 | 772-320F | 0 | 0.074811 | 0 | 0
712-311F | 712 | Tier-1 | 0.58958 | 0 | 0.58958 | 942-481F | 942 | Tier-1 | 712-311F | 0.58958 | 1.5568 | 0 | 0
773-270 | 773 | Tier-1 | 0 | 0 | 0 | 943-230F | 943 | Tier-1 | 773-270 | 0 | 0 | 0 | 0
773-30 | 773 | Tier-1 | 0 | 0 | 0 | 944-299 | 944 | Tier-1 | 773-30 | 0 | 0 | 0 | 0
713-169 | 713 | Tier-1 | 0.36193 | 0 | 0.36193 | 945-18 | 945 | Tier-1 | 713-169 | 0.36193 | 0.32841 | 0 | 0
774-1 | 774 | Tier-1 | 0 | 0 | 0 | 946-25F | 946 | Tier-1 | 774-1 | 0 | 0 | 0 | 0
774-27 | 774 | Tier-1 | 0 | 0 | 0 | 946-26 | 946 | Tier-1 | 774-27 | 0 | 0 | 0 | 0
775-186 | 775 | Tier-1 | 0 | 0 | 0 | 95-1352F | 95 | Tier-1 | 775-186 | 0 | 0 | 0 | 0
713-28 | 713 | Tier-1 | 0 | 0 | 0 | 95-1353F | 95 | Tier-1 | 713-28 | 0 | 0.14015 | 0 | 0
713-31 | 713 | Tier-1 | 0 | 0 | 0 | 95-33 | 95 | Tier-1 | 713-31 | 0 | 0.26061 | 0 | 0
777-101 | 777 | Tier-1 | 0.37973 | 0 | 0.37973 | 95-34 | 95 | Tier-1 | 777-101 | 0.37973 | 0.7267 | 0 | 0
714-24 | 714 | Tier-1 | 0 | 0 | 0 | 950-272 | 950 | Tier-1 | 714-24 | 0 | 2.3926 | 0 | 0
777-263F | 777 | Tier-1 | 0.17765 | 0 | 0.17765 | 950-274AE | 950 | Tier-1 | 777-263F | 0.17765 | 0.14602 | 0 | 0
714-28 | 714 | Tier-1 | 0 | 0 | 0 | 950-275 | 950 | Tier-1 | 714-28 | 0 | 6.553 | 0 | 0
714-549F | 714 | Tier-1 | 1.6697 | 0 | 1.6697 | 951-392F | 951 | Tier-1 | 714-549F | 1.6697 | 1.7263 | 0 | 0
777-265 | 777 | Tier-1 | 0 | 0 | 0 | 951-796F | 951 | Tier-1 | 777-265 | 0 | 0 | 0 | 0
777-266 | 777 | Tier-1 | 0 | 0 | 0 | 952-1438 | 952 | Tier-1 | 777-266 | 0 | 0 | 0 | 0
714-552 | 714 | Tier-1 | 0 | 0 | 0 | 952-776 | 952 | Tier-2 | 714-552 | 0 | 1.1477 | 0 | 0
777-268F | 777 | Tier-1 | 0.02803 | 0 | 0.02803 | 952-777 | 952 | Tier-2 | 777-268F | 0.02803 | 1.2064 | 0 | 0
714-567F | 714 | Tier-1 | 0 | 0 | 0 | 952-938 | 952 | Tier-2 | 714-567F | 0 | 0.7053 | 0 | 0
777-9 | 777 | Tier-1 | 0 | 0 | 0 | 952-941F | 952 | Tier-2 | 777-9 | 0 | 0 | 0 | 0
716-11 | 716 | Tier-1 | 0 | 0 | 0 | 953-529F | 953 | Tier-1 | 716-11 | 0 | 0.4589 | 0 | 0
779-23 | 779 | Tier-1 | 0 | 0 | 0 | 954-100 | 954 | Tier-1 | 779-23 | 0 | 0 | 0 | 0
716-21F | 716 | Tier-1 | 0 | 0 | 0 | 954-421F | 954 | Tier-2 | 716-21F | 0 | 0.8875 | 0 | 0
78-26R | 78 | Tier-3 | 5.2534 | 1.1169 | 6.3703 | 954-424 | 954 | Tier-2 | 78-26R | 5.2534 | 0.056818 | 0.20303 | 1.1169
78-35R | 78 | Tier-3 | 1.532 | 0 | 1.532 | 954-425 | 954 | Tier-1 | 78-35R | 1.532 | 0 | 0 | 0
78-782R | 78 | Tier-3 | 1.7152 | 0 | 1.7152 | 955-12 | 955 | Tier-1 | 78-782R | 1.7152 | 0 | 0.06553 | 0
716-9 | 716 | Tier-1 | 0 | 0 | 0 | 956-396F | 956 | Tier-1 | 716-9 | 0 | 1.9362 | 0 | 0
718-483R | 718 | Tier-1 | 3.2841 | 0 | 3.2841 | 957-491 | 957 | Tier-1 | 718-483R | 3.2841 | 5.0924 | 0 | 0
780-442 | 780 | Tier-1 | 0 | 0 | 0 | 958-19F | 958 | Tier-1 | 780-442 | 0 | 0 | 0 | 0
719-20AE | 719 | Tier-1 | 0.1892 | 0 | 0.1892 | 958-20F | 958 | Tier-1 | 719-20AE | 0.1892 | 0.28504 | 0 | 0
719-21AE | 719 | Tier-1 | 1.217 | 0 | 1.217 | 959-12F | 959 | Tier-2 | 719-21AE | 1.217 | 1.6381 | 0 | 0
780-445F | 780 | Tier-1 | 0 | 0 | 0 | 96-1040F | 96 | Tier-1 | 780-445F | 0 | 0.0060606 | 0 | 0
719-33 | 719 | Tier-1 | 2.1061 | 0 | 2.1061 | 961-245 | 961 | Tier-1 | 719-33 | 2.1061 | 0.98447 | 0 | 0
781-42 | 781 | Tier-1 | 0 | 0 | 0 | 961-70F | 961 | Tier-1 | 781-42 | 0 | 0 | 0 | 0
781-43AE | 781 | Tier-1 | 0.096023 | 0 | 0.096023 | 961-71F | 961 | Tier-1 | 781-43AE | 0.096023 | 0.089205 | 0 | 0
719-36 | 719 | Tier-1 | 0 | 0 | 0 | 962-109 | 962 | Tier-2 | 719-36 | 0 | 0.62822 | 0 | 0
783-1453 | 783 | Tier-1 | 0 | 0 | 0 | 962-254 | 962 | Tier-2 | 783-1453 | 0 | 0 | 0 | 0
783-850 | 783 | Tier-1 | 0 | 0 | 0 | 962-277 | 962 | Tier-2 | 783-850 | 0 | 0 | 0 | 0
783-853 | 783 | Tier-1 | 0 | 0 | 0 | 963-28F | 963 | Tier-1 | 783-853 | 0 | 0 | 0 | 0
785-10 | 785 | Tier-1 | 0 | 0 | 0 | 963-29 | 963 | Tier-1 | 785-10 | 0 | 0 | 0 | 0
785-12 | 785 | Tier-1 | 0 | 0 | 0 | 967-79 | 967 | Tier-1 | 785-12 | 0 | 0.19318 | 0 | 0
785-13 | 785 | Tier-1 | 0 | 0 | 0 | 967-81 | 967 | Tier-1 | 785-13 | 0 | 0.26326 | 0 | 0
719-856F | 719 | Tier-1 | 0.39356 | 0 | 0.39356 | 968-158 | 968 | Tier-2 | 719-856F | 0.39356 | 2.1023 | 0 | 0
719-857F | 719 | Tier-1 | 0.1572 | 0 | 0.1572 | 968-159AE | 968 | Tier-2 | 719-857F | 0.1572 | 0.76496 | 0 | 0
72-12F | 72 | Tier-1 | 0.11496 | 0 | 0.11496 | 968-464 | 968 | Tier-1 | 72-12F | 0.11496 | 0.86155 | 0 | 0
785-134 | 785 | Tier-1 | 0 | 0 | 0 | 968-465F | 968 | Tier-1 | 785-134 | 0 | 0 | 0 | 0
72-16 | 72 | Tier-1 | 2.4542 | 0 | 2.4542 | 968-466F | 968 | Tier-1 | 72-16 | 2.4542 | 3.4087 | 0 | 0
723-377 | 723 | Tier-1 | 0.056439 | 0 | 0.056439 | 969-223 | 969 | Tier-1 | 723-377 | 0.056439 | 0.77405 | 0 | 0
785-136 | 785 | Tier-1 | 0 | 0 | 0 | 970-18AE | 970 | Tier-3 | 785-136 | 0 | 0.018939 | 0 | 0
785-136F | 785 | Tier-1 | 0 | 0 | 0 | 970-3 | 970 | Tier-3 | 785-136F | 0 | 0 | 0 | 0
785-138 | 785 | Tier-1 | 0 | 0 | 0 | 970-4AE | 970 | Tier-3 | 785-138 | 0 | 0.045455 | 0 | 0
723-792F | 723 | Tier-1 | 0.1303 | 0 | 0.1303 | 971-1973R | 971 | Tier-3 | 723-792F | 0.1303 | 0.31345 | 0 | 0
785-138F | 785 | Tier-1 | 0 | 0 | 0 | CB 1006 | 1006 | Tier-2 | 785-138F | 0 | 0 | 0 | 0
723-794 | 723 | Tier-1 | 0 | 0 | 0 | CB 1007 | 1007 | Tier-1 | 723-794 | 0 | 6.9816 | 0 | 0
785-139 | 785 | Tier-1 | 0 | 0 | 0 | CB 1013 | 1013 | Tier-1 | 785-139 | 0 | 0 | 0 | 0
785-142 | 785 | Tier-1 | 0 | 0 | 0 | CB 102 | 102 | Tier-1 | 785-142 | 0 | 0.011364 | 0 | 0
785-142F | 785 | Tier-1 | 0 | 0 | 0 | CB 1022 | 1022 | Tier-3 | 785-142F | 0 | 0 | 0 | 0
724-7F | 724 | Tier-1 | 0 | 0 | 0 | CB 103 | 103 | Tier-1 | 724-7F | 0 | 0.10436 | 0 | 0
726-24F | 726 | Tier-1 | 0 | 0 | 0 | CB 1047 | 1047 | Tier-1 | 726-24F | 0 | 3.1157 | 0 | 0
726-31F | 726 | Tier-1 | 0 | 0 | 0 | CB 1049 | 1049 | Tier-1 | 726-31F | 0 | 5.3468 | 0 | 0
785-143 | 785 | Tier-1 | 0 | 0 | 0 | CB 1081 | 1081 | Tier-1 | 785-143 | 0 | 0.0094697 | 0 | 0
785-143F | 785 | Tier-1 | 0 | 0 | 0 | CB 1090 | 1090 | Tier-2 | 785-143F | 0 | 0 | 0 | 0
726-41F | 726 | Tier-1 | 0 | 0 | 0 | CB 1106 | 1106 | Tier-2 | 726-41F | 0 | 0.87955 | 0 | 0
785-144 | 785 | Tier-1 | 0 | 0 | 0 | CB 111 | 111 | Tier-1 | 785-144 | 0 | 0.0075758 | 0 | 0
726-43F | 726 | Tier-1 | 0 | 0 | 0 | CB 1130 | 1130 | Tier-1 | 726-43F | 0 | 2.4911 | 0 | 0
726-44F | 726 | Tier-1 | 0 | 0 | 0 | CB 1133 | 1133 | Tier-1 | 726-44F | 0 | 7.9725 | 0 | 0
785-144F | 785 | Tier-1 | 0 | 0 | 0 | CB 1161 | 1161 | Tier-2 | 785-144F | 0 | 0 | 0 | 0
728-1570F | 728 | Tier-2 | 0.072917 | 0.0015152 | 0.074432 | CB 1162 | 1162 | Tier-2 | 728-1570F | 0.072917 | 4.3347 | 1.4799 | 0.0015152
73-1130R | 73 | Tier-3 | 10.4174 | 1.6222 | 12.0396 | CB 1166 | 1166 | Tier-3 | 73-1130R | 10.4174 | 0.13958 | 0.18106 | 1.6222
785-147 | 785 | Tier-1 | 0 | 0 | 0 | CB 117 | 117 | Tier-1 | 785-147 | 0 | 0 | 0 | 0
785-149 | 785 | Tier-1 | 0 | 0 | 0 | CB 118 | 118 | Tier-1 | 785-149 | 0 | 0.13845 | 0 | 0
785-150 | 785 | Tier-1 | 0 | 0 | 0 | CB 120 | 120 | Tier-1 | 785-150 | 0 | 0.0094697 | 0 | 0
73-1163 | 73 | Tier-3 | 8.9943 | 2.2837 | 11.278 | CB 121 | 121 | Tier-1 | 73-1163 | 8.9943 | 1.1252 | 1.0252 | 2.2837
73-1164 | 73 | Tier-3 | 1.0227 | 0.20947 | 1.2322 | CB 1222 | 1222 | Tier-1 | 73-1164 | 1.0227 | 0.59943 | 0.077652 | 0.20947
785-150F | 785 | Tier-1 | 0 | 0 | 0 | CB 1223 | 1223 | Tier-1 | 785-150F | 0 | 0 | 0 | 0
785-151 | 785 | Tier-1 | 0 | 0 | 0 | CB 1225 | 1225 | Tier-1 | 785-151 | 0 | 0.0094697 | 0 | 0
785-151F | 785 | Tier-1 | 0 | 0 | 0 | CB 1244 | 1244 | Tier-2 | 785-151F | 0 | 0 | 0 | 0
785-167 | 785 | Tier-1 | 0 | 0 | 0 | CB 1245 | 1245 | Tier-2 | 785-167 | 0 | 0 | 0 | 0
785-168F | 785 | Tier-1 | 0 | 0 | 0 | CB 1251 | 1251 | Tier-2 | 785-168F | 0 | 0.0075758 | 0 | 0
73-23R | 73 | Tier-3 | 7.5265 | 0.69432 | 8.2208 | CB 1258 | 1258 | Tier-2 | 73-23R | 7.5265 | 0.27652 | 0.12992 | 0.69432
785-170F | 785 | Tier-1 | 0 | 0 | 0 | CB 1259 | 1259 | Tier-2 | 785-170F | 0 | 0.51932 | 0 | 0
73-683R | 73 | Tier-3 | 10.0097 | 0.89735 | 10.907 | CB 1284 | 1284 | Tier-1 | 73-683R | 10.0097 | 3.1413 | 0.26117 | 0.89735
730-1079 | 730 | Tier-1 | 7.2366 | 0 | 7.2366 | CB 129 | 129 | Tier-1 | 730-1079 | 7.2366 | 4.7409 | 0 | 0
730-835 | 730 | Tier-1 | 2.6125 | 0 | 2.6125 | CB 1299 | 1299 | Tier-2 | 730-835 | 2.6125 | 2.2928 | 0 | 0
730-971R | 730 | Tier-1 | 4.1975 | 0 | 4.1975 | CB 1409 | 1409 | Tier-1 | 730-971R | 4.1975 | 2.3294 | 0 | 0
785-364 | 785 | Tier-1 | 0 | 0 | 0 | CB 1410 | 1410 | Tier-1 | 785-364 | 0 | 0 | 0 | 0
731-1245F | 731 | Tier-1 | 0.25777 | 0 | 0.25777 | CB 1419 | 1419 | Tier-1 | 731-1245F | 0.25777 | 0.019886 | 0 | 0
731-1247F | 731 | Tier-1 | 4.6873 | 0 | 4.6873 | CB 1420 | 1420 | Tier-1 | 731-1247F | 4.6873 | 1.3074 | 0 | 0
731-45F | 731 | Tier-1 | 0 | 0 | 0 | CB 143 | 143 | Tier-1 | 731-45F | 0 | 0.89091 | 0 | 0
785-365 | 785 | Tier-1 | 0 | 0 | 0 | CB 1434 | 1434 | Tier-1 | 785-365 | 0 | 0.71117 | 0 | 0
731-49F | 731 | Tier-1 | 9.6521 | 0 | 9.6521 | CB 1435 | 1435 | Tier-1 | 731-49F | 9.6521 | 9.4786 | 0 | 0
732-15R | 732 | Tier-1 | 3.5023 | 0 | 3.5023 | CB 144 | 144 | Tier-1 | 732-15R | 3.5023 | 14.575 | 0 | 0
733-20AE | 733 | Tier-1 | 5.1165 | 0 | 5.1165 | CB 1482 | 1482 | Tier-1 | 733-20AE | 5.1165 | 2.3106 | 0 | 0
733-23R | 733 | Tier-1 | 7.0133 | 0 | 7.0133 | CB 149 | 149 | Tier-1 | 733-23R | 7.0133 | 2.0826 | 0 | 0
785-366 | 785 | Tier-1 | 0 | 0 | 0 | CB 151 | 151 | Tier-1 | 785-366 | 0 | 0.2803 | 0 | 0
785-366F | 785 | Tier-1 | 0 | 0 | 0 | CB 153 | 153 | Tier-1 | 785-366F | 0 | 0 | 0 | 0
785-367 | 785 | Tier-1 | 0 | 0 | 0 | CB 154 | 154 | Tier-1 | 785-367 | 0 | 0.0075758 | 0 | 0
785-367F | 785 | Tier-1 | 0 | 0 | 0 | CB 158 | 158 | Tier-1 | 785-367F | 0 | 0 | 0 | 0
735-281F | 735 | Tier-1 | 0 | 0 | 0 | CB 159 | 159 | Tier-1 | 735-281F | 0 | 1.3326 | 0 | 0
785-368 | 785 | Tier-1 | 0 | 0 | 0 | CB 160 | 160 | Tier-1 | 785-368 | 0 | 0.011364 | 0 | 0
785-368F | 785 | Tier-1 | 0 | 0 | 0 | CB 164 | 164 | Tier-1 | 785-368F | 0 | 0 | 0 | 0
785-369 | 785 | Tier-1 | 0 | 0 | 0 | CB 170 | 170 | Tier-1 | 785-369 | 0 | 0 | 0 | 0
785-370F | 785 | Tier-1 | 0 | 0 | 0 | CB 176 | 176 | Tier-1 | 785-370F | 0 | 0.011364 | 0 | 0
785-372F | 785 | Tier-1 | 0 | 0 | 0 | CB 192 | 192 | Tier-1 | 785-372F | 0 | 0.0066288 | 0 | 0
785-50 | 785 | Tier-1 | 0 | 0 | 0 | CB 193 | 193 | Tier-2 | 785-50 | 0 | 0 | 0 | 0
785-54 | 785 | Tier-1 | 0 | 0 | 0 | CB 196 | 196 | Tier-2 | 785-54 | 0 | 0.029924 | 0 | 0
785-54F | 785 | Tier-1 | 0 | 0 | 0 | CB 200 | 200 | Tier-2 | 785-54F | 0 | 0 | 0 | 0
785-55F | 785 | Tier-1 | 0 | 0 | 0 | CB 203 | 203 | Tier-2 | 785-55F | 0 | 0 | 0 | 0
789-14 | 789 | Tier-1 | 0 | 0 | 0 | CB 205 | 205 | Tier-1 | 789-14 | 0 | 0 | 0 | 0
79-1212 | 79 | Tier-3 | 0 | 0 | 0 | CB 208 | 208 | Tier-1 | 79-1212 | 0 | 0 | 0 | 0
79-1213F | 79 | Tier-3 | 0 | 0 | 0 | CB 213 | 213 | Tier-1 | 79-1213F | 0 | 2.0638 | 0 | 0
79-1215F | 79 | Tier-3 | 0.1661 | 0 | 0.1661 | CB 22 | 22 | Tier-1 | 79-1215F | 0.1661 | 0.025189 | 0 | 0
738-1376F | 738 | Tier-1 | 0 | 0 | 0 | CB 221 | 221 | Tier-3 | 738-1376F | 0 | 1.2407 | 0 | 0
79-1216 | 79 | Tier-3 | 0 | 0 | 0 | CB 224 | 224 | Tier-1 | 79-1216 | 0 | 0 | 0 | 0
79-660R | 79 | Tier-3 | 7.2462 | 0 | 7.2462 | CB 225 | 225 | Tier-1 | 79-660R | 7.2462 | 0.028409 | 0 | 0
79-676R | 79 | Tier-3 | 3.1771 | 0 | 3.1771 | CB 226 | 226 | Tier-1 | 79-676R | 3.1771 | 0.07197 | 0 | 0
739-114F | 739 | Tier-1 | 0 | 0 | 0 | CB 232 | 232 | Tier-2 | 739-114F | 0 | 0.010985 | 0 | 0
739-48 | 739 | Tier-1 | 0 | 0 | 0 | CB 24 | 24 | Tier-1 | 739-48 | 0 | 1.1307 | 0 | 0
79-782R | 79 | Tier-3 | 0 | 0 | 0 | CB 249 | 249 | Tier-3 | 79-782R | 0 | 2.7718 | 0 | 0
79-799R | 79 | Tier-3 | 6.6937 | 0 | 6.6937 | CB 257 | 257 | Tier-1 | 79-799R | 6.6937 | 0 | 0 | 0
74-24R | 74 | Tier-1 | 3.9907 | 0 | 3.9907 | CB 262 | 262 | Tier-1 | 74-24R | 3.9907 | 2.6991 | 0 | 0
74-35R | 74 | Tier-1 | 1.2218 | 0 | 1.2218 | CB 263 | 263 | Tier-1 | 74-35R | 1.2218 | 1.3362 | 0 | 0
791-417 | 791 | Tier-1 | 0 | 0 | 0 | CB 266 | 266 | Tier-1 | 791-417 | 0 | 0 | 0 | 0
740-365AE | 740 | Tier-1 | 0 | 0 | 0 | CB 270 | 270 | Tier-1 | 740-365AE | 0 | 3.2898 | 0 | 0
740-856F | 740 | Tier-1 | 1.3888 | 0 | 1.3888 | CB 281 | 281 | Tier-2 | 740-856F | 1.3888 | 4.7532 | 0 | 0
740-857F | 740 | Tier-1 | 0.23295 | 0 | 0.23295 | CB 284 | 284 | Tier-1 | 740-857F | 0.23295 | 1.5455 | 0 | 0
791-421F | 791 | Tier-1 | 0 | 0 | 0 | CB 287 | 287 | Tier-1 | 791-421F | 0 | 0.1178 | 0 | 0
791-423 | 791 | Tier-2 | 0 | 0 | 0 | CB 290 | 290 | Tier-2 | 791-423 | 0 | 0 | 0 | 0
791-425F | 791 | Tier-2 | 0 | 0 | 0 | CB 296 | 296 | Tier-2 | 791-425F | 0 | 3.039 | 0 | 0
792-1171 | 792 | Tier-1 | 0 | 0 | 0 | CB 297 | 297 | Tier-2 | 792-1171 | 0 | 0 | 0 | 0
741-17 | 741 | Tier-1 | 0.22917 | 0 | 0.22917 | CB 305 | 305 | Tier-1 | 741-17 | 0.22917 | 1.7095 | 0 | 0
793-20 | 793 | Tier-1 | 0 | 0 | 0 | CB 31 | 31 | Tier-1 | 793-20 | 0 | 0 | 0 | 0
741-42 | 741 | Tier-1 | 0 | 0 | 0 | CB 313 | 313 | Tier-1 | 741-42 | 0 | 0.075379 | 0 | 0
741-43 | 741 | Tier-1 | 0 | 0 | 0 | CB 321 | 321 | Tier-1 | 741-43 | 0 | 0.71212 | 0 | 0
793-26 | 793 | Tier-1 | 0 | 0 | 0 | CB 323 | 323 | Tier-1 | 793-26 | 0 | 0 | 0 | 0
741-48F | 741 | Tier-1 | 0 | 0 | 0 | CB 334 | 334 | Tier-2 | 741-48F | 0 | 1.2051 | 0 | 0
793-45 | 793 | Tier-1 | 0 | 0 | 0 | CB 353 | 353 | Tier-2 | 793-45 | 0 | 0 | 0 | 0
741-50F | 741 | Tier-1 | 0 | 0 | 0 | CB 367 | 367 | Tier-1 | 741-50F | 0 | 0.37917 | 0 | 0
794-1000 | 794 | Tier-1 | 0 | 0 | 0 | CB 378 | 378 | Tier-1 | 794-1000 | 0 | 0 | 0 | 0
794-16 | 794 | Tier-1 | 0 | 0 | 0 | CB 38 | 38 | Tier-1 | 794-16 | 0 | 0 | 0 | 0
795-723 | 795 | Tier-2 | 0 | 0 | 0 | CB 390 | 390 | Tier-1 | 795-723 | 0 | 0 | 0 | 0
743-364 | 743 | Tier-1 | 0 | 0 | 0 | CB 391 | 391 | Tier-1 | 743-364 | 0 | 0.28636 | 0 | 0
795-820 | 795 | Tier-1 | 0 | 0 | 0 | CB 400 | 400 | Tier-1 | 795-820 | 0 | 0 | 0 | 0
797-29 | 797 | Tier-1 | 0 | 0 | 0 | CB 41 | 41 | Tier-1 | 797-29 | 0 | 0 | 0 | 0
797-38 | 797 | Tier-1 | 0 | 0 | 0 | CB 413 | 413 | Tier-1 | 797-38 | 0 | 0 | 0 | 0
797-39 | 797 | Tier-1 | 0 | 0 | 0 | CB 416 | 416 | Tier-1 | 797-39 | 0 | 1.1746 | 0 | 0
798-242 | 798 | Tier-1 | 0 | 0 | 0 | CB 417 | 417 | Tier-1 | 798-242 | 0 | 0 | 0 | 0
798-255 | 798 | Tier-1 | 0 | 0 | 0 | CB 42 | 42 | Tier-1 | 798-255 | 0 | 0 | 0 | 0
80-561 | 80 | Tier-1 | 0 | 0 | 0 | CB 424 | 424 | Tier-1 | 80-561 | 0 | 0 | 0 | 0
745-272F | 745 | Tier-1 | 0 | 0 | 0 | CB 426 | 426 | Tier-1 | 745-272F | 0 | 0.22973 | 0 | 0
745-273F | 745 | Tier-1 | 0 | 0 | 0 | CB 428 | 428 | Tier-1 | 745-273F | 0 | 0.1536 | 0 | 0
80-562 | 80 | Tier-1 | 0 | 0 | 0 | CB 430 | 430 | Tier-1 | 80-562 | 0 | 0.63693 | 0 | 0
745-33 | 745 | Tier-1 | 0 | 0 | 0 | CB 434 | 434 | Tier-1 | 745-33 | 0 | 0.98504 | 0 | 0
80-567 | 80 | Tier-1 | 0 | 0 | 0 | CB 442 | 442 | Tier-3 | 80-567 | 0 | 0 | 0 | 0
81-192 | 81 | Tier-1 | 0 | 0 | 0 | CB 443 | 443 | Tier-2 | 81-192 | 0 | 0 | 0 | 0
81-193AE | 81 | Tier-1 | 0.22008 | 0 | 0.22008 | CB 450 | 450 | Tier-1 | 81-193AE | 0.22008 | 0.27633 | 0 | 0
746-364 | 746 | Tier-1 | 0 | 0 | 0 | CB 452 | 452 | Tier-1 | 746-364 | 0 | 0.29545 | 0 | 0
83-621 | 83 | Tier-1 | 0 | 0 | 0 | CB 457 | 457 | Tier-1 | 83-621 | 0 | 0 | 0 | 0
746-740F | 746 | Tier-1 | 0 | 0 | 0 | CB 46 | 46 | Tier-1 | 746-740F | 0 | 0.39508 | 0 | 0
830-620 | 830 | Tier-1 | 0 | 0 | 0 | CB 465 | 465 | Tier-1 | 830-620 | 0 | 0 | 0 | 0
831-1749 | 831 | Tier-1 | 0 | 0 | 0 | CB 469 | 469 | Tier-1 | 831-1749 | 0 | 0 | 0 | 0
831-65 | 831 | Tier-1 | 0 | 0 | 0 | CB 470 | 470 | Tier-2 | 831-65 | 0 | 0 | 0 | 0
746-819F | 746 | Tier-1 | 0 | 0 | 0 | CB 471 | 471 | Tier-1 | 746-819F | 0 | 3.3595 | 0 | 0
832-1058F | 832 | Tier-1 | 0 | 0 | 0 | CB 474 | 474 | Tier-1 | 832-1058F | 0 | 0.045455 | 0 | 0
747-859F | 747 | Tier-1 | 0 | 0 | 0 | CB 475 | 475 | Tier-1 | 747-859F | 0 | 0.30114 | 0 | 0
832-1060 | 832 | Tier-1 | 0 | 0 | 0 | CB 476 | 476 | Tier-2 | 832-1060 | 0 | 0 | 0 | 0
747-861F | 747 | Tier-1 | 0 | 0 | 0 | CB 48 | 48 | Tier-1 | 747-861F | 0 | 1.1117 | 0 | 0
832-990 | 832 | Tier-1 | 0 | 0 | 0 | CB 483 | 483 | Tier-1 | 832-990 | 0 | 0 | 0 | 0
834-422 | 834 | Tier-1 | 0 | 0 | 0 | CB 493 | 493 | Tier-1 | 834-422 | 0 | 0 | 0 | 0
834-884 | 834 | Tier-1 | 0 | 0 | 0 | CB 496 | 496 | Tier-1 | 834-884 | 0 | 0 | 0 | 0
835-12 | 835 | Tier-2 | 0 | 0 | 0 | CB 499 | 499 | Tier-2 | 835-12 | 0 | 0 | 0 | 0
836-6 | 836 | Tier-1 | 0 | 0 | 0 | CB 500 | 500 | Tier-2 | 836-6 | 0 | 0 | 0 | 0
840-302 | 840 | Tier-2 | 0 | 0 | 0 | CB 507 | 507 | Tier-1 | 840-302 | 0 | 0 | 0 | 0
840-306 | 840 | Tier-2 | 0 | 0 | 0 | CB 517 | 517 | Tier-1 | 840-306 | 0 | 0 | 0 | 0
840-309F | 840 | Tier-2 | 0 | 0 | 0 | CB 543 | 543 | Tier-2 | 840-309F | 0 | 0.10341 | 0 | 0
840-57 | 840 | Tier-2 | 0 | 0 | 0 | CB 545 | 545 | Tier-1 | 840-57 | 0 | 0 | 0 | 0
840-58AE | 840 | Tier-2 | 0 | 0 | 0 | CB 546 | 546 | Tier-1 | 840-58AE | 0 | 0.42254 | 0 | 0
841-305 | 841 | Tier-2 | 0 | 0 | 0 | CB 548 | 548 | Tier-1 | 841-305 | 0 | 0 | 0 | 0
843-26 | 843 | Tier-1 | 0 | 0 | 0 | CB 553 | 553 | Tier-1 | 843-26 | 0 | 0 | 0 | 0
843-30 | 843 | Tier-1 | 0 | 0 | 0 | CB 555 | 555 | Tier-1 | 843-30 | 0 | 0.85436 | 0 | 0
749-41F | 749 | Tier-1 | 0 | 0 | 0 | CB 556 | 556 | Tier-1 | 749-41F | 0 | 0.35057 | 0 | 0
749-42F | 749 | Tier-1 | 0 | 0 | 0 | CB 561 | 561 | Tier-1 | 749-42F | 0 | 0.68712 | 0 | 0
749-43F | 749 | Tier-1 | 0 | 0 | 0 | CB 572 | 572 | Tier-1 | 749-43F | 0 | 0.26061 | 0 | 0
843-31 | 843 | Tier-1 | 0 | 0 | 0 | CB 576 | 576 | Tier-2 | 843-31 | 0 | 0 | 0 | 0
843-32F | 843 | Tier-1 | 0 | 0 | 0 | CB 579 | 579 | Tier-1 | 843-32F | 0 | 0.42557 | 0 | 0
749-50F | 749 | Tier-1 | 0 | 0 | 0 | CB 586 | 586 | Tier-1 | 749-50F | 0 | 0.17652 | 0 | 0
843-33 | 843 | Tier-2 | 0 | 0 | 0 | CB 589 | 589 | Tier-1 | 843-33 | 0 | 1.0496 | 0 | 0
75-2228F | 75 | Tier-3 | 0 | 0 | 0 | CB 596 | 596 | Tier-2 | 75-2228F | 0 | 0.0094697 | 0 | 0
843-38 | 843 | Tier-1 | 0 | 0 | 0 | CB 60 | 60 | Tier-1 | 843-38 | 0 | 0 | 0 | 0
843-393 | 843 | Tier-1 | 0 | 0 | 0 | CB 62 | 62 | Tier-1 | 843-393 | 0 | 0 | 0 | 0
75-2257F | 75 | Tier-3 | 0.050947 | 0 | 0.050947 | CB 64 | 64 | Tier-1 | 75-2257F | 0.050947 | 0.67008 | 0.050189 | 0
75-2258F | 75 | Tier-3 | 0 | 0.020455 | 0.020455 | CB 65 | 65 | Tier-1 | 75-2258F | 0 | 3.9432 | 0.83163 | 0.020455
75-2259F | 75 | Tier-3 | 3.4309 | 0.90076 | 4.3316 | CB 67 | 67 | Tier-3 | 75-2259F | 3.4309 | 1.7983 | 0.35114 | 0.90076
75-2260F | 75 | Tier-3 | 0 | 0 | 0 | CB 700 | 700 | Tier-1 | 75-2260F | 0 | 7.708 | 1.5282 | 0
75-32R | 75 | Tier-3 | 1.9708 | 0.47367 | 2.4445 | CB 701 | 701 | Tier-1 | 75-32R | 1.9708 | 1.697 | 0.54583 | 0.47367
75-41 | 75 | Tier-3 | 2.522 | 0.087879 | 2.6098 | CB 702 | 702 | Tier-1 | 75-41 | 2.522 | 0.27727 | 0.034091 | 0.087879
75-996R | 75 | Tier-2 | 9.1595 | 1.7498 | 10.9093 | CB 704 | 704 | Tier-1 | 75-996R | 9.1595 | 0.45473 | 0.29583 | 1.7498
750-306 | 750 | Tier-1 | 0 | 0 | 0 | CB 706 | 706 | Tier-1 | 750-306 | 0 | 12.9131 | 0 | 0
843-396F | 843 | Tier-1 | 0 | 0 | 0 | CB 708 | 708 | Tier-1 | 843-396F | 0 | 1.8646 | 0 | 0
846-1 | 846 | Tier-1 | 0 | 0 | 0 | CB 724 | 724 | Tier-1 | 846-1 | 0 | 0 | 0 | 0
751-40F | 751 | Tier-2 | 0 | 0 | 0 | CB 727 | 727 | Tier-1 | 751-40F | 0 | 5.6718 | 0 | 0
846-30 | 846 | Tier-1 | 0 | 0 | 0 | CB 731 | 731 | Tier-1 | 846-30 | 0 | 0 | 0 | 0
751-57F | 751 | Tier-1 | 0 | 0 | 0 | CB 733 | 733 | Tier-1 | 751-57F | 0 | 4.0583 | 0 | 0
751-58F | 751 | Tier-2 | 0 | 0 | 0 | CB 736 | 736 | Tier-1 | 751-58F | 0 | 10.0566 | 0 | 0
752-37R | 752 | Tier-1 | 0 | 0 | 0 | CB 74 | 74 | Tier-1 | 752-37R | 0 | 5.4062 | 0 | 0
846-3F | 846 | Tier-1 | 0 | 0 | 0 | CB 740 | 740 | Tier-1 | 846-3F | 0 | 0.4822 | 0 | 0
752-691 | 752 | Tier-1 | 0 | 0 | 0 | CB 743 | 743 | Tier-1 | 752-691 | 0 | 10.0591 | 0 | 0
752-692 | 752 | Tier-1 | 0 | 0 | 0 | CB 746 | 746 | Tier-1 | 752-692 | 0 | 1.504 | 0 | 0
753-485 | 753 | Tier-2 | 0 | 0 | 0 | CB 749 | 749 | Tier-1 | 753-485 | 0 | 26.0176 | 0 | 0
754-1014AE | 754 | Tier-2 | 0 | 0 | 0 | CB 759 | 759 | Tier-1 | 754-1014AE | 0 | 3.1822 | 0 | 0
754-1122 | 754 | Tier-2 | 0 | 0 | 0 | CB 763 | 763 | Tier-1 | 754-1122 | 0 | 3.7856 | 0 | 0
847-3 | 847 | Tier-1 | 0 | 0 | 0 | CB 766 | 766 | Tier-1 | 847-3 | 0 | 0.2161 | 0 | 0
847-81 | 847 | Tier-1 | 0 | 0 | 0 | CB 775 | 775 | Tier-1 | 847-81 | 0 | 0 | 0 | 0
85-499 | 85 | Tier-1 | 0 | 0 | 0 | CB 776 | 776 | Tier-2 | 85-499 | 0 | 0 | 0 | 0
851-1528F | 851 | Tier-1 | 0 | 0 | 0 | CB 78 | 78 | Tier-3 | 851-1528F | 0 | 0.080492 | 0 | 0
754-689 | 754 | Tier-2 | 0 | 0 | 0 | CB 789 | 789 | Tier-1 | 754-689 | 0 | 4.8206 | 0 | 0
851-1529F | 851 | Tier-1 | 0 | 0 | 0 | CB 79 | 79 | Tier-3 | 851-1529F | 0 | 0.11307 | 0 | 0
754-692 | 754 | Tier-2 | 0 | 0 | 0 | CB 821 | 821 | Tier-1 | 754-692 | 0 | 1.1252 | 0 | 0
851-1530F | 851 | Tier-1 | 0 | 0 | 0 | CB 846 | 846 | Tier-1 | 851-1530F | 0 | 0.13011 | 0 | 0
754-859AE | 754 | Tier-2 | 0 | 0 | 0 | CB 85 | 85 | Tier-1 | 754-859AE | 0 | 2.017 | 0 | 0
755-621F | 755 | Tier-1 | 0 | 0 | 0 | CB 850 | 850 | Tier-1 | 755-621F | 0 | 3.1223 | 0 | 0
755-622F | 755 | Tier-1 | 0 | 0 | 0 | CB 856 | 856 | Tier-1 | 755-622F | 0 | 4.24 | 0 | 0
755-623F | 755 | Tier-1 | 0 | 0 | 0 | CB 88 | 88 | Tier-1 | 755-623F | 0 | 6.7854 | 0 | 0
851-1531F | 851 | Tier-1 | 0 | 0 | 0 | CB 90 | 90 | Tier-1 | 851-1531F | 0 | 0.67443 | 0 | 0
851-1532 | 851 | Tier-1 | 0 | 0 | 0 | CB 901 | 901 | Tier-1 | 851-1532 | 0 | 0 | 0 | 0
756-109F | 756 | Tier-1 | 0 | 0 | 0 | CB 904 | 904 | Tier-1 | 756-109F | 0 | 0.11742 | 0 | 0
756-40 | 756 | Tier-1 | 0 | 0 | 0 | CB 905 | 905 | Tier-1 | 756-40 | 0 | 1.7095 | 0 | 0
851-742 | 851 | Tier-1 | 0 | 0 | 0 | CB 909 | 909 | Tier-2 | 851-742 | 0 | 0 | 0 | 0
852-716 | 852 | Tier-1 | 0 | 0 | 0 | CB 911 | 911 | Tier-2 | 852-716 | 0 | 0 | 0 | 0
853-545 | 853 | Tier-1 | 0 | 0 | 0 | CB 921 | 921 | Tier-1 | 853-545 | 0 | 0 | 0 | 0
756-44F | 756 | Tier-1 | 0 | 0 | 0 | CB 928 | 928 | Tier-2 | 756-44F | 0 | 0.011364 | 0 | 0
756-45F | 756 | Tier-1 | 0 | 0 | 0 | CB 94 | 94 | Tier-1 | 756-45F | 0 | 0.0075758 | 0 | 0
853-548F | 853 | Tier-1 | 0 | 0 | 0 | CB 947 | 947 | Tier-1 | 853-548F | 0 | 0.41686 | 0 | 0
854-610 | 854 | Tier-1 | 0 | 0 | 0 | CB 950 | 950 | Tier-1 | 854-610 | 0 | 0 | 0 | 0
756-49F | 756 | Tier-1 | 0 | 0 | 0 | CB 956 | 956 | Tier-1 | 756-49F | 0 | 0.0041667 | 0 | 0
756-50F | 756 | Tier-1 | 0 | 0 | 0 | CB 957 | 957 | Tier-1 | 756-50F | 0 | 0.017235 | 0 | 0
759-13AE | 759 | Tier-1 | 7.3235 | 0 | 7.3235 | CB 960 | 960 | Tier-2 | 759-13AE | 7.3235 | 2.6894 | 0 | 0
854-807 | 854 | Tier-1 | 0 | 0 | 0 | CB 963 | 963 | Tier-2 | 854-807 | 0 | 0 | 0 | 0
76-266F | 76 | Tier-1 | 0.21686 | 0 | 0.21686 | CB 968 | 968 | Tier-1 | 76-266F | 0.21686 | 1.8973 | 0 | 0
854-808 | 854 | Tier-1 | 0 | 0 | 0 | CB 980 | 980 | Tier-2 | 854-808 | 0 | 0 | 0 | 0
76-272 | 76 | Tier-1 | 0.79697 | 0 | 0.79697 | CB 988 | 988 | Tier-2 | 76-272 | 0.79697 | 1.4138 | 0 | 0
76-48F | 76 | Tier-1 | 0 | 0 | 0 | CB 989 | 989 | Tier-2 | 76-48F | 0 | 2.0718 | 0 | 0
76-49F | 76 | Tier-1 | 0.51458 | 0 | 0.51458 | CB 99 | 99 | Tier-1 | 76-49F | 0.51458 | 0.19223 | 0 | 0
76-50F | 76 | Tier-1 | 0 | 0 | 0 | CB 994 | 994 | Tier-2 | 76-50F | 0 | 0.9411 | 0 | 0
855-35 | 855 | Tier-1 | 0 | 0 | 0 | CB 995 | 995 | Tier-2 | 855-35 | 0 | 0.8928 | 0.19186 | 0
761-243F | 761 | Tier-1 | 0 | 0 | 0 | CB ALV1 | ALV1 | Tier-1 | 761-243F | 0 | 2.9227 | 0 | 0
761-244F | 761 | Tier-1 | 0 | 0 | 0 | CB AM2 | AM2 | Tier-1 | 761-244F | 0 | 3.6932 | 0 | 0
855-44 | 855 | Tier-1 | 0 | 0 | 0 | CB BA2 | BA2 | Tier-1 | 855-44 | 0 | 0 | 0 | 0
857-303 | 857 | Tier-1 | 0 | 0 | 0 | CB BH1 | BH1 | Tier-1 | 857-303 | 0 | 0 | 0 | 0
857-304F | 857 | Tier-1 | 0 | 0 | 0 | CB BK1 | BK1 | Tier-1 | 857-304F | 0 | 0.091288 | 0 | 0
857-305F | 857 | Tier-1 | 0 | 0 | 0 | CB BK4 | BK4 | Tier-1 | 857-305F | 0 | 0.084848 | 0 | 0
857-306F | 857 | Tier-1 | 0 | 0 | 0 | CB BN2 | BN2 | Tier-1 | 857-306F | 0 | 0.14299 | 0 | 0
857-57 | 857 | Tier-1 | 0 | 0 | 0 | CB BO1 | BO1 | Tier-1 | 857-57 | 0 | 0 | 0 | 0
763-50F | 763 | Tier-1 | 0 | 0 | 0 | CB BP1 | BP1 | Tier-1 | 763-50F | 0 | 1.6424 | 0 | 0
763-98F | 763 | Tier-1 | 0 | 0 | 0 | CB BS1 | BS1 | Tier-1 | 763-98F | 0 | 4.6608 | 0 | 0
857-58 | 857 | Tier-1 | 0 | 0 | 0 | CB BY2 | BY2 | Tier-1 | 857-58 | 0 | 0.13826 | 0 | 0
765-16F | 765 | Tier-1 | 0 | 0 | 0 | CB CA1 | CA1 | Tier-1 | 765-16F | 0 | 1.7282 | 0 | 0
765-17F | 765 | Tier-1 | 0 | 0 | 0 | CB CCB1 | CCB1 | Tier-1 | 765-17F | 0 | 0.039015 | 0 | 0
858-15AE | 858 | Tier-1 | 0 | 0 | 0 | CB CE1 | CE1 | Tier-1 | 858-15AE | 0 | 0.48826 | 0 | 0
858-17 | 858 | Tier-1 | 0 | 0 | 0 | CB CE2 | CE2 | Tier-1 | 858-17 | 0 | 0 | 0 | 0
765-40 | 765 | Tier-1 | 0 | 0 | 0 | CB CMP1 | CMP1 | Tier-1 | 765-40 | 0 | 6.8413 | 0 | 0
859-10 | 859 | Tier-1 | 0 | 0 | 0 | CB CS2 | CS2 | Tier-1 | 859-10 | 0 | 0 | 0 | 0
765-49 | 765 | Tier-1 | 0 | 0 | 0 | CB CS4 | CS4 | Tier-1 | 765-49 | 0 | 2.5604 | 0 | 0
765-53 | 765 | Tier-1 | 0.22367 | 0 | 0.22367 | CB CTL1 | CTL1 | Tier-3 | 765-53 | 0.22367 | 8.6358 | 0 | 0
859-38 | 859 | Tier-1 | 0 | 0 | 0 | CB DH1 | DH1 | Tier-1 | 859-38 | 0 | 0 | 0 | 0
859-39F | 859 | Tier-1 | 0 | 0 | 0 | CB DS1 | DS1 | Tier-1 | 859-39F | 0 | 0.0068182 | 0 | 0
768-20AE | 768 | Tier-1 | 0.6589 | 0 | 0.6589 | CB DV1 | DV1 | Tier-3 | 768-20AE | 0.6589 | 15.8318 | 0 | 0
77-28R | 77 | Tier-1 | 0.72197 | 0 | 0.72197 | CB ELS1 | ELS1 | Tier-1 | 77-28R | 0.72197 | 1.5294 | 0 | 0
770-250R | 770 | Tier-1 | 0.88523 | 0 | 0.88523 | CB EO2 | EO2 | Tier-1 | 770-250R | 0.88523 | 0.22008 | 0 | 0
770-259R | 770 | Tier-2 | 1.5089 | 0 | 1.5089 | CB ER1 | ER1 | Tier-1 | 770-259R | 1.5089 | 0 | 0 | 0
770-546F | 770 | Tier-2 | 0 | 0 | 0 | CB EV1 | EV1 | Tier-1 | 770-546F | 0 | 0.92102 | 0 | 0
770-548F | 770 | Tier-1 | 0 | 0 | 0 | CB FB1 | FB1 | Tier-2 | 770-548F | 0 | 1.4392 | 0 | 0
859-40F | 859 | Tier-1 | 0 | 0 | 0 | CB FM3 | FM3 | Tier-1 | 859-40F | 0 | 0.011364 | 0 | 0
771-273AE | 771 | Tier-1 | 0 | 0 | 0 | CB GA1 | GA1 | Tier-1 | 771-273AE | 0 | 0.45758 | 0 | 0
771-274AE | 771 | Tier-1 | 0.13125 | 0 | 0.13125 | CB GH3 | GH3 | Tier-1 | 771-274AE | 0.13125 | 3.293 | 0 | 0
771-275AE | 771 | Tier-1 | 0 | 0 | 0 | CB HB5 | HB5 | Tier-1 | 771-275AE | 0 | 0.77311 | 0 | 0
86-1055F | 86 | Tier-1 | 0.66364 | 0 | 0.66364 | CB LPS1 | LPS1 | Tier-1 | 86-1055F | 0.66364 | 1.1652 | 0 | 0
771-383F | 771 | Tier-1 | 0 | 0 | 0 | CB LR1 | LR1 | Tier-1 | 771-383F | 0 | 0.018939 | 0 | 0
86-1056 | 86 | Tier-1 | 0 | 0 | 0 | CB MA2 | MA2 | Tier-1 | 86-1056 | 0 | 0 | 0 | 0
86-549 | 86 | Tier-1 | 0 | 0 | 0 | CB MM1 | MM1 | Tier-1 | 86-549 | 0 | 0 | 0 | 0
87-12 | 87 | Tier-1 | 0 | 0 | 0 | CB MOR1 | MOR1 | Tier-2 | 87-12 | 0 | 0.11364 | 0 | 0
772-319F | 772 | Tier-1 | 0 | 0 | 0 | CB MT1 | MT1 | Tier-1 | 772-319F | 0 | 1.2326 | 0 | 0
87-12F | 87 | Tier-1 | 0 | 0 | 0 | CB NTL1 | NTL1 | Tier-1 | 87-12F | 0 | 0 | 0 | 0
87-13 | 87 | Tier-1 | 0 | 0 | 0 | CB OCA1 | OCA1 | Tier-1 | 87-13 | 0 | 0.10227 | 0 | 0
773-271F | 773 | Tier-1 | 0.61894 | 0 | 0.61894 | CB OS4 | OS4 | Tier-1 | 773-271F | 0.61894 | 1.1455 | 0 | 0
87-13F | 87 | Tier-1 | 0 | 0 | 0 | CB PB5 | PB5 | Tier-1 | 87-13F | 0 | 0 | 0 | 0
773-31F | 773 | Tier-1 | 0 | 0 | 0 | CB PH1 | PH1 | Tier-1 | 773-31F | 0 | 4.2502 | 0 | 0
87-23F | 87 | Tier-1 | 0 | 0 | 0 | CB PL4 | PL4 | Tier-1 | 87-23F | 0 | 0 | 0 | 0
774-25AE | 774 | Tier-1 | 0 | 0 | 0 | CB QB1 | QB1 | Tier-1 | 774-25AE | 0 | 1.2343 | 0 | 0
774-26AE | 774 | Tier-1 | 0 | 0 | 0 | CB RA3 | RA3 | Tier-2 | 774-26AE | 0 | 2.5432 | 0 | 0
87-274 | 87 | Tier-1 | 0 | 0 | 0 | CB RC1 | RC1 | Tier-2 | 87-274 | 0 | 0 | 0 | 0
774-28AE | 774 | Tier-1 | 0 | 0 | 0 | CB RD2 | RD2 | Tier-1 | 774-28AE | 0 | 0.99564 | 0 | 0
774-2F | 774 | Tier-1 | 0 | 0 | 0 | CB RE1 | RE1 | Tier-1 | 774-2F | 0 | 1.1996 | 0 | 0
774-4F | 774 | Tier-1 | 0 | 0 | 0 | CB RV3 | RV3 | Tier-1 | 774-4F | 0 | 0.26742 | 0 | 0
775-185 | 775 | Tier-1 | 1.2682 | 0 | 1.2682 | CB SE4 | SE4 | Tier-1 | 775-185 | 1.2682 | 2.4091 | 0 | 0
87-277F | 87 | Tier-1 | 0 | 0 | 0 | CB SHC1 | SHC1 | Tier-1 | 87-277F | 0 | 0.21098 | 0 | 0
775-187AE | 775 | Tier-1 | 0.35114 | 0 | 0.35114 | CB SR4 | SR4 | Tier-1 | 775-187AE | 0.35114 | 0.52822 | 0 | 0
777-10 | 777 | Tier-1 | 0.082197 | 0 | 0.082197 | CB SW2 | SW2 | Tier-1 | 777-10 | 0.082197 | 0.38125 | 0 | 0
87-9 | 87 | Tier-1 | 0 | 0 | 0 | CB TY1 | TY1 | Tier-1 | 87-9 | 0 | 0 | 0 | 0
88-28F | 88 | Tier-1 | 0 | 0 | 0 | CB VS4 | VS4 | Tier-1 | 88-28F | 0 | 0.14659 | 0 | 0
88-29 | 88 | Tier-1 | 0 | 0 | 0 | CB WA1 | WA1 | Tier-1 | 88-29 | 0 | 0 | 0 | 0
89-208 | 89 | Tier-1 | 0 | 0 | 0 | CB WA2 | WA2 | Tier-1 | 89-208 | 0 | 0 | 0 | 0
89-210 | 89 | Tier-1 | 0 | 0 | 0 | CB WA3 | WA3 | Tier-1 | 89-210 | 0 | 0.0075758 | 0 | 0
89-210F | 89 | Tier-1 | 0 | 0 | 0 | CB WA4 | WA4 | Tier-1 | 89-210F | 0 | 0 | 0 | 0
777-269F | 777 | Tier-1 | 0 | 0 | 0 | CB WY3 | WY3 | Tier-1 | 777-269F | 0 | 1.6509 | 0 | 0
89-211 | 89 | Tier-1 | 0 | 0 | 0 | CB YS1 | YS1 | Tier-1 | 89-211 | 0 | 0.011364 | 0 | 0
89-211F | 89 | Tier-1 | 0 | 0 | 0 | DV1-3R | DV1 | Tier-3 | 89-211F | 0 | 0 | 0 | 0
779-25AE | 779 | Tier-1 | 0.25284 | 0 | 0.25284 | NO1-287F | NO1 | Tier-1 | 779-25AE | 0.25284 | 1.5557 | 0 | 0
89-284 | 89 | Tier-1 | 0 | 0 | 0 | NO1-288F | NO1 | Tier-1 | 89-284 | 0 | 0 | 0 | 0
89-287 | 89 | Tier-1 | 0 | 0 | 0 | NO1-289F | NO1 | Tier-1 | 89-287 | 0 | 0.02178 | 0 | 0
89-287F | 89 | Tier-1 | 0 | 0 | 0 | RD4-48F | RD4 | Tier-1 | 89-287F | 0 | 0 | 0 | 0
89-288 | 89 | Tier-1 | 0 | 0 | 0 | 100-524 | 100 | Tier-1 | 89-288 | 0 | 0.010417 | 0 | 0
780-443F | 780 | Tier-1 | 0 | 0 | 0 | 1001-1230 | 1001 | Tier-1 | 780-443F | 0 | 0.020455 | 0 | 0
780-444F | 780 | Tier-1 | 0 | 0 | 0 | 1001-1821F | 1001 | Tier-1 | 780-444F | 0 | 0.023106 | 0 | 0
89-288F | 89 | Tier-1 | 0 | 0 | 0 | 1006-2F | 1006 | Tier-2 | 89-288F | 0 | 0 | 0 | 0
780-468R | 780 | Tier-1 | 1.2642 | 0 | 1.2642 | 1006-830F | 1006 | Tier-2 | 780-468R | 1.2642 | 15.0188 | 0 | 0
781-1356R | 781 | Tier-1 | 0.75587 | 0 | 0.75587 | 1007-7 | 1007 | Tier-1 | 781-1356R | 0.75587 | 2.9682 | 0 | 0
781-1359 | 781 | Tier-1 | 0.99375 | 0 | 0.99375 | 1011-31 | 1011 | Tier-1 | 781-1359 | 0.99375 | 4.6725 | 0 | 0
89-289F | 89 | Tier-1 | 0 | 0 | 0 | 1011-32 | 1011 | Tier-1 | 89-289F | 0 | 0 | 0 | 0
89-655 | 89 | Tier-1 | 0 | 0 | 0 | 1013-10 | 1013 | Tier-1 | 89-655 | 0 | 0 | 0 | 0
781-44 | 781 | Tier-1 | 9.6799 | 0 | 9.6799 | 102-378 | 102 | Tier-1 | 781-44 | 9.6799 | 11.5275 | 0 | 0
783-1451F | 783 | Tier-1 | 0 | 0 | 0 | 102-757F | 102 | Tier-1 | 783-1451F | 0 | 13.1261 | 0 | 0
783-1452F | 783 | Tier-1 | 0 | 0 | 0 | 1021-16F | 1021 | Tier-2 | 783-1452F | 0 | 2.671 | 0 | 0
89-656 | 89 | Tier-1 | 0 | 0 | 0 | 1021-1749 | 1021 | Tier-3 | 89-656 | 0 | 0.83655 | 0 | 0
783-847F | 783 | Tier-1 | 0 | 0 | 0 | 1021-92 | 1021 | Tier-3 | 783-847F | 0 | 5.8922 | 0 | 0
783-848F | 783 | Tier-1 | 0 | 0 | 0 | 1022-17F | 1022 | Tier-3 | 783-848F | 0 | 10.2441 | 0 | 0
783-849F | 783 | Tier-1 | 0 | 0 | 0 | 1023-89R | 1023 | Tier-2 | 783-849F | 0 | 2.5528 | 0 | 0
90-46 | 90 | Tier-1 | 0 | 0 | 0 | 1025-11 | 1025 | Tier-1 | 90-46 | 0 | 0 | 0 | 0
900-1116F | 900 | Tier-1 | 0 | 0 | 0 | 1030-1733 | 1030 | Tier-3 | 900-1116F | 0 | 0.56742 | 0 | 0
783-854F | 783 | Tier-1 | 0 | 0 | 0 | 1030-1766 | 1030 | Tier-2 | 783-854F | 0 | 7.322 | 0 | 0
900-1117 | 900 | Tier-1 | 0 | 0 | 0 | 1030-1775F | 1030 | Tier-3 | 900-1117 | 0 | 0 | 0 | 0
900-1165 | 900 | Tier-1 | 0 | 0 | 0 | 1030-1776F | 1030 | Tier-3 | 900-1165 | 0 | 0 | 0 | 0
900-906 | 900 | Tier-1 | 0 | 0 | 0 | 1030-1823F | 1030 | Tier-3 | 900-906 | 0 | 0 | 0 | 0
902-361F | 902 | Tier-1 | 0 | 0 | 0 | 1030-1897 | 1030 | Tier-3 | 902-361F | 0 | 0.0075758 | 0 | 0
902-362F | 902 | Tier-1 | 0 | 0 | 0 | 1039-12 | 1039 | Tier-1 | 902-362F | 0 | 0.0047348 | 0 | 0
902-363F | 902 | Tier-1 | 0 | 0 | 0 | 1048-1 | 1048 | Tier-1 | 902-363F | 0 | 0.005303 | 0 | 0
902-364F | 902 | Tier-1 | 0.10985 | 0 | 0.10985 | 1049-6 | 1049 | Tier-1 | 902-364F | 0.10985 | 0.54924 | 0 | 0
902-365 | 902 | Tier-1 | 0 | 0 | 0 | 105-233 | 105 | Tier-1 | 902-365 | 0 | 0 | 0 | 0
907-1475 | 907 | Tier-3 | 0 | 0.032197 | 0.032197 | 105-234 | 105 | Tier-1 | 907-1475 | 0 | 0.85076 | 0.17652 | 0.032197
907-1603 | 907 | Tier-3 | 0 | 0 | 0 | 105-238F | 105 | Tier-1 | 907-1603 | 0 | 0 | 0 | 0
907-1604 | 907 | Tier-3 | 0.01875 | 0 | 0.01875 | 106-70F | 106 | Tier-1 | 907-1604 | 0.01875 | 0.65985 | 0.1697 | 0
907-2820R | 907 | Tier-3 | 2.4405 | 0.017803 | 2.4583 | 1060-133F | 1060 | Tier-1 | 907-2820R | 2.4405 | 0 | 0 | 0.017803
908-1269 | 908 | Tier-2 | 0 | 0 | 0 | 1070-335AE | 1070 | Tier-1 | 908-1269 | 0 | 0.034091 | 0 | 0
908-1370R | 908 | Tier-2 | 5.5741 | 0.27917 | 5.8532 | 1071-3F | 1071 | Tier-1 | 908-1370R | 5.5741 | 1.4705 | 0.6553 | 0.27917
908-2056 | 908 | Tier-3 | 0 | 0 | 0 | 1071-458 | 1071 | Tier-1 | 908-2056 | 0 | 0 | 0 | 0
908-2061 | 908 | Tier-2 | 0 | 0 | 0 | 1073-480 | 1073 | Tier-1 | 908-2061 | 0 | 0 | 0 | 0
908-2062F | 908 | Tier-2 | 0.093939 | 0.017992 | 0.11193 | 1073-887F | 1073 | Tier-2 | 908-2062F | 0.093939 | 0.047917 | 0 | 0.017992
909-453R | 909 | Tier-2 | 2.2977 | 0 | 2.2977 | 1076-30 | 1076 | Tier-1 | 909-453R | 2.2977 | 0.050947 | 0 | 0
909-458R | 909 | Tier-2 | 0 | 0 | 0 | 1076-31F | 1076 | Tier-1 | 909-458R | 0 | 0.011174 | 0 | 0
909-810 | 909 | Tier-2 | 0 | 0 | 0 | 1076-34 | 1076 | Tier-1 | 909-810 | 0 | 0 | 0 | 0
909-812 | 909 | Tier-2 | 0.023485 | 0 | 0.023485 | 1076-35F | 1076 | Tier-1 | 909-812 | 0.023485 | 0.074242 | 0 | 0
91-6 | 91 | Tier-1 | 0 | 0 | 0 | 1076-36F | 1076 | Tier-1 | 91-6 | 0 | 0 | 0 | 0
910-952 | 910 | Tier-1 | 0 | 0 | 0 | 1076-37F | 1076 | Tier-1 | 910-952 | 0 | 0 | 0 | 0
911-550 | 911 | Tier-1 | 0 | 0 | 0 | 1079-21F | 1079 | Tier-1 | 911-550 | 0 | 0 | 0 | 0
911-552 | 911 | Tier-1 | 0 | 0 | 0 | 1079-23 | 1079 | Tier-1 | 911-552 | 0 | 0.072917 | 0 | 0
911-554AE | 911 | Tier-2 | 0 | 0 | 0 | 108-389 | 108 | Tier-1 | 911-554AE | 0 | 1.5587 | 0 | 0
911-555 | 911 | Tier-1 | 0 | 0 | 0 | 108-390F | 108 | Tier-1 | 911-555 | 0 | 0.037879 | 0 | 0
911-556AE | 911 | Tier-1 | 0 | 0 | 0 | 1085-433 | 1085 | Tier-1 | 911-556AE | 0 | 0.039015 | 0 | 0
912-408 | 912 | Tier-1 | 0 | 0 | 0 | 109-23 | 109 | Tier-1 | 912-408 | 0 | 0 | 0 | 0
913-11 | 913 | Tier-2 | 0 | 0 | 0 | 109-24 | 109 | Tier-1 | 913-11 | 0 | 0 | 0 | 0
913-17 | 913 | Tier-1 | 0 | 0 | 0 | 109-26F | 109 | Tier-1 | 913-17 | 0 | 0 | 0 | 0
913-451 | 913 | Tier-1 | 0 | 0 | 0 | 1090-74F | 1090 | Tier-3 | 913-451 | 0 | 0 | 0 | 0
915-10 | 915 | Tier-2 | 0 | 0 | 0 | 1094-35F | 1094 | Tier-2 | 915-10 | 0 | 0 | 0 | 0
915-12F | 915 | Tier-2 | 0 | 0 | 0 | 1094-5 | 1094 | Tier-1 | 915-12F | 0 | 0.09375 | 0 | 0
915-131 | 915 | Tier-2 | 0 | 0 | 0 | 1094-8AE | 1094 | Tier-1 | 915-131 | 0 | 0 | 0 | 0
915-9F | 915 | Tier-2 | 0 | 0 | 0 | 110-42F | 110 | Tier-1 | 915-9F | 0 | 0.073485 | 0 | 0
916-378 | 916 | Tier-2 | 0 | 0 | 0 | 110-43 | 110 | Tier-1 | 916-378 | 0 | 0 | 0 | 0
916-415 | 916 | Tier-2 | 0 | 0 | 0 | 1100-1168F | 1100 | Tier-2 | 916-415 | 0 | 0 | 0 | 0
785-49 | 785 | Tier-1 | 0 | 0 | 0 | 1100-599AE | 1100 | Tier-2 | 785-49 | 0 | 0.8589 | 0 | 0
917-14 | 917 | Tier-1 | 0 | 0 | 0 | 1105-1480F | 1105 | Tier-2 | 917-14 | 0 | 0 | 0 | 0
92-617 | 92 | Tier-1 | 0 | 0 | 0 | 111-420 | 111 | Tier-1 | 92-617 | 0 | 0 | 0 | 0
920-820 | 920 | Tier-1 | 0 | 0 | 0 | 111-422F | 111 | Tier-1 | 920-820 | 0 | 0 | 0 | 0
785-55 | 785 | Tier-1 | 0 | 0 | 0 | 1117-1119F | 1117 | Tier-1 | 785-55 | 0 | 0.0375 | 0 | 0
920-821F | 920 | Tier-1 | 0 | 0 | 0 | 1117-1121F | 1117 | Tier-1 | 920-821F | 0 | 0.049621 | 0 | 0
788-34R | 788 | Tier-2 | 12.3557 | 0 | 12.3557 | 1119-512 | 1119 | Tier-1 | 788-34R | 12.3557 | 11.7979 | 0 | 0
921-799 | 921 | Tier-1 | 0 | 0 | 0 | 1119-6F | 1119 | Tier-1 | 921-799 | 0 | 0 | 0 | 0
789-15 | 789 | Tier-1 | 0.75852 | 0 | 0.75852 | 113-194F | 113 | Tier-1 | 789-15 | 0.75852 | 6.1502 | 0 | 0
789-16F | 789 | Tier-1 | 0 | 0 | 0 | 113-601F | 113 | Tier-1 | 789-16F | 0 | 1.7964 | 0 | 0
789-4R | 789 | Tier-2 | 9.0888 | 0 | 9.0888 | 1138-6R | 1138 | Tier-2 | 789-4R | 9.0888 | 9.4214 | 0 | 0
922-1140 | 922 | Tier-1 | 0 | 0 | 0 | 1139-5 | 1139 | Tier-1 | 922-1140 | 0 | 0 | 0 | 0
922-1141F | 922 | Tier-1 | 0 | 0 | 0 | 114-47 | 114 | Tier-1 | 922-1141F | 0 | 0.45455 | 0 | 0
922-582 | 922 | Tier-1 | 0 | 0 | 0 | 1140-11F | 1140 | Tier-1 | 922-582 | 0 | 0.75568 | 0 | 0
923-59 | 923 | Tier-1 | 0 | 0 | 0 | 115-23 | 115 | Tier-1 | 923-59 | 0 | 0 | 0 | 0
79-1219F | 79 | Tier-3 | 0 | 0 | 0 | 115-24 | 115 | Tier-1 | 79-1219F | 0 | 1.0199 | 0 | 0
79-658R | 79 | Tier-3 | 9.3078 | 0 | 9.3078 | 115-27 | 115 | Tier-1 | 79-658R | 9.3078 | 0.17822 | 0 | 0
923-61F | 923 | Tier-1 | 0 | 0 | 0 | 1152-33F | 1152 | Tier-1 | 923-61F | 0 | 1.8689 | 0 | 0
79-668R | 79 | Tier-3 | 7.4994 | 0 | 7.4994 | 1152-34F | 1152 | Tier-1 | 79-668R | 7.4994 | 4.3231 | 0 | 0
923-62 | 923 | Tier-1 | 0 | 0 | 0 | 116-12R | 116 | Tier-1 | 923-62 | 0 | 0.43428 | 0 | 0
79-679R | 79 | Tier-3 | 6.085 | 0 | 6.085 | 116-30 | 116 | Tier-1 | 79-679R | 6.085 | 0.35038 | 0 | 0
79-685R | 79 | Tier-3 | 3.8049 | 0 | 3.8049 | 1160-1 | 1160 | Tier-1 | 79-685R | 3.8049 | 0 | 0 | 0
79-714R | 79 | Tier-3 | 4.585 | 0 | 4.585 | 1160-9AE | 1160 | Tier-1 | 79-714R | 4.585 | 0.1036 | 0 | 0
924-9 | 924 | Tier-1 | 0 | 0 | 0 | 1161-53AE | 1161 | Tier-1 | 924-9 | 0 | 0.36629 | 0 | 0
79-785 | 79 | Tier-3 | 10.1106 | 0 | 10.1106 | 1161-62 | 1161 | Tier-2 | 79-785 | 10.1106 | 0.40284 | 0 | 0
925-203F | 925 | Tier-1 | 0 | 0 | 0 | 1162-385F | 1162 | Tier-2 | 925-203F | 0 | 0.21098 | 0 | 0
79-808R | 79 | Tier-3 | 10.2572 | 0 | 10.2572 | 117-13 | 117 | Tier-1 | 79-808R | 10.2572 | 0.052652 | 0 | 0
925-204F | 925 | Tier-1 | 0 | 0 | 0 | 117-13F | 117 | Tier-1 | 925-204F | 0 | 0.21875 | 0 | 0
791-419F | 791 | Tier-2 | 4.9756 | 0 | 4.9756 | 117-36 | 117 | Tier-1 | 791-419F | 4.9756 | 7.4222 | 0 | 0
925-206 | 925 | Tier-1 | 0 | 0 | 0 | 1173-68 | 1173 | Tier-1 | 925-206 | 0 | 0 | 0 | 0
925-219 | 925 | Tier-1 | 0 | 0 | 0 | 1173-69 | 1173 | Tier-1 | 925-219 | 0 | 0.28712 | 0 | 0
791-424F | 791 | Tier-2 | 0 | 0 | 0 | 1173-70 | 1173 | Tier-1 | 791-424F | 0 | 2.1822 | 0 | 0
925-221 | 925 | Tier-1 | 0 | 0 | 0 | 118-12F | 118 | Tier-1 | 925-221 | 0 | 0 | 0 | 0
926-10 | 926 | Tier-1 | 0 | 0 | 0 | 118-14F | 118 | Tier-1 | 926-10 | 0 | 0 | 0 | 0
792-1172F | 792 | Tier-1 | 2.5915 | 0 | 2.5915 | 1180-1107 | 1180 | Tier-1 | 792-1172F | 2.5915 | 0.27348 | 0 | 0
792-1173F | 792 | Tier-1 | 0.36572 | 0 | 0.36572 | 119-40 | 119 | Tier-1 | 792-1173F | 0.36572 | 1.783 | 0 | 0
926-25 | 926 | Tier-1 | 0 | 0 | 0 | 119-40F | 119 | Tier-1 | 926-25 | 0 | 0 | 0 | 0
792-46 | 792 | Tier-1 | 3.3119 | 0 | 3.3119 | 120-368F | 120 | Tier-1 | 792-46 | 3.3119 | 0.16648 | 0 | 0
792-47R | 792 | Tier-1 | 4.0883 | 0 | 4.0883 | 1201-9 | 1201 | Tier-1 | 792-47R | 4.0883 | 12.5598 | 0 | 0
926-28AE | 926 | Tier-1 | 0 | 0 | 0 | 121-171 | 121 | Tier-1 | 926-28AE | 0 | 0.034091 | 0 | 0
793-21 | 793 | Tier-1 | 0 | 0 | 0 | 121-174F | 121 | Tier-1 | 793-21 | 0 | 5.9729 | 0 | 0
793-23 | 793 | Tier-1 | 0 | 0 | 0 | 121-187F | 121 | Tier-1 | 793-23 | 0 | 2.6428 | 0 | 0
926-37 | 926 | Tier-1 | 0 | 0 | 0 | 121-188F | 121 | Tier-1 | 926-37 | 0 | 0.10795 | 0 | 0
793-27AE | 793 | Tier-1 | 0.62727 | 0 | 0.62727 | 121-196F | 121 | Tier-1 | 793-27AE | 0.62727 | 4.1811 | 0 | 0
926-38 | 926 | Tier-1 | 0 | 0 | 0 | 1215-4 | 1215 | Tier-3 | 926-38 | 0 | 0 | 0 | 0
793-46F | 793 | Tier-1 | 0.56326 | 0 | 0.56326 | 122-203 | 122 | Tier-1 | 793-46F | 0.56326 | 0.67784 | 0 | 0
793-47 | 793 | Tier-1 | 0 | 0 | 0 | 122-204 | 122 | Tier-1 | 793-47 | 0 | 0.6678 | 0 | 0
793-749AE | 793 | Tier-1 | 0 | 0 | 0 | 1221-1193 | 1221 | Tier-1 | 793-749AE | 0 | 2.6521 | 0 | 0
793-750AE | 793 | Tier-1 | 0 | 0 | 0 | 1221-1197 | 1221 | Tier-1 | 793-750AE | 0 | 0.14015 | 0 | 0
928-18 | 928 | Tier-2 | 0 | 0 | 0 | 1221-2094F | 1221 | Tier-1 | 928-18 | 0 | 0 | 0 | 0
794-1001AE | 794 | Tier-1 | 0 | 0 | 0 | 1221-6F | 1221 | Tier-1 | 794-1001AE | 0 | 4.6528 | 0 | 0
794-1002 | 794 | Tier-1 | 0.86496 | 0 | 0.86496 | 1224-788 | 1224 | Tier-1 | 794-1002 | 0.86496 | 8.2788 | 0 | 0
794-15 | 794 | Tier-1 | 2.2947 | 0 | 2.2947 | 1224-789F | 1224 | Tier-1 | 794-15 | 2.2947 | 3.8229 | 0 | 0
928-39 | 928 | Tier-1 | 0 | 0 | 0 | 1225-288 | 1225 | Tier-1 | 928-39 | 0 | 0 | 0 | 0
794-17 | 794 | Tier-1 | 0 | 0 | 0 | 1225-3 | 1225 | Tier-1 | 794-17 | 0 | 7.31 | 0 | 0
928-7 | 928 | Tier-2 | 0 | 0 | 0 | 123-429 | 123 | Tier-1 | 928-7 | 0 | 0 | 0 | 0
795-725AE | 795 | Tier-2 | 0 | 0 | 0 | 123-430 | 123 | Tier-1 | 795-725AE | 0 | 9.9062 | 0 | 0
795-816R | 795 | Tier-2 | 3.7816 | 0 | 3.7816 | 123-430F | 123 | Tier-1 | 795-816R | 3.7816 | 6.5994 | 0 | 0
795-817AE | 795 | Tier-2 | 0 | 0 | 0 | 123-446F | 123 | Tier-1 | 795-817AE | 0 | 0.83674 | 0 | 0
930-12 | 930 | Tier-1 | 0 | 0 | 0 | 123-447 | 123 | Tier-1 | 930-12 | 0 | 0 | 0 | 0
795-821F | 795 | Tier-1 | 1.5835 | 0 | 1.5835 | 123-455F | 123 | Tier-1 | 795-821F | 1.5835 | 3.2659 | 0 | 0
796-1396R | 796 | Tier-1 | 0 | 0 | 0 | 124-206R | 124 | Tier-1 | 796-1396R | 0 | 6.2716 | 0 | 0
796-45 | 796 | Tier-1 | 1.2795 | 0 | 1.2795 | 124-218F | 124 | Tier-1 | 796-45 | 1.2795 | 13.3458 | 0 | 0
930-14F | 930 | Tier-1 | 0 | 0 | 0 | 124-258R | 124 | Tier-1 | 930-14F | 0 | 0.15379 | 0 | 0
797-30F | 797 | Tier-1 | 0 | 0 | 0 | 124-503 | 124 | Tier-1 | 797-30F | 0 | 5.2275 | 0 | 0
797-32F | 797 | Tier-1 | 0 | 0 | 0 | 1242-1027F | 1242 | Tier-2 | 797-32F | 0 | 15.978 | 0 | 0
930-470 | 930 | Tier-1 | 0 | 0 | 0 | 1243-158F | 1243 | Tier-2 | 930-470 | 0 | 0.015152 | 0 | 0
931-1054 | 931 | Tier-1 | 0 | 0 | 0 | 1243-45R | 1243 | Tier-2 | 931-1054 | 0 | 0 | 0 | 0
797-40F | 797 | Tier-1 | 0 | 0 | 0 | 1244-31 | 1244 | Tier-2 | 797-40F | 0 | 0.45265 | 0 | 0
798-241 | 798 | Tier-1 | 0 | 0 | 0 | 1245-18AE | 1245 | Tier-2 | 798-241 | 0 | 6.1981 | 0 | 0
931-1055F | 931 | Tier-1 | 0 | 0 | 0 | 1250-27R | 1250 | Tier-2 | 931-1055F | 0 | 0.61686 | 0 | 0
798-243AE | 798 | Tier-1 | 0 | 0 | 0 | 1250-671R | 1250 | Tier-2 | 798-243AE | 0 | 6.5428 | 0 | 0
931-484 | 931 | Tier-1 | 0 | 0 | 0 | 1250-677R | 1250 | Tier-2 | 931-484 | 0 | 0 | 0 | 0
798-257F | 798 | Tier-1 | 0 | 0 | 0 | 1250-8R | 1250 | Tier-2 | 798-257F | 0 | 2.7519 | 0 | 0
798-258F | 798 | Tier-1 | 0 | 0 | 0 | 1258-6F | 1258 | Tier-2 | 798-258F | 0 | 6.4258 | 0 | 0
799-504R | 799 | Tier-2 | 1.1309 | 0 | 1.1309 | 1259-1 | 1259 | Tier-2 | 799-504R | 1.1309 | 8.9415 | 0 | 0
932-16 | 932 | Tier-1 | 0 | 0 | 0 | 1259-3F | 1259 | Tier-2 | 932-16 | 0 | 0 | 0 | 0
932-458 | 932 | Tier-1 | 0 | 0 | 0 | 126-5 | 126 | Tier-1 | 932-458 | 0 | 0 | 0 | 0
80-564 | 80 | Tier-1 | 5.2657 | 0 | 5.2657 | 1260-18 | 1260 | Tier-1 | 80-564 | 5.2657 | 1.1845 | 0 | 0
933-452 | 933 | Tier-1 | 0 | 0 | 0 | 1260-217F | 1260 | Tier-1 | 933-452 | 0 | 0 | 0 | 0
80-568F | 80 | Tier-1 | 4.265 | 0 | 4.265 | 1260-218F | 1260 | Tier-1 | 80-568F | 4.265 | 10.8165 | 0 | 0
80-575R | 80 | Tier-1 | 0.63333 | 0 | 0.63333 | 127-41 | 127 | Tier-1 | 80-575R | 0.63333 | 3.3597 | 0 | 0
81-177AE | 81 | Tier-1 | 0.10246 | 0 | 0.10246 | 1284-408F | 1284 | Tier-1 | 81-177AE | 0.10246 | 0.56231 | 0 | 0
933-471 | 933 | Tier-1 | 0 | 0 | 0 | 1286-26 | 1286 | Tier-1 | 933-471 | 0 | 0 | 0 | 0
934-749 | 934 | Tier-1 | 0 | 0 | 0 | 1286-348F | 1286 | Tier-1 | 934-749 | 0 | 0 | 0 | 0
81-194AE | 81 | Tier-1 | 0 | 0 | 0 | 1286-349 | 1286 | Tier-1 | 81-194AE | 0 | 2.7598 | 0 | 0
935-462 | 935 | Tier-1 | 0 | 0 | 0 | 1286-359F | 1286 | Tier-1 | 935-462 | 0 | 0 | 0 | 0
83-622F | 83 | Tier-1 | 1.4354 | 0 | 1.4354 | 1299-2F | 1299 | Tier-1 | 83-622F | 1.4354 | 4.0894 | 0 | 0
936-187 | 936 | Tier-1 | 0 | 0 | 0 | 131-181 | 131 | Tier-1 | 936-187 | 0 | 0.18182 | 0 | 0
83-624F | 83 | Tier-1 | 0 | 0 | 0 | 131-231 | 131 | Tier-1 | 83-624F | 0 | 8.0161 | 0 | 0
936-451F | 936 | Tier-1 | 0 | 0 | 0 | 132-157 | 132 | Tier-1 | 936-451F | 0 | 0.038826 | 0 | 0
830-621F | 830 | Tier-1 | 0 | 0 | 0 | 132-290F | 132 | Tier-1 | 830-621F | 0 | 3.9919 | 0 | 0
830-623F | 830 | Tier-1 | 0 | 0 | 0 | 132-291F | 132 | Tier-1 | 830-623F | 0 | 3.915 | 0 | 0
936-452 | 936 | Tier-1 | 0 | 0 | 0 | 134-264 | 134 | Tier-1 | 936-452 | 0 | 0 | 0 | 0
831-1750F | 831 | Tier-2 | 0 | 0 | 0 | 135-270F | 135 | Tier-1 | 831-1750F | 0 | 16.0477 | 0 | 0
831-63 | 831 | Tier-2 | 0 | 0 | 0 | 135-272 | 135 | Tier-1 | 831-63 | 0 | 1.9854 | 0 | 0
937-11 | 937 | Tier-1 | 0 | 0 | 0 | 135-273F | 135 | Tier-1 | 937-11 | 0 | 0 | 0 | 0
831-66 | 831 | Tier-1 | 0 | 0 | 0 | 135-275F | 135 | Tier-1 | 831-66 | 0 | 1.4873 | 0 | 0
937-12AE | 937 | Tier-1 | 0 | 0 | 0 | 138-33 | 138 | Tier-1 | 937-12AE | 0 | 0.28958 | 0 | 0
832-1059F | 832 | Tier-1 | 0 | 0 | 0 | 138-359 | 138 | Tier-1 | 832-1059F | 0 | 0.58864 | 0 | 0
937-13AE | 937 | Tier-1 | 0 | 0 | 0 | 138-366 | 138 | Tier-1 | 937-13AE | 0 | 0.25909 | 0 | 0
832-1061F | 832 | Tier-1 | 0 | 0 | 0 | 139-244 | 139 | Tier-1 | 832-1061F | 0 | 0.21439 | 0 | 0
832-55 | 832 | Tier-1 | 0 | 0 | 0 | 139-48 | 139 | Tier-1 | 832-55 | 0 | 26.6458 | 0 | 0
832-56 | 832 | Tier-1 | 0 | 0 | 0 | 1406-18 | 1406 | Tier-1 | 832-56 | 0 | 1.814 | 0 | 0
937-2572 | 937 | Tier-1 | 0 | 0 | 0 | 1407-9 | 1407 | Tier-1 | 937-2572 | 0 | 0.85436 | 0 | 0
937-2573 | 937 | Tier-1 | 0 | 0 | 0 | 1408-2 | 1408 | Tier-1 | 937-2573 | 0 | 0 | 0 | 0
832-993F | 832 | Tier-1 | 0 | 0 | 0 | 1408-6 | 1408 | Tier-1 | 832-993F | 0 | 3.367 | 0 | 0
94-20 | 94 | Tier-1 | 0 | 0 | 0 | 141-195F | 141 | Tier-1 | 94-20 | 0 | 0 | 0 | 0
834-423F | 834 | Tier-1 | 0 | 0 | 0 | 141-196 | 141 | Tier-1 | 834-423F | 0 | 0.40511 | 0 | 0
834-424F | 834 | Tier-1 | 0 | 0 | 0 | 142-33 | 142 | Tier-1 | 834-424F | 0 | 0.40814 | 0 | 0
834-430F | 834 | Tier-1 | 0 | 0 | 0 | 1420-6 | 1420 | Tier-1 | 834-430F | 0 | 2.014 | 0 | 0
940-590 | 940 | Tier-1 | 0 | 0 | 0 | 143-33 | 143 | Tier-1 | 940-590 | 0 | 0 | 0 | 0
834-885 | 834 | Tier-1 | 0 | 0 | 0 | 143-35 | 143 | Tier-1 | 834-885 | 0 | 0.67064 | 0 | 0
834-887AE | 834 | Tier-2 | 1.1492 | 0 | 1.1492 | 1434-2 | 1434 | Tier-1 | 834-887AE | 1.1492 | 5.0172 | 0 | 0
835-1073 | 835 | Tier-2 | 0 | 0 | 0 | 1434-8 | 1434 | Tier-1 | 835-1073 | 0 | 3.7208 | 0 | 0
835-10F | 835 | Tier-2 | 0.2072 | 0 | 0.2072 | 1435-1074 | 1435 | Tier-1 | 835-10F | 0.2072 | 2.5017 | 0 | 0
835-11F | 835 | Tier-2 | 1.0576 | 0 | 1.0576 | 1435-1075F | 1435 | Tier-1 | 835-11F | 1.0576 | 15.3557 | 0 | 0
940-746 | 940 | Tier-1 | 0 | 0 | 0 | 1435-49F | 1435 | Tier-1 | 940-746 | 0 | 0 | 0 | 0
835-35F | 835 | Tier-2 | 0.074242 | 0 | 0.074242 | 1437-3F | 1437 | Tier-1 | 835-35F | 0.074242 | 15.228 | 0 | 0
836-231AE | 836 | Tier-1 | 0 | 0 | 0 | 1438-332F | 1438 | Tier-1 | 836-231AE | 0 | 2.0032 | 0 | 0
836-232 | 836 | Tier-1 | 0 | 0 | 0 | 1439-18F | 1439 | Tier-1 | 836-232 | 0 | 4.2059 | 0 | 0
941-31 | 941 | Tier-1 | 0 | 0 | 0 | 1439-30 | 1439 | Tier-1 | 941-31 | 0 | 0 | 0 | 0
836-7AE | 836 | Tier-1 | 0 | 0 | 0 | 144-443F | 144 | Tier-1 | 836-7AE | 0 | 6.5884 | 0 | 0
836-8AE | 836 | Tier-1 | 0 | 0 | 0 | 144-445F | 144 | Tier-1 | 836-8AE | 0 | 2.9131 | 0 | 0
84-28 | 84 | Tier-1 | 0 | 0 | 0 | 1445-4F | 1445 | Tier-1 | 84-28 | 0 | 0.043182 | 0 | 0
84-29AE | 84 | Tier-1 | 0 | 0 | 0 | 1446-11 | 1446 | Tier-1 | 84-29AE | 0 | 0.071212 | 0 | 0
942-45 | 942 | Tier-1 | 0 | 0 | 0 | 1447-311F | 1447 | Tier-1 | 942-45 | 0 | 0 | 0 | 0
840-304F | 840 | Tier-2 | 0 | 0 | 0 | 1447-328 | 1447 | Tier-1 | 840-304F | 0 | 2.7034 | 0 | 0
840-305F | 840 | Tier-2 | 0 | 0 | 0 | 1448-335F | 1448 | Tier-1 | 840-305F | 0 | 0.99735 | 0 | 0
942-468 | 942 | Tier-1 | 0 | 0 | 0 | 1448-336 | 1448 | Tier-1 | 942-468 | 0 | 0 | 0 | 0
840-308F | 840 | Tier-2 | 1.0854 | 0 | 1.0854 | 1448-338F | 1448 | Tier-1 | 840-308F | 1.0854 | 0.079167 | 0 | 0
942-47 | 942 | Tier-1 | 0 | 0 | 0 | 145-627 | 145 | Tier-1 | 942-47 | 0 | 0 | 0 | 0
840-311 | 840 | Tier-2 | 0 | 0 | 0 | 145-628F | 145 | Tier-1 | 840-311 | 0 | 4.7072 | 0 | 0
840-374 | 840 | Tier-2 | 1.2013 | 0 | 1.2013 | 1450-1 | 1450 | Tier-1 | 840-374 | 1.2013 | 0.056818 | 0 | 0
840-56AE | 840 | Tier-2 | 0 | 0 | 0 | 1450-20F | 1450 | Tier-2 | 840-56AE | 0 | 6.5754 | 0 | 0
942-472 | 942 | Tier-1 | 0 | 0 | 0 | 1450-309 | 1450 | Tier-2 | 942-472 | 0 | 0 | 0 | 0
942-474F | 942 | Tier-1 | 0 | 0 | 0 | 1450-310F | 1450 | Tier-2 | 942-474F | 0 | 0.10076 | 0 | 0
942-476 | 942 | Tier-1 | 0 | 0 | 0 | 1458-1057F | 1458 | Tier-3 | 942-476 | 0 | 0 | 0 | 0
841-308F | 841 | Tier-2 | 0 | 0 | 0 | 1458-1115F | 1458 | Tier-2 | 841-308F | 0 | 4.0212 | 0 | 0
942-478 | 942 | Tier-1 | 0 | 0 | 0 | 1458-1116 | 1458 | Tier-2 | 942-478 | 0 | 0.070076 | 0 | 0
843-27F | 843 | Tier-2 | 0 | 0 | 0 | 1458-1117F | 1458 | Tier-2 | 843-27F | 0 | 1.9519 | 0 | 0
843-28F | 843 | Tier-1 | 0 | 0 | 0 | 1458-8 | 1458 | Tier-3 | 843-28F | 0 | 3.857 | 0 | 0
942-479 | 942 | Tier-1 | 0 | 0 | 0 | 146-564AE | 146 | Tier-1 | 942-479 | 0 | 0 | 0 | 0
942-480F | 942 | Tier-1 | 0 | 0 | 0 | 146-565 | 146 | Tier-1 | 942-480F | 0 | 0.29186 | 0 | 0
942-941 | 942 | Tier-1 | 0 | 0 | 0 | 147-801F | 147 | Tier-1 | 942-941 | 0 | 0 | 0 | 0
943-229 | 943 | Tier-1 | 0 | 0 | 0 | 147-810 | 147 | Tier-1 | 943-229 | 0 | 0 | 0 | 0
843-34F | 843 | Tier-1 | 0 | 0 | 0 | 147-811F | 147 | Tier-1 | 843-34F | 0 | 1.0549 | 0 | 0
944-299 | 944 | Tier-1 | 0 | 0 | 0 | 1481-5AE | 1481 | Tier-1 | 944-299 | 0 | 0 | 0 | 0
945-18 | 945 | Tier-1 | 0 | 0 | 0 | 1481-7 | 1481 | Tier-1 | 945-18 | 0 | 0 | 0 | 0
843-394F | 843 | Tier-1 | 0 | 0 | 0 | 1482-27 | 1482 | Tier-1 | 843-394F | 0 | 2.0767 | 0 | 0
843-395F | 843 | Tier-1 | 0 | 0 | 0 | 1482-28 | 1482 | Tier-1 | 843-395F | 0 | 0.50701 | 0 | 0
946-26 | 946 | Tier-1 | 0 | 0 | 0 | 1483-11 | 1483 | Tier-1 | 946-26 | 0 | 0 | 0 | 0
843-39F | 843 | Tier-1 | 0 | 0 | 0 | 1483-15F | 1483 | Tier-1 | 843-39F | 0 | 0.10341 | 0 | 0
843-41F | 843 | Tier-2 | 0 | 0 | 0 | 1483-307F | 1483 | Tier-1 | 843-41F | 0 | 2.6502 | 0 | 0
95-1351 | 95 | Tier-1 | 0 | 0 | 0 | 1483-40 | 1483 | Tier-1 | 95-1351 | 0 | 0 | 0 | 0
95-1352F | 95 | Tier-1 | 0.00625 | 0 | 0.00625 | 149-154R | 149 | Tier-1 | 95-1352F | 0.00625 | 0.013447 | 0 | 0
846-31F | 846 | Tier-1 | 0 | 0 | 0 | 151-1043F | 151 | Tier-1 | 846-31F | 0 | 0.50852 | 0 | 0
846-32F | 846 | Tier-1 | 0 | 0 | 0 | 152-512AE | 152 | Tier-1 | 846-32F | 0 | 0.84394 | 0 | 0
95-1353F | 95 | Tier-1 | 0.0064394 | 0 | 0.0064394 | 153-1119R | 153 | Tier-1 | 95-1353F | 0.0064394 | 0.016288 | 0 | 0
847-2AE | 847 | Tier-1 | 0 | 0 | 0 | 154-897F | 154 | Tier-1 | 847-2AE | 0 | 1.6955 | 0 | 0
95-33 | 95 | Tier-1 | 0 | 0 | 0 | 157-189R | 157 | Tier-3 | 95-33 | 0 | 0 | 0 | 0
847-78F | 847 | Tier-1 | 0 | 0 | 0 | 157-207R | 157 | Tier-3 | 847-78F | 0 | 0.81023 | 0 | 0
95-37F | 95 | Tier-1 | 0.035038 | 0 | 0.035038 | 159-36 | 159 | Tier-1 | 95-37F | 0.035038 | 0.20625 | 0 | 0
85-498F | 85 | Tier-1 | 0.73731 | 0 | 0.73731 | 159-37F | 159 | Tier-1 | 85-498F | 0.73731 | 0.55133 | 0 | 0
950-275 | 950 | Tier-1 | 0 | 0 | 0 | 160-20R | 160 | Tier-1 | 950-275 | 0 | 0 | 0 | 0
85-500F | 85 | Tier-1 | 1.5788 | 0 | 1.5788 | 161-617 | 161 | Tier-1 | 85-500F | 1.5788 | 7.3898 | 0 | 0
951-391 | 951 | Tier-1 | 0 | 0 | 0 | 161-975F | 161 | Tier-1 | 951-391 | 0 | 0 | 0 | 0
951-392F | 951 | Tier-1 | 0 | 0 | 0 | 161-988 | 161 | Tier-1 | 951-392F | 0 | 0.23352 | 0 | 0
951-794 | 951 | Tier-1 | 0 | 0 | 0 | 163-29R | 163 | Tier-1 | 951-794 | 0 | 0 | 0 | 0
951-795F | 951 | Tier-1 | 0 | 0 | 0 | 165-49 | 165 | Tier-1 | 951-795F | 0 | 0.99602 | 0 | 0
951-796F | 951 | Tier-1 | 0 | 0 | 0 | 165-620F | 165 | Tier-1 | 951-796F | 0 | 0.076136 | 0 | 0
851-38F | 851 | Tier-1 | 0 | 0 | 0 | 166-462F | 166 | Tier-1 | 851-38F | 0 | 12.7415 | 0 | 0
851-40F | 851 | Tier-1 | 0 | 0 | 0 | 166-983F | 166 | Tier-1 | 851-40F | 0 | 1.3241 | 0 | 0
951-797F | 951 | Tier-1 | 0 | 0 | 0 | 166-984F | 166 | Tier-1 | 951-797F | 0 | 0.24735 | 0 | 0
852-50F | 852 | Tier-1 | 0 | 0 | 0 | 168-704F | 168 | Tier-1 | 852-50F | 0 | 13.2538 | 6.2953 | 0
952-1438 | 952 | Tier-1 | 0 | 0 | 0 | 170-42 | 170 | Tier-1 | 952-1438 | 0 | 0 | 0 | 0
952-776 | 952 | Tier-2 | 0 | 0 | 0 | 170-465F | 170 | Tier-1 | 952-776 | 0 | 0 | 0 | 0
853-546F | 853 | Tier-1 | 0 | 0 | 0 | 170-48 | 170 | Tier-1 | 853-546F | 0 | 4.8886 | 0 | 0
952-926 | 952 | Tier-1 | 0 | 0 | 0 | 171-566 | 171 | Tier-1 | 952-926 | 0 | 0 | 0 | 0
854-607F | 854 | Tier-1 | 0.039394 | 0 | 0.039394 | 171-567 | 171 | Tier-1 | 854-607F | 0.039394 | 3.9451 | 0 | 0
952-938 | 952 | Tier-2 | 0 | 0 | 0 | 171-664 | 171 | Tier-1 | 952-938 | 0 | 0 | 0 | 0
953-208 | 953 | Tier-1 | 0 | 0 | 0 | 171-6R | 171 | Tier-1 | 953-208 | 0 | 0 | 0 | 0
854-806 | 854 | Tier-1 | 0 | 0 | 0 | 171-704R | 171 | Tier-1 | 854-806 | 0 | 12.3301 | 0 | 0
953-525 | 953 | Tier-1 | 0 | 0 | 0 | 176-1834R | 176 | Tier-3 | 953-525 | 0 | 0 | 0 | 0
953-527F | 953 | Tier-1 | 0 | 0 | 0 | 176-197F | 176 | Tier-3 | 953-527F | 0 | 0.0056818 | 0 | 0
854-809F | 854 | Tier-1 | 0 | 0 | 0 | 176-200F | 176 | Tier-3 | 854-809F | 0 | 1.5403 | 0 | 0
854-811F | 854 | Tier-1 | 0 | 0 | 0 | 177-941AE | 177 | Tier-1 | 854-811F | 0 | 4.9235 | 0 | 0
854-812F | 854 | Tier-1 | 0 | 0 | 0 | 178-46 | 178 | Tier-1 | 854-812F | 0 | 2.5792 | 0 | 0
953-528F | 953 | Tier-1 | 0 | 0 | 0 | 178-983AE | 178 | Tier-1 | 953-528F | 0 | 0.010417 | 0 | 0
953-529F | 953 | Tier-1 | 0 | 0 | 0 | 179-10 | 179 | Tier-1 | 953-529F | 0 | 0.013258 | 0 | 0
855-45 | 855 | Tier-1 | 0.085227 | 0.085227 | 0.17045 | 179-9F | 179 | Tier-1 | 855-45 | 0.085227 | 7.3341 | 3.6129 | 0.085227
855-46AE | 855 | Tier-2 | 0.25303 | 0 | 0.25303 | 180-1156 | 180 | Tier-1 | 855-46AE | 0.25303 | 13.3879 | 6.1826 | 0
856-1141R | 856 | Tier-1 | 2.007 | 0 | 2.007 | 181-1771 | 181 | Tier-1 | 856-1141R | 2.007 | 9.0725 | 0 | 0
857-302F | 857 | Tier-1 | 0 | 0 | 0 | 181-1773 | 181 | Tier-1 | 857-302F | 0 | 0.34242 | 0 | 0
954-100 | 954 | Tier-1 | 0 | 0 | 0 | 181-49 | 181 | Tier-1 | 954-100 | 0 | 0 | 0 | 0
954-101 | 954 | Tier-1 | 0 | 0 | 0 | 182-2239 | 182 | Tier-1 | 954-101 | 0 | 0.022348 | 0 | 0
954-103F | 954 | Tier-1 | 0 | 0 | 0 | 182-2244 | 182 | Tier-2 | 954-103F | 0 | 0.18655 | 0 | 0
954-205AE | 954 | Tier-2 | 0 | 0 | 0 | 183-438 | 183 | Tier-2 | 954-205AE | 0 | 1.2561 | 0 | 0
954-421F | 954 | Tier-2 | 0 | 0 | 0 | 183-439 | 183 | Tier-2 | 954-421F | 0 | 0.073864 | 0 | 0
954-422F | 954 | Tier-2 | 0 | 0 | 0 | 185-52F | 185 | Tier-1 | 954-422F | 0 | 0.074432 | 0 | 0
857-60 | 857 | Tier-1 | 0.64337 | 0 | 0.64337 | 187-39F | 187 | Tier-1 | 857-60 | 0.64337 | 6.1341 | 0 | 0
858-14 | 858 | Tier-2 | 1.9259 | 0 | 1.9259 | 188-12F | 188 | Tier-1 | 858-14 | 1.9259 | 23.8299 | 0 | 0
954-424 | 954 | Tier-2 | 0 | 0 | 0 | 189-645 | 189 | Tier-1 | 954-424 | 0 | 0 | 0 | 0
954-425 | 954 | Tier-1 | 0 | 0 | 0 | 189-750 | 189 | Tier-2 | 954-425 | 0 | 0 | 0 | 0
954-427 | 954 | Tier-1 | 0 | 0 | 0 | 190-1123 | 190 | Tier-1 | 954-427 | 0 | 0.0047348 | 0 | 0
859-1064 | 859 | Tier-1 | 2.3294 | 0 | 2.3294 | 196-37 | 196 | Tier-1 | 859-1064 | 2.3294 | 6.8307 | 0 | 0
859-13F | 859 | Tier-1 | 7.7333 | 0 | 7.7333 | 196-915AE | 196 | Tier-1 | 859-13F | 7.7333 | 7.779 | 0 | 0
955-12 | 955 | Tier-1 | 0 | 0 | 0 | 199-39AE | 199 | Tier-1 | 955-12 | 0 | 0 | 0 | 0
955-2 | 955 | Tier-1 | 0 | 0 | 0 | 205-1551 | 205 | Tier-1 | 955-2 | 0 | 0 | 0 | 0
955-3 | 955 | Tier-1 | 0 | 0 | 0 | 206-974 | 206 | Tier-1 | 955-3 | 0 | 0.13106 | 0 | 0
859-42R | 859 | Tier-2 | 13.8547 | 0 | 13.8547 | 207-101R | 207 | Tier-1 | 859-42R | 13.8547 | 12.7456 | 0 | 0
956-395 | 956 | Tier-1 | 0 | 0 | 0 | 210-392R | 210 | Tier-2 | 956-395 | 0 | 0 | 0 | 0
956-401 | 956 | Tier-1 | 0 | 0 | 0 | 212-739R | 212 | Tier-3 | 956-401 | 0 | 0.25758 | 0 | 0
86-1057F | 86 | Tier-1 | 0 | 0 | 0 | 212-799R | 212 | Tier-2 | 86-1057F | 0 | 0.7786 | 0 | 0
86-1058F | 86 | Tier-1 | 0.25871 | 0 | 0.25871 | 212-880R | 212 | Tier-2 | 86-1058F | 0.25871 | 2.1629 | 0 | 0
957-189 | 957 | Tier-1 | 0 | 0 | 0 | 212-888R | 212 | Tier-2 | 957-189 | 0 | 0.22348 | 0 | 0
86-552F | 86 | Tier-1 | 11.1994 | 0 | 11.1994 | 213-262F | 213 | Tier-1 | 86-552F | 11.1994 | 5.1254 | 0 | 0
86-553F | 86 | Tier-1 | 0 | 0 | 0 | 213-263F | 213 | Tier-1 | 86-553F | 0 | 1.4415 | 0 | 0
957-491 | 957 | Tier-1 | 0 | 0 | 0 | 214-1135R | 214 | Tier-3 | 957-491 | 0 | 0 | 0 | 0
958-17 | 958 | Tier-1 | 0 | 0 | 0 | 215-1544R | 215 | Tier-2 | 958-17 | 0 | 0 | 0 | 0
958-19F | 958 | Tier-1 | 0 | 0 | 0 | 216-1893F | 216 | Tier-3 | 958-19F | 0 | 0.92689 | 0 | 0
958-20F | 958 | Tier-1 | 0 | 0 | 0 | 216-1894 | 216 | Tier-3 | 958-20F | 0 | 0.12689 | 0 | 0
87-23 | 87 | Tier-1 | 0 | 0 | 0 | 217-972R | 217 | Tier-2 | 87-23 | 0 | 0.40739 | 0 | 0
958-21 | 958 | Tier-1 | 0 | 0 | 0 | 221-1230F | 221 | Tier-3 | 958-21 | 0 | 0 | 0 | 0
958-22F | 958 | Tier-1 | 0 | 0 | 0 | 221-1235F | 221 | Tier-3 | 958-22F | 0 | 0.24867 | 0 | 0
959-10 | 959 | Tier-2 | 0 | 0 | 0 | 221-1251R | 221 | Tier-1 | 959-10 | 0 | 0 | 0 | 0
87-278F | 87 | Tier-1 | 0 | 0 | 0 | 221-23R | 221 | Tier-3 | 87-278F | 0 | 0.098864 | 0 | 0
87-41AE | 87 | Tier-1 | 0.2464 | 0 | 0.2464 | 221-35 | 221 | Tier-2 | 87-41AE | 0.2464 | 0.67064 | 0 | 0
959-12F | 959 | Tier-2 | 0 | 0 | 0 | 221-6R | 221 | Tier-2 | 959-12F | 0 | 0.0051136 | 0 | 0
88-26F | 88 | Tier-1 | 0 | 0 | 0 | 221-782R | 221 | Tier-3 | 88-26F | 0 | 1.7333 | 0 | 0
88-27F | 88 | Tier-1 | 0.14678 | 0 | 0.14678 | 221-823 | 221 | Tier-3 | 88-27F | 0.14678 | 1.8184 | 0 | 0
959-21 | 959 | Tier-1 | 0 | 0 | 0 | 221-824 | 221 | Tier-3 | 959-21 | 0 | 0.32955 | 0 | 0
96-1039 | 96 | Tier-1 | 0 | 0 | 0 | 222-2085 | 222 | Tier-3 | 96-1039 | 0 | 0 | 0 | 0
96-14 | 96 | Tier-1 | 0 | 0 | 0 | 223-47AE | 223 | Tier-2 | 96-14 | 0 | 1.0144 | 0 | 0
960-12 | 960 | Tier-2 | 0 | 0 | 0 | 224-252F | 224 | Tier-2 | 960-12 | 0 | 0 | 0 | 0
961-242 | 961 | Tier-1 | 0 | 0 | 0 | 224-540F | 224 | Tier-1 | 961-242 | 0 | 0 | 0 | 0
961-244 | 961 | Tier-1 | 0 | 0 | 0 | 226-151 | 226 | Tier-1 | 961-244 | 0 | 0.0056818 | 0 | 0
961-245 | 961 | Tier-1 | 0 | 0 | 0 | 226-44 | 226 | Tier-1 | 961-245 | 0 | 0.0085227 | 0 | 0
961-246 | 961 | Tier-1 | 0 | 0 | 0 | 226-46 | 226 | Tier-1 | 961-246 | 0 | 0.011364 | 0 | 0
961-71F | 961 | Tier-1 | 0 | 0 | 0 | 227-13 | 227 | Tier-1 | 961-71F | 0 | 0.74735 | 0 | 0
961-73 | 961 | Tier-1 | 0 | 0 | 0 | 227-15F | 227 | Tier-1 | 961-73 | 0 | 0 | 0 | 0
962-106F | 962 | Tier-1 | 0 | 0 | 0 | 228-11F | 228 | Tier-1 | 962-106F | 0 | 0.56667 | 0 | 0
962-107 | 962 | Tier-1 | 0 | 0 | 0 | 228-41AE | 228 | Tier-1 | 962-107 | 0 | 0 | 0 | 0
962-108F | 962 | Tier-1 | 0 | 0 | 0 | 229-450AE | 229 | Tier-1 | 962-108F | 0 | 0.10227 | 0 | 0
962-109 | 962 | Tier-2 | 0 | 0 | 0 | 229-504AE | 229 | Tier-1 | 962-109 | 0 | 0 | 0 | 0
962-253 | 962 | Tier-2 | 0 | 0 | 0 | 23-211 | 23 | Tier-1 | 962-253 | 0 | 0.22348 | 0 | 0
89-289 | 89 | Tier-1 | 0 | 0 | 0 | 230-1008R | 230 | Tier-2 | 89-289 | 0 | 0.1572 | 0 | 0
962-254 | 962 | Tier-2 | 0 | 0 | 0 | 230-1586R | 230 | Tier-2 | 962-254 | 0 | 0.014205 | 0 | 0
962-276 | 962 | Tier-1 | 0 | 0 | 0 | 230-1606R | 230 | Tier-2 | 962-276 | 0 | 0 | 0 | 0
962-278 | 962 | Tier-1 | 0 | 0 | 0 | 230-2060R | 230 | Tier-2 | 962-278 | 0 | 0.0056818 | 0 | 0
89-658F | 89 | Tier-1 | 0 | 0 | 0 | 235-899R | 235 | Tier-2 | 89-658F | 0 | 3.5286 | 0 | 0
90-24 | 90 | Tier-1 | 0.34678 | 0 | 0.34678 | 237-1765R | 237 | Tier-3 | 90-24 | 0.34678 | 1.2121 | 0 | 0
90-32 | 90 | Tier-1 | 1.9663 | 0 | 1.9663 | 237-17R | 237 | Tier-2 | 90-32 | 1.9663 | 1.1492 | 0 | 0
90-44AE | 90 | Tier-1 | 1.7723 | 0 | 1.7723 | 239-2207R | 239 | Tier-3 | 90-44AE | 1.7723 | 0.8483 | 0 | 0
962-279 | 962 | Tier-1 | 0 | 0 | 0 | 240-2004R | 240 | Tier-3 | 962-279 | 0 | 0.016098 | 0 | 0
90-49 | 90 | Tier-1 | 0.24659 | 0 | 0.24659 | 240-2006R | 240 | Tier-3 | 90-49 | 0.24659 | 0.66212 | 0 | 0
90-50F | 90 | Tier-1 | 0.39678 | 0 | 0.39678 | 241-565 | 241 | Tier-1 | 90-50F | 0.39678 | 0.12481 | 0 | 0
962-280 | 962 | Tier-1 | 0 | 0 | 0 | 241-820AE | 241 | Tier-1 | 962-280 | 0 | 0.017045 | 0 | 0
962-41 | 962 | Tier-2 | 0 | 0 | 0 | 243-20R | 243 | Tier-1 | 962-41 | 0 | 0.0056818 | 0 | 0
900-1118F | 900 | Tier-1 | 0.2036 | 0 | 0.2036 | 244-30F | 244 | Tier-1 | 900-1118F | 0.2036 | 0.51894 | 0 | 0
900-1119F | 900 | Tier-1 | 0.064205 | 0 | 0.064205 | 244-32F | 244 | Tier-1 | 900-1119F | 0.064205 | 7.0684 | 0 | 0
900-1163F | 900 | Tier-1 | 0.24072 | 0 | 0.24072 | 244-33F | 244 | Tier-1 | 900-1163F | 0.24072 | 9.3233 | 0 | 0
900-1164F | 900 | Tier-1 | 0 | 0 | 0 | 244-35 | 244 | Tier-1 | 900-1164F | 0 | 4.2917 | 0 | 0
962-42 | 962 | Tier-2 | 0 | 0 | 0 | 245-485 | 245 | Tier-1 | 962-42 | 0 | 0.2286 | 0 | 0
900-1166F | 900 | Tier-1 | 0.88523 | 0 | 0.88523 | 246-34R | 246 | Tier-3 | 900-1166F | 0.88523 | 6.7117 | 0 | 0
900-904F | 900 | Tier-1 | 0 | 0 | 0 | 250-285 | 250 | Tier-1 | 900-904F | 0 | 3.1773 | 0 | 0
963-29 | 963 | Tier-1 | 0 | 0 | 0 | 250-286 | 250 | Tier-1 | 963-29 | 0 | 0 | 0 | 0
901-1124 | 901 | Tier-1 | 1.8981 | 0 | 1.8981 | 250-287F | 250 | Tier-1 | 901-1124 | 1.8981 | 39.9663 | 0 | 0
963-35 | 963 | Tier-1 | 3.1555 | 0 | 3.1555 | 250-45 | 250 | Tier-1 | 963-35 | 3.1555 | 0.076326 | 0 | 0
963-36 | 963 | Tier-1 | 0 | 0 | 0 | 252-128 | 252 | Tier-1 | 963-36 | 0 | 0 | 0 | 0
963-39 | 963 | Tier-1 | 0 | 0 | 0 | 252-129 | 252 | Tier-2 | 963-39 | 0 | 1.1273 | 0 | 0
967-79 | 967 | Tier-1 | 0 | 0 | 0 | 252-132 | 252 | Tier-1 | 967-79 | 0 | 0 | 0 | 0
968-125 | 968 | Tier-1 | 0 | 0 | 0 | 252-277F | 252 | Tier-1 | 968-125 | 0 | 0.59394 | 0 | 0
902-48 | 902 | Tier-1 | 1.8559 | 0 | 1.8559 | 254-201 | 254 | Tier-1 | 902-48 | 1.8559 | 10.6259 | 0 | 0
968-126 | 968 | Tier-1 | 0 | 0 | 0 | 254-293F | 254 | Tier-1 | 968-126 | 0 | 0 | 0 | 0
968-158 | 968 | Tier-2 | 0 | 0 | 0 | 256-39AE | 256 | Tier-1 | 968-158 | 0 | 0 | 0 | 0
968-464 | 968 | Tier-1 | 0 | 0 | 0 | 257-42 | 257 | Tier-1 | 968-464 | 0 | 0 | 0 | 0
968-465F | 968 | Tier-1 | 0 | 0 | 0 | 257-44AE | 257 | Tier-1 | 968-465F | 0 | 0.95189 | 0 | 0
968-475 | 968 | Tier-2 | 0 | 0 | 0 | 264-10 | 264 | Tier-1 | 968-475 | 0 | 0 | 0 | 0
907-1562AE | 907 | Tier-3 | 3.1705 | 1.0055 | 4.1759 | 265-161 | 265 | Tier-1 | 907-1562AE | 3.1705 | 10.5557 | 2.9701 | 1.0055
907-1602 | 907 | Tier-3 | 0.10398 | 0 | 0.10398 | 266-485F | 266 | Tier-2 | 907-1602 | 0.10398 | 0.9214 | 0.041667 | 0
968-499F | 968 | Tier-2 | 0 | 0 | 0 | 266-488 | 266 | Tier-1 | 968-499F | 0 | 0.54167 | 0 | 0
968-500 | 968 | Tier-2 | 0 | 0 | 0 | 266-489 | 266 | Tier-1 | 968-500 | 0 | 0 | 0 | 0
907-1702R | 907 | Tier-3 | 4.7411 | 0.53883 | 5.2799 | 266-490AE | 266 | Tier-1 | 907-1702R | 4.7411 | 0.68996 | 0.22083 | 0.53883
907-1716R | 907 | Tier-3 | 10.6163 | 2.1841 | 12.8004 | 267-1215 | 267 | Tier-1 | 907-1716R | 10.6163 | 22.9517 | 2.9371 | 2.1841
969-230 | 969 | Tier-1 | 0 | 0 | 0 | 267-1219 | 267 | Tier-1 | 969-230 | 0 | 0 | 0 | 0
908-1172R | 908 | Tier-2 | 9.0061 | 1.1705 | 10.1765 | 267-1223F | 267 | Tier-1 | 908-1172R | 9.0061 | 4.3038 | 1.3428 | 1.1705
908-1236 | 908 | Tier-2 | 4.7572 | 0.66932 | 5.4265 | 267-1241 | 267 | Tier-1 | 908-1236 | 4.7572 | 1.1619 | 0.8892 | 0.66932
969-232F | 969 | Tier-1 | 0 | 0 | 0 | 268-13F | 268 | Tier-1 | 969-232F | 0 | 0.074811 | 0 | 0
908-1368R | 908 | Tier-2 | 17.254 | 1.4314 | 18.6854 | 270-177 | 270 | Tier-1 | 908-1368R | 17.254 | 1.3758 | 0.70625 | 1.4314
969-233F | 969 | Tier-1 | 0 | 0 | 0 | 271-72 | 271 | Tier-1 | 969-233F | 0 | 0.029356 | 0 | 0
908-1372R | 908 | Tier-2 | 3.0991 | 0.62822 | 3.7273 | 272-168 | 272 | Tier-1 | 908-1372R | 3.0991 | 3.4483 | 0.33769 | 0.62822
908-2038R | 908 | Tier-2 | 14.7186 | 3.208 | 17.9265 | 273-190 | 273 | Tier-1 | 908-2038R | 14.7186 | 4.6809 | 2.7352 | 3.208
908-2040 | 908 | Tier-2 | 4.4307 | 0.89015 | 5.3208 | 273-195F | 273 | Tier-1 | 908-2040 | 4.4307 | 7.6998 | 2.3479 | 0.89015
908-2055F | 908 | Tier-3 | 9.8153 | 1.7237 | 11.539 | 273-197 | 273 | Tier-1 | 908-2055F | 9.8153 | 0.75511 | 0.39451 | 1.7237
970-3 | 970 | Tier-3 | 0 | 0 | 0 | 274-23R | 274 | Tier-1 | 970-3 | 0 | 0 | 0 | 0
971-371R | 971 | Tier-3 | 2.2835 | 0.18996 | 2.4735 | 274-40 | 274 | Tier-1 | 971-371R | 2.2835 | 0 | 0.073485 | 0.18996
908-2058F | 908 | Tier-3 | 0 | 0 | 0 | 275-48F | 275 | Tier-1 | 908-2058F | 0 | 2.5506 | 0.18523 | 0
971-381R | 971 | Tier-2 | 0.075568 | 0 | 0.075568 | 275-679 | 275 | Tier-1 | 971-381R | 0.075568 | 0.032197 | 0 | 0
972-1565F | 972 | Tier-2 | 0 | 0 | 0 | 276-228 | 276 | Tier-1 | 972-1565F | 0 | 0.048864 | 0 | 0
908-30 | 908 | Tier-2 | 1.4282 | 0.11212 | 1.5403 | 278-630 | 278 | Tier-1 | 908-30 | 1.4282 | 0.11117 | 0.12803 | 0.11212
972-1567 | 972 | Tier-2 | 0 | 0 | 0 | 278-632F | 278 | Tier-1 | 972-1567 | 0 | 0 | 0 | 0
909-451 | 909 | Tier-3 | 18.0059 | 2.5898 | 20.5956 | 279-9 | 279 | Tier-1 | 909-451 | 18.0059 | 3.4472 | 0.5411 | 2.5898
972-1571 | 972 | Tier-2 | 0 | 0 | 0 | 282-48 | 282 | Tier-1 | 972-1571 | 0 | 0.0058712 | 0.040152 | 0
972-1585 | 972 | Tier-2 | 0 | 0 | 0 | 282-565F | 282 | Tier-1 | 972-1585 | 0 | 0 | 0 | 0
909-805R | 909 | Tier-2 | 11.5955 | 1.8767 | 13.4722 | 283-1356 | 283 | Tier-3 | 909-805R | 11.5955 | 0.5803 | 0.33352 | 1.8767
972-1587F | 972 | Tier-2 | 0 | 0 | 0 | 283-66 | 283 | Tier-3 | 972-1587F | 0 | 0.89375 | 0.12841 | 0
972-1588 | 972 | Tier-2 | 0 | 0 | 0 | 283-80F | 283 | Tier-3 | 972-1588 | 0 | 0 | 0 | 0
972-1639 | 972 | Tier-2 | 0 | 0 | 0 | 283-82 | 283 | Tier-3 | 972-1639 | 0 | 0 | 0 | 0
972-1642 | 972 | Tier-2 | 0.038636 | 0.18125 | 0.21989 | 283-85F | 283 | Tier-3 | 972-1642 | 0.038636 | 1.4468 | 0.19205 | 0.18125
91-7F | 91 | Tier-2 | 7.0892 | 0 | 7.0892 | 286-989AE | 286 | Tier-1 | 91-7F | 7.0892 | 7.5189 | 0 | 0
910-950F | 910 | Tier-2 | 0 | 0 | 0 | 288-149R | 288 | Tier-2 | 910-950F | 0 | 10.1169 | 0 | 0
910-951F | 910 | Tier-2 | 0 | 0 | 0 | 289-906AE | 289 | Tier-1 | 910-951F | 0 | 3.3739 | 0 | 0
972-1643 | 972 | Tier-2 | 0 | 0 | 0 | 290-30F | 290 | Tier-2 | 972-1643 | 0 | 0 | 0 | 0
973-531 | 973 | Tier-3 | 0 | 0 | 0 | 291-1061AE | 291 | Tier-2 | 973-531 | 0 | 0 | 0 | 0
911-551 | 911 | Tier-1 | 0 | 0 | 0 | 291-1062 | 291 | Tier-2 | 911-551 | 0 | 0.97348 | 0 | 0
973-626R | 973 | Tier-3 | 10.7778 | 0.12822 | 10.9061 | 291-23 | 291 | Tier-2 | 973-626R | 10.7778 | 3.1741 | 1.5343 | 0.12822
974-17AE | 974 | Tier-3 | 0 | 0 | 0 | 292-158 | 292 | Tier-1 | 974-17AE | 0 | 0.0094697 | 0 | 0
980-349 | 980 | Tier-2 | 0 | 0 | 0 | 294-36 | 294 | Tier-1 | 980-349 | 0 | 0 | 0 | 0
980-879 | 980 | Tier-1 | 0 | 0 | 0 | 294-43F | 294 | Tier-1 | 980-879 | 0 | 0 | 0 | 0
981-1262 | 981 | Tier-1 | 0 | 0 | 0 | 294-591 | 294 | Tier-1 | 981-1262 | 0 | 0 | 0 | 0
912-409F | 912 | Tier-2 | 0 | 0 | 0 | 294-592F | 294 | Tier-1 | 912-409F | 0 | 23.1848 | 0 | 0
981-25 | 981 | Tier-1 | 0 | 0 | 0 | 295-1202 | 295 | Tier-1 | 981-25 | 0 | 0 | 0 | 0
913-12F | 913 | Tier-2 | 0 | 0 | 0 | 295-520 | 295 | Tier-1 | 913-12F | 0 | 3.668 | 0 | 0
913-14F | 913 | Tier-2 | 0 | 0 | 0 | 295-521AE | 295 | Tier-1 | 913-14F | 0 | 2.2883 | 0 | 0
913-15F | 913 | Tier-1 | 0 | 0 | 0 | 296-2652F | 296 | Tier-2 | 913-15F | 0 | 1.536 | 0 | 0
913-16F | 913 | Tier-2 | 0 | 0 | 0 | 296-8 | 296 | Tier-1 | 913-16F | 0 | 2.5051 | 0 | 0
983-29 | 983 | Tier-2 | 0 | 0 | 0 | 298-383AE | 298 | Tier-1 | 983-29 | 0 | 0 | 0 | 0
985-36 | 985 | Tier-1 | 0 | 0 | 0 | 298-384 | 298 | Tier-1 | 985-36 | 0 | 0 | 0 | 0
913-452F | 913 | Tier-2 | 0 | 0 | 0 | 299-1009 | 299 | Tier-1 | 913-452F | 0 | 2.1259 | 0 | 0
913-454F | 913 | Tier-2 | 0 | 0 | 0 | 299-815 | 299 | Tier-1 | 913-454F | 0 | 8.7915 | 0 | 0
985-45 | 985 | Tier-1 | 0 | 0 | 0 | 299-816 | 299 | Tier-1 | 985-45 | 0 | 0 | 0 | 0
915-11F | 915 | Tier-2 | 0 | 0 | 0 | 304-1551 | 304 | Tier-1 | 915-11F | 0 | 0.64867 | 0 | 0
986-199 | 986 | Tier-2 | 0 | 0 | 0 | 304-921AE | 304 | Tier-1 | 986-199 | 0 | 0 | 0 | 0
988-34 | 988 | Tier-2 | 0 | 0 | 0 | 305-32R | 305 | Tier-1 | 988-34 | 0 | 0 | 0 | 0
915-132F | 915 | Tier-2 | 0 | 0 | 0 | 306-2258F | 306 | Tier-1 | 915-132F | 0 | 3.3174 | 0 | 0
915-17F | 915 | Tier-2 | 0 | 0 | 0 | 306-961 | 306 | Tier-1 | 915-17F | 0 | 2.8222 | 0 | 0
99-181 | 99 | Tier-1 | 0 | 0 | 0 | 307-1492R | 307 | Tier-2 | 99-181 | 0 | 0 | 0 | 0
99-184F | 99 | Tier-1 | 0 | 0 | 0 | 310-33F | 310 | Tier-1 | 99-184F | 0 | 0.0075758 | 0 | 0
916-379AE | 916 | Tier-2 | 0 | 0 | 0 | 311-1199 | 311 | Tier-2 | 916-379AE | 0 | 4.5896 | 0 | 0
916-381 | 916 | Tier-2 | 1.2261 | 0 | 1.2261 | 311-43 | 311 | Tier-2 | 916-381 | 1.2261 | 7.2356 | 0 | 0
99-185F | 99 | Tier-1 | 0 | 0 | 0 | 312-1179 | 312 | Tier-1 | 99-185F | 0 | 0.0066288 | 0 | 0
916-416F | 916 | Tier-2 | 0 | 0 | 0 | 312-15F | 312 | Tier-1 | 916-416F | 0 | 6.7576 | 0 | 0
917-13 | 917 | Tier-1 | 0 | 0 | 0 | 312-25 | 312 | Tier-1 | 917-13 | 0 | 0.020076 | 0 | 0
990-7 | 990 | Tier-1 | 0 | 0 | 0 | 312-26F | 312 | Tier-1 | 990-7 | 0 | 0 | 0 | 0
917-15F | 917 | Tier-2 | 0 | 0 | 0 | 312-27F | 312 | Tier-1 | 917-15F | 0 | 9.1352 | 0 | 0
990-714 | 990 | Tier-1 | 0 | 0 | 0 | 312-40F | 312 | Tier-2 | 990-714 | 0 | 0 | 0 | 0
92-618F | 92 | Tier-1 | 0 | 0 | 0 | 313-922F | 313 | Tier-1 | 92-618F | 0 | 7.7106 | 0 | 0
92-619F | 92 | Tier-2 | 1.8833 | 0 | 1.8833 | 315-1192F | 315 | Tier-2 | 92-619F | 1.8833 | 19.2295 | 0 | 0
920-1342R | 920 | Tier-3 | 6.1331 | 0 | 6.1331 | 315-486 | 315 | Tier-2 | 920-1342R | 6.1331 | 0.32765 | 0 | 0
920-735AE | 920 | Tier-2 | 5.6727 | 0 | 5.6727 | 320-1413F | 320 | Tier-1 | 920-735AE | 5.6727 | 13.6176 | 0 | 0
991-2 | 991 | Tier-2 | 0 | 0 | 0 | 320-1414 | 320 | Tier-1 | 991-2 | 0 | 0 | 0 | 0
991-379AE | 991 | Tier-2 | 0 | 0 | 0 | 320-1415 | 320 | Tier-1 | 991-379AE | 0 | 2.1894 | 0 | 0
920-823 | 920 | Tier-2 | 2.4394 | 0 | 2.4394 | 321-1332R | 321 | Tier-1 | 920-823 | 2.4394 | 6.0667 | 0 | 0
991-384AE | 991 | Tier-2 | 0 | 0 | 0 | 322-822F | 322 | Tier-1 | 991-384AE | 0 | 4.0142 | 0 | 0
921-800F | 921 | Tier-2 | 4.6273 | 0 | 4.6273 | 323-472AE | 323 | Tier-1 | 921-800F | 4.6273 | 12.861 | 0 | 0
921-801F | 921 | Tier-1 | 0 | 0 | 0 | 323-473 | 323 | Tier-1 | 921-801F | 0 | 1.6203 | 0 | 0
921-802F | 921 | Tier-1 | 0 | 0 | 0 | 325-1220R | 325 | Tier-1 | 921-802F | 0 | 0.96402 | 0 | 0
992-1 | 992 | Tier-2 | 0 | 0 | 0 | 325-25 | 325 | Tier-1 | 992-1 | 0 | 0 | 0 | 0
992-3 | 992 | Tier-2 | 0 | 0 | 0 | 326-35R | 326 | Tier-1 | 992-3 | 0 | 0.72008 | 0 | 0
992-573 | 992 | Tier-1 | 0 | 0 | 0 | 329-11 | 329 | Tier-1 | 992-573 | 0 | 0 | 0 | 0
922-1142F | 922 | Tier-1 | 0 | 0 | 0 | 329-217 | 329 | Tier-1 | 922-1142F | 0 | 4.5235 | 0 | 0
922-1143F | 922 | Tier-1 | 2.2068 | 0 | 2.2068 | 330-810R | 330 | Tier-1 | 922-1143F | 2.2068 | 6.0362 | 0 | 0
922-581 | 922 | Tier-1 | 0 | 0 | 0 | 331-43 | 331 | Tier-2 | 922-581 | 0 | 5.239 | 0 | 0
992-575F | 992 | Tier-1 | 0 | 0 | 0 | 34-75F | 34 | Tier-1 | 992-575F | 0 | 0.55739 | 0 | 0
993-1154 | 993 | Tier-1 | 0 | 0 | 0 | 34-77 | 34 | Tier-1 | 993-1154 | 0 | 0 | 0 | 0
923-60F | 923 | Tier-1 | 0 | 0 | 0 | 34-80 | 34 | Tier-1 | 923-60F | 0 | 0.95114 | 0 | 0
993-3 | 993 | Tier-2 | 0 | 0 | 0 | 34-81F | 34 | Tier-1 | 993-3 | 0 | 0 | 0 | 0
993-40 | 993 | Tier-1 | 0 | 0 | 0 | 340-1071F | 340 | Tier-1 | 993-40 | 0 | 0 | 0 | 0
924-10 | 924 | Tier-2 | 0 | 0 | 0 | 340-1072F | 340 | Tier-1 | 924-10 | 0 | 2.9417 | 0 | 0
993-48 | 993 | Tier-1 | 0 | 0 | 0 | 341-1155F | 341 | Tier-1 | 993-48 | 0 | 0 | 0 | 0
925-202F | 925 | Tier-1 | 0 | 0 | 0 | 341-1156F | 341 | Tier-1 | 925-202F | 0 | 3.4409 | 0 | 0
995-10 | 995 | Tier-1 | 0 | 0 | 0 | 341-1177 | 341 | Tier-1 | 995-10 | 0 | 0 | 0 | 0
995-5 | 995 | Tier-1 | 0 | 0 | 0 | 342-515F | 342 | Tier-1 | 995-5 | 0 | 0 | 0 | 0
925-205F | 925 | Tier-1 | 0 | 0 | 0 | 344-271R | 344 | Tier-1 | 925-205F | 0 | 2.5286 | 0 | 0
995-556F | 995 | Tier-1 | 0 | 0 | 0 | 350-2201R | 350 | Tier-3 | 995-556F | 0 | 0.020076 | 0 | 0
925-218 | 925 | Tier-2 | 0 | 0 | 0 | 350-41R | 350 | Tier-2 | 925-218 | 0 | 1.4852 | 0 | 0
995-557 | 995 | Tier-1 | 0 | 0 | 0 | 352-27R | 352 | Tier-3 | 995-557 | 0 | 0 | 0 | 0
995-558F | 995 | Tier-1 | 0 | 0 | 0 | 353-593F | 353 | Tier-2 | 995-558F | 0 | 0.083333 | 0 | 0
CB 1001 | 1001 | Tier-1 | 0 | 0 | 0 | 353-902F | 353 | Tier-2 | CB 1001 | 0 | 1.7682 | 0.064583 | 0
926-11 | 926 | Tier-2 | 0 | 0 | 0 | 353-904R | 353 | Tier-2 | 926-11 | 0 | 1.9506 | 0 | 0
CB 1006 | 1006 | Tier-2 | 0 | 0 | 0 | 355-6R | 355 | Tier-2 | CB 1006 | 0 | 1.9669 | 0 | 0
CB 1007 | 1007 | Tier-1 | 0.54489 | 0 | 0.54489 | 358-1175F | 358 | Tier-2 | CB 1007 | 0.54489 | 1.7468 | 0 | 0
CB 1011 | 1011 | Tier-1 | 0 | 0 | 0 | 358-663F | 358 | Tier-3 | CB 1011 | 0 | 0.044697 | 0 | 0
CB 1012 | 1012 | Tier-1 | 0 | 0 | 0 | 358-679 | 358 | Tier-3 | CB 1012 | 0 | 0.042045 | 0 | 0
CB 1013 | 1013 | Tier-1 | 0 | 0 | 0 | 358-682F | 358 | Tier-3 | CB 1013 | 0 | 0.041856 | 0 | 0
928-19 | 928 | Tier-2 | 2.1239 | 0 | 2.1239 | 36-234 | 36 | Tier-1 | 928-19 | 2.1239 | 0.084659 | 0 | 0
928-20 | 928 | Tier-2 | 0.12538 | 0 | 0.12538 | 36-238 | 36 | Tier-1 | 928-20 | 0.12538 | 0.54148 | 0 | 0
928-37F | 928 | Tier-2 | 0 | 0 | 0 | 36-240F | 36 | Tier-1 | 928-37F | 0 | 8.4197 | 0 | 0
CB 102 | 102 | Tier-1 | 0 | 0 | 0 | 36-241F | 36 | Tier-1 | CB 102 | 0 | 0.86364 | 0 | 0
928-6F | 928 | Tier-2 | 0 | 0 | 0 | 36-82F | 36 | Tier-1 | 928-6F | 0 | 3.9525 | 0 | 0
CB 1021 | 1021 | Tier-3 | 0 | 0 | 0 | 365-34R | 365 | Tier-1 | CB 1021 | 0 | 1.4271 | 0 | 0
93-10R | 93 | Tier-1 | 6.2576 | 0 | 6.2576 | 366-48 | 366 | Tier-1 | 93-10R | 6.2576 | 4.0097 | 0 | 0
93-559R | 93 | Tier-1 | 4.7509 | 0 | 4.7509 | 366-559 | 366 | Tier-1 | 93-559R | 4.7509 | 2.743 | 0 | 0
CB 1022 | 1022 | Tier-3 | 0 | 0 | 0 | 368-402F | 368 | Tier-1 | CB 1022 | 0 | 2.1335 | 0 | 0
930-13 | 930 | Tier-1 | 0 | 0 | 0 | 369-7 | 369 | Tier-1 | 930-13 | 0 | 0.48485 | 0 | 0
CB 1023 | 1023 | Tier-2 | 3.8564 | 0 | 3.8564 | 37-20 | 37 | Tier-1 | CB 1023 | 3.8564 | 1.032 | 0 | 0
CB 1025 | 1025 | Tier-2 | 0 | 0 | 0 | 37-21F | 37 | Tier-1 | CB 1025 | 0 | 0.70303 | 0 | 0
CB 1030 | 1030 | Tier-2 | 0 | 0 | 0 | 374-708R | 374 | Tier-1 | CB 1030 | 0 | 0.31989 | 0 | 0
CB 1047 | 1047 | Tier-1 | 0 | 0 | 0 | 376-491R | 376 | Tier-1 | CB 1047 | 0 | 1.7479 | 0 | 0
931-1056F | 931 | Tier-1 | 0 | 0 | 0 | 38-435F | 38 | Tier-1 | 931-1056F | 0 | 6.9451 | 0 | 0
CB 1048 | 1048 | Tier-1 | 0 | 0 | 0 | 38-436 | 38 | Tier-1 | CB 1048 | 0 | 0.07803 | 0 | 0
931-485 | 931 | Tier-1 | 0 | 0 | 0 | 381-445 | 381 | Tier-1 | 931-485 | 0 | 9.5746 | 0 | 0
932-14AE | 932 | Tier-1 | 0 | 0 | 0 | 381-453F | 381 | Tier-2 | 932-14AE | 0 | 0.16098 | 0 | 0
932-15AE | 932 | Tier-2 | 0 | 0 | 0 | 382-22 | 382 | Tier-1 | 932-15AE | 0 | 4.1044 | 0 | 0
CB 105 | 105 | Tier-1 | 0 | 0 | 0 | 382-390 | 382 | Tier-1 | CB 105 | 0 | 0.38636 | 0 | 0
932-17AE | 932 | Tier-2 | 0 | 0 | 0 | 382-393F | 382 | Tier-1 | 932-17AE | 0 | 18.19 | 0 | 0
CB 1060 | 1060 | Tier-1 | 0 | 0 | 0 | 383-678 | 383 | Tier-1 | CB 1060 | 0 | 0.37955 | 0 | 0
932-459F | 932 | Tier-1 | 0 | 0 | 0 | 384-12F | 384 | Tier-2 | 932-459F | 0 | 7.085 | 0 | 0
933-450F | 933 | Tier-1 | 0 | 0 | 0 | 387-15 | 387 | Tier-3 | 933-450F | 0 | 8.8547 | 0 | 0
933-451F | 933 | Tier-1 | 0 | 0 | 0 | 39-19 | 39 | Tier-1 | 933-451F | 0 | 4.3617 | 0 | 0
CB 1078 | 1078 | Tier-1 | 0 | 0 | 0 | 390-17 | 390 | Tier-1 | CB 1078 | 0 | 0.74905 | 0 | 0
933-453F | 933 | Tier-1 | 0 | 0 | 0 | 391-433 | 391 | Tier-1 | 933-453F | 0 | 0.52292 | 0 | 0
CB 108 | 108 | Tier-1 | 0 | 0 | 0 | 392-25 | 392 | Tier-1 | CB 108 | 0 | 1.1259 | 0 | 0
933-472F | 933 | Tier-1 | 1.4678 | 0 | 1.4678 | 393-14R | 393 | Tier-2 | 933-472F | 1.4678 | 3.8888 | 0 | 0
933-473F | 933 | Tier-1 | 0 | 0 | 0 | 394-418F | 394 | Tier-1 | 933-473F | 0 | 0.54754 | 0 | 0
933-474F | 933 | Tier-1 | 0 | 0 | 0 | 394-419 | 394 | Tier-1 | 933-474F | 0 | 1.1187 | 0 | 0
934-747F | 934 | Tier-1 | 0 | 0 | 0 | 394-421 | 394 | Tier-1 | 934-747F | 0 | 6.0778 | 0 | 0
934-748F | 934 | Tier-1 | 0 | 0 | 0 | 397-549F | 397 | Tier-1 | 934-748F | 0 | 3.6294 | 0 | 0
CB 109 | 109 | Tier-1 | 0 | 0 | 0 | 397-550F | 397 | Tier-1 | CB 109 | 0 | 0.66061 | 0 | 0
CB 1100 | 1100 | Tier-2 | 0 | 0 | 0 | 40-1025F | 40 | Tier-1 | CB 1100 | 0 | 0.089583 | 0 | 0
935-460F | 935 | Tier-1 | 0 | 0 | 0 | 40-1027F | 40 | Tier-1 | 935-460F | 0 | 0.088826 | 0 | 0
935-461F | 935 | Tier-1 | 0 | 0 | 0 | 40-1028 | 40 | Tier-1 | 935-461F | 0 | 0.17045 | 0 | 0
CB 113 | 113 | Tier-1 | 0 | 0 | 0 | 40-1029F | 40 | Tier-1 | CB 113 | 0 | 1.3055 | 0 | 0
CB 1139 | 1139 | Tier-1 | 0.21402 | 0 | 0.21402 | 400-1019 | 400 | Tier-1 | CB 1139 | 0.21402 | 0.86174 | 0 | 0
936-188 | 936 | Tier-1 | 1.5807 | 0 | 1.5807 | 402-818F | 402 | Tier-1 | 936-188 | 1.5807 | 11.4201 | 0 | 0
936-450F | 936 | Tier-1 | 0 | 0 | 0 | 402-820F | 402 | Tier-1 | 936-450F | 0 | 1.7977 | 0 | 0
CB 115 | 115 | Tier-1 | 0 | 0 | 0 | 403-11F | 403 | Tier-1 | CB 115 | 0 | 0.60833 | 0 | 0
CB 1153 | 1153 | Tier-1 | 0.09697 | 0 | 0.09697 | 404-36AE | 404 | Tier-1 | CB 1153 | 0.09697 | 0.36629 | 0 | 0
CB 1162 | 1162 | Tier-2 | 1.5536 | 0 | 1.5536 | 404-7 | 404 | Tier-1 | CB 1162 | 1.5536 | 0.43939 | 0 | 0
CB 1166 | 1166 | Tier-3 | 0.085985 | 0 | 0.085985 | 405-144F | 405 | Tier-1 | CB 1166 | 0.085985 | 0 | 0 | 0
CB 118 | 118 | Tier-1 | 0 | 0 | 0 | 405-24F | 405 | Tier-1 | CB 118 | 0 | 0.45985 | 0 | 0
937-17 | 937 | Tier-2 | 0 | 0 | 0 | 41-44AE | 41 | Tier-1 | 937-17 | 0 | 22.3646 | 0 | 0
CB 1181 | 1181 | Tier-1 | 0 | 0 | 0 | 415-33 | 415 | Tier-1 | CB 1181 | 0 | 0.24905 | 0 | 0
CB 119 | 119 | Tier-1 | 0 | 0 | 0 | 416-35F | 416 | Tier-1 | CB 119 | 0 | 0.21212 | 0 | 0
94-16F | 94 | Tier-1 | 1.4203 | 0 | 1.4203 | 417-44AE | 417 | Tier-1 | 94-16F | 1.4203 | 2.5536 | 0 | 0
CB 1201 | 1201 | Tier-2 | 0 | 0 | 0 | 424-31 | 424 | Tier-1 | CB 1201 | 0 | 0.16042 | 0 | 0
94-24F | 94 | Tier-2 | 3.5254 | 0 | 3.5254 | 424-74F | 424 | Tier-1 | 94-24F | 3.5254 | 4.4364 | 0 | 0
94-41 | 94 | Tier-1 | 6.0028 | 0 | 6.0028 | 424-75F | 424 | Tier-1 | 94-41 | 6.0028 | 0.36837 | 0 | 0
940-391 | 940 | Tier-1 | 0.90511 | 0 | 0.90511 | 427-103 | 427 | Tier-1 | 940-391 | 0.90511 | 0.3267 | 0 | 0
940-392 | 940 | Tier-1 | 0 | 0 | 0 | 427-127F | 427 | Tier-1 | 940-392 | 0 | 2.1036 | 0 | 0
CB 121 | 121 | Tier-1 | 0 | 0 | 0 | 427-137 | 427 | Tier-1 | CB 121 | 0 | 0.6233 | 0 | 0
940-398AE | 940 | Tier-1 | 0 | 0 | 0 | 427-212 | 427 | Tier-1 | 940-398AE | 0 | 5.6441 | 0 | 0
CB 1215 | 1215 | Tier-3 | 0.05303 | 0 | 0.05303 | 427-214 | 427 | Tier-1 | CB 1215 | 0.05303 | 0.1036 | 0 | 0
940-649AE | 940 | Tier-1 | 0 | 0 | 0 | 427-215 | 427 | Tier-1 | 940-649AE | 0 | 2.9767 | 0 | 0
940-651 | 940 | Tier-1 | 0 | 0 | 0 | 427-229F | 427 | Tier-1 | 940-651 | 0 | 0.48864 | 0 | 0
CB 1222 | 1222 | Tier-1 | 0 | 0 | 0 | 428-119 | 428 | Tier-1 | CB 1222 | 0 | 5.4002 | 0 | 0
CB 1223 | 1223 | Tier-1 | 0 | 0 | 0 | 428-122F | 428 | Tier-1 | CB 1223 | 0 | 4.2456 | 0 | 0
941-32F | 941 | Tier-1 | 0 | 0 | 0 | 428-136F | 428 | Tier-1 | 941-32F | 0 | 7.0244 | 0 | 0
941-33F | 941 | Tier-1 | 5.3545 | 0 | 5.3545 | 428-137F | 428 | Tier-1 | 941-33F | 5.3545 | 4.5973 | 0 | 0
942-3 | 942 | Tier-1 | 0 | 0 | 0 | 428-141F | 428 | Tier-1 | 942-3 | 0 | 1.3928 | 0 | 0
CB 1224 | 1224 | Tier-1 | 0 | 0 | 0 | 428-38 | 428 | Tier-1 | CB 1224 | 0 | 0.52254 | 0 | 0
942-467 | 942 | Tier-1 | 0 | 0 | 0 | 428-39 | 428 | Tier-1 | 942-467 | 0 | 0.13561 | 0 | 0
CB 1233 | 1233 | Tier-3 | 0.011364 | 0 | 0.011364 | 429-168 | 429 | Tier-1 | CB 1233 | 0.011364 | 0.063258 | 0 | 0
942-469 | 942 | Tier-1 | 0 | 0 | 0 | 992-1 | 992 | Tier-2 | 942-469 | 0 | 0.18939 | 0 | 0
CB 125 | 125 | Tier-1 | 0 | 0 | 0 | 992-10AE | 992 | Tier-2 | CB 125 | 0 | 1.6566 | 0 | 0
CB 1250 | 1250 | Tier-2 | 2.539 | 0.029924 | 2.5689 | 992-574F | 992 | Tier-1 | CB 1250 | 2.539 | 0.081439 | 0 | 0.029924
942-471 | 942 | Tier-1 | 0 | 0 | 0 | 993-3 | 993 | Tier-2 | 942-471 | 0 | 0.19318 | 0 | 0
CB 126 | 126 | Tier-1 | 0 | 0 | 0 | 993-48 | 993 | Tier-1 | CB 126 | 0 | 0.20549 | 0 | 0
CB 1266 | 1266 | Tier-1 | 0 | 0 | 0 | 993-49F | 993 | Tier-2 | CB 1266 | 0 | 0.18939 | 0 | 0
CB 127 | 127 | Tier-1 | 0 | 0 | 0 | 995-555F | 995 | Tier-1 | CB 127 | 0 | 1.2089 | 0 | 0
942-477F | 942 | Tier-1 | 0 | 0 | 0 | 995-558F | 995 | Tier-1 | 942-477F | 0 | 0.29394 | 0 | 0
CB 1283 | 1283 | Tier-1 | 0.69583 | 0 | 0.69583 | 995-7AE | 995 | Tier-1 | CB 1283 | 0.69583 | 0.97481 | 0 | 0
CB 1284 | 1284 | Tier-1 | 0 | 0 | 0 | CB 100 | 100 | Tier-1 | CB 1284 | 0 | 0.14072 | 0 | 0
CB 1288 | 1288 | Tier-1 | 0 | 0 | 0 | CB 1010 | 1010 | Tier-1 | CB 1288 | 0 | 3.4201 | 0 | 0
942-481F | 942 | Tier-1 | 0 | 0 | 0 | CB 1012 | 1012 | Tier-1 | 942-481F | 0 | 0.17197 | 0 | 0
942-49F | 942 | Tier-1 | 0 | 0 | 0 | CB 1025 | 1025 | Tier-2 | 942-49F | 0 | 5.2652 | 0 | 0
942-50 | 942 | Tier-1 | 0 | 0 | 0 | CB 1026 | 1026 | Tier-2 | 942-50 | 0 | 6.315 | 0 | 0
942-939F | 942 | Tier-1 | 0 | 0 | 0 | CB 1039 | 1039 | Tier-1 | 942-939F | 0 | 0.2983 | 0 | 0
CB 139 | 139 | Tier-1 | 0 | 0 | 0 | CB 104 | 104 | Tier-1 | CB 139 | 0 | 1.1112 | 0 | 0
943-228F | 943 | Tier-1 | 0 | 0 | 0 | CB 107 | 107 | Tier-1 | 943-228F | 0 | 0.27652 | 0 | 0
CB 1409 | 1409 | Tier-1 | 0 | 0 | 0 | CB 1070 | 1070 | Tier-1 | CB 1409 | 0 | 0.81004 | 0 | 0
943-230F | 943 | Tier-1 | 0 | 0 | 0 | CB 1078 | 1078 | Tier-1 | 943-230F | 0 | 12.082 | 0 | 0
944-296F | 944 | Tier-1 | 0 | 0 | 0 | CB 1079 | 1079 | Tier-1 | 944-296F | 0 | 10.4009 | 0 | 0
CB 1419 | 1419 | Tier-1 | 0 | 0 | 0 | CB 1085 | 1085 | Tier-1 | CB 1419 | 0 | 0.11326 | 0 | 0
CB 1420 | 1420 | Tier-1 | 0 | 0 | 0 | CB 110 | 110 | Tier-1 | CB 1420 | 0 | 0.11818 | 0 | 0
945-21AE | 945 | Tier-1 | 0 | 0 | 0 | CB 1104 | 1104 | Tier-2 | 945-21AE | 0 | 13.6438 | 0 | 0
946-24F | 946 | Tier-1 | 0 | 0 | 0 | CB 1117 | 1117 | Tier-2 | 946-24F | 0 | 5.0352 | 0 | 0
946-25F | 946 | Tier-1 | 0.30701 | 0 | 0.30701 | CB 1140 | 1140 | Tier-1 | 946-25F | 0.30701 | 0.65284 | 0 | 0
CB 1435 | 1435 | Tier-1 | 0 | 0 | 0 | CB 1152 | 1152 | Tier-1 | CB 1435 | 0 | 0.30265 | 0 | 0
948-5R | 948 | Tier-2 | 0.50833 | 0 | 0.50833 | CB 1153 | 1153 | Tier-1 | 948-5R | 0.50833 | 9.8047 | 0 | 0
949-22R | 949 | Tier-1 | 3.1345 | 0 | 3.1345 | CB 116 | 116 | Tier-1 | 949-22R | 3.1345 | 1.99 | 0 | 0
CB 1437 | 1437 | Tier-1 | 0 | 0 | 0 | CB 1215 | 1215 | Tier-3 | CB 1437 | 0 | 0.13636 | 0 | 0
CB 1442 | 1442 | Tier-1 | 0 | 0 | 0 | CB 1219 | 1219 | Tier-1 | CB 1442 | 0 | 0.94848 | 0 | 0
CB 1446 | 1446 | Tier-1 | 0.3625 | 0 | 0.3625 | CB 1226 | 1226 | Tier-2 | CB 1446 | 0.3625 | 0.88996 | 0 | 0
95-29R | 95 | Tier-1 | 5.2727 | 0 | 5.2727 | CB 1234 | 1234 | Tier-3 | 95-29R | 5.2727 | 2.1227 | 0 | 0
CB 1447 | 1447 | Tier-1 | 0 | 0 | 0 | CB 1235 | 1235 | Tier-2 | CB 1447 | 0 | 0.66875 | 0 | 0
95-34 | 95 | Tier-1 | 0.81742 | 0 | 0.81742 | CB 1242 | 1242 | Tier-2 | 95-34 | 0.81742 | 3.7352 | 0 | 0
95-35F | 95 | Tier-1 | 1.3756 | 0 | 1.3756 | CB 1257 | 1257 | Tier-2 | 95-35F | 1.3756 | 0.11875 | 0 | 0
95-36F | 95 | Tier-1 | 2.2443 | 0 | 2.2443 | CB 126 | 126 | Tier-1 | 95-36F | 2.2443 | 0.3214 | 0 | 0
CB 1448 | 1448 | Tier-1 | 0.55455 | 0 | 0.55455 | CB 1260 | 1260 | Tier-2 | CB 1448 | 0.55455 | 0.57576 | 0 | 0
950-272 | 950 | Tier-1 | 0 | 0 | 0 | CB 1287 | 1287 | Tier-1 | 950-272 | 0 | 0.8233 | 0 | 0
950-273AE | 950 | Tier-1 | 0 | 0 | 0 | CB 1288 | 1288 | Tier-1 | 950-273AE | 0 | 0.67102 | 0 | 0
950-274AE | 950 | Tier-1 | 0 | 0 | 0 | CB 131 | 131 | Tier-1 | 950-274AE | 0 | 3.4559 | 0 | 0
CB 1450 | 1450 | Tier-1 | 0 | 0 | 0 | CB 135 | 135 | Tier-1 | CB 1450 | 0 | 0.26989 | 0 | 0
951-390F | 951 | Tier-1 | 0 | 0 | 0 | CB 1408 | 1408 | Tier-1 | 951-390F | 0 | 1.829 | 0 | 0
CB 1458 | 1458 | Tier-2 | 0 | 0 | 0 | CB 1415 | 1415 | Tier-2 | CB 1458 | 0 | 1.2422 | 0 | 0
CB 1480 | 1480 | Tier-1 | 0 | 0 | 0 | CB 142 | 142 | Tier-1 | CB 1480 | 0 | 0.3678 | 0 | 0
951-393F | 951 | Tier-1 | 0 | 0 | 0 | CB 1437 | 1437 | Tier-1 | 951-393F | 0 | 2.8129 | 0 | 0
CB 1481 | 1481 | Tier-1 | 0 | 0 | 0 | CB 1438 | 1438 | Tier-1 | CB 1481 | 0 | 2.1182 | 0 | 0
CB 149 | 149 | Tier-1 | 0.88352 | 0 | 0.88352 | CB 1440 | 1440 | Tier-1 | CB 149 | 0.88352 | 0.27708 | 0 | 0
CB 150 | 150 | Tier-1 | 0 | 0 | 0 | CB 1442 | 1442 | Tier-1 | CB 150 | 0 | 0.6358 | 0 | 0
CB 152 | 152 | Tier-1 | 0 | 0 | 0 | CB 1443 | 1443 | Tier-1 | CB 152 | 0 | 0.18352 | 0 | 0
CB 157 | 157 | Tier-3 | 0.027841 | 0 | 0.027841 | CB 1444 | 1444 | Tier-1 | CB 157 | 0.027841 | 0.036364 | 0 | 0
952-1439F | 952 | Tier-2 | 0 | 0 | 0 | CB 1447 | 1447 | Tier-1 | 952-1439F | 0 | 2.4485 | 0 | 0
952-1440F | 952 | Tier-2 | 0 | 0 | 0 | CB 145 | 145 | Tier-1 | 952-1440F | 0 | 3.8708 | 0 | 0
CB 165 | 165 | Tier-1 | 0 | 0 | 0 | CB 1458 | 1458 | Tier-2 | CB 165 | 0 | 0.25322 | 0 | 0
952-777 | 952 | Tier-2 | 0 | 0 | 0 | CB 1480 | 1480 | Tier-1 | 952-777 | 0 | 3.4896 | 0 | 0
CB 167 | 167 | Tier-1 | 0 | 0 | 0 | CB 157 | 157 | Tier-3 | CB 167 | 0 | 0.71402 | 0 | 0
952-927F | 952 | Tier-2 | 0 | 0 | 0 | CB 162 | 162 | Tier-1 | 952-927F | 0 | 8.4004 | 0 | 0
952-928F | 952 | Tier-1 | 0 | 0 | 0 | CB 169 | 169 | Tier-1 | 952-928F | 0 | 1.0788 | 0 | 0
952-929F | 952 | Tier-1 | 0 | 0 | 0 | CB 171 | 171 | Tier-1 | 952-929F | 0 | 1.8545 | 0 | 0
CB 170 | 170 | Tier-1 | 0 | 0 | 0 | CB 172 | 172 | Tier-1 | CB 170 | 0 | 0.049053 | 0 | 0
952-939F | 952 | Tier-2 | 0 | 0 | 0 | CB 173 | 173 | Tier-1 | 952-939F | 0 | 6.4028 | 0 | 0
952-941F | 952 | Tier-2 | 0 | 0 | 0 | CB 175 | 175 | Tier-2 | 952-941F | 0 | 3.0161 | 0 | 0
CB 171 | 171 | Tier-1 | 2.7379 | 0 | 2.7379 | CB 178 | 178 | Tier-1 | CB 171 | 2.7379 | 4.8114 | 0 | 0
953-209F | 953 | Tier-1 | 0 | 0 | 0 | CB 179 | 179 | Tier-1 | 953-209F | 0 | 2.9598 | 0 | 0
953-218F | 953 | Tier-1 | 0 | 0 | 0 | CB 182 | 182 | Tier-1 | 953-218F | 0 | 3.957 | 0 | 0
CB 173 | 173 | Tier-1 | 0 | 0 | 0 | CB 191 | 191 | Tier-1 | CB 173 | 0 | 0.035606 | 0 | 0
953-526F | 953 | Tier-1 | 0 | 0 | 0 | CB 199 | 199 | Tier-1 | 953-526F | 0 | 3.1903 | 0 | 0
CB 176 | 176 | Tier-1 | 0.035606 | 0 | 0.035606 | CB 202 | 202 | Tier-2 | CB 176 | 0.035606 | 1.0888 | 0 | 0
CB 177 | 177 | Tier-1 | 0 | 0 | 0 | CB 214 | 214 | Tier-3 | CB 177 | 0 | 0.23428 | 0 | 0
CB 178 | 178 | Tier-1 | 3.418 | 0.012311 | 3.4303 | CB 220 | 220 | Tier-3 | CB 178 | 3.418 | 0.60833 | 0 | 0.012311
CB 190 | 190 | Tier-1 | 1.1379 | 0 | 1.1379 | CB 231 | 231 | Tier-2 | CB 190 | 1.1379 | 0.3875 | 0 | 0
CB 210 | 210 | Tier-2 | 0.053788 | 0 | 0.053788 | CB 233 | 233 | Tier-2 | CB 210 | 0.053788 | 0 | 0 | 0
954-102F | 954 | Tier-2 | 0 | 0 | 0 | CB 235 | 235 | Tier-2 | 954-102F | 0 | 0.29508 | 0 | 0
CB 211 | 211 | Tier-2 | 0.010606 | 0 | 0.010606 | CB 239 | 239 | Tier-3 | CB 211 | 0.010606 | 0 | 0 | 0
954-204 | 954 | Tier-2 | 0 | 0 | 0 | CB 240 | 240 | Tier-2 | 954-204 | 0 | 0.088068 | 0 | 0
CB 212 | 212 | Tier-2 | 0.23902 | 0 | 0.23902 | CB 254 | 254 | Tier-1 | CB 212 | 0.23902 | 0 | 0 | 0
CB 214 | 214 | Tier-3 | 0.040909 | 0 | 0.040909 | CB 256 | 256 | Tier-1 | CB 214 | 0.040909 | 0 | 0 | 0
CB 215 | 215 | Tier-3 | 0.14848 | 0 | 0.14848 | CB 258 | 258 | Tier-1 | CB 215 | 0.14848 | 0 | 0 | 0
954-423F | 954 | Tier-2 | 0 | 0 | 0 | CB 268 | 268 | Tier-1 | 954-423F | 0 | 0.14129 | 0 | 0
CB 216 | 216 | Tier-3 | 0 | 0 | 0 | CB 269 | 269 | Tier-1 | CB 216 | 0 | 0.095833 | 0 | 0
CB 217 | 217 | Tier-3 | 0.034091 | 0 | 0.034091 | CB 276 | 276 | Tier-1 | CB 217 | 0.034091 | 0 | 0 | 0
CB 220 | 220 | Tier-3 | 0.011932 | 0 | 0.011932 | CB 278 | 278 | Tier-1 | CB 220 | 0.011932 | 0 | 0 | 0
CB 221 | 221 | Tier-3 | 0 | 0 | 0 | CB 282 | 282 | Tier-2 | CB 221 | 0 | 0.04678 | 0 | 0
955-13 | 955 | Tier-1 | 0 | 0 | 0 | CB 283 | 283 | Tier-3 | 955-13 | 0 | 0.13182 | 0 | 0
CB 222 | 222 | Tier-3 | 0 | 0 | 0 | CB 291 | 291 | Tier-2 | CB 222 | 0 | 0.052652 | 0 | 0
CB 223 | 223 | Tier-1 | 0 | 0 | 0 | CB 293 | 293 | Tier-2 | CB 223 | 0 | 1.1303 | 0 | 0
956-394F | 956 | Tier-1 | 0 | 0 | 0 | CB 295 | 295 | Tier-1 | 956-394F | 0 | 0.43068 | 0 | 0
CB 226 | 226 | Tier-1 | 0 | 0 | 0 | CB 299 | 299 | Tier-1 | CB 226 | 0 | 0.81856 | 0 | 0
956-396F | 956 | Tier-1 | 0 | 0 | 0 | CB 303 | 303 | Tier-1 | 956-396F | 0 | 0.60511 | 0 | 0
CB 230 | 230 | Tier-2 | 0.62576 | 0 | 0.62576 | CB 304 | 304 | Tier-1 | CB 230 | 0.62576 | 0.09053 | 0 | 0
CB 235 | 235 | Tier-2 | 0.15928 | 0 | 0.15928 | CB 309 | 309 | Tier-2 | CB 235 | 0.15928 | 0.086174 | 0 | 0
956-402 | 956 | Tier-1 | 0 | 0 | 0 | CB 311 | 311 | Tier-1 | 956-402 | 0 | 0.45928 | 0 | 0
957-178 | 957 | Tier-1 | 0 | 0 | 0 | CB 312 | 312 | Tier-1 | 957-178 | 0 | 0.79015 | 0 | 0
CB 237 | 237 | Tier-2 | 0.61629 | 0 | 0.61629 | CB 320 | 320 | Tier-1 | CB 237 | 0.61629 | 0 | 0 | 0
957-190 | 957 | Tier-1 | 0 | 0 | 0 | CB 322 | 322 | Tier-1 | 957-190 | 0 | 2.5297 | 0 | 0
CB 239 | 239 | Tier-3 | 0.039773 | 0 | 0.039773 | CB 338 | 338 | Tier-1 | CB 239 | 0.039773 | 0.066288 | 0 | 0
CB 248 | 248 | Tier-2 | 4.4809 | 0 | 4.4809 | CB 339 | 339 | Tier-1 | CB 248 | 4.4809 | 0.85833 | 0 | 0
957-493 | 957 | Tier-1 | 0.38655 | 0 | 0.38655 | CB 348 | 348 | Tier-1 | 957-493 | 0.38655 | 0.55928 | 0 | 0
CB 250 | 250 | Tier-1 | 0 | 0 | 0 | CB 350 | 350 | Tier-2 | CB 250 | 0 | 1.3629 | 0 | 0
CB 252 | 252 | Tier-1 | 0 | 0 | 0 | CB 352 | 352 | Tier-2 | CB 252 | 0 | 0.05322 | 0 | 0
CB 258 | 258 | Tier-1 | 0.065341 | 0 | 0.065341 | CB 357 | 357 | Tier-3 | CB 258 | 0.065341 | 0.071591 | 0 | 0
CB 263 | 263 | Tier-1 | 1.1358 | 0 | 1.1358 | CB 36 | 36 | Tier-1 | CB 263 | 1.1358 | 0.51288 | 0 | 0
CB 264 | 264 | Tier-1 | 0 | 0 | 0 | CB 361 | 361 | Tier-1 | CB 264 | 0 | 0.76648 | 0 | 0
958-23F | 958 | Tier-2 | 0 | 0 | 0 | CB 362 | 362 | Tier-1 | 958-23F | 0 | 0.89432 | 0 | 0
CB 265 | 265 | Tier-1 | 0 | 0 | 0 | CB 363 | 363 | Tier-1 | CB 265 | 0 | 0.45909 | 0 | 0
CB 267 | 267 | Tier-1 | 0 | 0 | 0 | CB 365 | 365 | Tier-1 | CB 267 | 0 | 0.38693 | 0 | 0
CB 272 | 272 | Tier-1 | 0 | 0 | 0 | CB 375 | 375 | Tier-1 | CB 272 | 0 | 1.1877 | 0 | 0
959-9F | 959 | Tier-2 | 0 | 0 | 0 | CB 380 | 380 | Tier-1 | 959-9F | 0 | 2.7515 | 0 | 0
CB 276 | 276 | Tier-1 | 1.2919 | 0 | 1.2919 | CB 383 | 383 | Tier-1 | CB 276 | 1.2919 | 0.27557 | 0 | 0
CB 277 | 277 | Tier-1 | 0.46136 | 0 | 0.46136 | CB 384 | 384 | Tier-1 | CB 277 | 0.46136 | 0.14148 | 0 | 0
96-1041F | 96 | Tier-1 | 0.064962 | 0 | 0.064962 | CB 385 | 385 | Tier-1 | 96-1041F | 0.064962 | 0.055492 | 0 | 0
96-1042F | 96 | Tier-1 | 0 | 0 | 0 | CB 386 | 386 | Tier-2 | 96-1042F | 0 | 1.5104 | 0 | 0
CB 278 | 278 | Tier-1 | 0 | 0 | 0 | CB 387 | 387 | Tier-1 | CB 278 | 0 | 0.10644 | 0 | 0
96-47R | 96 | Tier-2 | 5.6227 | 0 | 5.6227 | CB 40 | 40 | Tier-1 | 96-47R | 5.6227 | 17.1847 | 0 | 0
960-11F | 960 | Tier-2 | 0 | 0 | 0 | CB 402 | 402 | Tier-1 | 960-11F | 0 | 16.0032 | 0 | 0
CB 283 | 283 | Tier-3 | 0.0060606 | 0 | 0.0060606 | CB 407 | 407 | Tier-1 | CB 283 | 0.0060606 | 0.054167 | 0 | 0
960-13 | 960 | Tier-2 | 0 | 0 | 0 | CB 409 | 409 | Tier-1 | 960-13 | 0 | 6.639 | 0 | 0
960-35R | 960 | Tier-2 | 0 | 0 | 0 | CB 410 | 410 | Tier-1 | 960-35R | 0 | 2.7655 | 0 | 0
CB 294 | 294 | Tier-2 | 0 | 0 | 0 | CB 412 | 412 | Tier-1 | CB 294 | 0 | 1.4193 | 0 | 0
CB 295 | 295 | Tier-1 | 0.36989 | 0 | 0.36989 | CB 418 | 418 | Tier-1 | CB 295 | 0.36989 | 2.6612 | 0 | 0
CB 300 | 300 | Tier-2 | 0 | 0 | 0 | CB 423 | 423 | Tier-1 | CB 300 | 0 | 0.051136 | 0 | 0
CB 306 | 306 | Tier-1 | 1.0631 | 0.22083 | 1.2839 | CB 425 | 425 | Tier-1 | CB 306 | 1.0631 | 2.621 | 0.14489 | 0.22083
961-70F | 961 | Tier-1 | 0 | 0 | 0 | CB 431 | 431 | Tier-1 | 961-70F | 0 | 1.1269 | 0 | 0
CB 311 | 311 | Tier-1 | 0 | 0 | 0 | CB 432 | 432 | Tier-1 | CB 311 | 0 | 1.8062 | 0 | 0
CB 320 | 320 | Tier-1 | 0.41383 | 0 | 0.41383 | CB 433 | 433 | Tier-1 | CB 320 | 0.41383 | 0.22462 | 0 | 0
CB 331 | 331 | Tier-2 | 2.8949 | 0 | 2.8949 | CB 436 | 436 | Tier-1 | CB 331 | 2.8949 | 0.74356 | 0 | 0
CB 341 | 341 | Tier-1 | 0 | 0 | 0 | CB 438 | 438 | Tier-1 | CB 341 | 0 | 0.066477 | 0 | 0
CB 342 | 342 | Tier-1 | 0 | 0 | 0 | CB 439 | 439 | Tier-1 | CB 342 | 0 | 0.39337 | 0 | 0
CB 343 | 343 | Tier-1 | 0 | 0 | 0 | CB 441 | 441 | Tier-3 | CB 343 | 0 | 1.8695 | 0 | 0
962-110F | 962 | Tier-2 | 0 | 0 | 0 | CB 444 | 444 | Tier-2 | 962-110F | 0 | 0.25777 | 0 | 0
962-111F | 962 | Tier-2 | 0 | 0 | 0 | CB 445 | 445 | Tier-2 | 962-111F | 0 | 0.18258 | 0 | 0
CB 348 | 348 | Tier-1 | 0 | 0 | 0 | CB 451 | 451 | Tier-1 | CB 348 | 0 | 0.015909 | 0 | 0
CB 350 | 350 | Tier-2 | 0.13314 | 0 | 0.13314 | CB 454 | 454 | Tier-1 | CB 350 | 0.13314 | 0 | 0 | 0
962-264F | 962 | Tier-2 | 0 | 0 | 0 | CB 456 | 456 | Tier-1 | 962-264F | 0 | 3.5481 | 0 | 0
CB 352 | 352 | Tier-2 | 0.125 | 0 | 0.125 | CB 460 | 460 | Tier-2 | CB 352 | 0.125 | 0 | 0 | 0
962-277 | 962 | Tier-2 | 0 | 0 | 0 | CB 464 | 464 | Tier-1 | 962-277 | 0 | 1.2665 | 0 | 0
CB 353 | 353 | Tier-2 | 0.043939 | 0 | 0.043939 | CB 473 | 473 | Tier-1 | CB 353 | 0.043939 | 0 | 0 | 0
CB 354 | 354 | Tier-2 | 0.057008 | 0 | 0.057008 | CB 480 | 480 | Tier-1 | CB 354 | 0.057008 | 0 | 0 | 0
CB 356 | 356 | Tier-2 | 0.016856 | 0 | 0.016856 | CB 482 | 482 | Tier-1 | CB 356 | 0.016856 | 0 | 0 | 0
CB 369 | 369 | Tier-1 | 0 | 0 | 0 | CB 501 | 501 | Tier-2 | CB 369 | 0 | 0.27064 | 0 | 0
CB 371 | 371 | Tier-1 | 0.63807 | 0 | 0.63807 | CB 506 | 506 | Tier-1 | CB 371 | 0.63807 | 0.43883 | 0 | 0
963-26 | 963 | Tier-1 | 0 | 0 | 0 | CB 508 | 508 | Tier-1 | 963-26 | 0 | 4.8178 | 0 | 0
963-28F | 963 | Tier-1 | 0 | 0 | 0 | CB 51 | 51 | Tier-1 | 963-28F | 0 | 0.10644 | 0 | 0
CB 38 | 38 | Tier-1 | 0 | 0 | 0 | CB 510 | 510 | Tier-1 | CB 38 | 0 | 1.3303 | 0 | 0
CB 381 | 381 | Tier-1 | 0.78239 | 0 | 0.78239 | CB 511 | 511 | Tier-1 | CB 381 | 0.78239 | 0.13371 | 0 | 0
CB 382 | 382 | Tier-1 | 0 | 0 | 0 | CB 514 | 514 | Tier-1 | CB 382 | 0 | 0.31364 | 0 | 0
CB 402 | 402 | Tier-1 | 0 | 0 | 0 | CB 515 | 515 | Tier-1 | CB 402 | 0 | 0.13125 | 0 | 0
CB 411 | 411 | Tier-1 | 0.039773 | 0 | 0.039773 | CB 52 | 52 | Tier-1 | CB 411 | 0.039773 | 0.24129 | 0 | 0
CB 427 | 427 | Tier-1 | 0 | 0 | 0 | CB 521 | 521 | Tier-2 | CB 427 | 0 | 0.92102 | 0 | 0
967-80F | 967 | Tier-1 | 0 | 0 | 0 | CB 53 | 53 | Tier-1 | 967-80F | 0 | 0.28428 | 0 | 0
967-81 | 967 | Tier-1 | 0 | 0 | 0 | CB 531 | 531 | Tier-1 | 967-81 | 0 | 2.2816 | 0 | 0
CB 428 | 428 | Tier-1 | 0 | 0 | 0 | CB 533 | 533 | Tier-2 | CB 428 | 0 | 0.22159 | 0 | 0
CB 430 | 430 | Tier-1 | 0.045833 | 0 | 0.045833 | CB 536 | 536 | Tier-2 | CB 430 | 0.045833 | 0.17386 | 0 | 0
968-128AE | 968 | Tier-1 | 0 | 0 | 0 | CB 539 | 539 | Tier-2 | 968-128AE | 0 | 1.8723 | 0 | 0
968-133 | 968 | Tier-2 | 0 | 0 | 0 | CB 54 | 54 | Tier-1 | 968-133 | 0 | 1.347 | 0 | 0
968-134 | 968 | Tier-1 | 0 | 0 | 0 | CB 542 | 542 | Tier-2 | 968-134 | 0 | 0.51136 | 0 | 0
CB 431 | 431 | Tier-1 | 0 | 0 | 0 | CB 549 | 549 | Tier-1 | CB 431 | 0 | 0.28447 | 0 | 0
968-159AE | 968 | Tier-2 | 0 | 0 | 0 | CB 551 | 551 | Tier-1 | 968-159AE | 0 | 2.5258 | 0 | 0
CB 432 | 432 | Tier-1 | 0 | 0 | 0 | CB 560 | 560 | Tier-1 | CB 432 | 0 | 0.54508 | 0 | 0
CB 435 | 435 | Tier-1 | 0 | 0 | 0 | CB 566 | 566 | Tier-1 | CB 435 | 0 | 0.63731 | 0 | 0
968-466F | 968 | Tier-1 | 0 | 0 | 0 | CB 570 | 570 | Tier-1 | 968-466F | 0 | 1.3337 | 0 | 0
968-467F | 968 | Tier-2 | 0 | 0 | 0 | CB 578 | 578 | Tier-1 | 968-467F | 0 | 0.79375 | 0 | 0
CB 437 | 437 | Tier-1 | 0 | 0 | 0 | CB 581 | 581 | Tier-1 | CB 437 | 0 | 0.20852 | 0 | 0
968-476F | 968 | Tier-2 | 2.4922 | 0 | 2.4922 | CB 583 | 583 | Tier-1 | 968-476F | 2.4922 | 1.0456 | 0 | 0
968-477F | 968 | Tier-2 | 0 | 0 | 0 | CB 587 | 587 | Tier-1 | 968-477F | 0 | 0.27898 | 0 | 0
968-478F | 968 | Tier-2 | 0 | 0 | 0 | CB 588 | 588 | Tier-1 | 968-478F | 0 | 1.7847 | 0 | 0
CB 442 | 442 | Tier-3 | 0 | 0 | 0 | CB 591 | 591 | Tier-1 | CB 442 | 0 | 0.063447 | 0 | 0
CB 443 | 443 | Tier-2 | 1.7657 | 0 | 1.7657 | CB 598 | 598 | Tier-1 | CB 443 | 1.7657 | 1.853 | 0 | 0
968-501F | 968 | Tier-2 | 0 | 0 | 0 | CB 599 | 599 | Tier-2 | 968-501F | 0 | 0.41761 | 0 | 0
969-221AE | 969 | Tier-1 | 0 | 0 | 0 | CB 61 | 61 | Tier-1 | 969-221AE | 0 | 0.41932 | 0 | 0
969-222 | 969 | Tier-1 | 0 | 0 | 0 | CB 68 | 68 | Tier-1 | 969-222 | 0 | 0.065152 | 0 | 0
969-223 | 969 | Tier-1 | 0 | 0 | 0 | CB 707 | 707 | Tier-1 | 969-223 | 0 | 0.29451 | 0 | 0
969-224 | 969 | Tier-1 | 0 | 0 | 0 | CB 71 | 71 | Tier-1 | 969-224 | 0 | 0.22367 | 0 | 0
CB 444 | 444 | Tier-2 | 0.41761 | 0.013826 | 0.43144 | CB 710 | 710 | Tier-1 | CB 444 | 0.41761 | 0.06875 | 0.010227 | 0.013826
CB 445 | 445 | Tier-2 | 0 | 0 | 0 | CB 713 | 713 | Tier-1 | CB 445 | 0 | 0.036553 | 0 | 0
CB 448 | 448 | Tier-3 | 0 | 0 | 0 | CB 729 | 729 | Tier-2 | CB 448 | 0 | 0.027273 | 0 | 0
970-1341R | 970 | Tier-3 | 4.1362 | 0 | 4.1362 | CB 737 | 737 | Tier-1 | 970-1341R | 4.1362 | 1.6523 | 0 | 0
970-18AE | 970 | Tier-3 | 0 | 0 | 0 | CB 738 | 738 | Tier-1 | 970-18AE | 0 | 11.293 | 0 | 0
CB 449 | 449 | Tier-3 | 0.054356 | 0 | 0.054356 | CB 742 | 742 | Tier-1 | CB 449 | 0.054356 | 0 | 0 | 0
970-4AE | 970 | Tier-3 | 0 | 0 | 0 | CB 751 | 751 | Tier-2 | 970-4AE | 0 | 9.2972 | 0 | 0
971-1973R | 971 | Tier-3 | 9.0023 | 1.9498 | 10.9521 | CB 752 | 752 | Tier-2 | 971-1973R | 9.0023 | 0.26913 | 0.29867 | 1.9498
971-2050R | 971 | Tier-3 | 18.1945 | 2.5068 | 20.7013 | CB 754 | 754 | Tier-2 | 971-2050R | 18.1945 | 3.6949 | 1.0468 | 2.5068
971-29R | 971 | Tier-3 | 3.3472 | 0.45341 | 3.8006 | CB 761 | 761 | Tier-1 | 971-29R | 3.3472 | 3.4331 | 0.22727 | 0.45341
CB 46 | 46 | Tier-1 | 0 | 0 | 0 | CB 762 | 762 | Tier-1 | CB 46 | 0 | 0.13617 | 0 | 0
CB 460 | 460 | Tier-2 | 0.95644 | 0 | 0.95644 | CB 764 | 764 | Tier-1 | CB 460 | 0.95644 | 0.85114 | 0 | 0
971-383R | 971 | Tier-3 | 7.3409 | 2.4019 | 9.7428 | CB 765 | 765 | Tier-1 | 971-383R | 7.3409 | 7.6581 | 1.5525 | 2.4019
971-388R | 971 | Tier-3 | 16.6265 | 1.2746 | 17.9011 | CB 771 | 771 | Tier-1 | 971-388R | 16.6265 | 0.53561 | 0.23068 | 1.2746
CB 464 | 464 | Tier-1 | 0 | 0 | 0 | CB 779 | 779 | Tier-1 | CB 464 | 0 | 1.0684 | 0 | 0
972-1566F | 972 | Tier-2 | 0 | 0 | 0 | CB 780 | 780 | Tier-1 | 972-1566F | 0 | 0.17633 | 0 | 0
CB 48 | 48 | Tier-1 | 1.1051 | 0 | 1.1051 | CB 781 | 781 | Tier-1 | CB 48 | 1.1051 | 0 | 0 | 0
CB 486 | 486 | Tier-1 | 0.12424 | 0 | 0.12424 | CB 785 | 785 | Tier-1 | CB 486 | 0.12424 | 0.33977 | 0 | 0
972-1582R | 972 | Tier-3 | 10.4437 | 0.70852 | 11.1523 | CB 792 | 792 | Tier-1 | 972-1582R | 10.4437 | 6.139 | 1.2174 | 0.70852
CB 496 | 496 | Tier-1 | 0.091288 | 0 | 0.091288 | CB 793 | 793 | Tier-1 | CB 496 | 0.091288 | 0.71496 | 0 | 0
972-1586F | 972 | Tier-2 | 0 | 0 | 0 | CB 795 | 795 | Tier-1 | 972-1586F | 0 | 3.2165 | 2.5462 | 0
CB 507 | 507 | Tier-1 | 0 | 0 | 0 | CB 797 | 797 | Tier-1 | CB 507 | 0 | 0.10947 | 0 | 0
CB 52 | 52 | Tier-1 | 0.21023 | 0 | 0.21023 | CB 81 | 81 | Tier-1 | CB 52 | 0.21023 | 1.1398 | 0 | 0
972-1589F | 972 | Tier-2 | 0 | 0 | 0 | CB 83 | 83 | Tier-1 | 972-1589F | 0 | 2.5466 | 1.1744 | 0
972-1590F | 972 | Tier-3 | 15.615 | 5.0636 | 20.6786 | CB 832 | 832 | Tier-1 | 972-1590F | 15.615 | 1.8814 | 0.54678 | 5.0636
CB 520 | 520 | Tier-2 | 0.0058712 | 0 | 0.0058712 | CB 835 | 835 | Tier-2 | CB 520 | 0.0058712 | 0.046591 | 0 | 0
972-1640 | 972 | Tier-2 | 0 | 0 | 0 | CB 836 | 836 | Tier-1 | 972-1640 | 0 | 0.56193 | 0.17822 | 0
972-1641 | 972 | Tier-2 | 0 | 0 | 0 | CB 84 | 84 | Tier-1 | 972-1641 | 0 | 1.7246 | 0.77462 | 0
CB 521 | 521 | Tier-2 | 0.21572 | 0.2589 | 0.47462 | CB 840 | 840 | Tier-2 | CB 521 | 0.21572 | 0.59697 | 0.26023 | 0.2589
CB 534 | 534 | Tier-2 | 0.59621 | 0 | 0.59621 | CB 847 | 847 | Tier-1 | CB 534 | 0.59621 | 1.0299 | 0 | 0
972-1644 | 972 | Tier-2 | 0 | 0 | 0 | CB 859 | 859 | Tier-1 | 972-1644 | 0 | 1.1434 | 0.14564 | 0
972-32R | 972 | Tier-2 | 11.5867 | 4.1225 | 15.7093 | CB 89 | 89 | Tier-1 | 972-32R | 11.5867 | 3.4066 | 0.62727 | 4.1225
972-942R | 972 | Tier-3 | 7.0945 | 0.74432 | 7.8388 | CB 910 | 910 | Tier-2 | 972-942R | 7.0945 | 0.55436 | 0.44223 | 0.74432
973-1226R | 973 | Tier-3 | 7.4847 | 0.99848 | 8.4831 | CB 912 | 912 | Tier-2 | 973-1226R | 7.4847 | 6.828 | 0.8358 | 0.99848
973-1245R | 973 | Tier-3 | 3.2869 | 0.056629 | 3.3436 | CB 915 | 915 | Tier-2 | 973-1245R | 3.2869 | 4.3991 | 0.19299 | 0.056629
973-530AE | 973 | Tier-3 | 0.03428 | 0 | 0.03428 | CB 916 | 916 | Tier-2 | 973-530AE | 0.03428 | 10.3375 | 6.6275 | 0
CB 537 | 537 | Tier-2 | 0 | 0 | 0 | CB 92 | 92 | Tier-1 | CB 537 | 0 | 0.62064 | 0 | 0
973-533AE | 973 | Tier-3 | 0 | 0 | 0 | CB 920 | 920 | Tier-1 | 973-533AE | 0 | 2.7769 | 0.12689 | 0
973-534AE | 973 | Tier-3 | 0 | 0 | 0 | CB 925 | 925 | Tier-1 | 973-534AE | 0 | 3.8508 | 2.179 | 0
CB 540 | 540 | Tier-2 | 0.93788 | 0 | 0.93788 | CB 926 | 926 | Tier-2 | CB 540 | 0.93788 | 0.75606 | 0 | 0
974-16 | 974 | Tier-3 | 0 | 0 | 0 | CB 93 | 93 | Tier-1 | 974-16 | 0 | 0.063447 | 0 | 0
CB 55 | 55 | Tier-1 | 0 | 0 | 0 | CB 932 | 932 | Tier-2 | CB 55 | 0 | 0.32178 | 0 | 0
974-18 | 974 | Tier-3 | 0 | 0 | 0 | CB 935 | 935 | Tier-1 | 974-18 | 0 | 0.20152 | 0 | 0
974-23R | 974 | Tier-3 | 13.8097 | 2.3725 | 16.1822 | CB 942 | 942 | Tier-1 | 974-23R | 13.8097 | 8.6725 | 1.914 | 2.3725
974-715R | 974 | Tier-3 | 8.4794 | 0.23939 | 8.7188 | CB 945 | 945 | Tier-1 | 974-715R | 8.4794 | 1.3455 | 0.074811 | 0.23939
975-22R | 975 | Tier-3 | 1.6544 | 0 | 1.6544 | CB 948 | 948 | Tier-1 | 975-22R | 1.6544 | 21.2085 | 0 | 0
975-7 | 975 | Tier-3 | 0 | 0 | 0 | CB 949 | 949 | Tier-1 | 975-7 | 0 | 7.8869 | 0 | 0
980-348 | 980 | Tier-2 | 0 | 0 | 0 | CB 952 | 952 | Tier-1 | 980-348 | 0 | 2.3517 | 0 | 0
CB 555 | 555 | Tier-1 | 0 | 0 | 0 | CB 953 | 953 | Tier-1 | CB 555 | 0 | 0.14034 | 0 | 0
980-878F | 980 | Tier-2 | 0 | 0 | 0 | CB 959 | 959 | Tier-2 | 980-878F | 0 | 1.7837 | 0 | 0
CB 559 | 559 | Tier-1 | 0 | 0 | 0 | CB 966 | 966 | Tier-1 | CB 559 | 0 | 0.5464 | 0 | 0
980-880F | 980 | Tier-2 | 0 | 0 | 0 | CB 972 | 972 | Tier-2 | 980-880F | 0 | 2.615 | 0 | 0
980-881F | 980 | Tier-1 | 0 | 0 | 0 | CB 973 | 973 | Tier-2 | 980-881F | 0 | 0.80739 | 0 | 0
981-1184 | 981 | Tier-1 | 0 | 0 | 0 | CB 974 | 974 | Tier-2 | 981-1184 | 0 | 2.6229 | 0 | 0
CB 560 | 560 | Tier-1 | 0.30152 | 0 | 0.30152 | CB 983 | 983 | Tier-2 | CB 560 | 0.30152 | 0.88523 | 0 | 0
981-24F | 981 | Tier-1 | 0 | 0 | 0 | CB 984 | 984 | Tier-2 | 981-24F | 0 | 2.7987 | 0 | 0
CB 565 | 565 | Tier-1 | 0 | 0 | 0 | CB 985 | 985 | Tier-2 | CB 565 | 0 | 1.5492 | 0 | 0
981-28F | 981 | Tier-1 | 0 | 0 | 0 | CB 987 | 987 | Tier-2 | 981-28F | 0 | 9.8235 | 0 | 0
CB 571 | 571 | Tier-1 | 0 | 0 | 0 | CB 991 | 991 | Tier-2 | CB 571 | 0 | 0.051136 | 0 | 0
982-909AE | 982 | Tier-2 | 0 | 0 | 0 | CB 993 | 993 | Tier-2 | 982-909AE | 0 | 7.3275 | 0 | 0
982-912 | 982 | Tier-2 | 0 | 0 | 0 | CB AD1 | AD1 | Tier-1 | 982-912 | 0 | 4.311 | 0 | 0
983-28 | 983 | Tier-2 | 0 | 0 | 0 | CB AD3 | AD3 | Tier-1 | 983-28 | 0 | 18.758 | 0 | 0
CB 575 | 575 | Tier-2 | 0 | 0 | 0 | CB AG1 | AG1 | Tier-1 | CB 575 | 0 | 0.75208 | 0 | 0
CB 58 | 58 | Tier-1 | 0 | 0 | 0 | CB AZ1 | AZ1 | Tier-1 | CB 58 | 0 | 0.034848 | 0 | 0
985-37F | 985 | Tier-2 | 0 | 0 | 0 | CB BA3 | BA3 | Tier-1 | 985-37F | 0 | 9.4068 | 0 | 0
985-38F | 985 | Tier-1 | 0 | 0 | 0 | CB BN1 | BN1 | Tier-1 | 985-38F | 0 | 6.1828 | 0 | 0
CB 584 | 584 | Tier-1 | 0 | 0 | 0 | CB BT1 | BT1 | Tier-1 | CB 584 | 0 | 3.2222 | 0 | 0
985-46F | 985 | Tier-1 | 0 | 0 | 0 | CB BW1 | BW1 | Tier-1 | 985-46F | 0 | 2.5318 | 0 | 0
985-47F | 985 | Tier-1 | 0 | 0 | 0 | CB BY3 | BY3 | Tier-1 | 985-47F | 0 | 1.1288 | 0 | 0
986-197F | 986 | Tier-2 | 0 | 0 | 0 | CB C17 | C17 | Tier-1 | 986-197F | 0 | 4.811 | 0 | 0
986-198F | 986 | Tier-2 | 0 | 0 | 0 | CB CE3 | CE3 | Tier-1 | 986-198F | 0 | 6.7767 | 0 | 0
CB 586 | 586 | Tier-1 | 0 | 0 | 0 | CB CS1 | CS1 | Tier-1 | CB 586 | 0 | 1.7116 | 0 | 0
986-402F | 986 | Tier-2 | 0 | 0 | 0 | CB CS3 | CS3 | Tier-1 | 986-402F | 0 | 4.0674 | 0 | 0
CB 59 | 59 | Tier-1 | 0.80076 | 0 | 0.80076 | CB EN1 | EN1 | Tier-1 | CB 59 | 0.80076 | 0.64621 | 0.010795 | 0
988-35 | 988 | Tier-2 | 0 | 0 | 0 | CB FB2 | FB2 | Tier-2 | 988-35 | 0 | 0.76098 | 0 | 0
988-37 | 988 | Tier-2 | 0 | 0 | 0 | CB FL1 | FL1 | Tier-1 | 988-37 | 0 | 7.2593 | 0 | 0
989-1AE | 989 | Tier-1 | 0 | 0 | 0 | CB GM2 | GM2 | Tier-1 | 989-1AE | 0 | 5.7277 | 0 | 0
CB 594 | 594 | Tier-2 | 0 | 0 | 0 | CB HL3 | HL3 | Tier-1 | CB 594 | 0 | 2.2871 | 0 | 0
99-182 | 99 | Tier-1 | 0 | 0 | 0 | CB HP1 | HP1 | Tier-1 | 99-182 | 0 | 0.016288 | 0 | 0
CB 67 | 67 | Tier-3 | 0.043939 | 0 | 0.043939 | CB HW1 | HW1 | Tier-1 | CB 67 | 0.043939 | 0 | 0 | 0
CB 702 | 702 | Tier-1 | 1.5752 | 0 | 1.5752 | CB JE1 | JE1 | Tier-1 | CB 702 | 1.5752 | 0.077462 | 0 | 0
990-10 | 990 | Tier-1 | 0 | 0 | 0 | CB MA1 | MA1 | Tier-1 | 990-10 | 0 | 8.4411 | 0 | 0
CB 712 | 712 | Tier-1 | 0.30758 | 0 | 0.30758 | CB MAG1 | MAG1 | Tier-1 | CB 712 | 0.30758 | 0.57443 | 0 | 0
990-713 | 990 | Tier-2 | 0.065909 | 0 | 0.065909 | CB MF1 | MF1 | Tier-1 | 990-713 | 0.065909 | 6.7093 | 0 | 0
CB 713 | 713 | Tier-1 | 0 | 0 | 0 | CB MO1 | MO1 | Tier-1 | CB 713 | 0 | 0.80587 | 0 | 0
990-716 | 990 | Tier-2 | 0 | 0 | 0 | CB MT3 | MT3 | Tier-1 | 990-716 | 0 | 15.8097 | 0 | 0
991-1 | 991 | Tier-2 | 1.2636 | 0 | 1.2636 | CB NC4 | NC4 | Tier-1 | 991-1 | 1.2636 | 6.7294 | 0 | 0
991-1206R | 991 | Tier-2 | 9.0301 | 0 | 9.0301 | CB NO1 | NO1 | Tier-1 | 991-1206R | 9.0301 | 0.26894 | 0 | 0
CB 724 | 724 | Tier-1 | 0.091667 | 0 | 0.091667 | CB NVS1 | NVS1 | Tier-2 | CB 724 | 0.091667 | 1.6913 | 0 | 0
CB 726 | 726 | Tier-1 | 0 | 0 | 0 | CB PB1 | PB1 | Tier-1 | CB 726 | 0 | 1.6443 | 0 | 0
991-380 | 991 | Tier-2 | 0 | 0 | 0 | CB PE1 | PE1 | Tier-3 | 991-380 | 0 | 1.4246 | 0 | 0
991-383 | 991 | Tier-2 | 0 | 0 | 0 | CB PK2 | PK2 | Tier-1 | 991-383 | 0 | 5.6309 | 0 | 0
CB 73 | 73 | Tier-3 | 0 | 0 | 0 | CB PK5 | PK5 | Tier-1 | CB 73 | 0 | 0.04697 | 0 | 0
991-385 | 991 | Tier-2 | 0 | 0 | 0 | CB PK6 | PK6 | Tier-1 | 991-385 | 0 | 0.51761 | 0 | 0
991-4AE | 991 | Tier-2 | 0 | 0 | 0 | CB PL2 | PL2 | Tier-1 | 991-4AE | 0 | 3.3765 | 0 | 0
CB 739 | 739 | Tier-1 | 0 | 0 | 0 | CB PLZ1 | PLZ1 | Tier-1 | CB 739 | 0 | 1.0104 | 0 | 0
992-10AE | 992 | Tier-2 | 0 | 0 | 0 | CB PY1 | PY1 | Tier-3 | 992-10AE | 0 | 9.1458 | 0 | 0
CB 745 | 745 | Tier-1 | 0.81894 | 0 | 0.81894 | CB QN1 | QN1 | Tier-1 | CB 745 | 0.81894 | 0.25947 | 0 | 0
CB 747 | 747 | Tier-1 | 0 | 0 | 0 | CB RB1 | RB1 | Tier-3 | CB 747 | 0 | 0.85455 | 0 | 0
992-574F | 992 | Tier-1 | 0 | 0 | 0 | CB RD4 | RD4 | Tier-1 | 992-574F | 0 | 3.7869 | 0 | 0
CB 755 | 755 | Tier-1 | 0 | 0 | 0 | CB S2 | S2 | Tier-1 | CB 755 | 0 | 0.59508 | 0 | 0
992-577 | 992 | Tier-2 | 0 | 0 | 0 | CB SL1 | SL1 | Tier-3 | 992-577 | 0 | 8.3879 | 0 | 0
993-1 | 993 | Tier-2 | 0 | 0 | 0 | CB SW1 | SW1 | Tier-1 | 993-1 | 0 | 7.3157 | 0 | 0
993-1029F | 993 | Tier-2 | 0 | 0 | 0 | CB TM1 | TM1 | Tier-1 | 993-1029F | 0 | 7.5801 | 0 | 0
CB 756 | 756 | Tier-1 | 0 | 0 | 0 | CB TR1 | TR1 | Tier-1 | CB 756 | 0 | 0.14223 | 0 | 0
993-1155F | 993 | Tier-1 | 0 | 0 | 0 | CB VS1 | VS1 | Tier-1 | 993-1155F | 0 | 6.7553 | 0 | 0
993-1156F | 993 | Tier-2 | 0 | 0 | 0 | CB WA5 | WA5 | Tier-1 | 993-1156F | 0 | 5.3888 | 0 | 0
CB 761 | 761 | Tier-1 | 2.3415 | 0 | 2.3415 | CB WA6 | WA6 | Tier-1 | CB 761 | 2.3415 | 0.79091 | 0 | 0
CB 764 | 764 | Tier-1 | 0 | 0 | 0 | CB WC2 | WC2 | Tier-3 | CB 764 | 0 | 0.64053 | 0 | 0
CB 765 | 765 | Tier-1 | 0 | 0 | 0 | CTL1-3R | CTL1 | Tier-3 | CB 765 | 0 | 0.66629 | 0 | 0
993-41 | 993 | Tier-1 | 0 | 0 | 0 | NO1-286 | NO1 | Tier-1 | 993-41 | 0 | 8.2085 | 0 | 0
993-42 | 993 | Tier-1 | 0 | 0 | 0 | RA1-402R | RA1 | Tier-3 | 993-42 | 0 | 3.0773 | 0 | 0
CB 774 | 774 | Tier-1 | 0 | 0 | 0 | RB1-427R | RB1 | Tier-3 | CB 774 | 0 | 0.28163 | 0 | 0
993-49F | 993 | Tier-2 | 0 | 0 | 0 | RD4-126F | RD4 | Tier-1 | 993-49F | 0 | 1.6193 | 0 | 0
CB 777 | 777 | Tier-1 | 0 | 0 | 0 | RD4-26F | RD4 | Tier-1 | CB 777 | 0 | 0.7178 | 0 | 0
995-11AE | 995 | Tier-1 | 0 | 0 | 0 | RD4-27F | RD4 | Tier-1 | 995-11AE | 0 | 8.0117 | 0 | 0
995-12AE | 995 | Tier-1 | 0 | 0 | 0 | RD4-49F | RD4 | Tier-1 | 995-12AE | 0 | 2.1538 | 0 | 0
995-13AE | 995 | Tier-1 | 0 | 0 | 0 | UP1-10 | UP1 | Tier-1 | 995-13AE | 0 | 6.6583 | 0 | 0
CB 78 | 78 | Tier-3 | 0.036174 | 0 | 0.036174 | 971-2050R | 971 | Tier-3 | CB 78 | 0.036174 | 0 | 0 | 0
995-555F | 995 | Tier-1 | 0 | 0 | 0 | 972-942R | 972 | Tier-3 | 995-555F | 0 | 1.5277 | 0 | 0
CB 785 | 785 | Tier-1 | 0 | 0 | 0 | 973-530AE | 973 | Tier-3 | CB 785 | 0 | 0.15208 | 0 | 0
CB 79 | 79 | Tier-3 | 0 | 0 | 0 | 974-17AE | 974 | Tier-3 | CB 79 | 0 | 0.041098 | 0 | 0
CB 792 | 792 | Tier-1 | 0 | 0 | 0 | 974-23R | 974 | Tier-3 | CB 792 | 0 | 2.5178 | 0 | 0
995-7AE | 995 | Tier-1 | 0 | 0 | 0 | 974-715R | 974 | Tier-3 | 995-7AE | 0 | 5.9473 | 0 | 0
995-8AE | 995 | Tier-1 | 0 | 0 | 0 | 980-878F | 980 | Tier-2 | 995-8AE | 0 | 2.5451 | 0 | 0
CB 100 | 100 | Tier-1 | 2.7708 | 0 | 2.7708 | 981-1262 | 981 | Tier-1 | CB 100 | 2.7708 | 4.2248 | 0 | 0
CB 793 | 793 | Tier-1 | 0 | 0 | 0 | 985-36 | 985 | Tier-1 | CB 793 | 0 | 0.89792 | 0 | 0
CB 795 | 795 | Tier-1 | 0.64564 | 0 | 0.64564 | 99-181 | 99 | Tier-1 | CB 795 | 0.64564 | 2.7782 | 0 | 0
CB 797 | 797 | Tier-1 | 0.92273 | 0 | 0.92273 | 99-185F | 99 | Tier-1 | CB 797 | 0.92273 | 1.66 | 0 | 0
CB 1010 | 1010 | Tier-1 | 0 | 0 | 0 | 990-716 | 990 | Tier-2 | CB 1010 | 0 | 0.67614 | 0 | 0
CB 798 | 798 | Tier-1 | 0 | 0 | 0 | 991-1 | 991 | Tier-2 | CB 798 | 0 | 0.93883 | 0 | 0
CB 832 | 832 | Tier-1 | 0 | 0 | 0 | 991-2 | 991 | Tier-2 | CB 832 | 0 | 0.096591 | 0 | 0
CB 846 | 846 | Tier-1 | 0 | 0 | 0 | 991-384AE | 991 | Tier-2 | CB 846 | 0 | 0.68447 | 0 | 0
CB 847 | 847 | Tier-1 | 0 | 0 | 0 | 991-385 | 991 | Tier-2 | CB 847 | 0 | 1.9727 | 0 | 0
CB 854 | 854 | Tier-1 | 0.2767 | 0 | 0.2767 | 992-573 | 992 | Tier-1 | CB 854 | 0.2767 | 1.5013 | 0 | 0
CB 908 | 908 | Tier-3 | 0 | 0 | 0 | 992-575F | 992 | Tier-1 | CB 908 | 0 | 0.36515 | 0 | 0
CB 909 | 909 | Tier-2 | 0 | 0 | 0 | 993-1 | 993 | Tier-2 | CB 909 | 0 | 0.29735 | 0 | 0
CB 913 | 913 | Tier-1 | 0 | 0 | 0 | 995-13AE | 995 | Tier-1 | CB 913 | 0 | 0.33617 | 0 | 0
CB 1026 | 1026 | Tier-2 | 0 | 0 | 0 | 995-556F | 995 | Tier-1 | CB 1026 | 0 | 11.1795 | 0 | 0
CB 103 | 103 | Tier-1 | 5.5669 | 0 | 5.5669 | 995-557 | 995 | Tier-1 | CB 103 | 5.5669 | 9.8532 | 0 | 0
CB 916 | 916 | Tier-2 | 0 | 0 | 0 | 995-8AE | 995 | Tier-1 | CB 916 | 0 | 1.6777 | 0 | 0
CB 1039 | 1039 | Tier-1 | 0.67595 | 0 | 0.67595 | CB 1011 | 1011 | Tier-1 | CB 1039 | 0.67595 | 2.5373 | 0 | 0
CB 104 | 104 | Tier-1 | 0 | 0 | 0 | CB 1023 | 1023 | Tier-2 | CB 104 | 0 | 1.9303 | 0 | 0
CB 920 | 920 | Tier-1 | 0.96496 | 0 | 0.96496 | CB 1048 | 1048 | Tier-1 | CB 920 | 0.96496 | 1.7051 | 0 | 0
CB 926 | 926 | Tier-2 | 0 | 0 | 0 | CB 1073 | 1073 | Tier-1 | CB 926 | 0 | 1.9866 | 0 | 0
CB 1049 | 1049 | Tier-1 | 3.0663 | 0 | 3.0663 | CB 1076 | 1076 | Tier-1 | CB 1049 | 3.0663 | 7.5142 | 0 | 0
CB 934 | 934 | Tier-1 | 0 | 0 | 0 | CB 108 | 108 | Tier-1 | CB 934 | 0 | 0.61136 | 0 | 0
CB 106 | 106 | Tier-1 | 0 | 0 | 0 | CB 109 | 109 | Tier-1 | CB 106 | 0 | 1.4343 | 0 | 0
CB 937 | 937 | Tier-1 | 0 | 0 | 0 | CB 1094 | 1094 | Tier-1 | CB 937 | 0 | 0.45606 | 0 | 0
CB 107 | 107 | Tier-1 | 1.0419 | 0 | 1.0419 | CB 1100 | 1100 | Tier-2 | CB 107 | 1.0419 | 7.6674 | 0 | 0
CB 1070 | 1070 | Tier-1 | 0 | 0 | 0 | CB 1101 | 1101 | Tier-2 | CB 1070 | 0 | 15.3369 | 0 | 0
CB 1071 | 1071 | Tier-1 | 0 | 0 | 0 | CB 1103 | 1103 | Tier-2 | CB 1071 | 0 | 5.7288 | 0 | 0
CB 1072 | 1072 | Tier-1 | 0 | 0 | 0 | CB 1116 | 1116 | Tier-1 | CB 1072 | 0 | 6.6492 | 0 | 0
CB 1073 | 1073 | Tier-1 | 3.3184 | 0 | 3.3184 | CB 1118 | 1118 | Tier-2 | CB 1073 | 3.3184 | 6.1972 | 0 | 0
CB 1076 | 1076 | Tier-1 | 2.2468 | 0 | 2.2468 | CB 1119 | 1119 | Tier-1 | CB 1076 | 2.2468 | 2.4862 | 0 | 0
CB 1077 | 1077 | Tier-1 | 3.8731 | 0 | 3.8731 | CB 112 | 112 | Tier-1 | CB 1077 | 3.8731 | 4.8159 | 0 | 0
CB 942 | 942 | Tier-1 | 0 | 0 | 0 | CB 1132 | 1132 | Tier-1 | CB 942 | 0 | 0.92633 | 0 | 0
CB 1079 | 1079 | Tier-1 | 1.4544 | 0 | 1.4544 | CB 1138 | 1138 | Tier-2 | CB 1079 | 1.4544 | 2.5754 | 0 | 0
CB 947 | 947 | Tier-1 | 0 | 0 | 0 | CB 1139 | 1139 | Tier-1 | CB 947 | 0 | 0.032197 | 0 | 0
CB 1081 | 1081 | Tier-1 | 5.5598 | 4.3081 | 9.868 | CB 114 | 114 | Tier-1 | CB 1081 | 5.5598 | 7.4924 | 2.7801 | 4.3081
CB 1082 | 1082 | Tier-1 | 1.0381 | 0 | 1.0381 | CB 115 | 115 | Tier-1 | CB 1082 | 1.0381 | 0.18731 | 0 | 0
CB 1085 | 1085 | Tier-1 | 0.4608 | 0 | 0.4608 | CB 1160 | 1160 | Tier-2 | CB 1085 | 0.4608 | 6.1913 | 2.0909 | 0
CB 952 | 952 | Tier-1 | 0 | 0 | 0 | CB 1173 | 1173 | Tier-1 | CB 952 | 0 | 0.60019 | 0 | 0
CB 1090 | 1090 | Tier-2 | 4.5962 | 0 | 4.5962 | CB 1180 | 1180 | Tier-1 | CB 1090 | 4.5962 | 4.31 | 0 | 0
CB 1094 | 1094 | Tier-1 | 0.34773 | 0.032955 | 0.38068 | CB 122 | 122 | Tier-1 | CB 1094 | 0.34773 | 6.0676 | 0.045833 | 0.032955
CB 953 | 953 | Tier-1 | 0 | 0 | 0 | CB 1224 | 1224 | Tier-1 | CB 953 | 0 | 1.6549 | 0 | 0
CB 954 | 954 | Tier-1 | 0 | 0 | 0 | CB 1243 | 1243 | Tier-2 | CB 954 | 0 | 1.8699 | 0 | 0
CB 1101 | 1101 | Tier-2 | 3.0366 | 0 | 3.0366 | CB 1246 | 1246 | Tier-1 | CB 1101 | 3.0366 | 1.6508 | 0 | 0
CB 1102 | 1102 | Tier-2 | 0 | 0 | 0 | CB 1248 | 1248 | Tier-2 | CB 1102 | 0 | 9.4241 | 0 | 0
CB 1103 | 1103 | Tier-2 | 0 | 0 | 0 | CB 125 | 125 | Tier-1 | CB 1103 | 0 | 7.3771 | 0 | 0
CB 1104 | 1104 | Tier-2 | 0 | 0 | 0 | CB 1250 | 1250 | Tier-2 | CB 1104 | 0 | 32.3769 | 0 | 0
CB 1105 | 1105 | Tier-2 | 0 | 0 | 0 | CB 1253 | 1253 | Tier-2 | CB 1105 | 0 | 18.897 | 4.2795 | 0
CB 1106 | 1106 | Tier-2 | 1.2773 | 0 | 1.2773 | CB 1256 | 1256 | Tier-2 | CB 1106 | 1.2773 | 20.0523 | 0 | 0
CB 111 | 111 | Tier-1 | 0 | 0 | 0 | CB 1266 | 1266 | Tier-1 | CB 111 | 0 | 4.9617 | 0 | 0
CB 1116 | 1116 | Tier-1 | 0.11477 | 0 | 0.11477 | CB 1269 | 1269 | Tier-1 | CB 1116 | 0.11477 | 20.2235 | 0 | 0
CB 1117 | 1117 | Tier-2 | 0 | 0 | 0 | CB 128 | 128 | Tier-1 | CB 1117 | 0 | 14.3462 | 0 | 0
CB 1118 | 1118 | Tier-2 | 0 | 0 | 0 | CB 1283 | 1283 | Tier-1 | CB 1118 | 0 | 5.3199 | 1.615 | 0
CB 1119 | 1119 | Tier-1 | 0 | 0 | 0 | CB 137 | 137 | Tier-1 | CB 1119 | 0 | 5.322 | 0 | 0
CB 112 | 112 | Tier-1 | 0 | 0 | 0 | CB 138 | 138 | Tier-1 | CB 112 | 0 | 1.417 | 0 | 0
CB 962 | 962 | Tier-1 | 0 | 0 | 0 | CB 139 | 139 | Tier-1 | CB 962 | 0 | 0.99148 | 0 | 0
CB 970 | 970 | Tier-2 | 0.092045 | 0 | 0.092045 | CB 140 | 140 | Tier-1 | CB 970 | 0.092045 | 0.20833 | 0 | 0
CB 971 | 971 | Tier-2 | 4.1989 | 0.90852 | 5.1074 | CB 141 | 141 | Tier-1 | CB 971 | 4.1989 | 0.21667 | 0.035227 | 0.90852
CB 972 | 972 | Tier-2 | 0 | 0 | 0 | CB 1418 | 1418 | Tier-1 | CB 972 | 0 | 1.5487 | 0.24697 | 0
CB 973 | 973 | Tier-2 | 0.12822 | 0 | 0.12822 | CB 1446 | 1446 | Tier-1 | CB 973 | 0.12822 | 0.3678 | 0 | 0
CB 1138 | 1138 | Tier-2 | 4.9684 | 0 | 4.9684 | CB 1448 | 1448 | Tier-1 | CB 1138 | 4.9684 | 4.0687 | 0 | 0
CB 974 | 974 | Tier-2 | 0.11723 | 0 | 0.11723 | CB 1450 | 1450 | Tier-1 | CB 974 | 0.11723 | 0.37917 | 0 | 0
CB 114 | 114 | Tier-1 | 1.4233 | 0.26591 | 1.6892 | CB 146 | 146 | Tier-1 | CB 114 | 1.4233 | 1.6042 | 0.14034 | 0.26591
CB 1140 | 1140 | Tier-1 | 0.21629 | 0 | 0.21629 | CB 1479 | 1479 | Tier-1 | CB 1140 | 0.21629 | 7.5589 | 0 | 0
CB 975 | 975 | Tier-3 | 0.46496 | 0 | 0.46496 | CB 1481 | 1481 | Tier-1 | CB 975 | 0.46496 | 0.40417 | 0 | 0
CB 1152 | 1152 | Tier-1 | 0.225 | 0 | 0.225 | CB 1483 | 1483 | Tier-1 | CB 1152 | 0.225 | 2.1523 | 0 | 0
CB 983 | 983 | Tier-2 | 0 | 0 | 0 | CB 165 | 165 | Tier-1 | CB 983 | 0 | 2.0962 | 0 | 0
CB 116 | 116 | Tier-1 | 5.2233 | 0 | 5.2233 | CB 166 | 166 | Tier-1 | CB 116 | 5.2233 | 5.9392 | 0 | 0
CB 1160 | 1160 | Tier-2 | 0.16307 | 0 | 0.16307 | CB 168 | 168 | Tier-1 | CB 1160 | 0.16307 | 1.5657 | 0 | 0
CB 1161 | 1161 | Tier-2 | 0.90625 | 0 | 0.90625 | CB 177 | 177 | Tier-1 | CB 1161 | 0.90625 | 2.8269 | 0 | 0
CB 990 | 990 | Tier-2 | 0 | 0 | 0 | CB 183 | 183 | Tier-1 | CB 990 | 0 | 1.4958 | 0 | 0
CB 992 | 992 | Tier-2 | 0 | 0 | 0 | CB 184 | 184 | Tier-1 | CB 992 | 0 | 0.41553 | 0 | 0
CB 117 | 117 | Tier-1 | 0 | 0 | 0 | CB 185 | 185 | Tier-2 | CB 117 | 0 | 1.2875 | 0 | 0
CB 1173 | 1173 | Tier-1 | 0.79545 | 0 | 0.79545 | CB 194 | 194 | Tier-1 | CB 1173 | 0.79545 | 0.60663 | 0 | 0
CB 1174 | 1174 | Tier-1 | 0.2536 | 0 | 0.2536 | CB 195 | 195 | Tier-1 | CB 1174 | 0.2536 | 2.0795 | 0 | 0
CB 993 | 993 | Tier-2 | 0 | 0 | 0 | CB 197 | 197 | Tier-2 | CB 993 | 0 | 0.90398 | 0 | 0
CB 1180 | 1180 | Tier-1 | 0.98561 | 0.21629 | 1.2019 | CB 198 | 198 | Tier-1 | CB 1180 | 0.98561 | 5.9682 | 4.3369 | 0.21629
CB AB1 | AB1 | Tier-1 | 0 | 0 | 0 | CB 20 | 20 | Tier-1 | CB AB1 | 0 | 0.91875 | 0 | 0
CB ALV1 | ALV1 | Tier-1 | 0.97481 | 0 | 0.97481 | CB 206 | 206 | Tier-1 | CB ALV1 | 0.97481 | 0.021591 | 0 | 0
CB 120 | 120 | Tier-1 | 0.78731 | 0.046212 | 0.83352 | CB 211 | 211 | Tier-2 | CB 120 | 0.78731 | 4.6644 | 1.9436 | 0.046212
CB AZ1 | AZ1 | Tier-1 | 0 | 0 | 0 | CB 215 | 215 | Tier-3 | CB AZ1 | 0 | 0.7197 | 0 | 0
CB 1202 | 1202 | Tier-2 | 0 | 0 | 0 | CB 223 | 223 | Tier-1 | CB 1202 | 0 | 2.8223 | 0 | 0
CB BH1 | BH1 | Tier-1 | 0.5661 | 0 | 0.5661 | CB 227 | 227 | Tier-1 | CB BH1 | 0.5661 | 0 | 0 | 0
CB BW1 | BW1 | Tier-1 | 0.75587 | 0 | 0.75587 | CB 228 | 228 | Tier-1 | CB BW1 | 0.75587 | 0.090909 | 0 | 0
CB 1219 | 1219 | Tier-1 | 0.14848 | 0 | 0.14848 | CB 229 | 229 | Tier-1 | CB 1219 | 0.14848 | 1.314 | 0 | 0
CB 122 | 122 | Tier-1 | 1.7239 | 0 | 1.7239 | CB 230 | 230 | Tier-2 | CB 122 | 1.7239 | 0.55473 | 0 | 0
CB 1221 | 1221 | Tier-1 | 0 | 0 | 0 | CB 237 | 237 | Tier-2 | CB 1221 | 0 | 14.0559 | 0 | 0
CB CHA1 | CHA1 | Tier-1 | 2.4106 | 0 | 2.4106 | CB 241 | 241 | Tier-2 | CB CHA1 | 2.4106 | 0 | 0 | 0
CB CMP1 | CMP1 | Tier-1 | 3.475 | 0 | 3.475 | CB 242 | 242 | Tier-2 | CB CMP1 | 3.475 | 0.061742 | 0 | 0
CB CSS1 | CSS1 | Tier-1 | 0 | 0 | 0 | CB 244 | 244 | Tier-2 | CB CSS1 | 0 | 0.025568 | 0 | 0
CB 1225 | 1225 | Tier-1 | 0 | 0 | 0 | CB 245 | 245 | Tier-1 | CB 1225 | 0 | 3.0934 | 0 | 0
CB 1226 | 1226 | Tier-2 | 0 | 0 | 0 | CB 246 | 246 | Tier-2 | CB 1226 | 0 | 15.2614 | 0 | 0
CB 123 | 123 | Tier-1 | 0.55284 | 0 | 0.55284 | CB 247 | 247 | Tier-2 | CB 123 | 0.55284 | 0.65777 | 0 | 0
CB CTL1 | CTL1 | Tier-3 | 0.031818 | 0 | 0.031818 | CB 248 | 248 | Tier-2 | CB CTL1 | 0.031818 | 0 | 0 | 0
CB 1234 | 1234 | Tier-3 | 16.6487 | 1.2852 | 17.9339 | CB 253 | 253 | Tier-1 | CB 1234 | 16.6487 | 30.6388 | 10.1695 | 1.2852
CB 1235 | 1235 | Tier-2 | 17.4856 | 0 | 17.4856 | CB 261 | 261 | Tier-1 | CB 1235 | 17.4856 | 23.8561 | 0 | 0
CB 124 | 124 | Tier-1 | 0.95 | 0 | 0.95 | CB 264 | 264 | Tier-1 | CB 124 | 0.95 | 1.3282 | 0 | 0
CB 1242 | 1242 | Tier-2 | 0 | 0 | 0 | CB 271 | 271 | Tier-1 | CB 1242 | 0 | 13.275 | 0 | 0
CB 1243 | 1243 | Tier-2 | 4.8068 | 0.24053 | 5.0473 | CB 273 | 273 | Tier-1 | CB 1243 | 4.8068 | 1.8905 | 0.091856 | 0.24053
CB 1244 | 1244 | Tier-2 | 0 | 0 | 0 | CB 274 | 274 | Tier-1 | CB 1244 | 0 | 9.8419 | 0 | 0
CB 1245 | 1245 | Tier-2 | 0.4697 | 0 | 0.4697 | CB 279 | 279 | Tier-1 | CB 1245 | 0.4697 | 9.5761 | 0 | 0
CB DH1 | DH1 | Tier-1 | 0 | 0 | 0 | CB 280 | 280 | Tier-2 | CB DH1 | 0 | 0.1375 | 0 | 0
CB 1247 | 1247 | Tier-2 | 0 | 0 | 0 | CB 292 | 292 | Tier-2 | CB 1247 | 0 | 12.6525 | 0 | 0
CB 1248 | 1248 | Tier-2 | 0 | 0 | 0 | CB 294 | 294 | Tier-2 | CB 1248 | 0 | 1.7487 | 0 | 0
CB DM1 | DM1 | Tier-1 | 0.093371 | 0 | 0.093371 | CB 298 | 298 | Tier-1 | CB DM1 | 0.093371 | 0.082386 | 0 | 0
CB DV1 | DV1 | Tier-3 | 0.03428 | 0 | 0.03428 | CB 306 | 306 | Tier-1 | CB DV1 | 0.03428 | 0.048485 | 0 | 0
CB 1251 | 1251 | Tier-2 | 0 | 0 | 0 | CB 310 | 310 | Tier-1 | CB 1251 | 0 | 0.13598 | 0 | 0
CB 1252 | 1252 | Tier-2 | 0 | 0 | 0 | CB 315 | 315 | Tier-2 | CB 1252 | 0 | 0.35152 | 0 | 0
CB EH1 | EH1 | Tier-1 | 0 | 0 | 0 | CB 319 | 319 | Tier-2 | CB EH1 | 0 | 0.62235 | 0 | 0
CB 1256 | 1256 | Tier-2 | 0 | 0 | 0 | CB 325 | 325 | Tier-1 | CB 1256 | 0 | 4.192 | 0 | 0
CB 1257 | 1257 | Tier-2 | 0 | 0 | 0 | CB 326 | 326 | Tier-1 | CB 1257 | 0 | 3.8305 | 0 | 0
CB 1258 | 1258 | Tier-2 | 0 | 0 | 0 | CB 327 | 327 | Tier-3 | CB 1258 | 0 | 2.3665 | 0 | 0
CB 1259 | 1259 | Tier-2 | 0 | 0 | 0 | CB 329 | 329 | Tier-2 | CB 1259 | 0 | 3.1259 | 0 | 0
CB ER1 | ER1 | Tier-1 | 0 | 0 | 0 | CB 342 | 342 | Tier-1 | CB ER1 | 0 | 0.53466 | 0 | 0
CB 1260 | 1260 | Tier-2 | 0 | 0 | 0 | CB 343 | 343 | Tier-1 | CB 1260 | 0 | 8.6559 | 0 | 0
CB FRD1 | FRD1 | Tier-1 | 0.25739 | 0 | 0.25739 | CB 344 | 344 | Tier-1 | CB FRD1 | 0.25739 | 0 | 0 | 0
CB 1269 | 1269 | Tier-1 | 0 | 0 | 0 | CB 356 | 356 | Tier-2 | CB 1269 | 0 | 10.6195 | 0 | 0
CB HK1 | HK1 | Tier-1 | 0 | 0 | 0 | CB 358 | 358 | Tier-3 | CB HK1 | 0 | 0.58598 | 0 | 0
CB 128 | 128 | Tier-1 | 2.5047 | 0 | 2.5047 | CB 366 | 366 | Tier-1 | CB 128 | 2.5047 | 0.91326 | 0 | 0
CB HW1 | HW1 | Tier-1 | 0.62045 | 0 | 0.62045 | CB 369 | 369 | Tier-1 | CB HW1 | 0.62045 | 0.52557 | 0 | 0
CB JE1 | JE1 | Tier-1 | 0.49129 | 0 | 0.49129 | CB 37 | 37 | Tier-1 | CB JE1 | 0.49129 | 0.71098 | 0 | 0
CB 1286 | 1286 | Tier-1 | 1.0152 | 0 | 1.0152 | CB 370 | 370 | Tier-1 | CB 1286 | 1.0152 | 3.15 | 0 | 0
CB 1287 | 1287 | Tier-1 | 0 | 0 | 0 | CB 371 | 371 | Tier-1 | CB 1287 | 0 | 8.197 | 0 | 0
CB KR1 | KR1 | Tier-1 | 0.4858 | 0 | 0.4858 | CB 373 | 373 | Tier-1 | CB KR1 | 0.4858 | 0.025568 | 0 | 0
CB 129 | 129 | Tier-1 | 2.0672 | 0 | 2.0672 | CB 374 | 374 | Tier-1 | CB 129 | 2.0672 | 2.2076 | 0 | 0
CB 1297 | 1297 | Tier-1 | 0.18996 | 0 | 0.18996 | CB 376 | 376 | Tier-1 | CB 1297 | 0.18996 | 0.30928 | 0 | 0
CB 1299 | 1299 | Tier-2 | 4.3905 | 0 | 4.3905 | CB 392 | 392 | Tier-1 | CB 1299 | 4.3905 | 1.0612 | 0 | 0
CB 130 | 130 | Tier-1 | 1.3466 | 0 | 1.3466 | CB 393 | 393 | Tier-2 | CB 130 | 1.3466 | 0.67481 | 0 | 0
CB 131 | 131 | Tier-1 | 1.2875 | 0 | 1.2875 | CB 396 | 396 | Tier-2 | CB 131 | 1.2875 | 2.6112 | 0 | 0
CB 132 | 132 | Tier-1 | 0 | 0 | 0 | CB 397 | 397 | Tier-1 | CB 132 | 0 | 3.6114 | 0 | 0
CB 133 | 133 | Tier-1 | 3.0892 | 0 | 3.0892 | CB 399 | 399 | Tier-1 | CB 133 | 3.0892 | 1.8756 | 0 | 0
CB 134 | 134 | Tier-1 | 0 | 0 | 0 | CB 401 | 401 | Tier-1 | CB 134 | 0 | 4.0297 | 0 | 0
CB 135 | 135 | Tier-1 | 0.41761 | 0 | 0.41761 | CB 403 | 403 | Tier-1 | CB 135 | 0.41761 | 3.1201 | 0 | 0
CB 136 | 136 | Tier-1 | 2.7424 | 0 | 2.7424 | CB 406 | 406 | Tier-1 | CB 136 | 2.7424 | 7.292 | 0 | 0
CB 137 | 137 | Tier-1 | 0.3767 | 0 | 0.3767 | CB 411 | 411 | Tier-1 | CB 137 | 0.3767 | 3.1443 | 0 | 0
CB 138 | 138 | Tier-1 | 0.18636 | 0 | 0.18636 | CB 414 | 414 | Tier-1 | CB 138 | 0.18636 | 3.4479 | 0 | 0
CB LJS1 | LJS1 | Tier-1 | 0 | 0 | 0 | CB 415 | 415 | Tier-1 | CB LJS1 | 0 | 1.2273 | 0 | 0
CB 140 | 140 | Tier-1 | 1.6979 | 0 | 1.6979 | CB 429 | 429 | Tier-1 | CB 140 | 1.6979 | 0.81932 | 0 | 0
CB 1406 | 1406 | Tier-1 | 0.036742 | 0 | 0.036742 | CB 449 | 449 | Tier-3 | CB 1406 | 0.036742 | 9.9458 | 0 | 0
CB 1407 | 1407 | Tier-1 | 0 | 0 | 0 | CB 455 | 455 | Tier-1 | CB 1407 | 0 | 2.5595 | 0 | 0
CB 1408 | 1408 | Tier-1 | 0 | 0 | 0 | CB 462 | 462 | Tier-2 | CB 1408 | 0 | 1.4831 | 0 | 0
CB LPS1 | LPS1 | Tier-1 | 0.98087 | 0 | 0.98087 | CB 47 | 47 | Tier-1 | CB LPS1 | 0.98087 | 0.026515 | 0 | 0
CB 141 | 141 | Tier-1 | 0.62292 | 0 | 0.62292 | CB 477 | 477 | Tier-1 | CB 141 | 0.62292 | 0.20492 | 0 | 0
CB MOR1 | MOR1 | Tier-2 | 2.911 | 0.63902 | 3.55 | CB 481 | 481 | Tier-1 | CB MOR1 | 2.911 | 1.4699 | 0.25852 | 0.63902
CB 1414 | 1414 | Tier-2 | 0 | 0 | 0 | CB 486 | 486 | Tier-1 | CB 1414 | 0 | 0.18864 | 0 | 0
CB 1415 | 1415 | Tier-2 | 0 | 0 | 0 | CB 488 | 488 | Tier-1 | CB 1415 | 0 | 0.15909 | 0 | 0
CB 1418 | 1418 | Tier-1 | 4.1182 | 0 | 4.1182 | CB 490 | 490 | Tier-1 | CB 1418 | 4.1182 | 5.3066 | 0 | 0
CB NT1 | NT1 | Tier-1 | 0 | 0 | 0 | CB 491 | 491 | Tier-1 | CB NT1 | 0 | 0 | 0 | 0
CB 142 | 142 | Tier-1 | 5.8655 | 0 | 5.8655 | CB 497 | 497 | Tier-1 | CB 142 | 5.8655 | 1.3741 | 0 | 0
CB OCA1 | OCA1 | Tier-1 | 0.27027 | 0 | 0.27027 | CB 50 | 50 | Tier-1 | CB OCA1 | 0.27027 | 0 | 0 | 0
CB 143 | 143 | Tier-1 | 2.8381 | 0 | 2.8381 | CB 505 | 505 | Tier-1 | CB 143 | 2.8381 | 2.3186 | 0 | 0
CB 1434 | 1434 | Tier-1 | 0.96269 | 0 | 0.96269 | CB 512 | 512 | Tier-1 | CB 1434 | 0.96269 | 3.7784 | 0 | 0
CB PH1 | PH1 | Tier-1 | 0.38201 | 0 | 0.38201 | CB 516 | 516 | Tier-1 | CB PH1 | 0.38201 | 0.52519 | 0 | 0
CB 1436 | 1436 | Tier-1 | 0.38731 | 0 | 0.38731 | CB 520 | 520 | Tier-2 | CB 1436 | 0.38731 | 2.1095 | 0 | 0
CB PK2 | PK2 | Tier-1 | 0 | 0 | 0 | CB 522 | 522 | Tier-2 | CB PK2 | 0 | 0.99508 | 0 | 0
CB 1438 | 1438 | Tier-1 | 6.6718 | 0 | 6.6718 | CB 524 | 524 | Tier-3 | CB 1438 | 6.6718 | 3.7223 | 0 | 0
CB 1439 | 1439 | Tier-1 | 0 | 0 | 0 | CB 529 | 529 | Tier-1 | CB 1439 | 0 | 6.4475 | 0 | 0
CB 144 | 144 | Tier-1 | 3.6585 | 0 | 3.6585 | CB 532 | 532 | Tier-1 | CB 144 | 3.6585 | 1.0275 | 0 | 0
CB 1440 | 1440 | Tier-1 | 0 | 0 | 0 | CB 534 | 534 | Tier-2 | CB 1440 | 0 | 2.6869 | 0 | 0
CB PK4 | PK4 | Tier-1 | 0 | 0 | 0 | CB 535 | 535 | Tier-2 | CB PK4 | 0 | 0.58523 | 0 | 0
CB PK5 | PK5 | Tier-1 | 0 | 0 | 0 | CB 550 | 550 | Tier-1 | CB PK5 | 0 | 0.96269 | 0 | 0
CB 1444 | 1444 | Tier-1 | 0 | 0 | 0 | CB 552 | 552 | Tier-1 | CB 1444 | 0 | 1.1223 | 0 | 0
CB 1445 | 1445 | Tier-1 | 0 | 0 | 0 | CB 557 | 557 | Tier-1 | CB 1445 | 0 | 1.9566 | 0 | 0
CB PK7 | PK7 | Tier-1 | 0 | 0 | 0 | CB 558 | 558 | Tier-1 | CB PK7 | 0 | 0.0018939 | 0 | 0
CB PLZ1 | PLZ1 | Tier-1 | 0 | 0 | 0 | CB 559 | 559 | Tier-1 | CB PLZ1 | 0 | 0.06572 | 0 | 0
CB PY1 | PY1 | Tier-3 | 0 | 0 | 0 | CB 562 | 562 | Tier-1 | CB PY1 | 0 | 1.1867 | 0.3286 | 0
CB 145 | 145 | Tier-1 | 1.2114 | 0.025947 | 1.2373 | CB 565 | 565 | Tier-1 | CB 145 | 1.2114 | 7.1562 | 2.042 | 0.025947
CB QN1 | QN1 | Tier-1 | 1.5691 | 0 | 1.5691 | CB 571 | 571 | Tier-1 | CB QN1 | 1.5691 | 0 | 0 | 0
CB RB1 | RB1 | Tier-3 | 0.026705 | 0 | 0.026705 | CB 574 | 574 | Tier-2 | CB RB1 | 0.026705 | 0.031629 | 0 | 0
CB 146 | 146 | Tier-1 | 0.18561 | 0 | 0.18561 | CB 580 | 580 | Tier-1 | CB 146 | 0.18561 | 0.088258 | 0 | 0
CB 147 | 147 | Tier-1 | 0.60265 | 0 | 0.60265 | CB 585 | 585 | Tier-1 | CB 147 | 0.60265 | 2.9182 | 0 | 0
CB 1479 | 1479 | Tier-1 | 2.9655 | 0 | 2.9655 | CB 594 | 594 | Tier-2 | CB 1479 | 2.9655 | 1.0083 | 0 | 0
CB RC1 | RC1 | Tier-2 | 2.5881 | 0 | 2.5881 | CB 595 | 595 | Tier-1 | CB RC1 | 2.5881 | 0 | 0 | 0
CB RD4 | RD4 | Tier-1 | 0 | 0 | 0 | CB 63 | 63 | Tier-1 | CB RD4 | 0 | 0.58333 | 0 | 0
CB 1482 | 1482 | Tier-1 | 0.033523 | 0 | 0.033523 | CB 70 | 70 | Tier-1 | CB 1482 | 0.033523 | 5.8937 | 0 | 0
CB 1483 | 1483 | Tier-1 | 0 | 0 | 0 | CB 719 | 719 | Tier-1 | CB 1483 | 0 | 3.6597 | 0 | 0
CB RE1 | RE1 | Tier-1 | 0.57727 | 0 | 0.57727 | CB 72 | 72 | Tier-1 | CB RE1 | 0.57727 | 0 | 0 | 0
CB RV2 | RV2 | Tier-1 | 0.4197 | 0 | 0.4197 | CB 728 | 728 | Tier-1 | CB RV2 | 0.4197 | 0.61572 | 0 | 0
CB 151 | 151 | Tier-1 | 1.6706 | 0 | 1.6706 | CB 73 | 73 | Tier-3 | CB 151 | 1.6706 | 8.4739 | 0 | 0
CB SEA1 | SEA1 | Tier-1 | 0 | 0 | 0 | CB 732 | 732 | Tier-1 | CB SEA1 | 0 | 0.0085227 | 0 | 0
CB 1525 | 1525 | Tier-2 | 4.1097 | 0 | 4.1097 | CB 741 | 741 | Tier-1 | CB 1525 | 4.1097 | 5.4074 | 0 | 0
CB 153 | 153 | Tier-1 | 8.2277 | 0 | 8.2277 | CB 744 | 744 | Tier-1 | CB 153 | 8.2277 | 6.1343 | 0 | 0
CB 154 | 154 | Tier-1 | 4.9278 | 0 | 4.9278 | CB 745 | 745 | Tier-1 | CB 154 | 4.9278 | 2.7894 | 0 | 0
CB 155 | 155 | Tier-1 | 3.5369 | 0 | 3.5369 | CB 747 | 747 | Tier-1 | CB 155 | 3.5369 | 9.9085 | 0 | 0
CB 156 | 156 | Tier-1 | 2.6163 | 0 | 2.6163 | CB 748 | 748 | Tier-1 | CB 156 | 2.6163 | 8.4345 | 0 | 0
CB SK1 | SK1 | Tier-1 | 0.026705 | 0 | 0.026705 | CB 756 | 756 | Tier-1 | CB SK1 | 0.026705 | 0 | 0 | 0
CB 158 | 158 | Tier-1 | 2.2184 | 0 | 2.2184 | CB 760 | 760 | Tier-1 | CB 158 | 2.2184 | 4.4968 | 0 | 0
CB 159 | 159 | Tier-1 | 0.63769 | 0 | 0.63769 | CB 767 | 767 | Tier-1 | CB 159 | 0.63769 | 1.6187 | 0 | 0
CB 160 | 160 | Tier-1 | 2.0129 | 0 | 2.0129 | CB 77 | 77 | Tier-1 | CB 160 | 2.0129 | 3.3364 | 0 | 0
CB 161 | 161 | Tier-1 | 0.78239 | 0 | 0.78239 | CB 770 | 770 | Tier-1 | CB 161 | 0.78239 | 1.2998 | 0 | 0
CB 162 | 162 | Tier-1 | 0.90284 | 0 | 0.90284 | CB 773 | 773 | Tier-2 | CB 162 | 0.90284 | 3.9754 | 0 | 0
CB 163 | 163 | Tier-1 | 5.0587 | 0 | 5.0587 | CB 774 | 774 | Tier-1 | CB 163 | 5.0587 | 3.332 | 0 | 0
CB 164 | 164 | Tier-1 | 1.1038 | 0 | 1.1038 | CB 777 | 777 | Tier-1 | CB 164 | 1.1038 | 4.7025 | 0 | 0
CB SL1 | SL1 | Tier-3 | 4.8833 | 1.9509 | 6.8343 | CB 788 | 788 | Tier-2 | CB SL1 | 4.8833 | 0.12178 | 0.053409 | 1.9509
CB 166 | 166 | Tier-1 | 3.0165 | 0 | 3.0165 | CB 791 | 791 | Tier-1 | CB 166 | 3.0165 | 0.90568 | 0 | 0
CB SW4 | SW4 | Tier-1 | 1.3263 | 0 | 1.3263 | CB 794 | 794 | Tier-1 | CB SW4 | 1.3263 | 0.28201 | 0 | 0
CB 168 | 168 | Tier-1 | 3.983 | 0 | 3.983 | CB 798 | 798 | Tier-1 | CB 168 | 3.983 | 4.4295 | 0 | 0
CB 169 | 169 | Tier-1 | 0.13693 | 0 | 0.13693 | CB 830 | 830 | Tier-1 | CB 169 | 0.13693 | 0.026136 | 0 | 0
CB TM1 | TM1 | Tier-1 | 0.014962 | 0 | 0.014962 | CB 834 | 834 | Tier-1 | CB TM1 | 0.014962 | 0 | 0 | 0
CB TR1 | TR1 | Tier-1 | 0.53049 | 0 | 0.53049 | CB 841 | 841 | Tier-2 | CB TR1 | 0.53049 | 0.31629 | 0 | 0
CB 172 | 172 | Tier-1 | 4.3197 | 0.45436 | 4.7741 | CB 842 | 842 | Tier-2 | CB 172 | 4.3197 | 0.16174 | 0.035038 | 0.45436
CB UP1 | UP1 | Tier-1 | 0 | 0 | 0 | CB 843 | 843 | Tier-2 | CB UP1 | 0 | 0.016288 | 0 | 0
CB 175 | 175 | Tier-2 | 2.7684 | 0.082765 | 2.8511 | CB 853 | 853 | Tier-1 | CB 175 | 2.7684 | 4.575 | 2.172 | 0.082765
CB VT1 | VT1 | Tier-1 | 0 | 0 | 0 | CB 855 | 855 | Tier-1 | CB VT1 | 0 | 0.38125 | 0 | 0
CB VW1 | VW1 | Tier-1 | 0 | 0 | 0 | CB 857 | 857 | Tier-1 | CB VW1 | 0 | 0.81439 | 0 | 0
CB WA2 | WA2 | Tier-1 | 2.4553 | 0 | 2.4553 | CB 858 | 858 | Tier-1 | CB WA2 | 2.4553 | 0.94602 | 0 | 0
CB 179 | 179 | Tier-1 | 0 | 0 | 0 | CB 87 | 87 | Tier-1 | CB 179 | 0 | 4.846 | 0 | 0
CB 180 | 180 | Tier-1 | 0.77576 | 0 | 0.77576 | CB 900 | 900 | Tier-1 | CB 180 | 0.77576 | 7.7095 | 0 | 0
CB 181 | 181 | Tier-1 | 0.7286 | 0 | 0.7286 | CB 908 | 908 | Tier-3 | CB 181 | 0.7286 | 0.75473 | 0 | 0
CB 182 | 182 | Tier-1 | 0 | 0 | 0 | CB 917 | 917 | Tier-2 | CB 182 | 0 | 4.3903 | 0.047348 | 0
CB 183 | 183 | Tier-1 | 1.7765 | 0 | 1.7765 | CB 930 | 930 | Tier-1 | CB 183 | 1.7765 | 10.2727 | 0 | 0
CB 184 | 184 | Tier-1 | 0.49848 | 0 | 0.49848 | CB 931 | 931 | Tier-1 | CB 184 | 0.49848 | 9.6042 | 0 | 0
CB 185 | 185 | Tier-2 | 2.8758 | 0.93314 | 3.8089 | CB 936 | 936 | Tier-1 | CB 185 | 2.8758 | 7.7475 | 0.90814 | 0.93314
CB 186 | 186 | Tier-1 | 3.4871 | 0 | 3.4871 | CB 937 | 937 | Tier-1 | CB 186 | 3.4871 | 6.9566 | 0 | 0
CB 187 | 187 | Tier-1 | 4.1994 | 0 | 4.1994 | CB 941 | 941 | Tier-1 | CB 187 | 4.1994 | 5.7411 | 0 | 0
CB 188 | 188 | Tier-1 | 6.7824 | 0 | 6.7824 | CB 943 | 943 | Tier-1 | CB 188 | 6.7824 | 2.9534 | 0 | 0
CB 189 | 189 | Tier-1 | 1.1602 | 0 | 1.1602 | CB 951 | 951 | Tier-1 | CB 189 | 1.1602 | 5.0771 | 0 | 0
CB YS1 | YS1 | Tier-1 | 0 | 0 | 0 | CB 954 | 954 | Tier-1 | CB YS1 | 0 | 0.40057 | 0 | 0
CB 191 | 191 | Tier-1 | 2.1098 | 0 | 2.1098 | CB 955 | 955 | Tier-1 | CB 191 | 2.1098 | 1.9044 | 0 | 0
CB 192 | 192 | Tier-1 | 3.5235 | 0 | 3.5235 | CB 96 | 96 | Tier-1 | CB 192 | 3.5235 | 12.0129 | 0 | 0
NO1-286 | NO1 | Tier-1 | 0 | 0 | 0 | CB 967 | 967 | Tier-1 | NO1-286 | 0 | 0 | 0 | 0
CB 194 | 194 | Tier-1 | 3.667 | 0 | 3.667 | CB 975 | 975 | Tier-3 | CB 194 | 3.667 | 18.0506 | 0 | 0
CB 195 | 195 | Tier-1 | 2.3331 | 0 | 2.3331 | CB 98 | 98 | Tier-1 | CB 195 | 2.3331 | 14.3674 | 0 | 0
CB 196 | 196 | Tier-2 | 0.39337 | 0 | 0.39337 | CB 986 | 986 | Tier-2 | CB 196 | 0.39337 | 8.2487 | 0 | 0
CB 197 | 197 | Tier-2 | 0.097159 | 0 | 0.097159 | CB 992 | 992 | Tier-2 | CB 197 | 0.097159 | 1.586 | 0 | 0
CB 198 | 198 | Tier-1 | 2.1491 | 0 | 2.1491 | CB AB1 | AB1 | Tier-1 | CB 198 | 2.1491 | 9.7299 | 0 | 0
CB 199 | 199 | Tier-1 | 4.2767 | 0 | 4.2767 | CB AM1 | AM1 | Tier-1 | CB 199 | 4.2767 | 5.9494 | 0 | 0
CB 20 | 20 | Tier-1 | 0 | 0 | 0 | CB BF1 | BF1 | Tier-1 | CB 20 | 0 | 0.12614 | 0 | 0
CB 200 | 200 | Tier-2 | 9.5201 | 0 | 9.5201 | CB BRM1 | BRM1 | Tier-1 | CB 200 | 9.5201 | 30.5932 | 0 | 0
CB 202 | 202 | Tier-2 | 11.567 | 0 | 11.567 | CB C14 | C14 | Tier-1 | CB 202 | 11.567 | 0.89962 | 0 | 0
CB 203 | 203 | Tier-2 | 3.4659 | 0 | 3.4659 | CB CA2 | CA2 | Tier-1 | CB 203 | 3.4659 | 4.7254 | 0 | 0
CB 204 | 204 | Tier-2 | 14.415 | 0.14261 | 14.5576 | CB CD1 | CD1 | Tier-1 | CB 204 | 14.415 | 10.1634 | 3.7087 | 0.14261
CB 205 | 205 | Tier-1 | 3.4777 | 0 | 3.4777 | CB CG1 | CG1 | Tier-1 | CB 205 | 3.4777 | 13.5765 | 0 | 0
CB 206 | 206 | Tier-1 | 1.6248 | 0 | 1.6248 | CB CHA1 | CHA1 | Tier-1 | CB 206 | 1.6248 | 8.2506 | 0 | 0
CB 207 | 207 | Tier-1 | 2.0814 | 0.81023 | 2.8917 | CB CSS1 | CSS1 | Tier-1 | CB 207 | 2.0814 | 14.41 | 7.2019 | 0.81023
CB 208 | 208 | Tier-1 | 0.39223 | 0 | 0.39223 | CB DM1 | DM1 | Tier-1 | CB 208 | 0.39223 | 1.2759 | 0 | 0
CB 209 | 209 | Tier-1 | 0.1392 | 0 | 0.1392 | CB EH1 | EH1 | Tier-1 | CB 209 | 0.1392 | 2.6053 | 0 | 0
NO1-288F | NO1 | Tier-1 | 0.47538 | 0 | 0.47538 | CB ELE1 | ELE1 | Tier-1 | NO1-288F | 0.47538 | 0.18523 | 0 | 0
RA1-402R | RA1 | Tier-3 | 3.1917 | 0 | 3.1917 | CB EN2 | EN2 | Tier-1 | RA1-402R | 3.1917 | 0.86458 | 0 | 0
RD4-131 | RD4 | Tier-1 | 0 | 0 | 0 | CB EO3 | EO3 | Tier-1 | RD4-131 | 0 | 0 | 0 | 0
CB 213 | 213 | Tier-1 | 0 | 0 | 0 | CB EOS1 | EOS1 | Tier-1 | CB 213 | 0 | 2.4199 | 0 | 0
RD4-25 | RD4 | Tier-1 | 0 | 0 | 0 | CB FM1 | FM1 | Tier-1 | RD4-25 | 0 | 0 | 0 | 0
RD4-26F | RD4 | Tier-1 | 0 | 0 | 0 | CB FM2 | FM2 | Tier-1 | RD4-26F | 0 | 0.30606 | 0 | 0
UP1-9 | UP1 | Tier-1 | 0 | 0 | 0 | CB GN1 | GN1 | Tier-1 | UP1-9 | 0 | 0 | 0 | 0
102-374 | 102 | Tier-1 | 0 | 0 | 0 | CB GS1 | GS1 | Tier-1 | 102-374 | 0 | 0.70246 | 0 | 0
CB 22 | 22 | Tier-1 | 0 | 0 | 0 | CB HC3 | HC3 | Tier-1 | CB 22 | 0 | 1.4364 | 0 | 0
102-378 | 102 | Tier-1 | 0 | 0 | 0 | CB HL1 | HL1 | Tier-1 | 102-378 | 0 | 0.010227 | 0 | 0
102-378F | 102 | Tier-1 | 0 | 0 | 0 | CB IB1 | IB1 | Tier-1 | 102-378F | 0 | 0 | 0 | 0
102-758F | 102 | Tier-1 | 0 | 0 | 0 | CB JU1 | JU1 | Tier-3 | 102-758F | 0 | 0.0066288 | 0 | 0
1030-1732 | 1030 | Tier-3 | 0 | 0 | 0 | CB LA2 | LA2 | Tier-1 | 1030-1732 | 0 | 0 | 0 | 0
CB 224 | 224 | Tier-1 | 0 | 0 | 0 | CB LJ3 | LJ3 | Tier-1 | CB 224 | 0 | 2.29 | 0 | 0
CB 225 | 225 | Tier-1 | 0 | 0 | 0 | CB LJ4 | LJ4 | Tier-1 | CB 225 | 0 | 0.65417 | 0 | 0
1030-1900F | 1030 | Tier-3 | 0 | 0 | 0 | CB LV2 | LV2 | Tier-1 | 1030-1900F | 0 | 0.081439 | 0 | 0
CB 227 | 227 | Tier-1 | 0 | 0 | 0 | CB MNR3 | MNR3 | Tier-1 | CB 227 | 0 | 4.971 | 0 | 0
CB 228 | 228 | Tier-1 | 0 | 0 | 0 | CB NO2 | NO2 | Tier-1 | CB 228 | 0 | 1.1754 | 0 | 0
CB 229 | 229 | Tier-1 | 0.16098 | 0 | 0.16098 | CB OH1 | OH1 | Tier-1 | CB 229 | 0.16098 | 5.2742 | 0 | 0
CB 23 | 23 | Tier-1 | 0 | 0 | 0 | CB OS1 | OS1 | Tier-1 | CB 23 | 0 | 1.2765 | 0 | 0
1047-180 | 1047 | Tier-1 | 0 | 0 | 0 | CB OT2 | OT2 | Tier-1 | 1047-180 | 0 | 0 | 0 | 0
CB 231 | 231 | Tier-2 | 7.2144 | 0 | 7.2144 | CB PK1 | PK1 | Tier-1 | CB 231 | 7.2144 | 4.2593 | 0 | 0
CB 232 | 232 | Tier-2 | 4.8063 | 0 | 4.8063 | CB PK3 | PK3 | Tier-1 | CB 232 | 4.8063 | 10.9903 | 0 | 0
CB 233 | 233 | Tier-2 | 15.5687 | 0 | 15.5687 | CB PK4 | PK4 | Tier-1 | CB 233 | 15.5687 | 7.7352 | 0 | 0
CB 234 | 234 | Tier-2 | 7.9689 | 0 | 7.9689 | CB PL6 | PL6 | Tier-1 | CB 234 | 7.9689 | 8.164 | 0 | 0
105-233 | 105 | Tier-1 | 0 | 0 | 0 | CB RA2 | RA2 | Tier-2 | 105-233 | 0 | 0 | 0 | 0
CB 236 | 236 | Tier-2 | 6.3229 | 0 | 6.3229 | CB RD1 | RD1 | Tier-1 | CB 236 | 6.3229 | 3.1932 | 0 | 0
105-234 | 105 | Tier-1 | 0 | 0 | 0 | CB RV2 | RV2 | Tier-1 | 105-234 | 0 | 0 | 0 | 0
105-235 | 105 | Tier-1 | 0 | 0 | 0 | CB S1 | S1 | Tier-1 | 105-235 | 0 | 0 | 0 | 0
CB 24 | 24 | Tier-1 | 0 | 0 | 0 | CB SB1 | SB1 | Tier-1 | CB 24 | 0 | 1.0765 | 0 | 0
CB 240 | 240 | Tier-2 | 5.2343 | 0 | 5.2343 | CB SC1 | SC1 | Tier-1 | CB 240 | 5.2343 | 0.56913 | 0 | 0
CB 241 | 241 | Tier-2 | 1.8731 | 0 | 1.8731 | CB SCE | SCE | Tier-1 | CB 241 | 1.8731 | 5.9098 | 0 | 0
CB 242 | 242 | Tier-2 | 2.8947 | 0 | 2.8947 | CB SK1 | SK1 | Tier-1 | CB 242 | 2.8947 | 3.1369 | 0 | 0
CB 243 | 243 | Tier-2 | 2.5367 | 0 | 2.5367 | CB SSC1 | SSC1 | Tier-2 | CB 243 | 2.5367 | 0.68845 | 0 | 0
CB 244 | 244 | Tier-2 | 3.1987 | 0 | 3.1987 | CB UP1 | UP1 | Tier-1 | CB 244 | 3.1987 | 2.0902 | 0 | 0
CB 245 | 245 | Tier-1 | 3.4831 | 0 | 3.4831 | CB VS2 | VS2 | Tier-1 | CB 245 | 3.4831 | 4.8011 | 0 | 0
CB 246 | 246 | Tier-2 | 9.0727 | 1.9934 | 11.0661 | CB VW1 | VW1 | Tier-1 | CB 246 | 9.0727 | 3.5379 | 2.279 | 1.9934
CB 247 | 247 | Tier-2 | 3.4169 | 0.2197 | 3.6366 | CB WT1 | WT1 | Tier-1 | CB 247 | 3.4169 | 13.0089 | 4.0604 | 0.2197
105-237F | 105 | Tier-1 | 0 | 0 | 0 | CB WY1 | WY1 | Tier-1 | 105-237F | 0 | 0.36648 | 0 | 0
CB 249 | 249 | Tier-3 | 3.2322 | 0 | 3.2322 | CB WY2 | WY2 | Tier-1 | CB 249 | 3.2322 | 0.88258 | 0 | 0
105-447F | 105 | Tier-1 | 0 | 0 | 0 | RD4-131 | RD4 | Tier-1 | 105-447F | 0 | 0.083902 | 0 | 0
106-70 | 106 | Tier-1 | 0 | 0 | 0 | RD4-50F | RD4 | Tier-1 | 106-70 | 0 | 0.011932 | 0 | 0
CB 253 | 253 | Tier-1 | 0 | 0 | 0 | TM1-10R | TM1 | Tier-3 | CB 253 | 0 | 2.6964 | 0 | 0
CB 254 | 254 | Tier-1 | 0.16193 | 0 | 0.16193 | 429-171F | 429 | Tier-1 | CB 254 | 0.16193 | 0.96705 | 0 | 0
CB 255 | 255 | Tier-1 | 3.235 | 0 | 3.235 | 429-172F | 429 | Tier-1 | CB 255 | 3.235 | 1.8754 | 0 | 0
CB 256 | 256 | Tier-1 | 2.9612 | 0 | 2.9612 | 429-179 | 429 | Tier-1 | CB 256 | 2.9612 | 2.8053 | 0 | 0
CB 257 | 257 | Tier-1 | 4.3606 | 0 | 4.3606 | 429-180F | 429 | Tier-1 | CB 257 | 4.3606 | 1.0322 | 0 | 0
106-70F | 106 | Tier-1 | 0 | 0 | 0 | 429-182F | 429 | Tier-1 | 106-70F | 0 | 0 | 0 | 0
CB 261 | 261 | Tier-1 | 1.2392 | 0 | 1.2392 | 429-186 | 429 | Tier-1 | CB 261 | 1.2392 | 3.5542 | 0 | 0
CB 262 | 262 | Tier-1 | 1.2241 | 0 | 1.2241 | 429-90 | 429 | Tier-1 | CB 262 | 1.2241 | 6.4152 | 0 | 0
1071-181 | 1071 | Tier-1 | 0 | 0 | 0 | 429-92F | 429 | Tier-1 | 1071-181 | 0 | 0 | 0 | 0
1071-457 | 1071 | Tier-1 | 0 | 0 | 0 | 429-93 | 429 | Tier-1 | 1071-457 | 0 | 0.0094697 | 0 | 0
1071-458 | 1071 | Tier-1 | 0 | 0 | 0 | 430-321AE | 430 | Tier-1 | 1071-458 | 0 | 0.011364 | 0 | 0
CB 266 | 266 | Tier-1 | 1.4792 | 0 | 1.4792 | 430-639 | 430 | Tier-1 | CB 266 | 1.4792 | 0.46364 | 0 | 0
109-18F | 109 | Tier-1 | 0 | 0 | 0 | 431-548 | 431 | Tier-1 | 109-18F | 0 | 0.011364 | 0 | 0
CB 268 | 268 | Tier-1 | 0 | 0 | 0 | 432-24F | 432 | Tier-2 | CB 268 | 0 | 7.5208 | 0 | 0
CB 269 | 269 | Tier-1 | 0 | 0 | 0 | 432-25F | 432 | Tier-2 | CB 269 | 0 | 2.6057 | 0 | 0
CB 270 | 270 | Tier-1 | 1.4669 | 0 | 1.4669 | 434-298 | 434 | Tier-1 | CB 270 | 1.4669 | 9.34 | 0 | 0
CB 271 | 271 | Tier-1 | 0 | 0 | 0 | 435-1340F | 435 | Tier-1 | CB 271 | 0 | 1.9549 | 0 | 0
110-41 | 110 | Tier-1 | 0 | 0 | 0 | 436-1044F | 436 | Tier-1 | 110-41 | 0 | 0 | 0 | 0
CB 273 | 273 | Tier-1 | 0 | 0 | 0 | 436-318 | 436 | Tier-1 | CB 273 | 0 | 2.3563 | 0 | 0
CB 274 | 274 | Tier-1 | 0.089394 | 0 | 0.089394 | 438-561 | 438 | Tier-1 | CB 274 | 0.089394 | 3.3324 | 0 | 0
CB 275 | 275 | Tier-1 | 2.5186 | 0 | 2.5186 | 439-40F | 439 | Tier-1 | CB 275 | 2.5186 | 6.3775 | 0 | 0
110-42F | 110 | Tier-1 | 0 | 0 | 0 | 439-41 | 439 | Tier-1 | 110-42F | 0 | 0.0087121 | 0 | 0
110-43 | 110 | Tier-1 | 0 | 0 | 0 | 44-1096 | 44 | Tier-1 | 110-43 | 0 | 0.0079545 | 0 | 0
110-44F | 110 | Tier-1 | 0 | 0 | 0 | 44-42 | 44 | Tier-1 | 110-44F | 0 | 0.0087121 | 0 | 0
CB 279 | 279 | Tier-1 | 2.103 | 0 | 2.103 | 441-23R | 441 | Tier-3 | CB 279 | 2.103 | 1.6275 | 0 | 0
CB 280 | 280 | Tier-2 | 2.8042 | 0 | 2.8042 | 441-27R | 441 | Tier-3 | CB 280 | 2.8042 | 9.2021 | 0 | 0
CB 281 | 281 | Tier-2 | 3.1316 | 0 | 3.1316 | 442-509R | 442 | Tier-3 | CB 281 | 3.1316 | 1.6163 | 0 | 0
CB 282 | 282 | Tier-2 | 0.84356 | 0 | 0.84356 | 442-764R | 442 | Tier-3 | CB 282 | 0.84356 | 6.7148 | 0 | 0
110-45 | 110 | Tier-1 | 0 | 0 | 0 | 442-780 | 442 | Tier-3 | 110-45 | 0 | 0.0079545 | 0 | 0
CB 284 | 284 | Tier-1 | 2.1335 | 0 | 2.1335 | 445-1318F | 445 | Tier-2 | CB 284 | 2.1335 | 7.1102 | 0 | 0
CB 286 | 286 | Tier-1 | 9.571 | 0 | 9.571 | 445-1320F | 445 | Tier-2 | CB 286 | 9.571 | 14.5746 | 0 | 0
CB 287 | 287 | Tier-1 | 2.8436 | 0 | 2.8436 | 445-1322 | 445 | Tier-2 | CB 287 | 2.8436 | 6.929 | 0 | 0
CB 288 | 288 | Tier-1 | 5.4583 | 4.0629 | 9.5212 | 445-1323 | 445 | Tier-2 | CB 288 | 5.4583 | 7.2739 | 2.7509 | 4.0629
CB 289 | 289 | Tier-1 | 2.6955 | 0 | 2.6955 | 445-1375F | 445 | Tier-2 | CB 289 | 2.6955 | 5.8347 | 0 | 0
CB 290 | 290 | Tier-2 | 0 | 0 | 0 | 445-19R | 445 | Tier-2 | CB 290 | 0 | 11.6042 | 0 | 0
CB 291 | 291 | Tier-2 | 0 | 0 | 0 | 445-39R | 445 | Tier-2 | CB 291 | 0 | 0.79811 | 0 | 0
CB 292 | 292 | Tier-2 | 0.81042 | 0 | 0.81042 | 448-1196F | 448 | Tier-3 | CB 292 | 0.81042 | 3.818 | 0 | 0
CB 293 | 293 | Tier-2 | 0 | 0 | 0 | 448-1202 | 448 | Tier-3 | CB 293 | 0 | 6.865 | 0 | 0
110-49 | 110 | Tier-1 | 0 | 0 | 0 | 448-1204 | 448 | Tier-3 | 110-49 | 0 | 0 | 0 | 0
113-198 | 113 | Tier-1 | 0 | 0 | 0 | 448-744R | 448 | Tier-3 | 113-198 | 0 | 0.0060606 | 0 | 0
CB 296 | 296 | Tier-2 | 0.44716 | 0.012879 | 0.46004 | 450-112 | 450 | Tier-1 | CB 296 | 0.44716 | 8.4191 | 2.9538 | 0.012879
CB 297 | 297 | Tier-2 | 0.42898 | 0 | 0.42898 | 450-113F | 450 | Tier-1 | CB 297 | 0.42898 | 9.2968 | 4.7936 | 0
CB 298 | 298 | Tier-1 | 0.71136 | 0 | 0.71136 | 452-36 | 452 | Tier-1 | CB 298 | 0.71136 | 10.7093 | 0 | 0
CB 299 | 299 | Tier-1 | 0.64867 | 0 | 0.64867 | 452-39AE | 452 | Tier-1 | CB 299 | 0.64867 | 3.3761 | 0 | 0
1161-74 | 1161 | Tier-1 | 0.043561 | 0 | 0.043561 | 452-47 | 452 | Tier-1 | 1161-74 | 0.043561 | 0.059848 | 0 | 0
117-36 | 117 | Tier-1 | 0 | 0 | 0 | 452-719 | 452 | Tier-1 | 117-36 | 0 | 0.24091 | 0 | 0
CB 302 | 302 | Tier-2 | 0 | 0 | 0 | 453-32R | 453 | Tier-1 | CB 302 | 0 | 0.17841 | 0 | 0
CB 303 | 303 | Tier-1 | 7.9354 | 0 | 7.9354 | 454-48F | 454 | Tier-2 | CB 303 | 7.9354 | 10.0718 | 0 | 0
CB 304 | 304 | Tier-1 | 0 | 0 | 0 | 454-49F | 454 | Tier-2 | CB 304 | 0 | 5.1341 | 0 | 0
CB 305 | 305 | Tier-1 | 5.1867 | 0.54848 | 5.7352 | 454-50 | 454 | Tier-1 | CB 305 | 5.1867 | 4.6129 | 0.89148 | 0.54848
1181-304F | 1181 | Tier-1 | 0 | 0 | 0 | 458-32F | 458 | Tier-1 | 1181-304F | 0 | 0.0070076 | 0 | 0
CB 307 | 307 | Tier-1 | 1.0636 | 0.18996 | 1.2536 | 458-42 | 458 | Tier-1 | CB 307 | 1.0636 | 2.0873 | 0.52936 | 0.18996
CB 308 | 308 | Tier-2 | 1.4718 | 0.87292 | 2.3447 | 46-2 | 46 | Tier-1 | CB 308 | 1.4718 | 2.4833 | 0.47462 | 0.87292
CB 309 | 309 | Tier-2 | 0 | 0 | 0 | 46-4F | 46 | Tier-1 | CB 309 | 0 | 10.4913 | 0 | 0
1201-9 | 1201 | Tier-1 | 0 | 0 | 0 | 46-5 | 46 | Tier-1 | 1201-9 | 0 | 0 | 0 | 0
CB 310 | 310 | Tier-1 | 0 | 0 | 0 | 46-7F | 46 | Tier-1 | CB 310 | 0 | 2.483 | 0 | 0
1215-4 | 1215 | Tier-3 | 0 | 0 | 0 | 460-328F | 460 | Tier-1 | 1215-4 | 0 | 0.0094697 | 0 | 0
CB 312 | 312 | Tier-1 | 0 | 0 | 0 | 460-329F | 460 | Tier-1 | CB 312 | 0 | 5.9028 | 0 | 0
CB 313 | 313 | Tier-1 | 1.3364 | 0 | 1.3364 | 460-331F | 460 | Tier-1 | CB 313 | 1.3364 | 9.9155 | 0 | 0
CB 314 | 314 | Tier-1 | 0.85795 | 0 | 0.85795 | 460-958AE | 460 | Tier-1 | CB 314 | 0.85795 | 4.9847 | 0 | 0
CB 315 | 315 | Tier-2 | 0.36174 | 0 | 0.36174 | 462-1023F | 462 | Tier-1 | CB 315 | 0.36174 | 7.9447 | 0 | 0
CB 319 | 319 | Tier-2 | 0 | 0 | 0 | 462-1024 | 462 | Tier-1 | CB 319 | 0 | 0.15909 | 0 | 0
1219-4F | 1219 | Tier-1 | 0 | 0 | 0 | 462-1523F | 462 | Tier-1 | 1219-4F | 0 | 0.010606 | 0 | 0
CB 321 | 321 | Tier-1 | 2.7519 | 0 | 2.7519 | 463-1135F | 463 | Tier-2 | CB 321 | 2.7519 | 18.9758 | 0 | 0
CB 322 | 322 | Tier-1 | 3.668 | 0 | 3.668 | 463-353 | 463 | Tier-2 | CB 322 | 3.668 | 8.2303 | 0 | 0
CB 323 | 323 | Tier-1 | 0.51023 | 0 | 0.51023 | 463-450 | 463 | Tier-1 | CB 323 | 0.51023 | 6.1926 | 0 | 0
CB 324 | 324 | Tier-1 | 1.1407 | 0 | 1.1407 | 463-98 | 463 | Tier-1 | CB 324 | 1.1407 | 6.5485 | 0 | 0
CB 325 | 325 | Tier-1 | 1.1091 | 0 | 1.1091 | 464-1 | 464 | Tier-1 | CB 325 | 1.1091 | 3.789 | 0 | 0
CB 326 | 326 | Tier-1 | 2.8695 | 0 | 2.8695 | 464-14 | 464 | Tier-1 | CB 326 | 2.8695 | 0.6197 | 0 | 0
CB 327 | 327 | Tier-3 | 0.87727 | 0 | 0.87727 | 464-27 | 464 | Tier-1 | CB 327 | 0.87727 | 0.028977 | 0 | 0
CB 329 | 329 | Tier-2 | 2.4417 | 0 | 2.4417 | 464-44 | 464 | Tier-1 | CB 329 | 2.4417 | 2.8773 | 0 | 0
CB 330 | 330 | Tier-2 | 2.2765 | 0 | 2.2765 | 468-10 | 468 | Tier-1 | CB 330 | 2.2765 | 3.3595 | 0 | 0
1223-2 | 1223 | Tier-1 | 0 | 0 | 0 | 468-11 | 468 | Tier-1 | 1223-2 | 0 | 0.15852 | 0 | 0
CB 334 | 334 | Tier-2 | 2.7913 | 0 | 2.7913 | 468-16F | 468 | Tier-1 | CB 334 | 2.7913 | 5.565 | 0 | 0
123-431 | 123 | Tier-1 | 0 | 0 | 0 | 468-6 | 468 | Tier-1 | 123-431 | 0 | 0 | 0 | 0
123-431F | 123 | Tier-1 | 0 | 0 | 0 | 474-22AE | 474 | Tier-1 | 123-431F | 0 | 0 | 0 | 0
CB 34 | 34 | Tier-1 | 0.073295 | 0 | 0.073295 | 474-28 | 474 | Tier-1 | CB 34 | 0.073295 | 2.2227 | 0 | 0
CB 340 | 340 | Tier-1 | 0.37652 | 0 | 0.37652 | 477-11F | 477 | Tier-1 | CB 340 | 0.37652 | 2.3127 | 0 | 0
123-455F | 123 | Tier-1 | 0 | 0 | 0 | 480-32 | 480 | Tier-1 | 123-455F | 0 | 0.012121 | 0 | 0
124-505F | 124 | Tier-1 | 0 | 0 | 0 | 481-40 | 481 | Tier-1 | 124-505F | 0 | 0.024053 | 0 | 0
124-507F | 124 | Tier-1 | 0 | 0 | 0 | 481-41F | 481 | Tier-1 | 124-507F | 0 | 0.13295 | 0 | 0
CB 344 | 344 | Tier-1 | 2.4973 | 0 | 2.4973 | 482-380 | 482 | Tier-1 | CB 344 | 2.4973 | 1.1758 | 0 | 0
1242-157 | 1242 | Tier-2 | 0 | 0 | 0 | 486-57AE | 486 | Tier-1 | 1242-157 | 0 | 0 | 0 | 0
CB 35 | 35 | Tier-1 | 0 | 0 | 0 | 488-32R | 488 | Tier-1 | CB 35 | 0 | 1.942 | 0 | 0
1244-12F | 1244 | Tier-2 | 0 | 0 | 0 | 489-17 | 489 | Tier-1 | 1244-12F | 0 | 0.24678 | 0 | 0
CB 351 | 351 | Tier-2 | 6.4841 | 0 | 6.4841 | 489-19AE | 489 | Tier-1 | CB 351 | 6.4841 | 1.1619 | 0 | 0
1244-13 | 1244 | Tier-2 | 0 | 0 | 0 | 490-36 | 490 | Tier-1 | 1244-13 | 0 | 0.066288 | 0 | 0
1260-18 | 1260 | Tier-1 | 0 | 0 | 0 | 492-1090F | 492 | Tier-1 | 1260-18 | 0 | 0.076136 | 0 | 0
127-41 | 127 | Tier-1 | 0 | 0 | 0 | 492-1093 | 492 | Tier-1 | 127-41 | 0 | 0.014205 | 0 | 0
CB 355 | 355 | Tier-2 | 6.6542 | 0 | 6.6542 | 492-612F | 492 | Tier-1 | CB 355 | 6.6542 | 2.2837 | 0 | 0
127-41F | 127 | Tier-1 | 0 | 0 | 0 | 492-614F | 492 | Tier-1 | 127-41F | 0 | 0 | 0 | 0
CB 357 | 357 | Tier-3 | 3.9343 | 0 | 3.9343 | 492-8AE | 492 | Tier-1 | CB 357 | 3.9343 | 7.7886 | 0 | 0
CB 358 | 358 | Tier-3 | 0.10189 | 0 | 0.10189 | 493-485F | 493 | Tier-1 | CB 358 | 0.10189 | 11.3629 | 0 | 0
CB 36 | 36 | Tier-1 | 0 | 0 | 0 | 496-259F | 496 | Tier-1 | CB 36 | 0 | 7.003 | 0 | 0
CB 361 | 361 | Tier-1 | 0.93409 | 0 | 0.93409 | 497-888F | 497 | Tier-1 | CB 361 | 0.93409 | 3.2059 | 0 | 0
CB 362 | 362 | Tier-1 | 2.7822 | 0 | 2.7822 | 497-891F | 497 | Tier-1 | CB 362 | 2.7822 | 0.91023 | 0 | 0
CB 363 | 363 | Tier-1 | 1.6867 | 0 | 1.6867 | 497-892F | 497 | Tier-1 | CB 363 | 1.6867 | 2.6428 | 0 | 0
CB 364 | 364 | Tier-1 | 2.5415 | 0 | 2.5415 | 500-5R | 500 | Tier-2 | CB 364 | 2.5415 | 1.5506 | 0 | 0
CB 365 | 365 | Tier-1 | 4.05 | 0 | 4.05 | 502-11F | 502 | Tier-2 | CB 365 | 4.05 | 3.0775 | 0 | 0
CB 366 | 366 | Tier-1 | 2.0843 | 0 | 2.0843 | 502-12 | 502 | Tier-1 | CB 366 | 2.0843 | 3.3229 | 0 | 0
CB 367 | 367 | Tier-1 | 0 | 0 | 0 | 502-718F | 502 | Tier-2 | CB 367 | 0 | 4.1913 | 0 | 0
CB 368 | 368 | Tier-1 | 2.1314 | 0 | 2.1314 | 502-9F | 502 | Tier-2 | CB 368 | 2.1314 | 6.3394 | 0 | 0
1299-3 | 1299 | Tier-1 | 0 | 0 | 0 | 506-161 | 506 | Tier-1 | 1299-3 | 0 | 0.0066288 | 0 | 0
CB 37 | 37 | Tier-1 | 0 | 0 | 0 | 506-162 | 506 | Tier-1 | CB 37 | 0 | 4.7822 | 0 | 0
CB 370 | 370 | Tier-1 | 0 | 0 | 0 | 506-844 | 506 | Tier-1 | CB 370 | 0 | 0.50492 | 0 | 0
131-180AE | 131 | Tier-1 | 0 | 0 | 0 | 507-1734 | 507 | Tier-1 | 131-180AE | 0 | 0.010227 | 0 | 0
CB 372 | 372 | Tier-1 | 1.0771 | 0 | 1.0771 | 508-1025F | 508 | Tier-1 | CB 372 | 1.0771 | 0.11364 | 0 | 0
CB 373 | 373 | Tier-1 | 0.19091 | 0 | 0.19091 | 508-1027F | 508 | Tier-1 | CB 373 | 0.19091 | 3.4455 | 0 | 0
CB 374 | 374 | Tier-1 | 6.097 | 0 | 6.097 | 508-1041F | 508 | Tier-1 | CB 374 | 6.097 | 3.6411 | 0 | 0
CB 375 | 375 | Tier-1 | 0.5017 | 0 | 0.5017 | 508-937AE | 508 | Tier-1 | CB 375 | 0.5017 | 0.26856 | 0 | 0
CB 376 | 376 | Tier-1 | 3.797 | 0 | 3.797 | 508-938 | 508 | Tier-1 | CB 376 | 3.797 | 3.4008 | 0 | 0
CB 377 | 377 | Tier-1 | 4.7371 | 0 | 4.7371 | 511-1338AE | 511 | Tier-1 | CB 377 | 4.7371 | 4.9708 | 0 | 0
CB 378 | 378 | Tier-1 | 0.71742 | 0 | 0.71742 | 512-302F | 512 | Tier-1 | CB 378 | 0.71742 | 0.38731 | 0 | 0
131-181 | 131 | Tier-1 | 0 | 0 | 0 | 513-42F | 513 | Tier-1 | 131-181 | 0 | 0.0087121 | 0 | 0
CB 380 | 380 | Tier-1 | 3.4884 | 0 | 3.4884 | 515-49R | 515 | Tier-1 | CB 380 | 3.4884 | 2.7487 | 0 | 0
132-158 | 132 | Tier-1 | 0 | 0 | 0 | 516-4 | 516 | Tier-1 | 132-158 | 0 | 0.015152 | 0 | 0
132-158F | 132 | Tier-1 | 0 | 0 | 0 | 516-5F | 516 | Tier-1 | 132-158F | 0 | 0 | 0 | 0
CB 383 | 383 | Tier-1 | 0 | 0 | 0 | 519-30 | 519 | Tier-1 | CB 383 | 0 | 5.1818 | 0 | 0
CB 384 | 384 | Tier-1 | 0 | 0 | 0 | 520-45 | 520 | Tier-2 | CB 384 | 0 | 13.885 | 0 | 0
CB 385 | 385 | Tier-1 | 2.2621 | 0 | 2.2621 | 521-1819R | 521 | Tier-2 | CB 385 | 2.2621 | 8.6911 | 0 | 0
CB 386 | 386 | Tier-2 | 5.1381 | 0 | 5.1381 | 521-27R | 521 | Tier-2 | CB 386 | 5.1381 | 8.8436 | 0 | 0
CB 387 | 387 | Tier-1 | 4.6941 | 0 | 4.6941 | 524-1782F | 524 | Tier-3 | CB 387 | 4.6941 | 5.0354 | 0 | 0
CB 39 | 39 | Tier-1 | 0.067803 | 0 | 0.067803 | 525-40 | 525 | Tier-1 | CB 39 | 0.067803 | 6.2892 | 0 | 0
CB 390 | 390 | Tier-1 | 1.3127 | 0 | 1.3127 | 528-211F | 528 | Tier-1 | CB 390 | 1.3127 | 7.4237 | 0 | 0
CB 391 | 391 | Tier-1 | 0.36117 | 0 | 0.36117 | 531-36AE | 531 | Tier-1 | CB 391 | 0.36117 | 6.096 | 0 | 0
CB 392 | 392 | Tier-1 | 2.8735 | 0 | 2.8735 | 532-762 | 532 | Tier-1 | CB 392 | 2.8735 | 4.783 | 0 | 0
CB 393 | 393 | Tier-2 | 0.75606 | 0 | 0.75606 | 532-764 | 532 | Tier-1 | CB 393 | 0.75606 | 8.7271 | 0 | 0
CB 394 | 394 | Tier-1 | 0.46553 | 0 | 0.46553 | 533-7AE | 533 | Tier-1 | CB 394 | 0.46553 | 6.1835 | 0 | 0
CB 395 | 395 | Tier-1 | 0.85682 | 0 | 0.85682 | 533-8 | 533 | Tier-1 | CB 395 | 0.85682 | 10.0398 | 0 | 0
CB 396 | 396 | Tier-2 | 2.4138 | 1.1915 | 3.6053 | 534-1080F | 534 | Tier-2 | CB 396 | 2.4138 | 10.2492 | 4.9684 | 1.1915
CB 397 | 397 | Tier-1 | 3.0831 | 0 | 3.0831 | 534-1081F | 534 | Tier-1 | CB 397 | 3.0831 | 2.7523 | 0 | 0
CB 399 | 399 | Tier-1 | 3.5411 | 0 | 3.5411 | 535-1118 | 535 | Tier-1 | CB 399 | 3.5411 | 6.1716 | 0 | 0
CB 40 | 40 | Tier-1 | 4.7142 | 0 | 4.7142 | 535-1120AE | 535 | Tier-2 | CB 40 | 4.7142 | 4.2576 | 0 | 0
CB 400 | 400 | Tier-1 | 6.1136 | 0 | 6.1136 | 535-263 | 535 | Tier-1 | CB 400 | 6.1136 | 1.7223 | 0 | 0
CB 401 | 401 | Tier-1 | 4.0061 | 0 | 4.0061 | 536-377F | 536 | Tier-2 | CB 401 | 4.0061 | 0.27803 | 0 | 0
134-262F | 134 | Tier-1 | 0 | 0 | 0 | 537-10 | 537 | Tier-1 | 134-262F | 0 | 2.3767 | 0 | 0
CB 403 | 403 | Tier-1 | 0.72405 | 0 | 0.72405 | 54-279R | 54 | Tier-1 | CB 403 | 0.72405 | 4.0125 | 0 | 0
CB 404 | 404 | Tier-1 | 0.3267 | 0 | 0.3267 | 540-241R | 540 | Tier-2 | CB 404 | 0.3267 | 3.3028 | 0 | 0
CB 405 | 405 | Tier-1 | 0 | 0 | 0 | 540-26 | 540 | Tier-1 | CB 405 | 0 | 2.2288 | 0 | 0
CB 406 | 406 | Tier-1 | 2.7273 | 0 | 2.7273 | 540-39AE | 540 | Tier-2 | CB 406 | 2.7273 | 5.1134 | 0 | 0
CB 407 | 407 | Tier-1 | 2.8587 | 0 | 2.8587 | 540-4 | 540 | Tier-1 | CB 407 | 2.8587 | 0.23561 | 0 | 0
CB 409 | 409 | Tier-1 | 3.4879 | 0 | 3.4879 | 542-42 | 542 | Tier-1 | CB 409 | 3.4879 | 3.672 | 0 | 0
CB 41 | 41 | Tier-1 | 2.8383 | 0 | 2.8383 | 543-356F | 543 | Tier-1 | CB 41 | 2.8383 | 2.5119 | 0 | 0
CB 410 | 410 | Tier-1 | 4.0036 | 0 | 4.0036 | 543-396 | 543 | Tier-1 | CB 410 | 4.0036 | 3.7381 | 0 | 0
134-263 | 134 | Tier-1 | 0 | 0 | 0 | 545-37 | 545 | Tier-1 | 134-263 | 0 | 0 | 0 | 0
CB 412 | 412 | Tier-1 | 10.8415 | 0 | 10.8415 | 545-50F | 545 | Tier-1 | CB 412 | 10.8415 | 6.017 | 0 | 0
CB 413 | 413 | Tier-1 | 1.9462 | 0 | 1.9462 | 545-874R | 545 | Tier-1 | CB 413 | 1.9462 | 5.9413 | 0 | 0
CB 414 | 414 | Tier-1 | 9.9337 | 0 | 9.9337 | 546-525R | 546 | Tier-1 | CB 414 | 9.9337 | 6.603 | 0 | 0
CB 415 | 415 | Tier-1 | 3.1661 | 0 | 3.1661 | 547-25F | 547 | Tier-1 | CB 415 | 3.1661 | 3.6466 | 0 | 0
CB 416 | 416 | Tier-1 | 0.28106 | 0 | 0.28106 | 548-14F | 548 | Tier-1 | CB 416 | 0.28106 | 0.32311 | 0 | 0
CB 417 | 417 | Tier-1 | 3.0528 | 0 | 3.0528 | 549-36F | 549 | Tier-1 | CB 417 | 3.0528 | 1.5712 | 0 | 0
CB 418 | 418 | Tier-1 | 4.6036 | 0 | 4.6036 | 55-484F | 55 | Tier-1 | CB 418 | 4.6036 | 1.8875 | 0 | 0
CB 42 | 42 | Tier-1 | 1.6919 | 0.68561 | 2.3775 | 555-21F | 555 | Tier-1 | CB 42 | 1.6919 | 2.4663 | 0.43807 | 0.68561
CB 423 | 423 | Tier-1 | 0 | 0 | 0 | 555-2F | 555 | Tier-1 | CB 423 | 0 | 2.9608 | 0 | 0
CB 424 | 424 | Tier-1 | 0 | 0 | 0 | 558-503 | 558 | Tier-1 | CB 424 | 0 | 1.7297 | 0 | 0
CB 425 | 425 | Tier-1 | 0 | 0 | 0 | 559-17 | 559 | Tier-1 | CB 425 | 0 | 2.425 | 0 | 0
CB 426 | 426 | Tier-1 | 0.040909 | 0 | 0.040909 | 559-43 | 559 | Tier-1 | CB 426 | 0.040909 | 5.9057 | 0 | 0
134-264 | 134 | Tier-1 | 0 | 0 | 0 | 56-27AE | 56 | Tier-1 | 134-264 | 0 | 0 | 0 | 0
135-269F | 135 | Tier-1 | 0 | 0 | 0 | 560-30F | 560 | Tier-1 | 135-269F | 0 | 0.34413 | 0 | 0
CB 429 | 429 | Tier-1 | 0 | 0 | 0 | 560-31F | 560 | Tier-1 | CB 429 | 0 | 2.7795 | 0 | 0
CB 43 | 43 | Tier-1 | 1.7081 | 0 | 1.7081 | 560-5 | 560 | Tier-1 | CB 43 | 1.7081 | 2.479 | 0 | 0
135-272 | 135 | Tier-1 | 0 | 0 | 0 | 561-31 | 561 | Tier-1 | 135-272 | 0 | 0 | 0 | 0
135-273F | 135 | Tier-1 | 0 | 0 | 0 | 562-100F | 562 | Tier-1 | 135-273F | 0 | 0.33068 | 0 | 0
135-275F | 135 | Tier-1 | 0 | 0 | 0 | 562-101F | 562 | Tier-1 | 135-275F | 0 | 0.0075758 | 0 | 0
CB 433 | 433 | Tier-1 | 0 | 0 | 0 | 564-1921F | 564 | Tier-1 | CB 433 | 0 | 6.2652 | 0 | 0
CB 434 | 434 | Tier-1 | 0.56686 | 0 | 0.56686 | 566-131 | 566 | Tier-1 | CB 434 | 0.56686 | 3.5525 | 0 | 0
137-33 | 137 | Tier-1 | 0 | 0 | 0 | 566-132 | 566 | Tier-1 | 137-33 | 0 | 0.011364 | 0 | 0
CB 436 | 436 | Tier-1 | 0 | 0 | 0 | 567-16F | 567 | Tier-1 | CB 436 | 0 | 1.4449 | 0 | 0
139-402F | 139 | Tier-1 | 0 | 0 | 0 | 567-18F | 567 | Tier-1 | 139-402F | 0 | 0.032008 | 0 | 0
CB 438 | 438 | Tier-1 | 0.50947 | 0 | 0.50947 | 57-1291F | 57 | Tier-1 | CB 438 | 0.50947 | 1.583 | 0 | 0
CB 439 | 439 | Tier-1 | 0 | 0 | 0 | 57-736 | 57 | Tier-1 | CB 439 | 0 | 6.2411 | 0 | 0
CB 44 | 44 | Tier-1 | 3.5398 | 0 | 3.5398 | 571-33 | 571 | Tier-1 | CB 44 | 3.5398 | 3.9663 | 0 | 0
CB 441 | 441 | Tier-3 | 5.9152 | 0.14848 | 6.0636 | 571-49F | 571 | Tier-1 | CB 441 | 5.9152 | 0.30455 | 0.061553 | 0.14848
1407-24 | 1407 | Tier-1 | 0 | 0 | 0 | 572-492 | 572 | Tier-1 | 1407-24 | 0 | 0 | 0 | 0
1410-1 | 1410 | Tier-1 | 0 | 0 | 0 | 574-6AE | 574 | Tier-1 | 1410-1 | 0 | 0 | 0 | 0
1420-6 | 1420 | Tier-1 | 0 | 0 | 0 | 574-7 | 574 | Tier-1 | 1420-6 | 0 | 0.0068182 | 0 | 0
1435-1076F | 1435 | Tier-1 | 0 | 0 | 0 | 575-10 | 575 | Tier-1 | 1435-1076F | 0 | 0.0089015 | 0 | 0
1444-2 | 1444 | Tier-1 | 0 | 0 | 0 | 575-23 | 575 | Tier-1 | 1444-2 | 0 | 0.027652 | 0 | 0
147-816F | 147 | Tier-1 | 0 | 0 | 0 | 576-202 | 576 | Tier-1 | 147-816F | 0 | 0.22121 | 0 | 0
CB 45 | 45 | Tier-1 | 1.7563 | 0 | 1.7563 | 577-201F | 577 | Tier-2 | CB 45 | 1.7563 | 1.6509 | 0 | 0
CB 450 | 450 | Tier-1 | 0.48428 | 0 | 0.48428 | 579-31 | 579 | Tier-1 | CB 450 | 0.48428 | 4.4047 | 0 | 0
CB 451 | 451 | Tier-1 | 2.9203 | 0 | 2.9203 | 579-351 | 579 | Tier-1 | CB 451 | 2.9203 | 4.2413 | 0 | 0
CB 452 | 452 | Tier-1 | 4.0392 | 3.1879 | 7.2271 | 58-382R | 58 | Tier-1 | CB 452 | 4.0392 | 0.41364 | 0.58428 | 3.1879
CB 453 | 453 | Tier-1 | 3.1674 | 0 | 3.1674 | 580-691 | 580 | Tier-1 | CB 453 | 3.1674 | 5.7909 | 0 | 0
CB 454 | 454 | Tier-1 | 2.8769 | 2.218 | 5.0949 | 581-391AE | 581 | Tier-1 | CB 454 | 2.8769 | 2.0845 | 1.3938 | 2.218
CB 455 | 455 | Tier-1 | 5.3581 | 2.1129 | 7.471 | 583-657 | 583 | Tier-1 | CB 455 | 5.3581 | 7.1409 | 2.0256 | 2.1129
CB 456 | 456 | Tier-1 | 3.9119 | 0 | 3.9119 | 585-17 | 585 | Tier-1 | CB 456 | 3.9119 | 11.2006 | 0 | 0
CB 457 | 457 | Tier-1 | 0 | 0 | 0 | 585-238 | 585 | Tier-1 | CB 457 | 0 | 2.9021 | 0 | 0
CB 458 | 458 | Tier-1 | 0.35303 | 0 | 0.35303 | 585-662 | 585 | Tier-1 | CB 458 | 0.35303 | 0.74394 | 0 | 0
1481-4 | 1481 | Tier-1 | 0 | 0 | 0 | 585-671 | 585 | Tier-1 | 1481-4 | 0 | 1.4405 | 0 | 0
1483-305F | 1483 | Tier-1 | 0 | 0 | 0 | 586-1 | 586 | Tier-1 | 1483-305F | 0 | 0.0090909 | 0 | 0
CB 461 | 461 | Tier-2 | 2.3676 | 0 | 2.3676 | 589-56AE | 589 | Tier-1 | CB 461 | 2.3676 | 0.66837 | 0 | 0
CB 462 | 462 | Tier-2 | 1.658 | 0 | 1.658 | 59-1189F | 59 | Tier-1 | CB 462 | 1.658 | 4.3763 | 0 | 0
CB 463 | 463 | Tier-2 | 1.5028 | 0 | 1.5028 | 59-1190F | 59 | Tier-1 | CB 463 | 1.5028 | 9.3877 | 2.7409 | 0
169-31 | 169 | Tier-1 | 0 | 0 | 0 | 59-24R | 59 | Tier-1 | 169-31 | 0 | 0.10284 | 0 | 0
CB 465 | 465 | Tier-1 | 0.51648 | 0 | 0.51648 | 59-813 | 59 | Tier-1 | CB 465 | 0.51648 | 2.4795 | 0 | 0
209-1770F | 209 | Tier-1 | 0 | 0 | 0 | 59-816F | 59 | Tier-1 | 209-1770F | 0 | 0.21951 | 0 | 0
CB 467 | 467 | Tier-1 | 0 | 0 | 0 | 590-6 | 590 | Tier-1 | CB 467 | 0 | 1.5843 | 0 | 0
CB 468 | 468 | Tier-1 | 0 | 0 | 0 | 591-1114F | 591 | Tier-2 | CB 468 | 0 | 1.1741 | 0 | 0
CB 469 | 469 | Tier-1 | 0 | 0 | 0 | 591-1116F | 591 | Tier-2 | CB 469 | 0 | 0.79318 | 0 | 0
216-220R | 216 | Tier-3 | 0.052462 | 0 | 0.052462 | 593-10 | 593 | Tier-1 | 216-220R | 0.052462 | 0 | 0 | 0
CB 470 | 470 | Tier-2 | 10.2729 | 2.1985 | 12.4714 | 593-25 | 593 | Tier-2 | CB 470 | 10.2729 | 8.2909 | 3.6083 | 2.1985
CB 471 | 471 | Tier-1 | 6.6057 | 0 | 6.6057 | 594-1380F | 594 | Tier-2 | CB 471 | 6.6057 | 8.8682 | 0 | 0
CB 472 | 472 | Tier-1 | 4.6394 | 0 | 4.6394 | 594-3 | 594 | Tier-2 | CB 472 | 4.6394 | 8.49 | 0 | 0
CB 473 | 473 | Tier-1 | 5.1508 | 0 | 5.1508 | 595-1432 | 595 | Tier-1 | CB 473 | 5.1508 | 5.908 | 0 | 0
CB 474 | 474 | Tier-1 | 3.5362 | 0 | 3.5362 | 595-1441F | 595 | Tier-1 | CB 474 | 3.5362 | 2.9536 | 0 | 0
CB 475 | 475 | Tier-1 | 1.6866 | 0 | 1.6866 | 595-1453F | 595 | Tier-1 | CB 475 | 1.6866 | 11.9968 | 0 | 0
CB 476 | 476 | Tier-2 | 14.0466 | 0 | 14.0466 | 597-592 | 597 | Tier-1 | CB 476 | 14.0466 | 34.4884 | 0 | 0
CB 477 | 477 | Tier-1 | 0 | 0 | 0 | 597-595 | 597 | Tier-2 | CB 477 | 0 | 2.4348 | 0 | 0
221-1230F | 221 | Tier-3 | 3.8686 | 0 | 3.8686 | 599-19R | 599 | Tier-2 | 221-1230F | 3.8686 | 0.044508 | 0 | 0
CB 480 | 480 | Tier-1 | 2.7716 | 0 | 2.7716 | 60-574 | 60 | Tier-1 | CB 480 | 2.7716 | 1.7445 | 0 | 0
CB 481 | 481 | Tier-1 | 1.3758 | 0 | 1.3758 | 60-575F | 60 | Tier-1 | CB 481 | 1.3758 | 3.7877 | 0 | 0
CB 482 | 482 | Tier-1 | 0 | 0 | 0 | 61-19 | 61 | Tier-1 | CB 482 | 0 | 5.0157 | 0 | 0
CB 483 | 483 | Tier-1 | 2.1237 | 0 | 2.1237 | 62-22AE | 62 | Tier-1 | CB 483 | 2.1237 | 1.2934 | 0 | 0
222-2086 | 222 | Tier-3 | 0 | 0 | 0 | 64-14F | 64 | Tier-1 | 222-2086 | 0 | 0.067614 | 0 | 0
223-550 | 223 | Tier-1 | 0 | 0 | 0 | 65-1086 | 65 | Tier-1 | 223-550 | 0 | 0 | 0 | 0
CB 488 | 488 | Tier-1 | 0.95568 | 0 | 0.95568 | 68-1357 | 68 | Tier-1 | CB 488 | 0.95568 | 5.5519 | 0 | 0
CB 489 | 489 | Tier-1 | 3.1093 | 0 | 3.1093 | 68-43AE | 68 | Tier-1 | CB 489 | 3.1093 | 7.9534 | 0 | 0
CB 49 | 49 | Tier-1 | 0 | 0 | 0 | 69-44 | 69 | Tier-1 | CB 49 | 0 | 0.0028409 | 0 | 0
CB 490 | 490 | Tier-1 | 0.11705 | 0 | 0.11705 | 700-257F | 700 | Tier-1 | CB 490 | 0.11705 | 0.77386 | 0 | 0
CB 491 | 491 | Tier-1 | 1.7977 | 0 | 1.7977 | 701-21 | 701 | Tier-1 | CB 491 | 1.7977 | 3.6375 | 0 | 0
CB 492 | 492 | Tier-1 | 1.7074 | 0 | 1.7074 | 701-738 | 701 | Tier-1 | CB 492 | 1.7074 | 2.3816 | 0 | 0
CB 493 | 493 | Tier-1 | 0.20795 | 0 | 0.20795 | 701-740 | 701 | Tier-1 | CB 493 | 0.20795 | 3.6481 | 0 | 0
CB 494 | 494 | Tier-1 | 0 | 0 | 0 | 701-748 | 701 | Tier-1 | CB 494 | 0 | 0.47898 | 0 | 0
224-537F | 224 | Tier-1 | 0 | 0 | 0 | 702-25 | 702 | Tier-1 | 224-537F | 0 | 0.12064 | 0 | 0
CB 497 | 497 | Tier-1 | 3.0748 | 0 | 3.0748 | 702-30 | 702 | Tier-1 | CB 497 | 3.0748 | 2.4483 | 0 | 0
CB 498 | 498 | Tier-1 | 0.27235 | 0 | 0.27235 | 703-289F | 703 | Tier-1 | CB 498 | 0.27235 | 8.0286 | 0 | 0
CB 499 | 499 | Tier-2 | 1.9464 | 0 | 1.9464 | 703-291 | 703 | Tier-1 | CB 499 | 1.9464 | 11.642 | 0 | 0
CB 50 | 50 | Tier-1 | 1.9517 | 0 | 1.9517 | 71-13 | 71 | Tier-1 | CB 50 | 1.9517 | 10.6515 | 0 | 0
CB 500 | 500 | Tier-2 | 0 | 0 | 0 | 710-95F | 710 | Tier-1 | CB 500 | 0 | 6.0227 | 2.5633 | 0
CB 501 | 501 | Tier-2 | 0 | 0 | 0 | 712-24 | 712 | Tier-1 | CB 501 | 0 | 9.8174 | 0 | 0
CB 502 | 502 | Tier-2 | 0 | 0 | 0 | 713-171F | 713 | Tier-1 | CB 502 | 0 | 6.0157 | 0 | 0
CB 503 | 503 | Tier-2 | 0 | 0 | 0 | 716-19 | 716 | Tier-1 | CB 503 | 0 | 0.17841 | 0 | 0
CB 504 | 504 | Tier-1 | 2.5612 | 0 | 2.5612 | 716-21F | 716 | Tier-1 | CB 504 | 2.5612 | 7.6316 | 0 | 0
CB 505 | 505 | Tier-1 | 1.7686 | 0 | 1.7686 | 716-38 | 716 | Tier-1 | CB 505 | 1.7686 | 2.3966 | 0 | 0
CB 506 | 506 | Tier-1 | 1.454 | 0 | 1.454 | 716-41F | 716 | Tier-1 | CB 506 | 1.454 | 0.52955 | 0 | 0
224-539F | 224 | Tier-1 | 0 | 0 | 0 | 716-9 | 716 | Tier-1 | 224-539F | 0 | 0.12879 | 0 | 0
CB 508 | 508 | Tier-1 | 1.4705 | 0 | 1.4705 | 718-483R | 718 | Tier-1 | CB 508 | 1.4705 | 4.6875 | 0 | 0
CB 509 | 509 | Tier-1 | 5.5614 | 0 | 5.5614 | 719-19 | 719 | Tier-1 | CB 509 | 5.5614 | 10.5356 | 0 | 0
CB 51 | 51 | Tier-1 | 2.533 | 0 | 2.533 | 719-20AE | 719 | Tier-1 | CB 51 | 2.533 | 3.7665 | 0 | 0
CB 510 | 510 | Tier-1 | 0.63409 | 0 | 0.63409 | 719-21AE | 719 | Tier-1 | CB 510 | 0.63409 | 0.73428 | 0 | 0
CB 511 | 511 | Tier-1 | 2.4116 | 0 | 2.4116 | 719-36 | 719 | Tier-1 | CB 511 | 2.4116 | 1.2665 | 0 | 0
CB 512 | 512 | Tier-1 | 0.53466 | 0 | 0.53466 | 719-856F | 719 | Tier-1 | CB 512 | 0.53466 | 3.4924 | 0 | 0
CB 513 | 513 | Tier-1 | 1.1689 | 0 | 1.1689 | 72-14 | 72 | Tier-1 | CB 513 | 1.1689 | 6.8631 | 0 | 0
CB 514 | 514 | Tier-1 | 11.3602 | 0 | 11.3602 | 723-791 | 723 | Tier-1 | CB 514 | 11.3602 | 3.6036 | 0 | 0
CB 515 | 515 | Tier-1 | 2.6689 | 0 | 2.6689 | 723-793F | 723 | Tier-1 | CB 515 | 2.6689 | 3.9875 | 0 | 0
CB 516 | 516 | Tier-1 | 1.3884 | 0 | 1.3884 | 724-7F | 724 | Tier-1 | CB 516 | 1.3884 | 1.4261 | 0 | 0
CB 517 | 517 | Tier-1 | 2.6311 | 0 | 2.6311 | 726-24F | 726 | Tier-1 | CB 517 | 2.6311 | 4.6148 | 0 | 0
CB 518 | 518 | Tier-1 | 1.8705 | 0 | 1.8705 | 73-1163 | 73 | Tier-3 | CB 518 | 1.8705 | 1.7852 | 0 | 0
CB 519 | 519 | Tier-1 | 2.3775 | 0 | 2.3775 | 73-1218 | 73 | Tier-3 | CB 519 | 2.3775 | 5.2309 | 0 | 0
245-584 | 245 | Tier-1 | 0 | 0 | 0 | 73-683R | 73 | Tier-3 | 245-584 | 0 | 0.0051136 | 0 | 0
254-293F | 254 | Tier-1 | 0 | 0 | 0 | 730-835 | 730 | Tier-1 | 254-293F | 0 | 0.0068182 | 0 | 0
264-12 | 264 | Tier-1 | 0 | 0 | 0 | 730-971R | 730 | Tier-1 | 264-12 | 0 | 0.014205 | 0 | 0
CB 522 | 522 | Tier-2 | 4.4515 | 0 | 4.4515 | 731-1244 | 731 | Tier-1 | CB 522 | 4.4515 | 3.3199 | 0 | 0
CB 523 | 523 | Tier-2 | 3.7699 | 0 | 3.7699 | 731-45F | 731 | Tier-1 | CB 523 | 3.7699 | 3.0824 | 0 | 0
CB 524 | 524 | Tier-3 | 3.2093 | 0 | 3.2093 | 733-20AE | 733 | Tier-1 | CB 524 | 3.2093 | 12.0508 | 0 | 0
CB 525 | 525 | Tier-1 | 0.53731 | 0 | 0.53731 | 733-23R | 733 | Tier-1 | CB 525 | 0.53731 | 12.2634 | 0 | 0
CB 528 | 528 | Tier-1 | 0 | 0 | 0 | 736-129F | 736 | Tier-1 | CB 528 | 0 | 2.061 | 0 | 0
CB 529 | 529 | Tier-1 | 2.142 | 0 | 2.142 | 736-42 | 736 | Tier-1 | CB 529 | 2.142 | 2.5432 | 0 | 0
CB 53 | 53 | Tier-1 | 0.4892 | 0 | 0.4892 | 738-1376F | 738 | Tier-1 | CB 53 | 0.4892 | 1.5771 | 0 | 0
CB 531 | 531 | Tier-1 | 5.0449 | 0 | 5.0449 | 739-111 | 739 | Tier-1 | CB 531 | 5.0449 | 5.065 | 0 | 0
CB 532 | 532 | Tier-1 | 3.0008 | 0 | 3.0008 | 739-113 | 739 | Tier-1 | CB 532 | 3.0008 | 14.7201 | 0 | 0
CB 533 | 533 | Tier-2 | 0.37159 | 0 | 0.37159 | 739-114F | 739 | Tier-1 | CB 533 | 0.37159 | 1.6932 | 0 | 0
265-151 | 265 | Tier-1 | 0 | 0 | 0 | 739-7 | 739 | Tier-1 | 265-151 | 0 | 0.19261 | 0 | 0
CB 535 | 535 | Tier-2 | 0.31174 | 0 | 0.31174 | 74-24R | 74 | Tier-1 | CB 535 | 0.31174 | 6.91 | 0 | 0
CB 536 | 536 | Tier-2 | 1.2294 | 0.3411 | 1.5705 | 740-364 | 740 | Tier-1 | CB 536 | 1.2294 | 0.83409 | 0.072159 | 0.3411
266-490AE | 266 | Tier-1 | 0 | 0 | 0 | 741-17 | 741 | Tier-1 | 266-490AE | 0 | 0.010227 | 0 | 0
283-1359AE | 283 | Tier-3 | 0 | 0 | 0 | 741-43 | 741 | Tier-1 | 283-1359AE | 0 | 0.010795 | 0 | 0
CB 539 | 539 | Tier-2 | 0 | 0 | 0 | 741-48F | 741 | Tier-1 | CB 539 | 0 | 7.2983 | 0 | 0
CB 54 | 54 | Tier-1 | 1.3475 | 0 | 1.3475 | 743-306AE | 743 | Tier-1 | CB 54 | 1.3475 | 3.4241 | 0 | 0
283-66 | 283 | Tier-3 | 0 | 0 | 0 | 745-100F | 745 | Tier-1 | 283-66 | 0 | 0 | 0 | 0
292-316F | 292 | Tier-2 | 0 | 0 | 0 | 745-271F | 745 | Tier-1 | 292-316F | 0 | 0.091477 | 0 | 0
CB 542 | 542 | Tier-2 | 2.1884 | 0 | 2.1884 | 745-272F | 745 | Tier-1 | CB 542 | 2.1884 | 2.7881 | 0 | 0
CB 543 | 543 | Tier-2 | 0 | 0 | 0 | 745-274 | 745 | Tier-1 | CB 543 | 0 | 0.67367 | 0 | 0
CB 544 | 544 | Tier-2 | 0 | 0 | 0 | 745-35 | 745 | Tier-1 | CB 544 | 0 | 1.0896 | 0 | 0
CB 545 | 545 | Tier-1 | 1.0256 | 0 | 1.0256 | 747-860F | 747 | Tier-1 | CB 545 | 1.0256 | 0.35095 | 0 | 0
CB 546 | 546 | Tier-1 | 3.5004 | 0 | 3.5004 | 747-861F | 747 | Tier-1 | CB 546 | 3.5004 | 1.7216 | 0 | 0
CB 547 | 547 | Tier-1 | 2.2956 | 0 | 2.2956 | 747-871 | 747 | Tier-1 | CB 547 | 2.2956 | 2.036 | 0 | 0
CB 548 | 548 | Tier-1 | 2.4061 | 0 | 2.4061 | 748-1052 | 748 | Tier-1 | CB 548 | 2.4061 | 1.1095 | 0 | 0
CB 549 | 549 | Tier-1 | 2.2888 | 0 | 2.2888 | 748-1059 | 748 | Tier-1 | CB 549 | 2.2888 | 1.0676 | 0 | 0
306-2257F | 306 | Tier-1 | 0 | 0 | 0 | 748-1061 | 748 | Tier-1 | 306-2257F | 0 | 0.50189 | 0 | 0
CB 550 | 550 | Tier-1 | 2.4468 | 0 | 2.4468 | 748-507AE | 748 | Tier-1 | CB 550 | 2.4468 | 5.4049 | 0 | 0
CB 551 | 551 | Tier-1 | 0.12348 | 0 | 0.12348 | 749-48 | 749 | Tier-1 | CB 551 | 0.12348 | 1.2663 | 0 | 0
CB 552 | 552 | Tier-1 | 1.7223 | 0 | 1.7223 | 749-49F | 749 | Tier-1 | CB 552 | 1.7223 | 8.1453 | 0 | 0
CB 553 | 553 | Tier-1 | 2.0898 | 0 | 2.0898 | 75-2229 | 75 | Tier-3 | CB 553 | 2.0898 | 1.5871 | 0 | 0
CB 554 | 554 | Tier-1 | 0.48106 | 0 | 0.48106 | 75-2256 | 75 | Tier-3 | CB 554 | 0.48106 | 0.80265 | 0 | 0
309-12 | 309 | Tier-1 | 0 | 0 | 0 | 75-41 | 75 | Tier-3 | 309-12 | 0 | 0.039773 | 0 | 0
CB 556 | 556 | Tier-1 | 1.5472 | 0 | 1.5472 | 751-37 | 751 | Tier-1 | CB 556 | 1.5472 | 11.4848 | 0 | 0
CB 557 | 557 | Tier-1 | 0 | 0 | 0 | 751-40F | 751 | Tier-2 | CB 557 | 0 | 7.068 | 0 | 0
CB 558 | 558 | Tier-1 | 0.95095 | 0 | 0.95095 | 751-55 | 751 | Tier-1 | CB 558 | 0.95095 | 3.8991 | 0 | 0
310-32F | 310 | Tier-1 | 0 | 0 | 0 | 751-57F | 751 | Tier-1 | 310-32F | 0 | 0.23958 | 0 | 0
CB 56 | 56 | Tier-1 | 2.4097 | 0 | 2.4097 | 753-485 | 753 | Tier-2 | CB 56 | 2.4097 | 1.7064 | 0 | 0
311-1162F | 311 | Tier-1 | 0 | 0 | 0 | 754-21 | 754 | Tier-2 | 311-1162F | 0 | 0.24527 | 0 | 0
CB 561 | 561 | Tier-1 | 0 | 0 | 0 | 754-22F | 754 | Tier-2 | CB 561 | 0 | 11.293 | 0 | 0
CB 562 | 562 | Tier-1 | 1.4884 | 0 | 1.4884 | 754-23 | 754 | Tier-2 | CB 562 | 1.4884 | 8.2002 | 0 | 0
CB 563 | 563 | Tier-1 | 0.17481 | 0 | 0.17481 | 754-24 | 754 | Tier-2 | CB 563 | 0.17481 | 5.193 | 0 | 0
CB 564 | 564 | Tier-1 | 0.61004 | 0 | 0.61004 | 755-622F | 755 | Tier-1 | CB 564 | 0.61004 | 1.0981 | 0 | 0
323-474 | 323 | Tier-1 | 0 | 0 | 0 | 755-623F | 755 | Tier-1 | 323-474 | 0 | 0 | 0 | 0
CB 566 | 566 | Tier-1 | 0 | 0 | 0 | 756-108 | 756 | Tier-1 | CB 566 | 0 | 5.0686 | 0 | 0
CB 567 | 567 | Tier-1 | 0.56364 | 0 | 0.56364 | 76-266F | 76 | Tier-1 | CB 567 | 0.56364 | 5.5956 | 0 | 0
CB 57 | 57 | Tier-1 | 4.5 | 0 | 4.5 | 761-242 | 761 | Tier-1 | CB 57 | 4.5 | 1.6919 | 0 | 0
CB 570 | 570 | Tier-1 | 1.3864 | 0 | 1.3864 | 762-115AE | 762 | Tier-1 | CB 570 | 1.3864 | 4.5875 | 0 | 0
355-65R | 355 | Tier-2 | 0.0075758 | 0 | 0.0075758 | 763-49 | 763 | Tier-1 | 355-65R | 0.0075758 | 0.12652 | 0 | 0
CB 572 | 572 | Tier-1 | 0.76591 | 0 | 0.76591 | 765-16F | 765 | Tier-1 | CB 572 | 0.76591 | 2.5095 | 0 | 0
CB 574 | 574 | Tier-2 | 0 | 0 | 0 | 765-39 | 765 | Tier-1 | CB 574 | 0 | 3.2489 | 0 | 0
358-35 | 358 | Tier-3 | 0 | 0 | 0 | 765-40 | 765 | Tier-1 | 358-35 | 0 | 0.017045 | 0 | 0
CB 576 | 576 | Tier-2 | 0.64527 | 0 | 0.64527 | 765-45 | 765 | Tier-1 | CB 576 | 0.64527 | 8.6784 | 0 | 0
CB 577 | 577 | Tier-2 | 0 | 0 | 0 | 765-691 | 765 | Tier-1 | CB 577 | 0 | 2.5828 | 0 | 0
CB 578 | 578 | Tier-1 | 2.7597 | 2.3189 | 5.0786 | 77-28R | 77 | Tier-1 | CB 578 | 2.7597 | 1.296 | 0.38163 | 2.3189
CB 579 | 579 | Tier-1 | 0.98106 | 0 | 0.98106 | 770-250R | 770 | Tier-1 | CB 579 | 0.98106 | 0.66023 | 0 | 0
362-977 | 362 | Tier-1 | 0 | 0 | 0 | 770-548F | 770 | Tier-1 | 362-977 | 0 | 0 | 0 | 0
CB 580 | 580 | Tier-1 | 4.2062 | 0 | 4.2062 | 770-549 | 770 | Tier-1 | CB 580 | 4.2062 | 8.3723 | 0 | 0
CB 581 | 581 | Tier-1 | 2.3225 | 0 | 2.3225 | 772-319F | 772 | Tier-1 | CB 581 | 2.3225 | 6.19 | 0 | 0
CB 582 | 582 | Tier-1 | 0.1661 | 0 | 0.1661 | 772-320F | 772 | Tier-1 | CB 582 | 0.1661 | 3.7475 | 0 | 0
CB 583 | 583 | Tier-1 | 0 | 0 | 0 | 773-30 | 773 | Tier-1 | CB 583 | 0 | 5.083 | 0 | 0
362-978F | 362 | Tier-1 | 0 | 0 | 0 | 774-27 | 774 | Tier-1 | 362-978F | 0 | 0.3553 | 0 | 0
CB 585 | 585 | Tier-1 | 0 | 0 | 0 | 78-35R | 78 | Tier-3 | CB 585 | 0 | 2.3331 | 0 | 0
368-1070 | 368 | Tier-1 | 0 | 0 | 0 | 781-42 | 781 | Tier-1 | 368-1070 | 0 | 0.045076 | 0 | 0
CB 587 | 587 | Tier-1 | 0 | 0 | 0 | 783-1451F | 783 | Tier-1 | CB 587 | 0 | 8.6676 | 0 | 0
CB 588 | 588 | Tier-1 | 0.38598 | 0 | 0.38598 | 783-848F | 783 | Tier-1 | CB 588 | 0.38598 | 1.4919 | 0 | 0
CB 589 | 589 | Tier-1 | 1.6411 | 0 | 1.6411 | 783-849F | 783 | Tier-1 | CB 589 | 1.6411 | 19.7411 | 0 | 0
382-392 | 382 | Tier-1 | 0 | 0 | 0 | 783-854F | 783 | Tier-1 | 382-392 | 0 | 0.03125 | 0 | 0
CB 590 | 590 | Tier-1 | 1.5992 | 0 | 1.5992 | 785-136 | 785 | Tier-1 | CB 590 | 1.5992 | 14.0585 | 0 | 0
CB 591 | 591 | Tier-1 | 6.7027 | 0 | 6.7027 | 785-136F | 785 | Tier-1 | CB 591 | 6.7027 | 2.6358 | 0 | 0
CB 592 | 592 | Tier-2 | 0 | 0 | 0 | 785-137F | 785 | Tier-1 | CB 592 | 0 | 23.5653 | 0 | 0
CB 593 | 593 | Tier-2 | 0 | 0 | 0 | 785-143F | 785 | Tier-1 | CB 593 | 0 | 3.0201 | 0 | 0
397-548F | 397 | Tier-1 | 0 | 0 | 0 | 785-144 | 785 | Tier-1 | 397-548F | 0 | 0.34091 | 0 | 0
CB 595 | 595 | Tier-1 | 0.34451 | 0 | 0.34451 | 785-150 | 785 | Tier-1 | CB 595 | 0.34451 | 1.9186 | 0 | 0
CB 596 | 596 | Tier-2 | 1.4705 | 0 | 1.4705 | 785-150F | 785 | Tier-1 | CB 596 | 1.4705 | 17.6587 | 0 | 0
CB 597 | 597 | Tier-2 | 1.0557 | 0 | 1.0557 | 785-151 | 785 | Tier-1 | CB 597 | 1.0557 | 8.8407 | 2.5027 | 0
CB 598 | 598 | Tier-1 | 0.66591 | 0 | 0.66591 | 785-365 | 785 | Tier-1 | CB 598 | 0.66591 | 6.2314 | 0 | 0
CB 599 | 599 | Tier-2 | 9.2301 | 2.2303 | 11.4604 | 785-367 | 785 | Tier-1 | CB 599 | 9.2301 | 19.0028 | 5.2142 | 2.2303
CB 60 | 60 | Tier-1 | 1.5383 | 0 | 1.5383 | 785-368 | 785 | Tier-1 | CB 60 | 1.5383 | 7.3576 | 0 | 0
CB 61 | 61 | Tier-1 | 5.0275 | 0 | 5.0275 | 785-372F | 785 | Tier-1 | CB 61 | 5.0275 | 8.011 | 0 | 0
CB 62 | 62 | Tier-1 | 1.5475 | 0 | 1.5475 | 785-54F | 785 | Tier-1 | CB 62 | 1.5475 | 4.1485 | 0 | 0
CB 63 | 63 | Tier-1 | 2.4809 | 0 | 2.4809 | 785-55 | 785 | Tier-1 | CB 63 | 2.4809 | 12.4189 | 0 | 0
CB 64 | 64 | Tier-1 | 2.2659 | 1.339 | 3.6049 | 789-15 | 789 | Tier-1 | CB 64 | 2.2659 | 9.6777 | 7.3576 | 1.339
CB 65 | 65 | Tier-1 | 4.5866 | 1.7133 | 6.2998 | 789-4R | 789 | Tier-2 | CB 65 | 4.5866 | 9.3475 | 4.8392 | 1.7133
CB 66 | 66 | Tier-1 | 6.5773 | 0 | 6.5773 | 79-1219F | 79 | Tier-3 | CB 66 | 6.5773 | 10.3244 | 0 | 0
405-160F | 405 | Tier-1 | 0 | 0 | 0 | 79-660R | 79 | Tier-3 | 405-160F | 0 | 0.49564 | 0 | 0
CB 68 | 68 | Tier-1 | 1.521 | 0 | 1.521 | 79-799R | 79 | Tier-3 | CB 68 | 1.521 | 0.89356 | 0 | 0
CB 69 | 69 | Tier-1 | 1.1136 | 0.063068 | 1.1767 | 791-421F | 791 | Tier-1 | CB 69 | 1.1136 | 3.0494 | 0.030114 | 0.063068
CB 70 | 70 | Tier-1 | 2.8271 | 0 | 2.8271 | 791-423 | 791 | Tier-2 | CB 70 | 2.8271 | 10.3381 | 0 | 0
CB 700 | 700 | Tier-1 | 0.30057 | 0 | 0.30057 | 792-47R | 792 | Tier-1 | CB 700 | 0.30057 | 0.12973 | 0 | 0
CB 701 | 701 | Tier-1 | 10.1519 | 0 | 10.1519 | 793-27AE | 793 | Tier-1 | CB 701 | 10.1519 | 2.0646 | 0 | 0
423-33F | 423 | Tier-1 | 0 | 0 | 0 | 794-1002 | 794 | Tier-1 | 423-33F | 0 | 0.22292 | 0 | 0
CB 703 | 703 | Tier-1 | 0.13314 | 0 | 0.13314 | 795-816R | 795 | Tier-2 | CB 703 | 0.13314 | 0.13409 | 0 | 0
CB 704 | 704 | Tier-1 | 1.7538 | 0 | 1.7538 | 795-817AE | 795 | Tier-2 | CB 704 | 1.7538 | 8.1934 | 0 | 0
CB 706 | 706 | Tier-1 | 1.7864 | 0 | 1.7864 | 795-820 | 795 | Tier-1 | CB 706 | 1.7864 | 0.17008 | 0 | 0
CB 707 | 707 | Tier-1 | 0.76856 | 0 | 0.76856 | 796-45 | 796 | Tier-1 | CB 707 | 0.76856 | 2.6924 | 0.076705 | 0
CB 708 | 708 | Tier-1 | 0.78902 | 0 | 0.78902 | 797-29 | 797 | Tier-1 | CB 708 | 0.78902 | 0.29167 | 0 | 0
CB 71 | 71 | Tier-1 | 2.6269 | 0 | 2.6269 | 797-30F | 797 | Tier-1 | CB 71 | 2.6269 | 2.5992 | 0 | 0
CB 710 | 710 | Tier-1 | 0 | 0 | 0 | 81-193AE | 81 | Tier-1 | CB 710 | 0 | 0.97348 | 0 | 0
CB 711 | 711 | Tier-1 | 0 | 0 | 0 | 83-621 | 83 | Tier-1 | CB 711 | 0 | 2.208 | 0 | 0
423-34F | 423 | Tier-1 | 0 | 0 | 0 | 83-622F | 83 | Tier-1 | 423-34F | 0 | 0.1072 | 0 | 0
425-283 | 425 | Tier-1 | 0 | 0 | 0 | 830-620 | 830 | Tier-1 | 425-283 | 0 | 0 | 0 | 0
CB 714 | 714 | Tier-1 | 0 | 0 | 0 | 830-621F | 830 | Tier-1 | CB 714 | 0 | 2.4231 | 0 | 0
CB 715 | 715 | Tier-1 | 2.1417 | 0.12083 | 2.2625 | 831-1750F | 831 | Tier-2 | CB 715 | 2.1417 | 13.8841 | 2.6182 | 0.12083
CB 716 | 716 | Tier-1 | 0.23504 | 0 | 0.23504 | 831-63 | 831 | Tier-2 | CB 716 | 0.23504 | 3.14 | 0 | 0
CB 718 | 718 | Tier-1 | 1.4002 | 0 | 1.4002 | 831-65 | 831 | Tier-1 | CB 718 | 1.4002 | 2.3693 | 0 | 0
CB 719 | 719 | Tier-1 | 2.8085 | 0 | 2.8085 | 832-1060 | 832 | Tier-1 | CB 719 | 2.8085 | 5.9072 | 0 | 0
CB 72 | 72 | Tier-1 | 2.5597 | 0 | 2.5597 | 832-1061F | 832 | Tier-1 | CB 72 | 2.5597 | 1.7275 | 0 | 0
CB 723 | 723 | Tier-1 | 3.2864 | 0 | 3.2864 | 832-55 | 832 | Tier-1 | CB 723 | 3.2864 | 12.9682 | 0 | 0
425-284F | 425 | Tier-1 | 0 | 0 | 0 | 832-990 | 832 | Tier-1 | 425-284F | 0 | 0.0037879 | 0 | 0
427-230F | 427 | Tier-1 | 0 | 0 | 0 | 834-430F | 834 | Tier-1 | 427-230F | 0 | 0.016477 | 0 | 0
CB 727 | 727 | Tier-1 | 0 | 0 | 0 | 834-887AE | 834 | Tier-2 | CB 727 | 0 | 2.7763 | 0 | 0
CB 728 | 728 | Tier-1 | 0 | 0 | 0 | 835-35F | 835 | Tier-2 | CB 728 | 0 | 11.8924 | 2.6996 | 0
CB 729 | 729 | Tier-2 | 0 | 0 | 0 | 836-232 | 836 | Tier-1 | CB 729 | 0 | 19.125 | 0 | 0
428-40 | 428 | Tier-1 | 0 | 0 | 0 | 84-28 | 84 | Tier-1 | 428-40 | 0 | 0.018939 | 0 | 0
CB 730 | 730 | Tier-1 | 3.1398 | 0 | 3.1398 | 840-308F | 840 | Tier-2 | CB 730 | 3.1398 | 1.392 | 0 | 0
CB 731 | 731 | Tier-1 | 1.9447 | 0 | 1.9447 | 840-311 | 840 | Tier-2 | CB 731 | 1.9447 | 3.0441 | 0 | 0
CB 732 | 732 | Tier-1 | 9.8097 | 0 | 9.8097 | 843-26 | 843 | Tier-1 | CB 732 | 9.8097 | 4.5583 | 0 | 0
CB 733 | 733 | Tier-1 | 3.0017 | 0 | 3.0017 | 843-41F | 843 | Tier-2 | CB 733 | 3.0017 | 1.4703 | 0 | 0
CB 735 | 735 | Tier-1 | 0 | 0 | 0 | 847-2AE | 847 | Tier-1 | CB 735 | 0 | 1.8299 | 0 | 0
CB 736 | 736 | Tier-1 | 0 | 0 | 0 | 847-78F | 847 | Tier-1 | CB 736 | 0 | 2.0951 | 0 | 0
CB 737 | 737 | Tier-1 | 0 | 0 | 0 | 85-498F | 85 | Tier-1 | CB 737 | 0 | 2.3661 | 0 | 0
CB 738 | 738 | Tier-1 | 0.53655 | 0 | 0.53655 | 851-1531F | 851 | Tier-1 | CB 738 | 0.53655 | 3.2146 | 0 | 0
428-40F | 428 | Tier-1 | 0 | 0 | 0 | 851-1532 | 851 | Tier-1 | 428-40F | 0 | 0 | 0 | 0
CB 74 | 74 | Tier-1 | 3.6292 | 0 | 3.6292 | 851-38F | 851 | Tier-1 | CB 74 | 3.6292 | 3.1347 | 0 | 0
CB 740 | 740 | Tier-1 | 6.0491 | 0 | 6.0491 | 851-742 | 851 | Tier-1 | CB 740 | 6.0491 | 1.2619 | 0 | 0
CB 741 | 741 | Tier-1 | 0.75739 | 0 | 0.75739 | 852-716 | 852 | Tier-1 | CB 741 | 0.75739 | 1.6549 | 0 | 0
CB 742 | 742 | Tier-1 | 0 | 0 | 0 | 854-607F | 854 | Tier-1 | CB 742 | 0 | 1.7405 | 0 | 0
CB 743 | 743 | Tier-1 | 0 | 0 | 0 | 854-610 | 854 | Tier-1 | CB 743 | 0 | 4.1805 | 0 | 0
CB 744 | 744 | Tier-1 | 0 | 0 | 0 | 854-807 | 854 | Tier-1 | CB 744 | 0 | 1.4688 | 0 | 0
429-185 | 429 | Tier-1 | 0 | 0 | 0 | 855-44 | 855 | Tier-1 | 429-185 | 0 | 0.0066288 | 0 | 0
CB 746 | 746 | Tier-1 | 0 | 0 | 0 | 857-304F | 857 | Tier-1 | CB 746 | 0 | 3.8362 | 0 | 0
429-185F | 429 | Tier-1 | 0 | 0 | 0 | 857-57 | 857 | Tier-1 | 429-185F | 0 | 0 | 0 | 0
CB 748 | 748 | Tier-1 | 2.085 | 0 | 2.085 | 859-38 | 859 | Tier-1 | CB 748 | 2.085 | 1.4905 | 0 | 0
CB 749 | 749 | Tier-1 | 0 | 0 | 0 | 859-39F | 859 | Tier-1 | CB 749 | 0 | 3.1333 | 0 | 0
CB 75 | 75 | Tier-3 | 0.14545 | 0 | 0.14545 | 86-1055F | 86 | Tier-1 | CB 75 | 0.14545 | 8.3653 | 0 | 0
CB 750 | 750 | Tier-1 | 1.0979 | 0 | 1.0979 | 86-1058F | 86 | Tier-1 | CB 750 | 1.0979 | 1.0794 | 0 | 0
CB 751 | 751 | Tier-2 | 0 | 0 | 0 | 86-549 | 86 | Tier-1 | CB 751 | 0 | 27.8119 | 0 | 0
CB 752 | 752 | Tier-2 | 0 | 0 | 0 | 86-552F | 86 | Tier-1 | CB 752 | 0 | 12.8536 | 0 | 0
CB 753 | 753 | Tier-2 | 0 | 0 | 0 | 87-12 | 87 | Tier-1 | CB 753 | 0 | 4.7341 | 0 | 0
CB 754 | 754 | Tier-2 | 0 | 0 | 0 | 87-13 | 87 | Tier-1 | CB 754 | 0 | 6.8845 | 0 | 0
429-91AE | 429 | Tier-1 | 0 | 0 | 0 | 87-13F | 87 | Tier-1 | 429-91AE | 0 | 0.20492 | 0 | 0
434-681F | 434 | Tier-1 | 0 | 0 | 0 | 87-277F | 87 | Tier-1 | 434-681F | 0 | 0.46648 | 0 | 0
CB 757 | 757 | Tier-2 | 0 | 0 | 0 | 88-29 | 88 | Tier-1 | CB 757 | 0 | 7.9369 | 0 | 0
CB 759 | 759 | Tier-1 | 2.3076 | 0 | 2.3076 | 89-210F | 89 | Tier-1 | CB 759 | 2.3076 | 4.5193 | 0 | 0
CB 76 | 76 | Tier-1 | 0.53655 | 0 | 0.53655 | 89-211 | 89 | Tier-1 | CB 76 | 0.53655 | 3.4269 | 0 | 0
CB 760 | 760 | Tier-1 | 0 | 0 | 0 | 89-212 | 89 | Tier-1 | CB 760 | 0 | 2.6697 | 0 | 0
435-1340F | 435 | Tier-1 | 0 | 0 | 0 | 89-285 | 89 | Tier-1 | 435-1340F | 0 | 0.2714 | 0 | 0
CB 762 | 762 | Tier-1 | 0 | 0 | 0 | 89-287 | 89 | Tier-1 | CB 762 | 0 | 2.2598 | 0 | 0
CB 763 | 763 | Tier-1 | 0 | 0 | 0 | 89-287F | 89 | Tier-1 | CB 763 | 0 | 2.9566 | 0 | 0
436-1040 | 436 | Tier-2 | 0 | 0 | 0 | 89-288 | 89 | Tier-1 | 436-1040 | 0 | 0 | 0 | 0
436-334 | 436 | Tier-1 | 0 | 0 | 0 | 89-656 | 89 | Tier-1 | 436-334 | 0 | 0.018561 | 0 | 0
CB 766 | 766 | Tier-1 | 0 | 0 | 0 | 90-44AE | 90 | Tier-1 | CB 766 | 0 | 10.4042 | 0 | 0
44-1098F | 44 | Tier-1 | 0 | 0 | 0 | 900-1116F | 900 | Tier-1 | 44-1098F | 0 | 0.017045 | 0 | 0
CB 768 | 768 | Tier-1 | 0 | 0 | 0 | 900-1166F | 900 | Tier-1 | CB 768 | 0 | 5.282 | 0 | 0
CB 77 | 77 | Tier-1 | 9.6697 | 0 | 9.6697 | 900-904F | 900 | Tier-1 | CB 77 | 9.6697 | 6.0542 | 0 | 0
CB 770 | 770 | Tier-1 | 2.2405 | 0 | 2.2405 | 900-906 | 900 | Tier-1 | CB 770 | 2.2405 | 2.2875 | 0 | 0
CB 771 | 771 | Tier-1 | 3.1017 | 0 | 3.1017 | 907-1475 | 907 | Tier-3 | CB 771 | 3.1017 | 3.307 | 0 | 0
CB 772 | 772 | Tier-1 | 0.25341 | 0 | 0.25341 | 907-1562AE | 907 | Tier-3 | CB 772 | 0.25341 | 5.9557 | 0 | 0
CB 773 | 773 | Tier-2 | 0 | 0 | 0 | 907-1603 | 907 | Tier-3 | CB 773 | 0 | 4.8172 | 0 | 0
458-32F | 458 | Tier-1 | 0 | 0 | 0 | 907-1702R | 907 | Tier-3 | 458-32F | 0 | 0.043939 | 0 | 0
CB 775 | 775 | Tier-1 | 0.29205 | 0 | 0.29205 | 907-1716R | 907 | Tier-3 | CB 775 | 0.29205 | 3.022 | 0 | 0
CB 776 | 776 | Tier-2 | 2.6153 | 0 | 2.6153 | 908-2040 | 908 | Tier-2 | CB 776 | 2.6153 | 3.9248 | 0.065152 | 0
458-459F | 458 | Tier-1 | 0 | 0 | 0 | 908-2057F | 908 | Tier-3 | 458-459F | 0 | 0.84242 | 0 | 0
CB 779 | 779 | Tier-1 | 0 | 0 | 0 | 909-17R | 909 | Tier-2 | CB 779 | 0 | 9.5883 | 0 | 0
463-451 | 463 | Tier-1 | 0 | 0 | 0 | 91-6 | 91 | Tier-1 | 463-451 | 0 | 0.086364 | 0 | 0
CB 780 | 780 | Tier-1 | 3.3492 | 0 | 3.3492 | 910-950F | 910 | Tier-2 | CB 780 | 3.3492 | 6.6386 | 0 | 0
CB 781 | 781 | Tier-1 | 2.4184 | 0 | 2.4184 | 910-951F | 910 | Tier-2 | CB 781 | 2.4184 | 5.2256 | 0 | 0
CB 782 | 782 | Tier-1 | 0 | 0 | 0 | 912-408 | 912 | Tier-1 | CB 782 | 0 | 9.7104 | 0 | 0
CB 783 | 783 | Tier-1 | 1.3273 | 0 | 1.3273 | 912-409F | 912 | Tier-2 | CB 783 | 1.3273 | 7.0189 | 0 | 0
463-98 | 463 | Tier-1 | 0 | 0 | 0 | 913-14F | 913 | Tier-2 | 463-98 | 0 | 0.016288 | 0 | 0
CB 786 | 786 | Tier-1 | 0 | 0 | 0 | 913-15F | 913 | Tier-1 | CB 786 | 0 | 1.6076 | 0 | 0
CB 788 | 788 | Tier-2 | 15.5189 | 0 | 15.5189 | 915-17F | 915 | Tier-2 | CB 788 | 15.5189 | 9.9102 | 0 | 0
CB 789 | 789 | Tier-1 | 1.7212 | 0 | 1.7212 | 916-381 | 916 | Tier-2 | CB 789 | 1.7212 | 2.1114 | 0 | 0
464-28 | 464 | Tier-1 | 0 | 0 | 0 | 917-13 | 917 | Tier-1 | 464-28 | 0 | 0.0094697 | 0 | 0
CB 790 | 790 | Tier-2 | 1.2568 | 0 | 1.2568 | 92-618F | 92 | Tier-1 | CB 790 | 1.2568 | 9.61 | 0 | 0
CB 791 | 791 | Tier-1 | 2.4241 | 0 | 2.4241 | 92-619F | 92 | Tier-2 | CB 791 | 2.4241 | 2.2511 | 0 | 0
468-18 | 468 | Tier-1 | 0 | 0 | 0 | 920-823 | 920 | Tier-2 | 468-18 | 0 | 0.0056818 | 0 | 0
468-18F | 468 | Tier-1 | 0 | 0 | 0 | 921-800F | 921 | Tier-2 | 468-18F | 0 | 0 | 0 | 0
CB 794 | 794 | Tier-1 | 0 | 0 | 0 | 921-802F | 921 | Tier-1 | CB 794 | 0 | 11.0708 | 0 | 0
468-8 | 468 | Tier-1 | 0 | 0 | 0 | 921-827 | 921 | Tier-1 | 468-8 | 0 | 0.6822 | 0 | 0
CB 796 | 796 | Tier-2 | 0 | 0 | 0 | 922-1142F | 922 | Tier-1 | CB 796 | 0 | 12.0138 | 0 | 0
472-1023 | 472 | Tier-1 | 0 | 0 | 0 | 923-61F | 923 | Tier-1 | 472-1023 | 0 | 0 | 0 | 0
477-12 | 477 | Tier-1 | 0 | 0 | 0 | 925-203F | 925 | Tier-1 | 477-12 | 0 | 0.48523 | 0 | 0
CB 799 | 799 | Tier-2 | 1.1328 | 0 | 1.1328 | 925-218 | 925 | Tier-2 | CB 799 | 1.1328 | 13.4085 | 0 | 0
CB 80 | 80 | Tier-1 | 3.2981 | 0 | 3.2981 | 926-38 | 926 | Tier-1 | CB 80 | 3.2981 | 3.561 | 0 | 0
CB 81 | 81 | Tier-1 | 3.1667 | 0 | 3.1667 | 928-19 | 928 | Tier-2 | CB 81 | 3.1667 | 3.308 | 0 | 0
CB 821 | 821 | Tier-1 | 6.1278 | 6.2178 | 12.3456 | 928-39 | 928 | Tier-1 | CB 821 | 6.1278 | 23.0625 | 7.2917 | 6.2178
CB 83 | 83 | Tier-1 | 2.5254 | 0 | 2.5254 | 930-12 | 930 | Tier-1 | CB 83 | 2.5254 | 2.6201 | 0 | 0
CB 830 | 830 | Tier-1 | 0 | 0 | 0 | 931-484 | 931 | Tier-1 | CB 830 | 0 | 5.7386 | 0 | 0
CB 831 | 831 | Tier-1 | 0 | 0 | 0 | 931-485 | 931 | Tier-1 | CB 831 | 0 | 6.46 | 0 | 0
477-35F | 477 | Tier-1 | 0 | 0 | 0 | 932-15AE | 932 | Tier-2 | 477-35F | 0 | 0.0047348 | 0 | 0
CB 833 | 833 | Tier-1 | 0 | 0 | 0 | 935-462 | 935 | Tier-1 | CB 833 | 0 | 1.0259 | 0 | 0
CB 834 | 834 | Tier-1 | 0 | 0 | 0 | 936-188 | 936 | Tier-1 | CB 834 | 0 | 6.1049 | 0 | 0
CB 835 | 835 | Tier-2 | 0.41288 | 0 | 0.41288 | 936-450F | 936 | Tier-1 | CB 835 | 0.41288 | 7.1063 | 0 | 0
CB 836 | 836 | Tier-1 | 0 | 0 | 0 | 937-11 | 937 | Tier-1 | CB 836 | 0 | 10.2059 | 0 | 0
CB 84 | 84 | Tier-1 | 3.8148 | 0 | 3.8148 | 937-12AE | 937 | Tier-1 | CB 84 | 3.8148 | 1.9449 | 0 | 0
CB 840 | 840 | Tier-2 | 0 | 0 | 0 | 937-17 | 937 | Tier-2 | CB 840 | 0 | 5.9117 | 0 | 0
CB 841 | 841 | Tier-2 | 0 | 0 | 0 | 94-16F | 94 | Tier-1 | CB 841 | 0 | 4.1722 | 0 | 0
CB 842 | 842 | Tier-2 | 0 | 0 | 0 | 94-20 | 94 | Tier-1 | CB 842 | 0 | 14.7777 | 0 | 0
CB 843 | 843 | Tier-2 | 0 | 0 | 0 | 94-24F | 94 | Tier-2 | CB 843 | 0 | 2.2727 | 0 | 0
506-162 | 506 | Tier-1 | 0 | 0 | 0 | 940-392 | 940 | Tier-1 | 506-162 | 0 | 0.19432 | 0 | 0
521-1835 | 521 | Tier-3 | 0 | 0 | 0 | 941-33F | 941 | Tier-1 | 521-1835 | 0 | 0 | 0 | 0
CB 85 | 85 | Tier-1 | 4.4525 | 0 | 4.4525 | 942-47 | 942 | Tier-1 | CB 85 | 4.4525 | 2.7667 | 0 | 0
CB 850 | 850 | Tier-1 | 0 | 0 | 0 | 942-477F | 942 | Tier-1 | CB 850 | 0 | 11.7218 | 0 | 0
CB 851 | 851 | Tier-1 | 0.77311 | 0 | 0.77311 | 942-478 | 942 | Tier-1 | CB 851 | 0.77311 | 6.8769 | 0 | 0
CB 852 | 852 | Tier-1 | 0.13314 | 0 | 0.13314 | 944-296F | 944 | Tier-1 | CB 852 | 0.13314 | 17.8163 | 6.2623 | 0
CB 853 | 853 | Tier-1 | 0 | 0 | 0 | 945-21AE | 945 | Tier-1 | CB 853 | 0 | 7.1534 | 0 | 0
53-50 | 53 | Tier-1 | 0 | 0 | 0 | 95-35F | 95 | Tier-1 | 53-50 | 0 | 0.0045455 | 0 | 0
CB 855 | 855 | Tier-1 | 2.8652 | 0.6947 | 3.5598 | 950-273AE | 950 | Tier-1 | CB 855 | 2.8652 | 7.1636 | 2.1862 | 0.6947
CB 856 | 856 | Tier-1 | 0.72746 | 0 | 0.72746 | 951-393F | 951 | Tier-1 | CB 856 | 0.72746 | 9.4909 | 0 | 0
CB 857 | 857 | Tier-1 | 1.9165 | 0 | 1.9165 | 952-926 | 952 | Tier-1 | CB 857 | 1.9165 | 14.9114 | 0 | 0
CB 858 | 858 | Tier-1 | 0 | 0 | 0 | 952-939F | 952 | Tier-2 | CB 858 | 0 | 6.5426 | 0 | 0
CB 859 | 859 | Tier-1 | 0.2339 | 0 | 0.2339 | 953-218F | 953 | Tier-1 | CB 859 | 0.2339 | 2.7277 | 0 | 0
CB 86 | 86 | Tier-1 | 0.15114 | 0 | 0.15114 | 953-525 | 953 | Tier-1 | CB 86 | 0.15114 | 1.5191 | 0 | 0
CB 87 | 87 | Tier-1 | 3.3932 | 0 | 3.3932 | 953-526F | 953 | Tier-1 | CB 87 | 3.3932 | 2.5051 | 0 | 0
CB 88 | 88 | Tier-1 | 7.7116 | 0 | 7.7116 | 955-3 | 955 | Tier-1 | CB 88 | 7.7116 | 2.7515 | 0 | 0
CB 89 | 89 | Tier-1 | 0 | 0 | 0 | 956-397F | 956 | Tier-1 | CB 89 | 0 | 0.75379 | 0 | 0
CB 90 | 90 | Tier-1 | 0.018939 | 0 | 0.018939 | 958-22F | 958 | Tier-1 | CB 90 | 0.018939 | 1.932 | 0 | 0
CB 900 | 900 | Tier-1 | 0.042803 | 0 | 0.042803 | 959-10 | 959 | Tier-2 | CB 900 | 0.042803 | 10.2085 | 0 | 0
CB 901 | 901 | Tier-1 | 0 | 0 | 0 | 959-9F | 959 | Tier-2 | CB 901 | 0 | 4.6532 | 0 | 0
CB 902 | 902 | Tier-1 | 5.3165 | 0 | 5.3165 | 960-11F | 960 | Tier-2 | CB 902 | 5.3165 | 4.4337 | 0 | 0
CB 903 | 903 | Tier-1 | 0 | 0 | 0 | 960-13 | 960 | Tier-2 | CB 903 | 0 | 12.1517 | 0 | 0
CB 904 | 904 | Tier-1 | 0 | 0 | 0 | 961-244 | 961 | Tier-1 | CB 904 | 0 | 18.5369 | 0 | 0
537-10 | 537 | Tier-1 | 0 | 0 | 0 | 962-253 | 962 | Tier-2 | 537-10 | 0 | 0.013826 | 0 | 0
CB 907 | 907 | Tier-3 | 1.2258 | 0.14924 | 1.375 | 962-264F | 962 | Tier-2 | CB 907 | 1.2258 | 0.50038 | 0.053977 | 0.14924
55-477F | 55 | Tier-1 | 0 | 0 | 0 | 962-279 | 962 | Tier-1 | 55-477F | 0 | 0.11761 | 0 | 0
558-504 | 558 | Tier-1 | 0 | 0 | 0 | 962-280 | 962 | Tier-1 | 558-504 | 0 | 0.95341 | 0 | 0
CB 91 | 91 | Tier-2 | 2.5282 | 0 | 2.5282 | 963-26 | 963 | Tier-1 | CB 91 | 2.5282 | 5.2843 | 0 | 0
CB 910 | 910 | Tier-2 | 0 | 0 | 0 | 963-39 | 963 | Tier-1 | CB 910 | 0 | 15.6801 | 0 | 0
CB 911 | 911 | Tier-2 | 0.9375 | 0 | 0.9375 | 967-80F | 967 | Tier-1 | CB 911 | 0.9375 | 13.49 | 0 | 0
CB 912 | 912 | Tier-2 | 0 | 0 | 0 | 968-133 | 968 | Tier-2 | CB 912 | 0 | 11.3985 | 0 | 0
564-1922 | 564 | Tier-1 | 0 | 0 | 0 | 968-476F | 968 | Tier-2 | 564-1922 | 0 | 0.11023 | 0 | 0
CB 915 | 915 | Tier-2 | 0 | 0 | 0 | 968-478F | 968 | Tier-2 | CB 915 | 0 | 3.6648 | 0 | 0
565-248 | 565 | Tier-1 | 0 | 0 | 0 | 968-500 | 968 | Tier-2 | 565-248 | 0 | 0 | 0 | 0
CB 917 | 917 | Tier-2 | 0 | 0 | 0 | 968-501F | 968 | Tier-2 | CB 917 | 0 | 6.2064 | 0 | 0
CB 92 | 92 | Tier-1 | 2.0532 | 0 | 2.0532 | 969-222 | 969 | Tier-1 | CB 92 | 2.0532 | 0.60114 | 0 | 0
565-78 | 565 | Tier-1 | 0 | 0 | 0 | 969-224 | 969 | Tier-1 | 565-78 | 0 | 0.17273 | 0 | 0
CB 921 | 921 | Tier-1 | 0 | 0 | 0 | 969-232F | 969 | Tier-1 | CB 921 | 0 | 2.6311 | 0 | 0
CB 922 | 922 | Tier-1 | 0 | 0 | 0 | 971-29R | 971 | Tier-3 | CB 922 | 0 | 6.2451 | 0 | 0
CB 923 | 923 | Tier-1 | 0 | 0 | 0 | 971-383R | 971 | Tier-3 | CB 923 | 0 | 3.2038 | 0 | 0
CB 924 | 924 | Tier-1 | 0 | 0 | 0 | 972-1582R | 972 | Tier-3 | CB 924 | 0 | 2.7595 | 0 | 0
CB 925 | 925 | Tier-1 | 0 | 0 | 0 | 972-1585 | 972 | Tier-2 | CB 925 | 0 | 0.81799 | 0 | 0
566-132 | 566 | Tier-1 | 0 | 0 | 0 | 972-1588 | 972 | Tier-2 | 566-132 | 0 | 0.12727 | 0 | 0
CB 927 | 927 | Tier-1 | 0.60928 | 0 | 0.60928 | 972-1590F | 972 | Tier-3 | CB 927 | 0.60928 | 19.5941 | 0 | 0
CB 928 | 928 | Tier-2 | 3.6036 | 0 | 3.6036 | 972-1641 | 972 | Tier-2 | CB 928 | 3.6036 | 21.6962 | 0 | 0
CB 93 | 93 | Tier-1 | 3.9074 | 0 | 3.9074 | 972-1642 | 972 | Tier-2 | CB 93 | 3.9074 | 9.7809 | 0 | 0
CB 930 | 930 | Tier-1 | 0 | 0 | 0 | 973-531 | 973 | Tier-3 | CB 930 | 0 | 3.4667 | 0 | 0
CB 931 | 931 | Tier-1 | 0 | 0 | 0 | 973-626R | 973 | Tier-3 | CB 931 | 0 | 9.3616 | 0 | 0
CB 932 | 932 | Tier-2 | 0 | 0 | 0 | 974-18 | 974 | Tier-3 | CB 932 | 0 | 2.6672 | 0 | 0
CB 933 | 933 | Tier-1 | 0 | 0 | 0 | 975-22R | 975 | Tier-3 | CB 933 | 0 | 1.5648 | 0 | 0
576-200F | 576 | Tier-1 | 0 | 0 | 0 | 975-7 | 975 | Tier-3 | 576-200F | 0 | 0.011364 | 0 | 0
CB 935 | 935 | Tier-1 | 0 | 0 | 0 | 980-880F | 980 | Tier-2 | CB 935 | 0 | 1.7769 | 0 | 0
CB 936 | 936 | Tier-1 | 0 | 0 | 0 | 980-881F | 980 | Tier-1 | CB 936 | 0 | 3.3117 | 0 | 0
579-352F | 579 | Tier-1 | 0 | 0 | 0 | 981-1184 | 981 | Tier-1 | 579-352F | 0 | 0.0056818 | 0 | 0
CB 94 | 94 | Tier-1 | 2.247 | 0 | 2.247 | 982-753 | 982 | Tier-2 | CB 94 | 2.247 | 2.058 | 0 | 0
CB 940 | 940 | Tier-1 | 0 | 0 | 0 | 985-45 | 985 | Tier-1 | CB 940 | 0 | 13.7939 | 0 | 0
CB 941 | 941 | Tier-1 | 0 | 0 | 0 | 986-197F | 986 | Tier-2 | CB 941 | 0 | 3.7892 | 0 | 0
583-318F | 583 | Tier-1 | 2.2297 | 0 | 2.2297 | 986-199 | 986 | Tier-2 | 583-318F | 2.2297 | 0.41742 | 0 | 0
CB 943 | 943 | Tier-1 | 0 | 0 | 0 | 988-35 | 988 | Tier-2 | CB 943 | 0 | 13.2366 | 0 | 0
CB 944 | 944 | Tier-1 | 0 | 0 | 0 | 989-1AE | 989 | Tier-1 | CB 944 | 0 | 7.6557 | 0 | 0
CB 945 | 945 | Tier-1 | 0 | 0 | 0 | 990-7 | 990 | Tier-1 | CB 945 | 0 | 11.7879 | 0 | 0
CB 946 | 946 | Tier-1 | 5.5068 | 0 | 5.5068 | 990-714 | 990 | Tier-1 | CB 946 | 5.5068 | 3.0165 | 0 | 0
586-4 | 586 | Tier-1 | 0 | 0 | 0 | 991-380 | 991 | Tier-2 | 586-4 | 0 | 0.023674 | 0 | 0
CB 948 | 948 | Tier-1 | 7.9403 | 0 | 7.9403 | 991-383 | 991 | Tier-2 | CB 948 | 7.9403 | 1.111 | 0 | 0
CB 949 | 949 | Tier-1 | 8.1294 | 0 | 8.1294 | 991-4AE | 991 | Tier-2 | CB 949 | 8.1294 | 1.1458 | 0 | 0
CB 95 | 95 | Tier-1 | 0.94773 | 0 | 0.94773 | 992-3 | 992 | Tier-2 | CB 95 | 0.94773 | 1.615 | 0 | 0
CB 950 | 950 | Tier-1 | 0 | 0 | 0 | 992-577 | 992 | Tier-2 | CB 950 | 0 | 0.61136 | 0 | 0
CB 951 | 951 | Tier-1 | 0 | 0 | 0 | 993-1155F | 993 | Tier-1 | CB 951 | 0 | 1.2284 | 0 | 0
588-18AE | 588 | Tier-1 | 0 | 0 | 0 | 993-4 | 993 | Tier-2 | 588-18AE | 0 | 0.0096591 | 0 | 0
593-8 | 593 | Tier-1 | 0 | 0 | 0 | 995-10 | 995 | Tier-1 | 593-8 | 0 | 0.014205 | 0 | 0
595-1432 | 595 | Tier-1 | 0 | 0 | 0 | 995-12AE | 995 | Tier-1 | 595-1432 | 0 | 0 | 0 | 0
CB 955 | 955 | Tier-1 | 1.1538 | 0 | 1.1538 | CB 1021 | 1021 | Tier-3 | CB 955 | 1.1538 | 9.5754 | 0 | 0
CB 956 | 956 | Tier-1 | 0 | 0 | 0 | CB 1030 | 1030 | Tier-2 | CB 956 | 0 | 2.9848 | 0 | 0
CB 957 | 957 | Tier-1 | 0 | 0 | 0 | CB 105 | 105 | Tier-1 | CB 957 | 0 | 4.2831 | 0 | 0
CB 958 | 958 | Tier-1 | 0 | 0 | 0 | CB 106 | 106 | Tier-1 | CB 958 | 0 | 1.8455 | 0 | 0
CB 959 | 959 | Tier-2 | 0 | 0 | 0 | CB 1060 | 1060 | Tier-1 | CB 959 | 0 | 1.6089 | 0 | 0
CB 96 | 96 | Tier-1 | 0.78731 | 0 | 0.78731 | CB 1071 | 1071 | Tier-1 | CB 96 | 0.78731 | 6.1148 | 0 | 0
CB 960 | 960 | Tier-2 | 0 | 0 | 0 | CB 1072 | 1072 | Tier-1 | CB 960 | 0 | 8.397 | 0 | 0
CB 961 | 961 | Tier-1 | 0 | 0 | 0 | CB 1077 | 1077 | Tier-1 | CB 961 | 0 | 1.5064 | 0 | 0
598-659 | 598 | Tier-1 | 0 | 0 | 0 | CB 1082 | 1082 | Tier-1 | 598-659 | 0 | 0.050758 | 0 | 0
CB 963 | 963 | Tier-2 | 0 | 0 | 0 | CB 1102 | 1102 | Tier-2 | CB 963 | 0 | 2.6174 | 0 | 0
CB 966 | 966 | Tier-1 | 0.25966 | 0 | 0.25966 | CB 1105 | 1105 | Tier-2 | CB 966 | 0.25966 | 0.12386 | 0 | 0
CB 967 | 967 | Tier-1 | 0.4197 | 0 | 0.4197 | CB 113 | 113 | Tier-1 | CB 967 | 0.4197 | 0.40473 | 0 | 0
CB 968 | 968 | Tier-1 | 0.3036 | 0 | 0.3036 | CB 1131 | 1131 | Tier-1 | CB 968 | 0.3036 | 0.76098 | 0 | 0
CB 969 | 969 | Tier-1 | 0.40417 | 0 | 0.40417 | CB 1174 | 1174 | Tier-1 | CB 969 | 0.40417 | 1.5903 | 0 | 0
700-256F | 700 | Tier-1 | 0 | 0 | 0 | CB 1181 | 1181 | Tier-1 | 700-256F | 0 | 0.014015 | 0 | 0
701-739 | 701 | Tier-1 | 0 | 0 | 0 | CB 119 | 119 | Tier-1 | 701-739 | 0 | 0.12083 | 0 | 0
701-750 | 701 | Tier-1 | 0 | 0 | 0 | CB 1201 | 1201 | Tier-2 | 701-750 | 0 | 0 | 0 | 0
712-30 | 712 | Tier-1 | 0 | 0 | 0 | CB 1202 | 1202 | Tier-2 | 712-30 | 0 | 0.037689 | 0 | 0
714-551F | 714 | Tier-1 | 0 | 0 | 0 | CB 1221 | 1221 | Tier-1 | 714-551F | 0 | 0.065152 | 0 | 0
73-1160F | 73 | Tier-3 | 0 | 0 | 0 | CB 123 | 123 | Tier-1 | 73-1160F | 0 | 0.56799 | 0 | 0
CB 98 | 98 | Tier-1 | 0 | 0 | 0 | CB 1233 | 1233 | Tier-3 | CB 98 | 0 | 2.0792 | 0 | 0
CB 980 | 980 | Tier-2 | 1.8653 | 0 | 1.8653 | CB 124 | 124 | Tier-1 | CB 980 | 1.8653 | 8.9407 | 0 | 0
CB 981 | 981 | Tier-2 | 0.87121 | 0 | 0.87121 | CB 1247 | 1247 | Tier-2 | CB 981 | 0.87121 | 6.1701 | 0 | 0
CB 982 | 982 | Tier-2 | 0 | 0 | 0 | CB 1252 | 1252 | Tier-2 | CB 982 | 0 | 16.6773 | 0 | 0
738-1375F | 738 | Tier-1 | 0 | 0 | 0 | CB 127 | 127 | Tier-1 | 738-1375F | 0 | 0.28655 | 0 | 0
CB 984 | 984 | Tier-2 | 0 | 0 | 0 | CB 1286 | 1286 | Tier-1 | CB 984 | 0 | 0.98958 | 0 | 0
CB 985 | 985 | Tier-2 | 0 | 0 | 0 | CB 1297 | 1297 | Tier-1 | CB 985 | 0 | 5.4583 | 0 | 0
CB 986 | 986 | Tier-2 | 0 | 0 | 0 | CB 130 | 130 | Tier-1 | CB 986 | 0 | 3.0756 | 0 | 0
CB 987 | 987 | Tier-2 | 0 | 0 | 0 | CB 132 | 132 | Tier-1 | CB 987 | 0 | 24.3436 | 0 | 0
CB 988 | 988 | Tier-2 | 0 | 0 | 0 | CB 133 | 133 | Tier-1 | CB 988 | 0 | 7.3492 | 0 | 0
CB 989 | 989 | Tier-2 | 0 | 0 | 0 | CB 134 | 134 | Tier-1 | CB 989 | 0 | 16.6824 | 0 | 0
CB 99 | 99 | Tier-1 | 0 | 0 | 0 | CB 136 | 136 | Tier-1 | CB 99 | 0 | 1.3214 | 0 | 0
739-112F | 739 | Tier-1 | 0 | 0 | 0 | CB 1406 | 1406 | Tier-1 | 739-112F | 0 | 0.050758 | 0 | 0
CB 991 | 991 | Tier-2 | 0 | 0 | 0 | CB 1407 | 1407 | Tier-1 | CB 991 | 0 | 1.1767 | 0 | 0
739-113 | 739 | Tier-1 | 0 | 0 | 0 | CB 1414 | 1414 | Tier-2 | 739-113 | 0 | 0.39413 | 0 | 0
740-870F | 740 | Tier-1 | 0 | 0 | 0 | CB 1436 | 1436 | Tier-1 | 740-870F | 0 | 0.0625 | 0 | 0
CB 994 | 994 | Tier-2 | 0 | 0 | 0 | CB 1439 | 1439 | Tier-1 | CB 994 | 0 | 26.0733 | 0 | 0
CB 995 | 995 | Tier-2 | 0 | 0 | 0 | CB 1445 | 1445 | Tier-1 | CB 995 | 0 | 4.2634 | 0 | 0
745-41 | 745 | Tier-1 | 0 | 0 | 0 | CB 147 | 147 | Tier-1 | 745-41 | 0 | 0.052083 | 0 | 0
CB AD1 | AD1 | Tier-1 | 4.3337 | 0 | 4.3337 | CB 150 | 150 | Tier-1 | CB AD1 | 4.3337 | 2.7189 | 0 | 0
CB AD2 | AD2 | Tier-1 | 1.0195 | 0 | 1.0195 | CB 152 | 152 | Tier-1 | CB AD2 | 1.0195 | 1.1061 | 0 | 0
CB AD3 | AD3 | Tier-1 | 2.5362 | 0 | 2.5362 | CB 1525 | 1525 | Tier-2 | CB AD3 | 2.5362 | 0.81761 | 0 | 0
CB AG1 | AG1 | Tier-1 | 1.4655 | 0 | 1.4655 | CB 155 | 155 | Tier-1 | CB AG1 | 1.4655 | 0.18068 | 0 | 0
747-868 | 747 | Tier-1 | 0 | 0 | 0 | CB 156 | 156 | Tier-1 | 747-868 | 0 | 0 | 0 | 0
CB AM1 | AM1 | Tier-1 | 1.6941 | 0 | 1.6941 | CB 161 | 161 | Tier-1 | CB AM1 | 1.6941 | 0.82462 | 0 | 0
CB AM2 | AM2 | Tier-1 | 3.5258 | 0 | 3.5258 | CB 163 | 163 | Tier-1 | CB AM2 | 3.5258 | 0.28598 | 0 | 0
CB AM3 | AM3 | Tier-1 | 5.2059 | 0 | 5.2059 | CB 167 | 167 | Tier-1 | CB AM3 | 5.2059 | 0.45568 | 0 | 0
747-871 | 747 | Tier-1 | 0 | 0 | 0 | CB 180 | 180 | Tier-1 | 747-871 | 0 | 0.075758 | 0 | 0
CB BA2 | BA2 | Tier-1 | 2.4375 | 0 | 2.4375 | CB 181 | 181 | Tier-1 | CB BA2 | 2.4375 | 0.94242 | 0 | 0
CB BA3 | BA3 | Tier-1 | 3.653 | 0 | 3.653 | CB 186 | 186 | Tier-1 | CB BA3 | 3.653 | 0.37197 | 0 | 0
CB BF1 | BF1 | Tier-1 | 1.2157 | 0 | 1.2157 | CB 187 | 187 | Tier-1 | CB BF1 | 1.2157 | 0 | 0 | 0
75-2229 | 75 | Tier-3 | 0 | 0 | 0 | CB 188 | 188 | Tier-1 | 75-2229 | 0 | 0.0056818 | 0 | 0
CB BK1 | BK1 | Tier-1 | 2.3814 | 0 | 2.3814 | CB 189 | 189 | Tier-1 | CB BK1 | 2.3814 | 2.1477 | 0 | 0
CB BK2 | BK2 | Tier-1 | 0.83977 | 0 | 0.83977 | CB 190 | 190 | Tier-1 | CB BK2 | 0.83977 | 0.96553 | 0 | 0
CB BK4 | BK4 | Tier-1 | 1.2148 | 0 | 1.2148 | CB 204 | 204 | Tier-2 | CB BK4 | 1.2148 | 1.1434 | 0 | 0
CB BN1 | BN1 | Tier-1 | 5.5884 | 0 | 5.5884 | CB 207 | 207 | Tier-1 | CB BN1 | 5.5884 | 2.5117 | 0 | 0
CB BN2 | BN2 | Tier-1 | 7.0045 | 0 | 7.0045 | CB 209 | 209 | Tier-1 | CB BN2 | 7.0045 | 0.69413 | 0 | 0
CB BO1 | BO1 | Tier-1 | 0.93996 | 0 | 0.93996 | CB 210 | 210 | Tier-2 | CB BO1 | 0.93996 | 0.16705 | 0 | 0
CB BP1 | BP1 | Tier-1 | 0 | 0 | 0 | CB 212 | 212 | Tier-2 | CB BP1 | 0 | 0.93958 | 0 | 0
CB BRM1 | BRM1 | Tier-1 | 4.4813 | 0 | 4.4813 | CB 216 | 216 | Tier-3 | CB BRM1 | 4.4813 | 1.0807 | 0 | 0
CB BS1 | BS1 | Tier-1 | 0.089205 | 0 | 0.089205 | CB 217 | 217 | Tier-3 | CB BS1 | 0.089205 | 0.88352 | 0 | 0
CB BT1 | BT1 | Tier-1 | 0.61951 | 0 | 0.61951 | CB 222 | 222 | Tier-3 | CB BT1 | 0.61951 | 0.18788 | 0 | 0
761-245 | 761 | Tier-1 | 0 | 0 | 0 | CB 23 | 23 | Tier-1 | 761-245 | 0 | 0.038826 | 0 | 0
CB BY2 | BY2 | Tier-1 | 3.4652 | 0 | 3.4652 | CB 234 | 234 | Tier-2 | CB BY2 | 3.4652 | 1.1585 | 0 | 0
CB BY3 | BY3 | Tier-1 | 4.3703 | 0 | 4.3703 | CB 236 | 236 | Tier-2 | CB BY3 | 4.3703 | 1.0519 | 0 | 0
CB C14 | C14 | Tier-1 | 0 | 0 | 0 | CB 243 | 243 | Tier-2 | CB C14 | 0 | 0.69943 | 0 | 0
CB C17 | C17 | Tier-1 | 0 | 0 | 0 | CB 250 | 250 | Tier-1 | CB C17 | 0 | 3.3867 | 0 | 0
CB CA1 | CA1 | Tier-1 | 2.5502 | 0 | 2.5502 | CB 252 | 252 | Tier-1 | CB CA1 | 2.5502 | 0.13201 | 0 | 0
CB CA2 | CA2 | Tier-1 | 0.53201 | 0 | 0.53201 | CB 255 | 255 | Tier-1 | CB CA2 | 0.53201 | 0 | 0 | 0
CB CCB1 | CCB1 | Tier-1 | 0.10833 | 0 | 0.10833 | CB 265 | 265 | Tier-1 | CB CCB1 | 0.10833 | 3.1828 | 0 | 0
CB CD1 | CD1 | Tier-1 | 0.77159 | 0 | 0.77159 | CB 267 | 267 | Tier-1 | CB CD1 | 0.77159 | 2.1203 | 0 | 0
CB CD3 | CD3 | Tier-1 | 0.80549 | 0 | 0.80549 | CB 272 | 272 | Tier-1 | CB CD3 | 0.80549 | 1.2415 | 0 | 0
CB CD4 | CD4 | Tier-1 | 2.3991 | 0 | 2.3991 | CB 275 | 275 | Tier-1 | CB CD4 | 2.3991 | 0.36061 | 0 | 0
CB CE1 | CE1 | Tier-1 | 0 | 0 | 0 | CB 277 | 277 | Tier-1 | CB CE1 | 0 | 1.1994 | 0 | 0
CB CE2 | CE2 | Tier-1 | 0 | 0 | 0 | CB 286 | 286 | Tier-1 | CB CE2 | 0 | 1.1983 | 0 | 0
CB CE3 | CE3 | Tier-1 | 0 | 0 | 0 | CB 288 | 288 | Tier-1 | CB CE3 | 0 | 1.2152 | 0 | 0
CB CG1 | CG1 | Tier-1 | 5.1369 | 0 | 5.1369 | CB 289 | 289 | Tier-1 | CB CG1 | 5.1369 | 0.51723 | 0 | 0
CB CG2 | CG2 | Tier-1 | 5.7534 | 0 | 5.7534 | CB 30 | 30 | Tier-1 | CB CG2 | 5.7534 | 0.68845 | 0 | 0
771-384 | 771 | Tier-1 | 0 | 0 | 0 | CB 300 | 300 | Tier-2 | 771-384 | 0 | 0.11591 | 0 | 0
777-267F | 777 | Tier-1 | 0 | 0 | 0 | CB 302 | 302 | Tier-2 | 777-267F | 0 | 0.081439 | 0 | 0
CB CS1 | CS1 | Tier-1 | 3.2267 | 0 | 3.2267 | CB 307 | 307 | Tier-1 | CB CS1 | 3.2267 | 0.96383 | 0 | 0
CB CS2 | CS2 | Tier-1 | 3.8136 | 0 | 3.8136 | CB 308 | 308 | Tier-2 | CB CS2 | 3.8136 | 0.47689 | 0 | 0
CB CS3 | CS3 | Tier-1 | 4.9684 | 0 | 4.9684 | CB 314 | 314 | Tier-1 | CB CS3 | 4.9684 | 0.78958 | 0 | 0
CB CS4 | CS4 | Tier-1 | 3.8956 | 0 | 3.8956 | CB 324 | 324 | Tier-1 | CB CS4 | 3.8956 | 0.094129 | 0 | 0
785-11 | 785 | Tier-1 | 0 | 0 | 0 | CB 330 | 330 | Tier-2 | 785-11 | 0 | 0.1928 | 0 | 0
785-137 | 785 | Tier-1 | 0 | 0 | 0 | CB 331 | 331 | Tier-2 | 785-137 | 0 | 0.013258 | 0 | 0
CB DEA1 | DEA1 | Tier-1 | 0 | 0 | 0 | CB 34 | 34 | Tier-1 | CB DEA1 | 0 | 1.5314 | 0 | 0
785-137F | 785 | Tier-1 | 0 | 0 | 0 | CB 340 | 340 | Tier-1 | 785-137F | 0 | 0 | 0 | 0
792-1174F | 792 | Tier-1 | 0 | 0 | 0 | CB 341 | 341 | Tier-1 | 792-1174F | 0 | 0.08428 | 0 | 0
CB DM2 | DM2 | Tier-1 | 2.903 | 0 | 2.903 | CB 35 | 35 | Tier-1 | CB DM2 | 2.903 | 1.8121 | 0 | 0
CB DR1 | DR1 | Tier-1 | 2.7208 | 0 | 2.7208 | CB 351 | 351 | Tier-2 | CB DR1 | 2.7208 | 0.39508 | 0 | 0
CB DS1 | DS1 | Tier-1 | 0.85758 | 0 | 0.85758 | CB 354 | 354 | Tier-2 | CB DS1 | 0.85758 | 0.14545 | 0 | 0
83-623F | 83 | Tier-1 | 0 | 0 | 0 | CB 355 | 355 | Tier-2 | 83-623F | 0 | 0.050758 | 0 | 0
832-991F | 832 | Tier-1 | 0 | 0 | 0 | CB 364 | 364 | Tier-1 | 832-991F | 0 | 0.25606 | 0 | 0
854-805 | 854 | Tier-1 | 0 | 0 | 0 | CB 368 | 368 | Tier-1 | 854-805 | 0 | 0.030303 | 0 | 0
CB ELE1 | ELE1 | Tier-1 | 1.5678 | 0 | 1.5678 | CB 372 | 372 | Tier-1 | CB ELE1 | 1.5678 | 1.1116 | 0 | 0
CB ELS1 | ELS1 | Tier-1 | 0 | 0 | 0 | CB 377 | 377 | Tier-1 | CB ELS1 | 0 | 3.5663 | 0 | 0
CB EN1 | EN1 | Tier-1 | 5.1975 | 0 | 5.1975 | CB 381 | 381 | Tier-1 | CB EN1 | 5.1975 | 1.7597 | 0 | 0
CB EN2 | EN2 | Tier-1 | 3.9415 | 0 | 3.9415 | CB 382 | 382 | Tier-1 | CB EN2 | 3.9415 | 1.6638 | 0 | 0
CB EO1 | EO1 | Tier-1 | 4.0102 | 0 | 4.0102 | CB 39 | 39 | Tier-1 | CB EO1 | 4.0102 | 1.0809 | 0 | 0
CB EO2 | EO2 | Tier-1 | 3.486 | 0 | 3.486 | CB 394 | 394 | Tier-1 | CB EO2 | 3.486 | 1.6746 | 0 | 0
CB EO3 | EO3 | Tier-1 | 6.4453 | 0 | 6.4453 | CB 395 | 395 | Tier-1 | CB EO3 | 6.4453 | 0.38845 | 0 | 0
CB EOS1 | EOS1 | Tier-1 | 9.8562 | 0 | 9.8562 | CB 404 | 404 | Tier-1 | CB EOS1 | 9.8562 | 4.3028 | 0 | 0
CB EOS2 | EOS2 | Tier-1 | 8.2864 | 0 | 8.2864 | CB 405 | 405 | Tier-1 | CB EOS2 | 8.2864 | 1.8443 | 0 | 0
CB EOS3 | EOS3 | Tier-1 | 1.6695 | 0 | 1.6695 | CB 427 | 427 | Tier-1 | CB EOS3 | 1.6695 | 2.054 | 0 | 0
89-212 | 89 | Tier-1 | 0 | 0 | 0 | CB 43 | 43 | Tier-1 | 89-212 | 0 | 0.0075758 | 0 | 0
CB ES4 | ES4 | Tier-1 | 7.9788 | 0 | 7.9788 | CB 435 | 435 | Tier-1 | CB ES4 | 7.9788 | 0.45473 | 0 | 0
CB EV1 | EV1 | Tier-1 | 1.7066 | 0 | 1.7066 | CB 437 | 437 | Tier-1 | CB EV1 | 1.7066 | 0.081439 | 0 | 0
CB FB1 | FB1 | Tier-2 | 4.1775 | 0 | 4.1775 | CB 44 | 44 | Tier-1 | CB FB1 | 4.1775 | 2.2962 | 0 | 0
CB FB2 | FB2 | Tier-2 | 3.8712 | 0 | 3.8712 | CB 448 | 448 | Tier-3 | CB FB2 | 3.8712 | 2.4182 | 0 | 0
CB FL1 | FL1 | Tier-1 | 0.47102 | 0 | 0.47102 | CB 45 | 45 | Tier-1 | CB FL1 | 0.47102 | 0.064394 | 0 | 0
CB FM1 | FM1 | Tier-1 | 2.5763 | 0 | 2.5763 | CB 453 | 453 | Tier-1 | CB FM1 | 2.5763 | 1.7822 | 0 | 0
CB FM2 | FM2 | Tier-1 | 0.69792 | 0 | 0.69792 | CB 458 | 458 | Tier-1 | CB FM2 | 0.69792 | 4.1398 | 0 | 0
CB FM3 | FM3 | Tier-1 | 5.0519 | 0 | 5.0519 | CB 461 | 461 | Tier-2 | CB FM3 | 5.0519 | 0.6608 | 0 | 0
89-212F | 89 | Tier-1 | 0 | 0 | 0 | CB 463 | 463 | Tier-2 | 89-212F | 0 | 0 | 0 | 0
CB GA1 | GA1 | Tier-1 | 4.1068 | 0 | 4.1068 | CB 466 | 466 | Tier-1 | CB GA1 | 4.1068 | 0.064015 | 0 | 0
CB GA3 | GA3 | Tier-1 | 4.832 | 0 | 4.832 | CB 467 | 467 | Tier-1 | CB GA3 | 4.832 | 0.16212 | 0 | 0
CB GH1 | GH1 | Tier-1 | 1.1896 | 0 | 1.1896 | CB 468 | 468 | Tier-1 | CB GH1 | 1.1896 | 1.965 | 0 | 0
CB GH2 | GH2 | Tier-1 | 1.1775 | 0 | 1.1775 | CB 472 | 472 | Tier-1 | CB GH2 | 1.1775 | 2.4871 | 0 | 0
CB GH3 | GH3 | Tier-1 | 2.1027 | 0 | 2.1027 | CB 487 | 487 | Tier-1 | CB GH3 | 2.1027 | 2.1313 | 0 | 0
CB GM2 | GM2 | Tier-1 | 7.3591 | 0 | 7.3591 | CB 489 | 489 | Tier-1 | CB GM2 | 7.3591 | 0.5428 | 0 | 0
CB GN1 | GN1 | Tier-1 | 2.5777 | 0 | 2.5777 | CB 49 | 49 | Tier-1 | CB GN1 | 2.5777 | 2.0011 | 0 | 0
CB GS1 | GS1 | Tier-1 | 1.0934 | 0 | 1.0934 | CB 492 | 492 | Tier-1 | CB GS1 | 1.0934 | 0 | 0 | 0
CB HB5 | HB5 | Tier-1 | 0 | 0 | 0 | CB 494 | 494 | Tier-1 | CB HB5 | 0 | 1.4924 | 0 | 0
CB HC3 | HC3 | Tier-1 | 5.2521 | 0 | 5.2521 | CB 498 | 498 | Tier-1 | CB HC3 | 5.2521 | 2.4792 | 0 | 0
CB HC4 | HC4 | Tier-1 | 3.4989 | 0 | 3.4989 | CB 502 | 502 | Tier-2 | CB HC4 | 3.4989 | 0.12386 | 0 | 0
89-285 | 89 | Tier-1 | 0 | 0 | 0 | CB 503 | 503 | Tier-2 | 89-285 | 0 | 0.05322 | 0 | 0
CB HL1 | HL1 | Tier-1 | 4.4678 | 0 | 4.4678 | CB 504 | 504 | Tier-1 | CB HL1 | 4.4678 | 3.0593 | 0 | 0
CB HL3 | HL3 | Tier-1 | 3.5384 | 0 | 3.5384 | CB 509 | 509 | Tier-1 | CB HL3 | 3.5384 | 0.24697 | 0 | 0
CB HP1 | HP1 | Tier-1 | 8.4328 | 0 | 8.4328 | CB 513 | 513 | Tier-1 | CB HP1 | 8.4328 | 0.62538 | 0 | 0
CB HV1 | HV1 | Tier-1 | 0.60663 | 0 | 0.60663 | CB 518 | 518 | Tier-1 | CB HV1 | 0.60663 | 0.1089 | 0 | 0
905-3 | 905 | Tier-1 | 0 | 0 | 0 | CB 519 | 519 | Tier-1 | 905-3 | 0 | 0 | 0 | 0
CB IB1 | IB1 | Tier-1 | 1.3072 | 0 | 1.3072 | CB 523 | 523 | Tier-2 | CB IB1 | 1.3072 | 1.104 | 0 | 0
CB IB2 | IB2 | Tier-1 | 2.2201 | 0 | 2.2201 | CB 525 | 525 | Tier-1 | CB IB2 | 2.2201 | 0.32898 | 0 | 0
905-5 | 905 | Tier-1 | 0 | 0 | 0 | CB 528 | 528 | Tier-1 | 905-5 | 0 | 1.5494 | 0 | 0
CB JU1 | JU1 | Tier-3 | 2.4741 | 0.19318 | 2.6672 | CB 537 | 537 | Tier-2 | CB JU1 | 2.4741 | 0.51799 | 0.037879 | 0.19318
905-6 | 905 | Tier-1 | 0 | 0 | 0 | CB 538 | 538 | Tier-2 | 905-6 | 0 | 0 | 0 | 0
CB LA1 | LA1 | Tier-1 | 5.3807 | 0 | 5.3807 | CB 540 | 540 | Tier-2 | CB LA1 | 5.3807 | 0.27803 | 0 | 0
CB LA2 | LA2 | Tier-1 | 3.6203 | 0 | 3.6203 | CB 541 | 541 | Tier-2 | CB LA2 | 3.6203 | 0.53295 | 0 | 0
CB LA3 | LA3 | Tier-1 | 6.2475 | 0 | 6.2475 | CB 544 | 544 | Tier-2 | CB LA3 | 6.2475 | 0.32311 | 0 | 0
CB LD2 | LD2 | Tier-1 | 0 | 0 | 0 | CB 547 | 547 | Tier-1 | CB LD2 | 0 | 1.2445 | 0 | 0
CB LF1 | LF1 | Tier-1 | 0 | 0 | 0 | CB 55 | 55 | Tier-1 | CB LF1 | 0 | 3.6394 | 0 | 0
CB LJ3 | LJ3 | Tier-1 | 2.493 | 0 | 2.493 | CB 554 | 554 | Tier-1 | CB LJ3 | 2.493 | 0.87936 | 0 | 0
CB LJ4 | LJ4 | Tier-1 | 1.7816 | 0 | 1.7816 | CB 56 | 56 | Tier-1 | CB LJ4 | 1.7816 | 0.64072 | 0 | 0
905-8 | 905 | Tier-1 | 0 | 0 | 0 | CB 563 | 563 | Tier-1 | 905-8 | 0 | 0.16742 | 0 | 0
CB LM3 | LM3 | Tier-1 | 1.5623 | 0 | 1.5623 | CB 564 | 564 | Tier-1 | CB LM3 | 1.5623 | 0.92633 | 0 | 0
908-2057F | 908 | Tier-3 | 0 | 0 | 0 | CB 567 | 567 | Tier-1 | 908-2057F | 0 | 0.0056818 | 0 | 0
CB LR1 | LR1 | Tier-1 | 7.167 | 0 | 7.167 | CB 57 | 57 | Tier-1 | CB LR1 | 7.167 | 0.40814 | 0 | 0
CB LV2 | LV2 | Tier-1 | 4.4006 | 0 | 4.4006 | CB 575 | 575 | Tier-2 | CB LV2 | 4.4006 | 0.77746 | 0 | 0
CB MA1 | MA1 | Tier-1 | 5.4163 | 0 | 5.4163 | CB 577 | 577 | Tier-2 | CB MA1 | 5.4163 | 1.3044 | 0 | 0
CB MA2 | MA2 | Tier-1 | 1.7087 | 0 | 1.7087 | CB 58 | 58 | Tier-1 | CB MA2 | 1.7087 | 1.9108 | 0 | 0
CB MAG1 | MAG1 | Tier-1 | 0.49451 | 0 | 0.49451 | CB 582 | 582 | Tier-1 | CB MAG1 | 0.49451 | 1.7513 | 0 | 0
CB MF1 | MF1 | Tier-1 | 1.721 | 0 | 1.721 | CB 584 | 584 | Tier-1 | CB MF1 | 1.721 | 0.089773 | 0 | 0
CB MK1 | MK1 | Tier-1 | 2.9027 | 0 | 2.9027 | CB 59 | 59 | Tier-1 | CB MK1 | 2.9027 | 2.1797 | 0 | 0
CB MK2 | MK2 | Tier-1 | 3.3006 | 0 | 3.3006 | CB 590 | 590 | Tier-1 | CB MK2 | 3.3006 | 0.925 | 0 | 0
CB MM1 | MM1 | Tier-1 | 0 | 0 | 0 | CB 592 | 592 | Tier-2 | CB MM1 | 0 | 2.4157 | 0 | 0
CB MNR3 | MNR3 | Tier-1 | 2.4167 | 0 | 2.4167 | CB 593 | 593 | Tier-2 | CB MNR3 | 2.4167 | 0.37008 | 0 | 0
CB MO1 | MO1 | Tier-1 | 0 | 0 | 0 | CB 597 | 597 | Tier-2 | CB MO1 | 0 | 1.8466 | 0 | 0
909-17R | 909 | Tier-2 | 0 | 0 | 0 | CB 66 | 66 | Tier-1 | 909-17R | 0 | 0 | 0 | 0
CB MT1 | MT1 | Tier-1 | 3.1576 | 0 | 3.1576 | CB 69 | 69 | Tier-1 | CB MT1 | 3.1576 | 0.22027 | 0 | 0
CB MT3 | MT3 | Tier-1 | 1.8354 | 0 | 1.8354 | CB 703 | 703 | Tier-1 | CB MT3 | 1.8354 | 0.2178 | 0 | 0
CB MU1 | MU1 | Tier-1 | 1.7856 | 0 | 1.7856 | CB 711 | 711 | Tier-1 | CB MU1 | 1.7856 | 3.5119 | 0 | 0
CB MV1 | MV1 | Tier-1 | 3.1447 | 0 | 3.1447 | CB 712 | 712 | Tier-1 | CB MV1 | 3.1447 | 0.47462 | 0 | 0
CB MZ1 | MZ1 | Tier-1 | 0 | 0 | 0 | CB 714 | 714 | Tier-1 | CB MZ1 | 0 | 0.73902 | 0 | 0
CB NC3 | NC3 | Tier-1 | 0.7964 | 0 | 0.7964 | CB 715 | 715 | Tier-1 | CB NC3 | 0.7964 | 0.28617 | 0 | 0
CB NC4 | NC4 | Tier-1 | 3.0434 | 0 | 3.0434 | CB 716 | 716 | Tier-1 | CB NC4 | 3.0434 | 0.48333 | 0 | 0
CB NO1 | NO1 | Tier-1 | 0.070644 | 0 | 0.070644 | CB 718 | 718 | Tier-1 | CB NO1 | 0.070644 | 0.85114 | 0 | 0
CB NO2 | NO2 | Tier-1 | 4.0278 | 0 | 4.0278 | CB 723 | 723 | Tier-1 | CB NO2 | 4.0278 | 0.5947 | 0 | 0
CB NO3 | NO3 | Tier-1 | 1.5506 | 0 | 1.5506 | CB 726 | 726 | Tier-1 | CB NO3 | 1.5506 | 0.46894 | 0 | 0
909-847 | 909 | Tier-2 | 0 | 0 | 0 | CB 730 | 730 | Tier-1 | 909-847 | 0 | 0.013068 | 0 | 0
CB NTL1 | NTL1 | Tier-1 | 2.0235 | 0 | 2.0235 | CB 735 | 735 | Tier-1 | CB NTL1 | 2.0235 | 3.0411 | 0 | 0
CB NVS1 | NVS1 | Tier-2 | 5.9949 | 0 | 5.9949 | CB 739 | 739 | Tier-1 | CB NVS1 | 5.9949 | 5.3905 | 0 | 0
921-827 | 921 | Tier-1 | 0 | 0 | 0 | CB 75 | 75 | Tier-3 | 921-827 | 0 | 0 | 0 | 0
CB OH1 | OH1 | Tier-1 | 0.77746 | 0 | 0.77746 | CB 750 | 750 | Tier-1 | CB OH1 | 0.77746 | 0.030682 | 0 | 0
CB OK1 | OK1 | Tier-3 | 6.786 | 0 | 6.786 | CB 753 | 753 | Tier-2 | CB OK1 | 6.786 | 0.050758 | 0 | 0
CB OS1 | OS1 | Tier-1 | 3.3178 | 0 | 3.3178 | CB 755 | 755 | Tier-1 | CB OS1 | 3.3178 | 0.94015 | 0 | 0
CB OS4 | OS4 | Tier-1 | 1.239 | 0 | 1.239 | CB 757 | 757 | Tier-2 | CB OS4 | 1.239 | 0.1303 | 0 | 0
CB OS5 | OS5 | Tier-1 | 0.64924 | 0 | 0.64924 | CB 76 | 76 | Tier-1 | CB OS5 | 0.64924 | 0.29848 | 0 | 0
CB OT2 | OT2 | Tier-1 | 1.5801 | 0 | 1.5801 | CB 768 | 768 | Tier-1 | CB OT2 | 1.5801 | 0.61193 | 0 | 0
CB PB1 | PB1 | Tier-1 | 3.9428 | 0 | 3.9428 | CB 772 | 772 | Tier-1 | CB PB1 | 3.9428 | 0.060606 | 0 | 0
CB PB5 | PB5 | Tier-1 | 3.1453 | 0 | 3.1453 | CB 782 | 782 | Tier-1 | CB PB5 | 3.1453 | 0.76723 | 0 | 0
CB PE1 | PE1 | Tier-3 | 5.0331 | 0 | 5.0331 | CB 783 | 783 | Tier-1 | CB PE1 | 5.0331 | 0.28258 | 0 | 0
935-459 | 935 | Tier-1 | 0 | 0 | 0 | CB 786 | 786 | Tier-1 | 935-459 | 0 | 0.12235 | 0 | 0
CB PK1 | PK1 | Tier-1 | 0 | 0 | 0 | CB 790 | 790 | Tier-2 | CB PK1 | 0 | 1.6225 | 0 | 0
940-393 | 940 | Tier-1 | 0 | 0 | 0 | CB 796 | 796 | Tier-2 | 940-393 | 0 | 0.17955 | 0 | 0
CB PK3 | PK3 | Tier-1 | 0 | 0 | 0 | CB 799 | 799 | Tier-2 | CB PK3 | 0 | 1.011 | 0 | 0
942-470 | 942 | Tier-1 | 0 | 0 | 0 | CB 80 | 80 | Tier-1 | 942-470 | 0 | 0.30208 | 0 | 0
956-397F | 956 | Tier-1 | 0 | 0 | 0 | CB 831 | 831 | Tier-1 | 956-397F | 0 | 0.064394 | 0 | 0
CB PK6 | PK6 | Tier-1 | 0 | 0 | 0 | CB 833 | 833 | Tier-1 | CB PK6 | 0 | 0.4661 | 0 | 0
957-492 | 957 | Tier-1 | 0 | 0 | 0 | CB 851 | 851 | Tier-1 | 957-492 | 0 | 0.39167 | 0 | 0
CB PL2 | PL2 | Tier-1 | 4.4898 | 0 | 4.4898 | CB 852 | 852 | Tier-1 | CB PL2 | 4.4898 | 1.1426 | 0 | 0
CB PL4 | PL4 | Tier-1 | 4.8752 | 0 | 4.8752 | CB 854 | 854 | Tier-1 | CB PL4 | 4.8752 | 1.9339 | 0 | 0
CB PL6 | PL6 | Tier-1 | 5.4841 | 0 | 5.4841 | CB 86 | 86 | Tier-1 | CB PL6 | 5.4841 | 1.2083 | 0 | 0
CB PLS1 | PLS1 | Tier-1 | 0 | 0 | 0 | CB 902 | 902 | Tier-1 | CB PLS1 | 0 | 0.034091 | 0 | 0
96-1040F | 96 | Tier-1 | 0 | 0 | 0 | CB 903 | 903 | Tier-1 | 96-1040F | 0 | 0.27727 | 0 | 0
963-34 | 963 | Tier-1 | 0 | 0 | 0 | CB 907 | 907 | Tier-3 | 963-34 | 0 | 0.064394 | 0 | 0
CB QB1 | QB1 | Tier-1 | 0 | 0 | 0 | CB 91 | 91 | Tier-2 | CB QB1 | 0 | 2.2597 | 0 | 0
982-753 | 982 | Tier-2 | 0 | 0 | 0 | CB 913 | 913 | Tier-1 | 982-753 | 0 | 0 | 0 | 0
CB RA1 | RA1 | Tier-2 | 7.7369 | 0 | 7.7369 | CB 922 | 922 | Tier-1 | CB RA1 | 7.7369 | 1.2809 | 0 | 0
CB RA2 | RA2 | Tier-2 | 2.7417 | 0 | 2.7417 | CB 923 | 923 | Tier-1 | CB RA2 | 2.7417 | 0.072727 | 0 | 0
CB RA3 | RA3 | Tier-2 | 2.986 | 0 | 2.986 | CB 924 | 924 | Tier-1 | CB RA3 | 2.986 | 0.64413 | 0 | 0
993-4 | 993 | Tier-2 | 0 | 0 | 0 | CB 927 | 927 | Tier-1 | 993-4 | 0 | 0.0066288 | 0 | 0
CB 110 | 110 | Tier-1 | 0 | 0 | 0 | CB 933 | 933 | Tier-1 | CB 110 | 0 | 1.9326 | 0 | 0
CB RD1 | RD1 | Tier-1 | 1.6153 | 0 | 1.6153 | CB 934 | 934 | Tier-1 | CB RD1 | 1.6153 | 0.65398 | 0 | 0
CB RD2 | RD2 | Tier-1 | 4.5066 | 0 | 4.5066 | CB 940 | 940 | Tier-1 | CB RD2 | 4.5066 | 2.1708 | 0 | 0
CB 1130 | 1130 | Tier-1 | 0 | 0 | 0 | CB 944 | 944 | Tier-1 | CB 1130 | 0 | 0.54091 | 0 | 0
CB 1131 | 1131 | Tier-1 | 0 | 0 | 0 | CB 946 | 946 | Tier-1 | CB 1131 | 0 | 0.69356 | 0 | 0
CB RI1 | RI1 | Tier-1 | 1.8867 | 0 | 1.8867 | CB 95 | 95 | Tier-1 | CB RI1 | 1.8867 | 0.27121 | 0 | 0
CB RS1 | RS1 | Tier-1 | 0.70417 | 0 | 0.70417 | CB 958 | 958 | Tier-1 | CB RS1 | 0.70417 | 2.432 | 0 | 0
CB RV1 | RV1 | Tier-1 | 3.8898 | 0 | 3.8898 | CB 961 | 961 | Tier-1 | CB RV1 | 3.8898 | 1.8623 | 0 | 0
CB 1132 | 1132 | Tier-1 | 0 | 0 | 0 | CB 962 | 962 | Tier-1 | CB 1132 | 0 | 0.66742 | 0 | 0
CB RV3 | RV3 | Tier-1 | 0 | 0 | 0 | CB 969 | 969 | Tier-1 | CB RV3 | 0 | 3.6309 | 0 | 0
CB S1 | S1 | Tier-1 | 4.7525 | 0 | 4.7525 | CB 970 | 970 | Tier-2 | CB S1 | 4.7525 | 1.503 | 0 | 0
CB S2 | S2 | Tier-1 | 2.6053 | 0 | 2.6053 | CB 971 | 971 | Tier-2 | CB S2 | 2.6053 | 0.43428 | 0 | 0
CB 1133 | 1133 | Tier-1 | 0 | 0 | 0 | CB 981 | 981 | Tier-2 | CB 1133 | 0 | 0.53864 | 0 | 0
CB SC1 | SC1 | Tier-1 | 3.8216 | 0 | 3.8216 | CB 982 | 982 | Tier-2 | CB SC1 | 3.8216 | 0.34091 | 0 | 0
CB SC2 | SC2 | Tier-1 | 3.2174 | 0 | 3.2174 | CB 990 | 990 | Tier-2 | CB SC2 | 3.2174 | 0.083333 | 0 | 0
CB 1246 | 1246 | Tier-1 | 0 | 0 | 0 | CB AD2 | AD2 | Tier-1 | CB 1246 | 0 | 0 | 0 | 0
CB SE4 | SE4 | Tier-1 | 0.59621 | 0 | 0.59621 | CB AM3 | AM3 | Tier-1 | CB SE4 | 0.59621 | 0.070833 | 0 | 0
CB 1253 | 1253 | Tier-2 | 0 | 0 | 0 | CB BK2 | BK2 | Tier-1 | CB 1253 | 0 | 0.19659 | 0 | 0
CB SHC1 | SHC1 | Tier-1 | 0 | 0 | 0 | CB CD3 | CD3 | Tier-1 | CB SHC1 | 0 | 7.296 | 0 | 0
CB 1410 | 1410 | Tier-1 | 0 | 0 | 0 | CB CD4 | CD4 | Tier-1 | CB 1410 | 0 | 0.33504 | 0 | 0
CB 1443 | 1443 | Tier-1 | 0 | 0 | 0 | CB CG2 | CG2 | Tier-1 | CB 1443 | 0 | 0.37197 | 0 | 0
CB SLD1 | SLD1 | Tier-1 | 0.23712 | 0 | 0.23712 | CB DEA1 | DEA1 | Tier-1 | CB SLD1 | 0.23712 | 1.2095 | 0 | 0
CB SO1 | SO1 | Tier-1 | 0.99602 | 0 | 0.99602 | CB DM2 | DM2 | Tier-1 | CB SO1 | 0.99602 | 0.53598 | 0 | 0
CB SR1 | SR1 | Tier-1 | 5.2318 | 6.3127 | 11.5445 | CB DR1 | DR1 | Tier-1 | CB SR1 | 5.2318 | 1.4824 | 0.33258 | 6.3127
CB SR4 | SR4 | Tier-1 | 2.6242 | 0 | 2.6242 | CB DT1 | DT1 | Tier-1 | CB SR4 | 2.6242 | 0.64394 | 0 | 0
CB SSC1 | SSC1 | Tier-2 | 2.3161 | 0 | 2.3161 | CB EO1 | EO1 | Tier-1 | CB SSC1 | 2.3161 | 1.2924 | 0 | 0
CB SW1 | SW1 | Tier-1 | 0.73542 | 0 | 0.73542 | CB EOS2 | EOS2 | Tier-1 | CB SW1 | 0.73542 | 0.19678 | 0 | 0
CB SW2 | SW2 | Tier-1 | 2.7826 | 0 | 2.7826 | CB EOS3 | EOS3 | Tier-1 | CB SW2 | 2.7826 | 2.6063 | 0 | 0
CB SW3 | SW3 | Tier-1 | 4.0153 | 0 | 4.0153 | CB ES4 | ES4 | Tier-1 | CB SW3 | 4.0153 | 1.4858 | 0 | 0
CB 193 | 193 | Tier-2 | 0 | 0 | 0 | CB FRD1 | FRD1 | Tier-1 | CB 193 | 0 | 0.19659 | 0 | 0
CB 30 | 30 | Tier-1 | 0 | 0 | 0 | CB GA3 | GA3 | Tier-1 | CB 30 | 0 | 1.1261 | 0 | 0
CB 31 | 31 | Tier-1 | 0 | 0 | 0 | CB GH1 | GH1 | Tier-1 | CB 31 | 0 | 0.44545 | 0 | 0
CB TY1 | TY1 | Tier-1 | 0.15549 | 0 | 0.15549 | CB GH2 | GH2 | Tier-1 | CB TY1 | 0.15549 | 0.77443 | 0 | 0
CB 338 | 338 | Tier-1 | 0 | 0 | 0 | CB HC4 | HC4 | Tier-1 | CB 338 | 0 | 0 | 0 | 0
CB UP2 | UP2 | Tier-1 | 3.1402 | 0 | 3.1402 | CB HK1 | HK1 | Tier-1 | CB UP2 | 3.1402 | 0.54735 | 0 | 0
CB VDN1 | VDN1 | Tier-1 | 3.296 | 0 | 3.296 | CB HV1 | HV1 | Tier-1 | CB VDN1 | 3.296 | 2.7722 | 0 | 0
CB VO1 | VO1 | Tier-1 | 0.59981 | 0 | 0.59981 | CB IB2 | IB2 | Tier-1 | CB VO1 | 0.59981 | 0 | 0 | 0
CB VS1 | VS1 | Tier-1 | 4.9888 | 0 | 4.9888 | CB KR1 | KR1 | Tier-1 | CB VS1 | 4.9888 | 2.518 | 0 | 0
CB VS2 | VS2 | Tier-1 | 3.9511 | 0 | 3.9511 | CB LA1 | LA1 | Tier-1 | CB VS2 | 3.9511 | 3.9013 | 0 | 0
CB VS3 | VS3 | Tier-1 | 3.4445 | 0 | 3.4445 | CB LA3 | LA3 | Tier-1 | CB VS3 | 3.4445 | 3.3839 | 0 | 0
CB VS4 | VS4 | Tier-1 | 3.5098 | 0 | 3.5098 | CB LD2 | LD2 | Tier-1 | CB VS4 | 3.5098 | 2.7871 | 0 | 0
CB 339 | 339 | Tier-1 | 0 | 0 | 0 | CB LF1 | LF1 | Tier-1 | CB 339 | 0 | 0 | 0 | 0
CB 466 | 466 | Tier-1 | 0 | 0 | 0 | CB LJS1 | LJS1 | Tier-1 | CB 466 | 0 | 0.53617 | 0 | 0
CB WA1 | WA1 | Tier-1 | 3.9161 | 0 | 3.9161 | CB LM3 | LM3 | Tier-1 | CB WA1 | 3.9161 | 0.95 | 0 | 0
CB 47 | 47 | Tier-1 | 0 | 0 | 0 | CB MK1 | MK1 | Tier-1 | CB 47 | 0 | 0 | 0 | 0
CB WA3 | WA3 | Tier-1 | 6.1278 | 0 | 6.1278 | CB MK2 | MK2 | Tier-1 | CB WA3 | 6.1278 | 0.27765 | 0 | 0
CB WA4 | WA4 | Tier-1 | 3.9939 | 0 | 3.9939 | CB MU1 | MU1 | Tier-1 | CB WA4 | 3.9939 | 0.72633 | 0 | 0
CB WA5 | WA5 | Tier-1 | 7.8051 | 0 | 7.8051 | CB MV1 | MV1 | Tier-1 | CB WA5 | 7.8051 | 0.85265 | 0 | 0
CB WA6 | WA6 | Tier-1 | 6.7089 | 0 | 6.7089 | CB MZ1 | MZ1 | Tier-1 | CB WA6 | 6.7089 | 0.37064 | 0 | 0
CB WC2 | WC2 | Tier-3 | 0 | 0 | 0 | CB NC3 | NC3 | Tier-1 | CB WC2 | 0 | 0.049242 | 0 | 0
CB WT1 | WT1 | Tier-1 | 0.55492 | 0 | 0.55492 | CB NO3 | NO3 | Tier-1 | CB WT1 | 0.55492 | 0 | 0 | 0
CB WY1 | WY1 | Tier-1 | 0.1267 | 0 | 0.1267 | CB NT1 | NT1 | Tier-1 | CB WY1 | 0.1267 | 0 | 0 | 0
CB WY2 | WY2 | Tier-1 | 3.3271 | 0 | 3.3271 | CB OK1 | OK1 | Tier-3 | CB WY2 | 3.3271 | 0.14508 | 0 | 0
CB WY3 | WY3 | Tier-1 | 0.48163 | 0 | 0.48163 | CB OS5 | OS5 | Tier-1 | CB WY3 | 0.48163 | 0 | 0 | 0
CB 487 | 487 | Tier-1 | 0.046212 | 0 | 0.046212 | CB PK7 | PK7 | Tier-1 | CB 487 | 0.046212 | 0 | 0 | 0
CTL1-3R | CTL1 | Tier-3 | 3.9705 | 0 | 3.9705 | CB PLS1 | PLS1 | Tier-1 | CTL1-3R | 3.9705 | 1.7864 | 0 | 0
DM1-9R | DM1 | Tier-1 | 2.5695 | 0 | 2.5695 | CB RA1 | RA1 | Tier-2 | DM1-9R | 2.5695 | 1.2902 | 0 | 0
DV1-3R | DV1 | Tier-3 | 6.011 | 1.4326 | 7.4436 | CB RI1 | RI1 | Tier-1 | DV1-3R | 6.011 | 2.5142 | 0.48731 | 1.4326
CB 538 | 538 | Tier-2 | 0 | 0 | 0 | CB RS1 | RS1 | Tier-1 | CB 538 | 0 | 0.73617 | 0 | 0
NO1-287F | NO1 | Tier-1 | 0.92159 | 0 | 0.92159 | CB RV1 | RV1 | Tier-1 | NO1-287F | 0.92159 | 0.054167 | 0 | 0
CB 541 | 541 | Tier-2 | 0 | 0 | 0 | CB SC2 | SC2 | Tier-1 | CB 541 | 0 | 1.5231 | 0 | 0
NO1-289F | NO1 | Tier-1 | 1.3617 | 0 | 1.3617 | CB SEA1 | SEA1 | Tier-1 | NO1-289F | 1.3617 | 0.23258 | 0 | 0
CB 767 | 767 | Tier-1 | 0 | 0 | 0 | CB SLD1 | SLD1 | Tier-1 | CB 767 | 0 | 0.55568 | 0 | 0
RB1-427R | RB1 | Tier-3 | 9.2602 | 3.4347 | 12.6949 | CB SO1 | SO1 | Tier-1 | RB1-427R | 9.2602 | 0.40852 | 0.063447 | 3.4347
RB1-433R | RB1 | Tier-3 | 6.2241 | 0.14034 | 6.3644 | CB SR1 | SR1 | Tier-1 | RB1-433R | 6.2241 | 1.1636 | 0.10038 | 0.14034
CB 905 | 905 | Tier-1 | 0 | 0 | 0 | CB SW3 | SW3 | Tier-1 | CB 905 | 0 | 1.633 | 0 | 0
CB DT1 | DT1 | Tier-1 | 0 | 0 | 0 | CB SW4 | SW4 | Tier-1 | CB DT1 | 0 | 0.7017 | 0 | 0
CB SB1 | SB1 | Tier-1 | 0 | 0 | 0 | CB UP2 | UP2 | Tier-1 | CB SB1 | 0 | 0.020833 | 0 | 0
CB SCE | SCE | Tier-1 | 0 | 0 | 0 | CB VDN1 | VDN1 | Tier-1 | CB SCE | 0 | 0 | 0 | 0
RD4-126F | RD4 | Tier-1 | 0 | 0 | 0 | CB VO1 | VO1 | Tier-1 | RD4-126F | 0 | 0.49167 | 0 | 0
RD4-48F | RD4 | Tier-1 | 1.6619 | 0 | 1.6619 | CB VS3 | VS3 | Tier-1 | RD4-48F | 1.6619 | 0.33542 | 0 | 0
RD4-49F | RD4 | Tier-1 | 1.7614 | 0 | 1.7614 | CB VT1 | VT1 | Tier-1 | RD4-49F | 1.7614 | 0.85549 | 0 | 0
RD4-50F | RD4 | Tier-1 | 2.2144 | 0 | 2.2144 | DM1-9R | DM1 | Tier-1 | RD4-50F | 2.2144 | 0.38182 | 0 | 0
SEA1-384F | SEA1 | Tier-1 | 3.3998 | 0 | 3.3998 | RB1-433R | RB1 | Tier-3 | SEA1-384F | 3.3998 | 1.4403 | 0 | 0
TM1-10R | TM1 | Tier-3 | 2.9301 | 0.45985 | 3.39 | RD4-25 | RD4 | Tier-1 | TM1-10R | 2.9301 | 0.063636 | 0.096591 | 0.45985
UP1-10 | UP1 | Tier-1 | 4.0422 | 0 | 4.0422 | SEA1-384F | SEA1 | Tier-1 | UP1-10 | 4.0422 | 1.7994 | 0 | 0
RD4-27F | RD4 | Tier-1 | 0 | 0 | 0 | UP1-9 | UP1 | Tier-1 | RD4-27F | 0 | 0.11231 | 0 | 0
[6 empty] | 120-425 | 120 | Tier-1
[6 empty] | 390-842 | 390 | Tier-1
[6 empty] | 584-1160F | 584 | Tier-1
[6 empty] | 589-829 | 589 | Tier-1
[6 empty] | 63-1331R | 63 | Tier-1
[6 empty] | 66-1768R | 66 | Tier-1
[6 empty] | 718-502 | 718 | Tier-1
[6 empty] | 1234-732R | 1234 | Tier-2
[6 empty] | 311-1199F | 311 | Tier-2
[6 empty] | 470-1852 | 470 | Tier-2
[6 empty] | 908-2161R | 908 | Tier-2
[6 empty] | 972-1646 | 972 | Tier-2
[6 empty] | 221-1466 | 221 | Tier-3
[6 empty] | 356-1922R | 356 | Tier-3
[6 empty] | 441-614R | 441 | Tier-3
[6 empty] | 448-1225R | 448 | Tier-3
[6 empty] | 449-697R | 449 | Tier-3
[6 empty] | 78-804R | 78 | Tier-3
[6 empty] | 972-1645 | 972 | Tier-3
[6 empty] | CB 250 | 250 | Tier-1

## SUG&CCC_Lifecycle_cost
upstreamardfacilityid | CCC Avg. Annual Cost ($/mile-year) | SUG Avg. Annual Cost ($/mile-year) | feeder | back to index | upstreamardfacilityid | oh_miles | total_if_cc_cost_per_mile | total_if_ug_cost_per_mile | total_efd_per_mile | total_fcp_per_mile | avg_yearly_efd_cost_per_mile | avg_yearly_fcp_cost_per_mile | avg_yearly_if_cc_cost_per_mile | avg_yearly_if_ug_cost_per_mile | Last Updated: | 2025-05-05 | back to index
100-1122R | 35469.3577 | 5148.3592 | 100 | 0 | 100-1122R | 0.48712 | 1950814.6743 | 283159.7555 | 453.89 | 20323.4837 | 8.2525 | 369.5179 | 35469.3577 | 5148.3592
1001-1130R | 56227.3134 | 5155.197 | 1001 | 4 | 1001-1130R | 3.7047 | 3092502.2361 | 283535.8335 | 453.89 | 2672.256 | 8.2525 | 48.5865 | 56227.3134 | 5155.197
1001-1140R | 51750.1688 | 5301.077 | 1001 | 5 | 1001-1140R | 1.3659 | 2846259.2861 | 291559.2353 | 453.89 | 7247.9201 | 8.2525 | 131.7804 | 51750.1688 | 5301.077
1001-1231F | 69984.0224 | 6193.3355 | 1001 | 6 | 1001-1231F | 0.094697 | 3849121.2345 | 340633.452 | 453.89 | 104544 | 8.2525 | 1900.8 | 69984.0224 | 6193.3355
1001-1232F | 102123.8618 | 5291.366 | 1001 | 7 | 1001-1232F | 0.060606 | 5616812.4001 | 291025.13 | 453.89 | 163350 | 8.2525 | 2970 | 102123.8618 | 5291.366
1001-1814AE | 63177.7087 | 7496.4951 | 1001 | 8 | 1001-1814AE | 0.43788 | 3474773.9765 | 412307.2331 | 453.89 | 22608.9965 | 8.2525 | 411.0727 | 63177.7087 | 7496.4951
1001-1820F | 59524.9289 | 7656.1531 | 1001 | 9 | 1001-1820F | 6.5366 | 3273871.0893 | 421088.4207 | 453.89 | 1514.5597 | 8.2525 | 27.5374 | 59524.9289 | 7656.1531
1006-829F | 35560.4612 | 7288.3139 | 1006 | 13 | 1006-829F | 0.47178 | 1955825.3641 | 400857.2662 | 453.89 | 20984.3436 | 8.2525 | 381.5335 | 35560.4612 | 7288.3139
1021-1748F | 50821.7814 | 7547.4548 | 1021 | 33 | 1021-1748F | 17.8345 | 2795197.9775 | 415110.0136 | 453.89 | 555.1048 | 8.2525 | 10.0928 | 50821.7814 | 7547.4548
1021-1760R | 50474.7856 | 7605.3547 | 1021 | 35 | 1021-1760R | 2.9629 | 2776113.2098 | 418294.5067 | 453.89 | 3341.3449 | 8.2525 | 60.7517 | 50474.7856 | 7605.3547
1021-25R | 45006.9373 | 7461.5948 | 1021 | 36 | 1021-25R | 6.9741 | 2475381.5494 | 410387.7126 | 453.89 | 1419.5476 | 8.2525 | 25.81 | 45006.9373 | 7461.5948
1021-855 | 48127.4978 | 7486.2889 | 1021 | 37 | 1021-855 | 2.9134 | 2647012.3773 | 411745.8868 | 453.89 | 3398.0368 | 8.2525 | 61.7825 | 48127.4978 | 7486.2889
1021-883R | 52204.7292 | 7566.3324 | 1021 | 38 | 1021-883R | 0.68239 | 2871260.1069 | 416148.2833 | 453.89 | 14507.9101 | 8.2525 | 263.7802 | 52204.7292 | 7566.3324
1021-92 | 44481.7548 | 7475.8492 | 1021 | 39 | 1021-92 | 0.46837 | 2446496.5152 | 411171.7074 | 453.89 | 21137.0805 | 8.2525 | 384.3106 | 44481.7548 | 7475.8492
1022-17F | 50391.2246 | 7505.7997 | 1022 | 40 | 1022-17F | 4.5506 | 2771517.3545 | 412818.984 | 453.89 | 2175.5525 | 8.2525 | 39.5555 | 50391.2246 | 7505.7997
1022-26R | 47190.5188 | 7561.9939 | 1022 | 41 | 1022-26R | 0.4017 | 2595478.5316 | 415909.6672 | 453.89 | 24644.9788 | 8.2525 | 448.0905 | 47190.5188 | 7561.9939
1022-322R | 44801.9074 | 7489.5472 | 1022 | 42 | 1022-322R | 3.6661 | 2464104.9086 | 411925.0952 | 453.89 | 2700.4185 | 8.2525 | 49.0985 | 44801.9074 | 7489.5472
1023-200R | 37804.7848 | 7452.4021 | 1023 | 43 | 1023-200R | 3.7112 | 2079263.1624 | 409882.1159 | 453.89 | 2667.6193 | 8.2525 | 48.5022 | 37804.7848 | 7452.4021
1023-46AE | 48203.8281 | 7548.4719 | 1023 | 44 | 1023-46AE | 17.1742 | 2651210.5476 | 415165.9568 | 453.89 | 576.4446 | 8.2525 | 10.4808 | 48203.8281 | 7548.4719
1023-48R | 43131.0506 | 7462.4936 | 1023 | 45 | 1023-48R | 14.9381 | 2372207.7804 | 410437.1484 | 453.89 | 662.7363 | 8.2525 | 12.0498 | 43131.0506 | 7462.4936
1023-89R | 46285.7275 | 7510.5217 | 1023 | 46 | 1023-89R | 3.6216 | 2545715.0141 | 413078.6916 | 453.89 | 2733.6053 | 8.2525 | 49.7019 | 46285.7275 | 7510.5217
1030-1728R | 41685.0656 | 7507.2913 | 1030 | 50 | 1030-1728R | 2.6777 | 2292678.6066 | 412901.0199 | 453.89 | 3697.2698 | 8.2525 | 67.2231 | 41685.0656 | 7507.2913
1030-1777 | 44653.4349 | 7540.9933 | 1030 | 55 | 1030-1777 | 5.7576 | 2455938.9189 | 414754.6312 | 453.89 | 1719.4737 | 8.2525 | 31.2632 | 44653.4349 | 7540.9933
1030-1823F | 45694.484 | 7428.0171 | 1030 | 56 | 1030-1823F | 0.91591 | 2513196.618 | 408540.9408 | 453.89 | 10808.933 | 8.2525 | 196.5261 | 45694.484 | 7428.0171
1030-18R | 39555.5076 | 7468.9292 | 1030 | 60 | 1030-18R | 3.4777 | 2175552.9191 | 410791.1067 | 453.89 | 2846.7487 | 8.2525 | 51.7591 | 39555.5076 | 7468.9292
1030-20R | 42008.5204 | 7452.7253 | 1030 | 62 | 1030-20R | 15.7169 | 2310468.6197 | 409899.893 | 453.89 | 629.897 | 8.2525 | 11.4527 | 42008.5204 | 7452.7253
1030-42R | 46963.9985 | 7503.8783 | 1030 | 63 | 1030-42R | 16.74 | 2583019.9173 | 412713.306 | 453.89 | 591.3992 | 8.2525 | 10.7527 | 46963.9985 | 7503.8783
1030-989R | 37334.4124 | 7428.1874 | 1030 | 64 | 1030-989R | 19.582 | 2053392.6812 | 408550.3078 | 453.89 | 505.5661 | 8.2525 | 9.1921 | 37334.4124 | 7428.1874
1039-13 | 57820.5094 | 7667.4672 | 1039 | 65 | 1039-13 | 13.3375 | 3180128.0186 | 421710.697 | 453.89 | 742.268 | 8.2525 | 13.4958 | 57820.5094 | 7667.4672
1047-35F | 43802.0172 | 5825.621 | 1047 | 72 | 1047-35F | 0.87538 | 2409110.9468 | 320409.1538 | 453.89 | 11309.3899 | 8.2525 | 205.6253 | 43802.0172 | 5825.621
1047-36F | 46905.2318 | 5178.1923 | 1047 | 73 | 1047-36F | 3.5644 | 2579787.7516 | 284800.575 | 453.89 | 2777.4708 | 8.2525 | 50.4995 | 46905.2318 | 5178.1923
1049-3F | 46461.4837 | 5380.3879 | 1049 | 79 | 1049-3F | 3.5225 | 2555381.6048 | 295921.3364 | 453.89 | 2810.4737 | 8.2525 | 51.0995 | 46461.4837 | 5380.3879
1049-4F | 43355.7762 | 5286.1094 | 1049 | 80 | 1049-4F | 1.2631 | 2384567.6901 | 290736.0151 | 453.89 | 7838.0567 | 8.2525 | 142.5101 | 43355.7762 | 5286.1094
1049-7F | 42403.7314 | 5175.417 | 1049 | 82 | 1049-7F | 1.8814 | 2332205.2248 | 284647.9377 | 453.89 | 5261.9287 | 8.2525 | 95.6714 | 42403.7314 | 5175.417
105-239F | 27097.2848 | 5731.3365 | 105 | 85 | 105-239F | 0.26155 | 1490350.6659 | 315223.5064 | 453.89 | 37850.8327 | 8.2525 | 688.197 | 27097.2848 | 5731.3365
1071-226F | 38052.4404 | 7036.4948 | 1071 | 106 | 1071-226F | 0.36818 | 2092884.2237 | 387007.2148 | 453.89 | 26888.8889 | 8.2525 | 488.8889 | 38052.4404 | 7036.4948
1072-6 | 19806.9299 | 10632.4237 | 1072 | 114 | 1072-6 | 0.23504 | 1089381.1457 | 584783.3012 | 453.89 | 42120.8703 | 8.2525 | 765.834 | 19806.9299 | 10632.4237
1073-480 | 26422.8693 | 7066.4665 | 1073 | 116 | 1073-480 | 0.27083 | 1453257.8106 | 388655.6554 | 453.89 | 36553.8462 | 8.2525 | 664.6154 | 26422.8693 | 7066.4665
1073-872F | 44206.03 | 7570.8665 | 1073 | 117 | 1073-872F | 0.60246 | 2431331.6487 | 416397.658 | 453.89 | 16432.5684 | 8.2525 | 298.774 | 44206.03 | 7570.8665
1073-874F | 30741.3504 | 5386.256 | 1073 | 118 | 1073-874F | 1.3129 | 1690774.2717 | 296244.0777 | 453.89 | 7540.6809 | 8.2525 | 137.1033 | 30741.3504 | 5386.256
1073-886F | 84104.5458 | 9267.247 | 1073 | 119 | 1073-886F | 0.11231 | 4625750.0217 | 509698.5856 | 453.89 | 88148.398 | 8.2525 | 1602.6981 | 84104.5458 | 9267.247
1073-887F | 81076.115 | 9835.0123 | 1073 | 120 | 1073-887F | 0.049053 | 4459186.3227 | 540925.6745 | 453.89 | 201822.3938 | 8.2525 | 3669.4981 | 81076.115 | 9835.0123
1076-37F | 39116.7526 | 5173.7901 | 1076 | 126 | 1076-37F | 5.8316 | 2151421.3905 | 284558.4531 | 453.89 | 1697.6389 | 8.2525 | 30.8662 | 39116.7526 | 5173.7901
1077-8R | 33452.8013 | 5201.164 | 1077 | 127 | 1077-8R | 2.1443 | 1839904.0713 | 286064.0203 | 453.89 | 4616.8521 | 8.2525 | 83.9428 | 33452.8013 | 5201.164
1079-9 | 33271.5561 | 5197.0874 | 1079 | 129 | 1079-9 | 6.0597 | 1829935.5874 | 285839.8071 | 453.89 | 1633.7553 | 8.2525 | 29.7046 | 33271.5561 | 5197.0874
1081-11 | 32195.3465 | 4945.7795 | 1081 | 132 | 1081-11 | 7.7201 | 1770744.0549 | 272017.8738 | 453.89 | 1282.3708 | 8.2525 | 23.3158 | 32195.3465 | 4945.7795
1081-38AE | 68516.9964 | 5516.7955 | 1081 | 133 | 1081-38AE | 1.1752 | 3768434.802 | 303423.7504 | 453.89 | 8424.1741 | 8.2525 | 153.1668 | 68516.9964 | 5516.7955
1081-666F | 42346.1217 | 4962.3075 | 1081 | 134 | 1081-666F | 5.8769 | 2329036.6914 | 272926.9151 | 453.89 | 1684.5633 | 8.2525 | 30.6284 | 42346.1217 | 4962.3075
1081-668F | 42909.1801 | 5293.38 | 1081 | 135 | 1081-668F | 0.9 | 2360004.9056 | 291135.9 | 453.89 | 11000 | 8.2525 | 200 | 42909.1801 | 5293.38
1090-1734 | 32516.9046 | 7652.2325 | 1090 | 147 | 1090-1734 | 2.0241 | 1788429.7525 | 420872.7881 | 453.89 | 4891.1762 | 8.2525 | 88.9305 | 32516.9046 | 7652.2325
1090-636R | 26321.5667 | 7348.1479 | 1090 | 148 | 1090-636R | 8.0809 | 1447686.1661 | 404148.1324 | 453.89 | 1225.1154 | 8.2525 | 22.2748 | 26321.5667 | 7348.1479
1090-639R | 24361.6802 | 7375.6864 | 1090 | 149 | 1090-639R | 4.261 | 1339892.4131 | 405662.754 | 453.89 | 2323.4065 | 8.2525 | 42.2438 | 24361.6802 | 7375.6864
1090-70F | 62842.9887 | 8784.314 | 1090 | 152 | 1090-70F | 0.42936 | 3456364.38 | 483137.2713 | 453.89 | 23057.7856 | 8.2525 | 419.2325 | 62842.9887 | 8784.314
1090-73F | 48936.522 | 7563.9705 | 1090 | 153 | 1090-73F | 8.9759 | 2691508.7094 | 416018.3779 | 453.89 | 1102.9477 | 8.2525 | 20.0536 | 48936.522 | 7563.9705
1090-74F | 53859.357 | 7594.3272 | 1090 | 154 | 1090-74F | 8.54 | 2962264.6335 | 417687.9972 | 453.89 | 1159.2557 | 8.2525 | 21.0774 | 53859.357 | 7594.3272
1094-35F | 49805.1976 | 7545.912 | 1094 | 157 | 1094-35F | 5.1366 | 2739285.8688 | 415025.1589 | 453.89 | 1927.3626 | 8.2525 | 35.043 | 49805.1976 | 7545.912
1094-7 | 53833.7411 | 7538.0135 | 1094 | 158 | 1094-7 | 1.703 | 2960855.7614 | 414590.7413 | 453.89 | 5813.1673 | 8.2525 | 105.694 | 53833.7411 | 7538.0135
1094-8AE | 26641.1134 | 4925.7979 | 1094 | 159 | 1094-8AE | 0.30739 | 1465261.2397 | 270918.8821 | 453.89 | 32207.024 | 8.2525 | 585.5823 | 26641.1134 | 4925.7979
1100-1168F | 37036.5769 | 7440.0878 | 1100 | 164 | 1100-1168F | 0.18447 | 2037011.727 | 409204.8277 | 453.89 | 53667.3511 | 8.2525 | 975.77 | 37036.5769 | 7440.0878
1100-1172R | 26543.7256 | 7339.4386 | 1100 | 166 | 1100-1172R | 2.2354 | 1459904.9096 | 403669.1209 | 453.89 | 4428.7046 | 8.2525 | 80.5219 | 26543.7256 | 7339.4386
1103-13AE | 79612.918 | 9654.2899 | 1103 | 174 | 1103-13AE | 0.27027 | 4378710.4896 | 530985.9442 | 453.89 | 36630.6938 | 8.2525 | 666.0126 | 79612.918 | 9654.2899
1105-1479 | 25671.1987 | 7318.1019 | 1105 | 176 | 1105-1479 | 3.4339 | 1411915.9297 | 402495.6036 | 453.89 | 2883.018 | 8.2525 | 52.4185 | 25671.1987 | 7318.1019
1105-1483 | 101301.6593 | 8069.3681 | 1105 | 179 | 1105-1483 | 0.32386 | 5571591.263 | 443815.2452 | 453.89 | 30568.4211 | 8.2525 | 555.7895 | 101301.6593 | 8069.3681
1117-1121F | 64301.2008 | 14983.3175 | 1117 | 188 | 1117-1121F | 0.1697 | 3536566.0413 | 824082.4625 | 453.89 | 58339.2857 | 8.2525 | 1060.7143 | 64301.2008 | 14983.3175
1118-1718F | 48496.0812 | 7475.6146 | 1118 | 189 | 1118-1718F | 0.77121 | 2667284.4679 | 411158.8028 | 453.89 | 12836.9352 | 8.2525 | 233.3988 | 48496.0812 | 7475.6146
1119-6F | 57340.7092 | 6853.0017 | 1119 | 193 | 1119-6F | 0.61648 | 3153739.0074 | 376915.0953 | 453.89 | 16058.9862 | 8.2525 | 291.9816 | 57340.7092 | 6853.0017
1119-9F | 57895.6975 | 6027.6754 | 1119 | 194 | 1119-9F | 1.1527 | 3184263.3616 | 331522.1484 | 453.89 | 8588.8925 | 8.2525 | 156.1617 | 57895.6975 | 6027.6754
1138-6R | 63797.0075 | 7603.6751 | 1138 | 201 | 1138-6R | 13.7655 | 3508835.4141 | 418202.1315 | 453.89 | 719.1877 | 8.2525 | 13.0761 | 63797.0075 | 7603.6751
1139-4F | 37092.1887 | 5356.9094 | 1139 | 202 | 1139-4F | 1.9451 | 2040070.3801 | 294630.0169 | 453.89 | 5089.776 | 8.2525 | 92.5414 | 37092.1887 | 5356.9094
1139-5 | 37539.3866 | 6206.3818 | 1139 | 203 | 1139-5 | 0.39034 | 2064666.2603 | 341351.0009 | 453.89 | 25362.4454 | 8.2525 | 461.1354 | 37539.3866 | 6206.3818
114-18AE | 34096.3884 | 5055.0048 | 114 | 204 | 114-18AE | 4.008 | 1875301.3612 | 278025.2663 | 453.89 | 2470.0879 | 8.2525 | 44.9107 | 34096.3884 | 5055.0048
114-48 | 25642.0583 | 4919.5055 | 114 | 205 | 114-48 | 6.0661 | 1410313.2071 | 270572.8018 | 453.89 | 1632.021 | 8.2525 | 29.6731 | 25642.0583 | 4919.5055
1140-8F | 46710.283 | 5305.094 | 1140 | 210 | 1140-8F | 0.45455 | 2569065.5657 | 291780.17 | 453.89 | 21780 | 8.2525 | 396 | 46710.283 | 5305.094
116-12R | 45991.9596 | 5162.2307 | 116 | 222 | 116-12R | 1.6347 | 2529557.7801 | 283922.6861 | 453.89 | 6056.3087 | 8.2525 | 110.1147 | 45991.9596 | 5162.2307
116-31F | 48746.048 | 5831.1522 | 116 | 223 | 116-31F | 1.0309 | 2681032.6386 | 320713.3728 | 453.89 | 9603.5275 | 8.2525 | 174.6096 | 48746.048 | 5831.1522
1161-74 | 81161.3785 | 5356.7318 | 1161 | 236 | 1161-74 | 0.043561 | 4463875.8171 | 294620.2504 | 453.89 | 227269.5652 | 8.2525 | 4132.1739 | 81161.3785 | 5356.7318
1162-324R | 29010.3791 | 7466.9733 | 1162 | 238 | 1162-324R | 2.7439 | 1595570.8519 | 410683.532 | 453.89 | 3607.9514 | 8.2525 | 65.5991 | 29010.3791 | 7466.9733
1162-329R | 25075.3132 | 7325.0328 | 1162 | 239 | 1162-329R | 3.3758 | 1379142.2254 | 402876.8061 | 453.89 | 2932.675 | 8.2525 | 53.3214 | 25075.3132 | 7325.0328
1162-363 | 34497.3726 | 7433.7821 | 1162 | 240 | 1162-363 | 1.6146 | 1897355.4953 | 408858.016 | 453.89 | 6131.6129 | 8.2525 | 111.4839 | 34497.3726 | 7433.7821
1166-15R | 37914.6685 | 7443.2969 | 1166 | 243 | 1166-15R | 5.0748 | 2085306.7695 | 409381.3307 | 453.89 | 1950.8117 | 8.2525 | 35.4693 | 37914.6685 | 7443.2969
1166-18R | 25411.5016 | 7299.4485 | 1166 | 244 | 1166-18R | 7.5917 | 1397632.5886 | 401469.667 | 453.89 | 1304.0615 | 8.2525 | 23.7102 | 25411.5016 | 7299.4485
1166-342R | 33763.7598 | 7389.8762 | 1166 | 245 | 1166-342R | 11.5801 | 1857006.788 | 406443.1907 | 453.89 | 854.9139 | 8.2525 | 15.5439 | 33763.7598 | 7389.8762
1173-68 | 58714.5841 | 5590.4867 | 1173 | 258 | 1173-68 | 0.74867 | 3229302.1257 | 307476.7684 | 453.89 | 13223.3747 | 8.2525 | 240.425 | 58714.5841 | 5590.4867
1173-69 | 62092.7607 | 5868.4283 | 1173 | 259 | 1173-69 | 0.11837 | 3415101.8381 | 322763.5558 | 453.89 | 83635.2 | 8.2525 | 1520.64 | 62092.7607 | 5868.4283
1173-70 | 71592.0803 | 6587.3983 | 1173 | 260 | 1173-70 | 0.18523 | 3937564.4156 | 362306.9055 | 453.89 | 53447.8528 | 8.2525 | 971.7791 | 71592.0803 | 6587.3983
1180-9 | 28725.2059 | 5158.309 | 1180 | 268 | 1180-9 | 2.6981 | 1579886.3251 | 283706.9965 | 453.89 | 3669.2405 | 8.2525 | 66.7135 | 28725.2059 | 5158.309
120-360F | 42157.1027 | 5207.6927 | 120 | 277 | 120-360F | 0.91307 | 2318640.6459 | 286423.1009 | 453.89 | 10842.5638 | 8.2525 | 197.1375 | 42157.1027 | 5207.6927
120-367F | 137953.7724 | 9418.9106 | 120 | 278 | 120-367F | 0.05947 | 7587457.4844 | 518040.0815 | 453.89 | 166471.3376 | 8.2525 | 3026.7516 | 137953.7724 | 9418.9106
120-368F | 45058.4519 | 5518.6128 | 120 | 279 | 120-368F | 1.407 | 2478214.8539 | 303523.7057 | 453.89 | 7036.2094 | 8.2525 | 127.9311 | 45058.4519 | 5518.6128
1201-282F | 27411.2624 | 7269.6558 | 1201 | 282 | 1201-282F | 1.7013 | 1507619.4331 | 399831.0687 | 453.89 | 5818.9914 | 8.2525 | 105.7998 | 27411.2624 | 7269.6558
1202-9 | 27901.2235 | 5453.7003 | 1202 | 286 | 1202-9 | 2.6991 | 1534567.2907 | 299953.5186 | 453.89 | 3667.9531 | 8.2525 | 66.6901 | 27901.2235 | 5453.7003
1215-10R | 42427.1551 | 7516.2909 | 1215 | 294 | 1215-10R | 0.5625 | 2333493.5308 | 413395.9977 | 453.89 | 17600 | 8.2525 | 320 | 42427.1551 | 7516.2909
1215-12R | 26456.9882 | 7418.6104 | 1215 | 295 | 1215-12R | 8.3178 | 1455134.3521 | 408023.5708 | 453.89 | 1190.2181 | 8.2525 | 21.6403 | 26456.9882 | 7418.6104
1215-28R | 30335.3584 | 7464.2863 | 1215 | 296 | 1215-28R | 3.06 | 1668444.7096 | 410535.7473 | 453.89 | 3235.2541 | 8.2525 | 58.8228 | 30335.3584 | 7464.2863
1215-32R | 33514.4961 | 7432.0186 | 1215 | 298 | 1215-32R | 12.1911 | 1843297.2876 | 408761.0236 | 453.89 | 812.0679 | 8.2525 | 14.7649 | 33514.4961 | 7432.0186
122-196 | 53994.1291 | 13072.7264 | 122 | 303 | 122-196 | 0.094697 | 2969677.1008 | 718999.952 | 453.89 | 104544 | 8.2525 | 1900.8 | 53994.1291 | 13072.7264
1221-2095F | 35814.5606 | 4980.7546 | 1221 | 310 | 1221-2095F | 0.27254 | 1969800.8314 | 273941.5049 | 453.89 | 36325.2259 | 8.2525 | 660.4587 | 35814.5606 | 4980.7546
123-437 | 37227.6836 | 8038.6622 | 123 | 335 | 123-437 | 0.24337 | 2047522.598 | 442126.4224 | 453.89 | 40678.5992 | 8.2525 | 739.6109 | 37227.6836 | 8038.6622
123-557 | 430859.9423 | 11229.1314 | 123 | 340 | 123-557 | 0.005303 | 23697296.8243 | 617602.2286 | 453.89 | 1866857.1429 | 8.2525 | 33942.8571 | 430859.9423 | 11229.1314
1233-259R | 38190.2725 | 7429.1661 | 1233 | 341 | 1233-259R | 4.8975 | 2100464.9883 | 408604.1347 | 453.89 | 2021.4239 | 8.2525 | 36.7532 | 38190.2725 | 7429.1661
1233-585R | 46350.8746 | 7499.338 | 1233 | 343 | 1233-585R | 6.2352 | 2549298.1019 | 412463.5911 | 453.89 | 1587.7529 | 8.2525 | 28.8682 | 46350.8746 | 7499.338
1233-587R | 49162.4225 | 7461.2994 | 1233 | 344 | 1233-587R | 7.6085 | 2703933.2394 | 410371.4659 | 453.89 | 1301.1724 | 8.2525 | 23.6577 | 49162.4225 | 7461.2994
1233-589R | 35621.9252 | 7393.7154 | 1233 | 345 | 1233-589R | 3.2034 | 1959205.8875 | 406654.349 | 453.89 | 3090.4576 | 8.2525 | 56.1901 | 35621.9252 | 7393.7154
1233-591R | 49854.8683 | 7497.6115 | 1233 | 346 | 1233-591R | 6.4722 | 2742017.7562 | 412368.6341 | 453.89 | 1529.6287 | 8.2525 | 27.8114 | 49854.8683 | 7497.6115
124-206R | 32757.6213 | 5025.2586 | 124 | 348 | 124-206R | 2.2803 | 1801669.172 | 276389.2233 | 453.89 | 4341.5282 | 8.2525 | 78.9369 | 32757.6213 | 5025.2586
124-258R | 23002.5205 | 4863.4453 | 124 | 350 | 124-258R | 0.39356 | 1265138.63 | 267489.4922 | 453.89 | 25154.9567 | 8.2525 | 457.3628 | 23002.5205 | 4863.4453
1242-1079R | 37481.0296 | 7395.2535 | 1242 | 358 | 1242-1079R | 1.6259 | 2061456.628 | 406738.9403 | 453.89 | 6088.7595 | 8.2525 | 110.7047 | 37481.0296 | 7395.2535
1242-1084 | 37384.0821 | 7274.9851 | 1242 | 359 | 1242-1084 | 1.557 | 2056124.5134 | 400124.1787 | 453.89 | 6358.3506 | 8.2525 | 115.6064 | 37384.0821 | 7274.9851
1242-127AE | 58923.0745 | 12988.1322 | 1242 | 360 | 1242-127AE | 0.052273 | 3240769.0966 | 714347.2696 | 453.89 | 189391.3043 | 8.2525 | 3443.4783 | 58923.0745 | 12988.1322
1243-319R | 30786.4187 | 7339.606 | 1243 | 368 | 1243-319R | 3.321 | 1693253.0302 | 403678.3308 | 453.89 | 2981.0094 | 8.2525 | 54.2002 | 30786.4187 | 7339.606
1243-38R | 44612.1551 | 7430.8562 | 1243 | 369 | 1243-38R | 0.34621 | 2453668.5287 | 408697.0932 | 453.89 | 28595.186 | 8.2525 | 519.9125 | 44612.1551 | 7430.8562
1243-45R | 29240.6376 | 7370.9542 | 1243 | 370 | 1243-45R | 4.2258 | 1608235.0667 | 405402.4814 | 453.89 | 2342.7752 | 8.2525 | 42.5959 | 29240.6376 | 7370.9542
1250-27R | 38190.6782 | 5989.7154 | 1250 | 377 | 1250-27R | 4.8328 | 2100487.3018 | 329434.3482 | 453.89 | 2048.5167 | 8.2525 | 37.2458 | 38190.6782 | 5989.7154
1250-671R | 61033.885 | 7287.1055 | 1250 | 378 | 1250-671R | 2.0739 | 3356863.6724 | 400790.803 | 453.89 | 4773.6986 | 8.2525 | 86.7945 | 61033.885 | 7287.1055
1250-677R | 48884.324 | 7473.1182 | 1250 | 379 | 1250-677R | 9.5761 | 2688637.8226 | 411021.5034 | 453.89 | 1033.8199 | 8.2525 | 18.7967 | 48884.324 | 7473.1182
1250-8R | 48560.8481 | 7494.7323 | 1250 | 380 | 1250-8R | 4.2055 | 2670846.6469 | 412210.2781 | 453.89 | 2354.0644 | 8.2525 | 42.8012 | 48560.8481 | 7494.7323
1297-34F | 60467.2148 | 5718.133 | 1297 | 423 | 1297-34F | 0.99186 | 3325696.8114 | 314497.3137 | 453.89 | 9981.287 | 8.2525 | 181.4779 | 60467.2148 | 5718.133
1297-35F | 43023.39 | 5251.5999 | 1297 | 424 | 1297-35F | 1.0538 | 2366286.4507 | 288837.9937 | 453.89 | 9394.6801 | 8.2525 | 170.8124 | 43023.39 | 5251.5999
130-13F | 41063.4163 | 5314.2576 | 130 | 428 | 130-13F | 2.317 | 2258487.895 | 292284.1667 | 453.89 | 4272.6827 | 8.2525 | 77.6851 | 41063.4163 | 5314.2576
130-14F | 47545.6283 | 5468.0215 | 130 | 429 | 130-14F | 0.41875 | 2615009.5569 | 300741.1821 | 453.89 | 23641.791 | 8.2525 | 429.8507 | 47545.6283 | 5468.0215
130-692R | 31818.4355 | 4998.6191 | 130 | 430 | 130-692R | 6.2409 | 1750013.9519 | 274924.0495 | 453.89 | 1586.3074 | 8.2525 | 28.842 | 31818.4355 | 4998.6191
137-34AE | 53220.2852 | 6017.5698 | 137 | 456 | 137-34AE | 1.5487 | 2927115.6875 | 330966.3405 | 453.89 | 6392.5645 | 8.2525 | 116.2284 | 53220.2852 | 6017.5698
137-767F | 62348.8115 | 5752.8965 | 137 | 458 | 137-767F | 1.1775 | 3429184.6325 | 316409.3066 | 453.89 | 8407.9138 | 8.2525 | 152.8712 | 62348.8115 | 5752.8965
138-358R | 35176.2523 | 5006.7406 | 138 | 461 | 138-358R | 3.9848 | 1934693.8765 | 275370.7343 | 453.89 | 2484.4106 | 8.2525 | 45.1711 | 35176.2523 | 5006.7406
138-360F | 61495.5091 | 5579.9716 | 138 | 462 | 138-360F | 0.42822 | 3382253.0002 | 306898.4393 | 453.89 | 23118.9739 | 8.2525 | 420.345 | 61495.5091 | 5579.9716
138-366 | 60666.5408 | 6126.9861 | 138 | 464 | 138-366 | 0.08428 | 3336659.7448 | 336984.2337 | 453.89 | 117465.1685 | 8.2525 | 2135.7303 | 60666.5408 | 6126.9861
139-243AE | 78002.4165 | 5954.1215 | 139 | 467 | 139-243AE | 0.12121 | 4290132.9052 | 327476.6825 | 453.89 | 81675 | 8.2525 | 1485 | 78002.4165 | 5954.1215
139-245AE | 52680.8288 | 5851.1731 | 139 | 469 | 139-245AE | 1.6862 | 2897445.5841 | 321814.5213 | 453.89 | 5871.2793 | 8.2525 | 106.7505 | 52680.8288 | 5851.1731
139-426F | 21579.1653 | 4787.2123 | 139 | 471 | 139-426F | 0.92576 | 1186854.0906 | 263296.6769 | 453.89 | 10693.9444 | 8.2525 | 194.4354 | 21579.1653 | 4787.2123
139-48 | 35778.5596 | 5070.5533 | 139 | 472 | 139-48 | 3.2564 | 1967820.7781 | 278880.4315 | 453.89 | 3040.1303 | 8.2525 | 55.2751 | 35778.5596 | 5070.5533
140-481R | 53007.9599 | 5325.0058 | 140 | 474 | 140-481R | 2.5326 | 2915437.7944 | 292875.3192 | 453.89 | 3909.0637 | 8.2525 | 71.0739 | 53007.9599 | 5325.0058
140-496 | 49778.4623 | 5333.8076 | 140 | 475 | 140-496 | 1.596 | 2737815.4268 | 293359.419 | 453.89 | 6202.9192 | 8.2525 | 112.7803 | 49778.4623 | 5333.8076
1406-19F | 29641.6775 | 5281.9682 | 1406 | 477 | 1406-19F | 2.7415 | 1630292.265 | 290508.2519 | 453.89 | 3611.1917 | 8.2525 | 65.658 | 29641.6775 | 5281.9682
1406-436 | 51588.4124 | 8086.5117 | 1406 | 479 | 1406-436 | 0.32216 | 2837362.6807 | 444758.146 | 453.89 | 30730.1587 | 8.2525 | 558.7302 | 51588.4124 | 8086.5117
1418-31R | 28483.1688 | 5267.1479 | 1418 | 492 | 1418-31R | 0.66439 | 1566574.2829 | 289693.1352 | 453.89 | 14900.7982 | 8.2525 | 270.9236 | 28483.1688 | 5267.1479
1418-581R | 32672.6922 | 5382.4344 | 1418 | 493 | 1418-581R | 1.1097 | 1796998.0712 | 296033.8925 | 453.89 | 8921.659 | 8.2525 | 162.212 | 32672.6922 | 5382.4344
142-33 | 39275.7125 | 5128.026 | 142 | 497 | 142-33 | 5.4206 | 2160164.1855 | 282041.4309 | 453.89 | 1826.3513 | 8.2525 | 33.2064 | 39275.7125 | 5128.026
142-8R | 46689.9312 | 5171.7459 | 142 | 498 | 142-8R | 3.5297 | 2567946.216 | 284446.0268 | 453.89 | 2804.7433 | 8.2525 | 50.9953 | 46689.9312 | 5171.7459
143-147F | 60676.7932 | 6454.4738 | 143 | 502 | 143-147F | 0.2142 | 3337223.6283 | 354996.0615 | 453.89 | 46217.5066 | 8.2525 | 840.3183 | 60676.7932 | 6454.4738
143-178F | 35628.8994 | 6168.8128 | 143 | 503 | 143-178F | 0.099242 | 1959589.4687 | 339284.7053 | 453.89 | 99755.7252 | 8.2525 | 1813.7405 | 35628.8994 | 6168.8128
143-179F | 102244.2467 | 8010.6007 | 143 | 504 | 143-179F | 0.022348 | 5623433.5693 | 440583.0373 | 453.89 | 442983.0508 | 8.2525 | 8054.2373 | 102244.2467 | 8010.6007
143-33 | 59957.2195 | 7160.2458 | 143 | 505 | 143-33 | 0.071023 | 3297647.0749 | 393813.5168 | 453.89 | 139392 | 8.2525 | 2534.4 | 59957.2195 | 7160.2458
1434-10AE | 45644.2633 | 5354.9753 | 1434 | 507 | 1434-10AE | 2.6936 | 2510434.4809 | 294523.6409 | 453.89 | 3675.4324 | 8.2525 | 66.826 | 45644.2633 | 5354.9753
1434-11 | 54192.6234 | 5225.8152 | 1434 | 508 | 1434-11 | 0.11742 | 2980594.2875 | 287419.8374 | 453.89 | 84309.6774 | 8.2525 | 1532.9032 | 54192.6234 | 5225.8152
1434-2 | 48983.989 | 5385.6475 | 1434 | 509 | 1434-2 | 2.2275 | 2694119.3972 | 296210.6098 | 453.89 | 4444.52 | 8.2525 | 80.8095 | 48983.989 | 5385.6475
1434-37R | 39716.3507 | 5121.8381 | 1434 | 510 | 1434-37R | 5.1034 | 2184399.2903 | 281701.0971 | 453.89 | 1939.8798 | 8.2525 | 35.2705 | 39716.3507 | 5121.8381
1435-1075F | 47502.4523 | 5419.375 | 1435 | 511 | 1435-1075F | 0.97443 | 2612634.8745 | 298065.6261 | 453.89 | 10159.7668 | 8.2525 | 184.723 | 47502.4523 | 5419.375
1435-49F | 53798.5034 | 5375.6823 | 1435 | 513 | 1435-49F | 0.99242 | 2958917.6868 | 295662.5243 | 453.89 | 9975.5725 | 8.2525 | 181.374 | 53798.5034 | 5375.6823
1435-50 | 52241.6272 | 5595.8325 | 1435 | 514 | 1435-50 | 4.0466 | 2873289.4963 | 307770.7848 | 453.89 | 2446.5038 | 8.2525 | 44.4819 | 52241.6272 | 5595.8325
1438-331F | 73475.1239 | 5543.4071 | 1438 | 520 | 1438-331F | 0.057955 | 4041131.8126 | 304887.3882 | 453.89 | 170823.5294 | 8.2525 | 3105.8824 | 73475.1239 | 5543.4071
1438-333F | 53674.598 | 5555.3545 | 1438 | 522 | 1438-333F | 0.16515 | 2952102.8907 | 305544.4972 | 453.89 | 59944.9541 | 8.2525 | 1089.9083 | 53674.598 | 5555.3545
1439-29 | 50325.3984 | 5428.2723 | 1439 | 526 | 1439-29 | 0.24129 | 2767896.9143 | 298554.9752 | 453.89 | 41029.8273 | 8.2525 | 745.9969 | 50325.3984 | 5428.2723
144-29 | 57035.7174 | 5871.4287 | 144 | 527 | 144-29 | 0.13239 | 3136964.4572 | 322928.5768 | 453.89 | 74781.1159 | 8.2525 | 1359.6567 | 57035.7174 | 5871.4287
144-442F | 43690.9527 | 5457.5489 | 144 | 530 | 144-442F | 1.6301 | 2403002.4009 | 300165.1904 | 453.89 | 6073.1962 | 8.2525 | 110.4217 | 43690.9527 | 5457.5489
144-445F | 48678.0764 | 5256.6426 | 144 | 532 | 144-445F | 1.9903 | 2677294.1995 | 289115.3407 | 453.89 | 4974.0223 | 8.2525 | 90.4368 | 48678.0764 | 5256.6426
1448-368 | 42784.1061 | 5111.7894 | 1448 | 555 | 1448-368 | 2.0004 | 2353125.8364 | 281148.4155 | 453.89 | 4949.0627 | 8.2525 | 89.983 | 42784.1061 | 5111.7894
145-633 | 35207.3486 | 5170.0277 | 145 | 559 | 145-633 | 0.17216 | 1936404.171 | 284351.5248 | 453.89 | 57504.9505 | 8.2525 | 1045.5446 | 35207.3486 | 5170.0277
1458-1056 | 71365.0826 | 7741.4879 | 1458 | 568 | 1458-1056 | 0.50057 | 3925079.5455 | 425781.8363 | 453.89 | 19777.5255 | 8.2525 | 359.5914 | 71365.0826 | 7741.4879
1458-1058F | 32232.6936 | 7809.7389 | 1458 | 570 | 1458-1058F | 1.4693 | 1772798.147 | 429535.639 | 453.89 | 6737.819 | 8.2525 | 122.5058 | 32232.6936 | 7809.7389
1458-1061 | 57295.6539 | 7536.8382 | 1458 | 571 | 1458-1061 | 2.3455 | 3151260.9652 | 414526.102 | 453.89 | 4220.9302 | 8.2525 | 76.7442 | 57295.6539 | 7536.8382
1458-1075F | 115642.5943 | 7707.1651 | 1458 | 573 | 1458-1075F | 0.03428 | 6360342.6857 | 423894.0796 | 453.89 | 288795.5801 | 8.2525 | 5250.8287 | 115642.5943 | 7707.1651
1458-1115F | 289476.9302 | 29637.6042 | 1458 | 574 | 1458-1115F | 0.011174 | 15921231.1629 | 1630068.231 | 453.89 | 885966.1017 | 8.2525 | 16108.4746 | 289476.9302 | 29637.6042
1458-1117F | 137066.7915 | 10913.6897 | 1458 | 575 | 1458-1117F | 0.058712 | 7538673.5309 | 600252.9315 | 453.89 | 168619.3548 | 8.2525 | 3065.8065 | 137066.7915 | 10913.6897
1458-1131R | 36008.6519 | 7511.9589 | 1458 | 577 | 1458-1131R | 6.2818 | 1980475.8525 | 413157.7386 | 453.89 | 1575.9768 | 8.2525 | 28.6541 | 36008.6519 | 7511.9589
1458-456F | 60768.7348 | 9268.2234 | 1458 | 579 | 1458-456F | 0.14413 | 3342280.4143 | 509752.2864 | 453.89 | 68688.5677 | 8.2525 | 1248.883 | 60768.7348 | 9268.2234
1458-519 | 62266.3783 | 7416.468 | 1458 | 580 | 1458-519 | 0.057008 | 3424650.807 | 407905.7422 | 453.89 | 173661.1296 | 8.2525 | 3157.4751 | 62266.3783 | 7416.468
1458-565R | 39350.6918 | 7454.1844 | 1458 | 581 | 1458-565R | 5.7011 | 2164288.0481 | 409980.1416 | 453.89 | 1736.4959 | 8.2525 | 31.5727 | 39350.6918 | 7454.1844
1458-601R | 45715.0046 | 7490.9473 | 1458 | 582 | 1458-601R | 15.4477 | 2514325.2507 | 412002.0988 | 453.89 | 640.871 | 8.2525 | 11.6522 | 45715.0046 | 7490.9473
146-275R | 27739.4651 | 4997.6919 | 146 | 585 | 146-275R | 0.74015 | 1525670.5781 | 274873.053 | 453.89 | 13375.6397 | 8.2525 | 243.1934 | 27739.4651 | 4997.6919
1480-26F | 44260.3066 | 6023.036 | 1480 | 595 | 1480-26F | 0.84053 | 2434316.8638 | 331266.9779 | 453.89 | 11778.2785 | 8.2525 | 214.1505 | 44260.3066 | 6023.036
1481-5AE | 130668.1987 | 6662.9848 | 1481 | 599 | 1481-5AE | 0.016477 | 7186750.9263 | 366464.1655 | 453.89 | 600827.5862 | 8.2525 | 10924.1379 | 130668.1987 | 6662.9848
1482-28 | 46049.1396 | 5604.9314 | 1482 | 604 | 1482-28 | 1.5068 | 2532702.6772 | 308271.2271 | 453.89 | 6570.1357 | 8.2525 | 119.457 | 46049.1396 | 5604.9314
1483-39 | 48628.5137 | 6182.6869 | 1483 | 613 | 1483-39 | 0.52178 | 2674568.2519 | 340047.7793 | 453.89 | 18973.5027 | 8.2525 | 344.9728 | 48628.5137 | 6182.6869
1483-40 | 48372.2423 | 5855.2944 | 1483 | 614 | 1483-40 | 0.19962 | 2660473.3289 | 322041.1932 | 453.89 | 49593.9279 | 8.2525 | 901.7078 | 48372.2423 | 5855.2944
149-129R | 68790.8679 | 5469.5416 | 149 | 618 | 149-129R | 0.15038 | 3783497.7323 | 300824.7859 | 453.89 | 65833.7531 | 8.2525 | 1196.9773 | 68790.8679 | 5469.5416
150-434AE | 31706.1193 | 5277.1636 | 150 | 622 | 150-434AE | 0.825 | 1743836.5592 | 290244 | 453.89 | 12000 | 8.2525 | 218.1818 | 31706.1193 | 5277.1636
150-506 | 31126.9699 | 4931.7176 | 150 | 623 | 150-506 | 0.56136 | 1711983.3429 | 271244.4664 | 453.89 | 17635.6275 | 8.2525 | 320.6478 | 31126.9699 | 4931.7176
151-1044F | 52607.2463 | 6743.8639 | 151 | 625 | 151-1044F | 0.70758 | 2893398.5462 | 370912.5143 | 453.89 | 13991.4347 | 8.2525 | 254.3897 | 52607.2463 | 6743.8639
151-97 | 54958.6714 | 13402.149 | 151 | 626 | 151-97 | 0.061932 | 3022726.9274 | 737118.1945 | 453.89 | 159853.211 | 8.2525 | 2906.422 | 54958.6714 | 13402.149
152-1713F | 42798.1024 | 5294.6478 | 152 | 628 | 152-1713F | 2.4902 | 2353895.6313 | 291205.6284 | 453.89 | 3975.6617 | 8.2525 | 72.2848 | 42798.1024 | 5294.6478
152-1716F | 37736.4327 | 5437.7454 | 152 | 630 | 152-1716F | 0.63504 | 2075503.799 | 299075.9969 | 453.89 | 15589.6212 | 8.2525 | 283.4477 | 37736.4327 | 5437.7454
152-513AE | 26519.5712 | 5210.6173 | 152 | 632 | 152-513AE | 4.1419 | 1458576.4174 | 286583.9516 | 453.89 | 2390.2327 | 8.2525 | 43.4588 | 26519.5712 | 5210.6173
1525-23R | 26280.1733 | 7368.6426 | 1525 | 633 | 1525-23R | 0.55284 | 1445409.5303 | 405275.3416 | 453.89 | 17907.5026 | 8.2525 | 325.591 | 26280.1733 | 7368.6426
153-1119R | 42439.2431 | 5229.1515 | 153 | 634 | 153-1119R | 1.3831 | 2334158.3707 | 287603.3304 | 453.89 | 7157.6065 | 8.2525 | 130.1383 | 42439.2431 | 5229.1515
153-581F | 35294.1936 | 5216.5604 | 153 | 635 | 153-581F | 3.9195 | 1941180.6459 | 286910.8227 | 453.89 | 2525.8275 | 8.2525 | 45.9241 | 35294.1936 | 5216.5604
154-13 | 29831.2004 | 4986.8449 | 154 | 637 | 154-13 | 0.33826 | 1640716.0231 | 274276.4685 | 453.89 | 29267.6372 | 8.2525 | 532.1389 | 29831.2004 | 4986.8449
154-876R | 40566.9546 | 5137.8879 | 154 | 638 | 154-876R | 3.3598 | 2231182.5017 | 282583.8331 | 453.89 | 2946.5614 | 8.2525 | 53.5738 | 40566.9546 | 5137.8879
154-878R | 39301.1416 | 5143.8448 | 154 | 639 | 154-878R | 5.247 | 2161562.7858 | 282911.4636 | 453.89 | 1886.8033 | 8.2525 | 34.3055 | 39301.1416 | 5143.8448
154-894R | 41217.479 | 5109.9482 | 154 | 640 | 154-894R | 4.4027 | 2266961.3435 | 281047.1513 | 453.89 | 2248.6449 | 8.2525 | 40.8845 | 41217.479 | 5109.9482
154-897F | 19107.4453 | 5070.9735 | 154 | 641 | 154-897F | 0.55265 | 1050909.4934 | 278903.5449 | 453.89 | 17913.6395 | 8.2525 | 325.7025 | 19107.4453 | 5070.9735
155-1236R | 34428.1359 | 5348.6591 | 155 | 642 | 155-1236R | 2.839 | 1893547.4731 | 294176.2485 | 453.89 | 3487.1247 | 8.2525 | 63.4023 | 34428.1359 | 5348.6591
155-40 | 38410.3674 | 5088.7713 | 155 | 643 | 155-40 | 2.283 | 2112570.2071 | 279882.4231 | 453.89 | 4336.4858 | 8.2525 | 78.8452 | 38410.3674 | 5088.7713
156-529AE | 34891.1639 | 5718.4035 | 156 | 644 | 156-529AE | 1.161 | 1919014.0143 | 314512.1952 | 453.89 | 8527.2431 | 8.2525 | 155.0408 | 34891.1639 | 5718.4035
156-538 | 36271.8111 | 5235.6557 | 156 | 645 | 156-538 | 3.9848 | 1994949.6113 | 287961.0649 | 453.89 | 2484.4106 | 8.2525 | 45.1711 | 36271.8111 | 5235.6557
157-165R | 30320.9437 | 7380.686 | 157 | 646 | 157-165R | 4.8606 | 1667651.9035 | 405937.7318 | 453.89 | 2036.783 | 8.2525 | 37.0324 | 30320.9437 | 7380.686
157-189R | 35334.8624 | 7439.0566 | 157 | 647 | 157-189R | 27.7678 | 1943417.4341 | 409148.1128 | 453.89 | 356.528 | 8.2525 | 6.4823 | 35334.8624 | 7439.0566
157-1928R | 31047.8762 | 7400.971 | 157 | 648 | 157-1928R | 3.1864 | 1707633.1932 | 407053.4043 | 453.89 | 3106.99 | 8.2525 | 56.4907 | 31047.8762 | 7400.971
157-204R | 26306.1562 | 7337.0268 | 157 | 649 | 157-204R | 13.2184 | 1446838.5921 | 403536.4761 | 453.89 | 748.9576 | 8.2525 | 13.6174 | 26306.1562 | 7337.0268
157-207R | 17667.9665 | 7131.7296 | 157 | 650 | 157-207R | 2.0208 | 971738.1552 | 392245.1307 | 453.89 | 4898.9691 | 8.2525 | 89.0722 | 17667.9665 | 7131.7296
157-232R | 37334.7037 | 7455.4662 | 157 | 651 | 157-232R | 10.9006 | 2053408.7037 | 410050.6436 | 453.89 | 908.2095 | 8.2525 | 16.5129 | 37334.7037 | 7455.4662
157-257R | 35027.1971 | 7423.3875 | 157 | 652 | 157-257R | 23.0074 | 1926495.8384 | 408286.3131 | 453.89 | 430.2966 | 8.2525 | 7.8236 | 35027.1971 | 7423.3875
157-273R | 34755.2835 | 7422.7877 | 157 | 653 | 157-273R | 8.4758 | 1911540.5936 | 408253.3262 | 453.89 | 1168.0372 | 8.2525 | 21.237 | 34755.2835 | 7422.7877
157-81R | 40958.957 | 7468.154 | 157 | 654 | 157-81R | 27.7907 | 2252742.6348 | 410748.4674 | 453.89 | 356.234 | 8.2525 | 6.477 | 40958.957 | 7468.154
158-29 | 44580.7479 | 5250.8889 | 158 | 655 | 158-29 | 7.7642 | 2451941.1334 | 288798.8907 | 453.89 | 1275.0823 | 8.2525 | 23.1833 | 44580.7479 | 5250.8889
159-1010F | 65895.6017 | 8355.8309 | 159 | 658 | 159-1010F | 0.059659 | 3624258.0908 | 459570.6971 | 453.89 | 165942.8571 | 8.2525 | 3017.1429 | 65895.6017 | 8355.8309
159-31R | 44277.3042 | 5273.1701 | 159 | 659 | 159-31R | 7.321 | 2435251.7293 | 290024.3558 | 453.89 | 1352.2701 | 8.2525 | 24.5867 | 44277.3042 | 5273.1701
159-37F | 42998.1808 | 5236.2436 | 159 | 660 | 159-37F | 3.5187 | 2364899.9415 | 287993.3954 | 453.89 | 2813.4991 | 8.2525 | 51.1545 | 42998.1808 | 5236.2436
159-38F | 46896.9195 | 5490.3952 | 159 | 661 | 159-38F | 1.2477 | 2579330.5714 | 301971.7355 | 453.89 | 7934.4262 | 8.2525 | 144.2623 | 46896.9195 | 5490.3952
160-20R | 45131.3345 | 5201.714 | 160 | 662 | 160-20R | 3.5038 | 2482223.3992 | 286094.2675 | 453.89 | 2825.5135 | 8.2525 | 51.373 | 45131.3345 | 5201.714
161-610R | 39750.7441 | 5138.717 | 161 | 663 | 161-610R | 7.4722 | 2186290.927 | 282629.4374 | 453.89 | 1324.9183 | 8.2525 | 24.0894 | 39750.7441 | 5138.717
161-974F | 38242.5048 | 5163.9055 | 161 | 665 | 161-974F | 0.75644 | 2103337.7626 | 284014.8002 | 453.89 | 13087.6314 | 8.2525 | 237.9569 | 38242.5048 | 5163.9055
161-975F | 43212.5012 | 5304.7846 | 161 | 666 | 161-975F | 1.4259 | 2376687.5655 | 291763.1549 | 453.89 | 6942.7547 | 8.2525 | 126.2319 | 43212.5012 | 5304.7846
161-989F | 71780.7016 | 6693.1063 | 161 | 667 | 161-989F | 0.13731 | 3947938.5901 | 368120.8474 | 453.89 | 72099.3103 | 8.2525 | 1310.8966 | 71780.7016 | 6693.1063
161-991F | 38682.3502 | 5181.1778 | 161 | 668 | 161-991F | 4.9402 | 2127529.2629 | 284964.7774 | 453.89 | 2003.9871 | 8.2525 | 36.4361 | 38682.3502 | 5181.1778
162-19F | 41142.4341 | 5247.1665 | 162 | 670 | 162-19F | 5.5828 | 2262833.8738 | 288594.1559 | 453.89 | 1773.3148 | 8.2525 | 32.2421 | 41142.4341 | 5247.1665
162-44R | 43661.9762 | 5294.8784 | 162 | 671 | 162-44R | 2.8515 | 2401408.6912 | 291218.3147 | 453.89 | 3471.8385 | 8.2525 | 63.1243 | 43661.9762 | 5294.8784
163-29R | 41095.3163 | 5155.9457 | 163 | 672 | 163-29R | 8.1536 | 2260242.3943 | 283577.0117 | 453.89 | 1214.1878 | 8.2525 | 22.0761 | 41095.3163 | 5155.9457
163-33R | 40956.7018 | 5157.1146 | 163 | 673 | 163-33R | 10.3481 | 2252618.5992 | 283641.303 | 453.89 | 956.6968 | 8.2525 | 17.3945 | 40956.7018 | 5157.1146
165-35R | 43975.1947 | 5344.2533 | 165 | 674 | 165-35R | 2.6392 | 2418635.7082 | 293933.9322 | 453.89 | 3751.1302 | 8.2525 | 68.2024 | 43975.1947 | 5344.2533
165-621F | 37490.6403 | 5196.5798 | 165 | 678 | 165-621F | 7.1606 | 2061985.2173 | 285811.8893 | 453.89 | 1382.5645 | 8.2525 | 25.1375 | 37490.6403 | 5196.5798
166-462F | 40183.2949 | 5256.3232 | 166 | 680 | 166-462F | 3.7028 | 2210081.2189 | 289097.7782 | 453.89 | 2673.6228 | 8.2525 | 48.6113 | 40183.2949 | 5256.3232
166-463F | 75388.7949 | 9972.1667 | 166 | 681 | 166-463F | 0.081818 | 4146383.7173 | 548469.1667 | 453.89 | 121000 | 8.2525 | 2200 | 75388.7949 | 9972.1667
166-465F | 48348.425 | 5654.5228 | 166 | 682 | 166-465F | 0.32822 | 2659163.3742 | 310998.7536 | 453.89 | 30162.7236 | 8.2525 | 548.4132 | 48348.425 | 5654.5228
166-982F | 47804.1821 | 5305.2409 | 166 | 683 | 166-982F | 1.242 | 2629230.0134 | 291788.2503 | 453.89 | 7970.7228 | 8.2525 | 144.9222 | 47804.1821 | 5305.2409
166-984F | 46916.761 | 5195.5846 | 166 | 685 | 166-984F | 2.2381 | 2580421.8563 | 285757.1522 | 453.89 | 4423.4577 | 8.2525 | 80.4265 | 46916.761 | 5195.5846
167-32F | 48748.3488 | 5322.7103 | 167 | 686 | 167-32F | 0.71477 | 2681159.186 | 292749.0684 | 453.89 | 13850.5564 | 8.2525 | 251.8283 | 48748.3488 | 5322.7103
168-702F | 42795.9554 | 5132.5975 | 168 | 687 | 168-702F | 3.4269 | 2353777.5477 | 282292.8607 | 453.89 | 2888.9135 | 8.2525 | 52.5257 | 42795.9554 | 5132.5975
168-703F | 55318.0787 | 5447.06 | 168 | 688 | 168-703F | 1.1 | 3042494.3267 | 299588.3 | 453.89 | 9000 | 8.2525 | 163.6364 | 55318.0787 | 5447.06
169-35F | 98003.2121 | 10508.6455 | 169 | 693 | 169-35F | 0.02197 | 5390176.6672 | 577975.5034 | 453.89 | 450620.6897 | 8.2525 | 8193.1034 | 98003.2121 | 10508.6455
170-3R | 27692.3896 | 4905.9601 | 170 | 694 | 170-3R | 6.5845 | 1523081.4273 | 269827.8067 | 453.89 | 1503.5379 | 8.2525 | 27.3371 | 27692.3896 | 4905.9601
170-410R | 23476.3014 | 4764.2652 | 170 | 695 | 170-410R | 12.0856 | 1291196.5762 | 262034.5882 | 453.89 | 819.1563 | 8.2525 | 14.8938 | 23476.3014 | 4764.2652
170-42 | 16494.1882 | 4723.3547 | 170 | 696 | 170-42 | 2.6307 | 907180.3496 | 259784.5111 | 453.89 | 3763.2829 | 8.2525 | 68.4233 | 16494.1882 | 4723.3547
170-46 | 20478.6688 | 4745.864 | 170 | 697 | 170-46 | 14.3119 | 1126326.7817 | 261022.518 | 453.89 | 691.7305 | 8.2525 | 12.5769 | 20478.6688 | 4745.864
171-34 | 23990.5029 | 4974.5019 | 171 | 703 | 171-34 | 3.8578 | 1319477.662 | 273597.6051 | 453.89 | 2566.2526 | 8.2525 | 46.6591 | 23990.5029 | 4974.5019
171-567 | 29111.4733 | 5013.748 | 171 | 705 | 171-567 | 3.0585 | 1601131.0297 | 275756.1396 | 453.89 | 3236.8568 | 8.2525 | 58.8519 | 29111.4733 | 5013.748
171-568 | 32161.923 | 5015.8958 | 171 | 706 | 171-568 | 1.4903 | 1768905.7654 | 275874.2698 | 453.89 | 6642.7754 | 8.2525 | 120.7777 | 32161.923 | 5015.8958
171-6R | 26532.8497 | 4971.4984 | 171 | 709 | 171-6R | 2.0913 | 1459306.7334 | 273432.4109 | 453.89 | 4733.925 | 8.2525 | 86.0714 | 26532.8497 | 4971.4984
171-704R | 24312.0508 | 4933.5259 | 171 | 710 | 171-704R | 4.6475 | 1337162.7937 | 271343.9222 | 453.89 | 2130.1602 | 8.2525 | 38.7302 | 24312.0508 | 4933.5259
171-708R | 21574.4319 | 4873.5876 | 171 | 711 | 171-708R | 11.5036 | 1186593.7569 | 268047.3173 | 453.89 | 860.6003 | 8.2525 | 15.6473 | 21574.4319 | 4873.5876
172-567R | 25376.6266 | 4904.8947 | 172 | 712 | 172-567R | 10.6972 | 1395714.4646 | 269769.2103 | 453.89 | 925.4794 | 8.2525 | 16.8269 | 25376.6266 | 4904.8947
172-569R | 23065.3862 | 4821.4073 | 172 | 713 | 172-569R | 17.4633 | 1268596.2396 | 265177.4031 | 453.89 | 566.9045 | 8.2525 | 10.3074 | 23065.3862 | 4821.4073
172-615R | 21198.3039 | 4822.0422 | 172 | 714 | 172-615R | 6.2258 | 1165906.7141 | 265212.3237 | 453.89 | 1590.1679 | 8.2525 | 28.9121 | 21198.3039 | 4822.0422
172-630R | 14738.1771 | 4883.3369 | 172 | 715 | 172-630R | 4.8347 | 810599.7396 | 268583.531 | 453.89 | 2047.7142 | 8.2525 | 37.2312 | 14738.1771 | 4883.3369
175-2024R | 34364.5673 | 7324.7746 | 175 | 717 | 175-2024R | 7.3674 | 1890051.1989 | 402862.6021 | 453.89 | 1343.7532 | 8.2525 | 24.4319 | 34364.5673 | 7324.7746
175-24R | 33728.6885 | 7262.1451 | 175 | 718 | 175-24R | 4.8509 | 1855077.87 | 399417.9813 | 453.89 | 2040.8386 | 8.2525 | 37.1062 | 33728.6885 | 7262.1451
175-64R | 44918.4136 | 7473.4229 | 175 | 719 | 175-64R | 10.35 | 2470512.75 | 411038.2617 | 453.89 | 956.5217 | 8.2525 | 17.3913 | 44918.4136 | 7473.4229
175-90R | 43461.6108 | 7487.2016 | 175 | 720 | 175-90R | 11.9254 | 2390388.5955 | 411796.0896 | 453.89 | 830.1623 | 8.2525 | 15.0939 | 43461.6108 | 7487.2016
175-94R | 49901.0854 | 7987.2345 | 175 | 721 | 175-94R | 2.029 | 2744559.699 | 439297.8963 | 453.89 | 4879.3055 | 8.2525 | 88.7146 | 49901.0854 | 7987.2345
176-161R | 39895.8508 | 7459.5205 | 176 | 722 | 176-161R | 9.7784 | 2194271.7915 | 410273.6288 | 453.89 | 1012.4346 | 8.2525 | 18.4079 | 39895.8508 | 7459.5205
176-164R | 40789.0201 | 7489.4021 | 176 | 723 | 176-164R | 6.0422 | 2243396.1045 | 411917.1171 | 453.89 | 1638.4666 | 8.2525 | 29.7903 | 40789.0201 | 7489.4021
176-1834R | 37662.9587 | 7517.485 | 176 | 724 | 176-1834R | 12.6396 | 2071462.7299 | 413461.6764 | 453.89 | 783.2537 | 8.2525 | 14.241 | 37662.9587 | 7517.485
176-1836R | 40101.2533 | 5995.1743 | 176 | 725 | 176-1836R | 1.0782 | 2205568.9306 | 329734.5854 | 453.89 | 9181.8022 | 8.2525 | 166.9419 | 40101.2533 | 5995.1743
176-1845R | 38711.5038 | 7474.7754 | 176 | 726 | 176-1845R | 6.8333 | 2129132.7106 | 411112.6449 | 453.89 | 1448.7805 | 8.2525 | 26.3415 | 38711.5038 | 7474.7754
176-194R | 37106.8918 | 7456.2558 | 176 | 727 | 176-194R | 8.461 | 2040879.0482 | 410094.0707 | 453.89 | 1170.0766 | 8.2525 | 21.2741 | 37106.8918 | 7456.2558
176-197F | 45450.8552 | 7566.6011 | 176 | 728 | 176-197F | 12.7636 | 2499797.0346 | 416163.0608 | 453.89 | 775.641 | 8.2525 | 14.1026 | 45450.8552 | 7566.6011
176-200F | 42727.6046 | 7678.0216 | 176 | 729 | 176-200F | 1.1462 | 2350018.2551 | 422291.1864 | 453.89 | 8637.1447 | 8.2525 | 157.039 | 42727.6046 | 7678.0216
177-941AE | 37113.0315 | 5027.0856 | 177 | 730 | 177-941AE | 5.0725 | 2041216.7343 | 276489.7099 | 453.89 | 1951.6858 | 8.2525 | 35.4852 | 37113.0315 | 5027.0856
177-955 | 48267.7546 | 5879.1061 | 177 | 731 | 177-955 | 3.8773 | 2654726.5007 | 323350.8378 | 453.89 | 2553.3411 | 8.2525 | 46.4244 | 48267.7546 | 5879.1061
178-48 | 53811.4436 | 6050.4762 | 178 | 733 | 178-48 | 0.28939 | 2959629.3959 | 332776.1927 | 453.89 | 34209.4241 | 8.2525 | 621.9895 | 53811.4436 | 6050.4762
178-968AE | 27591.5493 | 5034.2621 | 178 | 735 | 178-968AE | 6.1659 | 1517535.2116 | 276884.4137 | 453.89 | 1605.6027 | 8.2525 | 29.1928 | 27591.5493 | 5034.2621
178-982 | 30808.1996 | 5600.3627 | 178 | 736 | 178-982 | 1.1551 | 1694450.9764 | 308019.9483 | 453.89 | 8570.5853 | 8.2525 | 155.8288 | 30808.1996 | 5600.3627
178-983AE | 28332.5229 | 4928.0726 | 178 | 737 | 178-983AE | 0.24792 | 1558288.7613 | 271043.9933 | 453.89 | 39932.7731 | 8.2525 | 726.0504 | 28332.5229 | 4928.0726
180-1156 | 38951.0514 | 7651.4905 | 180 | 741 | 180-1156 | 0.56117 | 2142307.8291 | 420831.9784 | 453.89 | 17641.5795 | 8.2525 | 320.756 | 38951.0514 | 7651.4905
180-13 | 43878.3602 | 5464.0988 | 180 | 742 | 180-13 | 0.77633 | 2413309.8127 | 300525.4316 | 453.89 | 12752.3786 | 8.2525 | 231.8614 | 43878.3602 | 5464.0988
181-49 | 59039.6485 | 6141.977 | 181 | 745 | 181-49 | 0.13883 | 3247180.6685 | 337808.7334 | 453.89 | 71312.4147 | 8.2525 | 1296.5894 | 59039.6485 | 6141.977
181-53F | 39280.8064 | 5579.4285 | 181 | 746 | 181-53F | 0.96061 | 2160444.354 | 306868.5685 | 453.89 | 10305.9937 | 8.2525 | 187.3817 | 39280.8064 | 5579.4285
181-54F | 26368.2644 | 4774.0933 | 181 | 747 | 181-54F | 1.2006 | 1450254.5442 | 262575.133 | 453.89 | 8246.0956 | 8.2525 | 149.929 | 26368.2644 | 4774.0933
182-2240F | 39484.1788 | 6918.4129 | 182 | 749 | 182-2240F | 13.7413 | 2171629.8316 | 380512.7079 | 453.89 | 720.4565 | 8.2525 | 13.0992 | 39484.1788 | 6918.4129
182-2250 | 38590.664 | 7443.0967 | 182 | 752 | 182-2250 | 1.2528 | 2122486.5201 | 409370.3159 | 453.89 | 7902.0408 | 8.2525 | 143.6735 | 38590.664 | 7443.0967
182-2252R | 55323.6452 | 7504.9801 | 182 | 753 | 182-2252R | 3.4146 | 3042800.4854 | 412773.9034 | 453.89 | 2899.3289 | 8.2525 | 52.7151 | 55323.6452 | 7504.9801
182-2254R | 36877.3755 | 7447.3547 | 182 | 754 | 182-2254R | 0.87803 | 2028255.65 | 409604.5076 | 453.89 | 11275.2373 | 8.2525 | 205.0043 | 36877.3755 | 7447.3547
183-439 | 50196.2704 | 8856.7041 | 183 | 755 | 183-439 | 0.97955 | 2760794.8746 | 487118.7239 | 453.89 | 10106.7285 | 8.2525 | 183.7587 | 50196.2704 | 8856.7041
183-440 | 50691.5388 | 7502.023 | 183 | 756 | 183-440 | 2.2623 | 2788034.6322 | 412611.2671 | 453.89 | 4376.0569 | 8.2525 | 79.5647 | 50691.5388 | 7502.023
185-40AE | 30519.5123 | 5608.3676 | 185 | 758 | 185-40AE | 0.21023 | 1678573.1741 | 308460.2162 | 453.89 | 47091.8919 | 8.2525 | 856.2162 | 30519.5123 | 5608.3676
185-51F | 45165.5826 | 7135.1203 | 185 | 759 | 185-51F | 9.0737 | 2484107.0439 | 392431.6169 | 453.89 | 1091.0685 | 8.2525 | 19.8376 | 45165.5826 | 7135.1203
185-52F | 93407.6265 | 6014.616 | 185 | 760 | 185-52F | 0.068182 | 5137419.4576 | 330803.88 | 453.89 | 145200 | 8.2525 | 2640 | 93407.6265 | 6014.616
186-940R | 46914.9429 | 5550.4526 | 186 | 761 | 186-940R | 2.1856 | 2580321.861 | 305274.8932 | 453.89 | 4529.636 | 8.2525 | 82.357 | 46914.9429 | 5550.4526
188-11F | 35353.0011 | 5295.7931 | 188 | 764 | 188-11F | 3.7811 | 1944415.0611 | 291268.6178 | 453.89 | 2618.313 | 8.2525 | 47.6057 | 35353.0011 | 5295.7931
188-12F | 54130.1444 | 7080.7721 | 188 | 765 | 188-12F | 0.13674 | 2977157.9433 | 389442.4643 | 453.89 | 72398.892 | 8.2525 | 1316.3435 | 54130.1444 | 7080.7721
189-645 | 34198.4101 | 5041.0561 | 189 | 766 | 189-645 | 1.1693 | 1880912.5547 | 277258.0851 | 453.89 | 8466.4723 | 8.2525 | 153.9359 | 34198.4101 | 5041.0561
189-750 | 35232.5063 | 13527.4743 | 189 | 767 | 189-750 | 0.20417 | 1937787.8488 | 744011.0857 | 453.89 | 48489.7959 | 8.2525 | 881.6327 | 35232.5063 | 13527.4743
189-782F | 30654.814 | 5094.3498 | 189 | 768 | 189-782F | 1.7663 | 1686014.7703 | 280189.239 | 453.89 | 5604.9753 | 8.2525 | 101.9086 | 30654.814 | 5094.3498
189-783F | 29961.0363 | 4988.5526 | 189 | 769 | 189-783F | 0.31534 | 1647856.9949 | 274370.3957 | 453.89 | 31394.5946 | 8.2525 | 570.8108 | 29961.0363 | 4988.5526
190-1122F | 30424.0037 | 5885.1504 | 190 | 770 | 190-1122F | 0.35852 | 1673320.2026 | 323683.2735 | 453.89 | 27613.3122 | 8.2525 | 502.0602 | 30424.0037 | 5885.1504
190-1125F | 55285.7645 | 31045.9969 | 190 | 772 | 190-1125F | 0.044508 | 3040717.0481 | 1707529.8315 | 453.89 | 222434.0426 | 8.2525 | 4044.2553 | 55285.7645 | 31045.9969
190-1868R | 28185.086 | 8019.9214 | 190 | 773 | 190-1868R | 0.47008 | 1550179.7284 | 441095.6745 | 453.89 | 21060.4351 | 8.2525 | 382.917 | 28185.086 | 8019.9214
191-1050R | 34874.8507 | 5080.9076 | 191 | 774 | 191-1050R | 3.1347 | 1918116.7904 | 279449.9193 | 453.89 | 3158.2382 | 8.2525 | 57.4225 | 34874.8507 | 5080.9076
192-657AE | 36712.5213 | 5689.3771 | 192 | 776 | 192-657AE | 1.6275 | 2019188.6688 | 312915.7396 | 453.89 | 6083.0909 | 8.2525 | 110.6017 | 36712.5213 | 5689.3771
196-43F | 105566.0677 | 9267.0961 | 196 | 780 | 196-43F | 0.2589 | 5806133.7208 | 509690.2835 | 453.89 | 38238.4784 | 8.2525 | 695.2451 | 105566.0677 | 9267.0961
197-1150F | 35998.8129 | 7379.9418 | 197 | 782 | 197-1150F | 1.3604 | 1979934.7086 | 405896.8009 | 453.89 | 7277.1822 | 8.2525 | 132.3124 | 35998.8129 | 7379.9418
197-1155F | 79384.0396 | 9460.8694 | 197 | 785 | 197-1155F | 0.22216 | 4366122.1795 | 520347.8148 | 453.89 | 44562.6598 | 8.2525 | 810.2302 | 79384.0396 | 9460.8694
197-1157F | 75995.6086 | 7147.4763 | 197 | 787 | 197-1157F | 0.27064 | 4179758.4757 | 393111.1983 | 453.89 | 36579.4262 | 8.2525 | 665.0805 | 75995.6086 | 7147.4763
198-37R | 37149.3659 | 6635.6145 | 198 | 791 | 198-37R | 5.9282 | 2043215.1266 | 364958.7977 | 453.89 | 1669.9786 | 8.2525 | 30.3632 | 37149.3659 | 6635.6145
199-39AE | 44804.4733 | 5155.5459 | 199 | 792 | 199-39AE | 1.3697 | 2464246.0333 | 283555.0237 | 453.89 | 7227.8761 | 8.2525 | 131.4159 | 44804.4733 | 5155.5459
203-21R | 42272.6497 | 5405.0482 | 203 | 793 | 203-21R | 1.7203 | 2324995.7343 | 297277.6529 | 453.89 | 5754.9268 | 8.2525 | 104.635 | 42272.6497 | 5405.0482
204-32R | 29719.2062 | 7333.4754 | 204 | 794 | 204-32R | 17.7195 | 1634556.3413 | 403341.1452 | 453.89 | 558.7063 | 8.2525 | 10.1583 | 29719.2062 | 7333.4754
205-1550 | 40572.7107 | 5504.7928 | 205 | 795 | 205-1550 | 1.8659 | 2231499.0911 | 302763.6056 | 453.89 | 5305.7247 | 8.2525 | 96.4677 | 40572.7107 | 5504.7928
205-369R | 45258.3881 | 5091.9735 | 205 | 798 | 205-369R | 10.089 | 2489211.3446 | 280058.5443 | 453.89 | 981.2653 | 8.2525 | 17.8412 | 45258.3881 | 5091.9735
206-1105 | 42280.4869 | 5712.3008 | 206 | 799 | 206-1105 | 3.1705 | 2325426.7773 | 314176.5434 | 453.89 | 3122.5806 | 8.2525 | 56.7742 | 42280.4869 | 5712.3008
206-1817 | 45181.1451 | 6419.7869 | 206 | 800 | 206-1817 | 8.0133 | 2484962.9783 | 353088.2786 | 453.89 | 1235.4526 | 8.2525 | 22.4628 | 45181.1451 | 6419.7869
206-953R | 40842.8175 | 5044.6267 | 206 | 801 | 206-953R | 5.1252 | 2246354.9609 | 277454.4712 | 453.89 | 1931.6359 | 8.2525 | 35.1207 | 40842.8175 | 5044.6267
206-961F | 72098.4015 | 6828.2737 | 206 | 802 | 206-961F | 0.16686 | 3965412.0837 | 375555.0529 | 453.89 | 59332.5766 | 8.2525 | 1078.7741 | 72098.4015 | 6828.2737
206-963F | 41371.6748 | 5048.7573 | 206 | 803 | 206-963F | 3.5301 | 2275442.1117 | 277681.6502 | 453.89 | 2804.4423 | 8.2525 | 50.9899 | 41371.6748 | 5048.7573
206-974 | 42234.8668 | 5036.387 | 206 | 804 | 206-974 | 6.0623 | 2322917.6754 | 277001.2864 | 453.89 | 1633.0407 | 8.2525 | 29.6916 | 42234.8668 | 5036.387
207-101R | 30682.4754 | 5003.7041 | 207 | 805 | 207-101R | 11.3578 | 1687536.1488 | 275203.7258 | 453.89 | 871.6504 | 8.2525 | 15.8482 | 30682.4754 | 5003.7041
209-1769F | 46929.3974 | 6518.7693 | 209 | 806 | 209-1769F | 24.3042 | 2581116.856 | 358532.3131 | 453.89 | 407.3376 | 8.2525 | 7.4061 | 46929.3974 | 6518.7693
209-660R | 41008.9892 | 5616.9782 | 209 | 808 | 209-660R | 0.65133 | 2255494.4077 | 308933.8031 | 453.89 | 15199.7674 | 8.2525 | 276.3594 | 41008.9892 | 5616.9782
209-661 | 47146.5828 | 5780.5883 | 209 | 809 | 209-661 | 1.0172 | 2593062.0521 | 317932.3573 | 453.89 | 9732.2659 | 8.2525 | 176.9503 | 47146.5828 | 5780.5883
210-172R | 32109.5804 | 7359.2408 | 210 | 810 | 210-172R | 6.4924 | 1766026.9217 | 404758.2415 | 453.89 | 1524.8541 | 8.2525 | 27.7246 | 32109.5804 | 7359.2408
210-392R | 35151.7638 | 7420.0832 | 210 | 811 | 210-392R | 10.6015 | 1933347.0085 | 408104.5743 | 453.89 | 933.8288 | 8.2525 | 16.9787 | 35151.7638 | 7420.0832
210-394R | 41555.9877 | 7442.1557 | 210 | 812 | 210-394R | 3.6237 | 2285579.3257 | 409318.5609 | 453.89 | 2732.0337 | 8.2525 | 49.6733 | 41555.9877 | 7442.1557
210-9R | 54691.5985 | 7705.7365 | 210 | 813 | 210-9R | 2.7176 | 3008037.9202 | 423815.509 | 453.89 | 3642.9019 | 8.2525 | 66.2346 | 54691.5985 | 7705.7365
211-279R | 32609.3271 | 7379.3507 | 211 | 814 | 211-279R | 15.3767 | 1793512.9888 | 405864.286 | 453.89 | 643.8311 | 8.2525 | 11.706 | 32609.3271 | 7379.3507
211-312R | 37179.9385 | 7453.4813 | 211 | 815 | 211-312R | 18.1587 | 2044896.6151 | 409941.4707 | 453.89 | 545.1928 | 8.2525 | 9.9126 | 37179.9385 | 7453.4813
211-771R | 41785.8414 | 7408.2802 | 211 | 816 | 211-771R | 14.1159 | 2298221.2791 | 407455.4136 | 453.89 | 701.3363 | 8.2525 | 12.7516 | 41785.8414 | 7408.2802
212-1177R | 33282.2484 | 7431.1585 | 212 | 817 | 212-1177R | 12.4913 | 1830523.6614 | 408713.7168 | 453.89 | 792.5524 | 8.2525 | 14.41 | 33282.2484 | 7431.1585
212-1204R | 31955.3161 | 7415.4798 | 212 | 818 | 212-1204R | 10.0072 | 1757542.386 | 407851.3892 | 453.89 | 989.288 | 8.2525 | 17.9871 | 31955.3161 | 7415.4798
212-638R | 25700.2333 | 7355.4134 | 212 | 819 | 212-638R | 4.2816 | 1413512.8333 | 404547.7343 | 453.89 | 2312.2042 | 8.2525 | 42.0401 | 25700.2333 | 7355.4134
212-725R | 43873.4171 | 7348.6653 | 212 | 820 | 212-725R | 11.865 | 2413037.9396 | 404176.5911 | 453.89 | 834.3895 | 8.2525 | 15.1707 | 43873.4171 | 7348.6653
212-734R | 20890.4937 | 7310.728 | 212 | 821 | 212-734R | 17.882 | 1148977.1556 | 402090.0401 | 453.89 | 553.6291 | 8.2525 | 10.066 | 20890.4937 | 7310.728
212-739R | 38047.7315 | 7391.1133 | 212 | 822 | 212-739R | 9.5873 | 2092625.2308 | 406511.2325 | 453.89 | 1032.6149 | 8.2525 | 18.7748 | 38047.7315 | 7391.1133
212-743R | 28911.5931 | 7363.1992 | 212 | 823 | 212-743R | 3.6616 | 1590137.6191 | 404975.9562 | 453.89 | 2703.7708 | 8.2525 | 49.1595 | 28911.5931 | 7363.1992
212-758R | 30070.823 | 7402.6194 | 212 | 824 | 212-758R | 9.6756 | 1653895.2673 | 407144.0694 | 453.89 | 1023.1957 | 8.2525 | 18.6036 | 30070.823 | 7402.6194
212-773R | 35464.5596 | 7445.7276 | 212 | 825 | 212-773R | 11.8402 | 1950550.7791 | 409515.0166 | 453.89 | 836.1379 | 8.2525 | 15.2025 | 35464.5596 | 7445.7276
212-799R | 33056.6171 | 7429.097 | 212 | 826 | 212-799R | 5.2246 | 1818113.9404 | 408600.3353 | 453.89 | 1894.8742 | 8.2525 | 34.4523 | 33056.6171 | 7429.097
212-880R | 36503.0174 | 7362.3789 | 212 | 827 | 212-880R | 1.6392 | 2007665.9552 | 404930.8376 | 453.89 | 6039.5147 | 8.2525 | 109.8094 | 36503.0174 | 7362.3789
212-886R | 26053.0769 | 7352.5609 | 212 | 828 | 212-886R | 8.9136 | 1432919.231 | 404390.847 | 453.89 | 1110.6578 | 8.2525 | 20.1938 | 26053.0769 | 7352.5609
212-888R | 33549.2262 | 7418.1261 | 212 | 829 | 212-888R | 6.9867 | 1845207.4435 | 407996.9379 | 453.89 | 1416.9694 | 8.2525 | 25.7631 | 33549.2262 | 7418.1261
213-262F | 78163.7049 | 14603.3535 | 213 | 830 | 213-262F | 0.041856 | 4299003.7689 | 803184.4416 | 453.89 | 236524.8869 | 8.2525 | 4300.4525 | 78163.7049 | 14603.3535
213-263F | 42570.8226 | 6403.3548 | 213 | 831 | 213-263F | 0.75152 | 2341395.2454 | 352184.5117 | 453.89 | 13173.3871 | 8.2525 | 239.5161 | 42570.8226 | 6403.3548
214-1122R | 42041.8159 | 7438.1858 | 214 | 832 | 214-1122R | 19.9235 | 2312299.8747 | 409100.2201 | 453.89 | 496.901 | 8.2525 | 9.0346 | 42041.8159 | 7438.1858
214-1135R | 45667.9831 | 7465.4586 | 214 | 833 | 214-1135R | 11.6814 | 2511739.0723 | 410600.221 | 453.89 | 847.4983 | 8.2525 | 15.4091 | 45667.9831 | 7465.4586
214-17AE | 73163.1493 | 7420.6423 | 214 | 834 | 214-17AE | 6.825 | 4023973.2109 | 408135.3262 | 453.89 | 1450.5495 | 8.2525 | 26.3736 | 73163.1493 | 7420.6423
214-4R | 70466.7154 | 7448.2871 | 214 | 835 | 214-4R | 3.7494 | 3875669.3495 | 409655.7912 | 453.89 | 2640.4001 | 8.2525 | 48.0073 | 70466.7154 | 7448.2871
214-536R | 57177.6049 | 7443.5223 | 214 | 836 | 214-536R | 2.6684 | 3144768.2671 | 409393.7254 | 453.89 | 3710.1285 | 8.2525 | 67.4569 | 57177.6049 | 7443.5223
214-583R | 44875.9225 | 7484.261 | 214 | 837 | 214-583R | 6.1356 | 2468175.7383 | 411634.3533 | 453.89 | 1613.5325 | 8.2525 | 29.337 | 44875.9225 | 7484.261
214-613R | 80692.5931 | 7611.1712 | 214 | 838 | 214-613R | 5.4881 | 4438092.6184 | 418614.4149 | 453.89 | 1803.9134 | 8.2525 | 32.7984 | 80692.5931 | 7611.1712
214-647R | 36001.0569 | 7423.6622 | 214 | 839 | 214-647R | 11.3023 | 1980058.1278 | 408301.421 | 453.89 | 875.93 | 8.2525 | 15.926 | 36001.0569 | 7423.6622
215-1531R | 52332.3738 | 7563.0872 | 215 | 840 | 215-1531R | 8.4597 | 2878280.5566 | 415969.7965 | 453.89 | 1170.2599 | 8.2525 | 21.2775 | 52332.3738 | 7563.0872
215-1534R | 48234.8812 | 7572.1866 | 215 | 841 | 215-1534R | 7.8377 | 2652918.4678 | 416470.2641 | 453.89 | 1263.1274 | 8.2525 | 22.966 | 48234.8812 | 7572.1866
215-1544R | 36540.132 | 7448.118 | 215 | 842 | 215-1544R | 2.7396 | 2009707.262 | 409646.489 | 453.89 | 3613.6882 | 8.2525 | 65.7034 | 36540.132 | 7448.118
215-38R | 34556.2035 | 7441.4724 | 215 | 843 | 215-38R | 6.4307 | 1900591.1945 | 409280.9814 | 453.89 | 1539.4946 | 8.2525 | 27.9908 | 34556.2035 | 7441.4724
216-1859F | 46578.344 | 7495.1871 | 216 | 845 | 216-1859F | 8.4771 | 2561808.9205 | 412235.2905 | 453.89 | 1167.8545 | 8.2525 | 21.2337 | 46578.344 | 7495.1871
216-220R | 90647.4962 | 7692.6871 | 216 | 850 | 216-220R | 0.052462 | 4985612.289 | 423097.7892 | 453.89 | 188707.5812 | 8.2525 | 3431.0469 | 90647.4962 | 7692.6871
217-41AE | 46920.1297 | 7523.9034 | 217 | 855 | 217-41AE | 13.7784 | 2580607.1333 | 413814.689 | 453.89 | 718.5155 | 8.2525 | 13.0639 | 46920.1297 | 7523.9034
217-48AE | 38345.4098 | 7496.6489 | 217 | 856 | 217-48AE | 15.1559 | 2108997.5414 | 412315.6909 | 453.89 | 653.2122 | 8.2525 | 11.8766 | 38345.4098 | 7496.6489
217-835R | 32573.942 | 7376.3845 | 217 | 857 | 217-835R | 18.3176 | 1791566.8124 | 405701.1456 | 453.89 | 540.4634 | 8.2525 | 9.8266 | 32573.942 | 7376.3845
217-837R | 39999.6391 | 7473.6091 | 217 | 858 | 217-837R | 12.6807 | 2199980.1522 | 411048.5013 | 453.89 | 780.7151 | 8.2525 | 14.1948 | 39999.6391 | 7473.6091
217-972R | 51308.2798 | 7500.1532 | 217 | 859 | 217-972R | 9.7468 | 2821955.3867 | 412508.4282 | 453.89 | 1015.72 | 8.2525 | 18.4676 | 51308.2798 | 7500.1532
217-983R | 36186.7896 | 7459.1253 | 217 | 860 | 217-983R | 6.8811 | 1990273.4283 | 410251.8915 | 453.89 | 1438.7317 | 8.2525 | 26.1588 | 36186.7896 | 7459.1253
220-288R | 28202.8305 | 7382.0759 | 220 | 861 | 220-288R | 7.2415 | 1551155.6759 | 406014.1732 | 453.89 | 1367.1244 | 8.2525 | 24.8568 | 28202.8305 | 7382.0759
220-294R | 41055.24 | 7461.5175 | 220 | 862 | 220-294R | 13.4125 | 2258038.2015 | 410383.4652 | 453.89 | 738.1174 | 8.2525 | 13.4203 | 41055.24 | 7461.5175
220-298R | 41563.5985 | 7426.2199 | 220 | 863 | 220-298R | 33.211 | 2285997.9175 | 408442.0957 | 453.89 | 298.0941 | 8.2525 | 5.4199 | 41563.5985 | 7426.2199
221-1230F | 36784.8541 | 7291.3739 | 221 | 864 | 221-1230F | 3.8686 | 2023166.9731 | 401025.5656 | 453.89 | 2559.0914 | 8.2525 | 46.5289 | 36784.8541 | 7291.3739
221-1249R | 70444.9664 | 4713.0074 | 221 | 869 | 221-1249R | 23.6449 | 3874473.1508 | 259215.4086 | 453.89 | 418.6952 | 8.2525 | 7.6126 | 70444.9664 | 4713.0074
221-1251R | 114783.1509 | 4836.6759 | 221 | 870 | 221-1251R | 13.9134 | 6313073.3012 | 266017.1742 | 453.89 | 711.5419 | 8.2525 | 12.9371 | 114783.1509 | 4836.6759
221-23R | 58907.7625 | 7621.3666 | 221 | 871 | 221-23R | 5.8843 | 3239926.9393 | 419175.1637 | 453.89 | 1682.4487 | 8.2525 | 30.59 | 58907.7625 | 7621.3666
221-344R | 50937.427 | 7469.1799 | 221 | 872 | 221-344R | 10.397 | 2801558.4846 | 410804.8919 | 453.89 | 952.2005 | 8.2525 | 17.3127 | 50937.427 | 7469.1799
221-35 | 38652.952 | 7439.48 | 221 | 873 | 221-35 | 0.64962 | 2125912.3602 | 409171.4025 | 453.89 | 15239.6501 | 8.2525 | 277.0845 | 38652.952 | 7439.48
221-37AE | 56484.3216 | 7528.1988 | 221 | 874 | 221-37AE | 6.2108 | 3106637.6901 | 414050.9335 | 453.89 | 1593.9987 | 8.2525 | 28.9818 | 56484.3216 | 7528.1988
221-38AE | 70206.9059 | 8010.5033 | 221 | 875 | 221-38AE | 0.70208 | 3861379.8253 | 440577.6831 | 453.89 | 14100.8902 | 8.2525 | 256.3798 | 70206.9059 | 8010.5033
221-675R | 26532.9216 | 6959.9644 | 221 | 876 | 221-675R | 6.9098 | 1459310.6894 | 382798.0394 | 453.89 | 1432.7376 | 8.2525 | 26.0498 | 26532.9216 | 6959.9644
221-6R | 27729.1496 | 7126.36 | 221 | 877 | 221-6R | 6.0572 | 1525103.2266 | 391949.8012 | 453.89 | 1634.4194 | 8.2525 | 29.7167 | 27729.1496 | 7126.36
221-782R | 48712.7746 | 7690.0733 | 221 | 878 | 221-782R | 3.289 | 2679202.6008 | 422954.0326 | 453.89 | 3010.0196 | 8.2525 | 54.7276 | 48712.7746 | 7690.0733
221-788 | 39900.2061 | 7366.2821 | 221 | 879 | 221-788 | 3.417 | 2194511.3346 | 405145.5148 | 453.89 | 2897.2398 | 8.2525 | 52.6771 | 39900.2061 | 7366.2821
221-824 | 44463.1634 | 7554.466 | 221 | 881 | 221-824 | 2.7125 | 2445473.9865 | 415495.6323 | 453.89 | 3649.7696 | 8.2525 | 66.3594 | 44463.1634 | 7554.466
222-1433R | 30382.9677 | 7387.1908 | 222 | 882 | 222-1433R | 6.1127 | 1671063.2232 | 406295.4942 | 453.89 | 1619.5817 | 8.2525 | 29.4469 | 30382.9677 | 7387.1908
222-1503R | 62873.8919 | 7572.2051 | 222 | 883 | 222-1503R | 2.2977 | 3458064.0553 | 416471.2787 | 453.89 | 4308.6053 | 8.2525 | 78.3383 | 62873.8919 | 7572.2051
222-1523R | 64794.6494 | 7573.1735 | 222 | 884 | 222-1523R | 10.9907 | 3563705.7172 | 416524.5407 | 453.89 | 900.7599 | 8.2525 | 16.3775 | 64794.6494 | 7573.1735
222-1986R | 33708.8795 | 7496.8657 | 222 | 885 | 222-1986R | 20.2812 | 1853988.3748 | 412327.6151 | 453.89 | 488.1356 | 8.2525 | 8.8752 | 33708.8795 | 7496.8657
222-1988R | 32706.0556 | 7840.6973 | 222 | 886 | 222-1988R | 0.89186 | 1798833.0583 | 431238.3498 | 453.89 | 11100.446 | 8.2525 | 201.8263 | 32706.0556 | 7840.6973
222-1990R | 31724.4085 | 7441.2215 | 222 | 887 | 222-1990R | 13.1989 | 1744842.4698 | 409267.1808 | 453.89 | 750.0646 | 8.2525 | 13.6375 | 31724.4085 | 7441.2215
222-1992R | 59114.4913 | 7997.3018 | 222 | 888 | 222-1992R | 0.55227 | 3251297.0195 | 439851.5979 | 453.89 | 17925.9259 | 8.2525 | 325.9259 | 59114.4913 | 7997.3018
222-2013R | 49607.2527 | 7573.0559 | 222 | 889 | 222-2013R | 11.5523 | 2728398.8973 | 416518.0726 | 453.89 | 856.9742 | 8.2525 | 15.5813 | 49607.2527 | 7573.0559
222-2063 | 27527.7041 | 7526.8922 | 222 | 890 | 222-2063 | 4.7672 | 1514023.725 | 413979.072 | 453.89 | 2076.6755 | 8.2525 | 37.7577 | 27527.7041 | 7526.8922
222-2085 | 48729.1639 | 7529.2218 | 222 | 891 | 222-2085 | 26.5778 | 2680104.0155 | 414107.2013 | 453.89 | 372.4908 | 8.2525 | 6.7726 | 48729.1639 | 7529.2218
223-47AE | 18329.582 | 5022.2725 | 223 | 894 | 223-47AE | 1.211 | 1008127.0121 | 276224.9864 | 453.89 | 8175.1642 | 8.2525 | 148.6393 | 18329.582 | 5022.2725
223-526R | 24153.0502 | 4831.9049 | 223 | 897 | 223-526R | 2.4396 | 1328417.7604 | 265754.7696 | 453.89 | 4058.07 | 8.2525 | 73.7831 | 24153.0502 | 4831.9049
223-536R | 33310.9441 | 6616.6267 | 223 | 898 | 223-536R | 0.41023 | 1832101.9269 | 363914.4667 | 453.89 | 24132.964 | 8.2525 | 438.7812 | 33310.9441 | 6616.6267
230-1008R | 21018.0095 | 7348.7407 | 230 | 921 | 230-1008R | 0.76383 | 1155990.5241 | 404180.7412 | 453.89 | 12961.0712 | 8.2525 | 235.6558 | 21018.0095 | 7348.7407
230-127AE | 49199.715 | 7546.5093 | 230 | 922 | 230-127AE | 9.7917 | 2705984.3239 | 415058.0095 | 453.89 | 1011.0638 | 8.2525 | 18.383 | 49199.715 | 7546.5093
230-133AE | 52900.4627 | 7557.5712 | 230 | 923 | 230-133AE | 9.582 | 2909525.4512 | 415666.4139 | 453.89 | 1033.1864 | 8.2525 | 18.7852 | 52900.4627 | 7557.5712
230-1586R | 54550.0187 | 7699.8264 | 230 | 924 | 230-1586R | 7.1585 | 3000251.0309 | 423490.4516 | 453.89 | 1382.9669 | 8.2525 | 25.1449 | 54550.0187 | 7699.8264
230-1606R | 47276.0656 | 7803.4591 | 230 | 925 | 230-1606R | 2.4663 | 2600183.607 | 429190.251 | 453.89 | 4014.1299 | 8.2525 | 72.9842 | 47276.0656 | 7803.4591
230-181 | 36241.0705 | 7444.7374 | 230 | 926 | 230-181 | 2.422 | 1993258.8772 | 409460.556 | 453.89 | 4087.5821 | 8.2525 | 74.3197 | 36241.0705 | 7444.7374
230-2060R | 46085.0228 | 7547.6246 | 230 | 927 | 230-2060R | 8.228 | 2534676.2536 | 415119.3538 | 453.89 | 1203.2041 | 8.2525 | 21.8764 | 46085.0228 | 7547.6246
230-2067 | 72460.6421 | 8013.6748 | 230 | 928 | 230-2067 | 0.1678 | 3985335.3152 | 440752.1167 | 453.89 | 58997.7427 | 8.2525 | 1072.6862 | 72460.6421 | 8013.6748
230-371AE | 53352.6456 | 7768.6338 | 230 | 929 | 230-371AE | 1.2375 | 2934395.5093 | 427274.8607 | 453.89 | 8000 | 8.2525 | 145.4545 | 53352.6456 | 7768.6338
231-1136R | 46251.5106 | 7506.5356 | 231 | 930 | 231-1136R | 11.6807 | 2543833.0839 | 412859.4594 | 453.89 | 847.5533 | 8.2525 | 15.4101 | 46251.5106 | 7506.5356
231-1635R | 55114.789 | 7621.7542 | 231 | 931 | 231-1635R | 26.3958 | 3031313.3965 | 419196.4805 | 453.89 | 375.0592 | 8.2525 | 6.8193 | 55114.789 | 7621.7542
232-40AE | 108830.1093 | 10077.8865 | 232 | 932 | 232-40AE | 0.060038 | 5985656.0115 | 554283.7576 | 453.89 | 164895.8991 | 8.2525 | 2998.1073 | 108830.1093 | 10077.8865
233-123R | 50607.1509 | 7573.12 | 233 | 933 | 233-123R | 12.9883 | 2783393.2984 | 416521.6022 | 453.89 | 762.227 | 8.2525 | 13.8587 | 50607.1509 | 7573.12
233-41R | 45947.622 | 7528.2762 | 233 | 934 | 233-41R | 9.2371 | 2527119.2084 | 414055.1893 | 453.89 | 1071.7625 | 8.2525 | 19.4866 | 45947.622 | 7528.2762
233-81F | 49320.1486 | 7954.8295 | 233 | 935 | 233-81F | 4.0311 | 2712608.1745 | 437515.6205 | 453.89 | 2455.9293 | 8.2525 | 44.6533 | 49320.1486 | 7954.8295
233-86F | 40900.0684 | 7489.3702 | 233 | 937 | 233-86F | 16.3672 | 2249503.7626 | 411915.3615 | 453.89 | 604.867 | 8.2525 | 10.9976 | 40900.0684 | 7489.3702
234-48R | 57789.4398 | 7584.2654 | 234 | 938 | 234-48R | 9.2966 | 3178419.1876 | 417134.5973 | 453.89 | 1064.9065 | 8.2525 | 19.3619 | 57789.4398 | 7584.2654
235-897R | 51475.2557 | 7778.0647 | 235 | 939 | 235-897R | 4.3263 | 2831139.0629 | 427793.5578 | 453.89 | 2288.3159 | 8.2525 | 41.6057 | 51475.2557 | 7778.0647
235-899R | 51460.9529 | 7644.3094 | 235 | 940 | 235-899R | 9.9434 | 2830352.411 | 420437.016 | 453.89 | 995.6382 | 8.2525 | 18.1025 | 51460.9529 | 7644.3094
236-1535R | 55427.4186 | 7557.7262 | 236 | 942 | 236-1535R | 6.7146 | 3048508.0203 | 415674.9402 | 453.89 | 1474.4027 | 8.2525 | 26.8073 | 55427.4186 | 7557.7262
236-1561R | 40445.4385 | 7504.0999 | 236 | 943 | 236-1561R | 4.4405 | 2224499.1151 | 412725.4971 | 453.89 | 2229.4634 | 8.2525 | 40.5357 | 40445.4385 | 7504.0999
236-1563R | 39637.6761 | 7445.8 | 236 | 944 | 236-1563R | 3.6028 | 2180072.1833 | 409518.9978 | 453.89 | 2747.8316 | 8.2525 | 49.9606 | 39637.6761 | 7445.8
236-1567R | 50046.712 | 7557.339 | 236 | 945 | 236-1567R | 5.4419 | 2752569.1601 | 415653.6461 | 453.89 | 1819.2322 | 8.2525 | 33.0769 | 50046.712 | 7557.339
236-1569R | 47001.3712 | 7538.3506 | 236 | 946 | 236-1569R | 13.5648 | 2585075.4159 | 414609.2835 | 453.89 | 729.8316 | 8.2525 | 13.2697 | 47001.3712 | 7538.3506
236-1573R | 40048.7649 | 7511.7361 | 236 | 947 | 236-1573R | 6.2801 | 2202682.0719 | 413145.484 | 453.89 | 1576.4046 | 8.2525 | 28.6619 | 40048.7649 | 7511.7361
237-1761R | 24887.8763 | 7334.5344 | 237 | 948 | 237-1761R | 7.3464 | 1368833.1955 | 403399.3945 | 453.89 | 1347.5985 | 8.2525 | 24.5018 | 24887.8763 | 7334.5344
237-1765R | 39250.4227 | 7518.9167 | 237 | 949 | 237-1765R | 7.3027 | 2158773.2502 | 413540.4186 | 453.89 | 1355.672 | 8.2525 | 24.6486 | 39250.4227 | 7518.9167
237-17R | 53934.1322 | 7616.145 | 237 | 950 | 237-17R | 10.4949 | 2966377.2719 | 418887.9735 | 453.89 | 943.3166 | 8.2525 | 17.1512 | 53934.1322 | 7616.145
237-26F | 61157.2876 | 7852.6143 | 237 | 951 | 237-26F | 1.7693 | 3363650.8156 | 431893.7888 | 453.89 | 5595.3757 | 8.2525 | 101.7341 | 61157.2876 | 7852.6143
237-28F | 49913.4807 | 7670.4152 | 237 | 952 | 237-28F | 1.4282 | 2745241.4406 | 421872.8336 | 453.89 | 6931.7067 | 8.2525 | 126.031 | 49913.4807 | 7670.4152
237-2R | 44421.2843 | 7563.6108 | 237 | 953 | 237-2R | 14.6977 | 2443170.634 | 415998.5935 | 453.89 | 673.5735 | 8.2525 | 12.2468 | 44421.2843 | 7563.6108
237-30R | 32899.6234 | 7441.2483 | 237 | 954 | 237-30R | 31.7307 | 1809479.2845 | 409268.6541 | 453.89 | 312.0009 | 8.2525 | 5.6727 | 32899.6234 | 7441.2483
239-2207R | 42366.1894 | 7361.6778 | 239 | 955 | 239-2207R | 6.8148 | 2330140.4153 | 404892.2781 | 453.89 | 1452.7264 | 8.2525 | 26.4132 | 42366.1894 | 7361.6778
239-2211R | 37570.5249 | 7441.318 | 239 | 956 | 239-2211R | 2.7451 | 2066378.8708 | 409272.4888 | 453.89 | 3606.4578 | 8.2525 | 65.572 | 37570.5249 | 7441.318
239-2213R | 45222.5092 | 7459.1912 | 239 | 957 | 239-2213R | 5.4023 | 2487238.0076 | 410255.5149 | 453.89 | 1832.5621 | 8.2525 | 33.3193 | 45222.5092 | 7459.1912
239-2215R | 43753.0742 | 7462.9746 | 239 | 958 | 239-2215R | 12.0589 | 2406419.0784 | 410463.6034 | 453.89 | 820.9703 | 8.2525 | 14.9267 | 43753.0742 | 7462.9746
239-2217R | 50998.2169 | 7604.0555 | 239 | 959 | 239-2217R | 4.9148 | 2804901.9279 | 418223.0506 | 453.89 | 2014.3353 | 8.2525 | 36.6243 | 50998.2169 | 7604.0555
239-89R | 28839.021 | 7355.7407 | 239 | 960 | 239-89R | 2.8193 | 1586146.1575 | 404565.7376 | 453.89 | 3511.4873 | 8.2525 | 63.8452 | 28839.021 | 7355.7407
240-1028R | 40052.8883 | 7452.9468 | 240 | 961 | 240-1028R | 4.7506 | 2202908.8539 | 409912.0743 | 453.89 | 2083.9612 | 8.2525 | 37.8902 | 40052.8883 | 7452.9468
240-1044 | 32100.5956 | 7415.4953 | 240 | 962 | 240-1044 | 2.1725 | 1765532.7591 | 407852.2436 | 453.89 | 4556.8826 | 8.2525 | 82.8524 | 32100.5956 | 7415.4953
240-1148 | 36188.4651 | 7441.7574 | 240 | 963 | 240-1148 | 3.2212 | 1990365.5795 | 409296.6553 | 453.89 | 3073.3772 | 8.2525 | 55.8796 | 36188.4651 | 7441.7574
240-2004R | 47403.1372 | 7565.2785 | 240 | 964 | 240-2004R | 15.8669 | 2607172.5469 | 416090.3168 | 453.89 | 623.9421 | 8.2525 | 11.3444 | 47403.1372 | 7565.2785
240-2006R | 33403.288 | 7402.4344 | 240 | 965 | 240-2006R | 10.6277 | 1837180.8416 | 407133.8909 | 453.89 | 931.5322 | 8.2525 | 16.9369 | 33403.288 | 7402.4344
240-2032R | 36166.0294 | 7514.3054 | 240 | 966 | 240-2032R | 12.5852 | 1989131.6157 | 413286.7972 | 453.89 | 786.6366 | 8.2525 | 14.3025 | 36166.0294 | 7514.3054
241-570 | 39174.5911 | 5081.3165 | 241 | 967 | 241-570 | 11.6271 | 2154602.5098 | 279472.4088 | 453.89 | 851.4603 | 8.2525 | 15.4811 | 39174.5911 | 5081.3165
241-746 | 31671.085 | 6994.362 | 241 | 968 | 241-746 | 0.30152 | 1741909.6743 | 384689.9106 | 453.89 | 32834.1709 | 8.2525 | 596.9849 | 31671.085 | 6994.362
241-820AE | 34817.6371 | 5126.61 | 241 | 969 | 241-820AE | 1.8402 | 1914970.0428 | 281963.5516 | 453.89 | 5379.9918 | 8.2525 | 97.818 | 34817.6371 | 5126.61
242-1411F | 73442.936 | 9465.3834 | 242 | 970 | 242-1411F | 0.14943 | 4039361.4802 | 520596.0882 | 453.89 | 66250.9506 | 8.2525 | 1204.5627 | 73442.936 | 9465.3834
242-1413F | 46327.1843 | 5458.6445 | 242 | 972 | 242-1413F | 1.033 | 2547995.1376 | 300225.4469 | 453.89 | 9584.1584 | 8.2525 | 174.2574 | 46327.1843 | 5458.6445
242-1420F | 40110.7393 | 5199.1654 | 242 | 974 | 242-1420F | 0.72614 | 2206090.6637 | 285954.0995 | 453.89 | 13633.8028 | 8.2525 | 247.8873 | 40110.7393 | 5199.1654
242-1426F | 47311.9309 | 7510.4161 | 242 | 975 | 242-1426F | 2.5816 | 2602156.1984 | 413072.885 | 453.89 | 3834.7884 | 8.2525 | 69.7234 | 47311.9309 | 7510.4161
242-1427F | 61324.8565 | 8776.9535 | 242 | 976 | 242-1427F | 0.086932 | 3372867.1055 | 482732.4441 | 453.89 | 113882.3529 | 8.2525 | 2070.5882 | 61324.8565 | 8776.9535
242-776F | 47544.1344 | 5297.652 | 242 | 978 | 242-776F | 0.4053 | 2614927.3924 | 291370.8621 | 453.89 | 24426.1682 | 8.2525 | 444.1121 | 47544.1344 | 5297.652
243-14R | 37925.5984 | 5187.7111 | 243 | 979 | 243-14R | 8.0748 | 2085907.9134 | 285324.113 | 453.89 | 1226.0349 | 8.2525 | 22.2915 | 37925.5984 | 5187.7111
243-20R | 28806.2486 | 4939.4897 | 243 | 980 | 243-20R | 6.9239 | 1584343.6719 | 271671.9319 | 453.89 | 1429.8375 | 8.2525 | 25.997 | 28806.2486 | 4939.4897
244-29 | 39207.3971 | 5120.4409 | 244 | 981 | 244-29 | 10.8928 | 2156406.8389 | 281624.2509 | 453.89 | 908.857 | 8.2525 | 16.5247 | 39207.3971 | 5120.4409
244-32F | 48418.3932 | 5543.3392 | 244 | 983 | 244-32F | 0.36648 | 2663011.6256 | 304883.654 | 453.89 | 27013.9535 | 8.2525 | 491.1628 | 48418.3932 | 5543.3392
244-33F | 59228.4476 | 7828.701 | 244 | 984 | 244-33F | 0.10284 | 3257564.6202 | 430578.5547 | 453.89 | 96265.1934 | 8.2525 | 1750.2762 | 59228.4476 | 7828.701
245-486 | 42530.9377 | 5524.4633 | 245 | 985 | 245-486 | 2.6419 | 2339201.5752 | 303845.4815 | 453.89 | 3747.3654 | 8.2525 | 68.1339 | 42530.9377 | 5524.4633
246-34R | 52318.6455 | 7596.0152 | 246 | 987 | 246-34R | 12.821 | 2877525.5036 | 417780.8369 | 453.89 | 772.1693 | 8.2525 | 14.0394 | 52318.6455 | 7596.0152
247-46 | 49210.1484 | 7806.1121 | 247 | 988 | 247-46 | 6.4578 | 2706558.1605 | 429336.1646 | 453.89 | 1533.0381 | 8.2525 | 27.8734 | 49210.1484 | 7806.1121
247-48 | 37150.4477 | 7476.9752 | 247 | 989 | 247-48 | 0.44811 | 2043274.6246 | 411233.6374 | 453.89 | 22092.9839 | 8.2525 | 401.6906 | 37150.4477 | 7476.9752
249-24R | 44505.136 | 7558.0098 | 249 | 995 | 249-24R | 12.4773 | 2447782.4821 | 415690.5374 | 453.89 | 793.4426 | 8.2525 | 14.4262 | 44505.136 | 7558.0098
250-288F | 89656.1152 | 10236.4681 | 250 | 998 | 250-288F | 0.046023 | 4931086.3358 | 563005.7481 | 453.89 | 215111.1111 | 8.2525 | 3911.1111 | 89656.1152 | 10236.4681
250-47 | 40835.649 | 5122.8895 | 250 | 1000 | 250-47 | 0.076894 | 2245960.696 | 281758.9202 | 453.89 | 128748.7685 | 8.2525 | 2340.8867 | 40835.649 | 5122.8895
252-129 | 33153.6087 | 7201.0224 | 252 | 1001 | 252-129 | 4.6669 | 1823448.479 | 396056.2341 | 453.89 | 2121.3425 | 8.2525 | 38.5699 | 33153.6087 | 7201.0224
252-277F | 41320.0908 | 5483.9618 | 252 | 1008 | 252-277F | 0.9089 | 2272604.996 | 301617.9004 | 453.89 | 10892.2692 | 8.2525 | 198.0413 | 41320.0908 | 5483.9618
255-1080R | 42463.1334 | 5167.188 | 255 | 1012 | 255-1080R | 1.1384 | 2335472.3374 | 284195.3427 | 453.89 | 8696.0572 | 8.2525 | 158.1101 | 42463.1334 | 5167.188
255-43AE | 44304.7789 | 5280.2766 | 255 | 1013 | 255-43AE | 8.9937 | 2436762.8398 | 290415.215 | 453.89 | 1100.7644 | 8.2525 | 20.0139 | 44304.7789 | 5280.2766
256-39AE | 45284.0797 | 5254.2047 | 256 | 1014 | 256-39AE | 0.60985 | 2490624.3829 | 288981.2596 | 453.89 | 16233.5404 | 8.2525 | 295.1553 | 45284.0797 | 5254.2047
256-46AE | 44130.8509 | 5269.1235 | 256 | 1015 | 256-46AE | 2.711 | 2427196.8019 | 289801.7906 | 453.89 | 3651.8094 | 8.2525 | 66.3965 | 44130.8509 | 5269.1235
256-539R | 45323.4 | 5304.9727 | 256 | 1016 | 256-539R | 3.5464 | 2492787.0019 | 291773.4984 | 453.89 | 2791.5621 | 8.2525 | 50.7557 | 45323.4 | 5304.9727
257-29AE | 56014.9665 | 5742.2571 | 257 | 1017 | 257-29AE | 1.1517 | 3080823.1557 | 315824.1421 | 453.89 | 8595.9546 | 8.2525 | 156.2901 | 56014.9665 | 5742.2571
257-31AE | 53856.7219 | 5522.6045 | 257 | 1018 | 257-31AE | 2.1703 | 2962119.707 | 303743.2482 | 453.89 | 4561.6546 | 8.2525 | 82.9392 | 53856.7219 | 5522.6045
266-485F | 51408.5177 | 20023.7257 | 266 | 1026 | 266-485F | 0.14186 | 2827468.4752 | 1101304.9143 | 453.89 | 69789.0521 | 8.2525 | 1268.8919 | 51408.5177 | 20023.7257
274-23R | 42959.6703 | 5170.2991 | 274 | 1064 | 274-23R | 7.4955 | 2362781.8641 | 284366.4486 | 453.89 | 1320.8005 | 8.2525 | 24.0146 | 42959.6703 | 5170.2991
274-40 | 44782.8253 | 5192.3438 | 274 | 1066 | 274-40 | 4.1867 | 2463055.3929 | 285578.9073 | 453.89 | 2364.6069 | 8.2525 | 42.9929 | 44782.8253 | 5192.3438
275-45 | 35178.3961 | 6223.6575 | 275 | 1067 | 275-45 | 0.73258 | 1934811.7874 | 342301.1624 | 453.89 | 13513.9607 | 8.2525 | 245.7084 | 35178.3961 | 6223.6575
275-48F | 32834.7585 | 5399.3241 | 275 | 1068 | 275-48F | 1.6146 | 1805911.7167 | 296962.8243 | 453.89 | 6131.6129 | 8.2525 | 111.4839 | 32834.7585 | 5399.3241
276-158R | 42180.3623 | 5117.2893 | 276 | 1072 | 276-158R | 8.3737 | 2319919.9247 | 281450.9101 | 453.89 | 1182.2767 | 8.2525 | 21.4959 | 42180.3623 | 5117.2893
276-228 | 45976.2856 | 5178.8838 | 276 | 1073 | 276-228 | 8.8549 | 2528695.7053 | 284838.607 | 453.89 | 1118.022 | 8.2525 | 20.3277 | 45976.2856 | 5178.8838
277-459F | 41848.4367 | 5184.1221 | 277 | 1076 | 277-459F | 5.0021 | 2301664.0177 | 285126.7145 | 453.89 | 1979.1753 | 8.2525 | 35.985 | 41848.4367 | 5184.1221
277-48 | 40767.4884 | 5224.7804 | 277 | 1077 | 277-48 | 5.2545 | 2242211.8647 | 287362.9247 | 453.89 | 1884.083 | 8.2525 | 34.2561 | 40767.4884 | 5224.7804
278-22R | 39457.8297 | 5099.3632 | 278 | 1078 | 278-22R | 8.1903 | 2170180.6337 | 280464.974 | 453.89 | 1208.7409 | 8.2525 | 21.9771 | 39457.8297 | 5099.3632
278-630 | 36346.2946 | 5139.3285 | 278 | 1080 | 278-630 | 5.8665 | 1999046.2041 | 282663.0673 | 453.89 | 1687.5545 | 8.2525 | 30.6828 | 36346.2946 | 5139.3285
279-10AE | 44828.3746 | 5144.6611 | 279 | 1082 | 279-10AE | 6.8864 | 2465560.6046 | 282956.3588 | 453.89 | 1437.6238 | 8.2525 | 26.1386 | 44828.3746 | 5144.6611
279-11AE | 40209.441 | 5131.6066 | 279 | 1083 | 279-11AE | 7.1345 | 2211519.257 | 282238.3628 | 453.89 | 1387.6294 | 8.2525 | 25.2296 | 40209.441 | 5131.6066
280-24AE | 37619.883 | 5632.1031 | 280 | 1085 | 280-24AE | 1.6011 | 2069093.5648 | 309765.671 | 453.89 | 6183.1086 | 8.2525 | 112.4202 | 37619.883 | 5632.1031
280-382AE | 34894.0917 | 5079.7753 | 280 | 1086 | 280-382AE | 2.7218 | 1919175.0432 | 279387.6392 | 453.89 | 3637.3252 | 8.2525 | 66.1332 | 34894.0917 | 5079.7753
282-563F | 35130.3332 | 5656.8758 | 282 | 1090 | 282-563F | 0.27064 | 1932168.3257 | 311128.1691 | 453.89 | 36579.4262 | 8.2525 | 665.0805 | 35130.3332 | 5656.8758
282-565F | 71016.0162 | 6746.4173 | 282 | 1092 | 282-565F | 0.43788 | 3905880.8936 | 371052.9516 | 453.89 | 22608.9965 | 8.2525 | 411.0727 | 71016.0162 | 6746.4173
283-55R | 26702.5316 | 7356.9632 | 283 | 1096 | 283-55R | 7.2309 | 1468639.2383 | 404632.9785 | 453.89 | 1369.1296 | 8.2525 | 24.8933 | 26702.5316 | 7356.9632
283-71F | 44012.0866 | 7634.9625 | 283 | 1097 | 283-71F | 5.1858 | 2420664.7646 | 419922.9395 | 453.89 | 1909.061 | 8.2525 | 34.7102 | 44012.0866 | 7634.9625
283-80F | 102827.6416 | 9937.1373 | 283 | 1099 | 283-80F | 0.033523 | 5655520.2905 | 546542.5495 | 453.89 | 295322.0339 | 8.2525 | 5369.4915 | 102827.6416 | 9937.1373
284-660R | 57596.4578 | 9991.192 | 284 | 1103 | 284-660R | 0.21894 | 3167805.1778 | 549515.5585 | 453.89 | 45217.9931 | 8.2525 | 822.1453 | 57596.4578 | 9991.192
286-1053R | 54007.059 | 5246.9851 | 286 | 1104 | 286-1053R | 5.4248 | 2970388.245 | 288584.1812 | 453.89 | 1824.9485 | 8.2525 | 33.1809 | 54007.059 | 5246.9851
286-989AE | 53268.9453 | 5320.1913 | 286 | 1105 | 286-989AE | 6.1602 | 2929791.99 | 292610.524 | 453.89 | 1607.0836 | 8.2525 | 29.2197 | 53268.9453 | 5320.1913
286-990AE | 48058.5661 | 5301.5415 | 286 | 1106 | 286-990AE | 2.429 | 2643221.1369 | 291584.7826 | 453.89 | 4075.7895 | 8.2525 | 74.1053 | 48058.5661 | 5301.5415
287-1118 | 72055.665 | 6894.7773 | 287 | 1109 | 287-1118 | 0.3572 | 3963061.5745 | 379212.7542 | 453.89 | 27715.8006 | 8.2525 | 503.9236 | 72055.665 | 6894.7773
287-20 | 46424.1988 | 5966.6754 | 287 | 1111 | 287-20 | 0.66515 | 2553330.933 | 328167.1494 | 453.89 | 14883.8269 | 8.2525 | 270.615 | 46424.1988 | 5966.6754
288-149R | 48500.0014 | 5106.0312 | 288 | 1117 | 288-149R | 4.9129 | 2667500.0777 | 280831.7134 | 453.89 | 2015.1118 | 8.2525 | 36.6384 | 48500.0014 | 5106.0312
288-18 | 52148.1324 | 5276.6904 | 288 | 1118 | 288-18 | 5.6617 | 2868147.2836 | 290217.9724 | 453.89 | 1748.5783 | 8.2525 | 31.7923 | 52148.1324 | 5276.6904
288-2375R | 52911.2496 | 5658.8477 | 288 | 1119 | 288-2375R | 0.26856 | 2910118.7274 | 311236.6211 | 453.89 | 36863.1876 | 8.2525 | 670.2398 | 52911.2496 | 5658.8477
288-2380F | 55405.4452 | 7716.43 | 288 | 1122 | 288-2380F | 1.753 | 3047299.487 | 424403.6473 | 453.89 | 5647.3639 | 8.2525 | 102.6793 | 55405.4452 | 7716.43
289-1559 | 49745.649 | 5192.5308 | 289 | 1123 | 289-1559 | 0.30758 | 2736010.696 | 285589.1961 | 453.89 | 32187.1921 | 8.2525 | 585.2217 | 49745.649 | 5192.5308
289-905AE | 45461.5161 | 5249.1229 | 289 | 1124 | 289-905AE | 2.6644 | 2500383.3881 | 288701.7576 | 453.89 | 3715.6668 | 8.2525 | 67.5576 | 45461.5161 | 5249.1229
289-906AE | 48782.3314 | 5437.5718 | 289 | 1125 | 289-906AE | 2.2544 | 2683028.2274 | 299066.4467 | 453.89 | 4391.4979 | 8.2525 | 79.8454 | 48782.3314 | 5437.5718
289-907 | 50595.5885 | 5448.3535 | 289 | 1126 | 289-907 | 2.107 | 2782757.3668 | 299659.4415 | 453.89 | 4698.6067 | 8.2525 | 85.4292 | 50595.5885 | 5448.3535
295-1201F | 54386.0704 | 5278.7368 | 295 | 1145 | 295-1201F | 0.16193 | 2991233.8729 | 290330.5263 | 453.89 | 61136.8421 | 8.2525 | 1111.5789 | 54386.0704 | 5278.7368
295-1203F | 49896.5446 | 13358.04 | 295 | 1146 | 295-1203F | 0.27273 | 2744309.9531 | 734692.2 | 453.89 | 36300 | 8.2525 | 660 | 49896.5446 | 13358.04
296-66F | 68962.6862 | 7571.9079 | 296 | 1153 | 296-66F | 0.14451 | 3792947.7428 | 416454.9368 | 453.89 | 68508.519 | 8.2525 | 1245.6094 | 68962.6862 | 7571.9079
296-68F | 52096.7266 | 8241.7602 | 296 | 1154 | 296-68F | 1.0314 | 2865319.9631 | 453296.8089 | 453.89 | 9598.2372 | 8.2525 | 174.5134 | 52096.7266 | 8241.7602
297-828AE | 35311.0115 | 5347.1577 | 297 | 1158 | 297-828AE | 1.789 | 1942105.6332 | 294093.6728 | 453.89 | 5533.7709 | 8.2525 | 100.614 | 35311.0115 | 5347.1577
298-384 | 95961.9416 | 27658.9125 | 298 | 1160 | 298-384 | 0.022348 | 5277906.7897 | 1521240.1898 | 453.89 | 442983.0508 | 8.2525 | 8054.2373 | 95961.9416 | 27658.9125
298-42R | 30814.2193 | 5127.9763 | 298 | 1161 | 298-42R | 1.3672 | 1694782.0633 | 282038.6957 | 453.89 | 7240.8921 | 8.2525 | 131.6526 | 30814.2193 | 5127.9763
299-1010AE | 47387.3064 | 5314.3542 | 299 | 1163 | 299-1010AE | 0.23996 | 2606301.8526 | 292289.4788 | 453.89 | 41256.5114 | 8.2525 | 750.1184 | 47387.3064 | 5314.3542
299-1011 | 37543.7521 | 5347.9423 | 299 | 1164 | 299-1011 | 2.8142 | 2064906.3634 | 294136.8286 | 453.89 | 3517.868 | 8.2525 | 63.9612 | 37543.7521 | 5347.9423
299-1153F | 49958.1699 | 5469.0515 | 299 | 1165 | 299-1153F | 0.29905 | 2747699.3454 | 300797.8326 | 453.89 | 33104.4965 | 8.2525 | 601.8999 | 49958.1699 | 5469.0515
299-814AE | 44944.1105 | 5249.5586 | 299 | 1167 | 299-814AE | 2.1013 | 2471926.076 | 288725.7205 | 453.89 | 4711.3114 | 8.2525 | 85.6602 | 44944.1105 | 5249.5586
299-815 | 43631.2006 | 5368.2774 | 299 | 1168 | 299-815 | 2.2472 | 2399716.0356 | 295255.2548 | 453.89 | 4405.5626 | 8.2525 | 80.1011 | 43631.2006 | 5368.2774
300-483F | 19032.6314 | 7138.7161 | 300 | 1169 | 300-483F | 5.4324 | 1046794.7255 | 392629.386 | 453.89 | 1822.4035 | 8.2525 | 33.1346 | 19032.6314 | 7138.7161
300-484F | 33164.9161 | 7400.5434 | 300 | 1170 | 300-484F | 10.4775 | 1824070.3831 | 407029.8885 | 453.89 | 944.8853 | 8.2525 | 17.1797 | 33164.9161 | 7400.5434
303-189AE | 46169.2713 | 5391.245 | 303 | 1172 | 303-189AE | 4.6581 | 2539309.9205 | 296518.4742 | 453.89 | 2125.31 | 8.2525 | 38.642 | 46169.2713 | 5391.245
303-487AE | 40619.6515 | 6008.3717 | 303 | 1173 | 303-487AE | 1.1284 | 2234080.8321 | 330460.4447 | 453.89 | 8773.4139 | 8.2525 | 159.5166 | 40619.6515 | 6008.3717
305-32R | 60948.5594 | 5136.8992 | 305 | 1179 | 305-32R | 7.1309 | 3352170.7688 | 282529.4587 | 453.89 | 1388.3297 | 8.2525 | 25.2424 | 60948.5594 | 5136.8992
305-35R | 59050.7351 | 4989.1439 | 305 | 1180 | 305-35R | 5.5968 | 3247790.4291 | 274402.9139 | 453.89 | 1768.8741 | 8.2525 | 32.1613 | 59050.7351 | 4989.1439
306-961 | 39966.8671 | 7055.2121 | 306 | 1185 | 306-961 | 0.25947 | 2198177.6904 | 388036.668 | 453.89 | 38154.7445 | 8.2525 | 693.7226 | 39966.8671 | 7055.2121
307-1492R | 49334.347 | 5138.0537 | 307 | 1186 | 307-1492R | 1.5487 | 2713389.0828 | 282592.9525 | 453.89 | 6392.5645 | 8.2525 | 116.2284 | 49334.347 | 5138.0537
307-1538F | 65933.7154 | 8316.8128 | 307 | 1187 | 307-1538F | 2.2172 | 3626354.3479 | 457424.7051 | 453.89 | 4465.0209 | 8.2525 | 81.1822 | 65933.7154 | 8316.8128
307-1684R | 64901.3205 | 5132.4029 | 307 | 1188 | 307-1684R | 3.7589 | 3569572.6293 | 282282.1621 | 453.89 | 2633.7482 | 8.2525 | 47.8863 | 64901.3205 | 5132.4029
307-234R | 65229.0446 | 7574.8863 | 307 | 1189 | 307-234R | 4.6394 | 3587597.4515 | 416618.7442 | 453.89 | 2133.8994 | 8.2525 | 38.7982 | 65229.0446 | 7574.8863
308-464 | 28185.3986 | 4966.8278 | 308 | 1190 | 308-464 | 3.7121 | 1550196.9233 | 273175.531 | 453.89 | 2666.9388 | 8.2525 | 48.4898 | 28185.3986 | 4966.8278
308-484AE | 35711.1331 | 5034.8127 | 308 | 1191 | 308-484AE | 4.8674 | 1964112.3214 | 276914.6985 | 453.89 | 2033.93 | 8.2525 | 36.9805 | 35711.1331 | 5034.8127
308-485AE | 34426.4021 | 5135.1561 | 308 | 1192 | 308-485AE | 1.9049 | 1893452.1146 | 282433.587 | 453.89 | 5197.0571 | 8.2525 | 94.4919 | 34426.4021 | 5135.1561
308-486AE | 30634.2491 | 5056.0444 | 308 | 1193 | 308-486AE | 3.7148 | 1684883.6992 | 278082.4427 | 453.89 | 2665.0352 | 8.2525 | 48.4552 | 30634.2491 | 5056.0444
308-563AE | 44230.2909 | 6883.1959 | 308 | 1194 | 308-563AE | 0.99242 | 2432666.0004 | 378575.7722 | 453.89 | 9975.5725 | 8.2525 | 181.374 | 44230.2909 | 6883.1959
309-15F | 36471.1572 | 5211.7823 | 309 | 1196 | 309-15F | 4.058 | 2005913.6487 | 286648.026 | 453.89 | 2439.6528 | 8.2525 | 44.3573 | 36471.1572 | 5211.7823
310-1192F | 49010.1453 | 5308.596 | 310 | 1197 | 310-1192F | 4.6489 | 2695557.9938 | 291972.7801 | 453.89 | 2129.5527 | 8.2525 | 38.7191 | 49010.1453 | 5308.596
310-1194F | 56073.635 | 7833.8613 | 310 | 1199 | 310-1194F | 0.14867 | 3084049.9265 | 430862.3715 | 453.89 | 66588.535 | 8.2525 | 1210.7006 | 56073.635 | 7833.8613
310-718F | 78567.1292 | 5702.2423 | 310 | 1204 | 310-718F | 0.039962 | 4321192.1044 | 313623.3251 | 453.89 | 247734.5972 | 8.2525 | 4504.2654 | 78567.1292 | 5702.2423
310-719F | 46160.4507 | 5385.4534 | 310 | 1205 | 310-719F | 1.6458 | 2538824.7886 | 296199.9352 | 453.89 | 6015.1899 | 8.2525 | 109.3671 | 46160.4507 | 5385.4534
310-9R | 54552.702 | 5378.816 | 310 | 1206 | 310-9R | 0.82102 | 3000398.609 | 295834.88 | 453.89 | 12058.1315 | 8.2525 | 219.2388 | 54552.702 | 5378.816
311-1163F | 30131.0732 | 7482.8494 | 311 | 1209 | 311-1163F | 0.52064 | 1657209.0272 | 411556.7189 | 453.89 | 19014.9145 | 8.2525 | 345.7257 | 30131.0732 | 7482.8494
311-1199 | 54503.7387 | 7832.7477 | 311 | 1210 | 311-1199 | 0.4125 | 2997705.631 | 430801.123 | 453.89 | 24000 | 8.2525 | 436.3636 | 54503.7387 | 7832.7477
311-14R | 41972.0439 | 10641.9484 | 311 | 1211 | 311-14R | 0.57898 | 2308462.4144 | 585307.1647 | 453.89 | 17099.1168 | 8.2525 | 310.893 | 41972.0439 | 10641.9484
311-43 | 72251.0392 | 8005.0294 | 311 | 1212 | 311-43 | 2.0208 | 3973807.1558 | 440276.6176 | 453.89 | 4898.9691 | 8.2525 | 89.0722 | 72251.0392 | 8005.0294
312-14F | 76003.8034 | 13599.3475 | 312 | 1214 | 312-14F | 0.3303 | 4180209.1858 | 747964.1151 | 453.89 | 29972.4771 | 8.2525 | 544.9541 | 76003.8034 | 13599.3475
312-40F | 102765.0008 | 7608.2611 | 312 | 1218 | 312-40F | 0.040152 | 5652075.0425 | 418454.3623 | 453.89 | 246566.0377 | 8.2525 | 4483.0189 | 102765.0008 | 7608.2611
313-548AE | 66774.9879 | 6596.2635 | 313 | 1220 | 313-548AE | 0.069697 | 3672624.3365 | 362794.4913 | 453.89 | 142043.4783 | 8.2525 | 2582.6087 | 66774.9879 | 6596.2635
313-550AE | 50470.837 | 5426.01 | 313 | 1222 | 313-550AE | 0.86572 | 2775896.0325 | 298430.5516 | 453.89 | 11435.5721 | 8.2525 | 207.9195 | 50470.837 | 5426.01
313-920F | 54947.4047 | 5627.4592 | 313 | 1223 | 313-920F | 0.4197 | 3022107.2571 | 309510.2563 | 453.89 | 23588.4477 | 8.2525 | 428.8809 | 54947.4047 | 5627.4592
313-921F | 26040.739 | 5481.8706 | 313 | 1224 | 313-921F | 0.23902 | 1432240.6463 | 301502.8805 | 453.89 | 41419.9683 | 8.2525 | 753.0903 | 26040.739 | 5481.8706
313-923F | 52309.801 | 5311.403 | 313 | 1226 | 313-923F | 1.4034 | 2877039.0529 | 292127.1657 | 453.89 | 7054.251 | 8.2525 | 128.2591 | 52309.801 | 5311.403
314-13F | 26201.9916 | 5032.25 | 314 | 1229 | 314-13F | 0.47273 | 1441109.5354 | 276773.75 | 453.89 | 20942.3077 | 8.2525 | 380.7692 | 26201.9916 | 5032.25
315-1192F | 29658.0642 | 7315.6326 | 315 | 1234 | 315-1192F | 0.39659 | 1631193.5321 | 402359.7903 | 453.89 | 24962.7507 | 8.2525 | 453.8682 | 29658.0642 | 7315.6326
315-485AE | 61243.8048 | 7968.0522 | 315 | 1237 | 315-485AE | 1.5218 | 3368409.2665 | 438242.8733 | 453.89 | 6505.5383 | 8.2525 | 118.2825 | 61243.8048 | 7968.0522
320-1414 | 43540.6962 | 6543.5103 | 320 | 1240 | 320-1414 | 1.7297 | 2394738.2911 | 359893.0691 | 453.89 | 5723.4206 | 8.2525 | 104.0622 | 43540.6962 | 6543.5103
321-1332R | 33773.2647 | 5172.3297 | 321 | 1242 | 321-1332R | 2.8138 | 1857529.559 | 284478.1349 | 453.89 | 3518.3415 | 8.2525 | 63.9698 | 33773.2647 | 5172.3297
321-646 | 36706.3163 | 5199.0563 | 321 | 1243 | 321-646 | 1.2214 | 2018847.397 | 285948.0951 | 453.89 | 8105.4427 | 8.2525 | 147.3717 | 36706.3163 | 5199.0563
321-740AE | 45316.4828 | 5261.151 | 321 | 1244 | 321-740AE | 2.8839 | 2492406.5563 | 289363.3026 | 453.89 | 3432.8495 | 8.2525 | 62.4154 | 45316.4828 | 5261.151
321-741 | 41152.0929 | 5114.4449 | 321 | 1245 | 321-741 | 0.76212 | 2263365.1108 | 281294.4712 | 453.89 | 12990.0596 | 8.2525 | 236.1829 | 41152.0929 | 5114.4449
322-32R | 72273.425 | 5438.6664 | 322 | 1246 | 322-32R | 0.064394 | 3975038.3733 | 299126.6494 | 453.89 | 153741.1765 | 8.2525 | 2795.2941 | 72273.425 | 5438.6664
322-821F | 46829.4008 | 5347.4898 | 322 | 1247 | 322-821F | 5.6044 | 2575617.0446 | 294111.9388 | 453.89 | 1766.4831 | 8.2525 | 32.1179 | 46829.4008 | 5347.4898
322-822F | 49686.5521 | 5452.0034 | 322 | 1248 | 322-822F | 0.46686 | 2732760.3662 | 299860.1892 | 453.89 | 21205.6795 | 8.2525 | 385.5578 | 49686.5521 | 5452.0034
323-1134F | 46777.5211 | 5568.3578 | 323 | 1256 | 323-1134F | 0.7358 | 2572763.6619 | 306259.6794 | 453.89 | 13454.8263 | 8.2525 | 244.6332 | 46777.5211 | 5568.3578
323-471 | 44267.3875 | 5285.5743 | 323 | 1257 | 323-471 | 5.2117 | 2434706.312 | 290706.5878 | 453.89 | 1899.5567 | 8.2525 | 34.5374 | 44267.3875 | 5285.5743
323-472AE | 38893.3061 | 5127.4871 | 323 | 1258 | 323-472AE | 1.2835 | 2139131.8374 | 282011.7886 | 453.89 | 7713.1474 | 8.2525 | 140.239 | 38893.3061 | 5127.4871
325-1220R | 41837.8301 | 5237.1052 | 325 | 1261 | 325-1220R | 10.7873 | 2301080.6574 | 288040.7861 | 453.89 | 917.745 | 8.2525 | 16.6863 | 41837.8301 | 5237.1052
325-1227F | 32730.0691 | 4990.1882 | 325 | 1262 | 325-1227F | 0.24205 | 1800153.802 | 274460.3493 | 453.89 | 40901.4085 | 8.2525 | 743.662 | 32730.0691 | 4990.1882
325-1229F | 38085.907 | 5223.4493 | 325 | 1263 | 325-1229F | 0.75587 | 2094724.8868 | 287289.7127 | 453.89 | 13097.4693 | 8.2525 | 238.1358 | 38085.907 | 5223.4493
325-22R | 43534.8692 | 5384.7621 | 325 | 1264 | 325-22R | 4.4492 | 2394417.8043 | 296161.915 | 453.89 | 2225.0979 | 8.2525 | 40.4563 | 43534.8692 | 5384.7621
325-25 | 46151.5929 | 5237.5558 | 325 | 1265 | 325-25 | 0.65966 | 2538337.6081 | 288065.5669 | 453.89 | 15007.7519 | 8.2525 | 272.8682 | 46151.5929 | 5237.5558
326-26 | 57195.2928 | 10426.0668 | 326 | 1266 | 326-26 | 0.27121 | 3145741.102 | 573433.6749 | 453.89 | 36502.7933 | 8.2525 | 663.6872 | 57195.2928 | 10426.0668
326-35R | 35498.8456 | 5089.8608 | 326 | 1267 | 326-35R | 7.7561 | 1952436.5062 | 279942.3415 | 453.89 | 1276.4212 | 8.2525 | 23.2077 | 35498.8456 | 5089.8608
329-215F | 69706.4461 | 6288.7283 | 329 | 1269 | 329-215F | 0.7339 | 3833854.5328 | 345880.0553 | 453.89 | 13489.5484 | 8.2525 | 245.2645 | 69706.4461 | 6288.7283
329-793F | 42360.4865 | 5308.6082 | 329 | 1270 | 329-793F | 0.40644 | 2329826.7597 | 291973.4531 | 453.89 | 24357.8751 | 8.2525 | 442.8705 | 42360.4865 | 5308.6082
330-44R | 306969.789 | 8162.08 | 330 | 1271 | 330-44R | 0.010227 | 16883338.3944 | 448914.4 | 453.89 | 968000 | 8.2525 | 17600 | 306969.789 | 8162.08
330-810R | 49468.4852 | 5579.8068 | 330 | 1272 | 330-810R | 1.6044 | 2720766.6842 | 306889.3737 | 453.89 | 6170.7 | 8.2525 | 112.1945 | 49468.4852 | 5579.8068
330-8R | 49970.5593 | 5271.4508 | 330 | 1273 | 330-8R | 4.9453 | 2748380.7617 | 289929.796 | 453.89 | 2001.9149 | 8.2525 | 36.3985 | 49970.5593 | 5271.4508
334-21 | 27149.5406 | 4851.3696 | 334 | 1277 | 334-21 | 6.6265 | 1493224.7303 | 266825.3277 | 453.89 | 1493.9979 | 8.2525 | 27.1636 | 27149.5406 | 4851.3696
334-45F | 36239.2022 | 8153.4901 | 334 | 1279 | 334-45F | 0.34261 | 1993156.1194 | 448441.9582 | 453.89 | 28895.5224 | 8.2525 | 525.3731 | 36239.2022 | 8153.4901
340-376F | 41943.321 | 5372.8155 | 340 | 1291 | 340-376F | 1.8955 | 2306882.6556 | 295504.8547 | 453.89 | 5223.0216 | 8.2525 | 94.964 | 41943.321 | 5372.8155
340-378F | 47012.431 | 5081.6524 | 340 | 1292 | 340-378F | 5.6273 | 2585683.7024 | 279490.8842 | 453.89 | 1759.2892 | 8.2525 | 31.9871 | 47012.431 | 5081.6524
341-1155F | 48415.0598 | 5225.9031 | 341 | 1293 | 341-1155F | 2.8739 | 2662828.2894 | 287424.6709 | 453.89 | 3444.8399 | 8.2525 | 62.6335 | 48415.0598 | 5225.9031
341-1157F | 27916.7255 | 5043.8924 | 341 | 1295 | 341-1157F | 1.4369 | 1535419.905 | 277414.0811 | 453.89 | 6889.6797 | 8.2525 | 125.2669 | 27916.7255 | 5043.8924
341-1179 | 31337.3972 | 4977.1717 | 341 | 1296 | 341-1179 | 0.61591 | 1723556.8473 | 273744.4413 | 453.89 | 16073.8007 | 8.2525 | 292.2509 | 31337.3972 | 4977.1717
341-920 | 39954.2346 | 5114.512 | 341 | 1297 | 341-920 | 6.9937 | 2197482.904 | 281298.1576 | 453.89 | 1415.5496 | 8.2525 | 25.7373 | 39954.2346 | 5114.512
342-514F | 48703.5633 | 5255.3844 | 342 | 1298 | 342-514F | 2.1676 | 2678695.9819 | 289046.1425 | 453.89 | 4567.2346 | 8.2525 | 83.0406 | 48703.5633 | 5255.3844
342-521AE | 48181.5196 | 6266.8528 | 342 | 1300 | 342-521AE | 1.4687 | 2649983.5754 | 344676.9021 | 453.89 | 6740.4255 | 8.2525 | 122.5532 | 48181.5196 | 6266.8528
343-20 | 44772.6127 | 5304.5736 | 343 | 1303 | 343-20 | 2.3227 | 2462493.6959 | 291751.5491 | 453.89 | 4262.2309 | 8.2525 | 77.4951 | 44772.6127 | 5304.5736
35-2 | 39953.6591 | 7246.448 | 35 | 1305 | 35-2 | 0.36345 | 2197451.2507 | 398554.6414 | 453.89 | 27239.1871 | 8.2525 | 495.2579 | 39953.6591 | 7246.448
35-297AE | 44724.8723 | 5611.4343 | 35 | 1306 | 35-297AE | 0.30568 | 2459867.9742 | 308628.8892 | 453.89 | 32386.6171 | 8.2525 | 588.8476 | 44724.8723 | 5611.4343
350-2182R | 40880.4509 | 7491.8103 | 350 | 1308 | 350-2182R | 0.41231 | 2248424.8021 | 412049.5654 | 453.89 | 24011.0243 | 8.2525 | 436.5641 | 40880.4509 | 7491.8103
350-2188R | 48036.2075 | 7487.0965 | 350 | 1309 | 350-2188R | 22.0426 | 2641991.4126 | 411790.3071 | 453.89 | 449.13 | 8.2525 | 8.166 | 48036.2075 | 7487.0965
350-2192R | 46883.9734 | 7503.507 | 350 | 1310 | 350-2192R | 31.8587 | 2578618.5377 | 412692.8825 | 453.89 | 310.747 | 8.2525 | 5.6499 | 46883.9734 | 7503.507
350-2196R | 42548.9747 | 7451.7984 | 350 | 1311 | 350-2196R | 34.4453 | 2340193.6066 | 409848.9107 | 453.89 | 287.4125 | 8.2525 | 5.2257 | 42548.9747 | 7451.7984
350-2201R | 42546.4115 | 7453.0915 | 350 | 1312 | 350-2201R | 14.5687 | 2340052.6331 | 409920.0321 | 453.89 | 679.5367 | 8.2525 | 12.3552 | 42546.4115 | 7453.0915
350-41R | 53239.7754 | 7501.3025 | 350 | 1313 | 350-41R | 16.303 | 2928187.6448 | 412571.6389 | 453.89 | 607.2491 | 8.2525 | 11.0409 | 53239.7754 | 7501.3025
351-819R | 47260.266 | 7508.533 | 351 | 1314 | 351-819R | 10.4894 | 2599314.629 | 412969.3163 | 453.89 | 943.8105 | 8.2525 | 17.1602 | 47260.266 | 7508.533
351-871R | 40275.1454 | 7457.7917 | 351 | 1315 | 351-871R | 4.1407 | 2215132.9958 | 410178.5421 | 453.89 | 2390.8887 | 8.2525 | 43.4707 | 40275.1454 | 7457.7917
352-27R | 51779.9303 | 7496.2852 | 352 | 1316 | 352-27R | 13.0331 | 2847896.1677 | 412295.6834 | 453.89 | 759.6018 | 8.2525 | 13.8109 | 51779.9303 | 7496.2852
353-1429R | 68358.7362 | 7804.7425 | 353 | 1317 | 353-1429R | 5.9517 | 3759730.4928 | 429260.8375 | 453.89 | 1663.389 | 8.2525 | 30.2434 | 68358.7362 | 7804.7425
353-593F | 57815.9176 | 7509.0387 | 353 | 1318 | 353-593F | 2.0775 | 3179875.4674 | 412997.128 | 453.89 | 4765.4298 | 8.2525 | 86.6442 | 57815.9176 | 7509.0387
353-594F | 43392.3728 | 7387.1663 | 353 | 1319 | 353-594F | 1.221 | 2386580.5027 | 406294.1473 | 453.89 | 8107.9572 | 8.2525 | 147.4174 | 43392.3728 | 7387.1663
353-900F | 64464.9572 | 8229.0834 | 353 | 1320 | 353-900F | 1.0098 | 3545572.647 | 452599.5846 | 453.89 | 9803.4509 | 8.2525 | 178.2446 | 64464.9572 | 8229.0834
353-901F | 56545.0747 | 8013.265 | 353 | 1321 | 353-901F | 2.3892 | 3109979.1077 | 440729.577 | 453.89 | 4143.6385 | 8.2525 | 75.3389 | 56545.0747 | 8013.265
353-902F | 40933.5676 | 8275.6602 | 353 | 1322 | 353-902F | 0.57917 | 2251346.2187 | 455161.3112 | 453.89 | 17093.5252 | 8.2525 | 310.7914 | 40933.5676 | 8275.6602
353-904R | 47336.654 | 7516.9998 | 353 | 1323 | 353-904R | 7.0653 | 2603515.9692 | 413434.9889 | 453.89 | 1401.2063 | 8.2525 | 25.4765 | 47336.654 | 7516.9998
354-1706R | 43593.9022 | 7497.297 | 354 | 1324 | 354-1706R | 17.0706 | 2397664.6197 | 412351.3323 | 453.89 | 579.943 | 8.2525 | 10.5444 | 43593.9022 | 7497.297
354-24AE | 43387.8442 | 7816.4838 | 354 | 1325 | 354-24AE | 3.4697 | 2386331.4293 | 429906.6092 | 453.89 | 2853.2751 | 8.2525 | 51.8777 | 43387.8442 | 7816.4838
355-41R | 60870.7904 | 7670.0038 | 355 | 1326 | 355-41R | 4.728 | 3347893.4719 | 421850.2102 | 453.89 | 2093.8952 | 8.2525 | 38.0708 | 60870.7904 | 7670.0038
355-65R | 394422.4639 | 10277.472 | 355 | 1327 | 355-65R | 0.0075758 | 21693235.5154 | 565260.96 | 453.89 | 1306800 | 8.2525 | 23760 | 394422.4639 | 10277.472
355-6R | 71367.0425 | 7928.8379 | 355 | 1328 | 355-6R | 1.2307 | 3925187.3379 | 436086.0848 | 453.89 | 8044.3213 | 8.2525 | 146.2604 | 71367.0425 | 7928.8379
356-16R | 54531.6455 | 7698.2443 | 356 | 1329 | 356-16R | 4.3428 | 2999240.5017 | 423403.437 | 453.89 | 2279.6337 | 8.2525 | 41.4479 | 54531.6455 | 7698.2443
356-19R | 45032.8926 | 7559.8853 | 356 | 1330 | 356-19R | 18.8011 | 2476809.0925 | 415793.6924 | 453.89 | 526.5639 | 8.2525 | 9.5739 | 45032.8926 | 7559.8853
356-30AE | 50869.644 | 7671.2086 | 356 | 1331 | 356-30AE | 14.6992 | 2797830.4188 | 421916.4723 | 453.89 | 673.5041 | 8.2525 | 12.2455 | 50869.644 | 7671.2086
357-1147R | 58169.9173 | 7619.7882 | 357 | 1332 | 357-1147R | 0.74356 | 3199345.4497 | 419088.3488 | 453.89 | 13314.3148 | 8.2525 | 242.0785 | 58169.9173 | 7619.7882
357-1299R | 26792.6933 | 7386.1328 | 357 | 1333 | 357-1299R | 2.6642 | 1473598.13 | 406237.3038 | 453.89 | 3715.9309 | 8.2525 | 67.5624 | 26792.6933 | 7386.1328
357-2047F | 56374.3569 | 7932.9334 | 357 | 1334 | 357-2047F | 0.29792 | 3100589.6291 | 436311.3392 | 453.89 | 33230.7692 | 8.2525 | 604.1958 | 56374.3569 | 7932.9334
357-2049F | 53398.1933 | 7593.1192 | 357 | 1336 | 357-2049F | 5.6208 | 2936900.6328 | 417621.5556 | 453.89 | 1761.3047 | 8.2525 | 32.0237 | 53398.1933 | 7593.1192
357-45R | 54496.7637 | 7669.0671 | 357 | 1337 | 357-45R | 9.6792 | 2997322.0026 | 421798.6891 | 453.89 | 1022.8153 | 8.2525 | 18.5966 | 54496.7637 | 7669.0671
357-50R | 61064.2339 | 7692.0226 | 357 | 1338 | 357-50R | 8.6547 | 3358532.8621 | 423061.2419 | 453.89 | 1143.8825 | 8.2525 | 20.7979 | 61064.2339 | 7692.0226
357-750R | 54282.2125 | 7660.722 | 357 | 1339 | 357-750R | 7.1746 | 2985521.6896 | 421339.7109 | 453.89 | 1379.8638 | 8.2525 | 25.0884 | 54282.2125 | 7660.722
358-1175F | 62717.0735 | 7737.6594 | 358 | 1340 | 358-1175F | 0.28523 | 3449439.0449 | 425571.2685 | 453.89 | 34709.1633 | 8.2525 | 631.0757 | 62717.0735 | 7737.6594
358-33 | 66774.5912 | 7576.9791 | 358 | 1343 | 358-33 | 0.42405 | 3672602.5174 | 416733.8506 | 453.89 | 23346.1367 | 8.2525 | 424.4752 | 66774.5912 | 7576.9791
358-682F | 39782.6027 | 7527.9732 | 358 | 1349 | 358-682F | 10.4532 | 2188043.1465 | 414038.5279 | 453.89 | 947.0766 | 8.2525 | 17.2196 | 39782.6027 | 7527.9732
361-45R | 50896.9675 | 5422.8258 | 361 | 1361 | 361-45R | 1.5256 | 2799333.2144 | 298255.4208 | 453.89 | 6489.3855 | 8.2525 | 117.9888 | 50896.9675 | 5422.8258
361-684F | 40427.2317 | 4965.9295 | 361 | 1362 | 361-684F | 0.31534 | 2223497.741 | 273126.1232 | 453.89 | 31394.5946 | 8.2525 | 570.8108 | 40427.2317 | 4965.9295
361-686F | 54733.9726 | 5481.0231 | 361 | 1364 | 361-686F | 1.6004 | 3010368.4949 | 301456.2679 | 453.89 | 6186.0355 | 8.2525 | 112.4734 | 54733.9726 | 5481.0231
362-40F | 58893.3293 | 5548.7852 | 362 | 1365 | 362-40F | 0.40189 | 3239133.109 | 305183.1872 | 453.89 | 24633.3648 | 8.2525 | 447.8794 | 58893.3293 | 5548.7852
362-47F | 42842.3565 | 5091.8767 | 362 | 1367 | 362-47F | 7.757 | 2356329.6052 | 280053.218 | 453.89 | 1276.2654 | 8.2525 | 23.2048 | 42842.3565 | 5091.8767
363-25 | 81643.1781 | 7459.4402 | 363 | 1370 | 363-25 | 0.13674 | 4490374.7929 | 410269.2122 | 453.89 | 72398.892 | 8.2525 | 1316.3435 | 81643.1781 | 7459.4402
364-36 | 53136.9556 | 5541.6447 | 364 | 1372 | 364-36 | 3.6059 | 2922532.5598 | 304790.4566 | 453.89 | 2745.5223 | 8.2525 | 49.9186 | 53136.9556 | 5541.6447
364-49R | 44770.0881 | 5217.622 | 364 | 1373 | 364-49R | 4.9159 | 2462354.845 | 286969.2083 | 453.89 | 2013.8696 | 8.2525 | 36.6158 | 44770.0881 | 5217.622
365-28AE | 49849.3566 | 5093.3479 | 365 | 1374 | 365-28AE | 0.51705 | 2741714.6147 | 280134.1327 | 453.89 | 19147.2527 | 8.2525 | 348.1319 | 49849.3566 | 5093.3479
365-34R | 52227.8941 | 5370.5315 | 365 | 1375 | 365-34R | 2.1945 | 2872534.1752 | 295379.2325 | 453.89 | 4511.2626 | 8.2525 | 82.023 | 52227.8941 | 5370.5315
365-648R | 57469.0479 | 5328.9305 | 365 | 1376 | 365-648R | 1.5411 | 3160797.633 | 293091.1799 | 453.89 | 6423.9892 | 8.2525 | 116.7998 | 57469.0479 | 5328.9305
366-48 | 54538.4339 | 5550.9342 | 366 | 1378 | 366-48 | 1.4131 | 2999613.863 | 305301.3829 | 453.89 | 7006.0314 | 8.2525 | 127.3824 | 54538.4339 | 5550.9342
366-559 | 69889.5636 | 5866.0942 | 366 | 1379 | 366-559 | 0.45606 | 3843925.9974 | 322635.1821 | 453.89 | 21707.6412 | 8.2525 | 394.6844 | 69889.5636 | 5866.0942
368-1054F | 57275.8445 | 8834.3015 | 368 | 1380 | 368-1054F | 0.20985 | 3150171.4468 | 485886.5834 | 453.89 | 47176.8953 | 8.2525 | 857.7617 | 57275.8445 | 8834.3015
368-1057F | 40587.7309 | 4949.0437 | 368 | 1382 | 368-1057F | 0.94186 | 2232325.2013 | 272197.4062 | 453.89 | 10511.1603 | 8.2525 | 191.112 | 40587.7309 | 4949.0437
368-21AE | 53899.018 | 5378.3826 | 368 | 1384 | 368-21AE | 1.6206 | 2964445.9909 | 295811.0426 | 453.89 | 6108.6829 | 8.2525 | 111.067 | 53899.018 | 5378.3826
368-24 | 48338.8073 | 5257.1226 | 368 | 1385 | 368-24 | 3.3941 | 2658634.4024 | 289141.7409 | 453.89 | 2916.8015 | 8.2525 | 53.0328 | 48338.8073 | 5257.1226
368-403F | 62556.1467 | 5564.1455 | 368 | 1387 | 368-403F | 0.20057 | 3440588.0665 | 306028.0023 | 453.89 | 49359.7734 | 8.2525 | 897.4504 | 62556.1467 | 5564.1455
374-708R | 45739.6705 | 5119.7007 | 374 | 1394 | 374-708R | 1.0019 | 2515681.8763 | 281583.5412 | 453.89 | 9881.2854 | 8.2525 | 179.6597 | 45739.6705 | 5119.7007
376-491R | 26647.3453 | 5387.561 | 376 | 1395 | 376-491R | 2.8812 | 1465603.9899 | 296315.8525 | 453.89 | 3436.0087 | 8.2525 | 62.4729 | 26647.3453 | 5387.561
376-527AE | 79185.8826 | 6284.8794 | 376 | 1397 | 376-527AE | 0.051894 | 4355223.5408 | 345668.3679 | 453.89 | 190773.7226 | 8.2525 | 3468.6131 | 79185.8826 | 6284.8794
38-11 | 41995.6344 | 5252.3235 | 38 | 1399 | 38-11 | 4.7847 | 2309759.8932 | 288877.7912 | 453.89 | 2069.1129 | 8.2525 | 37.6202 | 41995.6344 | 5252.3235
380-27 | 41364.0768 | 5321.3806 | 380 | 1404 | 380-27 | 6.9646 | 2275024.2221 | 292675.9332 | 453.89 | 1421.4777 | 8.2525 | 25.845 | 41364.0768 | 5321.3806
381-450F | 32818.1282 | 4935.4585 | 381 | 1405 | 381-450F | 0.24375 | 1804997.0497 | 271450.2154 | 453.89 | 40615.3846 | 8.2525 | 738.4615 | 32818.1282 | 4935.4585
381-451F | 26544.2794 | 5081.7299 | 381 | 1406 | 381-451F | 3.2216 | 1459935.3671 | 279495.1424 | 453.89 | 3073.0159 | 8.2525 | 55.873 | 26544.2794 | 5081.7299
381-48 | 49387.3802 | 5860.209 | 381 | 1409 | 381-48 | 1.2981 | 2716305.9093 | 322311.4962 | 453.89 | 7626.4955 | 8.2525 | 138.6636 | 49387.3802 | 5860.209
381-49 | 258358.6005 | 17777.12 | 381 | 1410 | 381-49 | 0.0083333 | 14209723.03 | 977741.6 | 453.89 | 1188000 | 8.2525 | 21600 | 258358.6005 | 17777.12
386-25R | 42254.0288 | 5538.6008 | 386 | 1422 | 386-25R | 1.6061 | 2323971.585 | 304623.0415 | 453.89 | 6164.1509 | 8.2525 | 112.0755 | 42254.0288 | 5538.6008
387-11 | 36153.4501 | 5131.3574 | 387 | 1423 | 387-11 | 9.2555 | 1988439.7533 | 282224.6594 | 453.89 | 1069.6351 | 8.2525 | 19.4479 | 36153.4501 | 5131.3574
387-15 | 28774.6376 | 6117.275 | 387 | 1424 | 387-15 | 6.3288 | 1582605.0667 | 336450.1229 | 453.89 | 1564.2806 | 8.2525 | 28.4415 | 28774.6376 | 6117.275
390-15 | 38636.823 | 5413.3084 | 390 | 1429 | 390-15 | 0.85436 | 2125025.2652 | 297731.9626 | 453.89 | 11587.6746 | 8.2525 | 210.685 | 38636.823 | 5413.3084
390-18 | 33152.9372 | 5087.2053 | 390 | 1431 | 390-18 | 2.908 | 1823411.5458 | 279796.2889 | 453.89 | 3404.4549 | 8.2525 | 61.8992 | 33152.9372 | 5087.2053
390-346AE | 29810.9254 | 5125.528 | 390 | 1432 | 390-346AE | 1.1655 | 1639600.8961 | 281904.0419 | 453.89 | 8493.9877 | 8.2525 | 154.4361 | 29810.9254 | 5125.528
392-23F | 32221.0522 | 5278.8701 | 392 | 1435 | 392-23F | 2.0432 | 1772157.871 | 290337.8567 | 453.89 | 4845.3838 | 8.2525 | 88.0979 | 32221.0522 | 5278.8701
393-14R | 45893.2534 | 7266.9553 | 393 | 1436 | 393-14R | 2.068 | 2524128.9385 | 399682.5413 | 453.89 | 4787.2516 | 8.2525 | 87.0409 | 45893.2534 | 7266.9553
394-422F | 40151.9534 | 5572.2381 | 394 | 1440 | 394-422F | 0.87083 | 2208357.4384 | 306473.0947 | 453.89 | 11368.4211 | 8.2525 | 206.6986 | 40151.9534 | 5572.2381
395-33R | 38410.5105 | 6329.6917 | 395 | 1441 | 395-33R | 0.54905 | 2112578.0775 | 348133.0451 | 453.89 | 18031.0452 | 8.2525 | 327.8372 | 38410.5105 | 6329.6917
396-699R | 53209.9041 | 7322.284 | 396 | 1442 | 396-699R | 20.5477 | 2926544.7246 | 402725.6197 | 453.89 | 481.8051 | 8.2525 | 8.7601 | 53209.9041 | 7322.284
397-39R | 41476.4671 | 5389.3234 | 397 | 1443 | 397-39R | 0.77538 | 2281205.6903 | 296412.7859 | 453.89 | 12767.9531 | 8.2525 | 232.1446 | 41476.4671 | 5389.3234
397-550F | 46997.792 | 5322.5486 | 397 | 1446 | 397-550F | 2.3824 | 2584878.562 | 292740.1704 | 453.89 | 4155.4973 | 8.2525 | 75.5545 | 46997.792 | 5322.5486
400-1019 | 32053.1827 | 5045.2323 | 400 | 1456 | 400-1019 | 7.0894 | 1762925.0502 | 277487.7754 | 453.89 | 1396.4522 | 8.2525 | 25.39 | 32053.1827 | 5045.2323
401-39R | 34348.1163 | 6495.3577 | 401 | 1457 | 401-39R | 0.59015 | 1889146.3977 | 357244.6757 | 453.89 | 16775.353 | 8.2525 | 305.0064 | 34348.1163 | 6495.3577
401-684R | 93381.7186 | 7802.6933 | 401 | 1458 | 401-684R | 0.051326 | 5135994.5254 | 429148.1313 | 453.89 | 192885.6089 | 8.2525 | 3507.0111 | 93381.7186 | 7802.6933
402-30AE | 44746.9884 | 5571.3129 | 402 | 1463 | 402-30AE | 2.7824 | 2461084.3617 | 306422.2105 | 453.89 | 3558.0968 | 8.2525 | 64.6927 | 44746.9884 | 5571.3129
402-819F | 87894.677 | 6179.1886 | 402 | 1465 | 402-819F | 0.047727 | 4834207.2362 | 339855.3714 | 453.89 | 207428.5714 | 8.2525 | 3771.4286 | 87894.677 | 6179.1886
402-820F | 44448.2892 | 5055.3783 | 402 | 1466 | 402-820F | 1.2064 | 2444655.9065 | 278045.8057 | 453.89 | 8205.9655 | 8.2525 | 149.1994 | 44448.2892 | 5055.3783
403-11F | 55725.5266 | 6046.6849 | 403 | 1468 | 403-11F | 0.058712 | 3064903.965 | 332567.6697 | 453.89 | 168619.3548 | 8.2525 | 3065.8065 | 55725.5266 | 6046.6849
403-15F | 53888.9023 | 6449.7879 | 403 | 1470 | 403-15F | 0.21288 | 2963889.6243 | 354738.3345 | 453.89 | 46505.3381 | 8.2525 | 845.5516 | 53888.9023 | 6449.7879
403-9F | 28509.0499 | 4934.1893 | 403 | 1471 | 403-9F | 0.49299 | 1567997.7448 | 271380.4109 | 453.89 | 20081.4445 | 8.2525 | 365.1172 | 28509.0499 | 4934.1893
404-6AE | 52828.7284 | 6025.9472 | 404 | 1473 | 404-6AE | 1.357 | 2905580.0631 | 331427.0984 | 453.89 | 7295.4641 | 8.2525 | 132.6448 | 52828.7284 | 6025.9472
409-1155R | 41137.631 | 5231.9978 | 409 | 1481 | 409-1155R | 2.4814 | 2262569.7029 | 287759.8804 | 453.89 | 3989.6199 | 8.2525 | 72.5385 | 41137.631 | 5231.9978
409-38R | 45471.781 | 5549.502 | 409 | 1482 | 409-38R | 1.7318 | 2500947.9575 | 305222.6126 | 453.89 | 5716.5354 | 8.2525 | 103.937 | 45471.781 | 5549.502
41-43 | 42792.021 | 5223.1401 | 41 | 1483 | 41-43 | 6.6045 | 2353561.1566 | 287272.7068 | 453.89 | 1498.9677 | 8.2525 | 27.254 | 42792.021 | 5223.1401
41-44AE | 50017.0353 | 5799.8812 | 41 | 1484 | 41-44AE | 1.4348 | 2750936.9403 | 318993.4674 | 453.89 | 6899.6832 | 8.2525 | 125.4488 | 50017.0353 | 5799.8812
410-50R | 41021.2469 | 5258.3389 | 410 | 1485 | 410-50R | 8.3483 | 2256168.5808 | 289208.637 | 453.89 | 1185.8708 | 8.2525 | 21.5613 | 41021.2469 | 5258.3389
411-1873R | 56201.0568 | 7610.5332 | 411 | 1486 | 411-1873R | 6.7498 | 3091058.125 | 418579.325 | 453.89 | 1466.7078 | 8.2525 | 26.6674 | 56201.0568 | 7610.5332
411-30R | 53888.9981 | 7656.9306 | 411 | 1487 | 411-30R | 17.7117 | 2963894.8962 | 421131.184 | 453.89 | 558.9512 | 8.2525 | 10.1627 | 53888.9981 | 7656.9306
411-47R | 35757.176 | 5672.6192 | 411 | 1488 | 411-47R | 10.8545 | 1966644.6806 | 311994.055 | 453.89 | 912.0603 | 8.2525 | 16.5829 | 35757.176 | 5672.6192
412-23AE | 40238.741 | 5548.3347 | 412 | 1489 | 412-23AE | 0.67008 | 2213130.754 | 305158.4109 | 453.89 | 14774.4488 | 8.2525 | 268.6263 | 40238.741 | 5548.3347
415-1237R | 37933.1412 | 5141.9416 | 415 | 1490 | 415-1237R | 5.3424 | 2086322.7675 | 282806.7874 | 453.89 | 1853.0913 | 8.2525 | 33.6926 | 37933.1412 | 5141.9416
415-33 | 38166.0675 | 5176.2399 | 415 | 1491 | 415-33 | 5.6583 | 2099133.712 | 284693.1935 | 453.89 | 1749.6318 | 8.2525 | 31.8115 | 38166.0675 | 5176.2399
416-21 | 47190.1506 | 5498.2268 | 416 | 1492 | 416-21 | 1.3235 | 2595458.2838 | 302402.4746 | 453.89 | 7480.2519 | 8.2525 | 136.0046 | 47190.1506 | 5498.2268
416-29AE | 58821.5544 | 6672.2848 | 416 | 1493 | 416-29AE | 0.23788 | 3235185.4944 | 366975.6662 | 453.89 | 41617.8344 | 8.2525 | 756.6879 | 58821.5544 | 6672.2848
416-35F | 47925.5056 | 5479.2557 | 416 | 1494 | 416-35F | 0.56648 | 2635902.8054 | 301359.0628 | 453.89 | 17476.4293 | 8.2525 | 317.7533 | 47925.5056 | 5479.2557
416-37F | 47808.8372 | 5718.678 | 416 | 1495 | 416-37F | 0.64242 | 2629486.0445 | 314527.291 | 453.89 | 15410.3774 | 8.2525 | 280.1887 | 47808.8372 | 5718.678
417-21R | 39236.0576 | 5156.2351 | 417 | 1496 | 417-21R | 5.2485 | 2157983.1668 | 283592.9314 | 453.89 | 1886.2587 | 8.2525 | 34.2956 | 39236.0576 | 5156.2351
417-41 | 62460.8901 | 5185.7851 | 417 | 1497 | 417-41 | 0.054356 | 3435348.9536 | 285218.1798 | 453.89 | 182132.4042 | 8.2525 | 3311.4983 | 62460.8901 | 5185.7851
417-44AE | 44554.6909 | 6151.1892 | 417 | 1498 | 417-44AE | 0.41307 | 2450508.002 | 338315.4069 | 453.89 | 23966.9876 | 8.2525 | 435.7634 | 44554.6909 | 6151.1892
417-791AE | 43196.478 | 5526.2847 | 417 | 1499 | 417-791AE | 1.2926 | 2375806.2906 | 303945.6563 | 453.89 | 7658.9011 | 8.2525 | 139.2527 | 43196.478 | 5526.2847
418-1260 | 34563.8115 | 5098.2509 | 418 | 1500 | 418-1260 | 1.3962 | 1901009.6318 | 280403.7992 | 453.89 | 7090.6131 | 8.2525 | 128.9202 | 34563.8115 | 5098.2509
418-25R | 43664.4325 | 5459.186 | 418 | 1501 | 418-25R | 2.2112 | 2401543.7895 | 300255.2282 | 453.89 | 4477.2591 | 8.2525 | 81.4047 | 43664.4325 | 5459.186
42-46 | 32145.9839 | 5014.3635 | 42 | 1502 | 42-46 | 17.4892 | 1768029.1153 | 275789.9948 | 453.89 | 566.0635 | 8.2525 | 10.2921 | 32145.9839 | 5014.3635
43-443 | 86339.2068 | 6921.9406 | 43 | 1566 | 43-443 | 0.070644 | 4748656.3739 | 380706.7324 | 453.89 | 140139.4102 | 8.2525 | 2547.9893 | 86339.2068 | 6921.9406
43-445 | 43104.0681 | 5310.895 | 43 | 1568 | 43-445 | 6.5723 | 2370723.7453 | 292099.2257 | 453.89 | 1506.3109 | 8.2525 | 27.3875 | 43104.0681 | 5310.895
43-475F | 144704.0731 | 17468.1084 | 43 | 1570 | 43-475F | 0.017614 | 7958724.0208 | 960745.9613 | 453.89 | 562064.5161 | 8.2525 | 10219.3548 | 144704.0731 | 17468.1084
430-321AE | 85021.0071 | 9389.4158 | 430 | 1571 | 430-321AE | 0.1678 | 4676155.392 | 516417.8691 | 453.89 | 58997.7427 | 8.2525 | 1072.6862 | 85021.0071 | 9389.4158
430-42F | 45947.456 | 5409.2273 | 430 | 1572 | 430-42F | 2.2852 | 2527110.0823 | 297507.5031 | 453.89 | 4332.173 | 8.2525 | 78.7668 | 45947.456 | 5409.2273
430-639 | 44818.0218 | 5250.261 | 430 | 1573 | 430-639 | 1.4557 | 2464991.1978 | 288764.3541 | 453.89 | 6800.9368 | 8.2525 | 123.6534 | 44818.0218 | 5250.261
431-46AE | 50014.6342 | 5380.6048 | 431 | 1574 | 431-46AE | 2.1534 | 2750804.8799 | 295933.2635 | 453.89 | 4597.3615 | 8.2525 | 83.5884 | 50014.6342 | 5380.6048
431-474 | 48757.3479 | 5420.2145 | 431 | 1575 | 431-474 | 0.9697 | 2681654.1341 | 298111.7975 | 453.89 | 10209.375 | 8.2525 | 185.625 | 48757.3479 | 5420.2145
431-478 | 59939.0892 | 5872.4979 | 431 | 1576 | 431-478 | 0.77557 | 3296649.907 | 322987.3864 | 453.89 | 12764.8352 | 8.2525 | 232.0879 | 59939.0892 | 5872.4979
431-48AE | 59032.6267 | 5453.3986 | 431 | 1577 | 431-48AE | 0.62841 | 3246794.4667 | 299936.9244 | 453.89 | 15754.0687 | 8.2525 | 286.4376 | 59032.6267 | 5453.3986
431-550 | 51799.2375 | 5456.231 | 431 | 1579 | 431-550 | 2.0879 | 2848958.065 | 300092.7067 | 453.89 | 4741.6546 | 8.2525 | 86.2119 | 51799.2375 | 5456.231
434-301 | 67034.6781 | 6086.5586 | 434 | 1588 | 434-301 | 0.60379 | 3686907.2936 | 334760.7227 | 453.89 | 16396.4868 | 8.2525 | 298.1179 | 67034.6781 | 6086.5586
438-45 | 63944.2869 | 6325.8996 | 438 | 1606 | 438-45 | 0.46629 | 3516935.779 | 347924.4777 | 453.89 | 21231.5191 | 8.2525 | 386.0276 | 63944.2869 | 6325.8996
439-42F | 205214.479 | 7046.815 | 439 | 1610 | 439-42F | 0.057386 | 11286796.3465 | 387574.8277 | 453.89 | 172514.8515 | 8.2525 | 3136.6337 | 205214.479 | 7046.815
44-1101F | 47377.1617 | 5448.4942 | 44 | 1614 | 44-1101F | 1.3008 | 2605743.8933 | 299667.179 | 453.89 | 7610.9493 | 8.2525 | 138.3809 | 47377.1617 | 5448.4942
44-40AE | 41348.7028 | 5657.3352 | 44 | 1616 | 44-40AE | 0.79318 | 2274178.6542 | 311153.4384 | 453.89 | 12481.3754 | 8.2525 | 226.9341 | 41348.7028 | 5657.3352
44-41 | 56605.2771 | 5541.4849 | 44 | 1617 | 44-41 | 0.53447 | 3113290.2426 | 304781.6697 | 453.89 | 18523.0333 | 8.2525 | 336.7824 | 56605.2771 | 5541.4849
44-42 | 48662.1114 | 5780.2179 | 44 | 1618 | 44-42 | 0.72841 | 2676416.1247 | 317911.985 | 453.89 | 13591.2637 | 8.2525 | 247.1139 | 48662.1114 | 5780.2179
441-23R | 34260.2976 | 7389.9726 | 441 | 1619 | 441-23R | 5.1261 | 1884316.3668 | 406448.4906 | 453.89 | 1931.2791 | 8.2525 | 35.1142 | 34260.2976 | 7389.9726
441-279R | 33327.9404 | 7500.3593 | 441 | 1620 | 441-279R | 2.1595 | 1833036.7232 | 412519.7594 | 453.89 | 4584.4589 | 8.2525 | 83.3538 | 33327.9404 | 7500.3593
441-27R | 27976.3885 | 7399.8155 | 441 | 1621 | 441-27R | 7.3795 | 1538701.3661 | 406989.8513 | 453.89 | 1341.546 | 8.2525 | 24.3917 | 27976.3885 | 7399.8155
441-30R | 28438.914 | 7408.5373 | 441 | 1622 | 441-30R | 5.7333 | 1564140.2726 | 407469.5511 | 453.89 | 1726.7442 | 8.2525 | 31.3953 | 28438.914 | 7408.5373
442-16R | 37853.0875 | 7396.7245 | 442 | 1623 | 442-16R | 10.6841 | 2081919.8124 | 406819.8488 | 453.89 | 926.6114 | 8.2525 | 16.8475 | 37853.0875 | 7396.7245
442-46R | 154339.7749 | 9474.385 | 442 | 1628 | 442-46R | 0.055682 | 8488687.6176 | 521091.1768 | 453.89 | 177795.9184 | 8.2525 | 3232.6531 | 154339.7749 | 9474.385
442-509R | 52241.15 | 7513.1388 | 442 | 1629 | 442-509R | 3.7778 | 2873263.2518 | 413222.6349 | 453.89 | 2620.5444 | 8.2525 | 47.6463 | 52241.15 | 7513.1388
442-525 | 58199.7206 | 7572.9659 | 442 | 1630 | 442-525 | 2.8098 | 3200984.6352 | 416513.1257 | 453.89 | 3523.3217 | 8.2525 | 64.0604 | 58199.7206 | 7572.9659
442-728R | 48751.2839 | 7627.7217 | 442 | 1631 | 442-728R | 15.4341 | 2681320.6122 | 419524.6913 | 453.89 | 641.4372 | 8.2525 | 11.6625 | 48751.2839 | 7627.7217
442-729 | 27827.6016 | 7712.4773 | 442 | 1632 | 442-729 | 2.7652 | 1530518.0886 | 424186.2516 | 453.89 | 3580.274 | 8.2525 | 65.0959 | 27827.6016 | 7712.4773
442-758F | 34165.3145 | 7753.4069 | 442 | 1633 | 442-758F | 1.1019 | 1879092.2988 | 426437.3792 | 453.89 | 8984.5308 | 8.2525 | 163.3551 | 34165.3145 | 7753.4069
442-764R | 45811.7756 | 5016.6061 | 442 | 1634 | 442-764R | 2.0108 | 2519647.658 | 275913.3341 | 453.89 | 4923.4247 | 8.2525 | 89.5168 | 45811.7756 | 5016.6061
442-780 | 83400.135 | 8218.6944 | 442 | 1635 | 442-780 | 0.57235 | 4587007.4255 | 452028.1893 | 453.89 | 17297.1542 | 8.2525 | 314.4937 | 83400.135 | 8218.6944
443-218R | 21405.7662 | 4827.8477 | 443 | 1637 | 443-218R | 1.4956 | 1177317.1386 | 265531.6235 | 453.89 | 6619.2225 | 8.2525 | 120.3495 | 21405.7662 | 4827.8477
444-15R | 22601.0974 | 6849.2805 | 444 | 1638 | 444-15R | 8.3509 | 1243060.3578 | 376710.4268 | 453.89 | 1185.4943 | 8.2525 | 21.5544 | 22601.0974 | 6849.2805
444-43R | 27846.0825 | 7382.3372 | 444 | 1639 | 444-43R | 20.6062 | 1531534.5377 | 406028.5483 | 453.89 | 480.4368 | 8.2525 | 8.7352 | 27846.0825 | 7382.3372
444-9R | 47919.4182 | 7475.7508 | 444 | 1640 | 444-9R | 14.6246 | 2635568.0015 | 411166.2931 | 453.89 | 676.9406 | 8.2525 | 12.308 | 47919.4182 | 7475.7508
445-1311R | 38017.8646 | 7474.6378 | 445 | 1641 | 445-1311R | 13.2994 | 2090982.5539 | 411105.0799 | 453.89 | 744.3927 | 8.2525 | 13.5344 | 38017.8646 | 7474.6378
445-1315 | 68165.0598 | 7596.1681 | 445 | 1642 | 445-1315 | 0.080871 | 3749078.2905 | 417789.2431 | 453.89 | 122416.8618 | 8.2525 | 2225.7611 | 68165.0598 | 7596.1681
445-1323 | 52160.5725 | 7798.6069 | 445 | 1646 | 445-1323 | 0.19716 | 2868831.488 | 428923.3795 | 453.89 | 50213.2565 | 8.2525 | 912.9683 | 52160.5725 | 7798.6069
445-1325F | 27975.5421 | 7430.5149 | 445 | 1648 | 445-1325F | 11.7129 | 1538654.8163 | 408678.318 | 453.89 | 845.2235 | 8.2525 | 15.3677 | 27975.5421 | 7430.5149
445-17R | 37091.5326 | 7537.491 | 445 | 1651 | 445-17R | 3.4055 | 2040034.2929 | 414562.0034 | 453.89 | 2907.0686 | 8.2525 | 52.8558 | 37091.5326 | 7537.491
445-18R | 33089.8882 | 7429.2999 | 445 | 1652 | 445-18R | 24.8581 | 1819943.8502 | 408611.4928 | 453.89 | 398.2598 | 8.2525 | 7.2411 | 33089.8882 | 7429.2999
445-19R | 30302.1394 | 7465.8386 | 445 | 1653 | 445-19R | 11.3089 | 1666617.6659 | 410621.1244 | 453.89 | 875.4166 | 8.2525 | 15.9167 | 30302.1394 | 7465.8386
445-39R | 37624.7708 | 7580.081 | 445 | 1654 | 445-39R | 8.4979 | 2069362.3958 | 416904.4524 | 453.89 | 1164.9914 | 8.2525 | 21.1817 | 37624.7708 | 7580.081
445-894R | 29141.7362 | 7450.2472 | 445 | 1655 | 445-894R | 26.8623 | 1602795.4913 | 409763.5976 | 453.89 | 368.5461 | 8.2525 | 6.7008 | 29141.7362 | 7450.2472
445-897R | 35441.067 | 7528.5771 | 445 | 1656 | 445-897R | 1.0659 | 1949258.6849 | 414071.7432 | 453.89 | 9287.8465 | 8.2525 | 168.8699 | 35441.067 | 7528.5771
448-1196F | 144071.8923 | 8271.9106 | 448 | 1657 | 448-1196F | 0.038636 | 7923954.0764 | 454955.0824 | 453.89 | 256235.2941 | 8.2525 | 4658.8235 | 144071.8923 | 8271.9106
448-1234R | 24390.5939 | 7936.2831 | 448 | 1661 | 448-1234R | 2.9873 | 1341482.6661 | 436495.5708 | 453.89 | 3314.0176 | 8.2525 | 60.2549 | 24390.5939 | 7936.2831
448-47R | 28977.8026 | 7984.4036 | 448 | 1662 | 448-47R | 8.3023 | 1593779.1407 | 439142.2006 | 453.89 | 1192.4446 | 8.2525 | 21.6808 | 28977.8026 | 7984.4036
448-714R | 33270.9872 | 7401.8226 | 448 | 1663 | 448-714R | 10.2119 | 1829904.294 | 407100.241 | 453.89 | 969.4542 | 8.2525 | 17.6264 | 33270.9872 | 7401.8226
448-724R | 31193.1075 | 7446.1153 | 448 | 1664 | 448-724R | 7.9845 | 1715620.915 | 409536.3406 | 453.89 | 1239.907 | 8.2525 | 22.5438 | 31193.1075 | 7446.1153
448-735R | 30163.0986 | 7855.5973 | 448 | 1665 | 448-735R | 7.6566 | 1658970.4238 | 432057.8534 | 453.89 | 1292.9973 | 8.2525 | 23.509 | 30163.0986 | 7855.5973
448-744R | 31376.5204 | 7467.8085 | 448 | 1666 | 448-744R | 25.9697 | 1725708.6198 | 410729.4666 | 453.89 | 381.2135 | 8.2525 | 6.9312 | 31376.5204 | 7467.8085
448-9R | 29607.1904 | 7442.9648 | 448 | 1667 | 448-9R | 16.4426 | 1628395.4695 | 409363.0623 | 453.89 | 602.0941 | 8.2525 | 10.9472 | 29607.1904 | 7442.9648
449-13R | 53640.1681 | 7543.806 | 449 | 1668 | 449-13R | 16.5477 | 2950209.2444 | 414909.3316 | 453.89 | 598.2695 | 8.2525 | 10.8776 | 53640.1681 | 7543.806
449-16R | 40107.2418 | 7511.5381 | 449 | 1669 | 449-16R | 2.4038 | 2205898.301 | 413134.5952 | 453.89 | 4118.4998 | 8.2525 | 74.8818 | 40107.2418 | 7511.5381
449-683 | 30118.0464 | 7388.621 | 449 | 1670 | 449-683 | 1.6021 | 1656492.5543 | 406374.1531 | 453.89 | 6179.4538 | 8.2525 | 112.3537 | 30118.0464 | 7388.621
449-693R | 29849.6123 | 7362.4361 | 449 | 1671 | 449-693R | 8.4553 | 1641728.674 | 404933.9868 | 453.89 | 1170.8628 | 8.2525 | 21.2884 | 29849.6123 | 7362.4361
449-6R | 46377.1587 | 7509.8561 | 449 | 1672 | 449-6R | 5.3305 | 2550743.7305 | 413042.088 | 453.89 | 1857.2393 | 8.2525 | 33.768 | 46377.1587 | 7509.8561
45-15AE | 32579.1767 | 4972.2564 | 45 | 1673 | 45-15AE | 0.56231 | 1791854.7184 | 273474.0996 | 453.89 | 17605.9279 | 8.2525 | 320.1078 | 32579.1767 | 4972.2564
45-16 | 34427.0758 | 5043.5989 | 45 | 1674 | 45-16 | 1.5095 | 1893489.1681 | 277397.9415 | 453.89 | 6558.5947 | 8.2525 | 119.2472 | 34427.0758 | 5043.5989
450-113F | 54386.6834 | 8309.48 | 450 | 1675 | 450-113F | 0.057576 | 2991267.5849 | 457021.4 | 453.89 | 171947.3684 | 8.2525 | 3126.3158 | 54386.6834 | 8309.48
450-114F | 38277.9561 | 5115.6473 | 450 | 1676 | 450-114F | 0.46098 | 2105287.5865 | 281360.5995 | 453.89 | 21475.7601 | 8.2525 | 390.4684 | 38277.9561 | 5115.6473
450-1850 | 58645.7068 | 7602.3957 | 450 | 1679 | 450-1850 | 0.57784 | 3225513.8733 | 418131.7623 | 453.89 | 17132.7434 | 8.2525 | 311.5044 | 58645.7068 | 7602.3957
450-1851F | 47167.9378 | 7486.3056 | 450 | 1680 | 450-1851F | 5.91 | 2594236.5766 | 411746.807 | 453.89 | 1675.1162 | 8.2525 | 30.4567 | 47167.9378 | 7486.3056
450-1853F | 57275.4071 | 7983.3853 | 450 | 1681 | 450-1853F | 0.84318 | 3150147.3889 | 439086.1916 | 453.89 | 11741.2399 | 8.2525 | 213.4771 | 57275.4071 | 7983.3853
450-1854 | 57426.3615 | 7630.1189 | 450 | 1682 | 450-1854 | 1.4413 | 3158449.8819 | 419656.537 | 453.89 | 6868.8568 | 8.2525 | 124.8883 | 57426.3615 | 7630.1189
450-50R | 48419.2828 | 8908.4518 | 450 | 1683 | 450-50R | 0.35398 | 2663060.5516 | 489964.8468 | 453.89 | 27967.8973 | 8.2525 | 508.5072 | 48419.2828 | 8908.4518
450-88R | 44920.7263 | 5436.6452 | 450 | 1684 | 450-88R | 2.8638 | 2470639.9478 | 299015.4869 | 453.89 | 3456.9142 | 8.2525 | 62.853 | 44920.7263 | 5436.6452
451-38F | 43138.9875 | 5618.4785 | 451 | 1685 | 451-38F | 0.98125 | 2372644.3149 | 309016.3159 | 453.89 | 10089.172 | 8.2525 | 183.4395 | 43138.9875 | 5618.4785
452-1403 | 45997.6789 | 7429.7121 | 452 | 1687 | 452-1403 | 0.20947 | 2529872.339 | 408634.1664 | 453.89 | 47262.2061 | 8.2525 | 859.3128 | 45997.6789 | 7429.7121
452-1404F | 36619.361 | 7324.9279 | 452 | 1688 | 452-1404F | 0.80795 | 2014064.8557 | 402871.0363 | 453.89 | 12253.1646 | 8.2525 | 222.7848 | 36619.361 | 7324.9279
452-1405 | 38408.2062 | 7381.4732 | 452 | 1689 | 452-1405 | 0.38939 | 2112451.3399 | 405981.0233 | 453.89 | 25424.1245 | 8.2525 | 462.2568 | 38408.2062 | 7381.4732
452-37AE | 42408.1491 | 6374.0689 | 452 | 1690 | 452-37AE | 0.40966 | 2332448.1997 | 350573.7897 | 453.89 | 24166.4355 | 8.2525 | 439.3897 | 42408.1491 | 6374.0689
452-38AE | 47474.3577 | 7489.2932 | 452 | 1691 | 452-38AE | 2.7653 | 2611089.6723 | 411911.126 | 453.89 | 3580.0288 | 8.2525 | 65.0914 | 47474.3577 | 7489.2932
452-39AE | 47418.0849 | 5363.1519 | 452 | 1692 | 452-39AE | 1.3443 | 2607994.6683 | 294973.3518 | 453.89 | 7364.328 | 8.2525 | 133.8969 | 47418.0849 | 5363.1519
452-47 | 30222.1729 | 5103.8342 | 452 | 1693 | 452-47 | 1.9032 | 1662219.5083 | 280710.8804 | 453.89 | 5201.7116 | 8.2525 | 94.5766 | 30222.1729 | 5103.8342
452-717 | 57886.0317 | 7885.6809 | 452 | 1694 | 452-717 | 0.37917 | 3183731.7419 | 433712.4484 | 453.89 | 26109.8901 | 8.2525 | 474.7253 | 57886.0317 | 7885.6809
453-32R | 44227.6133 | 5611.3868 | 453 | 1695 | 453-32R | 1.3636 | 2432518.7314 | 308626.274 | 453.89 | 7260 | 8.2525 | 132 | 44227.6133 | 5611.3868
453-41 | 44552.5937 | 7603.7597 | 453 | 1696 | 453-41 | 0.29811 | 2450392.6509 | 418206.7832 | 453.89 | 33209.6569 | 8.2525 | 603.8119 | 44552.5937 | 7603.7597
454-1814 | 120000.8219 | 7616.1535 | 454 | 1697 | 454-1814 | 0.095455 | 6600045.206 | 418888.4417 | 453.89 | 103714.2857 | 8.2525 | 1885.7143 | 120000.8219 | 7616.1535
454-45AE | 34263.5863 | 5132.4353 | 454 | 1698 | 454-45AE | 4.446 | 1884497.2475 | 282283.9439 | 453.89 | 2226.7093 | 8.2525 | 40.4856 | 34263.5863 | 5132.4353
454-47R | 53764.1449 | 6393.3947 | 454 | 1699 | 454-47R | 0.29072 | 2957027.9722 | 351636.7062 | 453.89 | 34053.4202 | 8.2525 | 619.1531 | 53764.1449 | 6393.3947
454-48F | 35256.168 | 7026.9271 | 454 | 1700 | 454-48F | 3.4244 | 1939089.2377 | 386480.9923 | 453.89 | 2890.9905 | 8.2525 | 52.5635 | 35256.168 | 7026.9271
454-49F | 34987.6097 | 5077.9112 | 454 | 1701 | 454-49F | 1.5466 | 1924318.5321 | 279285.1144 | 453.89 | 6401.1756 | 8.2525 | 116.385 | 34987.6097 | 5077.9112
454-53F | 38727.5023 | 5992.0127 | 454 | 1702 | 454-53F | 0.73504 | 2130012.6284 | 329560.6984 | 453.89 | 13468.6936 | 8.2525 | 244.8853 | 38727.5023 | 5992.0127
456-5 | 37145.998 | 5385.3834 | 456 | 1703 | 456-5 | 5.0542 | 2043029.8896 | 296196.0877 | 453.89 | 1958.7799 | 8.2525 | 35.6142 | 37145.998 | 5385.3834
458-33F | 21437.2414 | 4857.9327 | 458 | 1705 | 458-33F | 1.322 | 1179048.2783 | 267186.2959 | 453.89 | 7488.8252 | 8.2525 | 136.1605 | 21437.2414 | 4857.9327
458-41F | 76339.5761 | 7143.0677 | 458 | 1707 | 458-41F | 0.072159 | 4198676.6863 | 392868.7244 | 453.89 | 137196.8504 | 8.2525 | 2494.4882 | 76339.5761 | 7143.0677
458-43F | 56627.0121 | 6473.5777 | 458 | 1708 | 458-43F | 0.82235 | 3114485.6644 | 356046.7718 | 453.89 | 12038.6918 | 8.2525 | 218.8853 | 56627.0121 | 6473.5777
458-44F | 45380.7528 | 5098.5405 | 458 | 1709 | 458-44F | 0.18371 | 2495941.4041 | 280419.7295 | 453.89 | 53888.6598 | 8.2525 | 979.7938 | 45380.7528 | 5098.5405
461-24F | 45131.7313 | 6650.224 | 461 | 1722 | 461-24F | 0.37538 | 2482245.2201 | 365762.3209 | 453.89 | 26373.3602 | 8.2525 | 479.5156 | 45131.7313 | 6650.224
461-644R | 59913.6858 | 7602.8693 | 461 | 1724 | 461-644R | 0.15341 | 3295252.7168 | 418157.8133 | 453.89 | 64533.3333 | 8.2525 | 1173.3333 | 59913.6858 | 7602.8693
462-1034F | 49033.821 | 5883.2856 | 462 | 1727 | 462-1034F | 0.67557 | 2696860.1555 | 323580.7071 | 453.89 | 14654.3314 | 8.2525 | 266.4424 | 49033.821 | 5883.2856
462-1035F | 159540.0386 | 33254.1292 | 462 | 1728 | 462-1035F | 0.022159 | 8774702.1228 | 1828977.1077 | 453.89 | 446769.2308 | 8.2525 | 8123.0769 | 159540.0386 | 33254.1292
462-1521F | 40558.4367 | 6065.3737 | 462 | 1729 | 462-1521F | 0.38561 | 2230714.0158 | 333595.5521 | 453.89 | 25673.8703 | 8.2525 | 466.7976 | 40558.4367 | 6065.3737
462-1523F | 50282.211 | 6163.2224 | 462 | 1730 | 462-1523F | 0.43258 | 2765521.6052 | 338977.2329 | 453.89 | 22886.1646 | 8.2525 | 416.1121 | 50282.211 | 6163.2224
462-868 | 41388.9314 | 5239.2411 | 462 | 1731 | 462-868 | 1.1962 | 2276391.2256 | 288158.2599 | 453.89 | 8276.1241 | 8.2525 | 150.475 | 41388.9314 | 5239.2411
463-1136F | 27481.1902 | 7488.4514 | 463 | 1733 | 463-1136F | 0.58561 | 1511465.4626 | 411864.8292 | 453.89 | 16905.5627 | 8.2525 | 307.3739 | 27481.1902 | 7488.4514
463-1137F | 41650.5292 | 5581.376 | 463 | 1734 | 463-1137F | 0.125 | 2290779.1087 | 306975.68 | 453.89 | 79200 | 8.2525 | 1440 | 41650.5292 | 5581.376
463-1229 | 30771.2659 | 7324.1932 | 463 | 1735 | 463-1229 | 11.4998 | 1692419.6271 | 402830.6259 | 453.89 | 860.8837 | 8.2525 | 15.6524 | 30771.2659 | 7324.1932
470-40AE | 43035.2007 | 7512.2157 | 470 | 1759 | 470-40AE | 6.1881 | 2366936.0359 | 413171.8647 | 453.89 | 1599.8531 | 8.2525 | 29.0882 | 43035.2007 | 7512.2157
470-47R | 36595.181 | 7413.0734 | 470 | 1760 | 470-47R | 24.3072 | 2012734.9543 | 407719.0395 | 453.89 | 407.2868 | 8.2525 | 7.4052 | 36595.181 | 7413.0734
471-36F | 47544.1863 | 6092.2549 | 471 | 1761 | 471-36F | 3.0515 | 2614930.2492 | 335074.0214 | 453.89 | 3244.29 | 8.2525 | 58.9871 | 47544.1863 | 6092.2549
473-36R | 39253.9384 | 5220.571 | 473 | 1764 | 473-36R | 7.6824 | 2158966.6127 | 287131.4024 | 453.89 | 1288.6621 | 8.2525 | 23.4302 | 39253.9384 | 5220.571
474-22AE | 43793.0838 | 5138.3402 | 474 | 1765 | 474-22AE | 7.8458 | 2408619.6079 | 282608.7099 | 453.89 | 1261.8163 | 8.2525 | 22.9421 | 43793.0838 | 5138.3402
474-29 | 48940.7824 | 5672.157 | 474 | 1766 | 474-29 | 1.6437 | 2691743.031 | 311968.6327 | 453.89 | 6022.8137 | 8.2525 | 109.5057 | 48940.7824 | 5672.157
475-763F | 44491.2161 | 5400.893 | 475 | 1767 | 475-763F | 1.4441 | 2447016.8878 | 297049.1138 | 453.89 | 6855.3443 | 8.2525 | 124.6426 | 44491.2161 | 5400.893
476-6F | 51307.6975 | 6159.3215 | 476 | 1769 | 476-6F | 0.074053 | 2821923.3612 | 338762.6844 | 453.89 | 133687.9795 | 8.2525 | 2430.6905 | 51307.6975 | 6159.3215
480-1163R | 46772.6136 | 5196.2823 | 480 | 1775 | 480-1163R | 1.703 | 2572493.7476 | 285795.5272 | 453.89 | 5813.1673 | 8.2525 | 105.694 | 46772.6136 | 5196.2823
480-32 | 48623.9338 | 5296.5057 | 480 | 1776 | 480-32 | 3.2985 | 2674316.3612 | 291307.8148 | 453.89 | 3001.378 | 8.2525 | 54.5705 | 48623.9338 | 5296.5057
480-35 | 47944.9531 | 5215.3382 | 480 | 1777 | 480-35 | 8.6667 | 2636972.4192 | 286843.5985 | 453.89 | 1142.3077 | 8.2525 | 20.7692 | 47944.9531 | 5215.3382
481-30 | 50916.2393 | 5614.7434 | 481 | 1778 | 481-30 | 1.3915 | 2800393.1614 | 308810.8864 | 453.89 | 7114.7407 | 8.2525 | 129.3589 | 50916.2393 | 5614.7434
482-381F | 52442.424 | 5735.9835 | 482 | 1783 | 482-381F | 0.72992 | 2884333.318 | 315479.0912 | 453.89 | 13563.0514 | 8.2525 | 246.6009 | 52442.424 | 5735.9835
482-382F | 42907.3813 | 5180.5574 | 482 | 1784 | 482-382F | 1.3275 | 2359905.9741 | 284930.6562 | 453.89 | 7457.8399 | 8.2525 | 135.5971 | 42907.3813 | 5180.5574
486-61R | 30898.218 | 4951.1788 | 486 | 1789 | 486-61R | 7.35 | 1699401.9876 | 272314.8327 | 453.89 | 1346.9388 | 8.2525 | 24.4898 | 30898.218 | 4951.1788
486-91 | 43697.5947 | 6043.6494 | 486 | 1790 | 486-91 | 1.2538 | 2403367.7097 | 332400.7144 | 453.89 | 7896.0725 | 8.2525 | 143.565 | 43697.5947 | 6043.6494
488-32R | 42088.4948 | 5531.8709 | 488 | 1791 | 488-32R | 1.7337 | 2314867.2163 | 304252.9016 | 453.89 | 5710.2906 | 8.2525 | 103.8235 | 42088.4948 | 5531.8709
489-19AE | 37790.2956 | 5267.2594 | 489 | 1793 | 489-19AE | 1.5763 | 2078466.2583 | 289699.265 | 453.89 | 6280.4277 | 8.2525 | 114.1896 | 37790.2956 | 5267.2594
489-33 | 52276.1327 | 5871.5874 | 489 | 1794 | 489-33 | 0.44773 | 2875187.3006 | 322937.3076 | 453.89 | 22111.6751 | 8.2525 | 402.0305 | 52276.1327 | 5871.5874
490-23 | 51999.5479 | 6389.0135 | 490 | 1796 | 490-23 | 0.13485 | 2859975.1335 | 351395.7416 | 453.89 | 73415.7303 | 8.2525 | 1334.8315 | 51999.5479 | 6389.0135
490-36 | 67291.8091 | 12224.4944 | 490 | 1797 | 490-36 | 0.037879 | 3701049.5008 | 672347.192 | 453.89 | 261360 | 8.2525 | 4752 | 67291.8091 | 12224.4944
492-1090F | 47737.2717 | 5242.0416 | 492 | 1798 | 492-1090F | 1.5292 | 2625549.9408 | 288312.2899 | 453.89 | 6474.1144 | 8.2525 | 117.7112 | 47737.2717 | 5242.0416
492-1091F | 43801.0769 | 5244.4774 | 492 | 1799 | 492-1091F | 2.8909 | 2409059.2287 | 288446.2547 | 453.89 | 3424.5283 | 8.2525 | 62.2642 | 43801.0769 | 5244.4774
492-14R | 46508.0958 | 5260.5679 | 492 | 1801 | 492-14R | 5.4803 | 2557945.2669 | 289331.2367 | 453.89 | 1806.4694 | 8.2525 | 32.8449 | 46508.0958 | 5260.5679
492-343R | 30206.9465 | 4997.0542 | 492 | 1802 | 492-343R | 2.5119 | 1661382.0592 | 274837.9813 | 453.89 | 3941.1898 | 8.2525 | 71.658 | 30206.9465 | 4997.0542
493-478R | 49856.5441 | 5320.6132 | 493 | 1807 | 493-478R | 2.3403 | 2742109.925 | 292633.7259 | 453.89 | 4230.1529 | 8.2525 | 76.9119 | 49856.5441 | 5320.6132
493-480R | 38048.079 | 5005.5557 | 493 | 1808 | 493-480R | 0.16818 | 2092644.3477 | 275305.5622 | 453.89 | 58864.8649 | 8.2525 | 1070.2703 | 38048.079 | 5005.5557
493-485F | 49349.1784 | 5113.484 | 493 | 1809 | 493-485F | 0.27178 | 2714204.8104 | 281241.6223 | 453.89 | 36426.4808 | 8.2525 | 662.2997 | 49349.1784 | 5113.484
496-21 | 42658.5692 | 4948.7577 | 496 | 1811 | 496-21 | 0.33125 | 2346221.3074 | 272181.6755 | 453.89 | 29886.7925 | 8.2525 | 543.3962 | 42658.5692 | 4948.7577
497-888F | 34924.2845 | 6354.2813 | 497 | 1814 | 497-888F | 0.96155 | 1920835.6466 | 349485.4706 | 453.89 | 10295.844 | 8.2525 | 187.1972 | 34924.2845 | 6354.2813
500-1531 | 42312.6096 | 9045.0495 | 500 | 1819 | 500-1531 | 0.97708 | 2327193.5266 | 497477.7224 | 453.89 | 10132.1962 | 8.2525 | 184.2217 | 42312.6096 | 9045.0495
501-786 | 57908.6824 | 8067.6352 | 501 | 1822 | 501-786 | 1.0485 | 3184977.5293 | 443719.9361 | 453.89 | 9442.1965 | 8.2525 | 171.6763 | 57908.6824 | 8067.6352
504-1563 | 44844.9842 | 5037.5791 | 504 | 1830 | 504-1563 | 5.515 | 2466474.1302 | 277066.8483 | 453.89 | 1795.1166 | 8.2525 | 32.6385 | 44844.9842 | 5037.5791
504-2501R | 34117.7719 | 5992.2675 | 504 | 1831 | 504-2501R | 4.6487 | 1876477.452 | 329574.7132 | 453.89 | 2129.6394 | 8.2525 | 38.7207 | 34117.7719 | 5992.2675
504-287R | 25682.9416 | 4882.4933 | 504 | 1832 | 504-287R | 7.1044 | 1412561.7859 | 268537.1314 | 453.89 | 1393.5112 | 8.2525 | 25.3366 | 25682.9416 | 4882.4933
504-40R | 43956.516 | 5127.7327 | 504 | 1833 | 504-40R | 5.5331 | 2417608.3818 | 282025.2989 | 453.89 | 1789.2179 | 8.2525 | 32.5312 | 43956.516 | 5127.7327
505-1676F | 35919.7253 | 5158.1751 | 505 | 1834 | 505-1676F | 3.6504 | 1975584.8907 | 283699.6314 | 453.89 | 2712.0473 | 8.2525 | 49.31 | 35919.7253 | 5158.1751
505-635R | 44768.0226 | 5083.5291 | 505 | 1836 | 505-635R | 14.8953 | 2462241.2456 | 279594.1015 | 453.89 | 664.6407 | 8.2525 | 12.0844 | 44768.0226 | 5083.5291
506-160AE | 50846.0187 | 8175.9286 | 506 | 1837 | 506-160AE | 0.047538 | 2796531.0301 | 449676.0733 | 453.89 | 208254.9801 | 8.2525 | 3786.4542 | 50846.0187 | 8175.9286
506-161 | 35945.2437 | 5467.8598 | 506 | 1838 | 506-161 | 1.3831 | 1976988.4049 | 300732.2893 | 453.89 | 7157.6065 | 8.2525 | 130.1383 | 35945.2437 | 5467.8598
506-844 | 31071.4848 | 5088.9576 | 506 | 1840 | 506-844 | 4.4078 | 1708931.6649 | 279892.6699 | 453.89 | 2246.0362 | 8.2525 | 40.837 | 31071.4848 | 5088.9576
507-1733 | 40711.7749 | 6043.9267 | 507 | 1843 | 507-1733 | 0.86723 | 2239147.6211 | 332415.9699 | 453.89 | 11415.5929 | 8.2525 | 207.5562 | 40711.7749 | 6043.9267
508-1027F | 57601.5221 | 5352.944 | 508 | 1847 | 508-1027F | 0.041667 | 3168083.718 | 294411.92 | 453.89 | 237600 | 8.2525 | 4320 | 57601.5221 | 5352.944
509-1227R | 37826.8978 | 5433.8558 | 509 | 1853 | 509-1227R | 1.3991 | 2080479.3792 | 298862.069 | 453.89 | 7076.215 | 8.2525 | 128.6585 | 37826.8978 | 5433.8558
51-861R | 52972.097 | 5364.5778 | 51 | 1857 | 51-861R | 1.5765 | 2913465.3368 | 295051.7768 | 453.89 | 6279.6732 | 8.2525 | 114.1759 | 52972.097 | 5364.5778
510-49R | 32367.7117 | 5602.9142 | 510 | 1858 | 510-49R | 1.9981 | 1780224.1461 | 308160.2818 | 453.89 | 4954.6919 | 8.2525 | 90.0853 | 32367.7117 | 5602.9142
511-831 | 114088.8201 | 7706.0104 | 511 | 1862 | 511-831 | 0.15682 | 6274885.1056 | 423830.5739 | 453.89 | 63130.4348 | 8.2525 | 1147.8261 | 114088.8201 | 7706.0104
512-50AE | 54339.8486 | 5697.3357 | 512 | 1866 | 512-50AE | 1.0134 | 2988691.6705 | 313353.4622 | 453.89 | 9768.6414 | 8.2525 | 177.6117 | 54339.8486 | 5697.3357
513-42F | 50492.4847 | 5499.0356 | 513 | 1867 | 513-42F | 0.5108 | 2777086.6591 | 302446.9553 | 453.89 | 19381.535 | 8.2525 | 352.3915 | 50492.4847 | 5499.0356
513-45F | 62803.9582 | 10761.8261 | 513 | 1868 | 513-45F | 0.067803 | 3454217.7009 | 591900.438 | 453.89 | 146011.1732 | 8.2525 | 2654.7486 | 62803.9582 | 10761.8261
515-49R | 54350.1437 | 7075.2443 | 515 | 1870 | 515-49R | 0.2803 | 2989257.9009 | 389138.4378 | 453.89 | 35318.9189 | 8.2525 | 642.1622 | 54350.1437 | 7075.2443
516-5F | 41979.2405 | 5455.0508 | 516 | 1872 | 516-5F | 0.75947 | 2308858.2273 | 300027.7925 | 453.89 | 13035.4115 | 8.2525 | 237.0075 | 41979.2405 | 5455.0508
516-7F | 68401.1761 | 7273.4124 | 516 | 1873 | 516-7F | 0.18125 | 3762064.6872 | 400037.6828 | 453.89 | 54620.6897 | 8.2525 | 993.1034 | 68401.1761 | 7273.4124
518-39 | 50135.368 | 7575.3306 | 518 | 1874 | 518-39 | 0.38144 | 2757445.2392 | 416643.1833 | 453.89 | 25954.3198 | 8.2525 | 471.8967 | 50135.368 | 7575.3306
518-41 | 80393.6054 | 11312.6943 | 518 | 1876 | 518-41 | 0.051326 | 4421648.2971 | 622198.1875 | 453.89 | 192885.6089 | 8.2525 | 3507.0111 | 80393.6054 | 11312.6943
518-42AE | 68508.7861 | 5935.039 | 518 | 1877 | 518-42AE | 0.17367 | 3767983.2342 | 326427.1424 | 453.89 | 57003.2715 | 8.2525 | 1036.4231 | 68508.7861 | 5935.039
519-46R | 45027.7912 | 5312.1843 | 519 | 1879 | 519-46R | 2.6335 | 2476528.5184 | 292170.1385 | 453.89 | 3759.2233 | 8.2525 | 68.3495 | 45027.7912 | 5312.1843
52-16F | 65814.8116 | 6301.5467 | 52 | 1880 | 52-16F | 0.30947 | 3619814.637 | 346585.0703 | 453.89 | 31990.2081 | 8.2525 | 581.6401 | 65814.8116 | 6301.5467
52-17F | 60645.5159 | 6062.2185 | 52 | 1881 | 52-17F | 0.69072 | 3335503.3769 | 333422.0201 | 453.89 | 14332.8763 | 8.2525 | 260.5978 | 60645.5159 | 6062.2185
52-18F | 47596.2002 | 5393.853 | 52 | 1882 | 52-18F | 2.2767 | 2617791.013 | 296661.9148 | 453.89 | 4348.3903 | 8.2525 | 79.0616 | 47596.2002 | 5393.853
52-20R | 45573.8919 | 5351.931 | 52 | 1883 | 52-20R | 1.9439 | 2506564.0549 | 294356.2053 | 453.89 | 5092.7514 | 8.2525 | 92.5955 | 45573.8919 | 5351.931
520-1045R | 43649.993 | 7430.1483 | 520 | 1884 | 520-1045R | 8.2123 | 2400749.6155 | 408658.1571 | 453.89 | 1205.5073 | 8.2525 | 21.9183 | 43649.993 | 7430.1483
520-10R | 54992.2736 | 7586.1378 | 520 | 1885 | 520-10R | 4.5294 | 3024575.0478 | 417237.5779 | 453.89 | 2185.7412 | 8.2525 | 39.7407 | 54992.2736 | 7586.1378
520-1489R | 39831.6589 | 7456.573 | 520 | 1886 | 520-1489R | 16.4032 | 2190741.2391 | 410111.5129 | 453.89 | 603.54 | 8.2525 | 10.9735 | 39831.6589 | 7456.573
520-1509R | 45891.4748 | 7495.2339 | 520 | 1887 | 520-1509R | 13.2937 | 2524031.1167 | 412237.8625 | 453.89 | 744.7109 | 8.2525 | 13.5402 | 45891.4748 | 7495.2339
520-1525R | 36317.6006 | 7392.7674 | 520 | 1888 | 520-1525R | 7.4684 | 1997468.031 | 406602.2063 | 453.89 | 1325.5902 | 8.2525 | 24.1016 | 36317.6006 | 7392.7674
520-1527R | 44370.1835 | 7504.5334 | 520 | 1889 | 520-1527R | 10.018 | 2440360.0934 | 412749.3393 | 453.89 | 988.2219 | 8.2525 | 17.9677 | 44370.1835 | 7504.5334
520-1902R | 56290.0587 | 7718.6436 | 520 | 1890 | 520-1902R | 6.5758 | 3095953.2291 | 424525.398 | 453.89 | 1505.53 | 8.2525 | 27.3733 | 56290.0587 | 7718.6436
520-1904 | 53627.2777 | 7670.7782 | 520 | 1891 | 520-1904 | 5.4665 | 2949500.2747 | 421892.8018 | 453.89 | 1811.0384 | 8.2525 | 32.928 | 53627.2777 | 7670.7782
520-1936 | 53980.518 | 7517.046 | 520 | 1892 | 520-1936 | 0.1358 | 2968928.4927 | 413437.5314 | 453.89 | 72903.7657 | 8.2525 | 1325.523 | 53980.518 | 7517.046
520-22R | 54818.9138 | 7721.9574 | 520 | 1893 | 520-22R | 1.9752 | 3015040.258 | 424707.6588 | 453.89 | 5012.1776 | 8.2525 | 91.1305 | 54818.9138 | 7721.9574
520-35R | 44519.8455 | 7467.9227 | 520 | 1894 | 520-35R | 13.971 | 2448591.5026 | 410735.7507 | 453.89 | 708.6095 | 8.2525 | 12.8838 | 44519.8455 | 7467.9227
520-45 | 38858.5623 | 7453.8728 | 520 | 1896 | 520-45 | 8.7233 | 2137220.9247 | 409963.002 | 453.89 | 1134.8922 | 8.2525 | 20.6344 | 38858.5623 | 7453.8728
521-14R | 44129.5334 | 7529.5606 | 521 | 1897 | 521-14R | 12.7723 | 2427124.3388 | 414125.8345 | 453.89 | 775.112 | 8.2525 | 14.0929 | 44129.5334 | 7529.5606
521-1819R | 53764.6781 | 7601.4177 | 521 | 1898 | 521-1819R | 5.3453 | 2957057.2942 | 418077.9751 | 453.89 | 1852.1064 | 8.2525 | 33.6747 | 53764.6781 | 7601.4177
521-1856R | 49032.0467 | 7507.4464 | 521 | 1899 | 521-1856R | 12.1964 | 2696762.5662 | 412909.5544 | 453.89 | 811.7148 | 8.2525 | 14.7585 | 49032.0467 | 7507.4464
521-18R | 42500.6656 | 7481.6286 | 521 | 1900 | 521-18R | 12.6528 | 2337536.6072 | 411489.5705 | 453.89 | 782.433 | 8.2525 | 14.2261 | 42500.6656 | 7481.6286
521-27R | 53343.5274 | 7548.9327 | 521 | 1901 | 521-27R | 10.1674 | 2933894.0043 | 415191.298 | 453.89 | 973.6979 | 8.2525 | 17.7036 | 53343.5274 | 7548.9327
521-32R | 43794.8102 | 7457.2535 | 521 | 1902 | 521-32R | 9.9972 | 2408714.5615 | 410148.9429 | 453.89 | 990.2813 | 8.2525 | 18.0051 | 43794.8102 | 7457.2535
521-700R | 56787.3637 | 7564.4102 | 521 | 1903 | 521-700R | 13.3788 | 3123305.0041 | 416042.56 | 453.89 | 739.9773 | 8.2525 | 13.4541 | 56787.3637 | 7564.4102
522-34 | 56891.2445 | 7808.691 | 522 | 1904 | 522-34 | 1.233 | 3129018.447 | 429478.0049 | 453.89 | 8029.4931 | 8.2525 | 145.9908 | 56891.2445 | 7808.691
522-36 | 55575.7361 | 7921.9125 | 522 | 1905 | 522-36 | 1.3595 | 3056665.488 | 435705.1899 | 453.89 | 7282.2513 | 8.2525 | 132.4046 | 55575.7361 | 7921.9125
522-38R | 58897.0467 | 7692.8035 | 522 | 1906 | 522-38R | 12.9818 | 3239337.5692 | 423104.1942 | 453.89 | 762.605 | 8.2525 | 13.8655 | 58897.0467 | 7692.8035
523-31AE | 61101.8456 | 8080.1774 | 523 | 1907 | 523-31AE | 2.7023 | 3360601.5073 | 444409.758 | 453.89 | 3663.5828 | 8.2525 | 66.6106 | 61101.8456 | 8080.1774
524-1782F | 46354.147 | 7514.3719 | 524 | 1908 | 524-1782F | 7.6273 | 2549478.0862 | 413290.4563 | 453.89 | 1297.9738 | 8.2525 | 23.5995 | 46354.147 | 7514.3719
524-27R | 51026.7302 | 7576.6206 | 524 | 1909 | 524-27R | 11.4695 | 2806470.1595 | 416714.1356 | 453.89 | 863.1582 | 8.2525 | 15.6938 | 51026.7302 | 7576.6206
524-46R | 41732.1818 | 7471.175 | 524 | 1910 | 524-46R | 11.0532 | 2295269.9979 | 410914.6257 | 453.89 | 895.6666 | 8.2525 | 16.2848 | 41732.1818 | 7471.175
524-50R | 44390.879 | 7501.186 | 524 | 1911 | 524-50R | 9.3718 | 2441498.344 | 412565.2282 | 453.89 | 1056.3628 | 8.2525 | 19.2066 | 44390.879 | 7501.186
524-69R | 42754.2734 | 7475.3421 | 524 | 1912 | 524-69R | 30.7532 | 2351485.0377 | 411143.8167 | 453.89 | 321.9175 | 8.2525 | 5.853 | 42754.2734 | 7475.3421
53-49 | 48012.8194 | 5285.5631 | 53 | 1916 | 53-49 | 0.99716 | 2640705.0673 | 290705.9692 | 453.89 | 9928.2051 | 8.2525 | 180.5128 | 48012.8194 | 5285.5631
531-36AE | 39877.7317 | 5265.1257 | 531 | 1918 | 531-36AE | 2.9687 | 2193275.2462 | 289581.9149 | 453.89 | 3334.7368 | 8.2525 | 60.6316 | 39877.7317 | 5265.1257
532-1293F | 41747.5966 | 5504.6876 | 532 | 1919 | 532-1293F | 0.46723 | 2296117.8136 | 302757.8182 | 453.89 | 21188.488 | 8.2525 | 385.2452 | 41747.5966 | 5504.6876
532-762 | 53331.108 | 6727.7991 | 532 | 1922 | 532-762 | 0.089583 | 2933210.9393 | 370028.9488 | 453.89 | 110511.6279 | 8.2525 | 2009.3023 | 53331.108 | 6727.7991
532-763 | 32217.8318 | 5087.942 | 532 | 1923 | 532-763 | 4.6807 | 1771980.7482 | 279836.8082 | 453.89 | 2115.0765 | 8.2525 | 38.4559 | 32217.8318 | 5087.942
533-7AE | 27674.824 | 5091.5865 | 533 | 1924 | 533-7AE | 1.9184 | 1522115.3192 | 280037.2576 | 453.89 | 5160.6279 | 8.2525 | 93.8296 | 27674.824 | 5091.5865
540-241R | 26751.8248 | 8055.1645 | 540 | 1946 | 540-241R | 1.2638 | 1471350.3663 | 443034.048 | 453.89 | 7833.3583 | 8.2525 | 142.4247 | 26751.8248 | 8055.1645
545-47F | 59853.9207 | 5613.6822 | 545 | 1965 | 545-47F | 1.3625 | 3291965.6394 | 308752.5211 | 453.89 | 7266.055 | 8.2525 | 132.1101 | 59853.9207 | 5613.6822
545-50F | 58082.4388 | 5673.7851 | 545 | 1967 | 545-50F | 1.3824 | 3194534.1317 | 312058.1781 | 453.89 | 7161.529 | 8.2525 | 130.2096 | 58082.4388 | 5673.7851
545-874R | 51052.3408 | 5428.0656 | 545 | 1968 | 545-874R | 1.7583 | 2807878.7425 | 298543.6076 | 453.89 | 5630.3318 | 8.2525 | 102.3697 | 51052.3408 | 5428.0656
545-885R | 69736.9282 | 6155.1859 | 545 | 1969 | 545-885R | 0.24962 | 3835531.0503 | 338535.2255 | 453.89 | 39660.091 | 8.2525 | 721.0926 | 69736.9282 | 6155.1859
546-12 | 60028.4565 | 5974.5553 | 546 | 1970 | 546-12 | 0.27045 | 3301565.1051 | 328600.5412 | 453.89 | 36605.042 | 8.2525 | 665.5462 | 60028.4565 | 5974.5553
546-14R | 47880.4601 | 5414.2791 | 546 | 1971 | 546-14R | 1.7828 | 2633425.3043 | 297785.3512 | 453.89 | 5553.1711 | 8.2525 | 100.9667 | 47880.4601 | 5414.2791
546-525R | 44905.5631 | 5245.1738 | 546 | 1972 | 546-525R | 1.2725 | 2469805.9689 | 288484.5573 | 453.89 | 7779.7291 | 8.2525 | 141.4496 | 44905.5631 | 5245.1738
547-22R | 36150.5908 | 5294.5679 | 547 | 1973 | 547-22R | 2.2199 | 1988282.4917 | 291201.2347 | 453.89 | 4459.6877 | 8.2525 | 81.0852 | 36150.5908 | 5294.5679
548-12F | 68564.4674 | 8209.5005 | 548 | 1976 | 548-12F | 0.1072 | 3771045.7055 | 451522.5272 | 453.89 | 92353.3569 | 8.2525 | 1679.1519 | 68564.4674 | 8209.5005
548-14F | 45429.1023 | 5715.463 | 548 | 1977 | 548-14F | 0.3733 | 2498600.6258 | 314350.4658 | 453.89 | 26520.5479 | 8.2525 | 482.1918 | 45429.1023 | 5715.463
548-15F | 48878.759 | 5447.7541 | 548 | 1978 | 548-15F | 0.91723 | 2688331.743 | 299626.4738 | 453.89 | 10793.3099 | 8.2525 | 196.242 | 48878.759 | 5447.7541
548-17F | 50905.7025 | 5204.6129 | 548 | 1979 | 548-17F | 1.625 | 2799813.6361 | 286253.7108 | 453.89 | 6092.3077 | 8.2525 | 110.7692 | 50905.7025 | 5204.6129
548-18F | 37687.1952 | 5254.5878 | 548 | 1980 | 548-18F | 0.49186 | 2072795.7377 | 289002.3282 | 453.89 | 20127.8398 | 8.2525 | 365.9607 | 37687.1952 | 5254.5878
549-33F | 45129.9897 | 7543.5964 | 549 | 1981 | 549-33F | 0.18333 | 2482149.435 | 414897.8 | 453.89 | 54000 | 8.2525 | 981.8182 | 45129.9897 | 7543.5964
549-36F | 40405.5619 | 5363.9328 | 549 | 1983 | 549-36F | 0.61705 | 2222305.9033 | 295016.305 | 453.89 | 16044.1989 | 8.2525 | 291.7127 | 40405.5619 | 5363.9328
55-479F | 66833.5041 | 6477.3085 | 55 | 1985 | 55-479F | 0.56402 | 3675842.7241 | 356251.9662 | 453.89 | 17552.7199 | 8.2525 | 319.1404 | 66833.5041 | 6477.3085
55-483F | 45066.1693 | 5313.3504 | 55 | 1986 | 55-483F | 2.0466 | 2478639.3134 | 292234.2747 | 453.89 | 4837.3126 | 8.2525 | 87.9511 | 45066.1693 | 5313.3504
55-484F | 60026.4683 | 6146.5013 | 55 | 1987 | 55-484F | 0.26932 | 3301455.7579 | 338057.5696 | 453.89 | 36759.4937 | 8.2525 | 668.3544 | 60026.4683 | 6146.5013
550-665R | 36390.6964 | 5507.0743 | 550 | 1988 | 550-665R | 2.4419 | 2001488.2999 | 302889.0886 | 453.89 | 4054.293 | 8.2525 | 73.7144 | 36390.6964 | 5507.0743
551-19 | 42645.8558 | 5390.6127 | 551 | 1989 | 551-19 | 3.7017 | 2345522.0706 | 296483.7 | 453.89 | 2674.4436 | 8.2525 | 48.6262 | 42645.8558 | 5390.6127
553-27R | 40119.3322 | 5130.2957 | 553 | 1990 | 553-27R | 9.9523 | 2206563.2714 | 282166.2646 | 453.89 | 994.7477 | 8.2525 | 18.0863 | 40119.3322 | 5130.2957
555-21F | 62264.0314 | 5827.9374 | 555 | 1997 | 555-21F | 0.052273 | 3424521.7278 | 320536.5565 | 453.89 | 189391.3043 | 8.2525 | 3443.4783 | 62264.0314 | 5827.9374
555-24F | 36019.6101 | 5216.119 | 555 | 1999 | 555-24F | 1.8519 | 1981078.5564 | 286886.5447 | 453.89 | 5345.8785 | 8.2525 | 97.1978 | 36019.6101 | 5216.119
555-2F | 53529.8191 | 5686.0394 | 555 | 2000 | 555-2F | 0.30303 | 2944140.0508 | 312732.167 | 453.89 | 32670 | 8.2525 | 594 | 53529.8191 | 5686.0394
558-301R | 29130.0982 | 5045.4585 | 558 | 2003 | 558-301R | 2.3458 | 1602155.403 | 277500.216 | 453.89 | 4220.2487 | 8.2525 | 76.7318 | 29130.0982 | 5045.4585
56-669F | 65595.1453 | 7142.1018 | 56 | 2013 | 56-669F | 0.26648 | 3607732.9933 | 392815.6009 | 453.89 | 37151.3859 | 8.2525 | 675.4797 | 65595.1453 | 7142.1018
56-670F | 59403.5683 | 5921.8473 | 56 | 2014 | 56-670F | 0.5822 | 3267196.2568 | 325701.6036 | 453.89 | 17004.5543 | 8.2525 | 309.1737 | 59403.5683 | 5921.8473
560-46F | 31864.036 | 5195.5514 | 560 | 2019 | 560-46F | 0.34962 | 1752521.9788 | 285755.3257 | 453.89 | 28316.3597 | 8.2525 | 514.8429 | 31864.036 | 5195.5514
57-1291F | 57542.3946 | 5520.0411 | 57 | 2042 | 57-1291F | 0.9536 | 3164831.7026 | 303602.2581 | 453.89 | 10381.7279 | 8.2525 | 188.7587 | 57542.3946 | 5520.0411
57-1292F | 54248.4634 | 5413.968 | 57 | 2043 | 57-1292F | 0.31117 | 2983665.4891 | 297768.2405 | 453.89 | 31814.9726 | 8.2525 | 578.454 | 54248.4634 | 5413.968
57-1295F | 43360.4825 | 5084.6995 | 57 | 2044 | 57-1295F | 0.70663 | 2384826.5384 | 279658.4714 | 453.89 | 14010.1849 | 8.2525 | 254.7306 | 43360.4825 | 5084.6995
57-1296F | 25371.2228 | 4717.7014 | 57 | 2045 | 57-1296F | 3.8896 | 1395417.2547 | 259473.576 | 453.89 | 2545.2598 | 8.2525 | 46.2775 | 25371.2228 | 4717.7014
57-463AE | 49089.5774 | 5252.8571 | 57 | 2046 | 57-463AE | 2.8589 | 2699926.7571 | 288907.1422 | 453.89 | 3462.8685 | 8.2525 | 62.9612 | 49089.5774 | 5252.8571
57-736 | 56939.4702 | 6084.6854 | 57 | 2047 | 57-736 | 0.78883 | 3131670.8613 | 334657.6995 | 453.89 | 12550.3001 | 8.2525 | 228.1873 | 56939.4702 | 6084.6854
570-489F | 99648.672 | 5604.9864 | 570 | 2048 | 570-489F | 0.032197 | 5480676.9615 | 308274.2494 | 453.89 | 307482.3529 | 8.2525 | 5590.5882 | 99648.672 | 5604.9864
570-490F | 64530.7403 | 6041.9134 | 570 | 2049 | 570-490F | 0.35682 | 3549190.7139 | 332305.2357 | 453.89 | 27745.2229 | 8.2525 | 504.4586 | 64530.7403 | 6041.9134
570-491F | 68245.7046 | 6237.1726 | 570 | 2050 | 570-491F | 0.33731 | 3753513.7543 | 343044.4955 | 453.89 | 29349.8035 | 8.2525 | 533.6328 | 68245.7046 | 6237.1726
571-33 | 38702.0104 | 5017.9826 | 571 | 2052 | 571-33 | 3.0269 | 2128610.5721 | 275989.0436 | 453.89 | 3270.6795 | 8.2525 | 59.4669 | 38702.0104 | 5017.9826
571-49F | 44262.0141 | 5404.8124 | 571 | 2056 | 571-49F | 2.483 | 2434410.7739 | 297264.6847 | 453.89 | 3987.1854 | 8.2525 | 72.4943 | 44262.0141 | 5404.8124
572-493F | 62795.9403 | 12424.9796 | 572 | 2058 | 572-493F | 0.083523 | 3453776.714 | 683373.8776 | 453.89 | 118530.6122 | 8.2525 | 2155.102 | 62795.9403 | 12424.9796
578-227AE | 35810.7367 | 5016.3069 | 578 | 2073 | 578-227AE | 7.3634 | 1969590.5198 | 275896.8775 | 453.89 | 1344.479 | 8.2525 | 24.4451 | 35810.7367 | 5016.3069
578-242F | 39559.6567 | 5215.9135 | 578 | 2074 | 578-242F | 2.7303 | 2175781.1172 | 286875.2423 | 453.89 | 3625.9711 | 8.2525 | 65.9267 | 39559.6567 | 5215.9135
579-350F | 51202.9276 | 7048.2664 | 579 | 2077 | 579-350F | 0.53295 | 2816161.0207 | 387654.6542 | 453.89 | 18575.693 | 8.2525 | 337.7399 | 51202.9276 | 7048.2664
58-110F | 46037.6815 | 5194.6186 | 58 | 2079 | 58-110F | 2.9337 | 2532072.4808 | 285704.0257 | 453.89 | 3374.5642 | 8.2525 | 61.3557 | 46037.6815 | 5194.6186
58-522 | 44279.9024 | 5322.4576 | 58 | 2084 | 58-522 | 0.46875 | 2435394.6336 | 292735.168 | 453.89 | 21120 | 8.2525 | 384 | 44279.9024 | 5322.4576
58-753F | 70682.0238 | 6360.455 | 58 | 2089 | 58-753F | 0.086174 | 3887511.3108 | 349825.0268 | 453.89 | 114883.5165 | 8.2525 | 2088.7912 | 70682.0238 | 6360.455
58-754F | 43879.0056 | 5277.87 | 58 | 2090 | 58-754F | 1.2604 | 2413345.3067 | 290282.8509 | 453.89 | 7854.5455 | 8.2525 | 142.8099 | 43879.0056 | 5277.87
58-756F | 54926.8661 | 5854.6201 | 58 | 2091 | 58-756F | 0.2536 | 3020977.6346 | 322004.1058 | 453.89 | 39038.0881 | 8.2525 | 709.7834 | 54926.8661 | 5854.6201
580-690AE | 50060.5839 | 7095.1719 | 580 | 2092 | 580-690AE | 0.067992 | 2753332.1163 | 390234.4557 | 453.89 | 145604.4568 | 8.2525 | 2647.3538 | 50060.5839 | 7095.1719
581-49 | 38690.1853 | 5166.7591 | 581 | 2095 | 581-49 | 1.9536 | 2127960.1928 | 284171.7516 | 453.89 | 5067.5715 | 8.2525 | 92.1377 | 38690.1853 | 5166.7591
583-318F | 54017.1623 | 4641.7339 | 583 | 2100 | 583-318F | 2.2297 | 2970943.9289 | 255295.3656 | 453.89 | 4439.9898 | 8.2525 | 80.7271 | 54017.1623 | 4641.7339
586-3 | 38612.7987 | 5006.6758 | 586 | 2112 | 586-3 | 4.2473 | 2123703.9287 | 275367.1679 | 453.89 | 2330.866 | 8.2525 | 42.3794 | 38612.7987 | 5006.6758
59-464AE | 56112.2817 | 4962.548 | 59 | 2126 | 59-464AE | 0.95284 | 3086175.4939 | 272940.1388 | 453.89 | 10389.9821 | 8.2525 | 188.9088 | 56112.2817 | 4962.548
59-465 | 23264.1844 | 4743.685 | 59 | 2127 | 59-465 | 7.5326 | 1279530.1401 | 260902.6748 | 453.89 | 1314.2915 | 8.2525 | 23.8962 | 23264.1844 | 4743.685
591-1594R | 33085.9389 | 5340.7805 | 591 | 2136 | 591-1594R | 2.5822 | 1819726.6396 | 293742.929 | 453.89 | 3833.9446 | 8.2525 | 69.7081 | 33085.9389 | 5340.7805
591-39AE | 42215.1449 | 5471.8657 | 591 | 2137 | 591-39AE | 5.3142 | 2321832.968 | 300952.6141 | 453.89 | 1862.9317 | 8.2525 | 33.8715 | 42215.1449 | 5471.8657
594-1379F | 32542.9929 | 6232.0878 | 594 | 2146 | 594-1379F | 0.51875 | 1789864.6075 | 342764.8305 | 453.89 | 19084.3373 | 8.2525 | 346.988 | 32542.9929 | 6232.0878
595-1454F | 45705.3492 | 5325.8495 | 595 | 2154 | 595-1454F | 0.82178 | 2513794.2058 | 292921.7243 | 453.89 | 12047.0154 | 8.2525 | 219.0366 | 45705.3492 | 5325.8495
595-500 | 39193.5851 | 5846.0852 | 595 | 2155 | 595-500 | 1.703 | 2155647.1792 | 321534.6858 | 453.89 | 5813.1673 | 8.2525 | 105.694 | 39193.5851 | 5846.0852
597-595 | 49876.5662 | 7558.7117 | 597 | 2157 | 597-595 | 17.4087 | 2743211.1429 | 415729.1443 | 453.89 | 568.6808 | 8.2525 | 10.3397 | 49876.5662 | 7558.7117
599-19R | 48828.0668 | 7492.0954 | 599 | 2162 | 599-19R | 27.9549 | 2685543.6713 | 412065.2451 | 453.89 | 354.1415 | 8.2525 | 6.4389 | 48828.0668 | 7492.0954
60-574 | 43768.9016 | 5411.4349 | 60 | 2164 | 60-574 | 1.8136 | 2407289.5873 | 297628.9188 | 453.89 | 5458.6466 | 8.2525 | 99.2481 | 43768.9016 | 5411.4349
60-576F | 31373.0959 | 5222.7774 | 60 | 2166 | 60-576F | 1.1275 | 1725520.276 | 287252.7575 | 453.89 | 8780.7828 | 8.2525 | 159.6506 | 31373.0959 | 5222.7774
60-603F | 44010.6673 | 5298.9091 | 60 | 2168 | 60-603F | 2.7038 | 2420586.7032 | 291440.0027 | 453.89 | 3661.5298 | 8.2525 | 66.5733 | 44010.6673 | 5298.9091
61-13F | 62549.1649 | 5457.1146 | 61 | 2170 | 61-13F | 1.0606 | 3440204.0697 | 300141.3046 | 453.89 | 9334.2857 | 8.2525 | 169.7143 | 62549.1649 | 5457.1146
61-21F | 39674.0911 | 5769.3741 | 61 | 2171 | 61-21F | 1.4159 | 2182075.0093 | 317315.5769 | 453.89 | 6991.9743 | 8.2525 | 127.1268 | 39674.0911 | 5769.3741
61-23F | 52124.1153 | 11350.5516 | 61 | 2172 | 61-23F | 0.079167 | 2866826.3405 | 624280.3368 | 453.89 | 125052.6316 | 8.2525 | 2273.6842 | 52124.1153 | 11350.5516
62-22AE | 47947.3328 | 5247.532 | 62 | 2174 | 62-22AE | 5.15 | 2637103.3025 | 288614.2621 | 453.89 | 1922.3301 | 8.2525 | 34.9515 | 47947.3328 | 5247.532
63-35AE | 20721.3908 | 5043.2918 | 63 | 2175 | 63-35AE | 1.9439 | 1139676.4947 | 277381.0465 | 453.89 | 5092.7514 | 8.2525 | 92.5955 | 20721.3908 | 5043.2918
63-797R | 60326.6376 | 5227.4944 | 63 | 2176 | 63-797R | 3.729 | 3317965.0693 | 287512.1921 | 453.89 | 2654.8834 | 8.2525 | 48.2706 | 60326.6376 | 5227.4944
64-13F | 87826.4077 | 5127.5835 | 64 | 2177 | 64-13F | 0.11307 | 4830452.4232 | 282017.0935 | 453.89 | 87557.7889 | 8.2525 | 1591.9598 | 87826.4077 | 5127.5835
64-14F | 22531.7221 | 4870.7294 | 64 | 2178 | 64-14F | 8.9328 | 1239244.7175 | 267890.1187 | 453.89 | 1108.2794 | 8.2525 | 20.1505 | 22531.7221 | 4870.7294
66-1213R | 68188.4147 | 5024.2831 | 66 | 2182 | 66-1213R | 15.3455 | 3750362.8086 | 276335.5694 | 453.89 | 645.1422 | 8.2525 | 11.7299 | 68188.4147 | 5024.2831
67-24R | 41059.4777 | 7465.1408 | 67 | 2183 | 67-24R | 13.6102 | 2258271.2745 | 410582.7454 | 453.89 | 727.3942 | 8.2525 | 13.2253 | 41059.4777 | 7465.1408
67-34R | 45618.0497 | 7491.676 | 67 | 2184 | 67-34R | 20.3064 | 2508992.7355 | 412042.1792 | 453.89 | 487.5301 | 8.2525 | 8.8642 | 45618.0497 | 7491.676
67-37R | 37134.5952 | 7437.821 | 67 | 2185 | 67-37R | 8.2782 | 2042402.7385 | 409080.1569 | 453.89 | 1195.9093 | 8.2525 | 21.7438 | 37134.5952 | 7437.821
67-45R | 37416.9732 | 7447.244 | 67 | 2186 | 67-45R | 10.2424 | 2057933.5276 | 409598.4221 | 453.89 | 966.568 | 8.2525 | 17.574 | 37416.9732 | 7447.244
68-27 | 53268.2503 | 4906.4283 | 68 | 2190 | 68-27 | 0.92652 | 2929753.7638 | 269853.5542 | 453.89 | 10685.2003 | 8.2525 | 194.2764 | 53268.2503 | 4906.4283
68-42 | 80817.7339 | 7161.7274 | 68 | 2191 | 68-42 | 1.2489 | 4444975.3637 | 393895.0064 | 453.89 | 7927.2066 | 8.2525 | 144.131 | 80817.7339 | 7161.7274
69-45F | 38790.6382 | 7000.4228 | 69 | 2194 | 69-45F | 0.62367 | 2133485.1031 | 385023.2547 | 453.89 | 15873.6714 | 8.2525 | 288.6122 | 38790.6382 | 7000.4228
700-255 | 27936.6971 | 4802.0024 | 700 | 2196 | 700-255 | 1.1786 | 1536518.3397 | 264110.1336 | 453.89 | 8399.8072 | 8.2525 | 152.7238 | 27936.6971 | 4802.0024
700-259F | 42667.0361 | 5227.2248 | 700 | 2199 | 700-259F | 0.47121 | 2346686.9851 | 287497.3653 | 453.89 | 21009.6463 | 8.2525 | 381.9936 | 42667.0361 | 5227.2248
701-48AE | 49094.0463 | 5800.3008 | 701 | 2205 | 701-48AE | 1.6547 | 2700172.548 | 319016.5444 | 453.89 | 5982.8316 | 8.2525 | 108.7788 | 49094.0463 | 5800.3008
702-25 | 22020.8083 | 5275.6319 | 702 | 2210 | 702-25 | 0.81742 | 1211144.4591 | 290159.7535 | 453.89 | 12111.2141 | 8.2525 | 220.2039 | 22020.8083 | 5275.6319
702-27R | 41401.8621 | 5232.1817 | 702 | 2211 | 702-27R | 6.3924 | 2277102.414 | 287769.9957 | 453.89 | 1548.7082 | 8.2525 | 28.1583 | 41401.8621 | 5232.1817
702-30 | 38053.8447 | 5066.5611 | 702 | 2212 | 702-30 | 4.7468 | 2092961.4595 | 278660.8583 | 453.89 | 2085.6242 | 8.2525 | 37.9204 | 38053.8447 | 5066.5611
702-448F | 81804.9148 | 5342.0185 | 702 | 2213 | 702-448F | 0.029545 | 4499270.3141 | 293811.0154 | 453.89 | 335076.9231 | 8.2525 | 6092.3077 | 81804.9148 | 5342.0185
703-279R | 52843.3598 | 5285.5876 | 703 | 2214 | 703-279R | 4.4023 | 2906384.7888 | 290707.3185 | 453.89 | 2248.8384 | 8.2525 | 40.888 | 52843.3598 | 5285.5876
712-26 | 63452.56 | 5971.9442 | 712 | 2224 | 712-26 | 0.12216 | 3489890.7976 | 328456.9302 | 453.89 | 81041.8605 | 8.2525 | 1473.4884 | 63452.56 | 5971.9442
712-311F | 56567.2706 | 5737.4327 | 712 | 2226 | 712-311F | 0.58958 | 3111199.8804 | 315558.7958 | 453.89 | 16791.5194 | 8.2525 | 305.3004 | 56567.2706 | 5737.4327
713-169 | 35914.1236 | 5033.6814 | 713 | 2228 | 713-169 | 0.36193 | 1975276.7964 | 276852.476 | 453.89 | 27353.2182 | 8.2525 | 497.3312 | 35914.1236 | 5033.6814
714-549F | 25224.2886 | 4842.4281 | 714 | 2236 | 714-549F | 1.6697 | 1387335.8719 | 266333.5472 | 453.89 | 5929.2196 | 8.2525 | 107.804 | 25224.2886 | 4842.4281
718-483R | 27961.0576 | 4972.1975 | 718 | 2246 | 718-483R | 3.2841 | 1537858.1667 | 273470.8645 | 453.89 | 3014.5329 | 8.2525 | 54.8097 | 27961.0576 | 4972.1975
719-20AE | 42669.3749 | 5364.0764 | 719 | 2247 | 719-20AE | 0.1892 | 2346815.6204 | 295024.2018 | 453.89 | 52324.3243 | 8.2525 | 951.3514 | 42669.3749 | 5364.0764
719-21AE | 41844.7915 | 5358.5183 | 719 | 2248 | 719-21AE | 1.217 | 2301463.5339 | 294718.5076 | 453.89 | 8134.4538 | 8.2525 | 147.8992 | 41844.7915 | 5358.5183
719-28 | 201072.3744 | 6695.648 | 719 | 2249 | 719-28 | 0.011364 | 11058980.5927 | 368260.64 | 453.89 | 871200 | 8.2525 | 15840 | 201072.3744 | 6695.648
719-33 | 44088.3236 | 5215.6972 | 719 | 2250 | 719-33 | 2.1061 | 2424857.7977 | 286863.3481 | 453.89 | 4700.7194 | 8.2525 | 85.4676 | 44088.3236 | 5215.6972
719-856F | 45596.8004 | 5902.1316 | 719 | 2257 | 719-856F | 0.39356 | 2507824.0234 | 324617.2373 | 453.89 | 25154.9567 | 8.2525 | 457.3628 | 45596.8004 | 5902.1316
719-857F | 71020.8022 | 5915.6075 | 719 | 2258 | 719-857F | 0.1572 | 3906144.1212 | 325358.4135 | 453.89 | 62978.3133 | 8.2525 | 1145.0602 | 71020.8022 | 5915.6075
72-12F | 65081.1514 | 6747.5764 | 72 | 2259 | 72-12F | 0.11496 | 3579463.3258 | 371116.7025 | 453.89 | 86115.3213 | 8.2525 | 1565.7331 | 65081.1514 | 6747.5764
72-16 | 43416.4039 | 5385.6535 | 72 | 2260 | 72-16 | 2.4542 | 2387902.2145 | 296210.9433 | 453.89 | 4033.9559 | 8.2525 | 73.3447 | 43416.4039 | 5385.6535
723-377 | 121068.7189 | 7816.9783 | 723 | 2261 | 723-377 | 0.056439 | 6658779.5385 | 429933.804 | 453.89 | 175409.396 | 8.2525 | 3189.2617 | 121068.7189 | 7816.9783
723-792F | 38757.4598 | 5126.2386 | 723 | 2263 | 723-792F | 0.1303 | 2131660.2916 | 281943.1233 | 453.89 | 75976.7442 | 8.2525 | 1381.3953 | 38757.4598 | 5126.2386
723-793F | 39081.364 | 4794.729 | 723 | 2264 | 723-793F | 0.16136 | 2149475.0206 | 263710.0958 | 453.89 | 61352.1127 | 8.2525 | 1115.493 | 39081.364 | 4794.729
728-1570F | 87337.0226 | 10059.9108 | 728 | 2274 | 728-1570F | 0.074432 | 4803536.242 | 553295.0962 | 453.89 | 133007.6336 | 8.2525 | 2418.3206 | 87337.0226 | 10059.9108
73-1130R | 32287.1196 | 7449.2681 | 73 | 2275 | 73-1130R | 12.0396 | 1775791.5799 | 409709.7441 | 453.89 | 822.2876 | 8.2525 | 14.9507 | 32287.1196 | 7449.2681
73-1163 | 42980.0555 | 7466.3999 | 73 | 2278 | 73-1163 | 11.278 | 2363903.0515 | 410651.9928 | 453.89 | 877.8129 | 8.2525 | 15.9602 | 42980.0555 | 7466.3999
73-1164 | 65339.2521 | 7597.3217 | 73 | 2279 | 73-1164 | 1.2322 | 3593658.8631 | 417852.6927 | 453.89 | 8034.4298 | 8.2525 | 146.0805 | 65339.2521 | 7597.3217
73-23R | 31831.7331 | 7435.5118 | 73 | 2283 | 73-23R | 8.2208 | 1750745.323 | 408953.1517 | 453.89 | 1204.2575 | 8.2525 | 21.8956 | 31831.7331 | 7435.5118
73-678R | 38127.678 | 7441.1408 | 73 | 2284 | 73-678R | 14.1729 | 2097022.2922 | 409262.7451 | 453.89 | 698.5154 | 8.2525 | 12.7003 | 38127.678 | 7441.1408
73-683R | 38911.0709 | 7467.6494 | 73 | 2285 | 73-683R | 10.907 | 2140108.8976 | 410720.7164 | 453.89 | 907.6733 | 8.2525 | 16.5032 | 38911.0709 | 7467.6494
730-1079 | 38319.8835 | 5153.458 | 730 | 2286 | 730-1079 | 7.2366 | 2107593.5925 | 283440.1924 | 453.89 | 1368.0546 | 8.2525 | 24.8737 | 38319.8835 | 5153.458
730-835 | 38004.5496 | 5201.2211 | 730 | 2287 | 730-835 | 2.6125 | 2090250.2259 | 286067.1579 | 453.89 | 3789.4737 | 8.2525 | 68.8995 | 38004.5496 | 5201.2211
730-971R | 40901.4504 | 5242.4219 | 730 | 2288 | 730-971R | 4.1975 | 2249579.7703 | 288333.2019 | 453.89 | 2358.5255 | 8.2525 | 42.8823 | 40901.4504 | 5242.4219
731-1245F | 53815.7504 | 5188.6072 | 731 | 2289 | 731-1245F | 0.25777 | 2959866.2712 | 285373.396 | 453.89 | 38407.0536 | 8.2525 | 698.3101 | 53815.7504 | 5188.6072
731-1247F | 39799.6987 | 5090.168 | 731 | 2290 | 731-1247F | 4.6873 | 2188983.4274 | 279959.2404 | 453.89 | 2112.0853 | 8.2525 | 38.4016 | 39799.6987 | 5090.168
731-49F | 41639.2495 | 5188.8573 | 731 | 2292 | 731-49F | 9.6521 | 2290158.7207 | 285387.1492 | 453.89 | 1025.6853 | 8.2525 | 18.6488 | 41639.2495 | 5188.8573
732-15R | 41027.2943 | 5543.4598 | 732 | 2293 | 732-15R | 3.5023 | 2256501.1858 | 304890.2907 | 453.89 | 2826.7359 | 8.2525 | 51.3952 | 41027.2943 | 5543.4598
733-20AE | 41949.0467 | 5143.9571 | 733 | 2294 | 733-20AE | 5.1165 | 2307197.5666 | 282917.6429 | 453.89 | 1934.925 | 8.2525 | 35.1805 | 41949.0467 | 5143.9571
733-23R | 49060.6413 | 5270.8767 | 733 | 2295 | 733-23R | 7.0133 | 2698335.2725 | 289898.2194 | 453.89 | 1411.6122 | 8.2525 | 25.6657 | 49060.6413 | 5270.8767
74-24R | 43346.3216 | 5307.0507 | 74 | 2314 | 74-24R | 3.9907 | 2384047.6905 | 291887.7884 | 453.89 | 2480.7555 | 8.2525 | 45.1046 | 43346.3216 | 5307.0507
74-35R | 36366.3285 | 5115.5402 | 74 | 2315 | 74-35R | 1.2218 | 2000148.0702 | 281354.7104 | 453.89 | 8102.9298 | 8.2525 | 147.326 | 36366.3285 | 5115.5402
740-856F | 49774.5872 | 5534.6141 | 740 | 2318 | 740-856F | 1.3888 | 2737602.2962 | 304403.7749 | 453.89 | 7128.324 | 8.2525 | 129.6059 | 49774.5872 | 5534.6141
740-857F | 56149.2384 | 5860.0429 | 740 | 2319 | 740-857F | 0.23295 | 3088208.1102 | 322302.361 | 453.89 | 42497.561 | 8.2525 | 772.6829 | 56149.2384 | 5860.0429
741-17 | 73144.2684 | 6194.2051 | 741 | 2322 | 741-17 | 0.22917 | 4022934.762 | 340681.28 | 453.89 | 43200 | 8.2525 | 785.4545 | 73144.2684 | 6194.2051
75-2257F | 86683.7154 | 9010.3486 | 75 | 2365 | 75-2257F | 0.050947 | 4767604.3474 | 495569.1703 | 453.89 | 194319.7026 | 8.2525 | 3533.0855 | 86683.7154 | 9010.3486
75-2258F | 269550.4876 | 27874.5727 | 75 | 2366 | 75-2258F | 0.020455 | 14825276.8191 | 1533101.5003 | 453.89 | 484000 | 8.2525 | 8800 | 269550.4876 | 27874.5727
75-2259F | 54305.6375 | 7523.2706 | 75 | 2367 | 75-2259F | 4.3316 | 2986810.0641 | 413779.881 | 453.89 | 2285.5144 | 8.2525 | 41.5548 | 54305.6375 | 7523.2706
75-32R | 57005.1536 | 7656.6384 | 75 | 2369 | 75-32R | 2.4445 | 3135283.4485 | 421115.1097 | 453.89 | 4049.8954 | 8.2525 | 73.6345 | 57005.1536 | 7656.6384
75-41 | 44075.071 | 7441.0915 | 75 | 2370 | 75-41 | 2.6098 | 2424128.9028 | 409260.0304 | 453.89 | 3793.3237 | 8.2525 | 68.9695 | 44075.071 | 7441.0915
75-996R | 48335.4418 | 7414.8078 | 75 | 2371 | 75-996R | 10.9093 | 2658449.2998 | 407814.4276 | 453.89 | 907.4842 | 8.2525 | 16.4997 | 48335.4418 | 7414.8078
759-13AE | 41004.4955 | 5130.5512 | 759 | 2401 | 759-13AE | 7.3235 | 2255247.254 | 282180.3153 | 453.89 | 1351.8155 | 8.2525 | 24.5785 | 41004.4955 | 5130.5512
76-266F | 45744.9418 | 5944.8136 | 76 | 2402 | 76-266F | 0.21686 | 2515971.8015 | 326964.7455 | 453.89 | 45652.4017 | 8.2525 | 830.0437 | 45744.9418 | 5944.8136
76-272 | 46297.1054 | 5575.6722 | 76 | 2403 | 76-272 | 0.79697 | 2546340.7994 | 306661.9692 | 453.89 | 12422.0532 | 8.2525 | 225.8555 | 46297.1054 | 5575.6722
76-49F | 49709.27 | 5217.644 | 76 | 2405 | 76-49F | 0.51458 | 2734009.8502 | 286970.4227 | 453.89 | 19238.8664 | 8.2525 | 349.7976 | 49709.27 | 5217.644
765-53 | 34595.2412 | 8095.2343 | 765 | 2421 | 765-53 | 0.22367 | 1902738.2656 | 445237.8852 | 453.89 | 44260.7959 | 8.2525 | 804.7417 | 34595.2412 | 8095.2343
768-20AE | 33927.2304 | 7096.7468 | 768 | 2422 | 768-20AE | 0.6589 | 1865997.6707 | 390321.0734 | 453.89 | 15025.0072 | 8.2525 | 273.1819 | 33927.2304 | 7096.7468
77-28R | 55680.8018 | 5445.5274 | 77 | 2423 | 77-28R | 0.72197 | 3062444.0979 | 299504.0063 | 453.89 | 13712.4869 | 8.2525 | 249.3179 | 55680.8018 | 5445.5274
770-250R | 40142.6412 | 4828.7823 | 770 | 2424 | 770-250R | 0.88523 | 2207845.2684 | 265583.0285 | 453.89 | 11183.5687 | 8.2525 | 203.3376 | 40142.6412 | 4828.7823
770-259R | 30035.5255 | 7129.5616 | 770 | 2425 | 770-259R | 1.5089 | 1651953.9002 | 392125.8862 | 453.89 | 6561.0644 | 8.2525 | 119.2921 | 30035.5255 | 7129.5616
771-274AE | 64040.3934 | 7855.36 | 771 | 2429 | 771-274AE | 0.13125 | 3522221.6354 | 432044.8 | 453.89 | 75428.5714 | 8.2525 | 1371.4286 | 64040.3934 | 7855.36
773-271F | 42301.9507 | 5121.9127 | 773 | 2435 | 773-271F | 0.61894 | 2326607.2867 | 281705.1961 | 453.89 | 15995.104 | 8.2525 | 290.8201 | 42301.9507 | 5121.9127
775-185 | 46006.9476 | 5422.2757 | 775 | 2442 | 775-185 | 1.2682 | 2530382.1182 | 298225.1634 | 453.89 | 7806.4516 | 8.2525 | 141.9355 | 46006.9476 | 5422.2757
775-187AE | 53334.42 | 5553.5037 | 775 | 2443 | 775-187AE | 0.35114 | 2933393.101 | 305442.7029 | 453.89 | 28194.1748 | 8.2525 | 512.6214 | 53334.42 | 5553.5037
777-10 | 50099.383 | 5625.3847 | 777 | 2444 | 777-10 | 0.082197 | 2755466.0659 | 309396.1585 | 453.89 | 120442.3963 | 8.2525 | 2189.8618 | 50099.383 | 5625.3847
777-101 | 39071.2388 | 5234.1045 | 777 | 2445 | 777-101 | 0.37973 | 2148918.1364 | 287875.7474 | 453.89 | 26070.8229 | 8.2525 | 474.015 | 39071.2388 | 5234.1045
777-263F | 59889.6359 | 5289.8913 | 777 | 2446 | 777-263F | 0.17765 | 3293929.9748 | 290944.0239 | 453.89 | 55727.0789 | 8.2525 | 1013.2196 | 59889.6359 | 5289.8913
777-268F | 100343.2209 | 7298.1816 | 777 | 2448 | 777-268F | 0.02803 | 5518877.1478 | 401399.9892 | 453.89 | 353189.1892 | 8.2525 | 6421.6216 | 100343.2209 | 7298.1816
779-25AE | 33541.3511 | 5117.3077 | 779 | 2450 | 779-25AE | 0.25284 | 1844774.3127 | 281451.9227 | 453.89 | 39155.0562 | 8.2525 | 711.9101 | 33541.3511 | 5117.3077
78-26R | 44390.4821 | 7517.7381 | 78 | 2451 | 78-26R | 6.3703 | 2441476.5158 | 413475.5938 | 453.89 | 1554.0954 | 8.2525 | 28.2563 | 44390.4821 | 7517.7381
78-35R | 25000.3145 | 7222.7377 | 78 | 2452 | 78-35R | 1.532 | 1375017.2994 | 397250.5731 | 453.89 | 6462.109 | 8.2525 | 117.4929 | 25000.3145 | 7222.7377
78-782R | 33279.9514 | 7478.2703 | 78 | 2453 | 78-782R | 1.7152 | 1830397.3288 | 411304.8647 | 453.89 | 5772.0848 | 8.2525 | 104.947 | 33279.9514 | 7478.2703
780-468R | 24285.3796 | 6057.684 | 780 | 2457 | 780-468R | 1.2642 | 1335695.8777 | 333172.6195 | 453.89 | 7831.0112 | 8.2525 | 142.382 | 24285.3796 | 6057.684
781-1356R | 55168.2748 | 5820.94 | 781 | 2458 | 781-1356R | 0.75587 | 3034255.1117 | 320151.6997 | 453.89 | 13097.4693 | 8.2525 | 238.1358 | 55168.2748 | 5820.94
781-1359 | 48528.9789 | 5685.2166 | 781 | 2459 | 781-1359 | 0.99375 | 2669093.8368 | 312686.9132 | 453.89 | 9962.2642 | 8.2525 | 181.1321 | 48528.9789 | 5685.2166
781-43AE | 57281.1407 | 5258.3195 | 781 | 2460 | 781-43AE | 0.096023 | 3150462.7369 | 289207.574 | 453.89 | 103100.5917 | 8.2525 | 1874.5562 | 57281.1407 | 5258.3195
781-44 | 43436.8022 | 5243.1125 | 781 | 2461 | 781-44 | 9.6799 | 2389024.1225 | 288371.1852 | 453.89 | 1022.7353 | 8.2525 | 18.5952 | 43436.8022 | 5243.1125
788-34R | 44184.952 | 6370.5546 | 788 | 2491 | 788-34R | 12.3557 | 2430172.3581 | 350380.5018 | 453.89 | 801.2508 | 8.2525 | 14.5682 | 44184.952 | 6370.5546
789-15 | 51836.6094 | 5842.1429 | 789 | 2492 | 789-15 | 0.75852 | 2851013.5159 | 321317.8607 | 453.89 | 13051.6854 | 8.2525 | 237.3034 | 51836.6094 | 5842.1429
789-4R | 49894.3398 | 5116.8894 | 789 | 2494 | 789-4R | 9.0888 | 2744188.6917 | 281428.9196 | 453.89 | 1089.2496 | 8.2525 | 19.8045 | 49894.3398 | 5116.8894
79-1215F | 61417.6012 | 7638.1841 | 79 | 2496 | 79-1215F | 0.1661 | 3377968.0643 | 420100.126 | 453.89 | 59603.1927 | 8.2525 | 1083.6944 | 61417.6012 | 7638.1841
79-658R | 34616.9297 | 7428.2713 | 79 | 2498 | 79-658R | 9.3078 | 1903931.1345 | 408554.923 | 453.89 | 1063.628 | 8.2525 | 19.3387 | 34616.9297 | 7428.2713
79-660R | 43213.3661 | 7442.9397 | 79 | 2499 | 79-660R | 7.2462 | 2376735.1351 | 409361.6836 | 453.89 | 1366.2311 | 8.2525 | 24.8406 | 43213.3661 | 7442.9397
79-668R | 44617.4958 | 7627.5038 | 79 | 2500 | 79-668R | 7.4994 | 2453962.2671 | 419512.7106 | 453.89 | 1320.1 | 8.2525 | 24.0018 | 44617.4958 | 7627.5038
79-676R | 46505.8297 | 7557.0056 | 79 | 2501 | 79-676R | 3.1771 | 2557820.6357 | 415635.3085 | 453.89 | 3116.0656 | 8.2525 | 56.6557 | 46505.8297 | 7557.0056
79-679R | 40102.9015 | 7504.3182 | 79 | 2502 | 79-679R | 6.085 | 2205659.5835 | 412737.5 | 453.89 | 1626.9414 | 8.2525 | 29.5808 | 40102.9015 | 7504.3182
79-685R | 25077.3528 | 7745.3229 | 79 | 2503 | 79-685R | 3.8049 | 1379254.4028 | 425992.7591 | 453.89 | 2601.8915 | 8.2525 | 47.3071 | 25077.3528 | 7745.3229
79-714R | 42836.1933 | 7529.602 | 79 | 2504 | 79-714R | 4.585 | 2355990.6328 | 414128.1125 | 453.89 | 2159.197 | 8.2525 | 39.2581 | 42836.1933 | 7529.602
79-785 | 43817.0012 | 7540.7291 | 79 | 2506 | 79-785 | 10.1106 | 2409935.0683 | 414740.1002 | 453.89 | 979.1698 | 8.2525 | 17.8031 | 43817.0012 | 7540.7291
79-799R | 23991.6466 | 7411.3751 | 79 | 2507 | 79-799R | 6.6937 | 1319540.563 | 407625.6331 | 453.89 | 1478.9916 | 8.2525 | 26.8908 | 23991.6466 | 7411.3751
79-808R | 34230.329 | 7436.0536 | 79 | 2508 | 79-808R | 10.2572 | 1882668.0944 | 408982.9506 | 453.89 | 965.176 | 8.2525 | 17.5487 | 34230.329 | 7436.0536
791-419F | 41077.9539 | 6402.7774 | 791 | 2509 | 791-419F | 4.9756 | 2259287.4669 | 352152.7593 | 453.89 | 1989.7225 | 8.2525 | 36.1768 | 41077.9539 | 6402.7774
792-1172F | 48066.5157 | 5214.5384 | 792 | 2513 | 792-1172F | 2.5915 | 2643658.3653 | 286799.6134 | 453.89 | 3820.2149 | 8.2525 | 69.4585 | 48066.5157 | 5214.5384
792-1173F | 45798.1202 | 5247.7725 | 792 | 2514 | 792-1173F | 0.36572 | 2518896.6126 | 288627.4859 | 453.89 | 27069.912 | 8.2525 | 492.1802 | 45798.1202 | 5247.7725
792-46 | 43468.6988 | 5092.1952 | 792 | 2516 | 792-46 | 3.3119 | 2390778.4354 | 280070.7384 | 453.89 | 2989.192 | 8.2525 | 54.3489 | 43468.6988 | 5092.1952
792-47R | 52350.3523 | 5541.8113 | 792 | 2517 | 792-47R | 4.0883 | 2879269.3783 | 304799.6219 | 453.89 | 2421.5695 | 8.2525 | 44.0285 | 52350.3523 | 5541.8113
793-27AE | 37749.0879 | 5751.0043 | 793 | 2520 | 793-27AE | 0.62727 | 2076199.8369 | 316305.2391 | 453.89 | 15782.6087 | 8.2525 | 286.9565 | 37749.0879 | 5751.0043
793-46F | 31470.4068 | 5057.0044 | 793 | 2521 | 793-46F | 0.56326 | 1730872.3756 | 278135.2441 | 453.89 | 17576.3282 | 8.2525 | 319.5696 | 31470.4068 | 5057.0044
794-1002 | 36710.9631 | 6134.6475 | 794 | 2526 | 794-1002 | 0.86496 | 2019102.9699 | 337405.6114 | 453.89 | 11445.5879 | 8.2525 | 208.1016 | 36710.9631 | 6134.6475
794-15 | 39426.2427 | 5226.5357 | 794 | 2527 | 794-15 | 2.2947 | 2168443.3459 | 287459.4621 | 453.89 | 4314.2951 | 8.2525 | 78.4417 | 39426.2427 | 5226.5357
795-816R | 44534.3439 | 5325.4505 | 795 | 2530 | 795-816R | 3.7816 | 2449388.9165 | 292899.7791 | 453.89 | 2617.9196 | 8.2525 | 47.5985 | 44534.3439 | 5325.4505
795-821F | 42830.4527 | 5320.1195 | 795 | 2532 | 795-821F | 1.5835 | 2355674.8999 | 292606.574 | 453.89 | 6251.8837 | 8.2525 | 113.6706 | 42830.4527 | 5320.1195
796-45 | 39445.6286 | 5924.5589 | 796 | 2534 | 796-45 | 1.2795 | 2169509.5714 | 325850.7375 | 453.89 | 7737.1226 | 8.2525 | 140.675 | 39445.6286 | 5924.5589
799-504R | 50904.9124 | 6969.9965 | 799 | 2543 | 799-504R | 1.1309 | 2799770.1804 | 383349.8069 | 453.89 | 8754.3125 | 8.2525 | 159.1693 | 50904.9124 | 6969.9965
80-564 | 35533.7978 | 5029.6592 | 80 | 2545 | 80-564 | 5.2657 | 1954358.8766 | 276631.2585 | 453.89 | 1880.0849 | 8.2525 | 34.1834 | 35533.7978 | 5029.6592
80-568F | 44990.4952 | 5427.7668 | 80 | 2546 | 80-568F | 4.265 | 2474477.2354 | 298527.1726 | 453.89 | 2321.2398 | 8.2525 | 42.2044 | 44990.4952 | 5427.7668
80-575R | 54802.736 | 5958.9168 | 80 | 2547 | 80-575R | 0.63333 | 3014150.4796 | 327740.4263 | 453.89 | 15631.5789 | 8.2525 | 284.2105 | 54802.736 | 5958.9168
81-177AE | 72936.847 | 6499.6282 | 81 | 2548 | 81-177AE | 0.10246 | 4011526.5842 | 357479.5534 | 453.89 | 96621.0721 | 8.2525 | 1756.7468 | 72936.847 | 6499.6282
81-193AE | 62016.3416 | 5526.2543 | 81 | 2549 | 81-193AE | 0.22008 | 3410898.7902 | 303943.9876 | 453.89 | 44984.5095 | 8.2525 | 817.9002 | 62016.3416 | 5526.2543
83-622F | 26623.6831 | 5224.7863 | 83 | 2551 | 83-622F | 1.4354 | 1464302.5715 | 287363.2464 | 453.89 | 6896.9521 | 8.2525 | 125.3991 | 26623.6831 | 5224.7863
834-887AE | 47972.4849 | 5314.6106 | 834 | 2570 | 834-887AE | 1.1492 | 2638486.6704 | 292303.5815 | 453.89 | 8614.3705 | 8.2525 | 156.6249 | 47972.4849 | 5314.6106
835-10F | 84722.3375 | 9200.7545 | 835 | 2572 | 835-10F | 0.2072 | 4659728.5637 | 506041.4984 | 453.89 | 47780.6216 | 8.2525 | 868.7386 | 84722.3375 | 9200.7545
835-11F | 44741.5845 | 8910.6048 | 835 | 2573 | 835-11F | 1.0576 | 2460787.1458 | 490083.2648 | 453.89 | 9361.0315 | 8.2525 | 170.2006 | 44741.5845 | 8910.6048
835-35F | 90841.2869 | 29121.5927 | 835 | 2574 | 835-35F | 0.074242 | 4996270.7816 | 1601687.5959 | 453.89 | 133346.9388 | 8.2525 | 2424.4898 | 90841.2869 | 29121.5927
840-308F | 29108.2362 | 7313.8373 | 840 | 2583 | 840-308F | 1.0854 | 1600952.9897 | 402261.0521 | 453.89 | 9120.9213 | 8.2525 | 165.8349 | 29108.2362 | 7313.8373
840-374 | 78572.1063 | 7592.8668 | 840 | 2586 | 840-374 | 1.2013 | 4321465.8443 | 417607.6733 | 453.89 | 8240.8955 | 8.2525 | 149.8345 | 78572.1063 | 7592.8668
85-498F | 36130.31 | 4917.3204 | 85 | 2607 | 85-498F | 0.73731 | 1987167.0519 | 270452.622 | 453.89 | 13427.177 | 8.2525 | 244.1305 | 36130.31 | 4917.3204
85-500F | 39242.4195 | 5634.6406 | 85 | 2608 | 85-500F | 1.5788 | 2158333.0723 | 309905.2338 | 453.89 | 6270.6334 | 8.2525 | 114.0115 | 39242.4195 | 5634.6406
854-607F | 659559.5745 | 14419.4554 | 854 | 2618 | 854-607F | 0.039394 | 36275776.5979 | 793070.0462 | 453.89 | 251307.6923 | 8.2525 | 4569.2308 | 659559.5745 | 14419.4554
855-45 | 19199.7581 | 9868.1888 | 855 | 2625 | 855-45 | 0.17045 | 1055986.6936 | 542750.384 | 453.89 | 58080 | 8.2525 | 1056 | 19199.7581 | 9868.1888
855-46AE | 46097.9292 | 13461.1602 | 855 | 2626 | 855-46AE | 0.25303 | 2535386.1052 | 740363.8132 | 453.89 | 39125.7485 | 8.2525 | 711.3772 | 46097.9292 | 13461.1602
856-1141R | 43656.0377 | 5631.8492 | 856 | 2627 | 856-1141R | 2.007 | 2401082.075 | 309751.7074 | 453.89 | 4932.7168 | 8.2525 | 89.6858 | 43656.0377 | 5631.8492
857-60 | 38414.2854 | 5997.065 | 857 | 2633 | 857-60 | 0.64337 | 2112785.6947 | 329838.5743 | 453.89 | 15387.695 | 8.2525 | 279.7763 | 38414.2854 | 5997.065
858-14 | 51389.3664 | 6277.4385 | 858 | 2634 | 858-14 | 1.9259 | 2826415.1514 | 345259.1152 | 453.89 | 5140.3284 | 8.2525 | 93.4605 | 51389.3664 | 6277.4385
859-1064 | 46267.468 | 5417.2108 | 859 | 2636 | 859-1064 | 2.3294 | 2544710.7379 | 297946.5949 | 453.89 | 4250.1016 | 8.2525 | 77.2746 | 46267.468 | 5417.2108
859-13F | 42447.7091 | 5116.7564 | 859 | 2637 | 859-13F | 7.7333 | 2334623.9996 | 281421.6009 | 453.89 | 1280.1724 | 8.2525 | 23.2759 | 42447.7091 | 5116.7564
859-42R | 47299.0349 | 6315.0947 | 859 | 2640 | 859-42R | 13.8547 | 2601446.9173 | 347330.207 | 453.89 | 714.5572 | 8.2525 | 12.9919 | 47299.0349 | 6315.0947
86-1055F | 55000.8887 | 5356.857 | 86 | 2641 | 86-1055F | 0.66364 | 3025048.877 | 294627.1342 | 453.89 | 14917.8082 | 8.2525 | 271.2329 | 55000.8887 | 5356.857
86-1058F | 53087.3945 | 6731.5968 | 86 | 2643 | 86-1058F | 0.25871 | 2919806.696 | 370237.8261 | 453.89 | 38266.4714 | 8.2525 | 695.754 | 53087.3945 | 6731.5968
86-552F | 49022.0465 | 5174.5991 | 86 | 2644 | 86-552F | 11.1994 | 2696212.5565 | 284602.9488 | 453.89 | 883.9734 | 8.2525 | 16.0722 | 49022.0465 | 5174.5991
87-41AE | 50175.2269 | 5198.7798 | 87 | 2651 | 87-41AE | 0.2464 | 2759637.4777 | 285932.8873 | 453.89 | 40178.3244 | 8.2525 | 730.515 | 50175.2269 | 5198.7798
88-27F | 46950.237 | 6539.1761 | 88 | 2653 | 88-27F | 0.14678 | 2582263.0338 | 359654.6828 | 453.89 | 67447.7419 | 8.2525 | 1226.3226 | 46950.237 | 6539.1761
90-24 | 67086.3283 | 6117.5973 | 90 | 2664 | 90-24 | 0.34678 | 3689748.0586 | 336467.851 | 453.89 | 28548.3342 | 8.2525 | 519.0606 | 67086.3283 | 6117.5973
90-32 | 51118.2257 | 5361.2711 | 90 | 2665 | 90-32 | 1.9663 | 2811502.414 | 294869.9084 | 453.89 | 5034.868 | 8.2525 | 91.5431 | 51118.2257 | 5361.2711
90-44AE | 46834.9824 | 5284.7162 | 90 | 2666 | 90-44AE | 1.7723 | 2575924.0333 | 290659.3922 | 453.89 | 5585.8089 | 8.2525 | 101.5602 | 46834.9824 | 5284.7162
90-49 | 62883.6311 | 5516.8406 | 90 | 2667 | 90-49 | 0.24659 | 3458599.7089 | 303426.2304 | 453.89 | 40147.4654 | 8.2525 | 729.9539 | 62883.6311 | 5516.8406
90-50F | 53668.566 | 5508.3688 | 90 | 2668 | 90-50F | 0.39678 | 2951771.1323 | 302960.2841 | 453.89 | 24950.8353 | 8.2525 | 453.6516 | 53668.566 | 5508.3688
900-1118F | 34497.992 | 5232.5379 | 900 | 2670 | 900-1118F | 0.2036 | 1897389.5611 | 287789.5844 | 453.89 | 48625.1163 | 8.2525 | 884.093 | 34497.992 | 5232.5379
900-1119F | 76595.3399 | 21121.6453 | 900 | 2671 | 900-1119F | 0.064205 | 4212743.6963 | 1161690.492 | 453.89 | 154194.6903 | 8.2525 | 2803.5398 | 76595.3399 | 21121.6453
900-1163F | 74372.8297 | 9620.0344 | 900 | 2672 | 900-1163F | 0.24072 | 4090505.6347 | 529101.8902 | 453.89 | 41126.6719 | 8.2525 | 747.7577 | 74372.8297 | 9620.0344
900-1166F | 55642.0728 | 6042.6808 | 900 | 2674 | 900-1166F | 0.88523 | 3060314.0066 | 332347.4424 | 453.89 | 11183.5687 | 8.2525 | 203.3376 | 55642.0728 | 6042.6808
901-1124 | 39228.7199 | 7017.3164 | 901 | 2676 | 901-1124 | 1.8981 | 2157579.5945 | 385952.4038 | 453.89 | 5215.7254 | 8.2525 | 94.8314 | 39228.7199 | 7017.3164
902-364F | 38768.3605 | 5048.5975 | 902 | 2680 | 902-364F | 0.10985 | 2132259.8285 | 277672.8634 | 453.89 | 90124.1379 | 8.2525 | 1638.6207 | 38768.3605 | 5048.5975
902-48 | 45301.8735 | 5643.5376 | 902 | 2681 | 902-48 | 1.8559 | 2491603.0423 | 310394.5681 | 453.89 | 5334.4219 | 8.2525 | 96.9895 | 45301.8735 | 5643.5376
907-1475 | 163822.2947 | 10986.9315 | 907 | 2684 | 907-1475 | 0.032197 | 9010226.2064 | 604281.2328 | 453.89 | 307482.3529 | 8.2525 | 5590.5882 | 163822.2947 | 10986.9315
907-1562AE | 62950.3262 | 7847.9972 | 907 | 2685 | 907-1562AE | 4.1759 | 3462267.9422 | 431639.8447 | 453.89 | 2370.7198 | 8.2525 | 43.104 | 62950.3262 | 7847.9972
907-1602 | 83260.9697 | 8015.7668 | 907 | 2686 | 907-1602 | 0.10398 | 4579353.3338 | 440867.1717 | 453.89 | 95213.1148 | 8.2525 | 1731.1475 | 83260.9697 | 8015.7668
907-1604 | 311248.0948 | 13199.2054 | 907 | 2687 | 907-1604 | 0.01875 | 17118645.2125 | 725956.297 | 453.89 | 528000 | 8.2525 | 9600 | 311248.0948 | 13199.2054
907-1702R | 54279.5845 | 7492.8506 | 907 | 2688 | 907-1702R | 5.2799 | 2985377.1461 | 412106.7807 | 453.89 | 1875.0269 | 8.2525 | 34.0914 | 54279.5845 | 7492.8506
907-1716R | 55508.6685 | 7656.2377 | 907 | 2689 | 907-1716R | 12.8004 | 3052976.7698 | 421093.0756 | 453.89 | 773.4146 | 8.2525 | 14.0621 | 55508.6685 | 7656.2377
907-2820R | 25269.6696 | 7281.8865 | 907 | 2690 | 907-2820R | 2.4583 | 1389831.8304 | 400503.7591 | 453.89 | 4027.1186 | 8.2525 | 73.2203 | 25269.6696 | 7281.8865
908-1172R | 55555.2665 | 7570.4054 | 908 | 2691 | 908-1172R | 10.1765 | 3055539.6551 | 416372.2985 | 453.89 | 972.8281 | 8.2525 | 17.6878 | 55555.2665 | 7570.4054
908-1236 | 58643.6006 | 7566.4148 | 908 | 2692 | 908-1236 | 5.4265 | 3225398.0303 | 416152.8166 | 453.89 | 1824.3753 | 8.2525 | 33.1705 | 58643.6006 | 7566.4148
908-1368R | 42261.361 | 7466.9644 | 908 | 2694 | 908-1368R | 18.6854 | 2324374.8562 | 410683.0408 | 453.89 | 529.825 | 8.2525 | 9.6332 | 42261.361 | 7466.9644
908-1370R | 51270.8382 | 7539.7815 | 908 | 2695 | 908-1370R | 5.8532 | 2819896.0999 | 414687.9806 | 453.89 | 1691.3768 | 8.2525 | 30.7523 | 51270.8382 | 7539.7815
908-1372R | 54024.8705 | 7623.1936 | 908 | 2696 | 908-1372R | 3.7273 | 2971367.8783 | 419275.648 | 453.89 | 2656.0976 | 8.2525 | 48.2927 | 54024.8705 | 7623.1936
908-2038R | 46354.5005 | 7550.6487 | 908 | 2697 | 908-2038R | 17.9265 | 2549497.5294 | 415285.6784 | 453.89 | 552.2546 | 8.2525 | 10.041 | 46354.5005 | 7550.6487
908-2040 | 56767.5011 | 7689.6535 | 908 | 2698 | 908-2040 | 5.3208 | 3122212.5625 | 422930.9423 | 453.89 | 1860.6108 | 8.2525 | 33.8293 | 56767.5011 | 7689.6535
908-2055F | 49010.3844 | 7527.4728 | 908 | 2699 | 908-2055F | 11.539 | 2695571.1436 | 414011.0022 | 453.89 | 857.9588 | 8.2525 | 15.5993 | 49010.3844 | 7527.4728
908-2062F | 73371.6135 | 7773.9801 | 908 | 2702 | 908-2062F | 0.11193 | 4035438.7434 | 427568.9079 | 453.89 | 88446.7005 | 8.2525 | 1608.1218 | 73371.6135 | 7773.9801
908-30 | 63916.6153 | 7564.9866 | 908 | 2703 | 908-30 | 1.5403 | 3515413.8425 | 416074.2631 | 453.89 | 6427.1487 | 8.2525 | 116.8572 | 63916.6153 | 7564.9866
909-451 | 44137.3061 | 7471.023 | 909 | 2704 | 909-451 | 20.5956 | 2427551.834 | 410906.2636 | 453.89 | 480.6842 | 8.2525 | 8.7397 | 44137.3061 | 7471.023
909-453R | 44855.6944 | 7276.3827 | 909 | 2705 | 909-453R | 2.2977 | 2467063.1943 | 400201.0469 | 453.89 | 4308.6053 | 8.2525 | 78.3383 | 44855.6944 | 7276.3827
909-805R | 47082.6688 | 7480.9044 | 909 | 2707 | 909-805R | 13.4722 | 2589546.7847 | 411449.7405 | 453.89 | 734.8488 | 8.2525 | 13.3609 | 47082.6688 | 7480.9044
909-812 | 166732.6903 | 8574.5187 | 909 | 2708 | 909-812 | 0.023485 | 9170297.9668 | 471598.529 | 453.89 | 421548.3871 | 8.2525 | 7664.5161 | 166732.6903 | 8574.5187
91-7F | 43445.6856 | 6741.1263 | 91 | 2710 | 91-7F | 7.0892 | 2389512.709 | 370761.9444 | 453.89 | 1396.4895 | 8.2525 | 25.3907 | 43445.6856 | 6741.1263
916-381 | 54306.8883 | 5630.1479 | 916 | 2731 | 916-381 | 1.2261 | 2986878.8572 | 309658.1353 | 453.89 | 8074.1427 | 8.2525 | 146.8026 | 54306.8883 | 5630.1479
92-619F | 39241.204 | 6138.6195 | 92 | 2736 | 92-619F | 1.8833 | 2158266.2221 | 337624.0708 | 453.89 | 5256.6372 | 8.2525 | 95.5752 | 39241.204 | 6138.6195
920-1342R | 37083.5095 | 7320.9141 | 920 | 2737 | 920-1342R | 6.1331 | 2039593.0244 | 402650.2731 | 453.89 | 1614.1803 | 8.2525 | 29.3487 | 37083.5095 | 7320.9141
920-735AE | 39284.1775 | 5963.9612 | 920 | 2738 | 920-735AE | 5.6727 | 2160629.7613 | 328017.8656 | 453.89 | 1745.1923 | 8.2525 | 31.7308 | 39284.1775 | 5963.9612
920-823 | 39851.7715 | 5338.3191 | 920 | 2740 | 920-823 | 2.4394 | 2191847.4301 | 293607.5481 | 453.89 | 4058.3851 | 8.2525 | 73.7888 | 39851.7715 | 5338.3191
921-800F | 44864.358 | 5907.2972 | 921 | 2741 | 921-800F | 4.6273 | 2467539.692 | 324901.3459 | 453.89 | 2139.4892 | 8.2525 | 38.8998 | 44864.358 | 5907.2972
922-1143F | 33283.7919 | 5371.2756 | 922 | 2746 | 922-1143F | 2.2068 | 1830608.5547 | 295420.1553 | 453.89 | 4486.0968 | 8.2525 | 81.5654 | 33283.7919 | 5371.2756
928-19 | 25227.8448 | 7312.6626 | 928 | 2763 | 928-19 | 2.1239 | 1387531.4647 | 402196.4445 | 453.89 | 4661.3162 | 8.2525 | 84.7512 | 25227.8448 | 7312.6626
928-20 | 88671.8879 | 5150.9912 | 928 | 2764 | 928-20 | 0.12538 | 4876953.8361 | 283304.5148 | 453.89 | 78960.7251 | 8.2525 | 1435.6495 | 88671.8879 | 5150.9912
93-10R | 39975.8064 | 5081.4251 | 93 | 2767 | 93-10R | 6.2576 | 2198669.3533 | 279478.3813 | 453.89 | 1582.0823 | 8.2525 | 28.7651 | 39975.8064 | 5081.4251
93-559R | 40805.0895 | 5026.9661 | 93 | 2768 | 93-559R | 4.7509 | 2244279.9239 | 276483.138 | 453.89 | 2083.7951 | 8.2525 | 37.8872 | 40805.0895 | 5026.9661
933-472F | 48022.7531 | 5387.5038 | 933 | 2782 | 933-472F | 1.4678 | 2641251.4194 | 296312.7098 | 453.89 | 6744.7742 | 8.2525 | 122.6323 | 48022.7531 | 5387.5038
936-188 | 52738.8766 | 5739.4001 | 936 | 2791 | 936-188 | 1.5807 | 2900638.2141 | 315667.0079 | 453.89 | 6263.1201 | 8.2525 | 113.8749 | 52738.8766 | 5739.4001
94-16F | 37408.9794 | 5359.5345 | 94 | 2798 | 94-16F | 1.4203 | 2057493.8653 | 294774.3991 | 453.89 | 6970.5294 | 8.2525 | 126.7369 | 37408.9794 | 5359.5345
94-24F | 35338.891 | 5223.1865 | 94 | 2799 | 94-24F | 3.5254 | 1943639.0047 | 287275.2597 | 453.89 | 2808.2089 | 8.2525 | 51.0583 | 35338.891 | 5223.1865
94-41 | 32893.1998 | 5033.1207 | 94 | 2800 | 94-41 | 6.0028 | 1809125.987 | 276821.6375 | 453.89 | 1649.2191 | 8.2525 | 29.9858 | 32893.1998 | 5033.1207
940-391 | 27384.1906 | 5028.5541 | 940 | 2801 | 940-391 | 0.90511 | 1506130.4805 | 276570.4768 | 453.89 | 10937.8531 | 8.2525 | 198.8701 | 27384.1906 | 5028.5541
941-33F | 41245.035 | 5181.8352 | 941 | 2808 | 941-33F | 5.3545 | 2268476.9224 | 285000.9385 | 453.89 | 1848.8964 | 8.2525 | 33.6163 | 41245.035 | 5181.8352
946-25F | 38311.2091 | 5391.4828 | 946 | 2827 | 946-25F | 0.30701 | 2107116.5 | 296531.5534 | 453.89 | 32246.7613 | 8.2525 | 586.3048 | 38311.2091 | 5391.4828
948-5R | 28026.9097 | 6771.5069 | 948 | 2828 | 948-5R | 0.50833 | 1541480.0349 | 372432.8787 | 453.89 | 19475.4098 | 8.2525 | 354.0984 | 28026.9097 | 6771.5069
949-22R | 50026.5136 | 5214.2172 | 949 | 2829 | 949-22R | 3.1345 | 2751458.248 | 286781.9451 | 453.89 | 3158.429 | 8.2525 | 57.426 | 50026.5136 | 5214.2172
95-1352F | 186641.8179 | 6495.68 | 95 | 2830 | 95-1352F | 0.00625 | 10265299.9833 | 357262.4 | 453.89 | 1584000 | 8.2525 | 28800 | 186641.8179 | 6495.68
95-1353F | 181152.5954 | 6436.8659 | 95 | 2831 | 95-1353F | 0.0064394 | 9963392.7453 | 354027.6235 | 453.89 | 1537411.7647 | 8.2525 | 27952.9412 | 181152.5954 | 6436.8659
95-29R | 37412.6379 | 5112.5686 | 95 | 2832 | 95-29R | 5.2727 | 2057695.0863 | 281191.2722 | 453.89 | 1877.5862 | 8.2525 | 34.1379 | 37412.6379 | 5112.5686
95-34 | 47959.2073 | 5524.6384 | 95 | 2833 | 95-34 | 0.81742 | 2637756.4006 | 303855.1144 | 453.89 | 12111.2141 | 8.2525 | 220.2039 | 47959.2073 | 5524.6384
95-35F | 46902.2908 | 5077.4456 | 95 | 2834 | 95-35F | 1.3756 | 2579625.9965 | 279259.5053 | 453.89 | 7197.026 | 8.2525 | 130.855 | 46902.2908 | 5077.4456
95-36F | 44239.3802 | 5108.5121 | 95 | 2835 | 95-36F | 2.2443 | 2433165.9102 | 280968.1645 | 453.89 | 4411.1392 | 8.2525 | 80.2025 | 44239.3802 | 5108.5121
95-37F | 100901.328 | 6177.4374 | 95 | 2836 | 95-37F | 0.035038 | 5549573.0426 | 339759.0573 | 453.89 | 282551.3514 | 8.2525 | 5137.2973 | 100901.328 | 6177.4374
957-493 | 101860.5211 | 5045.596 | 957 | 2880 | 957-493 | 0.38655 | 5602328.6631 | 277507.7801 | 453.89 | 25610.975 | 8.2525 | 465.6541 | 101860.5211 | 5045.596
96-1041F | 53196.5994 | 5238.0324 | 96 | 2889 | 96-1041F | 0.064962 | 2925812.9665 | 288091.7831 | 453.89 | 152396.5015 | 8.2525 | 2770.8455 | 53196.5994 | 5238.0324
96-47R | 40272.4139 | 5346.2497 | 96 | 2892 | 96-47R | 5.6227 | 2214982.7669 | 294043.7318 | 453.89 | 1760.7114 | 8.2525 | 32.0129 | 40272.4139 | 5346.2497
963-35 | 26010.8511 | 4715.5334 | 963 | 2917 | 963-35 | 3.1555 | 1430596.8092 | 259354.3373 | 453.89 | 3137.3867 | 8.2525 | 57.0434 | 26010.8511 | 4715.5334
968-476F | 28173.6671 | 6697.2555 | 968 | 2929 | 968-476F | 2.4922 | 1549551.6897 | 368349.0516 | 453.89 | 3972.3383 | 8.2525 | 72.2243 | 28173.6671 | 6697.2555
970-1341R | 32347.5359 | 7438.0297 | 970 | 2940 | 970-1341R | 4.1362 | 1779114.4736 | 409091.634 | 453.89 | 2393.5162 | 8.2525 | 43.5185 | 32347.5359 | 7438.0297
971-1973R | 49238.3175 | 7526.5833 | 971 | 2943 | 971-1973R | 10.9521 | 2708107.463 | 413962.0824 | 453.89 | 903.9376 | 8.2525 | 16.4352 | 49238.3175 | 7526.5833
971-2050R | 46614.6041 | 7531.7984 | 971 | 2944 | 971-2050R | 20.7013 | 2563803.2276 | 414248.9138 | 453.89 | 478.2302 | 8.2525 | 8.6951 | 46614.6041 | 7531.7984
971-29R | 45411.3565 | 7517.7244 | 971 | 2945 | 971-29R | 3.8006 | 2497624.6048 | 413474.842 | 453.89 | 2604.8737 | 8.2525 | 47.3613 | 45411.3565 | 7517.7244
971-371R | 34917.421 | 7437.325 | 971 | 2946 | 971-371R | 2.4735 | 1920458.153 | 409052.8723 | 453.89 | 4002.4502 | 8.2525 | 72.7718 | 34917.421 | 7437.325
971-381R | 83440.2664 | 7781.2746 | 971 | 2947 | 971-381R | 0.075568 | 4589214.6495 | 427970.1023 | 453.89 | 131007.5188 | 8.2525 | 2381.9549 | 83440.2664 | 7781.2746
971-383R | 42054.7519 | 7550.3375 | 971 | 2948 | 971-383R | 9.7428 | 2313011.3547 | 415268.5635 | 453.89 | 1016.1347 | 8.2525 | 18.4752 | 42054.7519 | 7550.3375
971-388R | 37449.2931 | 7423.8065 | 971 | 2949 | 971-388R | 17.9011 | 2059711.1227 | 408309.3587 | 453.89 | 553.0375 | 8.2525 | 10.0552 | 37449.2931 | 7423.8065
972-1582R | 29910.1862 | 7438.4992 | 972 | 2953 | 972-1582R | 11.1523 | 1645060.2432 | 409117.4575 | 453.89 | 887.7114 | 8.2525 | 16.1402 | 29910.1862 | 7438.4992
972-1590F | 50102.1067 | 7509.8886 | 972 | 2957 | 972-1590F | 20.6786 | 2755615.87 | 413043.8756 | 453.89 | 478.7559 | 8.2525 | 8.7047 | 50102.1067 | 7509.8886
972-1642 | 59573.2506 | 8308.4803 | 972 | 2960 | 972-1642 | 0.21989 | 3276528.7832 | 456966.4177 | 453.89 | 45023.2558 | 8.2525 | 818.6047 | 59573.2506 | 8308.4803
972-32R | 48921.6238 | 7551.0483 | 972 | 2962 | 972-32R | 15.7093 | 2690689.3109 | 415307.6563 | 453.89 | 630.2007 | 8.2525 | 11.4582 | 48921.6238 | 7551.0483
972-942R | 37994.4983 | 7448.6717 | 972 | 2963 | 972-942R | 7.8388 | 2089697.405 | 409676.9414 | 453.89 | 1262.9443 | 8.2525 | 22.9626 | 37994.4983 | 7448.6717
973-1226R | 34456.2895 | 7504.8005 | 973 | 2964 | 973-1226R | 8.4831 | 1895095.9221 | 412764.0281 | 453.89 | 1167.0202 | 8.2525 | 21.2185 | 34456.2895 | 7504.8005
973-1245R | 36165.035 | 7454.2507 | 973 | 2965 | 973-1245R | 3.3436 | 1989076.9271 | 409983.7872 | 453.89 | 2960.9154 | 8.2525 | 53.8348 | 36165.035 | 7454.2507
973-530AE | 87101.4539 | 32619.9319 | 973 | 2966 | 973-530AE | 0.03428 | 4790579.967 | 1794096.2559 | 453.89 | 288795.5801 | 8.2525 | 5250.8287 | 87101.4539 | 32619.9319
973-626R | 33599.3297 | 7443.6351 | 973 | 2969 | 973-626R | 10.9061 | 1847963.1362 | 409399.9304 | 453.89 | 907.7522 | 8.2525 | 16.5046 | 33599.3297 | 7443.6351
974-23R | 34676.9969 | 7472.8727 | 974 | 2973 | 974-23R | 16.1822 | 1907234.8307 | 411007.999 | 453.89 | 611.7834 | 8.2525 | 11.1233 | 34676.9969 | 7472.8727
974-715R | 23858.2365 | 7323.2602 | 974 | 2974 | 974-715R | 8.7187 | 1312203.0086 | 402779.3122 | 453.89 | 1135.4839 | 8.2525 | 20.6452 | 23858.2365 | 7323.2602
975-22R | 26650.1996 | 8667.1962 | 975 | 2975 | 975-22R | 1.6544 | 1465760.9771 | 476695.7907 | 453.89 | 5984.2015 | 8.2525 | 108.8037 | 26650.1996 | 8667.1962
990-713 | 99543.5254 | 15139.6607 | 990 | 3001 | 990-713 | 0.065909 | 5474893.8993 | 832681.3379 | 453.89 | 150206.8966 | 8.2525 | 2731.0345 | 99543.5254 | 15139.6607
991-1 | 60788.7014 | 7944.7077 | 991 | 3003 | 991-1 | 1.2636 | 3343378.5767 | 436958.9222 | 453.89 | 7834.5324 | 8.2525 | 142.446 | 60788.7014 | 7944.7077
991-1206R | 34223.8647 | 7344.8626 | 991 | 3004 | 991-1206R | 9.0301 | 1882312.5612 | 403967.4406 | 453.89 | 1096.3317 | 8.2525 | 19.9333 | 34223.8647 | 7344.8626
CB 100 | 35092.6002 | 5171.2149 | 100 | 3032 | CB 100 | 2.7708 | 1930093.0098 | 284416.8205 | 453.89 | 3572.9323 | 8.2525 | 64.9624 | 35092.6002 | 5171.2149
CB 1007 | 24641.0062 | 4748.3058 | 1007 | 3035 | CB 1007 | 0.54489 | 1355255.3401 | 261156.82 | 453.89 | 18168.926 | 8.2525 | 330.3441 | 24641.0062 | 4748.3058
CB 1023 | 36556.8738 | 7379.624 | 1023 | 3043 | CB 1023 | 3.8564 | 2010628.0566 | 405879.3219 | 453.89 | 2567.1349 | 8.2525 | 46.6752 | 36556.8738 | 7379.624
CB 103 | 46033.4501 | 5325.9604 | 103 | 3046 | CB 103 | 5.5669 | 2531839.7577 | 292927.8212 | 453.89 | 1778.3826 | 8.2525 | 32.3342 | 46033.4501 | 5325.9604
CB 1039 | 41002.5345 | 5156.2826 | 1039 | 3048 | CB 1039 | 0.67595 | 2255139.3996 | 283595.5412 | 453.89 | 14646.1194 | 8.2525 | 266.2931 | 41002.5345 | 5156.2826
CB 1049 | 45775.9486 | 5340.8091 | 1049 | 3052 | CB 1049 | 3.0663 | 2517677.1724 | 293744.5022 | 453.89 | 3228.6597 | 8.2525 | 58.7029 | 45775.9486 | 5340.8091
CB 107 | 61121.0038 | 5930.152 | 107 | 3056 | CB 107 | 1.0419 | 3361655.2077 | 326158.3625 | 453.89 | 9502.2723 | 8.2525 | 172.7686 | 61121.0038 | 5930.152
CB 1073 | 34891.4319 | 5160.4157 | 1073 | 3060 | CB 1073 | 3.3184 | 1919028.7538 | 283822.8646 | 453.89 | 2983.3914 | 8.2525 | 54.2435 | 34891.4319 | 5160.4157
CB 1076 | 47470.3828 | 5339.0597 | 1076 | 3061 | CB 1076 | 2.2468 | 2610871.0545 | 293648.2853 | 453.89 | 4406.3053 | 8.2525 | 80.1146 | 47470.3828 | 5339.0597
CB 1077 | 46346.7573 | 5364.41 | 1077 | 3062 | CB 1077 | 3.8731 | 2549071.6514 | 295042.5495 | 453.89 | 2556.088 | 8.2525 | 46.4743 | 46346.7573 | 5364.41
CB 1079 | 40217.6756 | 5217.7792 | 1079 | 3064 | CB 1079 | 1.4544 | 2211972.1569 | 286977.8577 | 453.89 | 6807.1363 | 8.2525 | 123.7661 | 40217.6756 | 5217.7792
CB 1081 | 31385.6142 | 4941.4195 | 1081 | 3066 | CB 1081 | 9.868 | 1726208.7836 | 271778.0711 | 453.89 | 1003.2436 | 8.2525 | 18.2408 | 31385.6142 | 4941.4195
CB 1082 | 26408.884 | 4821.0538 | 1082 | 3067 | CB 1082 | 1.0381 | 1452488.6177 | 265157.9586 | 453.89 | 9536.9458 | 8.2525 | 173.399 | 26408.884 | 4821.0538
CB 1085 | 40230.7216 | 6293.5047 | 1085 | 3068 | CB 1085 | 0.4608 | 2212689.6874 | 346142.7591 | 453.89 | 21484.5869 | 8.2525 | 390.6289 | 40230.7216 | 6293.5047
CB 1090 | 32963.4689 | 7414.8651 | 1090 | 3070 | CB 1090 | 4.5962 | 1812990.7879 | 407817.5826 | 453.89 | 2153.9476 | 8.2525 | 39.1627 | 32963.4689 | 7414.8651
CB 1094 | 29264.8576 | 5363.5434 | 1094 | 3071 | CB 1094 | 0.38068 | 1609567.1695 | 294994.8872 | 453.89 | 26005.9701 | 8.2525 | 472.8358 | 29264.8576 | 5363.5434
CB 1101 | 25024.003 | 7290.2872 | 1101 | 3074 | CB 1101 | 3.0366 | 1376320.165 | 400965.7943 | 453.89 | 3260.2757 | 8.2525 | 59.2777 | 25024.003 | 7290.2872
CB 1106 | 51005.3954 | 8997.2818 | 1106 | 3079 | CB 1106 | 1.2773 | 2805296.7462 | 494850.4979 | 453.89 | 7750.8897 | 8.2525 | 140.9253 | 51005.3954 | 8997.2818
CB 1116 | 226129.0352 | 21090.6218 | 1116 | 3081 | CB 1116 | 0.11477 | 12437096.9352 | 1159984.198 | 453.89 | 86257.4257 | 8.2525 | 1568.3168 | 226129.0352 | 21090.6218
CB 1138 | 50441.6116 | 6442.1635 | 1138 | 3091 | CB 1138 | 4.9684 | 2774288.636 | 354318.9903 | 453.89 | 1992.6047 | 8.2525 | 36.2292 | 50441.6116 | 6442.1635
CB 1139 | 40805.2625 | 4963.1819 | 1139 | 3092 | CB 1139 | 0.21402 | 2244289.4375 | 272975.0032 | 453.89 | 46258.4071 | 8.2525 | 841.0619 | 40805.2625 | 4963.1819
CB 114 | 32528.9165 | 4920.8722 | 114 | 3093 | CB 114 | 1.6892 | 1789090.4059 | 270647.9693 | 453.89 | 5860.7467 | 8.2525 | 106.559 | 32528.9165 | 4920.8722
CB 1140 | 82721.6588 | 9150.713 | 1140 | 3094 | CB 1140 | 0.21629 | 4549691.2337 | 503289.2147 | 453.89 | 45772.3292 | 8.2525 | 832.2242 | 82721.6588 | 9150.713
CB 1152 | 28193.5541 | 5202.1333 | 1152 | 3096 | CB 1152 | 0.225 | 1550645.477 | 286117.3333 | 453.89 | 44000 | 8.2525 | 800 | 28193.5541 | 5202.1333
CB 1153 | 67256.1391 | 5490.2075 | 1153 | 3097 | CB 1153 | 0.09697 | 3699087.6527 | 301961.4125 | 453.89 | 102093.75 | 8.2525 | 1856.25 | 67256.1391 | 5490.2075
CB 116 | 30612.7843 | 4951.6032 | 116 | 3098 | CB 116 | 5.2233 | 1683703.1349 | 272338.1747 | 453.89 | 1895.3552 | 8.2525 | 34.461 | 30612.7843 | 4951.6032
CB 1160 | 62670.1319 | 5634.8629 | 1160 | 3099 | CB 1160 | 0.16307 | 3446857.253 | 309917.4568 | 453.89 | 60710.8014 | 8.2525 | 1103.8328 | 62670.1319 | 5634.8629
CB 1161 | 32897.5795 | 5809.2183 | 1161 | 3100 | CB 1161 | 0.90625 | 1809366.8733 | 319507.0069 | 453.89 | 10924.1379 | 8.2525 | 198.6207 | 32897.5795 | 5809.2183
CB 1162 | 30262.8763 | 7379.9337 | 1162 | 3101 | CB 1162 | 1.5536 | 1664458.1941 | 405896.351 | 453.89 | 6372.3028 | 8.2525 | 115.8601 | 30262.8763 | 7379.9337
CB 1166 | 64406.8616 | 7559.4048 | 1166 | 3102 | CB 1166 | 0.085985 | 3542377.3879 | 415767.2617 | 453.89 | 115136.5639 | 8.2525 | 2093.3921 | 64406.8616 | 7559.4048
CB 1173 | 50682.4896 | 5290.5118 | 1173 | 3104 | CB 1173 | 0.79545 | 2787536.9278 | 290978.1474 | 453.89 | 12445.7143 | 8.2525 | 226.2857 | 50682.4896 | 5290.5118
CB 1174 | 45066.7142 | 5924.9833 | 1174 | 3105 | CB 1174 | 0.2536 | 2478669.2835 | 325874.0816 | 453.89 | 39038.0881 | 8.2525 | 709.7834 | 45066.7142 | 5924.9833
CB 1180 | 39282.018 | 5574.3131 | 1180 | 3107 | CB 1180 | 1.2019 | 2160510.9904 | 306587.2214 | 453.89 | 8236.9997 | 8.2525 | 149.7636 | 39282.018 | 5574.3131
CB 120 | 30816.6048 | 5329.1099 | 120 | 3110 | CB 120 | 0.83352 | 1694913.2625 | 293101.0421 | 453.89 | 11877.3006 | 8.2525 | 215.9509 | 30816.6048 | 5329.1099
CB 1215 | 91296.3978 | 7685.0297 | 1215 | 3114 | CB 1215 | 0.05303 | 5021301.8812 | 422676.6343 | 453.89 | 186685.7143 | 8.2525 | 3394.2857 | 91296.3978 | 7685.0297
CB 1219 | 62363.2899 | 5385.7473 | 1219 | 3115 | CB 1219 | 0.14848 | 3429980.9418 | 296216.1041 | 453.89 | 66673.4694 | 8.2525 | 1212.2449 | 62363.2899 | 5385.7473
CB 122 | 16702.632 | 4724.8882 | 122 | 3116 | CB 122 | 1.7239 | 918644.7614 | 259868.8496 | 453.89 | 5742.9136 | 8.2525 | 104.4166 | 16702.632 | 4724.8882
CB 123 | 27814.7996 | 4951.339 | 123 | 3123 | CB 123 | 0.55284 | 1529813.9778 | 272323.6423 | 453.89 | 17907.5026 | 8.2525 | 325.591 | 27814.7996 | 4951.339
CB 1233 | 367072.4639 | 10277.472 | 1233 | 3124 | CB 1233 | 0.011364 | 20188985.5154 | 565260.96 | 453.89 | 871200 | 8.2525 | 15840 | 367072.4639 | 10277.472
CB 1234 | 40764.2101 | 7599.1733 | 1234 | 3125 | CB 1234 | 17.9339 | 2242031.5563 | 417954.5289 | 453.89 | 552.0271 | 8.2525 | 10.0369 | 40764.2101 | 7599.1733
CB 1235 | 55437.9617 | 7694.1719 | 1235 | 3126 | CB 1235 | 17.4856 | 3049087.8933 | 423179.453 | 453.89 | 566.18 | 8.2525 | 10.2942 | 55437.9617 | 7694.1719
CB 124 | 30768.7865 | 4742.1958 | 124 | 3127 | CB 124 | 0.95 | 1692283.2557 | 260820.7684 | 453.89 | 10421.0526 | 8.2525 | 189.4737 | 30768.7865 | 4742.1958
CB 1243 | 39977.4807 | 7306.6054 | 1243 | 3129 | CB 1243 | 5.0473 | 2198761.4385 | 401863.2974 | 453.89 | 1961.4259 | 8.2525 | 35.6623 | 39977.4807 | 7306.6054
CB 1245 | 37421.7824 | 9383.6617 | 1245 | 3131 | CB 1245 | 0.4697 | 2058198.0322 | 516101.3923 | 453.89 | 21077.4194 | 8.2525 | 383.2258 | 37421.7824 | 9383.6617
CB 1250 | 24706.3723 | 7271.0338 | 1250 | 3135 | CB 1250 | 2.5689 | 1358850.479 | 399906.8588 | 453.89 | 3853.7305 | 8.2525 | 70.0678 | 24706.3723 | 7271.0338
CB 128 | 17513.1437 | 4735.5008 | 128 | 3148 | CB 128 | 2.5047 | 963222.9036 | 260452.544 | 453.89 | 3952.5142 | 8.2525 | 71.8639 | 17513.1437 | 4735.5008
CB 1283 | 17163.7365 | 4693.5732 | 1283 | 3149 | CB 1283 | 0.69583 | 944005.51 | 258146.5246 | 453.89 | 14227.5449 | 8.2525 | 258.6826 | 17163.7365 | 4693.5732
CB 1286 | 46517.5778 | 5268.0286 | 1286 | 3151 | CB 1286 | 1.0152 | 2558466.7781 | 289741.5728 | 453.89 | 9752.2388 | 8.2525 | 177.3134 | 46517.5778 | 5268.0286
CB 129 | 36614.0134 | 5081.5387 | 129 | 3154 | CB 129 | 2.0672 | 2013770.7345 | 279484.6283 | 453.89 | 4789.006 | 8.2525 | 87.0728 | 36614.0134 | 5081.5387
CB 1297 | 54923.3997 | 5492.1986 | 1297 | 3155 | CB 1297 | 0.18996 | 3020786.9815 | 302070.9232 | 453.89 | 52115.653 | 8.2525 | 947.5573 | 54923.3997 | 5492.1986
CB 1299 | 20371.1256 | 6247.628 | 1299 | 3156 | CB 1299 | 4.3905 | 1120411.9083 | 343619.5421 | 453.89 | 2254.8529 | 8.2525 | 40.9973 | 20371.1256 | 6247.628
CB 130 | 42849.9855 | 5197.3489 | 130 | 3157 | CB 130 | 1.3466 | 2356749.2007 | 285854.1873 | 453.89 | 7351.8987 | 8.2525 | 133.6709 | 42849.9855 | 5197.3489
CB 131 | 30782.1487 | 5092.2485 | 131 | 3158 | CB 131 | 1.2875 | 1693018.18 | 280073.6699 | 453.89 | 7689.3204 | 8.2525 | 139.8058 | 30782.1487 | 5092.2485
CB 133 | 44972.5046 | 5212.6214 | 133 | 3160 | CB 133 | 3.0892 | 2473487.7531 | 286694.1755 | 453.89 | 3204.7085 | 8.2525 | 58.2674 | 44972.5046 | 5212.6214
CB 135 | 35974.839 | 5530.4777 | 135 | 3162 | CB 135 | 0.41761 | 1978616.1463 | 304176.2743 | 453.89 | 23706.1224 | 8.2525 | 431.0204 | 35974.839 | 5530.4777
CB 136 | 38205.4712 | 5385.2169 | 136 | 3163 | CB 136 | 2.7424 | 2101300.914 | 296186.9298 | 453.89 | 3609.9448 | 8.2525 | 65.6354 | 38205.4712 | 5385.2169
CB 137 | 47804.3743 | 6197.2431 | 137 | 3164 | CB 137 | 0.3767 | 2629240.586 | 340848.3692 | 453.89 | 26280.543 | 8.2525 | 477.8281 | 47804.3743 | 6197.2431
CB 138 | 42227.4249 | 5597.5883 | 138 | 3165 | CB 138 | 0.18636 | 2322508.3692 | 307867.3561 | 453.89 | 53121.9512 | 8.2525 | 965.8537 | 42227.4249 | 5597.5883
CB 140 | 44287.6719 | 5222.5692 | 140 | 3167 | CB 140 | 1.6979 | 2435821.9568 | 287241.3075 | 453.89 | 5830.6748 | 8.2525 | 106.0123 | 44287.6719 | 5222.5692
CB 1406 | 171607.6905 | 18924.9336 | 1406 | 3168 | CB 1406 | 0.036742 | 9438422.9789 | 1040871.3485 | 453.89 | 269443.299 | 8.2525 | 4898.9691 | 171607.6905 | 18924.9336
CB 141 | 31287.6976 | 4814.1485 | 141 | 3172 | CB 141 | 0.62292 | 1720823.3689 | 264778.1672 | 453.89 | 15892.9766 | 8.2525 | 288.9632 | 31287.6976 | 4814.1485
CB 1418 | 35817.776 | 5153.6295 | 1418 | 3176 | CB 1418 | 4.1182 | 1969977.6824 | 283449.6245 | 453.89 | 2403.9735 | 8.2525 | 43.7086 | 35817.776 | 5153.6295
CB 142 | 39521.5501 | 5091.0562 | 142 | 3178 | CB 142 | 5.8655 | 2173685.2569 | 280008.0894 | 453.89 | 1687.8269 | 8.2525 | 30.6878 | 39521.5501 | 5091.0562
CB 143 | 25237.2776 | 4889.7812 | 143 | 3180 | CB 143 | 2.8381 | 1388050.2691 | 268937.968 | 453.89 | 3488.2883 | 8.2525 | 63.4234 | 25237.2776 | 4889.7812
CB 1434 | 56603.9823 | 5771.8383 | 1434 | 3181 | CB 1434 | 0.96269 | 3113219.024 | 317451.1065 | 453.89 | 10283.6907 | 8.2525 | 186.9762 | 56603.9823 | 5771.8383
CB 1436 | 38869.0975 | 5380.9641 | 1436 | 3183 | CB 1436 | 0.38731 | 2137800.3609 | 295953.0281 | 453.89 | 25560.8802 | 8.2525 | 464.7433 | 38869.0975 | 5380.9641
CB 1438 | 40636.2554 | 5119.4855 | 1438 | 3185 | CB 1438 | 6.6718 | 2234994.0443 | 281571.7002 | 453.89 | 1483.8618 | 8.2525 | 26.9793 | 40636.2554 | 5119.4855
CB 144 | 30778.843 | 4937.1404 | 144 | 3187 | CB 144 | 3.6585 | 1692836.3646 | 271542.7193 | 453.89 | 2706.0103 | 8.2525 | 49.2002 | 30778.843 | 4937.1404
CB 1446 | 54136.1189 | 4904.7945 | 1446 | 3193 | CB 1446 | 0.3625 | 2977486.5399 | 269763.6966 | 453.89 | 27310.3448 | 8.2525 | 496.5517 | 54136.1189 | 4904.7945
CB 1448 | 50757.4802 | 4875.9111 | 1448 | 3195 | CB 1448 | 0.55455 | 2791661.4096 | 268175.1131 | 453.89 | 17852.459 | 8.2525 | 324.5902 | 50757.4802 | 4875.9111
CB 145 | 41255.4574 | 5416.4851 | 145 | 3196 | CB 145 | 1.2373 | 2269050.1543 | 297906.6815 | 453.89 | 8001.2246 | 8.2525 | 145.4768 | 41255.4574 | 5416.4851
CB 146 | 25640.692 | 4823.0475 | 146 | 3199 | CB 146 | 0.18561 | 1410238.0577 | 265267.6131 | 453.89 | 53338.7755 | 8.2525 | 969.7959 | 25640.692 | 4823.0475
CB 147 | 35757.0944 | 5286.9048 | 147 | 3200 | CB 147 | 0.60265 | 1966640.193 | 290779.7662 | 453.89 | 16427.4041 | 8.2525 | 298.6801 | 35757.0944 | 5286.9048
CB 1479 | 37479.405 | 5116.6775 | 1479 | 3201 | CB 1479 | 2.9655 | 2061367.2754 | 281417.2637 | 453.89 | 3338.3574 | 8.2525 | 60.6974 | 37479.405 | 5116.6775
CB 1482 | 101526.823 | 20310.7634 | 1482 | 3204 | CB 1482 | 0.033523 | 5583975.2642 | 1117091.9864 | 453.89 | 295322.0339 | 8.2525 | 5369.4915 | 101526.823 | 20310.7634
CB 149 | 21720.6654 | 4736.476 | 149 | 3206 | CB 149 | 0.88352 | 1194636.5992 | 260506.1793 | 453.89 | 11205.1447 | 8.2525 | 203.7299 | 21720.6654 | 4736.476
CB 151 | 47574.7759 | 5709.8924 | 151 | 3208 | CB 151 | 1.6706 | 2616612.6747 | 314044.0826 | 453.89 | 5925.8587 | 8.2525 | 107.7429 | 47574.7759 | 5709.8924
CB 1525 | 35812.1515 | 5460.6752 | 1525 | 3210 | CB 1525 | 4.1097 | 1969668.3306 | 300337.134 | 453.89 | 2408.9589 | 8.2525 | 43.7993 | 35812.1515 | 5460.6752
CB 153 | 37286.1415 | 5129.3827 | 153 | 3211 | CB 153 | 8.2277 | 2050737.7826 | 282116.0476 | 453.89 | 1203.2595 | 8.2525 | 21.8774 | 37286.1415 | 5129.3827
CB 154 | 33288.0662 | 5115.8634 | 154 | 3212 | CB 154 | 4.9278 | 1830843.6422 | 281372.4845 | 453.89 | 2008.9934 | 8.2525 | 36.5272 | 33288.0662 | 5115.8634
CB 155 | 20506.6022 | 5154.1535 | 155 | 3213 | CB 155 | 3.5369 | 1127863.1234 | 283478.4416 | 453.89 | 2799.0361 | 8.2525 | 50.8916 | 20506.6022 | 5154.1535
CB 156 | 41519.2714 | 5360.5264 | 156 | 3214 | CB 156 | 2.6163 | 2283559.9282 | 294828.9532 | 453.89 | 3783.9873 | 8.2525 | 68.7998 | 41519.2714 | 5360.5264
CB 157 | 122289.4243 | 7875.8155 | 157 | 3215 | CB 157 | 0.027841 | 6725918.3391 | 433169.8531 | 453.89 | 355591.8367 | 8.2525 | 6465.3061 | 122289.4243 | 7875.8155
CB 158 | 44558.2269 | 5408.5885 | 158 | 3216 | CB 158 | 2.2184 | 2450702.4768 | 297472.3661 | 453.89 | 4462.7337 | 8.2525 | 81.1406 | 44558.2269 | 5408.5885
CB 159 | 31638.1907 | 5235.0651 | 159 | 3217 | CB 159 | 0.63769 | 1740100.4892 | 287928.5826 | 453.89 | 15524.7995 | 8.2525 | 282.2691 | 31638.1907 | 5235.0651
CB 160 | 39934.3748 | 5229.4808 | 160 | 3218 | CB 160 | 2.0129 | 2196390.6153 | 287621.4455 | 453.89 | 4918.3289 | 8.2525 | 89.4242 | 39934.3748 | 5229.4808
CB 161 | 29725.3402 | 4993.4397 | 161 | 3219 | CB 161 | 0.78239 | 1634893.7113 | 274639.1808 | 453.89 | 12653.5948 | 8.2525 | 230.0654 | 29725.3402 | 4993.4397
CB 162 | 49864.535 | 5571.6712 | 162 | 3220 | CB 162 | 0.90284 | 2742549.4225 | 306441.9182 | 453.89 | 10965.387 | 8.2525 | 199.3707 | 49864.535 | 5571.6712
CB 163 | 40304.9036 | 5204.9986 | 163 | 3221 | CB 163 | 5.0587 | 2216769.6953 | 286274.925 | 453.89 | 1957.0198 | 8.2525 | 35.5822 | 40304.9036 | 5204.9986
CB 164 | 33399.4627 | 5440.5076 | 164 | 3222 | CB 164 | 1.1038 | 1836970.4505 | 299227.916 | 453.89 | 8969.1146 | 8.2525 | 163.0748 | 33399.4627 | 5440.5076
CB 166 | 35639.8952 | 5015.0551 | 166 | 3224 | CB 166 | 3.0165 | 1960194.2365 | 275828.0321 | 453.89 | 3281.974 | 8.2525 | 59.6723 | 35639.8952 | 5015.0551
CB 168 | 46209.7653 | 5227.0699 | 168 | 3226 | CB 168 | 3.983 | 2541537.0899 | 287488.842 | 453.89 | 2485.592 | 8.2525 | 45.1926 | 46209.7653 | 5227.0699
CB 169 | 71477.2391 | 5382.6018 | 169 | 3227 | CB 169 | 0.13693 | 3931248.1481 | 296043.1004 | 453.89 | 72298.7552 | 8.2525 | 1314.5228 | 71477.2391 | 5382.6018
CB 171 | 29723.5151 | 4973.3038 | 171 | 3229 | CB 171 | 2.7379 | 1634793.33 | 273531.71 | 453.89 | 3615.938 | 8.2525 | 65.7443 | 29723.5151 | 4973.3038
CB 172 | 20354.0004 | 4789.5682 | 172 | 3230 | CB 172 | 4.7741 | 1119470.0245 | 263426.2492 | 453.89 | 2073.7097 | 8.2525 | 37.7038 | 20354.0004 | 4789.5682
CB 175 | 39995.6844 | 4940.5848 | 175 | 3232 | CB 175 | 2.8511 | 2199762.6398 | 271732.1661 | 453.89 | 3472.2997 | 8.2525 | 63.1327 | 39995.6844 | 4940.5848
CB 176 | 87461.8854 | 8256.1464 | 176 | 3233 | CB 176 | 0.035606 | 4810403.6945 | 454088.0511 | 453.89 | 278042.5532 | 8.2525 | 5055.3191 | 87461.8854 | 8256.1464
CB 178 | 16653.424 | 4657.3473 | 178 | 3235 | CB 178 | 3.4303 | 915938.3226 | 256154.0994 | 453.89 | 2886.0424 | 8.2525 | 52.4735 | 16653.424 | 4657.3473
CB 180 | 32333.9117 | 6122.8794 | 180 | 3237 | CB 180 | 0.77576 | 1778365.1461 | 336758.3656 | 453.89 | 12761.7188 | 8.2525 | 232.0312 | 32333.9117 | 6122.8794
CB 181 | 23185.1557 | 4888.0513 | 181 | 3238 | CB 181 | 0.7286 | 1275183.5644 | 268842.8228 | 453.89 | 13587.7307 | 8.2525 | 247.0496 | 23185.1557 | 4888.0513
CB 183 | 40536.4217 | 5697.8169 | 183 | 3240 | CB 183 | 1.7765 | 2229503.1935 | 313379.9316 | 453.89 | 5572.7079 | 8.2525 | 101.322 | 40536.4217 | 5697.8169
CB 184 | 31910.6417 | 7027.7279 | 184 | 3241 | CB 184 | 0.49848 | 1755085.2927 | 386525.0347 | 453.89 | 19860.1824 | 8.2525 | 361.0942 | 31910.6417 | 7027.7279
CB 185 | 45538.4063 | 5288.6118 | 185 | 3242 | CB 185 | 3.8089 | 2504612.3477 | 290873.6489 | 453.89 | 2599.1746 | 8.2525 | 47.2577 | 45538.4063 | 5288.6118
CB 186 | 33662.6538 | 5131.3292 | 186 | 3243 | CB 186 | 3.4871 | 1851445.9573 | 282223.1071 | 453.89 | 2839.018 | 8.2525 | 51.6185 | 33662.6538 | 5131.3292
CB 187 | 33822.7011 | 5115.8196 | 187 | 3244 | CB 187 | 4.1994 | 1860248.5578 | 281370.076 | 453.89 | 2357.4618 | 8.2525 | 42.8629 | 33822.7011 | 5115.8196
CB 188 | 36735.4169 | 5016.9211 | 188 | 3245 | CB 188 | 6.7824 | 2020447.9289 | 275930.6592 | 453.89 | 1459.6632 | 8.2525 | 26.5393 | 36735.4169 | 5016.9211
CB 189 | 37492.0564 | 5423.8113 | 189 | 3246 | CB 189 | 1.1602 | 2062063.1035 | 298309.6227 | 453.89 | 8532.811 | 8.2525 | 155.142 | 37492.0564 | 5423.8113
CB 190 | 28687.4072 | 4836.4915 | 190 | 3247 | CB 190 | 1.1379 | 1577807.3976 | 266007.0298 | 453.89 | 8700.3995 | 8.2525 | 158.1891 | 28687.4072 | 4836.4915
CB 191 | 34112.9131 | 5077.3138 | 191 | 3248 | CB 191 | 2.1098 | 1876210.2193 | 279252.258 | 453.89 | 4692.2801 | 8.2525 | 85.3142 | 34112.9131 | 5077.3138
CB 192 | 37074.0599 | 5222.0295 | 192 | 3249 | CB 192 | 3.5235 | 2039073.2928 | 287211.6234 | 453.89 | 2809.7183 | 8.2525 | 51.0858 | 37074.0599 | 5222.0295
CB 194 | 38313.2076 | 5529.5056 | 194 | 3251 | CB 194 | 3.667 | 2107226.416 | 304122.8078 | 453.89 | 2699.7211 | 8.2525 | 49.0858 | 38313.2076 | 5529.5056
CB 195 | 46629.9462 | 5733.1941 | 195 | 3252 | CB 195 | 2.3331 | 2564647.0416 | 315325.6775 | 453.89 | 4243.2016 | 8.2525 | 77.1491 | 46629.9462 | 5733.1941
CB 196 | 54551.1837 | 7899.6139 | 196 | 3253 | CB 196 | 0.39337 | 3000315.1008 | 434478.7657 | 453.89 | 25167.0679 | 8.2525 | 457.5831 | 54551.1837 | 7899.6139
CB 197 | 27138.4437 | 7896.6582 | 197 | 3254 | CB 197 | 0.097159 | 1492614.4058 | 434316.2035 | 453.89 | 101894.7368 | 8.2525 | 1852.6316 | 27138.4437 | 7896.6582
CB 198 | 31050.6672 | 5443.7979 | 198 | 3255 | CB 198 | 2.1491 | 1707786.6957 | 299408.8858 | 453.89 | 4606.6802 | 8.2525 | 83.7578 | 31050.6672 | 5443.7979
CB 199 | 28346.2083 | 5005.6873 | 199 | 3256 | CB 199 | 4.2767 | 1559041.4542 | 275312.8016 | 453.89 | 2314.8665 | 8.2525 | 42.0885 | 28346.2083 | 5005.6873
CB 200 | 41980.7265 | 6676.8423 | 200 | 3258 | CB 200 | 9.5201 | 2308939.9555 | 367226.3286 | 453.89 | 1039.9077 | 8.2525 | 18.9074 | 41980.7265 | 6676.8423
CB 202 | 29171.5194 | 7209.0626 | 202 | 3259 | CB 202 | 11.567 | 1604433.5658 | 396498.4449 | 453.89 | 855.8798 | 8.2525 | 15.5615 | 29171.5194 | 7209.0626
CB 203 | 63426.9188 | 7616.2679 | 203 | 3260 | CB 203 | 3.4659 | 3488480.5345 | 418894.7364 | 453.89 | 2856.3934 | 8.2525 | 51.9344 | 63426.9188 | 7616.2679
CB 204 | 31125.8129 | 7385.3695 | 204 | 3261 | CB 204 | 14.5576 | 1711919.7092 | 406195.324 | 453.89 | 680.0583 | 8.2525 | 12.3647 | 31125.8129 | 7385.3695
CB 205 | 43833.3203 | 5468.2544 | 205 | 3262 | CB 205 | 3.4777 | 2410832.6142 | 300753.9922 | 453.89 | 2846.7487 | 8.2525 | 51.7591 | 43833.3203 | 5468.2544
CB 206 | 45162.4297 | 5727.6389 | 206 | 3263 | CB 206 | 1.6248 | 2483933.6324 | 315020.1413 | 453.89 | 6093.0178 | 8.2525 | 110.7821 | 45162.4297 | 5727.6389
CB 207 | 28608.0442 | 5470.7783 | 207 | 3264 | CB 207 | 2.8917 | 1573442.4307 | 300892.8081 | 453.89 | 3423.6311 | 8.2525 | 62.2478 | 28608.0442 | 5470.7783
CB 208 | 37672.7717 | 5324.3609 | 208 | 3265 | CB 208 | 0.39223 | 2072002.4439 | 292839.8478 | 453.89 | 25239.9807 | 8.2525 | 458.9087 | 37672.7717 | 5324.3609
CB 209 | 37680.8652 | 5175.7192 | 209 | 3266 | CB 209 | 0.1392 | 2072447.5844 | 284664.5551 | 453.89 | 71118.3673 | 8.2525 | 1293.0612 | 37680.8652 | 5175.7192
CB 210 | 59823.8795 | 7442.7144 | 210 | 3267 | CB 210 | 0.053788 | 3290313.3725 | 409349.2901 | 453.89 | 184056.338 | 8.2525 | 3346.4789 | 59823.8795 | 7442.7144
CB 211 | 145607.6566 | 8156.3829 | 211 | 3268 | CB 211 | 0.010606 | 8008421.1134 | 448601.0571 | 453.89 | 933428.5714 | 8.2525 | 16971.4286 | 145607.6566 | 8156.3829
CB 212 | 34685.3272 | 7291.7374 | 212 | 3269 | CB 212 | 0.23902 | 1907692.9938 | 401045.5588 | 453.89 | 41419.9683 | 8.2525 | 753.0903 | 34685.3272 | 7291.7374
CB 214 | 65773.2843 | 7589.0133 | 214 | 3271 | CB 214 | 0.040909 | 3617530.6354 | 417395.7333 | 453.89 | 242000 | 8.2525 | 4400 | 65773.2843 | 7589.0133
CB 215 | 41353.3476 | 7314.6808 | 215 | 3272 | CB 215 | 0.14848 | 2274434.1171 | 402307.4449 | 453.89 | 66673.4694 | 8.2525 | 1212.2449 | 41353.3476 | 7314.6808
CB 217 | 77933.6106 | 7711.216 | 217 | 3274 | CB 217 | 0.034091 | 4286348.5845 | 424116.88 | 453.89 | 290400 | 8.2525 | 5280 | 77933.6106 | 7711.216
CB 220 | 129981.4339 | 8025.4514 | 220 | 3276 | CB 220 | 0.011932 | 7148978.8663 | 441399.8286 | 453.89 | 829714.2857 | 8.2525 | 15085.7143 | 129981.4339 | 8025.4514
CB 229 | 35041.9776 | 8277.1012 | 229 | 3285 | CB 229 | 0.16098 | 1927308.7669 | 455240.5647 | 453.89 | 61496.4706 | 8.2525 | 1118.1176 | 35041.9776 | 8277.1012
CB 230 | 44545.3531 | 7217.6711 | 230 | 3287 | CB 230 | 0.62576 | 2449994.4221 | 396971.9099 | 453.89 | 15820.8232 | 8.2525 | 287.6513 | 44545.3531 | 7217.6711
CB 231 | 50311.2014 | 7601.9574 | 231 | 3288 | CB 231 | 7.2144 | 2767116.0787 | 418107.6591 | 453.89 | 1372.2566 | 8.2525 | 24.9501 | 50311.2014 | 7601.9574
CB 232 | 62265.3093 | 7860.0694 | 232 | 3289 | CB 232 | 4.8062 | 3424592.0109 | 432303.8154 | 453.89 | 2059.8179 | 8.2525 | 37.4512 | 62265.3093 | 7860.0694
CB 233 | 55179.7804 | 7578.2128 | 233 | 3290 | CB 233 | 15.5687 | 3034887.9246 | 416801.7021 | 453.89 | 635.8892 | 8.2525 | 11.5616 | 55179.7804 | 7578.2128
CB 234 | 52651.0545 | 7679.1905 | 234 | 3291 | CB 234 | 7.9689 | 2895807.9964 | 422355.476 | 453.89 | 1242.3234 | 8.2525 | 22.5877 | 52651.0545 | 7679.1905
CB 235 | 62112.4104 | 7448.7927 | 235 | 3292 | CB 235 | 0.15928 | 3416182.5726 | 409683.5971 | 453.89 | 62154.5779 | 8.2525 | 1130.0832 | 62112.4104 | 7448.7927
CB 236 | 50072.1005 | 7633.293 | 236 | 3293 | CB 236 | 6.3229 | 2753965.5292 | 419831.1135 | 453.89 | 1565.7331 | 8.2525 | 28.4679 | 50072.1005 | 7633.293
CB 237 | 50814.2808 | 7604.165 | 237 | 3294 | CB 237 | 0.61629 | 2794785.4435 | 418229.0774 | 453.89 | 16063.9213 | 8.2525 | 292.0713 | 50814.2808 | 7604.165
CB 239 | 75451.8071 | 7606.4709 | 239 | 3295 | CB 239 | 0.039773 | 4149849.3901 | 418355.8971 | 453.89 | 248914.2857 | 8.2525 | 4525.7143 | 75451.8071 | 7606.4709
CB 240 | 43281.342 | 7543.7128 | 240 | 3297 | CB 240 | 5.2343 | 2380473.8096 | 414904.2035 | 453.89 | 1891.3775 | 8.2525 | 34.3887 | 43281.342 | 7543.7128
CB 241 | 36038.7075 | 5393.7869 | 241 | 3298 | CB 241 | 1.8731 | 1982128.9149 | 296658.277 | 453.89 | 5285.3387 | 8.2525 | 96.0971 | 36038.7075 | 5393.7869
CB 242 | 34959.6968 | 7027.8811 | 242 | 3299 | CB 242 | 2.8947 | 1922783.3263 | 386533.4601 | 453.89 | 3420.0471 | 8.2525 | 62.1827 | 34959.6968 | 7027.8811
CB 243 | 27848.2448 | 4911.9295 | 243 | 3300 | CB 243 | 2.5367 | 1531653.4646 | 270156.1223 | 453.89 | 3902.643 | 8.2525 | 70.9571 | 27848.2448 | 4911.9295
CB 244 | 37984.9926 | 5678.5391 | 244 | 3301 | CB 244 | 3.1987 | 2089174.5921 | 312319.6517 | 453.89 | 3095.0323 | 8.2525 | 56.2733 | 37984.9926 | 5678.5391
CB 245 | 38672.6243 | 5253.0144 | 245 | 3302 | CB 245 | 3.4831 | 2126994.335 | 288915.7901 | 453.89 | 2842.2598 | 8.2525 | 51.6775 | 38672.6243 | 5253.0144
CB 246 | 40223.1193 | 6922.2479 | 246 | 3303 | CB 246 | 11.0661 | 2212271.5599 | 380723.6366 | 453.89 | 894.6242 | 8.2525 | 16.2659 | 40223.1193 | 6922.2479
CB 247 | 34465.3786 | 6203.5409 | 247 | 3304 | CB 247 | 3.6366 | 1895595.8255 | 341194.749 | 453.89 | 2722.3582 | 8.2525 | 49.4974 | 34465.3786 | 6203.5409
CB 248 | 43783.4839 | 7357.3298 | 248 | 3305 | CB 248 | 4.4809 | 2408091.6166 | 404653.1392 | 453.89 | 2209.3918 | 8.2525 | 40.1708 | 43783.4839 | 7357.3298
CB 249 | 40960.9467 | 7474.6471 | 249 | 3306 | CB 249 | 3.2322 | 2252852.0675 | 411105.5925 | 453.89 | 3062.9321 | 8.2525 | 55.6897 | 40960.9467 | 7474.6471
CB 254 | 38909.8038 | 5411.0147 | 254 | 3310 | CB 254 | 0.16193 | 2140039.2063 | 297605.8105 | 453.89 | 61136.8421 | 8.2525 | 1111.5789 | 38909.8038 | 5411.0147
CB 255 | 40027.3645 | 5189.6846 | 255 | 3311 | CB 255 | 3.235 | 2201505.049 | 285432.6537 | 453.89 | 3060.2424 | 8.2525 | 55.6408 | 40027.3645 | 5189.6846
CB 256 | 29509.9095 | 4901.7471 | 256 | 3312 | CB 256 | 2.9612 | 1623045.0244 | 269596.0931 | 453.89 | 3343.2683 | 8.2525 | 60.7867 | 29509.9095 | 4901.7471
CB 257 | 31263.3146 | 5011.0435 | 257 | 3313 | CB 257 | 4.3606 | 1719482.3044 | 275607.3949 | 453.89 | 2270.3266 | 8.2525 | 41.2787 | 31263.3146 | 5011.0435
CB 258 | 84304.5838 | 5616.2783 | 258 | 3314 | CB 258 | 0.065341 | 4636752.1086 | 308895.3043 | 453.89 | 151513.0435 | 8.2525 | 2754.7826 | 84304.5838 | 5616.2783
CB 261 | 38780.5343 | 5188.9413 | 261 | 3315 | CB 261 | 1.2392 | 2132929.3844 | 285391.7711 | 453.89 | 7988.9959 | 8.2525 | 145.2545 | 38780.5343 | 5188.9413
CB 262 | 36304.1148 | 5423.5333 | 262 | 3316 | CB 262 | 1.2241 | 1996726.3134 | 298294.3339 | 453.89 | 8087.8849 | 8.2525 | 147.0525 | 36304.1148 | 5423.5333
CB 263 | 32009.0787 | 4821.3896 | 263 | 3317 | CB 263 | 1.1358 | 1760499.3309 | 265176.4266 | 453.89 | 8716.3582 | 8.2525 | 158.4792 | 32009.0787 | 4821.3896
CB 266 | 26450.7343 | 4739.8224 | 266 | 3320 | CB 266 | 1.4792 | 1454790.3855 | 260690.2332 | 453.89 | 6692.9577 | 8.2525 | 121.6901 | 26450.7343 | 4739.8224
CB 270 | 54184.851 | 5323.5618 | 270 | 3324 | CB 270 | 1.4669 | 2980166.8043 | 292795.8974 | 453.89 | 6749.1285 | 8.2525 | 122.7114 | 54184.851 | 5323.5618
CB 274 | 58672.1726 | 9508.0847 | 274 | 3328 | CB 274 | 0.089394 | 3226969.4947 | 522944.661 | 453.89 | 110745.7627 | 8.2525 | 2013.5593 | 58672.1726 | 9508.0847
CB 275 | 30959.0063 | 5065.1727 | 275 | 3329 | CB 275 | 2.5186 | 1702745.3482 | 278584.4998 | 453.89 | 3930.8167 | 8.2525 | 71.4694 | 30959.0063 | 5065.1727
CB 276 | 23897.2316 | 4816.6271 | 276 | 3330 | CB 276 | 1.2919 | 1314347.7399 | 264914.4878 | 453.89 | 7663.3925 | 8.2525 | 139.3344 | 23897.2316 | 4816.6271
CB 277 | 35925.3824 | 4793.9819 | 277 | 3331 | CB 277 | 0.46136 | 1975896.0295 | 263669.003 | 453.89 | 21458.1281 | 8.2525 | 390.1478 | 35925.3824 | 4793.9819
CB 279 | 46226.9973 | 5223.5273 | 279 | 3333 | CB 279 | 2.103 | 2542484.8497 | 287294.0026 | 453.89 | 4707.4928 | 8.2525 | 85.5908 | 46226.9973 | 5223.5273
CB 280 | 41541.6489 | 6529.3314 | 280 | 3334 | CB 280 | 2.8042 | 2284790.6903 | 359113.2293 | 453.89 | 3530.4606 | 8.2525 | 64.1902 | 41541.6489 | 6529.3314
CB 281 | 31426.2292 | 5019.9088 | 281 | 3335 | CB 281 | 3.1316 | 1728442.6084 | 276094.9861 | 453.89 | 3161.2942 | 8.2525 | 57.4781 | 31426.2292 | 5019.9088
CB 282 | 46127.419 | 5831.3469 | 282 | 3336 | CB 282 | 0.84356 | 2537008.0436 | 320724.0769 | 453.89 | 11735.9677 | 8.2525 | 213.3812 | 46127.419 | 5831.3469
CB 283 | 467497.6668 | 11102.34 | 283 | 3337 | CB 283 | 0.0060606 | 25712371.6718 | 610628.7 | 453.89 | 1633500 | 8.2525 | 29700 | 467497.6668 | 11102.34
CB 284 | 53662.2689 | 5387.115 | 284 | 3338 | CB 284 | 2.1335 | 2951424.79 | 296291.3223 | 453.89 | 4640.213 | 8.2525 | 84.3675 | 53662.2689 | 5387.115
CB 286 | 38848.4582 | 5084.8556 | 286 | 3339 | CB 286 | 9.571 | 2136665.2036 | 279667.0561 | 453.89 | 1034.3722 | 8.2525 | 18.8068 | 38848.4582 | 5084.8556
CB 287 | 44332.0801 | 5212.9631 | 287 | 3340 | CB 287 | 2.8436 | 2438264.4037 | 286712.97 | 453.89 | 3481.5506 | 8.2525 | 63.3009 | 44332.0801 | 5212.9631
CB 288 | 38499.1929 | 5056.2675 | 288 | 3341 | CB 288 | 9.5212 | 2117455.6068 | 278094.7142 | 453.89 | 1039.7836 | 8.2525 | 18.9052 | 38499.1929 | 5056.2675
CB 289 | 52207.6783 | 5321.9015 | 289 | 3342 | CB 289 | 2.6955 | 2871422.3064 | 292704.5835 | 453.89 | 3672.8499 | 8.2525 | 66.7791 | 52207.6783 | 5321.9015
CB 292 | 109231.9497 | 7661.3424 | 292 | 3345 | CB 292 | 0.81042 | 6007757.2348 | 421373.8306 | 453.89 | 12215.9383 | 8.2525 | 222.108 | 109231.9497 | 7661.3424
CB 295 | 32398.1945 | 5094.4811 | 295 | 3348 | CB 295 | 0.36989 | 1781900.6953 | 280196.4608 | 453.89 | 26764.977 | 8.2525 | 486.6359 | 32398.1945 | 5094.4811
CB 296 | 74021.2567 | 6925.0435 | 296 | 3349 | CB 296 | 0.46004 | 4071169.1206 | 380877.3902 | 453.89 | 21519.9671 | 8.2525 | 391.2721 | 74021.2567 | 6925.0435
CB 297 | 28707.2494 | 7367.215 | 297 | 3350 | CB 297 | 0.42898 | 1578898.7169 | 405196.8275 | 453.89 | 23078.1457 | 8.2525 | 419.6026 | 28707.2494 | 7367.215
CB 298 | 35723.8875 | 6551.1767 | 298 | 3351 | CB 298 | 0.71136 | 1964813.8108 | 360314.7208 | 453.89 | 13916.9329 | 8.2525 | 253.0351 | 35723.8875 | 6551.1767
CB 299 | 31095.0979 | 5505.9861 | 299 | 3352 | CB 299 | 0.64867 | 1710230.3865 | 302829.2382 | 453.89 | 15261.8978 | 8.2525 | 277.4891 | 31095.0979 | 5505.9861
CB 303 | 41878.3992 | 5254.8305 | 303 | 3356 | CB 303 | 7.9354 | 2303311.9587 | 289015.6761 | 453.89 | 1247.5715 | 8.2525 | 22.6831 | 41878.3992 | 5254.8305
CB 305 | 69135.1252 | 5040.1141 | 305 | 3358 | CB 305 | 5.7352 | 3802431.8861 | 277206.2753 | 453.89 | 1726.174 | 8.2525 | 31.385 | 69135.1252 | 5040.1141
CB 306 | 66974.2652 | 5153.6906 | 306 | 3359 | CB 306 | 1.2839 | 3683584.5874 | 283452.9848 | 453.89 | 7710.8718 | 8.2525 | 140.1977 | 66974.2652 | 5153.6906
CB 307 | 64402.6151 | 5119.7404 | 307 | 3360 | CB 307 | 1.2536 | 3542143.8299 | 281585.7211 | 453.89 | 7897.2654 | 8.2525 | 143.5866 | 64402.6151 | 5119.7404
CB 308 | 26730.9749 | 4908.6845 | 308 | 3361 | CB 308 | 2.3447 | 1470203.6197 | 269977.6452 | 453.89 | 4222.294 | 8.2525 | 76.769 | 26730.9749 | 4908.6845
CB 313 | 40555.7111 | 5962.6951 | 313 | 3367 | CB 313 | 1.3364 | 2230564.1109 | 327948.2306 | 453.89 | 7408.1633 | 8.2525 | 134.6939 | 40555.7111 | 5962.6951
CB 314 | 33007.1144 | 5642.4523 | 314 | 3368 | CB 314 | 0.85795 | 1815391.2906 | 310334.8789 | 453.89 | 11539.0728 | 8.2525 | 209.8013 | 33007.1144 | 5642.4523
CB 315 | 66477.0468 | 7822.3913 | 315 | 3369 | CB 315 | 0.36174 | 3656237.5729 | 430231.5231 | 453.89 | 27367.5393 | 8.2525 | 497.5916 | 66477.0468 | 7822.3913
CB 320 | 40475.1791 | 5108.6202 | 320 | 3371 | CB 320 | 0.41383 | 2226134.8499 | 280974.1086 | 453.89 | 23923.1121 | 8.2525 | 434.9657 | 40475.1791 | 5108.6202
CB 321 | 41029.4466 | 5884.2076 | 321 | 3372 | CB 321 | 2.7519 | 2256619.563 | 323631.4164 | 453.89 | 3597.5224 | 8.2525 | 65.4095 | 41029.4466 | 5884.2076
CB 322 | 40103.8672 | 5323.4014 | 322 | 3373 | CB 322 | 3.668 | 2205712.6985 | 292787.076 | 453.89 | 2699.0241 | 8.2525 | 49.0732 | 40103.8672 | 5323.4014
CB 323 | 36308.7524 | 6294.2927 | 323 | 3374 | CB 323 | 0.51023 | 1996981.3797 | 346186.1007 | 453.89 | 19403.118 | 8.2525 | 352.784 | 36308.7524 | 6294.2927
CB 324 | 40703.9668 | 5503.8006 | 324 | 3375 | CB 324 | 1.1407 | 2238718.1749 | 302709.0332 | 453.89 | 8678.7315 | 8.2525 | 157.7951 | 40703.9668 | 5503.8006
CB 325 | 41238.5631 | 5186.5169 | 325 | 3376 | CB 325 | 1.1091 | 2268120.9715 | 285258.4287 | 453.89 | 8926.2295 | 8.2525 | 162.2951 | 41238.5631 | 5186.5169
CB 326 | 39536.8314 | 5074.6268 | 326 | 3377 | CB 326 | 2.8695 | 2174525.7293 | 279104.4743 | 453.89 | 3450.0693 | 8.2525 | 62.7285 | 39536.8314 | 5074.6268
CB 327 | 44282.6559 | 7458.9531 | 327 | 3378 | CB 327 | 0.87727 | 2435546.0735 | 410242.4196 | 453.89 | 11284.9741 | 8.2525 | 205.1813 | 44282.6559 | 7458.9531
CB 329 | 26420.9298 | 7314.9088 | 329 | 3379 | CB 329 | 2.4417 | 1453151.1375 | 402319.9823 | 453.89 | 4054.6075 | 8.2525 | 73.7201 | 26420.9298 | 7314.9088
CB 330 | 64498.8759 | 7563.6081 | 330 | 3380 | CB 330 | 2.2765 | 3547438.1719 | 415998.4435 | 453.89 | 4348.7521 | 8.2525 | 79.0682 | 64498.8759 | 7563.6081
CB 331 | 29795.8872 | 7185.2289 | 331 | 3381 | CB 331 | 2.8949 | 1638773.7968 | 395187.5873 | 453.89 | 3419.8234 | 8.2525 | 62.1786 | 29795.8872 | 7185.2289
CB 334 | 37637.8843 | 5312.737 | 334 | 3382 | CB 334 | 2.7913 | 2070083.6382 | 292200.5333 | 453.89 | 3546.7499 | 8.2525 | 64.4864 | 37637.8843 | 5312.737
CB 34 | 93151.8037 | 8855.4791 | 34 | 3383 | CB 34 | 0.073295 | 5123349.2011 | 487051.3488 | 453.89 | 135069.7674 | 8.2525 | 2455.814 | 93151.8037 | 8855.4791
CB 340 | 45842.3028 | 5548.5632 | 340 | 3384 | CB 340 | 0.37652 | 2521326.6531 | 305170.9771 | 453.89 | 26293.7626 | 8.2525 | 478.0684 | 45842.3028 | 5548.5632
CB 344 | 42715.1395 | 5130.1045 | 344 | 3388 | CB 344 | 2.4973 | 2349332.6722 | 282155.7494 | 453.89 | 3964.2045 | 8.2525 | 72.0764 | 42715.1395 | 5130.1045
CB 350 | 32122.6066 | 7259.605 | 350 | 3391 | CB 350 | 0.13314 | 1766743.3616 | 399278.2754 | 453.89 | 74355.6188 | 8.2525 | 1351.9203 | 32122.6066 | 7259.605
CB 351 | 46596.9615 | 7459.5552 | 351 | 3392 | CB 351 | 6.4841 | 2562832.8798 | 410275.5357 | 453.89 | 1526.8139 | 8.2525 | 27.7603 | 46596.9615 | 7459.5552
CB 352 | 79934.2314 | 7596.2504 | 352 | 3393 | CB 352 | 0.125 | 4396382.7258 | 417793.772 | 453.89 | 79200 | 8.2525 | 1440 | 79934.2314 | 7596.2504
CB 353 | 130866.0003 | 7831.3117 | 353 | 3394 | CB 353 | 0.043939 | 7197630.0173 | 430722.1448 | 453.89 | 225310.3448 | 8.2525 | 4096.5517 | 130866.0003 | 7831.3117
CB 354 | 48603.3883 | 7416.468 | 354 | 3395 | CB 354 | 0.057008 | 2673186.3552 | 407905.7422 | 453.89 | 173661.1296 | 8.2525 | 3157.4751 | 48603.3883 | 7416.468
CB 355 | 57601.5925 | 7610.3649 | 355 | 3396 | CB 355 | 6.6542 | 3168087.5875 | 418570.0685 | 453.89 | 1487.7896 | 8.2525 | 27.0507 | 57601.5925 | 7610.3649
CB 356 | 176514.6689 | 8460.9088 | 356 | 3397 | CB 356 | 0.016856 | 9708306.7891 | 465349.982 | 453.89 | 587325.8427 | 8.2525 | 10678.6517 | 176514.6689 | 8460.9088
CB 357 | 57268.6823 | 7856.7985 | 357 | 3398 | CB 357 | 3.9343 | 3149777.5275 | 432123.9179 | 453.89 | 2516.3433 | 8.2525 | 45.7517 | 57268.6823 | 7856.7985
CB 358 | 99652.005 | 16893.1244 | 358 | 3399 | CB 358 | 0.10189 | 5480860.2748 | 929121.8402 | 453.89 | 97159.8513 | 8.2525 | 1766.5428 | 99652.005 | 16893.1244
CB 361 | 60319.8853 | 5875.885 | 361 | 3401 | CB 361 | 0.93409 | 3317593.6914 | 323173.673 | 453.89 | 10598.5401 | 8.2525 | 192.7007 | 60319.8853 | 5875.885
CB 362 | 44025.8224 | 5207.6333 | 362 | 3402 | CB 362 | 2.7822 | 2421420.2319 | 286419.8313 | 453.89 | 3558.339 | 8.2525 | 64.6971 | 44025.8224 | 5207.6333
CB 363 | 52086.6024 | 5593.5558 | 363 | 3403 | CB 363 | 1.6867 | 2864763.1298 | 307645.5713 | 453.89 | 5869.3016 | 8.2525 | 106.7146 | 52086.6024 | 5593.5558
CB 364 | 47150.4233 | 5275.0367 | 364 | 3404 | CB 364 | 2.5415 | 2593273.2806 | 290127.017 | 453.89 | 3895.3722 | 8.2525 | 70.8249 | 47150.4233 | 5275.0367
CB 365 | 48247.9922 | 5338.8326 | 365 | 3405 | CB 365 | 4.05 | 2653639.5708 | 293635.7926 | 453.89 | 2444.4444 | 8.2525 | 44.4444 | 48247.9922 | 5338.8326
CB 366 | 52321.2823 | 5448.4784 | 366 | 3406 | CB 366 | 2.0843 | 2877670.5254 | 299666.3128 | 453.89 | 4749.841 | 8.2525 | 86.3607 | 52321.2823 | 5448.4784
CB 368 | 64854.1555 | 5694.59 | 368 | 3408 | CB 368 | 2.1314 | 3566978.5514 | 313202.4515 | 453.89 | 4644.7485 | 8.2525 | 84.45 | 64854.1555 | 5694.59
CB 371 | 34716.0093 | 4994.0596 | 371 | 3412 | CB 371 | 0.63807 | 1909380.5103 | 274673.2794 | 453.89 | 15515.5833 | 8.2525 | 282.1015 | 34716.0093 | 4994.0596
CB 372 | 44887.0557 | 5112.6152 | 372 | 3413 | CB 372 | 1.0771 | 2468788.0636 | 281193.8383 | 453.89 | 9191.4894 | 8.2525 | 167.118 | 44887.0557 | 5112.6152
CB 373 | 56723.7174 | 5879.9571 | 373 | 3414 | CB 373 | 0.19091 | 3119804.4563 | 323397.6429 | 453.89 | 51857.1429 | 8.2525 | 942.8571 | 56723.7174 | 5879.9571
CB 374 | 50376.9133 | 5372.1037 | 374 | 3415 | CB 374 | 6.097 | 2770730.2291 | 295465.7061 | 453.89 | 1623.7575 | 8.2525 | 29.5229 | 50376.9133 | 5372.1037
CB 375 | 44543.6989 | 5012.0049 | 375 | 3416 | CB 375 | 0.5017 | 2449903.441 | 275660.2691 | 453.89 | 19732.7293 | 8.2525 | 358.7769 | 44543.6989 | 5012.0049
CB 376 | 44811.6875 | 5305.6604 | 376 | 3417 | CB 376 | 3.797 | 2464642.8133 | 291811.3219 | 453.89 | 2607.3424 | 8.2525 | 47.4062 | 44811.6875 | 5305.6604
CB 377 | 50512.166 | 5235.0438 | 377 | 3418 | CB 377 | 4.7371 | 2778169.1323 | 287927.4083 | 453.89 | 2089.8769 | 8.2525 | 37.9978 | 50512.166 | 5235.0438
CB 378 | 37568.0569 | 5085.7849 | 378 | 3419 | CB 378 | 0.71742 | 2066243.1268 | 279718.1706 | 453.89 | 13799.3664 | 8.2525 | 250.8976 | 37568.0569 | 5085.7849
CB 380 | 42530.9222 | 5122.4157 | 380 | 3421 | CB 380 | 3.4884 | 2339200.7219 | 281732.8643 | 453.89 | 2837.9391 | 8.2525 | 51.5989 | 42530.9222 | 5122.4157
CB 381 | 39464.0424 | 4863.4067 | 381 | 3422 | CB 381 | 0.78239 | 2170522.3346 | 267487.3691 | 453.89 | 12653.5948 | 8.2525 | 230.0654 | 39464.0424 | 4863.4067
CB 385 | 45692.1432 | 5492.7264 | 385 | 3426 | CB 385 | 2.2621 | 2513067.8764 | 302099.9537 | 453.89 | 4376.4233 | 8.2525 | 79.5713 | 45692.1432 | 5492.7264
CB 386 | 38784.235 | 5154.075 | 386 | 3427 | CB 386 | 5.1381 | 2133132.9272 | 283474.1227 | 453.89 | 1926.7942 | 8.2525 | 35.0326 | 38784.235 | 5154.075
CB 387 | 37452.8311 | 5120.4814 | 387 | 3428 | CB 387 | 4.6941 | 2059905.7098 | 281626.4756 | 453.89 | 2109.0176 | 8.2525 | 38.3458 | 37452.8311 | 5120.4814
CB 39 | 64749.299 | 11235.6988 | 39 | 3429 | CB 39 | 0.067803 | 3561211.444 | 617963.4324 | 453.89 | 146011.1732 | 8.2525 | 2654.7486 | 64749.299 | 11235.6988
CB 390 | 37941.5912 | 5505.0658 | 390 | 3430 | CB 390 | 1.3127 | 2086787.5162 | 302778.6201 | 453.89 | 7541.7689 | 8.2525 | 137.1231 | 37941.5912 | 5505.0658
CB 391 | 57893.9317 | 7397.2202 | 391 | 3431 | CB 391 | 0.36117 | 3184166.2436 | 406847.1098 | 453.89 | 27410.5926 | 8.2525 | 498.3744 | 57893.9317 | 7397.2202
CB 392 | 35110.1664 | 5162.6372 | 392 | 3432 | CB 392 | 2.8735 | 1931059.1534 | 283945.048 | 453.89 | 3445.294 | 8.2525 | 62.6417 | 35110.1664 | 5162.6372
CB 393 | 22113.619 | 6033.0196 | 393 | 3433 | CB 393 | 0.75606 | 1216249.0444 | 331816.0802 | 453.89 | 13094.1884 | 8.2525 | 238.0762 | 22113.619 | 6033.0196
CB 394 | 40484.5305 | 6206.2045 | 394 | 3434 | CB 394 | 0.46553 | 2226649.1769 | 341341.2452 | 453.89 | 21266.07 | 8.2525 | 386.6558 | 40484.5305 | 6206.2045
CB 395 | 24855.0363 | 6246.0259 | 395 | 3435 | CB 395 | 0.85682 | 1367026.9977 | 343531.4239 | 453.89 | 11554.3767 | 8.2525 | 210.0796 | 24855.0363 | 6246.0259
CB 396 | 35308.5298 | 5353.499 | 396 | 3436 | CB 396 | 3.6053 | 1941969.1378 | 294442.4458 | 453.89 | 2745.955 | 8.2525 | 49.9265 | 35308.5298 | 5353.499
CB 397 | 45649.9602 | 5175.8074 | 397 | 3437 | CB 397 | 3.0831 | 2510747.8127 | 284669.4058 | 453.89 | 3211.008 | 8.2525 | 58.382 | 45649.9602 | 5175.8074
CB 399 | 44408.6049 | 5320.7864 | 399 | 3438 | CB 399 | 3.5411 | 2442473.2675 | 292643.254 | 453.89 | 2795.7426 | 8.2525 | 50.8317 | 44408.6049 | 5320.7864
CB 40 | 31560.8186 | 5039.8165 | 40 | 3439 | CB 40 | 4.7142 | 1735845.0235 | 277189.905 | 453.89 | 2100.0362 | 8.2525 | 38.1825 | 31560.8186 | 5039.8165
CB 400 | 33024.1152 | 5049.6698 | 400 | 3440 | CB 400 | 6.1136 | 1816326.3351 | 277731.8406 | 453.89 | 1619.3309 | 8.2525 | 29.4424 | 33024.1152 | 5049.6698
CB 401 | 30822.4931 | 4974.6328 | 401 | 3441 | CB 401 | 4.0061 | 1695237.122 | 273604.8039 | 453.89 | 2471.2557 | 8.2525 | 44.9319 | 30822.4931 | 4974.6328
CB 403 | 31481.6589 | 5467.415 | 403 | 3443 | CB 403 | 0.72405 | 1731491.2386 | 300707.8269 | 453.89 | 13673.0317 | 8.2525 | 248.6006 | 31481.6589 | 5467.415
CB 404 | 41804.3566 | 5714.5138 | 404 | 3444 | CB 404 | 0.3267 | 2299239.6141 | 314298.2595 | 453.89 | 30302.6087 | 8.2525 | 550.9565 | 41804.3566 | 5714.5138
CB 406 | 44156.4505 | 5326.027 | 406 | 3446 | CB 406 | 2.7273 | 2428604.776 | 292931.485 | 453.89 | 3630 | 8.2525 | 66 | 44156.4505 | 5326.027
CB 407 | 40712.3987 | 5108.6598 | 407 | 3447 | CB 407 | 2.8587 | 2239181.9276 | 280976.2891 | 453.89 | 3463.0979 | 8.2525 | 62.9654 | 40712.3987 | 5108.6598
CB 409 | 37109.0411 | 5259.1584 | 409 | 3448 | CB 409 | 3.4879 | 2040997.2595 | 289253.7121 | 453.89 | 2838.4014 | 8.2525 | 51.6073 | 37109.0411 | 5259.1584
CB 41 | 29795.8955 | 4993.5468 | 41 | 3449 | CB 41 | 2.8383 | 1638774.2532 | 274645.0745 | 453.89 | 3488.0555 | 8.2525 | 63.4192 | 29795.8955 | 4993.5468
CB 410 | 37053.8523 | 5154.623 | 410 | 3450 | CB 410 | 4.0036 | 2037961.8738 | 283504.2644 | 453.89 | 2472.7754 | 8.2525 | 44.9596 | 37053.8523 | 5154.623
CB 411 | 80669.5445 | 5124.4709 | 411 | 3451 | CB 411 | 0.039773 | 4436824.9479 | 281845.8971 | 453.89 | 248914.2857 | 8.2525 | 4525.7143 | 80669.5445 | 5124.4709
CB 412 | 38356.346 | 5074.8148 | 412 | 3452 | CB 412 | 10.8415 | 2109599.0294 | 279114.8165 | 453.89 | 913.1597 | 8.2525 | 16.6029 | 38356.346 | 5074.8148
CB 413 | 39940.839 | 5423.3707 | 413 | 3453 | CB 413 | 1.9462 | 2196746.1439 | 298285.3858 | 453.89 | 5086.8042 | 8.2525 | 92.4873 | 39940.839 | 5423.3707
CB 414 | 36532.2332 | 5124.8338 | 414 | 3454 | CB 414 | 9.9337 | 2009272.8249 | 281865.8593 | 453.89 | 996.6063 | 8.2525 | 18.1201 | 36532.2332 | 5124.8338
CB 415 | 42200.0146 | 5274.1375 | 415 | 3455 | CB 415 | 3.1661 | 2321000.8045 | 290077.5632 | 453.89 | 3126.8768 | 8.2525 | 56.8523 | 42200.0146 | 5274.1375
CB 416 | 50224.5997 | 5347.1758 | 416 | 3456 | CB 416 | 0.28106 | 2762352.9837 | 294094.6717 | 453.89 | 35223.7197 | 8.2525 | 640.4313 | 50224.5997 | 5347.1758
CB 417 | 38119.016 | 5074.9545 | 417 | 3457 | CB 417 | 3.0528 | 2096545.8827 | 279122.4978 | 453.89 | 3242.8811 | 8.2525 | 58.9615 | 38119.016 | 5074.9545
CB 418 | 37620.5864 | 5110.6705 | 418 | 3458 | CB 418 | 4.6036 | 2069132.2497 | 281086.8753 | 453.89 | 2150.4916 | 8.2525 | 39.0998 | 37620.5864 | 5110.6705
CB 42 | 32592.9656 | 5101.2387 | 42 | 3459 | CB 42 | 2.3775 | 1792613.1061 | 280568.1266 | 453.89 | 4164.1042 | 8.2525 | 75.711 | 32592.9656 | 5101.2387
CB 426 | 96093.97 | 20858.72 | 426 | 3463 | CB 426 | 0.040909 | 5285168.3494 | 1147229.6 | 453.89 | 242000 | 8.2525 | 4400 | 96093.97 | 20858.72
CB 43 | 40149.3929 | 5248.5115 | 43 | 3467 | CB 43 | 1.7081 | 2208216.6122 | 288668.1339 | 453.89 | 5795.7645 | 8.2525 | 105.3775 | 40149.3929 | 5248.5115
CB 430 | 74259.4384 | 5314.0509 | 430 | 3468 | CB 430 | 0.045833 | 4084269.11 | 292272.8 | 453.89 | 216000 | 8.2525 | 3927.2727 | 74259.4384 | 5314.0509
CB 434 | 40846.1656 | 5478.5669 | 434 | 3472 | CB 434 | 0.56686 | 2246539.1087 | 301321.1793 | 453.89 | 17464.7511 | 8.2525 | 317.5409 | 40846.1656 | 5478.5669
CB 438 | 49751.0328 | 5200.3206 | 438 | 3476 | CB 438 | 0.50947 | 2736306.8031 | 286017.6327 | 453.89 | 19431.9703 | 8.2525 | 353.3086 | 49751.0328 | 5200.3206
CB 44 | 37195.8514 | 5181.9067 | 44 | 3478 | CB 44 | 3.5398 | 2045771.8294 | 285004.8711 | 453.89 | 2796.7897 | 8.2525 | 50.8507 | 37195.8514 | 5181.9067
CB 441 | 23921.4965 | 7355.8943 | 441 | 3479 | CB 441 | 6.0636 | 1315682.3093 | 404574.1883 | 453.89 | 1632.6837 | 8.2525 | 29.6852 | 23921.4965 | 7355.8943
CB 443 | 29215.5387 | 6824.4262 | 443 | 3481 | CB 443 | 1.7657 | 1606854.6266 | 375343.4432 | 453.89 | 5606.7789 | 8.2525 | 101.9414 | 29215.5387 | 6824.4262
CB 444 | 50177.9922 | 7620.8873 | 444 | 3482 | CB 444 | 0.43144 | 2759789.5733 | 419148.799 | 453.89 | 22946.4442 | 8.2525 | 417.2081 | 50177.9922 | 7620.8873
CB 449 | 110217.8717 | 7897.7134 | 449 | 3485 | CB 449 | 0.054356 | 6061982.9459 | 434374.2397 | 453.89 | 182132.4042 | 8.2525 | 3311.4983 | 110217.8717 | 7897.7134
CB 45 | 27035.9647 | 4901.5983 | 45 | 3486 | CB 45 | 1.7562 | 1486978.0572 | 269587.906 | 453.89 | 5637.0107 | 8.2525 | 102.4911 | 27035.9647 | 4901.5983
CB 450 | 34210.2559 | 5992.5672 | 450 | 3487 | CB 450 | 0.48428 | 1881564.0727 | 329591.1941 | 453.89 | 20442.7063 | 8.2525 | 371.6856 | 34210.2559 | 5992.5672
CB 451 | 40763.6052 | 5334.1321 | 451 | 3488 | CB 451 | 2.9203 | 2241998.2833 | 293377.2662 | 453.89 | 3390.1031 | 8.2525 | 61.6382 | 40763.6052 | 5334.1321
CB 452 | 27559.738 | 4882.1151 | 452 | 3489 | CB 452 | 7.2271 | 1515785.5924 | 268516.3305 | 453.89 | 1369.8472 | 8.2525 | 24.9063 | 27559.738 | 4882.1151
CB 453 | 35078.4702 | 5237.165 | 453 | 3490 | CB 453 | 3.1674 | 1929315.8627 | 288044.0752 | 453.89 | 3125.568 | 8.2525 | 56.8285 | 35078.4702 | 5237.165
CB 454 | 26584.4004 | 4921.7492 | 454 | 3491 | CB 454 | 5.0949 | 1462142.0225 | 270696.2082 | 453.89 | 1943.1248 | 8.2525 | 35.3295 | 26584.4004 | 4921.7492
CB 455 | 38062.7638 | 5060.183 | 455 | 3492 | CB 455 | 7.471 | 2093452.0108 | 278310.0649 | 453.89 | 1325.1198 | 8.2525 | 24.0931 | 38062.7638 | 5060.183
CB 456 | 36225.2386 | 5399.1108 | 456 | 3493 | CB 456 | 3.9119 | 1992388.1229 | 296951.0958 | 453.89 | 2530.719 | 8.2525 | 46.0131 | 36225.2386 | 5399.1108
CB 458 | 39637.8165 | 5325.3396 | 458 | 3495 | CB 458 | 0.35303 | 2180079.9067 | 292893.6764 | 453.89 | 28042.9185 | 8.2525 | 509.8712 | 39637.8165 | 5325.3396
CB 460 | 19536.5683 | 4705.0755 | 460 | 3497 | CB 460 | 0.95644 | 1074511.2558 | 258779.1499 | 453.89 | 10350.8911 | 8.2525 | 188.198 | 19536.5683 | 4705.0755
CB 461 | 25410.5268 | 7103.8883 | 461 | 3498 | CB 461 | 2.3676 | 1397578.9736 | 390713.8574 | 453.89 | 4181.4255 | 8.2525 | 76.0259 | 25410.5268 | 7103.8883
CB 462 | 26675.454 | 5135.5929 | 462 | 3499 | CB 462 | 1.658 | 1467149.9701 | 282457.611 | 453.89 | 5971.2132 | 8.2525 | 108.5675 | 26675.454 | 5135.5929
CB 463 | 34615.5997 | 5359.5445 | 463 | 3500 | CB 463 | 1.5028 | 1903857.9816 | 294774.9474 | 453.89 | 6587.5236 | 8.2525 | 119.7732 | 34615.5997 | 5359.5445
CB 465 | 30256.1777 | 4807.1192 | 465 | 3502 | CB 465 | 0.51648 | 1664089.773 | 264391.5564 | 453.89 | 19168.3168 | 8.2525 | 348.5149 | 30256.1777 | 4807.1192
CB 470 | 40846.4377 | 5429.032 | 470 | 3507 | CB 470 | 12.4714 | 2246554.0722 | 298596.7575 | 453.89 | 793.8162 | 8.2525 | 14.433 | 40846.4377 | 5429.032
CB 471 | 43744.6592 | 5155.4278 | 471 | 3508 | CB 471 | 6.6057 | 2405956.255 | 283548.5271 | 453.89 | 1498.7098 | 8.2525 | 27.2493 | 43744.6592 | 5155.4278
CB 472 | 40748.9745 | 5262.8937 | 472 | 3509 | CB 472 | 4.6394 | 2241193.5957 | 289459.1537 | 453.89 | 2133.8994 | 8.2525 | 38.7982 | 40748.9745 | 5262.8937
CB 473 | 36643.331 | 5113.294 | 473 | 3510 | CB 473 | 5.1508 | 2015383.2032 | 281231.1727 | 453.89 | 1922.0474 | 8.2525 | 34.9463 | 36643.331 | 5113.294
CB 474 | 40783.5737 | 5050.8335 | 474 | 3511 | CB 474 | 3.5362 | 2243096.5518 | 277795.8436 | 453.89 | 2799.6358 | 8.2525 | 50.9025 | 40783.5737 | 5050.8335
CB 475 | 40695.3741 | 5919.6078 | 475 | 3512 | CB 475 | 1.6866 | 2238245.5733 | 325578.4274 | 453.89 | 5869.9607 | 8.2525 | 106.7266 | 40695.3741 | 5919.6078
CB 476 | 44424.1558 | 5253.4632 | 476 | 3513 | CB 476 | 14.0466 | 2443328.5693 | 288940.4772 | 453.89 | 704.7973 | 8.2525 | 12.8145 | 44424.1558 | 5253.4632
CB 48 | 24503.2124 | 4820.7322 | 48 | 3515 | CB 48 | 1.1051 | 1347676.6816 | 265140.2719 | 453.89 | 8958.3548 | 8.2525 | 162.8792 | 24503.2124 | 4820.7322
CB 480 | 46795.0408 | 5209.7049 | 480 | 3516 | CB 480 | 2.7716 | 2573727.2448 | 286533.7692 | 453.89 | 3571.9557 | 8.2525 | 64.9446 | 46795.0408 | 5209.7049
CB 481 | 47245.7086 | 5493.872 | 481 | 3517 | CB 481 | 1.3758 | 2598513.9753 | 302162.9615 | 453.89 | 7196.0352 | 8.2525 | 130.837 | 47245.7086 | 5493.872
CB 483 | 14030.8241 | 4680.9549 | 483 | 3519 | CB 483 | 2.1237 | 771695.3232 | 257452.5206 | 453.89 | 4661.7319 | 8.2525 | 84.7588 | 14030.8241 | 4680.9549
CB 486 | 49443.8536 | 5602.3854 | 486 | 3520 | CB 486 | 0.12424 | 2719411.947 | 308131.1951 | 453.89 | 79682.9268 | 8.2525 | 1448.7805 | 49443.8536 | 5602.3854
CB 487 | 66575.6268 | 5036.897 | 487 | 3521 | CB 487 | 0.046212 | 3661659.4726 | 277029.3377 | 453.89 | 214229.5082 | 8.2525 | 3895.082 | 66575.6268 | 5036.897
CB 488 | 36587.8674 | 5689.6127 | 488 | 3522 | CB 488 | 0.95568 | 2012332.708 | 312928.7011 | 453.89 | 10359.0963 | 8.2525 | 188.3472 | 36587.8674 | 5689.6127
CB 489 | 37851.7679 | 5422.1069 | 489 | 3523 | CB 489 | 3.1093 | 2081847.2332 | 298215.8805 | 453.89 | 3184.0166 | 8.2525 | 57.8912 | 37851.7679 | 5422.1069
CB 490 | 144029.047 | 5182.3487 | 490 | 3525 | CB 490 | 0.11705 | 7921597.5846 | 285029.1806 | 453.89 | 84582.5243 | 8.2525 | 1537.8641 | 144029.047 | 5182.3487
CB 491 | 42551.3273 | 5276.5455 | 491 | 3526 | CB 491 | 1.7977 | 2340322.9999 | 290210.0046 | 453.89 | 5506.9532 | 8.2525 | 100.1264 | 42551.3273 | 5276.5455
CB 492 | 45894.9136 | 5053.322 | 492 | 3527 | CB 492 | 1.7074 | 2524220.2502 | 277932.7105 | 453.89 | 5798.3361 | 8.2525 | 105.4243 | 45894.9136 | 5053.322
CB 493 | 41237.3502 | 5543.3154 | 493 | 3528 | CB 493 | 0.20795 | 2268054.2622 | 304882.3475 | 453.89 | 47606.5574 | 8.2525 | 865.5738 | 41237.3502 | 5543.3154
CB 496 | 67569.2365 | 5415.1801 | 496 | 3530 | CB 496 | 0.091288 | 3716308.0091 | 297834.9046 | 453.89 | 108448.1328 | 8.2525 | 1971.7842 | 67569.2365 | 5415.1801
CB 497 | 24353.1326 | 4834.5048 | 497 | 3531 | CB 497 | 3.0748 | 1339422.2907 | 265897.7613 | 453.89 | 3219.7105 | 8.2525 | 58.5402 | 24353.1326 | 4834.5048
CB 498 | 25857.8812 | 8625.1509 | 498 | 3532 | CB 498 | 0.27235 | 1422183.4634 | 474383.3013 | 453.89 | 36350.4868 | 8.2525 | 660.9179 | 25857.8812 | 8625.1509
CB 499 | 23467.5822 | 6560.7213 | 499 | 3533 | CB 499 | 1.9464 | 1290717.022 | 360839.6715 | 453.89 | 5086.3092 | 8.2525 | 92.4783 | 23467.5822 | 6560.7213
CB 50 | 50428.8871 | 5753.6852 | 50 | 3534 | CB 50 | 1.9517 | 2773588.7888 | 316452.6882 | 453.89 | 5072.4891 | 8.2525 | 92.2271 | 50428.8871 | 5753.6852
CB 504 | 42976.6833 | 5432.1167 | 504 | 3539 | CB 504 | 2.5612 | 2363717.5822 | 298766.4189 | 453.89 | 3865.4145 | 8.2525 | 70.2803 | 42976.6833 | 5432.1167
CB 505 | 40781.3135 | 5060.2792 | 505 | 3540 | CB 505 | 1.7686 | 2242972.2422 | 278315.3571 | 453.89 | 5597.7725 | 8.2525 | 101.7777 | 40781.3135 | 5060.2792
CB 506 | 47544.0653 | 4847.1953 | 506 | 3541 | CB 506 | 1.454 | 2614923.5895 | 266595.7421 | 453.89 | 6808.9097 | 8.2525 | 123.7984 | 47544.0653 | 4847.1953
CB 508 | 45750.1688 | 5367.6937 | 508 | 3543 | CB 508 | 1.4705 | 2516259.2862 | 295223.1549 | 453.89 | 6732.6121 | 8.2525 | 122.4111 | 45750.1688 | 5367.6937
CB 509 | 37290.4474 | 5279.5675 | 509 | 3544 | CB 509 | 5.5614 | 2050974.6047 | 290376.2145 | 453.89 | 1780.1389 | 8.2525 | 32.3662 | 37290.4474 | 5279.5675
CB 51 | 48906.152 | 5286.8132 | 51 | 3545 | CB 51 | 2.533 | 2689838.3581 | 290774.7284 | 453.89 | 3908.4791 | 8.2525 | 71.0633 | 48906.152 | 5286.8132
CB 510 | 33581.4131 | 4971.834 | 510 | 3546 | CB 510 | 0.63409 | 1846977.7193 | 273450.8688 | 453.89 | 15612.9032 | 8.2525 | 283.871 | 33581.4131 | 4971.834
CB 511 | 20693.5024 | 4769.1775 | 511 | 3547 | CB 511 | 2.4116 | 1138142.6328 | 262304.7619 | 453.89 | 4105.2384 | 8.2525 | 74.6407 | 20693.5024 | 4769.1775
CB 512 | 33287.3211 | 5831.5202 | 512 | 3548 | CB 512 | 0.53466 | 1830802.6598 | 320733.6094 | 453.89 | 18516.4718 | 8.2525 | 336.6631 | 33287.3211 | 5831.5202
CB 513 | 36841.9601 | 5543.6369 | 513 | 3549 | CB 513 | 1.1689 | 2026307.8046 | 304900.0275 | 453.89 | 8469.2158 | 8.2525 | 153.9857 | 36841.9601 | 5543.6369
CB 514 | 43850.3666 | 5163.2706 | 514 | 3550 | CB 514 | 11.3602 | 2411770.1603 | 283979.8846 | 453.89 | 871.4614 | 8.2525 | 15.8448 | 43850.3666 | 5163.2706
CB 515 | 33830.842 | 5183.6282 | 515 | 3551 | CB 515 | 2.6689 | 1860696.3093 | 285099.5512 | 453.89 | 3709.3386 | 8.2525 | 67.4425 | 33830.842 | 5183.6282
CB 516 | 51800.2958 | 5453.9235 | 516 | 3552 | CB 516 | 1.3884 | 2849016.2679 | 299965.7933 | 453.89 | 7130.2687 | 8.2525 | 129.6412 | 51800.2958 | 5453.9235
CB 517 | 31416.3471 | 5191.4823 | 517 | 3553 | CB 517 | 2.6311 | 1727899.0903 | 285531.5248 | 453.89 | 3762.7411 | 8.2525 | 68.4135 | 31416.3471 | 5191.4823
CB 518 | 34017.476 | 5116.4032 | 518 | 3554 | CB 518 | 1.8705 | 1870961.1791 | 281402.1764 | 453.89 | 5292.8311 | 8.2525 | 96.2333 | 34017.476 | 5116.4032
CB 519 | 39557.4846 | 5372.2941 | 519 | 3555 | CB 519 | 2.3775 | 2175661.6534 | 295476.1748 | 453.89 | 4164.1042 | 8.2525 | 75.711 | 39557.4846 | 5372.2941
CB 52 | 78204.3753 | 5557.5083 | 52 | 3556 | CB 52 | 0.21023 | 4301240.6394 | 305662.9578 | 453.89 | 47091.8919 | 8.2525 | 856.2162 | 78204.3753 | 5557.5083
CB 520 | 453692.6995 | 11235.3832 | 520 | 3557 | CB 520 | 0.0058712 | 24953098.4712 | 617946.0774 | 453.89 | 1686193.5484 | 8.2525 | 30658.0645 | 453692.6995 | 11235.3832
CB 521 | 44362.0158 | 7606.7439 | 521 | 3558 | CB 521 | 0.47462 | 2439910.8714 | 418370.9119 | 453.89 | 20858.739 | 8.2525 | 379.2498 | 44362.0158 | 7606.7439
CB 522 | 56473.3934 | 7714.8391 | 522 | 3559 | CB 522 | 4.4515 | 3106036.6362 | 424316.1485 | 453.89 | 2223.9619 | 8.2525 | 40.4357 | 56473.3934 | 7714.8391
CB 523 | 61043.3659 | 7820.5646 | 523 | 3560 | CB 523 | 3.7699 | 3357385.1235 | 430131.0506 | 453.89 | 2626.0739 | 8.2525 | 47.7468 | 61043.3659 | 7820.5646
CB 524 | 35953.5602 | 5910.2185 | 524 | 3561 | CB 524 | 3.2093 | 1977445.8098 | 325062.019 | 453.89 | 3084.8038 | 8.2525 | 56.0873 | 35953.5602 | 5910.2185
CB 525 | 51920.4688 | 7469.3863 | 525 | 3562 | CB 525 | 0.53731 | 2855625.783 | 410816.247 | 453.89 | 18425.0969 | 8.2525 | 335.0018 | 51920.4688 | 7469.3863
CB 529 | 33240.449 | 5014.3952 | 529 | 3564 | CB 529 | 2.142 | 1828224.696 | 275791.7339 | 453.89 | 4621.7507 | 8.2525 | 84.0318 | 33240.449 | 5014.3952
CB 53 | 63718.0329 | 5557.9607 | 53 | 3565 | CB 53 | 0.4892 | 3504491.8107 | 305687.8383 | 453.89 | 20236.9338 | 8.2525 | 367.9443 | 63718.0329 | 5557.9607
CB 531 | 30838.2028 | 5054.4157 | 531 | 3566 | CB 531 | 5.0449 | 1696101.1532 | 277992.8662 | 453.89 | 1962.3832 | 8.2525 | 35.6797 | 30838.2028 | 5054.4157
CB 532 | 41485.1967 | 5704.8527 | 532 | 3567 | CB 532 | 3.0008 | 2281685.8193 | 313766.9004 | 453.89 | 3299.1669 | 8.2525 | 59.9849 | 41485.1967 | 5704.8527
CB 533 | 31995.9604 | 5298.4318 | 533 | 3568 | CB 533 | 0.37159 | 1759777.8231 | 291413.7488 | 453.89 | 26642.2018 | 8.2525 | 484.4037 | 31995.9604 | 5298.4318
CB 534 | 40390.1662 | 6645.381 | 534 | 3569 | CB 534 | 0.59621 | 2221459.1405 | 365495.9534 | 453.89 | 16604.8285 | 8.2525 | 301.906 | 40390.1662 | 6645.381
CB 535 | 50578.7766 | 9194.1589 | 535 | 3570 | CB 535 | 0.31174 | 2781832.7105 | 505678.7389 | 453.89 | 31756.9866 | 8.2525 | 577.3998 | 50578.7766 | 9194.1589
CB 536 | 35481.5012 | 7478.1868 | 536 | 3571 | CB 536 | 1.5705 | 1951482.5637 | 411300.2728 | 453.89 | 6303.9074 | 8.2525 | 114.6165 | 35481.5012 | 7478.1868
CB 54 | 52002.2681 | 5697.5959 | 54 | 3575 | CB 54 | 1.3475 | 2860124.7477 | 313367.7749 | 453.89 | 7346.7323 | 8.2525 | 133.577 | 52002.2681 | 5697.5959
CB 540 | 49290.528 | 7191.2131 | 540 | 3576 | CB 540 | 0.93788 | 2710979.038 | 395516.7179 | 453.89 | 10555.7351 | 8.2525 | 191.9225 | 49290.528 | 7191.2131
CB 542 | 28391.224 | 7419.2529 | 542 | 3578 | CB 542 | 2.1884 | 1561517.3211 | 408058.9114 | 453.89 | 4523.7559 | 8.2525 | 82.2501 | 28391.224 | 7419.2529
CB 545 | 46529.5771 | 5284.5775 | 545 | 3581 | CB 545 | 1.0256 | 2559126.7411 | 290651.7629 | 453.89 | 9653.1856 | 8.2525 | 175.5125 | 46529.5771 | 5284.5775
CB 546 | 48476.0087 | 5336.0154 | 546 | 3582 | CB 546 | 3.5004 | 2666180.4787 | 293480.8456 | 453.89 | 2828.2653 | 8.2525 | 51.423 | 48476.0087 | 5336.0154
CB 547 | 38421.789 | 5185.025 | 547 | 3583 | CB 547 | 2.2956 | 2113198.3969 | 285176.3734 | 453.89 | 4312.5155 | 8.2525 | 78.4094 | 38421.789 | 5185.025
CB 548 | 43283.2969 | 5180.8705 | 548 | 3584 | CB 548 | 2.4061 | 2380581.3288 | 284947.8791 | 453.89 | 4114.6096 | 8.2525 | 74.8111 | 43283.2969 | 5180.8705
CB 549 | 35078.4379 | 5032.6542 | 549 | 3585 | CB 549 | 2.2888 | 1929314.0838 | 276795.9821 | 453.89 | 4325.362 | 8.2525 | 78.6429 | 35078.4379 | 5032.6542
CB 550 | 41236.1554 | 5362.0614 | 550 | 3587 | CB 550 | 2.4468 | 2267988.5487 | 294913.3776 | 453.89 | 4046.1336 | 8.2525 | 73.5661 | 41236.1554 | 5362.0614
CB 551 | 74430.6466 | 6187.4788 | 551 | 3588 | CB 551 | 0.12348 | 4093685.5613 | 340311.3325 | 453.89 | 80171.7791 | 8.2525 | 1457.6687 | 74430.6466 | 6187.4788
CB 552 | 46270.1401 | 5706.6191 | 552 | 3589 | CB 552 | 1.7223 | 2544857.7081 | 313864.0514 | 453.89 | 5747.9657 | 8.2525 | 104.5085 | 46270.1401 | 5706.6191
CB 553 | 43883.1535 | 5158.0873 | 553 | 3590 | CB 553 | 2.0898 | 2413573.441 | 283694.802 | 453.89 | 4737.3573 | 8.2525 | 86.1338 | 43883.1535 | 5158.0873
CB 554 | 37293.11 | 5208.5381 | 554 | 3591 | CB 554 | 0.48106 | 2051121.0473 | 286469.5943 | 453.89 | 20579.5276 | 8.2525 | 374.1732 | 37293.11 | 5208.5381
CB 556 | 21984.7726 | 5496.3457 | 556 | 3593 | CB 556 | 1.5472 | 1209162.4952 | 302299.0155 | 453.89 | 6398.8248 | 8.2525 | 116.3423 | 21984.7726 | 5496.3457
CB 558 | 25552.322 | 5278.8071 | 558 | 3595 | CB 558 | 0.95095 | 1405377.7105 | 290334.3882 | 453.89 | 10410.6752 | 8.2525 | 189.285 | 25552.322 | 5278.8071
CB 56 | 50433.9392 | 5450.999 | 56 | 3597 | CB 56 | 2.4097 | 2773866.655 | 299804.9445 | 453.89 | 4108.465 | 8.2525 | 74.6994 | 50433.9392 | 5450.999
CB 560 | 31306.3084 | 4940.0971 | 560 | 3598 | CB 560 | 0.30152 | 1721846.9614 | 271705.3397 | 453.89 | 32834.1709 | 8.2525 | 596.9849 | 31306.3084 | 4940.0971
CB 562 | 21437.5368 | 5295.9533 | 562 | 3600 | CB 562 | 1.4884 | 1179064.5267 | 291277.4291 | 453.89 | 6651.2279 | 8.2525 | 120.9314 | 21437.5368 | 5295.9533
CB 563 | 48067.6873 | 6446.3965 | 563 | 3601 | CB 563 | 0.17481 | 2643722.8016 | 354551.8093 | 453.89 | 56632.7194 | 8.2525 | 1029.6858 | 48067.6873 | 6446.3965
CB 564 | 24922.8741 | 4882.2973 | 564 | 3602 | CB 564 | 0.61004 | 1370758.0729 | 268526.3528 | 453.89 | 16228.5005 | 8.2525 | 295.0636 | 24922.8741 | 4882.2973
CB 567 | 26393.887 | 5461.9739 | 567 | 3605 | CB 567 | 0.56364 | 1451663.7865 | 300408.5629 | 453.89 | 17564.5161 | 8.2525 | 319.3548 | 26393.887 | 5461.9739
CB 57 | 40139.2267 | 5145.4547 | 57 | 3606 | CB 57 | 4.5 | 2207657.47 | 283000.0067 | 453.89 | 2200 | 8.2525 | 40 | 40139.2267 | 5145.4547
CB 570 | 55410.7906 | 5779.8363 | 570 | 3607 | CB 570 | 1.3864 | 3047593.4855 | 317890.998 | 453.89 | 7140.9836 | 8.2525 | 129.8361 | 55410.7906 | 5779.8363
CB 572 | 69455.9316 | 6127.5983 | 572 | 3609 | CB 572 | 0.76591 | 3820076.2382 | 337017.9086 | 453.89 | 12925.816 | 8.2525 | 235.0148 | 69455.9316 | 6127.5983
CB 576 | 47859.4026 | 8156.9536 | 576 | 3612 | CB 576 | 0.64527 | 2632267.1449 | 448632.4482 | 453.89 | 15342.5301 | 8.2525 | 278.9551 | 47859.4026 | 8156.9536
CB 578 | 35477.9522 | 5042.9954 | 578 | 3614 | CB 578 | 5.0786 | 1951287.3736 | 277364.7469 | 453.89 | 1949.3567 | 8.2525 | 35.4428 | 35477.9522 | 5042.9954
CB 579 | 47520.4549 | 5245.758 | 579 | 3615 | CB 579 | 0.98106 | 2613625.0193 | 288516.6879 | 453.89 | 10091.1197 | 8.2525 | 183.4749 | 47520.4549 | 5245.758
CB 580 | 39866.6597 | 5371.587 | 580 | 3617 | CB 580 | 4.2062 | 2192666.2838 | 295437.2874 | 453.89 | 2353.6404 | 8.2525 | 42.7935 | 39866.6597 | 5371.587
CB 581 | 47066.5336 | 5460.6551 | 581 | 3618 | CB 581 | 2.3225 | 2588659.3486 | 300336.0303 | 453.89 | 4262.5785 | 8.2525 | 77.5014 | 47066.5336 | 5460.6551
CB 582 | 64401.3615 | 8278.9966 | 582 | 3619 | CB 582 | 0.1661 | 3542074.8829 | 455344.8119 | 453.89 | 59603.1927 | 8.2525 | 1083.6944 | 64401.3615 | 8278.9966
CB 588 | 71971.7684 | 4893.7721 | 588 | 3625 | CB 588 | 0.38598 | 3958447.2603 | 269157.465 | 453.89 | 25648.6752 | 8.2525 | 466.3395 | 71971.7684 | 4893.7721
CB 589 | 37242.7926 | 5769.7371 | 589 | 3626 | CB 589 | 1.6411 | 2048353.5915 | 317335.5397 | 453.89 | 6032.5447 | 8.2525 | 109.6826 | 37242.7926 | 5769.7371
CB 59 | 14859.8817 | 4694.4346 | 59 | 3627 | CB 59 | 0.80076 | 817293.4955 | 258193.9024 | 453.89 | 12363.2923 | 8.2525 | 224.7871 | 14859.8817 | 4694.4346
CB 590 | 35313.8712 | 5848.8456 | 590 | 3628 | CB 590 | 1.5992 | 1942262.914 | 321686.5054 | 453.89 | 6190.4311 | 8.2525 | 112.5533 | 35313.8712 | 5848.8456
CB 591 | 37382.9844 | 4957.597 | 591 | 3629 | CB 591 | 6.7027 | 2056064.1422 | 272667.8364 | 453.89 | 1477.0274 | 8.2525 | 26.855 | 37382.9844 | 4957.597
CB 595 | 42857.5785 | 5304.3886 | 595 | 3633 | CB 595 | 0.34451 | 2357166.8163 | 291741.3735 | 453.89 | 28736.6685 | 8.2525 | 522.4849 | 42857.5785 | 5304.3886
CB 596 | 31024.9194 | 6085.0719 | 596 | 3634 | CB 596 | 1.4705 | 1706370.5661 | 334678.9546 | 453.89 | 6732.6121 | 8.2525 | 122.4111 | 31024.9194 | 6085.0719
CB 597 | 32717.5974 | 5608.6421 | 597 | 3635 | CB 597 | 1.0557 | 1799467.8591 | 308475.3137 | 453.89 | 9377.8256 | 8.2525 | 170.5059 | 32717.5974 | 5608.6421
CB 598 | 37915.4915 | 5635.3357 | 598 | 3636 | CB 598 | 0.66591 | 2085352.0313 | 309943.4635 | 453.89 | 14866.8942 | 8.2525 | 270.3072 | 37915.4915 | 5635.3357
CB 599 | 49445.2064 | 7495.9695 | 599 | 3637 | CB 599 | 11.4604 | 2719486.3522 | 412278.322 | 453.89 | 863.8429 | 8.2525 | 15.7062 | 49445.2064 | 7495.9695
CB 60 | 38311.2578 | 5632.1426 | 60 | 3638 | CB 60 | 1.5383 | 2107119.1817 | 309767.8444 | 453.89 | 6435.8532 | 8.2525 | 117.0155 | 38311.2578 | 5632.1426
CB 61 | 51751.3806 | 5368.4776 | 61 | 3639 | CB 61 | 5.0275 | 2846325.9343 | 295266.2671 | 453.89 | 1969.1844 | 8.2525 | 35.8034 | 51751.3806 | 5368.4776
CB 62 | 38531.9227 | 5240.0593 | 62 | 3640 | CB 62 | 1.5475 | 2119255.7464 | 288203.2632 | 453.89 | 6397.2586 | 8.2525 | 116.3138 | 38531.9227 | 5240.0593
CB 63 | 35833.562 | 5425.6541 | 63 | 3641 | CB 63 | 2.4809 | 1970845.9113 | 298410.9734 | 453.89 | 3990.5336 | 8.2525 | 72.5552 | 35833.562 | 5425.6541
CB 64 | 35255.7557 | 5090.7531 | 64 | 3642 | CB 64 | 3.6049 | 1939066.5627 | 279991.4225 | 453.89 | 2746.2436 | 8.2525 | 49.9317 | 35255.7557 | 5090.7531
CB 65 | 36456.1098 | 5006.3649 | 65 | 3643 | CB 65 | 6.2998 | 2005086.0395 | 275350.0677 | 453.89 | 1571.4758 | 8.2525 | 28.5723 | 36456.1098 | 5006.3649
CB 66 | 49196.6046 | 5091.4979 | 66 | 3644 | CB 66 | 6.5773 | 2705813.2544 | 280032.3837 | 453.89 | 1505.1831 | 8.2525 | 27.367 | 49196.6046 | 5091.4979
CB 67 | 72118.3442 | 7546.8745 | 67 | 3645 | CB 67 | 0.043939 | 3966508.9289 | 415078.0966 | 453.89 | 225310.3448 | 8.2525 | 4096.5517 | 72118.3442 | 7546.8745
CB 68 | 21587.9689 | 4791.7944 | 68 | 3646 | CB 68 | 1.521 | 1187338.287 | 263548.6918 | 453.89 | 6508.7785 | 8.2525 | 118.3414 | 21587.9689 | 4791.7944
CB 69 | 36270.8575 | 4975.4424 | 69 | 3647 | CB 69 | 1.1767 | 1994897.16 | 273649.3296 | 453.89 | 8413.3269 | 8.2525 | 152.9696 | 36270.8575 | 4975.4424
CB 70 | 37730.4577 | 5486.1342 | 70 | 3648 | CB 70 | 2.8271 | 2075175.1731 | 301737.3831 | 453.89 | 3501.8423 | 8.2525 | 63.6699 | 37730.4577 | 5486.1342
CB 700 | 40210.2466 | 5018.71 | 700 | 3649 | CB 700 | 0.30057 | 2211563.5628 | 276029.051 | 453.89 | 32937.6181 | 8.2525 | 598.8658 | 40210.2466 | 5018.71
CB 701 | 41026.1336 | 5128.5722 | 701 | 3650 | CB 701 | 10.1519 | 2256437.3507 | 282071.4716 | 453.89 | 975.1875 | 8.2525 | 17.7307 | 41026.1336 | 5128.5722
CB 702 | 14942.2668 | 4662.62 | 702 | 3651 | CB 702 | 1.5752 | 821824.6755 | 256444.098 | 453.89 | 6284.9585 | 8.2525 | 114.272 | 14942.2668 | 4662.62
CB 703 | 55302.9409 | 5139.6493 | 703 | 3652 | CB 703 | 0.13314 | 3041661.7513 | 282680.7101 | 453.89 | 74355.6188 | 8.2525 | 1351.9203 | 55302.9409 | 5139.6493
CB 704 | 26435.4242 | 5399.8756 | 704 | 3653 | CB 704 | 1.7538 | 1453948.3312 | 296993.1558 | 453.89 | 5644.9244 | 8.2525 | 102.635 | 26435.4242 | 5399.8756
CB 706 | 18450.0865 | 4716.88 | 706 | 3654 | CB 706 | 1.7864 | 1014754.7585 | 259428.4 | 453.89 | 5541.9847 | 8.2525 | 100.7634 | 18450.0865 | 4716.88
CB 707 | 31610.8954 | 5158.0011 | 707 | 3655 | CB 707 | 0.76856 | 1738599.248 | 283690.0629 | 453.89 | 12881.2223 | 8.2525 | 234.204 | 31610.8954 | 5158.0011
CB 708 | 24160.3242 | 4790.1617 | 708 | 3656 | CB 708 | 0.78902 | 1328817.8308 | 263458.8908 | 453.89 | 12547.2876 | 8.2525 | 228.1325 | 24160.3242 | 4790.1617
CB 71 | 33912.1495 | 5186.4801 | 71 | 3657 | CB 71 | 2.6269 | 1865168.2211 | 285256.4057 | 453.89 | 3768.7094 | 8.2525 | 68.522 | 33912.1495 | 5186.4801
CB 712 | 47546.1909 | 5157.7101 | 712 | 3660 | CB 712 | 0.30758 | 2615040.499 | 283674.0581 | 453.89 | 32187.1921 | 8.2525 | 585.2217 | 47546.1909 | 5157.7101
CB 715 | 30140.9871 | 5475.9399 | 715 | 3663 | CB 715 | 2.2625 | 1657754.2928 | 301176.6939 | 453.89 | 4375.6906 | 8.2525 | 79.558 | 30140.9871 | 5475.9399
CB 716 | 56373.0295 | 6265.6637 | 716 | 3664 | CB 716 | 0.23504 | 3100516.6232 | 344611.503 | 453.89 | 42120.8703 | 8.2525 | 765.834 | 56373.0295 | 6265.6637
CB 718 | 35185.1849 | 5063.3904 | 718 | 3665 | CB 718 | 1.4002 | 1935185.1718 | 278486.4712 | 453.89 | 7070.4721 | 8.2525 | 128.554 | 35185.1849 | 5063.3904
CB 719 | 45979.3364 | 5450.113 | 719 | 3666 | CB 719 | 2.8085 | 2528863.5016 | 299756.2141 | 453.89 | 3524.9848 | 8.2525 | 64.0906 | 45979.3364 | 5450.113
CB 72 | 39247.5957 | 5204.617 | 72 | 3667 | CB 72 | 2.5597 | 2158617.7622 | 286253.9362 | 453.89 | 3867.7026 | 8.2525 | 70.3219 | 39247.5957 | 5204.617
CB 723 | 33857.1261 | 5474.8521 | 723 | 3668 | CB 723 | 3.2864 | 1862141.9367 | 301116.8664 | 453.89 | 3012.4481 | 8.2525 | 54.7718 | 33857.1261 | 5474.8521
CB 724 | 65851.1498 | 5411.3818 | 724 | 3669 | CB 724 | 0.091667 | 3621813.24 | 297626 | 453.89 | 108000 | 8.2525 | 1963.6364 | 65851.1498 | 5411.3818
CB 730 | 44210.4816 | 5234.6152 | 730 | 3675 | CB 730 | 3.1398 | 2431576.4894 | 287903.8384 | 453.89 | 3153.0945 | 8.2525 | 57.329 | 44210.4816 | 5234.6152
CB 731 | 42279.3857 | 5348.8208 | 731 | 3676 | CB 731 | 1.9447 | 2325366.2153 | 294185.1433 | 453.89 | 5090.7674 | 8.2525 | 92.5594 | 42279.3857 | 5348.8208
CB 732 | 37809.8254 | 5085.8358 | 732 | 3677 | CB 732 | 9.8097 | 2079540.3996 | 279720.9683 | 453.89 | 1009.2094 | 8.2525 | 18.3493 | 37809.8254 | 5085.8358
CB 733 | 42535.2076 | 5219.2271 | 733 | 3678 | CB 733 | 3.0017 | 2339436.4206 | 287057.4892 | 453.89 | 3298.1261 | 8.2525 | 59.9659 | 42535.2076 | 5219.2271
CB 738 | 37533.2124 | 5021.7113 | 738 | 3682 | CB 738 | 0.53655 | 2064326.6804 | 276194.1224 | 453.89 | 18451.1119 | 8.2525 | 335.4748 | 37533.2124 | 5021.7113
CB 74 | 38111.725 | 5237.8133 | 74 | 3684 | CB 74 | 3.6292 | 2096144.8773 | 288079.73 | 453.89 | 2727.899 | 8.2525 | 49.5982 | 38111.725 | 5237.8133
CB 740 | 48583.6517 | 5218.4992 | 740 | 3685 | CB 740 | 6.0491 | 2672100.843 | 287017.4562 | 453.89 | 1636.6198 | 8.2525 | 29.7567 | 48583.6517 | 5218.4992
CB 741 | 39595.2803 | 5158.3489 | 741 | 3686 | CB 741 | 0.75739 | 2177740.4178 | 283709.1877 | 453.89 | 13071.2678 | 8.2525 | 237.6594 | 39595.2803 | 5158.3489
CB 745 | 37505.7472 | 4724.918 | 745 | 3690 | CB 745 | 0.81894 | 2062816.0954 | 259870.4921 | 453.89 | 12088.8067 | 8.2525 | 219.7965 | 37505.7472 | 4724.918
CB 748 | 28963.5951 | 4796.5471 | 748 | 3693 | CB 748 | 2.085 | 1592997.7325 | 263810.0882 | 453.89 | 4748.1152 | 8.2525 | 86.3294 | 28963.5951 | 4796.5471
CB 75 | 30311.1049 | 4986.9575 | 75 | 3695 | CB 75 | 0.14545 | 1667110.7706 | 274282.6625 | 453.89 | 68062.5 | 8.2525 | 1237.5 | 30311.1049 | 4986.9575
CB 750 | 31316.1316 | 4764.2991 | 750 | 3696 | CB 750 | 1.0979 | 1722387.2376 | 262036.4478 | 453.89 | 9017.0778 | 8.2525 | 163.9469 | 31316.1316 | 4764.2991
CB 759 | 41135.7704 | 5299.035 | 759 | 3704 | CB 759 | 2.3076 | 2262467.3703 | 291446.9227 | 453.89 | 4290.2167 | 8.2525 | 78.0039 | 41135.7704 | 5299.035
CB 76 | 55247.851 | 5946.6376 | 76 | 3705 | CB 76 | 0.53655 | 3038631.804 | 327065.068 | 453.89 | 18451.1119 | 8.2525 | 335.4748 | 55247.851 | 5946.6376
CB 761 | 26880.274 | 4753.727 | 761 | 3707 | CB 761 | 2.3415 | 1478415.0683 | 261454.987 | 453.89 | 4228.1 | 8.2525 | 76.8745 | 26880.274 | 4753.727
CB 77 | 42550.9901 | 5179.3004 | 77 | 3715 | CB 77 | 9.6697 | 2340304.4535 | 284861.5231 | 453.89 | 1023.817 | 8.2525 | 18.6149 | 42550.9901 | 5179.3004
CB 770 | 27032.6898 | 4869.7035 | 770 | 3716 | CB 770 | 2.2405 | 1486797.9413 | 267833.6921 | 453.89 | 4418.5968 | 8.2525 | 80.3381 | 27032.6898 | 4869.7035
CB 771 | 29740.1998 | 4891.4284 | 771 | 3717 | CB 771 | 3.1017 | 1635710.9893 | 269028.5608 | 453.89 | 3191.7934 | 8.2525 | 58.0326 | 29740.1998 | 4891.4284
CB 772 | 57885.7273 | 7975.8041 | 772 | 3718 | CB 772 | 0.25341 | 3183715.0026 | 438669.2269 | 453.89 | 39067.2646 | 8.2525 | 710.3139 | 57885.7273 | 7975.8041
CB 775 | 48600.2678 | 6335.8643 | 775 | 3721 | CB 775 | 0.29205 | 2673014.7292 | 348472.5354 | 453.89 | 33898.8327 | 8.2525 | 616.3424 | 48600.2678 | 6335.8643
CB 776 | 36278.8554 | 7451.9495 | 776 | 3722 | CB 776 | 2.6153 | 1995337.0481 | 409857.2225 | 453.89 | 3785.3574 | 8.2525 | 68.8247 | 36278.8554 | 7451.9495
CB 78 | 101257.9807 | 8014.4834 | 78 | 3725 | CB 78 | 0.036174 | 5569188.9399 | 440796.5843 | 453.89 | 273675.3927 | 8.2525 | 4975.9162 | 101257.9807 | 8014.4834
CB 780 | 48790.944 | 5146.823 | 780 | 3726 | CB 780 | 3.3492 | 2683501.921 | 283075.265 | 453.89 | 2955.8923 | 8.2525 | 53.7435 | 48790.944 | 5146.823
CB 781 | 44093.354 | 5364.8567 | 781 | 3727 | CB 781 | 2.4184 | 2425134.471 | 295067.1178 | 453.89 | 4093.6643 | 8.2525 | 74.4303 | 44093.354 | 5364.8567
CB 783 | 72848.5677 | 5179.2401 | 783 | 3729 | CB 783 | 1.3273 | 4006671.2222 | 284858.2075 | 453.89 | 7458.9041 | 8.2525 | 135.6164 | 72848.5677 | 5179.2401
CB 788 | 43393.1358 | 5194.6523 | 788 | 3732 | CB 788 | 15.5189 | 2386622.4707 | 285705.8753 | 453.89 | 637.9302 | 8.2525 | 11.5987 | 43393.1358 | 5194.6523
CB 789 | 31202.8098 | 5060.2407 | 789 | 3733 | CB 789 | 1.7212 | 1716154.5381 | 278313.2407 | 453.89 | 5751.7606 | 8.2525 | 104.5775 | 31202.8098 | 5060.2407
CB 790 | 34775.6602 | 5538.5422 | 790 | 3735 | CB 790 | 1.2568 | 1912661.3093 | 304619.8213 | 453.89 | 7877.0344 | 8.2525 | 143.2188 | 34775.6602 | 5538.5422
CB 791 | 37984.71 | 4969.5614 | 791 | 3736 | CB 791 | 2.4241 | 2089159.0502 | 273325.8782 | 453.89 | 4084.0691 | 8.2525 | 74.2558 | 37984.71 | 4969.5614
CB 795 | 28375.244 | 4861.0216 | 795 | 3740 | CB 795 | 0.64564 | 1560638.419 | 267356.1894 | 453.89 | 15333.5289 | 8.2525 | 278.7914 | 28375.244 | 4861.0216
CB 797 | 26741.7863 | 4793.9819 | 797 | 3742 | CB 797 | 0.92273 | 1470798.2463 | 263669.003 | 453.89 | 10729.064 | 8.2525 | 195.0739 | 26741.7863 | 4793.9819
CB 799 | 44142.8872 | 6035.6236 | 799 | 3744 | CB 799 | 1.1328 | 2427858.7974 | 331959.2999 | 453.89 | 8739.6756 | 8.2525 | 158.9032 | 44142.8872 | 6035.6236
CB 80 | 31252.0069 | 5056.2524 | 80 | 3745 | CB 80 | 3.2981 | 1718860.3783 | 278093.8847 | 453.89 | 3001.7228 | 8.2525 | 54.5768 | 31252.0069 | 5056.2524
CB 81 | 53366.0405 | 5329.2636 | 81 | 3746 | CB 81 | 3.1667 | 2935132.2248 | 293109.4968 | 453.89 | 3126.3158 | 8.2525 | 56.8421 | 53366.0405 | 5329.2636
CB 821 | 32978.4814 | 5145.1273 | 821 | 3747 | CB 821 | 12.3456 | 1813816.4754 | 282981.9992 | 453.89 | 801.9023 | 8.2525 | 14.58 | 32978.4814 | 5145.1273
CB 83 | 30005.8381 | 4977.4224 | 83 | 3748 | CB 83 | 2.5254 | 1650321.0977 | 273758.2338 | 453.89 | 3920.204 | 8.2525 | 71.2764 | 30005.8381 | 4977.4224
CB 835 | 97036.8791 | 8620.9132 | 835 | 3754 | CB 835 | 0.41288 | 5337028.3487 | 474150.2246 | 453.89 | 23977.9817 | 8.2525 | 435.9633 | 97036.8791 | 8620.9132
CB 84 | 39677.9398 | 5114.2193 | 84 | 3756 | CB 84 | 3.8148 | 2182286.688 | 281282.0597 | 453.89 | 2595.1743 | 8.2525 | 47.185 | 39677.9398 | 5114.2193
CB 85 | 30873.7814 | 4912.6104 | 85 | 3763 | CB 85 | 4.4525 | 1698057.9785 | 270193.5717 | 453.89 | 2223.4889 | 8.2525 | 40.4271 | 30873.7814 | 4912.6104
CB 851 | 38878.105 | 5756.7119 | 851 | 3765 | CB 851 | 0.77311 | 2138295.7762 | 316619.1537 | 453.89 | 12805.4875 | 8.2525 | 232.827 | 38878.105 | 5756.7119
CB 852 | 245843.3056 | 18720.4552 | 852 | 3766 | CB 852 | 0.13314 | 13521381.8066 | 1029625.0356 | 453.89 | 74355.6188 | 8.2525 | 1351.9203 | 245843.3056 | 18720.4552
CB 854 | 49970.9114 | 4947.6731 | 854 | 3768 | CB 854 | 0.2767 | 2748400.126 | 272122.0205 | 453.89 | 35778.2341 | 8.2525 | 650.5133 | 49970.9114 | 4947.6731
CB 855 | 20222.2243 | 4986.44 | 855 | 3769 | CB 855 | 3.5598 | 1112222.3375 | 274254.1986 | 453.89 | 2781.0172 | 8.2525 | 50.5639 | 20222.2243 | 4986.44
CB 856 | 43015.3465 | 5997.7854 | 856 | 3770 | CB 856 | 0.72746 | 2365844.0556 | 329878.1976 | 453.89 | 13608.956 | 8.2525 | 247.4356 | 43015.3465 | 5997.7854
CB 857 | 47983.4646 | 5660.3425 | 857 | 3771 | CB 857 | 1.9165 | 2639090.5524 | 311318.8393 | 453.89 | 5165.7278 | 8.2525 | 93.9223 | 47983.4646 | 5660.3425
CB 859 | 34517.128 | 4969.2505 | 859 | 3773 | CB 859 | 0.2339 | 1898442.0427 | 273308.7754 | 453.89 | 42325.5061 | 8.2525 | 769.5547 | 34517.128 | 4969.2505
CB 86 | 54287.5674 | 5441.0009 | 86 | 3774 | CB 86 | 0.15114 | 2985816.2066 | 299255.0496 | 453.89 | 65503.7594 | 8.2525 | 1190.9774 | 54287.5674 | 5441.0009
CB 87 | 39113.0831 | 5145.2561 | 87 | 3775 | CB 87 | 3.3932 | 2151219.568 | 282989.0856 | 453.89 | 2917.6155 | 8.2525 | 53.0476 | 39113.0831 | 5145.2561
CB 88 | 27067.4803 | 4859.0078 | 88 | 3776 | CB 88 | 7.7116 | 1488711.4181 | 267245.4297 | 453.89 | 1283.7881 | 8.2525 | 23.3416 | 27067.4803 | 4859.0078
CB 90 | 113682.4057 | 13167.1328 | 90 | 3778 | CB 90 | 0.018939 | 6252532.3116 | 724192.304 | 453.89 | 522720 | 8.2525 | 9504 | 113682.4057 | 13167.1328
CB 900 | 650560.7097 | 29851.3543 | 900 | 3779 | CB 900 | 0.042803 | 35780839.0323 | 1641824.4885 | 453.89 | 231292.0354 | 8.2525 | 4205.3097 | 650560.7097 | 29851.3543
CB 902 | 30710.9533 | 5020.515 | 902 | 3781 | CB 902 | 5.3165 | 1689102.4335 | 276128.3242 | 453.89 | 1862.1353 | 8.2525 | 33.857 | 30710.9533 | 5020.515
CB 907 | 51841.5144 | 7577.1311 | 907 | 3785 | CB 907 | 1.375 | 2851283.2939 | 416742.21 | 453.89 | 7200 | 8.2525 | 130.9091 | 51841.5144 | 7577.1311
CB 91 | 37583.6183 | 7131.2975 | 91 | 3788 | CB 91 | 2.5282 | 2067099.0063 | 392221.3635 | 453.89 | 3915.7989 | 8.2525 | 71.1963 | 37583.6183 | 7131.2975
CB 911 | 49579.6592 | 6032.576 | 911 | 3790 | CB 911 | 0.9375 | 2726881.2549 | 331791.68 | 453.89 | 10560 | 8.2525 | 192 | 49579.6592 | 6032.576
CB 92 | 28808.1075 | 4872.5072 | 92 | 3796 | CB 92 | 2.0532 | 1584445.9104 | 267987.896 | 453.89 | 4821.6954 | 8.2525 | 87.6672 | 28808.1075 | 4872.5072
CB 920 | 27117.517 | 4904.8616 | 920 | 3797 | CB 920 | 0.96496 | 1491463.4324 | 269767.3905 | 453.89 | 10259.4701 | 8.2525 | 186.5358 | 27117.517 | 4904.8616
CB 927 | 40116.7938 | 8087.8936 | 927 | 3804 | CB 927 | 0.60928 | 2206423.6574 | 444834.1461 | 453.89 | 16248.6789 | 8.2525 | 295.4305 | 40116.7938 | 8087.8936
CB 928 | 27925.1929 | 7601.4699 | 928 | 3805 | CB 928 | 3.6036 | 1535885.6091 | 418080.8434 | 453.89 | 2747.2539 | 8.2525 | 49.9501 | 27925.1929 | 7601.4699
CB 93 | 41329.0877 | 5285.4894 | 93 | 3806 | CB 93 | 3.9074 | 2273099.8252 | 290701.9154 | 453.89 | 2533.6629 | 8.2525 | 46.0666 | 41329.0877 | 5285.4894
CB 94 | 38221.6567 | 5102.2271 | 94 | 3815 | CB 94 | 2.247 | 2102191.1185 | 280622.4924 | 453.89 | 4405.9339 | 8.2525 | 80.1079 | 38221.6567 | 5102.2271
CB 946 | 37488.2854 | 5051.9973 | 946 | 3822 | CB 946 | 5.5068 | 2061855.6956 | 277859.8511 | 453.89 | 1797.7714 | 8.2525 | 32.6868 | 37488.2854 | 5051.9973
CB 948 | 40850.393 | 5137.0158 | 948 | 3824 | CB 948 | 7.9403 | 2246771.6151 | 282535.8691 | 453.89 | 1246.7979 | 8.2525 | 22.6691 | 40850.393 | 5137.0158
CB 949 | 39492.4566 | 5091.8081 | 949 | 3825 | CB 949 | 8.1294 | 2172085.1157 | 280049.4442 | 453.89 | 1217.8086 | 8.2525 | 22.142 | 39492.4566 | 5091.8081
CB 95 | 47109.2639 | 5019.7013 | 95 | 3826 | CB 95 | 0.94773 | 2591009.5164 | 276083.5712 | 453.89 | 10446.0432 | 8.2525 | 189.9281 | 47109.2639 | 5019.7013
CB 955 | 27531.0203 | 5676.47 | 955 | 3832 | CB 955 | 1.1538 | 1514206.1192 | 312205.8511 | 453.89 | 8580.4334 | 8.2525 | 156.0079 | 27531.0203 | 5676.47
CB 96 | 37746.1203 | 5486.8593 | 96 | 3837 | CB 96 | 0.78731 | 2076036.6143 | 301777.259 | 453.89 | 12574.4527 | 8.2525 | 228.6264 | 37746.1203 | 5486.8593
CB 966 | 29414.1212 | 4826.0404 | 966 | 3842 | CB 966 | 0.25966 | 1617776.6664 | 265432.2241 | 453.89 | 38126.9147 | 8.2525 | 693.2166 | 29414.1212 | 4826.0404
CB 967 | 37259.5234 | 4874.6017 | 967 | 3843 | CB 967 | 0.4197 | 2049273.7871 | 268103.0953 | 453.89 | 23588.4477 | 8.2525 | 428.8809 | 37259.5234 | 4874.6017
CB 968 | 40683.0375 | 5089.9358 | 968 | 3844 | CB 968 | 0.3036 | 2237567.0602 | 279946.4674 | 453.89 | 32608.8584 | 8.2525 | 592.8883 | 40683.0375 | 5089.9358
CB 969 | 50862.9365 | 5136.4882 | 969 | 3845 | CB 969 | 0.40417 | 2797461.5067 | 282506.8536 | 453.89 | 24494.8454 | 8.2525 | 445.3608 | 50862.9365 | 5136.4882
CB 970 | 59872.5593 | 7385.3422 | 970 | 3846 | CB 970 | 0.092045 | 3292990.7615 | 406193.8222 | 453.89 | 107555.5556 | 8.2525 | 1955.5556 | 59872.5593 | 7385.3422
CB 971 | 46678.6582 | 7499.4193 | 971 | 3847 | CB 971 | 5.1074 | 2567326.2021 | 412468.0601 | 453.89 | 1938.3691 | 8.2525 | 35.2431 | 46678.6582 | 7499.4193
CB 973 | 76731.3477 | 7660.3133 | 973 | 3849 | CB 973 | 0.12822 | 4220224.1213 | 421317.2295 | 453.89 | 77211.226 | 8.2525 | 1403.8405 | 76731.3477 | 7660.3133
CB 974 | 83455.1963 | 7724.2457 | 974 | 3850 | CB 974 | 0.11723 | 4590035.7972 | 424833.5128 | 453.89 | 84445.8805 | 8.2525 | 1535.3796 | 83455.1963 | 7724.2457
CB 975 | 49274.645 | 7525.3692 | 975 | 3851 | CB 975 | 0.46496 | 2710105.4773 | 413895.3044 | 453.89 | 21292.057 | 8.2525 | 387.1283 | 49274.645 | 7525.3692
CB 980 | 68681.725 | 7562.7403 | 980 | 3853 | CB 980 | 1.8653 | 3777494.877 | 415950.7164 | 453.89 | 5307.3408 | 8.2525 | 96.4971 | 68681.725 | 7562.7403
CB 981 | 30197.9872 | 7523.0475 | 981 | 3854 | CB 981 | 0.87121 | 1660889.2933 | 413767.6132 | 453.89 | 11363.4783 | 8.2525 | 206.6087 | 30197.9872 | 7523.0475
CB AD1 | 51338.0404 | 5342.5712 | AD1 | 3871 | CB AD1 | 4.3337 | 2823592.2198 | 293841.4176 | 453.89 | 2284.4157 | 8.2525 | 41.5348 | 51338.0404 | 5342.5712
CB AD2 | 54054.3134 | 5429.3565 | AD2 | 3872 | CB AD2 | 1.0195 | 2972987.2389 | 298614.6063 | 453.89 | 9710.5703 | 8.2525 | 176.5558 | 54054.3134 | 5429.3565
CB AD3 | 50407.0979 | 5321.7217 | AD3 | 3873 | CB AD3 | 2.5362 | 2772390.3826 | 292694.6912 | 453.89 | 3903.5173 | 8.2525 | 70.973 | 50407.0979 | 5321.7217
CB AG1 | 50157.8179 | 5252.4879 | AG1 | 3874 | CB AG1 | 1.4655 | 2758679.9822 | 288886.8367 | 453.89 | 6755.2339 | 8.2525 | 122.8224 | 50157.8179 | 5252.4879
CB ALV1 | 41020.2336 | 5017.9537 | ALV1 | 3875 | CB ALV1 | 0.97481 | 2256112.8504 | 275987.4534 | 453.89 | 10155.8189 | 8.2525 | 184.6513 | 41020.2336 | 5017.9537
CB AM1 | 43873.3504 | 5232.6158 | AM1 | 3876 | CB AM1 | 1.6941 | 2413034.2717 | 287793.8679 | 453.89 | 5843.7116 | 8.2525 | 106.2493 | 43873.3504 | 5232.6158
CB AM2 | 45483.7296 | 5227.693 | AM2 | 3877 | CB AM2 | 3.5258 | 2501605.1277 | 287523.1128 | 453.89 | 2807.9072 | 8.2525 | 51.0529 | 45483.7296 | 5227.693
CB AM3 | 42901.3989 | 5181.196 | AM3 | 3878 | CB AM3 | 5.2059 | 2359576.9395 | 284965.7786 | 453.89 | 1901.699 | 8.2525 | 34.5763 | 42901.3989 | 5181.196
CB BA2 | 45789.6341 | 5218.1834 | BA2 | 3880 | CB BA2 | 2.4375 | 2518429.8739 | 287000.0862 | 453.89 | 4061.5385 | 8.2525 | 73.8462 | 45789.6341 | 5218.1834
CB BA3 | 40676.1742 | 5167.4984 | BA3 | 3881 | CB BA3 | 3.653 | 2237189.58 | 284212.4119 | 453.89 | 2710.0788 | 8.2525 | 49.2742 | 40676.1742 | 5167.4984
CB BF1 | 40944.3246 | 5168.5893 | BF1 | 3882 | CB BF1 | 1.2157 | 2251937.8554 | 284272.4088 | 453.89 | 8143.3245 | 8.2525 | 148.0604 | 40944.3246 | 5168.5893
CB BH1 | 48438.5797 | 5177.2101 | BH1 | 3883 | CB BH1 | 0.5661 | 2664121.8813 | 284746.555 | 453.89 | 17488.1231 | 8.2525 | 317.9659 | 48438.5797 | 5177.2101
CB BK1 | 37443.8894 | 5156.4476 | BK1 | 3884 | CB BK1 | 2.3814 | 2059413.9157 | 283604.6196 | 453.89 | 4157.1497 | 8.2525 | 75.5845 | 37443.8894 | 5156.4476
CB BK2 | 49620.5462 | 5310.2417 | BK2 | 3885 | CB BK2 | 0.83977 | 2729130.0389 | 292063.2953 | 453.89 | 11788.9039 | 8.2525 | 214.3437 | 49620.5462 | 5310.2417
CB BK4 | 47201.1442 | 5274.9111 | BK4 | 3886 | CB BK4 | 1.2148 | 2596062.9287 | 290120.1123 | 453.89 | 8149.6726 | 8.2525 | 148.1759 | 47201.1442 | 5274.9111
CB BN1 | 43693.0274 | 5120.5438 | BN1 | 3887 | CB BN1 | 5.5884 | 2403116.5084 | 281629.9099 | 453.89 | 1771.5118 | 8.2525 | 32.2093 | 43693.0274 | 5120.5438
CB BN2 | 40706.2229 | 5030.4741 | BN2 | 3888 | CB BN2 | 7.0045 | 2238842.2584 | 276676.0745 | 453.89 | 1413.3679 | 8.2525 | 25.6976 | 40706.2229 | 5030.4741
CB BO1 | 46034.4169 | 5177.8764 | BO1 | 3889 | CB BO1 | 0.93996 | 2531892.9318 | 284783.2027 | 453.89 | 10532.3393 | 8.2525 | 191.4971 | 46034.4169 | 5177.8764
CB BRM1 | 46211.8132 | 5180.8536 | BRM1 | 3891 | CB BRM1 | 4.4812 | 2541649.7266 | 284946.9456 | 453.89 | 2209.205 | 8.2525 | 40.1674 | 46211.8132 | 5180.8536
CB BS1 | 46259.6976 | 5776.7868 | BS1 | 3892 | CB BS1 | 0.089205 | 2544283.3684 | 317723.2713 | 453.89 | 110980.8917 | 8.2525 | 2017.8344 | 46259.6976 | 5776.7868
CB BT1 | 48627.7636 | 5178.9747 | BT1 | 3893 | CB BT1 | 0.61951 | 2674527 | 284843.6084 | 453.89 | 15980.4341 | 8.2525 | 290.5533 | 48627.7636 | 5178.9747
CB BW1 | 46447.1715 | 5204.5731 | BW1 | 3894 | CB BW1 | 0.75587 | 2554594.4343 | 286251.5199 | 453.89 | 13097.4693 | 8.2525 | 238.1358 | 46447.1715 | 5204.5731
CB BY2 | 39296.1458 | 5091.5913 | BY2 | 3895 | CB BY2 | 3.4652 | 2161288.0203 | 280037.52 | 453.89 | 2857.0179 | 8.2525 | 51.9458 | 39296.1458 | 5091.5913
CB BY3 | 39825.9363 | 5119.3869 | BY3 | 3896 | CB BY3 | 4.3703 | 2190426.4943 | 281566.2789 | 453.89 | 2265.3088 | 8.2525 | 41.1874 | 39825.9363 | 5119.3869
CB CA1 | 46906.7689 | 5168.7642 | CA1 | 3899 | CB CA1 | 2.5502 | 2579872.2892 | 284282.0283 | 453.89 | 3882.0646 | 8.2525 | 70.583 | 46906.7689 | 5168.7642
CB CA2 | 49558.5522 | 5261.1244 | CA2 | 3900 | CB CA2 | 0.53201 | 2725720.3713 | 289361.8444 | 453.89 | 18608.7576 | 8.2525 | 338.341 | 49558.5522 | 5261.1244
CB CCB1 | 49933.2012 | 9603.9569 | CCB1 | 3901 | CB CCB1 | 0.10833 | 2746326.0654 | 528217.6308 | 453.89 | 91384.6154 | 8.2525 | 1661.5385 | 49933.2012 | 9603.9569
CB CD1 | 54840.6922 | 5581.1294 | CD1 | 3902 | CB CD1 | 0.77159 | 3016238.0726 | 306962.1184 | 453.89 | 12830.6333 | 8.2525 | 233.2842 | 54840.6922 | 5581.1294
CB CD3 | 48730.4391 | 5386.9804 | CD3 | 3903 | CB CD3 | 0.80549 | 2680174.1531 | 296283.9246 | 453.89 | 12290.6184 | 8.2525 | 223.4658 | 48730.4391 | 5386.9804
CB CD4 | 44640.4134 | 5173.935 | CD4 | 3904 | CB CD4 | 2.3991 | 2455222.7363 | 284566.4246 | 453.89 | 4126.6282 | 8.2525 | 75.0296 | 44640.4134 | 5173.935
CB CG1 | 48825.0237 | 5073.2644 | CG1 | 3908 | CB CG1 | 5.1369 | 2685376.3047 | 279029.5435 | 453.89 | 1927.2204 | 8.2525 | 35.0404 | 48825.0237 | 5073.2644
CB CG2 | 47044.3917 | 5048.9577 | CG2 | 3909 | CB CG2 | 5.7534 | 2587441.5451 | 277692.6749 | 453.89 | 1720.7189 | 8.2525 | 31.2858 | 47044.3917 | 5048.9577
CB CHA1 | 46656.6008 | 5098.1092 | CHA1 | 3910 | CB CHA1 | 2.4106 | 2566113.0421 | 280396.004 | 453.89 | 4106.851 | 8.2525 | 74.67 | 46656.6008 | 5098.1092
CB CMP1 | 44285.271 | 5047.2593 | CMP1 | 3911 | CB CMP1 | 3.475 | 2435689.9068 | 277599.2604 | 453.89 | 2848.9209 | 8.2525 | 51.7986 | 44285.271 | 5047.2593
CB CS1 | 42284.721 | 5182.6324 | CS1 | 3912 | CB CS1 | 3.2267 | 2325659.6548 | 285044.7839 | 453.89 | 3068.1458 | 8.2525 | 55.7845 | 42284.721 | 5182.6324
CB CS2 | 44017.972 | 5206.1647 | CS2 | 3913 | CB CS2 | 3.8136 | 2420988.4593 | 286339.0596 | 453.89 | 2595.9476 | 8.2525 | 47.199 | 44017.972 | 5206.1647
CB CS3 | 42446.3573 | 5178.3765 | CS3 | 3914 | CB CS3 | 4.9684 | 2334549.6492 | 284810.7102 | 453.89 | 1992.6047 | 8.2525 | 36.2292 | 42446.3573 | 5178.3765
CB CS4 | 37826.4746 | 5086.2716 | CS4 | 3915 | CB CS4 | 3.8956 | 2080456.1024 | 279744.9383 | 453.89 | 2541.3 | 8.2525 | 46.2055 | 37826.4746 | 5086.2716
CB CTL1 | 131512.7594 | 8661.0523 | CTL1 | 3917 | CB CTL1 | 0.031818 | 7233201.7695 | 476357.8741 | 453.89 | 311142.8571 | 8.2525 | 5657.1429 | 131512.7594 | 8661.0523
CB DM1 | 44013.6696 | 5031.4113 | DM1 | 3920 | CB DM1 | 0.093371 | 2420751.8298 | 276727.6203 | 453.89 | 106028.3976 | 8.2525 | 1927.789 | 44013.6696 | 5031.4113
CB DM2 | 48780.6744 | 5176.7686 | DM2 | 3921 | CB DM2 | 2.903 | 2682937.0911 | 284722.2754 | 453.89 | 3410.2296 | 8.2525 | 62.0042 | 48780.6744 | 5176.7686
CB DR1 | 42946.2081 | 5054.3958 | DR1 | 3922 | CB DR1 | 2.7208 | 2362041.4451 | 277991.7709 | 453.89 | 3638.5911 | 8.2525 | 66.1562 | 42946.2081 | 5054.3958
CB DS1 | 36415.2681 | 5091.3923 | DS1 | 3923 | CB DS1 | 0.85758 | 2002839.7447 | 280026.5763 | 453.89 | 11544.1696 | 8.2525 | 209.894 | 36415.2681 | 5091.3923
CB DV1 | 77530.5059 | 7707.1651 | DV1 | 3925 | CB DV1 | 0.03428 | 4264177.8238 | 423894.0796 | 453.89 | 288795.5801 | 8.2525 | 5250.8287 | 77530.5059 | 7707.1651
CB ELE1 | 54895.3929 | 5373.9432 | ELE1 | 3927 | CB ELE1 | 1.5678 | 3019246.6122 | 295566.8757 | 453.89 | 6314.5687 | 8.2525 | 114.8103 | 54895.3929 | 5373.9432
CB EN1 | 51072.8662 | 5230.3762 | EN1 | 3929 | CB EN1 | 5.1975 | 2809007.6422 | 287670.6898 | 453.89 | 1904.748 | 8.2525 | 34.6318 | 51072.8662 | 5230.3762
CB EN2 | 46768.1771 | 5096.1603 | EN2 | 3930 | CB EN2 | 3.9415 | 2572249.7432 | 280288.814 | 453.89 | 2511.7486 | 8.2525 | 45.6682 | 46768.1771 | 5096.1603
CB EO1 | 43599.2533 | 5158.4433 | EO1 | 3931 | CB EO1 | 4.0102 | 2397958.9324 | 283714.3789 | 453.89 | 2468.688 | 8.2525 | 44.8852 | 43599.2533 | 5158.4433
CB EO2 | 44224.1501 | 5165.373 | EO2 | 3932 | CB EO2 | 3.486 | 2432328.2568 | 284095.5129 | 453.89 | 2839.9435 | 8.2525 | 51.6353 | 44224.1501 | 5165.373
CB EO3 | 43181.5243 | 5153.3151 | EO3 | 3933 | CB EO3 | 6.4453 | 2374983.8384 | 283432.3296 | 453.89 | 1536.0113 | 8.2525 | 27.9275 | 43181.5243 | 5153.3151
CB EOS1 | 43345.3661 | 5157.3134 | EOS1 | 3934 | CB EOS1 | 9.8562 | 2383995.1343 | 283652.2359 | 453.89 | 1004.4388 | 8.2525 | 18.2625 | 43345.3661 | 5157.3134
CB EOS2 | 40856.9611 | 5143.8615 | EOS2 | 3935 | CB EOS2 | 8.2864 | 2247132.8627 | 282912.3827 | 453.89 | 1194.734 | 8.2525 | 21.7224 | 40856.9611 | 5143.8615
CB EOS3 | 35655.4755 | 5013.5754 | EOS3 | 3936 | CB EOS3 | 1.6695 | 1961051.1511 | 275746.6453 | 453.89 | 5929.8922 | 8.2525 | 107.8162 | 35655.4755 | 5013.5754
CB ES4 | 42805.7525 | 5162.7945 | ES4 | 3938 | CB ES4 | 7.9788 | 2354316.3892 | 283953.6984 | 453.89 | 1240.79 | 8.2525 | 22.5598 | 42805.7525 | 5162.7945
CB EV1 | 47271.6451 | 5151.9036 | EV1 | 3939 | CB EV1 | 1.7066 | 2599940.4806 | 283354.6991 | 453.89 | 5800.91 | 8.2525 | 105.4711 | 47271.6451 | 5151.9036
CB FB1 | 67181.1329 | 7871.8403 | FB1 | 3940 | CB FB1 | 4.1775 | 3694962.3106 | 432951.2175 | 453.89 | 2369.8599 | 8.2525 | 43.0884 | 67181.1329 | 7871.8403
CB FB2 | 54688.292 | 7671.8496 | FB2 | 3941 | CB FB2 | 3.8712 | 3007856.061 | 421951.7283 | 453.89 | 2557.3386 | 8.2525 | 46.4971 | 54688.292 | 7671.8496
CB FL1 | 50945.3175 | 5307.1201 | FL1 | 3942 | CB FL1 | 0.47102 | 2801992.4601 | 291891.6053 | 453.89 | 21018.0941 | 8.2525 | 382.1472 | 50945.3175 | 5307.1201
CB FM1 | 49621.6998 | 5215.3011 | FM1 | 3943 | CB FM1 | 2.5763 | 2729193.4884 | 286841.5615 | 453.89 | 3842.6818 | 8.2525 | 69.8669 | 49621.6998 | 5215.3011
CB FM2 | 34018.0583 | 5444.9471 | FM2 | 3944 | CB FM2 | 0.69792 | 1870993.2057 | 299472.0907 | 453.89 | 14185.0746 | 8.2525 | 257.9104 | 34018.0583 | 5444.9471
CB FM3 | 51226.0698 | 5168.507 | FM3 | 3945 | CB FM3 | 5.0519 | 2817433.8393 | 284267.8846 | 453.89 | 1959.6611 | 8.2525 | 35.6302 | 51226.0698 | 5168.507
CB FRD1 | 42108.3766 | 5148.0159 | FRD1 | 3946 | CB FRD1 | 0.25739 | 2315960.7118 | 283140.8742 | 453.89 | 38463.5762 | 8.2525 | 699.3377 | 42108.3766 | 5148.0159
CB GA1 | 38933.1179 | 5092.4384 | GA1 | 3947 | CB GA1 | 4.1068 | 2141321.4864 | 280084.1111 | 453.89 | 2410.6253 | 8.2525 | 43.8296 | 38933.1179 | 5092.4384
CB GA3 | 37181.202 | 5072.0128 | GA3 | 3948 | CB GA3 | 4.832 | 2044966.1125 | 278960.7016 | 453.89 | 2048.8378 | 8.2525 | 37.2516 | 37181.202 | 5072.0128
CB GH1 | 49595.6736 | 5126.3417 | GH1 | 3949 | CB GH1 | 1.1896 | 2727762.0466 | 281948.7944 | 453.89 | 8322.2417 | 8.2525 | 151.3135 | 49595.6736 | 5126.3417
CB GH2 | 53179.8209 | 5382.989 | GH2 | 3950 | CB GH2 | 1.1775 | 2924890.1489 | 296064.3974 | 453.89 | 8407.9138 | 8.2525 | 152.8712 | 53179.8209 | 5382.989
CB GH3 | 51922.9025 | 5292.443 | GH3 | 3951 | CB GH3 | 2.1027 | 2855759.6396 | 291084.3629 | 453.89 | 4708.3408 | 8.2525 | 85.6062 | 51922.9025 | 5292.443
CB GM2 | 44384.9449 | 5056.157 | GM2 | 3952 | CB GM2 | 7.3591 | 2441171.9692 | 278088.6329 | 453.89 | 1345.2749 | 8.2525 | 24.4595 | 44384.9449 | 5056.157
CB GN1 | 50020.7443 | 5244.7164 | GN1 | 3953 | CB GN1 | 2.5777 | 2751140.9351 | 288459.4028 | 453.89 | 3840.7054 | 8.2525 | 69.831 | 50020.7443 | 5244.7164
CB GS1 | 26226.7905 | 4879.7215 | GS1 | 3954 | CB GS1 | 1.0934 | 1442473.4755 | 268384.6804 | 453.89 | 9054.5644 | 8.2525 | 164.6284 | 26226.7905 | 4879.7215
CB HC3 | 52113.386 | 5277.8246 | HC3 | 3956 | CB HC3 | 5.2521 | 2866236.228 | 290280.3535 | 453.89 | 1884.9663 | 8.2525 | 34.2721 | 52113.386 | 5277.8246
CB HC4 | 47923.8946 | 5175.1531 | HC4 | 3957 | CB HC4 | 3.4989 | 2635814.2015 | 284633.4192 | 453.89 | 2829.4901 | 8.2525 | 51.4453 | 47923.8946 | 5175.1531
CB HL1 | 48348.7042 | 5283.5992 | HL1 | 3959 | CB HL1 | 4.4678 | 2659178.7318 | 290597.9549 | 453.89 | 2215.8542 | 8.2525 | 40.2883 | 48348.7042 | 5283.5992
CB HL3 | 46031.654 | 5221.5471 | HL3 | 3960 | CB HL3 | 3.5384 | 2531740.9688 | 287185.0915 | 453.89 | 2797.8376 | 8.2525 | 50.8698 | 46031.654 | 5221.5471
CB HP1 | 43163.0946 | 5137.9147 | HP1 | 3961 | CB HP1 | 8.4328 | 2373970.2022 | 282585.3091 | 453.89 | 1173.9921 | 8.2525 | 21.3453 | 43163.0946 | 5137.9147
CB HV1 | 59014.3131 | 5181.7142 | HV1 | 3962 | CB HV1 | 0.60663 | 3245787.2228 | 284994.2834 | 453.89 | 16319.7003 | 8.2525 | 296.7218 | 59014.3131 | 5181.7142
CB HW1 | 56104.9911 | 5293.0286 | HW1 | 3963 | CB HW1 | 0.62045 | 3085774.5087 | 291116.5714 | 453.89 | 15956.044 | 8.2525 | 290.1099 | 56104.9911 | 5293.0286
CB IB1 | 40231.67 | 5161.1194 | IB1 | 3964 | CB IB1 | 1.3072 | 2212741.849 | 283861.5643 | 453.89 | 7573.457 | 8.2525 | 137.6992 | 40231.67 | 5161.1194
CB IB2 | 43876.9445 | 5198.8463 | IB2 | 3965 | CB IB2 | 2.2201 | 2413231.9502 | 285936.5457 | 453.89 | 4459.3073 | 8.2525 | 81.0783 | 43876.9445 | 5198.8463
CB JE1 | 58352.2017 | 5408.1007 | JE1 | 3966 | CB JE1 | 0.49129 | 3209371.0931 | 297445.5365 | 453.89 | 20151.118 | 8.2525 | 366.384 | 58352.2017 | 5408.1007
CB JU1 | 63767.2376 | 7531.127 | JU1 | 3967 | CB JU1 | 2.6672 | 3507198.0685 | 414211.9864 | 453.89 | 3711.7092 | 8.2525 | 67.4856 | 63767.2376 | 7531.127
CB KR1 | 50080.8813 | 5234.6813 | KR1 | 3968 | CB KR1 | 0.4858 | 2754448.4719 | 287907.4695 | 453.89 | 20378.9474 | 8.2525 | 370.5263 | 50080.8813 | 5234.6813
CB LA1 | 42256.3466 | 5133.0624 | LA1 | 3969 | CB LA1 | 5.3807 | 2324099.0624 | 282318.4313 | 453.89 | 1839.9155 | 8.2525 | 33.453 | 42256.3466 | 5133.0624
CB LA2 | 44345.7695 | 5194.2942 | LA2 | 3970 | CB LA2 | 3.6203 | 2439017.322 | 285686.1786 | 453.89 | 2734.6063 | 8.2525 | 49.7201 | 44345.7695 | 5194.2942
CB LA3 | 41407.5848 | 5128.6828 | LA3 | 3971 | CB LA3 | 6.2475 | 2277417.1646 | 282077.5561 | 453.89 | 1584.6242 | 8.2525 | 28.8113 | 41407.5848 | 5128.6828
CB LJ3 | 53654.7915 | 5303.7931 | LJ3 | 3974 | CB LJ3 | 2.493 | 2951013.5347 | 291708.6188 | 453.89 | 3971.1312 | 8.2525 | 72.2024 | 53654.7915 | 5303.7931
CB LJ4 | 49106.7087 | 5212.486 | LJ4 | 3975 | CB LJ4 | 1.7816 | 2700868.9772 | 286686.7274 | 453.89 | 5556.7131 | 8.2525 | 101.0311 | 49106.7087 | 5212.486
CB LM3 | 48541.6652 | 5300.4777 | LM3 | 3977 | CB LM3 | 1.5623 | 2669791.5835 | 291526.272 | 453.89 | 6336.7681 | 8.2525 | 115.214 | 48541.6652 | 5300.4777
CB LPS1 | 42948.6415 | 5158.5335 | LPS1 | 3978 | CB LPS1 | 0.98087 | 2362175.2808 | 283719.3404 | 453.89 | 10093.0682 | 8.2525 | 183.5103 | 42948.6415 | 5158.5335
CB LR1 | 39440.0917 | 5051.9923 | LR1 | 3979 | CB LR1 | 7.167 | 2169205.0409 | 277859.5758 | 453.89 | 1381.3223 | 8.2525 | 25.115 | 39440.0917 | 5051.9923
CB LV2 | 45619.9666 | 5242.0855 | LV2 | 3980 | CB LV2 | 4.4006 | 2509098.165 | 288314.7011 | 453.89 | 2249.7095 | 8.2525 | 40.9038 | 45619.9666 | 5242.0855
CB MA1 | 44566.677 | 5182.2634 | MA1 | 3981 | CB MA1 | 5.4163 | 2451167.2373 | 285024.4856 | 453.89 | 1827.8201 | 8.2525 | 33.2331 | 44566.677 | 5182.2634
CB MA2 | 45539.6814 | 5223.2003 | MA2 | 3982 | CB MA2 | 1.7087 | 2504682.4776 | 287276.0176 | 453.89 | 5793.8373 | 8.2525 | 105.3425 | 45539.6814 | 5223.2003
CB MAG1 | 40407.9084 | 5214.4359 | MAG1 | 3983 | CB MAG1 | 0.49451 | 2222434.9626 | 286793.975 | 453.89 | 20019.9157 | 8.2525 | 363.9985 | 40407.9084 | 5214.4359
CB MF1 | 47348.501 | 5253.2695 | MF1 | 3984 | CB MF1 | 1.721 | 2604167.5559 | 288929.8219 | 453.89 | 5752.3935 | 8.2525 | 104.589 | 47348.501 | 5253.2695
CB MK1 | 44676.2884 | 5165.1971 | MK1 | 3985 | CB MK1 | 2.9027 | 2457195.8639 | 284085.841 | 453.89 | 3410.6747 | 8.2525 | 62.0123 | 44676.2884 | 5165.1971
CB MK2 | 43026.8491 | 5185.1213 | MK2 | 3986 | CB MK2 | 3.3006 | 2366476.6997 | 285181.6742 | 453.89 | 2999.4836 | 8.2525 | 54.5361 | 43026.8491 | 5185.1213
CB MNR3 | 52339.178 | 5223.6692 | MNR3 | 3988 | CB MNR3 | 2.4167 | 2878654.789 | 287301.8083 | 453.89 | 4096.5517 | 8.2525 | 74.4828 | 52339.178 | 5223.6692
CB MOR1 | 53372.455 | 7581.499 | MOR1 | 3990 | CB MOR1 | 3.55 | 2935485.0235 | 416982.4444 | 453.89 | 2788.7324 | 8.2525 | 50.7042 | 53372.455 | 7581.499
CB MT1 | 46832.9631 | 5240.6377 | MT1 | 3991 | CB MT1 | 3.1576 | 2575812.9678 | 288235.0744 | 453.89 | 3135.3167 | 8.2525 | 57.0058 | 46832.9631 | 5240.6377
CB MT3 | 46080.6267 | 5236.2221 | MT3 | 3992 | CB MT3 | 1.8354 | 2534434.4661 | 287992.2161 | 453.89 | 5393.8706 | 8.2525 | 98.0704 | 46080.6267 | 5236.2221
CB MU1 | 59171.4507 | 5367.8183 | MU1 | 3993 | CB MU1 | 1.7856 | 3254429.7909 | 295230.0053 | 453.89 | 5544.336 | 8.2525 | 100.8061 | 59171.4507 | 5367.8183
CB MV1 | 47166.1976 | 5053.4947 | MV1 | 3994 | CB MV1 | 3.1447 | 2594140.8679 | 277942.2104 | 453.89 | 3148.1571 | 8.2525 | 57.2392 | 47166.1976 | 5053.4947
CB NC3 | 39925.245 | 5103.5177 | NC3 | 3996 | CB NC3 | 0.7964 | 2195888.4758 | 280693.4723 | 453.89 | 12430.9156 | 8.2525 | 226.0166 | 39925.245 | 5103.5177
CB NC4 | 50719.6705 | 5278.5565 | NC4 | 3997 | CB NC4 | 3.0434 | 2789581.88 | 290320.6089 | 453.89 | 3252.9716 | 8.2525 | 59.1449 | 50719.6705 | 5278.5565
CB NO1 | 58411.5518 | 5961.6884 | NO1 | 3998 | CB NO1 | 0.070644 | 3212635.3493 | 327892.8601 | 453.89 | 140139.4102 | 8.2525 | 2547.9893 | 58411.5518 | 5961.6884
CB NO2 | 43114.9314 | 5153.3358 | NO2 | 3999 | CB NO2 | 4.0278 | 2371321.2289 | 283433.4686 | 453.89 | 2457.8925 | 8.2525 | 44.689 | 43114.9314 | 5153.3358
CB NO3 | 43991.6822 | 5196.044 | NO3 | 4000 | CB NO3 | 1.5506 | 2419542.5216 | 285782.4217 | 453.89 | 6384.7563 | 8.2525 | 116.0865 | 43991.6822 | 5196.044
CB NTL1 | 50753.7701 | 5146.2347 | NTL1 | 4002 | CB NTL1 | 2.0235 | 2791457.3559 | 283042.9068 | 453.89 | 4892.5496 | 8.2525 | 88.9554 | 50753.7701 | 5146.2347
CB NVS1 | 44433.2123 | 5284.3841 | NVS1 | 4003 | CB NVS1 | 5.9949 | 2443826.6791 | 290641.1243 | 453.89 | 1651.4074 | 8.2525 | 30.0256 | 44433.2123 | 5284.3841
CB OCA1 | 68621.5276 | 5334.9317 | OCA1 | 4004 | CB OCA1 | 0.27027 | 3774184.019 | 293421.2429 | 453.89 | 36630.6938 | 8.2525 | 666.0126 | 68621.5276 | 5334.9317
CB OH1 | 40000.9321 | 5239.9977 | OH1 | 4005 | CB OH1 | 0.77746 | 2200051.267 | 288199.8714 | 453.89 | 12733.7393 | 8.2525 | 231.5225 | 40000.9321 | 5239.9977
CB OK1 | 50789.345 | 7472.2756 | OK1 | 4006 | CB OK1 | 6.786 | 2793413.9766 | 410975.1572 | 453.89 | 1458.8892 | 8.2525 | 26.5253 | 50789.345 | 7472.2756
CB OS1 | 45162.8532 | 5220.817 | OS1 | 4007 | CB OS1 | 3.3178 | 2483956.9238 | 287144.9344 | 453.89 | 2983.9023 | 8.2525 | 54.2528 | 45162.8532 | 5220.817
CB OS4 | 51008.2483 | 5305.7915 | OS4 | 4008 | CB OS4 | 1.239 | 2805453.655 | 291818.5352 | 453.89 | 7990.2171 | 8.2525 | 145.2767 | 51008.2483 | 5305.7915
CB OS5 | 48181.9894 | 5285.1998 | OS5 | 4009 | CB OS5 | 0.64924 | 2650009.4184 | 290685.9897 | 453.89 | 15248.5414 | 8.2525 | 277.2462 | 48181.9894 | 5285.1998
CB OT2 | 47029.5825 | 5281.2524 | OT2 | 4010 | CB OT2 | 1.5801 | 2586627.036 | 290468.8811 | 453.89 | 6265.3722 | 8.2525 | 113.9159 | 47029.5825 | 5281.2524
CB PB1 | 38906.3124 | 5138.5266 | PB1 | 4011 | CB PB1 | 3.9428 | 2139847.1804 | 282618.9654 | 453.89 | 2510.904 | 8.2525 | 45.6528 | 38906.3124 | 5138.5266
CB PB5 | 46228.3217 | 5173.1703 | PB5 | 4012 | CB PB5 | 3.1453 | 2542557.6953 | 284524.3639 | 453.89 | 3147.5884 | 8.2525 | 57.2289 | 46228.3217 | 5173.1703
CB PE1 | 71950.3638 | 7614.5804 | PE1 | 4013 | CB PE1 | 5.0331 | 3957270.011 | 418801.9194 | 453.89 | 1966.9614 | 8.2525 | 35.7629 | 71950.3638 | 7614.5804
CB PH1 | 45083.7899 | 5323.1825 | PH1 | 4014 | CB PH1 | 0.38201 | 2479608.4444 | 292775.0402 | 453.89 | 25915.7164 | 8.2525 | 471.1948 | 45083.7899 | 5323.1825
CB PL2 | 49858.2805 | 5278.5545 | PL2 | 4022 | CB PL2 | 4.4898 | 2742205.4255 | 290320.4993 | 453.89 | 2205.0114 | 8.2525 | 40.0911 | 49858.2805 | 5278.5545
CB PL4 | 45983.8192 | 5198.7505 | PL4 | 4023 | CB PL4 | 4.8752 | 2529110.0535 | 285931.2799 | 453.89 | 2030.6903 | 8.2525 | 36.9216 | 45983.8192 | 5198.7505
CB PL6 | 46824.1202 | 5156.8545 | PL6 | 4024 | CB PL6 | 5.4841 | 2575326.6096 | 283626.9959 | 453.89 | 1805.2217 | 8.2525 | 32.8222 | 46824.1202 | 5156.8545
CB QN1 | 44664.1723 | 5064.8826 | QN1 | 4029 | CB QN1 | 1.5691 | 2456529.4741 | 278568.5407 | 453.89 | 6309.2336 | 8.2525 | 114.7133 | 44664.1723 | 5064.8826
CB RA1 | 51990.0958 | 7605.205 | RA1 | 4030 | CB RA1 | 7.7369 | 2859455.2703 | 418286.2773 | 453.89 | 1279.577 | 8.2525 | 23.265 | 51990.0958 | 7605.205
CB RA2 | 57786.9207 | 7581.6378 | RA2 | 4031 | CB RA2 | 2.7417 | 3178280.6403 | 416990.0812 | 453.89 | 3610.9422 | 8.2525 | 65.6535 | 57786.9207 | 7581.6378
CB RA3 | 59232.7638 | 7811.2961 | RA3 | 4032 | CB RA3 | 2.986 | 3257802.0086 | 429621.2833 | 453.89 | 3315.489 | 8.2525 | 60.2816 | 59232.7638 | 7811.2961
CB RB1 | 134638.2657 | 7914.0204 | RB1 | 4033 | CB RB1 | 0.026705 | 7405104.6135 | 435271.1234 | 453.89 | 370723.4043 | 8.2525 | 6740.4255 | 134638.2657 | 7914.0204
CB RC1 | 55376.9928 | 7507.8574 | RC1 | 4034 | CB RC1 | 2.5881 | 3045734.6048 | 412932.1556 | 453.89 | 3825.247 | 8.2525 | 69.5499 | 55376.9928 | 7507.8574
CB RD1 | 55545.5594 | 5295.0759 | RD1 | 4035 | CB RD1 | 1.6153 | 3055005.7672 | 291229.1748 | 453.89 | 6128.7372 | 8.2525 | 111.4316 | 55545.5594 | 5295.0759
CB RD2 | 49522.9534 | 5265.3281 | RD2 | 4036 | CB RD2 | 4.5066 | 2723762.4363 | 289593.0435 | 453.89 | 2196.764 | 8.2525 | 39.9412 | 49522.9534 | 5265.3281
CB RE1 | 41222.5242 | 5179.4794 | RE1 | 4038 | CB RE1 | 0.57727 | 2267238.8325 | 284871.3654 | 453.89 | 17149.6063 | 8.2525 | 311.811 | 41222.5242 | 5179.4794
CB RI1 | 43539.9729 | 5209.4615 | RI1 | 4039 | CB RI1 | 1.8867 | 2394698.5078 | 286520.3802 | 453.89 | 5247.1391 | 8.2525 | 95.4025 | 43539.9729 | 5209.4615
CB RS1 | 56271.171 | 5535.4755 | RS1 | 4040 | CB RS1 | 0.70417 | 3094914.4067 | 304451.1527 | 453.89 | 14059.1716 | 8.2525 | 255.6213 | 56271.171 | 5535.4755
CB RV1 | 43630.8247 | 5088.0773 | RV1 | 4041 | CB RV1 | 3.8898 | 2399695.3576 | 279844.2496 | 453.89 | 2545.1358 | 8.2525 | 46.2752 | 43630.8247 | 5088.0773
CB RV2 | 62804.2639 | 5321.2383 | RV2 | 4042 | CB RV2 | 0.4197 | 3454234.5135 | 292668.1047 | 453.89 | 23588.4477 | 8.2525 | 428.8809 | 62804.2639 | 5321.2383
CB S1 | 45457.0346 | 5213.5161 | S1 | 4044 | CB S1 | 4.7525 | 2500136.9053 | 286743.3845 | 453.89 | 2083.1308 | 8.2525 | 37.8751 | 45457.0346 | 5213.5161
CB S2 | 43319.0668 | 5210.0459 | S2 | 4045 | CB S2 | 2.6053 | 2382548.6763 | 286552.5256 | 453.89 | 3799.9418 | 8.2525 | 69.0899 | 43319.0668 | 5210.0459
CB SC1 | 53214.3249 | 5269.1581 | SC1 | 4047 | CB SC1 | 3.8216 | 2926787.8709 | 289803.696 | 453.89 | 2590.5442 | 8.2525 | 47.1008 | 53214.3249 | 5269.1581
CB SC2 | 45083.4678 | 5237.8841 | SC2 | 4048 | CB SC2 | 3.2174 | 2479590.7294 | 288083.6274 | 453.89 | 3076.9955 | 8.2525 | 55.9454 | 45083.4678 | 5237.8841
CB SE4 | 40913.5182 | 5082.9153 | SE4 | 4049 | CB SE4 | 0.59621 | 2250243.5036 | 279560.34 | 453.89 | 16604.8285 | 8.2525 | 301.906 | 40913.5182 | 5082.9153
CB SK1 | 80628.2193 | 5833.0757 | SK1 | 4052 | CB SK1 | 0.026705 | 4434552.0613 | 320819.166 | 453.89 | 370723.4043 | 8.2525 | 6740.4255 | 80628.2193 | 5833.0757
CB SL1 | 63757.0314 | 7572.3602 | SL1 | 4053 | CB SL1 | 6.8343 | 3506636.7281 | 416479.8133 | 453.89 | 1448.5797 | 8.2525 | 26.3378 | 63757.0314 | 7572.3602
CB SLD1 | 111321.016 | 5986.6553 | SLD1 | 4054 | CB SLD1 | 0.23712 | 6122655.8812 | 329266.0435 | 453.89 | 41750.7987 | 8.2525 | 759.1054 | 111321.016 | 5986.6553
CB SO1 | 40999.4379 | 5216.5438 | SO1 | 4055 | CB SO1 | 0.99602 | 2254969.0828 | 286909.909 | 453.89 | 9939.5322 | 8.2525 | 180.7188 | 40999.4379 | 5216.5438
CB SR1 | 33108.317 | 4944.0214 | SR1 | 4056 | CB SR1 | 11.5445 | 1820957.4348 | 271921.1749 | 453.89 | 857.5507 | 8.2525 | 15.5918 | 33108.317 | 4944.0214
CB SR4 | 37985.064 | 5098.08 | SR4 | 4057 | CB SR4 | 2.6242 | 2089178.522 | 280394.4025 | 453.89 | 3772.5173 | 8.2525 | 68.5912 | 37985.064 | 5098.08
CB SSC1 | 53782.1349 | 6152.792 | SSC1 | 4058 | CB SSC1 | 2.3161 | 2958017.4216 | 338403.558 | 453.89 | 4274.4296 | 8.2525 | 77.7169 | 53782.1349 | 6152.792
CB SW1 | 35580.5965 | 5124.7456 | SW1 | 4059 | CB SW1 | 0.73542 | 1956932.805 | 281861.0085 | 453.89 | 13461.7564 | 8.2525 | 244.7592 | 35580.5965 | 5124.7456
CB SW2 | 47570.4554 | 5335.2073 | SW2 | 4060 | CB SW2 | 2.7826 | 2616375.0482 | 293436.4037 | 453.89 | 3557.8546 | 8.2525 | 64.6883 | 47570.4554 | 5335.2073
CB SW3 | 45205.3371 | 5153.601 | SW3 | 4061 | CB SW3 | 4.0153 | 2486293.5396 | 283448.0523 | 453.89 | 2465.5441 | 8.2525 | 44.8281 | 45205.3371 | 5153.601
CB SW4 | 43117.3969 | 5189.2188 | SW4 | 4062 | CB SW4 | 1.3263 | 2371456.8283 | 285407.0361 | 453.89 | 7464.2296 | 8.2525 | 135.7133 | 43117.3969 | 5189.2188
CB TM1 | 277928.4926 | 7001.9281 | TM1 | 4063 | CB TM1 | 0.014962 | 15286067.0956 | 385106.0456 | 453.89 | 661670.8861 | 8.2525 | 12030.3797 | 277928.4926 | 7001.9281
CB TR1 | 51702.3396 | 5142.1431 | TR1 | 4064 | CB TR1 | 0.53049 | 2843628.6774 | 282817.8685 | 453.89 | 18661.9065 | 8.2525 | 339.3074 | 51702.3396 | 5142.1431
CB TY1 | 49815.9427 | 5954.0517 | TY1 | 4065 | CB TY1 | 0.15549 | 2739876.8468 | 327472.8458 | 453.89 | 63668.6967 | 8.2525 | 1157.6127 | 49815.9427 | 5954.0517
CB UP2 | 45253.7992 | 5194.1733 | UP2 | 4067 | CB UP2 | 3.1402 | 2488958.9552 | 285679.5324 | 453.89 | 3152.7141 | 8.2525 | 57.3221 | 45253.7992 | 5194.1733
CB VDN1 | 46567.7647 | 5255.3825 | VDN1 | 4068 | CB VDN1 | 3.296 | 2561227.0563 | 289046.0379 | 453.89 | 3003.6201 | 8.2525 | 54.6113 | 46567.7647 | 5255.3825
CB VO1 | 47026.6848 | 5162.7405 | VO1 | 4069 | CB VO1 | 0.59981 | 2586467.6658 | 283950.7254 | 453.89 | 16505.21 | 8.2525 | 300.0947 | 47026.6848 | 5162.7405
CB VS1 | 45434.0402 | 5233.1803 | VS1 | 4070 | CB VS1 | 4.9888 | 2498872.2083 | 287824.9157 | 453.89 | 1984.4349 | 8.2525 | 36.0806 | 45434.0402 | 5233.1803
CB VS2 | 55047.2854 | 5319.2487 | VS2 | 4071 | CB VS2 | 3.9511 | 3027600.6956 | 292558.6802 | 453.89 | 2505.6083 | 8.2525 | 45.5565 | 55047.2854 | 5319.2487
CB VS3 | 50659.7925 | 5179.1171 | VS3 | 4072 | CB VS3 | 3.4445 | 2786288.5881 | 284851.4401 | 453.89 | 2874.1409 | 8.2525 | 52.2571 | 50659.7925 | 5179.1171
CB VS4 | 45286.7744 | 5183.1903 | VS4 | 4073 | CB VS4 | 3.5098 | 2490772.5897 | 285075.4691 | 453.89 | 2820.6346 | 8.2525 | 51.2843 | 45286.7744 | 5183.1903
CB WA1 | 40260.8111 | 5046.2609 | WA1 | 4076 | CB WA1 | 3.9161 | 2214344.6081 | 277544.3512 | 453.89 | 2528.0263 | 8.2525 | 45.9641 | 40260.8111 | 5046.2609
CB WA2 | 52383.6261 | 5260.2079 | WA2 | 4077 | CB WA2 | 2.4553 | 2881099.4344 | 289311.4351 | 453.89 | 4032.0889 | 8.2525 | 73.3107 | 52383.6261 | 5260.2079
CB WA3 | 43027.7465 | 5129.9682 | WA3 | 4078 | CB WA3 | 6.1278 | 2366526.0597 | 282148.2486 | 453.89 | 1615.5772 | 8.2525 | 29.3741 | 43027.7465 | 5129.9682
CB WA4 | 42154.2133 | 5123.5984 | WA4 | 4079 | CB WA4 | 3.9939 | 2318481.7315 | 281797.9124 | 453.89 | 2478.7557 | 8.2525 | 45.0683 | 42154.2133 | 5123.5984
CB WA5 | 42585.7466 | 5114.7405 | WA5 | 4080 | CB WA5 | 7.8051 | 2342216.0625 | 281310.7281 | 453.89 | 1268.3992 | 8.2525 | 23.0618 | 42585.7466 | 5114.7405
CB WA6 | 43912.8484 | 5167.6664 | WA6 | 4081 | CB WA6 | 6.7089 | 2415206.6633 | 284221.6542 | 453.89 | 1475.6514 | 8.2525 | 26.83 | 43912.8484 | 5167.6664
CB WT1 | 48576.8544 | 5232.7492 | WT1 | 4083 | CB WT1 | 0.55492 | 2671726.9914 | 287801.2068 | 453.89 | 17840.273 | 8.2525 | 324.3686 | 48576.8544 | 5232.7492
CB WY1 | 32570.9291 | 4975.083 | WY1 | 4084 | CB WY1 | 0.1267 | 1791401.1012 | 273629.5677 | 453.89 | 78134.5291 | 8.2525 | 1420.6278 | 32570.9291 | 4975.083
CB WY2 | 46063.5157 | 5220.4075 | WY2 | 4085 | CB WY2 | 3.3271 | 2533493.3657 | 287122.4105 | 453.89 | 2975.5792 | 8.2525 | 54.1014 | 46063.5157 | 5220.4075
CB WY3 | 38326.9257 | 5052.0382 | WY3 | 4086 | CB WY3 | 0.48163 | 2107980.913 | 277862.1005 | 453.89 | 20555.2497 | 8.2525 | 373.7318 | 38326.9257 | 5052.0382
CTL1-3R | 89585.2508 | 7756.8941 | CTL1 | 4088 | CTL1-3R | 3.9705 | 4927188.7928 | 426629.1744 | 453.89 | 2493.4173 | 8.2525 | 45.3349 | 89585.2508 | 7756.8941
DM1-9R | 41154.8533 | 5132.4278 | DM1 | 4089 | DM1-9R | 2.5695 | 2263516.9289 | 282283.5279 | 453.89 | 3852.8783 | 8.2525 | 70.0523 | 41154.8533 | 5132.4278
DV1-3R | 51711.6373 | 7547.0371 | DV1 | 4090 | DV1-3R | 7.4436 | 2844140.0512 | 415087.0402 | 453.89 | 1330.0087 | 8.2525 | 24.182 | 51711.6373 | 7547.0371
NO1-287F | 42938.1595 | 5137.2238 | NO1 | 4091 | NO1-287F | 0.92159 | 2361598.7729 | 282547.3075 | 453.89 | 10742.2935 | 8.2525 | 195.3144 | 42938.1595 | 5137.2238
NO1-288F | 45906.2943 | 5250.8675 | NO1 | 4092 | NO1-288F | 0.47538 | 2524846.1859 | 288797.7128 | 453.89 | 20825.498 | 8.2525 | 378.6454 | 45906.2943 | 5250.8675
NO1-289F | 43556.5085 | 5144.9818 | NO1 | 4093 | NO1-289F | 1.3617 | 2395607.9681 | 282973.997 | 453.89 | 7270.0974 | 8.2525 | 132.1836 | 43556.5085 | 5144.9818
RA1-402R | 51369.5796 | 7573.5943 | RA1 | 4094 | RA1-402R | 3.1917 | 2825326.8793 | 416547.6892 | 453.89 | 3101.8277 | 8.2525 | 56.3969 | 51369.5796 | 7573.5943
RB1-427R | 52539.6122 | 7518.296 | RB1 | 4095 | RB1-427R | 12.6949 | 2889678.6704 | 413506.2779 | 453.89 | 779.8416 | 8.2525 | 14.1789 | 52539.6122 | 7518.296
RB1-433R | 40147.713 | 7405.655 | RB1 | 4096 | RB1-433R | 6.3644 | 2208124.2147 | 407311.0267 | 453.89 | 1555.5291 | 8.2525 | 28.2823 | 40147.713 | 7405.655
RD4-48F | 49719.6697 | 5191.0285 | RD4 | 4100 | RD4-48F | 1.6619 | 2734581.8342 | 285506.5682 | 453.89 | 5956.9231 | 8.2525 | 108.3077 | 49719.6697 | 5191.0285
RD4-49F | 54832.1977 | 5255.1822 | RD4 | 4101 | RD4-49F | 1.7614 | 3015770.871 | 289035.0235 | 453.89 | 5620.6452 | 8.2525 | 102.1935 | 54832.1977 | 5255.1822
RD4-50F | 53028.2839 | 5192.5915 | RD4 | 4102 | RD4-50F | 2.2144 | 2916555.6163 | 285592.5326 | 453.89 | 4470.7492 | 8.2525 | 81.2863 | 53028.2839 | 5192.5915
SEA1-384F | 53229.6962 | 5220.1309 | SEA1 | 4103 | SEA1-384F | 3.3998 | 2927633.2907 | 287107.2009 | 453.89 | 2911.9269 | 8.2525 | 52.9441 | 53229.6962 | 5220.1309
TM1-10R | 58912.6216 | 7493.2557 | TM1 | 4104 | TM1-10R | 3.39 | 3240194.1854 | 412129.0616 | 453.89 | 2920.3866 | 8.2525 | 53.0979 | 58912.6216 | 7493.2557
UP1-10 | 49190.6799 | 5244.1797 | UP1 | 4105 | UP1-10 | 4.0422 | 2705487.3956 | 288429.8827 | 453.89 | 2449.1402 | 8.2525 | 44.5298 | 49190.6799 | 5244.1797

## Capital_Units&Cost
Co_Code | RAMP_Workpaper | C Number | Wildfire | Workpaper_Name | Cost_Element | Adj_Rec_2020 | Adj_Rec_2021 | Adj_Rec_2022 | Adj_Rec_2023 | Adj_Rec_2024 | FCST_2025 | FCST_2026 | FCST_2027 | FCST_2028 | FCST_2029 | FCST_2030 | FCST_2031 | Unit_Measure | back to index
2100 | 1CR04A520 | A520 | SDG&E-Risk-4 Wildfires and PSPS | SDG&E-Risk-4 Wildfires and PSPS Grid Hardening Alternative 1 | Total | 0 | 0 | 0 | 0 | 0 | 0 | 0 | 101164 | 472917 | 472917 | 472917 | 422334 | Miles UG (Capital)
2100 | 1CR04A522 | A522 | SDG&E-Risk-4 Wildfires and PSPS | SDG&E-Risk-4 Wildfires and PSPS Grid Hardening Alternative 2 | Total | 0 | 0 | 0 | 0 | 0 | 0 | 0 | 149240 | 276639 | 276639 | 276639 | 127399 | Miles hardened (Capital)
2100 | 1CR04C501 | C501 | SDG&E-Risk-4 Wildfires and PSPS | SDG&E-Risk-4 Wildfires and PSPS Wireless Fault Indicators | Total | 1367.6 | 1713.5 | 1150.5 | 5.6 | 2.9 | [7 empty] | Wireless fault indicators installed
2100 | 1CR04C502 | C502 | SDG&E-Risk-4 Wildfires and PSPS | SDG&E-Risk-4 Wildfires and PSPS Capacitor Maintenance and replacement program (SCADA) | Total | 1593.6 | 3078.5 | 4779 | 1691 | 189.4 | [7 empty] | Capacitors replaced
2100 | 1CR04C506 | C506 | SDG&E-Risk-4 Wildfires and PSPS | SDG&E-Risk-4 Wildfires and PSPS Microgrids | Total | 5864.7 | 20023.3 | 3669.3 | 4123.7 | 7095.8 | 0 | 0 | 0 | 910 | 0 | 0 | 0 | Microgrids (Capital)
2100 | 1CR04C507 | C507 | SDG&E-Risk-4 Wildfires and PSPS | SDG&E-Risk-4 Wildfires and PSPS CMP Repairs | Total | 16234.7 | 20321.7 | 17258.5 | 10808.1 | 10298.2 | 11655 | 12305 | 12305 | 12305 | 12305 | 12305 | 12305 | Poles
2100 | 1CR04C508 | C508 | SDG&E-Risk-4 Wildfires and PSPS | SDG&E-Risk-4 Wildfires and PSPS Advanced Protection | Total | 15043 | 12627.7 | 20589.8 | 16939.7 | 11048.1 | 8010 | 2759 | 1808 | 1226 | 1228 | 1302 | 0 | Nodes
2100 | 1CR04C510 | C510 | SDG&E-Risk-4 Wildfires and PSPS | SDG&E-Risk-4 Wildfires and PSPS Hotline Clamps | Total | 0 | 0 | 0 | 0 | 683.7 | 146 | 0 | 0 | 0 | 0 | 0 | 0 | Hotline clamps removed
2100 | 1CR04C518 | C518 | SDG&E-Risk-4 Wildfires and PSPS | SDG&E-Risk-4 Wildfires and PSPS Strategic Undergrounding | Total | 63165.9 | 105610.5 | 169775.3 | 193342.9 | 213171.1 | 85633 | 1494 | 75873 | 354688 | 354688 | 354688 | 329397 | Miles UG (Capital)
2100 | 1CR04C520 | C520 | SDG&E-Risk-4 Wildfires and PSPS | SDG&E-Risk-4 Wildfires and PSPS Distribution Overhead System Hardening | Total | 223086.8 | 143576.9 | 27701.3 | 7614.9 | 3564.2 | 2800 | 8299 | 280 | 280 | 280 | 0 | 0 | Miles hardened (Capital)
2100 | 1CR04C522 | C522 | SDG&E-Risk-4 Wildfires and PSPS | SDG&E-Risk-4 Wildfires and PSPS Transmission Overhead Hardening (Distribution Underbuild) | Total | 8997.9 | 8965 | 5112.8 | 16628.2 | 12459.9 | 2459 | 6505 | 4970 | 3536 | 503 | 0 | 0 | Miles hardened
2100 | 1CR04C524 | C524 | SDG&E-Risk-4 Wildfires and PSPS | SDG&E-Risk-4 Wildfires and PSPS Lightning Arrestor Removal/Replace Program | Total | 31.9 | 2746 | 4366.9 | 3035.8 | 2664.2 | 539 | 0 | 0 | 0 | 0 | 0 | 0 | Lightning Arrestors
2100 | 1CR04C534 | C534 | SDG&E-Risk-4 Wildfires and PSPS | SDG&E-Risk-4 Wildfires and PSPS Risk-Informed Drone Inspections | Total | 26338.5 | 20188.2 | 69767.8 | 83149.4 | 73111.2 | 32272 | 31000 | 12797 | 12797 | 12797 | 12797 | 12797 | Poles replaced
2100 | 1CR04C546 | C546 | SDG&E-Risk-4 Wildfires and PSPS | SDG&E-Risk-4 Wildfires and PSPS Aviation Firefighting Program | Total | 13320 | 23942.9 | 17406.8 | 4068 | 3008.8 | 1691 | 3648 | 0 | 0 | 0 | 0 | 0 | No feasible units
2100 | 1CR04C550 | C550 | SDG&E-Risk-4 Wildfires and PSPS | SDG&E-Risk-4 Wildfires and PSPS Combined Covered Conductor | Total | 3386 | 58940.3 | 120355.6 | 88046.3 | 75036.7 | 69580 | 69439 | 69439 | 69439 | 69439 | 69160 | 31850 | Miles hardened (Capital) |  | C550 | 69630
2100 | 1CR04C552 | C552 | SDG&E-Risk-4 Wildfires and PSPS | SDG&E-Risk-4 Wildfires and PSPS PSPS Sectionalizing Enhancements | Total | 8329.7 | 2979 | 3171.9 | 2258.5 | 2177.7 | 2205 | 2205 | 1890 | 1575 | 1575 | 945 | 630 | Switches installed
2100 | 1CR04C558 | C558 | SDG&E-Risk-4 Wildfires and PSPS | SDG&E-Risk-4 Wildfires and PSPS Risk Methodology and Assessment | Total | 0 | 1422.9 | 9649.8 | 6714.3 | 4745 | 3974 | 3974 | 3974 | 3974 | 3974 | 3974 | 3974 | No feasible units
2100 | 1CR04C561 | C561 | SDG&E-Risk-4 Wildfires and PSPS | SDG&E-Risk-4 Wildfires and PSPS Fire Potential Index | Total | 2236 | 2562.3 | 2540.1 | 1816.9 | 0 | 0 | 0 | 0 | 0 | 0 | 0 | 0 | No feasible units
2100 | 1CR04C562 | C562 | SDG&E-Risk-4 Wildfires and PSPS | SDG&E-Risk-4 Wildfires and PSPS Weather Station Maintenance and Calibration | Total | 1708.7 | 689.3 | 8454.3 | 290.1 | 116.1 | 88 | 88 | 88 | 88 | 88 | 7088 | 88 | Weather sensors
2100 | 1CR04C563 | C563 | SDG&E-Risk-4 Wildfires and PSPS | SDG&E-Risk-4 Wildfires and PSPS Wildfire Mitigation Strategy Development | Total | 1472.9 | 3442.2 | 4391 | 1597.8 | 678 | 0 | 0 | 0 | 0 | 0 | 0 | 0 | No feasible units
2100 | 1CR04C564 | C564 | SDG&E-Risk-4 Wildfires and PSPS | SDG&E-Risk-4 Wildfires and PSPS Distribution Communications Reliability Improvements (DCRI) | Total | 65278.8 | 84869.4 | 66980.3 | 93516.4 | 21335.7 | 10615 | 0 | 0 | 0 | 0 | 0 | 0 | Base stations
2100 | 1CR04C565 | C565 | SDG&E-Risk-4 Wildfires and PSPS | SDG&E-Risk-4 Wildfires and PSPS Transmission Overhead Detailed Inspections | Total | 1518.7 | 666 | 851.6 | 1725.2 | 1042.9 | 1202 | 1152 | 1127 | 1101 | 1076 | 1026 | 975 | Poles
2100 | 1CR04C566 | C566 | SDG&E-Risk-4 Wildfires and PSPS | SDG&E-Risk-4 Wildfires and PSPS Enterprise Data Foundation | Total | 16483.5 | 26913.1 | 19648.8 | 16130.2 | 7225.5 | 8504 | 7397 | 6731 | 6425 | 4806 | 4806 | 4806 | No feasible units
2100 | 1CR04C567 | C567 | SDG&E-Risk-4 Wildfires and PSPS | SDG&E-Risk-4 Wildfires and PSPS Public Emergency Communication Strategy | Total | 8434.8 | 9275.9 | 8900 | 14222.5 | 16886.9 | 9219 | 0 | 0 | 0 | 0 | 0 | 0 | No feasible units
2100 | 1CR04C568 | C568 | SDG&E-Risk-4 Wildfires and PSPS | SDG&E-Risk-4 Wildfires and PSPS Strategic Pole Replacement | Total | 0 | 0 | 0 | 76.4 | 2444.7 | 7928 | 7928 | 7928 | 7928 | 7928 | 7928 | 7928 | Poles
2100 | 1CR04C569 | C569 | SDG&E-Risk-4 Wildfires and PSPS | SDG&E-Risk-4 Wildfires and PSPS Cleveland National Forest Fire Hardening | Total | 135876 | 19123 | 2131.8 | 1530.5 | 1035.9 | 1182 | 429 | 293 | 181 | 148 | 25 | 0 | No feasible units
2100 | 1CR04C570 | C570 | SDG&E-Risk-4 Wildfires and PSPS | SDG&E-Risk-4 Wildfires and PSPS Expulsion Fuse Replacements | Total | 10154.8 | 9174.1 | 826 | 51.4 | 206.4 | 601 | 0 | 0 | 0 | 0 | 0 | 0 | Fuses replaced
2100 | 1CR04C571 | C571 | SDG&E-Risk-4 Wildfires and PSPS | SDG&E-Risk-4 Wildfires and PSPS Emergency Preparedness and Recovery Plan | Total | 6048.2 | 5699.7 | 5479.2 | 21303.3 | 3869.7 | 8578 | 17232 | 3782 | 0 | 0 | 0 | 0 | No feasible units
2100 | 1CR04C573 | C573 | SDG&E-Risk-4 Wildfires and PSPS | SDG&E-Risk-4 Wildfires and PSPS Early Fault Detection | Total | 69.1 | 2416.7 | 10338 | 7655.1 | 3760.9 | 4292 | 2968 | 2868 | 1768 | 1668 | 1567 | 1467 | Nodes
2100 | 1CR04C574 | C574 | SDG&E-Risk-4 Wildfires and PSPS | SDG&E-Risk-4 Wildfires and PSPS Air Quality Station Maintenance | Total | 0 | 0 | 528.6 | 111.8 | 0 | [7 empty] | Other
2100 | 1CR04C575 | C575 | SDG&E-Risk-4 Wildfires and PSPS | SDG&E-Risk-4 Wildfires and PSPS Vegetation Management Enterprise System | Total | 0 | 0 | 0 | 1223.4 | 622.2 | [7 empty] | No feasible units
2100 | 1CR04C576 | C576 | SDG&E-Risk-4 Wildfires and PSPS | SDG&E-Risk-4 Wildfires and PSPS Avian Protection | Total | 1.4 | 331.5 | 2449.5 | 1542.1 | 1065.8 | 599 | 0 | 0 | 0 | 0 | 0 | 0 | Poles protected
2100 | 1CR04M503 | M503 | SDG&E-Risk-4 Wildfires and PSPS | SDG&E-Risk-4 Wildfires and PSPS Grounding Banks | Total | 0 | 0 | 0 | 0 | 0 | 0 | 0 | 0 | 436 | 526 | 323 | 1125 | Feet
2100 | 1CR04A520 | A520 | SDG&E-Risk-4 Wildfires and PSPS | SDG&E-Risk-4 Wildfires and PSPS Grid Hardening Alternative 1 | Units | 0 | 0 | 0 | 0 | 0 | 0 | 0 | 0 | 200 | 200 | 200 | 200 | Miles UG (Capital)
2100 | 1CR04A522 | A522 | SDG&E-Risk-4 Wildfires and PSPS | SDG&E-Risk-4 Wildfires and PSPS Grid Hardening Alternative 2 | Units | 0 | 0 | 0 | 0 | 0 | 0 | 0 | 0 | 200 | 200 | 200 | 200 | Miles hardened (Capital)
2100 | 1CR04C501 | C501 | SDG&E-Risk-4 Wildfires and PSPS | SDG&E-Risk-4 Wildfires and PSPS Wireless Fault Indicators | Units | 502 | 544 | 595 | 0 | 0 | [7 empty] | Wireless fault indicators installed
2100 | 1CR04C502 | C502 | SDG&E-Risk-4 Wildfires and PSPS | SDG&E-Risk-4 Wildfires and PSPS Capacitor Maintenance and replacement program (SCADA) | Units | 30 | 35 | 58 | 20 | 1 | [7 empty] | Capacitors replaced
2100 | 1CR04C506 | C506 | SDG&E-Risk-4 Wildfires and PSPS | SDG&E-Risk-4 Wildfires and PSPS Microgrids | Units | 4 | 0 | 1 | 0 | 0 | 0 | 0 | 0 | 1 | 0 | 0 | 0 | Microgrids (Capital)
2100 | 1CR04C507 | C507 | SDG&E-Risk-4 Wildfires and PSPS | SDG&E-Risk-4 Wildfires and PSPS CMP Repairs | Units | 666 | 665 | 592 | 407 | 422 | 459 | 485 | 485 | 485 | 485 | 485 | 485 | Poles
2100 | 1CR04C508 | C508 | SDG&E-Risk-4 Wildfires and PSPS | SDG&E-Risk-4 Wildfires and PSPS Advanced Protection | Units | 72 | 46 | 7 | 110 | 18 | 56 | 33 | 39 | 30 | 30 | 30 | 0 | Nodes
2100 | 1CR04C510 | C510 | SDG&E-Risk-4 Wildfires and PSPS | SDG&E-Risk-4 Wildfires and PSPS Hotline Clamps | Units | 0 | 0 | 0 | 0 | 678 | 197 | 0 | 0 | 0 | 0 | 0 | 0 | Hotline clamps removed
2100 | 1CR04C518 | C518 | SDG&E-Risk-4 Wildfires and PSPS | SDG&E-Risk-4 Wildfires and PSPS Strategic Undergrounding | Units | 16 | 26 | 65 | 72 | 112 | 28 | 0 | 0 | 150 | 150 | 150 | 150 | Miles UG (Capital)
2100 | 1CR04C520 | C520 | SDG&E-Risk-4 Wildfires and PSPS | SDG&E-Risk-4 Wildfires and PSPS Distribution Overhead System Hardening | Units | 100 | 100 | 26 | 2 | 1 | 0 | 6 | 0 | 0 | 0 | 0 | 0 | Miles hardened (Capital)
2100 | 1CR04C522 | C522 | SDG&E-Risk-4 Wildfires and PSPS | SDG&E-Risk-4 Wildfires and PSPS Transmission Overhead Hardening (Distribution Underbuild) | Units | 9 | 3 | 1 | 17 | 7 | 3 | 5 | 7 | 6 | 0 | 0 | 0 | Miles hardened
2100 | 1CR04C524 | C524 | SDG&E-Risk-4 Wildfires and PSPS | SDG&E-Risk-4 Wildfires and PSPS Lightning Arrestor Removal/Replace Program | Units | 0 | 1789 | 2710 | 2202 | 1654 | 516 | 0 | 0 | 0 | 0 | 0 | 0 | Lightning Arrestors
2100 | 1CR04C534 | C534 | SDG&E-Risk-4 Wildfires and PSPS | SDG&E-Risk-4 Wildfires and PSPS Risk-Informed Drone Inspections | Units | 306 | 365 | 341 | 1464 | 1992 | 854 | 775 | 353 | 353 | 353 | 353 | 353 | Poles replaced
2100 | 1CR04C546 | C546 | SDG&E-Risk-4 Wildfires and PSPS | SDG&E-Risk-4 Wildfires and PSPS Aviation Firefighting Program | Units | 0 | 0 | 0 | 0 | 0 | 0 | 0 | 0 | 0 | 0 | 0 | 0 | No feasible units
2100 | 1CR04C550 | C550 | SDG&E-Risk-4 Wildfires and PSPS | SDG&E-Risk-4 Wildfires and PSPS Combined Covered Conductor | Units | 2 | 20 | 61 | 60 | 36 | 50 | 50 | 50 | 50 | 50 | 50 | 50 | Miles hardened (Capital)
2100 | 1CR04C552 | C552 | SDG&E-Risk-4 Wildfires and PSPS | SDG&E-Risk-4 Wildfires and PSPS PSPS Sectionalizing Enhancements | Units | 23 | 13 | 12 | 10 | 18 | 7 | 7 | 6 | 5 | 5 | 3 | 2 | Switches installed
2100 | 1CR04C558 | C558 | SDG&E-Risk-4 Wildfires and PSPS | SDG&E-Risk-4 Wildfires and PSPS Risk Methodology and Assessment | Units | 0 | 0 | 0 | 0 | 0 | 0 | 0 | 0 | 0 | 0 | 0 | 0 | No feasible units
2100 | 1CR04C561 | C561 | SDG&E-Risk-4 Wildfires and PSPS | SDG&E-Risk-4 Wildfires and PSPS Fire Potential Index | Units | 0 | 0 | 0 | 0 | 0 | 0 | 0 | 0 | 0 | 0 | 0 | 0 | No feasible units
2100 | 1CR04C562 | C562 | SDG&E-Risk-4 Wildfires and PSPS | SDG&E-Risk-4 Wildfires and PSPS Weather Station Maintenance and Calibration | Units | 0 | 0 | 0 | 0 | 0 | 2 | 2 | 2 | 2 | 2 | 2 | 2 | Weather sensors
2100 | 1CR04C563 | C563 | SDG&E-Risk-4 Wildfires and PSPS | SDG&E-Risk-4 Wildfires and PSPS Wildfire Mitigation Strategy Development | Units | 0 | 0 | 0 | 0 | 0 | 0 | 0 | 0 | 0 | 0 | 0 | 0 | No feasible units
2100 | 1CR04C564 | C564 | SDG&E-Risk-4 Wildfires and PSPS | SDG&E-Risk-4 Wildfires and PSPS Distribution Communications Reliability Improvements (DCRI) | Units | 15 | 10 | 21 | 10 | 3 | 5 | 0 | 0 | 0 | 0 | 0 | 0 | Base stations
2100 | 1CR04C565 | C565 | SDG&E-Risk-4 Wildfires and PSPS | SDG&E-Risk-4 Wildfires and PSPS Transmission Overhead Detailed Inspections | Units | 46 | 18 | 67 | 30 | 14 | 46 | 44 | 43 | 42 | 41 | 39 | 37 | Poles
2100 | 1CR04C566 | C566 | SDG&E-Risk-4 Wildfires and PSPS | SDG&E-Risk-4 Wildfires and PSPS Enterprise Data Foundation | Units | 0 | 0 | 0 | 0 | 0 | 0 | 0 | 0 | 0 | 0 | 0 | 0 | No feasible units
2100 | 1CR04C567 | C567 | SDG&E-Risk-4 Wildfires and PSPS | SDG&E-Risk-4 Wildfires and PSPS Public Emergency Communication Strategy | Units | 0 | 0 | 0 | 0 | 0 | 0 | 0 | 0 | 0 | 0 | 0 | 0 | No feasible units
2100 | 1CR04C568 | C568 | SDG&E-Risk-4 Wildfires and PSPS | SDG&E-Risk-4 Wildfires and PSPS Strategic Pole Replacement | Units | 0 | 0 | 0 | 1 | 40 | 200 | 200 | 200 | 200 | 200 | 200 | 200 | Poles
2100 | 1CR04C569 | C569 | SDG&E-Risk-4 Wildfires and PSPS | SDG&E-Risk-4 Wildfires and PSPS Cleveland National Forest Fire Hardening | Units | 0 | 0 | 0 | 0 | 0 | 0 | 0 | 0 | 0 | 0 | 0 | 0 | No feasible units
2100 | 1CR04C570 | C570 | SDG&E-Risk-4 Wildfires and PSPS | SDG&E-Risk-4 Wildfires and PSPS Expulsion Fuse Replacements | Units | 3179 | 3976 | 231 | 36 | 188 | 311 | 0 | 0 | 0 | 0 | 0 | 0 | Fuses replaced
2100 | 1CR04C571 | C571 | SDG&E-Risk-4 Wildfires and PSPS | SDG&E-Risk-4 Wildfires and PSPS Emergency Preparedness and Recovery Plan | Units | 0 | 0 | 0 | 0 | 0 | 0 | 0 | 0 | 0 | 0 | 0 | 0 | No feasible units
2100 | 1CR04C573 | C573 | SDG&E-Risk-4 Wildfires and PSPS | SDG&E-Risk-4 Wildfires and PSPS Early Fault Detection | Units | 0 | 0 | 0 | 32 | 62 | 60 | 60 | 60 | 60 | 60 | 60 | 60 | Nodes
2100 | 1CR04C574 | C574 | SDG&E-Risk-4 Wildfires and PSPS | SDG&E-Risk-4 Wildfires and PSPS Air Quality Station Maintenance | Units | 0 | 0 | 8 | 6 | 0 | [7 empty] | Other
2100 | 1CR04C575 | C575 | SDG&E-Risk-4 Wildfires and PSPS | SDG&E-Risk-4 Wildfires and PSPS Vegetation Management Enterprise System | Units | 0 | 0 | 0 | 0 | 0 | [7 empty] | No feasible units
2100 | 1CR04C576 | C576 | SDG&E-Risk-4 Wildfires and PSPS | SDG&E-Risk-4 Wildfires and PSPS Avian Protection | Units | 0 | 0 | 973 | 663 | 774 | 236 | 0 | 0 | 0 | 0 | 0 | 0 | Poles protected
2100 | 1CR04M503 | M503 | SDG&E-Risk-4 Wildfires and PSPS | SDG&E-Risk-4 Wildfires and PSPS Grounding Banks | Units | 0 | 0 | 0 | 0 | 0 | 0 | 0 | 0 | 14300 | 18500 | 10000 | 36000 | Feet

## O&M_Units&Cost
Co_Code | RAMP_Workpaper | C# | Wildfire | Workpaper_Name | Cost_Element | Adj_Rec_2020 | Adj_Rec_2021 | Adj_Rec_2022 | Adj_Rec_2023 | Adj_Rec_2024 | FCST_2025 | FCST_2026 | FCST_2027 | FCST_2028 | FCST_2029 | FCST_2030 | FCST_2031 | Unit_Measure | back to index
2100 | 1OR04A520 | A520 | SDG&E-Risk-4 Wildfires and PSPS | SDG&E-Risk-4 Wildfires and PSPS Grid Hardening Alternative 1 | Total | 0 | 0 | 0 | 0 | 0 | 0 | 0 | 1012 | 4729 | 4729 | 4729 | 4224 | Miles UG (Capital)
2100 | 1OR04A522 | A522 | SDG&E-Risk-4 Wildfires and PSPS | SDG&E-Risk-4 Wildfires and PSPS Grid Hardening Alternative 2 | Total | 0 | 0 | 0 | 0 | 0 | 0 | 0 | 1492 | 2767 | 2767 | 2767 | 1274 | Miles hardened (Capital)
2100 | 1OR04C504 | C504 | SDG&E-Risk-4 Wildfires and PSPS | SDG&E-Risk-4 Wildfires and PSPS Standby Power Program (Fixed Backup Power Commercial) | Total | 0 | 0 | 0 | 0 | 0 | 1000 | 1000 | 1000 | 1000 | 1000 | 1000 | 1000 | No feasible units
2100 | 1OR04C506 | C506 | SDG&E-Risk-4 Wildfires and PSPS | SDG&E-Risk-4 Wildfires and PSPS Microgrids | Total | 499.5 | 1825.7 | 1542.2 | 1258.6 | 1018.9 | 1272.9 | 1272.9 | 1272.9 | 1272.9 | 1272.9 | 1272.9 | 1272.9 | No feasible units
2100 | 1OR04C507 | C507 | SDG&E-Risk-4 Wildfires and PSPS | SDG&E-Risk-4 Wildfires and PSPS CMP Repairs | Total | 183.8 | 50.9 | 384 | 188.8 | 176.2 | 249.7 | 249.7 | 249.7 | 249.7 | 249.7 | 249.7 | 249.7 | No feasible units
2100 | 1OR04C508 | C508 | SDG&E-Risk-4 Wildfires and PSPS | SDG&E-Risk-4 Wildfires and PSPS Advanced Protection | Total | 2.7 | -2.5 | 151 | 212.6 | 187.6 | 187.6 | 187.6 | 187.6 | 187.6 | 187.6 | 187.6 | 187.6 | Nodes
2100 | 1OR04C510 | C510 | SDG&E-Risk-4 Wildfires and PSPS | SDG&E-Risk-4 Wildfires and PSPS Hotline Clamps | Total | 4310.3 | 4478.9 | 2020.2 | 1644.1 | 46.9 | 0 | 0 | 0 | 0 | 0 | 0 | 0 | Hotline clamps removed
2100 | 1OR04C512 | C512 | SDG&E-Risk-4 Wildfires and PSPS | SDG&E-Risk-4 Wildfires and PSPS Customized Resiliency Assessment | Total | 6789.1 | 9748.8 | 11430.8 | 15909.4 | 3792.1 | 3953.1 | 3953.1 | 3953.1 | 3953.1 | 3953.1 | 3953.1 | 3953.1 | Installations
2100 | 1OR04C516 | C516 | SDG&E-Risk-4 Wildfires and PSPS | SDG&E-Risk-4 Wildfires and PSPS Generator Assistance Program | Total | 1009.4 | 922.1 | 836.5 | 573.7 | 489.5 | 489.5 | 489.5 | 489.5 | 489.5 | 489.5 | 489.5 | 489.5 | Rebates Issued
2100 | 1OR04C518 | C518 | SDG&E-Risk-4 Wildfires and PSPS | SDG&E-Risk-4 Wildfires and PSPS Strategic Undergrounding | Total | 0 | 0.3 | 191.7 | 460.8 | 1069.4 | 1493.4 | 1634.4 | 1671.4 | 1709.4 | 1749.4 | 1790.4 | 871.4 | Miles UG (Capital)
2100 | 1OR04C520 | C520 | SDG&E-Risk-4 Wildfires and PSPS | SDG&E-Risk-4 Wildfires and PSPS Distribution Overhead System Hardening | Total | 2687.2 | 2191.4 | 3601.4 | 1196.9 | 1555 | 3150 | 1219 | 420 | 420 | 420 | 0 | 0 | Jobs completed
2100 | 1OR04C522 | C522 | SDG&E-Risk-4 Wildfires and PSPS | SDG&E-Risk-4 Wildfires and PSPS Transmission Overhead Hardening (Distribution Underbuild) | Total | 0 | 0 | 0 | 0.7 | 0.8 | 0.8 | 0.8 | 0.8 | 0.8 | 0.8 | 0.8 | 0.8 | No feasible units
2100 | 1OR04C526 | C526 | SDG&E-Risk-4 Wildfires and PSPS | SDG&E-Risk-4 Wildfires and PSPS Distribution Overhead Detailed Inspections | Total | 416.9 | 376.8 | 458 | 139.6 | 115.6 | 301.4 | 401.4 | 401.4 | 801.4 | 801.4 | 801.4 | 801.4 | HFTD inspections
2100 | 1OR04C528 | C528 | SDG&E-Risk-4 Wildfires and PSPS | SDG&E-Risk-4 Wildfires and PSPS Dist. System Inspection IR/Corona | Total | 228.4 | 188.7 | 189.8 | 317.6 | 138.7 | 0 | 0 | 0 | 0 | 0 | 0 | 0 | HFTD inspections
2100 | 1OR04C530 | C530 | SDG&E-Risk-4 Wildfires and PSPS | SDG&E-Risk-4 Wildfires and PSPS Distribution Wood Pole Intrusive Inspections | Total | 1172.3 | 984.3 | 45.2 | 111.6 | 72.9 | 72.9 | 72.9 | 1011.9 | 1450.9 | 1695.9 | 1683.9 | 1697.9 | HFTD inspections
2100 | 1OR04C534 | C534 | SDG&E-Risk-4 Wildfires and PSPS | SDG&E-Risk-4 Wildfires and PSPS Risk-Informed Drone Inspections | Total | 63333.7 | 39470.3 | 48369.6 | 53690.6 | 31210.3 | 16692.5 | 11810.5 | 10720.5 | 11053.5 | 11400.5 | 11760.5 | 12135.5 | HFTD inspections
2100 | 1OR04C536 | C536 | SDG&E-Risk-4 Wildfires and PSPS | SDG&E-Risk-4 Wildfires and PSPS Distribution Overhead Patrol Inspections | Total | 300.3 | 297.5 | 288.3 | 262 | 283.9 | 284 | 284 | 284 | 284 | 284 | 284 | 284 | HFTD patrols
2100 | 1OR04C537 | C537 | SDG&E-Risk-4 Wildfires and PSPS | SDG&E-Risk-4 Wildfires and PSPS Off-Cycle Patrol | Total | 924.3 | 1003.2 | 1158.1 | 1170 | 1351.6 | 1413.6 | 1439.6 | 1466.6 | 1494.6 | 1522.6 | 1552.6 | 1583.6 | VMA (Vegetation Management Area)
2100 | 1OR04C540 | C540 | SDG&E-Risk-4 Wildfires and PSPS | SDG&E-Risk-4 Wildfires and PSPS Fuels Management | Total | 7701.6 | 4217.3 | 8653.9 | 4143.4 | 3522.9 | 5444.5 | 5444.5 | 5444.5 | 5444.5 | 5444.5 | 5444.5 | 5444.5 | structures cleared
2100 | 1OR04C544 | C544 | SDG&E-Risk-4 Wildfires and PSPS | SDG&E-Risk-4 Wildfires and PSPS Pole Clearing (Brushing) | Total | 7193.7 | 6804.8 | 6550.1 | 8161.3 | 7120.6 | 8122.8 | 8403.8 | 8694.8 | 8997.8 | 9310.8 | 9635.8 | 9972.8 | Poles brushed
2100 | 1OR04C546 | C546 | SDG&E-Risk-4 Wildfires and PSPS | SDG&E-Risk-4 Wildfires and PSPS Aviation Firefighting Program | Total | 8997.2 | 8574.3 | 7916.1 | 8155.2 | 7665.1 | 4503.1 | 4503.1 | 4503.1 | 4503.1 | 4503.1 | 4503.1 | 4503.1 | N/A
2100 | 1OR04C548 | C548 | SDG&E-Risk-4 Wildfires and PSPS | SDG&E-Risk-4 Wildfires and PSPS Wildfire Infrastructure Protection Teams | Total | 3432.9 | 3758.3 | 3285.1 | 4723.3 | 4819.5 | 4819.5 | 4819.5 | 4819.5 | 4819.5 | 4819.5 | 4819.5 | 4819.5 | N/A
2100 | 1OR04C550 | C550 | SDG&E-Risk-4 Wildfires and PSPS | SDG&E-Risk-4 Wildfires and PSPS Combined Covered Conductor | Total | 0 | 17.2 | 2736.1 | 2440.2 | 1886.4 | 2042 | 1832 | 1832 | 1832 | 1832 | 1412 | 650 | Miles hardened (Capital)
2100 | 1OR04C551 | C551 | SDG&E-Risk-4 Wildfires and PSPS | SDG&E-Risk-4 Wildfires and PSPS Prune and Removal (Clearance) | Total | 39763.2 | 27151.5 | 25529.9 | 28527.9 | 30336.7 | 28249.7 | 29268.7 | 30326.7 | 31423.7 | 32562.7 | 33744.7 | 34970.7 | Trees trimmed
2100 | 1OR04C554 | C554 | SDG&E-Risk-4 Wildfires and PSPS | SDG&E-Risk-4 Wildfires and PSPS Detailed Inspections | Total | 3273 | 2864.3 | 4383.8 | 3672.5 | 3724 | 4334 | 4502 | 4677 | 4859 | 5048 | 5245 | 5449 | Trees inspected
2100 | 1OR04C555 | C555 | SDG&E-Risk-4 Wildfires and PSPS | SDG&E-Risk-4 Wildfires and PSPS Vegetation Restoration Initiative | Total | 0 | 481.1 | 937.9 | 1239.5 | 926.1 | 0 | 0 | 0 | 0 | 0 | 0 | 0 | Trees planted
2100 | 1OR04C556 | C556 | SDG&E-Risk-4 Wildfires and PSPS | SDG&E-Risk-4 Wildfires and PSPS Engagement with AFN Populations Total | Total | 0 | 1404.9 | 1405 | 1851.5 | 1495.5 | 1718.7 | 1718.7 | 1718.7 | 1718.7 | 1718.7 | 1718.7 | 1718.7 | No feasible units
2100 | 1OR04C557 | C557 | SDG&E-Risk-4 Wildfires and PSPS | SDG&E-Risk-4 Wildfires and PSPS Public Outreach and Education Awareness | Total | 594.5 | 787.2 | 576.1 | 574.7 | 529.8 | 605 | 605 | 605 | 605 | 605 | 605 | 605 | No feasible units
2100 | 1OR04C558 | C558 | SDG&E-Risk-4 Wildfires and PSPS | SDG&E-Risk-4 Wildfires and PSPS Risk Methodology and Assessment | Total | 0 | 6.6 | 2060.3 | 4099.1 | 5753.4 | 5753.4 | 5753.4 | 5753.4 | 5973.4 | 5973.4 | 5973.4 | 5973.4 | No feasible units
2100 | 1OR04C559 | C559 | SDG&E-Risk-4 Wildfires and PSPS | SDG&E-Risk-4 Wildfires and PSPS LiDAR Flights | Total | 0 | 1407.9 | 3206.3 | 888.9 | 31.4 | 150.4 | 0.4 | 0.4 | 2500.4 | 0.4 | 0.4 | 0.4 | Miles
2100 | 1OR04C560 | C560 | SDG&E-Risk-4 Wildfires and PSPS | SDG&E-Risk-4 Wildfires and PSPS Mylar Balloon Alternative | Total | 114 | 48 | 2 | 3.5 | 1.7 | 0 | 0 | 0 | 0 | 0 | 0 | 0 | No feasible units
2100 | 1OR04C563 | C563 | SDG&E-Risk-4 Wildfires and PSPS | SDG&E-Risk-4 Wildfires and PSPS Wildfire Mitigation Strategy Development | Total | 4864.1 | 6559.1 | 5840.1 | 5925.7 | 4120.2 | 5045.9 | 5045.9 | 5045.9 | 5305.9 | 5305.9 | 5305.9 | 5305.9 | No feasible units
2100 | 1OR04C564 | C564 | SDG&E-Risk-4 Wildfires and PSPS | SDG&E-Risk-4 Wildfires and PSPS Distribution Communications Reliability Improvements (DCRI) | Total | 0 | 0 | 763.5 | 926.6 | 796.4 | 2287 | 2318 | 1066 | 945 | 1005 | 914 | 914 | No feasible units
2100 | 1OR04C565 | C565 | SDG&E-Risk-4 Wildfires and PSPS | SDG&E-Risk-4 Wildfires and PSPS Transmission Overhead Detailed Inspections | Total | 0 | 0 | 1.9 | 36.1 | 5.6 | 14.5 | 14.5 | 14.5 | 14.5 | 14.5 | 14.5 | 14.5 | Inspections
2100 | 1OR04C566 | C566 | SDG&E-Risk-4 Wildfires and PSPS | SDG&E-Risk-4 Wildfires and PSPS Enterprise Data Foundation | Total | 0 | 0 | 0 | 0 | 0 | 2020 | 2169 | 2481 | 2481 | 2481 | 2481 | 2481 | No feasible units
2100 | 1OR04C567 | C567 | SDG&E-Risk-4 Wildfires and PSPS | SDG&E-Risk-4 Wildfires and PSPS Public Emergency Communication Strategy | Total | 10915.6 | 11033.5 | 8823.8 | 8578.2 | 6996.5 | 8705.5 | 9386.5 | 9527.5 | 9527.5 | 9527.5 | 9527.5 | 9527.5 | No feasible units
2100 | 1OR04C568 | C568 | SDG&E-Risk-4 Wildfires and PSPS | SDG&E-Risk-4 Wildfires and PSPS Strategic Pole Replacement | Total | 0 | 0 | 0 | 0.3 | 57.9 | 303 | 168 | 168 | 168 | 136 | 69 | 0 | Poles
2100 | 1OR04C569 | C569 | SDG&E-Risk-4 Wildfires and PSPS | SDG&E-Risk-4 Wildfires and PSPS Cleveland National Forest Fire Hardening | Total | 4.2 | 301 | 2373.8 | 668.7 | 231.7 | 231.7 | 231.7 | 0.7 | 0.7 | 0.7 | 0.7 | 0.7 | No feasible units
2100 | 1OR04C571 | C571 | SDG&E-Risk-4 Wildfires and PSPS | SDG&E-Risk-4 Wildfires and PSPS Emergency Preparedness and Recovery Plan | Total | 18319.8 | 26745.1 | 18858.3 | 22537.1 | 20970.2 | 21720.2 | 21533.2 | 21533.2 | 21383.2 | 21383.2 | 21383.2 | 21383.2 | No feasible units
2100 | 1OR04C572 | C572 | SDG&E-Risk-4 Wildfires and PSPS | SDG&E-Risk-4 Wildfires and PSPS Situational Awareness and Forecasting | Total | 4517 | 3571.5 | 4157.8 | 4462.8 | 4420.7 | 4495.8 | 4495.8 | 4495.8 | 4495.8 | 4495.8 | 4495.8 | 4495.8 | No feasible units
2100 | 1OR04C573 | C573 | SDG&E-Risk-4 Wildfires and PSPS | SDG&E-Risk-4 Wildfires and PSPS Early Fault Detection | Total | 0 | 0 | 0 | 0 | 2.9 | 2.9 | 2.9 | 2.9 | 2.9 | 2.9 | 2.9 | 2.9 | No feasible units
2100 | 1OR04C575 | C575 | SDG&E-Risk-4 Wildfires and PSPS | SDG&E-Risk-4 Wildfires and PSPS Vegetation Management Enterprise System | Total | 62.1 | 135.7 | 380.6 | 237 | 326.7 | 326.7 | 326.7 | 326.7 | 326.7 | 326.7 | 326.7 | 326.7 | No feasible units
2100 | 1OR04C576 | C576 | SDG&E-Risk-4 Wildfires and PSPS | SDG&E-Risk-4 Wildfires and PSPS Avian Protection | Total | 0 | 0 | 19 | 9 | 17.5 | 0 | 0 | 0 | 0 | 0 | 0 | 0 | Poles protected
2100 | 1OR04C578 | C578 | SDG&E-Risk-4 Wildfires and PSPS | SDG&E-Risk-4 Wildfires and PSPS QA/QC of Veg Mgmt | Total | 1597 | 1287.6 | 1357.7 | 1781.7 | 3206.2 | 3186.2 | 3263.2 | 3342.2 | 3424.2 | 3507.2 | 3592.2 | 3679.2 | No feasible units
2100 | 1OR04A520 | A520 | SDG&E-Risk-4 Wildfires and PSPS | SDG&E-Risk-4 Wildfires and PSPS Grid Hardening Alternative 1 | Units | 0 | 0 | 0 | 0 | 0 | 0 | 0 | 0 | 200 | 200 | 200 | 200 | Miles UG (Capital)
2100 | 1OR04A522 | A522 | SDG&E-Risk-4 Wildfires and PSPS | SDG&E-Risk-4 Wildfires and PSPS Grid Hardening Alternative 2 | Units | 0 | 0 | 0 | 0 | 0 | 0 | 0 | 0 | 200 | 200 | 200 | 200 | Miles hardened (Capital)
2100 | 1OR04C504 | C504 | SDG&E-Risk-4 Wildfires and PSPS | SDG&E-Risk-4 Wildfires and PSPS Standby Power Program (Fixed Backup Power Commercial) | Units | 0 | 0 | 0 | 0 | 0 | 0 | 0 | 0 | 0 | 0 | 0 | 0 | No feasible units
2100 | 1OR04C506 | C506 | SDG&E-Risk-4 Wildfires and PSPS | SDG&E-Risk-4 Wildfires and PSPS Microgrids | Units | 0 | 0 | 0 | 0 | 0 | 0 | 0 | 0 | 0 | 0 | 0 | 0 | No feasible units
2100 | 1OR04C507 | C507 | SDG&E-Risk-4 Wildfires and PSPS | SDG&E-Risk-4 Wildfires and PSPS CMP Repairs | Units | 0 | 0 | 0 | 0 | 0 | 0 | 0 | 0 | 0 | 0 | 0 | 0 | No feasible units
2100 | 1OR04C508 | C508 | SDG&E-Risk-4 Wildfires and PSPS | SDG&E-Risk-4 Wildfires and PSPS Advanced Protection | Units | 0 | 0 | 7 | 110 | 18 | 18 | 18 | 18 | 18 | 18 | 18 | 18 | Nodes
2100 | 1OR04C510 | C510 | SDG&E-Risk-4 Wildfires and PSPS | SDG&E-Risk-4 Wildfires and PSPS Hotline Clamps | Units | 2061 | 2743 | 1903 | 962 | 0 | 0 | 0 | 0 | 0 | 0 | 0 | 0 | Hotline clamps removed
2100 | 1OR04C512 | C512 | SDG&E-Risk-4 Wildfires and PSPS | SDG&E-Risk-4 Wildfires and PSPS Customized Resiliency Assessment | Units | 0 | 0 | 0 | 0 | 0 | 100 | 100 | 100 | 100 | 100 | 100 | 100 | Installations
2100 | 1OR04C516 | C516 | SDG&E-Risk-4 Wildfires and PSPS | SDG&E-Risk-4 Wildfires and PSPS Generator Assistance Program | Units | 0 | 0 | 0 | 0 | 0 | 250 | 250 | 250 | 250 | 250 | 250 | 250 | Rebates Issued
2100 | 1OR04C518 | C518 | SDG&E-Risk-4 Wildfires and PSPS | SDG&E-Risk-4 Wildfires and PSPS Strategic Undergrounding | Units | 0 | 0 | 65 | 72 | 112 | 25 | 0 | 0 | 150 | 150 | 150 | 150 | Miles UG (Capital)
2100 | 1OR04C520 | C520 | SDG&E-Risk-4 Wildfires and PSPS | SDG&E-Risk-4 Wildfires and PSPS Distribution Overhead System Hardening | Units | 0 | 0 | 0 | 0 | 0 | 150 | 50 | 20 | 20 | 20 | 0 | 0 | Jobs completed
2100 | 1OR04C522 | C522 | SDG&E-Risk-4 Wildfires and PSPS | SDG&E-Risk-4 Wildfires and PSPS Transmission Overhead Hardening (Distribution Underbuild) | Units | 0 | 0 | 0 | 0 | 0 | 0 | 0 | 0 | 0 | 0 | 0 | 0 | No feasible units
2100 | 1OR04C526 | C526 | SDG&E-Risk-4 Wildfires and PSPS | SDG&E-Risk-4 Wildfires and PSPS Distribution Overhead Detailed Inspections | Units | 17977 | 22354 | 17935 | 11755 | 16503 | 17697 | 21924 | 17779 | 11537 | 15741 | 0 | 0 | HFTD inspections
2100 | 1OR04C528 | C528 | SDG&E-Risk-4 Wildfires and PSPS | SDG&E-Risk-4 Wildfires and PSPS Dist. System Inspection IR/Corona | Units | 0 | 0 | 0 | 0 | 0 | 0 | 0 | 0 | 0 | 0 | 0 | 0 | HFTD inspections
2100 | 1OR04C530 | C530 | SDG&E-Risk-4 Wildfires and PSPS | SDG&E-Risk-4 Wildfires and PSPS Distribution Wood Pole Intrusive Inspections | Units | 14450 | 8721 | 0 | 0 | 0 | 0 | 0 | 12520 | 18373 | 21639 | 21473 | 21667 | HFTD inspections
2100 | 1OR04C534 | C534 | SDG&E-Risk-4 Wildfires and PSPS | SDG&E-Risk-4 Wildfires and PSPS Risk-Informed Drone Inspections | Units | 37310 | 21420 | 30044 | 15311 | 6529 | 6500 | 6500 | 6500 | 6500 | 6500 | 6500 | 6500 | HFTD inspections
2100 | 1OR04C536 | C536 | SDG&E-Risk-4 Wildfires and PSPS | SDG&E-Risk-4 Wildfires and PSPS Distribution Overhead Patrol Inspections | Units | 86075 | 86490 | 86821 | 85857 | 86140 | 84678 | 84678 | 84678 | 84678 | 84678 | 84678 | 84678 | HFTD patrols
2100 | 1OR04C537 | C537 | SDG&E-Risk-4 Wildfires and PSPS | SDG&E-Risk-4 Wildfires and PSPS Off-Cycle Patrol | Units | 106 | 106 | 105 | 106 | 106 | 106 | 106 | 106 | 106 | 106 | 106 | 106 | VMA (Vegetation Management Area)
2100 | 1OR04C540 | C540 | SDG&E-Risk-4 Wildfires and PSPS | SDG&E-Risk-4 Wildfires and PSPS Fuels Management | Units | 324 | 463 | 500 | 514 | 147 | 500 | 500 | 500 | 500 | 500 | 500 | 500 | structures cleared
2100 | 1OR04C544 | C544 | SDG&E-Risk-4 Wildfires and PSPS | SDG&E-Risk-4 Wildfires and PSPS Pole Clearing (Brushing) | Units | 23100 | 22906 | 23253 | 22641 | 22769 | 22000 | 22000 | 22000 | 22000 | 22000 | 22000 | 22000 | Poles brushed
2100 | 1OR04C546 | C546 | SDG&E-Risk-4 Wildfires and PSPS | SDG&E-Risk-4 Wildfires and PSPS Aviation Firefighting Program | Units | 0 | 0 | 0 | 0 | 0 | 0 | 0 | 0 | 0 | 0 | 0 | 0 | N/A
2100 | 1OR04C548 | C548 | SDG&E-Risk-4 Wildfires and PSPS | SDG&E-Risk-4 Wildfires and PSPS Wildfire Infrastructure Protection Teams | Units | 0 | 0 | 0 | 0 | 0 | 0 | 0 | 0 | 0 | 0 | 0 | 0 | N/A
2100 | 1OR04C550 | C550 | SDG&E-Risk-4 Wildfires and PSPS | SDG&E-Risk-4 Wildfires and PSPS Combined Covered Conductor | Units | 0 | 20 | 61 | 60 | 36 | 50 | 50 | 50 | 50 | 50 | 50 | 50 | Miles hardened (Capital)
2100 | 1OR04C551 | C551 | SDG&E-Risk-4 Wildfires and PSPS | SDG&E-Risk-4 Wildfires and PSPS Prune and Removal (Clearance) | Units | 104830 | 94400 | 95115 | 83245 | 90885 | 91336 | 91336 | 91336 | 91336 | 91336 | 91336 | 91336 | Trees trimmed
2100 | 1OR04C554 | C554 | SDG&E-Risk-4 Wildfires and PSPS | SDG&E-Risk-4 Wildfires and PSPS Detailed Inspections | Units | 225604 | 251066 | 254555 | 253713 | 261975 | 255000 | 255000 | 255000 | 255000 | 255000 | 255000 | 255000 | Trees inspected
2100 | 1OR04C555 | C555 | SDG&E-Risk-4 Wildfires and PSPS | SDG&E-Risk-4 Wildfires and PSPS Vegetation Restoration Initiative | Units | 0 | 0 | 0 | 0 | 0 | 0 | 0 | 0 | 0 | 0 | 0 | 0 | Trees planted
2100 | 1OR04C556 | C556 | SDG&E-Risk-4 Wildfires and PSPS | SDG&E-Risk-4 Wildfires and PSPS Engagement with AFN Populations Total | Units | 0 | 0 | 0 | 0 | 0 | 0 | 0 | 0 | 0 | 0 | 0 | 0 | No feasible units
2100 | 1OR04C557 | C557 | SDG&E-Risk-4 Wildfires and PSPS | SDG&E-Risk-4 Wildfires and PSPS Public Outreach and Education Awareness | Units | 0 | 0 | 0 | 0 | 0 | 0 | 0 | 0 | 0 | 0 | 0 | 0 | No feasible units
2100 | 1OR04C558 | C558 | SDG&E-Risk-4 Wildfires and PSPS | SDG&E-Risk-4 Wildfires and PSPS Risk Methodology and Assessment | Units | 0 | 0 | 0 | 0 | 0 | 0 | 0 | 0 | 0 | 0 | 0 | 0 | No feasible units
2100 | 1OR04C559 | C559 | SDG&E-Risk-4 Wildfires and PSPS | SDG&E-Risk-4 Wildfires and PSPS LiDAR Flights | Units | 0 | 0 | 0 | 0 | 0 | 0 | 0 | 0 | 0 | 0 | 0 | 0 | Miles
2100 | 1OR04C560 | C560 | SDG&E-Risk-4 Wildfires and PSPS | SDG&E-Risk-4 Wildfires and PSPS Mylar Balloon Alternative | Units | 0 | 0 | 0 | 0 | 0 | 0 | 0 | 0 | 0 | 0 | 0 | 0 | No feasible units
2100 | 1OR04C563 | C563 | SDG&E-Risk-4 Wildfires and PSPS | SDG&E-Risk-4 Wildfires and PSPS Wildfire Mitigation Strategy Development | Units | 0 | 0 | 0 | 0 | 0 | 0 | 0 | 0 | 0 | 0 | 0 | 0 | No feasible units
2100 | 1OR04C564 | C564 | SDG&E-Risk-4 Wildfires and PSPS | SDG&E-Risk-4 Wildfires and PSPS Distribution Communications Reliability Improvements (DCRI) | Units | 0 | 0 | 0 | 0 | 0 | 0 | 0 | 0 | 0 | 0 | 0 | 0 | No feasible units
2100 | 1OR04C565 | C565 | SDG&E-Risk-4 Wildfires and PSPS | SDG&E-Risk-4 Wildfires and PSPS Transmission Overhead Detailed Inspections | Units | 0 | 0 | 2323 | 1928 | 2940 | 0 | 2035 | 2036 | 2224 | 0 | 0 | 0 | Inspections
2100 | 1OR04C566 | C566 | SDG&E-Risk-4 Wildfires and PSPS | SDG&E-Risk-4 Wildfires and PSPS Enterprise Data Foundation | Units | 0 | 0 | 0 | 0 | 0 | 0 | 0 | 0 | 0 | 0 | 0 | 0 | No feasible units
2100 | 1OR04C567 | C567 | SDG&E-Risk-4 Wildfires and PSPS | SDG&E-Risk-4 Wildfires and PSPS Public Emergency Communication Strategy | Units | 0 | 0 | 0 | 0 | 0 | 0 | 0 | 0 | 0 | 0 | 0 | 0 | No feasible units
2100 | 1OR04C568 | C568 | SDG&E-Risk-4 Wildfires and PSPS | SDG&E-Risk-4 Wildfires and PSPS Strategic Pole Replacement | Units | 0 | 0 | 0 | 0 | 40 | 200 | 200 | 200 | 200 | 200 | 200 | 0 | Poles
2100 | 1OR04C569 | C569 | SDG&E-Risk-4 Wildfires and PSPS | SDG&E-Risk-4 Wildfires and PSPS Cleveland National Forest Fire Hardening | Units | 0 | 0 | 0 | 0 | 0 | 0 | 0 | 0 | 0 | 0 | 0 | 0 | No feasible units
2100 | 1OR04C571 | C571 | SDG&E-Risk-4 Wildfires and PSPS | SDG&E-Risk-4 Wildfires and PSPS Emergency Preparedness and Recovery Plan | Units | 0 | 0 | 0 | 0 | 0 | 0 | 0 | 0 | 0 | 0 | 0 | 0 | No feasible units
2100 | 1OR04C572 | C572 | SDG&E-Risk-4 Wildfires and PSPS | SDG&E-Risk-4 Wildfires and PSPS Situational Awareness and Forecasting | Units | 0 | 0 | 0 | 0 | 0 | 0 | 0 | 0 | 0 | 0 | 0 | 0 | No feasible units
2100 | 1OR04C573 | C573 | SDG&E-Risk-4 Wildfires and PSPS | SDG&E-Risk-4 Wildfires and PSPS Early Fault Detection | Units | 0 | 0 | 0 | 0 | 0 | 0 | 0 | 0 | 0 | 0 | 0 | 0 | No feasible units
2100 | 1OR04C575 | C575 | SDG&E-Risk-4 Wildfires and PSPS | SDG&E-Risk-4 Wildfires and PSPS Vegetation Management Enterprise System | Units | 0 | 0 | 0 | 0 | 0 | 0 | 0 | 0 | 0 | 0 | 0 | 0 | No feasible units
2100 | 1OR04C576 | C576 | SDG&E-Risk-4 Wildfires and PSPS | SDG&E-Risk-4 Wildfires and PSPS Avian Protection | Units | 0 | 0 | 973 | 663 | 774 | 0 | 0 | 0 | 0 | 0 | 0 | 0 | Poles protected
2100 | 1OR04C578 | C578 | SDG&E-Risk-4 Wildfires and PSPS | SDG&E-Risk-4 Wildfires and PSPS QA/QC of Veg Mgmt | Units | 0 | 0 | 0 | 0 | 0 | 0 | 0 | 0 | 0 | 0 | 0 | 0 | No feasible units