## lifecycle cost all territory
upstreamardfacilityid | total_oh_inspection_cost_per_mile | total_oh_repair_cost_per_mile | pole_replacement_cost_per_mile | total_oh_asset_cost_per_mile | total_ug_inspection_cost_per_mile | total_ug_repair_cost_per_mile | total_ug_asset_cost_per_mile | total_oh_veg_cost_per_mile | total_cc_psps_cost_per_mile | total_ug_psps_cost_per_mile | total_oh_peds_cost_per_mile | microgrid_cost_per_mile | total_if_cc_cost_per_mile | total_if_ug_cost_per_mile
100-1122R | 33917.1844 | 1747194.1442 | 0 | 1781111.3286 | 35879.7555 | 247280 | 283159.7555 | 148925.972 | 0 | 0 | 20777.3737 | 0 | 1950814.6743 | 283159.7555
1001-1130R | 24281.0089 | 1292241.2597 | 0 | 1316522.2687 | 36255.8335 | 247280 | 283535.8335 | 1772853.8214 | 0 | 0 | 3126.146 | 0 | 3092502.2361 | 283535.8335
1001-1140R | 24719.5953 | 1324083.4159 | 0 | 1348803.0112 | 44279.2353 | 247280 | 291559.2353 | 1489754.4648 | 0 | 0 | 7701.8101 | 0 | 2846259.2861 | 291559.2353
1001-1231F | 55181.6421 | 2246891.6694 | 264000 | 2566073.3115 | 47696.4576 | 247280 | 294976.4576 | 1086587.04 | 91462.993 | 45656.9944 | 104997.89 | 0 | 3849121.2345 | 340633.452
1001-1232F | 44846.835 | 2633076.1751 | 0 | 2677923.0101 | 43745.13 | 247280 | 291025.13 | 2775085.5 | 0 | 0 | 163803.89 | 0 | 5616812.4001 | 291025.13
1001-1814AE | 43386.3055 | 1214798.6967 | 399653.9792 | 1657838.9814 | 21079.1211 | 247280 | 268359.1211 | 1504138.4775 | 289733.631 | 143948.112 | 23062.8865 | 0 | 3474773.9765 | 412307.2331
1001-1820F | 36611.8587 | 1049782.0581 | 340393.4749 | 1426787.3916 | 39248.9067 | 247280 | 286528.9067 | 1574065.2531 | 271049.9948 | 134559.514 | 1968.4497 | 0 | 3273871.0893 | 421088.4207
1006-829F | 42250.477 | 1127504.8522 | 0 | 1169755.3292 | 17067.2662 | 247280 | 264347.2662 | 491644.8013 | 272987 | 136510 | 21438.2336 | 0 | 1955825.3641 | 400857.2662
1021-1748F | 45964.848 | 1258665.9257 | 492024.7223 | 1796655.496 | 23861.6616 | 247280 | 271141.6616 | 707683.2887 | 289850.198 | 143968.352 | 1008.9948 | 0 | 2795197.9775 | 415110.0136
1021-1760R | 46260.9841 | 1292637.7541 | 371260.5472 | 1710159.2854 | 27042.1727 | 247280 | 274322.1727 | 772285.9524 | 289872.737 | 143972.334 | 3795.2349 | 0 | 2776113.2098 | 418294.5067
1021-25R | 38094.5977 | 1075454.6255 | 279607.8538 | 1393157.0769 | 19134.2236 | 247280 | 266414.2236 | 790472.4569 | 289878.578 | 143973.489 | 1873.4376 | 0 | 2475381.5494 | 410387.7126
1021-855 | 40846.0312 | 1131990.5375 | 403302.3467 | 1576138.9154 | 20491.4078 | 247280 | 267771.4078 | 777138.0511 | 289883.484 | 143974.479 | 3851.9268 | 0 | 2647012.3773 | 411745.8868
1021-883R | 48767.4646 | 1325185.9 | 476269.7752 | 1850223.1398 | 24893.6393 | 247280 | 272173.6393 | 716190.3081 | 289884.859 | 143974.644 | 14961.8001 | 0 | 2871260.1069 | 416148.2833
1021-92 | 42921.0563 | 1249282.671 | 266882.3292 | 1559086.0564 | 19916.7664 | 247280 | 267196.7664 | 575932.0663 | 289887.422 | 143974.941 | 21590.9705 | 0 | 2446496.5152 | 411171.7074
1022-17F | 44475.7073 | 1250766.8905 | 373579.7228 | 1668822.3207 | 21599.683 | 247280 | 268879.683 | 810386.9713 | 289678.62 | 143939.301 | 2629.4425 | 0 | 2771517.3545 | 412818.984
1022-26R | 50044.2113 | 1456612.9399 | 373408.7694 | 1880065.9206 | 24688.5182 | 247280 | 271968.5182 | 400624.0453 | 289689.697 | 143941.149 | 25098.8688 | 0 | 2595478.5316 | 415909.6672
1022-322R | 40552.2139 | 1117235.7451 | 381877.357 | 1539665.3161 | 20703.7482 | 247280 | 267983.7482 | 631593.189 | 289692.095 | 143941.347 | 3154.3085 | 0 | 2464104.9086 | 411925.0952
1023-200R | 35135.3153 | 1060665.8812 | 175146.7211 | 1270947.9176 | 18785.5529 | 247280 | 266065.5529 | 516208.2695 | 288985.466 | 143816.563 | 3121.5093 | 0 | 2079263.1624 | 409882.1159
1023-46AE | 42277.655 | 1167675.0102 | 362461.4027 | 1572414.0679 | 24075.4218 | 247280 | 271355.4218 | 788814.8231 | 288951.322 | 143810.535 | 1030.3346 | 0 | 2651210.5476 | 415165.9568
1023-48R | 38301.3305 | 1036231.4667 | 373207.5615 | 1447740.3588 | 19345.0074 | 247280 | 266625.0074 | 634391.2893 | 288959.506 | 143812.141 | 1116.6263 | 0 | 2372207.7804 | 410437.1484
1023-89R | 46636.6337 | 1263156.8584 | 476310.0094 | 1786103.5015 | 32425.3879 | 247280 | 279705.3879 | 488438.3809 | 267985.6364 | 133373.3037 | 3187.4953 | 0 | 2545715.0141 | 413078.6916
1030-1728R | 44204.8567 | 1211808.5288 | 242750.0354 | 1498763.4208 | 20939.2409 | 247280 | 268219.2409 | 495857.2811 | 293906.745 | 144681.779 | 4151.1598 | 0 | 2292678.6066 | 412901.0199
1030-1777 | 46040.0078 | 1321157.5194 | 221447.3684 | 1588644.8957 | 22801.8832 | 247280 | 270081.8832 | 571261.0605 | 293859.599 | 144672.748 | 2173.3637 | 0 | 2455938.9189 | 414754.6312
1030-1823F | 34291.889 | 987312.82 | 191066.9975 | 1212671.7065 | 17260.4248 | 247280 | 264540.4248 | 999231.0835 | 290031.005 | 144000.516 | 11262.823 | 0 | 2513196.618 | 408540.9408
1030-18R | 37311.3097 | 1116593.3168 | 107831.3909 | 1261736.0175 | 18833.0457 | 247280 | 266113.0457 | 616632.5629 | 293883.7 | 144678.061 | 3300.6387 | 0 | 2175552.9191 | 410791.1067
1030-20R | 34916.2928 | 1096573.0266 | 65216.6054 | 1196705.9248 | 17955.78 | 247280 | 265235.78 | 818873.7589 | 293805.149 | 144664.113 | 1083.787 | 0 | 2310468.6197 | 409899.893
1030-42R | 41028.5693 | 1197967.6867 | 221027.9792 | 1460024.2352 | 20794.108 | 247280 | 268074.108 | 828286.253 | 293664.14 | 144639.198 | 1045.2892 | 0 | 2583019.9173 | 412713.306
1030-989R | 34490.0295 | 1013234.2043 | 127668.2174 | 1175392.4512 | 16612.9708 | 247280 | 263892.9708 | 583274.8399 | 293765.934 | 144657.337 | 959.4561 | 0 | 2053392.6812 | 408550.3078
1039-13 | 50370.2044 | 1359997.6912 | 438612.9335 | 1848980.8291 | 30603.167 | 247280 | 277883.167 | 1040908.7285 | 289042.303 | 143827.53 | 1196.158 | 0 | 3180128.0186 | 421710.697
1047-35F | 41241.8264 | 2066051.4053 | 0 | 2107293.2317 | 73129.1538 | 247280 | 320409.1538 | 290054.4353 | 0 | 0 | 11763.2799 | 0 | 2409110.9468 | 320409.1538
1047-36F | 42897.4806 | 2148993.0951 | 0 | 2191890.5757 | 37520.575 | 247280 | 284800.575 | 384665.8151 | 0 | 0 | 3231.3608 | 0 | 2579787.7516 | 284800.575
1049-3F | 46723.032 | 2340637.9964 | 0 | 2387361.0284 | 48641.3364 | 247280 | 295921.3364 | 164756.2127 | 0 | 0 | 3264.3637 | 0 | 2555381.6048 | 295921.3364
1049-4F | 40452.8202 | 2063609.458 | 0 | 2104062.2781 | 43456.0151 | 247280 | 290736.0151 | 272213.4653 | 0 | 0 | 8291.9467 | 0 | 2384567.6901 | 290736.0151
1049-7F | 41514.9806 | 2092183.2034 | 0 | 2133698.184 | 37367.9377 | 247280 | 284647.9377 | 192791.2221 | 0 | 0 | 5715.8187 | 0 | 2332205.2248 | 284647.9377
105-239F | 28417.9846 | 1423627.9586 | 0 | 1452045.9432 | 67943.5064 | 247280 | 315223.5064 | 0 | 0 | 0 | 38304.7227 | 0 | 1490350.6659 | 315223.5064
1071-226F | 23071.8617 | 1155808.4719 | 0 | 1178880.3337 | 139727.2148 | 247280 | 387007.2148 | 886661.1111 | 0 | 0 | 27342.7789 | 0 | 2092884.2237 | 387007.2148
1072-6 | 18070.7894 | 905274.6452 | 0 | 923345.4346 | 337503.3012 | 247280 | 584783.3012 | 123460.9508 | 0 | 0 | 42574.7603 | 0 | 1089381.1457 | 584783.3012
1073-480 | 23523.6185 | 1178439.6868 | 0 | 1201963.3052 | 141375.6554 | 247280 | 388655.6554 | 214286.7692 | 0 | 0 | 37007.7362 | 0 | 1453257.8106 | 388655.6554
1073-872F | 42396.6263 | 1147814.8264 | 373467.4631 | 1563678.9158 | 25587.7 | 247280 | 272867.7 | 563408.5885 | 287357.686 | 143529.958 | 16886.4584 | 0 | 2431331.6487 | 416397.658
1073-874F | 29148.9928 | 1458599.6123 | 0 | 1487748.6051 | 42628.2232 | 247280 | 289908.2232 | 182346.232 | 12684.8637 | 6335.8545 | 7994.5709 | 0 | 1690774.2717 | 296244.0777
1073-886F | 72657.2265 | 1894512.3688 | 667790.8938 | 2634960.4891 | 118888.6826 | 247280 | 366168.6826 | 1614829.6796 | 287357.565 | 143529.903 | 88602.288 | 0 | 4625750.0217 | 509698.5856
1073-887F | 124765.6428 | 3253221.5291 | 0 | 3377987.1719 | 150115.4965 | 247280 | 397395.4965 | 591563.861 | 287359.006 | 143530.178 | 202276.2838 | 0 | 4459186.3227 | 540925.6745
1076-37F | 37194.8915 | 1915524.2221 | 0 | 1952719.1136 | 37278.4531 | 247280 | 284558.4531 | 196550.7479 | 0 | 0 | 2151.5289 | 0 | 2151421.3905 | 284558.4531
1077-8R | 32741.2278 | 1662048.9076 | 0 | 1694790.1353 | 38784.0203 | 247280 | 286064.0203 | 140043.1938 | 0 | 0 | 5070.7421 | 0 | 1839904.0713 | 286064.0203
1079-9 | 28505.5053 | 1501087.9648 | 0 | 1529593.4701 | 37284.0925 | 247280 | 284564.0925 | 295703.3511 | 2551.1209 | 1275.7146 | 2087.6453 | 0 | 1829935.5874 | 285839.8071
1081-11 | 22881.1576 | 1164456.7616 | 0 | 1187337.9192 | 24737.8738 | 247280 | 272017.8738 | 581669.8749 | 0 | 0 | 1736.2608 | 0 | 1770744.0549 | 272017.8738
1081-38AE | 32527.4209 | 1629494.3614 | 0 | 1662021.7823 | 56143.7504 | 247280 | 303423.7504 | 2097534.9557 | 0 | 0 | 8878.0641 | 0 | 3768434.802 | 303423.7504
1081-666F | 27766.5637 | 1402949.6002 | 0 | 1430716.164 | 25646.9151 | 247280 | 272926.9151 | 896182.0741 | 0 | 0 | 2138.4533 | 0 | 2329036.6914 | 272926.9151
1081-668F | 27276.5778 | 1418492.2156 | 0 | 1445768.7933 | 43855.9 | 247280 | 291135.9 | 902782.2222 | 0 | 0 | 11453.89 | 0 | 2360004.9056 | 291135.9
1090-1734 | 35843.5407 | 1024945.9052 | 247029.1008 | 1307818.5466 | 30124.2651 | 247280 | 277404.2651 | 188255.3607 | 287010.779 | 143468.523 | 5345.0662 | 0 | 1788429.7525 | 420872.7881
1090-636R | 25797.6795 | 776751.4033 | 117561.5816 | 920110.6644 | 11495.4214 | 247280 | 258775.4214 | 228069.2413 | 297827.255 | 145372.711 | 1679.0054 | 0 | 1447686.1661 | 404148.1324
1090-639R | 28586.873 | 911320.4055 | 58671.8819 | 998579.1605 | 13020.68 | 247280 | 260300.68 | 40769.135 | 297766.821 | 145362.074 | 2777.2965 | 0 | 1339892.4131 | 405662.754
1090-70F | 64341.9822 | 1734477.4687 | 698720.7764 | 2497540.2272 | 92382.5553 | 247280 | 339662.5553 | 648268.4782 | 287043.999 | 143474.716 | 23511.6756 | 0 | 3456364.38 | 483137.2713
1090-73F | 47061.0028 | 1280064.0406 | 459561.5386 | 1786686.582 | 25269.7449 | 247280 | 272549.7449 | 616254.2907 | 287010.999 | 143468.633 | 1556.8377 | 0 | 2691508.7094 | 416018.3779
1090-74F | 52051.4562 | 1401473.2031 | 541571.4888 | 1995096.1481 | 26939.3642 | 247280 | 274219.3642 | 678544.4616 | 287010.878 | 143468.633 | 1613.1457 | 0 | 2962264.6335 | 417687.9972
1094-35F | 54146.4672 | 1449821.3272 | 365030.788 | 1868998.5823 | 31235.1589 | 247280 | 278515.1589 | 594919.034 | 272987 | 136510 | 2381.2526 | 0 | 2739285.8688 | 415025.1589
1094-7 | 49880.666 | 1561729.6412 | 455071.1744 | 2066681.4816 | 76906.2651 | 247280 | 324186.2651 | 707120.1246 | 180787.098 | 90404.4762 | 6267.0573 | 0 | 2960855.7614 | 414590.7413
1094-8AE | 24593.2835 | 1384406.4507 | 0 | 1408999.7342 | 23638.8821 | 247280 | 270918.8821 | 23600.5915 | 0 | 0 | 32660.914 | 0 | 1465261.2397 | 270918.8821
1100-1168F | 41701.5763 | 1153435.1486 | 271047.2279 | 1466183.9528 | 18098.4197 | 247280 | 265378.4197 | 227667.9261 | 289038.607 | 143826.408 | 54121.2411 | 0 | 2037011.727 | 409204.8277
1100-1172R | 28100.5804 | 809056.1379 | 134203.1687 | 971359.8869 | 12563.0539 | 247280 | 259843.0539 | 194627.8472 | 289034.581 | 143826.067 | 4882.5946 | 0 | 1459904.9096 | 403669.1209
1103-13AE | 27501.9179 | 1377736.6579 | 0 | 1405238.5757 | 283705.9442 | 247280 | 530985.9442 | 2936387.3301 | 0 | 0 | 37084.5838 | 0 | 4378710.4896 | 530985.9442
1105-1479 | 24630.0899 | 805515.1868 | 14560.6971 | 844705.9738 | 11266.9306 | 247280 | 258546.9306 | 274137.2059 | 289735.842 | 143948.673 | 3336.908 | 0 | 1411915.9297 | 402495.6036
1105-1483 | 75589.0093 | 1970957.6048 | 849122.807 | 2895669.4211 | 52751.9242 | 247280 | 300031.9242 | 2356102.7368 | 288796.794 | 143783.321 | 31022.3111 | 0 | 5571591.263 | 443815.2452
1117-1121F | 43800.4875 | 2194230.1459 | 0 | 2238030.6334 | 576802.4625 | 247280 | 824082.4625 | 1239742.2321 | 0 | 0 | 58793.1757 | 0 | 3536566.0413 | 824082.4625
1118-1718F | 45189.6387 | 1241529.0413 | 388998.0354 | 1675716.7154 | 19862.5898 | 247280 | 267142.5898 | 688158.7033 | 290118.224 | 144016.213 | 13290.8252 | 0 | 2667284.4679 | 411158.8028
1119-6F | 26800.3067 | 1380578.5987 | 0 | 1407378.9055 | 129635.0953 | 247280 | 376915.0953 | 1729847.2258 | 0 | 0 | 16512.8762 | 0 | 3153739.0074 | 376915.0953
1119-9F | 36958.2909 | 1892099.8695 | 0 | 1929058.1604 | 84242.1484 | 247280 | 331522.1484 | 1246162.4187 | 0 | 0 | 9042.7825 | 0 | 3184263.3616 | 331522.1484
1138-6R | 58201.7356 | 1580478.4761 | 595690.8175 | 2234371.0293 | 30479.7019 | 247280 | 277759.7019 | 990413.5935 | 282877.7137 | 140442.4296 | 1173.0777 | 0 | 3508835.4141 | 418202.1315
1139-4F | 36881.309 | 1859647.4382 | 0 | 1896528.7472 | 47350.0169 | 247280 | 294630.0169 | 137997.9669 | 0 | 0 | 5543.666 | 0 | 2040070.3801 | 294630.0169
1139-5 | 38083.6844 | 1907841.0585 | 0 | 1945924.7429 | 94071.0009 | 247280 | 341351.0009 | 92925.182 | 0 | 0 | 25816.3354 | 0 | 2064666.2603 | 341351.0009
114-18AE | 25698.273 | 1287381.2254 | 0 | 1313079.4984 | 30745.2663 | 247280 | 278025.2663 | 559297.8849 | 0 | 0 | 2923.9779 | 0 | 1875301.3612 | 278025.2663
114-48 | 23903.8668 | 1201349.3971 | 0 | 1225253.2639 | 23292.8018 | 247280 | 270572.8018 | 182974.0323 | 0 | 0 | 2085.911 | 0 | 1410313.2071 | 270572.8018
1140-8F | 46720.52 | 2340512.1557 | 0 | 2387232.6757 | 44500.17 | 247280 | 291780.17 | 159599 | 0 | 0 | 22233.89 | 0 | 2569065.5657 | 291780.17
116-12R | 45470.0925 | 2277870.7111 | 0 | 2323340.8036 | 36642.6861 | 247280 | 283922.6861 | 199706.7779 | 0 | 0 | 6510.1987 | 0 | 2529557.7801 | 283922.6861
116-31F | 46351.4253 | 2322021.9806 | 0 | 2368373.406 | 73433.3728 | 247280 | 320713.3728 | 302601.8152 | 0 | 0 | 10057.4175 | 0 | 2681032.6386 | 320713.3728
1161-74 | 73127.7704 | 3663410.3306 | 0 | 3736538.101 | 47340.2504 | 247280 | 294620.2504 | 499614.2609 | 0 | 0 | 227723.4552 | 0 | 4463875.8171 | 294620.2504
1162-324R | 33688.7996 | 1104990.5539 | 36443.9536 | 1175123.3071 | 19646.017 | 247280 | 266926.017 | 127733.0204 | 288652.683 | 143757.515 | 4061.8414 | 0 | 1595570.8519 | 410683.532
1162-329R | 26325.8186 | 740601.9164 | 229578.0969 | 996505.8319 | 11838.8181 | 247280 | 259118.8181 | 90595.0224 | 288654.806 | 143757.988 | 3386.565 | 0 | 1379142.2254 | 402876.8061
1162-363 | 39300.5729 | 1153096.8978 | 278709.6774 | 1471107.1481 | 17819.489 | 247280 | 265099.489 | 131004.9032 | 288657.941 | 143758.527 | 6585.5029 | 0 | 1897355.4953 | 408858.016
1166-15R | 37770.7464 | 1037704.2138 | 389177.0853 | 1464652.0455 | 17704.3967 | 247280 | 264984.3967 | 325960.0463 | 292289.976 | 144396.934 | 2404.7017 | 0 | 2085306.7695 | 409381.3307
1166-18R | 22925.3737 | 679661.7476 | 138309.5499 | 840896.6713 | 9791.589 | 247280 | 257071.589 | 262683.4029 | 292294.563 | 144398.078 | 1757.9515 | 0 | 1397632.5886 | 401469.667
1166-342R | 30374.3415 | 863581.3459 | 233158.3337 | 1127114.0211 | 14771.1737 | 247280 | 262051.1737 | 436322.906 | 292261.057 | 144392.017 | 1308.8039 | 0 | 1857006.788 | 406443.1907
1173-68 | 45554.3788 | 2344656.7509 | 0 | 2390211.1297 | 60196.7684 | 247280 | 307476.7684 | 825413.7313 | 0 | 0 | 13677.2647 | 0 | 3229302.1257 | 307476.7684
1173-69 | 62792.3789 | 3145648.3372 | 0 | 3208440.7161 | 75483.5558 | 247280 | 322763.5558 | 122572.032 | 0 | 0 | 84089.09 | 0 | 3415101.8381 | 322763.5558
1173-70 | 71999.6025 | 3733332.2728 | 0 | 3805331.8753 | 115026.9055 | 247280 | 362306.9055 | 78330.7975 | 0 | 0 | 53901.7428 | 0 | 3937564.4156 | 362306.9055
1180-9 | 25407.2481 | 1281482.1574 | 0 | 1306889.4055 | 36426.9965 | 247280 | 283706.9965 | 268873.7891 | 0 | 0 | 4123.1305 | 0 | 1579886.3251 | 283706.9965
120-360F | 32561.9057 | 1631221.9131 | 0 | 1663783.8188 | 39143.1009 | 247280 | 286423.1009 | 643560.3734 | 0 | 0 | 11296.4538 | 0 | 2318640.6459 | 286423.1009
120-367F | 142839.8064 | 7155705.9536 | 0 | 7298545.76 | 270760.0815 | 247280 | 518040.0815 | 121986.4968 | 0 | 0 | 166925.2276 | 0 | 7587457.4844 | 518040.0815
120-368F | 28677.557 | 1436631.5022 | 0 | 1465309.0592 | 56243.7057 | 247280 | 303523.7057 | 1005415.6952 | 0 | 0 | 7490.0994 | 0 | 2478214.8539 | 303523.7057
1201-282F | 29673.4388 | 937976.5958 | 249805.1876 | 1217455.2222 | 29778.6886 | 247280 | 277058.6886 | 38376.2485 | 245515.081 | 122772.3801 | 6272.8814 | 0 | 1507619.4331 | 399831.0687
1202-9 | 26405.35 | 1340157.1251 | 0 | 1366562.4752 | 52673.5186 | 247280 | 299953.5186 | 163882.9724 | 0 | 0 | 4121.8431 | 0 | 1534567.2907 | 299953.5186
1215-10R | 46316.579 | 1229359.9201 | 577777.7778 | 1853454.277 | 19027.9467 | 247280 | 266307.9467 | 154414.8148 | 307570.549 | 147088.051 | 18053.89 | 0 | 2333493.5308 | 413395.9977
1215-12R | 28859.306 | 869738.1115 | 69128.831 | 967726.2485 | 13717.7798 | 247280 | 260997.7798 | 178558.6684 | 307205.327 | 147025.791 | 1644.1081 | 0 | 1455134.3521 | 408023.5708
1215-28R | 31375.4221 | 973462.9997 | 122547.5026 | 1127385.9244 | 16236.9853 | 247280 | 263516.9853 | 230204.0131 | 307165.628 | 147018.762 | 3689.1441 | 0 | 1668444.7096 | 410535.7473
1215-32R | 32324.3327 | 898840.4432 | 293246.7492 | 1224411.5251 | 14659.2606 | 247280 | 261939.2606 | 311573.4816 | 306046.323 | 146821.763 | 1265.9579 | 0 | 1843297.2876 | 408761.0236
122-196 | 56064.624 | 2808614.5868 | 0 | 2864679.2108 | 471719.952 | 247280 | 718999.952 | 0 | 0 | 0 | 104997.89 | 0 | 2969677.1008 | 718999.952
1221-2095F | 31168.6582 | 1561425.7606 | 0 | 1592594.4188 | 26661.5049 | 247280 | 273941.5049 | 340427.2967 | 0 | 0 | 36779.1159 | 0 | 1969800.8314 | 273941.5049
123-437 | 39267.0518 | 1967123.0569 | 0 | 2006390.1087 | 194846.4224 | 247280 | 442126.4224 | 0 | 0 | 0 | 41132.4892 | 0 | 2047522.598 | 442126.4224
123-557 | 400461.6 | 20061532.7629 | 0 | 20461994.3629 | 370322.2286 | 247280 | 617602.2286 | 1367991.4286 | 0 | 0 | 1867311.0329 | 0 | 23697296.8243 | 617602.2286
1233-259R | 39493.7166 | 1096987.7925 | 311380.9505 | 1447862.4596 | 17302.9167 | 247280 | 264582.9167 | 359977.4098 | 290149.805 | 144021.218 | 2475.3139 | 0 | 2100464.9883 | 408604.1347
1233-585R | 42526.6955 | 1177294.25 | 384909.7868 | 1604730.7322 | 21165.2221 | 247280 | 268445.2221 | 652392.8729 | 290132.854 | 144018.369 | 2041.6429 | 0 | 2549298.1019 | 412463.5911
1233-587R | 40643.5005 | 1104625.2575 | 407437.8314 | 1552706.5894 | 19074.4939 | 247280 | 266354.4939 | 859345.3115 | 290126.276 | 144016.972 | 1755.0624 | 0 | 2703933.2394 | 410371.4659
1233-589R | 34110.5432 | 946500.1268 | 327775.807 | 1308386.4771 | 15357.102 | 247280 | 262637.102 | 357149.1498 | 290125.913 | 144017.247 | 3544.3476 | 0 | 1959205.8875 | 406654.349
1233-591R | 44673.5017 | 1208165.3477 | 440347.6429 | 1693186.4922 | 21073.2351 | 247280 | 268353.2351 | 756732.5573 | 290115.188 | 144015.399 | 1983.5187 | 0 | 2742017.7562 | 412368.6341
124-206R | 30340.5289 | 1632915.4574 | 0 | 1663255.9863 | 29109.2233 | 247280 | 276389.2233 | 133617.7674 | 0 | 0 | 4795.4182 | 0 | 1801669.172 | 276389.2233
124-258R | 23094.2067 | 1216435.5766 | 0 | 1239529.7833 | 20209.4922 | 247280 | 267489.4922 | 0 | 0 | 0 | 25608.8467 | 0 | 1265138.63 | 267489.4922
1242-1079R | 43417.436 | 1439476.3171 | 30751.3104 | 1513645.0635 | 22948.9403 | 247280 | 270228.9403 | 268281.915 | 272987 | 136510 | 6542.6495 | 0 | 2061456.628 | 406738.9403
1242-1084 | 37914.9554 | 1059081.0387 | 160564.4082 | 1257560.4024 | 16334.1787 | 247280 | 263614.1787 | 518764.8705 | 272987 | 136510 | 6812.2406 | 0 | 2056124.5134 | 400124.1787
1242-127AE | 78053.8683 | 2035227.9614 | 0 | 2113281.8298 | 330557.2696 | 247280 | 577837.2696 | 664655.0725 | 272987 | 136510 | 189845.1943 | 0 | 3240769.0966 | 714347.2696
1243-319R | 31290.0139 | 848911.1668 | 248417.4508 | 1128618.6315 | 12566.3458 | 247280 | 259846.3458 | 272131.2803 | 289068.219 | 143831.985 | 3434.8994 | 0 | 1693253.0302 | 403678.3308
1243-38R | 45789.4259 | 1229152.992 | 433260.3939 | 1708202.8119 | 17585.0862 | 247280 | 264865.0862 | 427346.8709 | 289069.77 | 143832.007 | 29049.076 | 0 | 2453668.5287 | 408697.0932
1243-45R | 27557.9121 | 868565.8233 | 88741.4844 | 984865.2198 | 14290.6944 | 247280 | 261570.6944 | 331506.2388 | 289066.943 | 143831.787 | 2796.6652 | 0 | 1608235.0667 | 405402.4814
1250-27R | 28595.6897 | 1287799.9242 | 31038.1314 | 1347433.7454 | 34193.2258 | 247280 | 281473.2258 | 654125.9647 | 96425.1851 | 47961.1225 | 2502.4067 | 0 | 2100487.3018 | 329434.3482
1250-671R | 33972.1248 | 1231173.5175 | 180821.9178 | 1445967.5601 | 55958.7275 | 247280 | 303238.7275 | 1709531.0758 | 196137.4479 | 97552.0755 | 5227.5886 | 0 | 3356863.6724 | 400790.803
1250-677R | 41905.6585 | 1166506.5924 | 407262.371 | 1615674.6218 | 19872.0854 | 247280 | 267152.0854 | 782195.698 | 289279.793 | 143869.418 | 1487.7099 | 0 | 2688637.8226 | 411021.5034
1250-8R | 48114.9614 | 1315451.1012 | 291285.7465 | 1654851.8091 | 21060.7941 | 247280 | 268340.7941 | 723906.3094 | 289280.574 | 143869.484 | 2807.9544 | 0 | 2670846.6469 | 412210.2781
1297-34F | 58408.828 | 2949662.0637 | 0 | 3008070.8916 | 67217.3137 | 247280 | 314497.3137 | 307190.7428 | 0 | 0 | 10435.177 | 0 | 3325696.8114 | 314497.3137
1297-35F | 39012.1398 | 2221046.7617 | 0 | 2260058.9014 | 41557.9937 | 247280 | 288837.9937 | 96378.9792 | 0 | 0 | 9848.5701 | 0 | 2366286.4507 | 288837.9937
130-13F | 40437.1437 | 2066170.6131 | 0 | 2106607.7568 | 45004.1667 | 247280 | 292284.1667 | 147153.5655 | 0 | 0 | 4726.5727 | 0 | 2258487.895 | 292284.1667
130-14F | 44526.4239 | 2286524.7654 | 0 | 2331051.1893 | 53461.1821 | 247280 | 300741.1821 | 259862.6866 | 0 | 0 | 24095.681 | 0 | 2615009.5569 | 300741.1821
130-692R | 30502.1347 | 1576819.9155 | 0 | 1607322.0502 | 27644.0495 | 247280 | 274924.0495 | 140651.7043 | 0 | 0 | 2040.1974 | 0 | 1750013.9519 | 274924.0495
137-34AE | 49064.0691 | 2473037.1805 | 0 | 2522101.2496 | 83686.3405 | 247280 | 330966.3405 | 398167.9834 | 0 | 0 | 6846.4545 | 0 | 2927115.6875 | 330966.3405
137-767F | 54612.4829 | 2755758.2402 | 0 | 2810370.7232 | 69129.3066 | 247280 | 316409.3066 | 609952.1055 | 0 | 0 | 8861.8038 | 0 | 3429184.6325 | 316409.3066
138-358R | 28426.461 | 1441684.2936 | 0 | 1470110.7546 | 28090.7343 | 247280 | 275370.7343 | 461644.8213 | 0 | 0 | 2938.3006 | 0 | 1934693.8765 | 275370.7343
138-360F | 61195.4102 | 3229720.4448 | 0 | 3290915.855 | 59618.4393 | 247280 | 306898.4393 | 67764.2813 | 0 | 0 | 23572.8639 | 0 | 3382253.0002 | 306898.4393
138-366 | 62993.9596 | 3155746.7267 | 0 | 3218740.6863 | 89704.2337 | 247280 | 336984.2337 | 0 | 0 | 0 | 117919.0585 | 0 | 3336659.7448 | 336984.2337
139-243AE | 78840.8775 | 3949614.2627 | 0 | 4028455.1402 | 80196.6825 | 247280 | 327476.6825 | 179548.875 | 0 | 0 | 82128.89 | 0 | 4290132.9052 | 327476.6825
139-245AE | 53324.7856 | 2713027.6813 | 0 | 2766352.4669 | 74534.5213 | 247280 | 321814.5213 | 124767.9479 | 0 | 0 | 6325.1693 | 0 | 2897445.5841 | 321814.5213
139-426F | 21287.7221 | 1091728.2559 | 0 | 1113015.978 | 16016.6769 | 247280 | 263296.6769 | 62690.2782 | 0 | 0 | 11147.8344 | 0 | 1186854.0906 | 263296.6769
139-48 | 34563.5114 | 1731494.3946 | 0 | 1766057.9059 | 31600.4315 | 247280 | 278880.4315 | 198268.8519 | 0 | 0 | 3494.0203 | 0 | 1967820.7781 | 278880.4315
140-481R | 49758.472 | 2520443.841 | 0 | 2570202.313 | 45595.3192 | 247280 | 292875.3192 | 340872.5277 | 0 | 0 | 4362.9537 | 0 | 2915437.7944 | 292875.3192
140-496 | 42072.6778 | 2166369.3858 | 0 | 2208442.0636 | 46079.419 | 247280 | 293359.419 | 522716.5539 | 0 | 0 | 6656.8092 | 0 | 2737815.4268 | 293359.419
1406-19F | 27762.8017 | 1416434.2994 | 0 | 1444197.1011 | 43228.2519 | 247280 | 290508.2519 | 182030.0822 | 0 | 0 | 4065.0817 | 0 | 1630292.265 | 290508.2519
1406-436 | 36649.4702 | 1981385.9519 | 0 | 2018035.4221 | 197478.146 | 247280 | 444758.146 | 788143.2099 | 0 | 0 | 31184.0487 | 0 | 2837362.6807 | 444758.146
1418-31R | 24354.6924 | 1361073.2034 | 0 | 1385427.8958 | 42413.1352 | 247280 | 289693.1352 | 165791.699 | 0 | 0 | 15354.6882 | 0 | 1566574.2829 | 289693.1352
1418-581R | 31384.9094 | 1677786.4915 | 0 | 1709171.4009 | 48753.8925 | 247280 | 296033.8925 | 78451.1214 | 0 | 0 | 9375.549 | 0 | 1796998.0712 | 296033.8925
142-33 | 37328.043 | 1874306.9288 | 0 | 1911634.9717 | 34761.4309 | 247280 | 282041.4309 | 246248.9724 | 0 | 0 | 2280.2413 | 0 | 2160164.1855 | 282041.4309
142-8R | 44521.9958 | 2230374.8395 | 0 | 2274896.8353 | 37166.0268 | 247280 | 284446.0268 | 289790.7474 | 0 | 0 | 3258.6333 | 0 | 2567946.216 | 284446.0268
143-147F | 62259.6032 | 3228292.6285 | 0 | 3290552.2317 | 107716.0615 | 247280 | 354996.0615 | 0 | 0 | 0 | 46671.3966 | 0 | 3337223.6283 | 354996.0615
143-178F | 32098.0672 | 1607985.4505 | 0 | 1640083.5176 | 92004.7053 | 247280 | 339284.7053 | 219296.3359 | 0 | 0 | 100209.6152 | 0 | 1959589.4687 | 339284.7053
143-179F | 95024.7864 | 4760363.7064 | 0 | 4855388.4929 | 193303.0373 | 247280 | 440583.0373 | 324608.1356 | 0 | 0 | 443436.9408 | 0 | 5623433.5693 | 440583.0373
143-33 | 59802.2656 | 2995855.5593 | 0 | 3055657.8249 | 146533.5168 | 247280 | 393813.5168 | 102143.36 | 0 | 0 | 139845.89 | 0 | 3297647.0749 | 393813.5168
1434-10AE | 44419.3161 | 2251315.3065 | 0 | 2295734.6226 | 47243.6409 | 247280 | 294523.6409 | 210570.5358 | 0 | 0 | 4129.3224 | 0 | 2510434.4809 | 294523.6409
1434-11 | 54256.0877 | 2718014.1163 | 0 | 2772270.204 | 40139.8374 | 247280 | 287419.8374 | 123560.5161 | 0 | 0 | 84763.5674 | 0 | 2980594.2875 | 287419.8374
1434-2 | 48203.5851 | 2435836.1351 | 0 | 2484039.7203 | 48930.6098 | 247280 | 296210.6098 | 205181.2669 | 0 | 0 | 4898.41 | 0 | 2694119.3972 | 296210.6098
1434-37R | 37567.7761 | 1886585.1711 | 0 | 1924152.9472 | 34421.0971 | 247280 | 281701.0971 | 257852.5733 | 0 | 0 | 2393.7698 | 0 | 2184399.2903 | 281701.0971
1435-1075F | 45767.04 | 2292746.6015 | 0 | 2338513.6415 | 50785.6261 | 247280 | 298065.6261 | 263507.5763 | 0 | 0 | 10613.6568 | 0 | 2612634.8745 | 298065.6261
1435-49F | 54095.6455 | 2733575.2658 | 0 | 2787670.9113 | 48382.5243 | 247280 | 295662.5243 | 160817.313 | 0 | 0 | 10429.4625 | 0 | 2958917.6868 | 295662.5243
1435-50 | 48900.6362 | 2484452.6673 | 0 | 2533353.3036 | 60490.7848 | 247280 | 307770.7848 | 337035.7989 | 0 | 0 | 2900.3938 | 0 | 2873289.4963 | 307770.7848
1438-331F | 73287.0902 | 3671391.6167 | 0 | 3744678.7069 | 57607.3882 | 247280 | 304887.3882 | 125175.6863 | 0 | 0 | 171277.4194 | 0 | 4041131.8126 | 304887.3882
1438-333F | 51435.4349 | 2576710.6301 | 0 | 2628146.065 | 58264.4972 | 247280 | 305544.4972 | 263557.9817 | 0 | 0 | 60398.8441 | 0 | 2952102.8907 | 305544.4972
1439-29 | 50870.6035 | 2645476.8478 | 0 | 2696347.4513 | 51274.9752 | 247280 | 298554.9752 | 30065.7457 | 0 | 0 | 41483.7173 | 0 | 2767896.9143 | 298554.9752
144-29 | 48124.1408 | 2410827.9715 | 0 | 2458952.1123 | 75648.5768 | 247280 | 322928.5768 | 602777.3391 | 0 | 0 | 75235.0059 | 0 | 3136964.4572 | 322928.5768
144-442F | 44007.3246 | 2218958.8928 | 0 | 2262966.2174 | 52885.1904 | 247280 | 300165.1904 | 133509.0972 | 0 | 0 | 6527.0862 | 0 | 2403002.4009 | 300165.1904
144-445F | 45410.5021 | 2298419.0167 | 0 | 2343829.5188 | 41835.3407 | 247280 | 289115.3407 | 328036.7685 | 0 | 0 | 5427.9123 | 0 | 2677294.1995 | 289115.3407
1448-368 | 24223.5722 | 1435951.4078 | 0 | 1460174.98 | 33868.4155 | 247280 | 281148.4155 | 887547.9038 | 0 | 0 | 5402.9527 | 0 | 2353125.8364 | 281148.4155
145-633 | 30838.6271 | 1544892.512 | 0 | 1575731.1391 | 37071.5248 | 247280 | 284351.5248 | 302714.1914 | 0 | 0 | 57958.8405 | 0 | 1936404.171 | 284351.5248
1458-1056 | 73697.9352 | 2019057.0242 | 649262.202 | 2742017.1614 | 34328.5103 | 247280 | 281608.5103 | 871824.9565 | 291006.012 | 144173.326 | 20231.4155 | 0 | 3925079.5455 | 425781.8363
1458-1058F | 36243.905 | 1086084.527 | 153132.2506 | 1275460.6826 | 38088.891 | 247280 | 285368.891 | 199174.9214 | 290970.834 | 144166.748 | 7191.709 | 0 | 1772798.147 | 429535.639
1458-1061 | 45500.71 | 1202007.2117 | 628875.969 | 1876383.8907 | 23067.243 | 247280 | 270347.243 | 979162.8682 | 291039.386 | 144178.859 | 4674.8202 | 0 | 3151260.9652 | 414526.102
1458-1075F | 105383.7992 | 3103441.5324 | 729281.768 | 3938107.0995 | 40104.0796 | 247280 | 287384.0796 | 1859999.116 | 272987 | 136510 | 289249.4701 | 0 | 6360342.6857 | 423894.0796
1458-1115F | 464025.4489 | 14281091.1193 | 0 | 14745116.5682 | 1238846.4 | 247280 | 1486126.4 | 0 | 289694.603 | 143941.831 | 886419.9917 | 0 | 15921231.1629 | 1630068.231
1458-1117F | 173732.8037 | 4530023.5271 | 2129032.2581 | 6832788.5888 | 209031.7935 | 247280 | 456311.7935 | 247121.0323 | 289690.665 | 143941.138 | 169073.2448 | 0 | 7538673.5309 | 600252.9315
1458-1131R | 37015.3009 | 1126223.2876 | 123371.9247 | 1286610.5133 | 21680.1356 | 247280 | 268960.1356 | 400687.0984 | 291148.374 | 144197.603 | 2029.8668 | 0 | 1980475.8525 | 413157.7386
1458-456F | 75195.0105 | 2214413.6033 | 693823.9159 | 2983432.5296 | 118528.9924 | 247280 | 365808.9924 | 0 | 289705.427 | 143943.294 | 69142.4577 | 0 | 3342280.4143 | 509752.2864
1458-519 | 63370.3244 | 1866189.0942 | 438538.206 | 2368097.6246 | 24115.7422 | 247280 | 271395.7422 | 609451.1628 | 272987 | 136510 | 174115.0196 | 0 | 3424650.807 | 407905.7422
1458-565R | 38101.5842 | 1017005.4812 | 271875.6229 | 1326982.6883 | 18514.9246 | 247280 | 265794.9246 | 544038.1769 | 291076.797 | 144185.217 | 2190.3859 | 0 | 2164288.0481 | 409980.1416
1458-601R | 43492.205 | 1222424.3273 | 401353.5383 | 1667270.0706 | 20525.0678 | 247280 | 267805.0678 | 554815.4441 | 291144.975 | 144197.031 | 1094.761 | 0 | 2514325.2507 | 412002.0988
146-275R | 19164.0221 | 1149893.3825 | 0 | 1169057.4046 | 27593.053 | 247280 | 274873.053 | 342783.6438 | 0 | 0 | 13829.5297 | 0 | 1525670.5781 | 274873.053
1480-26F | 43102.6102 | 2214995.7309 | 0 | 2258098.3411 | 83986.9779 | 247280 | 331266.9779 | 163986.3542 | 0 | 0 | 12232.1685 | 0 | 2434316.8638 | 331266.9779
1481-5AE | 128884.1931 | 6456585.257 | 0 | 6585469.4501 | 119184.1655 | 247280 | 366464.1655 | 0 | 0 | 0 | 601281.4762 | 0 | 7186750.9263 | 366464.1655
1482-28 | 46509.1149 | 2329921.6029 | 0 | 2376430.7179 | 60991.2271 | 247280 | 308271.2271 | 149247.9336 | 0 | 0 | 7024.0257 | 0 | 2532702.6772 | 308271.2271
1483-39 | 50875.3394 | 2548652.0751 | 0 | 2599527.4145 | 92767.7793 | 247280 | 340047.7793 | 55613.4446 | 0 | 0 | 19427.3927 | 0 | 2674568.2519 | 340047.7793
1483-40 | 42553.7943 | 2131775.7775 | 0 | 2174329.5718 | 74761.1932 | 247280 | 322041.1932 | 436095.9393 | 0 | 0 | 50047.8179 | 0 | 2660473.3289 | 322041.1932
149-129R | 64392.7254 | 3537297.9683 | 0 | 3601690.6937 | 53544.7859 | 247280 | 300824.7859 | 115519.3955 | 0 | 0 | 66287.6431 | 0 | 3783497.7323 | 300824.7859
150-434AE | 29910 | 1611922.9722 | 0 | 1641832.9722 | 42964 | 247280 | 290244 | 89549.697 | 0 | 0 | 12453.89 | 0 | 1743836.5592 | 290244
150-506 | 31323.03 | 1610878.8116 | 0 | 1642201.8416 | 23964.4664 | 247280 | 271244.4664 | 51691.9838 | 0 | 0 | 18089.5175 | 0 | 1711983.3429 | 271244.4664
151-1044F | 49521.7503 | 2480842.6489 | 0 | 2530364.3993 | 123632.5143 | 247280 | 370912.5143 | 348588.8223 | 0 | 0 | 14445.3247 | 0 | 2893398.5462 | 370912.5143
151-97 | 51435.4349 | 2576710.6301 | 0 | 2628146.065 | 489838.1945 | 247280 | 737118.1945 | 234273.7615 | 0 | 0 | 160307.101 | 0 | 3022726.9274 | 737118.1945
152-1713F | 37336.4992 | 1879815.0566 | 0 | 1917151.5558 | 43925.6284 | 247280 | 291205.6284 | 432314.5239 | 0 | 0 | 4429.5517 | 0 | 2353895.6313 | 291205.6284
152-1716F | 36985.3371 | 1926577.2591 | 0 | 1963562.5961 | 51795.9969 | 247280 | 299075.9969 | 95897.6916 | 0 | 0 | 16043.5112 | 0 | 2075503.799 | 299075.9969
152-513AE | 26549.165 | 1335661.9737 | 0 | 1362211.1387 | 39303.9516 | 247280 | 286583.9516 | 93521.156 | 0 | 0 | 2844.1227 | 0 | 1458576.4174 | 286583.9516
1525-23R | 28137.206 | 865965.443 | 90441.9322 | 984544.5812 | 14386.8876 | 247280 | 261666.8876 | 154700.6235 | 287802.933 | 143608.454 | 18361.3926 | 0 | 1445409.5303 | 405275.3416
153-1119R | 43512.2031 | 2230585.3216 | 0 | 2274097.5247 | 40323.3304 | 247280 | 287603.3304 | 52449.3496 | 0 | 0 | 7611.4965 | 0 | 2334158.3707 | 287603.3304
153-581F | 33234.8943 | 1682861.6031 | 0 | 1716096.4974 | 39630.8227 | 247280 | 286910.8227 | 222104.431 | 0 | 0 | 2979.7175 | 0 | 1941180.6459 | 286910.8227
154-13 | 24105.8016 | 1415315.3013 | 0 | 1439421.1029 | 26996.4685 | 247280 | 274276.4685 | 171573.3931 | 0 | 0 | 29721.5272 | 0 | 1640716.0231 | 274276.4685
154-876R | 37164.8485 | 1931516.2322 | 0 | 1968681.0807 | 35303.8331 | 247280 | 282583.8331 | 259100.9696 | 0 | 0 | 3400.4514 | 0 | 2231182.5017 | 282583.8331
154-878R | 38992.5103 | 1966760.1424 | 0 | 2005752.6527 | 35631.4636 | 247280 | 282911.4636 | 153469.4398 | 0 | 0 | 2340.6933 | 0 | 2161562.7858 | 282911.4636
154-894R | 40575.7983 | 2053964.0358 | 0 | 2094539.8341 | 33767.1513 | 247280 | 281047.1513 | 169718.9744 | 0 | 0 | 2702.5349 | 0 | 2266961.3435 | 281047.1513
154-897F | 17521.5298 | 962513.5664 | 0 | 980035.0962 | 31623.5449 | 247280 | 278903.5449 | 52506.8677 | 0 | 0 | 18367.5295 | 0 | 1050909.4934 | 278903.5449
155-1236R | 31087.7946 | 1573873.4176 | 0 | 1604961.2122 | 46896.2485 | 247280 | 294176.2485 | 284645.2462 | 0 | 0 | 3941.0147 | 0 | 1893547.4731 | 294176.2485
155-40 | 37208.9756 | 1864021.6272 | 0 | 1901230.6028 | 32602.4231 | 247280 | 279882.4231 | 206549.2285 | 0 | 0 | 4790.3758 | 0 | 2112570.2071 | 279882.4231
156-529AE | 35669.1735 | 1786883.6686 | 0 | 1822552.8421 | 67232.1952 | 247280 | 314512.1952 | 87480.0392 | 0 | 0 | 8981.1331 | 0 | 1919014.0143 | 314512.1952
156-538 | 33489.331 | 1695313.9378 | 0 | 1728803.2689 | 40681.0649 | 247280 | 287961.0649 | 263208.0418 | 0 | 0 | 2938.3006 | 0 | 1994949.6113 | 287961.0649
157-165R | 29991.8631 | 897390.8826 | 133728.1796 | 1061110.9253 | 13777.8868 | 247280 | 261057.8868 | 309022.5062 | 295027.799 | 144879.845 | 2490.673 | 0 | 1667651.9035 | 405937.7318
157-189R | 34231.6111 | 1044030.5495 | 155755.9305 | 1234018.0912 | 17012.8638 | 247280 | 264292.8638 | 413697.1629 | 294891.762 | 144855.249 | 810.418 | 0 | 1943417.4341 | 409148.1128
157-1928R | 29544.6442 | 934869.3346 | 86305.2782 | 1050719.257 | 14853.7943 | 247280 | 262133.7943 | 358099.9001 | 295253.156 | 144919.61 | 3560.88 | 0 | 1707633.1932 | 407053.4043
157-204R | 26744.9014 | 820938.1682 | 88891.4361 | 936574.5056 | 11321.5431 | 247280 | 258601.5431 | 213719.4229 | 295341.816 | 144934.933 | 1202.8476 | 0 | 1446838.5921 | 403536.4761
157-207R | 18675.9899 | 631740.863 | 0 | 650416.8529 | 8455.1307 | 247280 | 255735.1307 | 42981.4433 | 272987 | 136510 | 5352.8591 | 0 | 971738.1552 | 392245.1307
157-232R | 36626.9662 | 1073573.4673 | 240813.1353 | 1351013.5688 | 17818.0116 | 247280 | 265098.0116 | 405587.6654 | 295445.37 | 144952.632 | 1362.0995 | 0 | 2053408.7037 | 410050.6436
157-257R | 33919.6317 | 1040407.4483 | 116267.0091 | 1190594.089 | 17361.8221 | 247280 | 264641.8221 | 442274.0885 | 292743.4743 | 143644.491 | 884.1866 | 0 | 1926495.8384 | 408286.3131
157-273R | 31019.2761 | 972772.7497 | 97336.4319 | 1101128.4577 | 15976.0232 | 247280 | 263256.0232 | 513089.5728 | 295700.636 | 144997.303 | 1621.9272 | 0 | 1911540.5936 | 408253.3262
157-81R | 38060.2781 | 1081451.0795 | 305857.4982 | 1425368.8559 | 18510.9294 | 247280 | 265790.9294 | 531090.9719 | 295472.683 | 144957.538 | 810.124 | 0 | 2252742.6348 | 410748.4674
158-29 | 43265.0593 | 2185505.6792 | 0 | 2228770.7385 | 41518.8907 | 247280 | 288798.8907 | 221441.4226 | 0 | 0 | 1728.9723 | 0 | 2451941.1334 | 288798.8907
159-1010F | 53394.88 | 2674871.035 | 0 | 2728265.915 | 212290.6971 | 247280 | 459570.6971 | 729595.4286 | 0 | 0 | 166396.7471 | 0 | 3624258.0908 | 459570.6971
159-31R | 41509.2073 | 2143425.9555 | 0 | 2184935.1628 | 42744.3558 | 247280 | 290024.3558 | 248510.4064 | 0 | 0 | 1806.1601 | 0 | 2435251.7293 | 290024.3558
159-37F | 41812.2544 | 2101283.3175 | 0 | 2143095.5719 | 40713.3954 | 247280 | 287993.3954 | 218536.9805 | 0 | 0 | 3267.3891 | 0 | 2364899.9415 | 287993.3954
159-38F | 43979.5548 | 2259510.8242 | 0 | 2303490.3791 | 54691.7355 | 247280 | 301971.7355 | 267451.8761 | 0 | 0 | 8388.3162 | 0 | 2579330.5714 | 301971.7355
160-20R | 45021.3242 | 2262073.3699 | 0 | 2307094.6941 | 38814.2675 | 247280 | 286094.2675 | 171849.3016 | 0 | 0 | 3279.4035 | 0 | 2482223.3992 | 286094.2675
161-610R | 39442.581 | 1979050.6555 | 0 | 2018493.2365 | 35349.4374 | 247280 | 282629.4374 | 166018.8822 | 0 | 0 | 1778.8083 | 0 | 2186290.927 | 282629.4374
161-974F | 34475.0025 | 1758021.1485 | 0 | 1792496.151 | 36734.8002 | 247280 | 284014.8002 | 297300.0901 | 0 | 0 | 13541.5214 | 0 | 2103337.7626 | 284014.8002
161-975F | 42861.7903 | 2163629.2474 | 0 | 2206491.0377 | 44483.1549 | 247280 | 291763.1549 | 162799.8831 | 0 | 0 | 7396.6447 | 0 | 2376687.5655 | 291763.1549
161-989F | 54131.3611 | 2711765.8079 | 0 | 2765897.169 | 120840.8474 | 247280 | 368120.8474 | 1109488.2207 | 0 | 0 | 72553.2003 | 0 | 3947938.5901 | 368120.8474
161-991F | 37115.4446 | 1873558.266 | 0 | 1910673.7106 | 37684.7774 | 247280 | 284964.7774 | 214397.6752 | 0 | 0 | 2457.8771 | 0 | 2127529.2629 | 284964.7774
162-19F | 38784.7785 | 1972328.322 | 0 | 2011113.1005 | 41314.1559 | 247280 | 288594.1559 | 249493.5685 | 0 | 0 | 2227.2048 | 0 | 2262833.8738 | 288594.1559
162-44R | 43612.2319 | 2201225.5662 | 0 | 2244837.798 | 43938.3147 | 247280 | 291218.3147 | 152645.1647 | 0 | 0 | 3925.7285 | 0 | 2401408.6912 | 291218.3147
163-29R | 40662.3677 | 2048512.1838 | 0 | 2089174.5516 | 36297.0117 | 247280 | 283577.0117 | 169399.7649 | 0 | 0 | 1668.0778 | 0 | 2260242.3943 | 283577.0117
163-33R | 39406.4902 | 1994477.2131 | 0 | 2033883.7033 | 36361.303 | 247280 | 283641.303 | 217324.3091 | 0 | 0 | 1410.5868 | 0 | 2252618.5992 | 283641.303
165-35R | 43097.3189 | 2176751.8864 | 0 | 2219849.2054 | 46653.9322 | 247280 | 293933.9322 | 194581.4826 | 0 | 0 | 4205.0202 | 0 | 2418635.7082 | 293933.9322
165-621F | 35298.0401 | 1797727.28 | 0 | 1833025.3201 | 38531.8893 | 247280 | 285811.8893 | 227123.4427 | 0 | 0 | 1836.4545 | 0 | 2061985.2173 | 285811.8893
166-462F | 39033.7348 | 1968084.4887 | 0 | 2007118.2235 | 41817.7782 | 247280 | 289097.7782 | 199835.4826 | 0 | 0 | 3127.5128 | 0 | 2210081.2189 | 289097.7782
166-463F | 64889.6111 | 3250711.3273 | 0 | 3315600.9384 | 301189.1667 | 247280 | 548469.1667 | 709328.8889 | 0 | 0 | 121453.89 | 0 | 4146383.7173 | 548469.1667
166-465F | 42829.3918 | 2430999.3538 | 0 | 2473828.7456 | 63718.7536 | 247280 | 310998.7536 | 154718.015 | 0 | 0 | 30616.6136 | 0 | 2659163.3742 | 310998.7536
166-982F | 44933.5327 | 2269847.1043 | 0 | 2314780.637 | 44508.2503 | 247280 | 291788.2503 | 306024.7636 | 0 | 0 | 8424.6128 | 0 | 2629230.0134 | 291788.2503
166-984F | 43174.0779 | 2162849.5168 | 0 | 2206023.5947 | 38477.1522 | 247280 | 285757.1522 | 369520.9139 | 0 | 0 | 4877.3477 | 0 | 2580421.8563 | 285757.1522
167-32F | 37138.7281 | 1860502.5085 | 0 | 1897641.2366 | 45469.0684 | 247280 | 292749.0684 | 769213.5029 | 0 | 0 | 14304.4464 | 0 | 2681159.186 | 292749.0684
168-702F | 27625.4596 | 1459101.2002 | 0 | 1486726.6598 | 35012.8607 | 247280 | 282292.8607 | 863708.0844 | 0 | 0 | 3342.8035 | 0 | 2353777.5477 | 282292.8607
168-703F | 50195.6 | 2514599.8367 | 0 | 2564795.4367 | 52308.3 | 247280 | 299588.3 | 468245 | 0 | 0 | 9453.89 | 0 | 3042494.3267 | 299588.3
169-35F | 96663.1448 | 4842438.9428 | 0 | 4939102.0876 | 330695.5034 | 247280 | 577975.5034 | 0 | 0 | 0 | 451074.5797 | 0 | 5390176.6672 | 577975.5034
170-3R | 23337.4147 | 1211793.672 | 0 | 1235131.0868 | 22547.8067 | 247280 | 269827.8067 | 285992.9126 | 0 | 0 | 1957.4279 | 0 | 1523081.4273 | 269827.8067
170-410R | 16485.4107 | 862672.3171 | 0 | 879157.7279 | 14754.5882 | 247280 | 262034.5882 | 410765.802 | 0 | 0 | 1273.0463 | 0 | 1291196.5762 | 262034.5882
170-42 | 16015.8213 | 829036.7031 | 0 | 845052.5244 | 12504.5111 | 247280 | 259784.5111 | 57910.6523 | 0 | 0 | 4217.1729 | 0 | 907180.3496 | 259784.5111
170-46 | 16318.9298 | 843695.6756 | 0 | 860014.6054 | 13742.518 | 247280 | 261022.518 | 265166.5558 | 0 | 0 | 1145.6205 | 0 | 1126326.7817 | 261022.518
171-34 | 22701.5841 | 1185825.7866 | 0 | 1208527.3707 | 26317.6051 | 247280 | 273597.6051 | 107930.1488 | 0 | 0 | 3020.1426 | 0 | 1319477.662 | 273597.6051
171-567 | 28203.776 | 1443525.9812 | 0 | 1471729.7572 | 28476.1396 | 247280 | 275756.1396 | 125710.5257 | 0 | 0 | 3690.7468 | 0 | 1601131.0297 | 275756.1396
171-568 | 30721.5079 | 1570454.2104 | 0 | 1601175.7183 | 28594.2698 | 247280 | 275874.2698 | 160633.3816 | 0 | 0 | 7096.6654 | 0 | 1768905.7654 | 275874.2698
171-6R | 26239.5678 | 1348094.3045 | 0 | 1374333.8722 | 26152.4109 | 247280 | 273432.4109 | 79785.0462 | 0 | 0 | 5187.815 | 0 | 1459306.7334 | 273432.4109
171-704R | 22572.6681 | 1155996.8755 | 0 | 1178569.5435 | 24063.9222 | 247280 | 271343.9222 | 156009.2 | 0 | 0 | 2584.0502 | 0 | 1337162.7937 | 271343.9222
171-708R | 21266.4942 | 1095904.8668 | 0 | 1117171.361 | 20767.3173 | 247280 | 268047.3173 | 68107.9056 | 0 | 0 | 1314.4903 | 0 | 1186593.7569 | 268047.3173
172-567R | 23857.9531 | 1263058.5596 | 0 | 1286916.5127 | 22489.2103 | 247280 | 269769.2103 | 107418.5825 | 0 | 0 | 1379.3694 | 0 | 1395714.4646 | 269769.2103
172-569R | 19461.31 | 1032601.2894 | 0 | 1052062.5995 | 17897.4031 | 247280 | 265177.4031 | 215512.8456 | 0 | 0 | 1020.7945 | 0 | 1268596.2396 | 265177.4031
172-615R | 17157.2935 | 897129.8723 | 0 | 914287.1658 | 17932.3237 | 247280 | 265212.3237 | 249575.4904 | 0 | 0 | 2044.0579 | 0 | 1165906.7141 | 265212.3237
172-630R | 12571.3042 | 649148.9819 | 0 | 661720.2861 | 21303.531 | 247280 | 268583.531 | 146377.8493 | 0 | 0 | 2501.6042 | 0 | 810599.7396 | 268583.531
175-2024R | 26040.2309 | 722008.8912 | 132339.3316 | 880388.4537 | 11249.0061 | 247280 | 258529.0061 | 715931.6689 | 291933.433 | 144333.596 | 1797.6432 | 0 | 1890051.1989 | 402862.6021
175-24R | 27901.8729 | 921108.9107 | 154608.9876 | 1103619.7712 | 34610.3784 | 247280 | 281890.3784 | 511373.8992 | 237589.471 | 117527.603 | 2494.7286 | 0 | 1855077.87 | 399417.9813
175-64R | 40998.0385 | 1125542.7363 | 326086.9565 | 1492627.7313 | 19439.2957 | 247280 | 266719.2957 | 684623.124 | 291851.483 | 144318.966 | 1410.4117 | 0 | 2470512.75 | 411038.2617
175-90R | 36601.4504 | 1124052.4662 | 132071.2766 | 1292725.1932 | 20205.9016 | 247280 | 267485.9016 | 804577.532 | 291801.818 | 144310.188 | 1284.0523 | 0 | 2390388.5955 | 411796.0896
175-94R | 40553.4107 | 1153542.8155 | 320358.443 | 1514454.6691 | 47712.6143 | 247280 | 294992.6143 | 932998.7044 | 291773.13 | 144305.282 | 5333.1955 | 0 | 2744559.699 | 439297.8963
176-161R | 36757.6156 | 1044458.6494 | 212202.208 | 1293418.473 | 18557.1168 | 247280 | 265837.1168 | 606878.3049 | 292508.689 | 144436.512 | 1466.3246 | 0 | 2194271.7915 | 410273.6288
176-164R | 38933.1316 | 1118058.0275 | 198602.0123 | 1355593.1714 | 20199.8901 | 247280 | 267479.8901 | 593197.3445 | 292513.232 | 144437.227 | 2092.3566 | 0 | 2243396.1045 | 411917.1171
176-1834R | 34926.6747 | 1056328.9649 | 134498.1045 | 1225753.7441 | 21759.3874 | 247280 | 269039.3874 | 552045.0041 | 292426.838 | 144422.289 | 1237.1437 | 0 | 2071462.7299 | 413461.6764
176-1836R | 33373.3734 | 1480035.7914 | 162304.5846 | 1675713.7494 | 42617.335 | 247280 | 289897.335 | 439989.3343 | 80230.1547 | 39837.2505 | 9635.6922 | 0 | 2205568.9306 | 329734.5854
176-1845R | 38816.9089 | 1120954.824 | 245121.9512 | 1404893.6841 | 19399.0259 | 247280 | 266679.0259 | 429842 | 292494.356 | 144433.619 | 1902.6705 | 0 | 2129132.7106 | 411112.6449
176-194R | 36362.7811 | 1056201.0355 | 147736.9387 | 1240300.7553 | 18382.8387 | 247280 | 265662.8387 | 506472.6203 | 292481.706 | 144431.232 | 1623.9666 | 0 | 2040879.0482 | 410094.0707
176-197F | 38626.2964 | 1129413.8073 | 248753.5613 | 1416793.665 | 24471.0348 | 247280 | 271751.0348 | 789399.5916 | 292374.247 | 144412.026 | 1229.531 | 0 | 2499797.0346 | 416163.0608
176-200F | 39489.8072 | 1253017.0827 | 130865.8295 | 1423372.7194 | 30581.5384 | 247280 | 277861.5384 | 625076.8539 | 292477.647 | 144429.648 | 9091.0347 | 0 | 2350018.2551 | 422291.1864
177-941AE | 23962.0823 | 1352765.8653 | 0 | 1376727.9476 | 29209.7099 | 247280 | 276489.7099 | 662083.211 | 0 | 0 | 2405.5758 | 0 | 2041216.7343 | 276489.7099
177-955 | 29951.2023 | 1454245.5363 | 12895.6624 | 1497092.4011 | 61786.8556 | 247280 | 309066.8556 | 1125865.7327 | 28761.1357 | 14283.9822 | 3007.2311 | 0 | 2654726.5007 | 323350.8378
178-48 | 42414.3644 | 2205718.2619 | 0 | 2248132.6263 | 85496.1927 | 247280 | 332776.1927 | 676833.4555 | 0 | 0 | 34663.3141 | 0 | 2959629.3959 | 332776.1927
178-968AE | 24303.6149 | 1173275.5369 | 24327.3129 | 1221906.4648 | 24237.2678 | 247280 | 271517.2678 | 282836.26 | 10732.9942 | 5367.1458 | 2059.4927 | 0 | 1517535.2116 | 276884.4137
178-982 | 30747.5463 | 1243361.1058 | 259714.7073 | 1533823.3594 | 25756.3231 | 247280 | 273036.3231 | 81644.3483 | 69958.7934 | 34983.6252 | 9024.4753 | 0 | 1694450.9764 | 308019.9483
178-983AE | 25698.0706 | 1287371.0864 | 0 | 1313069.157 | 23763.9933 | 247280 | 271043.9933 | 204832.9412 | 0 | 0 | 40386.6631 | 0 | 1558288.7613 | 271043.9933
180-1156 | 34510.8498 | 1895791.1487 | 0 | 1930301.9985 | 173551.9784 | 247280 | 420831.9784 | 193910.3611 | 0 | 0 | 18095.4695 | 0 | 2142307.8291 | 420831.9784
180-13 | 32989.695 | 1712987.6719 | 0 | 1745977.3669 | 53245.4316 | 247280 | 300525.4316 | 654126.1771 | 0 | 0 | 13206.2686 | 0 | 2413309.8127 | 300525.4316
181-49 | 57821.6906 | 3065336.5204 | 0 | 3123158.211 | 90528.7334 | 247280 | 337808.7334 | 52256.1528 | 0 | 0 | 71766.3047 | 0 | 3247180.6685 | 337808.7334
181-53F | 32806.6117 | 1716621.6915 | 0 | 1749428.3031 | 59588.5685 | 247280 | 306868.5685 | 400256.1672 | 0 | 0 | 10759.8837 | 0 | 2160444.354 | 306868.5685
181-54F | 20942.7922 | 1107672.5772 | 0 | 1128615.3695 | 15295.133 | 247280 | 262575.133 | 312939.1891 | 0 | 0 | 8699.9856 | 0 | 1450254.5442 | 262575.133
182-2240F | 25550.6474 | 894216.6794 | 147366.0997 | 1067133.4265 | 20729.0461 | 247280 | 268009.0461 | 876808.5112 | 226513.5474 | 112503.6618 | 1174.3465 | 0 | 2171629.8316 | 380512.7079
182-2250 | 42099.2764 | 1146373.3007 | 439002.2676 | 1627474.8447 | 18105.1559 | 247280 | 265385.1559 | 196718.7785 | 289936.966 | 143985.16 | 8355.9308 | 0 | 2122486.5201 | 409370.3159
182-2252R | 46389.5931 | 1277421.9098 | 410006.1013 | 1733817.6042 | 21510.2174 | 247280 | 268790.2174 | 1015702.7944 | 289926.868 | 143983.686 | 3353.2189 | 0 | 3042800.4854 | 412773.9034
182-2254R | 40611.7939 | 1211654.2652 | 256255.3926 | 1508521.4517 | 18341.0526 | 247280 | 265621.0526 | 218078.654 | 289926.417 | 143983.455 | 11729.1273 | 0 | 2028255.65 | 409604.5076
183-439 | 50157.0467 | 1357605.6587 | 484918.7935 | 1892681.499 | 96320.4919 | 247280 | 343600.4919 | 570260.9281 | 287291.829 | 143518.232 | 10560.6185 | 0 | 2760794.8746 | 487118.7239
183-440 | 52464.3451 | 1669415.1165 | 320468.8154 | 2042348.2769 | 61149.9984 | 247280 | 308429.9984 | 532308.427 | 208547.9813 | 104181.2687 | 4829.9469 | 0 | 2788034.6322 | 412611.2671
185-40AE | 20806.7676 | 1265141.7058 | 0 | 1285948.4733 | 61180.2162 | 247280 | 308460.2162 | 345078.9189 | 0 | 0 | 47545.7819 | 0 | 1678573.1741 | 308460.2162
185-51F | 39084.2189 | 1225240.453 | 344402.9306 | 1608727.6024 | 29466.0138 | 247280 | 276746.0138 | 642257.9223 | 231576.5606 | 115685.6031 | 1544.9585 | 0 | 2484107.0439 | 392431.6169
185-52F | 62294.0267 | 3120682.8742 | 0 | 3182976.9009 | 83523.88 | 247280 | 330803.88 | 1808788.6667 | 0 | 0 | 145653.89 | 0 | 5137419.4576 | 330803.88
186-940R | 28566.0491 | 1484622.9618 | 0 | 1513189.0109 | 57994.8932 | 247280 | 305274.8932 | 1062149.3241 | 0 | 0 | 4983.526 | 0 | 2580321.861 | 305274.8932
188-11F | 24352.5216 | 1294292.4363 | 0 | 1318644.9579 | 43988.6178 | 247280 | 291268.6178 | 622697.9002 | 0 | 0 | 3072.203 | 0 | 1944415.0611 | 291268.6178
188-12F | 39753.4271 | 2334028.7425 | 0 | 2373782.1696 | 142162.4643 | 247280 | 389442.4643 | 530522.9917 | 0 | 0 | 72852.782 | 0 | 2977157.9433 | 389442.4643
189-645 | 29566.7086 | 1501203.1319 | 0 | 1530769.8406 | 29978.0851 | 247280 | 277258.0851 | 341222.3518 | 0 | 0 | 8920.3623 | 0 | 1880912.5547 | 277258.0851
189-750 | 29536.2122 | 1823775.7057 | 0 | 1853311.918 | 496731.0857 | 247280 | 744011.0857 | 35532.2449 | 0 | 0 | 48943.6859 | 0 | 1937787.8488 | 744011.0857
189-782F | 27653.5782 | 1385334.2375 | 0 | 1412987.8157 | 32909.239 | 247280 | 280189.239 | 266968.0892 | 0 | 0 | 6058.8653 | 0 | 1686014.7703 | 280189.239
189-783F | 28822.6796 | 1518170.0469 | 0 | 1546992.7266 | 27090.3957 | 247280 | 274370.3957 | 69015.7838 | 0 | 0 | 31848.4846 | 0 | 1647856.9949 | 274370.3957
190-1122F | 26655.1303 | 1335315.9684 | 0 | 1361971.0986 | 76403.2735 | 247280 | 323683.2735 | 283281.9017 | 0 | 0 | 28067.2022 | 0 | 1673320.2026 | 323683.2735
190-1125F | 37210.7438 | 2390310.2866 | 0 | 2427521.0305 | 1460249.8315 | 247280 | 1707529.8315 | 390308.0851 | 0 | 0 | 222887.9326 | 0 | 3040717.0481 | 1707529.8315
190-1868R | 20599.4456 | 1131593.3065 | 0 | 1152192.7521 | 193815.6745 | 247280 | 441095.6745 | 376472.6511 | 0 | 0 | 21514.3251 | 0 | 1550179.7284 | 441095.6745
191-1050R | 32410.2261 | 1646037.1876 | 0 | 1678447.4137 | 32169.9193 | 247280 | 279449.9193 | 236057.2485 | 0 | 0 | 3612.1282 | 0 | 1918116.7904 | 279449.9193
192-657AE | 19154.7069 | 1045917.2207 | 0 | 1065071.9277 | 65635.7396 | 247280 | 312915.7396 | 947579.7603 | 0 | 0 | 6536.9809 | 0 | 2019188.6688 | 312915.7396
196-43F | 32810.314 | 1643666.181 | 0 | 1676476.495 | 262410.2835 | 247280 | 509690.2835 | 4090964.8574 | 0 | 0 | 38692.3684 | 0 | 5806133.7208 | 509690.2835
197-1150F | 42800.3315 | 1133924.8645 | 441041.3476 | 1617766.5436 | 15086.0839 | 247280 | 262366.0839 | 67075.1608 | 287361.932 | 143530.717 | 7731.0722 | 0 | 1979934.7086 | 405896.8009
197-1155F | 78436.5767 | 2154947.2533 | 450127.8772 | 2683511.7072 | 136557.8148 | 247280 | 383837.8148 | 1364606.9224 | 272987 | 136510 | 45016.5498 | 0 | 4366122.1795 | 520347.8148
197-1157F | 41898.0747 | 2358528.6943 | 0 | 2400426.769 | 145831.1983 | 247280 | 393111.1983 | 1742298.3905 | 0 | 0 | 37033.3162 | 0 | 4179758.4757 | 393111.1983
198-37R | 33110.3077 | 1121615.3585 | 189770.2949 | 1344495.9611 | 21350.1197 | 247280 | 268630.1197 | 503883.0069 | 192712.29 | 96328.678 | 2123.8686 | 0 | 2043215.1266 | 364958.7977
199-39AE | 43412.8726 | 2174812.18 | 0 | 2218225.0526 | 36275.0237 | 247280 | 283555.0237 | 238339.2146 | 0 | 0 | 7681.7661 | 0 | 2464246.0333 | 283555.0237
203-21R | 29084.3769 | 1484239.7904 | 0 | 1513324.1673 | 49997.6529 | 247280 | 297277.6529 | 805462.7502 | 0 | 0 | 6208.8168 | 0 | 2324995.7343 | 297277.6529
204-32R | 36188.645 | 1014666.3927 | 129800.4468 | 1180655.4844 | 14474.9434 | 247280 | 261754.9434 | 169417.4243 | 283470.8363 | 141586.2018 | 1012.5963 | 0 | 1634556.3413 | 403341.1452
205-1550 | 30502.3083 | 1539435.5226 | 13398.2948 | 1583336.1256 | 51146.6558 | 247280 | 298426.6558 | 633730.4994 | 8672.8513 | 4336.9499 | 5759.6147 | 0 | 2231499.0911 | 302763.6056
205-369R | 31645.3247 | 1592268.829 | 0 | 1623914.1537 | 32778.5443 | 247280 | 280058.5443 | 863862.0357 | 0 | 0 | 1435.1553 | 0 | 2489211.3446 | 280058.5443
206-1105 | 31434.8707 | 1342229.1932 | 102508.9606 | 1476173.0244 | 34995.2817 | 247280 | 282275.2817 | 781882.4707 | 63794.8115 | 31901.2616 | 3576.4706 | 0 | 2325426.7773 | 314176.5434
206-1817 | 40511.7384 | 1433847.201 | 265185.5353 | 1739544.4747 | 29922.7858 | 247280 | 277202.7858 | 591976.52 | 151752.641 | 75885.4928 | 1689.3426 | 0 | 2484962.9783 | 353088.2786
206-953R | 29816.7537 | 1525687.6843 | 0 | 1555504.4381 | 30174.4712 | 247280 | 277454.4712 | 688464.9969 | 0 | 0 | 2385.5259 | 0 | 2246354.9609 | 277454.4712
206-961F | 50909.9877 | 2550387.82 | 0 | 2601297.8078 | 128275.0529 | 247280 | 375555.0529 | 1304327.8093 | 0 | 0 | 59786.4666 | 0 | 3965412.0837 | 375555.0529
206-963F | 28117.3696 | 1461642.872 | 0 | 1489760.2417 | 30401.6502 | 247280 | 277681.6502 | 782423.5377 | 0 | 0 | 3258.3323 | 0 | 2275442.1117 | 277681.6502
206-974 | 30224.2993 | 1517980.329 | 0 | 1548204.6283 | 29721.2864 | 247280 | 277001.2864 | 772626.1164 | 0 | 0 | 2086.9307 | 0 | 2322917.6754 | 277001.2864
207-101R | 25249.1345 | 1301997.4572 | 0 | 1327246.5917 | 27923.7258 | 247280 | 275203.7258 | 358964.0167 | 0 | 0 | 1325.5404 | 0 | 1687536.1488 | 275203.7258
209-1769F | 40273.6665 | 1361343.9778 | 286987.8279 | 1688605.4722 | 27747.0336 | 247280 | 275027.0336 | 724659.784 | 166990.3723 | 83505.2794 | 861.2276 | 0 | 2581116.856 | 358532.3131
209-660R | 30974.9304 | 1551720.7662 | 0 | 1582695.6966 | 61653.8031 | 247280 | 308933.8031 | 657145.0538 | 0 | 0 | 15653.6574 | 0 | 2255494.4077 | 308933.8031
209-661 | 37118.6458 | 1882519.5518 | 0 | 1919638.1975 | 70652.3573 | 247280 | 317932.3573 | 663237.6988 | 0 | 0 | 10186.1559 | 0 | 2593062.0521 | 317932.3573
210-172R | 31579.0661 | 868474.7555 | 277246.2077 | 1177300.0293 | 12402.2995 | 247280 | 259682.2995 | 290603.4422 | 296144.706 | 145075.942 | 1978.7441 | 0 | 1766026.9217 | 404758.2415
210-392R | 34553.1828 | 973401.5111 | 278262.1123 | 1286216.8063 | 15745.8163 | 247280 | 263025.8163 | 349575.9754 | 296166.508 | 145078.758 | 1387.7188 | 0 | 1933347.0085 | 408104.5743
210-394R | 38000.9967 | 1071598.1019 | 289761.1457 | 1399360.2442 | 16936.2409 | 247280 | 264216.2409 | 586730.2608 | 296302.897 | 145102.32 | 3185.9237 | 0 | 2285579.3257 | 409318.5609
210-9R | 51124.1505 | 1409298.5591 | 459962.3667 | 1920385.0764 | 31433.508 | 247280 | 278713.508 | 787254.7829 | 296301.269 | 145102.001 | 4096.7919 | 0 | 3008037.9202 | 423815.509
211-279R | 32335.8632 | 899431.9336 | 273140.4501 | 1204908.2468 | 13461.649 | 247280 | 260741.649 | 291086.6989 | 296420.322 | 145122.637 | 1097.7211 | 0 | 1793512.9888 | 405864.286
211-312R | 39271.7069 | 1066288.1053 | 381359.6445 | 1486919.4567 | 17541.9797 | 247280 | 264821.9797 | 260575.1885 | 296402.887 | 145119.491 | 999.0828 | 0 | 2044896.6151 | 409941.4707
211-771R | 34709.1499 | 953388.4646 | 285139.269 | 1273236.8835 | 15032.5366 | 247280 | 262312.5366 | 727291.3562 | 296537.813 | 145142.877 | 1155.2263 | 0 | 2298221.2791 | 407455.4136
212-1177R | 33320.3125 | 1068869.608 | 70048.8219 | 1172238.7425 | 17443.4968 | 247280 | 264723.4968 | 367065.9805 | 289972.496 | 143990.22 | 1246.4424 | 0 | 1830523.6614 | 408713.7168
212-1204R | 31704.2563 | 988686.7655 | 107422.6882 | 1127813.71 | 16308.0172 | 247280 | 263588.0172 | 336759.2521 | 291526.246 | 144263.372 | 1443.178 | 0 | 1757542.386 | 407851.3892
212-638R | 29302.7398 | 969044.7108 | 17516.6984 | 1015864.149 | 13347.8923 | 247280 | 260627.8923 | 105314.3221 | 289568.268 | 143919.842 | 2766.0942 | 0 | 1413512.8333 | 404547.7343
212-725R | 26768.8023 | 842848.8871 | 77960.6366 | 947578.326 | 12976.8151 | 247280 | 260256.8151 | 1174601.7131 | 289569.621 | 143919.776 | 1288.2795 | 0 | 2413037.9396 | 404176.5911
212-734R | 22968.9822 | 773419.8212 | 2796.1066 | 799184.9101 | 10818.0051 | 247280 | 258098.0051 | 58800.7244 | 289984.002 | 143992.035 | 1007.5191 | 0 | 1148977.1556 | 402090.0401
212-739R | 33394.1946 | 1004245.7482 | 127773.0586 | 1165413.0014 | 15312.0615 | 247280 | 262592.0615 | 636161.4935 | 289564.231 | 143919.171 | 1486.5049 | 0 | 2092625.2308 | 406511.2325
212-743R | 31456.0423 | 973347.0093 | 109243.2628 | 1114046.3145 | 13704.1522 | 247280 | 260984.1522 | 182951.1488 | 289982.495 | 143991.804 | 3157.6608 | 0 | 1590137.6191 | 404975.9562
212-758R | 30726.4279 | 1011578.4524 | 41341.2414 | 1083646.1217 | 15872.5624 | 247280 | 263152.5624 | 278791.2588 | 289980.801 | 143991.507 | 1477.0857 | 0 | 1653895.2673 | 407144.0694
212-773R | 34646.5505 | 1055768.8078 | 143579.2437 | 1233994.602 | 17971.3916 | 247280 | 265251.3916 | 423739.7492 | 291526.4 | 144263.625 | 1290.0279 | 0 | 1950550.7791 | 409515.0166
212-799R | 34410.0916 | 1079218.2491 | 129195.969 | 1242824.3096 | 17328.4983 | 247280 | 264608.4983 | 282958.8226 | 289982.044 | 143991.837 | 2348.7642 | 0 | 1818113.9404 | 408600.3353
212-880R | 30776.4084 | 973523.2537 | 122010.3986 | 1126310.0607 | 13658.3626 | 247280 | 260938.3626 | 584876.2657 | 289986.224 | 143992.475 | 6493.4047 | 0 | 2007665.9552 | 404930.8376
212-886R | 31378.8021 | 907082.7324 | 30851.6063 | 969313.1409 | 12845.165 | 247280 | 260125.165 | 170502.7673 | 291538.775 | 144265.682 | 1564.5478 | 0 | 1432919.231 | 404390.847
212-888R | 34843.983 | 1020206.9792 | 246896.1778 | 1301947.14 | 16724.5839 | 247280 | 264004.5839 | 251404.0011 | 289985.443 | 143992.354 | 1870.8594 | 0 | 1845207.4435 | 407996.9379
213-262F | 76105.8244 | 3812598.9866 | 0 | 3888704.811 | 555904.4416 | 247280 | 803184.4416 | 173320.181 | 0 | 0 | 236978.7769 | 0 | 4299003.7689 | 803184.4416
213-263F | 24019.6222 | 1203287.4994 | 0 | 1227307.1216 | 104904.5117 | 247280 | 352184.5117 | 1100460.8468 | 0 | 0 | 13627.2771 | 0 | 2341395.2454 | 352184.5117
214-1122R | 34622.0425 | 1009217.3788 | 158104.8709 | 1201944.2923 | 17358.1441 | 247280 | 264638.1441 | 816746.9425 | 292657.849 | 144462.076 | 950.791 | 0 | 2312299.8747 | 409100.2201
214-1135R | 39083.0284 | 1133864.6391 | 254677.5187 | 1427625.1862 | 19644.502 | 247280 | 266924.502 | 794627.8868 | 288184.611 | 143675.719 | 1301.3883 | 0 | 2511739.0723 | 410600.221
214-17AE | 42999.1807 | 1215850.4705 | 307692.3077 | 1566541.9589 | 17179.0022 | 247280 | 264459.0022 | 2167338.4615 | 288188.351 | 143676.324 | 1904.4395 | 0 | 4023973.2109 | 408135.3262
214-4R | 44105.7455 | 1276836.4541 | 260039.3999 | 1580981.5995 | 18699.3132 | 247280 | 265979.3132 | 2003403.6349 | 288189.825 | 143676.478 | 3094.2901 | 0 | 3875669.3495 | 409655.7912
214-536R | 40456.4363 | 1255892.6749 | 84321.1016 | 1380670.2128 | 18436.7414 | 247280 | 265716.7414 | 1471742.6929 | 288191.343 | 143676.984 | 4164.0185 | 0 | 3144768.2671 | 409393.7254
214-583R | 48024.4704 | 1317784.3474 | 293369.5518 | 1659178.3696 | 20677.2043 | 247280 | 267957.2043 | 518737.4812 | 288192.465 | 143677.149 | 2067.4225 | 0 | 2468175.7383 | 411634.3533
214-613R | 55928.9936 | 1560502.9799 | 391758.9813 | 2008190.9547 | 25639.5029 | 247280 | 272919.5029 | 2127986.4693 | 299657.391 | 145694.912 | 2257.8034 | 0 | 4438092.6184 | 418614.4149
214-647R | 32606.4214 | 974232.8901 | 108385.2805 | 1115224.592 | 16550.435 | 247280 | 263830.435 | 570793.0009 | 292710.715 | 144470.986 | 1329.82 | 0 | 1980058.1278 | 408301.421
215-1531R | 45863.7421 | 1295306.6131 | 390086.6411 | 1731256.9964 | 24328.2605 | 247280 | 271608.2605 | 853309.3263 | 292090.084 | 144361.536 | 1624.1499 | 0 | 2878280.5566 | 415969.7965
215-1534R | 47453.538 | 1316654.7371 | 443370.4661 | 1807478.7412 | 24830.6421 | 247280 | 272110.6421 | 551643.4053 | 292079.304 | 144359.622 | 1717.0174 | 0 | 2652918.4678 | 416470.2641
215-1544R | 32175.4252 | 990247.7976 | 146007.6046 | 1168430.8274 | 18386.807 | 247280 | 265666.807 | 547298.4335 | 289910.423 | 143979.682 | 4067.5782 | 0 | 2009707.262 | 409646.489
215-38R | 31545.2904 | 976075.0464 | 136066.4428 | 1143686.7796 | 18017.6804 | 247280 | 265297.6804 | 464982.0062 | 289929.024 | 143983.301 | 1993.3846 | 0 | 1900591.1945 | 409280.9814
216-1859F | 45458.5811 | 1229894.4548 | 401081.3468 | 1676434.3826 | 20826.8555 | 247280 | 268106.8555 | 592999.3414 | 290753.452 | 144128.435 | 1621.7445 | 0 | 2561808.9205 | 412235.2905
216-220R | 98835.7454 | 3041820.8521 | 0 | 3140656.5976 | 39307.7892 | 247280 | 286587.7892 | 1382807.2202 | 272987 | 136510 | 189161.4712 | 0 | 4985612.289 | 423097.7892
217-41AE | 42937.8158 | 1289453.2948 | 226804.1237 | 1559195.2343 | 22306.121 | 247280 | 269586.121 | 728915.8785 | 291323.615 | 144228.568 | 1172.4055 | 0 | 2580607.1333 | 413814.689
217-48AE | 36029.1819 | 1081005.8267 | 158354.4731 | 1275389.4817 | 20809.6859 | 247280 | 268089.6859 | 541191.1585 | 291309.799 | 144226.005 | 1107.1022 | 0 | 2108997.5414 | 412315.6909
217-835R | 27726.7666 | 865377.4899 | 79158.7828 | 972263.0393 | 13819.7216 | 247280 | 261099.7216 | 524862.0458 | 293447.374 | 144601.424 | 994.3534 | 0 | 1791566.8124 | 405701.1456
217-837R | 34602.3213 | 1044515.6856 | 171520.7456 | 1250638.7525 | 19815.2523 | 247280 | 267095.2523 | 658347.2366 | 289759.558 | 143953.249 | 1234.6051 | 0 | 2199980.1522 | 411048.5013
217-972R | 42750.4921 | 1189744.049 | 371917.6884 | 1604412.2295 | 20994.8992 | 247280 | 268274.8992 | 924719.6052 | 291353.942 | 144233.529 | 1469.61 | 0 | 2821955.3867 | 412508.4282
217-983R | 33458.0641 | 904458.6223 | 323351.3156 | 1261268.0021 | 18364.9785 | 247280 | 265644.9785 | 433630.6815 | 293482.123 | 144606.913 | 1892.6217 | 0 | 1990273.4283 | 410251.8915
220-288R | 27831.4056 | 910862.3219 | 34523.3425 | 973217.07 | 13397.4542 | 247280 | 260677.4542 | 278494.9476 | 297622.644 | 145336.719 | 1821.0144 | 0 | 1551155.6759 | 406014.1732
220-294R | 38421.2183 | 1082707.4786 | 123019.5713 | 1244148.2682 | 17548.5942 | 247280 | 264828.5942 | 713834.2839 | 298863.642 | 145554.871 | 1192.0074 | 0 | 2258038.2015 | 410383.4652
220-298R | 33706.7679 | 993043.2404 | 159585.7522 | 1186335.7605 | 15617.2017 | 247280 | 262897.2017 | 800100.0459 | 298810.127 | 145544.894 | 751.9841 | 0 | 2285997.9175 | 408442.0957
221-1230F | 39792.396 | 1333768.7992 | 6462.3519 | 1380023.5471 | 17235.5656 | 247280 | 264515.5656 | 367143.4446 | 272987 | 136510 | 3012.9814 | 0 | 2023166.9731 | 401025.5656
221-1249R | 14409.283 | 769390.9958 | 0 | 783800.2788 | 11935.4086 | 247280 | 259215.4086 | 128694.9161 | 0 | 0 | 872.5852 | 2961105.3707 | 3874473.1508 | 259215.4086
221-1251R | 19570.1763 | 1020786.1028 | 0 | 1040356.2791 | 18737.1742 | 247280 | 266017.1742 | 239369.4034 | 0 | 0 | 1165.4319 | 5032182.187 | 6313073.3012 | 266017.1742
221-23R | 45482.195 | 1527747.482 | 16994.4317 | 1590224.1087 | 27550.4907 | 247280 | 274830.4907 | 1355581.8649 | 291984.627 | 144344.673 | 2136.3387 | 0 | 3239926.9393 | 419175.1637
221-344R | 36083.3426 | 1146039.1785 | 88968.2308 | 1271090.752 | 19172.1449 | 247280 | 266452.1449 | 1237030.9691 | 292030.673 | 144352.747 | 1406.0905 | 0 | 2801558.4846 | 410804.8919
221-35 | 40366.7853 | 1146373.3007 | 307871.7201 | 1494611.8062 | 17534.2335 | 247280 | 264814.2335 | 323549.8309 | 292057.183 | 144357.169 | 15693.5401 | 0 | 2125912.3602 | 409171.4025
221-37AE | 41571.8459 | 1301830.931 | 136858.4759 | 1480261.2527 | 22418.5825 | 247280 | 269698.5825 | 1332300.3836 | 292028.165 | 144352.351 | 2047.8887 | 0 | 3106637.6901 | 414050.9335
221-38AE | 60898.9694 | 1969894.2341 | 142433.2344 | 2173226.4379 | 48947.9501 | 247280 | 296227.9501 | 1381583.6202 | 292014.987 | 144349.733 | 14554.7802 | 0 | 3861379.8253 | 440577.6831
221-675R | 23771.171 | 715933.4409 | 184519.2413 | 924223.8532 | 9677.8562 | 247280 | 256957.8562 | 278603.7211 | 254596.4875 | 125840.1832 | 1886.6276 | 0 | 1459310.6894 | 382798.0394
221-6R | 31945.5592 | 886967.8984 | 317803.7646 | 1236717.2222 | 11559.0496 | 247280 | 258839.0496 | 16987.478 | 269310.2171 | 133110.7517 | 2088.3094 | 0 | 1525103.2266 | 391949.8012
221-782R | 44943.2903 | 1520268.1744 | 0 | 1565211.4647 | 20182.8836 | 247280 | 267462.8836 | 811629.0775 | 298898.149 | 155491.149 | 3463.9096 | 0 | 2679202.6008 | 422954.0326
221-788 | 30149.5785 | 871757.1049 | 219487.8617 | 1121394.545 | 13506.2558 | 247280 | 260786.2558 | 777696.0248 | 292069.635 | 144359.259 | 3351.1298 | 0 | 2194511.3346 | 405145.5148
221-824 | 43057.3804 | 1392344.8936 | 101382.4885 | 1536784.7625 | 23855.8673 | 247280 | 271135.8673 | 612512.4424 | 292073.122 | 144359.765 | 4103.6596 | 0 | 2445473.9865 | 415495.6323
222-1433R | 32219.825 | 939830.7525 | 143144.849 | 1115195.4265 | 13686.7612 | 247280 | 260966.7612 | 256219.3549 | 297574.97 | 145328.733 | 2073.4717 | 0 | 1671063.2232 | 406295.4942
222-1503R | 42950.0793 | 1342727.0527 | 87042.5321 | 1472719.6642 | 24529.4647 | 247280 | 271809.4647 | 1686791.7178 | 293790.178 | 144661.814 | 4762.4953 | 0 | 3458064.0553 | 416471.2787
222-1523R | 41632.1035 | 1287400.6653 | 161499.888 | 1490532.6568 | 24622.0627 | 247280 | 271902.0627 | 1778251.2464 | 293567.164 | 144622.478 | 1354.6499 | 0 | 3563705.7172 | 416524.5407
222-1986R | 33581.7453 | 1022888.0692 | 123266.5639 | 1179736.3784 | 19811.2271 | 247280 | 267091.2271 | 376258.9748 | 297050.996 | 145236.388 | 942.0256 | 0 | 1853988.3748 | 412327.6151
222-1988R | 32262.2656 | 1073583.8302 | 28031.4292 | 1133877.525 | 21799.0558 | 247280 | 269079.0558 | 347834.9034 | 305566.294 | 162159.294 | 11554.336 | 0 | 1798833.0583 | 431238.3498
222-1990R | 32409.8889 | 1019629.0579 | 73869.9957 | 1125908.9425 | 16701.7878 | 247280 | 263981.7878 | 320399.5397 | 297330.033 | 145285.393 | 1203.9546 | 0 | 1744842.4698 | 409267.1808
222-1992R | 65490.3217 | 2215299.5712 | 0 | 2280789.8929 | 37159.8469 | 247280 | 284439.8469 | 653308.5597 | 298818.751 | 155411.751 | 18379.8159 | 0 | 3251297.0195 | 439851.5979
222-2013R | 43199.105 | 1335330.5629 | 108203.8166 | 1486733.4846 | 24598.3026 | 247280 | 271878.3026 | 946690.2105 | 293664.338 | 144639.77 | 1310.8642 | 0 | 2728398.8973 | 416518.0726
222-2063 | 25069.7458 | 848018.3886 | 0 | 873088.1344 | 11329.165 | 247280 | 258609.165 | 339628.1181 | 298776.907 | 155369.907 | 2530.5655 | 0 | 1514023.725 | 413979.072
222-2085 | 37908.7015 | 1194848.5426 | 104410.2871 | 1337167.5312 | 22244.4773 | 247280 | 269524.4773 | 1048768.6815 | 293341.422 | 144582.724 | 826.3808 | 0 | 2680104.0155 | 414107.2013
223-47AE | 18413.4674 | 922441.4502 | 0 | 940854.9175 | 28944.9864 | 247280 | 276224.9864 | 58643.0404 | 0 | 0 | 8629.0542 | 0 | 1008127.0121 | 276224.9864
223-526R | 22197.7783 | 1112020.3705 | 0 | 1134218.1488 | 18474.7696 | 247280 | 265754.7696 | 189687.6516 | 0 | 0 | 4511.96 | 0 | 1328417.7604 | 265754.7696
223-536R | 35218.3835 | 1167014.3712 | 304709.1413 | 1506941.8961 | 19388.4233 | 247280 | 266668.4233 | 106104.5983 | 194468.5785 | 97246.0434 | 24586.854 | 0 | 1832101.9269 | 363914.4667
230-1008R | 21199.7863 | 696408.2784 | 32729.9777 | 750338.0424 | 10541.6712 | 247280 | 257821.6712 | 102471.4505 | 289766.07 | 146359.07 | 13414.9612 | 0 | 1155990.5241 | 404180.7412
230-127AE | 42676.0317 | 1162560.003 | 367659.5745 | 1572895.6092 | 24046.8725 | 247280 | 271326.8725 | 843119.8638 | 288503.897 | 143731.137 | 1464.9538 | 0 | 2705984.3239 | 415058.0095
230-133AE | 40043.7829 | 1232408.5116 | 172197.7349 | 1444650.0294 | 24655.1339 | 247280 | 271935.1339 | 1174882.9854 | 288505.36 | 143731.28 | 1487.0764 | 0 | 2909525.4512 | 415666.4139
230-1586R | 46938.8581 | 1322680.0975 | 317803.0002 | 1687421.9559 | 32479.8536 | 247280 | 279759.8536 | 1022490.6421 | 288501.576 | 143730.598 | 1836.8569 | 0 | 3000251.0309 | 423490.4516
230-1606R | 37584.7637 | 1143116.0582 | 192597.1433 | 1373297.9652 | 38178.256 | 247280 | 285458.256 | 933907.8728 | 288509.749 | 143731.995 | 4468.0199 | 0 | 2600183.607 | 429190.251
230-181 | 31867.4844 | 1032255.9085 | 61933.0622 | 1126056.4551 | 18446.713 | 247280 | 265726.713 | 574141.026 | 288519.924 | 143733.843 | 4541.4721 | 0 | 1993258.8772 | 409460.556
230-2060R | 39029.7722 | 1189543.0531 | 167111.684 | 1395684.5093 | 24105.8738 | 247280 | 271385.8738 | 848816.8382 | 288517.812 | 143733.48 | 1657.0941 | 0 | 2534676.2536 | 415119.3538
230-2067 | 79529.6126 | 2218995.7232 | 595936.7946 | 2894462.1304 | 49737.0637 | 247280 | 297017.0637 | 742894.8081 | 288526.744 | 143735.053 | 59451.6327 | 0 | 3985335.3152 | 440752.1167
230-371AE | 48081.9175 | 1332522.9904 | 464646.4646 | 1845251.3725 | 36259.4667 | 247280 | 283539.4667 | 792161.3468 | 288528.9 | 143735.394 | 8453.89 | 0 | 2934395.5093 | 427274.8607
231-1136R | 42760.4532 | 1156708.0213 | 417355.7739 | 1616824.2484 | 22108.4834 | 247280 | 269388.4834 | 638683.3363 | 287024.056 | 143470.976 | 1301.4433 | 0 | 2543833.0839 | 412859.4594
231-1635R | 45901.8369 | 1239361.3912 | 457458.5635 | 1742721.7916 | 28445.6145 | 247280 | 275725.6145 | 1000738.9298 | 287023.726 | 143470.866 | 828.9492 | 0 | 3031313.3965 | 419196.4805
232-40AE | 135917.1461 | 3543993.1695 | 1249211.3565 | 4929121.672 | 163532.7596 | 247280 | 410812.7596 | 604160.2524 | 287024.298 | 143470.998 | 165349.7891 | 0 | 5985656.0115 | 554283.7576
233-123R | 44051.121 | 1204078.1133 | 402286.4475 | 1650415.6818 | 26444.2446 | 247280 | 273724.2446 | 846084.3652 | 285677.1344 | 142797.3576 | 1216.117 | 0 | 2783393.2984 | 416521.6022
233-41R | 47073.906 | 1284181.606 | 430328.8772 | 1761584.3892 | 24757.3205 | 247280 | 272037.3205 | 479891.7756 | 284117.3911 | 142017.8688 | 1525.6525 | 0 | 2527119.2084 | 414055.1893
233-81F | 43575.7491 | 1187630.6747 | 359706.822 | 1590913.2459 | 46764.5785 | 247280 | 294044.5785 | 831760.3383 | 287024.771 | 143471.042 | 2909.8193 | 0 | 2712608.1745 | 437515.6205
233-86F | 39218.116 | 1072498.8876 | 375750.703 | 1487467.7065 | 21021.2448 | 247280 | 268301.2448 | 472702.5612 | 288274.7379 | 143614.1167 | 1058.757 | 0 | 2249503.7626 | 411915.3615
234-48R | 46781.8966 | 1247357.6578 | 492115.8783 | 1786255.4326 | 26383.5553 | 247280 | 273663.5553 | 1103620.3414 | 287024.617 | 143471.042 | 1518.7965 | 0 | 3178419.1876 | 417134.5973
235-897R | 59512.6092 | 1647569.7353 | 491178.917 | 2198261.2615 | 36539.9808 | 247280 | 283819.9808 | 340260.2075 | 289875.388 | 143973.577 | 2742.2059 | 0 | 2831139.0629 | 427793.5578
235-899R | 53441.5967 | 1465801.4072 | 495304.8513 | 2014547.8552 | 29131.112 | 247280 | 276411.112 | 524179.1966 | 290175.831 | 144025.904 | 1449.5282 | 0 | 2830352.411 | 420437.016
236-1535R | 47225.5243 | 1291298.8397 | 443065.467 | 1781589.831 | 24406.7222 | 247280 | 271686.7222 | 975032.4046 | 289957.492 | 143988.218 | 1928.2927 | 0 | 3048508.0203 | 415674.9402
236-1561R | 39969.1766 | 1173949.6268 | 191418.5789 | 1405337.3823 | 21139.6981 | 247280 | 268419.6981 | 524710.2653 | 291768.114 | 144305.799 | 2683.3534 | 0 | 2224499.1151 | 412725.4971
236-1563R | 37949.3859 | 1033501.6615 | 367765.3367 | 1439216.3841 | 17933.2648 | 247280 | 265213.2648 | 445887.6686 | 291766.409 | 144305.733 | 3201.7216 | 0 | 2180072.1833 | 409518.9978
236-1567R | 43517.4444 | 1251183.89 | 330769.4985 | 1625470.8329 | 24070.2011 | 247280 | 271350.2011 | 833068.5859 | 291756.619 | 144303.445 | 2273.1222 | 0 | 2752569.1601 | 415653.6461
236-1569R | 43977.415 | 1207803.8769 | 390717.9358 | 1642499.2278 | 23033.4615 | 247280 | 270313.4615 | 649678.3625 | 291714.104 | 144295.822 | 1183.7216 | 0 | 2585075.4159 | 414609.2835
236-1573R | 39948.8474 | 1109588.6814 | 338369.6734 | 1487907.2022 | 21560.906 | 247280 | 268840.906 | 420982.7751 | 291761.8 | 144304.578 | 2030.2946 | 0 | 2202682.0719 | 413145.484
237-1761R | 27075.1671 | 825445.5204 | 68060.5326 | 920581.2201 | 12029.8775 | 247280 | 259309.8775 | 155916.9249 | 290533.562 | 144089.517 | 1801.4885 | 0 | 1368833.1955 | 403399.3945
237-1765R | 38079.9414 | 1158176.5634 | 181440.9461 | 1377697.4508 | 21580.8066 | 247280 | 268860.8066 | 485373.7704 | 293892.467 | 144679.612 | 1809.562 | 0 | 2158773.2502 | 413540.4186
237-17R | 51819.7681 | 1439457.4245 | 454983.4876 | 1946260.6802 | 27581.6955 | 247280 | 274861.6955 | 728542.9051 | 290176.48 | 144026.278 | 1397.2066 | 0 | 2966377.2719 | 418887.9735
237-26F | 76411.1792 | 2164635.5197 | 678227.3603 | 2919274.0592 | 40623.5468 | 247280 | 287903.5468 | 148359.6917 | 289967.799 | 143990.242 | 6049.2657 | 0 | 3363650.8156 | 431893.7888
237-28F | 57165.1578 | 1601517.4013 | 402599.1248 | 2061281.6838 | 30594.0116 | 247280 | 277874.0116 | 386557.125 | 290017.035 | 143998.822 | 7385.5967 | 0 | 2745241.4406 | 421872.8336
237-2R | 41174.5821 | 1248610.9382 | 180299.9845 | 1470085.5048 | 24631.5735 | 247280 | 271911.5735 | 681439.8227 | 290517.843 | 144087.02 | 1127.4635 | 0 | 2443170.634 | 415998.5935
237-30R | 32652.6268 | 950521.3568 | 144970.0963 | 1128144.0799 | 16589.9281 | 247280 | 263869.9281 | 382601.5118 | 297967.802 | 145398.726 | 765.8909 | 0 | 1809479.2845 | 409268.6541
239-2207R | 32130.9198 | 866422.709 | 297148.5743 | 1195702.203 | 13875.8611 | 247280 | 261155.8611 | 843996.5249 | 288535.071 | 143736.417 | 1906.6164 | 0 | 2330140.4153 | 404892.2781
239-2211R | 36600.9217 | 1007644.2563 | 227680.4195 | 1271925.5975 | 17956.6738 | 247280 | 265236.6738 | 500162.8205 | 290230.105 | 144035.815 | 4060.3478 | 0 | 2066378.8708 | 409272.4888
239-2213R | 39178.8735 | 1102807.5786 | 273033.2352 | 1415019.6873 | 18939.5899 | 247280 | 266219.5899 | 779701.7193 | 290230.149 | 144035.925 | 2286.4521 | 0 | 2487238.0076 | 410255.5149
239-2215R | 38638.5658 | 1111606.3449 | 294388.3401 | 1444633.2508 | 19151.7594 | 247280 | 266431.7594 | 670303.9512 | 290207.016 | 144031.844 | 1274.8603 | 0 | 2406419.0784 | 410463.6034
239-2217R | 41006.8844 | 1103964.115 | 371329.4798 | 1516300.4792 | 27210.0436 | 247280 | 274490.0436 | 997617.5784 | 288515.645 | 143733.007 | 2468.2253 | 0 | 2804901.9279 | 418223.0506
239-89R | 28868.5335 | 886772.038 | 115276.0983 | 1030916.6699 | 13548.6056 | 247280 | 260828.6056 | 262725.0464 | 288539.064 | 143737.132 | 3965.3773 | 0 | 1586146.1575 | 404565.7376
240-1028R | 41270.2062 | 1119728.3366 | 342064.3464 | 1503062.8892 | 19057.4783 | 247280 | 266337.4783 | 409695.4144 | 287612.699 | 143574.596 | 2537.8512 | 0 | 2202908.8539 | 409912.0743
240-1044 | 36778.1002 | 1003863.6393 | 126580.0715 | 1167221.8109 | 16768.2646 | 247280 | 264048.2646 | 304389.3226 | 288910.853 | 143803.979 | 5010.7726 | 0 | 1765532.7591 | 407852.2436
240-1148 | 39278.8099 | 1073376.9293 | 263875.8231 | 1376531.5624 | 18442.3123 | 247280 | 265722.3123 | 322696.3829 | 287610.367 | 143574.343 | 3527.2672 | 0 | 1990365.5795 | 409296.6553
240-2004R | 48399.6626 | 1361110.4745 | 367117.4666 | 1776627.6037 | 25236.5458 | 247280 | 272516.5458 | 541859.8241 | 287607.287 | 143573.771 | 1077.8321 | 0 | 2607172.5469 | 416090.3168
240-2006R | 31588.9088 | 950986.8687 | 138788.894 | 1121364.6715 | 16279.7679 | 247280 | 263559.7679 | 426821.1398 | 287609.608 | 143574.123 | 1385.4222 | 0 | 1837180.8416 | 407133.8909
240-2032R | 38400.5207 | 1124291.1664 | 85417.6072 | 1248109.2943 | 22204.6002 | 247280 | 269484.6002 | 450880.9848 | 288900.81 | 143802.197 | 1240.5266 | 0 | 1989131.6157 | 413286.7972
241-570 | 33124.6822 | 1683585.8154 | 0 | 1716710.4976 | 32192.4088 | 247280 | 279472.4088 | 436586.6619 | 0 | 0 | 1305.3503 | 0 | 2154602.5098 | 279472.4088
241-746 | 28173.1779 | 1411364.114 | 0 | 1439537.2919 | 137409.9106 | 247280 | 384689.9106 | 269084.3216 | 0 | 0 | 33288.0609 | 0 | 1741909.6743 | 384689.9106
241-820AE | 31805.794 | 1618798.0327 | 0 | 1650603.8267 | 34683.5516 | 247280 | 281963.5516 | 258532.3343 | 0 | 0 | 5833.8818 | 0 | 1914970.0428 | 281963.5516
242-1411F | 56846.2601 | 2847771.4442 | 0 | 2904617.7042 | 273316.0882 | 247280 | 520596.0882 | 1068038.9354 | 0 | 0 | 66704.8406 | 0 | 4039361.4802 | 520596.0882
242-1413F | 40335.7826 | 2111353.0997 | 0 | 2151688.8823 | 52945.4469 | 247280 | 300225.4469 | 386268.2068 | 0 | 0 | 10038.0484 | 0 | 2547995.1376 | 300225.4469
242-1420F | 40944.4307 | 2051153.0629 | 0 | 2092097.4935 | 38674.0995 | 247280 | 285954.0995 | 99905.4773 | 0 | 0 | 14087.6928 | 0 | 2206090.6637 | 285954.0995
242-1426F | 45105.5475 | 1359904.3557 | 358300.9317 | 1763310.835 | 30807.1557 | 247280 | 278087.1557 | 562815.23 | 271741.4551 | 134985.7293 | 4288.6784 | 0 | 2602156.1984 | 413072.885
242-1427F | 70401.5283 | 1835695.8084 | 862745.098 | 2768842.4347 | 91481.6941 | 247280 | 338761.6941 | 199830.9368 | 289857.491 | 143970.75 | 114336.2429 | 0 | 3372867.1055 | 482732.4441
242-776F | 36677.7914 | 1837411.4119 | 0 | 1874089.2033 | 44090.8621 | 247280 | 291370.8621 | 715958.1308 | 0 | 0 | 24880.0582 | 0 | 2614927.3924 | 291370.8621
243-14R | 32006.7438 | 1620544.5956 | 3096.0478 | 1655647.3873 | 37646.7517 | 247280 | 284926.7517 | 427784.6258 | 795.9754 | 397.3613 | 1679.9249 | 0 | 2085907.9134 | 285324.113
243-20R | 22806.8934 | 1183124.4772 | 0 | 1205931.3706 | 24391.9319 | 247280 | 271671.9319 | 376528.5738 | 0 | 0 | 1883.7275 | 0 | 1584343.6719 | 271671.9319
244-29 | 34207.478 | 1728708.773 | 0 | 1762916.251 | 34344.2509 | 247280 | 281624.2509 | 392127.8409 | 0 | 0 | 1362.747 | 0 | 2156406.8389 | 281624.2509
244-32F | 49255.742 | 2467516.6912 | 0 | 2516772.4333 | 57603.654 | 247280 | 304883.654 | 118771.3488 | 0 | 0 | 27467.8435 | 0 | 2663011.6256 | 304883.654
244-33F | 57404.0044 | 3103441.5324 | 0 | 3160845.5368 | 183298.5547 | 247280 | 430578.5547 | 0 | 0 | 0 | 96719.0834 | 0 | 3257564.6202 | 430578.5547
245-486 | 37073.1856 | 1892678.8383 | 0 | 1929752.0239 | 56565.4815 | 247280 | 303845.4815 | 405248.2959 | 0 | 0 | 4201.2554 | 0 | 2339201.5752 | 303845.4815
246-34R | 47675.5116 | 1294464.5115 | 547928.2074 | 1890068.2305 | 26927.2419 | 247280 | 274207.2419 | 698624.6748 | 287606.539 | 143573.595 | 1226.0593 | 0 | 2877525.5036 | 417780.8369
247-46 | 49195.7547 | 1326178.105 | 526497.9324 | 1901871.7921 | 38481.9646 | 247280 | 285761.9646 | 515089.9094 | 287609.531 | 143574.2 | 1986.9281 | 0 | 2706558.1605 | 429336.1646
247-48 | 34713.6536 | 1068365.6501 | 167371.0904 | 1270450.3942 | 20378.5684 | 247280 | 267658.5684 | 462663.1615 | 287614.195 | 143575.069 | 22546.8739 | 0 | 2043274.6246 | 411233.6374
249-24R | 45732.5882 | 1249125.7953 | 382695.8106 | 1677554.1941 | 24733.9604 | 247280 | 272013.9604 | 480791.9004 | 288189.055 | 143676.577 | 1247.3326 | 0 | 2447782.4821 | 415690.5374
250-288F | 92287.4469 | 4623233.8877 | 0 | 4715521.3347 | 315725.7481 | 247280 | 563005.7481 | 0 | 0 | 0 | 215565.0011 | 0 | 4931086.3358 | 563005.7481
250-47 | 41427.0621 | 2075330.9755 | 0 | 2116758.0375 | 34478.9202 | 247280 | 281758.9202 | 0 | 0 | 0 | 129202.6585 | 0 | 2245960.696 | 281758.9202
252-129 | 39550.3933 | 1082822.8795 | 396412.4833 | 1518785.7561 | 17653.105 | 247280 | 264933.105 | 39760.9578 | 262326.5327 | 131123.1291 | 2575.2325 | 0 | 1823448.479 | 396056.2341
252-277F | 37288.4734 | 2048374.881 | 0 | 2085663.3544 | 54337.9004 | 247280 | 301617.9004 | 175595.4824 | 0 | 0 | 11346.1592 | 0 | 2272604.996 | 301617.9004
255-1080R | 41038.8198 | 2055881.5808 | 0 | 2096920.4005 | 36915.3427 | 247280 | 284195.3427 | 229401.9897 | 0 | 0 | 9149.9472 | 0 | 2335472.3374 | 284195.3427
255-43AE | 40608.4592 | 2075986.5226 | 0 | 2116594.9818 | 43135.215 | 247280 | 290415.215 | 318613.2036 | 0 | 0 | 1554.6544 | 0 | 2436762.8398 | 290415.215
256-39AE | 43528.4348 | 2180601.3873 | 0 | 2224129.822 | 41701.2596 | 247280 | 288981.2596 | 249807.1304 | 0 | 0 | 16687.4304 | 0 | 2490624.3829 | 288981.2596
256-46AE | 43522.9138 | 2197602.5829 | 0 | 2241125.4968 | 42521.7906 | 247280 | 289801.7906 | 181965.6057 | 0 | 0 | 4105.6994 | 0 | 2427196.8019 | 289801.7906
256-539R | 43953.0519 | 2234892.248 | 0 | 2278845.2999 | 44493.4984 | 247280 | 291773.4984 | 210696.2499 | 0 | 0 | 3245.4521 | 0 | 2492787.0019 | 291773.4984
257-29AE | 54911.9132 | 2771203.3417 | 0 | 2826115.2549 | 68544.1421 | 247280 | 315824.1421 | 245658.0562 | 0 | 0 | 9049.8446 | 0 | 3080823.1557 | 315824.1421
257-31AE | 52624.9707 | 2647092.8997 | 0 | 2699717.8704 | 56463.2482 | 247280 | 303743.2482 | 257386.292 | 0 | 0 | 5015.5446 | 0 | 2962119.707 | 303743.2482
266-485F | 29941.0542 | 1499927.6832 | 0 | 1529868.7374 | 854024.9143 | 247280 | 1101304.9143 | 1227356.7957 | 0 | 0 | 70242.9421 | 0 | 2827468.4752 | 1101304.9143
274-23R | 39682.6141 | 1994190.163 | 0 | 2033872.777 | 37086.4486 | 247280 | 284366.4486 | 327134.3966 | 0 | 0 | 1774.6905 | 0 | 2362781.8641 | 284366.4486
274-40 | 42749.6492 | 2147181.1507 | 0 | 2189930.7999 | 38298.9073 | 247280 | 285578.9073 | 270306.0961 | 0 | 0 | 2818.4969 | 0 | 2463055.3929 | 285578.9073
275-45 | 36236.1841 | 1815288.6419 | 0 | 1851524.826 | 95021.1624 | 247280 | 342301.1624 | 69319.1107 | 0 | 0 | 13967.8507 | 0 | 1934811.7874 | 342301.1624
275-48F | 32224.8279 | 1614335.6569 | 0 | 1646560.4848 | 49682.8243 | 247280 | 296962.8243 | 152765.729 | 0 | 0 | 6585.5029 | 0 | 1805911.7167 | 296962.8243
276-158R | 41480.6249 | 2083607.9535 | 0 | 2125088.5783 | 34170.9101 | 247280 | 281450.9101 | 193195.1797 | 0 | 0 | 1636.1667 | 0 | 2319919.9247 | 281450.9101
276-228 | 43053.6478 | 2180620.0432 | 0 | 2223673.6911 | 37558.607 | 247280 | 284838.607 | 303450.1022 | 0 | 0 | 1571.912 | 0 | 2528695.7053 | 284838.607
277-459F | 39814.7185 | 1999241.0068 | 0 | 2039055.7254 | 37846.7145 | 247280 | 285126.7145 | 260175.227 | 0 | 0 | 2433.0653 | 0 | 2301664.0177 | 285126.7145
277-48 | 39405.2829 | 1974047.8822 | 0 | 2013453.165 | 40082.9247 | 247280 | 287362.9247 | 226420.7266 | 0 | 0 | 2337.973 | 0 | 2242211.8647 | 287362.9247
278-22R | 37596.8111 | 1883450.6421 | 0 | 1921047.4532 | 33184.974 | 247280 | 280464.974 | 247470.5497 | 0 | 0 | 1662.6309 | 0 | 2170180.6337 | 280464.974
278-630 | 35034.231 | 1759067.7315 | 0 | 1794101.9625 | 35383.0673 | 247280 | 282663.0673 | 202802.7971 | 0 | 0 | 2141.4445 | 0 | 1999046.2041 | 282663.0673
279-10AE | 43075.1374 | 2178298.4419 | 0 | 2221373.5793 | 35676.3588 | 247280 | 282956.3588 | 242295.5116 | 0 | 0 | 1891.5138 | 0 | 2465560.6046 | 282956.3588
279-11AE | 40350.9682 | 2027988.2336 | 0 | 2068339.2019 | 34958.3628 | 247280 | 282238.3628 | 141338.5357 | 0 | 0 | 1841.5194 | 0 | 2211519.257 | 282238.3628
280-24AE | 30877.139 | 1561448.8476 | 0 | 1592325.9866 | 62485.671 | 247280 | 309765.671 | 470130.5796 | 0 | 0 | 6636.9986 | 0 | 2069093.5648 | 309765.671
280-382AE | 33378.8439 | 1680751.8925 | 0 | 1714130.7364 | 32107.6392 | 247280 | 279387.6392 | 200953.0916 | 0 | 0 | 4091.2152 | 0 | 1919175.0432 | 279387.6392
282-563F | 27932.0498 | 1572352.4629 | 0 | 1600284.5127 | 63848.1691 | 247280 | 311128.1691 | 294850.4969 | 0 | 0 | 37033.3162 | 0 | 1932168.3257 | 311128.1691
282-565F | 72748.2145 | 3644396.0901 | 0 | 3717144.3047 | 123772.9516 | 247280 | 371052.9516 | 165673.7024 | 0 | 0 | 23062.8865 | 0 | 3905880.8936 | 371052.9516
283-55R | 25297.6841 | 713574.5172 | 224730.873 | 963603.0743 | 12968.4415 | 247280 | 260248.4415 | 210995.9444 | 292217.2 | 144384.537 | 1823.0196 | 0 | 1468639.2383 | 404632.9785
283-71F | 42289.5593 | 1159101.0128 | 409773.2004 | 1611163.7725 | 28268.3575 | 247280 | 275548.3575 | 514976.3471 | 292161.694 | 144374.582 | 2362.951 | 0 | 2420664.7646 | 419922.9395
283-80F | 107765.354 | 3173575.8043 | 745762.7119 | 4027103.8702 | 146440.3525 | 247280 | 393720.3525 | 1036411.2994 | 296229.197 | 152822.197 | 295775.9239 | 0 | 5655520.2905 | 546542.5495
284-660R | 38799.0478 | 1943677.9147 | 0 | 1982476.9625 | 302235.5585 | 247280 | 549515.5585 | 1139656.3322 | 0 | 0 | 45671.8831 | 0 | 3167805.1778 | 549515.5585
286-1053R | 37455.6892 | 1902284.0828 | 0 | 1939739.772 | 41304.1812 | 247280 | 288584.1812 | 1028369.6345 | 0 | 0 | 2278.8385 | 0 | 2970388.245 | 288584.1812
286-989AE | 38038.168 | 1916966.2371 | 0 | 1955004.4051 | 45330.524 | 247280 | 292610.524 | 972726.6113 | 0 | 0 | 2060.9736 | 0 | 2929791.99 | 292610.524
286-990AE | 39552.4574 | 2058555.7205 | 0 | 2098108.1779 | 44304.7826 | 247280 | 291584.7826 | 540583.2795 | 0 | 0 | 4529.6795 | 0 | 2643221.1369 | 291584.7826
287-1118 | 35672.0831 | 1787029.4296 | 0 | 1822701.5127 | 131932.7542 | 247280 | 379212.7542 | 2112190.3712 | 0 | 0 | 28169.6906 | 0 | 3963061.5745 | 379212.7542
287-20 | 22349.2237 | 1119607.1815 | 0 | 1141956.4052 | 80887.1494 | 247280 | 328167.1494 | 1396036.8109 | 0 | 0 | 15337.7169 | 0 | 2553330.933 | 328167.1494
288-149R | 27250.2161 | 1364246.0984 | 10177.3323 | 1401673.6468 | 32976.4985 | 247280 | 280256.4985 | 1262206.6615 | 1150.7675 | 575.2149 | 2469.0018 | 0 | 2667500.0777 | 280831.7134
288-18 | 25258.3691 | 1277753.3412 | 0 | 1303011.7103 | 42937.9724 | 247280 | 290217.9724 | 1562933.105 | 0 | 0 | 2202.4683 | 0 | 2868147.2836 | 290217.9724
288-2375R | 29739.0548 | 1386481.1077 | 0 | 1416220.1625 | 24496.8169 | 247280 | 271776.8169 | 1377638.7588 | 78942.7285 | 39459.8042 | 37317.0776 | 0 | 2910118.7274 | 311236.6211
288-2380F | 38863.5895 | 1062030.1484 | 299481.4175 | 1400375.1553 | 33549.1063 | 247280 | 280829.1063 | 1353211.9188 | 287611.159 | 143574.541 | 6101.2539 | 0 | 3047299.487 | 424403.6473
289-1559 | 38387.1606 | 2075330.9755 | 0 | 2113718.1361 | 38309.1961 | 247280 | 285589.1961 | 589651.4778 | 0 | 0 | 32641.0821 | 0 | 2736010.696 | 285589.1961
289-905AE | 35962.5349 | 1836739.707 | 0 | 1872702.2419 | 41421.7576 | 247280 | 288701.7576 | 623511.5894 | 0 | 0 | 4169.5568 | 0 | 2500383.3881 | 288701.7576
289-906AE | 41825.2607 | 2147222.7791 | 0 | 2189048.0398 | 51786.4467 | 247280 | 299066.4467 | 489134.7996 | 0 | 0 | 4845.3879 | 0 | 2683028.2274 | 299066.4467
289-907 | 45254.161 | 2322629.5909 | 0 | 2367883.7519 | 52379.4415 | 247280 | 299659.4415 | 409721.1182 | 0 | 0 | 5152.4967 | 0 | 2782757.3668 | 299659.4415
295-1201F | 32786.3298 | 1642464.6706 | 0 | 1675251.0005 | 43050.5263 | 247280 | 290330.5263 | 1254392.1404 | 0 | 0 | 61590.7321 | 0 | 2991233.8729 | 290330.5263
295-1203F | 38933.7667 | 1950426.7964 | 0 | 1989360.5631 | 487412.2 | 247280 | 734692.2 | 718195.5 | 0 | 0 | 36753.89 | 0 | 2744309.9531 | 734692.2
296-66F | 59661.0244 | 3312913.6673 | 0 | 3372574.6916 | 169174.9368 | 247280 | 416454.9368 | 351410.6422 | 0 | 0 | 68962.409 | 0 | 3792947.7428 | 416454.9368
296-68F | 54884.4116 | 1598733.9734 | 630187.2934 | 2283805.6785 | 71487.0311 | 247280 | 318767.0311 | 302435.123 | 269027.0343 | 134529.7778 | 10052.1272 | 0 | 2865319.9631 | 453296.8089
297-828AE | 24999.056 | 1278535.1179 | 0 | 1303534.1739 | 46813.6728 | 247280 | 294093.6728 | 632583.7984 | 0 | 0 | 5987.6609 | 0 | 1942105.6332 | 294093.6728
298-384 | 74106.1424 | 4760363.7064 | 0 | 4834469.8488 | 1273960.1898 | 247280 | 1521240.1898 | 0 | 0 | 0 | 443436.9408 | 0 | 5277906.7897 | 1521240.1898
298-42R | 30039.2431 | 1556234.7066 | 0 | 1586273.9497 | 34758.6957 | 247280 | 282038.6957 | 100813.3315 | 0 | 0 | 7694.7821 | 0 | 1694782.0633 | 282038.6957
299-1010AE | 35399.9204 | 1773395.1614 | 0 | 1808795.0818 | 45009.4788 | 247280 | 292289.4788 | 755796.3694 | 0 | 0 | 41710.4014 | 0 | 2606301.8526 | 292289.4788
299-1011 | 34349.4399 | 1795668.5224 | 0 | 1830017.9624 | 46856.8286 | 247280 | 294136.8286 | 230916.6431 | 0 | 0 | 3971.758 | 0 | 2064906.3634 | 294136.8286
299-1153F | 43031.7994 | 2312348.9315 | 0 | 2355380.7309 | 53517.8326 | 247280 | 300797.8326 | 358760.228 | 0 | 0 | 33558.3865 | 0 | 2747699.3454 | 300797.8326
299-814AE | 29368.5878 | 1493539.9786 | 0 | 1522908.5664 | 41445.7205 | 247280 | 288725.7205 | 943852.3082 | 0 | 0 | 5165.2014 | 0 | 2471926.076 | 288725.7205
299-815 | 31941.1119 | 1704342.6064 | 0 | 1736283.7183 | 47975.2548 | 247280 | 295255.2548 | 658572.8647 | 0 | 0 | 4859.4526 | 0 | 2399716.0356 | 295255.2548
300-483F | 20232.0027 | 675642.0405 | 9204.0582 | 705078.1014 | 8839.386 | 247280 | 256119.386 | 66453.3305 | 272987 | 136510 | 2276.2935 | 0 | 1046794.7255 | 392629.386
300-484F | 36094.0113 | 990003.5148 | 391316.1367 | 1417413.6628 | 16278.9565 | 247280 | 263558.9565 | 118234.23 | 287023.715 | 143470.932 | 1398.7753 | 0 | 1824070.3831 | 407029.8885
303-189AE | 31612.0974 | 1598723.4891 | 0 | 1630335.5866 | 49238.4742 | 247280 | 296518.4742 | 906395.134 | 0 | 0 | 2579.2 | 0 | 2539309.9205 | 296518.4742
303-487AE | 34929.3003 | 1791328.5381 | 0 | 1826257.8384 | 83180.4447 | 247280 | 330460.4447 | 398595.6898 | 0 | 0 | 9227.3039 | 0 | 2234080.8321 | 330460.4447
305-32R | 26980.9529 | 1417324.2981 | 0 | 1444305.251 | 35249.4587 | 247280 | 282529.4587 | 1906023.2982 | 0 | 0 | 1842.2197 | 0 | 3352170.7688 | 282529.4587
305-35R | 25384.484 | 1292584.2909 | 0 | 1317968.7749 | 27122.9139 | 247280 | 274402.9139 | 1927598.8901 | 0 | 0 | 2222.7641 | 0 | 3247790.4291 | 274402.9139
306-961 | 24553.8499 | 1230050.184 | 0 | 1254604.0339 | 140756.668 | 247280 | 388036.668 | 904965.0219 | 0 | 0 | 38608.6345 | 0 | 2198177.6904 | 388036.668
307-1492R | 18072.2771 | 996084.4199 | 0 | 1014156.697 | 35312.9525 | 247280 | 282592.9525 | 1692385.9313 | 0 | 0 | 6846.4545 | 0 | 2713389.0828 | 282592.9525
307-1538F | 43608.2222 | 1175554.0681 | 326983.8558 | 1546146.1461 | 66199.4421 | 247280 | 313479.4421 | 1785573.8208 | 289715.47 | 143945.263 | 4918.9109 | 0 | 3626354.3479 | 457424.7051
307-1684R | 18774.9958 | 1301922.4164 | 0 | 1320697.4122 | 35002.1621 | 247280 | 282282.1621 | 2245787.579 | 0 | 0 | 3087.6382 | 0 | 3569572.6293 | 282282.1621
307-234R | 39279.0794 | 1215354.1239 | 193990.8556 | 1448624.059 | 41352.6944 | 247280 | 288632.6944 | 1878784.8759 | 257600.7272 | 127986.0498 | 2587.7894 | 0 | 3587597.4515 | 416618.7442
308-464 | 24187.8012 | 1218021.632 | 0 | 1242209.4333 | 25895.531 | 247280 | 273175.531 | 304866.6612 | 0 | 0 | 3120.8288 | 0 | 1550196.9233 | 273175.531
308-484AE | 33717.2479 | 1693911.5212 | 0 | 1727628.7692 | 29634.6985 | 247280 | 276914.6985 | 233995.7323 | 0 | 0 | 2487.82 | 0 | 1964112.3214 | 276914.6985
308-485AE | 32084.5515 | 1619602.7643 | 0 | 1651687.3158 | 35153.587 | 247280 | 282433.587 | 236113.8517 | 0 | 0 | 5650.9471 | 0 | 1893452.1146 | 282433.587
308-486AE | 28058.0784 | 1417624.3708 | 6729.8868 | 1452412.336 | 30370.4744 | 247280 | 277650.4744 | 228486.7911 | 865.6469 | 431.9683 | 3118.9252 | 0 | 1684883.6992 | 278082.4427
308-563AE | 45554.3386 | 1661584.9655 | 251908.3969 | 1959047.701 | 41652.338 | 247280 | 288932.338 | 283544.3969 | 179644.4399 | 89643.4342 | 10429.4625 | 0 | 2432666.0004 | 378575.7722
309-15F | 36141.2057 | 1822073.3108 | 0 | 1858214.5165 | 39368.026 | 247280 | 286648.026 | 144805.5895 | 0 | 0 | 2893.5428 | 0 | 2005913.6487 | 286648.026
310-1192F | 44566.5212 | 2242680.9216 | 0 | 2287247.4428 | 44692.7801 | 247280 | 291972.7801 | 405727.1083 | 0 | 0 | 2583.4427 | 0 | 2695557.9938 | 291972.7801
310-1194F | 57135.9225 | 2862282.3815 | 0 | 2919418.304 | 183582.3715 | 247280 | 430862.3715 | 97589.1975 | 0 | 0 | 67042.425 | 0 | 3084049.9265 | 430862.3715
310-718F | 79712.7355 | 3993290.8817 | 0 | 4073003.6173 | 66343.3251 | 247280 | 313623.3251 | 0 | 0 | 0 | 248188.4872 | 0 | 4321192.1044 | 313623.3251
310-719F | 40722.3008 | 2068484.851 | 0 | 2109207.1518 | 48919.9352 | 247280 | 296199.9352 | 423148.557 | 0 | 0 | 6469.0799 | 0 | 2538824.7886 | 296199.9352
310-9R | 42833.4306 | 2202834.97 | 0 | 2245668.4006 | 48554.88 | 247280 | 295834.88 | 742218.1869 | 0 | 0 | 12512.0215 | 0 | 3000398.609 | 295834.88
311-1163F | 28569.6978 | 817348.7339 | 240087.3045 | 1086005.7361 | 20744.6379 | 247280 | 268024.6379 | 264364.6126 | 287369.874 | 143532.081 | 19468.8045 | 0 | 1657209.0272 | 411556.7189
311-1199 | 59346.7429 | 1547446.0533 | 484848.4848 | 2091641.281 | 39988.8 | 247280 | 287268.8 | 594239.596 | 287370.864 | 143532.323 | 24453.89 | 0 | 2997705.631 | 430801.123
311-14R | 44998.4428 | 1194373.2296 | 388616.2905 | 1627987.9629 | 194496.1837 | 247280 | 441776.1837 | 375557.6317 | 287363.813 | 143530.981 | 17553.0068 | 0 | 2308462.4144 | 585307.1647
311-43 | 83975.9272 | 2290060.6284 | 779381.4433 | 3153417.9989 | 58450.5798 | 247280 | 305730.5798 | 545658.0619 | 269378.236 | 134546.0378 | 5352.8591 | 0 | 3973807.1558 | 440276.6176
312-14F | 97658.2754 | 2737755.0445 | 681192.6606 | 3516605.9804 | 359950.467 | 247280 | 607230.467 | 351410.6422 | 281766.1962 | 140733.6481 | 30426.3671 | 0 | 4180209.1858 | 747964.1151
312-40F | 105782.3094 | 5299272.8053 | 0 | 5405055.1147 | 171174.3623 | 247280 | 418454.3623 | 0 | 0 | 0 | 247019.9277 | 0 | 5652075.0425 | 418454.3623
313-548AE | 60939.8087 | 3052841.9422 | 0 | 3113781.7509 | 115514.4913 | 247280 | 362794.4913 | 416345.2174 | 0 | 0 | 142497.3683 | 0 | 3672624.3365 | 362794.4913
313-550AE | 38022.3877 | 1904770.3389 | 0 | 1942792.7266 | 51150.5516 | 247280 | 298430.5516 | 821213.8438 | 0 | 0 | 11889.4621 | 0 | 2775896.0325 | 298430.5516
313-920F | 48372.0433 | 2534850.7101 | 0 | 2583222.7534 | 62230.2563 | 247280 | 309510.2563 | 414842.1661 | 0 | 0 | 24042.3377 | 0 | 3022107.2571 | 309510.2563
313-921F | 24699.1873 | 1335315.9684 | 0 | 1360015.1557 | 54222.8805 | 247280 | 301502.8805 | 30351.6323 | 0 | 0 | 41873.8583 | 0 | 1432240.6463 | 301502.8805
313-923F | 38767.7338 | 2008860.6356 | 0 | 2047628.3694 | 44847.1657 | 247280 | 292127.1657 | 821902.5425 | 0 | 0 | 7508.141 | 0 | 2877039.0529 | 292127.1657
314-13F | 21472.8462 | 1125246.2287 | 0 | 1146719.0748 | 29493.75 | 247280 | 276773.75 | 272994.2628 | 0 | 0 | 21396.1977 | 0 | 1441109.5354 | 276773.75
315-1192F | 38043.9849 | 1207140.9399 | 0 | 1245184.9248 | 18569.7903 | 247280 | 265849.7903 | 87604.9666 | 272987 | 136510 | 25416.6407 | 0 | 1631193.5321 | 402359.7903
315-485AE | 42199.9191 | 1188461.6795 | 328562.5389 | 1559224.1376 | 54452.8733 | 247280 | 301732.8733 | 1529238.7007 | 272987 | 136510 | 6959.4283 | 0 | 3368409.2665 | 438242.8733
320-1414 | 42970.8056 | 2152666.3865 | 0 | 2195637.1921 | 112613.0691 | 247280 | 359893.0691 | 192923.7885 | 0 | 0 | 6177.3106 | 0 | 2394738.2911 | 359893.0691
321-1332R | 32709.3957 | 1663580.0205 | 0 | 1696289.4161 | 37198.1349 | 247280 | 284478.1349 | 157267.9114 | 0 | 0 | 3972.2315 | 0 | 1857529.559 | 284478.1349
321-646 | 36616.6977 | 1872700.0656 | 0 | 1909316.7633 | 38668.0951 | 247280 | 285948.0951 | 100971.301 | 0 | 0 | 8559.3327 | 0 | 2018847.397 | 285948.0951
321-740AE | 43696.7418 | 2213395.6158 | 0 | 2257092.3576 | 42083.3026 | 247280 | 289363.3026 | 231427.4591 | 0 | 0 | 3886.7395 | 0 | 2492406.5563 | 289363.3026
321-741 | 41797.6819 | 2093897.5548 | 0 | 2135695.2367 | 34014.4712 | 247280 | 281294.4712 | 114225.9245 | 0 | 0 | 13443.9496 | 0 | 2263365.1108 | 281294.4712
322-32R | 65958.3812 | 3304252.4551 | 0 | 3370210.8362 | 51846.6494 | 247280 | 299126.6494 | 450632.4706 | 0 | 0 | 154195.0665 | 0 | 3975038.3733 | 299126.6494
322-821F | 46926.5634 | 2363370.728 | 0 | 2410297.2914 | 46831.9388 | 247280 | 294111.9388 | 163099.3802 | 0 | 0 | 2220.3731 | 0 | 2575617.0446 | 294111.9388
322-822F | 49036.0133 | 2506674.2763 | 0 | 2555710.2896 | 52580.1892 | 247280 | 299860.1892 | 155390.5071 | 0 | 0 | 21659.5695 | 0 | 2732760.3662 | 299860.1892
323-1134F | 31748.307 | 1590463.8587 | 0 | 1622212.1657 | 58979.6794 | 247280 | 306259.6794 | 936642.7799 | 0 | 0 | 13908.7163 | 0 | 2572763.6619 | 306259.6794
323-471 | 42450.5112 | 2153563.7685 | 0 | 2196014.2797 | 43426.5878 | 247280 | 290706.5878 | 236338.5857 | 0 | 0 | 2353.4467 | 0 | 2434706.312 | 290706.5878
323-472AE | 38054.7839 | 1906393.2565 | 0 | 1944448.0404 | 34731.7886 | 247280 | 282011.7886 | 186516.7596 | 0 | 0 | 8167.0374 | 0 | 2139131.8374 | 282011.7886
325-1220R | 42590.015 | 2140103.4652 | 0 | 2182693.4801 | 40760.7861 | 247280 | 288040.7861 | 117015.5423 | 0 | 0 | 1371.635 | 0 | 2301080.6574 | 288040.7861
325-1227F | 28776.8676 | 1538364.7972 | 0 | 1567141.6648 | 27180.3493 | 247280 | 274460.3493 | 191656.8388 | 0 | 0 | 41355.2985 | 0 | 1800153.802 | 274460.3493
325-1229F | 36524.185 | 1829716.3432 | 0 | 1866240.5282 | 40009.7127 | 247280 | 287289.7127 | 214932.9992 | 0 | 0 | 13551.3593 | 0 | 2094724.8868 | 287289.7127
325-22R | 42881.1721 | 2163967.4792 | 0 | 2206848.6513 | 48881.915 | 247280 | 296161.915 | 184890.1652 | 0 | 0 | 2678.9879 | 0 | 2394417.8043 | 296161.915
325-25 | 45070.6136 | 2257858.4103 | 0 | 2302929.0239 | 40785.5669 | 247280 | 288065.5669 | 219946.9423 | 0 | 0 | 15461.6419 | 0 | 2538337.6081 | 288065.5669
326-26 | 23958.4056 | 1372926.1248 | 0 | 1396884.5304 | 326153.6749 | 247280 | 573433.6749 | 1711899.8883 | 0 | 0 | 36956.6833 | 0 | 3145741.102 | 573433.6749
326-35R | 32555.4057 | 1645994.0927 | 0 | 1678549.4984 | 32662.3415 | 247280 | 279942.3415 | 272156.6966 | 0 | 0 | 1730.3112 | 0 | 1952436.5062 | 279942.3415
329-215F | 67363.9569 | 3406577.6924 | 0 | 3473941.6492 | 98600.0553 | 247280 | 345880.0553 | 345969.4452 | 0 | 0 | 13943.4384 | 0 | 3833854.5328 | 345880.0553
329-793F | 44412.7963 | 2224904.3791 | 0 | 2269317.1754 | 44693.4531 | 247280 | 291973.4531 | 35697.8192 | 0 | 0 | 24811.7651 | 0 | 2329826.7597 | 291973.4531
330-44R | 311470.1333 | 15603414.3711 | 0 | 15914884.5044 | 201634.4 | 247280 | 448914.4 | 0 | 0 | 0 | 968453.89 | 0 | 16883338.3944 | 448914.4
330-810R | 48102.1152 | 2453517.6416 | 0 | 2501619.7568 | 59609.3737 | 247280 | 306889.3737 | 212522.3374 | 0 | 0 | 6624.59 | 0 | 2720766.6842 | 306889.3737
330-8R | 44050.5804 | 2258852.833 | 0 | 2302903.4134 | 42649.796 | 247280 | 289929.796 | 443021.5434 | 0 | 0 | 2455.8049 | 0 | 2748380.7617 | 289929.796
334-21 | 23240.7482 | 1196077.4364 | 0 | 1219318.1845 | 19545.3277 | 247280 | 266825.3277 | 271958.6578 | 0 | 0 | 1947.8879 | 0 | 1493224.7303 | 266825.3277
334-45F | 37190.4637 | 1863094.2533 | 0 | 1900284.7169 | 201161.9582 | 247280 | 448441.9582 | 63521.99 | 0 | 0 | 29349.4124 | 0 | 1993156.1194 | 448441.9582
340-376F | 22115.376 | 1206738.8812 | 0 | 1228854.2572 | 48224.8547 | 247280 | 295504.8547 | 1072351.4868 | 0 | 0 | 5676.9116 | 0 | 2306882.6556 | 295504.8547
340-378F | 31458.358 | 1625880.819 | 0 | 1657339.177 | 32210.8842 | 247280 | 279490.8842 | 926131.3463 | 0 | 0 | 2213.1792 | 0 | 2585683.7024 | 279490.8842
341-1155F | 32232.869 | 1647335.5623 | 0 | 1679568.4313 | 40144.6709 | 247280 | 287424.6709 | 979361.1282 | 0 | 0 | 3898.7299 | 0 | 2662828.2894 | 287424.6709
341-1157F | 23734.8701 | 1221619.6305 | 0 | 1245354.5005 | 30134.0811 | 247280 | 277414.0811 | 282721.8347 | 0 | 0 | 7343.5697 | 0 | 1535419.905 | 277414.0811
341-1179 | 26065.9897 | 1381852.1952 | 0 | 1407918.1849 | 26464.4413 | 247280 | 273744.4413 | 299110.9717 | 0 | 0 | 16527.6907 | 0 | 1723556.8473 | 273744.4413
341-920 | 33419.7576 | 1680894.2608 | 0 | 1714314.0184 | 34018.1576 | 247280 | 281298.1576 | 481299.4459 | 0 | 0 | 1869.4396 | 0 | 2197482.904 | 281298.1576
342-514F | 45615.6108 | 2306769.5165 | 0 | 2352385.1273 | 41766.1425 | 247280 | 289046.1425 | 321289.73 | 0 | 0 | 5021.1246 | 0 | 2678695.9819 | 289046.1425
342-521AE | 46673.3277 | 2354093.4641 | 0 | 2400766.7918 | 97396.9021 | 247280 | 344676.9021 | 242022.4681 | 0 | 0 | 7194.3155 | 0 | 2649983.5754 | 344676.9021
343-20 | 41655.0669 | 2106918.966 | 0 | 2148574.0329 | 44471.5491 | 247280 | 291751.5491 | 309203.5421 | 0 | 0 | 4716.1209 | 0 | 2462493.6959 | 291751.5491
35-2 | 40901.758 | 2049015.3317 | 0 | 2089917.0897 | 151274.6414 | 247280 | 398554.6414 | 79841.0839 | 0 | 0 | 27693.0771 | 0 | 2197451.2507 | 398554.6414
35-297AE | 38210.0907 | 1914173.5102 | 0 | 1952383.6009 | 61348.8892 | 247280 | 308628.8892 | 474643.8662 | 0 | 0 | 32840.5071 | 0 | 2459867.9742 | 308628.8892
350-2182R | 39273.651 | 1290130.7243 | 60633.8999 | 1390038.2752 | 20957.6224 | 247280 | 268237.6224 | 544962.5356 | 288959.077 | 143811.943 | 24464.9143 | 0 | 2248424.8021 | 412049.5654
350-2188R | 42131.5112 | 1151101.2226 | 408300.0387 | 1601532.7725 | 20700.7181 | 247280 | 267980.7181 | 750610.3151 | 288945.305 | 143809.589 | 903.02 | 0 | 2641991.4126 | 411790.3071
350-2192R | 42822.8686 | 1185463.9665 | 383725.4925 | 1612012.3276 | 21605.5155 | 247280 | 268885.5155 | 676908.049 | 288933.524 | 143807.367 | 764.637 | 0 | 2578618.5377 | 412692.8825
350-2196R | 35984.6722 | 1101078.347 | 169108.8739 | 1306171.893 | 18760.4107 | 247280 | 266040.4107 | 744341.321 | 288939.09 | 143808.5 | 741.3025 | 0 | 2340193.6066 | 409848.9107
350-2201R | 36594.2992 | 1088058.379 | 216216.2162 | 1340868.8944 | 18831.4111 | 247280 | 266111.4111 | 709110.276 | 288940.036 | 143808.621 | 1133.4267 | 0 | 2340052.6331 | 409920.0321
350-41R | 45060.8932 | 1223548.4085 | 475371.7472 | 1743981.0489 | 21483.8649 | 247280 | 268763.8649 | 894210.5688 | 288934.888 | 143807.774 | 1061.1391 | 0 | 2928187.6448 | 412571.6389
351-819R | 41324.3616 | 1146083.5198 | 319370.2152 | 1506778.0967 | 21717.4883 | 247280 | 268997.4883 | 801269.8238 | 289869.008 | 143971.828 | 1397.7005 | 0 | 2599314.629 | 412969.3163
351-871R | 38901.1408 | 1079099.9647 | 350180.6705 | 1468181.7761 | 18923.6451 | 247280 | 266203.6451 | 454220.515 | 289885.926 | 143974.897 | 2844.7787 | 0 | 2215132.9958 | 410178.5421
352-27R | 41212.43 | 1155035.8615 | 358700.8646 | 1554949.1561 | 21208.1844 | 247280 | 268488.1844 | 1002800.0837 | 288933.436 | 143807.499 | 1213.4918 | 0 | 2847896.1677 | 412295.6834
353-1429R | 52936.0407 | 1447877.6868 | 533460.6205 | 2034274.348 | 38009.6035 | 247280 | 285289.6035 | 1433473.5427 | 289865.323 | 143971.234 | 2117.279 | 0 | 3759730.4928 | 429260.8375
353-593F | 41570.9323 | 1177830.8961 | 361017.4127 | 1580419.2411 | 21741.956 | 247280 | 269021.956 | 1304347.8895 | 289889.017 | 143975.172 | 5219.3198 | 0 | 3179875.4674 | 412997.128
353-594F | 40237.668 | 1089116.8709 | 348068.8692 | 1477423.4082 | 15038.9093 | 247280 | 262318.9093 | 610704.7123 | 289890.535 | 143975.238 | 8561.8472 | 0 | 2386580.5027 | 406294.1473
353-900F | 50040.7813 | 1316867.3044 | 519879.97 | 1886788.0556 | 61348.3616 | 247280 | 308628.3616 | 1358661.9055 | 289865.345 | 143971.223 | 10257.3409 | 0 | 3545572.647 | 452599.5846
353-901F | 55856.7077 | 1558486.0965 | 491795.4816 | 2106138.2858 | 49478.497 | 247280 | 296758.497 | 709378.2893 | 289865.004 | 143971.08 | 4597.5285 | 0 | 3109979.1077 | 440729.577
353-902F | 35517.3879 | 1010293.0168 | 302158.2734 | 1347968.6781 | 63908.7022 | 247280 | 311188.7022 | 595955.6835 | 289874.442 | 143972.609 | 17547.4152 | 0 | 2251346.2187 | 455161.3112
353-904R | 44261.4416 | 1219663.753 | 417531.162 | 1681456.3567 | 22180.6749 | 247280 | 269460.6749 | 630322.6163 | 289881.9 | 143974.314 | 1855.0963 | 0 | 2603515.9692 | 413434.9889
354-1706R | 39412.1466 | 1106207.6912 | 320726.0382 | 1466345.876 | 21265.2523 | 247280 | 268545.2523 | 641359.8127 | 288925.098 | 143806.08 | 1033.833 | 0 | 2397664.6197 | 412351.3323
354-24AE | 41316.5377 | 1165145.7893 | 295414.8472 | 1501877.1742 | 38824.3242 | 247280 | 286104.3242 | 592244.179 | 288902.911 | 143802.285 | 3307.1651 | 0 | 2386331.4293 | 429906.6092
355-41R | 52568.572 | 1473836.3679 | 460022.4323 | 1986427.3722 | 30756.7382 | 247280 | 278036.7382 | 1069956.2346 | 288962.08 | 143813.472 | 2547.7852 | 0 | 3347893.4719 | 421850.2102
355-65R | 476861.6914 | 14043072.934 | 3300000 | 17819934.6254 | 181470.96 | 247280 | 428750.96 | 2293060 | 272987 | 136510 | 1307253.89 | 0 | 21693235.5154 | 565260.96
355-6R | 52457.9898 | 1556019.1617 | 304709.1413 | 1913186.2928 | 44996.7158 | 247280 | 292276.7158 | 1714562.7208 | 288940.113 | 143809.369 | 8498.2113 | 0 | 3925187.3379 | 436086.0848
356-16R | 52534.1253 | 1482086.1971 | 362668.9926 | 1897289.315 | 32309.096 | 247280 | 279589.096 | 810248.928 | 288968.735 | 143814.341 | 2733.5237 | 0 | 2999240.5017 | 423403.437
356-19R | 44777.0321 | 1219414.6136 | 382955.5757 | 1647147.2214 | 24624.3754 | 247280 | 271904.3754 | 539285.2221 | 289396.195 | 143889.317 | 980.4539 | 0 | 2476809.0925 | 415793.6924
356-30AE | 52909.2129 | 1458372.0024 | 380972.0146 | 1892253.2299 | 30827.7193 | 247280 | 278107.7193 | 615513.7958 | 288935.999 | 143808.753 | 1127.3941 | 0 | 2797830.4188 | 421916.4723
357-1147R | 61216.9582 | 1645393.1609 | 571574.1212 | 2278184.2404 | 27600.1308 | 247280 | 274880.1308 | 616185.5935 | 291207.411 | 144208.218 | 13768.2048 | 0 | 3199345.4497 | 419088.3488
357-1299R | 33229.2402 | 898469.1576 | 37534.6556 | 969233.0535 | 14263.6008 | 247280 | 261543.6008 | 206223.4677 | 293971.788 | 144693.703 | 4169.8209 | 0 | 1473598.13 | 406237.3038
357-2047F | 63769.3187 | 1785514.6769 | 503496.5035 | 2352780.4991 | 44822.7692 | 247280 | 292102.7692 | 422915.2448 | 291209.226 | 144208.57 | 33684.6592 | 0 | 3100589.6291 | 436311.3392
357-2049F | 48430.3177 | 1334371.1057 | 435878.4285 | 1818679.8519 | 26046.3496 | 247280 | 273326.3496 | 824297.9392 | 291707.647 | 144295.206 | 2215.1947 | 0 | 2936900.6328 | 417621.5556
357-45R | 49380.8794 | 1335446.6102 | 501076.1946 | 1885903.6841 | 30341.6121 | 247280 | 277621.6121 | 818909.0142 | 291032.599 | 144177.077 | 1476.7053 | 0 | 2997322.0026 | 421798.6891
357-50R | 52362.9877 | 1425911.0754 | 499726.4591 | 1978000.5222 | 31766.2279 | 247280 | 279046.2279 | 1088820.2814 | 290114.286 | 144015.014 | 1597.7725 | 0 | 3358532.8621 | 423061.2419
357-750R | 47040.8334 | 1282641.6861 | 463439.1004 | 1793121.6199 | 29875.3849 | 247280 | 277155.3849 | 899494.7109 | 291071.605 | 144184.326 | 1833.7538 | 0 | 2985521.6896 | 421339.7109
358-1175F | 62732.0747 | 1678454.9324 | 701195.2191 | 2442382.2261 | 34080.9275 | 247280 | 281360.9275 | 680673.5724 | 291220.193 | 144210.341 | 35163.0533 | 0 | 3449439.0449 | 425571.2685
358-33 | 58130.8798 | 1630727.5403 | 471639.1246 | 2160497.5447 | 25240.2866 | 247280 | 272520.2866 | 1197065.69 | 291239.256 | 144213.564 | 23800.0267 | 0 | 3672602.5174 | 416733.8506
358-682F | 40052.4972 | 1155138.3531 | 282209.7005 | 1477400.5508 | 20675.0299 | 247280 | 267955.0299 | 407384.4031 | 301857.226 | 146083.498 | 1400.9666 | 0 | 2188043.1465 | 414038.5279
361-45R | 48887.8576 | 2510493.4854 | 0 | 2559381.343 | 50975.4208 | 247280 | 298255.4208 | 233008.5959 | 0 | 0 | 6943.2755 | 0 | 2799333.2144 | 298255.4208
361-684F | 37039.6915 | 1855541.1685 | 0 | 1892580.86 | 25846.1232 | 247280 | 273126.1232 | 299068.3964 | 0 | 0 | 31848.4846 | 0 | 2223497.741 | 273126.1232
361-686F | 56104.249 | 2825233.608 | 0 | 2881337.857 | 54176.2679 | 247280 | 301456.2679 | 122390.7124 | 0 | 0 | 6639.9255 | 0 | 3010368.4949 | 301456.2679
362-40F | 55483.3697 | 2779496.0567 | 0 | 2834979.4263 | 57903.1872 | 247280 | 305183.1872 | 379066.4279 | 0 | 0 | 25087.2548 | 0 | 3239133.109 | 305183.1872
362-47F | 38168.9133 | 1954379.3667 | 0 | 1992548.2801 | 32773.218 | 247280 | 280053.218 | 362051.1698 | 0 | 0 | 1730.1554 | 0 | 2356329.6052 | 280053.218
363-25 | 85417.0172 | 4279052.6946 | 0 | 4364469.7117 | 162989.2122 | 247280 | 410269.2122 | 53052.2992 | 0 | 0 | 72852.782 | 0 | 4490374.7929 | 410269.2122
364-36 | 52745.7551 | 2655342.3269 | 0 | 2708088.0821 | 57510.4566 | 247280 | 304790.4566 | 211245.0654 | 0 | 0 | 3199.4123 | 0 | 2922532.5598 | 304790.4566
364-49R | 45385.5281 | 2283162.5744 | 0 | 2328548.1025 | 39689.2083 | 247280 | 286969.2083 | 131338.9829 | 0 | 0 | 2467.7596 | 0 | 2462354.845 | 286969.2083
365-28AE | 33103.6853 | 1748954.1383 | 0 | 1782057.8236 | 32854.1327 | 247280 | 280134.1327 | 940055.6484 | 0 | 0 | 19601.1427 | 0 | 2741714.6147 | 280134.1327
365-34R | 46934.2239 | 2351217.8728 | 0 | 2398152.0967 | 48099.2325 | 247280 | 295379.2325 | 469416.9259 | 0 | 0 | 4965.1526 | 0 | 2872534.1752 | 295379.2325
365-648R | 48919.6056 | 2450677.592 | 0 | 2499597.1976 | 45811.1799 | 247280 | 293091.1799 | 654322.5562 | 0 | 0 | 6877.8792 | 0 | 3160797.633 | 293091.1799
366-48 | 54193.1316 | 2748007.8386 | 0 | 2802200.9702 | 58021.3829 | 247280 | 305301.3829 | 189952.9715 | 0 | 0 | 7459.9214 | 0 | 2999613.863 | 305301.3829
366-559 | 73479.4007 | 3732378.1884 | 0 | 3805857.5891 | 75355.1821 | 247280 | 322635.1821 | 15906.8771 | 0 | 0 | 22161.5312 | 0 | 3843925.9974 | 322635.1821
368-1054F | 60719.8094 | 3041820.8521 | 0 | 3102540.6615 | 238606.5834 | 247280 | 485886.5834 | 0 | 0 | 0 | 47630.7853 | 0 | 3150171.4468 | 485886.5834
368-1057F | 32197.6693 | 1637840.8007 | 0 | 1670038.47 | 24917.4062 | 247280 | 272197.4062 | 551321.6811 | 0 | 0 | 10965.0503 | 0 | 2232325.2013 | 272197.4062
368-21AE | 53070.4049 | 2658616.1217 | 0 | 2711686.5265 | 48531.0426 | 247280 | 295811.0426 | 246196.8914 | 0 | 0 | 6562.5729 | 0 | 2964445.9909 | 295811.0426
368-24 | 47239.3183 | 2366501.8839 | 0 | 2413741.2021 | 41861.7409 | 247280 | 289141.7409 | 241522.5088 | 0 | 0 | 3370.6915 | 0 | 2658634.4024 | 289141.7409
368-403F | 63529.319 | 3182566.104 | 0 | 3246095.423 | 58748.0023 | 247280 | 306028.0023 | 144678.9802 | 0 | 0 | 49813.6634 | 0 | 3440588.0665 | 306028.0023
374-708R | 46165.5852 | 2336087.7471 | 0 | 2382253.3322 | 34303.5412 | 247280 | 281583.5412 | 123093.3686 | 0 | 0 | 10335.1754 | 0 | 2515681.8763 | 281583.5412
376-491R | 22494.2126 | 1200025.9524 | 0 | 1222520.165 | 49035.8525 | 247280 | 296315.8525 | 239193.9262 | 0 | 0 | 3889.8987 | 0 | 1465603.9899 | 296315.8525
376-527AE | 63828.6482 | 4100167.28 | 0 | 4163995.9282 | 98388.3679 | 247280 | 345668.3679 | 0 | 0 | 0 | 191227.6126 | 0 | 4355223.5408 | 345668.3679
38-11 | 40665.0811 | 2056737.9114 | 0 | 2097402.9925 | 41597.7912 | 247280 | 288877.7912 | 209833.8978 | 0 | 0 | 2523.0029 | 0 | 2309759.8932 | 288877.7912
380-27 | 36864.9505 | 1863600.9006 | 0 | 1900465.8511 | 45395.9332 | 247280 | 292675.9332 | 372683.0033 | 0 | 0 | 1875.3677 | 0 | 2275024.2221 | 292675.9332
381-450F | 26137.3538 | 1309377.4297 | 0 | 1335514.7836 | 24170.2154 | 247280 | 271450.2154 | 428412.9915 | 0 | 0 | 41069.2746 | 0 | 1804997.0497 | 271450.2154
381-451F | 25893.1293 | 1304412.4183 | 0 | 1330305.5476 | 32215.1424 | 247280 | 279495.1424 | 126102.9136 | 0 | 0 | 3526.9059 | 0 | 1459935.3671 | 279495.1424
381-48 | 45807.1045 | 2294753.6747 | 0 | 2340560.7792 | 75031.4962 | 247280 | 322311.4962 | 367664.7447 | 0 | 0 | 8080.3855 | 0 | 2716305.9093 | 322311.4962
381-49 | 254839.2 | 12766429.94 | 0 | 13021269.14 | 730461.6 | 247280 | 977741.6 | 0 | 0 | 0 | 1188453.89 | 0 | 14209723.03 | 977741.6
386-25R | 32765.8868 | 1656022.7517 | 0 | 1688788.6384 | 57343.0415 | 247280 | 304623.0415 | 628564.9057 | 0 | 0 | 6618.0409 | 0 | 2323971.585 | 304623.0415
387-11 | 28708.4844 | 1448302.3509 | 0 | 1477010.8353 | 34944.6594 | 247280 | 282224.6594 | 509905.3928 | 0 | 0 | 1523.5251 | 0 | 1988439.7533 | 282224.6594
387-15 | 21004.961 | 924549.9298 | 43452.2384 | 989007.1293 | 19300.3546 | 247280 | 266580.3546 | 451413.9813 | 140165.7855 | 69869.7683 | 2018.1706 | 0 | 1582605.0667 | 336450.1229
390-15 | 38528.1167 | 1930105.3467 | 0 | 1968633.4634 | 50451.9626 | 247280 | 297731.9626 | 144350.2372 | 0 | 0 | 12041.5646 | 0 | 2125025.2652 | 297731.9626
390-18 | 29576.8825 | 1481684.1314 | 0 | 1511261.0139 | 32516.2889 | 247280 | 279796.2889 | 308292.1871 | 0 | 0 | 3858.3449 | 0 | 1823411.5458 | 279796.2889
390-346AE | 30063.903 | 1506081.9201 | 0 | 1536145.8231 | 34624.0419 | 247280 | 281904.0419 | 94507.1953 | 0 | 0 | 8947.8777 | 0 | 1639600.8961 | 281904.0419
392-23F | 31992.2385 | 1614146.3143 | 0 | 1646138.5527 | 43057.8567 | 247280 | 290337.8567 | 120720.0445 | 0 | 0 | 5299.2738 | 0 | 1772157.871 | 290337.8567
393-14R | 44182.0312 | 1389002.5432 | 423115.6699 | 1856300.2442 | 47287.9924 | 247280 | 294567.9924 | 451052.0231 | 211535.5296 | 105114.5489 | 5241.1416 | 0 | 2524128.9385 | 399682.5413
394-422F | 39164.0842 | 2015752.0958 | 0 | 2054916.18 | 59193.0947 | 247280 | 306473.0947 | 141618.9474 | 0 | 0 | 11822.3111 | 0 | 2208357.4384 | 306473.0947
395-33R | 33107.8038 | 1743879.3571 | 0 | 1776987.1609 | 100853.0451 | 247280 | 348133.0451 | 317105.9814 | 0 | 0 | 18484.9352 | 0 | 2112578.0775 | 348133.0451
396-699R | 46682.2982 | 1302154.2023 | 570622.7187 | 1919459.2193 | 23105.1889 | 247280 | 270385.1889 | 739832.3733 | 266317.437 | 132340.4308 | 935.6951 | 0 | 2926544.7246 | 402725.6197
397-39R | 38344.1493 | 1920889.3119 | 0 | 1959233.4612 | 49132.7859 | 247280 | 296412.7859 | 308750.3859 | 0 | 0 | 13221.8431 | 0 | 2281205.6903 | 296412.7859
397-550F | 45015.7169 | 2255108.3017 | 0 | 2300124.0185 | 45460.1704 | 247280 | 292740.1704 | 280145.1562 | 0 | 0 | 4609.3873 | 0 | 2584878.562 | 292740.1704
400-1019 | 31902.5564 | 1598191.1386 | 0 | 1630093.695 | 30207.7754 | 247280 | 277487.7754 | 130981.013 | 0 | 0 | 1850.3422 | 0 | 1762925.0502 | 277487.7754
401-39R | 21805.9086 | 1171758.3321 | 0 | 1193564.2407 | 109964.6757 | 247280 | 357244.6757 | 678352.914 | 0 | 0 | 17229.243 | 0 | 1889146.3977 | 357244.6757
401-684R | 60435.0414 | 2072778.2928 | 487084.8708 | 2620298.2051 | 38262.0753 | 247280 | 285542.0753 | 2034566.4945 | 287790.327 | 143606.056 | 193339.4989 | 0 | 5135994.5254 | 429148.1313
402-30AE | 34941.5384 | 1758849.2409 | 0 | 1793790.7793 | 59142.2105 | 247280 | 306422.2105 | 663281.5955 | 0 | 0 | 4011.9868 | 0 | 2461084.3617 | 306422.2105
402-819F | 66743.6 | 3343588.7938 | 0 | 3410332.3938 | 92575.3714 | 247280 | 339855.3714 | 1215992.381 | 0 | 0 | 207882.4614 | 0 | 4834207.2362 | 339855.3714
402-820F | 36965.6862 | 1851833.7935 | 0 | 1888799.4796 | 30765.8057 | 247280 | 278045.8057 | 547196.5714 | 0 | 0 | 8659.8555 | 0 | 2444655.9065 | 278045.8057
403-11F | 54256.0877 | 2718014.1163 | 0 | 2772270.204 | 85287.6697 | 247280 | 332567.6697 | 123560.5161 | 0 | 0 | 169073.2448 | 0 | 3064903.965 | 332567.6697
403-15F | 18351.5231 | 1249383.713 | 0 | 1267735.2361 | 107458.3345 | 247280 | 354738.3345 | 1649195.1601 | 0 | 0 | 46959.2281 | 0 | 2963889.6243 | 354738.3345
403-9F | 27051.7139 | 1402688.8063 | 0 | 1429740.5202 | 24100.4109 | 247280 | 271380.4109 | 117721.8901 | 0 | 0 | 20535.3345 | 0 | 1567997.7448 | 271380.4109
404-6AE | 50516.6303 | 2547940.6579 | 0 | 2598457.2882 | 84147.0984 | 247280 | 331427.0984 | 299373.4208 | 0 | 0 | 7749.3541 | 0 | 2905580.0631 | 331427.0984
409-1155R | 39418.7302 | 1993597.5925 | 0 | 2033016.3227 | 40479.8804 | 247280 | 287759.8804 | 225109.8702 | 0 | 0 | 4443.5099 | 0 | 2262569.7029 | 287759.8804
409-38R | 41692.8525 | 2088646.0182 | 0 | 2130338.8707 | 57942.6126 | 247280 | 305222.6126 | 364438.6614 | 0 | 0 | 6170.4254 | 0 | 2500947.9575 | 305222.6126
41-43 | 41163.8169 | 2094057.6754 | 0 | 2135221.4923 | 39992.7068 | 247280 | 287272.7068 | 216386.8066 | 0 | 0 | 1952.8577 | 0 | 2353561.1566 | 287272.7068
41-44AE | 47361.8788 | 2372641.6784 | 0 | 2420003.5572 | 71713.4674 | 247280 | 318993.4674 | 323579.8099 | 0 | 0 | 7353.5732 | 0 | 2750936.9403 | 318993.4674
410-50R | 29665.9421 | 1497367.0634 | 0 | 1527033.0056 | 41928.637 | 247280 | 289208.637 | 727495.8143 | 0 | 0 | 1639.7608 | 0 | 2256168.5808 | 289208.637
411-1873R | 57481.7811 | 1536743.0187 | 551867.3363 | 2146092.1361 | 27799.98 | 247280 | 275079.98 | 655860.4271 | 287184.964 | 143499.345 | 1920.5978 | 0 | 3091058.125 | 418579.325
411-30R | 55456.9617 | 1486627.4091 | 505314.4849 | 2047398.8557 | 30352.169 | 247280 | 277632.169 | 628300.3802 | 287182.819 | 143499.015 | 1012.8412 | 0 | 2963894.8962 | 421131.184
411-47R | 29234.7278 | 1308452.1473 | 48366.8342 | 1386053.7093 | 27219.254 | 247280 | 274499.254 | 504186.8886 | 75038.1324 | 37494.801 | 1365.9503 | 0 | 1966644.6806 | 311994.055
412-23AE | 36446.7595 | 1825837.6342 | 0 | 1862284.3937 | 57878.4109 | 247280 | 305158.4109 | 335618.0215 | 0 | 0 | 15228.3388 | 0 | 2213130.754 | 305158.4109
415-1237R | 31959.4218 | 1622958.6559 | 0 | 1654918.0777 | 35526.7874 | 247280 | 282806.7874 | 429097.7085 | 0 | 0 | 2306.9813 | 0 | 2086322.7675 | 282806.7874
415-33 | 34949.1676 | 1767370.2715 | 0 | 1802319.4391 | 37413.1935 | 247280 | 284693.1935 | 294610.7511 | 0 | 0 | 2203.5218 | 0 | 2099133.712 | 284693.1935
416-21 | 46275.9132 | 2371325.9963 | 0 | 2417601.9095 | 55122.4746 | 247280 | 302402.4746 | 169922.2324 | 0 | 0 | 7934.1419 | 0 | 2595458.2838 | 302402.4746
416-29AE | 62492.4153 | 3130621.3547 | 0 | 3193113.77 | 119695.6662 | 247280 | 366975.6662 | 0 | 0 | 0 | 42071.7244 | 0 | 3235185.4944 | 366975.6662
416-35F | 44161.3834 | 2253652.6273 | 0 | 2297814.0107 | 54079.0628 | 247280 | 301359.0628 | 320158.4754 | 0 | 0 | 17930.3193 | 0 | 2635902.8054 | 301359.0628
416-37F | 42974.0632 | 2152829.5771 | 0 | 2195803.6404 | 67247.291 | 247280 | 314527.291 | 417818.1368 | 0 | 0 | 15864.2674 | 0 | 2629486.0445 | 314527.291
417-21R | 36933.9715 | 1854707.2365 | 0 | 1891641.2081 | 36312.9314 | 247280 | 283592.9314 | 264001.81 | 0 | 0 | 2340.1487 | 0 | 2157983.1668 | 283592.9314
417-41 | 50003.4397 | 2935834.0629 | 0 | 2985837.5026 | 37938.1798 | 247280 | 285218.1798 | 266925.1568 | 0 | 0 | 182586.2942 | 0 | 3435348.9536 | 285218.1798
417-44AE | 43700.0737 | 2189199.8155 | 0 | 2232899.8892 | 91035.4069 | 247280 | 338315.4069 | 193187.2352 | 0 | 0 | 24420.8776 | 0 | 2450508.002 | 338315.4069
417-791AE | 40711.3143 | 2057593.1039 | 0 | 2098304.4182 | 56665.6563 | 247280 | 303945.6563 | 269389.0813 | 0 | 0 | 8112.7911 | 0 | 2375806.2906 | 303945.6563
418-1260 | 33553.1753 | 1714428.3289 | 0 | 1747981.5042 | 33123.7992 | 247280 | 280403.7992 | 145483.6245 | 0 | 0 | 7544.5031 | 0 | 1901009.6318 | 280403.7992
418-25R | 42315.9189 | 2141042.3831 | 0 | 2183358.302 | 52975.2282 | 247280 | 300255.2282 | 213254.3383 | 0 | 0 | 4931.1491 | 0 | 2401543.7895 | 300255.2282
42-46 | 30817.9802 | 1557249.243 | 0 | 1588067.2232 | 28509.9948 | 247280 | 275789.9948 | 178941.9386 | 0 | 0 | 1019.9535 | 0 | 1768029.1153 | 275789.9948
43-443 | 90184.3818 | 4517878.6919 | 0 | 4608063.0737 | 133426.7324 | 247280 | 380706.7324 | 0 | 0 | 0 | 140593.3002 | 0 | 4748656.3739 | 380706.7324
43-445 | 40473.3012 | 2088129.109 | 0 | 2128602.4102 | 44819.2257 | 247280 | 292099.2257 | 240161.1342 | 0 | 0 | 1960.2009 | 0 | 2370723.7453 | 292099.2257
43-475F | 120569.0839 | 6040031.3695 | 0 | 6160600.4533 | 713465.9613 | 247280 | 960745.9613 | 1235605.1613 | 0 | 0 | 562518.4061 | 0 | 7958724.0208 | 960745.9613
430-321AE | 63278.3567 | 3169993.8903 | 0 | 3233272.247 | 269137.8691 | 247280 | 516417.8691 | 1383431.5124 | 0 | 0 | 59451.6327 | 0 | 4676155.392 | 516417.8691
430-42F | 41149.242 | 2071661.6793 | 0 | 2112810.9213 | 50227.5031 | 247280 | 297507.5031 | 409513.098 | 0 | 0 | 4786.063 | 0 | 2527110.0823 | 297507.5031
430-639 | 45954.6098 | 2302143.1039 | 0 | 2348097.7138 | 41484.3541 | 247280 | 288764.3541 | 109638.6573 | 0 | 0 | 7254.8268 | 0 | 2464991.1978 | 288764.3541
431-46AE | 52109.611 | 2643111.3526 | 0 | 2695220.9635 | 48653.2635 | 247280 | 295933.2635 | 50532.6649 | 0 | 0 | 5051.2515 | 0 | 2750804.8799 | 295933.2635
431-474 | 50370.5606 | 2523364.6678 | 0 | 2573735.2285 | 50831.7975 | 247280 | 298111.7975 | 97255.6406 | 0 | 0 | 10663.265 | 0 | 2681654.1341 | 298111.7975
431-478 | 62978.5764 | 3154976.0926 | 0 | 3217954.669 | 75707.3864 | 247280 | 322987.3864 | 65476.5128 | 0 | 0 | 13218.7252 | 0 | 3296649.907 | 322987.3864
431-48AE | 52381.0532 | 2624082.3445 | 0 | 2676463.3977 | 52656.9244 | 247280 | 299936.9244 | 554123.1103 | 0 | 0 | 16207.9587 | 0 | 3246794.4667 | 299936.9244
431-550 | 49331.1731 | 2471295.4909 | 0 | 2520626.6641 | 52812.7067 | 247280 | 300092.7067 | 323135.8563 | 0 | 0 | 5195.5446 | 0 | 2848958.065 | 300092.7067
434-301 | 11391.9147 | 880995.7926 | 0 | 892387.7073 | 87480.7227 | 247280 | 334760.7227 | 2777669.2095 | 0 | 0 | 16850.3768 | 0 | 3686907.2936 | 334760.7227
438-45 | 20766.7847 | 1140785.7786 | 0 | 1161552.5633 | 100644.4777 | 247280 | 347924.4777 | 2333697.8067 | 0 | 0 | 21685.4091 | 0 | 3516935.779 | 347924.4777
439-42F | 74012.705 | 3707742.0288 | 0 | 3781754.7337 | 140294.8277 | 247280 | 387574.8277 | 7332072.8713 | 0 | 0 | 172968.7415 | 0 | 11286796.3465 | 387574.8277
44-1101F | 47346.3627 | 2371864.3861 | 0 | 2419210.7488 | 52387.179 | 247280 | 299667.179 | 178468.3052 | 0 | 0 | 8064.8393 | 0 | 2605743.8933 | 299667.179
44-40AE | 38982.1089 | 2011901.5665 | 0 | 2050883.6754 | 63873.4384 | 247280 | 311153.4384 | 210359.7135 | 0 | 0 | 12935.2654 | 0 | 2274178.6542 | 311153.4384
44-41 | 49667.4557 | 2488141.9089 | 0 | 2537809.3646 | 57501.6697 | 247280 | 304781.6697 | 556503.9546 | 0 | 0 | 18976.9233 | 0 | 3113290.2426 | 304781.6697
44-42 | 46647.6331 | 2336860.8107 | 0 | 2383508.4437 | 70631.985 | 247280 | 317911.985 | 278862.5273 | 0 | 0 | 14045.1537 | 0 | 2676416.1247 | 317911.985
441-23R | 27833.0824 | 861283.5687 | 107293.2831 | 996409.9342 | 12853.5636 | 247280 | 260133.5636 | 582350.6155 | 303170.648 | 146314.927 | 2385.1691 | 0 | 1884316.3668 | 406448.4906
441-279R | 37492.8689 | 1231632.4271 | 34730.749 | 1303856.045 | 18916.2414 | 247280 | 266196.2414 | 220920.9823 | 303221.347 | 146323.518 | 5038.3489 | 0 | 1833036.7232 | 412519.7594
441-27R | 28612.2385 | 864987.5537 | 138897.4438 | 1032497.2359 | 13412.7773 | 247280 | 260692.7773 | 201340.6981 | 303067.996 | 146297.074 | 1795.436 | 0 | 1538701.3661 | 406989.8513
441-30R | 29733.4605 | 909237.0161 | 139534.8837 | 1078505.3603 | 13907.1401 | 247280 | 261187.1401 | 180469.2442 | 302985.034 | 146282.411 | 2180.6342 | 0 | 1564140.2726 | 407469.5511
442-16R | 31577.2046 | 980814.4962 | 124016.1668 | 1136407.8675 | 13832.3308 | 247280 | 261112.3308 | 644404.4444 | 299726.999 | 145707.518 | 1380.5014 | 0 | 2081919.8124 | 406819.8488
442-46R | 84724.835 | 2865933.2518 | 0 | 2950658.0868 | 111086.8898 | 247280 | 358366.8898 | 5053648.4354 | 306131.287 | 162724.287 | 178249.8084 | 0 | 8488687.6176 | 521091.1768
442-509R | 39442.8959 | 1267234.7361 | 105880.5835 | 1412558.2156 | 20585.6869 | 247280 | 267865.6869 | 1159889.3668 | 297741.235 | 145356.948 | 3074.4344 | 0 | 2873263.2518 | 413222.6349
442-525 | 43622.7039 | 1363037.5455 | 177945.5379 | 1584605.7873 | 23902.9187 | 247280 | 271182.9187 | 1314812.8283 | 297588.808 | 145330.207 | 3977.2117 | 0 | 3200984.6352 | 416513.1257
442-728R | 42762.5195 | 1409614.8898 | 51833.3088 | 1504210.7181 | 27375.4063 | 247280 | 274655.4063 | 881047.4 | 294967.167 | 144869.285 | 1095.3272 | 0 | 2681320.6122 | 419524.6913
442-729 | 29172.8168 | 981091.3968 | 9041.0959 | 1019305.3094 | 14382.3186 | 247280 | 261662.3186 | 201247.6822 | 305930.933 | 162523.933 | 4034.164 | 0 | 1530518.0886 | 424186.2516
442-758F | 35678.2134 | 1206864.2948 | 0 | 1242542.5082 | 16664.8072 | 247280 | 263944.8072 | 321211.7979 | 305899.572 | 162492.572 | 9438.4208 | 0 | 1879092.2988 | 426437.3792
442-764R | 39102.5423 | 1322696.895 | 0 | 1361799.4373 | 20021.9271 | 247280 | 267301.9271 | 1136254.8893 | 16216.0167 | 8611.407 | 5377.3147 | 0 | 2519647.658 | 275913.3341
442-780 | 71435.7642 | 2416412.2851 | 0 | 2487848.0494 | 42546.9633 | 247280 | 289826.9633 | 1775800.1059 | 305608.226 | 162201.226 | 17751.0442 | 0 | 4587007.4255 | 452028.1893
443-218R | 20530.3276 | 1138098.8575 | 0 | 1158629.1851 | 18251.6235 | 247280 | 265531.6235 | 11614.8411 | 0 | 0 | 7073.1125 | 0 | 1177317.1386 | 265531.6235
444-15R | 22319.8656 | 700672.6794 | 215544.4175 | 938536.9626 | 10183.0008 | 247280 | 257463.0008 | 62955.4351 | 239928.5758 | 119247.4259 | 1639.3843 | 0 | 1243060.3578 | 376710.4268
444-43R | 29929.4318 | 924149.6145 | 126175.3109 | 1080254.3572 | 14829.4653 | 247280 | 262109.4653 | 160780.4347 | 289565.419 | 143919.083 | 934.3268 | 0 | 1531534.5377 | 406028.5483
444-9R | 47674.9866 | 1323960.3585 | 524799.9171 | 1896435.2622 | 19968.5521 | 247280 | 267248.5521 | 448443.3868 | 289558.522 | 143917.741 | 1130.8306 | 0 | 2635568.0015 | 411166.2931
445-1311R | 38974.7678 | 1107911.0815 | 310163.6263 | 1457049.4756 | 17860.2389 | 247280 | 265140.2389 | 331554.7406 | 301180.055 | 145964.841 | 1198.2827 | 0 | 2090982.5539 | 411105.0799
445-1315 | 77780.1764 | 2631020.6902 | 0 | 2708800.8666 | 33999.2431 | 247280 | 281279.2431 | 644419.6721 | 272987 | 136510 | 122870.7518 | 0 | 3749078.2905 | 417789.2431
445-1323 | 68550.5001 | 2158397.377 | 126801.1527 | 2353749.0298 | 36854.8565 | 247280 | 284134.8565 | 176219.7887 | 288195.523 | 144788.523 | 50667.1465 | 0 | 2868831.488 | 428923.3795
445-1325F | 28524.2621 | 894665.7293 | 96048.1211 | 1019238.1124 | 15131.923 | 247280 | 262411.923 | 215223.3064 | 302894.284 | 146266.395 | 1299.1135 | 0 | 1538654.8163 | 408678.318
445-17R | 36916.3285 | 1155872.7514 | 139480.5628 | 1332269.6427 | 20990.6824 | 247280 | 268270.6824 | 401371.6656 | 303032.026 | 146291.321 | 3360.9586 | 0 | 2040034.2929 | 414562.0034
445-18R | 33551.9614 | 941547.4306 | 298694.8671 | 1273794.2591 | 15247.6428 | 247280 | 262527.6428 | 243439.0053 | 301858.436 | 146083.85 | 852.1498 | 0 | 1819943.8502 | 408611.4928
445-19R | 31929.696 | 1039513.3622 | 48634.255 | 1120077.3131 | 17079.1734 | 247280 | 264359.1734 | 242340.0271 | 302871.019 | 146261.951 | 1329.3066 | 0 | 1666617.6659 | 410621.1244
445-39R | 40090.8682 | 1251917.621 | 94140.7208 | 1386149.21 | 23733.3994 | 247280 | 271013.3994 | 380820.5344 | 300773.77 | 145891.053 | 1618.8814 | 0 | 2069362.3958 | 416904.4524
445-894R | 30958.6224 | 1011895.7181 | 43741.5834 | 1086595.9239 | 16277.7356 | 247280 | 263557.7356 | 212817.0054 | 302560.126 | 146205.862 | 822.4361 | 0 | 1602795.4913 | 409763.5976
445-897R | 36563.6422 | 1147799.1382 | 117270.7889 | 1301633.5692 | 19253.3962 | 247280 | 266533.3962 | 327751.9972 | 310131.382 | 147538.347 | 9741.7365 | 0 | 1949258.6849 | 414071.7432
448-1196F | 162804.5849 | 5507087.4251 | 0 | 5669892.01 | 71165.0824 | 247280 | 318445.0824 | 1724385.8824 | 272987 | 136510 | 256689.1841 | 0 | 7923954.0764 | 454955.0824
448-1234R | 24214.7693 | 819097.6415 | 0 | 843312.4108 | 12359.4078 | 247280 | 259639.4078 | 174139.1847 | 320263.163 | 176856.163 | 3767.9076 | 0 | 1341482.6661 | 436495.5708
448-47R | 29358.7518 | 993099.8744 | 0 | 1022458.6262 | 15884.1566 | 247280 | 263164.1566 | 250289.1359 | 319385.044 | 175978.044 | 1646.3346 | 0 | 1593779.1407 | 439142.2006
448-714R | 33290.6626 | 1114715.6319 | 51410.449 | 1199416.7436 | 20115.431 | 247280 | 267395.431 | 341558.5378 | 287505.6684 | 139704.81 | 1423.3442 | 0 | 1829904.294 | 407100.241
448-724R | 30112.1102 | 1012641.5323 | 6262.1566 | 1049015.7992 | 15963.0176 | 247280 | 263243.0176 | 361844.8408 | 303066.478 | 146293.323 | 1693.797 | 0 | 1715620.915 | 409536.3406
448-735R | 29036.6793 | 986527.0026 | 0 | 1015563.6818 | 15364.083 | 247280 | 262644.083 | 330712.0627 | 310947.792 | 169413.7704 | 1746.8873 | 0 | 1658970.4238 | 432057.8534
448-744R | 31191.3296 | 1011855.0218 | 53908.9848 | 1096955.3362 | 17929.6416 | 247280 | 265209.6416 | 329257.6861 | 298660.494 | 145519.825 | 835.1035 | 0 | 1725708.6198 | 410729.4666
448-9R | 30040.751 | 983469.6366 | 50174.505 | 1063684.8926 | 16040.5283 | 247280 | 263320.5283 | 262031.1828 | 301623.41 | 146042.534 | 1055.9841 | 0 | 1628395.4695 | 409363.0623
449-13R | 49960.2478 | 1346895.4721 | 584672.4351 | 1981528.155 | 22993.9286 | 247280 | 270273.9286 | 673990.3099 | 293638.62 | 144635.403 | 1052.1595 | 0 | 2950209.2444 | 414909.3316
449-16R | 42469.4212 | 1239224.8413 | 239205.7989 | 1520900.0615 | 21159.8912 | 247280 | 268439.8912 | 386444.7337 | 293981.116 | 144694.704 | 4572.3898 | 0 | 2205898.301 | 413134.5952
449-683 | 30003.8673 | 896472.3235 | 171651.4954 | 1098127.6862 | 13790.6871 | 247280 | 261070.6871 | 254287.5423 | 297443.982 | 145303.466 | 6633.3438 | 0 | 1656492.5543 | 406374.1531
449-693R | 28198.9711 | 830429.902 | 209927.4259 | 1068556.299 | 12960.5148 | 247280 | 260240.5148 | 277573.9862 | 293973.636 | 144693.472 | 1624.7528 | 0 | 1641728.674 | 404933.9868
449-6R | 44123.5955 | 1237407.0306 | 393959.8508 | 1675490.4769 | 21073.599 | 247280 | 268353.599 | 578997.9463 | 293944.178 | 144688.489 | 2311.1293 | 0 | 2550743.7305 | 413042.088
45-15AE | 32327.2224 | 1702763.9799 | 0 | 1735091.2022 | 26194.0996 | 247280 | 273474.0996 | 38703.6982 | 0 | 0 | 18059.8179 | 0 | 1791854.7184 | 273474.0996
45-16 | 29938.4546 | 1515312.7633 | 0 | 1545251.2179 | 30117.9415 | 247280 | 277397.9415 | 341225.4655 | 0 | 0 | 7012.4847 | 0 | 1893489.1681 | 277397.9415
450-113F | 47207.1947 | 2771659.1317 | 0 | 2818866.3264 | 209741.4 | 247280 | 457021.4 | 0 | 0 | 0 | 172401.2584 | 0 | 2991267.5849 | 457021.4
450-114F | 35840.1801 | 1846254.4531 | 0 | 1882094.6332 | 34080.5995 | 247280 | 281360.5995 | 201263.3032 | 0 | 0 | 21929.6501 | 0 | 2105287.5865 | 281360.5995
450-1850 | 52147.8556 | 1380833.1302 | 519174.0413 | 1952155.0271 | 27018.3363 | 247280 | 274298.3363 | 966696.0079 | 289076.205 | 143833.426 | 17586.6334 | 0 | 3225513.8733 | 418131.7623
450-1851F | 41831.8943 | 1134066.4571 | 389168.4025 | 1565066.7539 | 20635.086 | 247280 | 267915.086 | 737972.8505 | 289067.966 | 143831.721 | 2129.0062 | 0 | 2594236.5766 | 411746.807
450-1853F | 49901.425 | 1387904.7823 | 415094.3396 | 1852900.547 | 47975.0976 | 247280 | 295255.0976 | 995985.858 | 289065.854 | 143831.094 | 12195.1299 | 0 | 3150147.3889 | 439086.1916
450-1854 | 57383.9668 | 1513182.6289 | 607095.9264 | 2177662.5221 | 28545.366 | 247280 | 275825.366 | 684399.2431 | 289065.37 | 143831.171 | 7322.7468 | 0 | 3158449.8819 | 419656.537
450-50R | 48493.3151 | 1803283.8439 | 353130.0161 | 2204907.175 | 161422.3127 | 247280 | 408702.3127 | 266425.297 | 163306.2924 | 81262.5341 | 28421.7873 | 0 | 2663060.5516 | 489964.8468
450-88R | 33175.9674 | 1727406.6303 | 0 | 1760582.5977 | 51735.4869 | 247280 | 299015.4869 | 706146.5459 | 0 | 0 | 3910.8042 | 0 | 2470639.9478 | 299015.4869
451-38F | 28522.8739 | 1572086.9141 | 0 | 1600609.7879 | 61736.3159 | 247280 | 309016.3159 | 761491.465 | 0 | 0 | 10543.062 | 0 | 2372644.3149 | 309016.3159
452-1403 | 46463.6249 | 1269717.2635 | 477396.0217 | 1793576.9101 | 24844.1664 | 247280 | 272124.1664 | 415592.3327 | 272987 | 136510 | 47716.0961 | 0 | 2529872.339 | 408634.1664
452-1404F | 45659.5506 | 1250906.6373 | 340365.6821 | 1636931.8701 | 19081.0363 | 247280 | 266361.0363 | 91438.9311 | 272987 | 136510 | 12707.0546 | 0 | 2014064.8557 | 402871.0363
452-1405 | 49989.075 | 1366057.6784 | 192607.0039 | 1608653.7573 | 22191.0233 | 247280 | 269471.0233 | 204932.5681 | 272987 | 136510 | 25878.0145 | 0 | 2112451.3399 | 405981.0233
452-37AE | 26229.4436 | 1428329.1935 | 0 | 1454558.637 | 103293.7897 | 247280 | 350573.7897 | 853269.2372 | 0 | 0 | 24620.3255 | 0 | 2332448.1997 | 350573.7897
452-38AE | 39867.6549 | 1154146.1216 | 198890.487 | 1392904.2634 | 28121.126 | 247280 | 275401.126 | 941164.4901 | 272987 | 136510 | 4033.9188 | 0 | 2611089.6723 | 411911.126
452-39AE | 31341.1888 | 1622333.0242 | 0 | 1653674.2131 | 47693.3518 | 247280 | 294973.3518 | 946502.2372 | 0 | 0 | 7818.218 | 0 | 2607994.6683 | 294973.3518
452-47 | 29144.7278 | 1509256.5199 | 0 | 1538401.2477 | 33430.8804 | 247280 | 280710.8804 | 118162.659 | 0 | 0 | 5655.6016 | 0 | 1662219.5083 | 280710.8804
452-717 | 50407.7538 | 2525227.9002 | 0 | 2575635.6541 | 186432.4484 | 247280 | 433712.4484 | 581532.3077 | 0 | 0 | 26563.7801 | 0 | 3183731.7419 | 433712.4484
453-32R | 41705.6347 | 2106460.9401 | 0 | 2148166.5748 | 61346.274 | 247280 | 308626.274 | 276638.2667 | 0 | 0 | 7713.89 | 0 | 2432518.7314 | 308626.274
453-41 | 32057.2818 | 1605942.2669 | 0 | 1637999.5487 | 170926.7832 | 247280 | 418206.7832 | 778729.5553 | 0 | 0 | 33663.5469 | 0 | 2450392.6509 | 418206.7832
454-1814 | 59218.0585 | 1671794.3969 | 523809.5238 | 2254821.9792 | 27774.6857 | 247280 | 275054.6857 | 3951975.2381 | 289079.813 | 143833.756 | 104168.1757 | 0 | 6600045.206 | 418888.4417
454-45AE | 29489.82 | 1519463.4825 | 0 | 1548953.3025 | 35003.9439 | 247280 | 282283.9439 | 332863.3457 | 0 | 0 | 2680.5993 | 0 | 1884497.2475 | 282283.9439
454-47R | 53178.1993 | 2744574.5148 | 0 | 2797752.7141 | 104356.7062 | 247280 | 351636.7062 | 124767.9479 | 0 | 0 | 34507.3102 | 0 | 2957027.9722 | 351636.7062
454-48F | 24448.2764 | 761142.1644 | 182512.0292 | 968102.4701 | 12072.0056 | 247280 | 259352.0056 | 712132.6874 | 255509.1997 | 127128.9867 | 3344.8805 | 0 | 1939089.2377 | 386480.9923
454-49F | 27738.6207 | 1341366.2611 | 16164.5849 | 1385269.4667 | 29521.5818 | 247280 | 276801.5818 | 527202.5471 | 4991.4527 | 2483.5326 | 6855.0656 | 0 | 1924318.5321 | 279285.1144
454-53F | 30508.9855 | 1592103.0897 | 0 | 1622612.0752 | 82280.6984 | 247280 | 329560.6984 | 493477.9696 | 0 | 0 | 13922.5836 | 0 | 2130012.6284 | 329560.6984
456-5 | 31706.3782 | 1620799.844 | 0 | 1652506.2222 | 48916.0877 | 247280 | 296196.0877 | 388110.9975 | 0 | 0 | 2412.6699 | 0 | 2043029.8896 | 296196.0877
458-33F | 22490.107 | 1126664.8772 | 0 | 1149154.9843 | 19906.2959 | 247280 | 267186.2959 | 21950.5788 | 0 | 0 | 7942.7152 | 0 | 1179048.2783 | 267186.2959
458-41F | 73575.622 | 3685845.9144 | 0 | 3759421.5365 | 145588.7244 | 247280 | 392868.7244 | 301604.4094 | 0 | 0 | 137650.7404 | 0 | 4198676.6863 | 392868.7244
458-43F | 52939.8799 | 2652077.339 | 0 | 2705017.2189 | 108766.7718 | 247280 | 356046.7718 | 396975.8637 | 0 | 0 | 12492.5818 | 0 | 3114485.6644 | 356046.7718
458-44F | 46238.8652 | 2316383.1644 | 0 | 2362622.0295 | 33139.7295 | 247280 | 280419.7295 | 78976.8247 | 0 | 0 | 54342.5498 | 0 | 2495941.4041 | 280419.7295
461-24F | 39939.5237 | 2125591.2615 | 0 | 2165530.7852 | 118482.3209 | 247280 | 365762.3209 | 289887.1847 | 0 | 0 | 26827.2502 | 0 | 2482245.2201 | 365762.3209
461-644R | 62294.0267 | 3120682.8742 | 0 | 3182976.9009 | 170877.8133 | 247280 | 418157.8133 | 47288.5926 | 0 | 0 | 64987.2233 | 0 | 3295252.7168 | 418157.8133
462-1034F | 40361.4479 | 2125948.8041 | 0 | 2166310.2521 | 76300.7071 | 247280 | 323580.7071 | 515441.6821 | 0 | 0 | 15108.2214 | 0 | 2696860.1555 | 323580.7071
462-1035F | 143755.4462 | 7201575.8636 | 0 | 7345331.3097 | 1581697.1077 | 247280 | 1828977.1077 | 982147.6923 | 0 | 0 | 447223.1208 | 0 | 8774702.1228 | 1828977.1077
462-1521F | 41304.9784 | 2069215.0689 | 0 | 2110520.0472 | 86315.5521 | 247280 | 333595.5521 | 94066.2083 | 0 | 0 | 26127.7603 | 0 | 2230714.0158 | 333595.5521
462-1523F | 48012.6305 | 2459382.3002 | 0 | 2507394.9306 | 91697.2329 | 247280 | 338977.2329 | 234786.62 | 0 | 0 | 23340.0546 | 0 | 2765521.6052 | 338977.2329
462-868 | 42216.877 | 2134475.9368 | 0 | 2176692.8138 | 40878.2599 | 247280 | 288158.2599 | 90968.3977 | 0 | 0 | 8730.0141 | 0 | 2276391.2256 | 288158.2599
463-1136F | 31135.2432 | 999183.7146 | 42690.815 | 1073009.7728 | 17941.3102 | 247280 | 265221.3102 | 131045.718 | 290050.519 | 146643.519 | 17359.4527 | 0 | 1511465.4626 | 411864.8292
463-1137F | 33978.56 | 1702190.6587 | 0 | 1736169.2187 | 59695.68 | 247280 | 306975.68 | 474956 | 0 | 0 | 79653.89 | 0 | 2290779.1087 | 306975.68
463-1229 | 34813.8352 | 1008379.5516 | 293483.0943 | 1336676.481 | 14003.9672 | 247280 | 261283.9672 | 70203.7214 | 284224.6509 | 141546.6588 | 1314.7737 | 0 | 1692419.6271 | 402830.6259
470-40AE | 40103.4818 | 1083112.7779 | 387843.1733 | 1511059.4331 | 22087.7317 | 247280 | 269367.7317 | 564908.2337 | 288914.626 | 143804.133 | 2053.7431 | 0 | 2366936.0359 | 413171.8647
470-47R | 38103.1627 | 1041670.3365 | 328092.1288 | 1407865.628 | 16635.5335 | 247280 | 263915.5335 | 315098.0555 | 288910.094 | 143803.506 | 861.1768 | 0 | 2012734.9543 | 407719.0395
471-36F | 31464.8493 | 1307386.3829 | 114697.1202 | 1453548.3523 | 37549.4121 | 247280 | 284829.4121 | 1056659.1807 | 101024.5362 | 50244.6093 | 3698.18 | 0 | 2614930.2492 | 335074.0214
473-36R | 35277.1817 | 1855653.4508 | 0 | 1890930.6326 | 39851.4024 | 247280 | 287131.4024 | 266293.428 | 0 | 0 | 1742.5521 | 0 | 2158966.6127 | 287131.4024
474-22AE | 23523.6057 | 1444104.9268 | 0 | 1467628.5326 | 35328.7099 | 247280 | 282608.7099 | 939275.3691 | 0 | 0 | 1715.7063 | 0 | 2408619.6079 | 282608.7099
474-29 | 29532.0639 | 1650412.996 | 0 | 1679945.0599 | 64688.6327 | 247280 | 311968.6327 | 1005321.2674 | 0 | 0 | 6476.7037 | 0 | 2691743.031 | 311968.6327
475-763F | 38733.6091 | 1989051.6418 | 0 | 2027785.2509 | 49769.1138 | 247280 | 297049.1138 | 411922.4026 | 0 | 0 | 7309.2343 | 0 | 2447016.8878 | 297049.1138
476-6F | 43016.3355 | 2154947.2533 | 0 | 2197963.5888 | 91482.6844 | 247280 | 338762.6844 | 489817.9028 | 0 | 0 | 134141.8695 | 0 | 2821923.3612 | 338762.6844
480-1163R | 46138.5918 | 2311359.869 | 0 | 2357498.4608 | 38515.5272 | 247280 | 285795.5272 | 208728.2295 | 0 | 0 | 6267.0573 | 0 | 2572493.7476 | 285795.5272
480-32 | 47321.427 | 2370615.2059 | 0 | 2417936.6329 | 44027.8148 | 247280 | 291307.8148 | 252924.4603 | 0 | 0 | 3455.268 | 0 | 2674316.3612 | 291307.8148
480-35 | 42420.7892 | 2135921.9323 | 0 | 2178342.7215 | 39563.5985 | 247280 | 286843.5985 | 457033.5 | 0 | 0 | 1596.1977 | 0 | 2636972.4192 | 286843.5985
481-30 | 47311.919 | 2370138.8918 | 0 | 2417450.8108 | 61530.8864 | 247280 | 308810.8864 | 375373.7199 | 0 | 0 | 7568.6307 | 0 | 2800393.1614 | 308810.8864
482-381F | 48005.5161 | 2404885.3494 | 0 | 2452890.8655 | 68199.0912 | 247280 | 315479.0912 | 417425.5112 | 0 | 0 | 14016.9414 | 0 | 2884333.318 | 315479.0912
482-382F | 42394.4225 | 2123791.8833 | 0 | 2166186.3058 | 37650.6562 | 247280 | 284930.6562 | 185807.9384 | 0 | 0 | 7911.7299 | 0 | 2359905.9741 | 284930.6562
486-61R | 22126.0735 | 1143478.4187 | 0 | 1165604.4921 | 25034.8327 | 247280 | 272314.8327 | 531996.6667 | 0 | 0 | 1800.8288 | 0 | 1699401.9876 | 272314.8327
486-91 | 33806.508 | 1824326.6954 | 0 | 1858133.2034 | 85120.7144 | 247280 | 332400.7144 | 536884.5438 | 0 | 0 | 8349.9625 | 0 | 2403367.7097 | 332400.7144
488-32R | 35422.3283 | 1963637.0281 | 0 | 1999059.3565 | 56972.9016 | 247280 | 304252.9016 | 309643.6793 | 0 | 0 | 6164.1806 | 0 | 2314867.2163 | 304252.9016
489-19AE | 37802.6621 | 1923477.4895 | 0 | 1961280.1516 | 42419.265 | 247280 | 289699.265 | 110451.789 | 0 | 0 | 6734.3177 | 0 | 2078466.2583 | 289699.265
489-33 | 49803.6 | 2494962.1964 | 0 | 2544765.7964 | 75657.3076 | 247280 | 322937.3076 | 307855.9391 | 0 | 0 | 22565.5651 | 0 | 2875187.3006 | 322937.3076
490-23 | 39371.2247 | 1972341.7042 | 0 | 2011712.9289 | 104115.7416 | 247280 | 351395.7416 | 774392.5843 | 0 | 0 | 73869.6203 | 0 | 2859975.1335 | 351395.7416
490-36 | 56064.624 | 2808614.5868 | 0 | 2864679.2108 | 425067.192 | 247280 | 672347.192 | 574556.4 | 0 | 0 | 261813.89 | 0 | 3701049.5008 | 672347.192
492-1090F | 47606.8251 | 2400227.9724 | 0 | 2447834.7974 | 41032.2899 | 247280 | 288312.2899 | 170787.139 | 0 | 0 | 6928.0044 | 0 | 2625549.9408 | 288312.2899
492-1091F | 44075.9623 | 2208030.3355 | 0 | 2252106.2978 | 41166.2547 | 247280 | 288446.2547 | 153074.5126 | 0 | 0 | 3878.4183 | 0 | 2409059.2287 | 288446.2547
492-14R | 43036.5052 | 2164504.6062 | 0 | 2207541.1114 | 42051.2367 | 247280 | 289331.2367 | 348143.796 | 0 | 0 | 2260.3594 | 0 | 2557945.2669 | 289331.2367
492-343R | 26631.0134 | 1334107.811 | 0 | 1360738.8244 | 27557.9813 | 247280 | 274837.9813 | 296248.155 | 0 | 0 | 4395.0798 | 0 | 1661382.0592 | 274837.9813
493-478R | 43610.1038 | 2204706.7647 | 0 | 2248316.8686 | 45353.7259 | 247280 | 292633.7259 | 489109.0135 | 0 | 0 | 4684.0429 | 0 | 2742109.925 | 292633.7259
493-480R | 32322.0432 | 1897712.5586 | 0 | 1930034.6019 | 28025.5622 | 247280 | 275305.5622 | 103290.991 | 0 | 0 | 59318.7549 | 0 | 2092644.3477 | 275305.5622
493-485F | 37349.285 | 1957222.7086 | 0 | 1994571.9936 | 33961.6223 | 247280 | 281241.6223 | 682752.446 | 0 | 0 | 36880.3708 | 0 | 2714204.8104 | 281241.6223
496-21 | 38466.2943 | 1927008.2928 | 0 | 1965474.5872 | 24901.6755 | 247280 | 272181.6755 | 350406.0377 | 0 | 0 | 30340.6825 | 0 | 2346221.3074 | 272181.6755
497-888F | 11479.9805 | 940446.0897 | 0 | 951926.0702 | 102205.4706 | 247280 | 349485.4706 | 958159.8424 | 0 | 0 | 10749.734 | 0 | 1920835.6466 | 349485.4706
500-1531 | 34403.9525 | 1088821.3168 | 230277.1855 | 1353502.4548 | 119571.7356 | 247280 | 366851.7356 | 700646.4819 | 262458.5037 | 130625.9868 | 10586.0862 | 0 | 2327193.5266 | 497477.7224
501-786 | 40130.2645 | 1116140.1898 | 381502.8902 | 1537773.3445 | 59929.9361 | 247280 | 307209.9361 | 1364321.0983 | 272987 | 136510 | 9896.0865 | 0 | 3184977.5293 | 443719.9361
504-1563 | 30489.7162 | 1552893.123 | 0 | 1583382.8392 | 29786.8483 | 247280 | 277066.8483 | 880842.2844 | 0 | 0 | 2249.0066 | 0 | 2466474.1302 | 277066.8483
504-2501R | 27141.8896 | 1167157.009 | 69912.4058 | 1264211.3043 | 32062.1477 | 247280 | 279342.1477 | 509229.6305 | 100452.9877 | 50232.5655 | 2583.5294 | 0 | 1876477.452 | 329574.7132
504-287R | 22257.564 | 1138091.2724 | 0 | 1160348.8365 | 21257.1314 | 247280 | 268537.1314 | 250365.5482 | 0 | 0 | 1847.4012 | 0 | 1412561.7859 | 268537.1314
504-40R | 27426.4833 | 1403586.2731 | 0 | 1431012.7564 | 34745.2989 | 247280 | 282025.2989 | 984352.5175 | 0 | 0 | 2243.1079 | 0 | 2417608.3818 | 282025.2989
505-1676F | 28319.8008 | 1457203.791 | 0 | 1485523.5918 | 36419.6314 | 247280 | 283699.6314 | 486895.3616 | 0 | 0 | 3165.9373 | 0 | 1975584.8907 | 283699.6314
505-635R | 30521.2774 | 1585597.5136 | 0 | 1616118.791 | 32314.1015 | 247280 | 279594.1015 | 845003.9239 | 0 | 0 | 1118.5307 | 0 | 2462241.2456 | 279594.1015
506-160AE | 44673.0072 | 2237939.9098 | 0 | 2282612.917 | 202396.0733 | 247280 | 449676.0733 | 305209.243 | 0 | 0 | 208708.8701 | 0 | 2796531.0301 | 449676.0733
506-161 | 28926.035 | 1499876.3369 | 0 | 1528802.3719 | 53452.2893 | 247280 | 300732.2893 | 440574.5365 | 0 | 0 | 7611.4965 | 0 | 1976988.4049 | 300732.2893
506-844 | 29292.7539 | 1520583.6718 | 0 | 1549876.4257 | 32612.6699 | 247280 | 279892.6699 | 156355.313 | 0 | 0 | 2699.9262 | 0 | 1708931.6649 | 279892.6699
507-1733 | 38641.2747 | 1962779.3574 | 0 | 2001420.6321 | 85135.9699 | 247280 | 332415.9699 | 225857.506 | 0 | 0 | 11869.4829 | 0 | 2239147.6211 | 332415.9699
508-1027F | 28527.84 | 2553285.988 | 0 | 2581813.828 | 47131.92 | 247280 | 294411.92 | 348216 | 0 | 0 | 238053.89 | 0 | 3168083.718 | 294411.92
509-1227R | 30143.4964 | 1710947.0205 | 0 | 1741090.5169 | 51582.069 | 247280 | 298862.069 | 331858.7573 | 0 | 0 | 7530.105 | 0 | 2080479.3792 | 298862.069
51-861R | 50972.1774 | 2598069.7163 | 0 | 2649041.8937 | 47771.7768 | 247280 | 295051.7768 | 257689.8799 | 0 | 0 | 6733.5632 | 0 | 2913465.3368 | 295051.7768
510-49R | 17683.6809 | 1038255.6292 | 0 | 1055939.3102 | 60880.2818 | 247280 | 308160.2818 | 718876.254 | 0 | 0 | 5408.5819 | 0 | 1780224.1461 | 308160.2818
511-831 | 40626.5391 | 2035227.9614 | 0 | 2075854.5006 | 176550.5739 | 247280 | 423830.5739 | 4135446.2802 | 0 | 0 | 63584.3248 | 0 | 6274885.1056 | 423830.5739
512-50AE | 41448.3454 | 2099506.3254 | 0 | 2140954.6708 | 66073.4622 | 247280 | 313353.4622 | 837514.4683 | 0 | 0 | 10222.5314 | 0 | 2988691.6705 | 313353.4622
513-42F | 35339.2142 | 1770354.0221 | 0 | 1805693.2363 | 55166.9553 | 247280 | 302446.9553 | 951557.9978 | 0 | 0 | 19835.425 | 0 | 2777086.6591 | 302446.9553
513-45F | 62642.038 | 3138116.8568 | 0 | 3200758.8947 | 344620.438 | 247280 | 591900.438 | 106993.743 | 0 | 0 | 146465.0632 | 0 | 3454217.7009 | 591900.438
515-49R | 55154.4162 | 2846568.838 | 0 | 2901723.2542 | 141858.4378 | 247280 | 389138.4378 | 51761.8378 | 0 | 0 | 35772.8089 | 0 | 2989257.9009 | 389138.4378
516-5F | 41328.0479 | 2101207.9203 | 0 | 2142535.9682 | 52747.7925 | 247280 | 300027.7925 | 152832.9576 | 0 | 0 | 13489.3015 | 0 | 2308858.2273 | 300027.7925
516-7F | 65141.8483 | 3521773.7766 | 0 | 3586915.6248 | 152757.6828 | 247280 | 400037.6828 | 120074.4828 | 0 | 0 | 55074.5797 | 0 | 3762064.6872 | 400037.6828
518-39 | 43314.2991 | 2231272.7601 | 0 | 2274587.0592 | 169363.1833 | 247280 | 416643.1833 | 456449.9702 | 0 | 0 | 26408.2098 | 0 | 2757445.2392 | 416643.1833
518-41 | 82752.2125 | 4145556.5857 | 0 | 4228308.7982 | 374918.1875 | 247280 | 622198.1875 | 0 | 0 | 0 | 193339.4989 | 0 | 4421648.2971 | 622198.1875
518-42AE | 48911.3405 | 2450263.5436 | 0 | 2499174.884 | 79147.1424 | 247280 | 326427.1424 | 1211351.1887 | 0 | 0 | 57457.1615 | 0 | 3767983.2342 | 326427.1424
519-46R | 39254.6451 | 2019859.4655 | 0 | 2059114.1106 | 44890.1385 | 247280 | 292170.1385 | 413201.2945 | 0 | 0 | 4213.1133 | 0 | 2476528.5184 | 292170.1385
52-16F | 63680.7745 | 3265830.9149 | 0 | 3329511.6894 | 99305.0703 | 247280 | 346585.0703 | 257858.8494 | 0 | 0 | 32444.0981 | 0 | 3619814.637 | 346585.0703
52-17F | 54665.2718 | 2772419.115 | 0 | 2827084.3869 | 86142.0201 | 247280 | 333422.0201 | 493632.2237 | 0 | 0 | 14786.7663 | 0 | 3335503.3769 | 333422.0201
52-18F | 49287.6031 | 2499973.0537 | 0 | 2549260.6568 | 49381.9148 | 247280 | 296661.9148 | 63728.0759 | 0 | 0 | 4802.2803 | 0 | 2617791.013 | 296661.9148
52-20R | 46975.4254 | 2353281.9024 | 0 | 2400257.3278 | 47076.2053 | 247280 | 294356.2053 | 100760.0857 | 0 | 0 | 5546.6414 | 0 | 2506564.0549 | 294356.2053
520-1045R | 32112.6983 | 1016933.3967 | 94370.5173 | 1143416.6123 | 16655.9311 | 247280 | 263935.9311 | 961540.47 | 294133.136 | 144722.226 | 1659.3973 | 0 | 2400749.6155 | 408658.1571
520-10R | 49347.5234 | 1327089.4765 | 529876.6465 | 1906313.6464 | 26382.9159 | 247280 | 273662.9159 | 828008.3563 | 287613.414 | 143574.662 | 2639.6312 | 0 | 3024575.0478 | 417237.5779
520-1489R | 34727.4683 | 1083117.542 | 138692.2837 | 1256537.294 | 19024.0249 | 247280 | 266304.0249 | 644214.41 | 288932.105 | 143807.488 | 1057.43 | 0 | 2190741.2391 | 410111.5129
520-1509R | 38499.0892 | 1108384.6085 | 285848.6131 | 1432732.3108 | 20260.6285 | 247280 | 267540.6285 | 796108.309 | 293991.896 | 144697.234 | 1198.6009 | 0 | 2524031.1167 | 412237.8625
520-1525R | 32192.8638 | 925924.7237 | 210889.3566 | 1169006.9441 | 15514.4873 | 247280 | 262794.4873 | 537746.9936 | 288934.613 | 143807.719 | 1779.4802 | 0 | 1997468.031 | 406602.2063
520-1527R | 38589.4805 | 1093817.1942 | 316929.7665 | 1449336.4412 | 20779.1123 | 247280 | 268059.1123 | 695631.9062 | 293949.634 | 144690.227 | 1442.1119 | 0 | 2440360.0934 | 412749.3393
520-1902R | 60489.8349 | 1642133.5286 | 577880.1843 | 2280503.5478 | 33671.88 | 247280 | 280951.88 | 525883.8433 | 287606.418 | 143573.518 | 1959.42 | 0 | 3095953.2291 | 424525.398
520-1904 | 53926.2542 | 1459627.1629 | 498492.8802 | 2012046.2972 | 31038.4808 | 247280 | 278318.4808 | 647576.8562 | 287612.193 | 143574.321 | 2264.9284 | 0 | 2949500.2747 | 421892.8018
520-1936 | 61025.6593 | 1958587.578 | 368200.8368 | 2387814.0741 | 29647.5314 | 247280 | 276927.5314 | 234769.7629 | 272987 | 136510 | 73357.6557 | 0 | 2968928.4927 | 413437.5314
520-22R | 56741.4065 | 1535056.3951 | 531594.592 | 2123392.3936 | 33853.2498 | 247280 | 281133.2498 | 598569.3508 | 287612.446 | 143574.409 | 5466.0676 | 0 | 3015040.258 | 424707.6588
520-35R | 35516.3493 | 1050846.0775 | 220098.418 | 1306460.8447 | 18765.4687 | 247280 | 266045.4687 | 847017.8644 | 293950.294 | 144690.282 | 1162.4995 | 0 | 2448591.5026 | 410735.7507
520-45 | 34104.9825 | 1079321.7001 | 74513.1245 | 1187939.8071 | 18876.889 | 247280 | 266156.889 | 658768.1834 | 288924.152 | 143806.113 | 1588.7822 | 0 | 2137220.9247 | 409963.002
521-14R | 40423.3987 | 1103655.0098 | 350366.2623 | 1494444.6709 | 22194.4265 | 247280 | 269474.4265 | 637721.56 | 293729.106 | 144651.408 | 1229.002 | 0 | 2427124.3388 | 414125.8345
521-1819R | 51094.025 | 1373308.3406 | 636076.9585 | 2060479.3242 | 27223.7421 | 247280 | 274503.7421 | 606660.5506 | 287611.423 | 143574.233 | 2305.9964 | 0 | 2957057.2942 | 418077.9751
521-1856R | 44377.8246 | 1208109.4469 | 399708.0609 | 1652195.3325 | 21600.5704 | 247280 | 268880.5704 | 753109.5399 | 290192.089 | 144028.984 | 1265.6048 | 0 | 2696762.5662 | 412909.5544
521-18R | 40916.0472 | 1114079.1616 | 343796.3088 | 1498791.5176 | 20634.9745 | 247280 | 267914.9745 | 549895.4517 | 287613.315 | 143574.596 | 1236.323 | 0 | 2337536.6072 | 411489.5705
521-27R | 48539.448 | 1318401.8998 | 540943.2978 | 1907884.6456 | 24336.801 | 247280 | 271616.801 | 736969.3138 | 287612.457 | 143574.497 | 1427.5879 | 0 | 2933894.0043 | 415191.298
521-32R | 40808.2644 | 1106738.3424 | 387610.1165 | 1535156.7233 | 18838.7489 | 247280 | 266118.7489 | 581913.8998 | 290199.767 | 144030.194 | 1444.1713 | 0 | 2408714.5615 | 410148.9429
521-700R | 48188.0063 | 1312065.1382 | 504530.0113 | 1864783.1558 | 25188.459 | 247280 | 272468.459 | 969717.1959 | 287610.785 | 143574.101 | 1193.8673 | 0 | 3123305.0041 | 416042.56
522-34 | 64805.1593 | 1768866.3296 | 628571.4286 | 2462242.9175 | 38624.0029 | 247280 | 285904.0029 | 370681.5484 | 287610.598 | 143574.002 | 8483.3831 | 0 | 3129018.447 | 429478.0049
522-36 | 65808.3759 | 1760764.2297 | 625243.8005 | 2451816.4061 | 44851.3859 | 247280 | 292131.3859 | 309503.7726 | 287609.168 | 143573.804 | 7736.1413 | 0 | 3056665.488 | 435705.1899
522-38R | 53197.3522 | 1466917.6326 | 496848.7395 | 2016963.7243 | 32251.0502 | 247280 | 279531.0502 | 933552.6809 | 287604.669 | 143573.144 | 1216.495 | 0 | 3239337.5692 | 423104.1942
523-31AE | 73071.6136 | 1968471.1149 | 619848.6123 | 2661391.3408 | 53557.307 | 247280 | 300837.307 | 407492.1166 | 287600.577 | 143572.451 | 4117.4728 | 0 | 3360601.5073 | 444409.758
524-1782F | 44800.7661 | 1206521.4628 | 478545.888 | 1729868.1169 | 22541.8673 | 247280 | 269821.8673 | 530847.2825 | 287010.823 | 143468.589 | 1751.8638 | 0 | 2549478.0862 | 413290.4563
524-27R | 49150.5745 | 1349604.2616 | 464274.5092 | 1863029.3453 | 25965.6126 | 247280 | 273245.6126 | 655113.449 | 287010.317 | 143468.523 | 1317.0482 | 0 | 2806470.1595 | 416714.1356
524-46R | 39227.9292 | 1077996.7229 | 364147.2901 | 1481371.9423 | 19419.4557 | 247280 | 266699.4557 | 521303.369 | 291245.13 | 144215.17 | 1349.5566 | 0 | 2295269.9979 | 410914.6257
524-50R | 42479.2906 | 1163563.2243 | 389467.0897 | 1595509.6046 | 21070.0362 | 247280 | 268350.0362 | 553233.0926 | 291245.394 | 144215.192 | 1510.2528 | 0 | 2441498.344 | 412565.2282
524-69R | 39742.2019 | 1100081.2167 | 351182.7414 | 1491006.16 | 19655.5107 | 247280 | 266935.5107 | 568495.1312 | 291207.939 | 144208.306 | 775.8075 | 0 | 2351485.0377 | 411143.8167
53-49 | 47918.4821 | 2400525.2879 | 0 | 2448443.7699 | 43425.9692 | 247280 | 290705.9692 | 181879.2023 | 0 | 0 | 10382.0951 | 0 | 2640705.0673 | 290705.9692
531-36AE | 38513.5057 | 1953039.8084 | 0 | 1991553.314 | 42301.9149 | 247280 | 289581.9149 | 197933.3053 | 0 | 0 | 3788.6268 | 0 | 2193275.2462 | 289581.9149
532-1293F | 38905.36 | 2049252.6373 | 0 | 2088157.9973 | 55477.8182 | 247280 | 302757.8182 | 186317.4382 | 0 | 0 | 21642.378 | 0 | 2296117.8136 | 302757.8182
532-762 | 42193.3395 | 2375149.7563 | 0 | 2417343.0958 | 122748.9488 | 247280 | 370028.9488 | 404902.3256 | 0 | 0 | 110965.5179 | 0 | 2933210.9393 | 370028.9488
532-763 | 27730.3446 | 1409194.0146 | 0 | 1436924.3592 | 32556.8082 | 247280 | 279836.8082 | 332487.4225 | 0 | 0 | 2568.9665 | 0 | 1771980.7482 | 279836.8082
533-7AE | 20984.0305 | 1441879.3416 | 0 | 1462863.3721 | 32757.2576 | 247280 | 280037.2576 | 53637.4292 | 0 | 0 | 5614.5179 | 0 | 1522115.3192 | 280037.2576
540-241R | 24011.0959 | 799695.4466 | 0 | 823706.5424 | 49951.237 | 247280 | 297231.237 | 350146.7646 | 289209.811 | 145802.811 | 8287.2483 | 0 | 1471350.3663 | 443034.048
545-47F | 61566.6569 | 3084244.5421 | 0 | 3145811.199 | 61472.5211 | 247280 | 308752.5211 | 138434.4954 | 0 | 0 | 7719.945 | 0 | 3291965.6394 | 308752.5211
545-50F | 59574.6907 | 3001396.5991 | 0 | 3060971.2898 | 64778.1781 | 247280 | 312058.1781 | 125947.4229 | 0 | 0 | 7615.419 | 0 | 3194534.1317 | 312058.1781
545-874R | 50194.5327 | 2541185.1065 | 0 | 2591379.6392 | 51263.6076 | 247280 | 298543.6076 | 210414.8815 | 0 | 0 | 6084.2218 | 0 | 2807878.7425 | 298543.6076
545-885R | 66187.4039 | 3409547.2981 | 0 | 3475734.702 | 91255.2255 | 247280 | 338535.2255 | 319682.3672 | 0 | 0 | 40113.981 | 0 | 3835531.0503 | 338535.2255
546-12 | 54965.3176 | 2753543.7125 | 0 | 2808509.0302 | 81320.5412 | 247280 | 328600.5412 | 455997.1429 | 0 | 0 | 37058.932 | 0 | 3301565.1051 | 328600.5412
546-14R | 45075.1519 | 2297496.2624 | 0 | 2342571.4143 | 50505.3512 | 247280 | 297785.3512 | 284846.8289 | 0 | 0 | 6007.0611 | 0 | 2633425.3043 | 297785.3512
546-525R | 44691.2591 | 2257258.3374 | 0 | 2301949.5964 | 41204.5573 | 247280 | 288484.5573 | 159622.7534 | 0 | 0 | 8233.6191 | 0 | 2469805.9689 | 288484.5573
547-22R | 35874.4715 | 1797168.2792 | 0 | 1833042.7507 | 43921.2347 | 247280 | 291201.2347 | 150326.1633 | 0 | 0 | 4913.5777 | 0 | 1988282.4917 | 291201.2347
548-12F | 69337.8742 | 3473551.6091 | 0 | 3542889.4833 | 204242.5272 | 247280 | 451522.5272 | 135348.9753 | 0 | 0 | 92807.2469 | 0 | 3771045.7055 | 451522.5272
548-14F | 42667.1416 | 2137454.0234 | 0 | 2180121.165 | 67070.4658 | 247280 | 314350.4658 | 291505.0228 | 0 | 0 | 26974.4379 | 0 | 2498600.6258 | 314350.4658
548-15F | 43619.0034 | 2261737.9493 | 0 | 2305356.9527 | 52346.4738 | 247280 | 299626.4738 | 371727.5903 | 0 | 0 | 11247.1999 | 0 | 2688331.743 | 299626.4738
548-17F | 37245.7292 | 1865862.8374 | 0 | 1903108.5666 | 38973.7108 | 247280 | 286253.7108 | 890158.8718 | 0 | 0 | 6546.1977 | 0 | 2799813.6361 | 286253.7108
548-18F | 36699.9849 | 1838523.2182 | 0 | 1875223.2031 | 41722.3282 | 247280 | 289002.3282 | 176990.8048 | 0 | 0 | 20581.7298 | 0 | 2072795.7377 | 289002.3282
549-33F | 40542.6 | 2031022.945 | 0 | 2071565.545 | 167617.8 | 247280 | 414897.8 | 356130 | 0 | 0 | 54453.89 | 0 | 2482149.435 | 414897.8
549-36F | 30974.9304 | 1551720.7662 | 0 | 1582695.6966 | 47736.305 | 247280 | 295016.305 | 623112.1179 | 0 | 0 | 16498.0889 | 0 | 2222305.9033 | 295016.305
55-479F | 48119.4165 | 2452114.8172 | 0 | 2500234.2337 | 108971.9662 | 247280 | 356251.9662 | 1157601.8805 | 0 | 0 | 18006.6099 | 0 | 3675842.7241 | 356251.9662
55-483F | 40759.0348 | 2053308.8317 | 0 | 2094067.8665 | 44954.2747 | 247280 | 292234.2747 | 379280.2443 | 0 | 0 | 5291.2026 | 0 | 2478639.3134 | 292234.2747
55-484F | 59139.8987 | 2962673.6148 | 0 | 3021813.5135 | 90777.5696 | 247280 | 338057.5696 | 242428.8608 | 0 | 0 | 37213.3837 | 0 | 3301455.7579 | 338057.5696
550-665R | 35222.4815 | 1764506.178 | 0 | 1799728.6595 | 55609.0886 | 247280 | 302889.0886 | 197251.4574 | 0 | 0 | 4508.183 | 0 | 2001488.2999 | 302889.0886
551-19 | 39240.5359 | 1997428.6394 | 0 | 2036669.1752 | 49203.7 | 247280 | 296483.7 | 305724.5618 | 0 | 0 | 3128.3336 | 0 | 2345522.0706 | 296483.7
553-27R | 32344.4854 | 1646215.4463 | 0 | 1678559.9317 | 34886.2646 | 247280 | 282166.2646 | 526554.702 | 0 | 0 | 1448.6377 | 0 | 2206563.2714 | 282166.2646
555-21F | 43052.8522 | 3052841.9422 | 0 | 3095894.7943 | 73256.5565 | 247280 | 320536.5565 | 138781.7391 | 0 | 0 | 189845.1943 | 0 | 3424521.7278 | 320536.5565
555-24F | 34860.4143 | 1809600.3167 | 0 | 1844460.731 | 39606.5447 | 247280 | 286886.5447 | 130818.0569 | 0 | 0 | 5799.7685 | 0 | 1981078.5564 | 286886.5447
555-2F | 54521.874 | 2808614.5868 | 0 | 2863136.4608 | 65452.167 | 247280 | 312732.167 | 47879.7 | 0 | 0 | 33123.89 | 0 | 2944140.0508 | 312732.167
558-301R | 23355.2313 | 1269840.2782 | 0 | 1293195.5095 | 30220.216 | 247280 | 277500.216 | 304285.7549 | 0 | 0 | 4674.1387 | 0 | 1602155.403 | 277500.216
56-669F | 67739.7731 | 3393493.1042 | 0 | 3461232.8773 | 145535.6009 | 247280 | 392815.6009 | 108894.8401 | 0 | 0 | 37605.2759 | 0 | 3607732.9933 | 392815.6009
56-670F | 60186.4864 | 3015103.4927 | 0 | 3075289.9791 | 78421.6036 | 247280 | 325701.6036 | 174447.8334 | 0 | 0 | 17458.4443 | 0 | 3267196.2568 | 325701.6036
560-46F | 29396.4715 | 1673605.6584 | 0 | 1703002.1299 | 38475.3257 | 247280 | 285755.3257 | 20749.5991 | 0 | 0 | 28770.2497 | 0 | 1752521.9788 | 285755.3257
57-1291F | 47880.4137 | 2398618.2171 | 0 | 2446498.6309 | 56322.2581 | 247280 | 303602.2581 | 707497.4538 | 0 | 0 | 10835.6179 | 0 | 3164831.7026 | 303602.2581
57-1292F | 53094.9473 | 2735108.5447 | 0 | 2788203.492 | 50488.2405 | 247280 | 297768.2405 | 163193.1345 | 0 | 0 | 32268.8626 | 0 | 2983665.4891 | 297768.2405
57-1295F | 43577.4349 | 2183056.098 | 0 | 2226633.5329 | 32378.4714 | 247280 | 279658.4714 | 143728.9306 | 0 | 0 | 14464.0749 | 0 | 2384826.5384 | 279658.4714
57-1296F | 15079.844 | 779524.9133 | 0 | 794604.7573 | 12193.576 | 247280 | 259473.576 | 597813.3476 | 0 | 0 | 2999.1498 | 0 | 1395417.2547 | 259473.576
57-463AE | 44569.4262 | 2232750.9137 | 0 | 2277320.3398 | 41627.1422 | 247280 | 288907.1422 | 418689.6588 | 0 | 0 | 3916.7585 | 0 | 2699926.7571 | 288907.1422
57-736 | 56535.7553 | 2832216.3901 | 0 | 2888752.1453 | 87377.6995 | 247280 | 334657.6995 | 229914.5258 | 0 | 0 | 13004.1901 | 0 | 3131670.8613 | 334657.6995
570-489F | 65958.3812 | 3304252.4551 | 0 | 3370210.8362 | 60994.2494 | 247280 | 308274.2494 | 1802529.8824 | 0 | 0 | 307936.2429 | 0 | 5480676.9615 | 308274.2494
570-490F | 44637.4395 | 2236158.1105 | 0 | 2280795.55 | 85025.2357 | 247280 | 332305.2357 | 1240196.051 | 0 | 0 | 28199.1129 | 0 | 3549190.7139 | 332305.2357
570-491F | 53514.8011 | 2680878.6062 | 0 | 2734393.4073 | 95764.4955 | 247280 | 343044.4955 | 989316.6536 | 0 | 0 | 29803.6935 | 0 | 3753513.7543 | 343044.4955
571-33 | 30365.025 | 1528904.1988 | 0 | 1559269.2237 | 28709.0436 | 247280 | 275989.0436 | 565616.7789 | 0 | 0 | 3724.5695 | 0 | 2128610.5721 | 275989.0436
571-49F | 42199.9268 | 2142345.2226 | 0 | 2184545.1494 | 49984.6847 | 247280 | 297264.6847 | 245424.5492 | 0 | 0 | 4441.0754 | 0 | 2434410.7739 | 297264.6847
572-493F | 63565.3333 | 3184370.2798 | 0 | 3247935.6132 | 436093.8776 | 247280 | 683373.8776 | 86856.5986 | 0 | 0 | 118984.5022 | 0 | 3453776.714 | 683373.8776
578-227AE | 30732.4302 | 1545933.5929 | 0 | 1576666.0231 | 28616.8775 | 247280 | 275896.8775 | 391126.1277 | 0 | 0 | 1798.369 | 0 | 1969590.5198 | 275896.8775
578-242F | 38330.423 | 1928779.4402 | 0 | 1967109.8631 | 39595.2423 | 247280 | 286875.2423 | 204591.3929 | 0 | 0 | 4079.8611 | 0 | 2175781.1172 | 286875.2423
579-350F | 47816.3104 | 2395406.8971 | 0 | 2443223.2075 | 140374.6542 | 247280 | 387654.6542 | 353908.2303 | 0 | 0 | 19029.583 | 0 | 2816161.0207 | 387654.6542
58-110F | 44156.7729 | 2212078.6287 | 0 | 2256235.4017 | 38424.0257 | 247280 | 285704.0257 | 272008.6249 | 0 | 0 | 3828.4542 | 0 | 2532072.4808 | 285704.0257
58-522 | 41044.8427 | 2156108.1676 | 0 | 2197153.0103 | 45455.168 | 247280 | 292735.168 | 216667.7333 | 0 | 0 | 21573.89 | 0 | 2435394.6336 | 292735.168
58-753F | 68506.3174 | 3703667.587 | 0 | 3772173.9044 | 102545.0268 | 247280 | 349825.0268 | 0 | 0 | 0 | 115337.4065 | 0 | 3887511.3108 | 349825.0268
58-754F | 45491.9564 | 2278966.0058 | 0 | 2324457.9622 | 43002.8509 | 247280 | 290282.8509 | 80578.9091 | 0 | 0 | 8308.4355 | 0 | 2413345.3067 | 290282.8509
58-756F | 54431.6738 | 2726810.2784 | 0 | 2781241.9522 | 74724.1058 | 247280 | 322004.1058 | 200243.7043 | 0 | 0 | 39491.9781 | 0 | 3020977.6346 | 322004.1058
580-690AE | 46850.6607 | 2347031.6881 | 0 | 2393882.3489 | 142954.4557 | 247280 | 390234.4557 | 213391.4206 | 0 | 0 | 146058.3468 | 0 | 2753332.1163 | 390234.4557
581-49 | 36959.7133 | 1851534.5798 | 0 | 1888494.2931 | 36891.7516 | 247280 | 284171.7516 | 233944.4382 | 0 | 0 | 5521.4615 | 0 | 2127960.1928 | 284171.7516
583-318F | 11123.5558 | 620266.5358 | 0 | 631390.0916 | 8015.3656 | 247280 | 255295.3656 | 2334659.9575 | 0 | 0 | 4893.8798 | 0 | 2970943.9289 | 255295.3656
586-3 | 19699.5208 | 1014437.6239 | 0 | 1034137.1447 | 28087.1679 | 247280 | 275367.1679 | 1086782.028 | 0 | 0 | 2784.756 | 0 | 2123703.9287 | 275367.1679
59-464AE | 30088.3492 | 1507306.5761 | 0 | 1537394.9253 | 25660.1388 | 247280 | 272940.1388 | 1537936.6965 | 0 | 0 | 10843.8721 | 0 | 3086175.4939 | 272940.1388
59-465 | 17530.1801 | 896847.1601 | 0 | 914377.3403 | 13622.6748 | 247280 | 260902.6748 | 363384.6183 | 0 | 0 | 1768.1815 | 0 | 1279530.1401 | 260902.6748
591-1594R | 25086.9658 | 1256604.7366 | 29045.0345 | 1310736.737 | 23538.247 | 247280 | 270818.247 | 458742.5026 | 45959.5656 | 22924.6821 | 4287.8346 | 0 | 1819726.6396 | 293742.929
591-39AE | 34350.9077 | 1751693.0493 | 0 | 1786043.957 | 53672.6141 | 247280 | 300952.6141 | 533472.1893 | 0 | 0 | 2316.8217 | 0 | 2321832.968 | 300952.6141
594-1379F | 24329.1676 | 922874.4535 | 48192.7711 | 995396.3922 | 14196.8386 | 247280 | 261476.8386 | 612373.6546 | 162556.3333 | 81287.992 | 19538.2273 | 0 | 1789864.6075 | 342764.8305
595-1454F | 35610.1745 | 1812427.0208 | 0 | 1848037.1953 | 45641.7243 | 247280 | 292921.7243 | 653256.1051 | 0 | 0 | 12500.9054 | 0 | 2513794.2058 | 292921.7243
595-500 | 31049.1598 | 1624198.8269 | 0 | 1655247.9867 | 74254.6858 | 247280 | 321534.6858 | 494132.1352 | 0 | 0 | 6267.0573 | 0 | 2155647.1792 | 321534.6858
597-595 | 40092.0492 | 1100003.5371 | 360451.707 | 1500547.2933 | 24534.8793 | 247280 | 271814.8793 | 952103.4479 | 289537.831 | 143914.265 | 1022.5708 | 0 | 2743211.1429 | 415729.1443
599-19R | 44136.9657 | 1204491.1542 | 373816.073 | 1622444.1929 | 21106.7651 | 247280 | 268386.7651 | 774089.0709 | 288202.376 | 143678.48 | 808.0315 | 0 | 2685543.6713 | 412065.2451
60-574 | 41638.3138 | 2111740.2908 | 0 | 2153378.6046 | 50348.9188 | 247280 | 297628.9188 | 247998.4461 | 0 | 0 | 5912.5366 | 0 | 2407289.5873 | 297628.9188
60-576F | 30664.3473 | 1556934.0058 | 0 | 1587598.353 | 39972.7575 | 247280 | 287252.7575 | 128687.2501 | 0 | 0 | 9234.6728 | 0 | 1725520.276 | 287252.7575
60-603F | 43984.5747 | 2203452.1835 | 0 | 2247436.7583 | 44160.0027 | 247280 | 291440.0027 | 169034.5251 | 0 | 0 | 4115.4198 | 0 | 2420586.7032 | 291440.0027
61-13F | 42608.8363 | 2156614.772 | 0 | 2199223.6083 | 52861.3046 | 247280 | 300141.3046 | 1231192.2857 | 0 | 0 | 9788.1757 | 0 | 3440204.0697 | 300141.3046
61-21F | 32996.836 | 1653010.1902 | 0 | 1686007.0262 | 70035.5769 | 247280 | 317315.5769 | 488622.1188 | 0 | 0 | 7445.8643 | 0 | 2182075.0093 | 317315.5769
61-23F | 53650.3579 | 2687669.4611 | 0 | 2741319.8189 | 377000.3368 | 247280 | 624280.3368 | 0 | 0 | 0 | 125506.5216 | 0 | 2866826.3405 | 624280.3368
62-22AE | 35050.699 | 1755900.5581 | 0 | 1790951.2571 | 41334.2621 | 247280 | 288614.2621 | 843775.8252 | 0 | 0 | 2376.2201 | 0 | 2637103.3025 | 288614.2621
63-35AE | 6925.6892 | 383092.4027 | 0 | 390018.0919 | 30101.0465 | 247280 | 277381.0465 | 744111.7615 | 0 | 0 | 5546.6414 | 0 | 1139676.4947 | 277381.0465
63-797R | 22722.7344 | 1169721.1444 | 0 | 1192443.8787 | 40232.1921 | 247280 | 287512.1921 | 2122412.4171 | 0 | 0 | 3108.7734 | 0 | 3317965.0693 | 287512.1921
64-13F | 37564.2372 | 1881818.8186 | 0 | 1919383.0558 | 34737.0935 | 247280 | 282017.0935 | 2823057.6884 | 0 | 0 | 88011.6789 | 0 | 4830452.4232 | 282017.0935
64-14F | 19613.406 | 982553.6029 | 0 | 1002167.009 | 20610.1187 | 247280 | 267890.1187 | 235515.5391 | 0 | 0 | 1562.1694 | 0 | 1239244.7175 | 267890.1187
66-1213R | 23664.2381 | 1223638.6122 | 0 | 1247302.8503 | 29055.5694 | 247280 | 276335.5694 | 2501960.9261 | 0 | 0 | 1099.0322 | 0 | 3750362.8086 | 276335.5694
67-24R | 39736.6546 | 1094336.4842 | 332470.5686 | 1466543.7074 | 18945.5874 | 247280 | 266225.5874 | 498488.1979 | 292058.085 | 144357.158 | 1181.2842 | 0 | 2258271.2745 | 410582.7454
67-34R | 42780.506 | 1168313.255 | 350873.9204 | 1561967.6813 | 20405.9452 | 247280 | 267685.9452 | 654031.335 | 292052.299 | 144356.234 | 941.4201 | 0 | 2508992.7355 | 412042.1792
67-37R | 38623.6034 | 1040965.3917 | 332197.0304 | 1411786.0254 | 17436.5969 | 247280 | 264716.5969 | 336873.6398 | 292093.274 | 144363.56 | 1649.7993 | 0 | 2042402.7385 | 409080.1569
67-45R | 37810.2687 | 1033495.3823 | 302662.7219 | 1373968.373 | 17956.1601 | 247280 | 265236.1601 | 390458.0666 | 292086.63 | 144362.262 | 1420.458 | 0 | 2057933.5276 | 409598.4221
68-27 | 23562.4101 | 1205660.3909 | 0 | 1229222.801 | 22573.5542 | 247280 | 269853.5542 | 1689391.8724 | 0 | 0 | 11139.0903 | 0 | 2929753.7638 | 269853.5542
68-42 | 29009.6124 | 1490772.0737 | 0 | 1519781.686 | 146615.0064 | 247280 | 393895.0064 | 2916812.5811 | 0 | 0 | 8381.0966 | 0 | 4444975.3637 | 393895.0064
69-45F | 39158.4073 | 1961680.3977 | 0 | 2000838.805 | 137743.2547 | 247280 | 385023.2547 | 116318.7367 | 0 | 0 | 16327.5614 | 0 | 2133485.1031 | 385023.2547
700-255 | 15309.4885 | 1263718.5992 | 0 | 1279028.0878 | 16830.1336 | 247280 | 264110.1336 | 248636.5547 | 0 | 0 | 8853.6972 | 0 | 1536518.3397 | 264110.1336
700-259F | 41822.5023 | 2144842.3291 | 0 | 2186664.8314 | 40217.3653 | 247280 | 287497.3653 | 138558.6174 | 0 | 0 | 21463.5363 | 0 | 2346686.9851 | 287497.3653
701-48AE | 44276.7432 | 2218088.663 | 0 | 2262365.4063 | 71736.5444 | 247280 | 319016.5444 | 431370.4201 | 0 | 0 | 6436.7216 | 0 | 2700172.548 | 319016.5444
702-25 | 18341.088 | 976117.2104 | 0 | 994458.2985 | 42879.7535 | 247280 | 290159.7535 | 204121.0565 | 0 | 0 | 12565.1041 | 0 | 1211144.4591 | 290159.7535
702-27R | 39832.3626 | 2013761.3475 | 0 | 2053593.71 | 40489.9957 | 247280 | 287769.9957 | 221506.1057 | 0 | 0 | 2002.5982 | 0 | 2277102.414 | 287769.9957
702-30 | 35620.9092 | 1804201.2069 | 0 | 1839822.116 | 31380.8583 | 247280 | 278660.8583 | 250599.8292 | 0 | 0 | 2539.5142 | 0 | 2092961.4595 | 278660.8583
702-448F | 71877.7231 | 3600787.9318 | 0 | 3672665.6549 | 46531.0154 | 247280 | 293811.0154 | 491073.8462 | 0 | 0 | 335530.8131 | 0 | 4499270.3141 | 293811.0154
703-279R | 45547.3485 | 2356220.2909 | 0 | 2401767.6394 | 43427.3185 | 247280 | 290707.3185 | 501914.4209 | 0 | 0 | 2702.7284 | 0 | 2906384.7888 | 290707.3185
712-26 | 43460.9488 | 2177220.6099 | 0 | 2220681.5588 | 81176.9302 | 247280 | 328456.9302 | 1187713.4884 | 0 | 0 | 81495.7505 | 0 | 3489890.7976 | 328456.9302
712-311F | 46825.5774 | 2345775.1127 | 0 | 2392600.69 | 68278.7958 | 247280 | 315558.7958 | 701353.7809 | 0 | 0 | 17245.4094 | 0 | 3111199.8804 | 315558.7958
713-169 | 36847.5203 | 1910622.1679 | 0 | 1947469.6881 | 29572.476 | 247280 | 276852.476 | 0 | 0 | 0 | 27807.1082 | 0 | 1975276.7964 | 276852.476
714-549F | 15998.3521 | 955744.5282 | 0 | 971742.8803 | 19053.5472 | 247280 | 266333.5472 | 409209.882 | 0 | 0 | 6383.1096 | 0 | 1387335.8719 | 266333.5472
718-483R | 22710.0169 | 1166206.7488 | 0 | 1188916.7657 | 26190.8645 | 247280 | 273470.8645 | 345472.9781 | 0 | 0 | 3468.4229 | 0 | 1537858.1667 | 273470.8645
719-20AE | 44896.5958 | 2249140.8103 | 0 | 2294037.406 | 47744.2018 | 247280 | 295024.2018 | 0 | 0 | 0 | 52778.2143 | 0 | 2346815.6204 | 295024.2018
719-21AE | 39957.7023 | 2097938.0667 | 0 | 2137895.769 | 47438.5076 | 247280 | 294718.5076 | 154979.4211 | 0 | 0 | 8588.3438 | 0 | 2301463.5339 | 294718.5076
719-28 | 186882.08 | 9362048.6227 | 0 | 9548930.7027 | 120980.64 | 247280 | 368260.64 | 638396 | 0 | 0 | 871653.89 | 0 | 11058980.5927 | 368260.64
719-33 | 43197.5745 | 2197387.3116 | 0 | 2240584.8861 | 39583.3481 | 247280 | 286863.3481 | 179118.3022 | 0 | 0 | 5154.6094 | 0 | 2424857.7977 | 286863.3481
719-856F | 43168.1417 | 2162552.1361 | 0 | 2205720.2778 | 77337.2373 | 247280 | 324617.2373 | 276494.8989 | 0 | 0 | 25608.8467 | 0 | 2507824.0234 | 324617.2373
719-857F | 74302.5137 | 3722260.2958 | 0 | 3796562.8095 | 78078.4135 | 247280 | 325358.4135 | 46149.1084 | 0 | 0 | 63432.2033 | 0 | 3906144.1212 | 325358.4135
72-12F | 64654.4264 | 3238929.507 | 0 | 3303583.9334 | 123836.7025 | 247280 | 371116.7025 | 189310.1812 | 0 | 0 | 86569.2113 | 0 | 3579463.3258 | 371116.7025
72-16 | 43508.5895 | 2189150.1255 | 0 | 2232658.715 | 48930.9433 | 247280 | 296210.9433 | 150755.6537 | 0 | 0 | 4487.8459 | 0 | 2387902.2145 | 296210.9433
723-377 | 56440.8966 | 2827464.3491 | 0 | 2883905.2458 | 182653.804 | 247280 | 429933.804 | 3599011.0067 | 0 | 0 | 175863.286 | 0 | 6658779.5385 | 429933.804
723-792F | 32595.7116 | 1632915.4574 | 0 | 1665511.1691 | 34663.1233 | 247280 | 281943.1233 | 389718.4884 | 0 | 0 | 76430.6342 | 0 | 2131660.2916 | 281943.1233
723-793F | 19741.0648 | 988948.7982 | 0 | 1008689.863 | 16430.0958 | 247280 | 263710.0958 | 1078979.1549 | 0 | 0 | 61806.0027 | 0 | 2149475.0206 | 263710.0958
728-1570F | 57063.2305 | 2858640.8008 | 0 | 2915704.0313 | 306015.0962 | 247280 | 553295.0962 | 1754370.687 | 0 | 0 | 133461.5236 | 0 | 4803536.242 | 553295.0962
73-1130R | 32311.1566 | 1033862.1235 | 76829.9014 | 1143003.1815 | 18008.0161 | 247280 | 265288.0161 | 339085.6688 | 292426.552 | 144421.728 | 1276.1776 | 0 | 1775791.5799 | 409709.7441
73-1163 | 38042.8403 | 1150839.5902 | 175119.2315 | 1364001.6621 | 18945.6008 | 247280 | 266225.6008 | 706116.8886 | 292452.798 | 144426.392 | 1331.7029 | 0 | 2363903.0515 | 410651.9928
73-1164 | 46805.8331 | 1467766.6147 | 142022.7482 | 1656595.196 | 26137.8747 | 247280 | 273417.8747 | 1636076.3603 | 292498.987 | 144434.818 | 8488.3198 | 0 | 3593658.8631 | 417852.6927
73-23R | 31154.0243 | 1028820.2537 | 27369.4881 | 1087343.766 | 17235.8147 | 247280 | 264515.8147 | 369228.6265 | 292514.783 | 144437.337 | 1658.1475 | 0 | 1750745.323 | 408953.1517
73-678R | 36170.8894 | 1017110.8375 | 324562.6929 | 1377844.4198 | 17549.1041 | 247280 | 264829.1041 | 425533.3 | 292492.167 | 144433.641 | 1152.4054 | 0 | 2097022.2922 | 409262.7451
73-683R | 37185.9605 | 1107078.6282 | 199413.0824 | 1343677.6711 | 19004.7434 | 247280 | 266284.7434 | 502560.4681 | 292509.195 | 144435.973 | 1361.5633 | 0 | 2140108.8976 | 410720.7164
730-1079 | 33512.8547 | 1727405.6581 | 0 | 1760918.5128 | 36160.1924 | 247280 | 283440.1924 | 344853.1351 | 0 | 0 | 1821.9446 | 0 | 2107593.5925 | 283440.1924
730-835 | 36400.8421 | 1832501.9053 | 0 | 1868902.7474 | 38787.1579 | 247280 | 286067.1579 | 217104.1148 | 0 | 0 | 4243.3637 | 0 | 2090250.2259 | 286067.1579
730-971R | 38258.1396 | 1938898.307 | 0 | 1977156.4466 | 41053.2019 | 247280 | 288333.2019 | 269610.9083 | 0 | 0 | 2812.4155 | 0 | 2249579.7703 | 288333.2019
731-1245F | 41193.6988 | 2063640.4018 | 0 | 2104834.1005 | 38093.396 | 247280 | 285373.396 | 816171.227 | 0 | 0 | 38860.9436 | 0 | 2959866.2712 | 285373.396
731-1247F | 33780.4582 | 1702259.4368 | 0 | 1736039.895 | 32679.2404 | 247280 | 279959.2404 | 450377.5571 | 0 | 0 | 2565.9753 | 0 | 2188983.4274 | 279959.2404
731-49F | 32980.9792 | 1664347.8704 | 0 | 1697328.8497 | 38107.1492 | 247280 | 285387.1492 | 591350.2957 | 0 | 0 | 1479.5753 | 0 | 2290158.7207 | 285387.1492
732-15R | 31700.7437 | 1594768.1787 | 0 | 1626468.9224 | 57610.2907 | 247280 | 304890.2907 | 626751.6375 | 0 | 0 | 3280.6259 | 0 | 2256501.1858 | 304890.2907
733-20AE | 35305.1368 | 1777801.5708 | 0 | 1813106.7076 | 35637.6429 | 247280 | 282917.6429 | 491702.044 | 0 | 0 | 2388.815 | 0 | 2307197.5666 | 282917.6429
733-23R | 43840.2834 | 2199563.1385 | 0 | 2243403.4219 | 42618.2194 | 247280 | 289898.2194 | 453066.3484 | 0 | 0 | 1865.5022 | 0 | 2698335.2725 | 289898.2194
74-24R | 41188.0118 | 2092698.4487 | 0 | 2133886.4605 | 44607.7884 | 247280 | 291887.7884 | 247226.5844 | 0 | 0 | 2934.6455 | 0 | 2384047.6905 | 291887.7884
74-35R | 28018.3106 | 1480280.5139 | 0 | 1508298.8245 | 34074.7104 | 247280 | 281354.7104 | 483292.426 | 0 | 0 | 8556.8198 | 0 | 2000148.0702 | 281354.7104
740-856F | 43670.8058 | 2221459.785 | 0 | 2265130.5908 | 57123.7749 | 247280 | 304403.7749 | 464889.4913 | 0 | 0 | 7582.214 | 0 | 2737602.2962 | 304403.7749
740-857F | 45580.9951 | 2283426.4933 | 0 | 2329007.4885 | 75022.361 | 247280 | 322302.361 | 716249.1707 | 0 | 0 | 42951.451 | 0 | 3088208.1102 | 322302.361
741-17 | 64868.16 | 3249636.712 | 0 | 3314504.872 | 93401.28 | 247280 | 340681.28 | 664776 | 0 | 0 | 43653.89 | 0 | 4022934.762 | 340681.28
75-2257F | 123465.187 | 4176378.5677 | 0 | 4299843.7548 | 111779.1703 | 247280 | 359059.1703 | 0 | 272987 | 136510 | 194773.5926 | 0 | 4767604.3474 | 495569.1703
75-2258F | 376086.4381 | 10402276.2474 | 1222222.2222 | 12000584.9077 | 1142352.9333 | 247280 | 1389632.9333 | 2053227.4074 | 287010.614 | 143468.567 | 484453.89 | 0 | 14825276.8191 | 1533101.5003
75-2259F | 47145.5694 | 1277145.3676 | 513663.5914 | 1837954.5285 | 23031.281 | 247280 | 270311.281 | 859105.6272 | 287010.504 | 143468.6 | 2739.4044 | 0 | 2986810.0641 | 413779.881
75-32R | 52976.0775 | 1436186.2767 | 572712.4816 | 2061874.8358 | 30366.5207 | 247280 | 277646.5207 | 781894.4883 | 287010.339 | 143468.589 | 4503.7854 | 0 | 3135283.4485 | 421115.1097
75-41 | 45825.5174 | 1222909.1089 | 526850.508 | 1795585.1343 | 18511.4194 | 247280 | 265791.4194 | 337286.1829 | 287010.372 | 143468.611 | 4247.2137 | 0 | 2424128.9028 | 409260.0304
75-996R | 43157.9225 | 1228747.5493 | 442283.9881 | 1714189.46 | 20630.0208 | 247280 | 267910.0208 | 663018.5768 | 279879.8888 | 139904.4068 | 1361.3742 | 0 | 2658449.2998 | 407814.4276
759-13AE | 37070.8502 | 1866695.8436 | 0 | 1903766.6938 | 34900.3153 | 247280 | 282180.3153 | 349674.8547 | 0 | 0 | 1805.7055 | 0 | 2255247.254 | 282180.3153
76-266F | 39171.7897 | 1962350.803 | 0 | 2001522.5927 | 79684.7455 | 247280 | 326964.7455 | 468342.917 | 0 | 0 | 46106.2917 | 0 | 2515971.8015 | 326964.7455
76-272 | 42634.6951 | 2135828.5831 | 0 | 2178463.2782 | 59381.9692 | 247280 | 306661.9692 | 355001.5779 | 0 | 0 | 12875.9432 | 0 | 2546340.7994 | 306661.9692
76-49F | 45396.4567 | 2274181.8517 | 0 | 2319578.3083 | 39690.4227 | 247280 | 286970.4227 | 394738.7854 | 0 | 0 | 19692.7564 | 0 | 2734009.8502 | 286970.4227
765-53 | 31140.4207 | 1664716.5205 | 0 | 1695856.9412 | 197957.8852 | 247280 | 445237.8852 | 162166.6384 | 0 | 0 | 44714.6859 | 0 | 1902738.2656 | 445237.8852
768-20AE | 18628.6717 | 968766.1696 | 0 | 987394.8413 | 143041.0734 | 247280 | 390321.0734 | 863123.9322 | 0 | 0 | 15478.8972 | 0 | 1865997.6707 | 390321.0734
77-28R | 44122.212 | 2210347.2614 | 0 | 2254469.4733 | 52224.0063 | 247280 | 299504.0063 | 793808.2476 | 0 | 0 | 14166.3769 | 0 | 3062444.0979 | 299504.0063
770-250R | 24661.3843 | 1261893.5884 | 0 | 1286554.9728 | 18303.0285 | 247280 | 265583.0285 | 909652.837 | 0 | 0 | 11637.4587 | 0 | 2207845.2684 | 265583.0285
770-259R | 31855.2694 | 881327.5345 | 347935.2328 | 1261118.0367 | 12560.0643 | 247280 | 259840.0643 | 119181.6242 | 264639.2849 | 132285.822 | 7014.9544 | 0 | 1651953.9002 | 392125.8862
771-274AE | 56630.9333 | 2836984.4311 | 0 | 2893615.3644 | 184764.8 | 247280 | 432044.8 | 552723.8095 | 0 | 0 | 75882.4614 | 0 | 3522221.6354 | 432044.8
773-271F | 32595.7116 | 1632915.4574 | 0 | 1665511.1691 | 34425.1961 | 247280 | 281705.1961 | 644647.1236 | 0 | 0 | 16448.994 | 0 | 2326607.2867 | 281705.1961
775-185 | 43538.8358 | 2181122.439 | 0 | 2224661.2748 | 50945.1634 | 247280 | 298225.1634 | 297460.5018 | 0 | 0 | 8260.3416 | 0 | 2530382.1182 | 298225.1634
775-187AE | 47052.3184 | 2423831.3586 | 0 | 2470883.6771 | 58162.7029 | 247280 | 305442.7029 | 433861.3592 | 0 | 0 | 28648.0648 | 0 | 2933393.101 | 305442.7029
777-10 | 45984.9069 | 2588584.8726 | 0 | 2634569.7795 | 62116.1585 | 247280 | 309396.1585 | 0 | 0 | 0 | 120896.2863 | 0 | 2755466.0659 | 309396.1585
777-101 | 33888.8834 | 1821046.8643 | 0 | 1854935.7477 | 40595.7474 | 247280 | 287875.7474 | 267457.6758 | 0 | 0 | 26524.7129 | 0 | 2148918.1364 | 287875.7474
777-263F | 39207.7151 | 2095981.0349 | 0 | 2135188.7501 | 43664.0239 | 247280 | 290944.0239 | 1102560.2559 | 0 | 0 | 56180.9689 | 0 | 3293929.9748 | 290944.0239
777-268F | 75763.0054 | 3795425.1173 | 0 | 3871188.1227 | 154119.9892 | 247280 | 401399.9892 | 1294045.9459 | 0 | 0 | 353643.0792 | 0 | 5518877.1478 | 401399.9892
779-25AE | 16798.3892 | 841532.4605 | 0 | 858330.8497 | 34171.9227 | 247280 | 281451.9227 | 946834.5169 | 0 | 0 | 39608.9462 | 0 | 1844774.3127 | 281451.9227
78-26R | 38042.5887 | 1202439.4247 | 105961.0525 | 1346443.0659 | 20994.1198 | 247280 | 268274.1198 | 796162.3594 | 296863.105 | 145201.474 | 2007.9854 | 0 | 2441476.5158 | 413475.5938
78-35R | 30793.7959 | 1041642.2006 | 0 | 1072435.9964 | 13460.5731 | 247280 | 260740.5731 | 22678.3039 | 272987 | 136510 | 6915.999 | 0 | 1375017.2994 | 397250.5731
78-782R | 35534.1818 | 1054471.0242 | 131183.7456 | 1221188.9516 | 18777.9387 | 247280 | 266057.9387 | 305861.9965 | 297120.406 | 145246.926 | 6225.9748 | 0 | 1830397.3288 | 411304.8647
780-468R | 21098.3105 | 1093992.1986 | 0 | 1115090.5091 | 85892.6195 | 247280 | 333172.6195 | 212320.4674 | 0 | 0 | 8284.9012 | 0 | 1335695.8777 | 333172.6195
781-1356R | 45739.1278 | 2322332.2817 | 0 | 2368071.4096 | 72871.6997 | 247280 | 320151.6997 | 652632.3428 | 0 | 0 | 13551.3593 | 0 | 3034255.1117 | 320151.6997
781-1359 | 40603.3107 | 2034064.3091 | 0 | 2074667.6198 | 65406.9132 | 247280 | 312686.9132 | 584010.0629 | 0 | 0 | 10416.1542 | 0 | 2669093.8368 | 312686.9132
781-43AE | 50421.9172 | 2769836.8706 | 0 | 2820258.7878 | 41927.574 | 247280 | 289207.574 | 226649.4675 | 0 | 0 | 103554.4817 | 0 | 3150462.7369 | 289207.574
781-44 | 34267.9614 | 1752979.9515 | 0 | 1787247.9128 | 41091.1852 | 247280 | 288371.1852 | 600299.5844 | 0 | 0 | 1476.6253 | 0 | 2389024.1225 | 288371.1852
788-34R | 36634.3403 | 1364742.6715 | 143658.6039 | 1545035.6157 | 29840.4763 | 247280 | 277120.4763 | 736713.7215 | 147167.8802 | 73260.0256 | 1255.1408 | 0 | 2430172.3581 | 350380.5018
789-15 | 25531.997 | 1402554.1008 | 0 | 1428086.0978 | 74037.8607 | 247280 | 321317.8607 | 1409421.8427 | 0 | 0 | 13505.5754 | 0 | 2851013.5159 | 321317.8607
789-4R | 28173.0904 | 1504123.755 | 0 | 1532296.8455 | 34148.9196 | 247280 | 281428.9196 | 1210348.7066 | 0 | 0 | 1543.1396 | 0 | 2744188.6917 | 281428.9196
79-1215F | 56805.2485 | 1921515.1107 | 0 | 1978320.3592 | 28377.08 | 247280 | 275657.08 | 1047043.4664 | 292547.156 | 144443.046 | 60057.0827 | 0 | 3377968.0643 | 420100.126
79-658R | 33132.3612 | 1062981.6119 | 8057.7882 | 1104171.7612 | 15508.335 | 247280 | 262788.335 | 498177.8932 | 300063.962 | 145766.588 | 1517.518 | 0 | 1903931.1345 | 408554.923
79-660R | 41109.6971 | 1174538.2485 | 100052.2739 | 1315700.2196 | 16315.9866 | 247280 | 263595.9866 | 759154.0115 | 300060.783 | 145765.697 | 1820.1211 | 0 | 2376735.1351 | 409361.6836
79-668R | 47956.1887 | 1468250.6742 | 56670.9599 | 1572877.8228 | 26592.3586 | 247280 | 273872.3586 | 579960.4253 | 299350.029 | 145640.352 | 1773.99 | 0 | 2453962.2671 | 419512.7106
79-676R | 40533.5881 | 1356171.574 | 15737.7049 | 1412442.867 | 22901.8355 | 247280 | 270181.8355 | 843519.7902 | 298288.023 | 145453.473 | 3569.9556 | 0 | 2557820.6357 | 415635.3085
79-679R | 36466.2153 | 1145160.1695 | 127361.5737 | 1308987.9585 | 20025.642 | 247280 | 267305.642 | 596429.1276 | 298161.666 | 145431.858 | 2080.8314 | 0 | 2205659.5835 | 412737.5
79-685R | 27277.2639 | 922690.7055 | 0 | 949967.9694 | 12542.6781 | 247280 | 259822.6781 | 116653.5709 | 309577.081 | 166170.081 | 3055.7815 | 0 | 1379254.4028 | 425992.7591
79-714R | 37856.7827 | 1252965.3244 | 43620.1413 | 1334442.2484 | 21458.7475 | 247280 | 268738.7475 | 721019.0524 | 297916.245 | 145389.365 | 2613.087 | 0 | 2355990.6328 | 414128.1125
79-785 | 39455.1648 | 1262677.0209 | 96433.3883 | 1398565.574 | 22201.2062 | 247280 | 269481.2062 | 712763.6685 | 297172.766 | 145258.894 | 1433.0598 | 0 | 2409935.0683 | 414740.1002
79-799R | 26845.1788 | 882087.5962 | 22408.9636 | 931341.7386 | 12894.7361 | 247280 | 260174.7361 | 76631.6838 | 309634.259 | 147450.897 | 1932.8816 | 0 | 1319540.563 | 407625.6331
79-808R | 35240.724 | 1000891.1246 | 160862.6611 | 1196994.5097 | 16092.5076 | 247280 | 263372.5076 | 385078.4327 | 299176.086 | 145610.443 | 1419.066 | 0 | 1882668.0944 | 408982.9506
791-419F | 32006.5215 | 1186693.3849 | 200982.0715 | 1419681.9778 | 29186.4436 | 247280 | 276466.4436 | 684885.4996 | 152276.3769 | 75686.3157 | 2443.6125 | 0 | 2259287.4669 | 352152.7593
792-1172F | 42759.7074 | 2196314.849 | 0 | 2239074.5564 | 39519.6134 | 247280 | 286799.6134 | 400309.704 | 0 | 0 | 4274.1049 | 0 | 2643658.3653 | 286799.6134
792-1173F | 45176.0737 | 2327179.3573 | 0 | 2372355.431 | 41347.4859 | 247280 | 288627.4859 | 119017.3796 | 0 | 0 | 27523.802 | 0 | 2518896.6126 | 288627.4859
792-46 | 35778.9008 | 1863094.2533 | 0 | 1898873.1541 | 32790.7384 | 247280 | 280070.7384 | 488462.1993 | 0 | 0 | 3443.082 | 0 | 2390778.4354 | 280070.7384
792-47R | 40434.0497 | 2042770.7316 | 0 | 2083204.7813 | 57519.6219 | 247280 | 304799.6219 | 793189.1374 | 0 | 0 | 2875.4595 | 0 | 2879269.3783 | 304799.6219
793-27AE | 24646.2971 | 1272017.4759 | 0 | 1296663.773 | 69025.2391 | 247280 | 316305.2391 | 763299.5652 | 0 | 0 | 16236.4987 | 0 | 2076199.8369 | 316305.2391
793-46F | 25787.4028 | 1416584.3578 | 0 | 1442371.7607 | 30855.2441 | 247280 | 278135.2441 | 270470.3968 | 0 | 0 | 18030.2182 | 0 | 1730872.3756 | 278135.2441
794-1002 | 30836.703 | 1598948.5276 | 0 | 1629785.2306 | 90125.6114 | 247280 | 337405.6114 | 377418.2614 | 0 | 0 | 11899.4779 | 0 | 2019102.9699 | 337405.6114
794-15 | 36258.9183 | 1877664.0932 | 0 | 1913923.0115 | 40179.4621 | 247280 | 287459.4621 | 249752.1492 | 0 | 0 | 4768.1851 | 0 | 2168443.3459 | 287459.4621
795-816R | 39657.9618 | 2011478.3689 | 0 | 2051136.3307 | 45619.7791 | 247280 | 292899.7791 | 395180.7763 | 0 | 0 | 3071.8096 | 0 | 2449388.9165 | 292899.7791
795-821F | 37200.5839 | 1981919.1559 | 0 | 2019119.7397 | 45326.574 | 247280 | 292606.574 | 329849.3864 | 0 | 0 | 6705.7737 | 0 | 2355674.8999 | 292606.574
796-45 | 16429.8657 | 914587.3432 | 0 | 931017.209 | 78570.7375 | 247280 | 325850.7375 | 1230301.3499 | 0 | 0 | 8191.0126 | 0 | 2169509.5714 | 325850.7375
799-504R | 35728.7255 | 1458165.3356 | 176854.7982 | 1670748.8594 | 77702.6942 | 247280 | 324982.6942 | 1003093.0028 | 116720.1157 | 58367.1127 | 9208.2025 | 0 | 2799770.1804 | 383349.8069
80-564 | 33570.169 | 1717312.8071 | 0 | 1750882.9761 | 29351.2585 | 247280 | 276631.2585 | 201141.9257 | 0 | 0 | 2333.9749 | 0 | 1954358.8766 | 276631.2585
80-568F | 44704.2423 | 2244995.8951 | 0 | 2289700.1374 | 51247.1726 | 247280 | 298527.1726 | 182001.9681 | 0 | 0 | 2775.1298 | 0 | 2474477.2354 | 298527.1726
80-575R | 54588.7737 | 2771659.1317 | 0 | 2826247.9054 | 80460.4263 | 247280 | 327740.4263 | 171817.1053 | 0 | 0 | 16085.4689 | 0 | 3014150.4796 | 327740.4263
81-177AE | 67979.3656 | 3634066.933 | 0 | 3702046.2986 | 110199.5534 | 247280 | 357479.5534 | 212405.3235 | 0 | 0 | 97074.9621 | 0 | 4011526.5842 | 357479.5534
81-193AE | 58474.3642 | 3142167.7821 | 0 | 3200642.1463 | 56663.9876 | 247280 | 303943.9876 | 164818.2444 | 0 | 0 | 45438.3995 | 0 | 3410898.7902 | 303943.9876
83-622F | 25151.0386 | 1259966.9607 | 0 | 1285117.9993 | 40083.2464 | 247280 | 287363.2464 | 171833.73 | 0 | 0 | 7350.8421 | 0 | 1464302.5715 | 287363.2464
834-887AE | 25980.6542 | 1342284.4927 | 0 | 1368265.1469 | 45023.5815 | 247280 | 292303.5815 | 1261153.263 | 0 | 0 | 9068.2605 | 0 | 2638486.6704 | 292303.5815
835-10F | 59075.5055 | 1540373.6308 | 603290.6764 | 2202739.8127 | 122251.4984 | 247280 | 369531.4984 | 2135767.2395 | 272987 | 136510 | 48234.5116 | 0 | 4659728.5637 | 506041.4984
835-11F | 32350.6402 | 855058.1658 | 283667.6218 | 1171076.4278 | 106293.2648 | 247280 | 353573.2648 | 1006908.7966 | 272987 | 136510 | 9814.9215 | 0 | 2460787.1458 | 490083.2648
835-35F | 82434.4426 | 2149449.9389 | 1010204.0816 | 3242088.4631 | 1217897.5959 | 247280 | 1465177.5959 | 1347394.4898 | 272987 | 136510 | 133800.8288 | 0 | 4996270.7816 | 1601687.5959
840-308F | 29210.6336 | 784118.5376 | 322456.8138 | 1135785.985 | 11218.1251 | 247280 | 258498.1251 | 166909.9424 | 288682.251 | 143762.927 | 9574.8113 | 0 | 1600952.9897 | 402261.0521
840-374 | 62053.6421 | 1638321.6098 | 665930.9475 | 2366306.1994 | 26564.8013 | 247280 | 273844.8013 | 1657783.3454 | 288681.514 | 143762.872 | 8694.7855 | 0 | 4321465.8443 | 417607.6733
85-498F | 25288.4468 | 1298614.502 | 0 | 1323902.9487 | 23172.622 | 247280 | 270452.622 | 649383.0362 | 0 | 0 | 13881.067 | 0 | 1987167.0519 | 270452.622
85-500F | 39681.0559 | 1987863.0113 | 0 | 2027544.0671 | 62625.2338 | 247280 | 309905.2338 | 124064.4818 | 0 | 0 | 6724.5234 | 0 | 2158333.0723 | 309905.2338
854-607F | 80862.4385 | 4050886.4233 | 0 | 4131748.8617 | 545790.0462 | 247280 | 793070.0462 | 31892266.1538 | 0 | 0 | 251761.5823 | 0 | 36275776.5979 | 793070.0462
855-45 | 18688.208 | 936204.8623 | 0 | 954893.0703 | 295470.384 | 247280 | 542750.384 | 42559.7333 | 0 | 0 | 58533.89 | 0 | 1055986.6936 | 542750.384
855-46AE | 52741.9437 | 1471579.4991 | 395209.5808 | 1919531.0236 | 356573.8132 | 247280 | 603853.8132 | 303288.4431 | 272987 | 136510 | 39579.6385 | 0 | 2535386.1052 | 740363.8132
856-1141R | 35466.9463 | 1881774.4235 | 0 | 1917241.3699 | 62471.7074 | 247280 | 309751.7074 | 478454.0983 | 0 | 0 | 5386.6068 | 0 | 2401082.075 | 309751.7074
857-60 | 29904.6175 | 1570906.0097 | 0 | 1600810.6272 | 82558.5743 | 247280 | 329838.5743 | 496133.4825 | 0 | 0 | 15841.585 | 0 | 2112785.6947 | 329838.5743
858-14 | 32725.9582 | 1712401.4592 | 0 | 1745127.4173 | 97979.1152 | 247280 | 345259.1152 | 1075693.5156 | 0 | 0 | 5594.2184 | 0 | 2826415.1514 | 345259.1152
859-1064 | 37396.5498 | 1963906.4515 | 0 | 2001303.0013 | 50666.5949 | 247280 | 297946.5949 | 538703.745 | 0 | 0 | 4703.9916 | 0 | 2544710.7379 | 297946.5949
859-13F | 27498.1177 | 1492626.7764 | 0 | 1520124.8941 | 34141.6009 | 247280 | 281421.6009 | 812765.0431 | 0 | 0 | 1734.0624 | 0 | 2334623.9996 | 281421.6009
859-42R | 36556.437 | 1339940.2496 | 241794.5949 | 1618291.2815 | 30282.7419 | 247280 | 277562.7419 | 842469.1242 | 139518.0645 | 69767.465 | 1168.4472 | 0 | 2601446.9173 | 347330.207
86-1055F | 51200.5699 | 2564944.8281 | 0 | 2616145.398 | 47347.1342 | 247280 | 294627.1342 | 393531.7808 | 0 | 0 | 15371.6982 | 0 | 3025048.877 | 294627.1342
86-1058F | 49251.4999 | 2467304.1758 | 0 | 2516555.6757 | 122957.8261 | 247280 | 370237.8261 | 364530.6589 | 0 | 0 | 38720.3614 | 0 | 2919806.696 | 370237.8261
86-552F | 37093.7738 | 1866615.1432 | 0 | 1903708.9169 | 37322.9488 | 247280 | 284602.9488 | 791165.7761 | 0 | 0 | 1337.8634 | 0 | 2696212.5565 | 284602.9488
87-41AE | 30165.4395 | 1511168.4941 | 0 | 1541333.9336 | 38652.8873 | 247280 | 285932.8873 | 1177671.3297 | 0 | 0 | 40632.2144 | 0 | 2759637.4777 | 285932.8873
88-27F | 43404.8702 | 2174411.293 | 0 | 2217816.1632 | 112374.6828 | 247280 | 359654.6828 | 296545.2387 | 0 | 0 | 67901.6319 | 0 | 2582263.0338 | 359654.6828
90-24 | 62953.2007 | 3221240.105 | 0 | 3284193.3057 | 89187.851 | 247280 | 336467.851 | 376552.5287 | 0 | 0 | 29002.2242 | 0 | 3689748.0586 | 336467.851
90-32 | 47823.806 | 2407693.1056 | 0 | 2455516.9116 | 47589.9084 | 247280 | 294869.9084 | 350496.7444 | 0 | 0 | 5488.758 | 0 | 2811502.414 | 294869.9084
90-44AE | 44669.4037 | 2250973.4346 | 0 | 2295642.8383 | 43379.3922 | 247280 | 290659.3922 | 274241.496 | 0 | 0 | 6039.6989 | 0 | 2575924.0333 | 290659.3922
90-49 | 64590.5806 | 3235731.0908 | 0 | 3300321.6714 | 56146.2304 | 247280 | 303426.2304 | 117676.682 | 0 | 0 | 40601.3554 | 0 | 3458599.7089 | 303426.2304
90-50F | 56198.4298 | 2815317.7242 | 0 | 2871516.154 | 55680.2841 | 247280 | 302960.2841 | 54850.253 | 0 | 0 | 25404.7253 | 0 | 2951771.1323 | 302960.2841
900-1118F | 31291.8832 | 1567598.8391 | 0 | 1598890.7223 | 40509.5844 | 247280 | 287789.5844 | 249419.8326 | 0 | 0 | 49079.0063 | 0 | 1897389.5611 | 287789.5844
900-1119F | 66152.9487 | 3313999.5124 | 0 | 3380152.4611 | 914410.492 | 247280 | 1161690.492 | 677942.6549 | 0 | 0 | 154648.5803 | 0 | 4212743.6963 | 1161690.492
900-1163F | 30877.4483 | 1546837.3019 | 0 | 1577714.7502 | 281821.8902 | 247280 | 529101.8902 | 2471210.3226 | 0 | 0 | 41580.5619 | 0 | 4090505.6347 | 529101.8902
900-1166F | 27588.497 | 1382073.9302 | 0 | 1409662.4272 | 85067.4424 | 247280 | 332347.4424 | 1639014.1207 | 0 | 0 | 11637.4587 | 0 | 3060314.0066 | 332347.4424
901-1124 | 25307.3371 | 1317151.1233 | 0 | 1342458.4605 | 138672.4038 | 247280 | 385952.4038 | 809451.5187 | 0 | 0 | 5669.6154 | 0 | 2157579.5945 | 385952.4038
902-364F | 38665.2579 | 1936975.5771 | 0 | 1975640.835 | 30392.8634 | 247280 | 277672.8634 | 66040.9655 | 0 | 0 | 90578.0279 | 0 | 2132259.8285 | 277672.8634
902-48 | 32497.1203 | 1691073.1771 | 0 | 1723570.2973 | 63114.5681 | 247280 | 310394.5681 | 762244.4331 | 0 | 0 | 5788.3119 | 0 | 2491603.0423 | 310394.5681
907-1475 | 253445.5018 | 6608504.9101 | 1552941.1765 | 8414891.5884 | 213464.4988 | 247280 | 460744.4988 | 0 | 287398.375 | 143536.734 | 307936.2429 | 0 | 9010226.2064 | 604281.2328
907-1562AE | 56281.9521 | 1566781.2335 | 413079.9583 | 2036143.1438 | 40700.0427 | 247280 | 287980.0427 | 1135207.3836 | 288092.805 | 143659.802 | 2824.6098 | 0 | 3462267.9422 | 431639.8447
907-1602 | 98100.4902 | 2557936.7821 | 480874.3169 | 3136911.5893 | 50050.3607 | 247280 | 297330.3607 | 1059375.7377 | 287399.002 | 143536.811 | 95667.0048 | 0 | 4579353.3338 | 440867.1717
907-1604 | 435209.4476 | 11347937.7244 | 2666666.6667 | 14449813.8387 | 335139.2 | 247280 | 582419.2 | 1852977.7778 | 287399.706 | 143537.097 | 528453.89 | 0 | 17118645.2125 | 725956.297
907-1702R | 41519.5779 | 1188810.2491 | 227275.9882 | 1457605.8152 | 21163.6787 | 247280 | 268443.6787 | 1237331.074 | 288111.34 | 143663.102 | 2328.9169 | 0 | 2985377.1461 | 412106.7807
907-1716R | 42473.1597 | 1176039.31 | 355458.231 | 1573970.7007 | 30153.2186 | 247280 | 277433.2186 | 1189685.1454 | 288093.619 | 143659.857 | 1227.3046 | 0 | 3052976.7698 | 421093.0756
907-2820R | 20590.7279 | 670778.5223 | 50847.4576 | 742216.7078 | 9386.9451 | 247280 | 256666.9451 | 354038.3729 | 289095.741 | 143836.814 | 4481.0086 | 0 | 1389831.8304 | 400503.7591
908-1172R | 44332.2896 | 1264953.3425 | 334102.5832 | 1643388.2153 | 24739.3755 | 247280 | 272019.3755 | 1118685.3257 | 292039.396 | 144352.923 | 1426.7181 | 0 | 3055539.6551 | 416372.2985
908-1236 | 47352.8211 | 1284128.5455 | 474521.8484 | 1806003.2151 | 24518.2656 | 247280 | 271798.2656 | 1125067.2539 | 292049.296 | 144354.551 | 2278.2653 | 0 | 3225398.0303 | 416152.8166
908-1368R | 39625.0002 | 1101707.746 | 358568.4023 | 1499901.1484 | 19060.0288 | 247280 | 266340.0288 | 531508.6989 | 291981.294 | 144343.012 | 983.715 | 0 | 2324374.8562 | 410683.0408
908-1370R | 44438.0877 | 1208690.3092 | 414301.8929 | 1667430.2897 | 23066.3766 | 247280 | 270346.3766 | 858344.3973 | 291976.146 | 144341.604 | 2145.2668 | 0 | 2819896.0999 | 414687.9806
908-1372R | 46751.0693 | 1284427.4025 | 482926.8293 | 1814105.3011 | 27660.6 | 247280 | 274940.6 | 862214.1626 | 291938.427 | 144335.048 | 3109.9876 | 0 | 2971367.8783 | 419275.648
908-2038R | 42914.7168 | 1261105.1001 | 278916.4518 | 1582936.2688 | 23689.8804 | 247280 | 270969.8804 | 673727.338 | 291827.778 | 144315.798 | 1006.1446 | 0 | 2549497.5294 | 415285.6784
908-2040 | 45849.1301 | 1259647.7466 | 498042.2866 | 1803539.1634 | 31333.8023 | 247280 | 278613.8023 | 1024522.0673 | 291836.831 | 144317.14 | 2314.5008 | 0 | 3122212.5625 | 422930.9423
908-2055F | 46858.2008 | 1299985.7425 | 372648.7871 | 1719492.7303 | 22414.3462 | 247280 | 269694.3462 | 682931.6364 | 291834.928 | 144316.656 | 1311.8488 | 0 | 2695571.1436 | 414011.0022
908-2062F | 74422.2828 | 2376154.4728 | 0 | 2450576.7556 | 35968.3249 | 247280 | 283248.3249 | 1204100.5753 | 291860.822 | 144320.583 | 88900.5905 | 0 | 4035438.7434 | 427568.9079
908-30 | 52286.711 | 1450409.5985 | 503135.3744 | 2005831.6839 | 24479.0811 | 247280 | 271759.0811 | 1210870.2619 | 291830.858 | 144315.182 | 6881.0387 | 0 | 3515413.8425 | 416074.2631
909-451 | 39949.0479 | 1100252.7141 | 314386.8684 | 1454588.6304 | 18937.0816 | 247280 | 266217.0816 | 678080.9755 | 293947.654 | 144689.182 | 934.5742 | 0 | 2427551.834 | 410906.2636
909-453R | 44892.1387 | 1250125.187 | 315529.179 | 1610546.5047 | 16411.0469 | 247280 | 263691.0469 | 578767.1942 | 272987 | 136510 | 4762.4953 | 0 | 2467063.1943 | 400201.0469
909-805R | 41784.3417 | 1141087.281 | 398970.9418 | 1581842.5644 | 19424.0625 | 247280 | 266704.0625 | 712245.0654 | 294270.416 | 144745.678 | 1188.7388 | 0 | 2589546.7847 | 411449.7405
909-812 | 200879.8507 | 6795035.2906 | 0 | 6995915.1413 | 87808.529 | 247280 | 335088.529 | 1479393.5484 | 272987 | 136510 | 422002.2771 | 0 | 9170297.9668 | 471598.529
91-7F | 36373.9729 | 1155530.5666 | 271539.6329 | 1463444.1724 | 24321.5877 | 247280 | 271601.5877 | 725847.303 | 198370.854 | 99160.3567 | 1850.3795 | 0 | 2389512.709 | 370761.9444
916-381 | 29547.3253 | 1518404.5496 | 0 | 1547951.8749 | 62378.1353 | 247280 | 309658.1353 | 1430398.9496 | 0 | 0 | 8528.0327 | 0 | 2986878.8572 | 309658.1353
92-619F | 36399 | 1835880.4117 | 0 | 1872279.4117 | 90344.0708 | 247280 | 337624.0708 | 280276.2832 | 0 | 0 | 5710.5272 | 0 | 2158266.2221 | 337624.0708
920-1342R | 36359.5568 | 1014754.367 | 252725.1953 | 1303839.1191 | 16570.6905 | 247280 | 263850.6905 | 455264.0311 | 278421.8039 | 138799.5826 | 2068.0703 | 0 | 2039593.0244 | 402650.2731
920-735AE | 36822.6657 | 1575344.7202 | 105769.2308 | 1717936.6166 | 40502.074 | 247280 | 287782.074 | 359789.1693 | 80704.893 | 40235.7915 | 2199.0823 | 0 | 2160629.7613 | 328017.8656
920-823 | 30713.5427 | 1548226.985 | 0 | 1578940.5277 | 46327.5481 | 247280 | 293607.5481 | 608394.6273 | 0 | 0 | 4512.2751 | 0 | 2191847.4301 | 293607.5481
921-800F | 35069.4745 | 1563406.9409 | 97249.5088 | 1695725.9242 | 44389.9792 | 247280 | 291669.9792 | 702564.6333 | 66655.7553 | 33231.3668 | 2593.3792 | 0 | 2467539.692 | 324901.3459
922-1143F | 32083.2684 | 1639081.6332 | 0 | 1671164.9016 | 48140.1553 | 247280 | 295420.1553 | 154503.6663 | 0 | 0 | 4939.9868 | 0 | 1830608.5547 | 295420.1553
928-19 | 31697.6383 | 826505.0951 | 129481.0059 | 987683.7393 | 11235.1705 | 247280 | 258515.1705 | 106514.8422 | 288217.677 | 143681.274 | 5115.2062 | 0 | 1387531.4647 | 402196.4445
928-20 | 33875.9057 | 1697048.0887 | 0 | 1730923.9944 | 36024.5148 | 247280 | 283304.5148 | 3066615.2266 | 0 | 0 | 79414.6151 | 0 | 4876953.8361 | 283304.5148
93-10R | 29376.1398 | 1479113.0088 | 0 | 1508489.1485 | 32198.3813 | 247280 | 279478.3813 | 688144.2324 | 0 | 0 | 2035.9723 | 0 | 2198669.3533 | 279478.3813
93-559R | 28142.5095 | 1444334.3899 | 0 | 1472476.8993 | 29203.138 | 247280 | 276483.138 | 769265.3394 | 0 | 0 | 2537.6851 | 0 | 2244279.9239 | 276483.138
933-472F | 32899.2849 | 1775769.2226 | 0 | 1808668.5075 | 49032.7098 | 247280 | 296312.7098 | 825384.2477 | 0 | 0 | 7198.6642 | 0 | 2641251.4194 | 296312.7098
936-188 | 28454.3983 | 1514350.0648 | 0 | 1542804.463 | 68387.0079 | 247280 | 315667.0079 | 1351116.741 | 0 | 0 | 6717.0101 | 0 | 2900638.2141 | 315667.0079
94-16F | 37799.8643 | 1910112.6007 | 0 | 1947912.465 | 47494.3991 | 247280 | 294774.3991 | 102156.9809 | 0 | 0 | 7424.4194 | 0 | 2057493.8653 | 294774.3991
94-24F | 34938.7363 | 1750291.6733 | 0 | 1785230.4097 | 39995.2597 | 247280 | 287275.2597 | 155146.4962 | 0 | 0 | 3262.0989 | 0 | 1943639.0047 | 287275.2597
94-41 | 31684.0647 | 1595048.5112 | 0 | 1626732.5759 | 29541.6375 | 247280 | 276821.6375 | 180290.3019 | 0 | 0 | 2103.1091 | 0 | 1809125.987 | 276821.6375
940-391 | 28155.4923 | 1410478.1352 | 0 | 1438633.6275 | 29290.4768 | 247280 | 276570.4768 | 56105.1099 | 0 | 0 | 11391.7431 | 0 | 1506130.4805 | 276570.4768
941-33F | 38978.6606 | 1957049.6378 | 0 | 1996028.2984 | 37720.9385 | 247280 | 285000.9385 | 270145.8376 | 0 | 0 | 2302.7864 | 0 | 2268476.9224 | 285000.9385
946-25F | 34586.4429 | 1732643.1751 | 0 | 1767229.618 | 49251.5534 | 247280 | 296531.5534 | 307186.2307 | 0 | 0 | 32700.6513 | 0 | 2107116.5 | 296531.5534
948-5R | 23226.8066 | 1255714.4203 | 0 | 1278941.2269 | 125152.8787 | 247280 | 372432.8787 | 242609.5082 | 0 | 0 | 19929.2998 | 0 | 1541480.0349 | 372432.8787
949-22R | 38509.8475 | 1951605.302 | 0 | 1990115.1495 | 39501.9451 | 247280 | 286781.9451 | 757730.7795 | 0 | 0 | 3612.319 | 0 | 2751458.248 | 286781.9451
95-1352F | 169892.8 | 8510953.2933 | 0 | 8680846.0933 | 109982.4 | 247280 | 357262.4 | 0 | 0 | 0 | 1584453.89 | 0 | 10265299.9833 | 357262.4
95-1353F | 164895.9529 | 8260631.1376 | 0 | 8425527.0906 | 106747.6235 | 247280 | 354027.6235 | 0 | 0 | 0 | 1537865.6547 | 0 | 9963392.7453 | 354027.6235
95-29R | 34436.2453 | 1725118.8734 | 0 | 1759555.1187 | 33911.2722 | 247280 | 281191.2722 | 295808.4914 | 0 | 0 | 2331.4762 | 0 | 2057695.0863 | 281191.2722
95-34 | 42866.8348 | 2147457.8629 | 0 | 2190324.6978 | 56575.1144 | 247280 | 303855.1144 | 434866.5987 | 0 | 0 | 12565.1041 | 0 | 2637756.4006 | 303855.1144
95-35F | 34828.648 | 1778827.9085 | 0 | 1813656.5565 | 31979.5053 | 247280 | 279259.5053 | 758318.524 | 0 | 0 | 7650.916 | 0 | 2579625.9965 | 279259.5053
95-36F | 34385.9087 | 1753902.7799 | 0 | 1788288.6886 | 33688.1645 | 247280 | 280968.1645 | 640012.1924 | 0 | 0 | 4865.0292 | 0 | 2433165.9102 | 280968.1645
95-37F | 90915.6065 | 4554510.1408 | 0 | 4645425.7472 | 92479.0573 | 247280 | 339759.0573 | 621142.0541 | 0 | 0 | 283005.2414 | 0 | 5549573.0426 | 339759.0573
957-493 | 24169.0771 | 1513707.0287 | 0 | 1537876.1058 | 30227.7801 | 247280 | 277507.7801 | 4038387.6923 | 0 | 0 | 26064.865 | 0 | 5602328.6631 | 277507.7801
96-1041F | 49036.1143 | 2456514.2159 | 0 | 2505550.3301 | 40811.7831 | 247280 | 288091.7831 | 267412.2449 | 0 | 0 | 152850.3915 | 0 | 2925812.9665 | 288091.7831
96-47R | 30887.6123 | 1551511.6958 | 0 | 1582399.308 | 46763.7318 | 247280 | 294043.7318 | 630368.8575 | 0 | 0 | 2214.6014 | 0 | 2214982.7669 | 294043.7318
963-35 | 15720.2596 | 876585.7903 | 0 | 892306.0498 | 12074.3373 | 247280 | 259354.3373 | 534699.4826 | 0 | 0 | 3591.2767 | 0 | 1430596.8092 | 259354.3373
968-476F | 27708.9703 | 917778.1536 | 160498.5181 | 1105985.642 | 13514.4246 | 247280 | 260794.4246 | 223977.7551 | 215162.0642 | 107554.627 | 4426.2283 | 0 | 1549551.6897 | 368349.0516
970-1341R | 35059.8566 | 1067425.2974 | 163194.2855 | 1265679.4395 | 17781.352 | 247280 | 265061.352 | 220387.113 | 290200.515 | 144030.282 | 2847.4062 | 0 | 1779114.4736 | 409091.634
971-1973R | 43408.7784 | 1267657.6809 | 289899.182 | 1600965.6414 | 22674.0094 | 247280 | 269954.0094 | 815716.051 | 290067.943 | 144008.073 | 1357.8276 | 0 | 2708107.463 | 413962.0824
971-2050R | 41083.78 | 1230822.9299 | 196847.296 | 1468754.0059 | 22962.0178 | 247280 | 270242.0178 | 804055.7255 | 290061.376 | 144006.896 | 932.1202 | 0 | 2563803.2276 | 414248.9138
971-29R | 44619.3773 | 1259656.7141 | 368365.974 | 1672642.0654 | 22167.475 | 247280 | 269447.475 | 531739.1778 | 290184.598 | 144027.367 | 3058.7637 | 0 | 2497624.6048 | 413474.842
971-371R | 33557.8197 | 1096779.05 | 50535.9877 | 1180872.8574 | 17745.2633 | 247280 | 265025.2633 | 444946.2603 | 290182.695 | 144027.609 | 4456.3402 | 0 | 1920458.153 | 409052.8723
971-381R | 83238.4344 | 2815653.7211 | 0 | 2898892.1555 | 44180.1023 | 247280 | 291460.1023 | 1285874.0852 | 272987 | 136510 | 131461.4088 | 0 | 4589214.6495 | 427970.1023
971-383R | 41337.1215 | 1162930.8872 | 359239.5319 | 1563507.5406 | 23976.0025 | 247280 | 271256.0025 | 457942.2184 | 290091.571 | 144012.561 | 1470.0247 | 0 | 2313011.3547 | 415268.5635
971-388R | 33747.0401 | 1031114.9851 | 97759.157 | 1162621.1822 | 17009.9777 | 247280 | 264289.9777 | 605953.338 | 290129.675 | 144019.381 | 1006.9275 | 0 | 2059711.1227 | 408309.3587
972-1582R | 27995.5046 | 915790.3686 | 40350.5197 | 984136.3929 | 17802.7865 | 247280 | 265082.7865 | 369369.5238 | 290212.725 | 144034.671 | 1341.6014 | 0 | 1645060.2432 | 409117.4575
972-1590F | 46630.9042 | 1263044.3953 | 521070.13 | 1830745.4294 | 21733.9676 | 247280 | 269013.9676 | 633751.4368 | 290186.358 | 144029.908 | 932.6459 | 0 | 2755615.87 | 413043.8756
972-1642 | 81373.3889 | 2177220.6099 | 682170.5426 | 2940764.5414 | 65639.4047 | 247280 | 312919.4047 | 0 | 290287.096 | 144047.013 | 45477.1458 | 0 | 3276528.7832 | 456966.4177
972-32R | 47995.0147 | 1310427.2049 | 507661.7035 | 1866083.9231 | 23983.3603 | 247280 | 271263.3603 | 533248.787 | 290272.51 | 144044.296 | 1084.0907 | 0 | 2690689.3109 | 415307.6563
972-942R | 34754.1733 | 1058599.8104 | 181787.4314 | 1275141.4151 | 18338.7084 | 247280 | 265618.7084 | 522484.1016 | 290355.054 | 144058.233 | 1716.8343 | 0 | 2089697.405 | 409676.9414
973-1226R | 37084.3848 | 1015819.1669 | 191556.3394 | 1244459.8912 | 21459.4001 | 247280 | 268739.4001 | 358846.9898 | 290168.131 | 144024.628 | 1620.9102 | 0 | 1895095.9221 | 412764.0281
973-1245R | 32274.0246 | 954553.5018 | 224311.7707 | 1211139.2971 | 18677.4542 | 247280 | 265957.4542 | 484346.5866 | 290176.238 | 144026.333 | 3414.8054 | 0 | 1989076.9271 | 409983.7872
973-530AE | 91746.2301 | 3103441.5324 | 0 | 3195187.7625 | 1397587.7039 | 247280 | 1644867.7039 | 1013507.1823 | 292635.552 | 149228.552 | 289249.4701 | 0 | 4790579.967 | 1794096.2559
973-626R | 35065.2525 | 965729.5224 | 240691.8588 | 1241486.6337 | 18096.7654 | 247280 | 265376.7654 | 314954.7263 | 290160.134 | 144023.165 | 1361.6422 | 0 | 1847963.1362 | 409399.9304
974-23R | 34697.4605 | 1012445.0419 | 128227.3355 | 1175369.8379 | 19708.277 | 247280 | 266988.277 | 440659.1503 | 290140.169 | 144019.722 | 1065.6734 | 0 | 1907234.8307 | 411007.999
974-715R | 23822.5399 | 726023.9727 | 63082.4373 | 812928.9499 | 11476.4112 | 247280 | 258756.4112 | 207524.7599 | 290159.925 | 144022.901 | 1589.3739 | 0 | 1312203.0086 | 402779.3122
975-22R | 29466.9775 | 996760.7578 | 0 | 1026227.7353 | 75547.1527 | 247280 | 322827.1527 | 135819.5123 | 297275.638 | 153868.638 | 6438.0915 | 0 | 1465760.9771 | 476695.7907
990-713 | 41238.469 | 2421219.4714 | 0 | 2462457.9403 | 585401.3379 | 247280 | 832681.3379 | 2861775.1724 | 0 | 0 | 150660.7866 | 0 | 5474893.8993 | 832681.3379
991-1 | 44598.4984 | 1220770.7287 | 455035.9712 | 1720405.1983 | 46075.4072 | 247280 | 293355.4072 | 1326909.952 | 287775.004 | 143603.515 | 8288.4224 | 0 | 3343378.5767 | 436958.9222
991-1206R | 31882.4384 | 936617.2095 | 204870.0686 | 1173369.7164 | 13081.8686 | 247280 | 260361.8686 | 419605.8491 | 287786.774 | 143605.572 | 1550.2217 | 0 | 1882312.5612 | 403967.4406
CB 100 | 25750.0439 | 1459020.5646 | 0 | 1484770.6085 | 37136.8205 | 247280 | 284416.8205 | 441295.5789 | 0 | 0 | 4026.8223 | 0 | 1930093.0098 | 284416.8205
CB 1007 | 15430.0613 | 1073853.3352 | 0 | 1089283.3966 | 13876.82 | 247280 | 261156.82 | 247349.1276 | 0 | 0 | 18622.816 | 0 | 1355255.3401 | 261156.82
CB 1023 | 33337.9828 | 1062092.7374 | 97239.9568 | 1192670.6769 | 14794.0559 | 247280 | 262074.0559 | 526018.0768 | 288918.278 | 143805.266 | 3021.0249 | 0 | 2010628.0566 | 405879.3219
CB 103 | 43870.5254 | 2197738.7642 | 0 | 2241609.2896 | 45647.8212 | 247280 | 292927.8212 | 287998.1955 | 0 | 0 | 2232.2726 | 0 | 2531839.7577 | 292927.8212
CB 1039 | 34559.3087 | 1731283.8585 | 0 | 1765843.1672 | 36315.5412 | 247280 | 283595.5412 | 474196.223 | 0 | 0 | 15100.0094 | 0 | 2255139.3996 | 283595.5412
CB 1049 | 45059.2819 | 2272566.4662 | 0 | 2317625.7481 | 46464.5022 | 247280 | 293744.5022 | 196368.8746 | 0 | 0 | 3682.5497 | 0 | 2517677.1724 | 293744.5022
CB 107 | 44516.5621 | 2297539.6547 | 0 | 2342056.2168 | 78878.3625 | 247280 | 326158.3625 | 1009642.8286 | 0 | 0 | 9956.1623 | 0 | 3361655.2077 | 326158.3625
CB 1073 | 32036.7503 | 1619029.0124 | 0 | 1651065.7627 | 36542.8646 | 247280 | 283822.8646 | 264525.7097 | 0 | 0 | 3437.2814 | 0 | 1919028.7538 | 283822.8646
CB 1076 | 43648.6157 | 2249164.5094 | 0 | 2292813.1251 | 46368.2853 | 247280 | 293648.2853 | 313197.7341 | 0 | 0 | 4860.1953 | 0 | 2610871.0545 | 293648.2853
CB 1077 | 45816.5713 | 2307321.5187 | 0 | 2353138.09 | 47762.5495 | 247280 | 295042.5495 | 192923.5834 | 0 | 0 | 3009.978 | 0 | 2549071.6514 | 295042.5495
CB 1079 | 33116.2645 | 1755612.7122 | 0 | 1788728.9767 | 39697.8577 | 247280 | 286977.8577 | 415982.1539 | 0 | 0 | 7261.0263 | 0 | 2211972.1569 | 286977.8577
CB 1081 | 25471.5295 | 1304502.1016 | 0 | 1329973.6311 | 24498.0711 | 247280 | 271778.0711 | 394778.0189 | 0 | 0 | 1457.1336 | 0 | 1726208.7836 | 271778.0711
CB 1082 | 16977.1411 | 1076097.5428 | 0 | 1093074.6839 | 17877.9586 | 247280 | 265157.9586 | 349423.098 | 0 | 0 | 9990.8358 | 0 | 1452488.6177 | 265157.9586
CB 1085 | 30231.6784 | 1616136.6303 | 0 | 1646368.3087 | 98862.7591 | 247280 | 346142.7591 | 544382.9018 | 0 | 0 | 21938.4769 | 0 | 2212689.6874 | 346142.7591
CB 1090 | 35388.1109 | 983732.6515 | 190374.1553 | 1209494.9177 | 17069.6756 | 247280 | 264349.6756 | 313881.7636 | 287006.269 | 143467.907 | 2607.8376 | 0 | 1812990.7879 | 407817.5826
CB 1094 | 26997.9534 | 1537052.7589 | 0 | 1564050.7124 | 47714.8872 | 247280 | 294994.8872 | 19056.597 | 0 | 0 | 26459.8601 | 0 | 1609567.1695 | 294994.8872
CB 1101 | 24465.8384 | 718226.1464 | 107029.2522 | 849721.237 | 9863.2033 | 247280 | 257143.2033 | 233869.8933 | 289014.869 | 143822.591 | 3714.1657 | 0 | 1376320.165 | 400965.7943
CB 1106 | 37600.4763 | 999506.9704 | 274021.3523 | 1311128.799 | 103768.1359 | 247280 | 351048.1359 | 1197062.0166 | 288901.151 | 143802.362 | 8204.7797 | 0 | 2805296.7462 | 494850.4979
CB 1116 | 46257.9406 | 2317338.768 | 0 | 2363596.7086 | 912704.198 | 247280 | 1159984.198 | 9986788.9109 | 0 | 0 | 86711.3157 | 0 | 12437096.9352 | 1159984.198
CB 1138 | 47394.9671 | 1745146.1047 | 261655.1672 | 2054196.2389 | 32036.3683 | 247280 | 279316.3683 | 566715.3036 | 150930.5987 | 75002.622 | 2446.4947 | 0 | 2774288.636 | 354318.9903
CB 1139 | 39691.7692 | 1988399.7075 | 0 | 2028091.4767 | 25695.0032 | 247280 | 272975.0032 | 169485.6637 | 0 | 0 | 46712.2971 | 0 | 2244289.4375 | 272975.0032
CB 114 | 22249.7388 | 1322590.1182 | 0 | 1344839.8571 | 23367.9693 | 247280 | 270647.9693 | 437935.9121 | 0 | 0 | 6314.6367 | 0 | 1789090.4059 | 270647.9693
CB 1140 | 29456.0196 | 1475629.3801 | 0 | 1505085.3997 | 256009.2147 | 247280 | 503289.2147 | 2998379.6147 | 0 | 0 | 46226.2192 | 0 | 4549691.2337 | 503289.2147
CB 1152 | 15285.1111 | 1182076.8463 | 0 | 1197361.9574 | 38837.3333 | 247280 | 286117.3333 | 308829.6296 | 0 | 0 | 44453.89 | 0 | 1550645.477 | 286117.3333
CB 1153 | 51237.45 | 3291345.2189 | 0 | 3342582.6689 | 54681.4125 | 247280 | 301961.4125 | 253957.3438 | 0 | 0 | 102547.64 | 0 | 3699087.6527 | 301961.4125
CB 116 | 21946.0015 | 1171147.1681 | 0 | 1193093.1696 | 25058.1747 | 247280 | 272338.1747 | 488260.7201 | 0 | 0 | 2349.2452 | 0 | 1683703.1349 | 272338.1747
CB 1160 | 61223.2777 | 2609630.2781 | 0 | 2670853.5557 | 51784.2899 | 247280 | 299064.2899 | 693045.482 | 21793.5239 | 10853.1669 | 61164.6914 | 0 | 3446857.253 | 309917.4568
CB 1161 | 31924.4233 | 1526101.9698 | 0 | 1558026.3931 | 27520.8166 | 247280 | 274800.8166 | 150191.0805 | 89771.3718 | 44706.1903 | 11378.0279 | 0 | 1809366.8733 | 319507.0069
CB 1162 | 34688.0957 | 1061405.0005 | 160916.7378 | 1257009.8339 | 14853.413 | 247280 | 262133.413 | 111941.6214 | 288680.546 | 143762.938 | 6826.1928 | 0 | 1664458.1941 | 405896.351
CB 1166 | 73154.4831 | 2474550.2967 | 0 | 2547704.7798 | 31977.2617 | 247280 | 279257.2617 | 606095.1542 | 272987 | 136510 | 115590.4539 | 0 | 3542377.3879 | 415767.2617
CB 1173 | 48055.392 | 2407383.9315 | 0 | 2455439.3235 | 43698.1474 | 247280 | 290978.1474 | 319198 | 0 | 0 | 12899.6043 | 0 | 2787536.9278 | 290978.1474
CB 1174 | 46057.5701 | 2307301.0048 | 0 | 2353358.575 | 78594.0816 | 247280 | 325874.0816 | 85818.7304 | 0 | 0 | 39491.9781 | 0 | 2478669.2835 | 325874.0816
CB 1180 | 31026.7643 | 1593289.0817 | 0 | 1624315.846 | 59307.2214 | 247280 | 306587.2214 | 527504.2546 | 0 | 0 | 8690.8897 | 0 | 2160510.9904 | 306587.2214
CB 120 | 21656.4101 | 1084899.9767 | 0 | 1106556.3868 | 45821.0421 | 247280 | 293101.0421 | 576025.6851 | 0 | 0 | 12331.1906 | 0 | 1694913.2625 | 293101.0421
CB 1215 | 97776.791 | 3009229.9144 | 471428.5714 | 3578435.2769 | 38886.6343 | 247280 | 286166.6343 | 982740 | 272987 | 136510 | 187139.6043 | 0 | 5021301.8812 | 422676.6343
CB 1219 | 57208.8 | 2865933.2518 | 0 | 2923142.0518 | 48936.1041 | 247280 | 296216.1041 | 439711.5306 | 0 | 0 | 67127.3594 | 0 | 3429980.9418 | 296216.1041
CB 122 | 17591.6293 | 894856.3285 | 0 | 912447.9577 | 12588.8496 | 247280 | 259868.8496 | 0 | 0 | 0 | 6196.8036 | 0 | 918644.7614 | 259868.8496
CB 123 | 28810.1871 | 1443275.7383 | 0 | 1472085.9254 | 25043.6423 | 247280 | 272323.6423 | 39366.6598 | 0 | 0 | 18361.3926 | 0 | 1529813.9778 | 272323.6423
CB 1233 | 415151.6914 | 14043072.934 | 0 | 14458224.6254 | 181470.96 | 247280 | 428750.96 | 4586120 | 272987 | 136510 | 871653.89 | 0 | 20188985.5154 | 565260.96
CB 1234 | 36086.0128 | 1038129.395 | 207707.1739 | 1281922.5816 | 26947.5719 | 247280 | 274227.5719 | 670622.2936 | 288480.764 | 143726.957 | 1005.9171 | 0 | 2242031.5563 | 417954.5289
CB 1235 | 46811.4305 | 1286820.2961 | 428924.2234 | 1762555.95 | 32428.411 | 247280 | 279708.411 | 998487.6193 | 287024.254 | 143471.042 | 1020.07 | 0 | 3049087.8933 | 423179.453
CB 124 | 16540.6421 | 951882.9341 | 0 | 968423.5762 | 13540.7684 | 247280 | 260820.7684 | 712984.7368 | 0 | 0 | 10874.9426 | 0 | 1692283.2557 | 260820.7684
CB 1243 | 39542.4923 | 1127661.3913 | 222889.3058 | 1390093.1894 | 18073.2974 | 247280 | 265353.2974 | 533265.9332 | 272987 | 136510 | 2415.3159 | 0 | 2198761.4385 | 401863.2974
CB 1245 | 36103.9131 | 1019255.2936 | 319354.8387 | 1374714.0454 | 132311.3923 | 247280 | 379591.3923 | 388965.6774 | 272987 | 136510 | 21531.3094 | 0 | 2058198.0322 | 516101.3923
CB 1250 | 19158.246 | 641898.0551 | 9731.6426 | 670787.9437 | 8753.4918 | 247280 | 256033.4918 | 394450.0088 | 289304.906 | 143873.367 | 4307.6205 | 0 | 1358850.479 | 399906.8588
CB 128 | 17618.3759 | 891960.7761 | 0 | 909579.152 | 13172.544 | 247280 | 260452.544 | 49237.3474 | 0 | 0 | 4406.4042 | 0 | 963222.9036 | 260452.544
CB 1283 | 15442.103 | 840902.5709 | 0 | 856344.6739 | 10866.5246 | 247280 | 258146.5246 | 72979.4012 | 0 | 0 | 14681.4349 | 0 | 944005.51 | 258146.5246
CB 1286 | 37780.2815 | 1938782.4573 | 0 | 1976562.7388 | 42461.5728 | 247280 | 289741.5728 | 571697.9104 | 0 | 0 | 10206.1288 | 0 | 2558466.7781 | 289741.5728
CB 129 | 36530.3246 | 1852682.0912 | 0 | 1889212.4157 | 32204.6283 | 247280 | 279484.6283 | 119315.4228 | 0 | 0 | 5242.896 | 0 | 2013770.7345 | 279484.6283
CB 1297 | 53435.9163 | 2800213.945 | 0 | 2853649.8612 | 54790.9232 | 247280 | 302070.9232 | 114567.5773 | 0 | 0 | 52569.543 | 0 | 3020786.9815 | 302070.9232
CB 1299 | 20099.4009 | 848084.8118 | 0 | 868184.2127 | 12703.4654 | 247280 | 259983.4654 | 82267.0175 | 167251.9352 | 83636.0767 | 2708.7429 | 0 | 1120411.9083 | 343619.5421
CB 130 | 41633.3941 | 2172627.3175 | 0 | 2214260.7116 | 38574.1873 | 247280 | 285854.1873 | 134682.7004 | 0 | 0 | 7805.7887 | 0 | 2356749.2007 | 285854.1873
CB 131 | 32262.6796 | 1652612.29 | 0 | 1684874.9696 | 32793.6699 | 247280 | 280073.6699 | 0 | 0 | 0 | 8143.2104 | 0 | 1693018.18 | 280073.6699
CB 133 | 43473.2948 | 2238488.7271 | 0 | 2281962.022 | 39414.1755 | 247280 | 286694.1755 | 187867.1326 | 0 | 0 | 3658.5985 | 0 | 2473487.7531 | 286694.1755
CB 135 | 32238.2193 | 1783247.3567 | 0 | 1815485.576 | 56896.2743 | 247280 | 304176.2743 | 138970.5578 | 0 | 0 | 24160.0124 | 0 | 1978616.1463 | 304176.2743
CB 136 | 38548.1934 | 1939650.9577 | 0 | 1978199.1511 | 48906.9298 | 247280 | 296186.9298 | 119037.9282 | 0 | 0 | 4063.8348 | 0 | 2101300.914 | 296186.9298
CB 137 | 47918.4821 | 2400525.2879 | 0 | 2448443.7699 | 93568.3692 | 247280 | 340848.3692 | 154062.3831 | 0 | 0 | 26734.433 | 0 | 2629240.586 | 340848.3692
CB 138 | 37374.8341 | 1997998.1817 | 0 | 2035373.0158 | 60587.3561 | 247280 | 307867.3561 | 233559.5122 | 0 | 0 | 53575.8412 | 0 | 2322508.3692 | 307867.3561
CB 140 | 44275.4886 | 2286992.3573 | 0 | 2331267.8459 | 39961.3075 | 247280 | 287241.3075 | 98269.546 | 0 | 0 | 6284.5648 | 0 | 2435821.9568 | 287241.3075
CB 1406 | 86697.8722 | 4343218.4332 | 0 | 4429916.3054 | 793591.3485 | 247280 | 1040871.3485 | 4738609.4845 | 0 | 0 | 269897.189 | 0 | 9438422.9789 | 1040871.3485
CB 141 | 23317.6455 | 1280912.703 | 0 | 1304230.3485 | 17498.1672 | 247280 | 264778.1672 | 400246.1538 | 0 | 0 | 16346.8666 | 0 | 1720823.3689 | 264778.1672
CB 1418 | 32301.2038 | 1692092.1214 | 0 | 1724393.3251 | 36169.6245 | 247280 | 283449.6245 | 242726.4937 | 0 | 0 | 2857.8635 | 0 | 1969977.6824 | 283449.6245
CB 142 | 37008.3247 | 1949797.017 | 0 | 1986805.3417 | 32728.0894 | 247280 | 280008.0894 | 184738.1983 | 0 | 0 | 2141.7169 | 0 | 2173685.2569 | 280008.0894
CB 143 | 19633.9469 | 1049599.0448 | 0 | 1069232.9917 | 21657.968 | 247280 | 268937.968 | 314875.0991 | 0 | 0 | 3942.1783 | 0 | 1388050.2691 | 268937.968
CB 1434 | 55898.2579 | 2873263.0044 | 0 | 2929161.2623 | 70171.1065 | 247280 | 317451.1065 | 173320.181 | 0 | 0 | 10737.5807 | 0 | 3113219.024 | 317451.1065
CB 1436 | 32898.5569 | 1648086.7991 | 0 | 1680985.356 | 48673.0281 | 247280 | 295953.0281 | 430800.2347 | 0 | 0 | 26014.7702 | 0 | 2137800.3609 | 295953.0281
CB 1438 | 37209.6155 | 1881605.1395 | 0 | 1918814.755 | 34291.7002 | 247280 | 281571.7002 | 314241.5375 | 0 | 0 | 1937.7518 | 0 | 2234994.0443 | 281571.7002
CB 144 | 21659.5675 | 1366722.4267 | 0 | 1388381.9942 | 24262.7193 | 247280 | 271542.7193 | 301294.4702 | 0 | 0 | 3159.9003 | 0 | 1692836.3646 | 271542.7193
CB 1446 | 23193.4621 | 1614146.3143 | 0 | 1637339.7763 | 22483.6966 | 247280 | 269763.6966 | 1312382.5287 | 0 | 0 | 27764.2348 | 0 | 2977486.5399 | 269763.6966
CB 1448 | 24735.177 | 1534762.0693 | 0 | 1559497.2463 | 20895.1131 | 247280 | 268175.1131 | 1213857.8142 | 0 | 0 | 18306.349 | 0 | 2791661.4096 | 268175.1131
CB 145 | 26705.9539 | 1375718.1506 | 0 | 1402424.1045 | 50626.6815 | 247280 | 297906.6815 | 858170.9353 | 0 | 0 | 8455.1146 | 0 | 2269050.1543 | 297906.6815
CB 146 | 22883.52 | 1146373.3007 | 0 | 1169256.8207 | 17987.6131 | 247280 | 265267.6131 | 187188.5714 | 0 | 0 | 53792.6655 | 0 | 1410238.0577 | 265267.6131
CB 147 | 26428.9554 | 1323985.506 | 0 | 1350414.4614 | 43499.7662 | 247280 | 290779.7662 | 599344.4375 | 0 | 0 | 16881.2941 | 0 | 1966640.193 | 290779.7662
CB 1479 | 35533.2164 | 1811662.2383 | 0 | 1847195.4547 | 34137.2637 | 247280 | 281417.2637 | 210379.5734 | 0 | 0 | 3792.2474 | 0 | 2061367.2754 | 281417.2637
CB 1482 | 95024.7864 | 4760363.7064 | 0 | 4855388.4929 | 869811.9864 | 247280 | 1117091.9864 | 432810.8475 | 0 | 0 | 295775.9239 | 0 | 5583975.2642 | 1117091.9864
CB 149 | 15139.52 | 1023503.7079 | 0 | 1038643.2279 | 13226.1793 | 247280 | 260506.1793 | 144334.3365 | 0 | 0 | 11659.0347 | 0 | 1194636.5992 | 260506.1793
CB 151 | 45633.853 | 2356166.868 | 0 | 2401800.721 | 66764.0826 | 247280 | 314044.0826 | 208432.205 | 0 | 0 | 6379.7487 | 0 | 2616612.6747 | 314044.0826
CB 1525 | 27978.8498 | 1346126.1672 | 24332.9186 | 1398437.9356 | 29291.8968 | 247280 | 276571.8968 | 520743.3154 | 47624.2307 | 23765.2372 | 2862.8489 | 0 | 1969668.3306 | 300337.134
CB 153 | 35438.4929 | 1803792.3432 | 0 | 1839230.8361 | 34836.0476 | 247280 | 282116.0476 | 209849.797 | 0 | 0 | 1657.1495 | 0 | 2050737.7826 | 282116.0476
CB 154 | 32062.486 | 1629965.8042 | 0 | 1662028.2902 | 34092.4845 | 247280 | 281372.4845 | 166352.4686 | 0 | 0 | 2462.8834 | 0 | 1830843.6422 | 281372.4845
CB 155 | 19885.7212 | 1022681.6166 | 0 | 1042567.3378 | 36198.4416 | 247280 | 283478.4416 | 82042.8594 | 0 | 0 | 3252.9261 | 0 | 1127863.1234 | 283478.4416
CB 156 | 33782.8076 | 1728190.5305 | 0 | 1761973.338 | 47548.9532 | 247280 | 294828.9532 | 517348.7129 | 0 | 0 | 4237.8773 | 0 | 2283559.9282 | 294828.9532
CB 157 | 129758.2834 | 3821244.3358 | 897959.1837 | 4848961.8028 | 49379.8531 | 247280 | 296659.8531 | 1247923.8095 | 272987 | 136510 | 356045.7267 | 0 | 6725918.3391 | 433169.8531
CB 158 | 42446.5479 | 2158074.8981 | 0 | 2200521.446 | 50192.3661 | 247280 | 297472.3661 | 245264.4071 | 0 | 0 | 4916.6237 | 0 | 2450702.4768 | 297472.3661
CB 159 | 29239.0624 | 1501486.8596 | 0 | 1530725.922 | 40648.5826 | 247280 | 287928.5826 | 193395.8776 | 0 | 0 | 15978.6895 | 0 | 1740100.4892 | 287928.5826
CB 160 | 37221.5309 | 1876285.6197 | 0 | 1913507.1506 | 40341.4455 | 247280 | 287621.4455 | 277511.2458 | 0 | 0 | 5372.2189 | 0 | 2196390.6153 | 287621.4455
CB 161 | 26545.8359 | 1359774.6729 | 0 | 1386320.5087 | 27359.1808 | 247280 | 274639.1808 | 235465.7177 | 0 | 0 | 13107.4848 | 0 | 1634893.7113 | 274639.1808
CB 162 | 44972.7074 | 2356714.5683 | 0 | 2401687.2757 | 59161.9182 | 247280 | 306441.9182 | 329442.8697 | 0 | 0 | 11419.277 | 0 | 2742549.4225 | 306441.9182
CB 163 | 38462.072 | 1945315.2323 | 0 | 1983777.3044 | 38994.925 | 247280 | 286274.925 | 230581.4811 | 0 | 0 | 2410.9098 | 0 | 2216769.6953 | 286274.925
CB 164 | 29089.4298 | 1542135.6688 | 0 | 1571225.0986 | 51947.916 | 247280 | 299227.916 | 256322.3473 | 0 | 0 | 9423.0046 | 0 | 1836970.4505 | 299227.916
CB 166 | 31877.9229 | 1604721.0862 | 0 | 1636599.0091 | 28548.0321 | 247280 | 275828.0321 | 319859.3633 | 0 | 0 | 3735.864 | 0 | 1960194.2365 | 275828.0321
CB 168 | 42334.686 | 2150199.4697 | 0 | 2192534.1557 | 40208.842 | 247280 | 287488.842 | 346063.4522 | 0 | 0 | 2939.482 | 0 | 2541537.0899 | 287488.842
CB 169 | 62035.5452 | 3107733.9826 | 0 | 3169769.5279 | 48763.1004 | 247280 | 296043.1004 | 688725.9751 | 0 | 0 | 72752.6452 | 0 | 3931248.1481 | 296043.1004
CB 171 | 19854.7139 | 1165722.7117 | 0 | 1185577.4256 | 26251.71 | 247280 | 273531.71 | 445146.0764 | 0 | 0 | 4069.828 | 0 | 1634793.33 | 273531.71
CB 172 | 20444.1277 | 1058509.0877 | 0 | 1078953.2155 | 16146.2492 | 247280 | 263426.2492 | 37989.2093 | 0 | 0 | 2527.5997 | 0 | 1119470.0245 | 263426.2492
CB 175 | 24443.9098 | 1380612.9894 | 0 | 1405056.8992 | 24452.1661 | 247280 | 271732.1661 | 790779.5509 | 0 | 0 | 3926.1897 | 0 | 2199762.6398 | 271732.1661
CB 176 | 50075.4638 | 4481831.7874 | 0 | 4531907.2513 | 206808.0511 | 247280 | 454088.0511 | 0 | 0 | 0 | 278496.4432 | 0 | 4810403.6945 | 454088.0511
CB 178 | 8156.9178 | 620277.0731 | 0 | 628433.9909 | 8874.0994 | 247280 | 256154.0994 | 284164.3993 | 0 | 0 | 3339.9324 | 0 | 915938.3226 | 256154.0994
CB 180 | 29071.0535 | 1577102.9174 | 0 | 1606173.9709 | 89478.3656 | 247280 | 336758.3656 | 158975.5664 | 0 | 0 | 13215.6087 | 0 | 1778365.1461 | 336758.3656
CB 181 | 23317.7537 | 1168126.6802 | 0 | 1191444.4339 | 21562.8228 | 247280 | 268842.8228 | 69697.5097 | 0 | 0 | 14041.6207 | 0 | 1275183.5644 | 268842.8228
CB 183 | 36268.1736 | 1856440.3452 | 0 | 1892708.5189 | 66099.9316 | 247280 | 313379.9316 | 330768.0768 | 0 | 0 | 6026.5979 | 0 | 2229503.1935 | 313379.9316
CB 184 | 22493.4219 | 1173813.0872 | 0 | 1196306.5091 | 139245.0347 | 247280 | 386525.0347 | 538464.7112 | 0 | 0 | 20314.0724 | 0 | 1755085.2927 | 386525.0347
CB 185 | 29292.2272 | 1620005.4302 | 0 | 1649297.6574 | 40111.1552 | 247280 | 287391.1552 | 845290.5176 | 6971.1081 | 3482.4937 | 3053.0646 | 0 | 2504612.3477 | 290873.6489
CB 186 | 27050.637 | 1449154.8216 | 0 | 1476205.4585 | 34943.1071 | 247280 | 282223.1071 | 371947.5907 | 0 | 0 | 3292.908 | 0 | 1851445.9573 | 282223.1071
CB 187 | 28560.9114 | 1520018.7183 | 0 | 1548579.6297 | 34090.076 | 247280 | 281370.076 | 308857.5763 | 0 | 0 | 2811.3518 | 0 | 1860248.5578 | 281370.076
CB 188 | 28523.8144 | 1497990.5227 | 0 | 1526514.3371 | 28650.6592 | 247280 | 275930.6592 | 492020.0385 | 0 | 0 | 1913.5532 | 0 | 2020447.9289 | 275930.6592
CB 189 | 33677.7724 | 1788050.4225 | 0 | 1821728.1949 | 51029.6227 | 247280 | 298309.6227 | 231348.2076 | 0 | 0 | 8986.701 | 0 | 2062063.1035 | 298309.6227
CB 190 | 27695.5949 | 1449185.2895 | 0 | 1476880.8844 | 18727.0298 | 247280 | 266007.0298 | 91772.2237 | 0 | 0 | 9154.2895 | 0 | 1577807.3976 | 266007.0298
CB 191 | 31706.2057 | 1588354.7484 | 0 | 1620060.954 | 31972.258 | 247280 | 279252.258 | 251003.0952 | 0 | 0 | 5146.1701 | 0 | 1876210.2193 | 279252.258
CB 192 | 22226.4018 | 1253037.0388 | 0 | 1275263.4406 | 39931.6234 | 247280 | 287211.6234 | 760546.2438 | 0 | 0 | 3263.6083 | 0 | 2039073.2928 | 287211.6234
CB 194 | 34075.1898 | 1726191.1777 | 0 | 1760266.3676 | 56842.8078 | 247280 | 304122.8078 | 343806.4374 | 0 | 0 | 3153.6111 | 0 | 2107226.416 | 304122.8078
CB 195 | 29799.3916 | 1573134.2356 | 0 | 1602933.6273 | 68045.6775 | 247280 | 315325.6775 | 957016.3228 | 0 | 0 | 4697.0916 | 0 | 2564647.0416 | 315325.6775
CB 196 | 33146.3866 | 1893144.1606 | 0 | 1926290.5472 | 151746.5136 | 247280 | 399026.5136 | 977419.0082 | 70984.5875 | 35452.2521 | 25620.9579 | 0 | 3000315.1008 | 434478.7657
CB 197 | 22302.3318 | 1094976.4471 | 0 | 1117278.7789 | 50526.2035 | 247280 | 297806.2035 | 0 | 272987 | 136510 | 102348.6268 | 0 | 1492614.4058 | 434316.2035
CB 198 | 29487.0015 | 1509874.7669 | 0 | 1539361.7684 | 52128.8858 | 247280 | 299408.8858 | 163364.3571 | 0 | 0 | 5060.5702 | 0 | 1707786.6957 | 299408.8858
CB 199 | 24361.3205 | 1231357.5311 | 0 | 1255718.8516 | 28032.8016 | 247280 | 275312.8016 | 300553.8462 | 0 | 0 | 2768.7565 | 0 | 1559041.4542 | 275312.8016
CB 200 | 41764.058 | 1603613.5487 | 225838.539 | 1871216.1457 | 45843.672 | 247280 | 293123.672 | 287862.8528 | 148367.1593 | 74102.6566 | 1493.7977 | 0 | 2308939.9555 | 367226.3286
CB 202 | 32565.4353 | 869155.7077 | 203163.3756 | 1104884.5185 | 12708.4449 | 247280 | 259988.4449 | 225252.2776 | 272987 | 136510 | 1309.7698 | 0 | 1604433.5658 | 396498.4449
CB 203 | 66191.3413 | 1841714.4831 | 656393.4426 | 2564299.267 | 39945.2341 | 247280 | 287225.2341 | 657233.9148 | 263637.0693 | 131669.5023 | 3310.2834 | 0 | 3488480.5345 | 418894.7364
CB 204 | 29986.2655 | 811189.163 | 274771.0241 | 1115946.4527 | 15378.634 | 247280 | 262658.634 | 307441.2302 | 287398.078 | 143536.69 | 1133.9483 | 0 | 1711919.7092 | 406195.324
CB 205 | 37323.1531 | 1896679.0587 | 0 | 1934002.2118 | 53473.9922 | 247280 | 300753.9922 | 473529.7636 | 0 | 0 | 3300.6387 | 0 | 2410832.6142 | 300753.9922
CB 206 | 41327.2475 | 2127986.3404 | 0 | 2169313.5879 | 67740.1413 | 247280 | 315020.1413 | 308073.1367 | 0 | 0 | 6546.9078 | 0 | 2483933.6324 | 315020.1413
CB 207 | 25997.4951 | 1342866.5499 | 0 | 1368864.045 | 53612.8081 | 247280 | 300892.8081 | 200700.8646 | 0 | 0 | 3877.5211 | 0 | 1573442.4307 | 300892.8081
CB 208 | 36707.9061 | 1898628.8853 | 0 | 1935336.7915 | 45559.8478 | 247280 | 292839.8478 | 110971.7817 | 0 | 0 | 25693.8707 | 0 | 2072002.4439 | 292839.8478
CB 209 | 38139.2 | 1910622.1679 | 0 | 1948761.3679 | 37384.5551 | 247280 | 284664.5551 | 52113.9592 | 0 | 0 | 71572.2573 | 0 | 2072447.5844 | 284664.5551
CB 210 | 67163.6185 | 1977897.5963 | 464788.7324 | 2509849.9472 | 25559.2901 | 247280 | 272839.2901 | 322966.1972 | 272987 | 136510 | 184510.228 | 0 | 3290313.3725 | 409349.2901
CB 211 | 148268.4612 | 5015383.1907 | 0 | 5163651.6519 | 64811.0571 | 247280 | 312091.0571 | 1637900 | 272987 | 136510 | 933882.4614 | 0 | 8008421.1134 | 448601.0571
CB 212 | 39475.5966 | 1335315.9684 | 0 | 1374791.565 | 17255.5588 | 247280 | 264535.5588 | 218040.5705 | 272987 | 136510 | 41873.8583 | 0 | 1907692.9938 | 401045.5588
CB 214 | 76879.9429 | 2600569.0619 | 0 | 2677449.0047 | 33605.7333 | 247280 | 280885.7333 | 424640.7407 | 272987 | 136510 | 242453.89 | 0 | 3617530.6354 | 417395.7333
CB 215 | 42362.4175 | 1432966.6259 | 0 | 1475329.0434 | 18517.4449 | 247280 | 265797.4449 | 458990.7143 | 272987 | 136510 | 67127.3594 | 0 | 2274434.1171 | 402307.4449
CB 217 | 92255.9314 | 3120682.8742 | 0 | 3212938.8057 | 40326.88 | 247280 | 287606.88 | 509568.8889 | 272987 | 136510 | 290853.89 | 0 | 4286348.5845 | 424116.88
CB 220 | 131794.1878 | 4458118.3917 | 0 | 4589912.5795 | 57609.8286 | 247280 | 304889.8286 | 1455911.1111 | 272987 | 136510 | 830168.1757 | 0 | 7148978.8663 | 441399.8286
CB 229 | 32979.1906 | 1652126.2275 | 0 | 1685105.4181 | 207960.5647 | 247280 | 455240.5647 | 180252.9882 | 0 | 0 | 61950.3606 | 0 | 1927308.7669 | 455240.5647
CB 230 | 30156.2972 | 1020077.9371 | 0 | 1050234.2343 | 13181.9099 | 247280 | 260461.9099 | 1110498.4746 | 272987 | 136510 | 16274.7132 | 0 | 2449994.4221 | 396971.9099
CB 231 | 46221.8599 | 1282943.7627 | 388112.9896 | 1717278.6122 | 27356.4851 | 247280 | 274636.4851 | 760986.3068 | 287025.013 | 143471.174 | 1826.1466 | 0 | 2767116.0787 | 418107.6591
CB 232 | 59777.715 | 1660133.9324 | 509752.9259 | 2229664.5733 | 41552.7074 | 247280 | 288832.7074 | 905389.0247 | 287024.705 | 143471.108 | 2513.7079 | 0 | 3424592.0109 | 432303.8154
CB 233 | 48766.7627 | 1353005.8226 | 419108.7916 | 1820881.377 | 26980.8424 | 247280 | 274260.8424 | 927753.1058 | 285163.6626 | 142540.8597 | 1089.7792 | 0 | 3034887.9246 | 416801.7021
CB 234 | 48943.9871 | 1381745.4593 | 354501.3785 | 1785190.8249 | 31604.335 | 247280 | 278884.335 | 821896.011 | 287024.947 | 143471.141 | 1696.2134 | 0 | 2895807.9964 | 422355.476
CB 235 | 73912.2509 | 2003767.8384 | 784780.0238 | 2862460.113 | 25893.5971 | 247280 | 273173.5971 | 218126.9917 | 272987 | 136510 | 62608.4679 | 0 | 3416182.5726 | 409683.5971
CB 236 | 52046.4176 | 1455415.0772 | 430971.9934 | 1938433.4882 | 28496.2905 | 247280 | 275776.2905 | 523178.7809 | 290333.637 | 144054.823 | 2019.6231 | 0 | 2753965.5292 | 419831.1135
CB 237 | 55308.3106 | 1639940.9081 | 365089.1211 | 2060338.3398 | 26926.8804 | 247280 | 274206.8804 | 427776.2754 | 290153.017 | 144022.197 | 16517.8113 | 0 | 2794785.4435 | 418229.0774
CB 239 | 79076.5127 | 2674871.035 | 0 | 2753947.5477 | 34565.8971 | 247280 | 281845.8971 | 873546.6667 | 272987 | 136510 | 249368.1757 | 0 | 4149849.3901 | 418355.8971
CB 240 | 50772.696 | 1382102.1956 | 277019.937 | 1709894.8287 | 24049.6845 | 247280 | 271329.6845 | 380622.4004 | 287611.313 | 143574.519 | 2345.2675 | 0 | 2380473.8096 | 414904.2035
CB 241 | 33786.402 | 1703911.7817 | 13346.815 | 1751044.9986 | 49378.277 | 247280 | 296658.277 | 225344.6876 | 0 | 0 | 5739.2287 | 0 | 1982128.9149 | 296658.277
CB 242 | 32839.8786 | 1065818.1499 | 380005.2342 | 1478663.2628 | 22726.669 | 247280 | 270006.669 | 205760.916 | 234485.2104 | 116526.7911 | 3873.9371 | 0 | 1922783.3263 | 386533.4601
CB 243 | 21094.6959 | 1195244.374 | 0 | 1216339.0698 | 22876.1223 | 247280 | 270156.1223 | 310957.8617 | 0 | 0 | 4356.533 | 0 | 1531653.4646 | 270156.1223
CB 244 | 36548.1946 | 1629724.8476 | 62525.9044 | 1728798.9466 | 30636.0738 | 247280 | 277916.0738 | 287909.958 | 68916.7653 | 34403.5779 | 3548.9223 | 0 | 2089174.5921 | 312319.6517
CB 245 | 34654.8842 | 1756243.1487 | 0 | 1790898.033 | 41635.7901 | 247280 | 288915.7901 | 332800.1522 | 0 | 0 | 3296.1498 | 0 | 2126994.335 | 288915.7901
CB 246 | 35810.3814 | 1177686.7202 | 275616.5603 | 1489113.6619 | 21872.37 | 247280 | 269152.37 | 498308.0539 | 223501.3299 | 111571.2666 | 1348.5142 | 0 | 2212271.5599 | 380723.6366
CB 247 | 28424.2544 | 1257959.7649 | 96244.9872 | 1382629.0066 | 39905.0526 | 247280 | 287185.0526 | 401597.3793 | 108193.1914 | 54009.6964 | 3176.2482 | 0 | 1895595.8255 | 341194.749
CB 248 | 52632.2922 | 1614487.4416 | 5579.2722 | 1672699.0059 | 20863.1392 | 247280 | 268143.1392 | 459742.3289 | 272987 | 136510 | 2663.2818 | 0 | 2408091.6166 | 404653.1392
CB 249 | 39066.4792 | 1135558.4583 | 201101.6055 | 1375726.543 | 20141.5355 | 247280 | 267421.5355 | 585377.3304 | 288231.372 | 143684.057 | 3516.8221 | 0 | 2252852.0675 | 411105.5925
CB 254 | 32786.3298 | 1642464.6706 | 0 | 1675251.0005 | 50325.8105 | 247280 | 297605.8105 | 403197.4737 | 0 | 0 | 61590.7321 | 0 | 2140039.2063 | 297605.8105
CB 255 | 37824.6298 | 1923821.2438 | 0 | 1961645.8736 | 38152.6537 | 247280 | 285432.6537 | 236345.043 | 0 | 0 | 3514.1324 | 0 | 2201505.049 | 285432.6537
CB 256 | 21242.1239 | 1095781.8343 | 0 | 1117023.9582 | 22316.0931 | 247280 | 269596.0931 | 502223.9079 | 0 | 0 | 3797.1583 | 0 | 1623045.0244 | 269596.0931
CB 257 | 29444.1686 | 1512631.2055 | 0 | 1542075.3741 | 28327.3949 | 247280 | 275607.3949 | 174682.7137 | 0 | 0 | 2724.2166 | 0 | 1719482.3044 | 275607.3949
CB 258 | 81253.0783 | 4070455.9229 | 0 | 4151709.0012 | 61615.3043 | 247280 | 308895.3043 | 333076.1739 | 0 | 0 | 151966.9335 | 0 | 4636752.1086 | 308895.3043
CB 261 | 30949.4588 | 1588243.0034 | 0 | 1619192.4622 | 38111.7711 | 247280 | 285391.7711 | 505294.0364 | 0 | 0 | 8442.8859 | 0 | 2132929.3844 | 285391.7711
CB 262 | 22586.7665 | 1303704.744 | 0 | 1326291.5105 | 51014.3339 | 247280 | 298294.3339 | 661893.028 | 0 | 0 | 8541.7749 | 0 | 1996726.3134 | 298294.3339
CB 263 | 23595.2784 | 1264508.8185 | 0 | 1288104.0969 | 17896.4266 | 247280 | 265176.4266 | 463224.9858 | 0 | 0 | 9170.2482 | 0 | 1760499.3309 | 265176.4266
CB 266 | 16623.3735 | 1006929.6854 | 0 | 1023553.0589 | 13410.2332 | 247280 | 260690.2332 | 424090.4789 | 0 | 0 | 7146.8477 | 0 | 1454790.3855 | 260690.2332
CB 270 | 27188.7891 | 1378016.1949 | 0 | 1405204.984 | 45515.8974 | 247280 | 292795.8974 | 1567758.8018 | 0 | 0 | 7203.0185 | 0 | 2980166.8043 | 292795.8974
CB 274 | 59390.4915 | 2975227.3165 | 0 | 3034617.8081 | 275664.661 | 247280 | 522944.661 | 81152.0339 | 0 | 0 | 111199.6527 | 0 | 3226969.4947 | 522944.661
CB 275 | 17959.0715 | 992667.21 | 0 | 1010626.2815 | 31304.4998 | 247280 | 278584.4998 | 687734.3601 | 0 | 0 | 4384.7067 | 0 | 1702745.3482 | 278584.4998
CB 276 | 21928.7124 | 1152927.8468 | 0 | 1174856.5592 | 17634.4878 | 247280 | 264914.4878 | 131373.8983 | 0 | 0 | 8117.2825 | 0 | 1314347.7399 | 264914.4878
CB 277 | 25316.5379 | 1268257.8183 | 0 | 1293574.3563 | 16389.003 | 247280 | 263669.003 | 660409.6552 | 0 | 0 | 21912.0181 | 0 | 1975896.0295 | 263669.003
CB 279 | 44714.2249 | 2251141.0143 | 0 | 2295855.2392 | 40014.0026 | 247280 | 287294.0026 | 241468.2277 | 0 | 0 | 5161.3828 | 0 | 2542484.8497 | 287294.0026
CB 280 | 38183.6352 | 1403738.2103 | 213967.3105 | 1655889.1561 | 39566.1076 | 247280 | 286846.1076 | 480099.3759 | 144817.8076 | 72267.1217 | 3984.3506 | 0 | 2284790.6903 | 359113.2293
CB 281 | 30855.0395 | 1545714.7106 | 0 | 1576569.7501 | 28814.9861 | 247280 | 276094.9861 | 148257.674 | 0 | 0 | 3615.1842 | 0 | 1728442.6084 | 276094.9861
CB 282 | 45465.2692 | 2333155.3595 | 0 | 2378620.6286 | 73444.0769 | 247280 | 320724.0769 | 146197.5573 | 0 | 0 | 12189.8577 | 0 | 2537008.0436 | 320724.0769
CB 283 | 518939.6143 | 17553841.1675 | 0 | 18072780.7818 | 226838.7 | 247280 | 474118.7 | 5732650 | 272987 | 136510 | 1633953.89 | 0 | 25712371.6718 | 610628.7
CB 284 | 29820.5354 | 1570729.8621 | 0 | 1600550.3975 | 49011.3223 | 247280 | 296291.3223 | 1345780.2894 | 0 | 0 | 5094.103 | 0 | 2951424.79 | 296291.3223
CB 286 | 25680.6464 | 1306073.8654 | 0 | 1331754.5118 | 32387.0561 | 247280 | 279667.0561 | 803422.4296 | 0 | 0 | 1488.2622 | 0 | 2136665.2036 | 279667.0561
CB 287 | 31127.3056 | 1608770.8436 | 0 | 1639898.1493 | 39432.97 | 247280 | 286712.97 | 794430.8139 | 0 | 0 | 3935.4406 | 0 | 2438264.4037 | 286712.97
CB 288 | 31203.8589 | 1575487.9724 | 0 | 1606691.8313 | 30814.7142 | 247280 | 278094.7142 | 509270.1018 | 0 | 0 | 1493.6736 | 0 | 2117455.6068 | 278094.7142
CB 289 | 37076.8078 | 1874777.865 | 0 | 1911854.6728 | 45424.5835 | 247280 | 292704.5835 | 955440.8938 | 0 | 0 | 4126.7399 | 0 | 2871422.3064 | 292704.5835
CB 292 | 39279.225 | 1115831.9228 | 339331.6195 | 1494442.7673 | 30409.9496 | 247280 | 277689.9496 | 4212414.8072 | 288229.832 | 143683.881 | 12669.8283 | 0 | 6007757.2348 | 421373.8306
CB 295 | 22387.4163 | 1438102.707 | 0 | 1460490.1233 | 32916.4608 | 247280 | 280196.4608 | 294191.7051 | 0 | 0 | 27218.867 | 0 | 1781900.6953 | 280196.4608
CB 296 | 27232.801 | 1618798.0327 | 0 | 1646030.8337 | 133597.3902 | 247280 | 380877.3902 | 2403164.4298 | 0 | 0 | 21973.8571 | 0 | 4071169.1206 | 380877.3902
CB 297 | 16625.4962 | 1488007.7281 | 0 | 1504633.2243 | 157916.8275 | 247280 | 405196.8275 | 50733.457 | 0 | 0 | 23532.0357 | 0 | 1578898.7169 | 405196.8275
CB 298 | 29374.4703 | 1570311.6699 | 0 | 1599686.1402 | 113034.7208 | 247280 | 360314.7208 | 350756.8477 | 0 | 0 | 14370.8229 | 0 | 1964813.8108 | 360314.7208
CB 299 | 24615.2367 | 1558063.5664 | 0 | 1582678.8031 | 55549.2382 | 247280 | 302829.2382 | 111835.7956 | 0 | 0 | 15715.7878 | 0 | 1710230.3865 | 302829.2382
CB 303 | 35238.781 | 1856813.3859 | 0 | 1892052.1669 | 41735.6761 | 247280 | 289015.6761 | 409558.3303 | 0 | 0 | 1701.4615 | 0 | 2303311.9587 | 289015.6761
CB 305 | 21487.7587 | 1354130.2743 | 0 | 1375618.0331 | 29926.2753 | 247280 | 277206.2753 | 2424633.789 | 0 | 0 | 2180.064 | 0 | 3802431.8861 | 277206.2753
CB 306 | 26761.4374 | 1450088.6641 | 0 | 1476850.1015 | 36172.9848 | 247280 | 283452.9848 | 2198569.7241 | 0 | 0 | 8164.7618 | 0 | 3683584.5874 | 283452.9848
CB 307 | 22800.2828 | 1272978.3593 | 0 | 1295778.6422 | 34305.7211 | 247280 | 281585.7211 | 2238014.0323 | 0 | 0 | 8351.1554 | 0 | 3542143.8299 | 281585.7211
CB 308 | 22443.8384 | 1134335.4551 | 0 | 1156779.2935 | 22697.6452 | 247280 | 269977.6452 | 308748.1422 | 0 | 0 | 4676.184 | 0 | 1470203.6197 | 269977.6452
CB 313 | 25455.9306 | 1432966.6259 | 0 | 1458422.5565 | 80668.2306 | 247280 | 327948.2306 | 764279.5011 | 0 | 0 | 7862.0533 | 0 | 2230564.1109 | 327948.2306
CB 314 | 27375.6811 | 1426007.4061 | 0 | 1453383.0872 | 63054.8789 | 247280 | 310334.8789 | 350015.2406 | 0 | 0 | 11992.9628 | 0 | 1815391.2906 | 310334.8789
CB 315 | 32407.9884 | 1617526.7254 | 0 | 1649934.7138 | 146286.7954 | 247280 | 393566.7954 | 1905160.8377 | 73320.5921 | 36664.7277 | 27821.4293 | 0 | 3656237.5729 | 430231.5231
CB 320 | 39924.4844 | 2056651.4137 | 0 | 2096575.8981 | 33694.1086 | 247280 | 280974.1086 | 105181.9497 | 0 | 0 | 24377.0021 | 0 | 2226134.8499 | 280974.1086
CB 321 | 38075.777 | 1932976.3158 | 0 | 1971052.0928 | 76351.4164 | 247280 | 323631.4164 | 281516.0578 | 0 | 0 | 4051.4124 | 0 | 2256619.563 | 323631.4164
CB 322 | 37771.403 | 1943276.4735 | 0 | 1981047.8765 | 45507.076 | 247280 | 292787.076 | 221511.9079 | 0 | 0 | 3152.9141 | 0 | 2205712.6985 | 292787.076
CB 323 | 33297.4753 | 1668071.0241 | 0 | 1701368.4994 | 98906.1007 | 247280 | 346186.1007 | 275755.8723 | 0 | 0 | 19857.008 | 0 | 1996981.3797 | 346186.1007
CB 324 | 22562.5805 | 1212418.7159 | 0 | 1234981.2964 | 55429.0332 | 247280 | 302709.0332 | 994604.257 | 0 | 0 | 9132.6215 | 0 | 2238718.1749 | 302709.0332
CB 325 | 25849.468 | 1294955.496 | 0 | 1320804.964 | 37978.4287 | 247280 | 285258.4287 | 937935.888 | 0 | 0 | 9380.1195 | 0 | 2268120.9715 | 285258.4287
CB 326 | 39638.3829 | 2002048.5471 | 0 | 2041686.93 | 31824.4743 | 247280 | 279104.4743 | 128934.8399 | 0 | 0 | 3903.9593 | 0 | 2174525.7293 | 279104.4743
CB 327 | 47768.4176 | 1273335.6287 | 512953.3679 | 1834057.4142 | 19140.4446 | 247280 | 266420.4446 | 300737.7202 | 289012.075 | 143821.975 | 11738.8641 | 0 | 2435546.0735 | 410242.4196
CB 329 | 27258.6372 | 740714.3651 | 266211.6041 | 1034184.6064 | 11501.8403 | 247280 | 258781.8403 | 127052.0137 | 287406.02 | 143538.142 | 4508.4975 | 0 | 1453151.1375 | 402319.9823
CB 330 | 75924.4001 | 2173054.5472 | 647920.1331 | 2896899.0804 | 45158.7462 | 247280 | 292438.7462 | 398333.6106 | 247402.8387 | 123559.6973 | 4802.6421 | 0 | 3547438.1719 | 415998.4435
CB 331 | 32856.9463 | 881998.6926 | 345436.7026 | 1260292.3415 | 11397.5873 | 247280 | 258677.5873 | 101620.7419 | 272987 | 136510 | 3873.7134 | 0 | 1638773.7968 | 395187.5873
CB 334 | 37918.8155 | 1924752.838 | 0 | 1962671.6535 | 44920.5333 | 247280 | 292200.5333 | 103411.3448 | 0 | 0 | 4000.6399 | 0 | 2070083.6382 | 292200.5333
CB 34 | 72434.9147 | 3628701.0165 | 0 | 3701135.9313 | 239771.3488 | 247280 | 487051.3488 | 1286689.6124 | 0 | 0 | 135523.6574 | 0 | 5123349.2011 | 487051.3488
CB 340 | 32600.1755 | 1695340.7969 | 0 | 1727940.9723 | 57890.9771 | 247280 | 305170.9771 | 766638.0282 | 0 | 0 | 26747.6526 | 0 | 2521326.6531 | 305170.9771
CB 344 | 39643.5862 | 2023497.5409 | 0 | 2063141.1272 | 34875.7494 | 247280 | 282155.7494 | 281773.4506 | 0 | 0 | 4418.0945 | 0 | 2349332.6722 | 282155.7494
CB 350 | 35432.5768 | 1198555.3002 | 0 | 1233987.877 | 15488.2754 | 247280 | 262768.2754 | 184958.9758 | 272987 | 136510 | 74809.5088 | 0 | 1766743.3616 | 399278.2754
CB 351 | 39347.6029 | 1099294.1776 | 327725.2015 | 1466366.982 | 19020.3857 | 247280 | 266300.3857 | 804598.0909 | 289887.103 | 143975.15 | 1980.7039 | 0 | 2562832.8798 | 410275.5357
CB 352 | 57801.4171 | 1702190.6587 | 400000 | 2159992.0758 | 26708.88 | 247280 | 273988.88 | 1867820 | 288916.76 | 143804.892 | 79653.89 | 0 | 4396382.7258 | 417793.772
CB 353 | 139285.7823 | 3631829.2071 | 1706896.5517 | 5478011.5411 | 46932.1448 | 247280 | 294212.1448 | 1220867.2414 | 272987 | 136510 | 225764.2348 | 0 | 7197630.0173 | 430722.1448
CB 354 | 55169.66 | 1866189.0942 | 0 | 1921358.7542 | 24115.7422 | 247280 | 271395.7422 | 304725.5814 | 272987 | 136510 | 174115.0196 | 0 | 2673186.3552 | 407905.7422
CB 355 | 49449.0963 | 1358981.271 | 454602.3795 | 1863032.7468 | 27476.0025 | 247280 | 274756.0025 | 1014146.7251 | 288966.436 | 143814.066 | 1941.6796 | 0 | 3168087.5875 | 418570.0685
CB 356 | 214319.8613 | 6311493.4535 | 0 | 6525813.3148 | 81559.982 | 247280 | 328839.982 | 2321726.7416 | 272987 | 136510 | 587779.7327 | 0 | 9708306.7891 | 465349.982
CB 357 | 50092.3115 | 1433173.5724 | 362200.9339 | 1845466.8178 | 40828.7609 | 247280 | 288108.7609 | 1011227.3894 | 290113.087 | 144015.157 | 2970.2333 | 0 | 3149777.5275 | 432123.9179
CB 358 | 110951.3066 | 3132283.9258 | 981412.6394 | 4224647.8718 | 537643.7532 | 247280 | 784923.7532 | 867446.0967 | 291152.565 | 144198.087 | 97613.7413 | 0 | 5480860.2748 | 929121.8402
CB 361 | 63157.6428 | 3189018.9956 | 0 | 3252176.6384 | 75893.673 | 247280 | 323173.673 | 54364.6229 | 0 | 0 | 11052.4301 | 0 | 3317593.6914 | 323173.673
CB 362 | 41614.3398 | 2160472.7591 | 0 | 2202087.0988 | 39139.8313 | 247280 | 286419.8313 | 215320.904 | 0 | 0 | 4012.229 | 0 | 2421420.2319 | 286419.8313
CB 363 | 51695.4389 | 2617505.173 | 0 | 2669200.6119 | 60365.5713 | 247280 | 307645.5713 | 189239.3263 | 0 | 0 | 6323.1916 | 0 | 2864763.1298 | 307645.5713
CB 364 | 46843.5391 | 2365105.0623 | 0 | 2411948.6014 | 42847.017 | 247280 | 290127.017 | 176975.4169 | 0 | 0 | 4349.2622 | 0 | 2593273.2806 | 290127.017
CB 365 | 47433.1407 | 2416690.4413 | 0 | 2464123.5821 | 46355.7926 | 247280 | 293635.7926 | 186617.6543 | 0 | 0 | 2898.3344 | 0 | 2653639.5708 | 293635.7926
CB 366 | 51188.0863 | 2654210.968 | 0 | 2705399.0543 | 52386.3128 | 247280 | 299666.3128 | 167067.7401 | 0 | 0 | 5203.731 | 0 | 2877670.5254 | 299666.3128
CB 368 | 63387.2445 | 3219400.0506 | 0 | 3282787.2951 | 65922.4515 | 247280 | 313202.4515 | 279092.6177 | 0 | 0 | 5098.6385 | 0 | 3566978.5514 | 313202.4515
CB 371 | 36610.915 | 1834061.1727 | 0 | 1870672.0878 | 27393.2794 | 247280 | 274673.2794 | 22738.9492 | 0 | 0 | 15969.4733 | 0 | 1909380.5103 | 274673.2794
CB 372 | 41405.2085 | 2074236.1991 | 0 | 2115641.4077 | 33913.8383 | 247280 | 281193.8383 | 343501.2766 | 0 | 0 | 9645.3794 | 0 | 2468788.0636 | 281193.8383
CB 373 | 53170.8571 | 2786323.9948 | 0 | 2839494.852 | 76117.6429 | 247280 | 323397.6429 | 227998.5714 | 0 | 0 | 52311.0329 | 0 | 3119804.4563 | 323397.6429
CB 374 | 49732.2268 | 2495227.9194 | 0 | 2544960.1463 | 48185.7061 | 247280 | 295465.7061 | 223692.4354 | 0 | 0 | 2077.6475 | 0 | 2770730.2291 | 295465.7061
CB 375 | 39280.6288 | 2014483.8486 | 0 | 2053764.4774 | 28380.2691 | 247280 | 275660.2691 | 375952.3443 | 0 | 0 | 20186.6193 | 0 | 2449903.441 | 275660.2691
CB 376 | 44934.2433 | 2269530.941 | 0 | 2314465.1843 | 44531.3219 | 247280 | 291811.3219 | 147116.3966 | 0 | 0 | 3061.2324 | 0 | 2464642.8133 | 291811.3219
CB 377 | 41270.5399 | 2077377.653 | 0 | 2118648.1929 | 40647.4083 | 247280 | 287927.4083 | 656977.1726 | 0 | 0 | 2543.7669 | 0 | 2778169.1323 | 287927.4083
CB 378 | 39961.5852 | 2001916.4161 | 0 | 2041878.0014 | 32438.1706 | 247280 | 279718.1706 | 10111.8691 | 0 | 0 | 14253.2564 | 0 | 2066243.1268 | 279718.1706
CB 380 | 37816.4212 | 1921306.4658 | 0 | 1959122.887 | 34452.8643 | 247280 | 281732.8643 | 376786.0058 | 0 | 0 | 3291.8291 | 0 | 2339200.7219 | 281732.8643
CB 381 | 30019.81 | 1563740.8738 | 0 | 1593760.6838 | 20207.3691 | 247280 | 267487.3691 | 563654.1661 | 0 | 0 | 13107.4848 | 0 | 2170522.3346 | 267487.3691
CB 385 | 39804.1049 | 2045792.6076 | 0 | 2085596.7125 | 54819.9537 | 247280 | 302099.9537 | 422640.8506 | 0 | 0 | 4830.3133 | 0 | 2513067.8764 | 302099.9537
CB 386 | 30130.6512 | 1532216.2956 | 0 | 1562346.9468 | 36194.1227 | 247280 | 283474.1227 | 568405.2962 | 0 | 0 | 2380.6842 | 0 | 2133132.9272 | 283474.1227
CB 387 | 31025.4291 | 1609131.6172 | 0 | 1640157.0463 | 34346.4756 | 247280 | 281626.4756 | 417185.7559 | 0 | 0 | 2562.9076 | 0 | 2059905.7098 | 281626.4756
CB 39 | 62642.038 | 3138116.8568 | 0 | 3200758.8947 | 370683.4324 | 247280 | 617963.4324 | 213987.486 | 0 | 0 | 146465.0632 | 0 | 3561211.444 | 617963.4324
CB 390 | 32355.8644 | 1620900.0645 | 0 | 1653255.9289 | 55498.6201 | 247280 | 302778.6201 | 425535.9284 | 0 | 0 | 7995.6589 | 0 | 2086787.5162 | 302778.6201
CB 391 | 49978.9517 | 2503746.6164 | 0 | 2553725.5681 | 159567.1098 | 247280 | 406847.1098 | 602576.193 | 0 | 0 | 27864.4826 | 0 | 3184166.2436 | 406847.1098
CB 392 | 32725.2013 | 1647552.717 | 0 | 1680277.9183 | 36665.048 | 247280 | 283945.048 | 246882.0511 | 0 | 0 | 3899.184 | 0 | 1931059.1534 | 283945.048
CB 393 | 13027.99 | 1055341.1524 | 0 | 1068369.1423 | 84536.0802 | 247280 | 331816.0802 | 134331.8236 | 0 | 0 | 13548.0784 | 0 | 1216249.0444 | 331816.0802
CB 394 | 31932.6581 | 1599699.1137 | 0 | 1631631.7718 | 94061.2452 | 247280 | 341341.2452 | 573297.4451 | 0 | 0 | 21719.96 | 0 | 2226649.1769 | 341341.2452
CB 395 | 17396.2695 | 1117485.9099 | 0 | 1134882.1794 | 96251.4239 | 247280 | 343531.4239 | 220136.5517 | 0 | 0 | 12008.2667 | 0 | 1367026.9977 | 343531.4239
CB 396 | 31043.7321 | 1519685.3459 | 27736.9195 | 1578465.9975 | 40387.8727 | 247280 | 287667.8727 | 346670.9981 | 13632.2972 | 6774.5731 | 3199.845 | 0 | 1941969.1378 | 294442.4458
CB 397 | 40639.0173 | 2035853.0699 | 0 | 2076492.0872 | 37389.4058 | 247280 | 284669.4058 | 430590.8274 | 0 | 0 | 3664.898 | 0 | 2510747.8127 | 284669.4058
CB 399 | 38981.6608 | 1952826.102 | 0 | 1991807.7628 | 45363.254 | 247280 | 292643.254 | 447415.8721 | 0 | 0 | 3249.6326 | 0 | 2442473.2675 | 292643.254
CB 40 | 29289.7176 | 1512009.7812 | 0 | 1541299.4988 | 29909.905 | 247280 | 277189.905 | 191991.5986 | 0 | 0 | 2553.9262 | 0 | 1735845.0235 | 277189.905
CB 400 | 33346.9883 | 1670551.4271 | 0 | 1703898.4153 | 30451.8406 | 247280 | 277731.8406 | 110354.6989 | 0 | 0 | 2073.2209 | 0 | 1816326.3351 | 277731.8406
CB 401 | 30099.6744 | 1513720.0402 | 0 | 1543819.7146 | 26324.8039 | 247280 | 273604.8039 | 148492.2617 | 0 | 0 | 2925.1457 | 0 | 1695237.122 | 273604.8039
CB 403 | 30971.8474 | 1616257.4133 | 0 | 1647229.2607 | 53427.8269 | 247280 | 300707.8269 | 70135.0562 | 0 | 0 | 14126.9217 | 0 | 1731491.2386 | 300707.8269
CB 404 | 40820.6442 | 2116637.0799 | 0 | 2157457.7241 | 67018.2595 | 247280 | 314298.2595 | 111025.3913 | 0 | 0 | 30756.4987 | 0 | 2299239.6141 | 314298.2595
CB 406 | 42312.8933 | 2145469.476 | 0 | 2187782.3694 | 45651.485 | 247280 | 292931.485 | 236738.5167 | 0 | 0 | 4083.89 | 0 | 2428604.776 | 292931.485
CB 407 | 40411.7746 | 2065431.424 | 0 | 2105843.1986 | 33696.2891 | 247280 | 280976.2891 | 129421.7411 | 0 | 0 | 3916.9879 | 0 | 2239181.9276 | 280976.2891
CB 409 | 37043.3142 | 1875866.6061 | 0 | 1912909.9203 | 41973.7121 | 247280 | 289253.7121 | 124795.0478 | 0 | 0 | 3292.2914 | 0 | 2040997.2595 | 289253.7121
CB 41 | 28147.8717 | 1443102.3834 | 0 | 1471250.2551 | 27365.0745 | 247280 | 274645.0745 | 163582.0526 | 0 | 0 | 3941.9455 | 0 | 1638774.2532 | 274645.0745
CB 410 | 36398.3478 | 1846811.2378 | 0 | 1883209.5856 | 36224.2644 | 247280 | 283504.2644 | 151825.6228 | 0 | 0 | 2926.6654 | 0 | 2037961.8738 | 283504.2644
CB 411 | 53394.88 | 2674871.035 | 0 | 2728265.915 | 34565.8971 | 247280 | 281845.8971 | 1459190.8571 | 0 | 0 | 249368.1757 | 0 | 4436824.9479 | 281845.8971
CB 412 | 30028.5765 | 1525914.324 | 0 | 1555942.9005 | 31834.8165 | 247280 | 279114.8165 | 552289.0792 | 0 | 0 | 1367.0497 | 0 | 2109599.0294 | 279114.8165
CB 413 | 40678.8906 | 2049884.1379 | 0 | 2090563.0285 | 51005.3858 | 247280 | 298285.3858 | 100642.4212 | 0 | 0 | 5540.6942 | 0 | 2196746.1439 | 298285.3858
CB 414 | 33221.7489 | 1676065.5208 | 0 | 1709287.2697 | 34585.8593 | 247280 | 281865.8593 | 298535.0589 | 0 | 0 | 1450.4963 | 0 | 2009272.8249 | 281865.8593
CB 415 | 40097.3313 | 2016113.8387 | 0 | 2056211.17 | 42797.5632 | 247280 | 290077.5632 | 261208.8676 | 0 | 0 | 3580.7668 | 0 | 2321000.8045 | 290077.5632
CB 416 | 51227.8124 | 2649636.4026 | 0 | 2700864.215 | 46814.6717 | 247280 | 294094.6717 | 25811.159 | 0 | 0 | 35677.6097 | 0 | 2762352.9837 | 294094.6717
CB 417 | 35171.063 | 1777273.3287 | 0 | 1812444.3917 | 31842.4978 | 247280 | 279122.4978 | 280404.7199 | 0 | 0 | 3696.7711 | 0 | 2096545.8827 | 279122.4978
CB 418 | 35298.4324 | 1814096.7216 | 0 | 1849395.1541 | 33806.8753 | 247280 | 281086.8753 | 217132.714 | 0 | 0 | 2604.3816 | 0 | 2069132.2497 | 281086.8753
CB 42 | 32263.5719 | 1655679.7532 | 0 | 1687943.3251 | 33288.1266 | 247280 | 280568.1266 | 100051.7868 | 0 | 0 | 4617.9942 | 0 | 1792613.1061 | 280568.1266
CB 426 | 77867.5333 | 3900853.5928 | 0 | 3978721.1261 | 899949.6 | 247280 | 1147229.6 | 1063993.3333 | 0 | 0 | 242453.89 | 0 | 5285168.3494 | 1147229.6
CB 43 | 40480.0663 | 2055311.7056 | 0 | 2095791.772 | 41388.1339 | 247280 | 288668.1339 | 106175.1857 | 0 | 0 | 6249.6545 | 0 | 2208216.6122 | 288668.1339
CB 430 | 69501.6 | 3481753.62 | 0 | 3551255.22 | 44992.8 | 247280 | 292272.8 | 316560 | 0 | 0 | 216453.89 | 0 | 4084269.11 | 292272.8
CB 434 | 27944.3779 | 1689110.0088 | 0 | 1717054.3867 | 54041.1793 | 247280 | 301321.1793 | 511566.0809 | 0 | 0 | 17918.6411 | 0 | 2246539.1087 | 301321.1793
CB 438 | 25757.0766 | 1566141.9629 | 0 | 1591899.0395 | 38737.6327 | 247280 | 286017.6327 | 1124521.9033 | 0 | 0 | 19885.8603 | 0 | 2736306.8031 | 286017.6327
CB 44 | 34472.1115 | 1773229.1131 | 0 | 1807701.2246 | 37724.8711 | 247280 | 285004.8711 | 234819.9251 | 0 | 0 | 3250.6797 | 0 | 2045771.8294 | 285004.8711
CB 441 | 22793.8888 | 763210.4855 | 8245.8771 | 794250.2514 | 11028.2883 | 247280 | 258308.2883 | 216450.5622 | 302894.922 | 146265.9 | 2086.5737 | 0 | 1315682.3093 | 404574.1883
CB 443 | 33116.0927 | 1084523.4916 | 212377.9899 | 1330017.5742 | 14014.7046 | 247280 | 261294.7046 | 42706.4765 | 228069.907 | 114048.7386 | 6060.6689 | 0 | 1606854.6266 | 375343.4432
CB 444 | 57923.9278 | 1849395.0308 | 173836.6989 | 2081155.6574 | 27994.662 | 247280 | 275274.662 | 365924.3196 | 289309.262 | 143874.137 | 23400.3342 | 0 | 2759789.5733 | 419148.799
CB 449 | 132923.1196 | 3914445.4171 | 919860.6272 | 4967229.1639 | 50584.2397 | 247280 | 297864.2397 | 639180.4878 | 272987 | 136510 | 182586.2942 | 0 | 6061982.9459 | 434374.2397
CB 45 | 22248.4669 | 1181235.5105 | 0 | 1203483.9774 | 22307.906 | 247280 | 269587.906 | 277403.1791 | 0 | 0 | 6090.9007 | 0 | 1486978.0572 | 269587.906
CB 450 | 28324.051 | 1757443.621 | 0 | 1785767.672 | 82311.1941 | 247280 | 329591.1941 | 74899.8045 | 0 | 0 | 20896.5963 | 0 | 1881564.0727 | 329591.1941
CB 451 | 39880.1561 | 2021896.4857 | 0 | 2061776.6418 | 46097.2662 | 247280 | 293377.2662 | 176377.6484 | 0 | 0 | 3843.9931 | 0 | 2241998.2833 | 293377.2662
CB 452 | 25488.0014 | 1302772.0377 | 0 | 1328260.0391 | 21236.3305 | 247280 | 268516.3305 | 185701.8161 | 0 | 0 | 1823.7372 | 0 | 1515785.5924 | 268516.3305
CB 453 | 33348.3872 | 1729773.3942 | 0 | 1763121.7813 | 40764.0752 | 247280 | 288044.0752 | 162614.6233 | 0 | 0 | 3579.458 | 0 | 1929315.8627 | 288044.0752
CB 454 | 24625.1989 | 1284188.6702 | 0 | 1308813.8691 | 23416.2082 | 247280 | 270696.2082 | 150931.1386 | 0 | 0 | 2397.0148 | 0 | 1462142.0225 | 270696.2082
CB 455 | 29459.4593 | 1516553.6213 | 0 | 1546013.0806 | 31030.0649 | 247280 | 278310.0649 | 545659.9204 | 0 | 0 | 1779.0098 | 0 | 2093452.0108 | 278310.0649
CB 456 | 33048.1808 | 1781304.8215 | 0 | 1814353.0023 | 49671.0958 | 247280 | 296951.0958 | 175050.5117 | 0 | 0 | 2984.609 | 0 | 1992388.1229 | 296951.0958
CB 458 | 42108.6232 | 2109474.4751 | 0 | 2151583.0982 | 45613.6764 | 247280 | 292893.6764 | 0 | 0 | 0 | 28496.8085 | 0 | 2180079.9067 | 292893.6764
CB 460 | 17763.0492 | 889858.0869 | 0 | 907621.1361 | 11499.1499 | 247280 | 258779.1499 | 156085.3386 | 0 | 0 | 10804.7811 | 0 | 1074511.2558 | 258779.1499
CB 461 | 27355.5227 | 808816.2957 | 263978.8817 | 1100150.7001 | 11695.8652 | 247280 | 258975.8652 | 29348.8201 | 263444.1379 | 131737.9922 | 4635.3155 | 0 | 1397578.9736 | 390713.8574
CB 462 | 26616.749 | 1347518.993 | 0 | 1374135.742 | 35177.611 | 247280 | 282457.611 | 86589.125 | 0 | 0 | 6425.1032 | 0 | 1467149.9701 | 282457.611
CB 463 | 17663.7127 | 884881.7224 | 0 | 902545.435 | 47494.9474 | 247280 | 294774.9474 | 994271.133 | 0 | 0 | 7041.4136 | 0 | 1903857.9816 | 294774.9474
CB 465 | 23765.7311 | 1235914.0096 | 0 | 1259679.7407 | 17111.5564 | 247280 | 264391.5564 | 384787.8254 | 0 | 0 | 19622.2068 | 0 | 1664089.773 | 264391.5564
CB 470 | 27201.4071 | 1275305.2612 | 92210.9675 | 1394717.6358 | 26587.7343 | 247280 | 273867.7343 | 800909.838 | 49678.8922 | 24729.0232 | 1247.7062 | 0 | 2246554.0722 | 298596.7575
CB 471 | 29550.727 | 1530009.6665 | 0 | 1559560.3935 | 36268.5271 | 247280 | 283548.5271 | 844443.2617 | 0 | 0 | 1952.5998 | 0 | 2405956.255 | 283548.5271
CB 472 | 31309.4494 | 1593719.0871 | 0 | 1625028.5365 | 42179.1537 | 247280 | 289459.1537 | 613577.2698 | 0 | 0 | 2587.7894 | 0 | 2241193.5957 | 289459.1537
CB 473 | 29173.4114 | 1538768.8389 | 0 | 1567942.2504 | 33951.1727 | 247280 | 281231.1727 | 445065.0154 | 0 | 0 | 2375.9374 | 0 | 2015383.2032 | 281231.1727
CB 474 | 25738.7006 | 1368881.8349 | 0 | 1394620.5355 | 30515.8436 | 247280 | 277795.8436 | 845222.4905 | 0 | 0 | 3253.5258 | 0 | 2243096.5518 | 277795.8436
CB 475 | 32686.8761 | 1734686.1569 | 0 | 1767373.0331 | 78298.4274 | 247280 | 325578.4274 | 464548.6895 | 0 | 0 | 6323.8507 | 0 | 2238245.5733 | 325578.4274
CB 476 | 28501.0336 | 1484476.6039 | 0 | 1512977.6375 | 41660.4772 | 247280 | 288940.4772 | 929192.2444 | 0 | 0 | 1158.6873 | 0 | 2443328.5693 | 288940.4772
CB 48 | 25519.4661 | 1299616.0042 | 0 | 1325135.4703 | 17860.2719 | 247280 | 265140.2719 | 13128.9666 | 0 | 0 | 9412.2448 | 0 | 1347676.6816 | 265140.2719
CB 480 | 40609.8821 | 2034393.5096 | 0 | 2075003.3917 | 39253.7692 | 247280 | 286533.7692 | 494698.0074 | 0 | 0 | 4025.8457 | 0 | 2573727.2448 | 286533.7692
CB 481 | 42449.8117 | 2126566.6613 | 0 | 2169016.4729 | 54882.9615 | 247280 | 302162.9615 | 421847.5771 | 0 | 0 | 7649.9252 | 0 | 2598513.9753 | 302162.9615
CB 483 | 13999.9061 | 701339.5918 | 0 | 715339.4979 | 10172.5206 | 247280 | 257452.5206 | 51240.2033 | 0 | 0 | 5115.6219 | 0 | 771695.3232 | 257452.5206
CB 486 | 31443.7683 | 2140712.3375 | 0 | 2172156.1058 | 60851.1951 | 247280 | 308131.1951 | 467119.0244 | 0 | 0 | 80136.8168 | 0 | 2719411.947 | 308131.1951
CB 487 | 45954.6098 | 2302143.1039 | 0 | 2348097.7138 | 29749.3377 | 247280 | 277029.3377 | 1098878.3607 | 0 | 0 | 214683.3982 | 0 | 3661659.4726 | 277029.3377
CB 488 | 35686.9717 | 1836787.1852 | 0 | 1872474.1569 | 65648.7011 | 247280 | 312928.7011 | 129045.5648 | 0 | 0 | 10812.9863 | 0 | 2012332.708 | 312928.7011
CB 489 | 35338.0201 | 1830552.2372 | 0 | 1865890.2574 | 50935.8805 | 247280 | 298215.8805 | 212319.0693 | 0 | 0 | 3637.9066 | 0 | 2081847.2332 | 298215.8805
CB 490 | 27215.8369 | 1363405.1392 | 0 | 1390620.9761 | 37749.1806 | 247280 | 285029.1806 | 6445940.1942 | 0 | 0 | 85036.4143 | 0 | 7921597.5846 | 285029.1806
CB 491 | 38462.8865 | 1952892.5698 | 0 | 1991355.4563 | 42930.0046 | 247280 | 290210.0046 | 343006.7004 | 0 | 0 | 5960.8432 | 0 | 2340322.9999 | 290210.0046
CB 492 | 32413.2787 | 1651209.9068 | 0 | 1683623.1855 | 30652.7105 | 247280 | 277932.7105 | 834344.8386 | 0 | 0 | 6252.2261 | 0 | 2524220.2502 | 277932.7105
CB 493 | 34104.2798 | 2046349.4257 | 0 | 2080453.7055 | 57602.3475 | 247280 | 304882.3475 | 139540.1093 | 0 | 0 | 48060.4474 | 0 | 2268054.2622 | 304882.3475
CB 496 | 58158.3237 | 2913500.6087 | 0 | 2971658.9324 | 50554.9046 | 247280 | 297834.9046 | 635747.0539 | 0 | 0 | 108902.0228 | 0 | 3716308.0091 | 297834.9046
CB 497 | 15287.6505 | 1055284.8155 | 0 | 1070572.466 | 18617.7613 | 247280 | 265897.7613 | 265176.2242 | 0 | 0 | 3673.6005 | 0 | 1339422.2907 | 265897.7613
CB 498 | 16526.5469 | 1171883.6941 | 0 | 1188410.2409 | 227103.3013 | 247280 | 474383.3013 | 196968.8456 | 0 | 0 | 36804.3768 | 0 | 1422183.4634 | 474383.3013
CB 499 | 16543.6648 | 819873.8698 | 51376.861 | 887794.3956 | 47516.3009 | 247280 | 294796.3009 | 265311.6513 | 132070.7759 | 66043.3706 | 5540.1992 | 0 | 1290717.022 | 360839.6715
CB 50 | 46244.4739 | 2316664.1424 | 0 | 2362908.6164 | 69172.6882 | 247280 | 316452.6882 | 405153.7933 | 0 | 0 | 5526.3791 | 0 | 2773588.7888 | 316452.6882
CB 504 | 40778.1041 | 2097685.9666 | 0 | 2138464.0708 | 51486.4189 | 247280 | 298766.4189 | 220934.2069 | 0 | 0 | 4319.3045 | 0 | 2363717.5822 | 298766.4189
CB 505 | 28890.5395 | 1473785.7652 | 0 | 1502676.3047 | 31035.3571 | 247280 | 278315.3571 | 734244.275 | 0 | 0 | 6051.6625 | 0 | 2242972.2422 | 278315.3571
CB 506 | 26639.481 | 1463391.7347 | 0 | 1490031.2157 | 19315.7421 | 247280 | 266595.7421 | 1117629.5741 | 0 | 0 | 7262.7997 | 0 | 2614923.5895 | 266595.7421
CB 508 | 35960.0779 | 1881091.6862 | 0 | 1917051.7641 | 47943.1549 | 247280 | 295223.1549 | 592021.0201 | 0 | 0 | 7186.5021 | 0 | 2516259.2862 | 295223.1549
CB 509 | 32694.6055 | 1654714.3561 | 0 | 1687408.9615 | 43096.2145 | 247280 | 290376.2145 | 361331.6142 | 0 | 0 | 2234.0289 | 0 | 2050974.6047 | 290376.2145
CB 51 | 45089.6919 | 2268060.2316 | 0 | 2313149.9235 | 43494.7284 | 247280 | 290774.7284 | 372326.0655 | 0 | 0 | 4362.3691 | 0 | 2689838.3581 | 290774.7284
CB 510 | 31079.5656 | 1593897.1669 | 0 | 1624976.7325 | 26170.8688 | 247280 | 273450.8688 | 205934.1935 | 0 | 0 | 16066.7932 | 0 | 1846977.7193 | 273450.8688
CB 511 | 14070.3396 | 860252.6418 | 0 | 874322.9814 | 15024.7619 | 247280 | 262304.7619 | 259260.5231 | 0 | 0 | 4559.1284 | 0 | 1138142.6328 | 262304.7619
CB 512 | 30027.1337 | 1591846.7371 | 0 | 1621873.8708 | 73453.6094 | 247280 | 320733.6094 | 189958.4272 | 0 | 0 | 18970.3618 | 0 | 1830802.6598 | 320733.6094
CB 513 | 33718.2066 | 1729218.3133 | 0 | 1762936.5199 | 57620.0275 | 247280 | 304900.0275 | 254448.1789 | 0 | 0 | 8923.1058 | 0 | 2026307.8046 | 304900.0275
CB 514 | 36575.101 | 1929160.7645 | 0 | 1965735.8655 | 36699.8846 | 247280 | 283979.8846 | 444708.9433 | 0 | 0 | 1325.3514 | 0 | 2411770.1603 | 283979.8846
CB 515 | 31061.9193 | 1714028.2037 | 0 | 1745090.123 | 37819.5512 | 247280 | 285099.5512 | 111442.9577 | 0 | 0 | 4163.2286 | 0 | 1860696.3093 | 285099.5512
CB 516 | 49892.154 | 2566869.149 | 0 | 2616761.303 | 52685.7933 | 247280 | 299965.7933 | 224670.8062 | 0 | 0 | 7584.1587 | 0 | 2849016.2679 | 299965.7933
CB 517 | 29653.7867 | 1556747.2155 | 0 | 1586401.0022 | 38251.5248 | 247280 | 285531.5248 | 137281.457 | 0 | 0 | 4216.6311 | 0 | 1727899.0903 | 285531.5248
CB 518 | 32197.2326 | 1763204.7831 | 0 | 1795402.0157 | 34122.1764 | 247280 | 281402.1764 | 69812.4423 | 0 | 0 | 5746.7211 | 0 | 1870961.1791 | 281402.1764
CB 519 | 35316.7393 | 1946542.4126 | 0 | 1981859.1519 | 48196.1748 | 247280 | 295476.1748 | 189184.5073 | 0 | 0 | 4617.9942 | 0 | 2175661.6534 | 295476.1748
CB 52 | 55559.5373 | 2783311.7527 | 0 | 2838871.29 | 58382.9578 | 247280 | 305662.9578 | 1414823.5676 | 0 | 0 | 47545.7819 | 0 | 4301240.6394 | 305662.9578
CB 520 | 615305.4083 | 18120094.1084 | 4258064.5161 | 22993464.0328 | 234156.0774 | 247280 | 481436.0774 | 0 | 272987 | 136510 | 1686647.4384 | 0 | 24953098.4712 | 617946.0774
CB 521 | 53907.3582 | 1456982.8264 | 421388.6672 | 1932278.8518 | 27515.4579 | 247280 | 274795.4579 | 198702.6656 | 287616.725 | 143575.454 | 21312.629 | 0 | 2439910.8714 | 418370.9119
CB 522 | 56464.1011 | 1565386.7889 | 511061.9469 | 2132912.8369 | 33461.2115 | 247280 | 280741.2115 | 682831.6644 | 287614.283 | 143574.937 | 2677.8519 | 0 | 3106036.6362 | 424316.1485
CB 523 | 70404.8899 | 1890752.8492 | 676412.9616 | 2637570.7006 | 39277.0486 | 247280 | 286557.0486 | 429125.269 | 287609.19 | 143574.002 | 3079.9639 | 0 | 3357385.1235 | 430131.0506
CB 524 | 26051.9366 | 1110517.4229 | 109058.7194 | 1245628.079 | 32705.1925 | 247280 | 279985.1925 | 638102.2555 | 90176.7815 | 45076.8266 | 3538.6938 | 0 | 1977445.8098 | 325062.019
CB 525 | 32327.242 | 1880989.6774 | 0 | 1913316.9195 | 163536.247 | 247280 | 410816.247 | 923429.8766 | 0 | 0 | 18878.9869 | 0 | 2855625.783 | 410816.247
CB 529 | 24903.8413 | 1291317.0514 | 0 | 1316220.8927 | 28511.7339 | 247280 | 275791.7339 | 506928.1627 | 0 | 0 | 5075.6407 | 0 | 1828224.696 | 275791.7339
CB 53 | 58604.1366 | 2935834.0629 | 0 | 2994438.1994 | 58407.8383 | 247280 | 305687.8383 | 489362.7875 | 0 | 0 | 20690.8238 | 0 | 3504491.8107 | 305687.8383
CB 531 | 28397.0797 | 1455076.8216 | 0 | 1483473.9013 | 30712.8662 | 247280 | 277992.8662 | 210210.9787 | 0 | 0 | 2416.2732 | 0 | 1696101.1532 | 277992.8662
CB 532 | 41131.5932 | 2091747.7988 | 0 | 2132879.392 | 66486.9004 | 247280 | 313766.9004 | 145053.3704 | 0 | 0 | 3753.0569 | 0 | 2281685.8193 | 313766.9004
CB 533 | 35439.6683 | 1574656.4962 | 0 | 1610096.1645 | 39370.9578 | 247280 | 286650.9578 | 113021.6922 | 9563.8746 | 4762.791 | 27096.0918 | 0 | 1759777.8231 | 291413.7488
CB 534 | 47041.1628 | 1605942.2669 | 83862.77 | 1736846.1997 | 25692.6511 | 247280 | 272972.6511 | 281764.371 | 185789.8513 | 92523.3024 | 17058.7185 | 0 | 2221459.1405 | 365495.9534
CB 535 | 60941.1533 | 1706327.2095 | 400972.0535 | 2168240.4162 | 114637.4289 | 247280 | 361917.4289 | 292710.1337 | 288671.284 | 143761.31 | 32210.8766 | 0 | 2781832.7105 | 505678.7389
CB 536 | 40215.487 | 1219369.5746 | 175108.5384 | 1434693.5999 | 20258.2368 | 247280 | 267538.2368 | 221355.6585 | 288675.508 | 143762.036 | 6757.7974 | 0 | 1951482.5637 | 411300.2728
CB 54 | 51406.7998 | 2644795.1836 | 0 | 2696201.9835 | 66087.7749 | 247280 | 313367.7749 | 156122.142 | 0 | 0 | 7800.6223 | 0 | 2860124.7477 | 313367.7749
CB 540 | 32264.2912 | 907468.3641 | 293214.8627 | 1232947.5179 | 11726.7179 | 247280 | 259006.7179 | 1194034.895 | 272987 | 136510 | 11009.6251 | 0 | 2710979.038 | 395516.7179
CB 542 | 31014.7918 | 947952.9977 | 34270.8784 | 1013238.6679 | 17094.8214 | 247280 | 264374.8214 | 255069.0852 | 288231.922 | 143684.09 | 4977.6459 | 0 | 1561517.3211 | 408058.9114
CB 545 | 45223.5657 | 2334028.7425 | 0 | 2379252.3081 | 43371.7629 | 247280 | 290651.7629 | 169767.3573 | 0 | 0 | 10107.0756 | 0 | 2559126.7411 | 290651.7629
CB 546 | 47697.9722 | 2416241.3121 | 0 | 2463939.2843 | 46200.8456 | 247280 | 293480.8456 | 198959.0391 | 0 | 0 | 3282.1553 | 0 | 2666180.4787 | 293480.8456
CB 547 | 37724.7353 | 1900061.019 | 0 | 1937785.7544 | 37896.3734 | 247280 | 285176.3734 | 170646.2371 | 0 | 0 | 4766.4055 | 0 | 2113198.3969 | 285176.3734
CB 548 | 40564.7928 | 2100270.6687 | 0 | 2140835.4615 | 37667.8791 | 247280 | 284947.8791 | 235177.3678 | 0 | 0 | 4568.4996 | 0 | 2380581.3288 | 284947.8791
CB 549 | 34645.0925 | 1766278.1018 | 0 | 1800923.1942 | 29515.9821 | 247280 | 276795.9821 | 123611.6376 | 0 | 0 | 4779.252 | 0 | 1929314.0838 | 276795.9821
CB 550 | 38050.1551 | 1934876.5247 | 0 | 1972926.6798 | 47633.3776 | 247280 | 294913.3776 | 290561.8453 | 0 | 0 | 4500.0236 | 0 | 2267988.5487 | 294913.3776
CB 551 | 77389.8184 | 3876921.9756 | 0 | 3954311.794 | 93031.3325 | 247280 | 340311.3325 | 58748.0982 | 0 | 0 | 80625.6691 | 0 | 4093685.5613 | 340311.3325
CB 552 | 46582.6636 | 2347203.7453 | 0 | 2393786.4088 | 66584.0514 | 247280 | 313864.0514 | 144869.4436 | 0 | 0 | 6201.8557 | 0 | 2544857.7081 | 313864.0514
CB 553 | 38574.5631 | 2010880.4818 | 0 | 2049455.0449 | 36414.802 | 247280 | 283694.802 | 358927.1488 | 0 | 0 | 5191.2473 | 0 | 2413573.441 | 283694.802
CB 554 | 39730.8359 | 1990356.7938 | 0 | 2030087.6297 | 39189.5943 | 247280 | 286469.5943 | 0 | 0 | 0 | 21033.4176 | 0 | 2051121.0473 | 286469.5943
CB 556 | 20835.2135 | 1134585.4005 | 0 | 1155420.614 | 55019.0155 | 247280 | 302299.0155 | 46889.1664 | 0 | 0 | 6852.7148 | 0 | 1209162.4952 | 302299.0155
CB 558 | 21482.1969 | 1174684.4518 | 0 | 1196166.6486 | 43054.3882 | 247280 | 290334.3882 | 198346.4967 | 0 | 0 | 10864.5652 | 0 | 1405377.7105 | 290334.3882
CB 56 | 52050.0059 | 2626936.5388 | 0 | 2678986.5447 | 52524.9445 | 247280 | 299804.9445 | 90317.7552 | 0 | 0 | 4562.355 | 0 | 2773866.655 | 299804.9445
CB 560 | 28593.8201 | 1587784.6282 | 0 | 1616378.4483 | 24425.3397 | 247280 | 271705.3397 | 72180.4523 | 0 | 0 | 33288.0609 | 0 | 1721846.9614 | 271705.3397
CB 562 | 20230.3009 | 1107864.26 | 0 | 1128094.5608 | 43997.4291 | 247280 | 291277.4291 | 43864.8479 | 0 | 0 | 7105.1179 | 0 | 1179064.5267 | 291277.4291
CB 563 | 27696.546 | 1521459.6895 | 0 | 1549156.2355 | 107271.8093 | 247280 | 354551.8093 | 1037479.9567 | 0 | 0 | 57086.6094 | 0 | 2643722.8016 | 354551.8093
CB 564 | 20120.8161 | 1046363.7082 | 0 | 1066484.5244 | 21246.3528 | 247280 | 268526.3528 | 287591.158 | 0 | 0 | 16682.3905 | 0 | 1370758.0729 | 268526.3528
CB 567 | 19893.3758 | 1038130.3916 | 0 | 1058023.7674 | 53128.5629 | 247280 | 300408.5629 | 375621.6129 | 0 | 0 | 18018.4061 | 0 | 1451663.7865 | 300408.5629
CB 57 | 39094.0244 | 1974068.3333 | 0 | 2013162.3578 | 35720.0067 | 247280 | 283000.0067 | 191841.2222 | 0 | 0 | 2653.89 | 0 | 2207657.47 | 283000.0067
CB 570 | 55911.442 | 2800940.7765 | 0 | 2856852.2184 | 70610.998 | 247280 | 317890.998 | 183146.3934 | 0 | 0 | 7594.8736 | 0 | 3047593.4855 | 317890.998
CB 572 | 72091.0101 | 3611472.7625 | 0 | 3683563.7725 | 89737.9086 | 247280 | 337017.9086 | 123132.7596 | 0 | 0 | 13379.706 | 0 | 3820076.2382 | 337017.9086
CB 576 | 57896.1088 | 1566295.1908 | 232462.577 | 1856653.8766 | 57668.4792 | 247280 | 304948.4792 | 471585.4652 | 288231.383 | 143683.969 | 15796.4201 | 0 | 2632267.1449 | 448632.4482
CB 578 | 35451.4342 | 1780587.2823 | 0 | 1816038.7165 | 30084.7469 | 247280 | 277364.7469 | 132845.4104 | 0 | 0 | 2403.2467 | 0 | 1951287.3736 | 277364.7469
CB 579 | 49787.1178 | 2494136.5057 | 0 | 2543923.6235 | 41236.6879 | 247280 | 288516.6879 | 59156.3861 | 0 | 0 | 10545.0097 | 0 | 2613625.0193 | 288516.6879
CB 580 | 39976.1379 | 2036052.7195 | 0 | 2076028.8574 | 48157.2874 | 247280 | 295437.2874 | 113829.896 | 0 | 0 | 2807.5304 | 0 | 2192666.2838 | 295437.2874
CB 581 | 40597.4132 | 2084187.6164 | 0 | 2124785.0296 | 53056.0303 | 247280 | 300336.0303 | 459157.8504 | 0 | 0 | 4716.4685 | 0 | 2588659.3486 | 300336.0303
CB 582 | 61113.1403 | 3202525.1845 | 0 | 3263638.3247 | 208064.8119 | 247280 | 455344.8119 | 218379.4755 | 0 | 0 | 60057.0827 | 0 | 3542074.8829 | 455344.8119
CB 588 | 22007.7032 | 1102498.3658 | 0 | 1124506.069 | 21877.465 | 247280 | 269157.465 | 2807838.6261 | 0 | 0 | 26102.5652 | 0 | 3958447.2603 | 269157.465
CB 589 | 17778.7807 | 1004813.0663 | 0 | 1022591.8469 | 70055.5397 | 247280 | 317335.5397 | 1019275.3099 | 0 | 0 | 6486.4347 | 0 | 2048353.5915 | 317335.5397
CB 59 | 12251.0611 | 730718.0808 | 0 | 742969.1419 | 10913.9024 | 247280 | 258193.9024 | 61507.1712 | 0 | 0 | 12817.1823 | 0 | 817293.4955 | 258193.9024
CB 590 | 19809.9297 | 1197419.767 | 0 | 1217229.6967 | 74406.5054 | 247280 | 321686.5054 | 718388.8963 | 0 | 0 | 6644.3211 | 0 | 1942262.914 | 321686.5054
CB 591 | 26081.3336 | 1372959.377 | 0 | 1399040.7106 | 25387.8364 | 247280 | 272667.8364 | 655092.5143 | 0 | 0 | 1930.9174 | 0 | 2056064.1422 | 272667.8364
CB 595 | 32914.9801 | 1852851.844 | 0 | 1885766.8241 | 44461.3735 | 247280 | 291741.3735 | 442209.4338 | 0 | 0 | 29190.5585 | 0 | 2357166.8163 | 291741.3735
CB 596 | 14437.1889 | 1121420.0437 | 0 | 1135857.2325 | 87398.9546 | 247280 | 334678.9546 | 563326.8315 | 0 | 0 | 7186.5021 | 0 | 1706370.5661 | 334678.9546
CB 597 | 13271.2904 | 1108531.0533 | 0 | 1121802.3437 | 61195.3137 | 247280 | 308475.3137 | 667833.7998 | 0 | 0 | 9831.7156 | 0 | 1799467.8591 | 308475.3137
CB 598 | 36674.8109 | 1837262.1017 | 0 | 1873936.9126 | 62663.4635 | 247280 | 309943.4635 | 196094.3345 | 0 | 0 | 15320.7842 | 0 | 2085352.0313 | 309943.4635
CB 599 | 47030.8949 | 1281052.4135 | 425377.2041 | 1753460.5126 | 30329.18 | 247280 | 277609.18 | 695402.3777 | 269305.729 | 134669.142 | 1317.7329 | 0 | 2719486.3522 | 412278.322
CB 60 | 37965.4558 | 1901918.2747 | 0 | 1939883.7305 | 62487.8444 | 247280 | 309767.8444 | 160345.708 | 0 | 0 | 6889.7432 | 0 | 2107119.1817 | 309767.8444
CB 61 | 41894.4638 | 2126696.2967 | 0 | 2168590.7605 | 47986.2671 | 247280 | 295266.2671 | 675312.0995 | 0 | 0 | 2423.0744 | 0 | 2846325.9343 | 295266.2671
CB 62 | 29365.9048 | 1546783.2139 | 0 | 1576149.1187 | 40923.2632 | 247280 | 288203.2632 | 536255.4791 | 0 | 0 | 6851.1486 | 0 | 2119255.7464 | 288203.2632
CB 63 | 18832.3037 | 943423.4813 | 0 | 962255.785 | 51130.9734 | 247280 | 298410.9734 | 1004145.7027 | 0 | 0 | 4444.4236 | 0 | 1970845.9113 | 298410.9734
CB 64 | 23999.2699 | 1254241.0417 | 0 | 1278240.3116 | 32711.4225 | 247280 | 279991.4225 | 657626.1175 | 0 | 0 | 3200.1336 | 0 | 1939066.5627 | 279991.4225
CB 65 | 23131.5478 | 1173668.7237 | 0 | 1196800.2715 | 28070.0677 | 247280 | 275350.0677 | 806260.4022 | 0 | 0 | 2025.3658 | 0 | 2005086.0395 | 275350.0677
CB 66 | 24506.2546 | 1245469.4954 | 0 | 1269975.75 | 32752.3837 | 247280 | 280032.3837 | 1433878.4312 | 0 | 0 | 1959.0731 | 0 | 2705813.2544 | 280032.3837
CB 67 | 82217.533 | 2421219.4714 | 568965.5172 | 3072402.5216 | 31288.0966 | 247280 | 278568.0966 | 395355.1724 | 272987 | 136510 | 225764.2348 | 0 | 3966508.9289 | 415078.0966
CB 68 | 20635.7206 | 1049164.9558 | 0 | 1069800.6764 | 16268.6918 | 247280 | 263548.6918 | 110574.9421 | 0 | 0 | 6962.6685 | 0 | 1187338.287 | 263548.6918
CB 69 | 25118.6418 | 1536985.2881 | 0 | 1562103.9299 | 26369.3296 | 247280 | 273649.3296 | 423926.0132 | 0 | 0 | 8867.2169 | 0 | 1994897.16 | 273649.3296
CB 70 | 37407.9245 | 1956829.3497 | 0 | 1994237.2742 | 54457.3831 | 247280 | 301737.3831 | 76982.1665 | 0 | 0 | 3955.7323 | 0 | 2075175.1731 | 301737.3831
CB 700 | 22884.3251 | 1769763.4447 | 0 | 1792647.7699 | 28749.051 | 247280 | 276029.051 | 385524.2848 | 0 | 0 | 33391.5081 | 0 | 2211563.5628 | 276029.051
CB 701 | 40017.4797 | 2027785.9876 | 0 | 2067803.4674 | 34791.4716 | 247280 | 282071.4716 | 187204.8058 | 0 | 0 | 1429.0775 | 0 | 2256437.3507 | 282071.4716
CB 702 | 12968.8722 | 709160.8311 | 0 | 722129.7033 | 9164.098 | 247280 | 256444.098 | 92956.1236 | 0 | 0 | 6738.8485 | 0 | 821824.6755 | 256444.098
CB 703 | 47850.3192 | 2397110.6004 | 0 | 2444960.9196 | 35400.7101 | 247280 | 282680.7101 | 521891.3229 | 0 | 0 | 74809.5088 | 0 | 3041661.7513 | 282680.7101
CB 704 | 25162.3133 | 1273885.6657 | 0 | 1299047.979 | 49713.1558 | 247280 | 296993.1558 | 148801.5378 | 0 | 0 | 6098.8144 | 0 | 1453948.3312 | 296993.1558
CB 706 | 14620.8025 | 863547.7419 | 0 | 878168.5445 | 12148.4 | 247280 | 259428.4 | 130590.3393 | 0 | 0 | 5995.8747 | 0 | 1014754.7585 | 259428.4
CB 707 | 22930.4363 | 1453447.6669 | 0 | 1476378.1032 | 36410.0629 | 247280 | 283690.0629 | 248886.0325 | 0 | 0 | 13335.1123 | 0 | 1738599.248 | 283690.0629
CB 708 | 20347.2392 | 1078680.5902 | 0 | 1099027.8294 | 16178.8908 | 247280 | 263458.8908 | 216788.8238 | 0 | 0 | 13001.1776 | 0 | 1328817.8308 | 263458.8908
CB 71 | 33872.658 | 1741462.5412 | 0 | 1775335.1992 | 37976.4057 | 247280 | 285256.4057 | 85610.4225 | 0 | 0 | 4222.5994 | 0 | 1865168.2211 | 285256.4057
CB 712 | 35347.2591 | 2075330.9755 | 0 | 2110678.2346 | 36394.0581 | 247280 | 283674.0581 | 471721.1823 | 0 | 0 | 32641.0821 | 0 | 2615040.499 | 283674.0581
CB 715 | 21080.8133 | 1128524.1936 | 0 | 1149605.0069 | 53896.6939 | 247280 | 301176.6939 | 503319.7053 | 0 | 0 | 4829.5806 | 0 | 1657754.2928 | 301176.6939
CB 716 | 43727.5475 | 2489505.2744 | 0 | 2533232.8218 | 97331.503 | 247280 | 344611.503 | 524709.0411 | 0 | 0 | 42574.7603 | 0 | 3100516.6232 | 344611.503
CB 718 | 30939.5216 | 1633578.077 | 0 | 1664517.5986 | 31206.4712 | 247280 | 278486.4712 | 263143.2111 | 0 | 0 | 7524.3621 | 0 | 1935185.1718 | 278486.4712
CB 719 | 44581.7756 | 2291741.6212 | 0 | 2336323.3968 | 52476.2141 | 247280 | 299756.2141 | 188561.23 | 0 | 0 | 3978.8748 | 0 | 2528863.5016 | 299756.2141
CB 72 | 35492.9609 | 1787205.7304 | 0 | 1822698.6913 | 38973.9362 | 247280 | 286253.9362 | 331597.4784 | 0 | 0 | 4321.5926 | 0 | 2158617.7622 | 286253.9362
CB 723 | 30952.7037 | 1586239.2203 | 0 | 1617191.924 | 53836.8664 | 247280 | 301116.8664 | 241483.6745 | 0 | 0 | 3466.3381 | 0 | 1862141.9367 | 301116.8664
CB 724 | 57918 | 2901461.35 | 0 | 2959379.35 | 50346 | 247280 | 297626 | 553980 | 0 | 0 | 108453.89 | 0 | 3621813.24 | 297626
CB 730 | 41448.0924 | 2083843.6131 | 0 | 2125291.7054 | 40623.8384 | 247280 | 287903.8384 | 302677.7995 | 0 | 0 | 3606.9845 | 0 | 2431576.4894 | 287903.8384
CB 731 | 38286.1346 | 1942068.9098 | 0 | 1980355.0445 | 46905.1433 | 247280 | 294185.1433 | 339466.5134 | 0 | 0 | 5544.6574 | 0 | 2325366.2153 | 294185.1433
CB 732 | 32199.9804 | 1632190.3478 | 0 | 1664390.3281 | 32440.9683 | 247280 | 279720.9683 | 413686.9721 | 0 | 0 | 1463.0994 | 0 | 2079540.3996 | 279720.9683
CB 733 | 41585.8517 | 2091087.8998 | 0 | 2132673.7515 | 39777.4892 | 247280 | 287057.4892 | 203010.653 | 0 | 0 | 3752.0161 | 0 | 2339436.4206 | 287057.4892
CB 738 | 27705.7796 | 1387949.3193 | 0 | 1415655.0989 | 28914.1224 | 247280 | 276194.1224 | 629766.5796 | 0 | 0 | 18905.0019 | 0 | 2064326.6804 | 276194.1224
CB 74 | 36935.267 | 1876122.8844 | 0 | 1913058.1515 | 40799.73 | 247280 | 288079.73 | 179904.9369 | 0 | 0 | 3181.789 | 0 | 2096144.8773 | 288079.73
CB 740 | 43848.7907 | 2216008.2528 | 0 | 2259857.0435 | 39737.4562 | 247280 | 287017.4562 | 410153.2897 | 0 | 0 | 2090.5098 | 0 | 2672100.843 | 287017.4562
CB 741 | 31627.9658 | 1615357.2267 | 0 | 1646985.1925 | 36429.1877 | 247280 | 283709.1877 | 517230.0675 | 0 | 0 | 13525.1578 | 0 | 2177740.4178 | 283709.1877
CB 745 | 17165.4339 | 974311.2581 | 0 | 991476.692 | 12590.4921 | 247280 | 259870.4921 | 1058796.7068 | 0 | 0 | 12542.6967 | 0 | 2062816.0954 | 259870.4921
CB 748 | 15825.3096 | 994967.471 | 0 | 1010792.7806 | 16530.0882 | 247280 | 263810.0882 | 577002.9467 | 0 | 0 | 5202.0052 | 0 | 1592997.7325 | 263810.0882
CB 75 | 16344.075 | 1462820.0973 | 0 | 1479164.1723 | 27002.6625 | 247280 | 274282.6625 | 119430.2083 | 0 | 0 | 68516.39 | 0 | 1667110.7706 | 274282.6625
CB 750 | 13655.3624 | 726741.7423 | 0 | 740397.1047 | 14756.4478 | 247280 | 262036.4478 | 972519.1651 | 0 | 0 | 9470.9678 | 0 | 1722387.2376 | 262036.4478
CB 759 | 35283.886 | 1798029.6928 | 0 | 1833313.5788 | 44166.9227 | 247280 | 291446.9227 | 424409.6848 | 0 | 0 | 4744.1067 | 0 | 2262467.3703 | 291446.9227
CB 76 | 54540.2567 | 2775898.6386 | 0 | 2830438.8952 | 79785.068 | 247280 | 327065.068 | 189287.9068 | 0 | 0 | 18905.0019 | 0 | 3038631.804 | 327065.068
CB 761 | 19354.4565 | 999587.817 | 0 | 1018942.2735 | 14174.987 | 247280 | 261454.987 | 454790.8048 | 0 | 0 | 4681.99 | 0 | 1478415.0683 | 261454.987
CB 77 | 37155.1488 | 1875857.0474 | 0 | 1913012.1962 | 37581.5231 | 247280 | 284861.5231 | 425814.5503 | 0 | 0 | 1477.707 | 0 | 2340304.4535 | 284861.5231
CB 770 | 17457.3359 | 1020882.7323 | 0 | 1038340.0682 | 20553.6921 | 247280 | 267833.6921 | 443585.3863 | 0 | 0 | 4872.4868 | 0 | 1486797.9413 | 267833.6921
CB 771 | 15180.7722 | 1183332.7623 | 0 | 1198513.5345 | 21748.5608 | 247280 | 269028.5608 | 433551.7714 | 0 | 0 | 3645.6834 | 0 | 1635710.9893 | 269028.5608
CB 772 | 33521.4493 | 1679291.2328 | 0 | 1712812.6821 | 191389.2269 | 247280 | 438669.2269 | 1431381.1659 | 0 | 0 | 39521.1546 | 0 | 3183715.0026 | 438669.2269
CB 775 | 47265.8957 | 2367833.3092 | 0 | 2415099.205 | 101192.5354 | 247280 | 348472.5354 | 223562.8016 | 0 | 0 | 34352.7227 | 0 | 2673014.7292 | 348472.5354
CB 776 | 41341.5883 | 1077967.7971 | 344123.3978 | 1463432.7832 | 19110.2505 | 247280 | 266390.2505 | 240663.3355 | 287001.682 | 143466.972 | 4239.2474 | 0 | 1995337.0481 | 409857.2225
CB 78 | 130414.1439 | 4411436.5238 | 0 | 4541850.6677 | 57006.5843 | 247280 | 304286.5843 | 480221.9895 | 272987 | 136510 | 274129.2827 | 0 | 5569188.9399 | 440796.5843
CB 780 | 29065.5849 | 1477047.9336 | 0 | 1506113.5185 | 35795.265 | 247280 | 283075.265 | 1173978.6202 | 0 | 0 | 3409.7823 | 0 | 2683501.921 | 283075.265
CB 781 | 38022.0909 | 2001597.0507 | 0 | 2039619.1415 | 47787.1178 | 247280 | 295067.1178 | 380967.7751 | 0 | 0 | 4547.5543 | 0 | 2425134.471 | 295067.1178
CB 783 | 15839.0658 | 881699.7847 | 0 | 897538.8504 | 37578.2075 | 247280 | 284858.2075 | 3101219.5776 | 0 | 0 | 7912.7941 | 0 | 4006671.2222 | 284858.2075
CB 788 | 29439.0648 | 1453322.6566 | 28996.8269 | 1511758.5484 | 29977.7645 | 247280 | 277257.7645 | 856801.0456 | 16971.0565 | 8448.1108 | 1091.8202 | 0 | 2386622.4707 | 285705.8753
CB 789 | 27019.7261 | 1421613.8974 | 0 | 1448633.6234 | 31033.2407 | 247280 | 278313.2407 | 261315.2641 | 0 | 0 | 6205.6506 | 0 | 1716154.5381 | 278313.2407
CB 790 | 25919.4691 | 1354365.081 | 0 | 1380284.5501 | 57339.8213 | 247280 | 304619.8213 | 524045.8348 | 0 | 0 | 8330.9244 | 0 | 1912661.3093 | 304619.8213
CB 791 | 24791.7967 | 1338584.966 | 0 | 1363376.7627 | 26045.8782 | 247280 | 273325.8782 | 721244.3285 | 0 | 0 | 4537.9591 | 0 | 2089159.0502 | 273325.8782
CB 795 | 28154.7443 | 1482988.0482 | 0 | 1511142.7924 | 20076.1894 | 247280 | 267356.1894 | 33708.2077 | 0 | 0 | 15787.4189 | 0 | 1560638.419 | 267356.1894
CB 797 | 24809.8877 | 1268257.8183 | 0 | 1293067.706 | 16389.003 | 247280 | 263669.003 | 166547.5862 | 0 | 0 | 11182.954 | 0 | 1470798.2463 | 263669.003
CB 799 | 25945.8635 | 1361809.4469 | 0 | 1387755.3104 | 84679.2999 | 247280 | 331959.2999 | 1030909.9214 | 0 | 0 | 9193.5656 | 0 | 2427858.7974 | 331959.2999
CB 80 | 31164.4526 | 1596720.1338 | 0 | 1627884.5864 | 30813.8847 | 247280 | 278093.8847 | 87520.1792 | 0 | 0 | 3455.6128 | 0 | 1718860.3783 | 278093.8847
CB 81 | 48365.4253 | 2452498.3832 | 0 | 2500863.8085 | 45829.4968 | 247280 | 293109.4968 | 430688.2105 | 0 | 0 | 3580.2058 | 0 | 2935132.2248 | 293109.4968
CB 821 | 29122.2306 | 1477878.0444 | 0 | 1507000.2751 | 35701.9992 | 247280 | 282981.9992 | 305560.4081 | 0 | 0 | 1255.7923 | 0 | 1813816.4754 | 282981.9992
CB 83 | 25933.8481 | 1327004.0421 | 0 | 1352937.8902 | 26478.2338 | 247280 | 273758.2338 | 293009.1135 | 0 | 0 | 4374.094 | 0 | 1650321.0977 | 273758.2338
CB 835 | 39528.1975 | 1030684.252 | 423853.211 | 1494065.6606 | 90360.2246 | 247280 | 337640.2246 | 3545543.8165 | 272987 | 136510 | 24431.8717 | 0 | 5337028.3487 | 474150.2246
CB 84 | 34859.8513 | 1770896.8947 | 0 | 1805756.746 | 34002.0597 | 247280 | 281282.0597 | 373480.8778 | 0 | 0 | 3049.0643 | 0 | 2182286.688 | 281282.0597
CB 85 | 25364.4988 | 1302220.3835 | 0 | 1327584.8823 | 22913.5717 | 247280 | 270193.5717 | 367795.7174 | 0 | 0 | 2677.3789 | 0 | 1698057.9785 | 270193.5717
CB 851 | 23512.867 | 1238487.5689 | 0 | 1262000.4359 | 69339.1537 | 247280 | 316619.1537 | 863035.9628 | 0 | 0 | 13259.3775 | 0 | 2138295.7762 | 316619.1537
CB 852 | 39875.266 | 1997592.167 | 0 | 2037467.433 | 782345.0356 | 247280 | 1029625.0356 | 11409104.8649 | 0 | 0 | 74809.5088 | 0 | 13521381.8066 | 1029625.0356
CB 854 | 34995.0883 | 1922391.9143 | 0 | 1957387.0026 | 24842.0205 | 247280 | 272122.0205 | 754780.9993 | 0 | 0 | 36232.1241 | 0 | 2748400.126 | 272122.0205
CB 855 | 11904.6696 | 806901.4029 | 0 | 818806.0725 | 26974.1986 | 247280 | 274254.1986 | 290181.3577 | 0 | 0 | 3234.9072 | 0 | 1112222.3375 | 274254.1986
CB 856 | 30532.7513 | 1754927.1045 | 0 | 1785459.8557 | 82598.1976 | 247280 | 329878.1976 | 566321.3538 | 0 | 0 | 14062.846 | 0 | 2365844.0556 | 329878.1976
CB 857 | 31424.0408 | 1720862.7768 | 0 | 1752286.8176 | 64038.8393 | 247280 | 311318.8393 | 881184.117 | 0 | 0 | 5619.6178 | 0 | 2639090.5524 | 311318.8393
CB 859 | 36317.1653 | 1819345.4813 | 0 | 1855662.6467 | 26028.7754 | 247280 | 273308.7754 | 0 | 0 | 0 | 42779.3961 | 0 | 1898442.0427 | 273308.7754
CB 86 | 56205.1368 | 2815653.7211 | 0 | 2871858.8579 | 51975.0496 | 247280 | 299255.0496 | 47999.6992 | 0 | 0 | 65957.6494 | 0 | 2985816.2066 | 299255.0496
CB 87 | 36788.0198 | 1849835.4613 | 0 | 1886623.4811 | 35709.0856 | 247280 | 282989.0856 | 261224.5814 | 0 | 0 | 3371.5055 | 0 | 2151219.568 | 282989.0856
CB 88 | 21088.7015 | 1089866.8976 | 0 | 1110955.5992 | 19965.4297 | 247280 | 267245.4297 | 376018.1408 | 0 | 0 | 1737.6781 | 0 | 1488711.4181 | 267245.4297
CB 90 | 112129.248 | 5617229.1736 | 0 | 5729358.4216 | 476912.304 | 247280 | 724192.304 | 0 | 0 | 0 | 523173.89 | 0 | 6252532.3116 | 724192.304
CB 900 | 49614.7115 | 2485499.6343 | 0 | 2535114.3458 | 1394544.4885 | 247280 | 1641824.4885 | 33013978.7611 | 0 | 0 | 231745.9254 | 0 | 35780839.0323 | 1641824.4885
CB 902 | 26763.0637 | 1340723.0046 | 0 | 1367486.0684 | 28848.3242 | 247280 | 276128.3242 | 319300.3399 | 0 | 0 | 2316.0253 | 0 | 1689102.4335 | 276128.3242
CB 907 | 55483.0743 | 1508759.902 | 509090.9091 | 2073333.8854 | 25922.88 | 247280 | 273202.88 | 482883.1515 | 287412.367 | 143539.33 | 7653.89 | 0 | 2851283.2939 | 416742.21
CB 91 | 32980.0396 | 1051994.3767 | 237321.1477 | 1322295.5639 | 25709.8305 | 247280 | 272989.8305 | 501914.6483 | 238519.1052 | 119231.5329 | 4369.6889 | 0 | 2067099.0063 | 392221.3635
CB 911 | 16989.28 | 851095.3293 | 0 | 868084.6093 | 84511.68 | 247280 | 331791.68 | 1847782.7556 | 0 | 0 | 11013.89 | 0 | 2726881.2549 | 331791.68
CB 92 | 23518.998 | 1269459.5955 | 0 | 1292978.5936 | 20707.896 | 247280 | 267987.896 | 286191.7314 | 0 | 0 | 5275.5854 | 0 | 1584445.9104 | 267987.896
CB 920 | 11439.4231 | 937123.6109 | 0 | 948563.034 | 22487.3905 | 247280 | 269767.3905 | 532187.0383 | 0 | 0 | 10713.3601 | 0 | 1491463.4324 | 269767.3905
CB 927 | 34087.9229 | 1746107.9184 | 0 | 1780195.8413 | 197554.1461 | 247280 | 444834.1461 | 409525.2471 | 0 | 0 | 16702.5689 | 0 | 2206423.6574 | 444834.1461
CB 928 | 29153.1694 | 915194.7463 | 131812.6872 | 1076160.603 | 45499.6528 | 247280 | 292779.6528 | 205176.0214 | 251347.8408 | 125301.1905 | 3201.1439 | 0 | 1535885.6091 | 418080.8434
CB 93 | 32011.7051 | 1633627.7951 | 0 | 1665639.5002 | 43421.9154 | 247280 | 290701.9154 | 604472.772 | 0 | 0 | 2987.5529 | 0 | 2273099.8252 | 290701.9154
CB 94 | 34080.829 | 1728159.6834 | 0 | 1762240.5124 | 33342.4924 | 247280 | 280622.4924 | 335090.7822 | 0 | 0 | 4859.8239 | 0 | 2102191.1185 | 280622.4924
CB 946 | 31521.9432 | 1613147.0491 | 0 | 1644668.9923 | 30579.8511 | 247280 | 277859.8511 | 414935.042 | 0 | 0 | 2251.6614 | 0 | 2061855.6956 | 277859.8511
CB 948 | 37667.8273 | 1895856.7157 | 0 | 1933524.543 | 35255.8691 | 247280 | 282535.8691 | 311546.3843 | 0 | 0 | 1700.6879 | 0 | 2246771.6151 | 282535.8691
CB 949 | 36123.3298 | 1812515.995 | 0 | 1848639.3248 | 32769.4442 | 247280 | 280049.4442 | 321774.0922 | 0 | 0 | 1671.6986 | 0 | 2172085.1157 | 280049.4442
CB 95 | 33879.5357 | 1796076.4744 | 0 | 1829956.0101 | 28803.5712 | 247280 | 276083.5712 | 750153.5731 | 0 | 0 | 10899.9332 | 0 | 2591009.5164 | 276083.5712
CB 955 | 13028.6253 | 875963.1837 | 0 | 888991.809 | 64925.8511 | 247280 | 312205.8511 | 616179.9869 | 0 | 0 | 9034.3234 | 0 | 1514206.1192 | 312205.8511
CB 96 | 26269.2892 | 1553960.4401 | 0 | 1580229.7293 | 54497.259 | 247280 | 301777.259 | 482778.5422 | 0 | 0 | 13028.3427 | 0 | 2076036.6143 | 301777.259
CB 966 | 15533.7523 | 1229152.992 | 0 | 1244686.7443 | 18152.2241 | 247280 | 265432.2241 | 334509.1174 | 0 | 0 | 38580.8047 | 0 | 1617776.6664 | 265432.2241
CB 967 | 23374.317 | 1394167.8906 | 0 | 1417542.2075 | 20823.0953 | 247280 | 268103.0953 | 607689.2419 | 0 | 0 | 24042.3377 | 0 | 2049273.7871 | 268103.0953
CB 968 | 33852.7052 | 1927308.8244 | 0 | 1961161.5296 | 32666.4674 | 247280 | 279946.4674 | 243342.7823 | 0 | 0 | 33062.7484 | 0 | 2237567.0602 | 279946.4674
CB 969 | 31840.3052 | 1710964.8373 | 0 | 1742805.1425 | 35226.8536 | 247280 | 282506.8536 | 1029707.6289 | 0 | 0 | 24948.7354 | 0 | 2797461.5067 | 282506.8536
CB 970 | 56332.3076 | 1733712.7079 | 271604.9383 | 2061649.9538 | 22403.8222 | 247280 | 269683.8222 | 850344.3621 | 272987 | 136510 | 108009.4456 | 0 | 3292990.7615 | 406193.8222
CB 971 | 47956.6642 | 1343535.7351 | 499276.894 | 1890769.2933 | 21167.7661 | 247280 | 268447.7661 | 384021.4336 | 290143.216 | 144020.294 | 2392.2591 | 0 | 2567326.2021 | 412468.0601
CB 973 | 93143.3335 | 2904032.8076 | 194977.8434 | 3192153.9846 | 37527.2295 | 247280 | 284807.2295 | 677418.0207 | 272987 | 136510 | 77665.116 | 0 | 4220224.1213 | 421317.2295
CB 974 | 101870.8187 | 3176139.2742 | 213247.1729 | 3491257.2658 | 41043.5128 | 247280 | 288323.5128 | 740891.7609 | 272987 | 136510 | 84899.7705 | 0 | 4590035.7972 | 424833.5128
CB 975 | 38208.4611 | 1258442.3811 | 53767.8208 | 1350418.663 | 22596.5504 | 247280 | 269876.5504 | 1047804.3503 | 290136.517 | 144018.754 | 21745.947 | 0 | 2710105.4773 | 413895.3044
CB 980 | 36022.3966 | 998086.2071 | 348461.7728 | 1382570.3765 | 32160.7164 | 247280 | 279440.7164 | 2116176.2697 | 272987 | 136510 | 5761.2308 | 0 | 3777494.877 | 415950.7164
CB 981 | 30099.5812 | 854795.7438 | 258260.8696 | 1143156.1946 | 29977.6132 | 247280 | 277257.6132 | 232928.7304 | 272987 | 136510 | 11817.3683 | 0 | 1660889.2933 | 413767.6132
CB AD1 | 50071.1178 | 2540788.4777 | 0 | 2590859.5955 | 46561.4176 | 247280 | 293841.4176 | 229994.3187 | 0 | 0 | 2738.3057 | 0 | 2823592.2198 | 293841.4176
CB AD2 | 55200.1685 | 2765308.8074 | 0 | 2820508.9759 | 51334.6063 | 247280 | 298614.6063 | 142313.8027 | 0 | 0 | 10164.4603 | 0 | 2972987.2389 | 298614.6063
CB AD3 | 50943.8933 | 2579789.3673 | 0 | 2630733.2606 | 45414.6912 | 247280 | 292694.6912 | 137299.7147 | 0 | 0 | 4357.4073 | 0 | 2772390.3826 | 292694.6912
CB AG1 | 39065.5928 | 2068894.1774 | 0 | 2107959.7702 | 41606.8367 | 247280 | 288886.8367 | 643511.0881 | 0 | 0 | 7209.1239 | 0 | 2758679.9822 | 288886.8367
CB ALV1 | 27971.495 | 1473335.8042 | 0 | 1501307.2992 | 28707.4534 | 247280 | 275987.4534 | 744195.8422 | 0 | 0 | 10609.7089 | 0 | 2256112.8504 | 275987.4534
CB AM1 | 43247.1666 | 2166510.9725 | 0 | 2209758.1391 | 40513.8679 | 247280 | 287793.8679 | 196978.531 | 0 | 0 | 6297.6016 | 0 | 2413034.2717 | 287793.8679
CB AM2 | 44608.1917 | 2247977.9407 | 0 | 2292586.1324 | 40243.1128 | 247280 | 287523.1128 | 205757.1981 | 0 | 0 | 3261.7972 | 0 | 2501605.1277 | 287523.1128
CB AM3 | 41429.8224 | 2084466.7505 | 0 | 2125896.5729 | 37685.7786 | 247280 | 284965.7786 | 231324.7775 | 0 | 0 | 2355.589 | 0 | 2359576.9395 | 284965.7786
CB BA2 | 44921.1569 | 2269587.5449 | 0 | 2314508.7018 | 39720.0862 | 247280 | 287000.0862 | 199405.7436 | 0 | 0 | 4515.4285 | 0 | 2518429.8739 | 287000.0862
CB BA3 | 39856.6472 | 2009481.6102 | 0 | 2049338.2574 | 36932.4119 | 247280 | 284212.4119 | 184687.3538 | 0 | 0 | 3163.9688 | 0 | 2237189.58 | 284212.4119
CB BF1 | 43670.8397 | 2187735.3067 | 0 | 2231406.1464 | 36992.4088 | 247280 | 284272.4088 | 11934.4945 | 0 | 0 | 8597.2145 | 0 | 2251937.8554 | 284272.4088
CB BH1 | 45016.7607 | 2255160.5916 | 0 | 2300177.3523 | 37466.555 | 247280 | 284746.555 | 346002.5159 | 0 | 0 | 17942.0131 | 0 | 2664121.8813 | 284746.555
CB BK1 | 33939.9399 | 1719924.6316 | 0 | 1753864.5716 | 36324.6196 | 247280 | 283604.6196 | 300938.3044 | 0 | 0 | 4611.0397 | 0 | 2059413.9157 | 283604.6196
CB BK2 | 50728.0465 | 2597050.0239 | 0 | 2647778.0704 | 44783.2953 | 247280 | 292063.2953 | 69109.1746 | 0 | 0 | 12242.7939 | 0 | 2729130.0389 | 292063.2953
CB BK4 | 43320.0374 | 2189440.7443 | 0 | 2232760.7817 | 42840.1123 | 247280 | 290120.1123 | 354698.5843 | 0 | 0 | 8603.5626 | 0 | 2596062.9287 | 290120.1123
CB BN1 | 34816.2112 | 1760916.7267 | 0 | 1795732.9379 | 34349.9099 | 247280 | 281629.9099 | 605158.1686 | 0 | 0 | 2225.4018 | 0 | 2403116.5084 | 281629.9099
CB BN2 | 29335.284 | 1526420.9711 | 0 | 1555756.2551 | 29396.0745 | 247280 | 276676.0745 | 681218.7454 | 0 | 0 | 1867.2579 | 0 | 2238842.2584 | 276676.0745
CB BO1 | 46315.7281 | 2320233.6905 | 0 | 2366549.4186 | 37503.2027 | 247280 | 284783.2027 | 154357.2839 | 0 | 0 | 10986.2293 | 0 | 2531892.9318 | 284783.2027
CB BRM1 | 45579.2134 | 2314694.4103 | 0 | 2360273.6237 | 37666.9456 | 247280 | 284946.9456 | 178713.0079 | 0 | 0 | 2663.095 | 0 | 2541649.7266 | 284946.9456
CB BS1 | 47613.2688 | 2385235.3179 | 0 | 2432848.5867 | 70443.2713 | 247280 | 317723.2713 | 0 | 0 | 0 | 111434.7817 | 0 | 2544283.3684 | 317723.2713
CB BT1 | 35239.1655 | 1803146.0203 | 0 | 1838385.1858 | 37563.6084 | 247280 | 284843.6084 | 819707.4901 | 0 | 0 | 16434.3241 | 0 | 2674527 | 284843.6084
CB BW1 | 42143.2904 | 2111211.1652 | 0 | 2153354.4556 | 38971.5199 | 247280 | 286251.5199 | 387688.6194 | 0 | 0 | 13551.3593 | 0 | 2554594.4343 | 286251.5199
CB BY2 | 35889.0338 | 1811415.1795 | 0 | 1847304.2133 | 32757.52 | 247280 | 280037.52 | 310672.899 | 0 | 0 | 3310.9079 | 0 | 2161288.0203 | 280037.52
CB BY3 | 36503.0849 | 1850094.9824 | 0 | 1886598.0674 | 34286.2789 | 247280 | 281566.2789 | 301109.2282 | 0 | 0 | 2719.1988 | 0 | 2190426.4943 | 281566.2789
CB CA1 | 40204.861 | 2023287.1513 | 0 | 2063492.0122 | 37002.0283 | 247280 | 284282.0283 | 512044.3223 | 0 | 0 | 4335.9546 | 0 | 2579872.2892 | 284282.0283
CB CA2 | 47901.4231 | 2399670.7043 | 0 | 2447572.1274 | 42081.8444 | 247280 | 289361.8444 | 259085.5963 | 0 | 0 | 19062.6476 | 0 | 2725720.3713 | 289361.8444
CB CCB1 | 34890.6462 | 1964066.1446 | 0 | 1998956.7908 | 280937.6308 | 247280 | 528217.6308 | 655530.7692 | 0 | 0 | 91838.5054 | 0 | 2746326.0654 | 528217.6308
CB CD1 | 47888.3429 | 2550779.0798 | 0 | 2598667.4227 | 59682.1184 | 247280 | 306962.1184 | 404286.1267 | 0 | 0 | 13284.5233 | 0 | 3016238.0726 | 306962.1184
CB CD3 | 46876.1454 | 2377383.6145 | 0 | 2424259.7599 | 49003.9246 | 247280 | 296283.9246 | 243169.8848 | 0 | 0 | 12744.5084 | 0 | 2680174.1531 | 296283.9246
CB CD4 | 38807.133 | 1973369.371 | 0 | 2012176.504 | 37286.4246 | 247280 | 284566.4246 | 438465.7141 | 0 | 0 | 4580.5182 | 0 | 2455222.7363 | 284566.4246
CB CG1 | 32915.4904 | 1667171.5831 | 0 | 1700087.0735 | 31749.5435 | 247280 | 279029.5435 | 982908.1208 | 0 | 0 | 2381.1104 | 0 | 2685376.3047 | 279029.5435
CB CG2 | 31625.3229 | 1608726.5064 | 0 | 1640351.8292 | 30412.6749 | 247280 | 277692.6749 | 944915.107 | 0 | 0 | 2174.6089 | 0 | 2587441.5451 | 277692.6749
CB CHA1 | 35679.0898 | 1787380.4331 | 0 | 1823059.5229 | 33116.004 | 247280 | 280396.004 | 738492.7781 | 0 | 0 | 4560.741 | 0 | 2566113.0421 | 280396.004
CB CMP1 | 32560.6647 | 1637899.2849 | 0 | 1670459.9496 | 30319.2604 | 247280 | 277599.2604 | 761927.1463 | 0 | 0 | 3302.8109 | 0 | 2435689.9068 | 277599.2604
CB CS1 | 41134.4603 | 2060672.7907 | 0 | 2101807.251 | 37764.7839 | 247280 | 285044.7839 | 220330.368 | 0 | 0 | 3522.0358 | 0 | 2325659.6548 | 285044.7839
CB CS2 | 42911.4458 | 2161974.8756 | 0 | 2204886.3214 | 39059.0596 | 247280 | 286339.0596 | 213052.3004 | 0 | 0 | 3049.8376 | 0 | 2420988.4593 | 286339.0596
CB CS3 | 41392.7103 | 2087751.475 | 0 | 2129144.1852 | 37530.7102 | 247280 | 284810.7102 | 202958.9692 | 0 | 0 | 2446.4947 | 0 | 2334549.6492 | 284810.7102
CB CS4 | 36469.2929 | 1857025.5423 | 0 | 1893494.8353 | 32464.9383 | 247280 | 279744.9383 | 183966.0771 | 0 | 0 | 2995.19 | 0 | 2080456.1024 | 279744.9383
CB CTL1 | 148268.4612 | 5015383.1907 | 0 | 5163651.6519 | 83324.0571 | 247280 | 330604.0571 | 1457960.9524 | 299992.418 | 145753.817 | 311596.7471 | 0 | 7233201.7695 | 476357.8741
CB DM1 | 35474.7456 | 2278794.7966 | 0 | 2314269.5422 | 29447.6203 | 247280 | 276727.6203 | 0 | 0 | 0 | 106482.2876 | 0 | 2420751.8298 | 276727.6203
CB DM2 | 35405.6483 | 1814019.0768 | 0 | 1849424.7251 | 37442.2754 | 247280 | 284722.2754 | 829648.2463 | 0 | 0 | 3864.1196 | 0 | 2682937.0911 | 284722.2754
CB DR1 | 34045.7715 | 1739988.1542 | 0 | 1774033.9257 | 30711.7709 | 247280 | 277991.7709 | 583915.0383 | 0 | 0 | 4092.4811 | 0 | 2362041.4451 | 277991.7709
CB DS1 | 34123.7958 | 1736775.8046 | 0 | 1770899.6003 | 32746.5763 | 247280 | 280026.5763 | 219942.0848 | 0 | 0 | 11998.0596 | 0 | 2002839.7447 | 280026.5763
CB DV1 | 91746.2301 | 3103441.5324 | 0 | 3195187.7625 | 40104.0796 | 247280 | 287384.0796 | 506753.5912 | 272987 | 136510 | 289249.4701 | 0 | 4264177.8238 | 423894.0796
CB ELE1 | 46731.8079 | 2341077.6334 | 0 | 2387809.4412 | 48286.8757 | 247280 | 295566.8757 | 624668.7122 | 0 | 0 | 6768.4587 | 0 | 3019246.6122 | 295566.8757
CB EN1 | 41814.891 | 2108277.5385 | 0 | 2150092.4295 | 40390.6898 | 247280 | 287670.6898 | 656556.5747 | 0 | 0 | 2358.638 | 0 | 2809007.6422 | 287670.6898
CB EN2 | 34935.4368 | 1767952.0968 | 0 | 1802887.5336 | 33008.814 | 247280 | 280288.814 | 766396.571 | 0 | 0 | 2965.6386 | 0 | 2572249.7432 | 280288.814
CB EO1 | 40722.874 | 2069254.1586 | 0 | 2109977.0326 | 36434.3789 | 247280 | 283714.3789 | 285059.3218 | 0 | 0 | 2922.578 | 0 | 2397958.9324 | 283714.3789
CB EO2 | 43021.3258 | 2182070.4439 | 0 | 2225091.7698 | 36815.5129 | 247280 | 284095.5129 | 203942.6535 | 0 | 0 | 3293.8335 | 0 | 2432328.2568 | 284095.5129
CB EO3 | 41357.3598 | 2104542.0929 | 0 | 2145899.4527 | 36152.3296 | 247280 | 283432.3296 | 227094.4844 | 0 | 0 | 1989.9013 | 0 | 2374983.8384 | 283432.3296
CB EOS1 | 37025.1211 | 1861939.6869 | 0 | 1898964.808 | 36372.2359 | 247280 | 283652.2359 | 483571.9975 | 0 | 0 | 1458.3288 | 0 | 2383995.1343 | 283652.2359
CB EOS2 | 39226.7132 | 1970754.887 | 0 | 2009981.6002 | 35632.3827 | 247280 | 282912.3827 | 235502.6385 | 0 | 0 | 1648.624 | 0 | 2247132.8627 | 282912.3827
CB EOS3 | 32792.6994 | 1656811.7812 | 0 | 1689604.4806 | 28466.6453 | 247280 | 275746.6453 | 265062.8883 | 0 | 0 | 6383.7822 | 0 | 1961051.1511 | 275746.6453
CB ES4 | 38581.8403 | 2026725.3 | 0 | 2065307.1403 | 36673.6984 | 247280 | 283953.6984 | 287314.5689 | 0 | 0 | 1694.68 | 0 | 2354316.3892 | 283953.6984
CB EV1 | 39197.329 | 1963630.2183 | 0 | 2002827.5472 | 36074.6991 | 247280 | 283354.6991 | 590858.1334 | 0 | 0 | 6254.8 | 0 | 2599940.4806 | 283354.6991
CB FB1 | 78898.3353 | 2101017.395 | 754046.3345 | 2933962.0648 | 42097.0065 | 247280 | 289377.0065 | 470566.5249 | 287609.971 | 143574.211 | 2823.7499 | 0 | 3694962.3106 | 432951.2175
CB FB2 | 56518.4404 | 1511485.3451 | 568297.456 | 2136301.2415 | 31096.3843 | 247280 | 278376.3843 | 580927.8669 | 287615.724 | 143575.344 | 3011.2286 | 0 | 3007856.061 | 421951.7283
CB FL1 | 49594.7619 | 2484500.2376 | 0 | 2534094.9995 | 44611.6053 | 247280 | 291891.6053 | 246425.4765 | 0 | 0 | 21471.9841 | 0 | 2801992.4601 | 291891.6053
CB FM1 | 43967.7085 | 2229878.5222 | 0 | 2273846.2307 | 39561.5615 | 247280 | 286841.5615 | 451050.6859 | 0 | 0 | 4296.5718 | 0 | 2729193.4884 | 286841.5615
CB FM2 | 24524.5755 | 1295697.367 | 0 | 1320221.9426 | 52192.0907 | 247280 | 299472.0907 | 536132.2985 | 0 | 0 | 14638.9646 | 0 | 1870993.2057 | 299472.0907
CB FM3 | 40473.0765 | 2032175.9588 | 0 | 2072649.0353 | 36987.8846 | 247280 | 284267.8846 | 742371.2529 | 0 | 0 | 2413.5511 | 0 | 2817433.8393 | 284267.8846
CB FRD1 | 41254.3223 | 2066677.4001 | 0 | 2107931.7224 | 35860.8742 | 247280 | 283140.8742 | 169111.5232 | 0 | 0 | 38917.4662 | 0 | 2315960.7118 | 283140.8742
CB GA1 | 38152.0031 | 1916966.2371 | 0 | 1955118.2402 | 32804.1111 | 247280 | 280084.1111 | 183338.7309 | 0 | 0 | 2864.5153 | 0 | 2141321.4864 | 280084.1111
CB GA3 | 35282.8772 | 1772378.5853 | 0 | 1807661.4625 | 31680.7016 | 247280 | 278960.7016 | 234801.9222 | 0 | 0 | 2502.7278 | 0 | 2044966.1125 | 278960.7016
CB GH1 | 42059.1299 | 2146370.0074 | 0 | 2188429.1374 | 34668.7944 | 247280 | 281948.7944 | 530556.7776 | 0 | 0 | 8776.1317 | 0 | 2727762.0466 | 281948.7944
CB GH2 | 51402.3415 | 2575052.7818 | 0 | 2626455.1233 | 48784.3974 | 247280 | 296064.3974 | 289573.2218 | 0 | 0 | 8861.8038 | 0 | 2924890.1489 | 296064.3974
CB GH3 | 50518.5092 | 2631020.6902 | 0 | 2681539.1995 | 43804.3629 | 247280 | 291084.3629 | 169058.2093 | 0 | 0 | 5162.2308 | 0 | 2855759.6396 | 291084.3629
CB GM2 | 32626.3683 | 1640816.119 | 0 | 1673442.4873 | 30808.6329 | 247280 | 278088.6329 | 765930.3171 | 0 | 0 | 1799.1649 | 0 | 2441171.9692 | 278088.6329
CB GN1 | 47191.3869 | 2373186.462 | 0 | 2420377.8489 | 41179.4028 | 247280 | 288459.4028 | 326468.4908 | 0 | 0 | 4294.5954 | 0 | 2751140.9351 | 288459.4028
CB GS1 | 24278.8082 | 1216271.6901 | 0 | 1240550.4984 | 21104.6804 | 247280 | 268384.6804 | 192414.5228 | 0 | 0 | 9508.4544 | 0 | 1442473.4755 | 268384.6804
CB HC3 | 47445.8161 | 2390224.0903 | 0 | 2437669.9064 | 43000.3535 | 247280 | 290280.3535 | 426227.4653 | 0 | 0 | 2338.8563 | 0 | 2866236.228 | 290280.3535
CB HC4 | 42996.5856 | 2174038.5727 | 0 | 2217035.1583 | 37353.4192 | 247280 | 284633.4192 | 415495.6631 | 0 | 0 | 3283.3801 | 0 | 2635814.2015 | 284633.4192
CB HL1 | 47456.2841 | 2393096.7865 | 0 | 2440553.0707 | 43317.9549 | 247280 | 290597.9549 | 215955.9169 | 0 | 0 | 2669.7442 | 0 | 2659178.7318 | 290597.9549
CB HL3 | 47352.7797 | 2405279.3121 | 0 | 2452632.0919 | 39905.0915 | 247280 | 287185.0915 | 75857.1493 | 0 | 0 | 3251.7276 | 0 | 2531740.9688 | 287185.0915
CB HP1 | 41527.3109 | 2094239.2876 | 0 | 2135766.5985 | 35305.3091 | 247280 | 282585.3091 | 236575.7215 | 0 | 0 | 1627.8821 | 0 | 2373970.2022 | 282585.3091
CB HV1 | 40258.706 | 2016800.9833 | 0 | 2057059.6893 | 37714.2834 | 247280 | 284994.2834 | 1171953.9432 | 0 | 0 | 16773.5903 | 0 | 3245787.2228 | 284994.2834
CB HW1 | 40523.9194 | 2143326.1499 | 0 | 2183850.0693 | 43836.5714 | 247280 | 291116.5714 | 885514.5055 | 0 | 0 | 16409.934 | 0 | 3085774.5087 | 291116.5714
CB IB1 | 38729.565 | 1993945.447 | 0 | 2032675.012 | 36581.5643 | 247280 | 283861.5643 | 172039.49 | 0 | 0 | 8027.347 | 0 | 2212741.849 | 283861.5643
CB IB2 | 44958.8351 | 2252258.7541 | 0 | 2297217.5893 | 38656.5457 | 247280 | 285936.5457 | 111101.1636 | 0 | 0 | 4913.1973 | 0 | 2413231.9502 | 285936.5457
CB JE1 | 48758.7645 | 2490290.4972 | 0 | 2539049.2617 | 50165.5365 | 247280 | 297445.5365 | 649716.8234 | 0 | 0 | 20605.008 | 0 | 3209371.0931 | 297445.5365
CB JU1 | 49492.4424 | 1336200.9324 | 374920.1165 | 1760613.4913 | 22567.3154 | 247280 | 269847.3154 | 1450317.421 | 292101.557 | 144364.671 | 4165.5992 | 0 | 3507198.0685 | 414211.9864
CB KR1 | 45900.8618 | 2299450.5389 | 0 | 2345351.4007 | 40627.4695 | 247280 | 287907.4695 | 388264.2339 | 0 | 0 | 20832.8374 | 0 | 2754448.4719 | 287907.4695
CB LA1 | 41094.1043 | 2076061.4686 | 0 | 2117155.5729 | 35038.4313 | 247280 | 282318.4313 | 204649.6839 | 0 | 0 | 2293.8055 | 0 | 2324099.0624 | 282318.4313
CB LA2 | 43478.7214 | 2203987.3817 | 0 | 2247466.1032 | 38406.1786 | 247280 | 285686.1786 | 188362.7225 | 0 | 0 | 3188.4963 | 0 | 2439017.322 | 285686.1786
CB LA3 | 39892.3872 | 2043433.7795 | 0 | 2083326.1666 | 34797.5561 | 247280 | 282077.5561 | 192052.4837 | 0 | 0 | 2038.5142 | 0 | 2277417.1646 | 282077.5561
CB LJ3 | 48555.5507 | 2432439.8913 | 0 | 2480995.442 | 44428.6188 | 247280 | 291708.6188 | 465593.0715 | 0 | 0 | 4425.0212 | 0 | 2951013.5347 | 291708.6188
CB LJ4 | 47083.0796 | 2358674.948 | 0 | 2405758.0276 | 39406.7274 | 247280 | 286686.7274 | 289100.3466 | 0 | 0 | 6010.6031 | 0 | 2700868.9772 | 286686.7274
CB LM3 | 45917.2073 | 2315259.9334 | 0 | 2361177.1407 | 44246.272 | 247280 | 291526.272 | 301823.7847 | 0 | 0 | 6790.6581 | 0 | 2669791.5835 | 291526.272
CB LPS1 | 41871.654 | 2169233.1236 | 0 | 2211104.7776 | 36439.3404 | 247280 | 283719.3404 | 140523.5451 | 0 | 0 | 10546.9582 | 0 | 2362175.2808 | 283719.3404
CB LR1 | 34276.7772 | 1736736.4656 | 0 | 1771013.2428 | 30579.5758 | 247280 | 277859.5758 | 396356.5858 | 0 | 0 | 1835.2123 | 0 | 2169205.0409 | 277859.5758
CB LV2 | 47052.299 | 2357132.965 | 0 | 2404185.2641 | 41034.7011 | 247280 | 288314.7011 | 102209.3015 | 0 | 0 | 2703.5995 | 0 | 2509098.165 | 288314.7011
CB MA1 | 40910.2701 | 2062413.6766 | 0 | 2103323.9467 | 37744.4856 | 247280 | 285024.4856 | 345561.5805 | 0 | 0 | 2281.7101 | 0 | 2451167.2373 | 285024.4856
CB MA2 | 44742.3291 | 2241412.6607 | 0 | 2286154.9898 | 39996.0176 | 247280 | 287276.0176 | 212279.7606 | 0 | 0 | 6247.7273 | 0 | 2504682.4776 | 287276.0176
CB MAG1 | 40797.6965 | 2043802.2654 | 0 | 2084599.9619 | 39513.975 | 247280 | 286793.975 | 117361.1949 | 0 | 0 | 20473.8057 | 0 | 2222434.9626 | 286793.975
CB MF1 | 46618.5476 | 2349011.8697 | 0 | 2395630.4173 | 41649.8219 | 247280 | 288929.8219 | 202330.8551 | 0 | 0 | 6206.2835 | 0 | 2604167.5559 | 288929.8219
CB MK1 | 44146.1055 | 2235749.5732 | 0 | 2279895.6787 | 36805.841 | 247280 | 284085.841 | 173435.6205 | 0 | 0 | 3864.5647 | 0 | 2457195.8639 | 284085.841
CB MK2 | 42967.6687 | 2159604.95 | 0 | 2202572.6186 | 37901.6742 | 247280 | 285181.6742 | 160450.7075 | 0 | 0 | 3453.3736 | 0 | 2366476.6997 | 285181.6742
CB MNR3 | 45062.4786 | 2267141.8687 | 0 | 2312204.3473 | 40021.8083 | 247280 | 287301.8083 | 561900 | 0 | 0 | 4550.4417 | 0 | 2878654.789 | 287301.8083
CB MOR1 | 47229.9586 | 1303614.3249 | 408450.7042 | 1759294.9876 | 25640.1634 | 247280 | 272920.1634 | 882570.4695 | 290376.944 | 144062.281 | 3242.6224 | 0 | 2935485.0235 | 416982.4444
CB MT1 | 45249.7615 | 2274250.0553 | 0 | 2319499.8168 | 40955.0744 | 247280 | 288235.0744 | 252723.9443 | 0 | 0 | 3589.2067 | 0 | 2575812.9678 | 288235.0744
CB MT3 | 44036.8182 | 2231589.3425 | 0 | 2275626.1607 | 40712.2161 | 247280 | 287992.2161 | 252960.5448 | 0 | 0 | 5847.7606 | 0 | 2534434.4661 | 287992.2161
CB MU1 | 40436.9371 | 2025729.6553 | 0 | 2066166.5924 | 47950.0053 | 247280 | 295230.0053 | 1182264.9724 | 0 | 0 | 5998.226 | 0 | 3254429.7909 | 295230.0053
CB MV1 | 31739.7895 | 1590037.1667 | 0 | 1621776.9562 | 30662.2104 | 247280 | 277942.2104 | 968761.8646 | 0 | 0 | 3602.0471 | 0 | 2594140.8679 | 277942.2104
CB NC3 | 39570.7811 | 2070560.0997 | 0 | 2110130.8807 | 33413.4723 | 247280 | 280693.4723 | 72872.7895 | 0 | 0 | 12884.8056 | 0 | 2195888.4758 | 280693.4723
CB NC4 | 48077.8353 | 2446985.14 | 0 | 2495062.9754 | 43040.6089 | 247280 | 290320.6089 | 290812.0431 | 0 | 0 | 3706.8616 | 0 | 2789581.88 | 290320.6089
CB NO1 | 60122.9212 | 3011919.1279 | 0 | 3072042.0491 | 80612.8601 | 247280 | 327892.8601 | 0 | 0 | 0 | 140593.3002 | 0 | 3212635.3493 | 327892.8601
CB NO2 | 42854.421 | 2152650.4803 | 0 | 2195504.9013 | 36153.4686 | 247280 | 283433.4686 | 172904.5451 | 0 | 0 | 2911.7825 | 0 | 2371321.2289 | 283433.4686
CB NO3 | 42457.6364 | 2126958.6464 | 0 | 2169416.2828 | 38502.4217 | 247280 | 285782.4217 | 243287.5925 | 0 | 0 | 6838.6463 | 0 | 2419542.5216 | 285782.4217
CB NTL1 | 34108.9532 | 1708722.8392 | 0 | 1742831.7924 | 35762.9068 | 247280 | 283042.9068 | 1043279.1239 | 0 | 0 | 5346.4396 | 0 | 2791457.3559 | 283042.9068
CB NVS1 | 33349.6099 | 1641530.656 | 16680.8833 | 1691561.1492 | 34084.4993 | 247280 | 281364.4993 | 731609.225 | 18551.0074 | 9276.625 | 2105.2974 | 0 | 2443826.6791 | 290641.1243
CB OCA1 | 51074.9903 | 2558653.7932 | 0 | 2609728.7835 | 46141.2429 | 247280 | 293421.2429 | 1127370.6517 | 0 | 0 | 37084.5838 | 0 | 3774184.019 | 293421.2429
CB OH1 | 40972.9286 | 2052580.6968 | 0 | 2093553.6254 | 40919.8714 | 247280 | 288199.8714 | 93310.0122 | 0 | 0 | 13187.6293 | 0 | 2200051.267 | 288199.8714
CB OK1 | 44918.5825 | 1207163.4004 | 342617.9179 | 1594699.9008 | 19332.0812 | 247280 | 266612.0812 | 904710.3656 | 292090.931 | 144363.076 | 1912.7792 | 0 | 2793413.9766 | 410975.1572
CB OS1 | 42782.6935 | 2164419.2786 | 0 | 2207201.972 | 39864.9344 | 247280 | 287144.9344 | 273317.1595 | 0 | 0 | 3437.7923 | 0 | 2483956.9238 | 287144.9344
CB OS4 | 49328.404 | 2490058.7899 | 0 | 2539387.1939 | 44538.5352 | 247280 | 291818.5352 | 257622.354 | 0 | 0 | 8444.1071 | 0 | 2805453.655 | 291818.5352
CB OS5 | 45989.0926 | 2376015.8406 | 0 | 2422004.9333 | 43405.9897 | 247280 | 290685.9897 | 212302.0537 | 0 | 0 | 15702.4314 | 0 | 2650009.4184 | 290685.9897
CB OT2 | 47415.8493 | 2390167.0342 | 0 | 2437582.8835 | 43188.8811 | 247280 | 290468.8811 | 142324.8903 | 0 | 0 | 6719.2622 | 0 | 2586627.036 | 290468.8811
CB PB1 | 39588.3357 | 1983218.101 | 0 | 2022806.4367 | 35338.9654 | 247280 | 282618.9654 | 114075.9497 | 0 | 0 | 2964.794 | 0 | 2139847.1804 | 282618.9654
CB PB5 | 42050.9062 | 2114029.1645 | 0 | 2156080.0708 | 37244.3639 | 247280 | 284524.3639 | 382876.1462 | 0 | 0 | 3601.4784 | 0 | 2542557.6953 | 284524.3639
CB PE1 | 45886.0974 | 1511314.7165 | 49670.7432 | 1606871.5571 | 26903.0494 | 247280 | 274183.0494 | 2054433.0325 | 293544.57 | 144618.87 | 2420.8514 | 0 | 3957270.011 | 418801.9194
CB PH1 | 41694.0684 | 2088706.9312 | 0 | 2130400.9996 | 45495.0402 | 247280 | 292775.0402 | 322837.8384 | 0 | 0 | 26369.6064 | 0 | 2479608.4444 | 292775.0402
CB PL2 | 47933.5666 | 2416929.7887 | 0 | 2464863.3553 | 43040.4993 | 247280 | 290320.4993 | 274683.1688 | 0 | 0 | 2658.9014 | 0 | 2742205.4255 | 290320.4993
CB PL4 | 45329.002 | 2280410.4294 | 0 | 2325739.4315 | 38651.2799 | 247280 | 285931.2799 | 200886.0417 | 0 | 0 | 2484.5803 | 0 | 2529110.0535 | 285931.2799
CB PL6 | 40535.9728 | 2056314.0365 | 0 | 2096850.0093 | 36346.9959 | 247280 | 283626.9959 | 476217.4886 | 0 | 0 | 2259.1117 | 0 | 2575326.6096 | 283626.9959
CB QN1 | 33537.0815 | 1694999.7506 | 0 | 1728536.8321 | 31288.5407 | 247280 | 278568.5407 | 721229.5184 | 0 | 0 | 6763.1236 | 0 | 2456529.4741 | 278568.5407
CB RA1 | 54646.9579 | 1519433.6092 | 458838.2169 | 2032918.784 | 26943.7543 | 247280 | 274223.7543 | 534423.3473 | 290379.672 | 144062.523 | 1733.467 | 0 | 2859455.2703 | 418286.2773
CB RA2 | 56969.3773 | 1552149.5368 | 528875.3799 | 2137994.2941 | 25643.7082 | 247280 | 272923.7082 | 745820.304 | 290401.21 | 144066.373 | 4064.8322 | 0 | 3178280.6403 | 416990.0812
CB RA3 | 70370.4336 | 2030838.9122 | 477229.4812 | 2578438.827 | 38276.9893 | 247280 | 285556.9893 | 385203.3946 | 290390.408 | 144064.294 | 3769.379 | 0 | 3257802.0086 | 429621.2833
CB RB1 | 117773.5295 | 3983850.4777 | 0 | 4101624.0072 | 51481.1234 | 247280 | 298761.1234 | 2659316.3121 | 272987 | 136510 | 371177.2943 | 0 | 7405104.6135 | 435271.1234
CB RC1 | 45422.9196 | 1212647.3518 | 473326.0154 | 1731396.2867 | 21815.6386 | 247280 | 269095.6386 | 1020964.8591 | 289094.322 | 143836.517 | 4279.137 | 0 | 3045734.6048 | 412932.1556
CB RD1 | 48721.7587 | 2469763.0907 | 0 | 2518484.8495 | 43949.1748 | 247280 | 291229.1748 | 529938.2905 | 0 | 0 | 6582.6272 | 0 | 3055005.7672 | 291229.1748
CB RD2 | 47075.5791 | 2384283.0281 | 0 | 2431358.6072 | 42313.0435 | 247280 | 289593.0435 | 289753.175 | 0 | 0 | 2650.654 | 0 | 2723762.4363 | 289593.0435
CB RE1 | 42305.9827 | 2119361.4008 | 0 | 2161667.3835 | 37591.3654 | 247280 | 284871.3654 | 87967.9528 | 0 | 0 | 17603.4963 | 0 | 2267238.8325 | 284871.3654
CB RI1 | 42523.8649 | 2142689.3053 | 0 | 2185213.1703 | 39240.3802 | 247280 | 286520.3802 | 203784.3084 | 0 | 0 | 5701.0291 | 0 | 2394698.5078 | 286520.3802
CB RS1 | 55309.4059 | 2870558.2114 | 0 | 2925867.6173 | 57171.1527 | 247280 | 304451.1527 | 154533.7278 | 0 | 0 | 14513.0616 | 0 | 3094914.4067 | 304451.1527
CB RV1 | 35792.9807 | 1805127.6924 | 0 | 1840920.673 | 32564.2496 | 247280 | 279844.2496 | 555775.6588 | 0 | 0 | 2999.0258 | 0 | 2399695.3576 | 279844.2496
CB RV2 | 48372.0433 | 2534850.7101 | 0 | 2583222.7534 | 45388.1047 | 247280 | 292668.1047 | 846969.4224 | 0 | 0 | 24042.3377 | 0 | 3454234.5135 | 292668.1047
CB S1 | 45337.4429 | 2305721.1369 | 0 | 2351058.5798 | 39463.3845 | 247280 | 286743.3845 | 146541.3047 | 0 | 0 | 2537.0208 | 0 | 2500136.9053 | 286743.3845
CB S2 | 44211.7322 | 2286746.3923 | 0 | 2330958.1245 | 39272.5256 | 247280 | 286552.5256 | 47336.72 | 0 | 0 | 4253.8318 | 0 | 2382548.6763 | 286552.5256
CB SC1 | 46844.7812 | 2408020.2375 | 0 | 2454865.0187 | 42523.696 | 247280 | 289803.696 | 468878.4181 | 0 | 0 | 3044.4342 | 0 | 2926787.8709 | 289803.696
CB SC2 | 44196.2885 | 2265011.7635 | 0 | 2309208.052 | 40803.6274 | 247280 | 288083.6274 | 166851.7919 | 0 | 0 | 3530.8855 | 0 | 2479590.7294 | 288083.6274
CB SE4 | 39181.1222 | 1962818.3262 | 0 | 2001999.4485 | 32280.34 | 247280 | 279560.34 | 231185.3367 | 0 | 0 | 17058.7185 | 0 | 2250243.5036 | 279560.34
CB SK1 | 79524.2894 | 3983850.4777 | 0 | 4063374.7671 | 73539.166 | 247280 | 320819.166 | 0 | 0 | 0 | 371177.2943 | 0 | 4434552.0613 | 320819.166
CB SL1 | 52946.8013 | 1455482.6874 | 519440.2106 | 2027869.6993 | 24841.7423 | 247280 | 272121.7423 | 1184798.7851 | 292065.774 | 144358.071 | 1902.4697 | 0 | 3506636.7281 | 416479.8133
CB SLD1 | 53736.0613 | 2691962.8627 | 0 | 2745698.9241 | 81986.0435 | 247280 | 329266.0435 | 3334752.2684 | 0 | 0 | 42204.6887 | 0 | 6122655.8812 | 329266.0435
CB SO1 | 37909.155 | 1922611.2403 | 0 | 1960520.3953 | 39629.909 | 247280 | 286909.909 | 284055.2653 | 0 | 0 | 10393.4222 | 0 | 2254969.0828 | 286909.909
CB SR1 | 31632.5757 | 1598866.806 | 0 | 1630499.3818 | 24641.1749 | 247280 | 271921.1749 | 189146.6124 | 0 | 0 | 1311.4407 | 0 | 1820957.4348 | 271921.1749
CB SR4 | 36739.2468 | 1885112.2732 | 0 | 1921851.52 | 33114.4025 | 247280 | 280394.4025 | 163100.5947 | 0 | 0 | 4226.4073 | 0 | 2089178.522 | 280394.4025
CB SSC1 | 54023.7766 | 2089982.234 | 302232.3984 | 2446238.409 | 41250.0982 | 247280 | 288530.0982 | 407186.9163 | 99863.7765 | 49873.4597 | 4728.3196 | 0 | 2958017.4216 | 338403.558
CB SW1 | 36096.204 | 1808276.1955 | 0 | 1844372.3994 | 34581.0085 | 247280 | 281861.0085 | 98644.7592 | 0 | 0 | 13915.6464 | 0 | 1956932.805 | 281861.0085
CB SW2 | 47241.5098 | 2408694.7858 | 0 | 2455936.2957 | 46156.4037 | 247280 | 293436.4037 | 156427.0079 | 0 | 0 | 4011.7446 | 0 | 2616375.0482 | 293436.4037
CB SW3 | 41347.9139 | 2106361.5834 | 0 | 2147709.4973 | 36168.0523 | 247280 | 283448.0523 | 335664.6083 | 0 | 0 | 2919.4341 | 0 | 2486293.5396 | 283448.0523
CB SW4 | 41020.835 | 2125611.4965 | 0 | 2166632.3315 | 38127.0361 | 247280 | 285407.0361 | 196906.3773 | 0 | 0 | 7918.1196 | 0 | 2371456.8283 | 285407.0361
CB TM1 | 181658.0658 | 10665625.0132 | 0 | 10847283.079 | 137826.0456 | 247280 | 385106.0456 | 3776659.2405 | 0 | 0 | 662124.7761 | 0 | 15286067.0956 | 385106.0456
CB TR1 | 32503.6498 | 1804893.3439 | 0 | 1837396.9937 | 35537.8685 | 247280 | 282817.8685 | 987115.8872 | 0 | 0 | 19115.7965 | 0 | 2843628.6774 | 282817.8685
CB TY1 | 47801.7501 | 2394677.4796 | 0 | 2442479.2297 | 80192.8458 | 247280 | 327472.8458 | 233275.0305 | 0 | 0 | 64122.5867 | 0 | 2739876.8468 | 327472.8458
CB UP2 | 42916.8463 | 2202170.6652 | 0 | 2245087.5115 | 38399.5324 | 247280 | 285679.5324 | 240264.8396 | 0 | 0 | 3606.6041 | 0 | 2488958.9552 | 285679.5324
CB VDN1 | 39805.3748 | 2001196.3958 | 0 | 2041001.7706 | 41766.0379 | 247280 | 289046.0379 | 516767.7757 | 0 | 0 | 3457.5101 | 0 | 2561227.0563 | 289046.0379
CB VO1 | 46027.1621 | 2305777.6841 | 0 | 2351804.8463 | 36670.7254 | 247280 | 283950.7254 | 217703.7196 | 0 | 0 | 16959.1 | 0 | 2586467.6658 | 283950.7254
CB VS1 | 39639.396 | 2004553.8982 | 0 | 2044193.2942 | 40544.9157 | 247280 | 287824.9157 | 452240.5892 | 0 | 0 | 2438.3249 | 0 | 2498872.2083 | 287824.9157
CB VS2 | 44374.267 | 2234828.9781 | 0 | 2279203.2451 | 45278.6802 | 247280 | 292558.6802 | 745437.9523 | 0 | 0 | 2959.4983 | 0 | 3027600.6956 | 292558.6802
CB VS3 | 38225.1794 | 1914929.3933 | 0 | 1953154.5727 | 37571.4401 | 247280 | 284851.4401 | 829805.9845 | 0 | 0 | 3328.0309 | 0 | 2786288.5881 | 284851.4401
CB VS4 | 39836.731 | 2015679.5815 | 0 | 2055516.3125 | 37795.4691 | 247280 | 285075.4691 | 431981.7526 | 0 | 0 | 3274.5246 | 0 | 2490772.5897 | 285075.4691
CB WA1 | 33599.7449 | 1725076.4256 | 0 | 1758676.1705 | 30264.3512 | 247280 | 277544.3512 | 452686.5213 | 0 | 0 | 2981.9163 | 0 | 2214344.6081 | 277544.3512
CB WA2 | 45996.1433 | 2361454.7205 | 0 | 2407450.8638 | 42031.4351 | 247280 | 289311.4351 | 469162.5918 | 0 | 0 | 4485.9789 | 0 | 2881099.4344 | 289311.4351
CB WA3 | 38980.2156 | 2013903.8298 | 0 | 2052884.0455 | 34868.2486 | 247280 | 282148.2486 | 311572.5471 | 0 | 0 | 2069.4672 | 0 | 2366526.0597 | 282148.2486
CB WA4 | 39527.8907 | 1997781.62 | 0 | 2037309.5107 | 34517.9124 | 247280 | 281797.9124 | 278239.5751 | 0 | 0 | 2932.6457 | 0 | 2318481.7315 | 281797.9124
CB WA5 | 40474.8303 | 2078637.8612 | 0 | 2119112.6915 | 34030.7281 | 247280 | 281310.7281 | 221381.0818 | 0 | 0 | 1722.2892 | 0 | 2342216.0625 | 281310.7281
CB WA6 | 41650.3267 | 2124915.1943 | 0 | 2166565.521 | 36941.6542 | 247280 | 284221.6542 | 246711.6009 | 0 | 0 | 1929.5414 | 0 | 2415206.6633 | 284221.6542
CB WT1 | 47836.7099 | 2396428.8283 | 0 | 2444265.5382 | 40521.2068 | 247280 | 287801.2068 | 209167.2901 | 0 | 0 | 18294.163 | 0 | 2671726.9914 | 287801.2068
CB WY1 | 33521.4493 | 1679291.2328 | 0 | 1712812.6821 | 26349.5677 | 247280 | 273629.5677 | 0 | 0 | 0 | 78588.4191 | 0 | 1791401.1012 | 273629.5677
CB WY2 | 43761.3145 | 2206346.0635 | 0 | 2250107.378 | 39842.4105 | 247280 | 287122.4105 | 279956.5185 | 0 | 0 | 3429.4692 | 0 | 2533493.3657 | 287122.4105
CB WY3 | 38713.3005 | 1988008.752 | 0 | 2026722.0525 | 30582.1005 | 247280 | 277862.1005 | 60249.7208 | 0 | 0 | 21009.1397 | 0 | 2107980.913 | 277862.1005
CTL1-3R | 64472.1285 | 1862227.7598 | 472238.1225 | 2398938.0108 | 33707.8434 | 247280 | 280987.8434 | 2225947.8687 | 299355.606 | 145641.331 | 2947.3073 | 0 | 4927188.7928 | 426629.1744
DM1-9R | 33703.952 | 1697548.4346 | 0 | 1731252.3866 | 35003.5279 | 247280 | 282283.5279 | 527957.774 | 0 | 0 | 4306.7683 | 0 | 2263516.9289 | 282283.5279
DV1-3R | 46603.0725 | 1257737.9453 | 520584.1942 | 1824925.212 | 23454.3922 | 247280 | 270734.3922 | 725394.1296 | 292036.811 | 144352.648 | 1783.8987 | 0 | 2844140.0512 | 415087.0402
NO1-287F | 41615.7642 | 2135609.1186 | 0 | 2177224.8829 | 35267.3075 | 247280 | 282547.3075 | 173177.7065 | 0 | 0 | 11196.1835 | 0 | 2361598.7729 | 282547.3075
NO1-288F | 46906.6575 | 2349836.9053 | 0 | 2396743.5628 | 41517.7128 | 247280 | 288797.7128 | 106823.2351 | 0 | 0 | 21279.388 | 0 | 2524846.1859 | 288797.7128
NO1-289F | 44102.9147 | 2226579.0187 | 0 | 2270681.9335 | 35693.997 | 247280 | 282973.997 | 117202.0473 | 0 | 0 | 7723.9874 | 0 | 2395607.9681 | 282973.997
RA1-402R | 43690.5968 | 1249976.8218 | 328981.7232 | 1622649.1418 | 25196.1462 | 247280 | 272476.1462 | 908689.7128 | 290432.307 | 144071.543 | 3555.7177 | 0 | 2825326.8793 | 416547.6892
RB1-427R | 45554.6528 | 1290565.7144 | 378104.9993 | 1714225.3665 | 22198.9439 | 247280 | 269478.9439 | 884035.1943 | 290184.378 | 144027.334 | 1233.7316 | 0 | 2889678.6704 | 413506.2779
RB1-433R | 34371.3365 | 986241.2845 | 267111.0582 | 1287723.6792 | 15891.4927 | 247280 | 263171.4927 | 627575.0744 | 290816.042 | 144139.534 | 2009.4191 | 0 | 2208124.2147 | 407311.0267
RD4-48F | 40966.7528 | 2080455.2495 | 0 | 2121422.0023 | 38226.5682 | 247280 | 285506.5682 | 606749.0188 | 0 | 0 | 6410.8131 | 0 | 2734581.8342 | 285506.5682
RD4-49F | 45888.2586 | 2325412.0772 | 0 | 2371300.3358 | 41755.0235 | 247280 | 289035.0235 | 638396 | 0 | 0 | 6074.5352 | 0 | 3015770.871 | 289035.0235
RD4-50F | 46033.2185 | 2306081.0839 | 0 | 2352114.3024 | 38312.5326 | 247280 | 285592.5326 | 559516.6746 | 0 | 0 | 4924.6392 | 0 | 2916555.6163 | 285592.5326
SEA1-384F | 40776.4567 | 2049626.8223 | 0 | 2090403.279 | 39827.2009 | 247280 | 287107.2009 | 833864.1948 | 0 | 0 | 3365.8169 | 0 | 2927633.2907 | 287107.2009
TM1-10R | 45748.4218 | 1286699.7939 | 390859.8246 | 1723308.0404 | 20971.3936 | 247280 | 268251.3936 | 1224181.5744 | 289330.294 | 143877.668 | 3374.2766 | 0 | 3240194.1854 | 412129.0616
UP1-10 | 45538.4427 | 2316057.5705 | 0 | 2361596.0132 | 41149.8827 | 247280 | 288429.8827 | 340988.3522 | 0 | 0 | 2903.0302 | 0 | 2705487.3956 | 288429.8827

## metadata definition
Field | Description | Calculation Method
upstreamardfacilityid | feeder segment, unique identifier | feeder segment, unique identifier
total_oh_inspection_cost_per_mile | if cc mitigation is applied, total cost of conducting all overhead inspections for assets on the segment in 55 years | Cost = units * (unit cost per year) * Years (55) / miles
total_oh_repair_cost_per_mile | if cc mitigation is applied, total cost of repairing assets for assets on the segment in 55 years | Cost = units * (unit cost per year) * Years (55) / miles
pole_replacement_cost_per_mile | if cc mitigation is applied, cost of pole replacement for assets on the segment in 55 years | Cost = units * (unit cost per year) * Years (55) / miles
total_oh_asset_cost_per_mile | if cc mitigation is applied, cost of conducting overhead inspections, repair and replacement for assets on the segment in 55 years | total_oh_inspection_cost_per_mile + total_oh_repair_cost_per_mile + pole_replacement_cost_per_mile
total_ug_inspection_cost_per_mile | if ug mitigation is applied, cost of conducting all underground inspections for assets on the segment in 55 years | Cost = units * (unit cost per year) * Years (55) / miles
total_ug_repair_cost_per_mile | if ug mitigation is applied, total cost of repair and replacement assets for assets on the segment in 55 years | Cost = units * (unit cost per year) * Years (55) / miles
total_ug_asset_cost_per_mile | if ug mitigation is applied, cost of conducting underground inspections, repair and replacement for assets on the segment in 55 years | total_ug_inspection_cost_per_mile + total_ug_repair_cost_per_mile
total_oh_veg_cost_per_mile | if cc mitigation is applied, cost of conducting all vegetation management operations for the segment in 55 years | Cost = units * (unit cost per year) * Years (55) / miles
total_cc_psps_cost_per_mile | if cc mitigation is applied, cost of psps activation and community outreach for the segment in 55 years | Cost = units * (unit cost per year) * Years (55) / miles
total_ug_psps_cost_per_mile | if ug mitigation is applied, cost of psps activation and community outreach for the segment in 55 years | Cost = units * (unit cost per year) * Years (55) / miles
total_oh_peds_cost_per_mile | if cc mitigation is applied, cost of maintenance for peds (efd and fcp) for the segment in 55 years | Cost = units * (unit cost per year) * Years (55) / miles
microgrid_cost_per_mile | if cc mitigation is applied, cost of maintenance for microgrids for the segment in 55 years | Cost = units * (unit cost per year) * Years (55) / miles
total_if_cc_cost_per_mile | total cost of combined covered conductor related cost divided by the length of the circuit miles of the given segment | total_oh_asset_cost_per_mile + total_oh_veg_cost_per_mile + total_cc_psps_cost_per_mile + total_oh_peds_cost_per_mile + microgrid_cost_per_mile
total_if_ug_cost_per_mile | total cost of undergrounding related cost divided by the length of the circuit miles after the given segment is undergrounded | total_ug_asset_cost_per_mile + total_ug_psps_cost_per_mile

## Unit Cost
Activity | OH/UG | Average Annual Cost (HFTD) - Based on Model | Average Annual Cost (HFTD) - Based on Historical Data for Validation Purpose | Frequency (Actual/Estimated) | Unit Cost | Units | Data Derived From | Notes | Assumptions
Detailed Inspections | OH | 290038.972 |  | 5 years | 18.53 | Pole | From SME | From SME - contains only the inspection cost (O&M from repair removed)
Patrol Inspections | OH | 555660.2 |  | 1 year | 7.1 | Pole | From SME | From SME - contains only the inspection cost (O&M from repair removed)
WPI Inspections | OH | 409428 |  | 10 years | 85 | Wood Pole | From SME | WPI costs around $70-100 (midpoint selected here) but additional $700 a permit when permits are required (not included here)
Drone Inspections | OH | 1339388.7857 |  | 7 years | 124.5 | HFTD Pole | From SME | From SME - contains only the inspection cost (O&M from repair is removed)
Total OH Inspection Cost | OH | 2594515.9577
OH Replacement Capital | OH | 35621147 |  | 700 wood poles/year | 25000 | Pole | Historical Data (2020-2024) | 700 poles on average were replaced in the last 5 years. The poles for replacement are selected based on the age (oldest poles first)
OH Repair Capital | OH | 17400000 |  | 45 years* (every 45 years ) | 21000 | Pole | Historical Data (2020-2024) |  | *Frequencies were adjusted to match the current yearly spend
OH Repair and Replacement O&M | OH | 40070241.8275 |  | 8 years* (every 8 years) | 13136 | Equipment | Historical Data (2020-2024) |  | *Frequencies were adjusted to match the current yearly spend
Total OH Repair and Replcament Cost | OH | 75691388.8275
O&M Inspection and Repair/Replacement Cost | OH | 42664757.7852 | 44291000
Capital Inspection and Repair/Replacement Cost | OH | 53021147 | 51081000
Total Inspection and Repair/Replacement Cost | OH | 95685904.7852 | 95372000
SS10 Inspection (Subsurface) | UG | 978118.476 |  | 10 years | 124.98 | Structure | Historical Data (2024) | Evaluate how much it costs to maintain UG asset in HFTD | 1 pole to 1 surface structure
AGI Inspection (Padmount) | UG | 448416.99 |  | 5 years | 53.55 | Padmount | Historical Data (2024) |  | 1 transformer to 1 padmount
Total UG Inspection Cost | UG | 1426535.466 | NA
UG Repair and Replacement Capital | UG | 16083971.0909 |  | 5 years** | 22080 | Mile | Historical Data (2020-2024) |  | In order to estimate the UG repair costs, we first look at the Non-HFTD (costs per structure converted into miles) which have been maintained over a lot of years. HFTD costs are assumed to be 50% of Non-HFTD **The Non-HFTD costs used were 5 years of data (2020-2024) so this cost is estimated to occur every 5 years in the entire territory.
UG Repair and Replacement O&M | UG | 291376.2879 |  | 5 years** | 400 | Mile | Historical Data (2020-2024)
Total UG Repair Cost | UG | 16375347.3788 | NA
Veg Inspection | OH | 4364010 | All Territory: $ 06.10 M | 1/2 year (very half year) | 9 | Tree | Historical Data (2020-2024) |  | Twice a year in HFTD
Tree Trimming | OH | 26281038 | All Territory: $ 49.41 M | 2.5 years (40% of all inspections) | 271 | Tree | Historical Data (2020-2024) |  | Assume 50% work/cost in HFTD.
Tree Auditing | OH | 1333447.5 | All Territory: $ 02.46 M | 4 years (25% of all inspection) | 22 | Tree | Historical Data (2020-2024) |  | Assume 50% work/cost in HFTD.
Veg Pole Clearance Inspection | OH | 251370 | All Territory: $ 00.36 M | 1 year | 9 | Pole | Historical Data (2020-2024)
Veg Pole Clearance Clearing | OH | 2811620 | All Territory: $ 5.42 M | 1.5 years (66% of all inspection) | 151 | Pole | Historical Data (2020-2024)
Veg Pole Clearance Audting | OH | 223440 | All Territory: $ 00.29 M | 3 years (33% of all inspection) | 24 | Pole | Historical Data (2020-2024) |  | Same % of poles in hftd are audited in the future
Fules Management | OH | 5535218.1818 | 5450000 | 55 years | 10900 | Pole | Historical Data (2020-2024) |  | $5.45M budget per year
Total Veg Cost | OH | 40800143.6818
Total CC PSPS Cost | OH | 18731138.4065 | 21151000 | 1 year | $1000 (activation) + $252/ (baseline) + $4963.4 (community outreach and engagement) | Mile | Historical Data (2020-2024) Community Outreach (2024) |  | - Activiation unit cost is calculated using difference between costs for years where PSPS occurred - PSPS did not occur/miles. The rest is considered as baseline. - To calculate the likelihood of segment being PSPS'ed, we use simulation PSPS events per year (if CCed). This is then multiplied by the activation unit cost to estimate the cost of PSPS.
Total UG PSPS Cost | UG | 9275319.9543 | NA | 1 year | $1000 (activation) + $126 (baseline) + $2482 (community outreach and engagement) | Mile | Historical Data (2020-2024) Community Outreach (2024) |  | - Activiation unit cost is calculated using difference between costs for years where PSPS occurred - PSPS did not occur. The rest is considered as baseline. - To calculate the likelihood of segment being PSPS'ed, we use simulation PSPS events per year (if UGed). This is then multiplied by the activation unit cost to estimate the cost of PSPS. - baseline EOC activation cost, community outreach and engagement for UG are 50% of OH
Total OH PEDS Cost | OH | 1733979.7913 | NA | 1 year | $634 ($454 EFD + $180 FCP) | Mile + Scada | From SME |  | EFD device would be installed every 3 miles (5 km) - confirmed with EFD team and FCP per segment (180 for maintenance)
Total OH Microgrid Cost | OH | 0 | 0 | 1 year | 1273000 | Microgrid | From SME | No Microgrids for HFTD Segments
CC Installation | OH | N/A | N/A | 55 years | $1.00M | Mile | From SME
UG Installation | UG | N/A | N/A | 55 years | $2.00M | Mile | From SME