## Overview & Instructions
Step 1: Enter the following information for the GRC and current WMP cycle.
Data Element | Year
WMP Year 1 | 2023
WMP Year 2 | 2024
WMP Year 3 | 2025
Last GRC Test Year | 2024
Next GRC Test Year | 2028
Step 2: Enter information for mitigation initiatives in the "General Info" tab. This should include all mitigation initiatives and all instances where there is a 1:many relationship between the WMP Tracking ID and the GRC MAT code.
Step 3: Succesful completion of Step 2 will transfer the "Mitigation Initiative Cost Reporting Identification Code " to the subsequent "Expenses" tab and allow for data to be entered by category (HFTD/non-HFTD, CapEx/OpEx).
Step 4: Enter all costs (in thousands of dollars) and unit data for each "Mitigation Initiative Cost Reporting Identification Code ". For any comments, use the comments tab in the relevant tab.
For detailed instructions regarding the above tabs ("General Info", "Expenses") see Guidance for WMP Cost Reporting.doc
For detailed instructions regarding the Account Tracking tab see Guidance for Accounts Tracking.doc

## General Info
General WMP Info | 2023-2025 WMP Information | [5 empty] | GRC Activity (e.g., MAT code, Work Breakdown Structure, Cost Center)
Mitigation Initiative Cost Reporting Identification Code | Utility Initiative Tracking ID | WMP Mitigation Initiative Title | WMP Mitigation Initiative Description | WMP Mitigation Initiative Category | Type of Units (e.g., miles, # of inspections, # of poles repaired/replaced, etc.) | WMP File Location (URL) | Cost requested in original GRC Application | GRC Activity Title | GRC Activity Unique Code (MAT, WBS, Budget Code/Cost Center) | GRC Activity Description | GRC Activity Section and Page Number | GRC Appendix | GRC File Location (URL) | Recorded Costs Above GRC Authorization ($) | Benefit-Cost Ratio (BCR) | Risk Spend Efficiency (RSE) Calculation | Comments
WMP.47319246 | WMP.473 | Strategic Undergrounding | Strategic undergrounding converts overhead systems to underground, providing the dual benefits of nearly eliminating the risk of utility-caused wildfire and the need for PSPS events in these areas. | Grid Design, Operations, and Maintenance | Miles | https://www.sdge.com/sites/default/files/regulatory/2024-07-05_SDGE_2023_WMP_R5_redacted.pdf | 366158 | RAMP Strategic Undergrounding | 19246 | The purpose of this project is to reduce the risk of wildfire and PSPS caused by foreign object contact, wind, extreme weather conditions, and other external triggers affecting overhead electrical facilities by converting overhead infrastructure to underground. |  | 192460 | https://www.sdge.com/sites/default/files/regulatory/SDGE-13-CWP-2R-E_Jonathan%20T%20Woldemariam_WM.pdf | 166946.01 | N/A | 198.9054
WMP.45520285 | WMP.455 | DIST OH Hardening - Covered Conductor | Utilizes conductors manufactured with an internal semiconducting layer and external insulating ultraviolet-resistant layer to provide incidental contact protection. The Covered Conductor program has the potential to raise the threshold for PSPS events to higher wind speeds compared to bare conductor. | Grid Design, Operations, and Maintenance | Miles | https://www.sdge.com/sites/default/files/regulatory/2024-07-05_SDGE_2023_WMP_R5_redacted.pdf | 74242 | RAMP OH System Covered Conductor | 20285 |  | The Electric System Hardening (ESH) Overhead (OH) Covered Conductor program is focused on hardening overhead distribution facilities within Tiers 2 and 3 of the HFTD and the WUI by implementing long-term solutions focused on significant reduction of both fire risk and impact to the public due to PSPS events. The primary objective of this program encompasses the rebuilding of the distribution system in fire prone areas with covered primary conductors. The priority and scope of the projects will be dictated by full circuit analysis using the Wildfire Next Generation System (WiNGS) model and input gathered from operational teams. | 202850 | https://www.sdge.com/sites/default/files/regulatory/SDGE-13-CWP-2R-E_Jonathan%20T%20Woldemariam_WM.pdf | 13974.9888 | N/A | 67.6206
WMP.100819260 | WMP.1008 | Emergency preparedness plan | Plan developed in collaboration with key internal business units and external public safety partners to enhance prepardness and improve communication efficiency in an emergency | Emergency Preparedness | No units to report | https://www.sdge.com/sites/default/files/regulatory/2024-07-05_SDGE_2023_WMP_R5_redacted.pdf | 0 |  | 19260 |  |  | N/A |  | 6.7553 | N/A | N/A | Initiative addresses all wildfire mitigation and PSPS across entire service territory and is not location specific. For illustrative purposes, any costs and/or units are shown as HFTD.
WMP.100819780 | WMP.1008 | Emergency preparedness plan | Plan developed in collaboration with key internal business units and external public safety partners to enhance prepardness and improve communication efficiency in an emergency | Emergency Preparedness | No units to report | https://www.sdge.com/sites/default/files/regulatory/2024-07-05_SDGE_2023_WMP_R5_redacted.pdf | 0 | RAMP Emergency Operations Center Improvements | 19780 | Rapidly changing climate conditions affect the way SDG&E maintains and operates the electric system, and the Wildfire and Climate Resilience Center (WCRC) will be a physical space committed to the climate resilience of our organization and the communities we serve. This includes housing the Emergency Operation Center (EOC) as well as the Wildfire Science and Innovation Lab which collaborates with academia to advance climate science. The WCRC will be a resilience center focused on fostering community partnerships and educating stakeholders in the wildfire and climate community. SDG&E will also use this facility as a training center for safety and emergency preparedness. Importantly, this space will house the primary EOC and will be the central response hub when emergencies occur. Lastly, the WCRC will serve as a centralized work space for all employees in Wildfire Mitigation, Emergency Management, and Fire Science and Climate Adaptation, increasing employee collaboration and innovation. |  | 197800 | https://www.sdge.com/sites/default/files/regulatory/SDGE-13-CWP-2R-E_Jonathan%20T%20Woldemariam_WM.pdf | 13762.3024 | N/A | N/A | Initiative addresses all wildfire mitigation and PSPS across entire service territory and is not location specific. For illustrative purposes, any costs and/or units are shown as HFTD.
WMP.100822879 | WMP.1008 | Emergency preparedness plan | Plan developed in collaboration with key internal business units and external public safety partners to enhance prepardness and improve communication efficiency in an emergency | Emergency Preparedness | No units to report | https://www.sdge.com/sites/default/files/regulatory/2024-07-05_SDGE_2023_WMP_R5_redacted.pdf | 0 | RAMP - EMO Digital Fortress | 22879 | The purpose of this project is to migrate Tier 1 EOC Applications and Dashboards to a cloud-based environment. EOC operations provide risk mitigation of wildfires, PSPS, and other weather-related events. Currently, applications used to make de-energization decisions are housed on-premise and are subject to network outages, leading to lost availability and performance issues. |  | 218820 | https://www.sdge.com/sites/default/files/regulatory/SDGE-13-CWP-2R-E_Jonathan%20T%20Woldemariam_WM.pdf | 4714.7611 | N/A | N/A | Initiative addresses all wildfire mitigation and PSPS across entire service territory and is not location specific. For illustrative purposes, any costs and/or units are shown as HFTD.
WMP.100821879 | WMP.1008 | Emergency preparedness plan | Plan developed in collaboration with key internal business units and external public safety partners to enhance prepardness and improve communication efficiency in an emergency | Emergency Preparedness | No units to report | https://www.sdge.com/sites/default/files/regulatory/2024-07-05_SDGE_2023_WMP_R5_redacted.pdf | 2949 | RAMP - EMO Noggin Phase 3 | 21879 | WebEOC supports mission-critical functions in the Emergency Operations Centers (EOCs) of SoCal Gas, SDG&E and Gas Operations for tracking, managing and reporting incidents. Implemented more than eight years ago, WebEOC has fallen behind current information technology advancements and cannot be integrated with other mission critical systems such as GIS, HR, and Microsoft Active Directory, and is limited in its ability to expand and adapt to changing business, regulatory, and technical requirements. The Noggin core 2.0 system was implemented in 2020 to replace WebEOC for the Emergency Management group with the digitization of incident report forms, situational awareness dashboard, SMS/email notifications, and compliance reporting. |  | 218790 | https://www.sdge.com/sites/default/files/regulatory/SDGE-13-CWP-2R-E_Jonathan%20T%20Woldemariam_WM.pdf | -5986 | N/A | N/A | Initiative addresses all wildfire mitigation and PSPS across entire service territory and is not location specific. For illustrative purposes, all costs and units are shown as HFTD.
WMP.1008WMP24004 | WMP.1008 | Emergency preparedness plan | Plan developed in collaboration with key internal business units and external public safety partners to enhance prepardness and improve communication efficiency in an emergency | Emergency Preparedness | No units to report | https://www.sdge.com/sites/default/files/regulatory/2024-07-05_SDGE_2023_WMP_R5_redacted.pdf | 0 |  | WMP24004 |  |  | N/A |  | 410.4236 | N/A | N/A | Initiative addresses all wildfire mitigation and PSPS across entire service territory and is not location specific. For illustrative purposes, any costs and/or units are shown as HFTD.
WMP.55720277 | WMP.557 | Aviation Firefighting Program | Aerial firefighting resources dispatched through CAL FIRE provides wildfire suppression in the region used to reduces potential consequences of wildfire | Emergency Preparedness | No units to report | https://www.sdge.com/sites/default/files/regulatory/2024-07-05_SDGE_2023_WMP_R5_redacted.pdf | 9568 | RAMP Aviation Firefighting Program - Firehawk Helicoptor | 20277 | Under certain conditions, a wildfire that is not suppressed may grow rapidly and uncontrollably and endanger public safety. Additionally, in the event of an simultaneous wildfire events fire agencies could divert aerial resources to fight wildfires outside of SDG&E’s service territory. To mitigate this risk, the aviation firefighting program serves as a wildfire suppression resource to ensure aerial firefighting resources remain available in the region. To enhance SDG&E’s aviation firefighting program, this budget code includes the purchase of a new Sikorsky S-70M Firehawk and the development of an aviation training area. The purpose of purchasing and equipping of a new Sikorsky S-70M Firehawk is to complete firefighting and heavy construction needs for SDG&E. The purpose of the “On the Rocks” Aviation Training Area is to train helicopter and UAS pilots. |  | 202770 | https://www.sdge.com/sites/default/files/regulatory/SDGE-13-CWP-2R-E_Jonathan%20T%20Woldemariam_WM.pdf | -15382.8287 | N/A | 308.4762 | 2024 GRC request of $9.6M reflects $9.5M related to new Airbus helicopter and $0.1M related to unmanned aerial systems (UAS). Initiative addresses all wildfire mitigation and PSPS across entire service territory and is not location specific. For illustrative purposes, any costs and/or units are shown as HFTD.
WMP.55721254 | WMP.557 | Aviation Firefighting Program | Aerial firefighting resources dispatched through CAL FIRE provides wildfire suppression in the region used to reduces potential consequences of wildfire | Emergency Preparedness | No units to report | https://www.sdge.com/sites/default/files/regulatory/2024-07-05_SDGE_2023_WMP_R5_redacted.pdf | 0 | RAMP Aviation Firefighting Program - Firehawk Helicoptor | 21254 | Under certain conditions, a wildfire that is not suppressed may grow rapidly and uncontrollably and endanger public safety. Additionally, in the event of an simultaneous wildfire events fire agencies could divert aerial resources to fight wildfires outside of SDG&E’s service territory. To mitigate this risk, the aviation firefighting program serves as a wildfire suppression resource to ensure aerial firefighting resources remain available in the region. To enhance SDG&E’s aviation firefighting program, this budget code includes the purchase of a new Sikorsky S-70M Firehawk and the development of an aviation training area. The purpose of purchasing and equipping of a new Sikorsky S-70M Firehawk is to complete firefighting and heavy construction needs for SDG&E. The purpose of the “On the Rocks” Aviation Training Area is to train helicopter and UAS pilots. |  | 202770 | https://www.sdge.com/sites/default/files/regulatory/SDGE-13-CWP-2R-E_Jonathan%20T%20Woldemariam_WM.pdf | 1907.0156 | N/A | 308.4762 | Initiative addresses all wildfire mitigation and PSPS across entire service territory and is not location specific. For illustrative purposes, any costs and/or units are shown as HFTD.
WMP.55721256 | WMP.557 | Aviation Firefighting Program | Aerial firefighting resources dispatched through CAL FIRE provides wildfire suppression in the region used to reduces potential consequences of wildfire | Emergency Preparedness | No units to report | https://www.sdge.com/sites/default/files/regulatory/2024-07-05_SDGE_2023_WMP_R5_redacted.pdf | 0 | RAMP Aviation Firefighting Program - Firehawk, Bell 412 | 21256 | The twin engine, medium lift Bell 412 EPX helicopter is necessary to provide an increase in lifting capability for construction work related to WMP and Capital projects. This helicopter addresses the gaps between the H145 and the Blackhawk. |  | 212560 | https://www.sdge.com/sites/default/files/regulatory/SDGE-13-CWP-2R-E_Jonathan%20T%20Woldemariam_WM.pdf | 1793.3981 | N/A | 308.4762 | Initiative addresses all wildfire mitigation and PSPS across entire service territory and is not location specific. For illustrative purposes, any costs and/or units are shown as HFTD.
WMP.55721264 | WMP.557 | Aviation Firefighting Program | Aerial firefighting resources dispatched through CAL FIRE provides wildfire suppression in the region used to reduces potential consequences of wildfire | Emergency Preparedness | No units to report | https://www.sdge.com/sites/default/files/regulatory/2024-07-05_SDGE_2023_WMP_R5_redacted.pdf | 0 |  | 21264 |  |  | N/A |  | 1398.8272 | N/A | 308.4762 | Initiative addresses all wildfire mitigation and PSPS across entire service territory and is not location specific. For illustrative purposes, any costs and/or units are shown as HFTD.
WMP.56321886 | WMP.563 | Public emergency communication strategy | Emergency Management's public emergency communication strategy | Emergency Preparedness | No units to report | https://www.sdge.com/sites/default/files/regulatory/2024-07-05_SDGE_2023_WMP_R5_redacted.pdf | 0 | RAMP - Public Safety Partner Portal Enhancement | 21886 | The purpose of the Public Safety Partner Portal (PSPP) enhancement project is to establish a secure online web portal where PSPS impact information is made available to select stakeholders in a secure manner. This is a CPUC mandate and is necessary to provide relevant PSPS information to required stakeholders. The project will also establish a secure mobile application with feature parity with the web portal where PSPS impact information is made available to select stakeholders in a secure manner. The application will have the capability to push user notifications and provide status updates on PSPS events. |  | 218860 | https://www.sdge.com/sites/default/files/regulatory/SDGE-13-CWP-2R-E_Jonathan%20T%20Woldemariam_WM.pdf | 4.8953 | N/A | N/A | Initiative addresses all wildfire mitigation and PSPS across entire service territory and is not location specific. For illustrative purposes, any costs and/or units are shown as HFTD.
WMP.56321892 | WMP.563 | Public emergency communication strategy | Emergency Management's public emergency communication strategy | Emergency Preparedness | No units to report | https://www.sdge.com/sites/default/files/regulatory/2024-07-05_SDGE_2023_WMP_R5_redacted.pdf | 0 |  | 21892 |  |  | N/A |  | 341.4782 | N/A | N/A | Initiative addresses all wildfire mitigation and PSPS across entire service territory and is not location specific. For illustrative purposes, any costs and/or units are shown as HFTD.
WMP.56322877 | WMP.563 | Public emergency communication strategy | Emergency Management's public emergency communication strategy | Emergency Preparedness | No units to report | https://www.sdge.com/sites/default/files/regulatory/2024-07-05_SDGE_2023_WMP_R5_redacted.pdf | 0 |  | 22877 |  |  | N/A |  | 401.53 | N/A | N/A | Initiative addresses all wildfire mitigation and PSPS across entire service territory and is not location specific. For illustrative purposes, any costs and/or units are shown as HFTD.
WMP.56324875 | WMP.563 | Public emergency communication strategy | Emergency Management's public emergency communication strategy | Emergency Preparedness | No units to report | https://www.sdge.com/sites/default/files/regulatory/2024-07-05_SDGE_2023_WMP_R5_redacted.pdf | 0 |  | 24875 |  |  | N/A |  | 14506.5354 | N/A | N/A | Initiative addresses all wildfire mitigation and PSPS across entire service territory and is not location specific. For illustrative purposes, any costs and/or units are shown as HFTD.
WMP.56323879 | WMP.563 | Public emergency communication strategy | Emergency Management's public emergency communication strategy | Emergency Preparedness | No units to report | https://www.sdge.com/sites/default/files/regulatory/2024-07-05_SDGE_2023_WMP_R5_redacted.pdf | 0 |  | 23879 |  |  | N/A |  | 16554.9589 | N/A | N/A | Initiative addresses all wildfire mitigation and PSPS across entire service territory and is not location specific. For illustrative purposes, any costs and/or units are shown as HFTD.
WMP.56323880 | WMP.563 | Public emergency communication strategy | Emergency Management's public emergency communication strategy | Emergency Preparedness | No units to report | https://www.sdge.com/sites/default/files/regulatory/2024-07-05_SDGE_2023_WMP_R5_redacted.pdf | 0 |  | 23880 |  |  | N/A |  | 1712.4417 | N/A | N/A | Initiative addresses all wildfire mitigation and PSPS across entire service territory and is not location specific. For illustrative purposes, any costs and/or units are shown as HFTD.
WMP.10168165 | WMP.1016 | CNF(Distribution Underground) | Strategic undergrounding converts overhead systems to underground, providing the dual benefits of nearly eliminating the risk of utility-caused wildfire and the need for PSPS events in these areas. | Grid Design, Operations, and Maintenance | No units to report | https://www.sdge.com/sites/default/files/regulatory/2024-07-05_SDGE_2023_WMP_R5_redacted.pdf | 1512 | RAMP CNF Fire Hardening | 8165 | The Cleveland National Forest (CNF) Fire Hardening program hardened distribution electric infrastructure within CNF boundaries through replacing wood poles with steel poles, replacing aged conductor with new high-strength conductor, and associated upgrades. The CNF hardening projects were all completed in 2021 but environmental restoration costs will continue. |  | 081650 | https://www.sdge.com/sites/default/files/regulatory/SDGE-13-CWP-2R-E_Jonathan%20T%20Woldemariam_WM.pdf | 0 | N/A | 0
WMP.101722253 | WMP.1017 | CNF(Distribution Overhead) | Bare Conductor Hardening includes the replacement of wood poles with steel, replacement of conductor with high-strength bare conductor, and in some cases permanent removal of overhead facilities. | Grid Design, Operations, and Maintenance | No units to report | https://www.sdge.com/sites/default/files/regulatory/2024-07-05_SDGE_2023_WMP_R5_redacted.pdf | 0 |  | 22253 |  |  | N/A |  | 0 | N/A | 0
WMP.10178165 | WMP.1017 | CNF(Distribution Overhead) | Bare Conductor Hardening includes the replacement of wood poles with steel, replacement of conductor with high-strength bare conductor, and in some cases permanent removal of overhead facilities. | Grid Design, Operations, and Maintenance | No units to report | https://www.sdge.com/sites/default/files/regulatory/2024-07-05_SDGE_2023_WMP_R5_redacted.pdf | requested as part of GRC WP 081650 | RAMP CNF Fire Hardening | 8165 | The Cleveland National Forest (CNF) Fire Hardening program hardened distribution electric infrastructure within CNF boundaries through replacing wood poles with steel poles, replacing aged conductor with new high-strength conductor, and associated upgrades. The CNF hardening projects were all completed in 2021 but environmental restoration costs will continue. |  | 081650 | https://www.sdge.com/sites/default/files/regulatory/SDGE-13-CWP-2R-E_Jonathan%20T%20Woldemariam_WM.pdf | -15007.6262 | N/A | 0
WMP.101723128 | WMP.1017 | CNF(Distribution Overhead) | Bare Conductor Hardening includes the replacement of wood poles with steel, replacement of conductor with high-strength bare conductor, and in some cases permanent removal of overhead facilities. | Grid Design, Operations, and Maintenance | No units to report | https://www.sdge.com/sites/default/files/regulatory/2024-07-05_SDGE_2023_WMP_R5_redacted.pdf | requested as part of GRC WP 081650 | RAMP CNF Fire Hardening | 23128 | The Cleveland National Forest (CNF) Fire Hardening program hardened distribution electric infrastructure within CNF boundaries through replacing wood poles with steel poles, replacing aged conductor with new high-strength conductor, and associated upgrades. The CNF hardening projects were all completed in 2021 but environmental restoration costs will continue. |  | 081650 | https://www.sdge.com/sites/default/files/regulatory/SDGE-13-CWP-2R-E_Jonathan%20T%20Woldemariam_WM.pdf | 1509.5721 | N/A | 0
WMP.118922242 | WMP.1189 | Strategic Pole Replacement | Targets high-risk poles located throughout the service territory that are gas treated (also known as Cellon treatment) and are set in concrete and steel reinforced, steel reinforced and set in soil, or set in soil, and are not being address by other programs such as Covered Conductor Hardening or Strategic Undergrounding. | Grid Design, Operations, and Maintenance | Poles | https://www.sdge.com/sites/default/files/regulatory/2024-07-05_SDGE_2023_WMP_R5_redacted.pdf | 7958 | RAMP - High Risk Pole Replacement Program HFTD | 22242 | The purpose of this project is to target high risk poles located throughout SDG&E service territory for replacement. This will continue SDG&E's efforts in hardening the system within the HFTD. Examples of poles this program will focus on will include but not be limited to, gas-treated poles (may be known as Cellon treatment), steel reinforced and poles that are set in concrete. These identified poles are also nearing the end of their useful life and are known to have a higher failure potential than average. |  | 222420 | https://www.sdge.com/sites/default/files/regulatory/SDGE-13-CWP-2R-E_Jonathan%20T%20Woldemariam_WM.pdf | -5720.7106 | N/A | 222.0559
WMP.118923249 | WMP.1189 | Strategic Pole Replacement | Targets high-risk poles located throughout the service territory that are gas treated (also known as Cellon treatment) and are set in concrete and steel reinforced, steel reinforced and set in soil, or set in soil, and are not being address by other programs such as Covered Conductor Hardening or Strategic Undergrounding. | Grid Design, Operations, and Maintenance | Poles | https://www.sdge.com/sites/default/files/regulatory/2024-07-05_SDGE_2023_WMP_R5_redacted.pdf | 0 |  | 23249 |  |  | N/A |  | 0 | N/A | 222.0559
WMP.119522256 | WMP.1195 | Early Fault Detection | Early fault detection employs technologies such as Advance Radio Frequency Sensors (ARFS) and Power Quality (PQ) Meters to detect and prevent significant equipment failures before they occur. | Grid Design, Operations, and Maintenance | Nodes | https://www.sdge.com/sites/default/files/regulatory/2024-07-05_SDGE_2023_WMP_R5_redacted.pdf | 0 |  | 22256 |  |  | N/A |  | 9661.6179 | N/A | 2541.5042
WMP.44911253 | WMP.449 | Wireless Fault Indicators | Technology deployed to narrow the location of detected issues on the system. | Grid Design, Operations, and Maintenance | WFIs | https://www.sdge.com/sites/default/files/regulatory/2024-07-05_SDGE_2023_WMP_R5_redacted.pdf | 1334 | RAMP - Wireless Fault Indicators | 11253 | The purpose of this program is to install Wireless Fault Indicators (WFIs) which will be used to monitor overhead and underground lines and locate faults more efficiently and accurately. WFIs, typically mounted on conductors or in underground vaults, cause a state change on a mechanical target flag, LED, or remote indication device that indicates a fault on the system. When coupled with the On-Ramp Wireless system, the WFI will communicate information to distribution system operators. This allows the operators to dispatch electric troubleshooters closer to the exact fault location to more quickly identify and isolate the fault and begin service restorations. This program helps to improve reliability and find faults on the system more quickly, minimizing the consequence of a fire should it occur. Deploying new network devices throughout the HFTD will strengthen and modernize Low Power Communication Network (LPCN) coverage and reliability. |  | 112530 | https://www.sdge.com/sites/default/files/regulatory/SDGE-13-CWP-2R-E_Jonathan%20T%20Woldemariam_WM.pdf | -4574.3218 | N/A | 0
WMP.45320258 | WMP.453 | SCADA Capacitors | SCADA detects and isolates issues before a capacitor rupture occurs, reducing the failure mode most likely to lead to an ignition. | Grid Design, Operations, and Maintenance | Capacitors | https://www.sdge.com/sites/default/files/regulatory/2024-07-05_SDGE_2023_WMP_R5_redacted.pdf | 1789 | RAMP - HFTD SCADA Capacitor Replacement | 20258 | The purpose of this project is to replace existing non-SCADA capacitors with a more modern SCADA switchable capacitor or to remove non-SCADA capacitors if not required for voltage or reactive support. These modernized capacitors have a monitoring system to check for imbalances and isolate internal faults before they become catastrophic. In addition, SCADA capacitors have the capacity for remote isolation and monitoring of the system which provides additional situational awareness during extreme weather conditions. While this program will not reduce capacitor faults, the advanced protection equipment is designed to detect and isolate issues before a capacitor rupture occurs, reducing the failure mode most likely to lead to an ignition. SCADA line capacitors will send capacitor failures and fuse operation alerts to the electric control center. This will increase capacitor reliability, minimize downtime, and expedite repair work. |  | 202580 | https://www.sdge.com/sites/default/files/regulatory/SDGE-13-CWP-2R-E_Jonathan%20T%20Woldemariam_WM.pdf | -4031.9041 | N/A | 61.046
WMP.45919242 | WMP.459 | Expulsion Fuse Replacement | Replaces existing expulsion fuses with new, more fire safe expulsion fuses that are approved by CAL FIRE. These new expulsion fuses reduce the discharge expelled into the atmosphere, reducing the chance of a fuse operation leading to an ignition. | Grid Design, Operations, and Maintenance | Fuses | https://www.sdge.com/sites/default/files/regulatory/2024-07-05_SDGE_2023_WMP_R5_redacted.pdf | 0 | RAMP HFTD Expulsion Fuse Replacements | 19242 | Fuses act as electrical safety devices that operate to provide overcurrent protection of an electrical circuit. This project will proactively replace at-risk electric distribution cutout bodies and fuses in Tier 2 and 3 of the HFTD with CAL FIRE-approved devices in order to reduce the risk of wildfire ignition. Infrastructure upgrades as required to facilitate these fuse changeouts may also be implemented. |  | 192420 | https://www.sdge.com/sites/default/files/regulatory/SDGE-13-CWP-2R-E_Jonathan%20T%20Woldemariam_WM.pdf | 1795.861 | N/A | 19947.6381
WMP.46119245 | WMP.461 | Sectionalizing Devices | Installs switches in strategic locations, improving the ability to isolate high-risk areas for potential de energization. For example, switches are installed on circuits that have significant sections undergrounded, allowing customers with this lower-risk infrastructure to remain energized during weather events. | Grid Design, Operations, and Maintenance | Switches | https://www.sdge.com/sites/default/files/regulatory/2024-07-05_SDGE_2023_WMP_R5_redacted.pdf | 1965 | RAMP PSPS Engineering Enhancements | 19245 | The purpose of this project is to add distribution sectionalizing devices in the HFTD to minimize customer impacts during PSPS events. Additional sectionalizing devices allow for the use of PSPS to be targeted to only the areas with extreme weather conditions, minimizing the number of customers impacted by PSPS. |  | 192450 | https://www.sdge.com/sites/default/files/regulatory/SDGE-13-CWP-2R-E_Jonathan%20T%20Woldemariam_WM.pdf | 1587.7941 | N/A | 13181.7745
WMP.46219249 | WMP.462 | Microgrids | Microgrids provide backup generation and battery storage in HTFD | Grid Design, Operations, and Maintenance | Microgrid | https://www.sdge.com/sites/default/files/regulatory/2024-07-05_SDGE_2023_WMP_R5_redacted.pdf | 0 | RAMP Microgrids | 19249 | The purpose of this project is to increase renewable back-up power infrastructure by building microgrids that can keep customers energized during PSPS events. |  | 192490 | https://www.sdge.com/sites/default/files/regulatory/SDGE-13-CWP-2R-E_Jonathan%20T%20Woldemariam_WM.pdf | 5469.9792 | N/A | 141.6479
WMP.46221243 | WMP.462 | Microgrids | Microgrids provide backup generation and battery storage in HTFD | Grid Design, Operations, and Maintenance | Microgrid | https://www.sdge.com/sites/default/files/regulatory/2024-07-05_SDGE_2023_WMP_R5_redacted.pdf | 0 | RAMP Microgrids | 21243 | The purpose of this project is to increase renewable back-up power infrastructure by building microgrids that can keep customers energized during PSPS events. |  | 192490 | https://www.sdge.com/sites/default/files/regulatory/SDGE-13-CWP-2R-E_Jonathan%20T%20Woldemariam_WM.pdf | 1086.1976 | N/A | 141.6479
WMP.46221244 | WMP.462 | Microgrids | Microgrids provide backup generation and battery storage in HTFD | Grid Design, Operations, and Maintenance | Microgrid | https://www.sdge.com/sites/default/files/regulatory/2024-07-05_SDGE_2023_WMP_R5_redacted.pdf | 0 | RAMP Microgrids | 21244 | The purpose of this project is to increase renewable back-up power infrastructure by building microgrids that can keep customers energized during PSPS events. |  | 192490 | https://www.sdge.com/sites/default/files/regulatory/SDGE-13-CWP-2R-E_Jonathan%20T%20Woldemariam_WM.pdf | 361.0834 | N/A | 141.6479
WMP.46221245 | WMP.462 | Microgrids | Microgrids provide backup generation and battery storage in HTFD | Grid Design, Operations, and Maintenance | Microgrid | https://www.sdge.com/sites/default/files/regulatory/2024-07-05_SDGE_2023_WMP_R5_redacted.pdf | 0 | RAMP Microgrids | 21245 | The purpose of this project is to increase renewable back-up power infrastructure by building microgrids that can keep customers energized during PSPS events. |  | 192490 | https://www.sdge.com/sites/default/files/regulatory/SDGE-13-CWP-2R-E_Jonathan%20T%20Woldemariam_WM.pdf | 2173.7552 | N/A | 141.6479
WMP.46221273 | WMP.462 | Microgrids | Microgrids provide backup generation and battery storage in HTFD | Grid Design, Operations, and Maintenance | Microgrid | https://www.sdge.com/sites/default/files/regulatory/2024-07-05_SDGE_2023_WMP_R5_redacted.pdf | 3009 | RAMP Microgrids | 21273 | The purpose of this project is to increase renewable back-up power infrastructure by building microgrids that can keep customers energized during PSPS events. |  | 192490 | https://www.sdge.com/sites/default/files/regulatory/SDGE-13-CWP-2R-E_Jonathan%20T%20Woldemariam_WM.pdf | -6074.0458 | N/A | 141.6479
WMP.46315259 | WMP.463 | Advanced Protection | Advanced Protection creates higher visibility and situational awareness in fire-prone areas, and allow for the implementation of new relay and automation standards in locations where protection coordination is difficult due to lower fault currents attributed to high impedance faults. | Grid Design, Operations, and Maintenance | Circuits | https://www.sdge.com/sites/default/files/regulatory/2024-07-05_SDGE_2023_WMP_R5_redacted.pdf | 6946 | RAMP - Advanced Protection | 15259 | The purpose of this project is to replace aging circuit breakers and/or obsolete electromechanical relays and to create a more comprehensive protection system with installation of Distribution Supervisory Control and Data Acquisition (SCADA). Substation improvements include the following: • Reconfiguration of 12kV circuit breakers and relays to meet reliability and safety standards. • Installation of Distribution SCADA. • Installation of new transformer bank relays. • Installation of new 12kV Bus Differential relays. • Installation of microprocessor feeder relays. Advanced Protection devices to enhance feeder protection, reduce fire risk, and enable opportunities include: o Falling conductor logic o Downed conductor detection (DCD) o Arc sensing technology (AST) o Advanced SGF (spike counting/adaptive set-point) o Remote event retrieval o Remote setting changes |  | 152590 | https://www.sdge.com/sites/default/files/regulatory/SDGE-13-CWP-2R-E_Jonathan%20T%20Woldemariam_WM.pdf | -2043.8359 | N/A | 399.5098
WMP.47513247 | WMP.475 | DIST OH Hardening - Traditional Hardening | Bare Conductor Hardening includes the replacement of wood poles with steel, replacement of conductor with high-strength bare conductor, and in some cases permanent removal of overhead facilities. | Grid Design, Operations, and Maintenance | Miles | https://www.sdge.com/sites/default/files/regulatory/2024-07-05_SDGE_2023_WMP_R5_redacted.pdf | 0 |  | 13247 |  |  | N/A |  | 3.0723 | N/A | 3.8391
WMP.47517254 | WMP.475 | DIST OH Hardening - Traditional Hardening | Bare Conductor Hardening includes the replacement of wood poles with steel, replacement of conductor with high-strength bare conductor, and in some cases permanent removal of overhead facilities. | Grid Design, Operations, and Maintenance | Miles | https://www.sdge.com/sites/default/files/regulatory/2024-07-05_SDGE_2023_WMP_R5_redacted.pdf | 0 |  | 17254 |  |  | N/A |  | 5.0333 | N/A | 3.8391
WMP.47520284 | WMP.475 | DIST OH Hardening - Traditional Hardening | Bare Conductor Hardening includes the replacement of wood poles with steel, replacement of conductor with high-strength bare conductor, and in some cases permanent removal of overhead facilities. | Grid Design, Operations, and Maintenance | Miles | https://www.sdge.com/sites/default/files/regulatory/2024-07-05_SDGE_2023_WMP_R5_redacted.pdf | 6869 | RAMP OH System Traditional Hardening | 20284 | The Electric System Hardening (ESH) Overhead (OH) Traditional Hardening program is focused on hardening overhead distribution facilities within Tier 2 and 3 of the HFTD and the Wildland Urban Interface by implementing long-term solutions focused on reduction fire risk. The primary objective of this program encompasses the rebuilding of the distribution system in fire prone areas with new, stronger bare primary conductors. The priority and scope of the projects will be dictated by full circuit analysis using the Wildfire Next Generation System (WiNGS) model and input gathered from operational teams. Traditional hardening is being scaled back in favor of covered conductor and strategic undergrounding initiatives. Covered conductor and undergrounding provide greater wildfire risk reduction, while also being able to reduce the impacts of PSPS. |  | 202840 | https://www.sdge.com/sites/default/files/regulatory/SDGE-13-CWP-2R-E_Jonathan%20T%20Woldemariam_WM.pdf | -63740.8307 | N/A | 3.8391
WMP.47523251 | WMP.475 | DIST OH Hardening - Traditional Hardening | Bare Conductor Hardening includes the replacement of wood poles with steel, replacement of conductor with high-strength bare conductor, and in some cases permanent removal of overhead facilities. | Grid Design, Operations, and Maintenance | Miles | https://www.sdge.com/sites/default/files/regulatory/2024-07-05_SDGE_2023_WMP_R5_redacted.pdf | 0 |  | 23251 |  |  | N/A |  | 28.4342 | N/A | 3.8391 | 0
WMP.47800239 | WMP.478 | Distribution OH Detailed | OH detailed inspections are conducted to reduce the risk of equipment failure. | Grid Design, Operations, and Maintenance | Structures | https://www.sdge.com/sites/default/files/regulatory/2024-07-05_SDGE_2023_WMP_R5_redacted.pdf | 12363 | RAMP Pole Replacement and Reinforcement in HFTD | 00239 | Short and long term deterioration of equipment can increase the likelihood of asset failure and cause potential risk, including injury, to the public, contractors, and employees. This program is mandated per GO 165 and non-compliance poses risk of regulatory action, including fines. |  | 002390 | https://www.sdge.com/sites/default/files/regulatory/SDGE-13-CWP-2R-E_Jonathan%20T%20Woldemariam_WM.pdf | -4718.9044 | N/A | 66.179
WMP.47920127 | WMP.479 | Transmisson OH Detailed Inspections | OH detailed inspections are conducted to reduce the risk of equipment failure. | Grid Design, Operations, and Maintenance | Structures | https://www.sdge.com/sites/default/files/regulatory/2024-07-05_SDGE_2023_WMP_R5_redacted.pdf | 727 | RAMP - Transmission CMP (Distribution Costs) | 20127 | To meet SDG&E's obligation to serve by providing funding for the Corrective Maintenance Program (CMP) in areas designated as HFTD. To meet SDGE’s obligation to serve and the safety requirements promulgated by CPUC G.O 95, A.B. 1890, A.B. 1017, etc., this project provides funds for several purposes, such as: 1. To maintain and restore transmission facilities. 2. To repair the system in the event of disaster such as storm or fire 3. To provide funding for a pole restoration program for in-service transmission wood poles. 4. To provide funding for annual NERC and Tie Lines Assessments (TLA) |  | 201270 | https://www.sdge.com/sites/default/files/regulatory/SDGE-13-CWP-2R-E_Jonathan%20T%20Woldemariam_WM.pdf | 2097.9104 | N/A | 6.3685
WMP.47921134 | WMP.479 | Transmisson OH Detailed Inspections | OH detailed inspections are conducted to reduce the risk of equipment failure. | Grid Design, Operations, and Maintenance | Structures | https://www.sdge.com/sites/default/files/regulatory/2024-07-05_SDGE_2023_WMP_R5_redacted.pdf | requested as part of GRC WP 201270 | RAMP - Transmission CMP (Distribution Costs) | 21134 | To meet SDG&E's obligation to serve by providing funding for the Corrective Maintenance Program (CMP) in areas designated as HFTD. To meet SDGE’s obligation to serve and the safety requirements promulgated by CPUC G.O 95, A.B. 1890, A.B. 1017, etc., this project provides funds for several purposes, such as: 1. To maintain and restore transmission facilities. 2. To repair the system in the event of disaster such as storm or fire 3. To provide funding for a pole restoration program for in-service transmission wood poles. 4. To provide funding for annual NERC and Tie Lines Assessments (TLA) |  | 201270 | https://www.sdge.com/sites/default/files/regulatory/SDGE-13-CWP-2R-E_Jonathan%20T%20Woldemariam_WM.pdf | 24.067 | N/A | 6.3685
WMP.48300239 | WMP.483 | Distribution Woodpole Intrusive | Intrusive inspections are conducted to reduce the risk of equipment failure | Grid Design, Operations, and Maintenance | Structures | https://www.sdge.com/sites/default/files/regulatory/2024-07-05_SDGE_2023_WMP_R5_redacted.pdf | requested as part of GRC WP 002390 | RAMP Pole Replacement and Reinforcement in HFTD | 00239 | Short and long term deterioration of equipment can increase the likelihood of asset failure and cause potential risk, including injury, to the public, contractors, and employees. This program is mandated per GO 165 and non-compliance poses risk of regulatory action, including fines. |  | 002390 | https://www.sdge.com/sites/default/files/regulatory/SDGE-13-CWP-2R-E_Jonathan%20T%20Woldemariam_WM.pdf | 1566.0985 | N/A | 11.4232
WMP.48800239 | WMP.488 | Distribution OH Patrols | Overhead patrol inspections are conducted to reduce the risk of equipment failure | Grid Design, Operations, and Maintenance | Structures | https://www.sdge.com/sites/default/files/regulatory/2024-07-05_SDGE_2023_WMP_R5_redacted.pdf | requested as part of GRC WP 002390 | RAMP Pole Replacement and Reinforcement in HFTD | 00239 | Short and long term deterioration of equipment can increase the likelihood of asset failure and cause potential risk, including injury, to the public, contractors, and employees. This program is mandated per GO 165 and non-compliance poses risk of regulatory action, including fines. |  | 002390 | https://www.sdge.com/sites/default/files/regulatory/SDGE-13-CWP-2R-E_Jonathan%20T%20Woldemariam_WM.pdf | -541.417 | N/A | 1258.223
WMP.54509132 | WMP.545 | Transmission OH Hardening - DUB | Replace wood poles with steel poles, replace aging conductors with high strength conductors, and increase conductor spacing in the HFTD to reduce the chance of risk events and ignitions. | Grid Design, Operations, and Maintenance | Miles | https://www.sdge.com/sites/default/files/regulatory/2024-07-05_SDGE_2023_WMP_R5_redacted.pdf | requested as part of GRC WP 141400 | RAMP - OH Transmission Fire Hardening (Dist. Underbuild) | 09132 | Overhead Transmission Fire Hardening is replacing select existing wood poles with new steel poles and replacing aging conductor with new high-strength conductor to fire harden the electric transmission system. These pole and conductor replacements are part of an overall effort to help improve the reliability and integrity of the electric transmission system and to mitigate future potential fire risk. This project will improve the electric transmission system performance during extreme weather conditions such as Santa Ana wind events. When these transmission poles are replaced, the distribution facilities on the pole will need to be replaced or reloacted onto the new pole. |  | 141400 | https://www.sdge.com/sites/default/files/regulatory/SDGE-13-CWP-2R-E_Jonathan%20T%20Woldemariam_WM.pdf | 4356.5495 | N/A | 12.3416
WMP.54510143 | WMP.545 | Transmission OH Hardening - DUB | Replace wood poles with steel poles, replace aging conductors with high strength conductors, and increase conductor spacing in the HFTD to reduce the chance of risk events and ignitions. | Grid Design, Operations, and Maintenance | Miles | https://www.sdge.com/sites/default/files/regulatory/2024-07-05_SDGE_2023_WMP_R5_redacted.pdf | requested as part of GRC WP 141400 | RAMP - OH Transmission Fire Hardening (Dist. Underbuild) | 10143 | Overhead Transmission Fire Hardening is replacing select existing wood poles with new steel poles and replacing aging conductor with new high-strength conductor to fire harden the electric transmission system. These pole and conductor replacements are part of an overall effort to help improve the reliability and integrity of the electric transmission system and to mitigate future potential fire risk. This project will improve the electric transmission system performance during extreme weather conditions such as Santa Ana wind events. When these transmission poles are replaced, the distribution facilities on the pole will need to be replaced or reloacted onto the new pole. |  | 141400 | https://www.sdge.com/sites/default/files/regulatory/SDGE-13-CWP-2R-E_Jonathan%20T%20Woldemariam_WM.pdf | 169.6569 | N/A | 12.3416
WMP.54510144 | WMP.545 | Transmission OH Hardening - DUB | Replace wood poles with steel poles, replace aging conductors with high strength conductors, and increase conductor spacing in the HFTD to reduce the chance of risk events and ignitions. | Grid Design, Operations, and Maintenance | Miles | https://www.sdge.com/sites/default/files/regulatory/2024-07-05_SDGE_2023_WMP_R5_redacted.pdf | requested as part of GRC WP 141400 | RAMP - OH Transmission Fire Hardening (Dist. Underbuild) | 10144 | Overhead Transmission Fire Hardening is replacing select existing wood poles with new steel poles and replacing aging conductor with new high-strength conductor to fire harden the electric transmission system. These pole and conductor replacements are part of an overall effort to help improve the reliability and integrity of the electric transmission system and to mitigate future potential fire risk. This project will improve the electric transmission system performance during extreme weather conditions such as Santa Ana wind events. When these transmission poles are replaced, the distribution facilities on the pole will need to be replaced or reloacted onto the new pole. |  | 141400 | https://www.sdge.com/sites/default/files/regulatory/SDGE-13-CWP-2R-E_Jonathan%20T%20Woldemariam_WM.pdf | 6559.3621 | N/A | 12.3416
WMP.54510145 | WMP.545 | Transmission OH Hardening - DUB | Replace wood poles with steel poles, replace aging conductors with high strength conductors, and increase conductor spacing in the HFTD to reduce the chance of risk events and ignitions. | Grid Design, Operations, and Maintenance | Miles | https://www.sdge.com/sites/default/files/regulatory/2024-07-05_SDGE_2023_WMP_R5_redacted.pdf | requested as part of GRC WP 141400 | RAMP - OH Transmission Fire Hardening (Dist. Underbuild) | 10145 | Overhead Transmission Fire Hardening is replacing select existing wood poles with new steel poles and replacing aging conductor with new high-strength conductor to fire harden the electric transmission system. These pole and conductor replacements are part of an overall effort to help improve the reliability and integrity of the electric transmission system and to mitigate future potential fire risk. This project will improve the electric transmission system performance during extreme weather conditions such as Santa Ana wind events. When these transmission poles are replaced, the distribution facilities on the pole will need to be replaced or reloacted onto the new pole. |  | 141400 | https://www.sdge.com/sites/default/files/regulatory/SDGE-13-CWP-2R-E_Jonathan%20T%20Woldemariam_WM.pdf | 6.8154 | N/A | 12.3416
WMP.54510146 | WMP.545 | Transmission OH Hardening - DUB | Replace wood poles with steel poles, replace aging conductors with high strength conductors, and increase conductor spacing in the HFTD to reduce the chance of risk events and ignitions. | Grid Design, Operations, and Maintenance | Miles | https://www.sdge.com/sites/default/files/regulatory/2024-07-05_SDGE_2023_WMP_R5_redacted.pdf | requested as part of GRC WP 141400 | RAMP - OH Transmission Fire Hardening (Dist. Underbuild) | 10146 | Overhead Transmission Fire Hardening is replacing select existing wood poles with new steel poles and replacing aging conductor with new high-strength conductor to fire harden the electric transmission system. These pole and conductor replacements are part of an overall effort to help improve the reliability and integrity of the electric transmission system and to mitigate future potential fire risk. This project will improve the electric transmission system performance during extreme weather conditions such as Santa Ana wind events. When these transmission poles are replaced, the distribution facilities on the pole will need to be replaced or reloacted onto the new pole. |  | 141400 | https://www.sdge.com/sites/default/files/regulatory/SDGE-13-CWP-2R-E_Jonathan%20T%20Woldemariam_WM.pdf | 232.2725 | N/A | 12.3416
WMP.54510149 | WMP.545 | Transmission OH Hardening - DUB | Replace wood poles with steel poles, replace aging conductors with high strength conductors, and increase conductor spacing in the HFTD to reduce the chance of risk events and ignitions. | Grid Design, Operations, and Maintenance | Miles | https://www.sdge.com/sites/default/files/regulatory/2024-07-05_SDGE_2023_WMP_R5_redacted.pdf |  |  | 10149 |  |  | N/A |  | 15.905 | N/A | 12.3416
WMP.54512136 | WMP.545 | Transmission OH Hardening - DUB | Replace wood poles with steel poles, replace aging conductors with high strength conductors, and increase conductor spacing in the HFTD to reduce the chance of risk events and ignitions. | Grid Design, Operations, and Maintenance | Miles | https://www.sdge.com/sites/default/files/regulatory/2024-07-05_SDGE_2023_WMP_R5_redacted.pdf | requested as part of GRC WP 141400 | RAMP - OH Transmission Fire Hardening (Dist. Underbuild) | 12136 | Overhead Transmission Fire Hardening is replacing select existing wood poles with new steel poles and replacing aging conductor with new high-strength conductor to fire harden the electric transmission system. These pole and conductor replacements are part of an overall effort to help improve the reliability and integrity of the electric transmission system and to mitigate future potential fire risk. This project will improve the electric transmission system performance during extreme weather conditions such as Santa Ana wind events. When these transmission poles are replaced, the distribution facilities on the pole will need to be replaced or reloacted onto the new pole. |  | 141400 | https://www.sdge.com/sites/default/files/regulatory/SDGE-13-CWP-2R-E_Jonathan%20T%20Woldemariam_WM.pdf | 1005.5459 | N/A | 12.3416
WMP.54512137 | WMP.545 | Transmission OH Hardening - DUB | Replace wood poles with steel poles, replace aging conductors with high strength conductors, and increase conductor spacing in the HFTD to reduce the chance of risk events and ignitions. | Grid Design, Operations, and Maintenance | Miles | https://www.sdge.com/sites/default/files/regulatory/2024-07-05_SDGE_2023_WMP_R5_redacted.pdf | requested as part of GRC WP 141400 | RAMP - OH Transmission Fire Hardening (Dist. Underbuild) | 12137 | Overhead Transmission Fire Hardening is replacing select existing wood poles with new steel poles and replacing aging conductor with new high-strength conductor to fire harden the electric transmission system. These pole and conductor replacements are part of an overall effort to help improve the reliability and integrity of the electric transmission system and to mitigate future potential fire risk. This project will improve the electric transmission system performance during extreme weather conditions such as Santa Ana wind events. When these transmission poles are replaced, the distribution facilities on the pole will need to be replaced or reloacted onto the new pole. |  | 141400 | https://www.sdge.com/sites/default/files/regulatory/SDGE-13-CWP-2R-E_Jonathan%20T%20Woldemariam_WM.pdf | -29.0548 | N/A | 12.3416
WMP.54512144 | WMP.545 | Transmission OH Hardening - DUB | Replace wood poles with steel poles, replace aging conductors with high strength conductors, and increase conductor spacing in the HFTD to reduce the chance of risk events and ignitions. | Grid Design, Operations, and Maintenance | Miles | https://www.sdge.com/sites/default/files/regulatory/2024-07-05_SDGE_2023_WMP_R5_redacted.pdf |  |  | 12144 |  |  | N/A |  | 15.5966 | N/A | 12.3416
WMP.54512149 | WMP.545 | Transmission OH Hardening - DUB | Replace wood poles with steel poles, replace aging conductors with high strength conductors, and increase conductor spacing in the HFTD to reduce the chance of risk events and ignitions. | Grid Design, Operations, and Maintenance | Miles | https://www.sdge.com/sites/default/files/regulatory/2024-07-05_SDGE_2023_WMP_R5_redacted.pdf | requested as part of GRC WP 141400 | RAMP - OH Transmission Fire Hardening (Dist. Underbuild) | 12149 | Overhead Transmission Fire Hardening is replacing select existing wood poles with new steel poles and replacing aging conductor with new high-strength conductor to fire harden the electric transmission system. These pole and conductor replacements are part of an overall effort to help improve the reliability and integrity of the electric transmission system and to mitigate future potential fire risk. This project will improve the electric transmission system performance during extreme weather conditions such as Santa Ana wind events. When these transmission poles are replaced, the distribution facilities on the pole will need to be replaced or reloacted onto the new pole. |  | 141400 | https://www.sdge.com/sites/default/files/regulatory/SDGE-13-CWP-2R-E_Jonathan%20T%20Woldemariam_WM.pdf | -148.4384 | N/A | 12.3416
WMP.54512150 | WMP.545 | Transmission OH Hardening - DUB | Replace wood poles with steel poles, replace aging conductors with high strength conductors, and increase conductor spacing in the HFTD to reduce the chance of risk events and ignitions. | Grid Design, Operations, and Maintenance | Miles | https://www.sdge.com/sites/default/files/regulatory/2024-07-05_SDGE_2023_WMP_R5_redacted.pdf | requested as part of GRC WP 141400 | RAMP - OH Transmission Fire Hardening (Dist. Underbuild) | 12150 | Overhead Transmission Fire Hardening is replacing select existing wood poles with new steel poles and replacing aging conductor with new high-strength conductor to fire harden the electric transmission system. These pole and conductor replacements are part of an overall effort to help improve the reliability and integrity of the electric transmission system and to mitigate future potential fire risk. This project will improve the electric transmission system performance during extreme weather conditions such as Santa Ana wind events. When these transmission poles are replaced, the distribution facilities on the pole will need to be replaced or reloacted onto the new pole. |  | 141400 | https://www.sdge.com/sites/default/files/regulatory/SDGE-13-CWP-2R-E_Jonathan%20T%20Woldemariam_WM.pdf | 2155.8551 | N/A | 12.3416
WMP.54512152 | WMP.545 | Transmission OH Hardening - DUB | Replace wood poles with steel poles, replace aging conductors with high strength conductors, and increase conductor spacing in the HFTD to reduce the chance of risk events and ignitions. | Grid Design, Operations, and Maintenance | Miles | https://www.sdge.com/sites/default/files/regulatory/2024-07-05_SDGE_2023_WMP_R5_redacted.pdf |  |  | 12152 |  |  | N/A |  | 22.588 | N/A | 12.3416
WMP.54514140 | WMP.545 | Transmission OH Hardening - DUB | Replace wood poles with steel poles, replace aging conductors with high strength conductors, and increase conductor spacing in the HFTD to reduce the chance of risk events and ignitions. | Grid Design, Operations, and Maintenance | Miles | https://www.sdge.com/sites/default/files/regulatory/2024-07-05_SDGE_2023_WMP_R5_redacted.pdf | 18133 | RAMP - OH Transmission Fire Hardening (Dist. Underbuild) | 14140 | Overhead Transmission Fire Hardening is replacing select existing wood poles with new steel poles and replacing aging conductor with new high-strength conductor to fire harden the electric transmission system. These pole and conductor replacements are part of an overall effort to help improve the reliability and integrity of the electric transmission system and to mitigate future potential fire risk. This project will improve the electric transmission system performance during extreme weather conditions such as Santa Ana wind events. When these transmission poles are replaced, the distribution facilities on the pole will need to be replaced or reloacted onto the new pole. |  | 141400 | https://www.sdge.com/sites/default/files/regulatory/SDGE-13-CWP-2R-E_Jonathan%20T%20Woldemariam_WM.pdf | -24473.1032 | N/A | 12.3416
WMP.54520134 | WMP.545 | Transmission OH Hardening - DUB | Replace wood poles with steel poles, replace aging conductors with high strength conductors, and increase conductor spacing in the HFTD to reduce the chance of risk events and ignitions. | Grid Design, Operations, and Maintenance | Miles | https://www.sdge.com/sites/default/files/regulatory/2024-07-05_SDGE_2023_WMP_R5_redacted.pdf | requested as part of GRC WP 141400 | RAMP - OH Transmission Fire Hardening (Dist. Underbuild) | 20134 | Overhead Transmission Fire Hardening is replacing select existing wood poles with new steel poles and replacing aging conductor with new high-strength conductor to fire harden the electric transmission system. These pole and conductor replacements are part of an overall effort to help improve the reliability and integrity of the electric transmission system and to mitigate future potential fire risk. This project will improve the electric transmission system performance during extreme weather conditions such as Santa Ana wind events. When these transmission poles are replaced, the distribution facilities on the pole will need to be replaced or reloacted onto the new pole. |  | 141400 | https://www.sdge.com/sites/default/files/regulatory/SDGE-13-CWP-2R-E_Jonathan%20T%20Woldemariam_WM.pdf | 129.5461 | N/A | 12.3416
WMP.54520135 | WMP.545 | Transmission OH Hardening - DUB | Replace wood poles with steel poles, replace aging conductors with high strength conductors, and increase conductor spacing in the HFTD to reduce the chance of risk events and ignitions. | Grid Design, Operations, and Maintenance | Miles | https://www.sdge.com/sites/default/files/regulatory/2024-07-05_SDGE_2023_WMP_R5_redacted.pdf | requested as part of GRC WP 141400 | RAMP - OH Transmission Fire Hardening (Dist. Underbuild) | 20135 | Overhead Transmission Fire Hardening is replacing select existing wood poles with new steel poles and replacing aging conductor with new high-strength conductor to fire harden the electric transmission system. These pole and conductor replacements are part of an overall effort to help improve the reliability and integrity of the electric transmission system and to mitigate future potential fire risk. This project will improve the electric transmission system performance during extreme weather conditions such as Santa Ana wind events. When these transmission poles are replaced, the distribution facilities on the pole will need to be replaced or reloacted onto the new pole. |  | 141400 | https://www.sdge.com/sites/default/files/regulatory/SDGE-13-CWP-2R-E_Jonathan%20T%20Woldemariam_WM.pdf | 572.7216 | N/A | 12.3416
WMP.54520141 | WMP.545 | Transmission OH Hardening - DUB | Replace wood poles with steel poles, replace aging conductors with high strength conductors, and increase conductor spacing in the HFTD to reduce the chance of risk events and ignitions. | Grid Design, Operations, and Maintenance | Miles | https://www.sdge.com/sites/default/files/regulatory/2024-07-05_SDGE_2023_WMP_R5_redacted.pdf | requested as part of GRC WP 141400 | RAMP - OH Transmission Fire Hardening (Dist. Underbuild) | 20141 | Overhead Transmission Fire Hardening is replacing select existing wood poles with new steel poles and replacing aging conductor with new high-strength conductor to fire harden the electric transmission system. These pole and conductor replacements are part of an overall effort to help improve the reliability and integrity of the electric transmission system and to mitigate future potential fire risk. This project will improve the electric transmission system performance during extreme weather conditions such as Santa Ana wind events. When these transmission poles are replaced, the distribution facilities on the pole will need to be replaced or reloacted onto the new pole. |  | 141400 | https://www.sdge.com/sites/default/files/regulatory/SDGE-13-CWP-2R-E_Jonathan%20T%20Woldemariam_WM.pdf | 0 | N/A | 12.3416
WMP.54520142 | WMP.545 | Transmission OH Hardening - DUB | Replace wood poles with steel poles, replace aging conductors with high strength conductors, and increase conductor spacing in the HFTD to reduce the chance of risk events and ignitions. | Grid Design, Operations, and Maintenance | Miles | https://www.sdge.com/sites/default/files/regulatory/2024-07-05_SDGE_2023_WMP_R5_redacted.pdf | requested as part of GRC WP 141400 | RAMP - OH Transmission Fire Hardening (Dist. Underbuild) | 20142 | Overhead Transmission Fire Hardening is replacing select existing wood poles with new steel poles and replacing aging conductor with new high-strength conductor to fire harden the electric transmission system. These pole and conductor replacements are part of an overall effort to help improve the reliability and integrity of the electric transmission system and to mitigate future potential fire risk. This project will improve the electric transmission system performance during extreme weather conditions such as Santa Ana wind events. When these transmission poles are replaced, the distribution facilities on the pole will need to be replaced or reloacted onto the new pole. |  | 141400 | https://www.sdge.com/sites/default/files/regulatory/SDGE-13-CWP-2R-E_Jonathan%20T%20Woldemariam_WM.pdf | 13.8839 | N/A | 12.3416
WMP.54520144 | WMP.545 | Transmission OH Hardening - DUB | Replace wood poles with steel poles, replace aging conductors with high strength conductors, and increase conductor spacing in the HFTD to reduce the chance of risk events and ignitions. | Grid Design, Operations, and Maintenance | Miles | https://www.sdge.com/sites/default/files/regulatory/2024-07-05_SDGE_2023_WMP_R5_redacted.pdf | requested as part of GRC WP 141400 | RAMP - OH Transmission Fire Hardening (Dist. Underbuild) | 20144 | Overhead Transmission Fire Hardening is replacing select existing wood poles with new steel poles and replacing aging conductor with new high-strength conductor to fire harden the electric transmission system. These pole and conductor replacements are part of an overall effort to help improve the reliability and integrity of the electric transmission system and to mitigate future potential fire risk. This project will improve the electric transmission system performance during extreme weather conditions such as Santa Ana wind events. When these transmission poles are replaced, the distribution facilities on the pole will need to be replaced or reloacted onto the new pole. |  | 141400 | https://www.sdge.com/sites/default/files/regulatory/SDGE-13-CWP-2R-E_Jonathan%20T%20Woldemariam_WM.pdf | 0 | N/A | 12.3416
WMP.54520145 | WMP.545 | Transmission OH Hardening - DUB | Replace wood poles with steel poles, replace aging conductors with high strength conductors, and increase conductor spacing in the HFTD to reduce the chance of risk events and ignitions. | Grid Design, Operations, and Maintenance | Miles | https://www.sdge.com/sites/default/files/regulatory/2024-07-05_SDGE_2023_WMP_R5_redacted.pdf | requested as part of GRC WP 141400 | RAMP - OH Transmission Fire Hardening (Dist. Underbuild) | 20145 | Overhead Transmission Fire Hardening is replacing select existing wood poles with new steel poles and replacing aging conductor with new high-strength conductor to fire harden the electric transmission system. These pole and conductor replacements are part of an overall effort to help improve the reliability and integrity of the electric transmission system and to mitigate future potential fire risk. This project will improve the electric transmission system performance during extreme weather conditions such as Santa Ana wind events. When these transmission poles are replaced, the distribution facilities on the pole will need to be replaced or reloacted onto the new pole. |  | 141400 | https://www.sdge.com/sites/default/files/regulatory/SDGE-13-CWP-2R-E_Jonathan%20T%20Woldemariam_WM.pdf | 344.8005 | N/A | 12.3416
WMP.54520152 | WMP.545 | Transmission OH Hardening - DUB | Replace wood poles with steel poles, replace aging conductors with high strength conductors, and increase conductor spacing in the HFTD to reduce the chance of risk events and ignitions. | Grid Design, Operations, and Maintenance | Miles | https://www.sdge.com/sites/default/files/regulatory/2024-07-05_SDGE_2023_WMP_R5_redacted.pdf | requested as part of GRC WP 141400 | RAMP - OH Transmission Fire Hardening (Dist. Underbuild) | 20152 | Overhead Transmission Fire Hardening is replacing select existing wood poles with new steel poles and replacing aging conductor with new high-strength conductor to fire harden the electric transmission system. These pole and conductor replacements are part of an overall effort to help improve the reliability and integrity of the electric transmission system and to mitigate future potential fire risk. This project will improve the electric transmission system performance during extreme weather conditions such as Santa Ana wind events. When these transmission poles are replaced, the distribution facilities on the pole will need to be replaced or reloacted onto the new pole. |  | 141400 | https://www.sdge.com/sites/default/files/regulatory/SDGE-13-CWP-2R-E_Jonathan%20T%20Woldemariam_WM.pdf | 263.1018 | N/A | 12.3416
WMP.54509142 | WMP.545 | Transmission OH Hardening - DUB | Replace wood poles with steel poles, replace aging conductors with high strength conductors, and increase conductor spacing in the HFTD to reduce the chance of risk events and ignitions. | Grid Design, Operations, and Maintenance | Miles | https://www.sdge.com/sites/default/files/regulatory/2024-07-05_SDGE_2023_WMP_R5_redacted.pdf | requested as part of GRC WP 141400 | RAMP - OH Transmission Fire Hardening (Dist. Underbuild) | 09142 | Overhead Transmission Fire Hardening is replacing select existing wood poles with new steel poles and replacing aging conductor with new high-strength conductor to fire harden the electric transmission system. These pole and conductor replacements are part of an overall effort to help improve the reliability and integrity of the electric transmission system and to mitigate future potential fire risk. This project will improve the electric transmission system performance during extreme weather conditions such as Santa Ana wind events. When these transmission poles are replaced, the distribution facilities on the pole will need to be replaced or reloacted onto the new pole. |  | 141400 | https://www.sdge.com/sites/default/files/regulatory/SDGE-13-CWP-2R-E_Jonathan%20T%20Woldemariam_WM.pdf | -8.0055 | N/A | 12.3416
WMP.54919134 | WMP.549 | LTE Communication Network (DCRI) | DCRI enables APP and EFD technologies as a reliable communication network necessary for initiatives that require continuous communication. | Grid Design, Operations, and Maintenance | Base Stations | https://www.sdge.com/sites/default/files/regulatory/2024-07-05_SDGE_2023_WMP_R5_redacted.pdf | 9653 | RAMP - HFTD Transmission Fiber Optics | 19134 | The purpose of this project is to fund the Transmission Fiber Link HFTD infrastructure buildout program which provides high speed communications to ensure safe and reliable electric service to customers. |  | 191340 | https://www.sdge.com/sites/default/files/regulatory/SDGE-13-CWP-2R-E_Jonathan%20T%20Woldemariam_WM.pdf | -11835.8789 | N/A | N/A
WMP.54919872 | WMP.549 | LTE Communication Network (DCRI) | DCRI enables APP and EFD technologies as a reliable communication network necessary for initiatives that require continuous communication. | Grid Design, Operations, and Maintenance | Base Stations | https://www.sdge.com/sites/default/files/regulatory/2024-07-05_SDGE_2023_WMP_R5_redacted.pdf | requested as part of GRC WP 198730 | RAMP WMP Private LTE | 19872 | Existing wireless communications infrastructure is increasingly inadequate to meet the demand for greater volumes of high-speed data. Expanding existing systems can provide coverage over a larger area but cannot meet the demand for high volume low latency data and control. To address this, this project will implement a privately-owned LTE network using licensed radio frequency spectrum by means of the DCRI program. The communication network is foundational to many initiatives that demand reliable communication such as Advanced Protection (BC 152590) and PSPS Sectionalizing Devices (BC 192450). The ability to reliably enable and disable sensitive settings, enable or disable reclosing, or remotely operate a switch during a high-risk weather event demands reliable communication that the LTE network will provide. The Falling Conductor Protection in particular relies on a robust communications network to operate successfully and falling conductor circuits will continue to be enabled as the communication network comes online. |  | 198730 | https://www.sdge.com/sites/default/files/regulatory/SDGE-13-CWP-2R-E_Jonathan%20T%20Woldemariam_WM.pdf | 92755.1429 | N/A | N/A
WMP.54919873 | WMP.549 | LTE Communication Network (DCRI) | DCRI enables APP and EFD technologies as a reliable communication network necessary for initiatives that require continuous communication. | Grid Design, Operations, and Maintenance | Base Stations | https://www.sdge.com/sites/default/files/regulatory/2024-07-05_SDGE_2023_WMP_R5_redacted.pdf | 82902 | RAMP WMP Private LTE | 19873 | Existing wireless communications infrastructure is increasingly inadequate to meet the demand for greater volumes of high-speed data. Expanding existing systems can provide coverage over a larger area but cannot meet the demand for high volume low latency data and control. To address this, this project will implement a privately-owned LTE network using licensed radio frequency spectrum by means of the DCRI program. The communication network is foundational to many initiatives that demand reliable communication such as Advanced Protection (BC 152590) and PSPS Sectionalizing Devices (BC 192450). The ability to reliably enable and disable sensitive settings, enable or disable reclosing, or remotely operate a switch during a high-risk weather event demands reliable communication that the LTE network will provide. The Falling Conductor Protection in particular relies on a robust communications network to operate successfully and falling conductor circuits will continue to be enabled as the communication network comes online. |  | 198730 | https://www.sdge.com/sites/default/files/regulatory/SDGE-13-CWP-2R-E_Jonathan%20T%20Woldemariam_WM.pdf | -242211.6553 | N/A | N/A
WMP.54921880 | WMP.549 | LTE Communication Network (DCRI) | DCRI enables APP and EFD technologies as a reliable communication network necessary for initiatives that require continuous communication. | Grid Design, Operations, and Maintenance | Base Stations | https://www.sdge.com/sites/default/files/regulatory/2024-07-05_SDGE_2023_WMP_R5_redacted.pdf | requested as part of GRC WP 198730 | RAMP WMP Private LTE | 21880 | Existing wireless communications infrastructure is increasingly inadequate to meet the demand for greater volumes of high-speed data. Expanding existing systems can provide coverage over a larger area but cannot meet the demand for high volume low latency data and control. To address this, this project will implement a privately-owned LTE network using licensed radio frequency spectrum by means of the DCRI program. The communication network is foundational to many initiatives that demand reliable communication such as Advanced Protection (BC 152590) and PSPS Sectionalizing Devices (BC 192450). The ability to reliably enable and disable sensitive settings, enable or disable reclosing, or remotely operate a switch during a high-risk weather event demands reliable communication that the LTE network will provide. The Falling Conductor Protection in particular relies on a robust communications network to operate successfully and falling conductor circuits will continue to be enabled as the communication network comes online. |  | 198730 | https://www.sdge.com/sites/default/files/regulatory/SDGE-13-CWP-2R-E_Jonathan%20T%20Woldemariam_WM.pdf | 32189.771 | N/A | N/A
WMP.55020282 | WMP.550 | Lightning Arrestor Replacement | Installation of CAL FIRE-approved lightning arrestors to mitigate the impact of transient overvoltage on the electric system. CAL FIRE-approved lightning arrestors are equipped with an external device that operates prior to the arrestor overloading, dramatically reducing the potential of becoming an ignition source. | Grid Design, Operations, and Maintenance | Arrestors | https://www.sdge.com/sites/default/files/regulatory/2024-07-05_SDGE_2023_WMP_R5_redacted.pdf | 2741 | RAMP Lightning Arrestor Replacement Program | 20282 | Lightning arrestors are installed on the distribution system throughout the service territory to protect electric power equipment from exceeding thermal insulation ratings in the event of surge voltages due to lightning strikes or other faults. The lightning arrestor enables a surge in the current to be diverted through the arrestor to a ground terminal and protect the insulation and conductors on the distribution system. The lightning arrestor replacement program utilizes new technology to reduce the risk of equipment-related failures and ignitions. Through this process, a new lightning arrestor standard product was introduced that received CAL FIRE approval. The purpose of this project is to replace outdated lightning arrestors with the CAL FIRE-approved lightning arrestors. Embedded within this budget code is also work related to avian protection. SDG&E will bundle these types of jobs together to avoid revisiting the same pole and causing multiple planned outages for customers. The avian protection program seeks to install avian protection equipment or otherwise rearrange distribution poles to prevent avian contact with energized conductor. This is in compliance with the Migratory Bird Treaty Act, Bald and Golden Eagle Protection Act, and codes defined by the California Department of Fish and Game. This will harden the system, reducing the risk of ignition associated with avian contact, improve reliability, and align with Avian Power Line Interaction Committee (APLIC) Guidelines. |  | 202820 | https://www.sdge.com/sites/default/files/regulatory/SDGE-13-CWP-2R-E_Jonathan%20T%20Woldemariam_WM.pdf | 183.5777 | N/A | 780.9626
WMP.55220248 | WMP.552 | Distribution Drone Assessments | Drone inspections performed on highest risk structures in the HFTD and WUI areas. | Grid Design, Operations, and Maintenance | Structures | https://www.sdge.com/sites/default/files/regulatory/2024-07-05_SDGE_2023_WMP_R5_redacted.pdf | requested as part of GRC WP 202480 | RAMP - Drone Investigation Assessment & Repair | 20248 | SDG&E's Drone Investigation Assessment and Repair (DIAR) program performs drone inspections of SDG&E's overhead distribution infrastructure in the HFTD. These drone inspections provide high definition images of distribution infrastructure from vantage points that are not obtainable using traditional ground inspections. These images are processed through machine learning and reviewed by qualified electrical workers to find infractions. This budget code represents the repairs associated with correcting the infractions found during these inspections. These repairs include pole replacements and associated work that help ensure reliability and safety of the electric distribution system. |  | 202480 | https://www.sdge.com/sites/default/files/regulatory/SDGE-13-CWP-2R-E_Jonathan%20T%20Woldemariam_WM.pdf | 2680.6182 | N/A | 49.5222
WMP.55220286 | WMP.552 | Distribution Drone Assessments | Drone inspections performed on highest risk structures in the HFTD and WUI areas. | Grid Design, Operations, and Maintenance | Structures | https://www.sdge.com/sites/default/files/regulatory/2024-07-05_SDGE_2023_WMP_R5_redacted.pdf | 8666 | RAMP - Drone Investigation Assessment & Repair | 20286 | SDG&E's Drone Investigation Assessment and Repair (DIAR) program performs drone inspections of SDG&E's overhead distribution infrastructure in the HFTD. These drone inspections provide high definition images of distribution infrastructure from vantage points that are not obtainable using traditional ground inspections. These images are processed through machine learning and reviewed by qualified electrical workers to find infractions. This budget code represents the repairs associated with correcting the infractions found during these inspections. These repairs include pole replacements and associated work that help ensure reliability and safety of the electric distribution system. |  | 202480 | https://www.sdge.com/sites/default/files/regulatory/SDGE-13-CWP-2R-E_Jonathan%20T%20Woldemariam_WM.pdf | 122221.8515 | N/A | 49.5222
WMP.55222259 | WMP.552 | Distribution Drone Assessments | Drone inspections performed on highest risk structures in the HFTD and WUI areas. | Grid Design, Operations, and Maintenance | Structures | https://www.sdge.com/sites/default/files/regulatory/2024-07-05_SDGE_2023_WMP_R5_redacted.pdf | 0 |  | 22259 |  |  | N/A |  | 28865.1133 | N/A | 49.5222
WMP.97222247 | WMP.972 | Avian Protection | Avian Protection is aimed at improving reliability and reducing the risk of faults and wire-down events associated with avian contact that can lead to ignitions. | Grid Design, Operations, and Maintenance | Poles | https://www.sdge.com/sites/default/files/regulatory/2024-07-05_SDGE_2023_WMP_R5_redacted.pdf | 1719 | RAMP - Avian Protection HFTD | 22247 | Lightning arrestors are installed on the distribution system throughout the service territory to protect electric power equipment from exceeding thermal insulation ratings in the event of surge voltages due to lightning strikes or other faults. The lightning arrestor enables a surge in the current to be diverted through the arrestor to a ground terminal and protect the insulation and conductors on the distribution system. The lightning arrestor replacement program utilizes new technology to reduce the risk of equipment-related failures and ignitions. Through this process, a new lightning arrestor standard product was introduced that received CAL FIRE approval. The purpose of this project is to replace outdated lightning arrestors with the CAL FIRE-approved lightning arrestors. Embedded within this budget code is also work related to avian protection. SDG&E will bundle these types of jobs together to avoid revisiting the same pole and causing multiple planned outages for customers. The avian protection program seeks to install avian protection equipment or otherwise rearrange distribution poles to prevent avian contact with energized conductor. This is in compliance with the Migratory Bird Treaty Act, Bald and Golden Eagle Protection Act, and codes defined by the California Department of Fish and Game. This will harden the system, reducing the risk of ignition associated with avian contact, improve reliability, and align with Avian Power Line Interaction Committee (APLIC) Guidelines. |  | 202820 | https://www.sdge.com/sites/default/files/regulatory/SDGE-13-CWP-2R-E_Jonathan%20T%20Woldemariam_WM.pdf | -429.193 | N/A | 273.5642
WMP.46424242 | WMP.464 | Hotline Clamps | Replaces HLC connections that are connected directly onto the overhead primary conductors with compression connections to eliminate the risk of the wire down failure and the associated wildfire risk. | Grid Design, Operations, and Maintenance | HLCs | https://www.sdge.com/sites/default/files/regulatory/2024-07-05_SDGE_2023_WMP_R5_redacted.pdf | 0 |  | 24242 |  |  | N/A |  | 2396.587 | N/A | 340.9291
WMP.45019248 | WMP.450 | Fire potential index | 7‐day forecast product, produced daily, classifies the fire potential based on weather and fuels conditions and historical fire occurrences used to communicate the wildfire potential on any given day to promote safe and reliable operations | Situational Awareness and Forecasting | No units to report | https://www.sdge.com/sites/default/files/regulatory/2024-07-05_SDGE_2023_WMP_R5_redacted.pdf | 3145 | RAMP Fire Science Enhancements | 19248 | The purpose of this project is to develop new fire science technologies to increase the effectiveness of existing tools such as the Fire Potential Index (FPI) The modernization of existing tools is critical to daily operations and enhances efficiencies and increases reliability by reducing the number of required patrols following outages. This project, also called FireSafe 3.0, embodies a massive collaboration between SDG&E, academia, and private industry enabling efficient management and significant cutting-edge output from terabytes of data. |  | 192480 | https://www.sdge.com/sites/default/files/regulatory/SDGE-13-CWP-2R-E_Jonathan%20T%20Woldemariam_WM.pdf | -5053.7041 | N/A | N/A | Initiative addresses all wildfire mitigation and PSPS across entire service territory and is not location specific. For illustrative purposes, any costs and/or units are shown as HFTD.
WMP.54120240 | WMP.541 | High-performance computing infrastructure | Optimize running of granular models used for risk modeling automation needed to enable more real-time updates and facilitate “what-if” scenario planning | Situational Awareness and Forecasting | No units to report | https://www.sdge.com/sites/default/files/regulatory/2024-07-05_SDGE_2023_WMP_R5_redacted.pdf | 0 | RAMP - Meteorology Super Computer Replacement | 20240 | SDG&E utilizes high performance supercomputing to run the Weather Research and Forecasting model specifically tailored to the unique weather and terrain characteristics of SDG&E’s service territory. Additionally, the computing cluster is also involved in numerous big data analytics projects that generate terabytes of data required for operational Meteorology. Currently, SDG&E owns and operates 3 High Performance Computing Clusters (HPCC) that have reached the end of operational life and will require replacement with the latest cluster technology to accommodate an ever-increasing big data computational demand. The purpose of this project is to utilize the San Diego Supercomputing Center to ingest and store datasets for weather forecast, Fire Potential Index (FPI), and fuels to enable metadata-based querying for various stakeholders through web APIs and visual maps. |  | 202400 | https://www.sdge.com/sites/default/files/regulatory/SDGE-13-CWP-2R-E_Jonathan%20T%20Woldemariam_WM.pdf | 10.1321 | N/A | N/A | Initiative addresses all wildfire mitigation and PSPS across entire service territory and is not location specific. For illustrative purposes, any costs and/or units are shown as HFTD.
WMP.143019247 | WMP.1430 | Weather Station Maintenance and Calibration | Calibration and maintenance of weather stations is crucial for obtaining accurate, reliable, and high-quality data. Weather station instruments are calibrated annually in alignment with National Weather Service (NWS) procedures and internal procedures. Maintenance also includes routine replacement of aging sensors. | Situational Awareness and Forecasting | Stations | https://www.sdge.com/sites/default/files/regulatory/2024-07-05_SDGE_2023_WMP_R5_redacted.pdf | 476 | RAMP Advanced Station Integration and Forecast | 19247 | The SDG&E Weather Station Network was originally developed and deployed in 2009 and weather stations are reaching end of life. The purpose of this project is to strategically enhance the Weather Network ensuring continuing operations of critical fire weather infrastructure. This project will continuously enhance the Weather Network to ensure a reliable flow of operationally critical fire weather information. This information will be fed into fire weather tools such as the Fire Potential Index (FPI) and the Santa Anna Wildfire Threat Index (SAWTI). This data is used for decision-making during emergency situations to mitigate fire and weather-related risks. |  | 192470 | https://www.sdge.com/sites/default/files/regulatory/SDGE-13-CWP-2R-E_Jonathan%20T%20Woldemariam_WM.pdf | -1106.3127 | N/A | N/A
WMP.143022252 | WMP.1430 | Weather Station Maintenance and Calibration | Calibration and maintenance of weather stations is crucial for obtaining accurate, reliable, and high-quality data. Weather station instruments are calibrated annually in alignment with National Weather Service (NWS) procedures and internal procedures. Maintenance also includes routine replacement of aging sensors. | Situational Awareness and Forecasting | Stations | https://www.sdge.com/sites/default/files/regulatory/2024-07-05_SDGE_2023_WMP_R5_redacted.pdf | 0 |  | 22252 |  |  | N/A |  | 128.0251 | N/A | N/A | Initiative addresses all wildfire mitigation and PSPS across entire service territory and is not location specific. For illustrative purposes, any costs and/or units are shown as HFTD.
WMP.143122878 | WMP.1431 | Air Quality Station Maintenance | Maintenance of the particulate sensors will include a scheduled monthly, quarterly, and annual inspection. Each visit will include a rigorous preventative maintenance to ensure accurate functioning of the sensors. | Situational Awareness and Forecasting | Sensors | https://www.sdge.com/sites/default/files/regulatory/2024-07-05_SDGE_2023_WMP_R5_redacted.pdf | 0 |  | 22878 |  |  | N/A |  | 82.0107 | N/A | N/A
WMP.51123877 | WMP.511 | Vegetation management enterprise system | Vegetation Inventory and Condition Database that manages inspections, work orders, and completed work | Vegetation Management and Inspections | No units to report | https://www.sdge.com/sites/default/files/regulatory/2024-07-05_SDGE_2023_WMP_R5_redacted.pdf | 0 |  | 23877 |  |  | N/A |  | 487.5525 | N/A | 45.9977 | Initiative addresses all wildfire mitigation and PSPS across entire service territory and is not location specific. For illustrative purposes, any costs and/or units are shown as HFTD.
WMP.51920891 | WMP.519 | Centralized repository for data | Data Foundation centralized repository that ingests and stores WMP related data in its original form, that can then be processed and used as a basis for a variety of analytic needs. | Wildfire Mitigation Strategy Development | No units to report | https://www.sdge.com/sites/default/files/regulatory/2024-07-05_SDGE_2023_WMP_R5_redacted.pdf | 6713 | RAMP - Centralized Repository for Data | 20891 | This budget code contains projects related to the centralization of Wildfire Mitigation Plan (WMP) data and utilizing that data to advance asset management capabilities, develop advanced analytics, and automate WMP-related reporting. The Centralized Repository for Data will centralize data from 10+ business units into the central repository, with a primary focus of automating aggregated summary metrics required for the WMP Performance Metrics (Tables 1-12). Business units include: GIS, Electric Distribution, Electric Transmission, Fire Science and Climate Adaptation, Reliability, Safety, and Vegetation Management. Raw data will be gathered and centralized from multiple sources. The project will work in close collaboration with WMP Data Governance for data auditability and initial WMP data catalog development. Utilizing this combined data, asset management capabilities will be enhanced to develop a centralized repository for Electric Asset data, asset health and risk models for critical distribution and transmission assets, and visualization for end users to interact with the data. The Office of Energy Infrastructure Safety (OEIS) requires submission of a Quarterly Data Report (QDR) utilizing a defined data taxonomy and schema for many feature classes to use for future WMP data analysis. This project will provide an automated solution to gather the required data, convert the data to geospatial format, and create the QDR for submission to OEIS. |  | 208910 | https://www.sdge.com/sites/default/files/regulatory/SDGE-13-CWP-2R-E_Jonathan%20T%20Woldemariam_WM.pdf | -13336.265 | N/A | N/A | Initiative addresses all wildfire mitigation and PSPS across entire service territory and is not location specific. For illustrative purposes, any costs and/or units are shown as HFTD.
WMP.51920898 | WMP.519 | Centralized repository for data | Data Foundation centralized repository that ingests and stores WMP related data in its original form, that can then be processed and used as a basis for a variety of analytic needs. | Wildfire Mitigation Strategy Development | No units to report | https://www.sdge.com/sites/default/files/regulatory/2024-07-05_SDGE_2023_WMP_R5_redacted.pdf | requested as part of GRC WP 208910 | RAMP - Centralized Repository for Data | 20898 | This budget code contains projects related to the centralization of Wildfire Mitigation Plan (WMP) data and utilizing that data to advance asset management capabilities, develop advanced analytics, and automate WMP-related reporting. The Centralized Repository for Data will centralize data from 10+ business units into the central repository, with a primary focus of automating aggregated summary metrics required for the WMP Performance Metrics (Tables 1-12). Business units include: GIS, Electric Distribution, Electric Transmission, Fire Science and Climate Adaptation, Reliability, Safety, and Vegetation Management. Raw data will be gathered and centralized from multiple sources. The project will work in close collaboration with WMP Data Governance for data auditability and initial WMP data catalog development. Utilizing this combined data, asset management capabilities will be enhanced to develop a centralized repository for Electric Asset data, asset health and risk models for critical distribution and transmission assets, and visualization for end users to interact with the data. The Office of Energy Infrastructure Safety (OEIS) requires submission of a Quarterly Data Report (QDR) utilizing a defined data taxonomy and schema for many feature classes to use for future WMP data analysis. This project will provide an automated solution to gather the required data, convert the data to geospatial format, and create the QDR for submission to OEIS. |  | 208910 | https://www.sdge.com/sites/default/files/regulatory/SDGE-13-CWP-2R-E_Jonathan%20T%20Woldemariam_WM.pdf | 5317.2973 | N/A | N/A | Initiative addresses all wildfire mitigation and PSPS across entire service territory and is not location specific. For illustrative purposes, any costs and/or units are shown as HFTD.
WMP.51921875 | WMP.519 | Centralized repository for data | Data Foundation centralized repository that ingests and stores WMP related data in its original form, that can then be processed and used as a basis for a variety of analytic needs. | Wildfire Mitigation Strategy Development | No units to report | https://www.sdge.com/sites/default/files/regulatory/2024-07-05_SDGE_2023_WMP_R5_redacted.pdf | requested as part of GRC WP 208910 | RAMP - Centralized Repository for Data | 21875 | This budget code contains projects related to the centralization of Wildfire Mitigation Plan (WMP) data and utilizing that data to advance asset management capabilities, develop advanced analytics, and automate WMP-related reporting. The Centralized Repository for Data will centralize data from 10+ business units into the central repository, with a primary focus of automating aggregated summary metrics required for the WMP Performance Metrics (Tables 1-12). Business units include: GIS, Electric Distribution, Electric Transmission, Fire Science and Climate Adaptation, Reliability, Safety, and Vegetation Management. Raw data will be gathered and centralized from multiple sources. The project will work in close collaboration with WMP Data Governance for data auditability and initial WMP data catalog development. Utilizing this combined data, asset management capabilities will be enhanced to develop a centralized repository for Electric Asset data, asset health and risk models for critical distribution and transmission assets, and visualization for end users to interact with the data. The Office of Energy Infrastructure Safety (OEIS) requires submission of a Quarterly Data Report (QDR) utilizing a defined data taxonomy and schema for many feature classes to use for future WMP data analysis. This project will provide an automated solution to gather the required data, convert the data to geospatial format, and create the QDR for submission to OEIS. |  | 208910 | https://www.sdge.com/sites/default/files/regulatory/SDGE-13-CWP-2R-E_Jonathan%20T%20Woldemariam_WM.pdf | -338.0849 | N/A | N/A | Initiative addresses all wildfire mitigation and PSPS across entire service territory and is not location specific. For illustrative purposes, any costs and/or units are shown as HFTD.
WMP.51921884 | WMP.519 | Centralized repository for data | Data Foundation centralized repository that ingests and stores WMP related data in its original form, that can then be processed and used as a basis for a variety of analytic needs. | Wildfire Mitigation Strategy Development | No units to report | https://www.sdge.com/sites/default/files/regulatory/2024-07-05_SDGE_2023_WMP_R5_redacted.pdf | 5007 | RAMP - WMP Advanced Analytics | 21884 | The purpose of the WMP Advanced Analytics project is to increase the capacity and skills to enable and develop advanced analytics and predictive use cases to support ongoing WMP and Risk Management initiatives. This project includes the build out of a data lake and machine learning pipeline to leverage readily-available cloud machine learning and artificial intelligence capabilities. |  | 218840 | https://www.sdge.com/sites/default/files/regulatory/SDGE-13-CWP-2R-E_Jonathan%20T%20Woldemariam_WM.pdf | -9816.2977 | N/A | N/A | Initiative addresses all wildfire mitigation and PSPS across entire service territory and is not location specific. For illustrative purposes, any costs and/or units are shown as HFTD.
WMP.519WMP24002 | WMP.519 | Centralized repository for data | Data Foundation centralized repository that ingests and stores WMP related data in its original form, that can then be processed and used as a basis for a variety of analytic needs. | Wildfire Mitigation Strategy Development | No units to report | https://www.sdge.com/sites/default/files/regulatory/2024-07-05_SDGE_2023_WMP_R5_redacted.pdf | 0 |  | WMP24002 |  |  | N/A |  | 0 | N/A | N/A | Initiative addresses all wildfire mitigation and PSPS across entire service territory and is not location specific. For illustrative purposes, any costs and/or units are shown as HFTD.
WMP.51923875 | WMP.519 | Centralized repository for data | Data Foundation centralized repository that ingests and stores WMP related data in its original form, that can then be processed and used as a basis for a variety of analytic needs. | Wildfire Mitigation Strategy Development | No units to report | https://www.sdge.com/sites/default/files/regulatory/2024-07-05_SDGE_2023_WMP_R5_redacted.pdf | requested as part of GRC WP 218840 | RAMP - WMP Advanced Analytics | 23875 | The purpose of the WMP Advanced Analytics project is to increase the capacity and skills to enable and develop advanced analytics and predictive use cases to support ongoing WMP and Risk Management initiatives. This project includes the build out of a data lake and machine learning pipeline to leverage readily-available cloud machine learning and artificial intelligence capabilities. |  | 218840 | https://www.sdge.com/sites/default/files/regulatory/SDGE-13-CWP-2R-E_Jonathan%20T%20Woldemariam_WM.pdf | 5862.5794 | N/A | N/A | Initiative addresses all wildfire mitigation and PSPS across entire service territory and is not location specific. For illustrative purposes, any costs and/or units are shown as HFTD.
WMP.51923876 | WMP.519 | Centralized repository for data | Data Foundation centralized repository that ingests and stores WMP related data in its original form, that can then be processed and used as a basis for a variety of analytic needs. | Wildfire Mitigation Strategy Development | No units to report | https://www.sdge.com/sites/default/files/regulatory/2024-07-05_SDGE_2023_WMP_R5_redacted.pdf | requested as part of GRC WP 208910 | RAMP - Centralized Repository for Data | 23876 | This budget code contains projects related to the centralization of Wildfire Mitigation Plan (WMP) data and utilizing that data to advance asset management capabilities, develop advanced analytics, and automate WMP-related reporting. The Centralized Repository for Data will centralize data from 10+ business units into the central repository, with a primary focus of automating aggregated summary metrics required for the WMP Performance Metrics (Tables 1-12). Business units include: GIS, Electric Distribution, Electric Transmission, Fire Science and Climate Adaptation, Reliability, Safety, and Vegetation Management. Raw data will be gathered and centralized from multiple sources. The project will work in close collaboration with WMP Data Governance for data auditability and initial WMP data catalog development. Utilizing this combined data, asset management capabilities will be enhanced to develop a centralized repository for Electric Asset data, asset health and risk models for critical distribution and transmission assets, and visualization for end users to interact with the data. The Office of Energy Infrastructure Safety (OEIS) requires submission of a Quarterly Data Report (QDR) utilizing a defined data taxonomy and schema for many feature classes to use for future WMP data analysis. This project will provide an automated solution to gather the required data, convert the data to geospatial format, and create the QDR for submission to OEIS. |  | 208910 | https://www.sdge.com/sites/default/files/regulatory/SDGE-13-CWP-2R-E_Jonathan%20T%20Woldemariam_WM.pdf | 11687.7798 | N/A | N/A | Initiative addresses all wildfire mitigation and PSPS across entire service territory and is not location specific. For illustrative purposes, any costs and/or units are shown as HFTD.
WMP.52122255 | WMP.521 | Documentation and disclosure of wildfire-related data and algorithms | Documentation and disclosure of wildfire-related data and algorithms | Wildfire Mitigation Strategy Development | No units to report | https://www.sdge.com/sites/default/files/regulatory/2024-07-05_SDGE_2023_WMP_R5_redacted.pdf | 0 |  | 22255 |  |  | N/A |  | 1228 | N/A | N/A | Initiative addresses all wildfire mitigation and PSPS across entire service territory and is not location specific. For illustrative purposes, any costs and/or units are shown as HFTD.
WMP.52321877 | WMP.523 | Allocation methodology development and application | Investment and prioritization decisions for risk mitigations are informed by calculating risk reduction benefits, which include improvements to wildfire safety and reductions of PSPS impacts on customers. | Wildfire Mitigation Strategy Development | No units to report | https://www.sdge.com/sites/default/files/regulatory/2024-07-05_SDGE_2023_WMP_R5_redacted.pdf | 2372 | RAMP - WMP Asset Investment Prioritization | 21877 | The current Asset Investment Planning tool (REVEAL) has reached the end of its useful life therefore this project is to replcae REVEAL and implement a consistent value-based decision model approach, and in alignment with the Company's strategic plan using Copperleaf's Asset Investment Planning and Management (AIPM) tool, which will utilize the enterprise-level value framework to optimize the capital project portfolio for Electric Transmission, Substations, and Distribution. Copperleaf C55 Asset Investmant Prioritization application is a leading software solution for prioritizing capital investment across multiple industries and software of choice for the Ultilities industry. This budget code is 35% allocated to wildfire mitigation with the rest being sponsored by the witness for Safety, Risk, and Asset Management Mr. Ken Deremer. |  | 218770 | https://www.sdge.com/sites/default/files/regulatory/SDGE-13-CWP-2R-E_Jonathan%20T%20Woldemariam_WM.pdf | -4873.7691 | N/A | N/A | Initiative addresses all wildfire mitigation and PSPS across entire service territory and is not location specific. For illustrative purposes, any costs and/or units are shown as HFTD.
WMP.52322876 | WMP.523 | Allocation methodology development and application | Investment and prioritization decisions for risk mitigations are informed by calculating risk reduction benefits, which include improvements to wildfire safety and reductions of PSPS impacts on customers. | Wildfire Mitigation Strategy Development | No units to report | https://www.sdge.com/sites/default/files/regulatory/2024-07-05_SDGE_2023_WMP_R5_redacted.pdf | 0 |  | 22876 |  |  | N/A |  | 4886.9535 | N/A | N/A | Initiative addresses all wildfire mitigation and PSPS across entire service territory and is not location specific. For illustrative purposes, any costs and/or units are shown as HFTD.
WMP.52322881 | WMP.523 | Allocation methodology development and application | Investment and prioritization decisions for risk mitigations are informed by calculating risk reduction benefits, which include improvements to wildfire safety and reductions of PSPS impacts on customers. | Wildfire Mitigation Strategy Development | No units to report | https://www.sdge.com/sites/default/files/regulatory/2024-07-05_SDGE_2023_WMP_R5_redacted.pdf | requested as part of GRC WP 218770 | RAMP - WMP Asset Investment Prioritization | 22881 | The current Asset Investment Planning tool (REVEAL) has reached the end of its useful life therefore this project is to replcae REVEAL and implement a consistent value-based decision model approach, and in alignment with the Company's strategic plan using Copperleaf's Asset Investment Planning and Management (AIPM) tool, which will utilize the enterprise-level value framework to optimize the capital project portfolio for Electric Transmission, Substations, and Distribution. Copperleaf C55 Asset Investmant Prioritization application is a leading software solution for prioritizing capital investment across multiple industries and software of choice for the Ultilities industry. This budget code is 35% allocated to wildfire mitigation with the rest being sponsored by the witness for Safety, Risk, and Asset Management Mr. Ken Deremer. |  | 218770 | https://www.sdge.com/sites/default/files/regulatory/SDGE-13-CWP-2R-E_Jonathan%20T%20Woldemariam_WM.pdf | 1218.4574 | N/A | N/A | Initiative addresses all wildfire mitigation and PSPS across entire service territory and is not location specific. For illustrative purposes, any costs and/or units are shown as HFTD.
WMP.52324877 | WMP.523 | Allocation methodology development and application | Investment and prioritization decisions for risk mitigations are informed by calculating risk reduction benefits, which include improvements to wildfire safety and reductions of PSPS impacts on customers. | Wildfire Mitigation Strategy Development | No units to report | https://www.sdge.com/sites/default/files/regulatory/2024-07-05_SDGE_2023_WMP_R5_redacted.pdf | 0 |  | 24877 |  |  | N/A |  | 891.0443 | N/A | N/A | Initiative addresses all wildfire mitigation and PSPS across entire service territory and is not location specific. For illustrative purposes, any costs and/or units are shown as HFTD.
WMP.523WMP24005 | WMP.523 | Allocation methodology development and application | Investment and prioritization decisions for risk mitigations are informed by calculating risk reduction benefits, which include improvements to wildfire safety and reductions of PSPS impacts on customers. | Wildfire Mitigation Strategy Development | No units to report | https://www.sdge.com/sites/default/files/regulatory/2024-07-05_SDGE_2023_WMP_R5_redacted.pdf | 0 |  | WMP24005 |  |  | N/A |  | 0 | N/A | N/A | Initiative addresses all wildfire mitigation and PSPS across entire service territory and is not location specific. For illustrative purposes, any costs and/or units are shown as HFTD.
WMP.52323884 | WMP.523 | Allocation methodology development and application | Investment and prioritization decisions for risk mitigations are informed by calculating risk reduction benefits, which include improvements to wildfire safety and reductions of PSPS impacts on customers. | Wildfire Mitigation Strategy Development | No units to report | https://www.sdge.com/sites/default/files/regulatory/2024-07-05_SDGE_2023_WMP_R5_redacted.pdf | requested as part of GRC WP 218770 | RAMP - WMP Asset Investment Prioritization | 23884 | The current Asset Investment Planning tool (REVEAL) has reached the end of its useful life therefore this project is to replcae REVEAL and implement a consistent value-based decision model approach, and in alignment with the Company's strategic plan using Copperleaf's Asset Investment Planning and Management (AIPM) tool, which will utilize the enterprise-level value framework to optimize the capital project portfolio for Electric Transmission, Substations, and Distribution. Copperleaf C55 Asset Investmant Prioritization application is a leading software solution for prioritizing capital investment across multiple industries and software of choice for the Ultilities industry. This budget code is 35% allocated to wildfire mitigation with the rest being sponsored by the witness for Safety, Risk, and Asset Management Mr. Ken Deremer. |  | 218770 | https://www.sdge.com/sites/default/files/regulatory/SDGE-13-CWP-2R-E_Jonathan%20T%20Woldemariam_WM.pdf | 569.5499 | N/A | N/A | Initiative addresses all wildfire mitigation and PSPS across entire service territory and is not location specific. For illustrative purposes, any costs and/or units are shown as HFTD.
WMP.13377118690 | WMP.1337 | Community engagement | Collaborative framework with community safety partners to educate and help prepare customers for wildfire and PSPS through a series of events, workshops, safety fairs, and public meetings. | Community Outreach and Engagement | No units to report | https://www.sdge.com/sites/default/files/regulatory/2024-07-05_SDGE_2023_WMP_R5_redacted.pdf | 659.2216 | Stakeholder Cooperation & Community Engagement | 7118690 | Engagement and cooperation among all wildfire stakeholders, including the public, are extremely important to SDG&E. SDG&E partners with utility customers, elected officials, nonprofit support organizations, first responders and all other public safety and community partners. |  | 1WM008.000 | https://www.sdge.com/sites/default/files/regulatory/SDGE-13-WP-2R-E_Jonathan%20T%20Woldemariam_EOWM.pdf | 898 | N/A | N/A | Initiative addresses all wildfire mitigation and PSPS across entire service territory and is not location specific. For illustrative purposes, any costs and/or units are shown as HFTD.
WMP.5147110102 | WMP.514 | Crew-accompanying ignition prevention and suppression resources and services | Crew-accompanying ignition prevention and suppression resources and services | Emergency Preparedness | No units to report | https://www.sdge.com/sites/default/files/regulatory/2024-07-05_SDGE_2023_WMP_R5_redacted.pdf | 3677.6942 | Grid Operations & Operating Protocols | 7110102 | SDG&E Grid Operations & Protocols O&M costs account for the aviation firefighting program and wildfire infrastructure protection teams. |  | 1WM006.000 | https://www.sdge.com/sites/default/files/regulatory/SDGE-13-WP-2R-E_Jonathan%20T%20Woldemariam_EOWM.pdf | 3808 | N/A | N/A
WMP.4667111405/7125700 | WMP.466 | Generator Grant Program | The Resiliency Grant Programs offer portable battery units with solar charging capacity to provide vulnerable customers with a means to keep small devices and appliances charged and powered during PSPS events. | Grid Design, Operations, and Maintenance | Generators | https://www.sdge.com/sites/default/files/regulatory/2024-07-05_SDGE_2023_WMP_R5_redacted.pdf | 8622.4517 | Grid Design & System Hardening | 7111405/7125700 | SDG&E’s grid hardening programs are a set of initiatives that address the goal of reducing wildfires caused by utility equipment and minimizing the impacts to customers from mitigations such as PSPS. |  | 1WM003.000 | https://www.sdge.com/sites/default/files/regulatory/SDGE-13-WP-2R-E_Jonathan%20T%20Woldemariam_EOWM.pdf | -7159 | N/A | N/A
WMP.4677125106/7124942 | WMP.467 | Generator Assistance Program | The Resiliency Assistance Programs focus on enhancing resiliency for customers who reside in the HFTD and may be impacted by PSPS events. The program offers a rebate to customers providing a 70-to-90 percent discount on average portable generator models to mitigate the impacts of PSPS. | Grid Design, Operations, and Maintenance | Generators | https://www.sdge.com/sites/default/files/regulatory/2024-07-05_SDGE_2023_WMP_R5_redacted.pdf | 2087.6612 | Grid Design & System Hardening | 7125106/7124942 | SDG&E’s grid hardening programs are a set of initiatives that address the goal of reducing wildfires caused by utility equipment and minimizing the impacts to customers from mitigations such as PSPS. |  | 1WM003.000 | https://www.sdge.com/sites/default/files/regulatory/SDGE-13-WP-2R-E_Jonathan%20T%20Woldemariam_EOWM.pdf | -2987 | N/A | N/A
WMP.4687124943/7139122 | WMP.468 | Fixed Power Backup | Fixed Power Backup assists backcountry residences, businesses, and local communities in the HFTD by providing a fixed installation backup generator, or a solar panel and battery backup system to keep customers energized during PSPS. | Grid Design, Operations, and Maintenance | Generators | https://www.sdge.com/sites/default/files/regulatory/2024-07-05_SDGE_2023_WMP_R5_redacted.pdf | 11820.1822 | Grid Design & System Hardening | 7124943/7139122 | SDG&E’s grid hardening programs are a set of initiatives that address the goal of reducing wildfires caused by utility equipment and minimizing the impacts to customers from mitigations such as PSPS. |  | 1WM003.000 | https://www.sdge.com/sites/default/files/regulatory/SDGE-13-WP-2R-E_Jonathan%20T%20Woldemariam_EOWM.pdf | -5075 | N/A | N/A
WMP.4427138134 | WMP.442 | A summarized risk map that shows the overall ignition probability and estimated wildfire consequence along the electric lines and equipment | A summarized risk map that shows the overall ignition probability and estimated wildfire consequence along the electric lines and equipment | Wildfire Mitigation Strategy Development | No units to report | https://www.sdge.com/sites/default/files/regulatory/2024-07-05_SDGE_2023_WMP_R5_redacted.pdf | 2754.965 | Risk Assessment & Mapping | 7138134 | Risk Assessment & Mapping includes costs for specific risk modeling tools. SDG&E has utilitized its Wildfire Risk Reduction Model (WRRM) and WRRM-Operational System (WRRM-Ops) which continue to help SDG&E understand the wildfire risk from electric grid assets and fire propagation. |  | 1WM007.001 | https://www.sdge.com/sites/default/files/regulatory/SDGE-13-WP-2R-E_Jonathan%20T%20Woldemariam_EOWM.pdf | 12765 | N/A | N/A | Initiative addresses all wildfire mitigation and PSPS across entire service territory and is not location specific. For illustrative purposes, any costs and/or units are shown as HFTD.
WMP.5126013464 | WMP.512 | Pole Clearing (brushing) | A fire prevention measure involving the removal of vegetation at the base of poles that carry specific types of electrical hardware that could cause sparking or molten material to fall to the ground. | Vegetation Management and Inspections | Poles Brushed | https://www.sdge.com/sites/default/files/regulatory/2024-07-05_SDGE_2023_WMP_R5_redacted.pdf | 8454.7369 | Vegetation Mgmt & Inspection | 6013464 | Vegetation around electric distribution lines and equipment poses potential risks for safety , wildfire, compliance, and reliability. To address these risks, SDG&E developed and executes a robust and detailed schedule and scope for its vegetation inspection activities. |  | 1WM005.000 | https://www.sdge.com/sites/default/files/regulatory/SDGE-13-WP-2R-E_Jonathan%20T%20Woldemariam_EOWM.pdf | 4775 | N/A | 123.3443
WMP.4977110101/7145667 | WMP.497 | Fuels Management Program | Wildland fuel reduction involves the thinning, pruning, and in some cases, removal of vegetation for the purpose of minimizing source material that could ignite and propagate a wildfire. | Vegetation Management and Inspections | Poles Cleared | https://www.sdge.com/sites/default/files/regulatory/2024-07-05_SDGE_2023_WMP_R5_redacted.pdf | 6720.5143 | Vegetation Mgmt & Inspection | 7110101/7145667 | Vegetation around electric distribution lines and equipment poses potential risks for safety , wildfire, compliance, and reliability. To address these risks, SDG&E developed and executes a robust and detailed schedule and scope for its vegetation inspection activities. |  | 1WM005.000 | https://www.sdge.com/sites/default/files/regulatory/SDGE-13-WP-2R-E_Jonathan%20T%20Woldemariam_EOWM.pdf | 1451 | N/A | 32.65
WMP.4817115645 | WMP.481 | Distribution Infrared | Infrared inspections are conducted to reduce the risk of equipment failure | Grid Design, Operations, and Maintenance | Structures | https://www.sdge.com/sites/default/files/regulatory/2024-07-05_SDGE_2023_WMP_R5_redacted.pdf | 199.7337 | Asset Management & Inspections | 7115645 | This cost category consists of SDG&E’s asset management and inspection programs. The purpose of these programs is to promote safety for the general public, SDG&E personnel, and contractors by providing a safe operating and construction environment while maintaining system reliability |  | 1WM004.000 | https://www.sdge.com/sites/default/files/regulatory/SDGE-13-WP-2R-E_Jonathan%20T%20Woldemariam_EOWM.pdf | 74 | N/A | 2118.6155
WMP.4847133280 | WMP.484 | LiDAR inspections of distribution electric lines and equipment | LiDAR captured to support pole loading calculations needed for system hardening projects such as covered conductor and traditional overhead hardening and corrective work orders involving pole or crossarm replacements | Grid Design, Operations, and Maintenance | No units to report | https://www.sdge.com/sites/default/files/regulatory/2024-07-05_SDGE_2023_WMP_R5_redacted.pdf | 1712.0028 | Asset Management & Inspections | 7133280 | This cost category consists of SDG&E’s asset management and inspection programs. The purpose of these programs is to promote safety for the general public, SDG&E personnel, and contractors by providing a safe operating and construction environment while maintaining system reliability |  | 1WM004.000 | https://www.sdge.com/sites/default/files/regulatory/SDGE-13-WP-2R-E_Jonathan%20T%20Woldemariam_EOWM.pdf | -2571 | N/A | N/A
WMP.13257133773 | WMP.1325 | Right Tree Right Place | Initiative of VM tree removal program for safety and reliability as a customer incentive to remove and replace incompadable trees growing near power lines | Vegetation Management and Inspections | No units to report | https://www.sdge.com/sites/default/files/regulatory/2024-07-05_SDGE_2023_WMP_R5_redacted.pdf | 1071.169 | Vegetation Mgmt & Inspection | 7133773 | Vegetation around electric distribution lines and equipment poses potential risks for safety , wildfire, compliance, and reliability. To address these risks, SDG&E developed and executes a robust and detailed schedule and scope for its vegetation inspection activities. |  | 1WM005.000 | https://www.sdge.com/sites/default/files/regulatory/SDGE-13-WP-2R-E_Jonathan%20T%20Woldemariam_EOWM.pdf | 350 | N/A | N/A
WMP.4946010250 | WMP.494 | Detailed Inspections | Regulatory requirement to inspect all inventory trees to determine whether they require pruning to maintain mandated clearances from electrical lines. | Vegetation Management and Inspections | Inspections | https://www.sdge.com/sites/default/files/regulatory/2024-07-05_SDGE_2023_WMP_R5_redacted.pdf | 59864.6135 | Vegetation Mgmt & Insp. - Tree Trimming Only | 6010250 | SDG&E's Vegetation Management Program is responsible for annually inspecting and maintaining an inventory of approximately 460,000 trees that have the potential to encroach within the minimum required compliance distance between vegetation and overhead powerlines. |  | 1WM005.001 | https://www.sdge.com/sites/default/files/regulatory/SDGE-13-WP-2R-E_Jonathan%20T%20Woldemariam_EOWM.pdf | 68443.52 | N/A | 228.097 | Costs represent WMP.494 and WMP.501
WMP.501501 | WMP.501 | Clearance (enhanced trim or remove) | Enhanced clearances greater than or equal to 12 feet at time of trim, is the CPUC-recommended post-trim clearance for distribution voltages in the HFTD. SDG&E aims to achieve clearances up to 25 feet, where feasible, to achieve the optimal risk mitigation. | Vegetation Management and Inspections | Trees Trimmed or Removed | https://www.sdge.com/sites/default/files/regulatory/2024-07-05_SDGE_2023_WMP_R5_redacted.pdf | 10267.0049 | Vegetation Mgmt & Insp. - Tree Trimming Only | 501 | SDG&E's Vegetation Management Program is responsible for annually inspecting and maintaining an inventory of approximately 460,000 trees that have the potential to encroach within the minimum required compliance distance between vegetation and overhead powerlines. |  | 1WM005.001 | https://www.sdge.com/sites/default/files/regulatory/SDGE-13-WP-2R-E_Jonathan%20T%20Woldemariam_EOWM.pdf | -13683.95 | N/A | N/A | Costs included in WMP.494
WMP.44220877 | WMP.442 | A summarized risk map that shows the overall ignition probability and estimated wildfire consequence along the electric lines and equipment | A summarized risk map that shows the overall ignition probability and estimated wildfire consequence along the electric lines and equipment | Wildfire Mitigation Strategy Development | No units to report | https://www.sdge.com/sites/default/files/regulatory/2024-07-05_SDGE_2023_WMP_R5_redacted.pdf | 527 | RAMP - Circuit Risk Index | 20877 | The purpose of this project is to develop new machine learning models to predict failures and ignitions for different asset types and drivers of ignitions. The models developed in this project will be used to inform both operational and long-term decision making. |  | 208770 | https://www.sdge.com/sites/default/files/regulatory/SDGE-13-CWP-2R-E_Jonathan%20T%20Woldemariam_WM.pdf | -1070 | N/A | N/A | Initiative addresses all wildfire mitigation and PSPS across entire service territory and is not location specific. For illustrative purposes, any costs and/or units are shown as HFTD.
WMP.56320890 | WMP.563 | Public emergency communication strategy | Emergency Management's public emergency communication strategy | Emergency Preparedness | No units to report | https://www.sdge.com/sites/default/files/regulatory/2024-07-05_SDGE_2023_WMP_R5_redacted.pdf | 3699 | RAMP - PSPS Mobile and ENS Enhancements | 20890 | The purpose of the Enterprise Notification System (ENS) project is to enhance and update the functionality of the Emergency Notification System (ENS), a critical Tier 1 business operations application used in notifying customers of both planned and unplanned outages across the service territory. Updates to the ENS application are required to meet regulatory requirements by sending appropriate customer communications during PSPS events and supporting both internal and external reporting requirements. |  | 208900 | https://www.sdge.com/sites/default/files/regulatory/SDGE-13-CWP-2R-E_Jonathan%20T%20Woldemariam_WM.pdf | -7509 | N/A | N/A | Initiative addresses all wildfire mitigation and PSPS across entire service territory and is not location specific. For illustrative purposes, any costs and/or units are shown as HFTD.
WMP.47319246-O&M | WMP.473 | Strategic Undergrounding | Strategic undergrounding converts overhead systems to underground, providing the dual benefits of nearly eliminating the risk of utility-caused wildfire and the need for PSPS events in these areas. | Grid Design, Operations, and Maintenance | Miles | https://www.sdge.com/sites/default/files/regulatory/2024-07-05_SDGE_2023_WMP_R5_redacted.pdf | 3335.9181 | Grid Design & System Hardening | 19246-O&M | SDG&E’s grid hardening programs are a set of initiatives that address the goal of reducing wildfires caused by utility equipment and minimizing the impacts to customers from mitigations such as PSPS. |  | 1WM003.000 | https://www.sdge.com/sites/default/files/regulatory/SDGE-13-WP-2R-E_Jonathan%20T%20Woldemariam_EOWM.pdf | -2537 |  | 198.9054
WMP.45520285-O&M | WMP.455 | DIST OH Hardening - Covered Conductor | Utilizes conductors manufactured with an internal semiconducting layer and external insulating ultraviolet-resistant layer to provide incidental contact protection. The Covered Conductor program has the potential to raise the threshold for PSPS events to higher wind speeds compared to bare conductor. | Grid Design, Operations, and Maintenance | Miles | https://www.sdge.com/sites/default/files/regulatory/2024-07-05_SDGE_2023_WMP_R5_redacted.pdf | 676.0916 | Grid Design & System Hardening | 20285-O&M | SDG&E’s grid hardening programs are a set of initiatives that address the goal of reducing wildfires caused by utility equipment and minimizing the impacts to customers from mitigations such as PSPS. |  | 1WM003.000 | https://www.sdge.com/sites/default/files/regulatory/SDGE-13-WP-2R-E_Jonathan%20T%20Woldemariam_EOWM.pdf | 7330 |  | 67.6206
WMP.10087110105 | WMP.1008 | Emergency preparedness plan | Plan developed in collaboration with key internal business units and external public safety partners to enhance prepardness and improve communication efficiency in an emergency | Emergency Preparedness | No units to report | https://www.sdge.com/sites/default/files/regulatory/2024-07-05_SDGE_2023_WMP_R5_redacted.pdf | 18472.0873 | Emergency Planning & Preparedness | 7110105 | The mission of the SDG&E Emergency Management department is to coordinate safe and effective emergency preparedness for the Company, the public, and emergency response personnel. |  | 1WM001.000 | https://www.sdge.com/sites/default/files/regulatory/SDGE-13-WP-2R-E_Jonathan%20T%20Woldemariam_EOWM.pdf | 20032 |  | N/A | Initiative addresses all wildfire mitigation and PSPS across entire service territory and is not location specific. For illustrative purposes, any costs and/or units are shown as HFTD.
WMP.5577110104/7113802 | WMP.557 | Aviation Firefighting Program | Aerial firefighting resources dispatched through CAL FIRE provides wildfire suppression in the region used to reduces potential consequences of wildfire | Emergency Preparedness | No units to report | https://www.sdge.com/sites/default/files/regulatory/2024-07-05_SDGE_2023_WMP_R5_redacted.pdf | 13138.3631 | Grid Operations & Operating Protocols | 7110104/7113802 | SDG&E Grid Operations & Protocols O&M costs account for the aviation firefighting program and wildfire infrastructure protection teams. |  | 1WM006.000 | https://www.sdge.com/sites/default/files/regulatory/SDGE-13-WP-2R-E_Jonathan%20T%20Woldemariam_EOWM.pdf | -13021 |  | 308.4762 | Initiative addresses all wildfire mitigation and PSPS across entire service territory and is not location specific. For illustrative purposes, any costs and/or units are shown as HFTD.
WMP.5637127614/7111442/7133143 | WMP.563 | Public emergency communication strategy | Emergency Management's public emergency communication strategy | Emergency Preparedness | No units to report | https://www.sdge.com/sites/default/files/regulatory/2024-07-05_SDGE_2023_WMP_R5_redacted.pdf | 12508.1324 | Stakeholder Cooperation & Community Engagement | 7127614/7111442/7133143 | Engagement and cooperation among all wildfire stakeholders, including the public, are extremely important to SDG&E. SDG&E partners with utility customers, elected officials, nonprofit support organizations, first responders and all other public safety and community partners. |  | 1WM008.000 | https://www.sdge.com/sites/default/files/regulatory/SDGE-13-WP-2R-E_Jonathan%20T%20Woldemariam_EOWM.pdf | 2814 |  | N/A | Initiative addresses all wildfire mitigation and PSPS across entire service territory and is not location specific. For illustrative purposes, any costs and/or units are shown as HFTD.
WMP.119522256-O&M | WMP.1195 | Early Fault Detection | Early fault detection employs technologies such as Advance Radio Frequency Sensors (ARFS) and Power Quality (PQ) Meters to detect and prevent significant equipment failures before they occur. | Grid Design, Operations, and Maintenance | Nodes | https://www.sdge.com/sites/default/files/regulatory/2024-07-05_SDGE_2023_WMP_R5_redacted.pdf |  | N/A | 22256-O&M | N/A |  | N/A |  | 1490 |  | 222.0559
WMP.4627129048 | WMP.462 | Microgrids | Microgrids provide backup generation and battery storage in HTFD | Grid Design, Operations, and Maintenance | Microgrid | https://www.sdge.com/sites/default/files/regulatory/2024-07-05_SDGE_2023_WMP_R5_redacted.pdf | 1835.2689 | Grid Design & System Hardening | 7129048 | SDG&E’s grid hardening programs are a set of initiatives that address the goal of reducing wildfires caused by utility equipment and minimizing the impacts to customers from mitigations such as PSPS. |  | 1WM003.000 | https://www.sdge.com/sites/default/files/regulatory/SDGE-13-WP-2R-E_Jonathan%20T%20Woldemariam_EOWM.pdf | -1596 |  | 141.6479
WMP.46315259-O&M | WMP.463 | Advanced Protection | Advanced Protection creates higher visibility and situational awareness in fire-prone areas, and allow for the implementation of new relay and automation standards in locations where protection coordination is difficult due to lower fault currents attributed to high impedance faults. | Grid Design, Operations, and Maintenance | Circuits | https://www.sdge.com/sites/default/files/regulatory/2024-07-05_SDGE_2023_WMP_R5_redacted.pdf | 0 | N/A | 15259-O&M | N/A |  | N/A |  | 522 |  | 399.5098
WMP.47520284-O&M | WMP.475 | DIST OH Hardening - Traditional Hardening | Bare Conductor Hardening includes the replacement of wood poles with steel, replacement of conductor with high-strength bare conductor, and in some cases permanent removal of overhead facilities. | Grid Design, Operations, and Maintenance | Miles | https://www.sdge.com/sites/default/files/regulatory/2024-07-05_SDGE_2023_WMP_R5_redacted.pdf | 54.8182 | Grid Design & System Hardening | 20284-O&M | SDG&E’s grid hardening programs are a set of initiatives that address the goal of reducing wildfires caused by utility equipment and minimizing the impacts to customers from mitigations such as PSPS. |  | 1WM003.000 | https://www.sdge.com/sites/default/files/regulatory/SDGE-13-WP-2R-E_Jonathan%20T%20Woldemariam_EOWM.pdf | 1630 |  | 3.8391
WMP.47800239-O&M | WMP.478 | Distribution OH Detailed | OH detailed inspections are conducted to reduce the risk of equipment failure. | Grid Design, Operations, and Maintenance | Structures | https://www.sdge.com/sites/default/files/regulatory/2024-07-05_SDGE_2023_WMP_R5_redacted.pdf | 730.4545 | Asset Management & Inspections | 00239-O&M | This cost category consists of SDG&E’s asset management and inspection programs. The purpose of these programs is to promote safety for the general public, SDG&E personnel, and contractors by providing a safe operating and construction environment while maintaining system reliability |  | 1WM004.000 | https://www.sdge.com/sites/default/files/regulatory/SDGE-13-WP-2R-E_Jonathan%20T%20Woldemariam_EOWM.pdf | -13097 |  | 66.179
WMP.47920127-O&M | WMP.479 | Transmisson OH Detailed Inspections | OH detailed inspections are conducted to reduce the risk of equipment failure. | Grid Design, Operations, and Maintenance | Structures | https://www.sdge.com/sites/default/files/regulatory/2024-07-05_SDGE_2023_WMP_R5_redacted.pdf | 0 | N/A | 20127-O&M | N/A |  | N/A |  | 57 |  | 6.3685
WMP.4837113810 | WMP.483 | Distribution Woodpole Intrusive | Intrusive inspections are conducted to reduce the risk of equipment failure | Grid Design, Operations, and Maintenance | Structures | https://www.sdge.com/sites/default/files/regulatory/2024-07-05_SDGE_2023_WMP_R5_redacted.pdf | 143.8082 | Asset Management & Inspections | 7113810 | This cost category consists of SDG&E’s asset management and inspection programs. The purpose of these programs is to promote safety for the general public, SDG&E personnel, and contractors by providing a safe operating and construction environment while maintaining system reliability |  | 1WM004.000 | https://www.sdge.com/sites/default/files/regulatory/SDGE-13-WP-2R-E_Jonathan%20T%20Woldemariam_EOWM.pdf | -34 |  | 11.4232
WMP.4887127615 | WMP.488 | Distribution OH Patrols | Overhead patrol inspections are conducted to reduce the risk of equipment failure | Grid Design, Operations, and Maintenance | Structures | https://www.sdge.com/sites/default/files/regulatory/2024-07-05_SDGE_2023_WMP_R5_redacted.pdf | 318.4325 | Asset Management & Inspections | 7127615 | This cost category consists of SDG&E’s asset management and inspection programs. The purpose of these programs is to promote safety for the general public, SDG&E personnel, and contractors by providing a safe operating and construction environment while maintaining system reliability |  | 1WM004.000 | https://www.sdge.com/sites/default/files/regulatory/SDGE-13-WP-2R-E_Jonathan%20T%20Woldemariam_EOWM.pdf | 297 |  | 1258.223
WMP.5497143342 | WMP.549 | LTE Communication Network (DCRI) | DCRI enables APP and EFD technologies as a reliable communication network necessary for initiatives that require continuous communication. | Grid Design, Operations, and Maintenance | Base Stations | https://www.sdge.com/sites/default/files/regulatory/2024-07-05_SDGE_2023_WMP_R5_redacted.pdf | 0 | N/A | 7143342 | N/A |  | N/A |  | 4697.5476 |  | N/A
WMP.55220286-O&M | WMP.552 | Distribution Drone Assessments | Drone inspections performed on highest risk structures in the HFTD and WUI areas. | Grid Design, Operations, and Maintenance | Structures | https://www.sdge.com/sites/default/files/regulatory/2024-07-05_SDGE_2023_WMP_R5_redacted.pdf | 14443.5971 | Asset Management & Inspections | 20286-O&M | This cost category consists of SDG&E’s asset management and inspection programs. The purpose of these programs is to promote safety for the general public, SDG&E personnel, and contractors by providing a safe operating and construction environment while maintaining system reliability |  | 1WM004.000 | https://www.sdge.com/sites/default/files/regulatory/SDGE-13-WP-2R-E_Jonathan%20T%20Woldemariam_EOWM.pdf | 88349.0412 |  | 49.5222
WMP.97222247-O&M | WMP.972 | Avian Protection | Avian Protection is aimed at improving reliability and reducing the risk of faults and wire-down events associated with avian contact that can lead to ignitions. | Grid Design, Operations, and Maintenance | Poles | https://www.sdge.com/sites/default/files/regulatory/2024-07-05_SDGE_2023_WMP_R5_redacted.pdf | 0 | N/A | 22247-O&M | N/A |  | N/A |  | 50.24 |  | 273.5642
WMP.4507110106/7110107 | WMP.450 | Fire potential index | 7‐day forecast product, produced daily, classifies the fire potential based on weather and fuels conditions and historical fire occurrences used to communicate the wildfire potential on any given day to promote safe and reliable operations | Situational Awareness and Forecasting | No units to report | https://www.sdge.com/sites/default/files/regulatory/2024-07-05_SDGE_2023_WMP_R5_redacted.pdf | 4296.8196 | Situational Awareness and Forecasting | 7110106/7110107 | Situational Awareness and Forecasting includes costs for SDG&E Fire Coordination, Meteorology, and Wildfire Resilience. |  | 1WM002.000 | https://www.sdge.com/sites/default/files/regulatory/SDGE-13-WP-2R-E_Jonathan%20T%20Woldemariam_EOWM.pdf | 3638 |  | N/A | Initiative addresses all wildfire mitigation and PSPS across entire service territory and is not location specific. For illustrative purposes, any costs and/or units are shown as HFTD.
WMP.14317144089 | WMP.1431 | Air Quality Station Maintenance | Maintenance of the particulate sensors will include a scheduled monthly, quarterly, and annual inspection. Each visit will include a rigorous preventative maintenance to ensure accurate functioning of the sensors. | Situational Awareness and Forecasting | Sensors | https://www.sdge.com/sites/default/files/regulatory/2024-07-05_SDGE_2023_WMP_R5_redacted.pdf | 113.7628 | Situational Awareness and Forecasting | 7144089 | Situational Awareness and Forecasting includes costs for SDG&E Fire Coordination, Meteorology, and Wildfire Resilience. |  | 1WM002.000 | https://www.sdge.com/sites/default/files/regulatory/SDGE-13-WP-2R-E_Jonathan%20T%20Woldemariam_EOWM.pdf | -147 |  | N/A
WMP.5197137944 | WMP.519 | Centralized repository for data | Data Foundation centralized repository that ingests and stores WMP related data in its original form, that can then be processed and used as a basis for a variety of analytic needs. | Wildfire Mitigation Strategy Development | No units to report | https://www.sdge.com/sites/default/files/regulatory/2024-07-05_SDGE_2023_WMP_R5_redacted.pdf | 1873.7245 | Data Governance | 7137944 | Data Governance includes costs for centralization of data, WMP metrics, data repository, and documentation of models. |  | 1WM007.002 | https://www.sdge.com/sites/default/files/regulatory/SDGE-13-WP-2R-E_Jonathan%20T%20Woldemariam_EOWM.pdf | -500 |  | N/A | Initiative addresses all wildfire mitigation and PSPS across entire service territory and is not location specific. For illustrative purposes, any costs and/or units are shown as HFTD.
WMP.5237117506 | WMP.523 | Allocation methodology development and application | Investment and prioritization decisions for risk mitigations are informed by calculating risk reduction benefits, which include improvements to wildfire safety and reductions of PSPS impacts on customers. | Wildfire Mitigation Strategy Development | No units to report | https://www.sdge.com/sites/default/files/regulatory/2024-07-05_SDGE_2023_WMP_R5_redacted.pdf | 8781.9958 | Resource Allocation Methodology | 7117506 | Resource Allocation Methodology includes costs for WMP Mitigations: Asset Management O&M; Wildfire Mitigation Personnel and PSPS Mitigation Engineering Team. |  | 1WM007.000 | https://www.sdge.com/sites/default/files/regulatory/SDGE-13-WP-2R-E_Jonathan%20T%20Woldemariam_EOWM.pdf | -5088 |  | N/A | Initiative addresses all wildfire mitigation and PSPS across entire service territory and is not location specific. For illustrative purposes, any costs and/or units are shown as HFTD.
WMP.10177113807 | WMP.1017 | CNF(Distribution Overhead) | Bare Conductor Hardening includes the replacement of wood poles with steel, replacement of conductor with high-strength bare conductor, and in some cases permanent removal of overhead facilities. | Grid Design, Operations, and Maintenance | No units to report | https://www.sdge.com/sites/default/files/regulatory/2024-07-05_SDGE_2023_WMP_R5_redacted.pdf | 0 | Grid Design & System Hardening | 7113807 | SDG&E’s grid hardening programs are a set of initiatives that address the goal of reducing wildfires caused by utility equipment and minimizing the impacts to customers from mitigations such as PSPS. |  | 1WM003.000 | https://www.sdge.com/sites/default/files/regulatory/SDGE-13-WP-2R-E_Jonathan%20T%20Woldemariam_EOWM.pdf | 1115 |  | 0
WMP.118922242-O&M | WMP.1189 | Strategic Pole Replacement | Targets high-risk poles located throughout the service territory that are gas treated (also known as Cellon treatment) and are set in concrete and steel reinforced, steel reinforced and set in soil, or set in soil, and are not being address by other programs such as Covered Conductor Hardening or Strategic Undergrounding. | Grid Design, Operations, and Maintenance | Poles | https://www.sdge.com/sites/default/files/regulatory/2024-07-05_SDGE_2023_WMP_R5_redacted.pdf | 0 | N/A | 22242-O&M | N/A |  | N/A |  | 456 |  | 222.0559
WMP.54514140-O&M | WMP.545 | Transmission OH Hardening - DUB | Replace wood poles with steel poles, replace aging conductors with high strength conductors, and increase conductor spacing in the HFTD to reduce the chance of risk events and ignitions. | Grid Design, Operations, and Maintenance | Miles | https://www.sdge.com/sites/default/files/regulatory/2024-07-05_SDGE_2023_WMP_R5_redacted.pdf | 0 | N/A | 14140-O&M | N/A |  | N/A |  | -130 |  | 12.3416
WMP.4647111445 | WMP.464 | Hotline Clamps | Replaces HLC connections that are connected directly onto the overhead primary conductors with compression connections to eliminate the risk of the wire down failure and the associated wildfire risk. | Grid Design, Operations, and Maintenance | HLCs | https://www.sdge.com/sites/default/files/regulatory/2024-07-05_SDGE_2023_WMP_R5_redacted.pdf | 416.847 | Grid Design & System Hardening | 7111445 | SDG&E’s grid hardening programs are a set of initiatives that address the goal of reducing wildfires caused by utility equipment and minimizing the impacts to customers from mitigations such as PSPS. |  | 1WM003.000 | https://www.sdge.com/sites/default/files/regulatory/SDGE-13-WP-2R-E_Jonathan%20T%20Woldemariam_EOWM.pdf | 977 |  | 340.9291
BLM-OM NewBLM-OM New | BLM-OM New | BLM Land Management | SDG&E complies with the Federal Land Policy and Management Act (FLPMA) Section 512, which establishes requirements for the development, approval, and implementation of vegetation management, facility inspection, and O&M plans for electric utilities operating in rights-of-ways on National Forest Service and Bureau of Land Management (BLM) lands. | Grid Design, Operations, and Maintenance | No units to report | https://www.sdge.com/sites/default/files/regulatory/2024-07-05_SDGE_2023_WMP_R5_redacted.pdf | 4.5682 | Grid Design & System Hardening | BLM-OM New | SDG&E’s grid hardening programs are a set of initiatives that address the goal of reducing wildfires caused by utility equipment and minimizing the impacts to customers from mitigations such as PSPS. |  | 1WM003.000 | https://www.sdge.com/sites/default/files/regulatory/SDGE-13-WP-2R-E_Jonathan%20T%20Woldemariam_EOWM.pdf | -10 |  | N/A
CNF-OM NewCNF-OM New | CNF-OM New | CNF Land Management | The Cleveland National Forecast Master Special Use Permit (CNF MSUP) authorizes both SDG&E transmission and distribution assets in the Cleveland National Forest. SDG&E activities under the CNF MSUP include routine vegetation management (including hazard tree trimming and removal and pole brushing), inspections and repairs of poles, cross arms, conductors, vaults, substations and helipads, internal communications and weather station equipment installation/repairs. | Grid Design, Operations, and Maintenance | Cleveland National Forest Master Special Use Permit | https://www.sdge.com/sites/default/files/regulatory/2024-07-05_SDGE_2023_WMP_R5_redacted.pdf | 153.0342 | Grid Design & System Hardening | CNF-OM New | SDG&E’s grid hardening programs are a set of initiatives that address the goal of reducing wildfires caused by utility equipment and minimizing the impacts to customers from mitigations such as PSPS. |  | 1WM003.000 | https://www.sdge.com/sites/default/files/regulatory/SDGE-13-WP-2R-E_Jonathan%20T%20Woldemariam_EOWM.pdf | -311 |  | N/A
WMP.55020282-O&M | WMP.550 | Lightning Arrestor Replacement | Installation of CAL FIRE-approved lightning arrestors to mitigate the impact of transient overvoltage on the electric system. CAL FIRE-approved lightning arrestors are equipped with an external device that operates prior to the arrestor overloading, dramatically reducing the potential of becoming an ignition source. | Grid Design, Operations, and Maintenance | Arrestors | https://www.sdge.com/sites/default/files/regulatory/2024-07-05_SDGE_2023_WMP_R5_redacted.pdf | 0 | N/A | 20282-O&M | N/A |  | N/A |  | 86 | N/A | 780.9626
WMP.55721255 | WMP.557 | Aviation Firefighting Program | Aerial firefighting resources dispatched through CAL FIRE provides wildfire suppression in the region used to reduces potential consequences of wildfire | Emergency Preparedness | No units to report | https://www.sdge.com/sites/default/files/regulatory/2024-07-05_SDGE_2023_WMP_R5_redacted.pdf | 0 | RAMP Helicopter IR & HD Cameras | 21255 | The purpose of purchasing High Definition Infrared (HD/IR) cameras is to enhance inspections and to supplement firefighting capabilities. Additionally, community partners and first responder agencies have access to this powerful situational awareness tool integrated into a live mesh network for real-time situational awareness during emergencies. Cameras mounted onto aerial firefighting assets will have live stream capabilities via a mesh network to display imagery, video, or infrared video on ground stations. This video will be accessible to public safety entities that require information on the collected data. |  | 212550 | https://www.sdge.com/sites/default/files/regulatory/SDGE-13-CWP-2R-E_Jonathan%20T%20Woldemariam_WM.pdf | 0 | N/A | 308.4762 | Initiative addresses all wildfire mitigation and PSPS across entire service territory and is not location specific. For illustrative purposes, any costs and/or units are shown as HFTD.
WMP.5459137 | WMP.545 | Transmission OH Hardening - DUB | Replace wood poles with steel poles, replace aging conductors with high strength conductors, and increase conductor spacing in the HFTD to reduce the chance of risk events and ignitions. | Grid Design, Operations, and Maintenance | Miles | https://www.sdge.com/sites/default/files/regulatory/2024-07-05_SDGE_2023_WMP_R5_redacted.pdf | 0 |  | 9137 |  |  | N/A |  | 0 | N/A | 12.3416
WMP.54516150 | WMP.545 | Transmission OH Hardening - DUB | Replace wood poles with steel poles, replace aging conductors with high strength conductors, and increase conductor spacing in the HFTD to reduce the chance of risk events and ignitions. | Grid Design, Operations, and Maintenance | Miles | https://www.sdge.com/sites/default/files/regulatory/2024-07-05_SDGE_2023_WMP_R5_redacted.pdf | 0 |  | 16150 |  |  | N/A |  | 0 | N/A | 12.3416
WMP.143016245 | WMP.1430 | Weather Station Maintenance and Calibration | Calibration and maintenance of weather stations is crucial for obtaining accurate, reliable, and high-quality data. Weather station instruments are calibrated annually in alignment with National Weather Service (NWS) procedures and internal procedures. Maintenance also includes routine replacement of aging sensors. | Situational Awareness and Forecasting | Stations | https://www.sdge.com/sites/default/files/regulatory/2024-07-05_SDGE_2023_WMP_R5_redacted.pdf | 0 |  | 16245 |  |  | N/A |  | 0 | N/A | N/A
WMP.56319250 | WMP.563 | Public emergency communication strategy | Emergency Management's public emergency communication strategy | Emergency Preparedness | No units to report | https://www.sdge.com/sites/default/files/regulatory/2024-07-05_SDGE_2023_WMP_R5_redacted.pdf | 0 |  | 19250 |  |  | N/A |  | 0 | N/A | N/A | Initiative addresses all wildfire mitigation and PSPS across entire service territory and is not location specific. For illustrative purposes, any costs and/or units are shown as HFTD.
WMP.55220155 | WMP.552 | Distribution Drone Assessments | Drone inspections performed on highest risk structures in the HFTD and WUI areas. | Grid Design, Operations, and Maintenance | Structures | https://www.sdge.com/sites/default/files/regulatory/2024-07-05_SDGE_2023_WMP_R5_redacted.pdf | 0 |  | 20155 |  |  | N/A |  | 0 | N/A | 49.5222 | Initiative addresses all wildfire mitigation and PSPS across entire service territory and is not location specific. For illustrative purposes, any costs and/or units are shown as HFTD.
WMP.100820279 | WMP.1008 | Emergency preparedness plan | Plan developed in collaboration with key internal business units and external public safety partners to enhance prepardness and improve communication efficiency in an emergency | Emergency Preparedness | No units to report | https://www.sdge.com/sites/default/files/regulatory/2024-07-05_SDGE_2023_WMP_R5_redacted.pdf | 0 |  | 20279 |  |  | N/A |  | 0 | N/A | N/A | Initiative addresses all wildfire mitigation and PSPS across entire service territory and is not location specific. For illustrative purposes, any costs and/or units are shown as HFTD.
WMP.51920875 | WMP.519 | Centralized repository for data | Data Foundation centralized repository that ingests and stores WMP related data in its original form, that can then be processed and used as a basis for a variety of analytic needs. | Wildfire Mitigation Strategy Development | No units to report | https://www.sdge.com/sites/default/files/regulatory/2024-07-05_SDGE_2023_WMP_R5_redacted.pdf | 0 |  | 20875 |  |  | N/A |  | 0 | N/A | N/A | Initiative addresses all wildfire mitigation and PSPS across entire service territory and is not location specific. For illustrative purposes, any costs and/or units are shown as HFTD.
WMP.100820876 | WMP.1008 | Emergency preparedness plan | Plan developed in collaboration with key internal business units and external public safety partners to enhance prepardness and improve communication efficiency in an emergency | Emergency Preparedness | No units to report | https://www.sdge.com/sites/default/files/regulatory/2024-07-05_SDGE_2023_WMP_R5_redacted.pdf | 0 |  | 20876 |  |  | N/A |  | 0 | N/A | N/A | Initiative addresses all wildfire mitigation and PSPS across entire service territory and is not location specific. For illustrative purposes, any costs and/or units are shown as HFTD.
WMP.52320878 | WMP.523 | Allocation methodology development and application | Investment and prioritization decisions for risk mitigations are informed by calculating risk reduction benefits, which include improvements to wildfire safety and reductions of PSPS impacts on customers. | Wildfire Mitigation Strategy Development | No units to report | https://www.sdge.com/sites/default/files/regulatory/2024-07-05_SDGE_2023_WMP_R5_redacted.pdf | 0 |  | 20878 |  |  | N/A |  | 0 | N/A | N/A | Initiative addresses all wildfire mitigation and PSPS across entire service territory and is not location specific. For illustrative purposes, any costs and/or units are shown as HFTD.
WMP.52320887 | WMP.523 | Allocation methodology development and application | Investment and prioritization decisions for risk mitigations are informed by calculating risk reduction benefits, which include improvements to wildfire safety and reductions of PSPS impacts on customers. | Wildfire Mitigation Strategy Development | No units to report | https://www.sdge.com/sites/default/files/regulatory/2024-07-05_SDGE_2023_WMP_R5_redacted.pdf | 0 |  | 20887 |  |  | N/A |  | 0 | N/A | N/A | Initiative addresses all wildfire mitigation and PSPS across entire service territory and is not location specific. For illustrative purposes, any costs and/or units are shown as HFTD.
WMP.51920889 | WMP.519 | Centralized repository for data | Data Foundation centralized repository that ingests and stores WMP related data in its original form, that can then be processed and used as a basis for a variety of analytic needs. | Wildfire Mitigation Strategy Development | No units to report | https://www.sdge.com/sites/default/files/regulatory/2024-07-05_SDGE_2023_WMP_R5_redacted.pdf | 0 |  | 20889 |  |  | N/A |  | 0 | N/A | N/A | Initiative addresses all wildfire mitigation and PSPS across entire service territory and is not location specific. For illustrative purposes, any costs and/or units are shown as HFTD.
WMP.100820893 | WMP.1008 | Emergency preparedness plan | Plan developed in collaboration with key internal business units and external public safety partners to enhance prepardness and improve communication efficiency in an emergency | Emergency Preparedness | No units to report | https://www.sdge.com/sites/default/files/regulatory/2024-07-05_SDGE_2023_WMP_R5_redacted.pdf | 0 |  | 20893 |  |  | N/A |  | 0 | N/A | N/A | Initiative addresses all wildfire mitigation and PSPS across entire service territory and is not location specific. For illustrative purposes, any costs and/or units are shown as HFTD.
WMP.100821265 | WMP.1008 | Emergency preparedness plan | Plan developed in collaboration with key internal business units and external public safety partners to enhance prepardness and improve communication efficiency in an emergency | Emergency Preparedness | No units to report | https://www.sdge.com/sites/default/files/regulatory/2024-07-05_SDGE_2023_WMP_R5_redacted.pdf | 0 |  | 21265 |  |  | N/A |  | 0 | N/A | N/A | Initiative addresses all wildfire mitigation and PSPS across entire service territory and is not location specific. For illustrative purposes, any costs and/or units are shown as HFTD.
WMP.100821882 | WMP.1008 | Emergency preparedness plan | Plan developed in collaboration with key internal business units and external public safety partners to enhance prepardness and improve communication efficiency in an emergency | Emergency Preparedness | No units to report | https://www.sdge.com/sites/default/files/regulatory/2024-07-05_SDGE_2023_WMP_R5_redacted.pdf | 0 |  | 21882 |  |  | N/A |  | 0 | N/A | N/A | Initiative addresses all wildfire mitigation and PSPS across entire service territory and is not location specific. For illustrative purposes, any costs and/or units are shown as HFTD.
WMP.56321883 | WMP.563 | Public emergency communication strategy | Emergency Management's public emergency communication strategy | Emergency Preparedness | No units to report | https://www.sdge.com/sites/default/files/regulatory/2024-07-05_SDGE_2023_WMP_R5_redacted.pdf | 0 |  | 21883 |  |  | N/A |  | 0 | N/A | N/A | Initiative addresses all wildfire mitigation and PSPS across entire service territory and is not location specific. For illustrative purposes, any costs and/or units are shown as HFTD.
WMP.46324251 | WMP.463 | Advanced Protection | Advanced Protection creates higher visibility and situational awareness in fire-prone areas, and allow for the implementation of new relay and automation standards in locations where protection coordination is difficult due to lower fault currents attributed to high impedance faults. | Grid Design, Operations, and Maintenance | Circuits | https://www.sdge.com/sites/default/files/regulatory/2024-07-05_SDGE_2023_WMP_R5_redacted.pdf | requested as part of GRC WP 152590 | RAMP - Advanced Protection | 24251 | The purpose of this project is to replace aging circuit breakers and/or obsolete electromechanical relays and to create a more comprehensive protection system with installation of Distribution Supervisory Control and Data Acquisition (SCADA). Substation improvements include the following: • Reconfiguration of 12kV circuit breakers and relays to meet reliability and safety standards. • Installation of Distribution SCADA. • Installation of new transformer bank relays. • Installation of new 12kV Bus Differential relays. • Installation of microprocessor feeder relays. Advanced Protection devices to enhance feeder protection, reduce fire risk, and enable opportunities include: o Falling conductor logic o Downed conductor detection (DCD) o Arc sensing technology (AST) o Advanced SGF (spike counting/adaptive set-point) o Remote event retrieval o Remote setting changes |  | 152590 | https://www.sdge.com/sites/default/files/regulatory/SDGE-13-CWP-2R-E_Jonathan%20T%20Woldemariam_WM.pdf | 2244.567 | N/A | 399.5098

## Expenses
Expenses and Recoveries |  |  | Section A: WMP Cost and Unit Data | [5 empty] | Section B: Costs and Units Authorized in Last GRC | [5 empty] | Section C: Costs and Units Forecast to be Requested in the Next GRC | [5 empty] | Section D: Costs Recovered via Application (Memo or Balancing Account) | [5 empty] | Section E: EUP | [5 empty] | Section F: FERC or Other
Report $ in Thousands |  |  | Costs and Amounts by Year | [5 empty] | WMP Year 1 |  | WMP Year 2 |  | WMP Year 3 |  | WMP Year 1 |  | WMP Year 2 |  | WMP Year 3 |  | WMP Year 1 |  | WMP Year 2 |  | WMP Year 3 |  | WMP Year 1 |  | WMP Year 2 |  | WMP Year 3 |  | WMP Year 1 |  | WMP Year 2 |  | WMP Year 3
Mitigation Initiative Cost Reporting Identification Code | Territory Type (HFTD/non-HFTD) | Cost Type (CapEx/OpEx) | WMP 2023 ($) | WMP 2023 Number of Units (where applicable) | WMP 2024 ($) | WMP 2024 Number of Units (where applicable) | WMP 2025 ($) | WMP 2025 Number of Units (where applicable) | Costs authorized in last GRC (2024) ($) for WMP 2023 | Units authorized in last GRC (2024) for WMP 2023 | Costs authorized in last GRC (2024) ($) for WMP 2024 | Units authorized in last GRC (2024) for WMP 2024 | Costs authorized in last GRC (2024) ($) for WMP 2025 | Units authorized in last GRC (2024) for WMP 2025 | Costs to be requested in next GRC (2028) ($) for WMP 2023 | Units to be requested in next GRC (2028) for WMP 2023 | Costs to be requested in next GRC (2028) ($) for WMP 2024 | Units to be requested in next GRC (2028) for WMP 2024 | Costs to be requested in next GRC (2028) ($) for WMP 2025 | Units to be requested in next GRC (2028) for WMP 2025 | Costs ($) recorded via non-GRC Application for WMP 2023 | Units recorded via non-GRC Application for WMP 2023 | Costs ($) recorded via non-GRC Application for WMP 2024 | Units recorded via non-GRC Application for WMP 2024 | Costs ($) recorded via non-GRC Application for WMP 2025 | Units recorded via non-GRC Application for WMP 2025 | EUP, Forecasted Costs ($) for WMP 2023 | EUP, Forecasted Units for WMP 2023 | EUP, Forecasted Costs ($) for WMP 2024 | EUP, Forecasted Units for WMP 2024 | EUP, Forecasted Costs ($) for WMP 2025 | EUP, Forecasted Units for WMP 2025 | FERC or Other Forecasted Costs ($) to be recovered for WMP 2023 | FERC or Other Forecasted Units to be recovered for WMP 2023 | FERC or Other Forecasted Costs ($) to be recovered for WMP 2024 | FERC or Other Forecasted Units to be recovered for WMP 2024 | FERC or Other Forecasted Costs ($) to be recovered for WMP 2025 | FERC or Other Forecasted Units to be recovered for WMP 2025 | Comments
WMP.47319246 | HFTD | CapEx | 88546.8198 | 72 | 214827.1902 | 112 | 85728 | 28 | 0 | 0 | 103556 | 35 | 118600 | 35 | [6 empty] | 88546.8198 | 72 | 111271.1902 | 77 | -32872 | -7
WMP.47319246 | HFTD | OpEx | 0 | 0 | 0 | 0 | 0 | 0 | 0 | 0 | 0 | 0 | 0 | 0 | [6 empty] | 0 | 0 | 0 | 0 | 0 | 0
WMP.47319246 | non-HFTD | CapEx | 0 | 0 | 0 | 0 | 0 | 0 | 0 | 0 | 0 | 0 | 0 | 0 | [6 empty] | 0 | 0 | 0 | 0 | 0 | 0
WMP.47319246 | non-HFTD | OpEx | 0 | 0 | 0 | 0 | 0 | 0 | 0 | 0 | 0 | 0 | 0 | 0 | [6 empty] | 0 | 0 | 0 | 0 | 0 | 0
WMP.45520285 | HFTD | CapEx | 37471.3368 | 60 | 75354.652 | 35.9103 | 81431 | 50 | 0 | 0 | 90141 | 100 | 90141 | 100 | [6 empty] | 37471.3368 | 60 | -14786.348 | -64.0897 | -8710 | -50
WMP.45520285 | HFTD | OpEx | 0 | 0 | 0 | 0 | 0 | 0 | 0 | 0 | 0 | 0 | 0 | 0 | [6 empty] | 0 | 0 | 0 | 0 | 0 | 0
WMP.45520285 | non-HFTD | CapEx | 0 | 0 | 0 | 0 | 0 | 0 | 0 | 0 | 0 | 0 | 0 | 0 | [6 empty] | 0 | 0 | 0 | 0 | 0 | 0
WMP.45520285 | non-HFTD | OpEx | 0 | 0 | 0 | 0 | 0 | 0 | 0 | 0 | 0 | 0 | 0 | 0 | [6 empty] | 0 | 0 | 0 | 0 | 0 | 0
WMP.100819260 | HFTD | CapEx | 6.7553 | 0 | 0 | 0 | 0 | 0 | 0 | 0 | 0 | 0 | 0 | 0 | [6 empty] | 6.7553 | 0 | 0 | 0 | 0 | 0
WMP.100819260 | HFTD | OpEx | 0 | 0 | 0 | 0 | 0 | 0 | 0 | 0 | 0 | 0 | 0 | 0 | [6 empty] | 0 | 0 | 0 | 0 | 0 | 0
WMP.100819260 | non-HFTD | CapEx | 0 | 0 | 0 | 0 | 0 | 0 | 0 | 0 | 0 | 0 | 0 | 0 | [6 empty] | 0 | 0 | 0 | 0 | 0 | 0
WMP.100819260 | non-HFTD | OpEx | 0 | 0 | 0 | 0 | 0 | 0 | 0 | 0 | 0 | 0 | 0 | 0 | [6 empty] | 0 | 0 | 0 | 0 | 0 | 0
WMP.100819780 | HFTD | CapEx | 13830.648 | 0 | 652.1886 | 0 | 0 | 0 | 720.5341 | 0 | 0 | 0 | 0 | 0 | [6 empty] | 13110.1138 | 0 | 652.1886 | 0 | 0 | 0
WMP.100819780 | HFTD | OpEx | 0 | 0 | 0 | 0 | 0 | 0 | 0 | 0 | 0 | 0 | 0 | 0 | [6 empty] | 0 | 0 | 0 | 0 | 0 | 0
WMP.100819780 | non-HFTD | CapEx | 0 | 0 | 0 | 0 | 0 | 0 | 0 | 0 | 0 | 0 | 0 | 0 | [6 empty] | 0 | 0 | 0 | 0 | 0 | 0
WMP.100819780 | non-HFTD | OpEx | 0 | 0 | 0 | 0 | 0 | 0 | 0 | 0 | 0 | 0 | 0 | 0 | [6 empty] | 0 | 0 | 0 | 0 | 0 | 0
WMP.100822879 | HFTD | CapEx | 2245.0286 | 0 | 2469.7325 | 0 | 0 | 0 | 0 | 0 | 0 | 0 | 0 | 0 | [6 empty] | 2245.0286 | 0 | 2469.7325 | 0 | 0 | 0
WMP.100822879 | HFTD | OpEx | 0 | 0 | 0 | 0 | 0 | 0 | 0 | 0 | 0 | 0 | 0 | 0 | [6 empty] | 0 | 0 | 0 | 0 | 0 | 0
WMP.100822879 | non-HFTD | CapEx | 0 | 0 | 0 | 0 | 0 | 0 | 0 | 0 | 0 | 0 | 0 | 0 | [6 empty] | 0 | 0 | 0 | 0 | 0 | 0
WMP.100822879 | non-HFTD | OpEx | 0 | 0 | 0 | 0 | 0 | 0 | 0 | 0 | 0 | 0 | 0 | 0 | [6 empty] | 0 | 0 | 0 | 0 | 0 | 0
WMP.100821879 | HFTD | CapEx | 0 | 0 | 0 | 0 | 0 | 0 | 0 | 0 | 2949 | 0 | 3037 | 0 | [6 empty] | 0 | 0 | -2949 | 0 | -3037 | 0 | [12 empty] | No units to report. Initiative addresses all wildfire mitigation and PSPS across entire service territory and is not location specific.
WMP.100821879 | HFTD | OpEx | 0 | 0 | 0 | 0 | 0 | 0 | 0 | 0 | 0 | 0 | 0 | 0 | [6 empty] | 0 | 0 | 0 | 0 | 0 | 0
WMP.100821879 | non-HFTD | CapEx | 0 | 0 | 0 | 0 | 0 | 0 | 0 | 0 | 0 | 0 | 0 | 0 | [6 empty] | 0 | 0 | 0 | 0 | 0 | 0
WMP.100821879 | non-HFTD | OpEx | 0 | 0 | 0 | 0 | 0 | 0 | 0 | 0 | 0 | 0 | 0 | 0 | [6 empty] | 0 | 0 | 0 | 0 | 0 | 0
WMP.1008WMP24004 | HFTD | CapEx | 0 | 0 | 0 | 0 | 315.237 | 0 | 0 | 0 | 0 | 0 | 0 | 0 | [6 empty] | 0 | 0 | 0 | 0 | 315.237 | 0
WMP.1008WMP24004 | HFTD | OpEx | 0 | 0 | 0 | 0 | 0 | 0 | 0 | 0 | 0 | 0 | 0 | 0 | [6 empty] | 0 | 0 | 0 | 0 | 0 | 0
WMP.1008WMP24004 | non-HFTD | CapEx | 0 | 0 | 0 | 0 | 95.1866 | 0 | 0 | 0 | 0 | 0 | 0 | 0 | [6 empty] | 0 | 0 | 0 | 0 | 95.1866 | 0
WMP.1008WMP24004 | non-HFTD | OpEx | 0 | 0 | 0 | 0 | 0 | 0 | 0 | 0 | 0 | 0 | 0 | 0 | [6 empty] | 0 | 0 | 0 | 0 | 0 | 0
WMP.55720277 | HFTD | CapEx | 101.8117 | 0 | 830.5828 | 0 | 688.6156 | 0 | 0 | 0 | 9568 | 0 | 9856 | 0 | [6 empty] | 101.8117 | 0 | -8737.4172 | 0 | -9167.3844 | 0
WMP.55720277 | HFTD | OpEx | 0 | 0 | 0 | 0 | 0 | 0 | 0 | 0 | 0 | 0 | 0 | 0 | [6 empty] | 0 | 0 | 0 | 0 | 0 | 0
WMP.55720277 | non-HFTD | CapEx | 0 | 0 | 0 | 0 | 2420.1612 | 0 | 0 | 0 | 0 | 0 | 0 | 0 | [6 empty] | 0 | 0 | 0 | 0 | 2420.1612 | 0
WMP.55720277 | non-HFTD | OpEx | 0 | 0 | 0 | 0 | 0 | 0 | 0 | 0 | 0 | 0 | 0 | 0 | [6 empty] | 0 | 0 | 0 | 0 | 0 | 0
WMP.55721254 | HFTD | CapEx | 1006.2418 | 0 | 900.7738 | 0 | 0 | 0 | 0 | 0 | 0 | 0 | 0 | 0 | [6 empty] | 1006.2418 | 0 | 900.7738 | 0 | 0 | 0
WMP.55721254 | HFTD | OpEx | 0 | 0 | 0 | 0 | 0 | 0 | 0 | 0 | 0 | 0 | 0 | 0 | [6 empty] | 0 | 0 | 0 | 0 | 0 | 0
WMP.55721254 | non-HFTD | CapEx | 0 | 0 | 0 | 0 | 0 | 0 | 0 | 0 | 0 | 0 | 0 | 0 | [6 empty] | 0 | 0 | 0 | 0 | 0 | 0
WMP.55721254 | non-HFTD | OpEx | 0 | 0 | 0 | 0 | 0 | 0 | 0 | 0 | 0 | 0 | 0 | 0 | [6 empty] | 0 | 0 | 0 | 0 | 0 | 0
WMP.55721256 | HFTD | CapEx | 1139.3403 | 0 | 654.0578 | 0 | 0 | 0 | 0 | 0 | 0 | 0 | 0 | 0 | [6 empty] | 1139.3403 | 0 | 654.0578 | 0 | 0 | 0
WMP.55721256 | HFTD | OpEx | 0 | 0 | 0 | 0 | 0 | 0 | 0 | 0 | 0 | 0 | 0 | 0 | [6 empty] | 0 | 0 | 0 | 0 | 0 | 0
WMP.55721256 | non-HFTD | CapEx | 0 | 0 | 0 | 0 | 0 | 0 | 0 | 0 | 0 | 0 | 0 | 0 | [6 empty] | 0 | 0 | 0 | 0 | 0 | 0
WMP.55721256 | non-HFTD | OpEx | 0 | 0 | 0 | 0 | 0 | 0 | 0 | 0 | 0 | 0 | 0 | 0 | [6 empty] | 0 | 0 | 0 | 0 | 0 | 0
WMP.55721264 | HFTD | CapEx | 1203.8363 | 0 | 194.9909 | 0 | 0 | 0 | 0 | 0 | 0 | 0 | 0 | 0 | [6 empty] | 1203.8363 | 0 | 194.9909 | 0 | 0 | 0
WMP.55721264 | HFTD | OpEx | 0 | 0 | 0 | 0 | 0 | 0 | 0 | 0 | 0 | 0 | 0 | 0 | [6 empty] | 0 | 0 | 0 | 0 | 0 | 0
WMP.55721264 | non-HFTD | CapEx | 0 | 0 | 0 | 0 | 0 | 0 | 0 | 0 | 0 | 0 | 0 | 0 | [6 empty] | 0 | 0 | 0 | 0 | 0 | 0
WMP.55721264 | non-HFTD | OpEx | 0 | 0 | 0 | 0 | 0 | 0 | 0 | 0 | 0 | 0 | 0 | 0 | [6 empty] | 0 | 0 | 0 | 0 | 0 | 0
WMP.56321886 | HFTD | CapEx | 4.8953 | 0 | 0 | 0 | 0 | 0 | 0 | 0 | 0 | 0 | 0 | 0 | [6 empty] | 4.8953 | 0 | 0 | 0 | 0 | 0
WMP.56321886 | HFTD | OpEx | 0 | 0 | 0 | 0 | 0 | 0 | 0 | 0 | 0 | 0 | 0 | 0 | [6 empty] | 0 | 0 | 0 | 0 | 0 | 0
WMP.56321886 | non-HFTD | CapEx | 0 | 0 | 0 | 0 | 0 | 0 | 0 | 0 | 0 | 0 | 0 | 0 | [6 empty] | 0 | 0 | 0 | 0 | 0 | 0
WMP.56321886 | non-HFTD | OpEx | 0 | 0 | 0 | 0 | 0 | 0 | 0 | 0 | 0 | 0 | 0 | 0 | [6 empty] | 0 | 0 | 0 | 0 | 0 | 0
WMP.56321892 | HFTD | CapEx | 341.4782 | 0 | 0 | 0 | 0 | 0 | 0 | 0 | 0 | 0 | 0 | 0 | [6 empty] | 341.4782 | 0 | 0 | 0 | 0 | 0
WMP.56321892 | HFTD | OpEx | 0 | 0 | 0 | 0 | 0 | 0 | 0 | 0 | 0 | 0 | 0 | 0 | [6 empty] | 0 | 0 | 0 | 0 | 0 | 0
WMP.56321892 | non-HFTD | CapEx | 0 | 0 | 0 | 0 | 0 | 0 | 0 | 0 | 0 | 0 | 0 | 0 | [6 empty] | 0 | 0 | 0 | 0 | 0 | 0
WMP.56321892 | non-HFTD | OpEx | 0 | 0 | 0 | 0 | 0 | 0 | 0 | 0 | 0 | 0 | 0 | 0 | [6 empty] | 0 | 0 | 0 | 0 | 0 | 0
WMP.56322877 | HFTD | CapEx | 401.53 | 0 | 0 | 0 | 0 | 0 | 0 | 0 | 0 | 0 | 0 | 0 | [6 empty] | 401.53 | 0 | 0 | 0 | 0 | 0
WMP.56322877 | HFTD | OpEx | 0 | 0 | 0 | 0 | 0 | 0 | 0 | 0 | 0 | 0 | 0 | 0 | [6 empty] | 0 | 0 | 0 | 0 | 0 | 0
WMP.56322877 | non-HFTD | CapEx | 0 | 0 | 0 | 0 | 0 | 0 | 0 | 0 | 0 | 0 | 0 | 0 | [6 empty] | 0 | 0 | 0 | 0 | 0 | 0
WMP.56322877 | non-HFTD | OpEx | 0 | 0 | 0 | 0 | 0 | 0 | 0 | 0 | 0 | 0 | 0 | 0 | [6 empty] | 0 | 0 | 0 | 0 | 0 | 0
WMP.56324875 | HFTD | CapEx | 0 | 0 | 5352.9833 | 0 | 7757.3264 | 0 | 0 | 0 | 0 | 0 | 0 | 0 | [6 empty] | 0 | 0 | 5352.9833 | 0 | 7757.3264 | 0
WMP.56324875 | HFTD | OpEx | 0 | 0 | 0 | 0 | 0 | 0 | 0 | 0 | 0 | 0 | 0 | 0 | [6 empty] | 0 | 0 | 0 | 0 | 0 | 0
WMP.56324875 | non-HFTD | CapEx | 0 | 0 | 0 | 0 | 1396.2257 | 0 | 0 | 0 | 0 | 0 | 0 | 0 | [6 empty] | 0 | 0 | 0 | 0 | 1396.2257 | 0
WMP.56324875 | non-HFTD | OpEx | 0 | 0 | 0 | 0 | 0 | 0 | 0 | 0 | 0 | 0 | 0 | 0 | [6 empty] | 0 | 0 | 0 | 0 | 0 | 0
WMP.56323879 | HFTD | CapEx | 8259.9674 | 0 | 8294.9914 | 0 | 0 | 0 | 0 | 0 | 0 | 0 | 0 | 0 | [6 empty] | 8259.9674 | 0 | 8294.9914 | 0 | 0 | 0
WMP.56323879 | HFTD | OpEx | 0 | 0 | 0 | 0 | 0 | 0 | 0 | 0 | 0 | 0 | 0 | 0 | [6 empty] | 0 | 0 | 0 | 0 | 0 | 0
WMP.56323879 | non-HFTD | CapEx | 0 | 0 | 0 | 0 | 0 | 0 | 0 | 0 | 0 | 0 | 0 | 0 | [6 empty] | 0 | 0 | 0 | 0 | 0 | 0
WMP.56323879 | non-HFTD | OpEx | 0 | 0 | 0 | 0 | 0 | 0 | 0 | 0 | 0 | 0 | 0 | 0 | [6 empty] | 0 | 0 | 0 | 0 | 0 | 0
WMP.56323880 | HFTD | CapEx | 1399.837 | 0 | 312.6047 | 0 | 0 | 0 | 0 | 0 | 0 | 0 | 0 | 0 | [6 empty] | 1399.837 | 0 | 312.6047 | 0 | 0 | 0
WMP.56323880 | HFTD | OpEx | 0 | 0 | 0 | 0 | 0 | 0 | 0 | 0 | 0 | 0 | 0 | 0 | [6 empty] | 0 | 0 | 0 | 0 | 0 | 0
WMP.56323880 | non-HFTD | CapEx | 0 | 0 | 0 | 0 | 0 | 0 | 0 | 0 | 0 | 0 | 0 | 0 | [6 empty] | 0 | 0 | 0 | 0 | 0 | 0
WMP.56323880 | non-HFTD | OpEx | 0 | 0 | 0 | 0 | 0 | 0 | 0 | 0 | 0 | 0 | 0 | 0 | [6 empty] | 0 | 0 | 0 | 0 | 0 | 0
WMP.10168165 | HFTD | CapEx | 0 | 0 | 0 | 0 | 0 | 0 | 0 | 0 | 0 | 0 | 0 | 0 | [6 empty] | 0 | 0 | 0 | 0 | 0 | 0
WMP.10168165 | HFTD | OpEx | 0 | 0 | 0 | 0 | 0 | 0 | 0 | 0 | 0 | 0 | 0 | 0 | [6 empty] | 0 | 0 | 0 | 0 | 0 | 0
WMP.10168165 | non-HFTD | CapEx | 0 | 0 | 0 | 0 | 0 | 0 | 0 | 0 | 0 | 0 | 0 | 0 | [6 empty] | 0 | 0 | 0 | 0 | 0 | 0
WMP.10168165 | non-HFTD | OpEx | 0 | 0 | 0 | 0 | 0 | 0 | 0 | 0 | 0 | 0 | 0 | 0 | [6 empty] | 0 | 0 | 0 | 0 | 0 | 0
WMP.101722253 | HFTD | CapEx | 0 | 0 | 0 | 0 | 0 | 0 | 0 | 0 | 0 | 0 | 0 | 0 | [6 empty] | 0 | 0 | 0 | 0 | 0 | 0
WMP.101722253 | HFTD | OpEx | 0 | 0 | 0 | 0 | 0 | 0 | 0 | 0 | 0 | 0 | 0 | 0 | [6 empty] | 0 | 0 | 0 | 0 | 0 | 0
WMP.101722253 | non-HFTD | CapEx | 0 | 0 | 0 | 0 | 0 | 0 | 0 | 0 | 0 | 0 | 0 | 0 | [6 empty] | 0 | 0 | 0 | 0 | 0 | 0
WMP.101722253 | non-HFTD | OpEx | 0 | 0 | 0 | 0 | 0 | 0 | 0 | 0 | 0 | 0 | 0 | 0 | [6 empty] | 0 | 0 | 0 | 0 | 0 | 0
WMP.10178165 | HFTD | CapEx | 1361.7201 | 0 | 169.2778 | 0 | 0 | 0 | 13469.624 | 0 | 1512 | 0 | 1557 | 0 | [6 empty] | -12107.9039 | 0 | -1342.7222 | 0 | -1557 | 0
WMP.10178165 | HFTD | OpEx | 0 | 0 | 0 | 0 | 0 | 0 | 0 | 0 | 0 | 0 | 0 | 0 | [6 empty] | 0 | 0 | 0 | 0 | 0 | 0
WMP.10178165 | non-HFTD | CapEx | 0 | 0 | 0 | 0 | 0 | 0 | 0 | 0 | 0 | 0 | 0 | 0 | [6 empty] | 0 | 0 | 0 | 0 | 0 | 0
WMP.10178165 | non-HFTD | OpEx | 0 | 0 | 0 | 0 | 0 | 0 | 0 | 0 | 0 | 0 | 0 | 0 | [6 empty] | 0 | 0 | 0 | 0 | 0 | 0
WMP.101723128 | HFTD | CapEx | 0 | 0 | 862.0221 | 0 | 647.55 | 0 | 0 | 0 | 0 | 0 | 0 | 0 | [6 empty] | 0 | 0 | 862.0221 | 0 | 647.55 | 0
WMP.101723128 | HFTD | OpEx | 0 | 0 | 0 | 0 | 0 | 0 | 0 | 0 | 0 | 0 | 0 | 0 | [6 empty] | 0 | 0 | 0 | 0 | 0 | 0
WMP.101723128 | non-HFTD | CapEx | 0 | 0 | 0 | 0 | 0 | 0 | 0 | 0 | 0 | 0 | 0 | 0 | [6 empty] | 0 | 0 | 0 | 0 | 0 | 0
WMP.101723128 | non-HFTD | OpEx | 0 | 0 | 0 | 0 | 0 | 0 | 0 | 0 | 0 | 0 | 0 | 0 | [6 empty] | 0 | 0 | 0 | 0 | 0 | 0
WMP.118922242 | HFTD | CapEx | 0 | 0 | 1961.4292 | 32 | 7923.2708 | 200 | 0 | 0 | 7958 | 200 | 8197 | 200 | [6 empty] | 0 | 0 | -5996.5708 | -168 | -273.7292 | 0 | [12 empty] | Includes all units for WMP.1189
WMP.118922242 | HFTD | OpEx | 0 | 0 | 0 | 0 | 0 | 0 | 0 | 0 | 0 | 0 | 0 | 0 | [6 empty] | 0 | 0 | 0 | 0 | 0 | 0
WMP.118922242 | non-HFTD | CapEx | 59.232 | 1 | 490.3573 | 8 | 0 | 0 | 0 | 0 | 0 | 0 | 0 | 0 | [6 empty] | 59.232 | 1 | 490.3573 | 8 | 0 | 0
WMP.118922242 | non-HFTD | OpEx | 0 | 0 | 0 | 0 | 0 | 0 | 0 | 0 | 0 | 0 | 0 | 0 | [6 empty] | 0 | 0 | 0 | 0 | 0 | 0
WMP.118923249 | HFTD | CapEx | 0 | 0 | 0 | 0 | 0 | 0 | 0 | 0 | 0 | 0 | 0 | 0 | [6 empty] | 0 | 0 | 0 | 0 | 0 | 0
WMP.118923249 | HFTD | OpEx | 0 | 0 | 0 | 0 | 0 | 0 | 0 | 0 | 0 | 0 | 0 | 0 | [6 empty] | 0 | 0 | 0 | 0 | 0 | 0
WMP.118923249 | non-HFTD | CapEx | 0 | 0 | 0 | 0 | 0 | 0 | 0 | 0 | 0 | 0 | 0 | 0 | [6 empty] | 0 | 0 | 0 | 0 | 0 | 0
WMP.118923249 | non-HFTD | OpEx | 0 | 0 | 0 | 0 | 0 | 0 | 0 | 0 | 0 | 0 | 0 | 0 | [6 empty] | 0 | 0 | 0 | 0 | 0 | 0
WMP.119522256 | HFTD | CapEx | 1537.413 | 26 | 2638.0407 | 50 | 4292 | 60 | 0 | 0 | 0 | 0 | 0 | 0 | [6 empty] | 1537.413 | 26 | 2638.0407 | 50 | 4292 | 60
WMP.119522256 | HFTD | OpEx | 0 | 0 | 0 | 0 | 0 | 0 | 0 | 0 | 0 | 0 | 0 | 0 | [6 empty] | 0 | 0 | 0 | 0 | 0 | 0
WMP.119522256 | non-HFTD | CapEx | 354.7876 | 6 | 839.3766 | 12 | 0 | 0 | 0 | 0 | 0 | 0 | 0 | 0 | [6 empty] | 354.7876 | 6 | 839.3766 | 12 | 0 | 0
WMP.119522256 | non-HFTD | OpEx | 0 | 0 | 0 | 0 | 0 | 0 | 0 | 0 | 0 | 0 | 0 | 0 | [6 empty] | 0 | 0 | 0 | 0 | 0 | 0
WMP.44911253 | HFTD | CapEx | 10.6662 | 0 | 0 | 0 | 0 | 0 | 1876.988 | 516 | 1334 | 800 | 1374 | 800 | [6 empty] | -1866.3218 | -516 | -1334 | -800 | -1374 | -800
WMP.44911253 | HFTD | OpEx | 0 | 0 | 0 | 0 | 0 | 0 | 0 | 0 | 0 | 0 | 0 | 0 | [6 empty] | 0 | 0 | 0 | 0 | 0 | 0
WMP.44911253 | non-HFTD | CapEx | 0 | 0 | 0 | 0 | 0 | 0 | 0 | 0 | 0 | 0 | 0 | 0 | [6 empty] | 0 | 0 | 0 | 0 | 0 | 0
WMP.44911253 | non-HFTD | OpEx | 0 | 0 | 0 | 0 | 0 | 0 | 0 | 0 | 0 | 0 | 0 | 0 | [6 empty] | 0 | 0 | 0 | 0 | 0 | 0
WMP.45320258 | HFTD | CapEx | 382.6773 | 6 | 204.4419 | 1 | 0 | 0 | 1879.9372 | 53 | 1789 | 24 | 1843 | 24 | [6 empty] | -1497.2598 | -47 | -1584.5581 | -23 | -1843 | -24
WMP.45320258 | HFTD | OpEx | 0 | 0 | 0 | 0 | 0 | 0 | 0 | 0 | 0 | 0 | 0 | 0 | [6 empty] | 0 | 0 | 0 | 0 | 0 | 0
WMP.45320258 | non-HFTD | CapEx | 892.9138 | 14 | 0 | 0 | 0 | 0 | 0 | 0 | 0 | 0 | 0 | 0 | [6 empty] | 892.9138 | 14 | 0 | 0 | 0 | 0
WMP.45320258 | non-HFTD | OpEx | 0 | 0 | 0 | 0 | 0 | 0 | 0 | 0 | 0 | 0 | 0 | 0 | [6 empty] | 0 | 0 | 0 | 0 | 0 | 0
WMP.45919242 | HFTD | CapEx | 38.9785 | 36 | 207.3137 | 188 | 1549.5688 | 700 | 0 | 0 | 0 | 0 | 0 | 0 | [6 empty] | 38.9785 | 36 | 207.3137 | 188 | 1549.5688 | 700
WMP.45919242 | HFTD | OpEx | 0 | 0 | 0 | 0 | 0 | 0 | 0 | 0 | 0 | 0 | 0 | 0 | [6 empty] | 0 | 0 | 0 | 0 | 0 | 0
WMP.45919242 | non-HFTD | CapEx | 0 | 0 | 0 | 0 | 0 | 0 | 0 | 0 | 0 | 0 | 0 | 0 | [6 empty] | 0 | 0 | 0 | 0 | 0 | 0
WMP.45919242 | non-HFTD | OpEx | 0 | 0 | 0 | 0 | 0 | 0 | 0 | 0 | 0 | 0 | 0 | 0 | [6 empty] | 0 | 0 | 0 | 0 | 0 | 0
WMP.46119245 | HFTD | CapEx | 1806.4807 | 12 | 2134.7734 | 18 | 1485 | 10 | 0 | 0 | 1965 | 10 | 2024 | 10 | [6 empty] | 1806.4807 | 12 | 169.7734 | 8 | -539 | 0
WMP.46119245 | HFTD | OpEx | 0 | 0 | 0 | 0 | 0 | 0 | 0 | 0 | 0 | 0 | 0 | 0 | [6 empty] | 0 | 0 | 0 | 0 | 0 | 0
WMP.46119245 | non-HFTD | CapEx | 150.5401 | 1 | 0 | 0 | 0 | 0 | 0 | 0 | 0 | 0 | 0 | 0 | [6 empty] | 150.5401 | 1 | 0 | 0 | 0 | 0
WMP.46119245 | non-HFTD | OpEx | 0 | 0 | 0 | 0 | 0 | 0 | 0 | 0 | 0 | 0 | 0 | 0 | [6 empty] | 0 | 0 | 0 | 0 | 0 | 0
WMP.46219249 | HFTD | CapEx | 1531.1572 | 0 | 3938.822 | 0 | 0 | 0 | 0 | 0 | 0 | 0 | 0 | 0 | [6 empty] | 1531.1572 | 0 | 3938.822 | 0 | 0 | 0
WMP.46219249 | HFTD | OpEx | 0 | 0 | 0 | 0 | 0 | 0 | 0 | 0 | 0 | 0 | 0 | 0 | [6 empty] | 0 | 0 | 0 | 0 | 0 | 0
WMP.46219249 | non-HFTD | CapEx | 0 | 0 | 0 | 0 | 0 | 0 | 0 | 0 | 0 | 0 | 0 | 0 | [6 empty] | 0 | 0 | 0 | 0 | 0 | 0
WMP.46219249 | non-HFTD | OpEx | 0 | 0 | 0 | 0 | 0 | 0 | 0 | 0 | 0 | 0 | 0 | 0 | [6 empty] | 0 | 0 | 0 | 0 | 0 | 0
WMP.46221243 | HFTD | CapEx | 1086.1976 | 0 | 0 | 0 | 0 | 0 | 0 | 0 | 0 | 0 | 0 | 0 | [6 empty] | 1086.1976 | 0 | 0 | 0 | 0 | 0
WMP.46221243 | HFTD | OpEx | 0 | 0 | 0 | 0 | 0 | 0 | 0 | 0 | 0 | 0 | 0 | 0 | [6 empty] | 0 | 0 | 0 | 0 | 0 | 0
WMP.46221243 | non-HFTD | CapEx | 0 | 0 | 0 | 0 | 0 | 0 | 0 | 0 | 0 | 0 | 0 | 0 | [6 empty] | 0 | 0 | 0 | 0 | 0 | 0
WMP.46221243 | non-HFTD | OpEx | 0 | 0 | 0 | 0 | 0 | 0 | 0 | 0 | 0 | 0 | 0 | 0 | [6 empty] | 0 | 0 | 0 | 0 | 0 | 0
WMP.46221244 | HFTD | CapEx | 0 | 0 | 361.0834 | 0 | 0 | 0 | 0 | 0 | 0 | 0 | 0 | 0 | [6 empty] | 0 | 0 | 361.0834 | 0 | 0 | 0
WMP.46221244 | HFTD | OpEx | 0 | 0 | 0 | 0 | 0 | 0 | 0 | 0 | 0 | 0 | 0 | 0 | [6 empty] | 0 | 0 | 0 | 0 | 0 | 0
WMP.46221244 | non-HFTD | CapEx | 0 | 0 | 0 | 0 | 0 | 0 | 0 | 0 | 0 | 0 | 0 | 0 | [6 empty] | 0 | 0 | 0 | 0 | 0 | 0
WMP.46221244 | non-HFTD | OpEx | 0 | 0 | 0 | 0 | 0 | 0 | 0 | 0 | 0 | 0 | 0 | 0 | [6 empty] | 0 | 0 | 0 | 0 | 0 | 0
WMP.46221245 | HFTD | CapEx | 0 | 0 | 2173.7552 | 0 | 0 | 0 | 0 | 0 | 0 | 0 | 0 | 0 | [6 empty] | 0 | 0 | 2173.7552 | 0 | 0 | 0
WMP.46221245 | HFTD | OpEx | 0 | 0 | 0 | 0 | 0 | 0 | 0 | 0 | 0 | 0 | 0 | 0 | [6 empty] | 0 | 0 | 0 | 0 | 0 | 0
WMP.46221245 | non-HFTD | CapEx | 0 | 0 | 0 | 0 | 0 | 0 | 0 | 0 | 0 | 0 | 0 | 0 | [6 empty] | 0 | 0 | 0 | 0 | 0 | 0
WMP.46221245 | non-HFTD | OpEx | 0 | 0 | 0 | 0 | 0 | 0 | 0 | 0 | 0 | 0 | 0 | 0 | [6 empty] | 0 | 0 | 0 | 0 | 0 | 0
WMP.46221273 | HFTD | CapEx | 0 | 0 | 33.9542 | 0 | 0 | 0 | 0 | 0 | 3009 | 2.6747 | 3099 | 2.6747 | [6 empty] | 0 | 0 | -2975.0458 | -2.6747 | -3099 | -2.6747 | [12 empty] | 2024 GRC requested units imputed based on 2024 planned costs and units
WMP.46221273 | HFTD | OpEx | 0 | 0 | 0 | 0 | 0 | 0 | 0 | 0 | 0 | 0 | 0 | 0 | [6 empty] | 0 | 0 | 0 | 0 | 0 | 0
WMP.46221273 | non-HFTD | CapEx | 0 | 0 | 0 | 0 | 0 | 0 | 0 | 0 | 0 | 0 | 0 | 0 | [6 empty] | 0 | 0 | 0 | 0 | 0 | 0
WMP.46221273 | non-HFTD | OpEx | 0 | 0 | 0 | 0 | 0 | 0 | 0 | 0 | 0 | 0 | 0 | 0 | [6 empty] | 0 | 0 | 0 | 0 | 0 | 0
WMP.46315259 | HFTD | CapEx | 6799.5453 | 4 | 8740.8949 | 5 | 8010 | 8 | 11494.2761 | 4 | 6946 | 8 | 7154 | 8 | [6 empty] | -4694.7308 | 0 | 1794.8949 | -3 | 856 | 0
WMP.46315259 | HFTD | OpEx | 0 | 0 | 0 | 0 | 0 | 0 | 0 | 0 | 0 | 0 | 0 | 0 | [6 empty] | 0 | 0 | 0 | 0 | 0 | 0
WMP.46315259 | non-HFTD | CapEx | 0 | 0 | 0 | 0 | 0 | 0 | 0 | 0 | 0 | 0 | 0 | 0 | [6 empty] | 0 | 0 | 0 | 0 | 0 | 0
WMP.46315259 | non-HFTD | OpEx | 0 | 0 | 0 | 0 | 0 | 0 | 0 | 0 | 0 | 0 | 0 | 0 | [6 empty] | 0 | 0 | 0 | 0 | 0 | 0
WMP.47513247 | HFTD | CapEx | 3.0723 | 0 | 0 | 0 | 0 | 0 | 0 | 0 | 0 | 0 | 0 | 0 | [6 empty] | 3.0723 | 0 | 0 | 0 | 0 | 0 | [12 empty] | Units are listed under WMP.47520284
WMP.47513247 | HFTD | OpEx | 0 | 0 | 0 | 0 | 0 | 0 | 0 | 0 | 0 | 0 | 0 | 0 | [6 empty] | 0 | 0 | 0 | 0 | 0 | 0
WMP.47513247 | non-HFTD | CapEx | 0 | 0 | 0 | 0 | 0 | 0 | 0 | 0 | 0 | 0 | 0 | 0 | [6 empty] | 0 | 0 | 0 | 0 | 0 | 0
WMP.47513247 | non-HFTD | OpEx | 0 | 0 | 0 | 0 | 0 | 0 | 0 | 0 | 0 | 0 | 0 | 0 | [6 empty] | 0 | 0 | 0 | 0 | 0 | 0
WMP.47517254 | HFTD | CapEx | 5.0333 | 0 | 0 | 0 | 0 | 0 | 0 | 0 | 0 | 0 | 0 | 0 | [6 empty] | 5.0333 | 0 | 0 | 0 | 0 | 0 | [12 empty] | Units are listed under WMP.47520284
WMP.47517254 | HFTD | OpEx | 0 | 0 | 0 | 0 | 0 | 0 | 0 | 0 | 0 | 0 | 0 | 0 | [6 empty] | 0 | 0 | 0 | 0 | 0 | 0
WMP.47517254 | non-HFTD | CapEx | 0 | 0 | 0 | 0 | 0 | 0 | 0 | 0 | 0 | 0 | 0 | 0 | [6 empty] | 0 | 0 | 0 | 0 | 0 | 0
WMP.47517254 | non-HFTD | OpEx | 0 | 0 | 0 | 0 | 0 | 0 | 0 | 0 | 0 | 0 | 0 | 0 | [6 empty] | 0 | 0 | 0 | 0 | 0 | 0
WMP.47520284 | HFTD | CapEx | 3281.7334 | 2.33 | 3682.8502 | 0.54183 | 2800 | 0 | 59561.4143 | 52 | 6869 | 5 | 7075 | 5 | [6 empty] | -56279.6809 | -49.67 | -3186.1498 | -4.4582 | -4275 | -5 | [12 empty] | Includes all units for WMP.475
WMP.47520284 | HFTD | OpEx | 0 | 0 | 0 | 0 | 0 | 0 | 0 | 0 | 0 | 0 | 0 | 0 | [6 empty] | 0 | 0 | 0 | 0 | 0 | 0
WMP.47520284 | non-HFTD | CapEx | 0 | 0 | 0 | 0 | 0 | 0 | 0 | 0 | 0 | 0 | 0 | 0 | [6 empty] | 0 | 0 | 0 | 0 | 0 | 0
WMP.47520284 | non-HFTD | OpEx | 0 | 0 | 0 | 0 | 0 | 0 | 0 | 0 | 0 | 0 | 0 | 0 | [6 empty] | 0 | 0 | 0 | 0 | 0 | 0
WMP.47523251 | HFTD | CapEx | 0 | 0 | 28.4342 | 0 | 0 | 0 | 0 | 0 | 0 | 0 | 0 | 0 | [6 empty] | 0 | 0 | 28.4342 | 0 | 0 | 0 | [12 empty] | Units are listed under WMP.47520284
WMP.47523251 | HFTD | OpEx | 0 | 0 | 0 | 0 | 0 | 0 | 0 | 0 | 0 | 0 | 0 | 0 | [6 empty] | 0 | 0 | 0 | 0 | 0 | 0
WMP.47523251 | non-HFTD | CapEx | 0 | 0 | 0 | 0 | 0 | 0 | 0 | 0 | 0 | 0 | 0 | 0 | [6 empty] | 0 | 0 | 0 | 0 | 0 | 0
WMP.47523251 | non-HFTD | OpEx | 0 | 0 | 0 | 0 | 0 | 0 | 0 | 0 | 0 | 0 | 0 | 0 | [6 empty] | 0 | 0 | 0 | 0 | 0 | 0
WMP.47800239 | HFTD | CapEx | 10527.7556 | 98640 | 1684.3149 | 16503 | 9562.6279 | 13275 | 1397.6028 | 13096.1929 | 12363 | 121133.2827 | 12733 | 121133.2827 | [6 empty] | 9130.1528 | 85543.8071 | -10678.6851 | -104630.2827 | -3170.3721 | -107858.2827 | [12 empty] | 2023 authorized and 2024 requested units imputed based on 2023 actual and 2024 planned costs and units, respectively.
WMP.47800239 | HFTD | OpEx | 0 | 0 | 0 | 0 | 0 | 0 | 0 | 0 | 0 | 0 | 0 | 0 | [6 empty] | 0 | 0 | 0 | 0 | 0 | 0
WMP.47800239 | non-HFTD | CapEx | 0 | 0 | 0 | 0 | 0 | 0 | 0 | 0 | 0 | 0 | 0 | 0 | [6 empty] | 0 | 0 | 0 | 0 | 0 | 0
WMP.47800239 | non-HFTD | OpEx | 0 | 0 | 0 | 0 | 0 | 0 | 0 | 0 | 0 | 0 | 0 | 0 | [6 empty] | 0 | 0 | 0 | 0 | 0 | 0
WMP.47920127 | HFTD | CapEx | 1074.9709 | 1928 | 461.0763 | 2438 | 1942.9246 | 2479 | 0 | 0 | 727 | 2086.4033 | 749 | 2086.4033 | [6 empty] | 1074.9709 | 1928 | -265.9237 | 351.5967 | 1193.9246 | 392.5967
WMP.47920127 | HFTD | OpEx | 0 | 0 | 0 | 0 | 0 | 0 | 0 | 0 | 0 | 0 | 0 | 0 | [6 empty] | 0 | 0 | 0 | 0 | 0 | 0
WMP.47920127 | non-HFTD | CapEx | 0 | 0 | 94.9386 | 502 | 0 | 0 | 0 | 0 | 0 | 0 | 0 | 0 | [6 empty] | 0 | 0 | 94.9386 | 502 | 0 | 0
WMP.47920127 | non-HFTD | OpEx | 0 | 0 | 0 | 0 | 0 | 0 | 0 | 0 | 0 | 0 | 0 | 0 | [6 empty] | 0 | 0 | 0 | 0 | 0 | 0
WMP.47921134 | HFTD | CapEx | 152.0803 | 0 | 388.4364 | 0 | 0 | 0 | 596.4312 | 937.1404 | 0 | 0 | 0 | 0 | [6 empty] | -444.3509 | -937.1404 | 388.4364 | 0 | 0 | 0 | [12 empty] | Units are listed under WMP.47920127; 2023 authorized and 2024 requested units imputed based on 2023 actual and 2024 planned costs and units, respectively
WMP.47921134 | HFTD | OpEx | 0 | 0 | 0 | 0 | 0 | 0 | 0 | 0 | 0 | 0 | 0 | 0 | [6 empty] | 0 | 0 | 0 | 0 | 0 | 0
WMP.47921134 | non-HFTD | CapEx | 0 | 0 | 79.9816 | 0 | 0 | 0 | 0 | 0 | 0 | 0 | 0 | 0 | [6 empty] | 0 | 0 | 79.9816 | 0 | 0 | 0
WMP.47921134 | non-HFTD | OpEx | 0 | 0 | 0 | 0 | 0 | 0 | 0 | 0 | 0 | 0 | 0 | 0 | [6 empty] | 0 | 0 | 0 | 0 | 0 | 0
WMP.48300239 | HFTD | CapEx | 0 | 0 | 227.086 | 2225 | 1462.4247 | 344 | 123.4123 | 1156.4312 | 0 | 0 | 0 | 0 | [6 empty] | -123.4123 | -1156.4312 | 227.086 | 2225 | 1462.4247 | 344
WMP.48300239 | HFTD | OpEx | 0 | 0 | 0 | 0 | 0 | 0 | 0 | 0 | 0 | 0 | 0 | 0 | [6 empty] | 0 | 0 | 0 | 0 | 0 | 0
WMP.48300239 | non-HFTD | CapEx | 0 | 0 | 0 | 0 | 0 | 0 | 0 | 0 | 0 | 0 | 0 | 0 | [6 empty] | 0 | 0 | 0 | 0 | 0 | 0
WMP.48300239 | non-HFTD | OpEx | 0 | 0 | 0 | 0 | 0 | 0 | 0 | 0 | 0 | 0 | 0 | 0 | [6 empty] | 0 | 0 | 0 | 0 | 0 | 0
WMP.48800239 | HFTD | CapEx | 0 | 0 | 8791.5459 | 86140 | 874.9473 | 86535 | 10207.9102 | 95641.7582 | 0 | 0 | 0 | 0 | [6 empty] | -10207.9102 | -95641.7582 | 8791.5459 | 86140 | 874.9473 | 86535
WMP.48800239 | HFTD | OpEx | 0 | 0 | 0 | 0 | 0 | 0 | 0 | 0 | 0 | 0 | 0 | 0 | [6 empty] | 0 | 0 | 0 | 0 | 0 | 0
WMP.48800239 | non-HFTD | CapEx | 0 | 0 | 0 | 0 | 0 | 0 | 0 | 0 | 0 | 0 | 0 | 0 | [6 empty] | 0 | 0 | 0 | 0 | 0 | 0
WMP.48800239 | non-HFTD | OpEx | 0 | 0 | 0 | 0 | 0 | 0 | 0 | 0 | 0 | 0 | 0 | 0 | [6 empty] | 0 | 0 | 0 | 0 | 0 | 0
WMP.54509132 | HFTD | CapEx | 3924.7282 | 0 | 431.8213 | 0 | 0 | 0 | 0 | 0 | 0 | 0 | 0 | 0 | [6 empty] | 3924.7282 | 0 | 431.8213 | 0 | 0 | 0 | [12 empty] | Units are listed under WMP.54514140
WMP.54509132 | HFTD | OpEx | 0 | 0 | 0 | 0 | 0 | 0 | 0 | 0 | 0 | 0 | 0 | 0 | [6 empty] | 0 | 0 | 0 | 0 | 0 | 0
WMP.54509132 | non-HFTD | CapEx | 0 | 0 | 0 | 0 | 0 | 0 | 0 | 0 | 0 | 0 | 0 | 0 | [6 empty] | 0 | 0 | 0 | 0 | 0 | 0
WMP.54509132 | non-HFTD | OpEx | 0 | 0 | 0 | 0 | 0 | 0 | 0 | 0 | 0 | 0 | 0 | 0 | [6 empty] | 0 | 0 | 0 | 0 | 0 | 0
WMP.54510143 | HFTD | CapEx | 0 | 0 | 169.6569 | 0 | 0 | 0 | 0 | 0 | 0 | 0 | 0 | 0 | [6 empty] | 0 | 0 | 169.6569 | 0 | 0 | 0 | [12 empty] | Units are listed under WMP.54514140
WMP.54510143 | HFTD | OpEx | 0 | 0 | 0 | 0 | 0 | 0 | 0 | 0 | 0 | 0 | 0 | 0 | [6 empty] | 0 | 0 | 0 | 0 | 0 | 0
WMP.54510143 | non-HFTD | CapEx | 0 | 0 | 0 | 0 | 0 | 0 | 0 | 0 | 0 | 0 | 0 | 0 | [6 empty] | 0 | 0 | 0 | 0 | 0 | 0
WMP.54510143 | non-HFTD | OpEx | 0 | 0 | 0 | 0 | 0 | 0 | 0 | 0 | 0 | 0 | 0 | 0 | [6 empty] | 0 | 0 | 0 | 0 | 0 | 0
WMP.54510144 | HFTD | CapEx | 3226.3171 | 0 | 3333.0451 | 0 | 0 | 0 | 0 | 0 | 0 | 0 | 0 | 0 | [6 empty] | 3226.3171 | 0 | 3333.0451 | 0 | 0 | 0 | [12 empty] | Units are listed under WMP.54514140
WMP.54510144 | HFTD | OpEx | 0 | 0 | 0 | 0 | 0 | 0 | 0 | 0 | 0 | 0 | 0 | 0 | [6 empty] | 0 | 0 | 0 | 0 | 0 | 0
WMP.54510144 | non-HFTD | CapEx | 0 | 0 | 0 | 0 | 0 | 0 | 0 | 0 | 0 | 0 | 0 | 0 | [6 empty] | 0 | 0 | 0 | 0 | 0 | 0
WMP.54510144 | non-HFTD | OpEx | 0 | 0 | 0 | 0 | 0 | 0 | 0 | 0 | 0 | 0 | 0 | 0 | [6 empty] | 0 | 0 | 0 | 0 | 0 | 0
WMP.54510145 | HFTD | CapEx | 6.792 | 0 | 0.023464 | 0 | 0 | 0 | 0 | 0 | 0 | 0 | 0 | 0 | [6 empty] | 6.792 | 0 | 0.023464 | 0 | 0 | 0 | [12 empty] | Units are listed under WMP.54514140
WMP.54510145 | HFTD | OpEx | 0 | 0 | 0 | 0 | 0 | 0 | 0 | 0 | 0 | 0 | 0 | 0 | [6 empty] | 0 | 0 | 0 | 0 | 0 | 0
WMP.54510145 | non-HFTD | CapEx | 0 | 0 | 0 | 0 | 0 | 0 | 0 | 0 | 0 | 0 | 0 | 0 | [6 empty] | 0 | 0 | 0 | 0 | 0 | 0
WMP.54510145 | non-HFTD | OpEx | 0 | 0 | 0 | 0 | 0 | 0 | 0 | 0 | 0 | 0 | 0 | 0 | [6 empty] | 0 | 0 | 0 | 0 | 0 | 0
WMP.54510146 | HFTD | CapEx | 0 | 0 | 232.2725 | 0 | 0 | 0 | 0 | 0 | 0 | 0 | 0 | 0 | [6 empty] | 0 | 0 | 232.2725 | 0 | 0 | 0 | [12 empty] | Units are listed under WMP.54514140
WMP.54510146 | HFTD | OpEx | 0 | 0 | 0 | 0 | 0 | 0 | 0 | 0 | 0 | 0 | 0 | 0 | [6 empty] | 0 | 0 | 0 | 0 | 0 | 0
WMP.54510146 | non-HFTD | CapEx | 0 | 0 | 0 | 0 | 0 | 0 | 0 | 0 | 0 | 0 | 0 | 0 | [6 empty] | 0 | 0 | 0 | 0 | 0 | 0
WMP.54510146 | non-HFTD | OpEx | 0 | 0 | 0 | 0 | 0 | 0 | 0 | 0 | 0 | 0 | 0 | 0 | [6 empty] | 0 | 0 | 0 | 0 | 0 | 0
WMP.54510149 | HFTD | CapEx | 15.905 | 0 | 0 | 0 | 0 | 0 | 0 | 0 | 0 | 0 | 0 | 0 | [6 empty] | 15.905 | 0 | 0 | 0 | 0 | 0 | [12 empty] | Units are listed under WMP.54514140
WMP.54510149 | HFTD | OpEx | 0 | 0 | 0 | 0 | 0 | 0 | 0 | 0 | 0 | 0 | 0 | 0 | [6 empty] | 0 | 0 | 0 | 0 | 0 | 0
WMP.54510149 | non-HFTD | CapEx | 0 | 0 | 0 | 0 | 0 | 0 | 0 | 0 | 0 | 0 | 0 | 0 | [6 empty] | 0 | 0 | 0 | 0 | 0 | 0
WMP.54510149 | non-HFTD | OpEx | 0 | 0 | 0 | 0 | 0 | 0 | 0 | 0 | 0 | 0 | 0 | 0 | [6 empty] | 0 | 0 | 0 | 0 | 0 | 0
WMP.54512136 | HFTD | CapEx | 927.0399 | 0 | 78.506 | 0 | 0 | 0 | 0 | 0 | 0 | 0 | 0 | 0 | [6 empty] | 927.0399 | 0 | 78.506 | 0 | 0 | 0 | [12 empty] | Units are listed under WMP.54514140
WMP.54512136 | HFTD | OpEx | 0 | 0 | 0 | 0 | 0 | 0 | 0 | 0 | 0 | 0 | 0 | 0 | [6 empty] | 0 | 0 | 0 | 0 | 0 | 0
WMP.54512136 | non-HFTD | CapEx | 0 | 0 | 0 | 0 | 0 | 0 | 0 | 0 | 0 | 0 | 0 | 0 | [6 empty] | 0 | 0 | 0 | 0 | 0 | 0
WMP.54512136 | non-HFTD | OpEx | 0 | 0 | 0 | 0 | 0 | 0 | 0 | 0 | 0 | 0 | 0 | 0 | [6 empty] | 0 | 0 | 0 | 0 | 0 | 0
WMP.54512137 | HFTD | CapEx | 24.9383 | 0 | 0.006906 | 0 | 0 | 0 | 54 | 0 | 0 | 0 | 0 | 0 | [6 empty] | -29.0617 | 0 | 0.006906 | 0 | 0 | 0 | [12 empty] | Units are listed under WMP.54514140
WMP.54512137 | HFTD | OpEx | 0 | 0 | 0 | 0 | 0 | 0 | 0 | 0 | 0 | 0 | 0 | 0 | [6 empty] | 0 | 0 | 0 | 0 | 0 | 0
WMP.54512137 | non-HFTD | CapEx | 0 | 0 | 0 | 0 | 0 | 0 | 0 | 0 | 0 | 0 | 0 | 0 | [6 empty] | 0 | 0 | 0 | 0 | 0 | 0
WMP.54512137 | non-HFTD | OpEx | 0 | 0 | 0 | 0 | 0 | 0 | 0 | 0 | 0 | 0 | 0 | 0 | [6 empty] | 0 | 0 | 0 | 0 | 0 | 0
WMP.54512144 | HFTD | CapEx | 14.8379 | 0 | 0.75869 | 0 | 0 | 0 | 0 | 0 | 0 | 0 | 0 | 0 | [6 empty] | 14.8379 | 0 | 0.75869 | 0 | 0 | 0 | [12 empty] | Units are listed under WMP.54514140
WMP.54512144 | HFTD | OpEx | 0 | 0 | 0 | 0 | 0 | 0 | 0 | 0 | 0 | 0 | 0 | 0 | [6 empty] | 0 | 0 | 0 | 0 | 0 | 0
WMP.54512144 | non-HFTD | CapEx | 0 | 0 | 0 | 0 | 0 | 0 | 0 | 0 | 0 | 0 | 0 | 0 | [6 empty] | 0 | 0 | 0 | 0 | 0 | 0
WMP.54512144 | non-HFTD | OpEx | 0 | 0 | 0 | 0 | 0 | 0 | 0 | 0 | 0 | 0 | 0 | 0 | [6 empty] | 0 | 0 | 0 | 0 | 0 | 0
WMP.54512149 | HFTD | CapEx | 0 | 0 | 12.5616 | 0 | 0 | 0 | 161 | 0 | 0 | 0 | 0 | 0 | [6 empty] | -161 | 0 | 12.5616 | 0 | 0 | 0 | [12 empty] | Units are listed under WMP.54514140
WMP.54512149 | HFTD | OpEx | 0 | 0 | 0 | 0 | 0 | 0 | 0 | 0 | 0 | 0 | 0 | 0 | [6 empty] | 0 | 0 | 0 | 0 | 0 | 0
WMP.54512149 | non-HFTD | CapEx | 0 | 0 | 0 | 0 | 0 | 0 | 0 | 0 | 0 | 0 | 0 | 0 | [6 empty] | 0 | 0 | 0 | 0 | 0 | 0
WMP.54512149 | non-HFTD | OpEx | 0 | 0 | 0 | 0 | 0 | 0 | 0 | 0 | 0 | 0 | 0 | 0 | [6 empty] | 0 | 0 | 0 | 0 | 0 | 0
WMP.54512150 | HFTD | CapEx | 2126.5255 | 0 | 29.3295 | 0 | 0 | 0 | 0 | 0 | 0 | 0 | 0 | 0 | [6 empty] | 2126.5255 | 0 | 29.3295 | 0 | 0 | 0 | [12 empty] | Units are listed under WMP.54514140
WMP.54512150 | HFTD | OpEx | 0 | 0 | 0 | 0 | 0 | 0 | 0 | 0 | 0 | 0 | 0 | 0 | [6 empty] | 0 | 0 | 0 | 0 | 0 | 0
WMP.54512150 | non-HFTD | CapEx | 0 | 0 | 0 | 0 | 0 | 0 | 0 | 0 | 0 | 0 | 0 | 0 | [6 empty] | 0 | 0 | 0 | 0 | 0 | 0
WMP.54512150 | non-HFTD | OpEx | 0 | 0 | 0 | 0 | 0 | 0 | 0 | 0 | 0 | 0 | 0 | 0 | [6 empty] | 0 | 0 | 0 | 0 | 0 | 0
WMP.54512152 | HFTD | CapEx | 10.6195 | 0 | 11.9685 | 0 | 0 | 0 | 0 | 0 | 0 | 0 | 0 | 0 | [6 empty] | 10.6195 | 0 | 11.9685 | 0 | 0 | 0 | [12 empty] | Units are listed under WMP.54514140
WMP.54512152 | HFTD | OpEx | 0 | 0 | 0 | 0 | 0 | 0 | 0 | 0 | 0 | 0 | 0 | 0 | [6 empty] | 0 | 0 | 0 | 0 | 0 | 0
WMP.54512152 | non-HFTD | CapEx | 0 | 0 | 0 | 0 | 0 | 0 | 0 | 0 | 0 | 0 | 0 | 0 | [6 empty] | 0 | 0 | 0 | 0 | 0 | 0
WMP.54512152 | non-HFTD | OpEx | 0 | 0 | 0 | 0 | 0 | 0 | 0 | 0 | 0 | 0 | 0 | 0 | [6 empty] | 0 | 0 | 0 | 0 | 0 | 0
WMP.54514140 | HFTD | CapEx | 2583.9266 | 17.3 | 6574.9702 | 7 | 3500 | 1.8 | 322 | 0.72162 | 18133 | 14.8 | 18677 | 14.8 | [6 empty] | 2261.9266 | 16.5784 | -11558.0298 | -7.8 | -15177 | -13 | [12 empty] | Includes all units for WMP.545
WMP.54514140 | HFTD | OpEx | 0 | 0 | 0 | 0 | 0 | 0 | 0 | 0 | 0 | 0 | 0 | 0 | [6 empty] | 0 | 0 | 0 | 0 | 0 | 0
WMP.54514140 | non-HFTD | CapEx | 0 | 0 | 0 | 0 | 0 | 0 | 0 | 0 | 0 | 0 | 0 | 0 | [6 empty] | 0 | 0 | 0 | 0 | 0 | 0
WMP.54514140 | non-HFTD | OpEx | 0 | 0 | 0 | 0 | 0 | 0 | 0 | 0 | 0 | 0 | 0 | 0 | [6 empty] | 0 | 0 | 0 | 0 | 0 | 0
WMP.54520134 | HFTD | CapEx | 0 | 0 | 129.5461 | 0 | 0 | 0 | 0 | 0 | 0 | 0 | 0 | 0 | [6 empty] | 0 | 0 | 129.5461 | 0 | 0 | 0 | [12 empty] | Units are listed under WMP.54514140
WMP.54520134 | HFTD | OpEx | 0 | 0 | 0 | 0 | 0 | 0 | 0 | 0 | 0 | 0 | 0 | 0 | [6 empty] | 0 | 0 | 0 | 0 | 0 | 0
WMP.54520134 | non-HFTD | CapEx | 0 | 0 | 0 | 0 | 0 | 0 | 0 | 0 | 0 | 0 | 0 | 0 | [6 empty] | 0 | 0 | 0 | 0 | 0 | 0
WMP.54520134 | non-HFTD | OpEx | 0 | 0 | 0 | 0 | 0 | 0 | 0 | 0 | 0 | 0 | 0 | 0 | [6 empty] | 0 | 0 | 0 | 0 | 0 | 0
WMP.54520135 | HFTD | CapEx | 0 | 0 | 572.7216 | 0 | 0 | 0 | 0 | 0 | 0 | 0 | 0 | 0 | [6 empty] | 0 | 0 | 572.7216 | 0 | 0 | 0 | [12 empty] | Units are listed under WMP.54514140
WMP.54520135 | HFTD | OpEx | 0 | 0 | 0 | 0 | 0 | 0 | 0 | 0 | 0 | 0 | 0 | 0 | [6 empty] | 0 | 0 | 0 | 0 | 0 | 0
WMP.54520135 | non-HFTD | CapEx | 0 | 0 | 0 | 0 | 0 | 0 | 0 | 0 | 0 | 0 | 0 | 0 | [6 empty] | 0 | 0 | 0 | 0 | 0 | 0
WMP.54520135 | non-HFTD | OpEx | 0 | 0 | 0 | 0 | 0 | 0 | 0 | 0 | 0 | 0 | 0 | 0 | [6 empty] | 0 | 0 | 0 | 0 | 0 | 0
WMP.54520141 | HFTD | CapEx | 0 | 0 | 0 | 0 | 0 | 0 | 0 | 0 | 0 | 0 | 0 | 0 | [6 empty] | 0 | 0 | 0 | 0 | 0 | 0 | [12 empty] | Units are listed under WMP.54514140
WMP.54520141 | HFTD | OpEx | 0 | 0 | 0 | 0 | 0 | 0 | 0 | 0 | 0 | 0 | 0 | 0 | [6 empty] | 0 | 0 | 0 | 0 | 0 | 0
WMP.54520141 | non-HFTD | CapEx | 0 | 0 | 0 | 0 | 0 | 0 | 0 | 0 | 0 | 0 | 0 | 0 | [6 empty] | 0 | 0 | 0 | 0 | 0 | 0
WMP.54520141 | non-HFTD | OpEx | 0 | 0 | 0 | 0 | 0 | 0 | 0 | 0 | 0 | 0 | 0 | 0 | [6 empty] | 0 | 0 | 0 | 0 | 0 | 0
WMP.54520142 | HFTD | CapEx | 0 | 0 | 13.8839 | 0 | 0 | 0 | 0 | 0 | 0 | 0 | 0 | 0 | [6 empty] | 0 | 0 | 13.8839 | 0 | 0 | 0 | [12 empty] | Units are listed under WMP.54514140
WMP.54520142 | HFTD | OpEx | 0 | 0 | 0 | 0 | 0 | 0 | 0 | 0 | 0 | 0 | 0 | 0 | [6 empty] | 0 | 0 | 0 | 0 | 0 | 0
WMP.54520142 | non-HFTD | CapEx | 0 | 0 | 0 | 0 | 0 | 0 | 0 | 0 | 0 | 0 | 0 | 0 | [6 empty] | 0 | 0 | 0 | 0 | 0 | 0
WMP.54520142 | non-HFTD | OpEx | 0 | 0 | 0 | 0 | 0 | 0 | 0 | 0 | 0 | 0 | 0 | 0 | [6 empty] | 0 | 0 | 0 | 0 | 0 | 0
WMP.54520144 | HFTD | CapEx | 0 | 0 | 0 | 0 | 0 | 0 | 0 | 0 | 0 | 0 | 0 | 0 | [6 empty] | 0 | 0 | 0 | 0 | 0 | 0 | [12 empty] | Units are listed under WMP.54514140
WMP.54520144 | HFTD | OpEx | 0 | 0 | 0 | 0 | 0 | 0 | 0 | 0 | 0 | 0 | 0 | 0 | [6 empty] | 0 | 0 | 0 | 0 | 0 | 0
WMP.54520144 | non-HFTD | CapEx | 0 | 0 | 0 | 0 | 0 | 0 | 0 | 0 | 0 | 0 | 0 | 0 | [6 empty] | 0 | 0 | 0 | 0 | 0 | 0
WMP.54520144 | non-HFTD | OpEx | 0 | 0 | 0 | 0 | 0 | 0 | 0 | 0 | 0 | 0 | 0 | 0 | [6 empty] | 0 | 0 | 0 | 0 | 0 | 0
WMP.54520145 | HFTD | CapEx | 0 | 0 | 344.8005 | 0 | 0 | 0 | 0 | 0 | 0 | 0 | 0 | 0 | [6 empty] | 0 | 0 | 344.8005 | 0 | 0 | 0 | [12 empty] | Units are listed under WMP.54514140
WMP.54520145 | HFTD | OpEx | 0 | 0 | 0 | 0 | 0 | 0 | 0 | 0 | 0 | 0 | 0 | 0 | [6 empty] | 0 | 0 | 0 | 0 | 0 | 0
WMP.54520145 | non-HFTD | CapEx | 0 | 0 | 0 | 0 | 0 | 0 | 0 | 0 | 0 | 0 | 0 | 0 | [6 empty] | 0 | 0 | 0 | 0 | 0 | 0
WMP.54520145 | non-HFTD | OpEx | 0 | 0 | 0 | 0 | 0 | 0 | 0 | 0 | 0 | 0 | 0 | 0 | [6 empty] | 0 | 0 | 0 | 0 | 0 | 0
WMP.54520152 | HFTD | CapEx | 20.7214 | 0 | 242.3804 | 0 | 0 | 0 | 0 | 0 | 0 | 0 | 0 | 0 | [6 empty] | 20.7214 | 0 | 242.3804 | 0 | 0 | 0 | [12 empty] | Units are listed under WMP.54514140
WMP.54520152 | HFTD | OpEx | 0 | 0 | 0 | 0 | 0 | 0 | 0 | 0 | 0 | 0 | 0 | 0 | [6 empty] | 0 | 0 | 0 | 0 | 0 | 0
WMP.54520152 | non-HFTD | CapEx | 0 | 0 | 0 | 0 | 0 | 0 | 0 | 0 | 0 | 0 | 0 | 0 | [6 empty] | 0 | 0 | 0 | 0 | 0 | 0
WMP.54520152 | non-HFTD | OpEx | 0 | 0 | 0 | 0 | 0 | 0 | 0 | 0 | 0 | 0 | 0 | 0 | [6 empty] | 0 | 0 | 0 | 0 | 0 | 0
WMP.54509142 | HFTD | CapEx | 0 | 0 | -8.0055 | 0 | 0 | 0 | 0 | 0 | 0 | 0 | 0 | 0 | [6 empty] | 0 | 0 | -8.0055 | 0 | 0 | 0 | [12 empty] | Units are listed under WMP.54514140
WMP.54509142 | HFTD | OpEx | 0 | 0 | 0 | 0 | 0 | 0 | 0 | 0 | 0 | 0 | 0 | 0 | [6 empty] | 0 | 0 | 0 | 0 | 0 | 0
WMP.54509142 | non-HFTD | CapEx | 0 | 0 | 0 | 0 | 0 | 0 | 0 | 0 | 0 | 0 | 0 | 0 | [6 empty] | 0 | 0 | 0 | 0 | 0 | 0
WMP.54509142 | non-HFTD | OpEx | 0 | 0 | 0 | 0 | 0 | 0 | 0 | 0 | 0 | 0 | 0 | 0 | [6 empty] | 0 | 0 | 0 | 0 | 0 | 0
WMP.54919134 | HFTD | CapEx | 4015.4442 | 0 | 1071.1782 | 0 | 0 | 0 | 207 | 0 | 9653 | 0 | 9943 | 0 | [6 empty] | 3808.4442 | 0 | -8581.8218 | 0 | -9943 | 0 | [12 empty] | Units are listed under WMP.54919873; reflects costs for HFTD Transmission Fiber Optics
WMP.54919134 | HFTD | OpEx | 0 | 0 | 0 | 0 | 0 | 0 | 0 | 0 | 0 | 0 | 0 | 0 | [6 empty] | 0 | 0 | 0 | 0 | 0 | 0
WMP.54919134 | non-HFTD | CapEx | 738.1422 | 0 | 2142.3565 | 0 | 0 | 0 | 0 | 0 | 0 | 0 | 0 | 0 | [6 empty] | 738.1422 | 0 | 2142.3565 | 0 | 0 | 0
WMP.54919134 | non-HFTD | OpEx | 0 | 0 | 0 | 0 | 0 | 0 | 0 | 0 | 0 | 0 | 0 | 0 | [6 empty] | 0 | 0 | 0 | 0 | 0 | 0
WMP.54919872 | HFTD | CapEx | 170.8976 | 0 | 30850.9433 | 1 | 0 | 0 | 0 | 0 | 0 | 0 | 0 | 0 | [6 empty] | 170.8976 | 0 | 30850.9433 | 1 | 0 | 0 | [12 empty] | Units are listed under WMP.54919873
WMP.54919872 | HFTD | OpEx | 0 | 0 | 0 | 0 | 0 | 0 | 0 | 0 | 0 | 0 | 0 | 0 | [6 empty] | 0 | 0 | 0 | 0 | 0 | 0
WMP.54919872 | non-HFTD | CapEx | 31.4154 | 0 | 61701.8866 | 2 | 0 | 0 | 0 | 0 | 0 | 0 | 0 | 0 | [6 empty] | 31.4154 | 0 | 61701.8866 | 2 | 0 | 0
WMP.54919872 | non-HFTD | OpEx | 0 | 0 | 0 | 0 | 0 | 0 | 0 | 0 | 0 | 0 | 0 | 0 | [6 empty] | 0 | 0 | 0 | 0 | 0 | 0
WMP.54919873 | HFTD | CapEx | 5307.9632 | 4 | -24920.453 | 0 | 8700 | 5 | 14143 | 12.7669 | 82902 | 72 | 85389 | 72 | [6 empty] | -8835.0368 | -8.7669 | -107822.453 | -72 | -76689 | -67 | [12 empty] | Includes all units for WMP.549; 2023 authorized units imputed based on 2023 actual base station costs and units
WMP.54919873 | HFTD | OpEx | 0 | 0 | 0 | 0 | 0 | 0 | 0 | 0 | 0 | 0 | 0 | 0 | [6 empty] | 0 | 0 | 0 | 0 | 0 | 0
WMP.54919873 | non-HFTD | CapEx | 975.7406 | 6 | -49840.906 | 0 | 0 | 0 | 0 | 0 | 0 | 0 | 0 | 0 | [6 empty] | 975.7406 | 6 | -49840.906 | 0 | 0 | 0
WMP.54919873 | non-HFTD | OpEx | 0 | 0 | 0 | 0 | 0 | 0 | 0 | 0 | 0 | 0 | 0 | 0 | [6 empty] | 0 | 0 | 0 | 0 | 0 | 0
WMP.54921880 | HFTD | CapEx | 27191.3072 | 0 | 0 | 0 | 0 | 0 | 0 | 0 | 0 | 0 | 0 | 0 | [6 empty] | 27191.3072 | 0 | 0 | 0 | 0 | 0 | [12 empty] | Units are listed under WMP.54919873; reflects costs for license fees
WMP.54921880 | HFTD | OpEx | 0 | 0 | 0 | 0 | 0 | 0 | 0 | 0 | 0 | 0 | 0 | 0 | [6 empty] | 0 | 0 | 0 | 0 | 0 | 0
WMP.54921880 | non-HFTD | CapEx | 4998.4638 | 0 | 0 | 0 | 0 | 0 | 0 | 0 | 0 | 0 | 0 | 0 | [6 empty] | 4998.4638 | 0 | 0 | 0 | 0 | 0
WMP.54921880 | non-HFTD | OpEx | 0 | 0 | 0 | 0 | 0 | 0 | 0 | 0 | 0 | 0 | 0 | 0 | [6 empty] | 0 | 0 | 0 | 0 | 0 | 0
WMP.55020282 | HFTD | CapEx | 2101.8857 | 2184 | 2719.3688 | 1654 | 0 | 90 | 0 | 0 | 2293 | 1848 | 2362 | 1848 | [6 empty] | 2101.8857 | 2184 | 426.3688 | -194 | -2362 | -1758
WMP.55020282 | HFTD | OpEx | 0 | 0 | 0 | 0 | 0 | 0 | 0 | 0 | 0 | 0 | 0 | 0 | [6 empty] | 0 | 0 | 0 | 0 | 0 | 0
WMP.55020282 | non-HFTD | CapEx | 17.3232 | 18 | 0 | 0 | 0 | 0 | 0 | 0 | 0 | 0 | 0 | 0 | [6 empty] | 17.3232 | 18 | 0 | 0 | 0 | 0
WMP.55020282 | non-HFTD | OpEx | 0 | 0 | 0 | 0 | 0 | 0 | 0 | 0 | 0 | 0 | 0 | 0 | [6 empty] | 0 | 0 | 0 | 0 | 0 | 0
WMP.55220248 | HFTD | CapEx | 2392.8589 | 0 | 25.535 | 0 | 0 | 0 | 0 | 0 | 0 | 0 | 0 | 0 | [6 empty] | 2392.8589 | 0 | 25.535 | 0 | 0 | 0 | [12 empty] | Units are listed under WMP.55220286
WMP.55220248 | HFTD | OpEx | 0 | 0 | 0 | 0 | 0 | 0 | 0 | 0 | 0 | 0 | 0 | 0 | [6 empty] | 0 | 0 | 0 | 0 | 0 | 0
WMP.55220248 | non-HFTD | CapEx | 262.1931 | 0 | 0.031326 | 0 | 0 | 0 | 0 | 0 | 0 | 0 | 0 | 0 | [6 empty] | 262.1931 | 0 | 0.031326 | 0 | 0 | 0
WMP.55220248 | non-HFTD | OpEx | 0 | 0 | 0 | 0 | 0 | 0 | 0 | 0 | 0 | 0 | 0 | 0 | [6 empty] | 0 | 0 | 0 | 0 | 0 | 0
WMP.55220286 | HFTD | CapEx | 31808.8812 | 13799 | 49521.3582 | 6521 | 53289.3357 | 13095 | 0 | 0 | 8666 | 1141.1437 | 8926 | 1141.1437 | [6 empty] | 31808.8812 | 13799 | 40855.3582 | 5379.8563 | 44363.3357 | 11953.8563 | [12 empty] | Includes all units for WMP.552; 2024 GRC requested units imputed based on 2024 planned costs and units
WMP.55220286 | HFTD | OpEx | 0 | 0 | 0 | 0 | 0 | 0 | 0 | 0 | 0 | 0 | 0 | 0 | [6 empty] | 0 | 0 | 0 | 0 | 0 | 0
WMP.55220286 | non-HFTD | CapEx | 3485.3996 | 1512 | 60.7531 | 8 | 1648.1238 | 405 | 0 | 0 | 0 | 0 | 0 | 0 | [6 empty] | 3485.3996 | 1512 | 60.7531 | 8 | 1648.1238 | 405
WMP.55220286 | non-HFTD | OpEx | 0 | 0 | 0 | 0 | 0 | 0 | 0 | 0 | 0 | 0 | 0 | 0 | [6 empty] | 0 | 0 | 0 | 0 | 0 | 0
WMP.55222259 | HFTD | CapEx | 4584.5146 | 0 | 23749.1234 | 0 | 0 | 0 | 0 | 0 | 0 | 0 | 0 | 0 | [6 empty] | 4584.5146 | 0 | 23749.1234 | 0 | 0 | 0 | [12 empty] | Units are listed under WMP.55220286
WMP.55222259 | HFTD | OpEx | 0 | 0 | 0 | 0 | 0 | 0 | 0 | 0 | 0 | 0 | 0 | 0 | [6 empty] | 0 | 0 | 0 | 0 | 0 | 0
WMP.55222259 | non-HFTD | CapEx | 502.3397 | 0 | 29.1356 | 0 | 0 | 0 | 0 | 0 | 0 | 0 | 0 | 0 | [6 empty] | 502.3397 | 0 | 29.1356 | 0 | 0 | 0
WMP.55222259 | non-HFTD | OpEx | 0 | 0 | 0 | 0 | 0 | 0 | 0 | 0 | 0 | 0 | 0 | 0 | [6 empty] | 0 | 0 | 0 | 0 | 0 | 0
WMP.97222247 | HFTD | CapEx | 1385.0297 | 605 | 1076.8271 | 773 | 1209.8808 | 160 | 1033.8378 | 478 | 1719 | 570 | 1771 | 570 | [6 empty] | 351.192 | 127 | -642.1729 | 203 | -561.1192 | -410
WMP.97222247 | HFTD | OpEx | 0 | 0 | 0 | 0 | 0 | 0 | 0 | 0 | 0 | 0 | 0 | 0 | [6 empty] | 0 | 0 | 0 | 0 | 0 | 0
WMP.97222247 | non-HFTD | CapEx | 119.0439 | 52 | 1.393 | 1 | 302.4702 | 40 | 0 | 0 | 0 | 0 | 0 | 0 | [6 empty] | 119.0439 | 52 | 1.393 | 1 | 302.4702 | 40
WMP.97222247 | non-HFTD | OpEx | 0 | 0 | 0 | 0 | 0 | 0 | 0 | 0 | 0 | 0 | 0 | 0 | [6 empty] | 0 | 0 | 0 | 0 | 0 | 0
WMP.46424242 | HFTD | CapEx | 0.0366 | 738 | 692.9403 | 676 | 1450.8038 | 810 | 0 | 0 | 0 | 0 | 0 | 0 | [6 empty] | 0.0366 | 738 | 692.9403 | 676 | 1450.8038 | 810
WMP.46424242 | HFTD | OpEx | 0 | 0 | 0 | 0 | 0 | 0 | 0 | 0 | 0 | 0 | 0 | 0 | [6 empty] | 0 | 0 | 0 | 0 | 0 | 0
WMP.46424242 | non-HFTD | CapEx | 0 | 229 | 2.0501 | 2 | 250.7562 | 140 | 0 | 0 | 0 | 0 | 0 | 0 | [6 empty] | 0 | 229 | 2.0501 | 2 | 250.7562 | 140
WMP.46424242 | non-HFTD | OpEx | 0 | 0 | 0 | 0 | 0 | 0 | 0 | 0 | 0 | 0 | 0 | 0 | [6 empty] | 0 | 0 | 0 | 0 | 0 | 0
WMP.45019248 | HFTD | CapEx | 1330.2959 | 0 | 0 | 0 | 0 | 0 | 0 | 0 | 3145 | 0 | 3239 | 0 | [6 empty] | 1330.2959 | 0 | -3145 | 0 | -3239 | 0
WMP.45019248 | HFTD | OpEx | 0 | 0 | 0 | 0 | 0 | 0 | 0 | 0 | 0 | 0 | 0 | 0 | [6 empty] | 0 | 0 | 0 | 0 | 0 | 0
WMP.45019248 | non-HFTD | CapEx | 0 | 0 | 0 | 0 | 0 | 0 | 0 | 0 | 0 | 0 | 0 | 0 | [6 empty] | 0 | 0 | 0 | 0 | 0 | 0
WMP.45019248 | non-HFTD | OpEx | 0 | 0 | 0 | 0 | 0 | 0 | 0 | 0 | 0 | 0 | 0 | 0 | [6 empty] | 0 | 0 | 0 | 0 | 0 | 0
WMP.54120240 | HFTD | CapEx | 10.1321 | 0 | 0 | 0 | 0 | 0 | 0 | 0 | 0 | 0 | 0 | 0 | [6 empty] | 10.1321 | 0 | 0 | 0 | 0 | 0
WMP.54120240 | HFTD | OpEx | 0 | 0 | 0 | 0 | 0 | 0 | 0 | 0 | 0 | 0 | 0 | 0 | [6 empty] | 0 | 0 | 0 | 0 | 0 | 0
WMP.54120240 | non-HFTD | CapEx | 0 | 0 | 0 | 0 | 0 | 0 | 0 | 0 | 0 | 0 | 0 | 0 | [6 empty] | 0 | 0 | 0 | 0 | 0 | 0
WMP.54120240 | non-HFTD | OpEx | 0 | 0 | 0 | 0 | 0 | 0 | 0 | 0 | 0 | 0 | 0 | 0 | [6 empty] | 0 | 0 | 0 | 0 | 0 | 0
WMP.143019247 | HFTD | CapEx | 88.484 | 0 | 93.9574 | 0 | 260.6941 | 216 | 583.4482 | 0 | 476 | 20 | 490 | 20 | [6 empty] | -494.9642 | 0 | -382.0426 | -20 | -229.3059 | 196 | [12 empty] | Includes all units for WMP.1430
WMP.143019247 | HFTD | OpEx | 0 | 0 | 0 | 0 | 0 | 0 | 0 | 0 | 0 | 0 | 0 | 0 | [6 empty] | 0 | 0 | 0 | 0 | 0 | 0
WMP.143019247 | non-HFTD | CapEx | 0 | 0 | 0 | 0 | 0 | 0 | 0 | 0 | 0 | 0 | 0 | 0 | [6 empty] | 0 | 0 | 0 | 0 | 0 | 0
WMP.143019247 | non-HFTD | OpEx | 0 | 0 | 0 | 0 | 0 | 0 | 0 | 0 | 0 | 0 | 0 | 0 | [6 empty] | 0 | 0 | 0 | 0 | 0 | 0
WMP.143022252 | HFTD | CapEx | 122.964 | 0 | 5.0612 | 0 | 0 | 0 | 0 | 0 | 0 | 0 | 0 | 0 | [6 empty] | 122.964 | 0 | 5.0612 | 0 | 0 | 0 | [12 empty] | Units are listed under WMP.143019247
WMP.143022252 | HFTD | OpEx | 0 | 0 | 0 | 0 | 0 | 0 | 0 | 0 | 0 | 0 | 0 | 0 | [6 empty] | 0 | 0 | 0 | 0 | 0 | 0
WMP.143022252 | non-HFTD | CapEx | 0 | 0 | 0 | 0 | 0 | 0 | 0 | 0 | 0 | 0 | 0 | 0 | [6 empty] | 0 | 0 | 0 | 0 | 0 | 0
WMP.143022252 | non-HFTD | OpEx | 0 | 0 | 0 | 0 | 0 | 0 | 0 | 0 | 0 | 0 | 0 | 0 | [6 empty] | 0 | 0 | 0 | 0 | 0 | 0
WMP.143122878 | HFTD | CapEx | 54.6738 | 4 | 0 | 0 | 0 | 0 | 0 | 0 | 0 | 0 | 0 | 0 | [6 empty] | 54.6738 | 4 | 0 | 0 | 0 | 0
WMP.143122878 | HFTD | OpEx | 0 | 0 | 0 | 0 | 0 | 0 | 0 | 0 | 0 | 0 | 0 | 0 | [6 empty] | 0 | 0 | 0 | 0 | 0 | 0
WMP.143122878 | non-HFTD | CapEx | 27.3369 | 2 | 0 | 0 | 0 | 0 | 0 | 0 | 0 | 0 | 0 | 0 | [6 empty] | 27.3369 | 2 | 0 | 0 | 0 | 0
WMP.143122878 | non-HFTD | OpEx | 0 | 0 | 0 | 0 | 0 | 0 | 0 | 0 | 0 | 0 | 0 | 0 | [6 empty] | 0 | 0 | 0 | 0 | 0 | 0
WMP.51123877 | HFTD | CapEx | 0 | 0 | 487.5525 | 0 | 0 | 0 | 0 | 0 | 0 | 0 | 0 | 0 | [6 empty] | 0 | 0 | 487.5525 | 0 | 0 | 0
WMP.51123877 | HFTD | OpEx | 0 | 0 | 0 | 0 | 0 | 0 | 0 | 0 | 0 | 0 | 0 | 0 | [6 empty] | 0 | 0 | 0 | 0 | 0 | 0
WMP.51123877 | non-HFTD | CapEx | 0 | 0 | 0 | 0 | 0 | 0 | 0 | 0 | 0 | 0 | 0 | 0 | [6 empty] | 0 | 0 | 0 | 0 | 0 | 0
WMP.51123877 | non-HFTD | OpEx | 0 | 0 | 0 | 0 | 0 | 0 | 0 | 0 | 0 | 0 | 0 | 0 | [6 empty] | 0 | 0 | 0 | 0 | 0 | 0
WMP.51920891 | HFTD | CapEx | 290.735 | 0 | 0 | 0 | 0 | 0 | 0 | 0 | 6713 | 0 | 6914 | 0 | [6 empty] | 290.735 | 0 | -6713 | 0 | -6914 | 0
WMP.51920891 | HFTD | OpEx | 0 | 0 | 0 | 0 | 0 | 0 | 0 | 0 | 0 | 0 | 0 | 0 | [6 empty] | 0 | 0 | 0 | 0 | 0 | 0
WMP.51920891 | non-HFTD | CapEx | 0 | 0 | 0 | 0 | 0 | 0 | 0 | 0 | 0 | 0 | 0 | 0 | [6 empty] | 0 | 0 | 0 | 0 | 0 | 0
WMP.51920891 | non-HFTD | OpEx | 0 | 0 | 0 | 0 | 0 | 0 | 0 | 0 | 0 | 0 | 0 | 0 | [6 empty] | 0 | 0 | 0 | 0 | 0 | 0
WMP.51920898 | HFTD | CapEx | 4516.2996 | 0 | 800.9977 | 0 | 0 | 0 | 0 | 0 | 0 | 0 | 0 | 0 | [6 empty] | 4516.2996 | 0 | 800.9977 | 0 | 0 | 0
WMP.51920898 | HFTD | OpEx | 0 | 0 | 0 | 0 | 0 | 0 | 0 | 0 | 0 | 0 | 0 | 0 | [6 empty] | 0 | 0 | 0 | 0 | 0 | 0
WMP.51920898 | non-HFTD | CapEx | 0 | 0 | 0 | 0 | 0 | 0 | 0 | 0 | 0 | 0 | 0 | 0 | [6 empty] | 0 | 0 | 0 | 0 | 0 | 0
WMP.51920898 | non-HFTD | OpEx | 0 | 0 | 0 | 0 | 0 | 0 | 0 | 0 | 0 | 0 | 0 | 0 | [6 empty] | 0 | 0 | 0 | 0 | 0 | 0
WMP.51921875 | HFTD | CapEx | -342.4364 | 0 | 4.3515 | 0 | 0 | 0 | 0 | 0 | 0 | 0 | 0 | 0 | [6 empty] | -342.4364 | 0 | 4.3515 | 0 | 0 | 0
WMP.51921875 | HFTD | OpEx | 0 | 0 | 0 | 0 | 0 | 0 | 0 | 0 | 0 | 0 | 0 | 0 | [6 empty] | 0 | 0 | 0 | 0 | 0 | 0
WMP.51921875 | non-HFTD | CapEx | 0 | 0 | 0 | 0 | 0 | 0 | 0 | 0 | 0 | 0 | 0 | 0 | [6 empty] | 0 | 0 | 0 | 0 | 0 | 0
WMP.51921875 | non-HFTD | OpEx | 0 | 0 | 0 | 0 | 0 | 0 | 0 | 0 | 0 | 0 | 0 | 0 | [6 empty] | 0 | 0 | 0 | 0 | 0 | 0
WMP.51921884 | HFTD | CapEx | 347.7023 | 0 | 0 | 0 | 0 | 0 | 0 | 0 | 5007 | 0 | 5157 | 0 | [6 empty] | 347.7023 | 0 | -5007 | 0 | -5157 | 0
WMP.51921884 | HFTD | OpEx | 0 | 0 | 0 | 0 | 0 | 0 | 0 | 0 | 0 | 0 | 0 | 0 | [6 empty] | 0 | 0 | 0 | 0 | 0 | 0
WMP.51921884 | non-HFTD | CapEx | 0 | 0 | 0 | 0 | 0 | 0 | 0 | 0 | 0 | 0 | 0 | 0 | [6 empty] | 0 | 0 | 0 | 0 | 0 | 0
WMP.51921884 | non-HFTD | OpEx | 0 | 0 | 0 | 0 | 0 | 0 | 0 | 0 | 0 | 0 | 0 | 0 | [6 empty] | 0 | 0 | 0 | 0 | 0 | 0
WMP.519WMP24002 | HFTD | CapEx | 0 | 0 | 0 | 0 | 0 | 0 | 0 | 0 | 0 | 0 | 0 | 0 | [6 empty] | 0 | 0 | 0 | 0 | 0 | 0
WMP.519WMP24002 | HFTD | OpEx | 0 | 0 | 0 | 0 | 0 | 0 | 0 | 0 | 0 | 0 | 0 | 0 | [6 empty] | 0 | 0 | 0 | 0 | 0 | 0
WMP.519WMP24002 | non-HFTD | CapEx | 0 | 0 | 0 | 0 | 0 | 0 | 0 | 0 | 0 | 0 | 0 | 0 | [6 empty] | 0 | 0 | 0 | 0 | 0 | 0
WMP.519WMP24002 | non-HFTD | OpEx | 0 | 0 | 0 | 0 | 0 | 0 | 0 | 0 | 0 | 0 | 0 | 0 | [6 empty] | 0 | 0 | 0 | 0 | 0 | 0
WMP.51923875 | HFTD | CapEx | 2093.0203 | 0 | 3769.5591 | 0 | 0 | 0 | 0 | 0 | 0 | 0 | 0 | 0 | [6 empty] | 2093.0203 | 0 | 3769.5591 | 0 | 0 | 0
WMP.51923875 | HFTD | OpEx | 0 | 0 | 0 | 0 | 0 | 0 | 0 | 0 | 0 | 0 | 0 | 0 | [6 empty] | 0 | 0 | 0 | 0 | 0 | 0
WMP.51923875 | non-HFTD | CapEx | 0 | 0 | 0 | 0 | 0 | 0 | 0 | 0 | 0 | 0 | 0 | 0 | [6 empty] | 0 | 0 | 0 | 0 | 0 | 0
WMP.51923875 | non-HFTD | OpEx | 0 | 0 | 0 | 0 | 0 | 0 | 0 | 0 | 0 | 0 | 0 | 0 | [6 empty] | 0 | 0 | 0 | 0 | 0 | 0
WMP.51923876 | HFTD | CapEx | 0 | 0 | 3183.7798 | 0 | 8504 | 0 | 0 | 0 | 0 | 0 | 0 | 0 | [6 empty] | 0 | 0 | 3183.7798 | 0 | 8504 | 0
WMP.51923876 | HFTD | OpEx | 0 | 0 | 0 | 0 | 0 | 0 | 0 | 0 | 0 | 0 | 0 | 0 | [6 empty] | 0 | 0 | 0 | 0 | 0 | 0
WMP.51923876 | non-HFTD | CapEx | 0 | 0 | 0 | 0 | 0 | 0 | 0 | 0 | 0 | 0 | 0 | 0 | [6 empty] | 0 | 0 | 0 | 0 | 0 | 0
WMP.51923876 | non-HFTD | OpEx | 0 | 0 | 0 | 0 | 0 | 0 | 0 | 0 | 0 | 0 | 0 | 0 | [6 empty] | 0 | 0 | 0 | 0 | 0 | 0
WMP.52122255 | HFTD | CapEx | 0 | 0 | 0 | 0 | 0 | 0 | 0 | 0 | 0 | 0 | 0 | 0 | [6 empty] | 0 | 0 | 0 | 0 | 0 | 0
WMP.52122255 | HFTD | OpEx | 1760 | 0 | 0 | 0 | 0 | 0 | 532 | 0 | 0 | 0 | 0 | 0 | [6 empty] | 1228 | 0 | 0 | 0 | 0 | 0
WMP.52122255 | non-HFTD | CapEx | 0 | 0 | 0 | 0 | 0 | 0 | 0 | 0 | 0 | 0 | 0 | 0 | [6 empty] | 0 | 0 | 0 | 0 | 0 | 0
WMP.52122255 | non-HFTD | OpEx | 0 | 0 | 0 | 0 | 0 | 0 | 0 | 0 | 0 | 0 | 0 | 0 | [6 empty] | 0 | 0 | 0 | 0 | 0 | 0
WMP.52321877 | HFTD | CapEx | -58.7691 | 0 | 0 | 0 | 0 | 0 | 0 | 0 | 2372 | 0 | 2443 | 0 | [6 empty] | -58.7691 | 0 | -2372 | 0 | -2443 | 0
WMP.52321877 | HFTD | OpEx | 0 | 0 | 0 | 0 | 0 | 0 | 0 | 0 | 0 | 0 | 0 | 0 | [6 empty] | 0 | 0 | 0 | 0 | 0 | 0
WMP.52321877 | non-HFTD | CapEx | 0 | 0 | 0 | 0 | 0 | 0 | 0 | 0 | 0 | 0 | 0 | 0 | [6 empty] | 0 | 0 | 0 | 0 | 0 | 0
WMP.52321877 | non-HFTD | OpEx | 0 | 0 | 0 | 0 | 0 | 0 | 0 | 0 | 0 | 0 | 0 | 0 | [6 empty] | 0 | 0 | 0 | 0 | 0 | 0
WMP.52322876 | HFTD | CapEx | 4043.2312 | 0 | 843.7223 | 0 | 0 | 0 | 0 | 0 | 0 | 0 | 0 | 0 | [6 empty] | 4043.2312 | 0 | 843.7223 | 0 | 0 | 0
WMP.52322876 | HFTD | OpEx | 0 | 0 | 0 | 0 | 0 | 0 | 0 | 0 | 0 | 0 | 0 | 0 | [6 empty] | 0 | 0 | 0 | 0 | 0 | 0
WMP.52322876 | non-HFTD | CapEx | 0 | 0 | 0 | 0 | 0 | 0 | 0 | 0 | 0 | 0 | 0 | 0 | [6 empty] | 0 | 0 | 0 | 0 | 0 | 0
WMP.52322876 | non-HFTD | OpEx | 0 | 0 | 0 | 0 | 0 | 0 | 0 | 0 | 0 | 0 | 0 | 0 | [6 empty] | 0 | 0 | 0 | 0 | 0 | 0
WMP.52322881 | HFTD | CapEx | 1219.5395 | 0 | -1.0821 | 0 | 0 | 0 | 0 | 0 | 0 | 0 | 0 | 0 | [6 empty] | 1219.5395 | 0 | -1.0821 | 0 | 0 | 0
WMP.52322881 | HFTD | OpEx | 0 | 0 | 0 | 0 | 0 | 0 | 0 | 0 | 0 | 0 | 0 | 0 | [6 empty] | 0 | 0 | 0 | 0 | 0 | 0
WMP.52322881 | non-HFTD | CapEx | 0 | 0 | 0 | 0 | 0 | 0 | 0 | 0 | 0 | 0 | 0 | 0 | [6 empty] | 0 | 0 | 0 | 0 | 0 | 0
WMP.52322881 | non-HFTD | OpEx | 0 | 0 | 0 | 0 | 0 | 0 | 0 | 0 | 0 | 0 | 0 | 0 | [6 empty] | 0 | 0 | 0 | 0 | 0 | 0
WMP.52324877 | HFTD | CapEx | 0 | 0 | 891.0443 | 0 | 0 | 0 | 0 | 0 | 0 | 0 | 0 | 0 | [6 empty] | 0 | 0 | 891.0443 | 0 | 0 | 0
WMP.52324877 | HFTD | OpEx | 0 | 0 | 0 | 0 | 0 | 0 | 0 | 0 | 0 | 0 | 0 | 0 | [6 empty] | 0 | 0 | 0 | 0 | 0 | 0
WMP.52324877 | non-HFTD | CapEx | 0 | 0 | 0 | 0 | 0 | 0 | 0 | 0 | 0 | 0 | 0 | 0 | [6 empty] | 0 | 0 | 0 | 0 | 0 | 0
WMP.52324877 | non-HFTD | OpEx | 0 | 0 | 0 | 0 | 0 | 0 | 0 | 0 | 0 | 0 | 0 | 0 | [6 empty] | 0 | 0 | 0 | 0 | 0 | 0
WMP.523WMP24005 | HFTD | CapEx | 0 | 0 | 0 | 0 | 0 | 0 | 0 | 0 | 0 | 0 | 0 | 0 | [6 empty] | 0 | 0 | 0 | 0 | 0 | 0
WMP.523WMP24005 | HFTD | OpEx | 0 | 0 | 0 | 0 | 0 | 0 | 0 | 0 | 0 | 0 | 0 | 0 | [6 empty] | 0 | 0 | 0 | 0 | 0 | 0
WMP.523WMP24005 | non-HFTD | CapEx | 0 | 0 | 0 | 0 | 0 | 0 | 0 | 0 | 0 | 0 | 0 | 0 | [6 empty] | 0 | 0 | 0 | 0 | 0 | 0
WMP.523WMP24005 | non-HFTD | OpEx | 0 | 0 | 0 | 0 | 0 | 0 | 0 | 0 | 0 | 0 | 0 | 0 | [6 empty] | 0 | 0 | 0 | 0 | 0 | 0
WMP.52323884 | HFTD | CapEx | 0 | 0 | 569.5499 | 0 | 0 | 0 | 0 | 0 | 0 | 0 | 0 | 0 | [6 empty] | 0 | 0 | 569.5499 | 0 | 0 | 0
WMP.52323884 | HFTD | OpEx | 0 | 0 | 0 | 0 | 0 | 0 | 0 | 0 | 0 | 0 | 0 | 0 | [6 empty] | 0 | 0 | 0 | 0 | 0 | 0
WMP.52323884 | non-HFTD | CapEx | 0 | 0 | 0 | 0 | 0 | 0 | 0 | 0 | 0 | 0 | 0 | 0 | [6 empty] | 0 | 0 | 0 | 0 | 0 | 0
WMP.52323884 | non-HFTD | OpEx | 0 | 0 | 0 | 0 | 0 | 0 | 0 | 0 | 0 | 0 | 0 | 0 | [6 empty] | 0 | 0 | 0 | 0 | 0 | 0
WMP.13377118690 | HFTD | CapEx | 0 | 0 | 0 | 0 | 0 | 0 | 0 | 0 | 0 | 0 | 0 | 0 | [6 empty] | 0 | 0 | 0 | 0 | 0 | 0
WMP.13377118690 | HFTD | OpEx | 448 | 0 | 450 | 0 | 0 | 0 | 0 | 0 | 0 | 0 | 0 | 0 | [6 empty] | 448 | 0 | 450 | 0 | 0 | 0
WMP.13377118690 | non-HFTD | CapEx | 0 | 0 | 0 | 0 | 0 | 0 | 0 | 0 | 0 | 0 | 0 | 0 | [6 empty] | 0 | 0 | 0 | 0 | 0 | 0
WMP.13377118690 | non-HFTD | OpEx | 0 | 0 | 0 | 0 | 0 | 0 | 0 | 0 | 0 | 0 | 0 | 0 | [6 empty] | 0 | 0 | 0 | 0 | 0 | 0
WMP.5147110102 | HFTD | CapEx | 0 | 0 | 0 | 0 | 0 | 0 | 0 | 0 | 0 | 0 | 0 | 0 | [6 empty] | 0 | 0 | 0 | 0 | 0 | 0
WMP.5147110102 | HFTD | OpEx | 4641 | 0 | 4819 | 0 | 4500 | 0 | 2688 | 0 | 3677 | 0 | 3787 | 0 | [6 empty] | 1953 | 0 | 1142 | 0 | 713 | 0
WMP.5147110102 | non-HFTD | CapEx | 0 | 0 | 0 | 0 | 0 | 0 | 0 | 0 | 0 | 0 | 0 | 0 | [6 empty] | 0 | 0 | 0 | 0 | 0 | 0
WMP.5147110102 | non-HFTD | OpEx | 0 | 0 | 0 | 0 | 0 | 0 | 0 | 0 | 0 | 0 | 0 | 0 | [6 empty] | 0 | 0 | 0 | 0 | 0 | 0
WMP.4667111405/7125700 | HFTD | CapEx | 0 | 0 | 0 | 0 | 0 | 0 | 0 | 0 | 0 | 0 | 0 | 0 | [6 empty] | 0 | 0 | 0 | 0 | 0 | 0
WMP.4667111405/7125700 | HFTD | OpEx | 5465 | 805 | 927 | 0 | 3953 | 0 | 0 | 0 | 8623 | 1420 | 8881 | 1420 | [6 empty] | 5465 | 805 | -7696 | -1420 | -4928 | -1420
WMP.4667111405/7125700 | non-HFTD | CapEx | 0 | 0 | 0 | 0 | 0 | 0 | 0 | 0 | 0 | 0 | 0 | 0 | [6 empty] | 0 | 0 | 0 | 0 | 0 | 0
WMP.4667111405/7125700 | non-HFTD | OpEx | 0 | 0 | 0 | 0 | 0 | 0 | 0 | 0 | 0 | 0 | 0 | 0 | [6 empty] | 0 | 0 | 0 | 0 | 0 | 0
WMP.4677125106/7124942 | HFTD | CapEx | 0 | 0 | 0 | 0 | 0 | 0 | 0 | 0 | 0 | 0 | 0 | 0 | [6 empty] | 0 | 0 | 0 | 0 | 0 | 0
WMP.4677125106/7124942 | HFTD | OpEx | 282 | 251 | 478 | 0 | 494 | 0 | 0 | 0 | 2089 | 1250 | 2152 | 1250 | [6 empty] | 282 | 251 | -1611 | -1250 | -1658 | -1250
WMP.4677125106/7124942 | non-HFTD | CapEx | 0 | 0 | 0 | 0 | 0 | 0 | 0 | 0 | 0 | 0 | 0 | 0 | [6 empty] | 0 | 0 | 0 | 0 | 0 | 0
WMP.4677125106/7124942 | non-HFTD | OpEx | 0 | 0 | 0 | 0 | 0 | 0 | 0 | 0 | 0 | 0 | 0 | 0 | [6 empty] | 0 | 0 | 0 | 0 | 0 | 0
WMP.4687124943/7139122 | HFTD | CapEx | 0 | 0 | 0 | 0 | 0 | 0 | 0 | 0 | 0 | 0 | 0 | 0 | [6 empty] | 0 | 0 | 0 | 0 | 0 | 0
WMP.4687124943/7139122 | HFTD | OpEx | 12712 | 362 | 5207 | 54 | 1000 | 54 | 0 | 0 | 11820 | 412 | 12174 | 412 | [6 empty] | 12712 | 362 | -6613 | -358 | -11174 | -358
WMP.4687124943/7139122 | non-HFTD | CapEx | 0 | 0 | 0 | 0 | 0 | 0 | 0 | 0 | 0 | 0 | 0 | 0 | [6 empty] | 0 | 0 | 0 | 0 | 0 | 0
WMP.4687124943/7139122 | non-HFTD | OpEx | 0 | 0 | 0 | 0 | 0 | 0 | 0 | 0 | 0 | 0 | 0 | 0 | [6 empty] | 0 | 0 | 0 | 0 | 0 | 0
WMP.4427138134 | HFTD | CapEx | 0 | 0 | 0 | 0 | 3974 | 0 | 0 | 0 | 0 | 0 | 0 | 0 | [6 empty] | 0 | 0 | 0 | 0 | 3974 | 0
WMP.4427138134 | HFTD | OpEx | 4057 | 0 | 4573 | 0 | 5754 | 0 | 0 | 0 | 2755 | 0 | 2838 | 0 | [6 empty] | 4057 | 0 | 1818 | 0 | 2916 | 0
WMP.4427138134 | non-HFTD | CapEx | 0 | 0 | 0 | 0 | 0 | 0 | 0 | 0 | 0 | 0 | 0 | 0 | [6 empty] | 0 | 0 | 0 | 0 | 0 | 0
WMP.4427138134 | non-HFTD | OpEx | 0 | 0 | 0 | 0 | 0 | 0 | 0 | 0 | 0 | 0 | 0 | 0 | [6 empty] | 0 | 0 | 0 | 0 | 0 | 0
WMP.5126013464 | HFTD | CapEx | 0 | 0 | 0 | 0 | 0 | 0 | 0 | 0 | 0 | 0 | 0 | 0 | [6 empty] | 0 | 0 | 0 | 0 | 0 | 0
WMP.5126013464 | HFTD | OpEx | 7262 | 31828 | 6295 | 32374 | 7145 | 32374 | 3840 | 30018.6 | 6249 | 30540 | 6437 | 30540 | [6 empty] | 3422 | 1809.4 | 46 | 1834 | 708 | 1834 | [12 empty] | Year 1 unit authorized in last GRC is based on 2012-2016 average
WMP.5126013464 | non-HFTD | CapEx | 0 | 0 | 0 | 0 | 0 | 0 | 0 | 0 | 0 | 0 | 0 | 0 | [6 empty] | 0 | 0 | 0 | 0 | 0 | 0
WMP.5126013464 | non-HFTD | OpEx | 783 | 3430 | 802 | 4126 | 985 | 4126 | 534 | 4171.2 | 708 | 3460 | 729 | 3460 | [6 empty] | 249 | -741.2 | 94 | 666 | 256 | 666
WMP.4977110101/7145667 | HFTD | CapEx | 0 | 0 | 0 | 0 | 0 | 0 | 0 | 0 | 0 | 0 | 0 | 0 | [6 empty] | 0 | 0 | 0 | 0 | 0 | 0
WMP.4977110101/7145667 | HFTD | OpEx | 4071 | 514 | 3159 | 147 | 5445 | 147 | 0 | 0 | 5529 | 550 | 5695 | 550 | [6 empty] | 4071 | 514 | -2370 | -403 | -250 | -403
WMP.4977110101/7145667 | non-HFTD | CapEx | 0 | 0 | 0 | 0 | 0 | 0 | 0 | 0 | 0 | 0 | 0 | 0 | [6 empty] | 0 | 0 | 0 | 0 | 0 | 0
WMP.4977110101/7145667 | non-HFTD | OpEx | 0 | 0 | 0 | 0 | 0 | 0 | 0 | 0 | 0 | 0 | 0 | 0 | [6 empty] | 0 | 0 | 0 | 0 | 0 | 0
WMP.4817115645 | HFTD | CapEx | 0 | 0 | 0 | 0 | 0 | 0 | 0 | 0 | 0 | 0 | 0 | 0 | [6 empty] | 0 | 0 | 0 | 0 | 0 | 0
WMP.4817115645 | HFTD | OpEx | 330 | 11900 | 76 | 3346 | 5 | 3346 | 0 | 0 | 200 | 18000 | 206 | 18000 | [6 empty] | 330 | 11900 | -124 | -14654 | -201 | -14654
WMP.4817115645 | non-HFTD | CapEx | 0 | 0 | 0 | 0 | 0 | 0 | 0 | 0 | 0 | 0 | 0 | 0 | [6 empty] | 0 | 0 | 0 | 0 | 0 | 0
WMP.4817115645 | non-HFTD | OpEx | 0 | 0 | 69 | 3052 | 0 | 0 | 0 | 0 | 0 | 0 | 0 | 0 | [6 empty] | 0 | 0 | 69 | 3052 | 0 | 0
WMP.4847133280 | HFTD | CapEx | 0 | 0 | 0 | 0 | 0 | 0 | 0 | 0 | 0 | 0 | 0 | 0 | [6 empty] | 0 | 0 | 0 | 0 | 0 | 0
WMP.4847133280 | HFTD | OpEx | 873 | 0 | 31 | 0 | 0 | 0 | 0 | 0 | 1712 | 0 | 1763 | 0 | [6 empty] | 873 | 0 | -1681 | 0 | -1763 | 0
WMP.4847133280 | non-HFTD | CapEx | 0 | 0 | 0 | 0 | 0 | 0 | 0 | 0 | 0 | 0 | 0 | 0 | [6 empty] | 0 | 0 | 0 | 0 | 0 | 0
WMP.4847133280 | non-HFTD | OpEx | 0 | 0 | 0 | 0 | 0 | 0 | 0 | 0 | 0 | 0 | 0 | 0 | [6 empty] | 0 | 0 | 0 | 0 | 0 | 0
WMP.13257133773 | HFTD | CapEx | 0 | 0 | 0 | 0 | 0 | 0 | 0 | 0 | 0 | 0 | 0 | 0 | [6 empty] | 0 | 0 | 0 | 0 | 0 | 0
WMP.13257133773 | HFTD | OpEx | 1218 | 0 | 922 | 0 | 0 | 0 | 0 | 0 | 882 | 10000 | 908 | 10000 | [6 empty] | 1218 | 0 | 40 | -10000 | -908 | -10000
WMP.13257133773 | non-HFTD | CapEx | 0 | 0 | 0 | 0 | 0 | 0 | 0 | 0 | 0 | 0 | 0 | 0 | [6 empty] | 0 | 0 | 0 | 0 | 0 | 0
WMP.13257133773 | non-HFTD | OpEx | 0 | 0 | 0 | 0 | 0 | 0 | 0 | 0 | 0 | 0 | 0 | 0 | [6 empty] | 0 | 0 | 0 | 0 | 0 | 0
WMP.4946010250 | HFTD | CapEx | 0 | 0 | 0 | 0 | 0 | 0 | 0 | 0 | 0 | 0 | 0 | 0 | [6 empty] | 0 | 0 | 0 | 0 | 0 | 0
WMP.4946010250 | HFTD | OpEx | 33480 | 267606 | 38592 | 264994 | 32638.9558 | 264994 | 15376.38 | 263838 | 31665 | 273000 | 32615 | 273000 | [6 empty] | 18103.62 | 3768 | 6927 | -8006 | 23.9558 | -8006 | [12 empty] | Costs represent WMP.494 and WMP.501
WMP.4946010250 | non-HFTD | CapEx | 0 | 0 | 0 | 0 | 0 | 0 | 0 | 0 | 0 | 0 | 0 | 0 | [6 empty] | 0 | 0 | 0 | 0 | 0 | 0
WMP.4946010250 | non-HFTD | OpEx | 34285 | 0 | 37713 | 258955 | 29247.5642 | 258955 | 11134.62 | 191055 | 23016 | 218822 | 23706 | 218822 | [6 empty] | 23150.38 | -191055 | 14697 | 40133 | 5541.5642 | 40133
WMP.501501 | HFTD | CapEx | 0 | 0 | 0 | 0 | 0 | 0 | 0 | 0 | 0 | 0 | 0 | 0 | [6 empty] | 0 | 0 | 0 | 0 | 0 | 0
WMP.501501 | HFTD | OpEx | 0 | 0 | 0 | 11788 | 10542.05 | 11200 | 0 | 0 | 11934 | 12824 | 12292 | 0 | [6 empty] | 0 | 0 | -11934 | -1036 | -1749.95 | 11200 | [12 empty] | Costs included in WMP.494
WMP.501501 | non-HFTD | CapEx | 0 | 0 | 0 | 0 | 0 | 0 | 0 | 0 | 0 | 0 | 0 | 0 | [6 empty] | 0 | 0 | 0 | 0 | 0 | 0
WMP.501501 | non-HFTD | OpEx | 0 | 0 | 0 | 0 | 0 | 0 | 0 | 0 | 0 | 0 | 0 | 0 | [6 empty] | 0 | 0 | 0 | 0 | 0 | 0
WMP.44220877 | HFTD | CapEx | 0 | 0 | 0 | 0 | 0 | 0 | 0 | 0 | 527 | 0 | 543 | 0 | [6 empty] | 0 | 0 | -527 | 0 | -543 | 0
WMP.44220877 | HFTD | OpEx | 0 | 0 | 0 | 0 | 0 | 0 | 0 | 0 | 0 | 0 | 0 | 0 | [6 empty] | 0 | 0 | 0 | 0 | 0 | 0
WMP.44220877 | non-HFTD | CapEx | 0 | 0 | 0 | 0 | 0 | 0 | 0 | 0 | 0 | 0 | 0 | 0 | [6 empty] | 0 | 0 | 0 | 0 | 0 | 0
WMP.44220877 | non-HFTD | OpEx | 0 | 0 | 0 | 0 | 0 | 0 | 0 | 0 | 0 | 0 | 0 | 0 | [6 empty] | 0 | 0 | 0 | 0 | 0 | 0
WMP.56320890 | HFTD | CapEx | 0 | 0 | 0 | 0 | 0 | 0 | 0 | 0 | 3699 | 0 | 3810 | 0 | [6 empty] | 0 | 0 | -3699 | 0 | -3810 | 0
WMP.56320890 | HFTD | OpEx | 0 | 0 | 0 | 0 | 0 | 0 | 0 | 0 | 0 | 0 | 0 | 0 | [6 empty] | 0 | 0 | 0 | 0 | 0 | 0
WMP.56320890 | non-HFTD | CapEx | 0 | 0 | 0 | 0 | 0 | 0 | 0 | 0 | 0 | 0 | 0 | 0 | [6 empty] | 0 | 0 | 0 | 0 | 0 | 0
WMP.56320890 | non-HFTD | OpEx | 0 | 0 | 0 | 0 | 0 | 0 | 0 | 0 | 0 | 0 | 0 | 0 | [6 empty] | 0 | 0 | 0 | 0 | 0 | 0
WMP.47319246-O&M | HFTD | CapEx | 0 | 0 | 0 | 0 | 0 | 0 | 0 | 0 | 0 | 0 | 0 | 0 | [6 empty] | 0 | 0 | 0 | 0 | 0 | 0
WMP.47319246-O&M | HFTD | OpEx | 429 | 72 | 2313 | 112 | 1493 | 112 | 0 | 0 | 3336 | 35 | 3436 | 35 | [6 empty] | 429 | 72 | -1023 | 77 | -1943 | 77
WMP.47319246-O&M | non-HFTD | CapEx | 0 | 0 | 0 | 0 | 0 | 0 | 0 | 0 | 0 | 0 | 0 | 0 | [6 empty] | 0 | 0 | 0 | 0 | 0 | 0
WMP.47319246-O&M | non-HFTD | OpEx | 0 | 0 | 0 | 0 | 0 | 0 | 0 | 0 | 0 | 0 | 0 | 0 | [6 empty] | 0 | 0 | 0 | 0 | 0 | 0
WMP.45520285-O&M | HFTD | CapEx | 0 | 0 | 0 | 0 | 0 | 0 | 0 | 0 | 0 | 0 | 0 | 0 | [6 empty] | 0 | 0 | 0 | 0 | 0 | 0
WMP.45520285-O&M | HFTD | OpEx | 3372 | 60 | 3287 | 35.9103 | 2042 | 35.9103 | 0 | 0 | 675 | 100 | 696 | 100 | [6 empty] | 3372 | 60 | 2612 | -64.0897 | 1346 | -64.0897
WMP.45520285-O&M | non-HFTD | CapEx | 0 | 0 | 0 | 0 | 0 | 0 | 0 | 0 | 0 | 0 | 0 | 0 | [6 empty] | 0 | 0 | 0 | 0 | 0 | 0
WMP.45520285-O&M | non-HFTD | OpEx | 0 | 0 | 0 | 0 | 0 | 0 | 0 | 0 | 0 | 0 | 0 | 0 | [6 empty] | 0 | 0 | 0 | 0 | 0 | 0
WMP.10087110105 | HFTD | CapEx | 0 | 0 | 0 | 0 | 0 | 0 | 0 | 0 | 0 | 0 | 0 | 0 | [6 empty] | 0 | 0 | 0 | 0 | 0 | 0
WMP.10087110105 | HFTD | OpEx | 19834 | 0 | 18019 | 0 | 21720 | 0 | 2043 | 0 | 18472 | 0 | 19026 | 0 | [6 empty] | 17791 | 0 | -453 | 0 | 2694 | 0
WMP.10087110105 | non-HFTD | CapEx | 0 | 0 | 0 | 0 | 0 | 0 | 0 | 0 | 0 | 0 | 0 | 0 | [6 empty] | 0 | 0 | 0 | 0 | 0 | 0
WMP.10087110105 | non-HFTD | OpEx | 0 | 0 | 0 | 0 | 0 | 0 | 0 | 0 | 0 | 0 | 0 | 0 | [6 empty] | 0 | 0 | 0 | 0 | 0 | 0
WMP.5577110104/7113802 | HFTD | CapEx | 0 | 0 | 0 | 0 | 0 | 0 | 0 | 0 | 0 | 0 | 0 | 0 | [6 empty] | 0 | 0 | 0 | 0 | 0 | 0
WMP.5577110104/7113802 | HFTD | OpEx | 8016 | 0 | 7853 | 0 | 5171 | 0 | 7389 | 0 | 12797 | 0 | 13181 | 0 | [6 empty] | 627 | 0 | -4944 | 0 | -8010 | 0
WMP.5577110104/7113802 | non-HFTD | CapEx | 0 | 0 | 0 | 0 | 0 | 0 | 0 | 0 | 0 | 0 | 0 | 0 | [6 empty] | 0 | 0 | 0 | 0 | 0 | 0
WMP.5577110104/7113802 | non-HFTD | OpEx | 0 | 0 | 0 | 0 | 0 | 0 | 0 | 0 | 342 | 0 | 352 | 0 | [6 empty] | 0 | 0 | -342 | 0 | -352 | 0
WMP.5637127614/7111442/7133143 | HFTD | CapEx | 0 | 0 | 0 | 0 | 0 | 0 | 0 | 0 | 0 | 0 | 0 | 0 | [6 empty] | 0 | 0 | 0 | 0 | 0 | 0
WMP.5637127614/7111442/7133143 | HFTD | OpEx | 10397 | 0 | 8406 | 0 | 11030 | 0 | 290 | 0 | 13167 | 0 | 13562 | 0 | [6 empty] | 10107 | 0 | -4761 | 0 | -2532 | 0
WMP.5637127614/7111442/7133143 | non-HFTD | CapEx | 0 | 0 | 0 | 0 | 0 | 0 | 0 | 0 | 0 | 0 | 0 | 0 | [6 empty] | 0 | 0 | 0 | 0 | 0 | 0
WMP.5637127614/7111442/7133143 | non-HFTD | OpEx | 0 | 0 | 0 | 0 | 0 | 0 | 0 | 0 | 0 | 0 | 0 | 0 | [6 empty] | 0 | 0 | 0 | 0 | 0 | 0
WMP.119522256-O&M | HFTD | CapEx | 0 | 0 | 0 | 0 | 0 | 0 | 0 | 0 | 0 | 0 | 0 | 0 | [6 empty] | 0 | 0 | 0 | 0 | 0 | 0
WMP.119522256-O&M | HFTD | OpEx | 4 | 32 | 93 | 50 | 127 | 50 | 0 | 0 | 0 | 0 | 0 | 0 | [6 empty] | 4 | 32 | 93 | 50 | 127 | 50
WMP.119522256-O&M | non-HFTD | CapEx | 0 | 0 | 0 | 0 | 0 | 0 | 0 | 0 | 0 | 0 | 0 | 0 | [6 empty] | 0 | 0 | 0 | 0 | 0 | 0
WMP.119522256-O&M | non-HFTD | OpEx | 0 | 0 | 30 | 12 | 1236 | 0 | 0 | 0 | 0 | 0 | 0 | 0 | [6 empty] | 0 | 0 | 30 | 12 | 1236 | 0
WMP.4627129048 | HFTD | CapEx | 0 | 0 | 0 | 0 | 0 | 0 | 0 | 0 | 0 | 0 | 0 | 0 | [6 empty] | 0 | 0 | 0 | 0 | 0 | 0
WMP.4627129048 | HFTD | OpEx | 839 | 0 | 888 | 0 | 0 | 0 | 0 | 0 | 1835 | 6 | 1890 | 6 | [6 empty] | 839 | 0 | -947 | -6 | -1890 | -6 | [12 empty] | Includes all units for WMP.462
WMP.4627129048 | non-HFTD | CapEx | 0 | 0 | 0 | 0 | 0 | 0 | 0 | 0 | 0 | 0 | 0 | 0 | [6 empty] | 0 | 0 | 0 | 0 | 0 | 0
WMP.4627129048 | non-HFTD | OpEx | 402 | 0 | 0 | 0 | 0 | 0 | 0 | 0 | 0 | 0 | 0 | 0 | [6 empty] | 402 | 0 | 0 | 0 | 0 | 0
WMP.46315259-O&M | HFTD | CapEx | 0 | 0 | 0 | 0 | 0 | 0 | 0 | 0 | 0 | 0 | 0 | 0 | [6 empty] | 0 | 0 | 0 | 0 | 0 | 0
WMP.46315259-O&M | HFTD | OpEx | 232 | 4 | 145 | 5 | 145 | 5 | 0 | 0 | 0 | 0 | 0 | 0 | [6 empty] | 232 | 4 | 145 | 5 | 145 | 5 | [12 empty] | Includes all units for WMP.463
WMP.46315259-O&M | non-HFTD | CapEx | 0 | 0 | 0 | 0 | 0 | 0 | 0 | 0 | 0 | 0 | 0 | 0 | [6 empty] | 0 | 0 | 0 | 0 | 0 | 0
WMP.46315259-O&M | non-HFTD | OpEx | 0 | 0 | 0 | 0 | 0 | 0 | 0 | 0 | 0 | 0 | 0 | 0 | [6 empty] | 0 | 0 | 0 | 0 | 0 | 0
WMP.47520284-O&M | HFTD | CapEx | 0 | 0 | 0 | 0 | 0 | 0 | 0 | 0 | 0 | 0 | 0 | 0 | [6 empty] | 0 | 0 | 0 | 0 | 0 | 0
WMP.47520284-O&M | HFTD | OpEx | 1094 | 2.33 | 2748 | 0.54183 | 3150 | 0.54183 | 5250 | 11.1841 | 53 | 4.8 | 55 | 4.8 | [6 empty] | -4156 | -8.8541 | 2695 | -4.2582 | 3095 | -4.2582 | [12 empty] | Includes all units for WMP.475
WMP.47520284-O&M | non-HFTD | CapEx | 0 | 0 | 0 | 0 | 0 | 0 | 0 | 0 | 0 | 0 | 0 | 0 | [6 empty] | 0 | 0 | 0 | 0 | 0 | 0
WMP.47520284-O&M | non-HFTD | OpEx | 0 | 0 | 0 | 0 | 0 | 0 | 0 | 0 | 2 | 0 | 2 | 0 | [6 empty] | 0 | 0 | -2 | 0 | -2 | 0
WMP.47800239-O&M | HFTD | CapEx | 0 | 0 | 0 | 0 | 0 | 0 | 0 | 0 | 0 | 0 | 0 | 0 | [6 empty] | 0 | 0 | 0 | 0 | 0 | 0
WMP.47800239-O&M | HFTD | OpEx | 792 | 11755 | 480 | 16503 | 494 | 16503 | 13379 | 198517.9808 | 731 | 27986 | 753 | 27986 | [6 empty] | -12587 | -186762.9808 | -251 | -11483 | -259 | -11483
WMP.47800239-O&M | non-HFTD | CapEx | 0 | 0 | 0 | 0 | 0 | 0 | 0 | 0 | 0 | 0 | 0 | 0 | [6 empty] | 0 | 0 | 0 | 0 | 0 | 0
WMP.47800239-O&M | non-HFTD | OpEx | 0 | 0 | 0 | 0 | 0 | 0 | 0 | 0 | 0 | 0 | 0 | 0 | [6 empty] | 0 | 0 | 0 | 0 | 0 | 0
WMP.47920127-O&M | HFTD | CapEx | 0 | 0 | 0 | 0 | 0 | 0 | 0 | 0 | 0 | 0 | 0 | 0 | [6 empty] | 0 | 0 | 0 | 0 | 0 | 0
WMP.47920127-O&M | HFTD | OpEx | 36 | 1928 | 5 | 2438 | 15 | 2438 | 0 | 0 | 0 | 0 | 0 | 0 | [6 empty] | 36 | 1928 | 5 | 2438 | 15 | 2438
WMP.47920127-O&M | non-HFTD | CapEx | 0 | 0 | 0 | 0 | 0 | 0 | 0 | 0 | 0 | 0 | 0 | 0 | [6 empty] | 0 | 0 | 0 | 0 | 0 | 0
WMP.47920127-O&M | non-HFTD | OpEx | 0 | 0 | 1 | 502 | 0 | 0 | 0 | 0 | 0 | 0 | 0 | 0 | [6 empty] | 0 | 0 | 1 | 502 | 0 | 0
WMP.4837113810 | HFTD | CapEx | 0 | 0 | 0 | 0 | 0 | 0 | 0 | 0 | 0 | 0 | 0 | 0 | [6 empty] | 0 | 0 | 0 | 0 | 0 | 0
WMP.4837113810 | HFTD | OpEx | 108 | 1038 | 71 | 2225 | 79 | 2225 | 0 | 0 | 144 | 2000 | 148 | 2000 | [6 empty] | 108 | 1038 | -73 | 225 | -69 | 225
WMP.4837113810 | non-HFTD | CapEx | 0 | 0 | 0 | 0 | 0 | 0 | 0 | 0 | 0 | 0 | 0 | 0 | [6 empty] | 0 | 0 | 0 | 0 | 0 | 0
WMP.4837113810 | non-HFTD | OpEx | 0 | 0 | 0 | 0 | 0 | 0 | 0 | 0 | 0 | 0 | 0 | 0 | [6 empty] | 0 | 0 | 0 | 0 | 0 | 0
WMP.4887127615 | HFTD | CapEx | 0 | 0 | 0 | 0 | 0 | 0 | 0 | 0 | 0 | 0 | 0 | 0 | [6 empty] | 0 | 0 | 0 | 0 | 0 | 0
WMP.4887127615 | HFTD | OpEx | 331 | 85857 | 300 | 86140 | 309 | 86140 | 0 | 0 | 317 | 86122 | 326 | 86122 | [6 empty] | 331 | 85857 | -17 | 18 | -17 | 18
WMP.4887127615 | non-HFTD | CapEx | 0 | 0 | 0 | 0 | 0 | 0 | 0 | 0 | 0 | 0 | 0 | 0 | [6 empty] | 0 | 0 | 0 | 0 | 0 | 0
WMP.4887127615 | non-HFTD | OpEx | 0 | 0 | 0 | 0 | 0 | 0 | 0 | 0 | 0 | 0 | 0 | 0 | [6 empty] | 0 | 0 | 0 | 0 | 0 | 0
WMP.5497143342 | HFTD | CapEx | 0 | 0 | 0 | 0 | 0 | 0 | 0 | 0 | 0 | 0 | 0 | 0 | [6 empty] | 0 | 0 | 0 | 0 | 0 | 0
WMP.5497143342 | HFTD | OpEx | 364 | 4 | 500 | 1 | 2232.5476 | 1 | 0 | 0 | 0 | 0 | 0 | 0 | [6 empty] | 364 | 4 | 500 | 1 | 2232.5476 | 1
WMP.5497143342 | non-HFTD | CapEx | 0 | 0 | 0 | 0 | 0 | 0 | 0 | 0 | 0 | 0 | 0 | 0 | [6 empty] | 0 | 0 | 0 | 0 | 0 | 0
WMP.5497143342 | non-HFTD | OpEx | 546 | 6 | 1001 | 2 | 54 | 2 | 0 | 0 | 0 | 0 | 0 | 0 | [6 empty] | 546 | 6 | 1001 | 2 | 54 | 2
WMP.55220286-O&M | HFTD | CapEx | 0 | 0 | 0 |  | 0 | 0 | 0 | 0 | 0 | 0 | 0 | 0 | [6 empty] | 0 | 0 | 0 | 0 | 0 | 0
WMP.55220286-O&M | HFTD | OpEx | 48038 | 13799 | 32839 | 6521 | 30545.0412 | 6521 | 0 | 0 | 14444 | 22000 | 14878 | 22000 | [6 empty] | 48038 | 13799 | 18395 | -15479 | 15667.0412 | -15479
WMP.55220286-O&M | non-HFTD | CapEx | 0 | 0 |  | 0 | 0 | 0 | 0 | 0 | 0 | 0 | 0 | 0 | [6 empty] | 0 | 0 | 0 | 0 | 0 | 0
WMP.55220286-O&M | non-HFTD | OpEx | 5264 | 1512 | 40 | 8 | 945 | 8 | 0 | 0 | 0 | 0 | 0 | 0 | [6 empty] | 5264 | 1512 | 40 | 8 | 945 | 8
WMP.97222247-O&M | HFTD | CapEx | 0 | 0 | 0 | 0 | 0 | 0 | 0 | 0 | 0 | 0 | 0 | 0 | [6 empty] | 0 | 0 | 0 | 0 | 0 | 0
WMP.97222247-O&M | HFTD | OpEx | 9 | 605 | 30 | 773 | 8.24 | 773 | 0 | 0 | 0 | 0 | 0 | 0 | [6 empty] | 9 | 605 | 30 | 773 | 8.24 | 773
WMP.97222247-O&M | non-HFTD | CapEx | 0 | 0 |  | 0 | 0 | 0 | 0 | 0 | 0 | 0 | 0 | 0 | [6 empty] | 0 | 0 | 0 | 0 | 0 | 0
WMP.97222247-O&M | non-HFTD | OpEx | 1 | 52 | 0 | 1 | 2 | 1 | 0 | 0 | 0 | 0 | 0 | 0 | [6 empty] | 1 | 52 | 0 | 1 | 2 | 1
WMP.4507110106/7110107 | HFTD | CapEx | 0 | 0 | 0 | 0 | 0 | 0 | 0 | 0 | 0 | 0 | 0 | 0 | [6 empty] | 0 | 0 | 0 | 0 | 0 | 0
WMP.4507110106/7110107 | HFTD | OpEx | 4503 |  | 5691 |  | 4538 | 0 | 2395 | 0 | 4296 | 0 | 4425 | 0 | [6 empty] | 2108 | 0 | 1395 | 0 | 113 | 0
WMP.4507110106/7110107 | non-HFTD | CapEx | 0 | 0 |  | 0 | 0 | 0 | 0 | 0 | 0 | 0 | 0 | 0 | [6 empty] | 0 | 0 | 0 | 0 | 0 | 0
WMP.4507110106/7110107 | non-HFTD | OpEx | 22 | 2 | 0 | 0 | 0 | 0 | 0 | 0 | 0 | 0 | 0 | 0 | [6 empty] | 22 | 2 | 0 | 0 | 0 | 0
WMP.14317144089 | HFTD | CapEx | 0 | 0 | 0 | 0 | 0 | 0 | 0 | 0 | 0 | 0 | 0 | 0 | [6 empty] | 0 | 0 | 0 | 0 | 0 | 0
WMP.14317144089 | HFTD | OpEx |  |  |  |  | 84 | 192 | 0 | 0 | 114 | 40 | 117 | 0 | [6 empty] | 0 | 0 | -114 | -40 | -33 | 192 | [12 empty] | Units transitioned from "installations" to "maintenance" in 2025
WMP.14317144089 | non-HFTD | CapEx | 0 | 0 |  | 0 | 0 | 0 | 0 | 0 | 0 | 0 | 0 | 0 | [6 empty] | 0 | 0 | 0 | 0 | 0 | 0
WMP.14317144089 | non-HFTD | OpEx |  |  |  |  | 0 | 0 | 0 | 0 | 0 | 0 | 0 | 0 | [6 empty] | 0 | 0 | 0 | 0 | 0 | 0
WMP.5197137944 | HFTD | CapEx | 0 | 0 | 0 | 0 | 0 | 0 | 0 | 0 | 0 | 0 | 0 | 0 | [6 empty] | 0 | 0 | 0 | 0 | 0 | 0
WMP.5197137944 | HFTD | OpEx |  |  | 1284 |  | 2020 | 0 | 0 | 0 | 1874 | 0 | 1930 | 0 | [6 empty] | 0 | 0 | -590 | 0 | 90 | 0
WMP.5197137944 | non-HFTD | CapEx | 0 | 0 |  | 0 | 0 | 0 | 0 | 0 | 0 | 0 | 0 | 0 | [6 empty] | 0 | 0 | 0 | 0 | 0 | 0
WMP.5197137944 | non-HFTD | OpEx |  |  |  |  | 0 | 0 | 0 | 0 | 0 | 0 | 0 | 0 | [6 empty] | 0 | 0 | 0 | 0 | 0 | 0
WMP.5237117506 | HFTD | CapEx | 0 | 0 | 0 | 0 | 0 | 0 | 0 | 0 | 0 | 0 | 0 | 0 | [6 empty] | 0 | 0 | 0 | 0 | 0 | 0
WMP.5237117506 | HFTD | OpEx | 5632 | 0 | 3445 | 0 | 5045 | 0 | 1383 | 0 | 8782 | 0 | 9045 | 0 | [6 empty] | 4249 | 0 | -5337 | 0 | -4000 | 0
WMP.5237117506 | non-HFTD | CapEx | 0 | 0 |  | 0 | 0 | 0 | 0 | 0 | 0 | 0 | 0 | 0 | [6 empty] | 0 | 0 | 0 | 0 | 0 | 0
WMP.5237117506 | non-HFTD | OpEx |  |  |  |  | 0 | 0 | 0 | 0 | 0 | 0 | 0 | 0 | [6 empty] | 0 | 0 | 0 | 0 | 0 | 0
WMP.10177113807 | HFTD | CapEx | 0 | 0 | 0 | 0 | 0 | 0 | 0 | 0 | 0 | 0 | 0 | 0 | [6 empty] | 0 | 0 | 0 | 0 | 0 | 0
WMP.10177113807 | HFTD | OpEx | 658 | 0 | 226 | 0 | 231 | 0 | 0 | 0 | 0 | 0 | 0 | 0 | [6 empty] | 658 | 0 | 226 | 0 | 231 | 0
WMP.10177113807 | non-HFTD | CapEx | 0 | 0 |  | 0 | 0 | 0 | 0 | 0 | 0 | 0 | 0 | 0 | [6 empty] | 0 | 0 | 0 | 0 | 0 | 0
WMP.10177113807 | non-HFTD | OpEx |  |  |  |  | 0 | 0 | 0 | 0 | 0 | 0 | 0 | 0 | [6 empty] | 0 | 0 | 0 | 0 | 0 | 0
WMP.118922242-O&M | HFTD | CapEx | 0 | 0 | 0 | 0 | 0 | 0 | 0 | 0 | 0 | 0 | 0 | 0 | [6 empty] | 0 | 0 | 0 | 0 | 0 | 0
WMP.118922242-O&M | HFTD | OpEx |  | 1 | 122 | 32 | 303 | 200 | 0 | 0 | 0 | 0 | 0 | 0 | [6 empty] | 0 | 1 | 122 | 32 | 303 | 200 | [12 empty] | Includes all units for WMP.1189
WMP.118922242-O&M | non-HFTD | CapEx | 0 | 0 |  | 0 | 0 | 0 | 0 | 0 | 0 | 0 | 0 | 0 | [6 empty] | 0 | 0 | 0 | 0 | 0 | 0
WMP.118922242-O&M | non-HFTD | OpEx |  |  | 31 | 8 | 0 | 0 | 0 | 0 | 0 | 0 | 0 | 0 | [6 empty] | 0 | 0 | 31 | 8 | 0 | 0
WMP.54514140-O&M | HFTD | CapEx | 0 | 0 | 0 | 0 | 0 | 0 | 0 | 0 | 0 | 0 | 0 | 0 | [6 empty] | 0 | 0 | 0 | 0 | 0 | 0
WMP.54514140-O&M | HFTD | OpEx |  | 21.5 | -131 | 7 | 1 | 1.8 | 0 | 0 | 0 | 0 | 0 | 0 | [6 empty] | 0 | 21.5 | -131 | 7 | 1 | 1.8 | [12 empty] | Includes all units for WMP.545
WMP.54514140-O&M | non-HFTD | CapEx | 0 | 0 |  | 0 | 0 | 0 | 0 | 0 | 0 | 0 | 0 | 0 | [6 empty] | 0 | 0 | 0 | 0 | 0 | 0
WMP.54514140-O&M | non-HFTD | OpEx |  |  |  |  | 0 | 0 | 0 | 0 | 0 | 0 | 0 | 0 | [6 empty] | 0 | 0 | 0 | 0 | 0 | 0
WMP.4647111445 | HFTD | CapEx | 0 | 0 | 0 | 0 | 0 | 0 | 0 | 0 | 0 | 0 | 0 | 0 | [6 empty] | 0 | 0 | 0 | 0 | 0 | 0
WMP.4647111445 | HFTD | OpEx | 1268 | 738 | 107 | 676 | 44 | 676 | 0 | 0 | 416 | 212 | 428 | 212 | [6 empty] | 1268 | 738 | -309 | 464 | -384 | 464
WMP.4647111445 | non-HFTD | CapEx | 0 | 0 |  | 0 | 0 | 0 | 0 | 0 | 0 | 0 | 0 | 0 | [6 empty] | 0 | 0 | 0 | 0 | 0 | 0
WMP.4647111445 | non-HFTD | OpEx | 394 | 229 | 0 | 2 | 8 | 2 | 0 | 0 | 0 | 0 | 0 | 0 | [6 empty] | 394 | 229 | 0 | 2 | 8 | 2
BLM-OM NewBLM-OM New | HFTD | CapEx | 0 | 0 | 0 | 0 | 0 | 0 | 0 | 0 | 0 | 0 | 0 | 0 | [6 empty] | 0 | 0 | 0 | 0 | 0 | 0
BLM-OM NewBLM-OM New | HFTD | OpEx |  |  |  |  | 0 | 0 | 0 | 0 | 5 | 1 | 5 | 0 | [6 empty] | 0 | 0 | -5 | -1 | -5 | 0
BLM-OM NewBLM-OM New | non-HFTD | CapEx | 0 | 0 |  | 0 | 0 | 0 | 0 | 0 | 0 | 0 | 0 | 0 | [6 empty] | 0 | 0 | 0 | 0 | 0 | 0
BLM-OM NewBLM-OM New | non-HFTD | OpEx |  |  |  |  | 0 | 0 | 0 | 0 | 0 | 0 | 0 | 0 | [6 empty] | 0 | 0 | 0 | 0 | 0 | 0
CNF-OM NewCNF-OM New | HFTD | CapEx | 0 | 0 | 0 | 0 | 0 | 0 | 0 | 0 | 0 | 0 | 0 | 0 | [6 empty] | 0 | 0 | 0 | 0 | 0 | 0
CNF-OM NewCNF-OM New | HFTD | OpEx |  |  |  |  | 0 | 0 | 0 | 0 | 153 | 1 | 158 | 0 | [6 empty] | 0 | 0 | -153 | -1 | -158 | 0
CNF-OM NewCNF-OM New | non-HFTD | CapEx | 0 | 0 |  | 0 | 0 | 0 | 0 | 0 | 0 | 0 | 0 | 0 | [6 empty] | 0 | 0 | 0 | 0 | 0 | 0
CNF-OM NewCNF-OM New | non-HFTD | OpEx |  |  |  |  | 0 | 0 | 0 | 0 | 0 | 0 | 0 | 0 | [6 empty] | 0 | 0 | 0 | 0 | 0 | 0
WMP.55020282-O&M | HFTD | CapEx | 0 | 0 | 0 | 0 | 0 | 0 | 0 | 0 | 0 | 0 | 0 | 0 | [6 empty] | 0 | 0 | 0 | 0 | 0 | 0
WMP.55020282-O&M | HFTD | OpEx | 85 | 2184 | 0 | 1654 | 0 | 1654 | 0 | 0 | 0 | 0 | 0 | 0 | [6 empty] | 85 | 2184 | 0 | 1654 | 0 | 1654
WMP.55020282-O&M | non-HFTD | CapEx | 0 | 0 |  | 0 | 0 | 0 | 0 | 0 | 0 | 0 | 0 | 0 | [6 empty] | 0 | 0 | 0 | 0 | 0 | 0
WMP.55020282-O&M | non-HFTD | OpEx | 1 | 18 | 0 | 0 | 0 | 0 | 0 | 0 | 0 | 0 | 0 | 0 | [6 empty] | 1 | 18 | 0 | 0 | 0 | 0
WMP.55721255 | HFTD | CapEx | 0 | 0 | 0 | 0 | 0 | 0 | 0 | 0 | 0 | 0 | 0 | 0 | [6 empty] | 0 | 0 | 0 | 0 | 0 | 0
WMP.55721255 | HFTD | OpEx |  |  |  |  | 0 | 0 | 0 | 0 | 0 | 0 | 0 | 0 | [6 empty] | 0 | 0 | 0 | 0 | 0 | 0
WMP.55721255 | non-HFTD | CapEx | 0 | 0 |  | 0 | 0 | 0 | 0 | 0 | 0 | 0 | 0 | 0 | [6 empty] | 0 | 0 | 0 | 0 | 0 | 0
WMP.55721255 | non-HFTD | OpEx |  |  |  |  | 0 | 0 | 0 | 0 | 0 | 0 | 0 | 0 | [6 empty] | 0 | 0 | 0 | 0 | 0 | 0
WMP.5459137 | HFTD | CapEx | 0 | 0 | 0 | 0 | 0 | 0 | 0 | 0 | 0 | 0 | 0 | 0 | [6 empty] | 0 | 0 | 0 | 0 | 0 | 0
WMP.5459137 | HFTD | OpEx |  |  |  |  | 0 | 0 | 0 | 0 | 0 | 0 | 0 | 0 | [6 empty] | 0 | 0 | 0 | 0 | 0 | 0
WMP.5459137 | non-HFTD | CapEx | 0 | 0 |  | 0 | 0 | 0 | 0 | 0 | 0 | 0 | 0 | 0 | [6 empty] | 0 | 0 | 0 | 0 | 0 | 0
WMP.5459137 | non-HFTD | OpEx |  |  |  |  | 0 | 0 | 0 | 0 | 0 | 0 | 0 | 0 | [6 empty] | 0 | 0 | 0 | 0 | 0 | 0
WMP.54516150 | HFTD | CapEx | 0 | 0 | 0 | 0 | 0 | 0 | 0 | 0 | 0 | 0 | 0 | 0 | [6 empty] | 0 | 0 | 0 | 0 | 0 | 0
WMP.54516150 | HFTD | OpEx |  |  |  |  | 0 | 0 | 0 | 0 | 0 | 0 | 0 | 0 | [6 empty] | 0 | 0 | 0 | 0 | 0 | 0
WMP.54516150 | non-HFTD | CapEx | 0 | 0 |  | 0 | 0 | 0 | 0 | 0 | 0 | 0 | 0 | 0 | [6 empty] | 0 | 0 | 0 | 0 | 0 | 0
WMP.54516150 | non-HFTD | OpEx |  |  |  |  | 0 | 0 | 0 | 0 | 0 | 0 | 0 | 0 | [6 empty] | 0 | 0 | 0 | 0 | 0 | 0
WMP.143016245 | HFTD | CapEx | 0 | 0 | 0 | 0 | 0 | 0 | 0 | 0 | 0 | 0 | 0 | 0 | [6 empty] | 0 | 0 | 0 | 0 | 0 | 0
WMP.143016245 | HFTD | OpEx |  |  |  |  | 0 | 0 | 0 | 0 | 0 | 0 | 0 | 0 | [6 empty] | 0 | 0 | 0 | 0 | 0 | 0
WMP.143016245 | non-HFTD | CapEx | 0 | 0 |  | 0 | 0 | 0 | 0 | 0 | 0 | 0 | 0 | 0 | [6 empty] | 0 | 0 | 0 | 0 | 0 | 0
WMP.143016245 | non-HFTD | OpEx |  |  |  |  | 0 | 0 | 0 | 0 | 0 | 0 | 0 | 0 | [6 empty] | 0 | 0 | 0 | 0 | 0 | 0
WMP.56319250 | HFTD | CapEx | 0 | 0 | 0 | 0 | 0 | 0 | 0 | 0 | 0 | 0 | 0 | 0 | [6 empty] | 0 | 0 | 0 | 0 | 0 | 0
WMP.56319250 | HFTD | OpEx |  |  |  |  | 0 | 0 | 0 | 0 | 0 | 0 | 0 | 0 | [6 empty] | 0 | 0 | 0 | 0 | 0 | 0
WMP.56319250 | non-HFTD | CapEx | 0 | 0 |  | 0 | 0 | 0 | 0 | 0 | 0 | 0 | 0 | 0 | [6 empty] | 0 | 0 | 0 | 0 | 0 | 0
WMP.56319250 | non-HFTD | OpEx |  |  |  |  | 0 | 0 | 0 | 0 | 0 | 0 | 0 | 0 | [6 empty] | 0 | 0 | 0 | 0 | 0 | 0
WMP.55220155 | HFTD | CapEx | 0 | 0 | 0 |  | 0 | 0 | 0 | 0 | 0 | 0 | 0 | 0 | [6 empty] | 0 | 0 | 0 | 0 | 0 | 0
WMP.55220155 | HFTD | OpEx |  |  |  |  | 0 | 0 | 0 | 0 | 0 | 0 | 0 | 0 | [6 empty] | 0 | 0 | 0 | 0 | 0 | 0
WMP.55220155 | non-HFTD | CapEx | 0 | 0 |  | 0 | 0 | 0 | 0 | 0 | 0 | 0 | 0 | 0 | [6 empty] | 0 | 0 | 0 | 0 | 0 | 0
WMP.55220155 | non-HFTD | OpEx |  |  |  |  | 0 | 0 | 0 | 0 | 0 | 0 | 0 | 0 | [6 empty] | 0 | 0 | 0 | 0 | 0 | 0
WMP.100820279 | HFTD | CapEx | 0 | 0 | 0 | 0 | 0 | 0 | 0 | 0 | 0 | 0 | 0 | 0 | [6 empty] | 0 | 0 | 0 | 0 | 0 | 0
WMP.100820279 | HFTD | OpEx |  |  |  |  | 0 | 0 | 0 | 0 | 0 | 0 | 0 | 0 | [6 empty] | 0 | 0 | 0 | 0 | 0 | 0
WMP.100820279 | non-HFTD | CapEx | 0 | 0 |  | 0 | 0 | 0 | 0 | 0 | 0 | 0 | 0 | 0 | [6 empty] | 0 | 0 | 0 | 0 | 0 | 0
WMP.100820279 | non-HFTD | OpEx |  |  |  |  | 0 | 0 | 0 | 0 | 0 | 0 | 0 | 0 | [6 empty] | 0 | 0 | 0 | 0 | 0 | 0
WMP.51920875 | HFTD | CapEx | 0 | 0 | 0 | 0 | 0 | 0 | 0 | 0 | 0 | 0 | 0 | 0 | [6 empty] | 0 | 0 | 0 | 0 | 0 | 0
WMP.51920875 | HFTD | OpEx |  |  |  |  | 0 | 0 | 0 | 0 | 0 | 0 | 0 | 0 | [6 empty] | 0 | 0 | 0 | 0 | 0 | 0
WMP.51920875 | non-HFTD | CapEx | 0 | 0 |  | 0 | 0 | 0 | 0 | 0 | 0 | 0 | 0 | 0 | [6 empty] | 0 | 0 | 0 | 0 | 0 | 0
WMP.51920875 | non-HFTD | OpEx |  |  |  |  | 0 | 0 | 0 | 0 | 0 | 0 | 0 | 0 | [6 empty] | 0 | 0 | 0 | 0 | 0 | 0
WMP.100820876 | HFTD | CapEx | 0 | 0 | 0 | 0 | 0 | 0 | 0 | 0 | 0 | 0 | 0 | 0 | [6 empty] | 0 | 0 | 0 | 0 | 0 | 0
WMP.100820876 | HFTD | OpEx |  |  |  |  | 0 | 0 | 0 | 0 | 0 | 0 | 0 | 0 | [6 empty] | 0 | 0 | 0 | 0 | 0 | 0
WMP.100820876 | non-HFTD | CapEx | 0 | 0 |  | 0 | 0 | 0 | 0 | 0 | 0 | 0 | 0 | 0 | [6 empty] | 0 | 0 | 0 | 0 | 0 | 0
WMP.100820876 | non-HFTD | OpEx |  |  |  |  | 0 | 0 | 0 | 0 | 0 | 0 | 0 | 0 | [6 empty] | 0 | 0 | 0 | 0 | 0 | 0
WMP.52320878 | HFTD | CapEx | 0 | 0 | 0 | 0 | 0 | 0 | 0 | 0 | 0 | 0 | 0 | 0 | [6 empty] | 0 | 0 | 0 | 0 | 0 | 0
WMP.52320878 | HFTD | OpEx |  |  |  |  | 0 | 0 | 0 | 0 | 0 | 0 | 0 | 0 | [6 empty] | 0 | 0 | 0 | 0 | 0 | 0
WMP.52320878 | non-HFTD | CapEx | 0 | 0 |  | 0 | 0 | 0 | 0 | 0 | 0 | 0 | 0 | 0 | [6 empty] | 0 | 0 | 0 | 0 | 0 | 0
WMP.52320878 | non-HFTD | OpEx |  |  |  |  | 0 | 0 | 0 | 0 | 0 | 0 | 0 | 0 | [6 empty] | 0 | 0 | 0 | 0 | 0 | 0
WMP.52320887 | HFTD | CapEx | 0 | 0 | 0 | 0 | 0 | 0 | 0 | 0 | 0 | 0 | 0 | 0 | [6 empty] | 0 | 0 | 0 | 0 | 0 | 0
WMP.52320887 | HFTD | OpEx |  |  |  |  | 0 | 0 | 0 | 0 | 0 | 0 | 0 | 0 | [6 empty] | 0 | 0 | 0 | 0 | 0 | 0
WMP.52320887 | non-HFTD | CapEx | 0 | 0 |  | 0 | 0 | 0 | 0 | 0 | 0 | 0 | 0 | 0 | [6 empty] | 0 | 0 | 0 | 0 | 0 | 0
WMP.52320887 | non-HFTD | OpEx |  |  |  |  | 0 | 0 | 0 | 0 | 0 | 0 | 0 | 0 | [6 empty] | 0 | 0 | 0 | 0 | 0 | 0
WMP.51920889 | HFTD | CapEx | 0 | 0 | 0 | 0 | 0 | 0 | 0 | 0 | 0 | 0 | 0 | 0 | [6 empty] | 0 | 0 | 0 | 0 | 0 | 0
WMP.51920889 | HFTD | OpEx |  |  |  |  | 0 | 0 | 0 | 0 | 0 | 0 | 0 | 0 | [6 empty] | 0 | 0 | 0 | 0 | 0 | 0
WMP.51920889 | non-HFTD | CapEx | 0 | 0 |  | 0 | 0 | 0 | 0 | 0 | 0 | 0 | 0 | 0 | [6 empty] | 0 | 0 | 0 | 0 | 0 | 0
WMP.51920889 | non-HFTD | OpEx |  |  |  |  | 0 | 0 | 0 | 0 | 0 | 0 | 0 | 0 | [6 empty] | 0 | 0 | 0 | 0 | 0 | 0
WMP.100820893 | HFTD | CapEx | 0 | 0 | 0 | 0 | 0 | 0 | 0 | 0 | 0 | 0 | 0 | 0 | [6 empty] | 0 | 0 | 0 | 0 | 0 | 0
WMP.100820893 | HFTD | OpEx |  |  |  |  | 0 | 0 | 0 | 0 | 0 | 0 | 0 | 0 | [6 empty] | 0 | 0 | 0 | 0 | 0 | 0
WMP.100820893 | non-HFTD | CapEx | 0 | 0 |  | 0 | 0 | 0 | 0 | 0 | 0 | 0 | 0 | 0 | [6 empty] | 0 | 0 | 0 | 0 | 0 | 0
WMP.100820893 | non-HFTD | OpEx |  |  |  |  | 0 | 0 | 0 | 0 | 0 | 0 | 0 | 0 | [6 empty] | 0 | 0 | 0 | 0 | 0 | 0
WMP.100821265 | HFTD | CapEx | 0 | 0 | 0 | 0 | 0 | 0 | 0 | 0 | 0 | 0 | 0 | 0 | [6 empty] | 0 | 0 | 0 | 0 | 0 | 0
WMP.100821265 | HFTD | OpEx |  |  |  |  | 0 | 0 | 0 | 0 | 0 | 0 | 0 | 0 | [6 empty] | 0 | 0 | 0 | 0 | 0 | 0
WMP.100821265 | non-HFTD | CapEx | 0 | 0 |  | 0 | 0 | 0 | 0 | 0 | 0 | 0 | 0 | 0 | [6 empty] | 0 | 0 | 0 | 0 | 0 | 0
WMP.100821265 | non-HFTD | OpEx |  |  |  |  | 0 | 0 | 0 | 0 | 0 | 0 | 0 | 0 | [6 empty] | 0 | 0 | 0 | 0 | 0 | 0
WMP.100821882 | HFTD | CapEx | 0 | 0 | 0 | 0 | 0 | 0 | 0 | 0 | 0 | 0 | 0 | 0 | [6 empty] | 0 | 0 | 0 | 0 | 0 | 0
WMP.100821882 | HFTD | OpEx |  |  |  |  | 0 | 0 | 0 | 0 | 0 | 0 | 0 | 0 | [6 empty] | 0 | 0 | 0 | 0 | 0 | 0
WMP.100821882 | non-HFTD | CapEx | 0 | 0 |  | 0 | 0 | 0 | 0 | 0 | 0 | 0 | 0 | 0 | [6 empty] | 0 | 0 | 0 | 0 | 0 | 0
WMP.100821882 | non-HFTD | OpEx |  |  |  |  | 0 | 0 | 0 | 0 | 0 | 0 | 0 | 0 | [6 empty] | 0 | 0 | 0 | 0 | 0 | 0
WMP.56321883 | HFTD | CapEx | 0 | 0 | 0 | 0 | 0 | 0 | 0 | 0 | 0 | 0 | 0 | 0 | [6 empty] | 0 | 0 | 0 | 0 | 0 | 0
WMP.56321883 | HFTD | OpEx |  |  |  |  | 0 | 0 | 0 | 0 | 0 | 0 | 0 | 0 | [6 empty] | 0 | 0 | 0 | 0 | 0 | 0
WMP.56321883 | non-HFTD | CapEx | 0 | 0 |  | 0 | 0 | 0 | 0 | 0 | 0 | 0 | 0 | 0 | [6 empty] | 0 | 0 | 0 | 0 | 0 | 0
WMP.56321883 | non-HFTD | OpEx |  |  |  |  | 0 | 0 | 0 | 0 | 0 | 0 | 0 | 0 | [6 empty] | 0 | 0 | 0 | 0 | 0 | 0
WMP.46324251 | HFTD | CapEx | 0 | 0 | 2244.567 | 0 | 0 | 0 | 0 | 0 | 0 | 0 | 0 | 0 | [6 empty] | 0 | 0 | 2244.567 | 0 | 0 | 0
WMP.46324251 | HFTD | OpEx |  |  |  |  | 0 | 0 | 0 | 0 | 0 | 0 | 0 | 0 | [6 empty] | 0 | 0 | 0 | 0 | 0 | 0
WMP.46324251 | non-HFTD | CapEx | 0 | 0 |  | 0 | 0 | 0 | 0 | 0 | 0 | 0 | 0 | 0 | [6 empty] | 0 | 0 | 0 | 0 | 0 | 0
WMP.46324251 | non-HFTD | OpEx |  |  |  |  | 0 | 0 | 0 | 0 | 0 | 0 | 0 | 0 | [6 empty] | 0 | 0 | 0 | 0 | 0 | 0

## Account Tracking
Date:
Wildfire Mitigation Initiative | Wildfire Mitigation Category | Utility Initiative Tracking ID | GRC Activity Code (MAT, WBS, Budget Code/Cost Center) | FERC USOA | Authorized Amount, Balancing or Memorandum Account Name | CPUC Proceeding Number | CPUC Decision Number | Utility Accounting Number | Any Other ID Number | GRC Authorized Expenditures | [7 empty] | GRC Authorized Revenue Requirement (Entered Rates) |  |  |  | Recorded Cost Expenditures | [7 empty] | Recorded Costs Revenue Requirement (Entered Rates) |  |  |  | Recorded Costs Revenue Requirement (Yet to Enter Rates) |  |  |  | Non-GRC Authorized Expenditures | [7 empty] | Non-GRC Authorized Revenue Requirement (Entered Rates) |  |  |  | Non-GRC Recorded Cost Expenditures | [7 empty] | Non-GRC Recorded Costs Revenue Requirement (Entered Rates) |  |  |  | Non-GRC Recorded Costs Revenue Requirement (Yet to Enter Rates) |  |  |  | Pending GRC Expenditures | [7 empty] | Pending GRC Revenue Requirement |  |  |  | Pending Non-GRC Expenditures | [7 empty] | Pending Non-GRC Revenue Requests |  |  |  | Account Total |  |  |  | Third-Party or Other Funding Source | Wildfire Mitigation Program Total |  |  |  | Notes
[10 empty] | CapEX |  |  |  | OpEx |  |  |  | CapEX |  | OpEx |  | CapEX |  |  |  | OpEx |  |  |  | CapEX |  | OpEx |  | CapEX |  | OpEx |  | CapEX |  |  |  | OpEx |  |  |  | CapEX |  | OpEx |  | CapEX |  |  |  | OpEx |  |  |  | CapEX |  | OpEx |  | CapEX |  | OpEx |  | CapEX |  |  |  | OpEx |  |  |  | CapEX |  | OpEx |  | CapEX |  |  |  | OpEx |  |  |  | CapEX |  | OpEx |  | Entered Rates | Not Yet in Rates | Entered Rate Base | Not Yet in Rate Base |  | Entered Rates | Not Yet in Rates | Entered Rate Base | Not Yet in Rate Base
[10 empty] | HFTD |  | Non-HFTD |  | HFTD |  | Non-HFTD |  | HFTD | Non-HFTD | HFTD | Non-HFTD | HFTD |  | Non-HFTD |  | HFTD |  | Non-HFTD |  | HFTD | Non-HFTD | HFTD | Non-HFTD | HFTD | Non-HFTD | HFTD | Non-HFTD | HFTD |  | Non-HFTD |  | HFTD |  | Non-HFTD |  | HFTD | Non-HFTD | HFTD | Non-HFTD | HFTD |  | Non-HFTD |  | HFTD |  | Non-HFTD |  | HFTD | Non-HFTD | HFTD | Non-HFTD | HFTD | Non-HFTD | HFTD | Non-HFTD | HFTD |  | Non-HFTD |  | HFTD |  | Non-HFTD |  | HFTD | Non-HFTD | HFTD | Non-HFTD | HFTD |  | Non-HFTD |  | HFTD |  | Non-HFTD |  | HFTD | Non-HFTD | HFTD | Non-HFTD
[10 empty] | Units | $ | Units | $ | Units | $ | Units | $ | $ | $ | $ | $ | Units | $ | Units | $ | Units | $ | Units | $ | $ | $ | $ | $ | $ | $ | $ | $ | Units | $ | Units | $ | Units | $ | Units | $ | $ | $ | $ | $ | Units | $ | Units | $ | Units | $ | Units | $ | $ | $ | $ | $ | $ | $ | $ | $ | Units | $ | Units | $ | Units | $ | Units | $ | $ | $ | $ | $ | Units | $ | Units | $ | Units | $ | Units | $ | $ | $ | $ | $
Strategic Undergrounding | Grid Design, Operations, and Maintenance | WMP.473 | 19246 | Various | WMPMA | R.18-10-007 / A.22-05-015/016 | Pending / D.24-12-074 | See column D | N/A | 35 | 103556 | 0 | 0 | 0 | 0 | 0 | 0 | 13346.8985 | 93.7073 | 0 | 0 | 292.54 | 542172.9041 | 0.96 | 2433.6574 | 0 | 0 | 0 | 0 | 13346.8985 | 93.7073 | 0 | 0 | 105030.3872 | 760.4402 | 0 | 0 | [52 empty] | 26881.2117 | 105790.8274 | 648162.5615 | 0
DIST OH Hardening - Covered Conductor | Grid Design, Operations, and Maintenance | WMP.455 | 20285 | Various | WMPMA | R.18-10-007 / A.22-05-015/016 | Pending / D.24-12-074 | See column D | N/A | 100 | 90141 | 0 | 0 | 0 | 0 | 0 | 0 | 8199.4689 | 12.8338 | 0 | 0 | 178.7603 | 248940.5231 | 0.25 | 380.9699 | 0 | 0 | 0 | 0 | 8199.4689 | 12.8338 | 0 | 0 | 49563.0744 | 104.1472 | 0 | 0 | [52 empty] | 16424.6054 | 49667.2217 | 339462.4929 | 0
Emergency preparedness plan | Emergency Preparedness | WMP.1008 | 19260 | Various | WMPMA | R.18-10-007 | Pending | See column D | N/A | 0 | 0 | 0 | 0 | 0 | 0 | 0 | 0 | 0 | 0 | 0 | 0 | 0 | 299.2726 | 0 | 0 | 0 | 0 | 0 | 0 | 0 | 0 | 0 | 0 | 97.0766 | 0 | 0 | 0 | [52 empty] | 0 | 97.0766 | 299.2726 | 0 | [5 empty] | Initiative addresses all wildfire mitigation and PSPS across entire service territory and is not location specific. For illustrative purposes, any costs and/or units are shown as HFTD.
Emergency preparedness plan | Emergency Preparedness | WMP.1008 | 19780 | Various | WMPMA | R.18-10-007 / A.22-05-015/016 | Pending / D.24-12-074 | See column D | N/A | 0 | 5957.3522 | 0 | 0 | 0 | 0 | 0 | 0 | 1346.8405 | 0 | 0 | 0 | 0 | 14482.8365 | 0 | 0 | 0 | 0 | 0 | 0 | 1346.8405 | 0 | 0 | 0 | 1570.2417 | 0 | 0 | 0 | [52 empty] | 2693.681 | 1570.2417 | 20440.1887 | 0 | [5 empty] | Initiative addresses all wildfire mitigation and PSPS across entire service territory and is not location specific. For illustrative purposes, any costs and/or units are shown as HFTD.
Emergency preparedness plan | Emergency Preparedness | WMP.1008 | 22879 | Various | WMPMA | R.18-10-007 / A.22-05-015/016 | Pending / D.24-12-074 | See column D | N/A | 0 | 0 | 0 | 0 | 0 | 0 | 0 | 0 | 0 | 0 | 0 | 0 | 0 | 5765.1629 | 0 | 0 | 0 | 0 | 0 | 0 | 0 | 0 | 0 | 0 | 765.9573 | 0 | 0 | 0 | [52 empty] | 0 | 765.9573 | 5765.1629 | 0 | [5 empty] | Initiative addresses all wildfire mitigation and PSPS across entire service territory and is not location specific. For illustrative purposes, any costs and/or units are shown as HFTD.
Emergency preparedness plan | Emergency Preparedness | WMP.1008 | 21879 | Various | WMPMA | R.18-10-007 / A.22-05-015/016 | Pending / D.24-12-074 | See column D | N/A | 0 | 2949 | 0 | 0 | 0 | 0 | 0 | 0 | 276.5346 | 0 | 0 | 0 | 0 | 2512.4613 | 0 | 0 | 0 | 0 | 0 | 0 | 276.5346 | 0 | 0 | 0 | 1166.3456 | 0 | 0 | 0 | [52 empty] | 553.0692 | 1166.3456 | 5461.4613 | 0 | [5 empty] | Initiative addresses all wildfire mitigation and PSPS across entire service territory and is not location specific. For illustrative purposes, all costs and units are shown as HFTD.
Emergency preparedness plan | Emergency Preparedness | WMP.1008 | WMP24004 | Various | WMPMA | R.18-10-007 | Pending | See column D | N/A | 0 | 0 | 0 | 0 | 0 | 0 | 0 | 0 | 0 | 0 | 0 | 0 | 0 | 0 | 0 | 0 | 0 | 0 | 0 | 0 | 0 | 0 | 0 | 0 | 0 | 0 | 0 | 0 | [52 empty] | 0 | 0 | 0 | 0 | [5 empty] | Initiative addresses all wildfire mitigation and PSPS across entire service territory and is not location specific. For illustrative purposes, any costs and/or units are shown as HFTD.
Aviation Firefighting Program | Emergency Preparedness | WMP.557 | 20277 | Various | WMPMA | R.18-10-007 / A.22-05-015/016 | Pending / D.24-12-074 | See column D | N/A | 0 | 9568 | 0 | 0 | 0 | 0 | 0 | 0 | 395.6444 | 0 | 0 | 0 | 0 | 19547.0456 | 0 | 0 | 0 | 0 | 0 | 0 | 395.6444 | 0 | 0 | 0 | -222.7195 | 0 | 0 | 0 | [52 empty] | 791.2888 | -222.7195 | 29115.0456 | 0 | [5 empty] | Initiative addresses all wildfire mitigation and PSPS across entire service territory and is not location specific. For illustrative purposes, any costs and/or units are shown as HFTD.
Aviation Firefighting Program | Emergency Preparedness | WMP.557 | 21254 | Various | WMPMA | R.18-10-007 / A.22-05-015/016 | Pending / D.24-12-074 | See column D | N/A | 0 | 0 | 0 | 0 | 0 | 0 | 0 | 0 | 0 | 0 | 0 | 0 | 0 | 1911.9582 | 0 | 0 | 0 | 0 | 0 | 0 | 0 | 0 | 0 | 0 | 427.8229 | 0 | 0 | 0 | [52 empty] | 0 | 427.8229 | 1911.9582 | 0 | [5 empty] | Initiative addresses all wildfire mitigation and PSPS across entire service territory and is not location specific. For illustrative purposes, any costs and/or units are shown as HFTD.
Aviation Firefighting Program | Emergency Preparedness | WMP.557 | 21256 | Various | WMPMA | R.18-10-007 / A.22-05-015/016 | Pending / D.24-12-074 | See column D | N/A | 0 | 0 | 0 | 0 | 0 | 0 | 0 | 0 | 0 | 0 | 0 | 0 | 0 | 13539.4245 | 0 | 0 | 0 | 0 | 0 | 0 | 0 | 0 | 0 | 0 | 2713.8322 | 0 | 0 | 0 | [52 empty] | 0 | 2713.8322 | 13539.4245 | 0 | [5 empty] | Initiative addresses all wildfire mitigation and PSPS across entire service territory and is not location specific. For illustrative purposes, any costs and/or units are shown as HFTD.
Aviation Firefighting Program | Emergency Preparedness | WMP.557 | 21264 | Various | WMPMA | R.18-10-007 | Pending | See column D | N/A | 0 | 0 | 0 | 0 | 0 | 0 | 0 | 0 | 49.8307 | 0 | 0 | 0 | 0 | 2437.3409 | 0 | 0 | 0 | 0 | 0 | 0 | 49.8307 | 0 | 0 | 0 | 872.8028 | 0 | 0 | 0 | [52 empty] | 99.6614 | 872.8028 | 2437.3409 | 0 | [5 empty] | Initiative addresses all wildfire mitigation and PSPS across entire service territory and is not location specific. For illustrative purposes, any costs and/or units are shown as HFTD.
Public emergency communication strategy | Emergency Preparedness | WMP.563 | 21886 | Various | WMPMA | R.18-10-007 / A.22-05-015/016 | Pending / D.24-12-074 | See column D | N/A | 0 | 0 | 0 | 0 | 0 | 0 | 0 | 0 | 68.9804 | 0 | 0 | 0 | 0 | 1114.3944 | 0 | 0 | 0 | 0 | 0 | 0 | 68.9804 | 0 | 0 | 0 | 560.7896 | 0 | 0 | 0 | [52 empty] | 137.9608 | 560.7896 | 1114.3944 | 0 | [5 empty] | Initiative addresses all wildfire mitigation and PSPS across entire service territory and is not location specific. For illustrative purposes, any costs and/or units are shown as HFTD.
Public emergency communication strategy | Emergency Preparedness | WMP.563 | 21892 | Various | WMPMA | R.18-10-007 | Pending | See column D | N/A | 0 | 0 | 0 | 0 | 0 | 0 | 0 | 0 | 0 | 0 | 0 | 0 | 0 | 1784.9674 | 0 | 0 | 0 | 0 | 0 | 0 | 0 | 0 | 0 | 0 | 417.4832 | 0 | 0 | 0 | [52 empty] | 0 | 417.4832 | 1784.9674 | 0 | [5 empty] | Initiative addresses all wildfire mitigation and PSPS across entire service territory and is not location specific. For illustrative purposes, any costs and/or units are shown as HFTD.
Public emergency communication strategy | Emergency Preparedness | WMP.563 | 22877 | Various | WMPMA | R.18-10-007 | Pending | See column D | N/A | 0 | 0 | 0 | 0 | 0 | 0 | 0 | 0 | 0 | 0 | 0 | 0 | 0 | 2328.5319 | 0 | 0 | 0 | 0 | 0 | 0 | 0 | 0 | 0 | 0 | 498.134 | 0 | 0 | 0 | [52 empty] | 0 | 498.134 | 2328.5319 | 0 | [5 empty] | Initiative addresses all wildfire mitigation and PSPS across entire service territory and is not location specific. For illustrative purposes, any costs and/or units are shown as HFTD.
Public emergency communication strategy | Emergency Preparedness | WMP.563 | 24875 | Various | WMPMA | R.18-10-007 | Pending | See column D | N/A | 0 | 0 | 0 | 0 | 0 | 0 | 0 | 0 | 0 | 0 | 0 | 0 | 0 | 5352.9833 | 0 | 0 | 0 | 0 | 0 | 0 | 0 | 0 | 0 | 0 | 0 | 0 | 0 | 0 | [52 empty] | 0 | 0 | 5352.9833 | 0 | [5 empty] | Initiative addresses all wildfire mitigation and PSPS across entire service territory and is not location specific. For illustrative purposes, any costs and/or units are shown as HFTD.
Public emergency communication strategy | Emergency Preparedness | WMP.563 | 23879 | Various | WMPMA | R.18-10-007 | Pending | See column D | N/A | 0 | 0 | 0 | 0 | 0 | 0 | 0 | 0 | 0 | 0 | 0 | 0 | 0 | 16554.9589 | 0 | 0 | 0 | 0 | 0 | 0 | 0 | 0 | 0 | 0 | 1709.4791 | 0 | 0 | 0 | [52 empty] | 0 | 1709.4791 | 16554.9589 | 0 | [5 empty] | Initiative addresses all wildfire mitigation and PSPS across entire service territory and is not location specific. For illustrative purposes, any costs and/or units are shown as HFTD.
Public emergency communication strategy | Emergency Preparedness | WMP.563 | 23880 | Various | WMPMA | R.18-10-007 | Pending | See column D | N/A | 0 | 0 | 0 | 0 | 0 | 0 | 0 | 0 | 0 | 0 | 0 | 0 | 0 | 1712.4417 | 0 | 0 | 0 | 0 | 0 | 0 | 0 | 0 | 0 | 0 | 341.3235 | 0 | 0 | 0 | [52 empty] | 0 | 341.3235 | 1712.4417 | 0 | [5 empty] | Initiative addresses all wildfire mitigation and PSPS across entire service territory and is not location specific. For illustrative purposes, any costs and/or units are shown as HFTD.
CNF(Distribution Underground) | Grid Design, Operations, and Maintenance | WMP.1016 | 8165 | Various | WMPMA | R.18-10-007 / A.22-05-015/016 | Pending / D.24-12-074 | See column D | N/A | 83 | 83281.1112 | 0 | 0 | 0 | 0 | 0 | 0 | 33582.607 | 0 | 0 | 0 | 132.4 | 147721.122 | 0 | 0 | 0 | 0 | 0 | 0 | 33582.607 | 0 | 0 | 0 | 51884.9404 | 0 | 0 | 0 | [52 empty] | 67165.2139 | 51884.9404 | 231002.2332 | 0
CNF(Distribution Overhead) | Grid Design, Operations, and Maintenance | WMP.1017 | 22253 | Various | WMPMA | R.18-10-007 | Pending | See column D | N/A | 0 | 0 | 0 | 0 | 0 | 0 | 0 | 0 | 0 | 0 | 0 | 0 | 0 | 0 | 0 | 0 | 0 | 0 | 0 | 0 | 0 | 0 | 0 | 0 | 0 | 0 | 0 | 0 | [52 empty] | 0 | 0 | 0 | 0
CNF(Distribution Overhead) | Grid Design, Operations, and Maintenance | WMP.1017 | 8165 | Various | WMPMA | R.18-10-007 / A.22-05-015/016 | Pending / D.24-12-074 | See column D | N/A | 0 | 14981.624 | 0 | 0 | 0 | 0 | 0 | 0 | 348.0538 | 0 | 0 | 0 | 0 | 1530.9978 | 0 | 0 | 0 | 0 | 0 | 0 | 348.0538 | 0 | 0 | 0 | 537.7412 | 0 | 0 | 0 | [52 empty] | 696.1076 | 537.7412 | 16512.6218 | 0
CNF(Distribution Overhead) | Grid Design, Operations, and Maintenance | WMP.1017 | 23128 | Various | WMPMA | R.18-10-007 / A.22-05-015/016 | Pending / D.24-12-074 | See column D | N/A | 0 | 0 | 0 | 0 | 0 | 0 | 0 | 0 | 0 | 0 | 0 | 0 | 0 | 862.0221 | 0 | 0 | 0 | 0 | 0 | 0 | 0 | 0 | 0 | 0 | 0 | 0 | 0 | 0 | [52 empty] | 0 | 0 | 862.0221 | 0
Strategic Pole Replacement | Grid Design, Operations, and Maintenance | WMP.1189 | 22242 | Various | WMPMA | R.18-10-007 / A.22-05-015/016 | Pending / D.24-12-074 | See column D | N/A | 200 | 7958 | 0 | 0 | 0 | 0 | 0 | 0 | 319.0708 | 0 | 0 | 0 | 32 | 1961.4292 | 9 | 549.5893 | 0 | 0 | 0 | 0 | 319.0708 | 0 | 0 | 0 | -315.1854 | 14.8638 | 0 | 0 | [52 empty] | 638.1416 | -300.3216 | 10469.0186 | 0
Strategic Pole Replacement | Grid Design, Operations, and Maintenance | WMP.1189 | 23249 | Various | WMPMA | R.18-10-007 | Pending | See column D | N/A | 0 | 0 | 0 | 0 | 0 | 0 | 0 | 0 | 0 | 0 | 0 | 0 | 0 | 0 | 0 | 0 | 0 | 0 | 0 | 0 | 0 | 0 | 0 | 0 | 0 | 0 | 0 | 0 | [52 empty] | 0 | 0 | 0 | 0
Early Fault Detection | Grid Design, Operations, and Maintenance | WMP.1195 | 22256 | Various | WMPMA | R.18-10-007 | Pending | See column D | N/A | 0 | 0 | 0 | 0 | 0 | 0 | 0 | 0 | 30.3758 | 0 | 0 | 0 | 76 | 12652.3196 | 18 | 1194.1642 | 0 | 0 | 0 | 0 | 30.3758 | 0 | 0 | 0 | 493.9009 | 57.3481 | 0 | 0 | [52 empty] | 60.7517 | 551.2491 | 13846.4838 | 0
Wireless Fault Indicators | Grid Design, Operations, and Maintenance | WMP.449 | 11253 | Various | WMPMA | R.18-10-007 / A.22-05-015/016 | Pending / D.24-12-074 | See column D | N/A | 4320 | 13429.1977 | 0 | 0 | 0 | 0 | 0 | 0 | 3639.4798 | 56.6862 | 0 | 0 | 1802.216 | 2991.7123 | 432.784 | 689.4227 | 0 | 0 | 0 | 0 | 3639.4798 | 56.6862 | 0 | 0 | -1384.1519 | 460.0113 | 0 | 0 | [52 empty] | 7392.3319 | -924.1407 | 17110.3327 | 0
SCADA Capacitors | Grid Design, Operations, and Maintenance | WMP.453 | 20258 | Various | WMPMA | R.18-10-007 / A.22-05-015/016 | Pending / D.24-12-074 | See column D | N/A | 351 | 12582.5791 | 0 | 0 | 0 | 0 | 0 | 0 | 3597.4633 | 176.8046 | 0 | 0 | 85 | 4594.9398 | 59 | 3852.4275 | 0 | 0 | 0 | 0 | 3597.4633 | 176.8046 | 0 | 0 | -1246.5169 | 1826.5695 | 0 | 0 | [52 empty] | 7548.5358 | 580.0526 | 21029.9464 | 0
Expulsion Fuse Replacement | Grid Design, Operations, and Maintenance | WMP.459 | 19242 | Various | WMPMA | R.18-10-007 / A.22-05-015/016 | Pending / D.24-12-074 | See column D | N/A | 0 | 0 | 0 | 0 | 0 | 0 | 0 | 0 | 1327.6805 | 1.4981 | 0 | 0 | 10089.0013 | 18148.0624 | 10.9987 | 20.1999 | 0 | 0 | 0 | 0 | 1327.6805 | 1.4981 | 0 | 0 | 10814.5003 | 12.1573 | 0 | 0 | [52 empty] | 2658.3573 | 10826.6576 | 18168.2623 | 0
Sectionalizing Devices | Grid Design, Operations, and Maintenance | WMP.461 | 19245 | Various | WMPMA | R.18-10-007 / A.22-05-015/016 | Pending / D.24-12-074 | See column D | N/A | 10 | 1965 | 0 | 0 | 0 | 0 | 0 | 0 | 873.349 | 189.1561 | 0 | 0 | 74 | 12935.2221 | 12 | 2291.6703 | 0 | 0 | 0 | 0 | 873.349 | 189.1561 | 0 | 0 | 7404.6013 | 1621.0262 | 0 | 0 | [52 empty] | 2125.0101 | 9025.6275 | 17191.8923 | 0
Microgrids | Grid Design, Operations, and Maintenance | WMP.462 | 19249 | Various | WMPMA | R.18-10-007 / A.22-05-015/016 | Pending / D.24-12-074 | See column D | N/A | 0 | 0 | 0 | 0 | 0 | 0 | 0 | 0 | 769.02 | 75.5734 | 0 | 0 | 3 | 19055.9897 | 2 | 1335.1289 | 0 | 0 | 0 | 0 | 769.02 | 75.5734 | 0 | 0 | 8428.263 | 613.2822 | 0 | 0 | [52 empty] | 1689.1867 | 9041.5452 | 20391.1186 | 0
Microgrids | Grid Design, Operations, and Maintenance | WMP.462 | 21243 | Various | WMPMA | R.18-10-007 / A.22-05-015/016 | Pending / D.24-12-074 | See column D | N/A | 0 | 0 | 0 | 0 | 0 | 0 | 0 | 0 | 53.7139 | 5.2786 | 0 | 0 | 0 | 4478.4237 | 0 | 333.362 | 0 | 0 | 0 | 0 | 53.7139 | 5.2786 | 0 | 0 | 644.7385 | 42.836 | 0 | 0 | [52 empty] | 117.9849 | 687.5745 | 4811.7856 | 0
Microgrids | Grid Design, Operations, and Maintenance | WMP.462 | 21244 | Various | WMPMA | R.18-10-007 / A.22-05-015/016 | Pending / D.24-12-074 | See column D | N/A | 0 | 0 | 0 | 0 | 0 | 0 | 0 | 0 | 15.4091 | 1.5143 | 0 | 0 | 0 | 1597.4045 | 0 | 121.4962 | 0 | 0 | 0 | 0 | 15.4091 | 1.5143 | 0 | 0 | 117.7728 | 12.2885 | 0 | 0 | [52 empty] | 33.8467 | 130.0613 | 1718.9007 | 0
Microgrids | Grid Design, Operations, and Maintenance | WMP.462 | 21245 | Various | WMPMA | R.18-10-007 / A.22-05-015/016 | Pending / D.24-12-074 | See column D | N/A | 0 | 0 | 0 | 0 | 0 | 0 | 0 | 0 | 0 | 0 | 0 | 0 | 0 | 2324.669 | 0 | 14.8307 | 0 | 0 | 0 | 0 | 0 | 0 | 0 | 0 | 0.083274 | 0 | 0 | 0 | [52 empty] | 0 | 0.083274 | 2339.4997 | 0
Microgrids | Grid Design, Operations, and Maintenance | WMP.462 | 21273 | Various | WMPMA | R.18-10-007 / A.22-05-015/016 | Pending / D.24-12-074 | See column D | N/A | 2.6747 | 3009 | 0 | 0 | 0 | 0 | 0 | 0 | 120.6439 | 0 | 0 | 0 | 0 | 33.9542 | 0 | 0 | 0 | 0 | 0 | 0 | 120.6439 | 0 | 0 | 0 | -120.6439 | 0 | 0 | 0 | [52 empty] | 241.2878 | -120.6439 | 3042.9542 | 0
Advanced Protection | Grid Design, Operations, and Maintenance | WMP.463 | 15259 | Various | WMPMA | R.18-10-007 / A.22-05-015/016 | Pending / D.24-12-074 | See column D | N/A | 33 | 74637.5646 | 0 | 0 | 0 | 0 | 0 | 0 | 21581.1254 | 0 | 0 | 0 | 22 | 55994.3414 | 0 | 0 | 0 | 0 | 0 | 0 | 21581.1254 | 0 | 0 | 0 | -6115.6382 | 0 | 0 | 0 | [52 empty] | 43162.2507 | -6115.6382 | 130631.906 | 0
DIST OH Hardening - Traditional Hardening | Grid Design, Operations, and Maintenance | WMP.475 | 13247 | Various | WMPMA | R.18-10-007 | Pending | See column D | N/A | 0 | 0 | 0 | 0 | 0 | 0 | 0 | 0 | 8366.3026 | 0 | 0 | 0 | 0 | 3.0723 | 0 | 0 | 0 | 0 | 0 | 0 | 8366.3026 | 0 | 0 | 0 | 78929.0545 | 0 | 0 | 0 | [52 empty] | 16732.6051 | 78929.0545 | 3.0723 | 0
DIST OH Hardening - Traditional Hardening | Grid Design, Operations, and Maintenance | WMP.475 | 17254 | Various | WMPMA | R.18-10-007 | Pending | See column D | N/A | 0 | 0 | 0 | 0 | 0 | 0 | 0 | 0 | 3215 | - | 0 | 0 | 0 | 5.0333 | 0 | 0 | 0 | 0 | 0 | 0 | 3215 | - | 0 | 0 | 26269 | - | 0 | 0 | [52 empty] | 6430 | 26269 | 5.0333 | 0
DIST OH Hardening - Traditional Hardening | Grid Design, Operations, and Maintenance | WMP.475 | 20284 | Various | WMPMA | R.18-10-007 / A.22-05-015/016 | Pending / D.24-12-074 | See column D | N/A | 328 | 350090.3357 | 0 | 0 | 0 | 0 | 0 | 0 | 109183.4167 | 40.7496 | 0 | 0 | 347.7318 | 384310.6545 | 3.94 | 3452.4345 | 0 | 0 | 0 | 0 | 109183.4167 | 40.7496 | 0 | 0 | -64996.4205 | 330.6852 | 0 | 0 | [52 empty] | 218448.3327 | -64665.7353 | 737853.4248 | 0
DIST OH Hardening - Traditional Hardening | Grid Design, Operations, and Maintenance | WMP.475 | 23251 | Various | WMPMA | R.18-10-007 | Pending | See column D | N/A | 0 | 0 | 0 | 0 | 0 | 0 | 0 | 0 | 0 | 0 | 0 | 0 | 0 | 28.4342 | 0 | 0 | 0 | 0 | 0 | 0 | 0 | 0 | 0 | 0 | 0 | 0 | 0 | 0 | [52 empty] | 0 | 0 | 28.4342 | 0
Distribution OH Detailed | Grid Design, Operations, and Maintenance | WMP.478 | 00239 | Various | WMPMA | R.18-10-007 / A.22-05-015/016 | Pending / D.24-12-074 | See column D | N/A | 534845.2411 | 56495.6761 | 0 | 0 | 0 | 0 | 0 | 0 | 18971.8073 | 0 | 0 | 0 | 240576 | 58310.6529 | 0 | 0 | 0 | 0 | 0 | 0 | 18971.8073 | 0 | 0 | 0 | 14610.5894 | 0 | 0 | 0 | [52 empty] | 37943.6147 | 14610.5894 | 114806.3289 | 0
Transmisson OH Detailed Inspections | Grid Design, Operations, and Maintenance | WMP.479 | 20127 | Various | WMPMA | R.18-10-007 / A.22-05-015/016 | Pending / D.24-12-074 | See column D | N/A | 2086.4033 | 727 | 0 | 0 | 0 | 0 | 0 | 0 | 134.3794 | 0 | 0 | 0 | 11362 | 4144.2192 | 502 | 94.9386 | 0 | 0 | 0 | 0 | 134.3794 | 0 | 0 | 0 | 1189.155 | 0.11941 | 0 | 0 | [52 empty] | 268.7587 | 1189.2744 | 4966.1578 | 0
Transmisson OH Detailed Inspections | Grid Design, Operations, and Maintenance | WMP.479 | 21134 | Various | WMPMA | R.18-10-007 / A.22-05-015/016 | Pending / D.24-12-074 | See column D | N/A | 6789.5444 | 2965.8199 | 0 | 0 | 0 | 0 | 0 | 0 | 1022.7733 | 0 | 0 | 0 | 0 | 526.7934 | 0 | 79.9816 | 0 | 0 | 0 | 0 | 1022.7733 | 0 | 0 | 0 | -980.4978 | 0.19634 | 0 | 0 | [52 empty] | 2045.5466 | -980.3014 | 3572.5949 | 0
Distribution Woodpole Intrusive | Grid Design, Operations, and Maintenance | WMP.483 | 00239 | Various | WMPMA | R.18-10-007 / A.22-05-015/016 | Pending / D.24-12-074 | See column D | N/A | 1156.4312 | 123.4123 | 0 | 0 | 0 | 0 | 0 | 0 | 1730.6085 | 0 | 0 | 0 | 46092 | 5319.0984 | 0 | 0 | 0 | 0 | 0 | 0 | 1730.6085 | 0 | 0 | 0 | 1332.7781 | 0 | 0 | 0 | [52 empty] | 3461.2169 | 1332.7781 | 5442.5107 | 0
Distribution OH Patrols | Grid Design, Operations, and Maintenance | WMP.488 | 00239 | Various | WMPMA | R.18-10-007 / A.22-05-015/016 | Pending / D.24-12-074 | See column D | N/A | 95641.7582 | 10207.9102 | 0 | 0 | 0 | 0 | 0 | 0 | 4171.6194 | 0 | 0 | 0 | 431927 | 12821.6488 | 0 | 0 | 0 | 0 | 0 | 0 | 4171.6194 | 0 | 0 | 0 | 3212.6522 | 0 | 0 | 0 | [52 empty] | 8343.2388 | 3212.6522 | 23029.559 | 0
Transmission OH Hardening - DUB | Grid Design, Operations, and Maintenance | WMP.545 | 09132 | Various | WMPMA | R.18-10-007 / A.22-05-015/016 | Pending / D.24-12-074 | See column D | N/A | 0 | 0 | 0 | 0 | 0 | 0 | 0 | 0 | 163.3697 | 0 | 0 | 0 | 0 | 6619.0174 | 0 | 0 | 0 | 0 | 0 | 0 | 163.3697 | 0 | 0 | 0 | 2621.125 | 0 | 0 | 0 | [52 empty] | 326.7393 | 2621.125 | 6619.0174 | 0
Transmission OH Hardening - DUB | Grid Design, Operations, and Maintenance | WMP.545 | 10143 | Various | WMPMA | R.18-10-007 / A.22-05-015/016 | Pending / D.24-12-074 | See column D | N/A | 0 | 0 | 0 | 0 | 0 | 0 | 0 | 0 | 0.028089 | 0 | 0 | 0 | 0 | 883.1657 | 0 | 0 | 0 | 0 | 0 | 0 | 0.028089 | 0 | 0 | 0 | 0.22794 | 0 | 0 | 0 | [52 empty] | 0.056177 | 0.22794 | 883.1657 | 0
Transmission OH Hardening - DUB | Grid Design, Operations, and Maintenance | WMP.545 | 10144 | Various | WMPMA | R.18-10-007 / A.22-05-015/016 | Pending / D.24-12-074 | See column D | N/A | 0 | 0 | 0 | 0 | 0 | 0 | 0 | 0 | 4.6857 | 0 | 0 | 0 | 0 | 7218.4687 | 0 | 0 | 0 | 0 | 0 | 0 | 4.6857 | 0 | 0 | 0 | 958.0408 | 0 | 0 | 0 | [52 empty] | 9.3714 | 958.0408 | 7218.4687 | 0
Transmission OH Hardening - DUB | Grid Design, Operations, and Maintenance | WMP.545 | 10145 | Various | WMPMA | R.18-10-007 / A.22-05-015/016 | Pending / D.24-12-074 | See column D | N/A | 0 | 0 | 0 | 0 | 0 | 0 | 0 | 0 | 209.6491 | 0 | 0 | 0 | 0 | 2406.1316 | 0 | 0 | 0 | 0 | 0 | 0 | 209.6491 | 0 | 0 | 0 | 1780.4274 | 0 | 0 | 0 | [52 empty] | 419.2982 | 1780.4274 | 2406.1316 | 0
Transmission OH Hardening - DUB | Grid Design, Operations, and Maintenance | WMP.545 | 10146 | Various | WMPMA | R.18-10-007 / A.22-05-015/016 | Pending / D.24-12-074 | See column D | N/A | 0 | 0 | 0 | 0 | 0 | 0 | 0 | 0 | 0 | 0 | 0 | 0 | 0 | 716.9355 | 0 | 0 | 0 | 0 | 0 | 0 | 0 | 0 | 0 | 0 | 0 | 0 | 0 | 0 | [52 empty] | 0 | 0 | 716.9355 | 0
Transmission OH Hardening - DUB | Grid Design, Operations, and Maintenance | WMP.545 | 10149 | Various | WMPMA | R.18-10-007 | Pending | See column D | N/A | 0 | 0 | 0 | 0 | 0 | 0 | 0 | 0 | 309.3911 | 0 | 0 | 0 | 0 | 3805.1176 | 0 | 0 | 0 | 0 | 0 | 0 | 309.3911 | 0 | 0 | 0 | 2515.5988 | 0 | 0 | 0 | [52 empty] | 618.7823 | 2515.5988 | 3805.1176 | 0
Transmission OH Hardening - DUB | Grid Design, Operations, and Maintenance | WMP.545 | 12136 | Various | WMPMA | R.18-10-007 / A.22-05-015/016 | Pending / D.24-12-074 | See column D | N/A | 0 | 0 | 0 | 0 | 0 | 0 | 0 | 0 | 0 | 0 | 0 | 0 | 0 | 1490.8406 | 0 | 0 | 0 | 0 | 0 | 0 | 0 | 0 | 0 | 0 | 319.5544 | 0 | 0 | 0 | [52 empty] | 0 | 319.5544 | 1490.8406 | 0
Transmission OH Hardening - DUB | Grid Design, Operations, and Maintenance | WMP.545 | 12137 | Various | WMPMA | R.18-10-007 / A.22-05-015/016 | Pending / D.24-12-074 | See column D | N/A | 0 | 498.8822 | 0 | 0 | 0 | 0 | 0 | 0 | 188.6531 | 0 | 0 | 0 | 0 | 1444.4457 | 0 | 0 | 0 | 0 | 0 | 0 | 188.6531 | 0 | 0 | 0 | 630.1443 | 0 | 0 | 0 | [52 empty] | 377.3062 | 630.1443 | 1943.328 | 0
Transmission OH Hardening - DUB | Grid Design, Operations, and Maintenance | WMP.545 | 12144 | Various | WMPMA | R.18-10-007 | Pending | See column D | N/A | 0 | 0 | 0 | 0 | 0 | 0 | 0 | 0 | 32.53 | 0 | 0 | 0 | 0 | 421.1756 | 0 | 0 | 0 | 0 | 0 | 0 | 32.53 | 0 | 0 | 0 | 267.5191 | 0 | 0 | 0 | [52 empty] | 65.0601 | 267.5191 | 421.1756 | 0
Transmission OH Hardening - DUB | Grid Design, Operations, and Maintenance | WMP.545 | 12149 | Various | WMPMA | R.18-10-007 / A.22-05-015/016 | Pending / D.24-12-074 | See column D | N/A | 0 | 1474.9545 | 0 | 0 | 0 | 0 | 0 | 0 | 306.1468 | 0 | 0 | 0 | 0 | 12.5616 | 0 | 0 | 0 | 0 | 0 | 0 | 306.1468 | 0 | 0 | 0 | -306.1468 | 0 | 0 | 0 | [52 empty] | 612.2937 | -306.1468 | 1487.5161 | 0
Transmission OH Hardening - DUB | Grid Design, Operations, and Maintenance | WMP.545 | 12150 | Various | WMPMA | R.18-10-007 / A.22-05-015/016 | Pending / D.24-12-074 | See column D | N/A | 0 | 0 | 0 | 0 | 0 | 0 | 0 | 0 | 0 | 0 | 0 | 0 | 0 | 2817.7703 | 0 | 0 | 0 | 0 | 0 | 0 | 0 | 0 | 0 | 0 | 591.7983 | 0 | 0 | 0 | [52 empty] | 0 | 591.7983 | 2817.7703 | 0
Transmission OH Hardening - DUB | Grid Design, Operations, and Maintenance | WMP.545 | 12152 | Various | WMPMA | R.18-10-007 | Pending | See column D | N/A | 0 | 0 | 0 | 0 | 0 | 0 | 0 | 0 | 10.3547 | 0 | 0 | 0 | 0 | 147.3858 | 0 | 0 | 0 | 0 | 0 | 0 | 10.3547 | 0 | 0 | 0 | 88.8604 | 0 | 0 | 0 | [52 empty] | 20.7095 | 88.8604 | 147.3858 | 0
Transmission OH Hardening - DUB | Grid Design, Operations, and Maintenance | WMP.545 | 14140 | Various | WMPMA | R.18-10-007 / A.22-05-015/016 | Pending / D.24-12-074 | See column D | N/A | 23.0772 | 20226.3448 | 0 | 0 | 0 | 0 | 0 | 0 | 1364.0943 | 0 | 0 | 0 | 47.3 | 10192.3916 | 0 | 0 | 0 | 0 | 0 | 0 | 1364.0943 | 0 | 0 | 0 | 2060.9261 | 0 | 0 | 0 | [52 empty] | 2728.1885 | 2060.9261 | 30418.7364 | 0
Transmission OH Hardening - DUB | Grid Design, Operations, and Maintenance | WMP.545 | 20134 | Various | WMPMA | R.18-10-007 / A.22-05-015/016 | Pending / D.24-12-074 | See column D | N/A | 0 | 0 | 0 | 0 | 0 | 0 | 0 | 0 | 0 | 0 | 0 | 0 | 0 | 129.5461 | 0 | 0 | 0 | 0 | 0 | 0 | 0 | 0 | 0 | 0 | 0 | 0 | 0 | 0 | [52 empty] | 0 | 0 | 129.5461 | 0
Transmission OH Hardening - DUB | Grid Design, Operations, and Maintenance | WMP.545 | 20135 | Various | WMPMA | R.18-10-007 / A.22-05-015/016 | Pending / D.24-12-074 | See column D | N/A | 0 | 0 | 0 | 0 | 0 | 0 | 0 | 0 | 0 | 0 | 0 | 0 | 0 | 572.7216 | 0 | 0 | 0 | 0 | 0 | 0 | 0 | 0 | 0 | 0 | 0 | 0 | 0 | 0 | [52 empty] | 0 | 0 | 572.7216 | 0
Transmission OH Hardening - DUB | Grid Design, Operations, and Maintenance | WMP.545 | 20141 | Various | WMPMA | R.18-10-007 / A.22-05-015/016 | Pending / D.24-12-074 | See column D | N/A | 0 | 0 | 0 | 0 | 0 | 0 | 0 | 0 | 0 | 0 | 0 | 0 | 0 | 0 | 0 | 0 | 0 | 0 | 0 | 0 | 0 | 0 | 0 | 0 | 0 | 0 | 0 | 0 | [52 empty] | 0 | 0 | 0 | 0
Transmission OH Hardening - DUB | Grid Design, Operations, and Maintenance | WMP.545 | 20142 | Various | WMPMA | R.18-10-007 / A.22-05-015/016 | Pending / D.24-12-074 | See column D | N/A | 0 | 0 | 0 | 0 | 0 | 0 | 0 | 0 | 0 | 0 | 0 | 0 | 0 | 13.8839 | 0 | 0 | 0 | 0 | 0 | 0 | 0 | 0 | 0 | 0 | 0 | 0 | 0 | 0 | [52 empty] | 0 | 0 | 13.8839 | 0
Transmission OH Hardening - DUB | Grid Design, Operations, and Maintenance | WMP.545 | 20144 | Various | WMPMA | R.18-10-007 / A.22-05-015/016 | Pending / D.24-12-074 | See column D | N/A | 0 | 0 | 0 | 0 | 0 | 0 | 0 | 0 | 0 | 0 | 0 | 0 | 0 | 0 | 0 | 0 | 0 | 0 | 0 | 0 | 0 | 0 | 0 | 0 | 0 | 0 | 0 | 0 | [52 empty] | 0 | 0 | 0 | 0
Transmission OH Hardening - DUB | Grid Design, Operations, and Maintenance | WMP.545 | 20145 | Various | WMPMA | R.18-10-007 / A.22-05-015/016 | Pending / D.24-12-074 | See column D | N/A | 0 | 0 | 0 | 0 | 0 | 0 | 0 | 0 | 0 | 0 | 0 | 0 | 0 | 344.8005 | 0 | 0 | 0 | 0 | 0 | 0 | 0 | 0 | 0 | 0 | 0 | 0 | 0 | 0 | [52 empty] | 0 | 0 | 344.8005 | 0
Transmission OH Hardening - DUB | Grid Design, Operations, and Maintenance | WMP.545 | 20152 | Various | WMPMA | R.18-10-007 / A.22-05-015/016 | Pending / D.24-12-074 | See column D | N/A | 0 | 0 | 0 | 0 | 0 | 0 | 0 | 0 | 0 | 0 | 0 | 0 | 0 | 284.825 | 0 | 0 | 0 | 0 | 0 | 0 | 0 | 0 | 0 | 0 | 0.99426 | 0 | 0 | 0 | [52 empty] | 0 | 0.99426 | 284.825 | 0
Transmission OH Hardening - DUB | Grid Design, Operations, and Maintenance | WMP.545 | 09142 | Various | WMPMA | R.18-10-007 / A.22-05-015/016 | Pending / D.24-12-074 | See column D | N/A | 0 | 0 | 0 | 0 | 0 | 0 | 0 | 0 | 0 | 0 | 0 | 0 | 0 | -8.0055 | 0 | 0 | 0 | 0 | 0 | 0 | 0 | 0 | 0 | 0 | 0 | 0 | 0 | 0 | [52 empty] | 0 | 0 | -8.0055 | 0
LTE Communication Network (DCRI) | Grid Design, Operations, and Maintenance | WMP.549 | 19134 | Various | WMPMA | R.18-10-007 / A.22-05-015/016 | Pending / D.24-12-074 | See column D | N/A | 0 | 10711.7015 | 0 | 0 | 0 | 0 | 0 | 0 | 1497.5908 | 57.4059 | 0 | 0 | 0 | 21929.3171 | 0 | 4161.5853 | 0 | 0 | 0 | 0 | 1497.5908 | 57.4059 | 0 | 0 | 8505.4285 | 1042.7026 | 0 | 0 | [52 empty] | 3109.9934 | 9548.1311 | 36802.6039 | 0
LTE Communication Network (DCRI) | Grid Design, Operations, and Maintenance | WMP.549 | 19872 | Various | WMPMA | R.18-10-007 / A.22-05-015/016 | Pending / D.24-12-074 | See column D | N/A | 0 | 0 | 0 | 0 | 0 | 0 | 0 | 0 | 25.5739 | 1.9452 | 0 | 0 | 1 | 31295.7743 | 2 | 61754.1379 | 0 | 0 | 0 | 0 | 25.5739 | 1.9452 | 0 | 0 | 205.0283 | 15.3248 | 0 | 0 | [52 empty] | 55.0382 | 220.3531 | 93049.9122 | 0
LTE Communication Network (DCRI) | Grid Design, Operations, and Maintenance | WMP.549 | 19873 | Various | WMPMA | R.18-10-007 / A.22-05-015/016 | Pending / D.24-12-074 | See column D | N/A | 107.0421 | 193982.6519 | 0 | 0 | 0 | 0 | 0 | 0 | 31695.7261 | 167.2491 | 0 | 0 | 36 | 77274.9043 | 20 | -41495.7308 | 0 | 0 | 0 | 0 | 31695.7261 | 167.2491 | 0 | 0 | -2917.2589 | 2968.2696 | 0 | 0 | [52 empty] | 63725.9505 | 51.0107 | 229761.8253 | 0
LTE Communication Network (DCRI) | Grid Design, Operations, and Maintenance | WMP.549 | 21880 | Various | WMPMA | R.18-10-007 / A.22-05-015/016 | Pending / D.24-12-074 | See column D | N/A | 0 | 0 | 0 | 0 | 0 | 0 | 0 | 0 | 356.6971 | 27.131 | 0 | 0 | 0 | 43673.1954 | 0 | 6252.1068 | 0 | 0 | 0 | 0 | 356.6971 | 27.131 | 0 | 0 | 8102.5069 | 1177.5145 | 0 | 0 | [52 empty] | 767.6562 | 9280.0214 | 49925.3022 | 0
Lightning Arrestor Replacement | Grid Design, Operations, and Maintenance | WMP.550 | 20282 | Various | WMPMA | R.18-10-007 / A.22-05-015/016 | Pending / D.24-12-074 | See column D | N/A | 1848 | 2293 | 0 | 0 | 0 | 0 | 0 | 0 | 458.6509 | 0.86443 | 0 | 0 | 8326 | 10363.9981 | 29 | 30.3888 | 0 | 0 | 0 | 0 | 458.6509 | 0.86443 | 0 | 0 | 3839.7509 | 14.8109 | 0 | 0 | [52 empty] | 919.0306 | 3854.5618 | 12687.3869 | 0
Distribution Drone Assessments | Grid Design, Operations, and Maintenance | WMP.552 | 20248 | Various | WMPMA | R.18-10-007 / A.22-05-015/016 | Pending / D.24-12-074 | See column D | N/A | 0 | 0 | 0 | 0 | 0 | 0 | 0 | 0 | 1723.9186 | 127.0495 | 0 | 0 | 0 | 38502.728 | 0 | 3041.3965 | 0 | 0 | 0 | 0 | 1723.9186 | 127.0495 | 0 | 0 | 18407.119 | 1514.2651 | 0 | 0 | [52 empty] | 3701.9361 | 19921.3841 | 41544.1245 | 0
Distribution Drone Assessments | Grid Design, Operations, and Maintenance | WMP.552 | 20286 | Various | WMPMA | R.18-10-007 / A.22-05-015/016 | Pending / D.24-12-074 | See column D | N/A | 1141.1437 | 8666 | 0 | 0 | 0 | 0 | 0 | 0 | 555.647 | 16.0345 | 0 | 0 | 116122 | 120171.1708 | 4892 | 6537.6346 | 0 | 0 | 0 | 0 | 555.647 | 16.0345 | 0 | 0 | 14322.1507 | 1548.2143 | 0 | 0 | [52 empty] | 1143.3631 | 15870.365 | 135374.8054 | 0
Distribution Drone Assessments | Grid Design, Operations, and Maintenance | WMP.552 | 22259 | Various | WMPMA | R.18-10-007 | Pending | See column D | N/A | 0 | 0 | 0 | 0 | 0 | 0 | 0 | 0 | 0 | 0 | 0 | 0 | 0 | 28333.638 | 0 | 531.4753 | 0 | 0 | 0 | 0 | 0 | 0 | 0 | 0 | 1066.3677 | 112.3242 | 0 | 0 | [52 empty] | 0 | 1178.6919 | 28865.1133 | 0
Avian Protection | Grid Design, Operations, and Maintenance | WMP.972 | 22247 | Various | WMPMA | R.18-10-007 / A.22-05-015/016 | Pending / D.24-12-074 | See column D | N/A | 3036 | 6793.5239 | 0 | 0 | 0 | 0 | 0 | 0 | 1938.1718 | 0.18473 | 0 | 0 | 2349 | 4646.8158 | 55 | 124.4323 | 0 | 0 | 0 | 0 | 1938.1718 | 0.18473 | 0 | 0 | -608.5055 | 36.3296 | 0 | 0 | [52 empty] | 3876.7131 | -572.1759 | 11564.772 | 0
Hotline Clamps | Grid Design, Operations, and Maintenance | WMP.464 | 24242 | Various | WMPMA | R.18-10-007 | Pending | See column D | N/A | 0 | 0 | 0 | 0 | 0 | 0 | 0 | 0 | 0 | 0 | 0 | 0 | 1414 | 692.9769 | 231 | 2.0501 | 0 | 0 | 0 | 0 | 0 | 0 | 0 | 0 | 1.2311 | 0.0036424 | 0 | 0 | [52 empty] | 0 | 1.2348 | 695.027 | 0
Fire potential index | Situational Awareness and Forecasting | WMP.450 | 19248 | Various | WMPMA | R.18-10-007 / A.22-05-015/016 | Pending / D.24-12-074 | See column D | N/A | 0 | 3145 | 0 | 0 | 0 | 0 | 0 | 0 | 384.5909 | 0 | 0 | 0 | 0 | 5869.1027 | 0 | 0 | 0 | 0 | 0 | 0 | 384.5909 | 0 | 0 | 0 | 2476.1694 | 0 | 0 | 0 | [52 empty] | 769.1817 | 2476.1694 | 9014.1027 | 0 | [5 empty] | Initiative addresses all wildfire mitigation and PSPS across entire service territory and is not location specific. For illustrative purposes, any costs and/or units are shown as HFTD.
High-performance computing infrastructure | Situational Awareness and Forecasting | WMP.541 | 20240 | Various | WMPMA | R.18-10-007 / A.22-05-015/016 | Pending / D.24-12-074 | See column D | N/A | 0 | 0 | 0 | 0 | 0 | 0 | 0 | 0 | 301.2395 | 0 | 0 | 0 | 0 | 5249.9497 | 0 | 0 | 0 | 0 | 0 | 0 | 301.2395 | 0 | 0 | 0 | 2446.5304 | 0 | 0 | 0 | [52 empty] | 602.4789 | 2446.5304 | 5249.9497 | 0 | [5 empty] | Initiative addresses all wildfire mitigation and PSPS across entire service territory and is not location specific. For illustrative purposes, any costs and/or units are shown as HFTD.
Weather Station Maintenance and Calibration | Situational Awareness and Forecasting | WMP.1430 | 19247 | Various | WMPMA | R.18-10-007 / A.22-05-015/016 | Pending / D.24-12-074 | See column D | N/A | 76 | 3828.093 | 0 | 0 | 0 | 0 | 0 | 0 | 1198.5729 | 0 | 0 | 0 | 139 | 2390.2251 | 0 | 0 | 0 | 0 | 0 | 0 | 1198.5729 | 0 | 0 | 0 | 303.5195 | 0 | 0 | 0 | [52 empty] | 2397.1457 | 303.5195 | 6218.3181 | 0
Weather Station Maintenance and Calibration | Situational Awareness and Forecasting | WMP.1430 | 22252 | Various | WMPMA | R.18-10-007 | Pending | See column D | N/A | 0 | 0 | 0 | 0 | 0 | 0 | 0 | 0 | 0 | 0 | 0 | 0 | 12 | 131.361 | 0 | 0 | 0 | 0 | 0 | 0 | 0 | 0 | 0 | 0 | 30.4256 | 0 | 0 | 0 | [52 empty] | 0 | 30.4256 | 131.361 | 0 | [5 empty] | Initiative addresses all wildfire mitigation and PSPS across entire service territory and is not location specific. For illustrative purposes, any costs and/or units are shown as HFTD.
Air Quality Station Maintenance | Situational Awareness and Forecasting | WMP.1431 | 22878 | Various | WMPMA | R.18-10-007 | Pending | See column D | N/A | 0 | 0 | 0 | 0 | 0 | 0 | 0 | 0 | 0 | 0 | 0 | 0 | 12 | 386.1629 | 2 | 27.3369 | 0 | 0 | 0 | 0 | 0 | 0 | 0 | 0 | 62.8664 | 31.4332 | 0 | 0 | [52 empty] | 0 | 94.2996 | 413.4998 | 0
Vegetation management enterprise system | Vegetation Management and Inspections | WMP.511 | 23877 | Various | WMPMA | R.18-10-007 | Pending | See column D | N/A | 0 | 0 | 0 | 0 | 0 | 0 | 0 | 0 | 0 | 0 | 0 | 0 | 0 | 487.5525 | 0 | 0 | 0 | 0 | 0 | 0 | 0 | 0 | 0 | 0 | 0 | 0 | 0 | 0 | [52 empty] | 0 | 0 | 487.5525 | 0 | [5 empty] | Initiative addresses all wildfire mitigation and PSPS across entire service territory and is not location specific. For illustrative purposes, any costs and/or units are shown as HFTD.
Centralized repository for data | Wildfire Mitigation Strategy Development | WMP.519 | 20891 | Various | WMPMA | R.18-10-007 / A.22-05-015/016 | Pending / D.24-12-074 | See column D | N/A | 0 | 6713 | 0 | 0 | 0 | 0 | 0 | 0 | 853.3883 | 0 | 0 | 0 | 0 | 9004.613 | 0 | 0 | 0 | 0 | 0 | 0 | 853.3883 | 0 | 0 | 0 | 4530.757 | 0 | 0 | 0 | [52 empty] | 1706.7766 | 4530.757 | 15717.613 | 0 | [5 empty] | Initiative addresses all wildfire mitigation and PSPS across entire service territory and is not location specific. For illustrative purposes, any costs and/or units are shown as HFTD.
Centralized repository for data | Wildfire Mitigation Strategy Development | WMP.519 | 20898 | Various | WMPMA | R.18-10-007 / A.22-05-015/016 | Pending / D.24-12-074 | See column D | N/A | 0 | 0 | 0 | 0 | 0 | 0 | 0 | 0 | 0 | 0 | 0 | 0 | 0 | 16165.755 | 0 | 0 | 0 | 0 | 0 | 0 | 0 | 0 | 0 | 0 | 3551.3258 | 0 | 0 | 0 | [52 empty] | 0 | 3551.3258 | 16165.755 | 0 | [5 empty] | Initiative addresses all wildfire mitigation and PSPS across entire service territory and is not location specific. For illustrative purposes, any costs and/or units are shown as HFTD.
Centralized repository for data | Wildfire Mitigation Strategy Development | WMP.519 | 21875 | Various | WMPMA | R.18-10-007 / A.22-05-015/016 | Pending / D.24-12-074 | See column D | N/A | 0 | 0 | 0 | 0 | 0 | 0 | 0 | 0 | 427.6775 | 0 | 0 | 0 | 0 | 6746.6615 | 0 | 0 | 0 | 0 | 0 | 0 | 427.6775 | 0 | 0 | 0 | 3470.6656 | 0 | 0 | 0 | [52 empty] | 855.355 | 3470.6656 | 6746.6615 | 0 | [5 empty] | Initiative addresses all wildfire mitigation and PSPS across entire service territory and is not location specific. For illustrative purposes, any costs and/or units are shown as HFTD.
Centralized repository for data | Wildfire Mitigation Strategy Development | WMP.519 | 21884 | Various | WMPMA | R.18-10-007 / A.22-05-015/016 | Pending / D.24-12-074 | See column D | N/A | 0 | 5007 | 0 | 0 | 0 | 0 | 0 | 0 | 530.3728 | 0 | 0 | 0 | 0 | 5379.6665 | 0 | 0 | 0 | 0 | 0 | 0 | 530.3728 | 0 | 0 | 0 | 2550.4114 | 0 | 0 | 0 | [52 empty] | 1060.7455 | 2550.4114 | 10386.6665 | 0 | [5 empty] | Initiative addresses all wildfire mitigation and PSPS across entire service territory and is not location specific. For illustrative purposes, any costs and/or units are shown as HFTD.
Centralized repository for data | Wildfire Mitigation Strategy Development | WMP.519 | WMP24002 | Various | WMPMA | R.18-10-007 | Pending | See column D | N/A | 0 | 0 | 0 | 0 | 0 | 0 | 0 | 0 | 0 | 0 | 0 | 0 | 0 | 0 | 0 | 0 | 0 | 0 | 0 | 0 | 0 | 0 | 0 | 0 | 0 | 0 | 0 | 0 | [52 empty] | 0 | 0 | 0 | 0 | [5 empty] | Initiative addresses all wildfire mitigation and PSPS across entire service territory and is not location specific. For illustrative purposes, any costs and/or units are shown as HFTD.
Centralized repository for data | Wildfire Mitigation Strategy Development | WMP.519 | 23875 | Various | WMPMA | R.18-10-007 / A.22-05-015/016 | Pending / D.24-12-074 | See column D | N/A | 0 | 0 | 0 | 0 | 0 | 0 | 0 | 0 | 0 | 0 | 0 | 0 | 0 | 5862.5794 | 0 | 0 | 0 | 0 | 0 | 0 | 0 | 0 | 0 | 0 | 444.0985 | 0 | 0 | 0 | [52 empty] | 0 | 444.0985 | 5862.5794 | 0 | [5 empty] | Initiative addresses all wildfire mitigation and PSPS across entire service territory and is not location specific. For illustrative purposes, any costs and/or units are shown as HFTD.
Centralized repository for data | Wildfire Mitigation Strategy Development | WMP.519 | 23876 | Various | WMPMA | R.18-10-007 / A.22-05-015/016 | Pending / D.24-12-074 | See column D | N/A | 0 | 0 | 0 | 0 | 0 | 0 | 0 | 0 | 0 | 0 | 0 | 0 | 0 | 3183.7798 | 0 | 0 | 0 | 0 | 0 | 0 | 0 | 0 | 0 | 0 | 0 | 0 | 0 | 0 | [52 empty] | 0 | 0 | 3183.7798 | 0 | [5 empty] | Initiative addresses all wildfire mitigation and PSPS across entire service territory and is not location specific. For illustrative purposes, any costs and/or units are shown as HFTD.
Documentation and disclosure of wildfire-related data and algorithms | Wildfire Mitigation Strategy Development | WMP.521 | 22255 | Various | WMPMA | R.18-10-007 | Pending | See column D | N/A | 0 | 0 | 0 | 0 | 0 | 532 | 0 | 0 | 0 | 0 | 416.5502 | 0 | 0 | 1485.8323 | 0 | 0 | 0 | 1760 | 0 | 0 | 0 | 0 | 416.5502 | 0 | 0 | 0 | 1367.2116 | 0 | [52 empty] | 833.1005 | 1367.2116 | 1485.8323 | 0 | [5 empty] | Initiative addresses all wildfire mitigation and PSPS across entire service territory and is not location specific. For illustrative purposes, any costs and/or units are shown as HFTD.
Allocation methodology development and application | Wildfire Mitigation Strategy Development | WMP.523 | 21877 | Various | WMPMA | R.18-10-007 / A.22-05-015/016 | Pending / D.24-12-074 | See column D | N/A | 0 | 2372 | 0 | 0 | 0 | 0 | 0 | 0 | 328.5738 | 0 | 0 | 0 | 0 | 3600.5359 | 0 | 0 | 0 | 0 | 0 | 0 | 328.5738 | 0 | 0 | 0 | 1788.5491 | 0 | 0 | 0 | [52 empty] | 657.1476 | 1788.5491 | 5972.5359 | 0 | [5 empty] | Initiative addresses all wildfire mitigation and PSPS across entire service territory and is not location specific. For illustrative purposes, any costs and/or units are shown as HFTD.
Allocation methodology development and application | Wildfire Mitigation Strategy Development | WMP.523 | 22876 | Various | WMPMA | R.18-10-007 | Pending | See column D | N/A | 0 | 0 | 0 | 0 | 0 | 0 | 0 | 0 | 0 | 0 | 0 | 0 | 0 | 6468.128 | 0 | 0 | 0 | 0 | 0 | 0 | 0 | 0 | 0 | 0 | 1464.448 | 0 | 0 | 0 | [52 empty] | 0 | 1464.448 | 6468.128 | 0 | [5 empty] | Initiative addresses all wildfire mitigation and PSPS across entire service territory and is not location specific. For illustrative purposes, any costs and/or units are shown as HFTD.
Allocation methodology development and application | Wildfire Mitigation Strategy Development | WMP.523 | 22881 | Various | WMPMA | R.18-10-007 / A.22-05-015/016 | Pending / D.24-12-074 | See column D | N/A | 0 | 0 | 0 | 0 | 0 | 0 | 0 | 0 | 0 | 0 | 0 | 0 | 0 | 1849.4199 | 0 | 0 | 0 | 0 | 0 | 0 | 0 | 0 | 0 | 0 | 400.4585 | 0 | 0 | 0 | [52 empty] | 0 | 400.4585 | 1849.4199 | 0 | [5 empty] | Initiative addresses all wildfire mitigation and PSPS across entire service territory and is not location specific. For illustrative purposes, any costs and/or units are shown as HFTD.
Allocation methodology development and application | Wildfire Mitigation Strategy Development | WMP.523 | 24877 | Various | WMPMA | R.18-10-007 | Pending | See column D | N/A | 0 | 0 | 0 | 0 | 0 | 0 | 0 | 0 | 0 | 0 | 0 | 0 | 0 | 891.0443 | 0 | 0 | 0 | 0 | 0 | 0 | 0 | 0 | 0 | 0 | 0 | 0 | 0 | 0 | [52 empty] | 0 | 0 | 891.0443 | 0 | [5 empty] | Initiative addresses all wildfire mitigation and PSPS across entire service territory and is not location specific. For illustrative purposes, any costs and/or units are shown as HFTD.
Allocation methodology development and application | Wildfire Mitigation Strategy Development | WMP.523 | WMP24005 | Various | WMPMA | R.18-10-007 | Pending | See column D | N/A | 0 | 0 | 0 | 0 | 0 | 0 | 0 | 0 | 0 | 0 | 0 | 0 | 0 | 0 | 0 | 0 | 0 | 0 | 0 | 0 | 0 | 0 | 0 | 0 | 0 | 0 | 0 | 0 | [52 empty] | 0 | 0 | 0 | 0 | [5 empty] | Initiative addresses all wildfire mitigation and PSPS across entire service territory and is not location specific. For illustrative purposes, any costs and/or units are shown as HFTD.
Allocation methodology development and application | Wildfire Mitigation Strategy Development | WMP.523 | 23884 | Various | WMPMA | R.18-10-007 / A.22-05-015/016 | Pending / D.24-12-074 | See column D | N/A | 0 | 0 | 0 | 0 | 0 | 0 | 0 | 0 | 0 | 0 | 0 | 0 | 0 | 569.5499 | 0 | 0 | 0 | 0 | 0 | 0 | 0 | 0 | 0 | 0 | 1.2078 | 0 | 0 | 0 | [52 empty] | 0 | 1.2078 | 569.5499 | 0 | [5 empty] | Initiative addresses all wildfire mitigation and PSPS across entire service territory and is not location specific. For illustrative purposes, any costs and/or units are shown as HFTD.
Community engagement | Community Outreach and Engagement | WMP.1337 | 7118690 | Various | WMPMA | R.18-10-007 / A.22-05-015/016 | Pending / D.24-12-074 | See column D | N/A | 0 | 0 | 0 | 0 | 0 | 0 | 0 | 0 | 0 | 0 | 527.2567 | 0 | 0 | 0 | 0 | 0 | 0 | 2512.4436 | 0 | 0 | 0 | 0 | 527.2567 | 0 | 0 | 0 | 2097.9753 | 0 | [52 empty] | 1054.5135 | 2097.9753 | 0 | 0 | [5 empty] | Initiative addresses all wildfire mitigation and PSPS across entire service territory and is not location specific. For illustrative purposes, any costs and/or units are shown as HFTD.
Crew-accompanying ignition prevention and suppression resources and services | Emergency Preparedness | WMP.514 | 7110102 | Various | WMPMA | R.18-10-007 / A.22-05-015/016 | Pending / D.24-12-074 | See column D | N/A | 0 | 0 | 0 | 0 | 0 | 16013.4002 | 0 | 0 | 0 | 0 | 16774.1966 | 0 | 0 | 0 | 0 | 0 | 0 | 19986.7303 | 0 | 0 | 0 | 0 | 16774.1966 | 0 | 0 | 0 | 4326.9626 | 0 | [52 empty] | 33548.3932 | 4326.9626 | 0 | 0
Generator Grant Program | Grid Design, Operations, and Maintenance | WMP.466 | 7111405/7125700 | Various | WMPMA | R.18-10-007 / A.22-05-015/016 | Pending / D.24-12-074 | See column D | N/A | 0 | 0 | 0 | 0 | 1420 | 8623 | 0 | 0 | 0 | 0 | 14213.3955 | 0 | 0 | 0 | 0 | 0 | 5521 | 23509.3815 | 0 | 0 | 0 | 0 | 14213.3955 | 0 | 0 | 0 | 9775.8555 | 0 | [52 empty] | 28426.7909 | 9775.8555 | 0 | 0
Generator Assistance Program | Grid Design, Operations, and Maintenance | WMP.467 | 7125106/7124942 | Various | WMPMA | R.18-10-007 / A.22-05-015/016 | Pending / D.24-12-074 | See column D | N/A | 0 | 0 | 0 | 0 | 1250 | 2089 | 0 | 0 | 0 | 0 | 2823.0813 | 0.66151 | 0 | 0 | 0 | 0 | 2398 | 3007.6773 | 2 | 2.0255 | 0 | 0 | 2823.0813 | 0.66151 | 0 | 0 | 308.978 | 1.3914 | [52 empty] | 5647.4857 | 310.3694 | 0 | 0
Fixed Power Backup | Grid Design, Operations, and Maintenance | WMP.468 | 7124943/7139122 | Various | WMPMA | R.18-10-007 / A.22-05-015/016 | Pending / D.24-12-074 | See column D | N/A | 0 | 0 | 0 | 0 | 412 | 11820 | 0 | 0 | 0 | 0 | 19247.8644 | 0 | 0 | 0 | 0 | 0 | 1222 | 40662.567 | 0 | 0 | 0 | 0 | 19247.8644 | 0 | 0 | 0 | 22876.279 | 0 | [52 empty] | 38495.7288 | 22876.279 | 0 | 0
A summarized risk map that shows the overall ignition probability and estimated wildfire consequence along the electric lines and equipment | Wildfire Mitigation Strategy Development | WMP.442 | 7138134 | Various | WMPMA | R.18-10-007 / A.22-05-015/016 | Pending / D.24-12-074 | See column D | N/A | 0 | 0 | 0 | 0 | 0 | 2755 | 0 | 0 | 0 | 0 | 3350.7499 | 0 | 0 | 0 | 0 | 0 | 0 | 10454.0926 | 0 | 0 | 0 | 0 | 3350.7499 | 0 | 0 | 0 | 8045.9565 | 0 | [52 empty] | 6701.4997 | 8045.9565 | 0 | 0 | [5 empty] | Initiative addresses all wildfire mitigation and PSPS across entire service territory and is not location specific. For illustrative purposes, any costs and/or units are shown as HFTD.
Pole Clearing (brushing) | Vegetation Management and Inspections | WMP.512 | 6013464 | Various | WMPMA / VMBA | R.18-10-007 / A.22-05-015/016 | Pending / D.24-12-074 | See column D | N/A | 0 | 0 | 0 | 0 | 180633 | 24621.6694 | 24316 | 3261.3703 | 0 | 0 | 26074.8217 | 3698.0015 | 0 | 0 | 0 | 0 | 183785 | 30214.7844 | 29123 | 4618.6153 | 0 | 0 | 26074.8217 | 3698.0015 | 0 | 0 | 4722.3046 | 1005.1904 | [52 empty] | 59545.6465 | 5727.495 | 0 | 0
Fuels Management Program | Vegetation Management and Inspections | WMP.497 | 7110101/7145667 | Various | WMPMA / VMBA | R.18-10-007 / A.22-05-015/016 | Pending / D.24-12-074 | See column D | N/A | 0 | 0 | 0 | 0 | 550 | 5529 | 0 | 0 | 0 | 0 | 12858.1362 | 0 | 0 | 0 | 0 | 0 | 2459 | 29671.585 | 0 | 0 | 0 | 0 | 12858.1362 | 0 | 0 | 0 | 17301.5706 | 0 | [52 empty] | 25716.2724 | 17301.5706 | 0 | 0
Distribution Infrared | Grid Design, Operations, and Maintenance | WMP.481 | 7115645 | Various | WMPMA | R.18-10-007 / A.22-05-015/016 | Pending / D.24-12-074 | See column D | N/A | 0 | 0 | 0 | 0 | 18000 | 200 | 0 | 0 | 0 | 0 | 387.6731 | 0.89926 | 0 | 0 | 0 | 0 | 57395 | 980.6436 | 3312 | 71.7535 | 0 | 0 | 387.6731 | 0.89926 | 0 | 0 | 619.5302 | 83.9161 | [52 empty] | 777.1447 | 703.4462 | 0 | 0
LiDAR inspections of distribution electric lines and equipment | Grid Design, Operations, and Maintenance | WMP.484 | 7133280 | Various | WMPMA | R.18-10-007 / A.22-05-015/016 | Pending / D.24-12-074 | See column D | N/A | 0 | 0 | 0 | 0 | 0 | 1712 | 0 | 0 | 0 | 0 | 3068.1052 | 0 | 0 | 0 | 0 | 0 | 737.5 | 5056.305 | 0 | 0 | 0 | 0 | 3068.1052 | 0 | 0 | 0 | 2061.8985 | 0 | [52 empty] | 6136.2103 | 2061.8985 | 0 | 0
Right Tree Right Place | Vegetation Management and Inspections | WMP.1325 | 7133773 | Various | WMPMA /VMBA | R.18-10-007 / A.22-05-015/016 | Pending / D.24-12-074 | See column D | N/A | 0 | 0 | 0 | 0 | 10000 | 882 | 0 | 0 | 0 | 0 | 1145.7515 | 149.4384 | 0 | 0 | 0 | 0 | 15464 | 2947.5989 | 7708 | 457.5756 | 0 | 0 | 1145.7515 | 149.4384 | 0 | 0 | 1867.1881 | 314.315 | [52 empty] | 2590.3798 | 2181.5031 | 0 | 0
Detailed Inspections | Vegetation Management and Inspections | WMP.494 | 6010250 | Various | TTBA / VMBA | A.17-10-007 / A.22-05-015/016 | D.22-03-009 / D.24-06-003 / D.24-12-074 | See column D | N/A | 0 | 0 | 0 | 0 | 982636.9812 | 101085.618 | 779079.573 | 80428.5672 | 0 | 0 | 101083.8747 | 80427.1253 | 0 | 0 | 0 | 0 | 1401701.424 | 187027.6628 | 980335.576 | 171054.1123 | 0 | 0 | 101083.8747 | 80427.1253 | 0 | 0 | 85854.3932 | 90541.2708 | [52 empty] | 363022 | 176395.664 | 0 | 0 | [5 empty] | Costs represent WMP.494 and WMP.501
Clearance (enhanced trim or remove) | Vegetation Management and Inspections | WMP.501 | 501 | Various | TTBA / VMBA | A.17-10-007 / A.22-05-015/016 | D.22-03-009 / D.24-06-003 / D.24-12-074 | See column D | N/A | 0 | 0 | 0 | 0 | 12824 | 11934 | 0 | 0 | 0 | 0 | 11934 | 0 | 0 | 0 | 0 | 0 | 44211 | 0 | 18427 | 0 | 0 | 0 | 11934 | 0 | 0 | 0 | -11934 | 0 | [52 empty] | 23868 | -11934 | 0 | 0 | [5 empty] | Costs included in WMP.494
A summarized risk map that shows the overall ignition probability and estimated wildfire consequence along the electric lines and equipment | Wildfire Mitigation Strategy Development | WMP.442 | 20877 | Various | WMPMA | R.18-10-007 / A.22-05-015/016 | Pending / D.24-12-074 | See column D | N/A | 0 | 527 | 0 | 0 | 0 | 0 | 0 | 0 | 47.3419 | 0 | 0 | 0 | 0 | 383.5203 | 0 | 0 | 0 | 0 | 0 | 0 | 47.3419 | 0 | 0 | 0 | 191.5832 | 0 | 0 | 0 | [52 empty] | 94.6837 | 191.5832 | 910.5203 | 0 | [5 empty] | Initiative addresses all wildfire mitigation and PSPS across entire service territory and is not location specific. For illustrative purposes, any costs and/or units are shown as HFTD.
Public emergency communication strategy | Emergency Preparedness | WMP.563 | 20890 | Various | WMPMA | R.18-10-007 / A.22-05-015/016 | Pending / D.24-12-074 | See column D | N/A | 0 | 3699 | 0 | 0 | 0 | 0 | 0 | 0 | 708.7491 | 0 | 0 | 0 | 0 | 9659.7873 | 0 | 0 | 0 | 0 | 0 | 0 | 708.7491 | 0 | 0 | 0 | 4399.6937 | 0 | 0 | 0 | [52 empty] | 1417.4982 | 4399.6937 | 13358.7873 | 0 | [5 empty] | Initiative addresses all wildfire mitigation and PSPS across entire service territory and is not location specific. For illustrative purposes, any costs and/or units are shown as HFTD.
Strategic Undergrounding | Grid Design, Operations, and Maintenance | WMP.473 | 19246-O&M | Various | WMPMA | R.18-10-007 / A.22-05-015/016 | Pending / D.24-12-074 | See column D | N/A | 0 | 0 | 0 | 0 | 35 | 3336 | 0 | 0 | 0 | 0 | 3393.4709 | 0 | 0 | 0 | 0 | 0 | 275 | 2917.8837 | 0 | 0 | 0 | 0 | 3393.4709 | 0 | 0 | 0 | -30.8121 | 0 | [52 empty] | 6786.9419 | -30.8121 | 0 | 0
DIST OH Hardening - Covered Conductor | Grid Design, Operations, and Maintenance | WMP.455 | 20285-O&M | Various | WMPMA | R.18-10-007 / A.22-05-015/016 | Pending / D.24-12-074 | See column D | N/A | 0 | 0 | 0 | 0 | 100 | 675 | 0 | 0 | 0 | 0 | 1899.2776 | 4.2969 | 0 | 0 | 0 | 0 | 178.7603 | 10407.6813 | 0.25 | 13.157 | 0 | 0 | 1899.2776 | 4.2969 | 0 | 0 | 9225.0041 | 9.0377 | [52 empty] | 3807.149 | 9234.0418 | 0 | 0
Emergency preparedness plan | Emergency Preparedness | WMP.1008 | 7110105 | Various | WMPMA | R.18-10-007 / A.22-05-015/016 | Pending / D.24-12-074 | See column D | N/A | 0 | 0 | 0 | 0 | 0 | 28246.5876 | 0 | 0 | 0 | 0 | 39948.758 | 0 | 0 | 0 | 0 | 0 | 0 | 80056.4546 | 0 | 0 | 0 | 0 | 39948.758 | 0 | 0 | 0 | 45285.7358 | 0 | [52 empty] | 79897.516 | 45285.7358 | 0 | 0 | [5 empty] | Initiative addresses all wildfire mitigation and PSPS across entire service territory and is not location specific. For illustrative purposes, any costs and/or units are shown as HFTD.
Aviation Firefighting Program | Emergency Preparedness | WMP.557 | 7110104/7113802 | Various | WMPMA | R.18-10-007 / A.22-05-015/016 | Pending / D.24-12-074 | See column D | N/A | 0 | 0 | 0 | 0 | 0 | 45918.6845 | 0 | 1137.8562 | 0 | 0 | 47096.8915 | 1220.0864 | 0 | 0 | 0 | 0 | 0 | 39976.797 | 0 | 745.602 | 0 | 0 | 47096.8915 | 1220.0864 | 0 | 0 | 5103.1908 | -271.4925 | [52 empty] | 96633.9556 | 4831.6983 | 0 | 0 | [5 empty] | Initiative addresses all wildfire mitigation and PSPS across entire service territory and is not location specific. For illustrative purposes, any costs and/or units are shown as HFTD.
Public emergency communication strategy | Emergency Preparedness | WMP.563 | 7127614/7111442/7133143 | Various | WMPMA | R.18-10-007 / A.22-05-015/016 | Pending / D.24-12-074 | See column D | N/A | 0 | 0 | 0 | 0 | 412125472 | 14552.8517 | 0 | 0 | 0 | 0 | 24752.2451 | 0 | 0 | 0 | 0 | 0 | 1279616319 | 50953.7365 | 0 | 0 | 0 | 0 | 24752.2451 | 0 | 0 | 0 | 28362.6722 | 0 | [52 empty] | 49504.4901 | 28362.6722 | 0 | 0 | [5 empty] | Initiative addresses all wildfire mitigation and PSPS across entire service territory and is not location specific. For illustrative purposes, any costs and/or units are shown as HFTD.
Early Fault Detection | Grid Design, Operations, and Maintenance | WMP.1195 | 22256-O&M | Various | WMPMA | R.18-10-007 | Pending | See column D | N/A | 0 | 0 | 0 | 0 | 0 | 0 | 0 | 0 | 0 | 0 | 0 | 0 | 0 | 0 | 0 | 0 | 82 | 97 | 12 | 30 | 0 | 0 | 0 | 0 | 0 | 0 | 114.609 | 35.6629 | [52 empty] | 0 | 150.2718 | 0 | 0
Microgrids | Grid Design, Operations, and Maintenance | WMP.462 | 7129048 | Various | WMPMA | R.18-10-007 / A.22-05-015/016 | Pending / D.24-12-074 | See column D | N/A | 0 | 0 | 0 | 0 | 6 | 1835 | 0 | 0 | 0 | 0 | 2848.779 | 61.5038 | 0 | 0 | 0 | 0 | 3 | 4831.1096 | 2 | 590.3228 | 0 | 0 | 2848.779 | 61.5038 | 0 | 0 | 2203.1883 | 536.789 | [52 empty] | 5820.5656 | 2739.9772 | 0 | 0
Advanced Protection | Grid Design, Operations, and Maintenance | WMP.463 | 15259-O&M | Various | WMPMA | R.18-10-007 | Pending | See column D | N/A | 0 | 0 | 0 | 0 | 0 | 0 | 0 | 0 | 0 | 0 | 50.0677 | 0 | 0 | 0 | 0 | 0 | 12 | 530.3058 | 0 | 0 | 0 | 0 | 50.0677 | 0 | 0 | 0 | 512.8107 | 0 | [52 empty] | 100.1355 | 512.8107 | 0 | 0
DIST OH Hardening - Traditional Hardening | Grid Design, Operations, and Maintenance | WMP.475 | 20284-O&M | Various | WMPMA | R.18-10-007 / A.22-05-015/016 | Pending / D.24-12-074 | See column D | N/A | 0 | 0 | 0 | 0 | 847.0381 | 25977.2746 | 6.7501 | 630.0791 | 0 | 0 | 23720.7584 | 624.2189 | 0 | 0 | 0 | 0 | 347.7318 | 14158.7876 | 3.94 | 399.4024 | 0 | 0 | 23720.7584 | 624.2189 | 0 | 0 | -8889.1926 | -219.4241 | [52 empty] | 48689.9546 | -9108.6167 | 0 | 0
Distribution OH Detailed | Grid Design, Operations, and Maintenance | WMP.478 | 00239-O&M | Various | WMPMA | R.18-10-007 / A.22-05-015/016 | Pending / D.24-12-074 | See column D | N/A | 0 | 0 | 0 | 0 | 1157777.7018 | 64737.6074 | 0 | 0 | 0 | 0 | 52359.5883 | 0 | 0 | 0 | 0 | 0 | 102853 | 5902.0059 | 0 | 0 | 0 | 0 | 52359.5883 | 0 | 0 | 0 | -46293.7733 | 0 | [52 empty] | 104719.1765 | -46293.7733 | 0 | 0
Transmisson OH Detailed Inspections | Grid Design, Operations, and Maintenance | WMP.479 | 20127-O&M | Various | WMPMA | R.18-10-007 | Pending | See column D | N/A | 0 | 0 | 0 | 0 | 0 | 0 | 0 | 0 | 0 | 0 | 0 | 0 | 0 | 0 | 0 | 0 | 4366 | 41 | 502 | 1 | 0 | 0 | 0 | 0 | 0 | 0 | 42.4299 | 1.1888 | [52 empty] | 0 | 43.6186 | 0 | 0
Distribution Woodpole Intrusive | Grid Design, Operations, and Maintenance | WMP.483 | 7113810 | Various | WMPMA | R.18-10-007 / A.22-05-015/016 | Pending / D.24-12-074 | See column D | N/A | 0 | 0 | 0 | 0 | 2000 | 144 | 0 | 0 | 0 | 0 | 1119.6399 | 0 | 0 | 0 | 0 | 0 | 47130 | 3166.3748 | 0 | 0 | 0 | 0 | 1119.6399 | 0 | 0 | 0 | 2101.928 | 0 | [52 empty] | 2239.2798 | 2101.928 | 0 | 0
Distribution OH Patrols | Grid Design, Operations, and Maintenance | WMP.488 | 7127615 | Various | WMPMA | R.18-10-007 / A.22-05-015/016 | Pending / D.24-12-074 | See column D | N/A | 0 | 0 | 0 | 0 | 86122 | 317 | 0 | 0 | 0 | 0 | 317.0028 | 0 | 0 | 0 | 0 | 0 | 171997 | 631 | 0 | 0 | 0 | 0 | 317.0028 | 0 | 0 | 0 | 375.0949 | 0 | [52 empty] | 634.0056 | 375.0949 | 0 | 0
LTE Communication Network (DCRI) | Grid Design, Operations, and Maintenance | WMP.549 | 7143342 | Various | WMPMA | R.18-10-007 | Pending | See column D | N/A | 0 | 0 | 0 | 0 | 0 | 0 | 0 | 0 | 0 | 0 | 188.9116 | 44.4498 | 0 | 0 | 0 | 0 | 22 | 1442.4413 | 12 | 1683.1038 | 0 | 0 | 188.9116 | 44.4498 | 0 | 0 | 1360.6351 | 1836.8148 | [52 empty] | 466.7227 | 3197.4499 | 0 | 0
Distribution Drone Assessments | Grid Design, Operations, and Maintenance | WMP.552 | 20286-O&M | Various | WMPMA | R.18-10-007 / A.22-05-015/016 | Pending / D.24-12-074 | See column D | N/A | 0 | 0 | 0 | 0 | 22000 | 14444 | 0 | 0 | 0 | 0 | 57691.8116 | 1640.4809 | 0 | 0 | 0 | 0 | 116122 | 213300.0501 | 4892 | 10327.1011 | 0 | 0 | 57691.8116 | 1640.4809 | 0 | 0 | 164243.44 | 8833.0576 | [52 empty] | 118664.585 | 173076.4976 | 0 | 0
Avian Protection | Grid Design, Operations, and Maintenance | WMP.972 | 22247-O&M | Various | WMPMA | R.18-10-007 | Pending | See column D | N/A | 0 | 0 | 0 | 0 | 0 | 0 | 0 | 0 | 0 | 0 | 5.3828 | 0.011087 | 0 | 0 | 0 | 0 | 2349 | 55.4818 | 55 | 1.0339 | 0 | 0 | 5.3828 | 0.011087 | 0 | 0 | 56.106 | 1.0368 | [52 empty] | 10.7877 | 57.1428 | 0 | 0
Fire potential index | Situational Awareness and Forecasting | WMP.450 | 7110106/7110107 | Various | WMPMA | R.18-10-007 / A.22-05-015/016 | Pending / D.24-12-074 | See column D | N/A | 0 | 0 | 0 | 0 | 0 | 16278.8277 | 0 | 0 | 0 | 0 | 17415.2325 | 0 | 0 | 0 | 0 | 0 | 0 | 21635.8727 | 2 | 22 | 0 | 0 | 17415.2325 | 0 | 0 | 0 | 5510.1626 | 22.297 | [52 empty] | 34830.465 | 5532.4597 | 0 | 0 | [5 empty] | Initiative addresses all wildfire mitigation and PSPS across entire service territory and is not location specific. For illustrative purposes, any costs and/or units are shown as HFTD.
Air Quality Station Maintenance | Situational Awareness and Forecasting | WMP.1431 | 7144089 | Various | WMPMA | R.18-10-007 / A.22-05-015/016 | Pending / D.24-12-074 | See column D | N/A | 0 | 0 | 0 | 0 | 40 | 114 | 0 | 0 | 0 | 0 | 114.001 | 0 | 0 | 0 | 0 | 0 | 0 | 0 | 0 | 0 | 0 | 0 | 114.001 | 0 | 0 | 0 | -114.001 | 0 | [52 empty] | 228.002 | -114.001 | 0 | 0
Centralized repository for data | Wildfire Mitigation Strategy Development | WMP.519 | 7137944 | Various | WMPMA | R.18-10-007 / A.22-05-015/016 | Pending / D.24-12-074 | See column D | N/A | 0 | 0 | 0 | 0 | 0 | 3887.2123 | 0 | 0 | 0 | 0 | 3881.7426 | 0 | 0 | 0 | 0 | 0 | 0 | 2604.941 | 0 | 0 | 0 | 0 | 3881.7426 | 0 | 0 | 0 | -1016.5959 | 0 | [52 empty] | 7763.4852 | -1016.5959 | 0 | 0 | [5 empty] | Initiative addresses all wildfire mitigation and PSPS across entire service territory and is not location specific. For illustrative purposes, any costs and/or units are shown as HFTD.
Allocation methodology development and application | Wildfire Mitigation Strategy Development | WMP.523 | 7117506 | Various | WMPMA | R.18-10-007 / A.22-05-015/016 | Pending / D.24-12-074 | See column D | N/A | 0 | 0 | 0 | 0 | 0 | 15399.352 | 0 | 0 | 0 | 0 | 18273.7475 | 0 | 0 | 0 | 0 | 0 | 0 | 22275.1707 | 0 | 0 | 0 | 0 | 18273.7475 | 0 | 0 | 0 | 4905.9388 | 0 | [52 empty] | 36547.4949 | 4905.9388 | 0 | 0 | [5 empty] | Initiative addresses all wildfire mitigation and PSPS across entire service territory and is not location specific. For illustrative purposes, any costs and/or units are shown as HFTD.
CNF(Distribution Overhead) | Grid Design, Operations, and Maintenance | WMP.1017 | 7113807 | Various | WMPMA | R.18-10-007 / A.22-05-015/016 | Pending / D.24-12-074 | See column D | N/A | 0 | 0 | 0 | 0 | 0 | 0 | 0 | 0 | 0 | 0 | 802.1778 | 0 | 0 | 0 | 0 | 0 | 72.3 | 3340.2431 | 0 | 0 | 0 | 0 | 802.1778 | 0 | 0 | 0 | 2622.7714 | 0 | [52 empty] | 1604.3555 | 2622.7714 | 0 | 0
Strategic Pole Replacement | Grid Design, Operations, and Maintenance | WMP.1189 | 22242-O&M | Various | WMPMA | R.18-10-007 | Pending | See column D | N/A | 0 | 0 | 0 | 0 | 0 | 0 | 0 | 0 | 0 | 0 | 0 | 0 | 0 | 0 | 0 | 0 | 33 | 122 | 8 | 31 | 0 | 0 | 0 | 0 | 0 | 0 | 145.0291 | 36.8516 | [52 empty] | 0 | 181.8807 | 0 | 0
Transmission OH Hardening - DUB | Grid Design, Operations, and Maintenance | WMP.545 | 14140-O&M | Various | WMPMA | R.18-10-007 | Pending | See column D | N/A | 0 | 0 | 0 | 0 | 0 | 0 | 0 | 0 | 0 | 0 | 0 | 0 | 0 | 0 | 0 | 0 | 28.5 | -131 | 0 | 0 | 0 | 0 | 0 | 0 | 0 | 0 | -155.7279 | 0 | [52 empty] | 0 | -155.7279 | 0 | 0
Hotline Clamps | Grid Design, Operations, and Maintenance | WMP.464 | 7111445 | Various | WMPMA | R.18-10-007 / A.22-05-015/016 | Pending / D.24-12-074 | See column D | N/A | 0 | 0 | 0 | 0 | 212 | 416 | 0 | 0 | 0 | 0 | 3657.5213 | 3.7169 | 0 | 0 | 0 | 0 | 8771 | 11300.4252 | 241 | 405.3809 | 0 | 0 | 3657.5213 | 3.7169 | 0 | 0 | 7814.2247 | 407.1371 | [52 empty] | 7322.4763 | 8221.3619 | 0 | 0
BLM Land Management | Grid Design, Operations, and Maintenance | BLM-OM New | BLM-OM New | Various | WMPMA | R.18-10-007 / A.22-05-015/016 | Pending / D.24-12-074 | See column D | N/A | 0 | 0 | 0 | 0 | 1 | 5 | 0 | 0 | 0 | 0 | 5 | 0 | 0 | 0 | 0 | 0 | 0 | 0 | 0 | 0 | 0 | 0 | 5 | 0 | 0 | 0 | -5 | 0 | [52 empty] | 10.0001 | -5 | 0 | 0
CNF Land Management | Grid Design, Operations, and Maintenance | CNF-OM New | CNF-OM New | Various | WMPMA | R.18-10-007 / A.22-05-015/016 | Pending / D.24-12-074 | See column D | N/A | 0 | 0 | 0 | 0 | 1 | 153 | 0 | 0 | 0 | 0 | 153.0014 | 0 | 0 | 0 | 0 | 0 | 0 | 0 | 0 | 0 | 0 | 0 | 153.0014 | 0 | 0 | 0 | -153.0014 | 0 | [52 empty] | 306.0027 | -153.0014 | 0 | 0
Lightning Arrestor Replacement | Grid Design, Operations, and Maintenance | WMP.550 | 20282-O&M | Various | WMPMA | R.18-10-007 | Pending | See column D | N/A | 0 | 0 | 0 | 0 | 0 | 0 | 0 | 0 | 0 | 0 | 9.1572 | 0.022183 | 0 | 0 | 0 | 0 | 8326 | 113.0391 | 29 | 1.0679 | 0 | 0 | 9.1572 | 0.022183 | 0 | 0 | 105.408 | 1.0602 | [52 empty] | 18.3588 | 106.4682 | 0 | 0
Aviation Firefighting Program | Emergency Preparedness | WMP.557 | 21255 | Various | WMPMA | R.18-10-007 / A.22-05-015/016 | Pending / D.24-12-074 | See column D | N/A | 0 | 0 | 0 | 0 | 0 | 0 | 0 | 0 | 75.3871 | 0 | 0 | 0 | 0 | 1197.3268 | 0 | 0 | 0 | 0 | 0 | 0 | 75.3871 | 0 | 0 | 0 | 611.7703 | 0 | 0 | 0 | [52 empty] | 150.7741 | 611.7703 | 1197.3268 | 0 | [5 empty] | Initiative addresses all wildfire mitigation and PSPS across entire service territory and is not location specific. For illustrative purposes, any costs and/or units are shown as HFTD.
Transmission OH Hardening - DUB | Grid Design, Operations, and Maintenance | WMP.545 | 9137 | Various | WMPMA | R.18-10-007 | Pending | See column D | N/A | 0 | 0 | 0 | 0 | 0 | 0 | 0 | 0 | 289.3842 | 0 | 0 | 0 | 0 | 3341.9127 | 0 | 0 | 0 | 0 | 0 | 0 | 289.3842 | 0 | 0 | 0 | 2348.3691 | 0 | 0 | 0 | [52 empty] | 578.7685 | 2348.3691 | 3341.9127 | 0
Transmission OH Hardening - DUB | Grid Design, Operations, and Maintenance | WMP.545 | 16150 | Various | WMPMA | R.18-10-007 | Pending | See column D | N/A | 0 | 0 | 0 | 0 | 0 | 0 | 0 | 0 | 4.1247 | 0 | 0 | 0 | 0 | 48.9045 | 0 | 0 | 0 | 0 | 0 | 0 | 4.1247 | 0 | 0 | 0 | 33.4721 | 0 | 0 | 0 | [52 empty] | 8.2494 | 33.4721 | 48.9045 | 0
Weather Station Maintenance and Calibration | Situational Awareness and Forecasting | WMP.1430 | 16245 | Various | WMPMA | R.18-10-007 | Pending | See column D | N/A | 0 | 0 | 0 | 0 | 0 | 0 | 0 | 0 | 1.0495 | 0 | 0 | 0 | 0 | 5.6004 | 0 | 0 | 0 | 0 | 0 | 0 | 1.0495 | 0 | 0 | 0 | 8.5166 | 0 | 0 | 0 | [52 empty] | 2.099 | 8.5166 | 5.6004 | 0
Public emergency communication strategy | Emergency Preparedness | WMP.563 | 19250 | Various | WMPMA | R.18-10-007 | Pending | See column D | N/A | 0 | 0 | 0 | 0 | 0 | 0 | 0 | 0 | 48.1275 | 0 | 0 | 0 | 0 | 743.0194 | 0 | 0 | 0 | 0 | 0 | 0 | 48.1275 | 0 | 0 | 0 | 390.5571 | 0 | 0 | 0 | [52 empty] | 96.2549 | 390.5571 | 743.0194 | 0 | [5 empty] | Initiative addresses all wildfire mitigation and PSPS across entire service territory and is not location specific. For illustrative purposes, any costs and/or units are shown as HFTD.
Distribution Drone Assessments | Grid Design, Operations, and Maintenance | WMP.552 | 20155 | Various | WMPMA | R.18-10-007 | Pending | See column D | N/A | 0 | 0 | 0 | 0 | 0 | 0 | 0 | 0 | 6.1472 | 0.47345 | 0 | 0 | 0 | 105.4133 | 0 | 8.1188 | 0 | 0 | 0 | 0 | 6.1472 | 0.47345 | 0 | 0 | 49.8848 | 3.8421 | 0 | 0 | [52 empty] | 13.2413 | 53.7269 | 113.5321 | 0 | [5 empty] | Initiative addresses all wildfire mitigation and PSPS across entire service territory and is not location specific. For illustrative purposes, any costs and/or units are shown as HFTD.
Emergency preparedness plan | Emergency Preparedness | WMP.1008 | 20279 | Various | WMPMA | R.18-10-007 | Pending | See column D | N/A | 0 | 0 | 0 | 0 | 0 | 0 | 0 | 0 | 14.0802 | 0 | 0 | 0 | 0 | 226.7609 | 0 | 0 | 0 | 0 | 0 | 0 | 14.0802 | 0 | 0 | 0 | 114.2619 | 0 | 0 | 0 | [52 empty] | 28.1605 | 114.2619 | 226.7609 | 0 | [5 empty] | Initiative addresses all wildfire mitigation and PSPS across entire service territory and is not location specific. For illustrative purposes, any costs and/or units are shown as HFTD.
Centralized repository for data | Wildfire Mitigation Strategy Development | WMP.519 | 20875 | Various | WMPMA | R.18-10-007 | Pending | See column D | N/A | 0 | 0 | 0 | 0 | 0 | 0 | 0 | 0 | 359.7054 | 0 | 0 | 0 | 0 | 6138.0858 | 0 | 0 | 0 | 0 | 0 | 0 | 359.7054 | 0 | 0 | 0 | 2919.029 | 0 | 0 | 0 | [52 empty] | 719.4107 | 2919.029 | 6138.0858 | 0 | [5 empty] | Initiative addresses all wildfire mitigation and PSPS across entire service territory and is not location specific. For illustrative purposes, any costs and/or units are shown as HFTD.
Emergency preparedness plan | Emergency Preparedness | WMP.1008 | 20876 | Various | WMPMA | R.18-10-007 | Pending | See column D | N/A | 0 | 0 | 0 | 0 | 0 | 0 | 0 | 0 | 43.7534 | 0 | 0 | 0 | 0 | 674.5023 | 0 | 0 | 0 | 0 | 0 | 0 | 43.7534 | 0 | 0 | 0 | 355.0613 | 0 | 0 | 0 | [52 empty] | 87.5068 | 355.0613 | 674.5023 | 0 | [5 empty] | Initiative addresses all wildfire mitigation and PSPS across entire service territory and is not location specific. For illustrative purposes, any costs and/or units are shown as HFTD.
Allocation methodology development and application | Wildfire Mitigation Strategy Development | WMP.523 | 20878 | Various | WMPMA | R.18-10-007 | Pending | See column D | N/A | 0 | 0 | 0 | 0 | 0 | 0 | 0 | 0 | 41.1249 | 0 | 0 | 0 | 0 | 712.9892 | 0 | 0 | 0 | 0 | 0 | 0 | 41.1249 | 0 | 0 | 0 | 333.7305 | 0 | 0 | 0 | [52 empty] | 82.2497 | 333.7305 | 712.9892 | 0 | [5 empty] | Initiative addresses all wildfire mitigation and PSPS across entire service territory and is not location specific. For illustrative purposes, any costs and/or units are shown as HFTD.
Allocation methodology development and application | Wildfire Mitigation Strategy Development | WMP.523 | 20887 | Various | WMPMA | R.18-10-007 | Pending | See column D | N/A | 0 | 0 | 0 | 0 | 0 | 0 | 0 | 0 | 34.4112 | 0 | 0 | 0 | 0 | 499.465 | 0 | 0 | 0 | 0 | 0 | 0 | 34.4112 | 0 | 0 | 0 | 279.2489 | 0 | 0 | 0 | [52 empty] | 68.8224 | 279.2489 | 499.465 | 0 | [5 empty] | Initiative addresses all wildfire mitigation and PSPS across entire service territory and is not location specific. For illustrative purposes, any costs and/or units are shown as HFTD.
Centralized repository for data | Wildfire Mitigation Strategy Development | WMP.519 | 20889 | Various | WMPMA | R.18-10-007 | Pending | See column D | N/A | 0 | 0 | 0 | 0 | 0 | 0 | 0 | 0 | 16.7158 | 0 | 0 | 0 | 0 | 267.535 | 0 | 0 | 0 | 0 | 0 | 0 | 16.7158 | 0 | 0 | 0 | 135.6497 | 0 | 0 | 0 | [52 empty] | 33.4316 | 135.6497 | 267.535 | 0 | [5 empty] | Initiative addresses all wildfire mitigation and PSPS across entire service territory and is not location specific. For illustrative purposes, any costs and/or units are shown as HFTD.
Emergency preparedness plan | Emergency Preparedness | WMP.1008 | 20893 | Various | WMPMA | R.18-10-007 | Pending | See column D | N/A | 0 | 0 | 0 | 0 | 0 | 0 | 0 | 0 | 113.2365 | 0 | 0 | 0 | 0 | 1760.916 | 0 | 0 | 0 | 0 | 0 | 0 | 113.2365 | 0 | 0 | 0 | 918.9208 | 0 | 0 | 0 | [52 empty] | 226.4731 | 918.9208 | 1760.916 | 0 | [5 empty] | Initiative addresses all wildfire mitigation and PSPS across entire service territory and is not location specific. For illustrative purposes, any costs and/or units are shown as HFTD.
Emergency preparedness plan | Emergency Preparedness | WMP.1008 | 21265 | Various | WMPMA | R.18-10-007 | Pending | See column D | N/A | 0 | 0 | 0 | 0 | 0 | 0 | 0 | 0 | 11.7311 | 0 | 0 | 0 | 0 | 176.3629 | 0 | 0 | 0 | 0 | 0 | 0 | 11.7311 | 0 | 0 | 0 | 95.1984 | 0 | 0 | 0 | [52 empty] | 23.4622 | 95.1984 | 176.3629 | 0 | [5 empty] | Initiative addresses all wildfire mitigation and PSPS across entire service territory and is not location specific. For illustrative purposes, any costs and/or units are shown as HFTD.
Emergency preparedness plan | Emergency Preparedness | WMP.1008 | 21882 | Various | WMPMA | R.18-10-007 | Pending | See column D | N/A | 0 | 0 | 0 | 0 | 0 | 0 | 0 | 0 | 111.5404 | 0 | 0 | 0 | 0 | 1842.906 | 0 | 0 | 0 | 0 | 0 | 0 | 111.5404 | 0 | 0 | 0 | 905.1569 | 0 | 0 | 0 | [52 empty] | 223.0809 | 905.1569 | 1842.906 | 0 | [5 empty] | Initiative addresses all wildfire mitigation and PSPS across entire service territory and is not location specific. For illustrative purposes, any costs and/or units are shown as HFTD.
Public emergency communication strategy | Emergency Preparedness | WMP.563 | 21883 | Various | WMPMA | R.18-10-007 | Pending | See column D | N/A | 0 | 0 | 0 | 0 | 0 | 0 | 0 | 0 | 53.131 | 0 | 0 | 0 | 0 | 926.1811 | 0 | 0 | 0 | 0 | 0 | 0 | 53.131 | 0 | 0 | 0 | 431.1612 | 0 | 0 | 0 | [52 empty] | 106.262 | 431.1612 | 926.1811 | 0 | [5 empty] | Initiative addresses all wildfire mitigation and PSPS across entire service territory and is not location specific. For illustrative purposes, any costs and/or units are shown as HFTD.
Advanced Protection | Grid Design, Operations, and Maintenance | WMP.463 | 24251 | Various | WMPMA | R.18-10-007 / A.22-05-015/016 | Pending / D.24-12-074 | See column D | N/A | 0 | 0 | 0 | 0 | 0 | 0 | 0 | 0 | 0 | 0 | 0 | 0 | 0 | 2244.567 | 0 | 0 | 0 | 0 | 0 | 0 | 0 | 0 | 0 | 0 | 0 | 0 | 0 | 0 | [52 empty] | 0 | 0 | 2244.567 | 0
[90 empty] | 0 | 0 | 0 | 0
[90 empty] | 0 | 0 | 0 | 0
[90 empty] | 0 | 0 | 0 | 0
[90 empty] | 0 | 0 | 0 | 0
[90 empty] | 0 | 0 | 0 | 0
[90 empty] | 0 | 0 | 0 | 0
[90 empty] | 0 | 0 | 0 | 0
[90 empty] | 0 | 0 | 0 | 0
[90 empty] | 0 | 0 | 0 | 0
[90 empty] | 0 | 0 | 0 | 0
[90 empty] | 0 | 0 | 0 | 0
[90 empty] | 0 | 0 | 0 | 0
[90 empty] | 0 | 0 | 0 | 0
[90 empty] | 0 | 0 | 0 | 0
[90 empty] | 0 | 0 | 0 | 0
[90 empty] | 0 | 0 | 0 | 0
[90 empty] | 0 | 0 | 0 | 0
[90 empty] | 0 | 0 | 0 | 0
[90 empty] | 0 | 0 | 0 | 0
[90 empty] | 0 | 0 | 0 | 0
[90 empty] | 0 | 0 | 0 | 0
[90 empty] | 0 | 0 | 0 | 0
[90 empty] | 0 | 0 | 0 | 0
[90 empty] | 0 | 0 | 0 | 0
[90 empty] | 0 | 0 | 0 | 0
[90 empty] | 0 | 0 | 0 | 0
[90 empty] | 0 | 0 | 0 | 0
[90 empty] | 0 | 0 | 0 | 0
[90 empty] | 0 | 0 | 0 | 0
[90 empty] | 0 | 0 | 0 | 0
[90 empty] | 0 | 0 | 0 | 0
[90 empty] | 0 | 0 | 0 | 0
[90 empty] | 0 | 0 | 0 | 0
[90 empty] | 0 | 0 | 0 | 0
[90 empty] | 0 | 0 | 0 | 0
[90 empty] | 0 | 0 | 0 | 0
[90 empty] | 0 | 0 | 0 | 0
[90 empty] | 0 | 0 | 0 | 0
[90 empty] | 0 | 0 | 0 | 0
[90 empty] | 0 | 0 | 0 | 0
[90 empty] | 0 | 0 | 0 | 0
[90 empty] | 0 | 0 | 0 | 0
[90 empty] | 0 | 0 | 0 | 0
[90 empty] | 0 | 0 | 0 | 0
[90 empty] | 0 | 0 | 0 | 0
[90 empty] | 0 | 0 | 0 | 0
[90 empty] | 0 | 0 | 0 | 0
[90 empty] | 0 | 0 | 0 | 0
[90 empty] | 0 | 0 | 0 | 0
[90 empty] | 0 | 0 | 0 | 0
[90 empty] | 0 | 0 | 0 | 0
[90 empty] | 0 | 0 | 0 | 0
[90 empty] | 0 | 0 | 0 | 0
[90 empty] | 0 | 0 | 0 | 0
[90 empty] | 0 | 0 | 0 | 0
[90 empty] | 0 | 0 | 0 | 0
[90 empty] | 0 | 0 | 0 | 0
[90 empty] | 0 | 0 | 0 | 0
[90 empty] | 0 | 0 | 0 | 0
[90 empty] | 0 | 0 | 0 | 0
[90 empty] | 0 | 0 | 0 | 0
[90 empty] | 0 | 0 | 0 | 0
[90 empty] | 0 | 0 | 0 | 0
[90 empty] | 0 | 0 | 0 | 0
[90 empty] | 0 | 0 | 0 | 0
[90 empty] | 0 | 0 | 0 | 0
[90 empty] | 0 | 0 | 0 | 0
[90 empty] | 0 | 0 | 0 | 0
[90 empty] | 0 | 0 | 0 | 0
[90 empty] | 0 | 0 | 0 | 0
[90 empty] | 0 | 0 | 0 | 0
[90 empty] | 0 | 0 | 0 | 0
[90 empty] | 0 | 0 | 0 | 0
[90 empty] | 0 | 0 | 0 | 0
[90 empty] | 0 | 0 | 0 | 0
[90 empty] | 0 | 0 | 0 | 0
[90 empty] | 0 | 0 | 0 | 0
[90 empty] | 0 | 0 | 0 | 0
[90 empty] | 0 | 0 | 0 | 0
[90 empty] | 0 | 0 | 0 | 0
[90 empty] | 0 | 0 | 0 | 0
[90 empty] | 0 | 0 | 0 | 0
[90 empty] | 0 | 0 | 0 | 0
[90 empty] | 0 | 0 | 0 | 0
[90 empty] | 0 | 0 | 0 | 0
[90 empty] | 0 | 0 | 0 | 0
[90 empty] | 0 | 0 | 0 | 0
[90 empty] | 0 | 0 | 0 | 0
[90 empty] | 0 | 0 | 0 | 0
[90 empty] | 0 | 0 | 0 | 0
[90 empty] | 0 | 0 | 0 | 0
[90 empty] | 0 | 0 | 0 | 0
[90 empty] | 0 | 0 | 0 | 0
[90 empty] | 0 | 0 | 0 | 0
[90 empty] | 0 | 0 | 0 | 0
[90 empty] | 0 | 0 | 0 | 0
[90 empty] | 0 | 0 | 0 | 0
[90 empty] | 0 | 0 | 0 | 0
[90 empty] | 0 | 0 | 0 | 0
[90 empty] | 0 | 0 | 0 | 0
[90 empty] | 0 | 0 | 0 | 0
[90 empty] | 0 | 0 | 0 | 0
[90 empty] | 0 | 0 | 0 | 0
[90 empty] | 0 | 0 | 0 | 0
[90 empty] | 0 | 0 | 0 | 0
[90 empty] | 0 | 0 | 0 | 0
[90 empty] | 0 | 0 | 0 | 0
[90 empty] | 0 | 0 | 0 | 0
[90 empty] | 0 | 0 | 0 | 0
[90 empty] | 0 | 0 | 0 | 0
[90 empty] | 0 | 0 | 0 | 0
[90 empty] | 0 | 0 | 0 | 0
[90 empty] | 0 | 0 | 0 | 0
[90 empty] | 0 | 0 | 0 | 0
[90 empty] | 0 | 0 | 0 | 0
[90 empty] | 0 | 0 | 0 | 0
[90 empty] | 0 | 0 | 0 | 0
[90 empty] | 0 | 0 | 0 | 0
[90 empty] | 0 | 0 | 0 | 0
[90 empty] | 0 | 0 | 0 | 0
[90 empty] | 0 | 0 | 0 | 0
[90 empty] | 0 | 0 | 0 | 0
[90 empty] | 0 | 0 | 0 | 0
[90 empty] | 0 | 0 | 0 | 0
[90 empty] | 0 | 0 | 0 | 0
[90 empty] | 0 | 0 | 0 | 0
[90 empty] | 0 | 0 | 0 | 0
[90 empty] | 0 | 0 | 0 | 0
[90 empty] | 0 | 0 | 0 | 0
[90 empty] | 0 | 0 | 0 | 0
[90 empty] | 0 | 0 | 0 | 0
[90 empty] | 0 | 0 | 0 | 0
[90 empty] | 0 | 0 | 0 | 0
[90 empty] | 0 | 0 | 0 | 0
[90 empty] | 0 | 0 | 0 | 0
[90 empty] | 0 | 0 | 0 | 0
[90 empty] | 0 | 0 | 0 | 0
[90 empty] | 0 | 0 | 0 | 0
[90 empty] | 0 | 0 | 0 | 0
[90 empty] | 0 | 0 | 0 | 0
[90 empty] | 0 | 0 | 0 | 0
[90 empty] | 0 | 0 | 0 | 0
[90 empty] | 0 | 0 | 0 | 0
[90 empty] | 0 | 0 | 0 | 0
[90 empty] | 0 | 0 | 0 | 0
[90 empty] | 0 | 0 | 0 | 0
[90 empty] | 0 | 0 | 0 | 0
[90 empty] | 0 | 0 | 0 | 0
[90 empty] | 0 | 0 | 0 | 0
[90 empty] | 0 | 0 | 0 | 0
[90 empty] | 0 | 0 | 0 | 0
[90 empty] | 0 | 0 | 0 | 0
[90 empty] | 0 | 0 | 0 | 0
[90 empty] | 0 | 0 | 0 | 0
[90 empty] | 0 | 0 | 0 | 0
[90 empty] | 0 | 0 | 0 | 0
[90 empty] | 0 | 0 | 0 | 0
[90 empty] | 0 | 0 | 0 | 0
[90 empty] | 0 | 0 | 0 | 0
[90 empty] | 0 | 0 | 0 | 0
[90 empty] | 0 | 0 | 0 | 0
[90 empty] | 0 | 0 | 0 | 0
[90 empty] | 0 | 0 | 0 | 0
[90 empty] | 0 | 0 | 0 | 0
[90 empty] | 0 | 0 | 0 | 0
[90 empty] | 0 | 0 | 0 | 0
[90 empty] | 0 | 0 | 0 | 0
[90 empty] | 0 | 0 | 0 | 0
[90 empty] | 0 | 0 | 0 | 0
[90 empty] | 0 | 0 | 0 | 0
[90 empty] | 0 | 0 | 0 | 0
[90 empty] | 0 | 0 | 0 | 0
[90 empty] | 0 | 0 | 0 | 0
[90 empty] | 0 | 0 | 0 | 0
[90 empty] | 0 | 0 | 0 | 0
[90 empty] | 0 | 0 | 0 | 0
[90 empty] | 0 | 0 | 0 | 0
[90 empty] | 0 | 0 | 0 | 0
[90 empty] | 0 | 0 | 0 | 0
[90 empty] | 0 | 0 | 0 | 0
[90 empty] | 0 | 0 | 0 | 0
[90 empty] | 0 | 0 | 0 | 0
[90 empty] | 0 | 0 | 0 | 0
[90 empty] | 0 | 0 | 0 | 0
[90 empty] | 0 | 0 | 0 | 0
[90 empty] | 0 | 0 | 0 | 0
[90 empty] | 0 | 0 | 0 | 0
[90 empty] | 0 | 0 | 0 | 0
[90 empty] | 0 | 0 | 0 | 0
[90 empty] | 0 | 0 | 0 | 0
[90 empty] | 0 | 0 | 0 | 0
[90 empty] | 0 | 0 | 0 | 0
[90 empty] | 0 | 0 | 0 | 0
[90 empty] | 0 | 0 | 0 | 0
[90 empty] | 0 | 0 | 0 | 0
[90 empty] | 0 | 0 | 0 | 0
[90 empty] | 0 | 0 | 0 | 0
[90 empty] | 0 | 0 | 0 | 0
[90 empty] | 0 | 0 | 0 | 0
[90 empty] | 0 | 0 | 0 | 0
[90 empty] | 0 | 0 | 0 | 0
[90 empty] | 0 | 0 | 0 | 0
[90 empty] | 0 | 0 | 0 | 0
[90 empty] | 0 | 0 | 0 | 0
[90 empty] | 0 | 0 | 0 | 0
[90 empty] | 0 | 0 | 0 | 0
[90 empty] | 0 | 0 | 0 | 0
[90 empty] | 0 | 0 | 0 | 0
[90 empty] | 0 | 0 | 0 | 0
[90 empty] | 0 | 0 | 0 | 0
[90 empty] | 0 | 0 | 0 | 0
[90 empty] | 0 | 0 | 0 | 0
[90 empty] | 0 | 0 | 0 | 0
[90 empty] | 0 | 0 | 0 | 0
[90 empty] | 0 | 0 | 0 | 0
[90 empty] | 0 | 0 | 0 | 0
[90 empty] | 0 | 0 | 0 | 0
[90 empty] | 0 | 0 | 0 | 0
[90 empty] | 0 | 0 | 0 | 0
[90 empty] | 0 | 0 | 0 | 0
[90 empty] | 0 | 0 | 0 | 0
[90 empty] | 0 | 0 | 0 | 0
[90 empty] | 0 | 0 | 0 | 0
[90 empty] | 0 | 0 | 0 | 0
[90 empty] | 0 | 0 | 0 | 0
[90 empty] | 0 | 0 | 0 | 0
[90 empty] | 0 | 0 | 0 | 0
[90 empty] | 0 | 0 | 0 | 0
[90 empty] | 0 | 0 | 0 | 0
[90 empty] | 0 | 0 | 0 | 0
[90 empty] | 0 | 0 | 0 | 0
[90 empty] | 0 | 0 | 0 | 0
[90 empty] | 0 | 0 | 0 | 0
[90 empty] | 0 | 0 | 0 | 0
[90 empty] | 0 | 0 | 0 | 0
[90 empty] | 0 | 0 | 0 | 0
[90 empty] | 0 | 0 | 0 | 0
[90 empty] | 0 | 0 | 0 | 0
[90 empty] | 0 | 0 | 0 | 0
[90 empty] | 0 | 0 | 0 | 0
[90 empty] | 0 | 0 | 0 | 0
[90 empty] | 0 | 0 | 0 | 0
[90 empty] | 0 | 0 | 0 | 0
[90 empty] | 0 | 0 | 0 | 0
[90 empty] | 0 | 0 | 0 | 0
[90 empty] | 0 | 0 | 0 | 0
[90 empty] | 0 | 0 | 0 | 0
[90 empty] | 0 | 0 | 0 | 0
[90 empty] | 0 | 0 | 0 | 0
[90 empty] | 0 | 0 | 0 | 0
[90 empty] | 0 | 0 | 0 | 0
[90 empty] | 0 | 0 | 0 | 0
[90 empty] | 0 | 0 | 0 | 0
[90 empty] | 0 | 0 | 0 | 0
[90 empty] | 0 | 0 | 0 | 0
[90 empty] | 0 | 0 | 0 | 0
[90 empty] | 0 | 0 | 0 | 0
[90 empty] | 0 | 0 | 0 | 0
[90 empty] | 0 | 0 | 0 | 0
[90 empty] | 0 | 0 | 0 | 0
[90 empty] | 0 | 0 | 0 | 0
[90 empty] | 0 | 0 | 0 | 0
[90 empty] | 0 | 0 | 0 | 0
[90 empty] | 0 | 0 | 0 | 0
[90 empty] | 0 | 0 | 0 | 0
[90 empty] | 0 | 0 | 0 | 0
[90 empty] | 0 | 0 | 0 | 0
[90 empty] | 0 | 0 | 0 | 0
[90 empty] | 0 | 0 | 0 | 0
[90 empty] | 0 | 0 | 0 | 0
[90 empty] | 0 | 0 | 0 | 0
[90 empty] | 0 | 0 | 0 | 0
[90 empty] | 0 | 0 | 0 | 0
[90 empty] | 0 | 0 | 0 | 0
[90 empty] | 0 | 0 | 0 | 0
[90 empty] | 0 | 0 | 0 | 0
[90 empty] | 0 | 0 | 0 | 0
[90 empty] | 0 | 0 | 0 | 0
[90 empty] | 0 | 0 | 0 | 0
[90 empty] | 0 | 0 | 0 | 0
[90 empty] | 0 | 0 | 0 | 0
[90 empty] | 0 | 0 | 0 | 0
[90 empty] | 0 | 0 | 0 | 0
[90 empty] | 0 | 0 | 0 | 0
[90 empty] | 0 | 0 | 0 | 0
[90 empty] | 0 | 0 | 0 | 0
[90 empty] | 0 | 0 | 0 | 0
[90 empty] | 0 | 0 | 0 | 0
[90 empty] | 0 | 0 | 0 | 0
[90 empty] | 0 | 0 | 0 | 0
[90 empty] | 0 | 0 | 0 | 0
[90 empty] | 0 | 0 | 0 | 0
[90 empty] | 0 | 0 | 0 | 0
[90 empty] | 0 | 0 | 0 | 0
[90 empty] | 0 | 0 | 0 | 0
[90 empty] | 0 | 0 | 0 | 0
[90 empty] | 0 | 0 | 0 | 0
[90 empty] | 0 | 0 | 0 | 0
[90 empty] | 0 | 0 | 0 | 0
[90 empty] | 0 | 0 | 0 | 0
[90 empty] | 0 | 0 | 0 | 0
[90 empty] | 0 | 0 | 0 | 0
[90 empty] | 0 | 0 | 0 | 0
[90 empty] | 0 | 0 | 0 | 0
[90 empty] | 0 | 0 | 0 | 0
[90 empty] | 0 | 0 | 0 | 0
[90 empty] | 0 | 0 | 0 | 0
[90 empty] | 0 | 0 | 0 | 0
[90 empty] | 0 | 0 | 0 | 0
[90 empty] | 0 | 0 | 0 | 0
[90 empty] | 0 | 0 | 0 | 0
[90 empty] | 0 | 0 | 0 | 0
[90 empty] | 0 | 0 | 0 | 0
[90 empty] | 0 | 0 | 0 | 0
[90 empty] | 0 | 0 | 0 | 0
[90 empty] | 0 | 0 | 0 | 0
[90 empty] | 0 | 0 | 0 | 0
[90 empty] | 0 | 0 | 0 | 0
[90 empty] | 0 | 0 | 0 | 0
[90 empty] | 0 | 0 | 0 | 0
[90 empty] | 0 | 0 | 0 | 0
[90 empty] | 0 | 0 | 0 | 0
[90 empty] | 0 | 0 | 0 | 0
[90 empty] | 0 | 0 | 0 | 0
[90 empty] | 0 | 0 | 0 | 0
[90 empty] | 0 | 0 | 0 | 0
[90 empty] | 0 | 0 | 0 | 0
[90 empty] | 0 | 0 | 0 | 0
[90 empty] | 0 | 0 | 0 | 0
[90 empty] | 0 | 0 | 0 | 0
[90 empty] | 0 | 0 | 0 | 0
[90 empty] | 0 | 0 | 0 | 0
[90 empty] | 0 | 0 | 0 | 0
[90 empty] | 0 | 0 | 0 | 0
[90 empty] | 0 | 0 | 0 | 0
[90 empty] | 0 | 0 | 0 | 0
[90 empty] | 0 | 0 | 0 | 0
[90 empty] | 0 | 0 | 0 | 0
[90 empty] | 0 | 0 | 0 | 0
[90 empty] | 0 | 0 | 0 | 0
[90 empty] | 0 | 0 | 0 | 0
[90 empty] | 0 | 0 | 0 | 0
[90 empty] | 0 | 0 | 0 | 0
[90 empty] | 0 | 0 | 0 | 0
[90 empty] | 0 | 0 | 0 | 0
[90 empty] | 0 | 0 | 0 | 0
[90 empty] | 0 | 0 | 0 | 0
[90 empty] | 0 | 0 | 0 | 0
[90 empty] | 0 | 0 | 0 | 0
[90 empty] | 0 | 0 | 0 | 0
[90 empty] | 0 | 0 | 0 | 0
[90 empty] | 0 | 0 | 0 | 0
[90 empty] | 0 | 0 | 0 | 0
[90 empty] | 0 | 0 | 0 | 0
[90 empty] | 0 | 0 | 0 | 0
[90 empty] | 0 | 0 | 0 | 0
[90 empty] | 0 | 0 | 0 | 0
[90 empty] | 0 | 0 | 0 | 0
[90 empty] | 0 | 0 | 0 | 0
[90 empty] | 0 | 0 | 0 | 0
[90 empty] | 0 | 0 | 0 | 0
[90 empty] | 0 | 0 | 0 | 0
[90 empty] | 0 | 0 | 0 | 0
[90 empty] | 0 | 0 | 0 | 0
[90 empty] | 0 | 0 | 0 | 0
[90 empty] | 0 | 0 | 0 | 0
[90 empty] | 0 | 0 | 0 | 0
[90 empty] | 0 | 0 | 0 | 0
[90 empty] | 0 | 0 | 0 | 0
[90 empty] | 0 | 0 | 0 | 0
[90 empty] | 0 | 0 | 0 | 0
[90 empty] | 0 | 0 | 0 | 0
[90 empty] | 0 | 0 | 0 | 0
[90 empty] | 0 | 0 | 0 | 0
[90 empty] | 0 | 0 | 0 | 0
[90 empty] | 0 | 0 | 0 | 0
[90 empty] | 0 | 0 | 0 | 0
[90 empty] | 0 | 0 | 0 | 0
[90 empty] | 0 | 0 | 0 | 0
[90 empty] | 0 | 0 | 0 | 0
[90 empty] | 0 | 0 | 0 | 0
[90 empty] | 0 | 0 | 0 | 0
[90 empty] | 0 | 0 | 0 | 0
[90 empty] | 0 | 0 | 0 | 0
[90 empty] | 0 | 0 | 0 | 0
[90 empty] | 0 | 0 | 0 | 0
[90 empty] | 0 | 0 | 0 | 0
[90 empty] | 0 | 0 | 0 | 0
[90 empty] | 0 | 0 | 0 | 0
[90 empty] | 0 | 0 | 0 | 0
[90 empty] | 0 | 0 | 0 | 0
[90 empty] | 0 | 0 | 0 | 0
[90 empty] | 0 | 0 | 0 | 0
[90 empty] | 0 | 0 | 0 | 0
[90 empty] | 0 | 0 | 0 | 0
[90 empty] | 0 | 0 | 0 | 0
[90 empty] | 0 | 0 | 0 | 0
[90 empty] | 0 | 0 | 0 | 0
[90 empty] | 0 | 0 | 0 | 0
[90 empty] | 0 | 0 | 0 | 0
[90 empty] | 0 | 0 | 0 | 0
[90 empty] | 0 | 0 | 0 | 0
[90 empty] | 0 | 0 | 0 | 0
[90 empty] | 0 | 0 | 0 | 0
[90 empty] | 0 | 0 | 0 | 0
[90 empty] | 0 | 0 | 0 | 0
[90 empty] | 0 | 0 | 0 | 0
[90 empty] | 0 | 0 | 0 | 0
[90 empty] | 0 | 0 | 0 | 0
[90 empty] | 0 | 0 | 0 | 0
[90 empty] | 0 | 0 | 0 | 0
[90 empty] | 0 | 0 | 0 | 0
[90 empty] | 0 | 0 | 0 | 0
[90 empty] | 0 | 0 | 0 | 0
[90 empty] | 0 | 0 | 0 | 0
[90 empty] | 0 | 0 | 0 | 0
[90 empty] | 0 | 0 | 0 | 0
[90 empty] | 0 | 0 | 0 | 0
[90 empty] | 0 | 0 | 0 | 0
[90 empty] | 0 | 0 | 0 | 0
[90 empty] | 0 | 0 | 0 | 0
[90 empty] | 0 | 0 | 0 | 0
[90 empty] | 0 | 0 | 0 | 0
[90 empty] | 0 | 0 | 0 | 0
[90 empty] | 0 | 0 | 0 | 0
[90 empty] | 0 | 0 | 0 | 0
[90 empty] | 0 | 0 | 0 | 0
[90 empty] | 0 | 0 | 0 | 0
[90 empty] | 0 | 0 | 0 | 0
[90 empty] | 0 | 0 | 0 | 0
[90 empty] | 0 | 0 | 0 | 0
[90 empty] | 0 | 0 | 0 | 0
[90 empty] | 0 | 0 | 0 | 0
[90 empty] | 0 | 0 | 0 | 0
[90 empty] | 0 | 0 | 0 | 0
[90 empty] | 0 | 0 | 0 | 0
[90 empty] | 0 | 0 | 0 | 0
[90 empty] | 0 | 0 | 0 | 0
[90 empty] | 0 | 0 | 0 | 0
[90 empty] | 0 | 0 | 0 | 0
[90 empty] | 0 | 0 | 0 | 0
[90 empty] | 0 | 0 | 0 | 0
[90 empty] | 0 | 0 | 0 | 0
[90 empty] | 0 | 0 | 0 | 0
[90 empty] | 0 | 0 | 0 | 0
[90 empty] | 0 | 0 | 0 | 0
[90 empty] | 0 | 0 | 0 | 0
[90 empty] | 0 | 0 | 0 | 0
[90 empty] | 0 | 0 | 0 | 0
[90 empty] | 0 | 0 | 0 | 0
[90 empty] | 0 | 0 | 0 | 0
[90 empty] | 0 | 0 | 0 | 0
[90 empty] | 0 | 0 | 0 | 0
[90 empty] | 0 | 0 | 0 | 0
[90 empty] | 0 | 0 | 0 | 0
[90 empty] | 0 | 0 | 0 | 0
[90 empty] | 0 | 0 | 0 | 0
[90 empty] | 0 | 0 | 0 | 0
[90 empty] | 0 | 0 | 0 | 0
[90 empty] | 0 | 0 | 0 | 0
[90 empty] | 0 | 0 | 0 | 0
[90 empty] | 0 | 0 | 0 | 0
[90 empty] | 0 | 0 | 0 | 0
[90 empty] | 0 | 0 | 0 | 0
[90 empty] | 0 | 0 | 0 | 0
[90 empty] | 0 | 0 | 0 | 0
[90 empty] | 0 | 0 | 0 | 0
[90 empty] | 0 | 0 | 0 | 0
[90 empty] | 0 | 0 | 0 | 0
[90 empty] | 0 | 0 | 0 | 0
[90 empty] | 0 | 0 | 0 | 0
[90 empty] | 0 | 0 | 0 | 0
[90 empty] | 0 | 0 | 0 | 0
[90 empty] | 0 | 0 | 0 | 0
[90 empty] | 0 | 0 | 0 | 0
[90 empty] | 0 | 0 | 0 | 0
[90 empty] | 0 | 0 | 0 | 0
[90 empty] | 0 | 0 | 0 | 0
[90 empty] | 0 | 0 | 0 | 0
[90 empty] | 0 | 0 | 0 | 0
[90 empty] | 0 | 0 | 0 | 0
[90 empty] | 0 | 0 | 0 | 0
[90 empty] | 0 | 0 | 0 | 0
[90 empty] | 0 | 0 | 0 | 0
[90 empty] | 0 | 0 | 0 | 0
[90 empty] | 0 | 0 | 0 | 0
[90 empty] | 0 | 0 | 0 | 0
[90 empty] | 0 | 0 | 0 | 0
[90 empty] | 0 | 0 | 0 | 0
[90 empty] | 0 | 0 | 0 | 0
[90 empty] | 0 | 0 | 0 | 0
[90 empty] | 0 | 0 | 0 | 0
[90 empty] | 0 | 0 | 0 | 0
[90 empty] | 0 | 0 | 0 | 0
[90 empty] | 0 | 0 | 0 | 0
[90 empty] | 0 | 0 | 0 | 0
[90 empty] | 0 | 0 | 0 | 0
[90 empty] | 0 | 0 | 0 | 0
[90 empty] | 0 | 0 | 0 | 0
[90 empty] | 0 | 0 | 0 | 0
[90 empty] | 0 | 0 | 0 | 0
[90 empty] | 0 | 0 | 0 | 0
[90 empty] | 0 | 0 | 0 | 0
[90 empty] | 0 | 0 | 0 | 0
[90 empty] | 0 | 0 | 0 | 0
[90 empty] | 0 | 0 | 0 | 0
[90 empty] | 0 | 0 | 0 | 0
[90 empty] | 0 | 0 | 0 | 0
[90 empty] | 0 | 0 | 0 | 0
[90 empty] | 0 | 0 | 0 | 0
[90 empty] | 0 | 0 | 0 | 0
[90 empty] | 0 | 0 | 0 | 0
[90 empty] | 0 | 0 | 0 | 0
[90 empty] | 0 | 0 | 0 | 0
[90 empty] | 0 | 0 | 0 | 0
[90 empty] | 0 | 0 | 0 | 0
[90 empty] | 0 | 0 | 0 | 0
[90 empty] | 0 | 0 | 0 | 0
[90 empty] | 0 | 0 | 0 | 0
[90 empty] | 0 | 0 | 0 | 0
[90 empty] | 0 | 0 | 0 | 0
[90 empty] | 0 | 0 | 0 | 0
[90 empty] | 0 | 0 | 0 | 0
[90 empty] | 0 | 0 | 0 | 0
[90 empty] | 0 | 0 | 0 | 0
[90 empty] | 0 | 0 | 0 | 0
[90 empty] | 0 | 0 | 0 | 0
[90 empty] | 0 | 0 | 0 | 0
[90 empty] | 0 | 0 | 0 | 0
[90 empty] | 0 | 0 | 0 | 0
[90 empty] | 0 | 0 | 0 | 0
[90 empty] | 0 | 0 | 0 | 0
[90 empty] | 0 | 0 | 0 | 0
[90 empty] | 0 | 0 | 0 | 0
[90 empty] | 0 | 0 | 0 | 0
[90 empty] | 0 | 0 | 0 | 0
[90 empty] | 0 | 0 | 0 | 0
[90 empty] | 0 | 0 | 0 | 0
[90 empty] | 0 | 0 | 0 | 0
[90 empty] | 0 | 0 | 0 | 0
[90 empty] | 0 | 0 | 0 | 0
[90 empty] | 0 | 0 | 0 | 0
[90 empty] | 0 | 0 | 0 | 0
[90 empty] | 0 | 0 | 0 | 0
[90 empty] | 0 | 0 | 0 | 0
[90 empty] | 0 | 0 | 0 | 0
[90 empty] | 0 | 0 | 0 | 0
[90 empty] | 0 | 0 | 0 | 0
[90 empty] | 0 | 0 | 0 | 0
[90 empty] | 0 | 0 | 0 | 0
[90 empty] | 0 | 0 | 0 | 0
[90 empty] | 0 | 0 | 0 | 0
[90 empty] | 0 | 0 | 0 | 0
[90 empty] | 0 | 0 | 0 | 0
[90 empty] | 0 | 0 | 0 | 0
[90 empty] | 0 | 0 | 0 | 0
[90 empty] | 0 | 0 | 0 | 0
[90 empty] | 0 | 0 | 0 | 0
[90 empty] | 0 | 0 | 0 | 0
[90 empty] | 0 | 0 | 0 | 0
[90 empty] | 0 | 0 | 0 | 0
[90 empty] | 0 | 0 | 0 | 0
[90 empty] | 0 | 0 | 0 | 0
[90 empty] | 0 | 0 | 0 | 0
[90 empty] | 0 | 0 | 0 | 0
[90 empty] | 0 | 0 | 0 | 0
[90 empty] | 0 | 0 | 0 | 0
[90 empty] | 0 | 0 | 0 | 0
[90 empty] | 0 | 0 | 0 | 0
[90 empty] | 0 | 0 | 0 | 0
[90 empty] | 0 | 0 | 0 | 0
[90 empty] | 0 | 0 | 0 | 0
[90 empty] | 0 | 0 | 0 | 0
[90 empty] | 0 | 0 | 0 | 0
[90 empty] | 0 | 0 | 0 | 0
[90 empty] | 0 | 0 | 0 | 0
[90 empty] | 0 | 0 | 0 | 0
[90 empty] | 0 | 0 | 0 | 0
[90 empty] | 0 | 0 | 0 | 0
[90 empty] | 0 | 0 | 0 | 0
[90 empty] | 0 | 0 | 0 | 0
[90 empty] | 0 | 0 | 0 | 0
[90 empty] | 0 | 0 | 0 | 0
[90 empty] | 0 | 0 | 0 | 0
[90 empty] | 0 | 0 | 0 | 0
[90 empty] | 0 | 0 | 0 | 0
[90 empty] | 0 | 0 | 0 | 0
[90 empty] | 0 | 0 | 0 | 0
[90 empty] | 0 | 0 | 0 | 0
[90 empty] | 0 | 0 | 0 | 0
[90 empty] | 0 | 0 | 0 | 0
[90 empty] | 0 | 0 | 0 | 0
[90 empty] | 0 | 0 | 0 | 0
[90 empty] | 0 | 0 | 0 | 0
[90 empty] | 0 | 0 | 0 | 0
[90 empty] | 0 | 0 | 0 | 0
[90 empty] | 0 | 0 | 0 | 0
[90 empty] | 0 | 0 | 0 | 0
[90 empty] | 0 | 0 | 0 | 0
[90 empty] | 0 | 0 | 0 | 0
[90 empty] | 0 | 0 | 0 | 0
[90 empty] | 0 | 0 | 0 | 0
[90 empty] | 0 | 0 | 0 | 0
[90 empty] | 0 | 0 | 0 | 0
[90 empty] | 0 | 0 | 0 | 0
[90 empty] | 0 | 0 | 0 | 0
[90 empty] | 0 | 0 | 0 | 0
[90 empty] | 0 | 0 | 0 | 0
[90 empty] | 0 | 0 | 0 | 0
[90 empty] | 0 | 0 | 0 | 0
[90 empty] | 0 | 0 | 0 | 0
[90 empty] | 0 | 0 | 0 | 0
[90 empty] | 0 | 0 | 0 | 0
[90 empty] | 0 | 0 | 0 | 0
[90 empty] | 0 | 0 | 0 | 0
[90 empty] | 0 | 0 | 0 | 0
[90 empty] | 0 | 0 | 0 | 0
[90 empty] | 0 | 0 | 0 | 0
[90 empty] | 0 | 0 | 0 | 0
[90 empty] | 0 | 0 | 0 | 0
[90 empty] | 0 | 0 | 0 | 0
[90 empty] | 0 | 0 | 0 | 0
[90 empty] | 0 | 0 | 0 | 0
[90 empty] | 0 | 0 | 0 | 0
[90 empty] | 0 | 0 | 0 | 0
[90 empty] | 0 | 0 | 0 | 0
[90 empty] | 0 | 0 | 0 | 0
[90 empty] | 0 | 0 | 0 | 0
[90 empty] | 0 | 0 | 0 | 0
[90 empty] | 0 | 0 | 0 | 0
[90 empty] | 0 | 0 | 0 | 0
[90 empty] | 0 | 0 | 0 | 0
[90 empty] | 0 | 0 | 0 | 0
[90 empty] | 0 | 0 | 0 | 0
[90 empty] | 0 | 0 | 0 | 0
[90 empty] | 0 | 0 | 0 | 0
[90 empty] | 0 | 0 | 0 | 0
[90 empty] | 0 | 0 | 0 | 0
[90 empty] | 0 | 0 | 0 | 0
[90 empty] | 0 | 0 | 0 | 0
[90 empty] | 0 | 0 | 0 | 0
[90 empty] | 0 | 0 | 0 | 0
[90 empty] | 0 | 0 | 0 | 0
[90 empty] | 0 | 0 | 0 | 0
[90 empty] | 0 | 0 | 0 | 0
[90 empty] | 0 | 0 | 0 | 0
[90 empty] | 0 | 0 | 0 | 0
[90 empty] | 0 | 0 | 0 | 0
[90 empty] | 0 | 0 | 0 | 0
[90 empty] | 0 | 0 | 0 | 0
[90 empty] | 0 | 0 | 0 | 0
[90 empty] | 0 | 0 | 0 | 0
[90 empty] | 0 | 0 | 0 | 0
[90 empty] | 0 | 0 | 0 | 0
[90 empty] | 0 | 0 | 0 | 0
[90 empty] | 0 | 0 | 0 | 0
[90 empty] | 0 | 0 | 0 | 0
[90 empty] | 0 | 0 | 0 | 0
[90 empty] | 0 | 0 | 0 | 0
[90 empty] | 0 | 0 | 0 | 0
[90 empty] | 0 | 0 | 0 | 0
[90 empty] | 0 | 0 | 0 | 0
[90 empty] | 0 | 0 | 0 | 0
[90 empty] | 0 | 0 | 0 | 0
[90 empty] | 0 | 0 | 0 | 0
[90 empty] | 0 | 0 | 0 | 0
[90 empty] | 0 | 0 | 0 | 0
[90 empty] | 0 | 0 | 0 | 0
[90 empty] | 0 | 0 | 0 | 0
[90 empty] | 0 | 0 | 0 | 0
[90 empty] | 0 | 0 | 0 | 0
[90 empty] | 0 | 0 | 0 | 0
[90 empty] | 0 | 0 | 0 | 0
[90 empty] | 0 | 0 | 0 | 0
[90 empty] | 0 | 0 | 0 | 0
[90 empty] | 0 | 0 | 0 | 0
[90 empty] | 0 | 0 | 0 | 0
[90 empty] | 0 | 0 | 0 | 0
[90 empty] | 0 | 0 | 0 | 0
[90 empty] | 0 | 0 | 0 | 0
[90 empty] | 0 | 0 | 0 | 0
[90 empty] | 0 | 0 | 0 | 0
[90 empty] | 0 | 0 | 0 | 0
[90 empty] | 0 | 0 | 0 | 0
[90 empty] | 0 | 0 | 0 | 0
[90 empty] | 0 | 0 | 0 | 0
[90 empty] | 0 | 0 | 0 | 0
[90 empty] | 0 | 0 | 0 | 0
[90 empty] | 0 | 0 | 0 | 0
[90 empty] | 0 | 0 | 0 | 0
[90 empty] | 0 | 0 | 0 | 0
[90 empty] | 0 | 0 | 0 | 0
[90 empty] | 0 | 0 | 0 | 0
[90 empty] | 0 | 0 | 0 | 0
[90 empty] | 0 | 0 | 0 | 0
[90 empty] | 0 | 0 | 0 | 0
[90 empty] | 0 | 0 | 0 | 0
[90 empty] | 0 | 0 | 0 | 0
[90 empty] | 0 | 0 | 0 | 0
[90 empty] | 0 | 0 | 0 | 0
[90 empty] | 0 | 0 | 0 | 0
[90 empty] | 0 | 0 | 0 | 0
[90 empty] | 0 | 0 | 0 | 0
[90 empty] | 0 | 0 | 0 | 0
[90 empty] | 0 | 0 | 0 | 0
[90 empty] | 0 | 0 | 0 | 0
[90 empty] | 0 | 0 | 0 | 0
[90 empty] | 0 | 0 | 0 | 0
[90 empty] | 0 | 0 | 0 | 0
[90 empty] | 0 | 0 | 0 | 0
[90 empty] | 0 | 0 | 0 | 0
[90 empty] | 0 | 0 | 0 | 0
[90 empty] | 0 | 0 | 0 | 0
[90 empty] | 0 | 0 | 0 | 0
[90 empty] | 0 | 0 | 0 | 0
[90 empty] | 0 | 0 | 0 | 0
[90 empty] | 0 | 0 | 0 | 0
[90 empty] | 0 | 0 | 0 | 0
[90 empty] | 0 | 0 | 0 | 0
[90 empty] | 0 | 0 | 0 | 0
[90 empty] | 0 | 0 | 0 | 0
[90 empty] | 0 | 0 | 0 | 0
[90 empty] | 0 | 0 | 0 | 0
[90 empty] | 0 | 0 | 0 | 0
[90 empty] | 0 | 0 | 0 | 0
[90 empty] | 0 | 0 | 0 | 0
[90 empty] | 0 | 0 | 0 | 0
[90 empty] | 0 | 0 | 0 | 0
[90 empty] | 0 | 0 | 0 | 0
[90 empty] | 0 | 0 | 0 | 0
[90 empty] | 0 | 0 | 0 | 0
[90 empty] | 0 | 0 | 0 | 0
[90 empty] | 0 | 0 | 0 | 0
[90 empty] | 0 | 0 | 0 | 0
[90 empty] | 0 | 0 | 0 | 0
[90 empty] | 0 | 0 | 0 | 0
[90 empty] | 0 | 0 | 0 | 0
[90 empty] | 0 | 0 | 0 | 0
[90 empty] | 0 | 0 | 0 | 0
[90 empty] | 0 | 0 | 0 | 0
[90 empty] | 0 | 0 | 0 | 0
[90 empty] | 0 | 0 | 0 | 0
[90 empty] | 0 | 0 | 0 | 0
[90 empty] | 0 | 0 | 0 | 0
[90 empty] | 0 | 0 | 0 | 0
[90 empty] | 0 | 0 | 0 | 0
[90 empty] | 0 | 0 | 0 | 0
[90 empty] | 0 | 0 | 0 | 0
[90 empty] | 0 | 0 | 0 | 0
[90 empty] | 0 | 0 | 0 | 0
[90 empty] | 0 | 0 | 0 | 0
[90 empty] | 0 | 0 | 0 | 0
[90 empty] | 0 | 0 | 0 | 0
[90 empty] | 0 | 0 | 0 | 0
[90 empty] | 0 | 0 | 0 | 0
[90 empty] | 0 | 0 | 0 | 0
[90 empty] | 0 | 0 | 0 | 0
[90 empty] | 0 | 0 | 0 | 0
[90 empty] | 0 | 0 | 0 | 0
[90 empty] | 0 | 0 | 0 | 0
[90 empty] | 0 | 0 | 0 | 0
[90 empty] | 0 | 0 | 0 | 0
[90 empty] | 0 | 0 | 0 | 0
[90 empty] | 0 | 0 | 0 | 0
[90 empty] | 0 | 0 | 0 | 0
[90 empty] | 0 | 0 | 0 | 0
[90 empty] | 0 | 0 | 0 | 0
[90 empty] | 0 | 0 | 0 | 0
[90 empty] | 0 | 0 | 0 | 0
[90 empty] | 0 | 0 | 0 | 0
[90 empty] | 0 | 0 | 0 | 0
[90 empty] | 0 | 0 | 0 | 0
[90 empty] | 0 | 0 | 0 | 0
[90 empty] | 0 | 0 | 0 | 0
[90 empty] | 0 | 0 | 0 | 0
[90 empty] | 0 | 0 | 0 | 0
[90 empty] | 0 | 0 | 0 | 0
[90 empty] | 0 | 0 | 0 | 0
[90 empty] | 0 | 0 | 0 | 0
[90 empty] | 0 | 0 | 0 | 0
[90 empty] | 0 | 0 | 0 | 0
[90 empty] | 0 | 0 | 0 | 0
[90 empty] | 0 | 0 | 0 | 0
[90 empty] | 0 | 0 | 0 | 0
[90 empty] | 0 | 0 | 0 | 0
[90 empty] | 0 | 0 | 0 | 0
[90 empty] | 0 | 0 | 0 | 0
[90 empty] | 0 | 0 | 0 | 0
[90 empty] | 0 | 0 | 0 | 0
[90 empty] | 0 | 0 | 0 | 0
[90 empty] | 0 | 0 | 0 | 0
[90 empty] | 0 | 0 | 0 | 0
[90 empty] | 0 | 0 | 0 | 0
[90 empty] | 0 | 0 | 0 | 0
[90 empty] | 0 | 0 | 0 | 0
[90 empty] | 0 | 0 | 0 | 0
[90 empty] | 0 | 0 | 0 | 0
[90 empty] | 0 | 0 | 0 | 0
[90 empty] | 0 | 0 | 0 | 0
[90 empty] | 0 | 0 | 0 | 0
[90 empty] | 0 | 0 | 0 | 0
[90 empty] | 0 | 0 | 0 | 0
[90 empty] | 0 | 0 | 0 | 0
[90 empty] | 0 | 0 | 0 | 0
[90 empty] | 0 | 0 | 0 | 0
[90 empty] | 0 | 0 | 0 | 0
[90 empty] | 0 | 0 | 0 | 0
[90 empty] | 0 | 0 | 0 | 0
[90 empty] | 0 | 0 | 0 | 0
[90 empty] | 0 | 0 | 0 | 0
[90 empty] | 0 | 0 | 0 | 0
[90 empty] | 0 | 0 | 0 | 0
[90 empty] | 0 | 0 | 0 | 0
[90 empty] | 0 | 0 | 0 | 0
[90 empty] | 0 | 0 | 0 | 0
[90 empty] | 0 | 0 | 0 | 0
[90 empty] | 0 | 0 | 0 | 0
[90 empty] | 0 | 0 | 0 | 0
[90 empty] | 0 | 0 | 0 | 0
[90 empty] | 0 | 0 | 0 | 0
[90 empty] | 0 | 0 | 0 | 0
[90 empty] | 0 | 0 | 0 | 0
[90 empty] | 0 | 0 | 0 | 0
[90 empty] | 0 | 0 | 0 | 0
[90 empty] | 0 | 0 | 0 | 0
[90 empty] | 0 | 0 | 0 | 0
[90 empty] | 0 | 0 | 0 | 0
[90 empty] | 0 | 0 | 0 | 0
[90 empty] | 0 | 0 | 0 | 0
[90 empty] | 0 | 0 | 0 | 0
[90 empty] | 0 | 0 | 0 | 0
[90 empty] | 0 | 0 | 0 | 0
[90 empty] | 0 | 0 | 0 | 0
[90 empty] | 0 | 0 | 0 | 0
[90 empty] | 0 | 0 | 0 | 0
[90 empty] | 0 | 0 | 0 | 0
[90 empty] | 0 | 0 | 0 | 0
[90 empty] | 0 | 0 | 0 | 0
[90 empty] | 0 | 0 | 0 | 0
[90 empty] | 0 | 0 | 0 | 0
[90 empty] | 0 | 0 | 0 | 0
[90 empty] | 0 | 0 | 0 | 0
[90 empty] | 0 | 0 | 0 | 0
[90 empty] | 0 | 0 | 0 | 0
[90 empty] | 0 | 0 | 0 | 0