## 2019-2022 CapEx_Track 2 ALJ DR
| WMP Capital Direct Costs | ($ in thousands) |  |  |  | 2019 | [15 empty] | 2020 | [15 empty] | 2021 | [15 empty] | 2022 | [15 empty] | 2019-2022
[6 empty] | Actual Capital Costs |  |  |  | Actual Capital Units |  |  |  | Authorized Capital Costs |  |  |  | Authorized Capital Units |  |  |  | Actual Capital Costs |  |  |  | Actual Capital Units |  |  |  | Authorized Capital Costs |  |  |  | Authorized Capital Units |  |  |  | Actual Capital Costs |  |  |  | Actual Capital Units |  |  |  | Authorized Capital Costs |  |  |  | Authorized Capital Units |  |  |  | Actual Capital Costs |  |  |  | Actual Capital Units |  |  |  | Authorized Capital Costs |  |  |  | Authorized Capital Units |  |  |  | GRC Authorized |  |  |  | Actual
Budget Code | Category | Initiative | Unit Type | 2019 GRC Capital Workpaper Reference | 2019 GRC Capital Workpaper Cost Category | Non-HFTD | WUI (Outside HFTD) | HFTD | Total | Non-HFTD | WUI (Outside HFTD) | HFTD | Total | Non-HFTD | WUI (Outside HFTD) | HFTD | Total | Non-HFTD | WUI (Outside HFTD) | HFTD | Total | Non-HFTD | WUI (Outside HFTD) | HFTD | Total | Non-HFTD | WUI (Outside HFTD) | HFTD | Total | Non-HFTD | WUI (Outside HFTD) | HFTD | Total | Non-HFTD | WUI (Outside HFTD) | HFTD | Total | Non-HFTD | WUI (Outside HFTD) | HFTD | Total | Non-HFTD | WUI (Outside HFTD) | HFTD | Total | Non-HFTD | WUI (Outside HFTD) | HFTD | Total | Non-HFTD | WUI (Outside HFTD) | HFTD | Total | Non-HFTD | WUI (Outside HFTD) | HFTD | Total | Non-HFTD | WUI (Outside HFTD) | HFTD | Total | Non-HFTD | WUI (Outside HFTD) | HFTD | Total | Non-HFTD | WUI (Outside HFTD) | HFTD | Total | HFTD Units | HFTD Costs | Non-HFTD Units | Non-HFTD Costs | HFTD Units | HFTD Costs | Non-HFTD Units | Non-HFTD Costs
20877, 22255 | Risk Assessment and Mapping | Summarized Risk Map | NA | N/A | Emergent Work, not requested in the TY2019 GRC | NA | NA | NA | 2.6259 | NA | NA | NA | 0 |  |  |  | 0 |  |  |  | 0 | NA | NA | NA | 342.9754 | NA | NA | NA | 0 |  |  |  | 0 |  |  |  | 0 | NA | NA | NA | 37.919 | NA | NA | NA | 0 |  |  |  | 0 |  |  |  | 0 | NA | NA | NA | 1485.8323 | NA | NA | NA | 0 |  |  |  | 0 |  |  |  | 0 | 0 | 0 | 0 | 0 | 0 | 1869.3526 | 0 | 0
19247 | Situational Awareness and Forecasting | Advanced Weather Monitoring and Weather Stations | Weather stations | 122490.001, 122490.002 | SDG&E-14-CWP-R_Electric Distribution Capital, H. Reliability/Improvements | NA | NA | NA | 558.7545 | NA | NA | NA | 13 | NA | NA | NA | 1110.6108 | NA | NA | NA | 23 | NA | NA | NA | 1040.1745 | NA | NA | NA | 30 | NA | NA | NA | 536.4067 | NA | NA | NA | 11 | NA | NA | NA | 398.8322 | NA | NA | NA | 46 | NA | NA | NA | 553.6151 | NA | NA | NA | 11 | NA | NA | NA | 541.5116 | NA | NA | NA | 50 | NA | NA | NA | 568.0123 | NA | NA | NA | 11 | 56 | 2768.6448 | 0 | 0 | 139 | 2539.2728 | 0 | 0
22878 | Situational Awareness and Forecasting | Air Quality Index | Sensors | N/A | N/A | NA | NA | NA | 0 | NA | NA | NA | 0 |  |  |  | 0 |  |  |  | 0 | NA | NA | NA | 0 | NA | NA | NA | 0 |  |  |  | 0 |  |  |  | 0 | NA | NA | NA | 0 | NA | NA | NA | 0 |  |  |  | 0 |  |  |  | 0 | NA | NA | NA | 0 | NA | NA | NA | 8 |  |  |  | 0 |  |  |  | 0 | 0 | 0 | 0 | 0 | 8 | 0 | 0 | 0
22252 | Situational Awareness and Forecasting | Camera Network | Cameras | N/A | Emergent Work, not requested in the TY2019 GRC | NA | NA | NA | 5.6004 | NA | NA | NA | 0 |  |  |  | 0 |  |  |  | 0 | NA | NA | NA | 0 | NA | NA | NA | 0 |  |  |  | 0 |  |  |  | 0 | NA | NA | NA | 0 | NA | NA | NA | 0 |  |  |  | 0 |  |  |  | 0 | NA | NA | NA | 3.3359 | NA | NA | NA | 12 |  |  |  | 0 |  |  |  | 0 | 0 | 0 | 0 | 0 | 12 | 8.9363 | 0 | 0
11253 | Situational Awareness and Forecasting | Wireless Fault Indicators | Wireless fault indicators | 112530.001 | SDG&E-14-CWP-R_Electric Distribution Capital, H. Reliability/Improvements | 27.4204 | 0 | 766.1596 | 793.58 | 20.5244 | 0 | 573.4756 | 594 | 0 | 0 | 4884.2145 | 4884.2145 | 0 | 0 | 1484 | 1484 | 87.2172 | 0 | 775.7744 | 862.9917 | 50.734 | 0 | 451.266 | 502 | 0 | 0 | 1725.6525 | 1725.6525 | 0 | 0 | 504 | 504 | 134.1742 | 0 | 997.0178 | 1131.1921 | 64.5255 | 0 | 479.4745 | 544 | 0 | 0 | 1781.013 | 1781.013 | 0 | 0 | 500 | 500 | 440.6107 | 0 | 442.0943 | 882.705 | 297 | 0 | 298 | 595 | 0 | 0 | 1827.3298 | 1827.3298 | 0 | 0 | 516 | 516 | 3004 | 10218.2097 | 0 | 0 | 1802.216 | 2981.0461 | 432.784 | 689.4227
N/A | Situational Awareness and Forecasting | Fire Science and Climate Adaptation Department | NA | N/A | N/A |  |  |  | 0 |  |  |  | 0 |  |  |  | 0 |  |  |  | 0 |  |  |  | 0 |  |  |  | 0 |  |  |  | 0 |  |  |  | 0 |  |  |  | 0 |  |  |  | 0 |  |  |  | 0 |  |  |  | 0 |  |  |  | 0 |  |  |  | 0 |  |  |  | 0 |  |  |  | 0 | 0 | 0 | 0 | 0 | 0 | 0 | 0 | 0
19248 | Situational Awareness and Forecasting | Fire Potential Index | NA | N/A | Emergent Work, not requested in the TY2019 GRC | NA | NA | NA | 270.3861 | NA | NA | NA | 0 |  |  |  | 0 |  |  |  | 0 | NA | NA | NA | 1190.5993 | NA | NA | NA | 0 |  |  |  | 0 |  |  |  | 0 | NA | NA | NA | 1445.6221 | NA | NA | NA | 0 |  |  |  | 0 |  |  |  | 0 | NA | NA | NA | 1632.1993 | NA | NA | NA | 0 |  |  |  | 0 |  |  |  | 0 | 0 | 0 | 0 | 0 | 0 | 4538.8067 | 0 | 0
20240 | Situational Awareness and Forecasting | High Performance Computing Infrastructure | NA | N/A | Emergent Work, not requested in the TY2019 GRC | NA | NA | NA | 0 | NA | NA | NA | 0 |  |  |  | 0 |  |  |  | 0 | NA | NA | NA | 0 | NA | NA | NA | 0 |  |  |  | 0 |  |  |  | 0 | NA | NA | NA | 0 | NA | NA | NA | 0 |  |  |  | 0 |  |  |  | 0 | NA | NA | NA | 5239.8175 | NA | NA | NA | 0 |  |  |  | 0 |  |  |  | 0 | 0 | 0 | 0 | 0 | 0 | 5239.8175 | 0 | 0
20258 | Grid Design and System Hardening | SCADA Capacitors | capacitors | 112490.001 | SDG&E-14-CWP-R_Electric Distribution Capital, H. Reliability/Improvements | 0 | 0 | 0 | 0 | 0 | 0 | 0 | 0 | 0 | 0 | 3571.27 | 3571.27 | 0 | 0 | 115 | 115 | 0 | 34.1493 | 990.33 | 1024.4793 | 0 | 1 | 29 | 30 | 0 | 0 | 1728.36 | 1728.36 | 0 | 0 | 53 | 53 | 0 | 0 | 2086.6928 | 2086.6928 | 0 | 0 | 35 | 35 | 0 | 0 | 1783.81 | 1783.81 | 0 | 0 | 53 | 53 | 199.4567 | 2725.9077 | 930.7978 | 3856.1621 | 3 | 41 | 14 | 58 | 0 | 0 | 1830.2 | 1830.2 | 0 | 0 | 53 | 53 | 274 | 8913.64 | 0 | 0 | 78 | 4007.8205 | 45 | 2959.5137
20285 | Grid Design and System Hardening | Covered Conductor | miles | N/A | Emergent Work, not requested in the TY2019 GRC | 0 | 0 | 1486.5664 | 1486.5664 | 0 | 0 | 0 | 0 |  |  |  | 0 |  |  |  | 0 | 0 | 0 | 2109.6449 | 2109.6449 | 0 | 0 | 1.9 | 1.9 |  |  |  | 0 |  |  |  | 0 | 0 | 0 | 39637.8666 | 39637.8666 | 0 | 0 | 20 | 20 |  |  |  | 0 |  |  |  | 0 | 0 | 380.9699 | 92880.4563 | 93261.4262 | 0 | 0.25 | 60.95 | 61.2 |  |  |  | 0 |  |  |  | 0 | 0 | 0 | 0 | 0 | 82.85 | 136114.5342 | 0.25 | 380.9699
19242 | Grid Design and System Hardening | Expulsion Fuse Replacement | fuses | N/A | Emergent Work, not requested in the TY2019 GRC | 0 | 0 | 3857.9507 | 3857.9507 | 0 | 0 | 2490 | 2490 |  |  |  | 0 |  |  |  | 0 | 4.2413 | 4.2413 | 6735.2157 | 6743.6983 | 1.9994 | 1.9994 | 3175.0013 | 3179 |  |  |  | 0 |  |  |  | 0 | 5.0217 | 6.6956 | 6643.6623 | 6655.3795 | 3 | 4 | 3969 | 3976 |  |  |  | 0 |  |  |  | 0 | 0 | 0 | 664.9414 | 664.9414 | 0 | 0 | 231 | 231 |  |  |  | 0 |  |  |  | 0 | 0 | 0 | 0 | 0 | 9865.0013 | 17901.7702 | 10.9987 | 20.1999
19245 | Grid Design and System Hardening | PSPS Sectionalizating Enhancements | switches | N/A | Emergent Work, not requested in the TY2019 GRC | 386.4165 | 0 | 966.0412 | 1352.4577 | 2 | 0 | 5 | 7 |  |  |  | 0 |  |  |  | 0 | 899.8177 | 0 | 4274.134 | 5173.9517 | 4 | 0 | 19 | 23 |  |  |  | 0 |  |  |  | 0 | 645.7216 | 0 | 1452.8735 | 2098.5951 | 4 | 0 | 9 | 13 |  |  |  | 0 |  |  |  | 0 | 209.1745 | 0 | 2300.9193 | 2510.0938 | 1 | 0 | 11 | 12 |  |  |  | 0 |  |  |  | 0 | 0 | 0 | 0 | 0 | 44 | 8993.968 | 11 | 2141.1302
19249, 21243, 21244, 21245 | Grid Design and System Hardening | Microgrids | microgrids | N/A | Emergent Work, not requested in the TY2019 GRC | 0 | 0 | 193.7576 | 193.7576 | 0 | 0 | 0 | 0 |  |  |  | 0 |  |  |  | 0 | 1804.8177 | 0 | 1804.8177 | 3609.6353 | 2 | 0 | 2 | 4 |  |  |  | 0 |  |  |  | 0 | 0 | 0 | 13423.7492 | 13423.7492 | 0 | 0 | 0 | 0 |  |  |  | 0 |  |  |  | 0 | 0 | 0 | 2943.1471 | 2943.1471 | 0 | 0 | 1 | 1 |  |  |  | 0 |  |  |  | 0 | 0 | 0 | 0 | 0 | 3 | 18365.4715 | 2 | 1804.8177
15259, 22256 | Grid Design and System Hardening | Advanced Protection | circuits | 112670.001, 112670.002, 122430.001, 122460.001, 122470.001, 16260A.001, 152590.001, 162690.001 | SDG&E-14-CWP-R_Electric Distribution Capital, H. Reliability/Improvements, I. Safety & Risk Management, A. Capacity/Expansion | 0 | 0 | 3612.2892 | 3612.2892 | 0 | 0 | 0 | 0 | 0 | 0 | 23533.0335 | 23533.0335 | 0 | 0 | 9 | 9 | 0 | 0 | 9388.2915 | 9388.2915 | 0 | 0 | 6 | 6 | 0 | 0 | 10567.5298 | 10567.5298 | 0 | 0 | 4 | 4 | 0 | 0 | 11120.8658 | 11120.8658 | 0 | 0 | 4 | 4 | 0 | 0 | 10906.5454 | 10906.5454 | 0 | 0 | 4 | 4 | 0 | 0 | 24809.3206 | 24809.3206 | 0 | 0 | 3 | 3 | 0 | 0 | 11190.1797 | 11190.1797 | 0 | 0 | 4 | 4 | 21 | 56197.2885 | 0 | 0 | 13 | 48930.7671 | 0 | 0
N/A | Grid Design and System Hardening | Hotline Clamps | clamps | N/A | N/A |  |  |  | 0 |  |  |  | 0 |  |  |  | 0 |  |  |  | 0 |  |  |  | 0 |  |  |  | 0 |  |  |  | 0 |  |  |  | 0 |  |  |  | 0 |  |  |  | 0 |  |  |  | 0 |  |  |  | 0 |  |  |  | 0 |  |  |  | 0 |  |  |  | 0 |  |  |  | 0 | 0 | 0 | 0 | 0 | 0 | 0 | 0 | 0
N/A | Grid Design and System Hardening | Generator Grant Programs | generators | N/A | N/A |  |  |  | 0 |  |  |  | 0 |  |  |  | 0 |  |  |  | 0 |  |  |  | 0 |  |  |  | 0 |  |  |  | 0 |  |  |  | 0 |  |  |  | 0 |  |  |  | 0 |  |  |  | 0 |  |  |  | 0 |  |  |  | 0 |  |  |  | 0 |  |  |  | 0 |  |  |  | 0 | 0 | 0 | 0 | 0 | 0 | 0 | 0 | 0
N/A | Grid Design and System Hardening | Standby Power Programs | generators | N/A | N/A |  |  |  | 0 |  |  |  | 0 |  |  |  | 0 |  |  |  | 0 |  |  |  | 0 |  |  |  | 0 |  |  |  | 0 |  |  |  | 0 |  |  |  | 0 |  |  |  | 0 |  |  |  | 0 |  |  |  | 0 |  |  |  | 0 |  |  |  | 0 |  |  |  | 0 |  |  |  | 0 | 0 | 0 | 0 | 0 | 0 | 0 | 0 | 0
N/A | Grid Design and System Hardening | Generator Assistance Programs | generators | N/A | N/A |  |  |  | 0 |  |  |  | 0 |  |  |  | 0 |  |  |  | 0 |  |  |  | 0 |  |  |  | 0 |  |  |  | 0 |  |  |  | 0 |  |  |  | 0 |  |  |  | 0 |  |  |  | 0 |  |  |  | 0 |  |  |  | 0 |  |  |  | 0 |  |  |  | 0 |  |  |  | 0 | 0 | 0 | 0 | 0 | 0 | 0 | 0 | 0
19246 | Grid Design and System Hardening | Strategic Undergrounding | miles | N/A | Emergent Work, not requested in the TY2019 GRC | 0 | 0 | 197.6005 | 197.6005 | 0 | 0 | 3 | 3 |  |  |  | 0 |  |  |  | 0 | 2433.6574 | 0 | 36859.7692 | 39293.4266 | 0.96 | 0 | 14.54 | 15.5 |  |  |  | 0 |  |  |  | 0 | 0 | 0 | 70533.5845 | 70533.5845 | 0 | 0 | 26 | 26 |  |  |  | 0 |  |  |  | 0 | 0 | 0 | 131207.94 | 131207.94 | 0 | 0 | 65 | 65 |  |  |  | 0 |  |  |  | 0 | 0 | 0 | 0 | 0 | 108.54 | 238798.8941 | 0.96 | 2433.6574
20284 | Grid Design and System Hardening | Distribution Overhead System Hardening | miles | 132470.001,162520.001, 17254A.001 | SDG&E-14-CWP-R_Electric Distribution Capital, I. Safety & Risk Management | 0 | 0 | 124653.6017 | 124653.6017 | 0 | 0 | 123 | 123 | 0 | 0 | 114398.861 | 114398.861 | 0 | 0 | 114 | 114 | 0 | 0 | 137412.2258 | 137412.2258 | 0 | 0 | 99.5 | 99.5 | 0 | 0 | 54759.1699 | 54759.1699 | 0 | 0 | 53 | 53 | 0 | 964.7928 | 95514.492 | 96479.2848 | 0 | 1 | 99 | 100 | 0 | 0 | 56515.892 | 56515.892 | 0 | 0 | 52 | 52 | 0 | 2487.6417 | 19765.7514 | 22253.3931 | 0 | 2.94 | 23.36 | 26.3 | 0 | 0 | 57985.6376 | 57985.6376 | 0 | 0 | 52 | 52 | 271 | 283659.5605 | 0 | 0 | 344.86 | 377346.071 | 3.94 | 3452.4345
9132, 9137, 10143, 10144, 10145, 10146, 10149, 12136, 12137, 12144, 12150, 12152, 14140, 16150, 20152 | Grid Design and System Hardening | Transmission Overhead System Hardening - Distribution Underbuilt | miles | 121370.001, 12149A.001, 141400.001 | SDG&E-14-CWP-R_Electric Distribution Capital, K. Transmission/FERC Driven Projects | 0 | 0 | 3160.2103 | 3160.2103 | 0 | 0 | 10 | 10 | 0 | 0 | 2003.1462 | 2003.1462 | 0 | 0 | 6.3386 | 6.3386 | 0 | 0 | 5385.7253 | 5385.7253 | 0 | 0 | 9.4 | 9.4 | 0 | 0 | 494.026 | 494.026 | 0 | 0 | 0.86225 | 0.86225 | 0 | 0 | 5731.2214 | 5731.2214 | 0 | 0 | 3 | 3 | 0 | 0 | 509.8748 | 509.8748 | 0 | 0 | 0.26689 | 0.26689 | 0 | 0 | 3574.2404 | 3574.2404 | 0 | 0 | 0.6 | 0.6 | 0 | 0 | 523.1345 | 523.1345 | 0 | 0 | 0.087817 | 0.087817 | 7.5556 | 3530.1816 | 0 | 0 | 23 | 17851.3974 | 0 | 0
08165 | Grid Design and System Hardening | Cleveland National Forest Fire Hardening | miles | 081650.009, 081650.010, 081650.014, 081650.015 | SDG&E-14-CWP-R_Electric Distribution Capital, K. Transmission/FERC Driven Projects | 0 | 0 | 53715.4921 | 53715.4921 | 0 | 0 | 60.1 | 60.1 | 0 | 0 | 45003.3435 | 45003.3435 | 0 | 0 | 45 | 45 | 0 | 0 | 81047.389 | 81047.389 | 0 | 0 | 65.3 | 65.3 | 0 | 0 | 12383.6117 | 12383.6117 | 0 | 0 | 12 | 12 | 0 | 0 | 11722.2371 | 11722.2371 | 0 | 0 | 7 | 7 | 0 | 0 | 12780.8888 | 12780.8888 | 0 | 0 | 13 | 13 | 0 | 0 | 1236.0038 | 1236.0038 | 0 | 0 | 0 | 0 | 0 | 0 | 13113.2671 | 13113.2671 | 0 | 0 | 13 | 13 | 83 | 83281.1112 | 0 | 0 | 132.4 | 147721.122 | 0 | 0
19873 | Grid Design and System Hardening | Distribution Communications Reliability Improvements | stations | 071440.001, 00834E.003 | SDG&E-14-CWP-R_Electric Distribution Capital; K. Transmission/FERC Driven Projects SDG&E-24-CWP_Information Technology; F. IT | 0 | 0 | 8176.1418 | 8176.1418 | 0 | 0 | 0 | 0 | 0 | 0 | 56738.0932 | 56738.0932 | 0 | 0 | 11.5704 | 11.5704 | 3025 | 3450 | 29422.4893 | 35897.4893 | 4 | 5 | 6 | 15 | 0 | 0 | 13346.5794 | 13346.5794 | 0 | 0 | 2.7217 | 2.7217 | 0 | 550 | 49581.3683 | 50131.3683 | 0 | 1 | 9 | 10 | 0 | 0 | 13705.7388 | 13705.7388 | 0 | 0 | 2.4879 | 2.4879 | 2175 | 725 | 43305.911 | 46205.911 | 3 | 1 | 17 | 21 | 0 | 0 | 13998.9405 | 13998.9405 | 0 | 0 | 5.4954 | 5.4954 | 22.2753 | 97789.3519 | 0 | 0 | 32 | 130485.9105 | 14 | 9925
20282 | Grid Design and System Hardening | Lightning Arrestor Replacement | arrestors | N/A | Emergent Work, not requested in the TY2019 GRC | 0 | 0 | 0 | 0 | 0 | 0 | 0 | 0 |  |  |  | 0 |  |  |  | 0 | 0 | 0 | 19.5385 | 19.5385 | 0 | 0 | 0 | 0 |  |  |  | 0 |  |  |  | 0 | 7.0157 | 3.5079 | 2081.3274 | 2091.851 | 6 | 3 | 1780 | 1789 |  |  |  | 0 |  |  |  | 0 | 0 | 2.542 | 3441.8777 | 3444.4197 | 0 | 2 | 2708 | 2710 |  |  |  | 0 |  |  |  | 0 | 0 | 0 | 0 | 0 | 4488 | 5542.7436 | 11 | 13.0656
22247 | Grid Design and System Hardening | Avian Mitigation | poles | 102650.001 | SDG&E-14-CWP-R_Electric Distribution Capital, D. Mandated | 0 | 0 | 0 | 0 | 0 | 0 | 0 | 0 | 0 | 0 | 1102.74 | 1102.74 | 0 | 0 | 554 | 554 | 0 | 0 | 0.84733 | 0.84733 | 0 | 0 | 0 | 0 | 0 | 0 | 950.48 | 950.48 | 0 | 0 | 478 | 478 | 0 | 0 | 244.3687 | 244.3687 | 0 | 0 | 0 | 0 | 0 | 0 | 980.98 | 980.98 | 0 | 0 | 478 | 478 | 0 | 3.9954 | 1939.743 | 1943.7384 | 0 | 2 | 971 | 973 | 0 | 0 | 1006.49 | 1006.49 | 0 | 0 | 478 | 478 | 1988 | 4040.69 | 0 | 0 | 971 | 2184.959 | 2 | 3.9954
00239 | Asset Management and Inspections | Detailed Inspections of Distribution Equipment | inspections | 872320.001, 872320.002 | SDG&E-14-CWP-R_Electric Distribution Capital, D. Mandated | 0 | 0 | 9365.6483 | 9365.6483 | 0 | 0 | 16329 | 16329 | 0 | 0 | 7162.3102 | 7162.3102 | 0 | 0 | 12487.4819 | 12487.4819 | 0 | 0 | 8806.1376 | 8806.1376 | 0 | 0 | 17977 | 17977 | 0 | 0 | 8212.4109 | 8212.4109 | 0 | 0 | 16764.9563 | 16764.9563 | 0 | 0 | 9882.0739 | 9882.0739 | 0 | 0 | 22354 | 22354 | 0 | 0 | 8475.8723 | 8475.8723 | 0 | 0 | 19173.0654 | 19173.0654 | 0 | 0 | 9085.4687 | 9085.4687 | 0 | 0 | 17935 | 17935 | 0 | 0 | 6906.219 | 6906.219 | 0 | 0 | 13633.0928 | 13633.0928 | 62058.5963 | 30756.8124 | 0 | 0 | 74595 | 37139.3285 | 0 | 0
20127, 21134 | Asset Management and Inspections | Detailed Inspections of Transmission Equipment | inspection of structures | 1000.001 | SDG&E-14-CWP-R_Electric Distribution Capital, K. Transmission/FERC Driven Projects | 0 | 0 | 446.6801 | 446.6801 | 0 | 0 | 37 | 37 | 0 | 0 | 674.46 | 674.46 | 0 | 0 | 55.8678 | 55.8678 | 0 | 0 | 960.5962 | 960.5962 | 0 | 0 | 2679 | 2679 | 0 | 0 | 548.34 | 548.34 | 0 | 0 | 1529.2615 | 1529.2615 | 0 | 0 | 458.2698 | 458.2698 | 0 | 0 | 1957 | 1957 | 0 | 0 | 565.93 | 565.93 | 0 | 0 | 2416.7532 | 2416.7532 | 0 | 0 | 728.9026 | 728.9026 | 0 | 0 | 2323 | 2323 | 0 | 0 | 580.65 | 580.65 | 0 | 0 | 1850.5215 | 1850.5215 | 5852.404 | 2369.38 | 0 | 0 | 6996 | 2594.4488 | 0 | 0
N/A | Asset Management and Inspections | Infrared Inspections of Distribution Infrastructure | inspections | N/A | N/A |  |  |  | 0 |  |  |  | 0 |  |  |  | 0 |  |  |  | 0 |  |  |  | 0 |  |  |  | 0 |  |  |  | 0 |  |  |  | 0 |  |  |  | 0 |  |  |  | 0 |  |  |  | 0 |  |  |  | 0 |  |  |  | 0 |  |  |  | 0 |  |  |  | 0 |  |  |  | 0 | 0 | 0 | 0 | 0 | 0 | 0 | 0 | 0
00239 | Asset Management and Inspections | Intrusive Pole Inspections | inspection of structures | 872320.001, 872320.002 | SDG&E-14-CWP-R_Electric Distribution Capital, D. Mandated | 0 | 0 | 638.0372 | 638.0372 | 0 | 0 | 19729 | 19729 | 0 | 0 | 487.9342 | 487.9342 | 0 | 0 | 15087.6068 | 15087.6068 | 0 | 0 | 599.9204 | 599.9204 | 0 | 0 | 14450 | 14450 | 0 | 0 | 559.4726 | 559.4726 | 0 | 0 | 13475.7534 | 13475.7534 | 0 | 0 | 2008.0214 | 2008.0214 | 0 | 0 | 8721 | 8721 | 0 | 0 | 577.421 | 577.421 | 0 | 0 | 2507.7863 | 2507.7863 | 0 | 0 | 1846.0334 | 1846.0334 | 0 | 0 | 967 | 967 | 0 | 0 | 1403.3325 | 1403.3325 | 0 | 0 | 735.1018 | 735.1018 | 31806.2483 | 3028.1603 | 0 | 0 | 43867 | 5092.0124 | 0 | 0
00239 | Asset Management and Inspections | HFTD Tier 3 Inspections | inspections | 872320.001, 872320.002 | SDG&E-14-CWP-R_Electric Distribution Capital, D. Mandated | 0 | 0 | 1405.2357 | 1405.2357 | 0 | 0 | 15176 | 15176 | 0 | 0 | 1074.6436 | 1074.6436 | 0 | 0 | 11605.7337 | 11605.7337 | 0 | 0 | 1321.2859 | 1321.2859 | 0 | 0 | 11864 | 11864 | 0 | 0 | 1232.2023 | 1232.2023 | 0 | 0 | 11064.1064 | 11064.1064 | 0 | 0 | 3247.2001 | 3247.2001 | 0 | 0 | 11535 | 11535 | 0 | 0 | 1271.7324 | 1271.7324 | 0 | 0 | 4517.5637 | 4517.5637 | 0 | 0 | 2985.5323 | 2985.5323 | 0 | 0 | 12263 | 12263 | 0 | 0 | 2269.349 | 2269.349 | 0 | 0 | 9321.295 | 9321.295 | 36508.6989 | 5847.9273 | 0 | 0 | 50838 | 8959.2539 | 0 | 0
20155, 20248, 20286 | Asset Management and Inspections | Drone Assessments of Distribution Infrastructure | inspections | N/A | Emergent Work, not requested in the TY2019 GRC | 0 | 0 | 273.6345 | 273.6345 | 0 | 0 | 10400 | 10400 |  |  |  | 0 |  |  |  | 0 | 0 | 0 | 16144.9055 | 16144.9055 | 0 | 0 | 37310 | 37310 |  |  |  | 0 |  |  |  | 0 | 0 | 0 | 12902.9368 | 12902.9368 | 0 | 0 | 21420 | 21420 |  |  |  | 0 |  |  |  | 0 | 0 | 5778.7728 | 45709.2019 | 51487.9747 | 0 | 3372 | 26672 | 30044 |  |  |  | 0 |  |  |  | 0 | 0 | 0 | 0 | 0 | 95802 | 75030.6788 | 3372 | 5778.7728
20878 | Asset Management and Inspections | Circuit Ownership | NA | N/A | Emergent Work, not requested in the TY2019 GRC | NA | NA | NA | 671.6375 | NA | NA | NA | 0 |  |  |  | 0 |  |  |  | 0 | NA | NA | NA | 41.3517 | NA | NA | NA | 0 |  |  |  | 0 |  |  |  | 0 | NA | NA | NA | 0 | NA | NA | NA | 0 |  |  |  | 0 |  |  |  | 0 | NA | NA | NA | 0 | NA | NA | NA | 0 |  |  |  | 0 |  |  |  | 0 | 0 | 0 | 0 | 0 | 0 | 712.9892 | 0 | 0
00239 | Asset Management and Inspections | Patrol Inspections of Distribution Equipment | inspections | 872320.001, 872320.002 | SDG&E-14-CWP-R_Electric Distribution Capital, D. Mandated | 0 | 0 | 888.5906 | 888.5906 | 0 | 0 | 86401 | 86401 | 0 | 0 | 679.5431 | 679.5431 | 0 | 0 | 66074.5254 | 66074.5254 | 0 | 0 | 835.5056 | 835.5056 | 0 | 0 | 86075 | 86075 | 0 | 0 | 779.1742 | 779.1742 | 0 | 0 | 80271.6589 | 80271.6589 | 0 | 0 | 1201.5518 | 1201.5518 | 0 | 0 | 86490 | 86490 | 0 | 0 | 804.1708 | 804.1708 | 0 | 0 | 57885.753 | 57885.753 | 0 | 0 | 1104.4548 | 1104.4548 | 0 | 0 | 86821 | 86821 | 0 | 0 | 839.7205 | 839.7205 | 0 | 0 | 66010.2848 | 66010.2848 | 270242.2221 | 3102.6086 | 0 | 0 | 345787 | 4030.1028 | 0 | 0
N/A | Vegetation Management and Inspections | Fuels Management | structures cleared | N/A | N/A |  |  |  | 0 |  |  |  | 0 |  |  |  | 0 |  |  |  | 0 |  |  |  | 0 |  |  |  | 0 |  |  |  | 0 |  |  |  | 0 |  |  |  | 0 |  |  |  | 0 |  |  |  | 0 |  |  |  | 0 |  |  |  | 0 |  |  |  | 0 |  |  |  | 0 |  |  |  | 0 | 0 | 0 | 0 | 0 | 0 | 0 | 0 | 0
N/A | Vegetation Management and Inspections | LiDAR Inspections of Vegetation around Distribution Infrastructure - Enhanced Inspections, Patrols and Trims | miles | N/A | N/A |  |  |  | 0 |  |  |  | 0 |  |  |  | 0 |  |  |  | 0 |  |  |  | 0 |  |  |  | 0 |  |  |  | 0 |  |  |  | 0 |  |  |  | 0 |  |  |  | 0 |  |  |  | 0 |  |  |  | 0 |  |  |  | 0 |  |  |  | 0 |  |  |  | 0 |  |  |  | 0 | 0 | 0 | 0 | 0 | 0 | 0 | 0 | 0
N/A | Vegetation Management and Inspections | Vegetation Restoration Initiative | trees | N/A | N/A |  |  |  | 0 |  |  |  | 0 |  |  |  | 0 |  |  |  | 0 |  |  |  | 0 |  |  |  | 0 |  |  |  | 0 |  |  |  | 0 |  |  |  | 0 |  |  |  | 0 |  |  |  | 0 |  |  |  | 0 |  |  |  | 0 |  |  |  | 0 |  |  |  | 0 |  |  |  | 0 | 0 | 0 | 0 | 0 | 0 | 0 | 0 | 0
N/A | Vegetation Management and Inspections | Pole Brushing | poles | N/A | N/A |  |  |  | 0 |  |  |  | 0 |  |  |  | 0 |  |  |  | 0 |  |  |  | 0 |  |  |  | 0 |  |  |  | 0 |  |  |  | 0 |  |  |  | 0 |  |  |  | 0 |  |  |  | 0 |  |  |  | 0 |  |  |  | 0 |  |  |  | 0 |  |  |  | 0 |  |  |  | 0 | 0 | 0 | 0 | 0 | 0 | 0 | 0 | 0
20876, 21265 | Grid Operations and Protocols | Personnel Work Procedures and Training in Conditions of Elevated Fire Risk | NA | N/A | Emergent Work, not requested in the TY2019 GRC | NA | NA | NA | 11.3229 | NA | NA | NA | 0 |  |  |  | 0 |  |  |  | 0 | NA | NA | NA | 663.1793 | NA | NA | NA | 0 |  |  |  | 0 |  |  |  | 0 | NA | NA | NA | 176.1452 | NA | NA | NA | 0 |  |  |  | 0 |  |  |  | 0 | NA | NA | NA | 0.21764 | NA | NA | NA | 0 |  |  |  | 0 |  |  |  | 0 | 0 | 0 | 0 | 0 | 0 | 850.8652 | 0 | 0
20277, 21254, 21255, 21256, 21264 | Grid Operations and Protocols | Aviation Firefighting Program | NA | N/A | Emergent Work, not requested in the TY2019 GRC | NA | NA | NA | 0 | NA | NA | NA | 0 |  |  |  | 0 |  |  |  | 0 | NA | NA | NA | 7145.1237 | NA | NA | NA | 0 |  |  |  | 0 |  |  |  | 0 | NA | NA | NA | 13627.9731 | NA | NA | NA | 0 |  |  |  | 0 |  |  |  | 0 | NA | NA | NA | 11828.3637 | NA | NA | NA | 0 |  |  |  | 0 |  |  |  | 0 | 0 | 0 | 0 | 0 | 0 | 32601.4605 | 0 | 0
20875, 20887, 20889, 20898, 21875, 21877, 21884, 22876, 22881 | Data Governance | Centralized Repository for Data | NA | N/A | Emergent Work, not requested in the TY2019 GRC | NA | NA | NA | 18.9582 | NA | NA | NA | 0 |  |  |  | 0 |  |  |  | 0 | NA | NA | NA | 6895.2202 | NA | NA | NA | 0 |  |  |  | 0 |  |  |  | 0 | NA | NA | NA | 13827.0455 | NA | NA | NA | 0 |  |  |  | 0 |  |  |  | 0 | NA | NA | NA | 15000.472 | NA | NA | NA | 0 |  |  |  | 0 |  |  |  | 0 | 0 | 0 | 0 | 0 | 0 | 35741.6959 | 0 | 0
20891 | Data Governance | Documentation and disclosure of wildfire-related data and algorithms | NA | N/A | Emergent Work, not requested in the TY2019 GRC | NA | NA | NA | 0 | NA | NA | NA | 0 |  |  |  | 0 |  |  |  | 0 | NA | NA | NA | 2208.7294 | NA | NA | NA | 0 |  |  |  | 0 |  |  |  | 0 | NA | NA | NA | 2824.7444 | NA | NA | NA | 0 |  |  |  | 0 |  |  |  | 0 | NA | NA | NA | 3680.4041 | NA | NA | NA | 0 |  |  |  | 0 |  |  |  | 0 | 0 | 0 | 0 | 0 | 0 | 8713.878 | 0 | 0
N/A | Resource Allocation Methodology | Allocation Methodology Development and Application | NA | N/A | N/A |  |  |  | 0 |  |  |  | 0 |  |  |  | 0 |  |  |  | 0 |  |  |  | 0 |  |  |  | 0 |  |  |  | 0 |  |  |  | 0 |  |  |  | 0 |  |  |  | 0 |  |  |  | 0 |  |  |  | 0 |  |  |  | 0 |  |  |  | 0 |  |  |  | 0 |  |  |  | 0 | 0 | 0 | 0 | 0 | 0 | 0 | 0 | 0
19260, 20279, 20893, 21879, 21882, 22879 | Emergency Planning and Preparedness | Community Outreach, Public Awareness, and Communication Efforts | NA | N/A | Emergent Work, not requested in the TY2019 GRC | NA | NA | NA | 63.6992 | 0 | 0 | 0 | 0 |  |  |  | 0 |  |  |  | 0 | NA | NA | NA | 1880.5071 | 0 | 0 | 0 | 0 |  |  |  | 0 |  |  |  | 0 | NA | NA | NA | 2970.8529 | 0 | 0 | 0 | 0 |  |  |  | 0 |  |  |  | 0 | NA | NA | NA | 2770.9042 | 0 | 0 | 0 | 0 |  |  |  | 0 |  |  |  | 0 | 0 | 0 | 0 | 0 | 0 | 7685.9634 | 0 | 0
19780 | Emergency Planning and Preparedness | Emergency Management Operations | NA | 00709A.004 | SDG&E-22-CWP_Real Estate, Land Services & Facilities, G. Remodels/Reconfigurations/Relocations | NA | NA | NA | 0 | 0 | 0 | 0 | 0 | NA | NA | NA | 3175.2936 | NA | NA | NA | 0 | NA | NA | NA | 0 | 0 | 0 | 0 | 0 | NA | NA | NA | 670.2903 | NA | NA | NA | 0 | NA | NA | NA | 0 | 0 | 0 | 0 | 0 | NA | NA | NA | 688.278 | NA | NA | NA | 0 | NA | NA | NA | 0 | 0 | 0 | 0 | 0 | NA | NA | NA | 702.9562 | NA | NA | NA | 0 | 0 | 5236.818 | 0 | 0 | 0 | 0 | 0 | 0
N/A | Stakeholder Cooperation and Community Engagement | Community Engagement - Community Outreach and Public Awareness | NA | N/A | N/A |  |  |  | 0 |  |  |  | 0 |  |  |  | 0 |  |  |  | 0 |  |  |  | 0 |  |  |  | 0 |  |  |  | 0 |  |  |  | 0 |  |  |  | 0 |  |  |  | 0 |  |  |  | 0 |  |  |  | 0 |  |  |  | 0 |  |  |  | 0 |  |  |  | 0 |  |  |  | 0 | 0 | 0 | 0 | 0 | 0 | 0 | 0 | 0
19250, 20890, 21883, 21886, 21892, 22877 | Stakeholder Cooperation and Community Engagement | PSPS Communication Practices | NA | N/A | Emergent Work, not requested in the TY2019 GRC | NA | NA | NA | 743.0194 | 0 | 0 | 0 | 0 |  |  |  | 0 |  |  |  | 0 | NA | NA | NA | 4473.8742 | 0 | 0 | 0 | 0 |  |  |  | 0 |  |  |  | 0 | NA | NA | NA | 5187.2165 | 0 | 0 | 0 | 0 |  |  |  | 0 |  |  |  | 0 | NA | NA | NA | 5404.8678 | 0 | 0 | 0 | 0 |  |  |  | 0 |  |  |  | 0 | 0 | 0 | 0 | 0 | 0 | 15808.9779 | 0 | 0

## 2019-2022 O&M_Track 2 ALJ DR
WMP O&M Direct Costs | ($ in thousands) |  |  |  |  | 2019 | [15 empty] | 2020 | [15 empty] | 2021 | [15 empty] | 2022 | [15 empty] | Actual 2019-2022 |  |  |  | Authorized 2019-2022
[6 empty] | Actual O&M Costs |  |  |  | Actual O&M Units |  |  |  | Authorized O&M Costs |  |  |  | Authorized O&M Units |  |  |  | Actual O&M Costs |  |  |  | Actual O&M Units |  |  |  | Authorized O&M Costs |  |  |  | Authorized O&M Units |  |  |  | Actual O&M Costs |  |  |  | Actual O&M Units |  |  |  | Authorized O&M Costs |  |  |  | Authorized O&M Units |  |  |  | Actual O&M Costs |  |  |  | Actual O&M Units |  |  |  | Authorized O&M Costs |  |  |  | Authorized O&M Units
Category | Initiative | Unit Type | 2019 GRC O&M Workpaper Reference | 2019 GRC O&M Workpaper Cost Category | O&M Internal Order | Non-HFTD | WUI (Outside HFTD) | HFTD | Total | Non-HFTD | WUI (Outside HFTD) | HFTD | Total | Non-HFTD | WUI (Outside HFTD) | HFTD | Total | Non-HFTD | WUI (Outside HFTD) | HFTD | Total | Non-HFTD | WUI (Outside HFTD) | HFTD | Total | Non-HFTD | WUI (Outside HFTD) | HFTD | Total | Non-HFTD | WUI (Outside HFTD) | HFTD | Total | Non-HFTD | WUI (Outside HFTD) | HFTD | Total | Non-HFTD | WUI (Outside HFTD) | HFTD | Total | Non-HFTD | WUI (Outside HFTD) | HFTD | Total | Non-HFTD | WUI (Outside HFTD) | HFTD | Total | Non-HFTD | WUI (Outside HFTD) | HFTD | Total | Non-HFTD | WUI (Outside HFTD) | HFTD | Total | Non-HFTD | WUI (Outside HFTD) | HFTD | Total | Non-HFTD | WUI (Outside HFTD) | HFTD | Total | Non-HFTD | WUI (Outside HFTD) | HFTD | Total | HFTD Units | Non-HFTD Units | HFTD $ | Non-HFTD $ | HFTD Units | Non-HFTD Units | HFTD $ | Non-HFTD $
Risk Assessment and Mapping | Summarized Risk Map | NA |  | Emergent Work, not requested in the TY2019 GRC | 7138134 | NA | NA | NA | 0 | NA | NA | NA | NA |  |  |  | 0 |  |  |  |  | NA | NA | NA | 0 | NA | NA | NA | NA |  |  |  | 0 |  |  |  |  | NA | NA | NA | 5.397 | NA | NA | NA | NA |  |  |  | 0 |  |  |  |  | NA | NA | NA | 1818.6956 | NA | NA | NA | NA |  |  |  | 0 |  |  |  |  | 0 | 0 | 1824.0926 | 0 | 0 |  | 0
Situational Awareness and Forecasting | Advanced Weather Monitoring and Weather Stations | Weather stations |  | N/A |  |  |  |  | 0 | [7 empty] | 0 | [7 empty] | 0 | [7 empty] | 0 | [7 empty] | 0 | [7 empty] | 0 | [7 empty] | 0 | [7 empty] | 0 |  |  |  |  | 0 | 0 | 0 | 0 | 0 | 0 | 0 | 0
Situational Awareness and Forecasting | Air Quality Index | Sensors |  | N/A | 7144089 |  |  |  | 0 | [7 empty] | 0 | [7 empty] | 0 | [7 empty] | 0 | [7 empty] | 0 | [7 empty] | 0 | [7 empty] | 0 | [7 empty] | 0 |  |  |  |  | 0 | 0 | 0 | 0 | 0 | 0 | 0 | 0
Situational Awareness and Forecasting | Camera Network | Cameras |  | N/A |  |  |  |  | 0 | [7 empty] | 0 | [7 empty] | 0 | [7 empty] | 0 | [7 empty] | 0 | [7 empty] | 0 | [7 empty] | 0 | [7 empty] | 0 |  |  |  |  | 0 | 0 | 0 | 0 | 0 | 0 | 0 | 0
Situational Awareness and Forecasting | Wireless Fault Indicators | Wireless fault indicators |  | N/A |  |  |  |  | 0 | [7 empty] | 0 | [7 empty] | 0 | [7 empty] | 0 | [7 empty] | 0 | [7 empty] | 0 | [7 empty] | 0 | [7 empty] | 0 |  |  |  |  | 0 | 0 | 0 | 0 | 0 | 0 | 0 | 0
Situational Awareness and Forecasting | Fire Science and Climate Adaptation Department | NA | 1ED018, 1ED027, 1ED022 | SDG&E-15-WP_Electric Distribution O&M, N. Distribution and Engineering, Q. Regional Public Affairs, V. Emergency Management | 7110106/7110107 | NA | NA | NA | 1461.1783 | NA | NA | NA | NA | NA | NA | NA | 2373.2656 | NA | NA | NA | NA | NA | NA | NA | 3413.77 | NA | NA | NA | NA | NA | NA | NA | 2436.0216 | NA | NA | NA | NA | NA | NA | NA | 2840.5366 | NA | NA | NA | NA | NA | NA | NA | 2435.3861 | NA | NA | NA | NA | NA | NA | NA | 3726.3878 | NA | NA | NA | NA | NA | NA | NA | 2343.1543 | NA | NA | NA | NA | 0 | 0 | 11441.8727 | 0 | 0 |  | 9587.8277
Situational Awareness and Forecasting | Fire Potential Index | NA |  | N/A |  |  |  |  | 0 | [7 empty] | 0 | [7 empty] | 0 | [7 empty] | 0 | [7 empty] | 0 | [7 empty] | 0 | [7 empty] | 0 | [7 empty] | 0 |  |  |  |  | 0 | 0 | 0 | 0 | 0 | 0 | 0 | 0
Situational Awareness and Forecasting | High Performance Computing Infrastructure | NA |  | N/A |  |  |  |  | 0 | [7 empty] | 0 | [7 empty] | 0 | [7 empty] | 0 | [7 empty] | 0 | [7 empty] | 0 | [7 empty] | 0 | [7 empty] | 0 |  |  |  |  | 0 | 0 | 0 | 0 | 0 | 0 | 0 | 0
Grid Design and System Hardening | SCADA Capacitors | capacitors |  | N/A |  |  |  |  | 0 | [7 empty] | 0 | [7 empty] | 0 | [7 empty] | 0 | [7 empty] | 0 | [7 empty] | 0 | [7 empty] | 0 | [7 empty] | 0 |  |  |  |  | 0 | 0 | 0 | 0 | 0 | 0 | 0 | 0
Grid Design and System Hardening | Covered Conductor | miles |  | Emergent Work, not requested in the TY2019 GRC | 20285-O&M |  |  |  | 0 | [7 empty] | 0 |  |  |  |  | 0 | 0 | 23.6873 | 23.6873 | 0 | 0 | 1.9 | 1.9 |  |  |  | 0 |  |  |  |  | 0 | 0 | 517.3258 | 517.3258 | 0 | 0 | 20 | 20 |  |  |  | 0 |  |  |  |  | 0 | 13.157 | 3207.6682 | 3220.8252 | 0 | 0.25 | 60.95 | 61.2 |  |  |  | 0 |  |  |  |  | 82.85 | 0.25 | 3748.6813 | 13.157 | 0 | 0 | 0 | 0
Grid Design and System Hardening | Expulsion Fuse Replacement | fuses |  | N/A |  |  |  |  | 0 | [7 empty] | 0 | [7 empty] | 0 | [7 empty] | 0 | [7 empty] | 0 | [7 empty] | 0 | [7 empty] | 0 | [7 empty] | 0 |  |  |  |  | 0 | 0 | 0 | 0 | 0 | 0 | 0 | 0
Grid Design and System Hardening | PSPS Sectionalizating Enhancements | switches |  | N/A |  |  |  |  | 0 | [7 empty] | 0 | [7 empty] | 0 | [7 empty] | 0 | [7 empty] | 0 | [7 empty] | 0 | [7 empty] | 0 | [7 empty] | 0 |  |  |  |  | 0 | 0 | 0 | 0 | 0 | 0 | 0 | 0
Grid Design and System Hardening | Microgrids | microgrids |  | Emergent Work, not requested in the TY2019 GRC | 7129048 |  |  |  | 0 | [7 empty] | 0 |  |  |  |  | 188.3228 | 0 | 188.3228 | 376.6456 | 2 | 0 | 2 | 4 |  |  |  | 0 | [6 empty] | 1490.4571 | 1490.4571 | 0 | 0 | 0 | 0 |  |  |  | 0 |  |  |  |  | 0 | 0 | 1425.3298 | 1425.3298 | 0 | 0 | 1 | 1 |  |  |  | 0 |  |  |  |  | 3 | 2 | 3104.1096 | 188.3228 | 0 | 0 | 0 | 0
Grid Design and System Hardening | Advanced Protection | circuits |  | Emergent Work, not requested in the TY2019 GRC | 15259-O&M |  |  |  | 0 | [7 empty] | 0 | [7 empty] | 0 | [7 empty] | 0 | [7 empty] | 0 | 0 | 0 | 0 | 0 |  |  |  | 0 |  |  |  |  | 0 | 0 | 153.3058 | 153.3058 | 0 | 0 | 3 | 3 |  |  |  | 0 |  |  |  |  | 3 | 0 | 153.3058 | 0 | 0 | 0 | 0 | 0
Grid Design and System Hardening | Hotline Clamps | clamps |  | Emergent Work, not requested in the TY2019 GRC | 7111445 | 0 | 0 | 922.7011 | 922.7011 | 0 | 0 | 660 | 660 |  |  |  | 0 |  |  |  |  | 0 | 0 | 3304.8642 | 3304.8642 | 0 | 0 | 2061 | 2061 |  |  |  | 0 |  |  |  |  | 0 | 4.0706 | 3717.7974 | 3721.868 | 0 | 3 | 2740 | 2743 |  |  |  | 0 |  |  |  |  | 2.0887 | 5.2217 | 1980.0624 | 1987.3728 | 2 | 5 | 1896 | 1903 |  |  |  | 0 |  |  |  |  | 7357 | 10 | 9925.4252 | 11.3809 | 0 | 0 | 0 | 0
Grid Design and System Hardening | Generator Grant Programs | generators |  | Emergent Work, not requested in the TY2019 GRC | 7111405/7125700 | 0 | 0 | 592.2576 | 592.2576 | 0 | 0 | 65 | 65 |  |  |  | 0 |  |  |  |  | 0 | 0 | 5077.6504 | 5077.6504 | 0 | 0 | 1420 | 1420 |  |  |  | 0 |  |  |  |  | 0 | 0 | 7895.6404 | 7895.6404 | 0 | 0 | 2310 | 2310 |  |  |  | 0 |  |  |  |  | 0 | 0 | 3551.8332 | 3551.8332 | 0 | 0 | 921 | 921 |  |  |  | 0 |  |  |  |  | 4716 | 0 | 17117.3815 | 0 | 0 | 0 | 0 | 0
Grid Design and System Hardening | Standby Power Programs | generators |  | Emergent Work, not requested in the TY2019 GRC | 7124943/7139122 |  |  |  | 0 | [7 empty] | 0 |  |  |  |  | 0 | 0 | 1754.1631 | 1754.1631 | 0 | 0 | 75 | 75 |  |  |  | 0 |  |  |  |  | 0 | 0 | 8937.1581 | 8937.1581 | 0 | 0 | 355 | 355 |  |  |  | 0 |  |  |  |  | 0 | 0 | 12052.2458 | 12052.2458 | 0 | 0 | 376 | 376 |  |  |  | 0 |  |  |  |  | 806 | 0 | 22743.567 | 0 | 0 | 0 | 0 | 0
Grid Design and System Hardening | Generator Assistance Programs | generators |  | Emergent Work, not requested in the TY2019 GRC | 7125106/7124942 |  |  |  | 0 | [7 empty] | 0 |  |  |  |  | 0 | 0 | 746.1985 | 746.1985 | 0 | 0 | 1274 | 1274 |  |  |  | 0 |  |  |  |  | 0 | 2.0255 | 742.3556 | 744.3811 | 0 | 2 | 733 | 735 |  |  |  | 0 |  |  |  |  | 0 | 0 | 759.1232 | 759.1232 | 0 | 0 | 140 | 140 |  |  |  | 0 |  |  |  |  | 2147 | 2 | 2247.6773 | 2.0255 | 0 | 0 | 0 | 0
Grid Design and System Hardening | Strategic Undergrounding | miles |  | Emergent Work, not requested in the TY2019 GRC | 19246-O&M |  |  |  | 0 | [7 empty] | 0 | [7 empty] | 0 | [7 empty] | 0 |  |  |  |  | 0 | 0 | 0.20242 | 0.20242 | 0 | 0 | 26 | 26 |  |  |  | 0 |  |  |  |  | 0 | 0 | 175.6813 | 175.6813 | 0 | 0 | 65 | 65 |  |  |  | 0 |  |  |  |  | 91 | 0 | 175.8837 | 0 | 0 | 0 | 0 | 0
Grid Design and System Hardening | Distribution Overhead System Hardening | miles | 1ED002, 1ED011 | SDG&E-15-WP_Electric Distribution O&M, B. Construction Services, I. Electric Regional Operations | 20284-O&M | 0 | 0 | 1587.224 | 1587.224 | 0 | 0 | 123 | 123 | 0 | 0 | 5306.9188 | 5306.9188 | 0 | 0 | 411.2532 | 411.2532 | 0 | 0 | 3370.2139 | 3370.2139 | 0 | 0 | 99.5 | 99.5 | 0 | 0 | 5447.5156 | 5447.5156 | 0 | 0 | 160.8289 | 160.8289 | 0 | 24.0062 | 2376.6094 | 2400.6155 | 0 | 1 | 99 | 100 | 0 | 54.1367 | 5359.5365 | 5413.6732 | 0 | 2.2551 | 223.2568 | 225.5119 | 0 | 375.3963 | 2982.7404 | 3358.1366 | 0 | 2.94 | 23.36 | 26.3 | 0 | 573.9423 | 4560.3037 | 5134.2461 | 0 | 4.495 | 35.715 | 40.21 | 344.86 | 3.94 | 10316.7876 | 399.4024 | 831.054 | 6.7501 | 20674.2746 | 628.0791
Grid Design and System Hardening | Transmission Overhead System Hardening - Distribution Underbuilt | miles |  | N/A | 14140-O&M |  |  |  | 0 | [7 empty] | 0 | [7 empty] | 0 | [7 empty] | 0 | [7 empty] | 0 | [7 empty] | 0 | [7 empty] | 0 | [7 empty] | 0 |  |  |  |  | 0 | 0 | 0 | 0 | 0 | 0 | 0 | 0
Grid Design and System Hardening | Cleveland National Forest Fire Hardening | miles |  | Emergent Work, not requested in the TY2019 GRC | 7113807 |  |  |  | 0 | [7 empty] | 0 |  |  |  |  | 0 | 0 | 3.6974 | 3.6974 | 0 | 0 | 65.3 | 65.3 |  |  |  | 0 |  |  |  |  | 0 | 0 | 244.6981 | 244.6981 | 0 | 0 | 7 | 7 |  |  |  | 0 | [6 empty] | 2207.8476 | 2207.8476 | 0 | 0 | 0 | 0 |  |  |  | 0 |  |  |  |  | 72.3 | 0 | 2456.2431 | 0 | 0 | 0 | 0 | 0
Grid Design and System Hardening | Distribution Communications Reliability Improvements | stations |  | Emergent Work, not requested in the TY2019 GRC | 7143342 |  |  |  | 0 | [7 empty] | 0 | [7 empty] | 0 | [7 empty] | 0 | [7 empty] | 0 | [7 empty] | 0 |  |  |  |  | 102.0779 | 34.026 | 578.4413 | 714.5451 | 3 | 1 | 17 | 21 |  |  |  | 0 |  |  |  |  | 17 | 4 | 578.4413 | 136.1038 | 0 | 0 | 0 | 0
Grid Design and System Hardening | Lightning Arrestor Replacement | arrestors |  | Emergent Work, not requested in the TY2019 GRC | 20282-O&M |  |  |  | 0 | [7 empty] | 0 | [7 empty] | 0 | [7 empty] | 0 |  |  |  |  | 0.036862 | 0.018431 | 10.9358 | 10.9911 | 6 | 3 | 1780 | 1789 |  |  |  | 0 |  |  |  |  | 0 | 0.012632 | 17.1033 | 17.1159 | 0 | 2 | 2708 | 2710 |  |  |  | 0 |  |  |  |  | 4488 | 11 | 28.0391 | 0.067925 | 0 | 0 | 0 | 0
Grid Design and System Hardening | Avian Mitigation | poles |  | Emergent Work, not requested in the TY2019 GRC | 22247-O&M |  |  |  | 0 | [7 empty] | 0 | [7 empty] | 0 | [7 empty] | 0 | [7 empty] | 0 | [7 empty] | 0 |  |  |  |  | 0 | 0.033948 | 16.4818 | 16.5158 | 0 | 2 | 971 | 973 |  |  |  | 0 |  |  |  |  | 971 | 2 | 16.4818 | 0.033948 | 0 | 0 | 0 | 0
Asset Management and Inspections | Detailed Inspections of Distribution Equipment | inspections | 1ED002, 1ED011, 1ED018 | SDG&E-15-WP_Electric Distribution O&M, B. Construction Services, I. Electric Regional Operations, N. Distribution and Engineering | 00239-O&M | 0 | 0 | 567.684 | 567.684 | 0 | 0 | 16329 | 16329 | 0 | 0 | 12196.622 | 12196.622 | 0 | 0 | 350826.5877 | 350826.5877 | 0 | 0 | 896.897 | 896.897 | 0 | 0 | 17977 | 17977 | 0 | 0 | 12519.1358 | 12519.1358 | 0 | 0 | 250927.9408 | 250927.9408 | 0 | 0 | 1744.3252 | 1744.3252 | 0 | 0 | 22354 | 22354 | 0 | 0 | 12828.3981 | 12828.3981 | 0 | 0 | 164399.4003 | 164399.4003 | 0 | 0 | 1421.0998 | 1421.0998 | 0 | 0 | 17935 | 17935 | 0 | 0 | 13083.4516 | 13083.4516 | 0 | 0 | 165119.7922 | 165119.7922 | 74595 | 0 | 4630.0059 | 0 | 931273.721 | 0 | 50627.6074 | 0
Asset Management and Inspections | Detailed Inspections of Transmission Equipment | inspection of structures |  | N/A | 20127-O&M |  |  |  | 0 | [7 empty] | 0 | [7 empty] | 0 | [7 empty] | 0 | [7 empty] | 0 | [7 empty] | 0 | [7 empty] | 0 | [7 empty] | 0 |  |  |  |  | 0 | 0 | 0 | 0 | 0 | 0 | 0 | 0
Asset Management and Inspections | Infrared Inspections of Distribution Infrastructure | inspections |  | Emergent Work, not requested in the TY2019 GRC | 7115645 |  |  | 98.1987 | 98.1987 | 0 | 0 | 0 | 0 |  |  |  | 0 |  |  |  |  | 0.52066 | 0.96122 | 173.0996 | 174.5815 | 39 | 72 | 12966 | 13077 |  |  |  | 0 |  |  |  |  | 0.20482 | 1.0668 | 144.393 | 145.6646 | 24 | 125 | 16919 | 17068 |  |  |  | 0 |  |  |  |  | 0 | 0 | 158.9523 | 158.9523 | 0 | 0 | 12264 | 12264 |  |  |  | 0 |  |  |  |  | 42149 | 260 | 574.6436 | 2.7535 | 0 | 0 | 0 | 0
Asset Management and Inspections | Intrusive Pole Inspections | inspection of structures |  | Emergent Work, not requested in the TY2019 GRC | 7113810 | 0 | 0 | 1255.8867 | 1255.8867 | 0 | 0 | 19729 | 19729 |  |  |  | 0 |  |  |  |  | 0 | 0 | 886.485 | 886.485 | 0 | 0 | 14450 | 14450 |  |  |  | 0 |  |  |  |  | 0 | 0 | 805.5308 | 805.5308 | 0 | 0 | 8721 | 8721 |  |  |  | 0 |  |  |  |  | 0 | 0 | 39.4724 | 39.4724 | 0 | 0 | 967 | 967 |  |  |  | 0 |  |  |  |  | 43867 | 0 | 2987.3748 | 0 | 0 | 0 | 0 | 0
Asset Management and Inspections | HFTD Tier 3 Inspections | inspections |  | N/A |  |  |  |  | 0 | [7 empty] | 0 | [7 empty] | 0 | [7 empty] | 0 | [7 empty] | 0 | [7 empty] | 0 | [7 empty] | 0 | [7 empty] | 0 |  |  |  |  | 0 | 0 | 0 | 0 | 0 | 0 | 0 | 0
Asset Management and Inspections | Drone Assessments of Distribution Infrastructure | inspections |  | Emergent Work, not requested in the TY2019 GRC | 20286-O&M | 0 | 0 | 13556.784 | 13556.784 | 0 | 0 | 10400 | 10400 |  |  |  | 0 |  |  |  |  | 0 | 0 | 45963.9156 | 45963.9156 | 0 | 0 | 37310 | 37310 |  |  |  | 0 |  |  |  |  | 0 | 0 | 33170.3954 | 33170.3954 | 0 | 0 | 21420 | 21420 |  |  |  | 0 |  |  |  |  | 0 | 5023.1011 | 39731.9551 | 44755.0562 | 0 | 3372 | 26672 | 30044 |  |  |  | 0 |  |  |  |  | 95802 | 3372 | 132423.0501 | 5023.1011 | 0 | 0 | 0 | 0
Asset Management and Inspections | Circuit Ownership | NA |  | N/A |  |  |  |  | 0 | [7 empty] | 0 | [7 empty] | 0 | [7 empty] | 0 | [7 empty] | 0 | [7 empty] | 0 | [7 empty] | 0 | [7 empty] | 0 |  |  |  |  | 0 | 0 | 0 | 0 | 0 | 0 | 0 | 0
Asset Management and Inspections | Patrol Inspections of Distribution Equipment | inspections |  | N/A | 7127615 |  |  |  | 0 | [7 empty] | 0 | [7 empty] | 0 | [7 empty] | 0 | [7 empty] | 0 | [7 empty] | 0 | [7 empty] | 0 | [7 empty] | 0 |  |  |  |  | 0 | 0 | 0 | 0 | 0 | 0 | 0 | 0
Vegetation Management and Inspections | Fuels Management | structures cleared |  | Emergent Work, not requested in the TY2019 GRC | 7110101/7145667 | 0 | 0 | 5094.9018 | 5094.9018 | 0 | 0 | 511 | 511 |  |  |  | 0 |  |  |  |  | 0 | 0 | 5806.8216 | 5806.8216 | 0 | 0 | 324 | 324 |  |  |  | 0 |  |  |  |  | 0 | 0 | 3445.5836 | 3445.5836 | 0 | 0 | 463 | 463 |  |  |  | 0 |  |  |  |  | 0 | 0 | 8094.278 | 8094.278 | 0 | 0 | 500 | 500 |  |  |  | 0 |  |  |  |  | 1798 | 0 | 22441.585 | 0 | 0 | 0 | 0 | 0
Vegetation Management and Inspections | LiDAR Inspections of Vegetation around Distribution Infrastructure - Enhanced Inspections, Patrols and Trims | miles |  | Emergent Work, not requested in the TY2019 GRC | 7133280 |  |  |  | 0 | [7 empty] | 0 | [7 empty] | 0 | [7 empty] | 0 | [6 empty] | 1150.99 | 1150.99 | 0 | 0 | 0 | 0 |  |  |  | 0 |  |  |  |  | 0 | 0 | 3001.315 | 3001.315 | 0 | 0 | 737.5 | 737.5 |  |  |  | 0 |  |  |  |  | 737.5 | 0 | 4152.305 | 0 | 0 | 0 | 0 | 0
Vegetation Management and Inspections | Vegetation Restoration Initiative | trees |  | Emergent Work, not requested in the TY2019 GRC | 7133773 |  |  |  | 0 | [7 empty] | 0 | [7 empty] | 0 | [7 empty] | 0 |  |  |  |  | 98.2322 | 0 | 294.42 | 392.6522 | 2840 | 0 | 8512 | 11352 |  |  |  | 0 |  |  |  |  | 359.3433 | 0 | 513.1789 | 872.5223 | 4868 | 0 | 6952 | 11820 |  |  |  | 0 |  |  |  |  | 15464 | 7708 | 807.5989 | 457.5756 | 0 | 0 | 0 | 0
Vegetation Management and Inspections | Pole Brushing | poles | 1ED021 | SDG&E-15-WP_Electric Distribution O&M, P. Vegetation Management | 6013464 | 352.7429 | 0 | 2238.1247 | 2590.8676 | 4978 | 0 | 31585 | 36563 | 486.4835 | 0 | 3501.0439 | 3987.5274 | 4171.2 |  | 30018.6 | 34189.8 | 473.7985 | 846.1793 | 4115.0792 | 5435.057 | 3060 | 5465 | 26577 | 35102 | 499.3475 | 0 | 3593.6216 | 4092.9691 | 4171.2 |  | 30018.6 | 34189.8 | 216.9305 | 294.2539 | 5046.9452 | 5558.1296 | 1327 | 1800 | 30873 | 34000 | 511.683 | 0 | 3682.3954 | 4194.0784 | 4171.2 |  | 30018.6 | 34189.8 | 498.7766 | 350.9336 | 5257.6353 | 6107.3455 | 2898 | 2039 | 30548 | 35485 | 521.8563 | 0 | 3755.6086 | 4277.4648 | 4171.2 |  | 30018.6 | 34189.8 | 119583 | 21567 | 16657.7844 | 3033.6153 | 120074.4 | 16684.8 | 14532.6694 | 2019.3703
Grid Operations and Protocols | Personnel Work Procedures and Training in Conditions of Elevated Fire Risk | NA | 1ED027 | SDG&E-15-WP_Electric Distribution O&M, V. Emergency Management | 7110102 | NA | NA | NA | 1790.6301 | NA | NA | NA | NA | NA | NA | NA | 2260.7344 | NA | NA | NA | NA | NA | NA | NA | 2588.5185 | NA | NA | NA | NA | NA | NA | NA | 2320.4178 | NA | NA | NA | NA | NA | NA | NA | 3072.3891 | NA | NA | NA | NA | NA | NA | NA | 2438.9911 | NA | NA | NA | NA | NA | NA | NA | 3075.1926 | NA | NA | NA | NA | NA | NA | NA | 2628.2568 | NA | NA | NA | NA | 0 | 0 | 10526.7303 | 0 | 0 |  | 9648.4002
Grid Operations and Protocols | Aviation Firefighting Program | NA | 1ED011 | SDG&E-15-WP_Electric Distribution O&M, I. Electric Regional Operations | 7110104/7113802 | 115.7568 |  | 3742.8038 | 3858.5606 | NA | NA | NA | NA | 186.4785 |  | 6029.4727 | 6215.9512 | NA | NA | NA | NA | 202.4265 |  | 6545.125 | 6747.5516 | NA | NA | NA | NA | 191.4016 |  | 6188.6507 | 6380.0523 | NA | NA | NA | NA | 205.5191 |  | 6645.1171 | 6850.6362 | NA | NA | NA | NA | 201.1822 |  | 6504.8908 | 6706.073 | NA | NA | NA | NA | 221.8995 |  | 7174.7511 | 7396.6506 | NA | NA | NA | 0 | 216.7939 |  | 7009.6703 | 7226.4642 | NA | NA | NA | NA | 0 | 0 | 24107.797 | 745.602 | 0 | 0 | 25732.6845 | 795.8562
Data Governance | Centralized Repository for Data | NA |  | N/A |  |  |  |  | 0 | [7 empty] | 0 | [7 empty] | 0 | [7 empty] | 0 | [7 empty] | 0 | [7 empty] | 0 | NA | NA | NA | NA |  |  |  | 0 | [7 empty] | 0 | NA | NA | NA | NA | 0 | 0 | 0 | 0 | 0 | 0 | 0 | 0
Data Governance | Documentation and disclosure of wildfire-related data and algorithms | NA | 1ED019 | SDG&E-15-WP_Electric Distribution O&M, Y. Asset Management | 7137944 | NA | NA | NA | 0 | NA | NA | NA | NA | NA | NA | NA | 485 | NA | NA | NA | NA | NA | NA | NA | 0 | NA | NA | NA | NA | NA | NA | NA | 497.8248 | NA | NA | NA | NA | NA | NA | NA | 15.6197 | NA | NA | NA | NA | NA | NA | NA | 510.1226 | NA | NA | NA | NA | NA | NA | NA | 1305.3214 | NA | NA | NA | NA | NA | NA | NA | 520.2649 | NA | NA | NA | NA | 0 | 0 | 1320.941 | 0 | 0 |  | 2013.2123
Resource Allocation Methodology | Allocation Methodology Development and Application | NA | 1ED019 | SDG&E-15-WP_Electric Distribution O&M, Y. Asset Management | 7117506 | NA | NA | NA | 233.3505 | NA | NA | NA | NA | NA | NA | NA | 1261 | NA | NA | NA | NA | NA | NA | NA | 3719.3701 | NA | NA | NA | NA | NA | NA | NA | 1294.3445 | NA | NA | NA | NA | NA | NA | NA | 5279.3723 | NA | NA | NA | NA | NA | NA | NA | 1326.3189 | NA | NA | NA | NA | NA | NA | NA | 3966.0777 | NA | NA | NA | NA | NA | NA | NA | 1352.6887 | NA | NA | NA | NA | 0 | 0 | 13198.1707 | 0 | 0 |  | 5234.352
Emergency Planning and Preparedness | Community Outreach, Public Awareness, and Communication Efforts | NA |  | N/A |  |  |  |  | 0 | [7 empty] | 0 | [7 empty] | 0 | [7 empty] | 0 | [7 empty] | 0 | [7 empty] | 0 | NA | NA | NA | NA |  |  |  | 0 | [7 empty] | 0 |  |  |  |  | 0 | 0 | 0 | 0 | 0 | 0 | 0 | 0
Emergency Planning and Preparedness | Emergency Management Operations | NA | 1ED011, 1ED027, 1GD004 | SDG&E-15-WP_Electric Distribution O&M, I. Electric Regional Operations, V. Emergency Management SDG&E-04-WP_Gas Distribution O&M, C. Operations Management & Training | 7110105 | NA | NA | NA | 4671.8251 | NA | NA | NA | NA | NA | NA | NA | 1862.6053 | NA | NA | NA | NA | NA | NA | NA | 12218.7748 | NA | NA | NA | NA | NA | NA | NA | 1911.858 | NA | NA | NA | NA | NA | NA | NA | 12919.3799 | NA | NA | NA | NA | NA | NA | NA | 1959.0869 | NA | NA | NA | NA | NA | NA | NA | 12393.4747 | NA | NA | NA | NA | NA | NA | NA | 1998.0374 | NA | NA | NA | NA | 0 | 0 | 42203.4546 | 0 | 0 |  | 7731.5876
Stakeholder Cooperation and Community Engagement | Community Engagement - Community Outreach and Public Awareness | NA |  | Emergent Work, not requested in the TY2019 GRC | 7118690 | NA | NA | NA | 63.6248 | NA | NA | NA | NA |  |  |  | 0 |  |  |  |  | NA | NA | NA | 533.5098 | NA | NA | NA | NA |  |  |  | 0 |  |  |  |  | NA | NA | NA | 617.0836 | NA | NA | NA | NA |  |  |  | 0 |  |  |  |  | NA | NA | NA | 400.2254 | NA | NA | NA | NA |  |  |  | 0 |  |  |  |  | 0 | 0 | 1614.4436 | 0 | 0 |  | 0
Stakeholder Cooperation and Community Engagement | PSPS Communication Practices | Gross Impressions | 1IN001, 1IN002, 1IN003 | SDG&E-19-WP_Customer Services - Information and Technologies O&M, A. Customer Service Information | 7127614/7111442/7133143 | NA | NA | NA | 4259.5521 | NA | NA | NA | 49647034 | NA | NA | NA | 264 | NA | NA | NA | 103031368 | NA | NA | NA | 8229.7052 | NA | NA | NA | 421109821 | NA | NA | NA | 270.9809 | NA | NA | NA | 103031368 | NA | NA | NA | 10180.0169 | NA | NA | NA | 469108364 | NA | NA | NA | 277.675 | NA | NA | NA | 103031368 | NA | NA | NA | 9481.4624 | NA | NA | NA | 339751100 | NA | NA | NA | 283.1957 | NA | NA | NA | 103031368 | 1279616319 | 0 | 32150.7365 | 0 | 412125472 |  | 1095.8517
Vegetation Management and Inspections | Tree Trimming | [20 empty] | 34012.782 |  | 34012.782 | 68025.564 | [12 empty] | 25985.607 |  | 25985.607 | 51971.214 | [12 empty] | 29887.833 |  | 29887.833 | 59775.666

## 2023 CapEx_Track 3
WMP Capital Direct Costs | ($ in thousands) | [5 empty] | 2023
[7 empty] | Actual Capital Costs |  |  |  | Actual Capital Units |  |  |  | Authorized Capital Costs |  |  |  | Authorized Capital Units
2023 WMP Category | Initiative | Unit Type | WMP Tracking ID | Capital Budget Code | 2019 GRC Capital Workpaper Reference | 2019 GRC Capital Workpaper Cost Category | Non-HFTD | WUI (Outside HFTD) | HFTD | Total | Non-HFTD | WUI (Outside HFTD) | HFTD | Total | Non-HFTD | WUI (Outside HFTD) | HFTD | Total | Non-HFTD | WUI (Outside HFTD) | HFTD | Total
Wildfire Mitigation Strategy Development | Summarized Risk Map | NA | WMP.442 | 20877 | N/A | Emergent Work, not requested in the TY2019 GRC | NA | NA | NA | 0 | 0 | 0 | 0 | NA | 0 | 0 | 0 | 0 |  |  |  | 0
Situational Awareness and Forecasting | Weather Stations and NDVI Cameras | NA | WMP.1430 | 19247, 22252 | 122490.001, 122490.002 | SDG&E-14-CWP-R_Electric Distribution Capital, H. Reliability/Improvements | NA | NA | NA | 211.4479 | 0 | 0 | 0 | 0 | NA | NA | NA | 583.4482 | 0 | 0 | 0 | 0
Situational Awareness and Forecasting | Air Quality Index | Sensors | WMP.1431 | 22878 | N/A | N/A | 13.6685 | 13.6685 | 54.6738 | 82.0107 | 1 | 1 | 4 | 6 | 0 | 0 | 0 | 0 |  |  |  | 0
Grid Design, Operations, and Maintenance | Wireless Fault Indicators | Wireless fault indicators | WMP.449 | 11253 | 112530.001 | SDG&E-14-CWP-R_Electric Distribution Capital, H. Reliability/Improvements | NA | NA | NA | 10.6662 | 0 | 0 | 0 | 0 | 0 | 0 | 1876.988 | 1876.988 | 0 | 0 | 516 | 516
Situational Awareness and Forecasting | Fire Potential Index | NA | WMP.450 | 19248 | N/A | Emergent Work, not requested in the TY2019 GRC | NA | NA | NA | 1330.2959 | NA | NA | NA | 0 | 0 | 0 | 0 | 0 | 0 | 0 | 0 | 0
Situational Awareness and Forecasting | High Performance Computing Infrastructure | NA | WMP.541 | 20240 | N/A | Emergent Work, not requested in the TY2019 GRC | NA | NA | NA | 10.1321 | NA | NA | NA | 0 | 0 | 0 | 0 | 0 | 0 | 0 | 0 | 0
Grid Design, Operations, and Maintenance | SCADA Capacitors | capacitors | WMP.453 | 20258 | 112490.001 | SDG&E-14-CWP-R_Electric Distribution Capital, H. Reliability/Improvements | 0 | 892.9138 | 382.6773 | 1275.5912 | 0 | 14 | 6 | 20 | 0 | 0 | 1879.9372 | 1879.9372 | 0 | 0 | 53 | 53
Grid Design, Operations, and Maintenance | Covered Conductor | miles | WMP.455 | 20285 | N/A | Emergent Work, not requested in the TY2019 GRC | 0 | 0 | 37471.3368 | 37471.3368 | 0 | 0 | 60 | 60 | 0 | 0 | 0 | 0 | 0 | 0 | 0 | 0
Grid Design, Operations, and Maintenance | Expulsion Fuse Replacement | fuses | WMP.459 | 19242 | N/A | Emergent Work, not requested in the TY2019 GRC | 0 | 0 | 38.9785 | 38.9785 | 0 | 0 | 36 | 36 | 0 | 0 | 0 | 0 | 0 | 0 | 0 | 0
Grid Design, Operations, and Maintenance | PSPS Sectionalizating Enhancements | switches | WMP.461 | 19245 | N/A | Emergent Work, not requested in the TY2019 GRC | 150.5401 | 0 | 1806.4807 | 1957.0207 | 1 | 0 | 12 | 13 | 0 | 0 | 0 | 0 | 0 | 0 | 0 | 0
Grid Design, Operations, and Maintenance | Microgrids | microgrids | WMP.462 | 19249, 21243, 21244, 21245, 21273 | N/A | Emergent Work, not requested in the TY2019 GRC | NA | NA | 2617.3549 | 2617.3549 | 0 | 0 | 0 | 0 | 0 | 0 | 0 | 0 | 0 | 0 | 0 | 0
Grid Design, Operations, and Maintenance | Advanced Protection | circuits | WMP.463 | 15259 | 112670.001, 112670.002, 122430.001, 122460.001, 122470.001, 16260A.001, 152590.001, 162690.001 | SDG&E-14-CWP-R_Electric Distribution Capital, H. Reliability/Improvements, I. Safety & Risk Management, A. Capacity/Expansion | 0 | 0 | 6799.5453 | 6799.5453 | 0 | 0 | 4 | 4 | 0 | 0 | 11494.2761 | 11494.2761 | 0 | 0 | 4 | 4
Grid Design, Operations, and Maintenance | Hotline Clamps | clamps | WMP.464 | 24242 | N/A | N/A | 0 | 0.0086674 | 0.027933 | 0.0366 | 0 | 229 | 738 | 967 | 0 | 0 | 0 | 0 | 0 | 0 | 0 | 0
Grid Design, Operations, and Maintenance | Generator Grant Programs | generators | WMP.466 | N/A | N/A | N/A | NA | NA | NA | 0 | NA | NA | NA | NA | 0 | 0 | 0 | 0 | 0 | 0 | 0 | 0
Grid Design, Operations, and Maintenance | Standby Power Programs | generators | WMP.468 | N/A | N/A | N/A | NA | NA | NA | 0 | 0 | 0 | 0 | 0 | 0 | 0 | 0 | 0 | 0 | 0 | 0 | 0
Grid Design, Operations, and Maintenance | Generator Assistance Programs | generators | WMP.467 | N/A | N/A | N/A | NA | NA | NA | 0 | NA | NA | NA | NA | 0 | 0 | 0 | 0 | 0 | 0 | 0 | 0
Grid Design, Operations, and Maintenance | Strategic Undergrounding | miles | WMP.473 | 19246 | N/A | Emergent Work, not requested in the TY2019 GRC | 0 | 0 | 88546.8199 | 88546.8199 | 0 | 0 | 72 | 72 | 0 | 0 | 0 | 0 | 0 | 0 | 0 | 0
Grid Design, Operations, and Maintenance | DIST OH Hardening - Traditional Hardening | miles | WMP.475 | 13247, 14247, 17254, 17268, 20284 | 132470.001,162520.001, 17254A.001 | SDG&E-14-CWP-R_Electric Distribution Capital, I. Safety & Risk Management | 0 | 0 | 3289.839 | 3289.839 | 0 | 0 | 2.33 | 2.33 | 0 | 0 | 59561.4143 | 59561.4143 | 0 | 0 | 52 | 52
Grid Design, Operations, and Maintenance | Transmission OH Hardening - DUB | miles | WMP.545 | 9132, 9137, 9142, 10143, 10144, 10145, 10146, 10149, 12136, 12137, 12144, 12149, 12150, 12152, 14140, 16150, 20134, 20135, 20141, 20142, 20145, 20152 | 121370.001, 12149A.001, 141400.001 | SDG&E-14-CWP-R_Electric Distribution Capital, K. Transmission/FERC Driven Projects | 0 | 0 | 12882.3513 | 12882.3513 | 0 | 0 | 17.3 | 17.3 | 0 | 0 | 537.3509 | 537.3509 | 0 | 0 | 0.72162 | 0.72162
Grid Design, Operations, and Maintenance | Cleveland National Forest Fire Hardening | Miles | WMP.1017 | 8165 | 081650.009, 081650.010, 081650.014, 081650.015 | SDG&E-14-CWP-R_Electric Distribution Capital, K. Transmission/FERC Driven Projects | NA | NA | 1361.7201 | 1361.7201 | 0 | 0 | 0 | 0 | 0 | 0 | 13469.624 | 13469.624 | 0 | 0 | 13 | 13
Grid Design, Operations, and Maintenance | LTE Communication Network (DCRI) | stations | WMP.549 | 19134, 19872, 19873, 21880 | 071440.001, 00834E.003 | SDG&E-14-CWP-R_Electric Distribution Capital; K. Transmission/FERC Driven Projects SDG&E-24-CWP_Information Technology; F. IT | 4495.8413 | 2247.9207 | 4495.8413 | 43429.3742 | 4 | 2 | 4 | 10 | 0 | 0 | 14349.4355 | 14349.4355 | 0 | 0 | 12.7669 | 12.7669
Grid Design, Operations, and Maintenance | Lightning Arrestor Replacement | arrestors | WMP.550 | 20282 | N/A | Emergent Work, not requested in the TY2019 GRC | 0 | 17.3232 | 2101.8857 | 2119.2089 | 0 | 18 | 2184 | 2202 |  |  |  | 0 |  |  |  | 0
Grid Design, Operations, and Maintenance | Avian Protection | poles | WMP.972 | 22247 | 102650.001 | SDG&E-14-CWP-R_Electric Distribution Capital, D. Mandated | 0 | 119.0439 | 1385.0297 | 1504.0736 | 0 | 52 | 605 | 657 | 0 | 0 | 1033.8378 | 1033.8378 | 0 | 0 | 478 | 478
Grid Design, Operations, and Maintenance | Distribution OH Detailed | inspections | WMP.478 | 239 | 872320.001, 872320.002 | SDG&E-14-CWP-R_Electric Distribution Capital, D. Mandated | 0 | 0 | 1254.4731 | 1254.4731 | 0 | 0 | 11755 | 11755 | 0 | 0 | 1397.6028 | 1397.6028 | 0 | 0 | 13096.1929 | 13096.1929
Grid Design, Operations, and Maintenance | Transmission OH Detailed Inspections | inspection of structures | WMP.479 | 20127, 21134 | 1000.001 | SDG&E-14-CWP-R_Electric Distribution Capital, K. Transmission/FERC Driven Projects | 0 | 0 | 1227.0512 | 1227.0512 | 0 | 0 | 1928 | 1928 | 0 | 0 | 596.4312 | 596.4312 | 0 | 0 | 937.1404 | 937.1404
Grid Design, Operations, and Maintenance | Infrared Inspections of Distribution Infrastructure | inspections | WMP.481 | N/A | N/A | N/A | NA | NA | NA | 0 | 0 | 0 | 0 | 0 |  |  |  | 0 |  |  |  | 0
Grid Design, Operations, and Maintenance | Distribution Woodpole Intrusive | inspection of structures | WMP.483 | 239 | 872320.001, 872320.002 | SDG&E-14-CWP-R_Electric Distribution Capital, D. Mandated | 0 | 0 | 110.7735 | 110.7735 | 0 | 0 | 1038 | 1038 | 0 | 0 | 123.4123 | 123.4123 | 0 | 0 | 1156.4312 | 1156.4312
Grid Design, Operations, and Maintenance | HFTD Tier 3 Distribution Pole Inspections | inspections | WMP.551 | 239 | 872320.001, 872320.002 | SDG&E-14-CWP-R_Electric Distribution Capital, D. Mandated | NA | NA | NA | 0 | 0 | 0 | 0 | 0 | 0 | 0 | 0 | 0 | 0 | 0 | 0 | 0
Grid Design, Operations, and Maintenance | Drone Assessments of Distribution Infrastructure | inspections | WMP.552 | 20155, 20248, 20286, 22259 | N/A | Emergent Work, not requested in the TY2019 GRC | 216.4317 | 4033.5006 | 38786.2547 | 43036.1871 | 77 | 1435 | 13799 | 15311 | 0 | 0 | 0 | 0 |  |  |  | 0
Grid Design, Operations, and Maintenance | Distribution OH Patrols | inspections | WMP.488 | 239 | 872320.001, 872320.002 | SDG&E-14-CWP-R_Electric Distribution Capital, D. Mandated | 0 | 0 | 9162.509 | 9162.509 | 0 | 0 | 85847 | 85847 | 0 | 0 | 10207.9102 | 10207.9102 | 0 | 0 | 95641.7582 | 95641.7582
Vegetation Management and Inspections | Fuels Management | structures cleared | WMP.497 | N/A | N/A | N/A | NA | NA | NA | 0 | NA | NA | NA | NA | 0 | 0 | 0 | 0 | 0 | 0 | 0 | 0
Grid Design, Operations, and Maintenance | LiDAR Inspections of Vegetation around Distribution Infrastructure - Enhanced Inspections, Patrols and Trims | miles | WMP.484 | N/A | N/A | N/A | NA | NA | NA | 0 | NA | NA | NA | NA | 0 | 0 | 0 | 0 | 0 | 0 | 0 | 0
Vegetation Management and Inspections | Right Tree Right Place | NA | WMP.1325 | N/A | N/A | N/A | NA | NA | NA | 0 | NA | NA | NA | NA | 0 | 0 | 0 | 0 | 0 | 0 | 0 | 0
Vegetation Management and Inspections | Pole Brushing | poles | WMP.512 | N/A | N/A | N/A | NA | NA | NA | 0 | NA | NA | NA | NA | 0 | 0 | 0 | 0 | 0 | 0 | 0 | 0
Emergency Preparedness | Aviation Firefighting Program | NA | WMP.557 | 20277, 21254, 21255, 21256, 21264 | N/A | Emergent Work, not requested in the TY2019 GRC | NA | NA | NA | 3451.2301 | NA | NA | NA | 0 | 0 | 0 | 0 | 0 | 0 | 0 | 0 | 0
Grid Design, Operations, and Maintenance | Centralized Repository for Data | NA | WMP.519 | 20875, 20887, 20889, 20891, 20898, 21875, 21884, 23875, 23876 | N/A | Emergent Work, not requested in the TY2019 GRC | NA | NA | NA | 6905.3209 | NA | NA | NA | 0 | 0 | 0 | 0 | 0 | 0 | 0 | 0 | 0
Wildfire Mitigation Strategy Development | Documentation and disclosure of wildfire-related data and algorithms | NA | WMP.521 | 22255 | N/A | Emergent Work, not requested in the TY2019 GRC | NA | NA | NA | 0 | NA | NA | NA | 0 | 0 | 0 | 0 | 0 | 0 | 0 | 0 | 0
Wildfire Mitigation Strategy Development | Allocation Methodology Development and Application | NA | WMP.523 | 21877, 22876, 22881, 23884 | N/A | N/A | NA | NA | NA | 5204.0016 | NA | NA | NA | 0 | 0 | 0 | 0 | 0 | 0 | 0 | 0 | 0
Emergency Preparedness | Emergency preparedness plan | NA | WMP.1008 | 19780, 19260, 20279, 20893, 21879, 21882, 22879 | 00709A.004 | SDG&E-22-CWP_Real Estate, Land Services & Facilities, G. Remodels/Reconfigurations/Relocations | NA | NA | NA | 16082.4319 | NA | NA | NA | 0 | NA | NA | NA | 720.5341 | 0 | 0 | 0 | 0
Emergency Preparedness | Public emergency communication strategy | NA | WMP.563 | 19250, 20890, 21883, 21886, 21892, 22877, 23879, 23880 | N/A | Emergent Work, not requested in the TY2019 GRC | NA | NA | NA | 10407.708 | NA | NA | NA | 0 | 0 | 0 | 0 | 0 | 0 | 0 | 0 | 0
Grid Design, Operations, and Maintenance | Strategic Pole Replacement | poles | WMP.1189 | 22242 | N/A | Emergent Work, not requested in the TY2019 GRC | NA | 59.232 | 0 | 59.232 | NA | 1 | 0 | 1 | 0 | 0 | 0 | 0 | 0 | 0 | 0 | 0
Vegetation Management and Inspections | Vegetation management enterprise system | NA | WMP.511 | 23877 | N/A | Emergent Work, not requested in the TY2019 GRC | NA | NA | NA | 0 | NA | NA | NA | 0 | 0 | 0 | 0 | 0 | 0 | 0 | 0 | NA
Grid Design, Operations, and Maintenance | Early fault detection | Nodes | WMP.1195 | 22256 | N/A | Emergent Work, not requested in the TY2019 GRC | 354.7876 | 0 | 1537.413 | 1892.2006 | 6 | 0 | 26 | 32 | 0 | 0 | 0 | 0 | 0 | 0 | 0 | 0

## 2023 O&M_Track 3
WMP O&M Direct Costs and Units | [6 empty] | Actual O&M Costs ($ in 000s) | [5 empty] | Actual O&M Units | [5 empty] | Authorized O&M Costs ($ in 000s) | [5 empty] | Authorized O&M Units
2023 WMP Category | Initiative | Unit Type | WMP Tracking ID | O&M Internal Order | 2019 GRC O&M Workpaper Reference | 2019 GRC O&M Workpaper Cost Category | Non-HFTD | WUI (Outside HFTD) | Non-HFTD | HFTD | HFTD | Total | Non-HFTD | WUI (Outside HFTD) | Non-HFTD | HFTD | HFTD | Total | Non-HFTD | WUI (Outside HFTD) | Non-HFTD | HFTD | HFTD | Total | Non-HFTD | WUI (Outside HFTD) | Non-HFTD | HFTD | HFTD | Total
Community Outreach and Engagement | Community Engagement | NA | WMP.1337 | 7117280, 7118690 |  | Emergent Work, not requested in the TY2019 GRC | 0 | 0 | 0 | 0 | 448.4967 | 448.4967 | 0 | 0 | 0 | 0 | 0 | 0 | 0 | 0 | 0 | 0 | 0 | 0 | 0 | 0 | 0 | 0 | 0 | 0
Emergency Preparedness | Suppression Resources and Services | NA | WMP.514 | 7110102 | 1ED027 | SDG&E-15-WP_Electric Distribution O&M, V. Emergency Management | 0 | 0 | 0 | 0 | 4640.8703 | 4640.8703 | 0 | 0 | 0 | 0 | 0 | 0 | 0 | 0 | 0 | 0 | 2688 | 2688 | 0 | 0 | 0 | 0 | 0 | 0
Emergency Preparedness | Aviation Firefighting Program | NA | WMP.557 | 7110104, 7113802 | 1ED011 | SDG&E-15-WP_Electric Distribution O&M, I. Electric Regional Operations | 0 | 0 | 0 | 0 | 8015.5104 | 8015.5104 | 0 | 0 | 0 | 0 | 0 | 0 | 0 | 0 | 0 | 0 | 7389 | 7389 | 0 | 0 | 0 | 0 | 0 | 0
Emergency Preparedness | Emergency preparedness plan | NA | WMP.1008 | Emergency Mgmt Ops | 1ED011, 1ED027, 1GD004 | SDG&E-15-WP_Electric Distribution O&M, I. Electric Regional Operations, V. Emergency Management SDG&E-04-WP_Gas Distribution O&M, C. Operations Management & Training | 0 | 0 | 0 | 0 | 19833.5766 | 19833.5766 | 0 | 0 | 0 | 0 | 0 | 0 | 0 | 0 | 0 | 0 | 2043 | 2043 | 0 | 0 | 0 | 0 | 0 | 0
Emergency Preparedness | Public emergency communication strategy | NA | WMP.563 | 7111442, 7113804, 7113805, 7116781, 7127614, 7131940, 7132680, 7133143 | 1IN001, 1IN002, 1IN003 | SDG&E-19-WP_Customer Services - Information and Technologies O&M, A. Customer Service Information | 0 | 0 | 0 | 0 | 10397.0166 | 10397.0166 | 0 | 0 | 0 | 0 | 0 | 0 | 0 | 0 | 0 | 0 | 290 | 290 | 0 | 0 | 0 | 0 | 0 | 0
Grid Design, Operations, and Maintenance | Covered Conductor | miles | WMP.455 | Covered Conductor |  | Emergent Work, not requested in the TY2019 GRC | 0 | 0 | 0 | 3372.4633 | 3372.4633 | 3372.4633 | 0 | 0 | 0 | 60 | 60 | 60 | 0 | 0 | 0 | 0 | 0 | 0 | 0 | 0 | 0 | 0 | 0 | 0
Grid Design, Operations, and Maintenance | Microgrids | microgrids | WMP.462 | 7129048 |  | Emergent Work, not requested in the TY2019 GRC | 402.06 | 0 | 402.06 | 839.13 | 839.1332 | 1241.1932 | 0 | 0 | 0 | 0 | 0 | 0 | 0 | 0 | 0 | 0 | 0 | 0 | 0 | 0 | 0 | 0 | 0 | 0
Grid Design, Operations, and Maintenance | Advanced Protection | circuits | WMP.463 | Advanced Protection |  | Emergent Work, not requested in the TY2019 GRC | 0 | 0 | 0 | 232.1911 | 232.1911 | 232.1911 | 0 | 0 | 0 | 4 | 4 | 4 | 0 | 0 | 0 | 0 | 0 | 0 | 0 | 0 | 0 | 0 | 0 | 0
Grid Design, Operations, and Maintenance | Hotline Clamps | clamps | WMP.464 | Hotline Clamps |  | Emergent Work, not requested in the TY2019 GRC | 0 | 393.6096 | 393.6096 | 1268.4886 | 1268.4886 | 1662.0982 | 0 | 229 | 229 | 738 | 738 | 967 | 0 | 0 | 0 | 0 | 0 | 0 | 0 | 0 | 0 | 0 | 0 | 0
Grid Design, Operations, and Maintenance | Generator Grant Programs | generators | WMP.466 | 7111405, 7125700, 7127280 |  | Emergent Work, not requested in the TY2019 GRC | 0 | 0 | 0 | 5464.9691 | 5464.9691 | 5464.9691 | 0 | 0 | 0 | 805 | 805 | 805 | 0 | 0 | 0 | 0 | 0 | 0 | 0 | 0 | 0 | 0 | 0 | 0
Grid Design, Operations, and Maintenance | Standby Power Programs | generators | WMP.468 | 7124943, 7139122 |  | Emergent Work, not requested in the TY2019 GRC | 0 | 0 | 0 | 12711.7545 | 12711.7545 | 12711.7545 | 0 | 0 | 0 | 362 | 362 | 362 | 0 | 0 | 0 | 0 | 0 | 0 | 0 | 0 | 0 | 0 | 0 | 0
Grid Design, Operations, and Maintenance | Generator Assistance Programs | generators | WMP.467 | 7124942, 7125106 |  | Emergent Work, not requested in the TY2019 GRC | 0 | 0 | 0 | 282.2192 | 282.2192 | 282.2192 | 0 | 0 | 0 | 250 | 250 | 250 | 0 | 0 | 0 | 0 | 0 | 0 | 0 | 0 | 0 | 0 | 0 | 0
Grid Design, Operations, and Maintenance | Strategic Undergrounding | miles | WMP.473 | Strategic Undergrounding |  | Emergent Work, not requested in the TY2019 GRC | 0 | 0 | 0 | 429.1692 | 429.1692 | 429.1692 | 0 | 0 | 0 | 72 | 72 | 72 | 0 | 0 | 0 | 0 | 0 | 0 | 0 | 0 | 0 | 0 | 0 | 0
Grid Design, Operations, and Maintenance | DIST OH Hardening - Traditional Hardening | miles | WMP.475 | Overhead System Hardening | 1ED002, 1ED011 | SDG&E-15-WP_Electric Distribution O&M, B. Construction Services, I. Electric Regional Operations | 0 | 0 | 0 | 1093.7374 | 1093.7374 | 1093.7374 | 0 | 0 | 0 | 2.33 | 2.33 | 2.33 | 0 | 0 | 0 | 5250 | 5250 | 5250 | 0 | 0 | 0 | 11.1841 | 11.1841 | 11.1841
Grid Design, Operations, and Maintenance | Transmission OH Hardening - DUB | miles | WMP.545 | N/A |  | N/A | 0 | 0 | 0 | 0.41213 | 0.41213 | 0.41213 | 0 | 0 | 0 | 21.5 | 21.5 | 21.5 | 0 | 0 | 0 | 0 | 0 | 0 | 0 | 0 | 0 | 0 | 0 | 0
Grid Design, Operations, and Maintenance | Cleveland National Forest Fire Hardening | miles | WMP.1017 | 2052284, 2587016, 4140419, 7113807 |  | Emergent Work, not requested in the TY2019 GRC | 0 | 0 | 0 | 657.5842 | 657.5842 | 657.5842 | 0 | 0 | 0 | 0 | 0 | 0 | 0 | 0 | 0 | 0 | 0 | 0 | 0 | 0 | 0 | 0 | 0 | 0
Grid Design, Operations, and Maintenance | LTE Communication Network (DCRI) | stations | WMP.549 | 7143342 |  | Emergent Work, not requested in the TY2019 GRC | 364.0889 | 182.0445 | 546.1334 | 364.0889 | 364.0889 | 910.2223 | 4 | 2 | 6 | 4 | 4 | 10 | 0 | 0 | 0 | 0 | 0 | 0 | 0 | 0 | 0 | 0 | 0 | 0
Grid Design, Operations, and Maintenance | Lightning Arrestor Replacement | arrestors | WMP.550 | Lightning Arrestor Replacement |  | Emergent Work, not requested in the TY2019 GRC | 0 | 0.69998 | 0.69998 | 84.9304 | 84.9304 | 85.6303 | 0 | 18 | 18 | 2184 | 2184 | 2202 | 0 | 0 | 0 | 0 | 0 | 0 | 0 | 0 | 0 | 0 | 0 | 0
Grid Design, Operations, and Maintenance | Avian Protection | poles | WMP.972 | 4217443, 4229078, 4237611, 4261697, 4277935, 4286719, 4295388, 4308919, 4308971 |  | Emergent Work, not requested in the TY2019 GRC | 0 | 0.80995 | 0.80995 | 9.4234 | 9.4234 | 10.2333 | 0 | 52 | 52 | 605 | 605 | 657 | 0 | 0 | 0 | 0 | 0 | 0 | 0 | 0 | 0 | 0 | 0 | 0
Grid Design, Operations, and Maintenance | Distribution OH Detailed | inspections | WMP.478 | Detailed Insp of Distrib Equip | 1ED002, 1ED011, 1ED018 | SDG&E-15-WP_Electric Distribution O&M, B. Construction Services, I. Electric Regional Operations, N. Distribution and Engineering | 0 | 0 | 0 | 792.2212 | 792.2212 | 792.2212 | 0 | 0 | 0 | 11755 | 11755 | 11755 | 0 | 0 | 0 | 13379 | 13379 | 13379 | 0 | 0 | 0 | 198517.9808 | 198517.9808 | 198517.9808
Grid Design, Operations, and Maintenance | Transmission OH Detailed Inspections | inspections | WMP.479 | N/A |  | N/A | 0 | 0 | 0 | 35.5594 | 35.5594 | 35.5594 | 0 | 0 | 0 | 1928 | 1928 | 1928 | 0 | 0 | 0 | 0 | 0 | 0 | 0 | 0 | 0 | 0 | 0 | 0
Grid Design, Operations, and Maintenance | Infrared Inspections of Distribution Infrastructure | inspections | WMP.481 | 7115645 |  | Emergent Work, not requested in the TY2019 GRC | 0 | 0 | 0 | 329.6805 | 329.6805 | 329.6805 | 0 | 0 | 0 | 11900 | 11900 | 11900 | 0 | 0 | 0 | 0 | 0 | 0 | 0 | 0 | 0 | 0 | 0 | 0
Grid Design, Operations, and Maintenance | Distribution Woodpole Intrusive | inspections | WMP.483 | 7113810 |  | Emergent Work, not requested in the TY2019 GRC | 0 | 0 | 0 | 108.1174 | 108.1174 | 108.1174 | 0 | 0 | 0 | 1038 | 1038 | 1038 | 0 | 0 | 0 | 0 | 0 | 0 | 0 | 0 | 0 | 0 | 0 | 0
Grid Design, Operations, and Maintenance | HFTD Tier 3 Distribution Pole Inspections | inspections | WMP.551 | N/A |  | N/A | 0 | 0 | 0 | 0 | 0 | 0 | 0 | 0 | 0 | 0 | 0 | 0 | 0 | 0 | 0 | 0 | 0 | 0 |  |  | 0 |  | 0
Grid Design, Operations, and Maintenance | Drone Assessments of Distribution Infrastructure | inspections | WMP.552 | Drone Assessments |  | Emergent Work, not requested in the TY2019 GRC | 268.0553 | 4995.5751 | 5263.6304 | 48037.5897 | 48037.5897 | 53301.22 | 77 | 1435 | 1512 | 13799 | 13799 | 15311 | 0 | 0 | 0 | 0 | 0 | 0 | 0 | 0 | 0 | 0 | 0 | 0
Grid Design, Operations, and Maintenance | Distribution OH Patrols | inspections | WMP.488 | N/A |  | N/A | 0 | 0 | 0 | 330.6062 | 330.6062 | 330.6062 | 0 | 0 | 0 | 85857 | 85857 | 85857 | 0 | 0 | 0 | 0 | 0 | 0 | 0 | 0 | 0 | 0 | 0 | 0
Grid Design, Operations, and Maintenance | LiDAR Inspections of Vegetation around Distribution Infrastructure - Enhanced Inspections, Patrols and Trims | NA | WMP.484 | 7133280 |  | Emergent Work, not requested in the TY2019 GRC | 0 | 0 | 0 | 0 | 873.37 | 873.37 | 0 | 0 | 0 | 0 | 0 | 0 | 0 | 0 | 0 | 0 | 0 | 0 | 0 | 0 | 0 | 0 | 0 | 0
Grid Design, Operations, and Maintenance | Early fault detection | Nodes | WMP.1195 |  | N/A | Emergent Work, not requested in the TY2019 GRC | 0 | 0 | 0 | 3.9851 | 3.9851 | 3.9851 | 0 | 0 | 0 | 32 | 32 | 32 | 0 | 0 | 0 | 0 | 0 | 0 | 0 | 0 | 0 | 0 | 0 | 0
Grid Design, Operations, and Maintenance | Strategic Pole Replacement | poles | WMP.1189 | 22242 | N/A | Emergent Work, not requested in the TY2019 GRC | 0 | 0 | 0 | 0 | 0.3032 | 0.3032 | 0 | 0 | 0 | 1 | 1 | 1 | 0 | 0 | 0 | 0 | 0 | 0 | 0 | 0 | 0 | 0 | 0 | 0
Situational Awareness and Forecasting | Air Quality Index | Sensors | WMP.970 | N/A |  | N/A | 10.9513 | 10.9513 | 21.9026 | 43.8051 | 43.8051 | 65.7077 | 1 | 1 | 2 | 4 | 4 | 6 | 0 | 0 | 0 | 0 | 0 | 0 | 0 | 0 | 0 | 0 | 0 | 0
Situational Awareness and Forecasting | Weather Stations and NDVI Cameras | NA | WMP.447 | FSCA | 1ED018, 1ED027, 1ED022 | SDG&E-15-WP_Electric Distribution O&M, N. Distribution and Engineering, Q. Regional Public Affairs, V. Emergency Management | 0 | 0 | 0 | 0 | 4458.9117 | 4458.9117 | 0 | 0 | 0 | 0 | 0 | 0 | 0 | 0 | 0 | 0 | 2395 | 2395 | 0 | 0 | 0 | 0 | 0 | 0
Vegetation Management and Inspections | Fuels Management | poles cleared | WMP.497 | 7110101, 7145667, 7146701 |  | Emergent Work, not requested in the TY2019 GRC | 0 | 0 | 0 | 4071.3405 | 4071.3405 | 4071.3405 | 0 | 0 | 0 | 514 | 514 | 514 | 0 | 0 | 0 | 0 | 0 | 0 | 0 | 0 | 0 | 0 | 0 | 0
Vegetation Management and Inspections | Right Tree Right Place | NA | WMP.1325 | 7133773 |  | Emergent Work, not requested in the TY2019 GRC | 0 | 0 | 0 | 0 | 1218.2872 | 1218.2872 | 0 | 0 | 0 | 0 | 0 | 0 | 0 | 0 | 0 | 0 | 0 | 0 | 0 | 0 | 0 | 0 | 0 | 0
Vegetation Management and Inspections | Pole Brushing | poles brushed | WMP.512 | 6013464 | 1ED021 | SDG&E-15-WP_Electric Distribution O&M, P. Vegetation Management | 377.8611 | 404.786 | 782.647 | 7262.4169 | 7262.4169 | 8045.064 | 1656 | 1774 | 3430 | 31828 | 31828 | 35258 | 533.6337 | 0 | 533.6337 | 3840.3663 | 3840.3663 | 4374 | 4171.2 | 0 | 4171.2 | 30018.6 | 30018.6 | 34189.8
Wildfire Mitigation Strategy Development | Summarized Risk Map | NA | WMP.442 | 7138134 |  | Emergent Work, not requested in the TY2019 GRC | 0 | 0 | 0 | 0 | 4056.6646 | 4056.6646 | 0 | 0 | 0 | 0 | 0 | 0 | 0 | 0 | 0 | 0 | 0 | 0 | 0 | 0 | 0 | 0 | 0 | 0
Wildfire Mitigation Strategy Development | Documentation and disclosure of wildfire-related data and algorithms | NA | WMP.521 | 7137944 | 1ED019 | SDG&E-15-WP_Electric Distribution O&M, Y. Asset Management | 0 | 0 | 0 | 0 | 1760.1587 | 1760.1587 | 0 | 0 | 0 | 0 | 0 | 0 | 0 | 0 | 0 | 0 | 532 | 532 | 0 | 0 | 0 | 0 | 0 | 0
Wildfire Mitigation Strategy Development | Allocation Methodology Development and Application | NA | WMP.523 | 7111440, 7117506, 7118798, 7128926, 7130688, 7131331, 7154754 | 1ED019 | SDG&E-15-WP_Electric Distribution O&M, Y. Asset Management | 0 | 0 | 0 | 0 | 5632.1443 | 5632.1443 | 0 | 0 | 0 | 0 | 0 | 0 | 0 | 0 | 0 | 0 | 1383 | 1383 | 0 | 0 | 0 | 0 | 0 | 0
Vegetation Management and Inspections | Right Tree Right Place | NA | WMP.494 | [5 empty] | 34285.2148 |  | 33480.2554

## 2024 ARC
Utility | SDGE | Notes:
Table No. | 11 | Territory spend refers to the sum total of initiative spending across all areas, including HFTDs. HFTD spend refers to initiative spending applied to HFTDs, and is a subset of territory spend.
Date Modified |  | CAPEX = Capital expenditure; OPEX = Operating expenditure.
|  | The units for the spend data are thousands of dollars. |  | Actuals | [5 empty] | Projected
Table 11: Mitigation initiative financials |  |  |  | CAPEX ($ thousands) |  |  | OPEX ($ thousands) |  |  | CAPEX ($ thousands) |  | OPEX ($ thousands) |  | CAPEX ($ thousands) |  | OPEX ($ thousands) |  | CAPEX ($ thousands) |  | OPEX ($ thousands)
|  |  |  | Territory | HFTD | non-HFTD | Territory | HFTD | non-HFTD | Territory | HFTD | Territory | HFTD | Territory | HFTD | Territory | HFTD | Territory | HFTD | Territory | HFTD
WMPInitiativeCategory | WMPInitiativeActivity | UtilityInitiativeTrackingID | Comments | 2024 | [5 empty] | 2023 |  |  |  | 2024 |  |  |  | 2025 |  |  |  | Blank Meaning
Community Outreach and Engagement | Public outreach and education awareness program | WMP.527 |  | 0 | 0 | 0 | 3958 | 3958 | 0 | 3452.7423 | 3452.7423 | 4011.4024 | 4011.4024 | 0 | 0 | 3887.003 | 3887.003 | 0 | 0 | 4003.6131 | 4003.6131
Community Outreach and Engagement | Collaboration on local wildfire mitigation planning | WMP.1337 | Community Engagement | 0 | 0 | 0 | 450 | 450 | 0 | 0 | 0 | 0 | 0 | 0 | 0 | 622.2562 | 622.2562 | 0 | 0 | 640.9239 | 640.9239
Emergency Preparedness | Other | WMP.514 | Crew-accompanying ignition prevention and suppression resources and services | 0 | 0 | 0 | 4819 | 4819 | 0 | 0 | 0 | 3844.3762 | 3844.3762 | 0 | 0 | 3724 | 3724 | 0 | 0 | 3835.72 | 3835.72
Grid Design, Operations, and Maintenance | Personnel Work Procedures and Training in Elevated Fire Risk (Grid Ops) | WMP.557 | Aviation Firefighting Program | 2580.4053 | 2580.4053 | 0 | 7853 | 7853 | 0 | 7959.5967 | 7959.5967 | 9326 | 9326 | 4943.9702 | 4943.9702 | 8122.004 | 8122.004 | 688.6156 | 688.6156 | 8365.6642 | 8365.6642
Emergency Preparedness | Public emergency communication strategy | WMP.563 |  | 13960.5795 | 13960.5795 | 0 | 4448 | 4448 | 0 | 0 | 0 | 6156.904 | 6156.904 | 13350.7871 | 13350.7871 | 5067 | 5067 | 7757.3264 | 7757.3264 | 5219.01 | 5219.01
Emergency Preparedness | Emergency preparedness plan | WMP.1008 |  | 3121.9211 | 3121.9211 | 0 | 18019 | 18019 | 0 | 20285.7274 | 20285.7274 | 15052 | 15052 | 2628.9084 | 2628.9084 | 15677.4715 | 15677.4715 | 315.237 | 315.237 | 16147.7957 | 16147.7957
Grid Design, Operations, and Maintenance | Other grid topology improvements to minimize risk of ignitions | WMP.453 | Capacitor Maintenance and replacement program (SCADA) | 204.4419 | 204.4419 | 0 | 0 | 0 | 0 | 1884.6407 | 251.2854 | 0 | 0 | 287.4126 | 38.3217 | 0 | 0 | 0 | 0 | 0 | 0
Grid Design, Operations, and Maintenance | Covered conductor installation | WMP.455 |  | 75354.652 | 75354.652 | 0 | 3287 | 3287 | 0 | 76806.3821 | 76806.3821 | 2220 | 2220 | 76889.6471 | 76889.6471 | 3000 | 3000 | 67631.904 | 67631.904 | 3090 | 3090
Grid Design, Operations, and Maintenance | Equipment inspections, maintenance, and repair | WMP.459 | Expulsion fuse replacement | 207.3137 | 207.3137 | 0 | 0 | 0 | 0 | 93.1532 | 93.1532 | 0 | 0 | 1463.2166 | 1463.2166 | 0 | 0 | 1549.5688 | 1549.5688 | 0 | 0
Grid Design, Operations, and Maintenance | Equipment inspections, maintenance, and repair | WMP.464 | Maintenance, repair, and replacement of connectors, including hotline clamps | 694.9904 | 692.9403 | 2.0501 | 107 | 106.6844 | 0.31563 | 0 | 0 | 486 | 466.56 | 1652 | 1486.8 | 50.1199 | 45.1079 | 1701.56 | 1450.8038 | 51.6235 | 44.0158
Grid Design, Operations, and Maintenance | Equipment inspections, maintenance, and repair | WMP.550 | Lightning arrester removal and replacement | 2719.3688 | 2719.3688 | 0 | 0 | 0 | 0 | 3407.2892 | 3200.7868 | 0 | 0 | 2982.8287 | 2982.8287 | 0 | 0 | 3482.6461 | 3482.6461 | 0 | 0
Grid Design, Operations, and Maintenance | Other grid topology improvements to minimize risk of ignitions | WMP.972 | Avian Protection | 1078.2201 | 1076.8271 | 1.393 | 30 | 29.9612 | 0.03876 | 2506.5864 | 2005.2691 | 19 | 15.2 | 1103.4298 | 882.7438 | 10 | 8 | 1512.351 | 1209.8808 | 10.3 | 8.24
Grid Design, Operations, and Maintenance | Other grid topology improvements to minimize risk of ignitions | WMP.1189 | Strategic Pole Replacement Program | 2451.7866 | 1961.4292 | 490.3573 | 153 | 122.4 | 30.6 | 1710 | 1425 | 129.6563 | 108.0469 | 7014.9489 | 4387.6272 | 4 | 2.5019 | 6948.2708 | 6948.2708 | 4.12 | 4.12
Grid Design, Operations, and Maintenance | Other technologies and systems not listed above | WMP.461 | PSPS Sectionalizing Enhancements | 2134.7734 | 2134.7734 | 0 | 0 | 0 | 0 | 1836.5477 | 1836.5477 | 0 | 0 | 1785.6162 | 1785.6162 | 0 | 0 | 1881.105 | 1881.105 | 0 | 0
Grid Design, Operations, and Maintenance | Microgrids | WMP.462 |  | 6507.6147 | 6507.6147 | 0 | 888 | 888 | 0 | 16576.3668 | 5525.4556 | 1651.514 | 550.5047 | 6312.4909 | 6312.4909 | 1402.5305 | 1402.5305 | 14127.3408 | 0 | 1444.6064 | 0
Grid Design, Operations, and Maintenance | Other technologies and systems not listed above | WMP.466 | Generator Grant Program | 0 | 0 | 0 | 927 | 927 | 0 | 0 | 0 | 7060 | 7060 | 0 | 0 | 3138.7674 | 3138.7674 | 0 | 0 | 3232.9305 | 3232.9305
Grid Design, Operations, and Maintenance | Other technologies and systems not listed above | WMP.467 | Generator Assistance Program | 0 | 0 | 0 | 478 | 478 | 0 | 0 | 0 | 1000.4265 | 1000.4265 | 0 | 0 | 485.9398 | 485.9398 | 0 | 0 | 500.518 | 500.518
Grid Design, Operations, and Maintenance | Other technologies and systems not listed above | WMP.468 | Standby Power Programs | 0 | 0 | 0 | 5207 | 5207 | 0 | 0 | 0 | 10350.44 | 10350.44 | 0 | 0 | 5377.3647 | 5377.3647 | 0 | 0 | 5538.6856 | 5538.6856
Grid Design, Operations, and Maintenance | Traditional overhead hardening | WMP.1017 | CNF(Distribution Overhead) | 1031.2999 | 1031.2999 | 0 | 226 | 226 | 0 | 1471.1557 | 1471.1557 | 0 | 0 | 588.8086 | 588.8086 | 150 | 150 | 647.5506 | 647.5506 | 154.5 | 154.5
Grid Design, Operations, and Maintenance | Undergrounding of electric lines and/or equipment | WMP.473 |  | 214827.1902 | 214827.1902 | 0 | 2313 | 2313 | 0 | 196200.3624 | 196200.3624 | 435.5423 | 435.5423 | 300457.8368 | 300457.8368 | 1270.733 | 1270.733 | 358877.1056 | 358877.1056 | 1708.855 | 1708.855
Grid Design, Operations, and Maintenance | Traditional overhead hardening | WMP.475 | Distribution OH System Hardening | 3711.2844 | 3711.2844 | 0 | 2748 | 2748 | 0 | 1985.4335 | 1985.4335 | 1800 | 1800 | 2345.6071 | 2345.6071 | 935 | 935 | 1077.8421 | 1077.8421 | 963.05 | 963.05
Grid Design, Operations, and Maintenance | Traditional overhead hardening | WMP.545 | Transmission OH Hardening - Distribution Underbuild | 12170.2476 | 12170.2476 | 0 | -131 | -131 | 0 | 11397.0606 | 11397.0606 | 0 | 0 | 12460.268 | 12460.268 | 4 | 4 | 14693.955 | 14693.955 | 4.12 | 4.12
Grid Design, Operations, and Maintenance | Installation of system automation equipment | WMP.463 | Advanced Protection | 10985.4619 | 10985.4619 | 0 | 145 | 145 | 0 | 9705.984 | 9705.984 | 300 | 300 | 15613.367 | 15613.367 | 197.2722 | 197.2722 | 3382.8411 | 3382.8411 | 207.1358 | 207.1358
Grid Design, Operations, and Maintenance | Installation of system automation equipment | WMP.1195 | Early Fault Detection | 3477.4172 | 2638.0407 | 839.3766 | 123 | 93.3103 | 29.6897 | 5612.0466 | 5612.0466 | 9 | 9 | 4165.5161 | 4165.5161 | 4 | 4 | 3410.363 | 3410.363 | 4.12 | 4.12
Grid Design, Operations, and Maintenance | Installation of system automation equipment | WMP.549 | Distribution Communications Reliability Improvements | 21005.0056 | 7001.6685 | 14003.3371 | 1501 | 500.3333 | 1000.6667 | 81273.5543 | 81273.5543 | 1121.616 | 1121.616 | 30716.3232 | 28668.5683 | 970.116 | 905.4416 | 43212.84 | 42183.9629 | 999.2195 | 975.4285
Grid Design, Operations, and Maintenance | Asset inpsections | WMP.478 | Distribution Overhead Detailed Inspections | 8070.3149 | 8070.3149 | 0 | 480 | 480 | 0 | 7834.0159 | 2090.3264 | 620 | 165.4327 | 6040.6771 | 6040.6771 | 800.1901 | 800.1901 | 9562.6279 | 9562.6279 | 824.1958 | 824.1958
Grid Design, Operations, and Maintenance | Asset inpsections | WMP.479 | Transmission Overhead Detailed Inspections | 1024.4328 | 849.5127 | 174.9202 | 6 | 4.9755 | 1.0245 | 841.957 | 425.885 | 9 | 9 | 1706.891 | 1706.891 | 36.4864 | 36.4864 | 1942.9246 | 1942.9246 | 37.581 | 37.581
Grid Design, Operations, and Maintenance | Asset inpsections | WMP.481 | Distribution Infrared Inspections | 0 | 0 | 0 | 145 | 75.8315 | 69.1685 | 0 | 0 | 175 | 147.7175 | 0 | 0 | 10.1577 | 0 | 0 | 0 | 10.4624 | 0
Grid Design, Operations, and Maintenance | Asset inpsections | WMP.483 | Distribution Wood Pole Intrusive Inspections | 225.086 | 225.086 | 0 | 71 | 71 | 0 | 1591.7566 | 4.04 | 24 | 0.060914 | 923.8084 | 923.8084 | 100.652 | 100.652 | 1462.4247 | 1462.4247 | 103.6716 | 103.6716
Grid Design, Operations, and Maintenance | Asset inpsections | WMP.484 | LiDAR inspections of Distribution Electric Lines and Equipment | 0 | 0 | 0 | 31 | 31 | 0 | 0 | 0 | 1388 | 1388 | 0 | 0 | 0 | 0 | 0 | 0 | 0 | 0
Grid Design, Operations, and Maintenance | Asset inpsections | WMP.488 | Distribution Overhead Patrol Inspections | 2407.5459 | 2407.5459 | 0 | 300 | 300 | 0 | 952.3247 | 370.64 | 285 | 110.9206 | 552.701 | 552.701 | 303.6373 | 303.6373 | 874.9473 | 874.9473 | 312.7464 | 312.7464
Grid Design, Operations, and Maintenance | Asset inpsections | WMP.552 | Drone Assessments | 73385.9366 | 73296.0166 | 89.92 | 32879 | 32838.7133 | 40.2867 | 80740 | 80356.7032 | 53170.5592 | 52918.1427 | 64920.3739 | 62972.7626 | 30572.5565 | 29655.3798 | 54937.4594 | 53289.3357 | 31489.7332 | 30545.0412
Situational Awareness and Forecasting | Environmental monitoring systems | WMP.447 | Advanced Weather Monitoring and Weather Stations | 99.0186 | 99.0186 | 0 | 0 | 0 | 0 | 415.5336 | 415.5336 | 0 | 0 | 0 | 0 | 0 | 0 | 0 | 0 | 0 | 0
Situational Awareness and Forecasting | Environmental monitoring systems | WMP.970 | Air Quality Index | 0 | 0 | 0 | 45 | 45 | 0 | 58.1315 | 58.1315 | 28 | 28 | 0 | 0 | 0 | 0 | 0 | 0 | 0 | 0
Situational Awareness and Forecasting | Weather forecasting | WMP.443 |  | 0 | 0 | 0 | 0 | 0 | 0 | 0 | 0 | 0 | 0 | 0 | 0 | 0 | 0 | 0 | 0 | 0 | 0
Situational Awareness and Forecasting | Fire potential index | WMP.450 |  | 0 | 0 | 0 | 5646 | 5646 | 0 | 2425.918 | 2425.918 | 3781.3532 | 3781.3532 | 1676.798 | 1676.798 | 4239 | 4239 | 1476.828 | 1476.828 | 4366.17 | 4366.17
Grid Design, Operations, and Maintenance | Asset inspections | WMP.492 | Substation Inspections | 0 | 0 | 0 | 0 | 0 | 0 | 0 | 0 | 0 | 0 | 0 | 0 | 0 | 0 | 0 | 0 | 0 | 0
Vegetation Management and Inspection | Vegetation Inspections | WMP.494 |  | 0 | 0 | 0 | 76305 | 38592.2431 | 37712.7569 | 0 | 0 | 44559.1517 | 23698.5197 | 0 | 0 | 60084 | 31688.3066 | 0 | 0 | 61886.52 | 32638.9558
Vegetation Management and Inspection | Wood and slash management | WMP.497 | Fuels Management | 0 | 0 | 0 | 3159 | 3159 | 0 | 0 | 0 | 7010.8 | 7010.8 | 0 | 0 | 5833.2021 | 5833.2021 | 0 | 0 | 6008.1981 | 6008.1981
Vegetation Management and Inspection | Vegetation management enterprise system | WMP.511 |  | 487.5525 | 487.5525 | 0 | 0 | 0 | 0 | 2096.1928 | 2096.1928 | 0 | 0 | 352.7207 | 352.7207 | 0 | 0 | 0 | 0 | 0 | 0
Vegetation Management and Inspection | Pole clearing | WMP.512 |  | 0 | 0 | 0 | 7097 | 6294.7473 | 802.2527 | 0 | 0 | 6410.8929 | 5634.0504 | 0 | 0 | 7893.1847 | 6936.7249 | 0 | 0 | 8129.9802 | 7144.8266
Vegetation Management and Inspection | High-risk species | WMP.1325 | Right Tree Right Place | 0 | 0 | 0 | 922 | 922 | 0 | 0 | 0 | 0 | 0 | 0 | 0 | 999.5999 | 999.5999 | 0 | 0 | 1029.5879 | 1029.5879
Vegetation Management and Inspection | High-risk species | WMP.1326 | Community Tree Rebate Program | 0 | 0 | 0 | 0 | 0 | 0 | 0 | 0 | 0 | 0 | 0 | 0 | 0 | 0 | 0 | 0 | 0 | 0
Grid Design, Operations, and Maintenance | Asset management and inspection enterprise system(s) | WMP.519 | Centralized repository for data | 7758.6881 | 7758.6881 | 0 | 1284 | 1284 | 0 | 11818.6819 | 11818.6819 | 1944.3008 | 1944.3008 | 9028.1815 | 9028.1815 | 1639 | 1639 | 15331.3366 | 15331.3366 | 1688.17 | 1688.17
Risk Methodology and Assessment | Risk Methodology and Assessment | WMP.442 | A summarized risk map that shows the overall ignition probability and estimated wildfire consequence along the electric lines and equipment (WiNGS) | 0 | 0 | 0 | 4573 | 4573 | 0 | 319.08 | 319.08 | 3597.0741 | 3597.0741 | 0 | 0 | 3335.7103 | 3335.7103 | 0 | 0 | 3435.7817 | 3435.7817
Wildfire Mitigation Strategy Development | Other | WMP.523 | Allocation methodology development and application | 2303.2344 | 2303.2344 | 0 | 3445 | 3445 | 0 | 5276.8627 | 5276.8627 | 5291.4092 | 5291.4092 | 2719.7257 | 2719.7257 | 5363.4532 | 5363.4532 | 1106.2675 | 1106.2675 | 5524.3568 | 5524.3568
|  | Total |  | 473985.7841 | 458384.4299 | 15601.3542 | 193937 | 154250.2 | 39686.8

## 2025 PTA FD
Notes:
Territory spend refers to the sum total of initiative spending across all areas, including HFTDs. HFTD spend refers to initiative spending applied to HFTDs, and is a subset of territory spend.
CAPEX = Capital expenditure; OPEX = Operating expenditure.
The units for the spend data are thousands of dollars.
2025 Petition to Amend - Final Decision
|  |  |  | CAPEX ($000) |  |  | OPEX ($000) |  |  | CAPEX (units) |  |  | OPEX (Units)
WMPInitiativeCategory | WMPInitiativeActivity | TrackingID | Initiative Name | Territory | non-HFTD | HFTD | Territory | non-HFTD | HFTD | Territory | non-HFTD | HFTD | Territory | non-HFTD | HFTD
Community Outreach and Engagement | Public outreach and education awareness program | WMP.527 |  | 0 | 0 | 0 | 605 | 0 | 605 | 0 | 0 | 0 | 0 | 0 | 0
Community Outreach and Engagement | Engagement with access and functional needs populations | WMP.532 |  | 0 | 0 | 0 | 1719 | 0 | 1719 | 0 | 0 | 0 | 0 | 0 | 0
Emergency Preparedness | Public emergency communication strategy | WMP.1198 |  | 0 | 0 | 0 | 0 | 0 | 0 | 0 | 0 | 0 | 0 | 0 | 0
Community Outreach and Engagement | Collaboration on local wildfire mitigation planning | WMP.1199 |  | 0 | 0 | 0 | 0 | 0 | 0 | 0 | 0 | 0 | 0 | 0 | 0
Community Outreach and Engagement | Best practice sharing with other utilities | WMP.1200 |  | 0 | 0 | 0 | 0 | 0 | 0 | 0 | 0 | 0 | 0 | 0 | 0
Community Outreach and Engagement | Collaboration on local wildfire mitigation planning | WMP.1337 | Community Engagement | 0 | 0 | 0 | 0 | 0 | 0 | 0 | 0 | 0 | 0 | 0 | 0
Emergency Preparedness | Other | WMP.514 | Crew-accompanying ignition prevention and suppression resources and services | 0 | 0 | 0 | 4500 | 0 | 4500 | 0 | 0 | 0 | 0 | 0 | 0
Grid Design, Operations, and Maintenance | Personnel Work Procedures and Training in Elevated Fire Risk (Grid Ops) | WMP.557 | Aviation Firefighting Program | 3108.7769 | 2420.1612 | 688.6156 | 5171 | 0 | 5171 | 0 | 0 | 0 | 0 | 0 | 0
Emergency Preparedness | Public emergency communication strategy | WMP.563 |  | 9153.5521 | 1396.2257 | 7757.3264 | 8706 | 0 | 8706 | 0 | 0 | 0 | 0 | 0 | 0
Emergency Preparedness | Customer support in wildfire and PSPS emergencies | WMP.1007 |  | 0 | 0 | 0 | 0 | 0 | 0 | 0 | 0 | 0 | 0 | 0 | 0
Emergency Preparedness | Emergency preparedness plan | WMP.1008 |  | 410.4236 | 95.1866 | 315.237 | 21720 | 0 | 21720 | 0 | 0 | 0 | 0 | 0 | 0
Emergency Preparedness | Preparedness and planning for service restoration | WMP.1009 |  | 0 | 0 | 0 | 0 | 0 | 0 | 0 | 0 | 0 | 0 | 0 | 0
Emergency Preparedness | External collaboration and coordination | WMP.1201 |  | 0 | 0 | 0 | 0 | 0 | 0 | 0 | 0 | 0 | 0 | 0 | 0
Grid Design, Operations, and Maintenance | Grid Response Procedures and Notifications (Grid Ops) | WMP.449 | Wireless Fault Indicators | 0 | 0 | 0 | 0 | 0 | 0 | 0 | 0 | 0 | 0 | 0 | 0
Grid Design, Operations, and Maintenance | Other grid topology improvements to minimize risk of ignitions | WMP.453 | Capacitor Maintenance and replacement program (SCADA) | 0 | 0 | 0 | 0 | 0 | 0 | 0 | 0 | 0 | 0 | 0 | 0
Grid Design, Operations, and Maintenance | Covered conductor installation | WMP.455 | Covered Conductor | 81431 | 0 | 81431 | 2042 | 0 | 2042 | 50 | 0 | 50 | 50 | 0 | 50
Grid Design, Operations, and Maintenance | Equipment inspections, maintenance, and repair | WMP.459 | Expulsion fuse replacement | 1549.5688 | 0 | 1549.5688 | 0 | 0 | 0 | 700 | 0 | 700 | 0 | 0 | 0
Grid Design, Operations, and Maintenance | Equipment inspections, maintenance, and repair | WMP.464 | Maintenance, repair, and replacement of connectors, including hotline clamps | 1701.56 | 250.7562 | 1450.8038 | 51.6235 | 7.6077 | 44.0158 | 950 | 140 | 810 | 950 | 140 | 810
Grid Design, Operations, and Maintenance | Equipment inspections, maintenance, and repair | WMP.550 | Lightning arrester removal and replacement | 0 | 0 | 0 | 0 | 0 | 0 | 90 | 0 | 90 | 90 | 0 | 90
Grid Design, Operations, and Maintenance | Other grid topology improvements to minimize risk of ignitions | WMP.972 | Avian Protection | 1512.351 | 302.4702 | 1209.8808 | 10.3 | 2.06 | 8.24 | 200 | 40 | 160 | 200 | 40 | 160
Grid Design, Operations, and Maintenance | Other grid topology improvements to minimize risk of ignitions | WMP.1189 | Strategic Pole Replacement Program | 7923.2708 | 0 | 7923.2708 | 303 | 0 | 303 | 200 | 0 | 200 | 200 | 0 | 200
Grid Design, Operations, and Maintenance | Other technologies and systems not listed above | WMP.461 | PSPS Sectionalizing Enhancements | 1485 | 0 | 1485 | 0 | 0 | 0 | 10 | 0 | 10 | 0 | 0 | 0
Grid Design, Operations, and Maintenance | Microgrids | WMP.462 | Microgrids | 0 | 0 | 0 | 1236 | 1236 | 0 | 0 | 0 | 0 | 0 | 0 | 0
Grid Design, Operations, and Maintenance | Other technologies and systems not listed above | WMP.466 | Generator Grant Program | 0 | 0 | 0 | 3953 | 0 | 3953 | 0 | 0 | 0 | 0 | 0 | 0
Grid Design, Operations, and Maintenance | Other technologies and systems not listed above | WMP.467 | Generator Assistance Program | 0 | 0 | 0 | 494 | 0 | 494 | 0 | 0 | 0 | 0 | 0 | 0
Grid Design, Operations, and Maintenance | Other technologies and systems not listed above | WMP.468 | Standby Power Programs | 0 | 0 | 0 | 1000 | 0 | 1000 | 0 | 0 | 0 | 89 | 0 | 89
Grid Design, Operations, and Maintenance | Traditional overhead hardening | WMP.1016 | CNF(Distribution Underground) | 0 | 0 | 0 | 0 | 0 | 0 | 0 | 0 | 0 | 0 | 0 | 0
Grid Design, Operations, and Maintenance | Traditional overhead hardening | WMP.1017 | CNF(Distribution Overhead) | 647.55 | 0 | 647.55 | 231 | 0 | 231 | 0 | 0 | 0 | 0 | 0 | 0
Grid Design, Operations, and Maintenance | Distribution pole replacements and reinforcements | WMP.458 |  | 0 | 0 | 0 | 0 | 0 | 0 | 0 | 0 | 0 | 0 | 0 | 0
Grid Design, Operations, and Maintenance | Transmission pole/tower replacements and reinforcements | WMP.472 |  | 0 | 0 | 0 | 0 | 0 | 0 | 0 | 0 | 0 | 0 | 0 | 0
Grid Design, Operations, and Maintenance | Undergrounding of electric lines and/or equipment | WMP.473 | Strategic Undergrounding | 85728 | 0 | 85728 | 1493 | 0 | 1493 | 28 | 0 | 28 | 28 | 0 | 28
Grid Design, Operations, and Maintenance | Traditional overhead hardening | WMP.475 | Distribution OH System Hardening | 2800 | 0 | 2800 | 3150 | 0 | 3150 | 0 | 0 | 0 | 0 | 0 | 0
Grid Design, Operations, and Maintenance | Traditional overhead hardening | WMP.543 | Transmission OH Hardening | 0 | 0 | 0 | 0 | 0 | 0 | 0 | 0 | 0 | 0 | 0 | 0
Grid Design, Operations, and Maintenance | Traditional overhead hardening | WMP.545 | Transmission OH Hardening - Distribution Underbuild | 3500 | 0 | 3500 | 1 | 0 | 1 | 1.8 | 0 | 1.8 | 1.8 | 0 | 1.8
Grid Design, Operations, and Maintenance | Installation of system automation equipment | WMP.463 | Advanced Protection | 8010 | 0 | 8010 | 145 | 0 | 145 | 8 | 0 | 8 | 8 | 0 | 8
Grid Design, Operations, and Maintenance | Installation of system automation equipment | WMP.1195 | Early Fault Detection | 4292 | 0 | 4292 | 127 | 0 | 127 | 60 | 0 | 60 | 60 | 0 | 60
Grid Design, Operations, and Maintenance | Installation of system automation equipment | WMP.549 | Distribution Communications Reliability Improvements | 8700 | 0 | 8700 | 2287 | 54.4524 | 2232.5476 | 5 | 0 | 5 | 5 | 0.11905 | 4.881
Grid Design, Operations, and Maintenance | Line removals (in HFTD) | WMP.1202 |  | 0 | 0 | 0 | 0 | 0 | 0 | 0 | 0 | 0 | 0 | 0 | 0
Grid Design, Operations, and Maintenance | Asset inspections | WMP.478 | Distribution overhead detailed inspections | 9562.6279 | 0 | 9562.6279 | 494 | 0 | 494 | 13275 | 0 | 13275 | 13275 | 0 | 13275
Grid Design, Operations, and Maintenance | Asset inspections | WMP.479 | Transmission overhead detailed inspections | 1942.9246 | 0 | 1942.9246 | 15 | 0 | 15 | 2479 | 0 | 2479 | 2479 | 0 | 2479
Grid Design, Operations, and Maintenance | Asset inspections | WMP.481 | Distribution infrared inspections | 0 | 0 | 0 | 5 | 0 | 5 | 0 | 0 | 0 | 300 | 0 | 300
Grid Design, Operations, and Maintenance | Asset inspections | WMP.482 | Transmission infrared inspections | 0 | 0 | 0 | 0 | 0 | 0 | 7331 | 0 | 7331 | 7331 | 0 | 7331
Grid Design, Operations, and Maintenance | Asset inspections | WMP.483 | Distribution wood pole intrusive inspections | 1462.4247 | 0 | 1462.4247 | 79 | 0 | 79 | 344 | 0 | 344 | 344 | 0 | 344
Grid Design, Operations, and Maintenance | Asset inspections | WMP.484 |  | 0 | 0 | 0 | 0 | 0 | 0 | 0 | 0 | 0 | 0 | 0 | 0
Grid Design, Operations, and Maintenance | Asset inspections | WMP.488 | Distribution overhead patrol inspections | 874.9473 | 0 | 874.9473 | 309 | 0 | 309 | 86535 | 0 | 86535 | 86535 | 0 | 86535
Grid Design, Operations, and Maintenance | Asset inspections | WMP.489 | Transmission overhead patrol inspections | 0 | 0 | 0 | 0 | 0 | 0 | 7533 | 0 | 7533 | 7533 | 0 | 7533
Grid Design, Operations, and Maintenance | Asset inspections | WMP.492 | Substation patrol inspections | 0 | 0 | 0 | 0 | 0 | 0 | 384 | 0 | 384 | 384 | 0 | 384
Grid Design, Operations, and Maintenance | Asset inspections | WMP.551 |  | 0 | 0 | 0 | 0 | 0 | 0 | 0 | 0 | 0 | 0 | 0 | 0
Grid Design, Operations, and Maintenance | Asset inspections | WMP.552 | Drone assessments | 54937.4594 | 1648.1238 | 53289.3357 | 31489.7332 | 944.692 | 30545.0412 | 13500 | 405 | 13095 | 13500 | 405 | 13095
Grid Design, Operations, and Maintenance | Asset inspections | WMP.555 | Transmission 69kV tier 3 visual inspections | 0 | 0 | 0 | 0 | 0 | 0 | 1632 | 0 | 1632 | 1632 | 0 | 1632
Grid Design, Operations, and Maintenance | Asset inspections | WMP.1190 | Transmission wood pole intrusive inspections | 0 | 0 | 0 | 0 | 0 | 0 | 114 | 0 | 114 | 114 | 0 | 114
Grid Design, Operations, and Maintenance | Quality assurance / quality control | WMP.491 | QA/QC of Distribution Detailed Inspections | 0 | 0 | 0 | 0 | 0 | 0 | 0 | 0 | 0 | 0 | 0 | 0
Grid Design, Operations, and Maintenance | Quality assurance / quality control | WMP.1191 | QA/QC of Transmission Inspections | 0 | 0 | 0 | 0 | 0 | 0 | 0 | 0 | 0 | 0 | 0 | 0
Grid Design, Operations, and Maintenance | Quality assurance / quality control | WMP.1192 | QA/QC of Distribution Drone Assessments | 0 | 0 | 0 | 0 | 0 | 0 | 0 | 0 | 0 | 0 | 0 | 0
Grid Design, Operations, and Maintenance | Quality assurance / quality control | WMP.1193 | QA/QC of Wood Pole Intrusive (Transmission & Distribution) | 0 | 0 | 0 | 0 | 0 | 0 | 0 | 0 | 0 | 0 | 0 | 0
Grid Design, Operations, and Maintenance | Quality assurance / quality control | WMP.1194 | QA/QC of Substation Inspections | 0 | 0 | 0 | 0 | 0 | 0 | 0 | 0 | 0 | 0 | 0 | 0
Grid Design, Operations, and Maintenance | Open work orders | WMP.1203 |  | 0 | 0 | 0 | 0 | 0 | 0 | 0 | 0 | 0 | 0 | 0 | 0
Grid Design, Operations, and Maintenance | Equipment Settings to Reduce Wildfire Risk (Grid Ops) | WMP.1204 |  | 0 | 0 | 0 | 0 | 0 | 0 | 0 | 0 | 0 | 0 | 0 | 0
Grid Design, Operations, and Maintenance | Grid Response Procedures and Notifications (Grid Ops) | WMP.1205 |  | 0 | 0 | 0 | 0 | 0 | 0 | 0 | 0 | 0 | 0 | 0 | 0
Grid Design, Operations, and Maintenance | Workforce Planning | WMP.1206 |  | 0 | 0 | 0 | 0 | 0 | 0 | 0 | 0 | 0 | 0 | 0 | 0
Grid Design, Operations, and Maintenance | Personnel Work Procedures and Training in Conditions of Elevated Fire Risk (Grid Ops) | WMP.515 |  | 0 | 0 | 0 | 0 | 0 | 0 | 0 | 0 | 0 | 0 | 0 | 0
Overview of the Service Territory | Environmental compliance and permitting | WMP.493 |  | 0 | 0 | 0 | 0 | 0 | 0 | 0 | 0 | 0 | 0 | 0 | 0
Situational Awareness and Forecasting | Environmental monitoring systems | WMP.447 |  | 0 | 0 | 0 | 0 | 0 | 0 | 0 | 0 | 0 | 0 | 0 | 0
Situational Awareness and Forecasting | Environmental monitoring systems | WMP.970 |  | 0 | 0 | 0 | 0 | 0 | 0 | 0 | 0 | 0 | 0 | 0 | 0
Situational Awareness and Forecasting | Environmental monitoring systems | WMP.1431 | Air Quality Station Maintenance | 0 | 0 | 0 | 84 | 0 | 84 | 0 | 0 | 0 | 192 | 0 | 192
Situational Awareness and Forecasting | Environmental monitoring systems | WMP.1430 | Weather Station Maintenance and Calibration | 260.6941 | 0 | 260.6941 | 0 | 0 | 0 | 216 | 0 | 216 | 0 | 0 | 0
Situational Awareness and Forecasting | Weather forecasting | WMP.443 |  | 0 | 0 | 0 | 0 | 0 | 0 | 0 | 0 | 0 | 0 | 0 | 0
Situational Awareness and Forecasting | Fire potential index | WMP.450 |  | 0 | 0 | 0 | 4538 | 0 | 4538 | 0 | 0 | 0 | 0 | 0 | 0
Grid Design, Operations, and Maintenance | Other technologies and systems not listed above | WMP.558 |  | 0 | 0 | 0 | 0 | 0 | 0 | 0 | 0 | 0 | 0 | 0 | 0
Vegetation Management and Inspection | Vegetation Inspections | WMP.494 |  | 0 | 0 | 0 | 61886.52 | 29247.5642 | 32638.9558 | 0 | 0 | 0 | 485400 | 229400 | 256000
Vegetation Management and Inspection | Emergency response vegetation management | WMP.496 |  | 0 | 0 | 0 | 0 | 0 | 0 | 0 | 0 | 0 | 0 | 0 | 0
Vegetation Management and Inspection | Wood and slash management | WMP.497 | Fuels Management | 0 | 0 | 0 | 5445 | 0 | 5445 | 0 | 0 | 0 | 500 | 0 | 500
Vegetation Management and Inspection | Clearance | WMP.501 |  | 0 | 0 | 0 | 10542.05 | 0 | 10542.05 | 0 | 0 | 0 | 11200 | 0 | 11200
Vegetation Management and Inspection | Quality assurance / quality control | WMP.505 |  | 0 | 0 | 0 | 0 | 0 | 0 | 0 | 0 | 0 | 0 | 0 | 0
Vegetation Management and Inspection | Vegetation management enterprise system | WMP.511 |  | 0 | 0 | 0 | 0 | 0 | 0 | 0 | 0 | 0 | 0 | 0 | 0
Vegetation Management and Inspection | Pole clearing | WMP.512 |  | 0 | 0 | 0 | 8129.9802 | 985.1536 | 7144.8266 | 0 | 0 | 0 | 33010 | 4000 | 29010
Grid Design, Operations, and Maintenance | Open work orders | WMP.1207 |  | 0 | 0 | 0 | 0 | 0 | 0 | 0 | 0 | 0 | 0 | 0 | 0
Grid Design, Operations, and Maintenance | Workforce Planning | WMP.1208 |  | 0 | 0 | 0 | 0 | 0 | 0 | 0 | 0 | 0 | 0 | 0 | 0
Vegetation Management and Inspection | High-risk species | WMP.1325 | Right Tree Right Place | 0 | 0 | 0 | 0 | 0 | 0 | 0 | 0 | 0 | 0 | 0 | 0
Vegetation Management and Inspection | High-risk species | WMP.1326 | Community Tree Rebate Program | 0 | 0 | 0 | 0 | 0 | 0 | 0 | 0 | 0 | 0 | 0 | 0
Grid Design, Operations, and Maintenance | Asset management and inspection enterprise system(s) | WMP.519 | Centralized repository for data | 8504 | 0 | 8504 | 2020 | 0 | 2020 | 0 | 0 | 0 | 0 | 0 | 0
Risk Methodology and Assessment | Risk Methodology and Assessment | WMP.442 | A summarized risk map that shows the overall ignition probability and estimated wildfire consequence along the electric lines and equipment (WiNGS) | 3974 | 0 | 3974 | 5754 | 0 | 5754 | 0 | 0 | 0 | 0 | 0 | 0
Wildfire Mitigation Strategy Development | Other | WMP.521 | Documentation and disclosure of wildfire-related data and algorithms | 0 | 0 | 0 | 0 | 0 | 0 | 0 | 0 | 0 | 0 | 0 | 0
Wildfire Mitigation Strategy Development | Other | WMP.523 | Allocation methodology development and application | 0 | 0 | 0 | 5045 | 0 | 5045 | 0 | 0 | 0 | 0 | 0 | 0
TOTAL | TOTAL |  |  | 303472.1312 | 6112.9237 | 297359.2075 | 194781.2069 | 32477.5299 | 162303.677 | 135645.8 | 585 | 135060.8 | 665410.8 | 233985.119 | 431425.681
TOTAL OPEX + CAPEX | TOTAL CAPEX + OPEX |  |  | 498253.3382

## 2026-2028 Base WMP
Utility | SDGE | Notes:
Table No. | 11 | Territory spend refers to the sum total of initiative spending across all areas, including HFTDs. HFTD spend refers to initiative spending applied to HFTDs, and is a subset of territory spend.
Date Modified |  | CAPEX = Capital expenditure; OPEX = Operating expenditure.
|  | The units for the spend data are thousands of dollars. |  |  | 2026 | [7 empty] | 2027 | [7 empty] | 2028
Table 11: Mitigation initiative financials |  |  |  |  | CAPEX | CAPEX | CAPEX | OPEX | OPEX | OPEX | UNITS | UNITS | CAPEX | CAPEX | CAPEX | OPEX | OPEX | OPEX | UNITS | UNITS | CAPEX | CAPEX | CAPEX | OPEX | OPEX | OPEX | UNITS | UNITS
[5 empty] | Territory | HFTD | non-HFTD | Territory | HFTD | non-HFTD | HFTD | non-HFTD | Territory | HFTD | non-HFTD | Territory | HFTD | non-HFTD | HFTD | non-HFTD | Territory | HFTD | non-HFTD | Territory | HFTD | non-HFTD | HFTD | non-HFTD
[5 empty] | PROJECTED CYCLE YEAR 1 VALUE | PROJECTED CYCLE YEAR 1 VALUE | PROJECTED CYCLE YEAR 1 VALUE | PROJECTED CYCLE YEAR 1 VALUE | PROJECTED CYCLE YEAR 1 VALUE | PROJECTED CYCLE YEAR 1 VALUE | PROJECTED CYCLE YEAR 1 VALUE | PROJECTED CYCLE YEAR 1 VALUE | PROJECTED CYCLE YEAR 2 VALUE | PROJECTED CYCLE YEAR 2 VALUE | PROJECTED CYCLE YEAR 2 VALUE | PROJECTED CYCLE YEAR 2 VALUE | PROJECTED CYCLE YEAR 2 VALUE | PROJECTED CYCLE YEAR 2 VALUE | PROJECTED CYCLE YEAR 2 VALUE | PROJECTED CYCLE YEAR 2 VALUE | PROJECTED CYCLE YEAR 3 VALUE | PROJECTED CYCLE YEAR 3 VALUE | PROJECTED CYCLE YEAR 3 VALUE | PROJECTED CYCLE YEAR 3 VALUE | PROJECTED CYCLE YEAR 3 VALUE | PROJECTED CYCLE YEAR 3 VALUE | PROJECTED CYCLE YEAR 3 VALUE | PROJECTED CYCLE YEAR 3 VALUE
WMPInitiativeCategory | WMPInitiativeActivity | UtilityInitiativeTrackingID | Lookup Value | Comments | 2026 | 2026 | 2026 | 2026 | 2026 | 2026 | 2026 | 2026 | 2027 | 2027 | 2027 | 2027 | 2027 | 2027 | 2027 | 2027 | 2028 | 2028 | 2028 | 2028 | 2028 | 2028 | 2028 | 2028
Community Outreach and Engagement | Public outreach and education awareness program | WMP.527 | WMP.0563 |  | 0 |  | 0 | 623.15 | 623.15 | 0 | 0 | 0 | 0 |  | 0 | 641.8445 | 641.8445 | 0 | 0 | 0 | 0 |  | 0 | 661.0998 | 661.0998 | 0 | 0 | 0
Community Outreach and Engagement | Engagement with access and functional needs populations | WMP.532 | WMP.0563 |  | 0 |  | 0 | 1770.57 | 1770.57 | 0 | 0 | 0 | 0 |  | 0 | 1823.6871 | 1823.6871 | 0 | 0 | 0 | 0 |  | 0 | 1878.3977 | 1878.3977 | 0 | 0 | 0
Emergency Preparedness | Other | WMP.514 | WMP.0514 | Crew-accompanying ignition prevention and suppression resources and services | 0 |  | 0 | 4635 | 4635 | 0 | 0 | 0 | 0 |  | 0 | 4774.05 | 4774.05 | 0 | 0 | 0 | 0 |  | 0 | 4917.2715 | 4917.2715 | 0 | 0 | 0
Grid Design, Operations, and Maintenance | Personnel Work Procedures and Training in Elevated Fire Risk (Grid Ops) | WMP.557 | WMP.0557 | Aviation Firefighting Program | 0 |  | 0 | 5326.13 | 5326.13 | 0 | 0 | 0 | 0 |  | 0 | 5485.9139 | 5485.9139 | 0 | 0 | 0 | 0 |  | 0 | 5650.4913 | 5650.4913 | 0 | 0 | 0
Emergency Preparedness | Public emergency communication strategy | WMP.563 | WMP.0563 |  | 0 |  | 0 | 9387 | 9387 | 0 | 0 | 0 | 0 |  | 0 | 9668.61 | 9668.61 | 0 | 0 | 0 | 0 |  | 0 | 9958.6683 | 9958.6683 | 0 | 0 | 0
Emergency Preparedness | Customer support in wildfire and PSPS emergencies | WMP.1007 | WMP.1007 |  | 0 |  | 0 | 0 | 0 | 0 | 0 | 0 | 0 |  | 0 | 0 | 0 | 0 | 0 | 0 | 0 |  | 0 | 0 | 0 | 0 | 0 | 0
Emergency Preparedness | Emergency preparedness plan | WMP.1008 | WMP.1008 |  | 0 |  | 0 | 21533 | 21533 | 0 | 0 | 0 | 0 |  | 0 | 22178.99 | 22178.99 | 0 | 0 | 0 | 0 |  | 0 | 22844.3597 | 22844.3597 | 0 | 0 | 0
Grid Design, Operations, and Maintenance | Covered conductor installation | WMP.455 | WMP.0455 | Covered Conductor | 80000 | 80000 | 0 | 1832 | 1832 | 0 | 50 | 0 | 60000 | 60000 | 0 | 1886.96 | 1886.96 | 0 | 50 | 0 | 38961 | 38961 | 0 | 420 | 420 | 0 | 30 | 0
Grid Design, Operations, and Maintenance | Other grid topology improvements to minimize risk of ignitions | WMP.1189 | WMP.1189 | Strategic Pole Replacement Program | 7923 | 7368.39 | 554.61 | 168 | 156.24 | 11.76 | 186 | 14 | 7923 | 6774.165 | 1148.835 | 173.04 | 147.9492 | 25.0908 | 171 | 29 | 7923 | 5546.1 | 2376.9 | 178.2312 | 124.7618 | 53.4694 | 140 | 60
Grid Design, Operations, and Maintenance | Other technologies and systems not listed above | WMP.461 | WMP.0461 | PSPS Sectionalizing Enhancements | 2205 | 2205 | 0 | 0 | 0 | 0 | 7 | 0 | 1890 | 1890 | 0 | 0 | 0 | 0 | 6 | 0 | 1575 | 1575 | 0 | 0 | 0 | 0 | 5 | 0
Grid Design, Operations, and Maintenance | Microgrids | WMP.462 | WMP.0462 | Microgrids | 0 |  | 0 | 1273.08 | 0 | 1273.08 | 0 | 0 |  |  | 0 | 1311.2724 | 0 | 1311.2724 | 0 | 0 | 910 | 910 | 0 | 1350.6106 | 0 | 1350.6106 | 1 | 0
Grid Design, Operations, and Maintenance | Other technologies and systems not listed above | WMP.1432 | WMP.1432 | Generator Grant Program | 0 |  | 0 | 4071.59 | 4071.59 | 0 | 0 | 0 | 0 |  | 0 | 4193.7377 | 4193.7377 | 0 | 0 | 0 | 0 |  | 0 | 4319.5498 | 4319.5498 | 0 | 0 | 0
Grid Design, Operations, and Maintenance | Other technologies and systems not listed above | WMP.467 | WMP.0467 | Generator Assistance Program | 0 |  | 0 | 508.82 | 508.82 | 0 | 0 | 0 | 0 |  | 0 | 524.0846 | 524.0846 | 0 | 0 | 0 | 0 |  | 0 | 539.8071 | 539.8071 | 0 | 0 | 0
Grid Design, Operations, and Maintenance | Other technologies and systems not listed above | WMP.468 | WMP.0468 | Standby Power Programs | 0 |  | 0 | 1030 | 1030 | 0 | 0 | 0 | 0 |  | 0 | 1060.9 | 1060.9 | 0 | 0 | 0 | 0 |  | 0 | 1092.727 | 1092.727 | 0 | 0 | 0
Grid Design, Operations, and Maintenance | Traditional overhead hardening | WMP.1017 | WMP.1017 | CNF(Distribution Overhead) | 462.1227 | 462.1227 | 0 | 237.93 | 237.93 | 0 | 0 | 0 | 323.3563 | 323.3563 | 0 |  |  | 0 | 0 | 0 | 180.7728 | 180.7728 | 0 |  |  | 0 | 0 | 0
Grid Design, Operations, and Maintenance | Undergrounding of electric lines and/or equipment | WMP.473 | WMP.0473 | SUG | 1520 | 1520 | 0 | 1634 | 1634 | 0 | 0 | 0 | 23090 | 23090 | 0 | 1671 | 1671 | 0 | 0 | 0 | 121200 | 121200 | 0 | 1708.855 | 1708.855 | 0 | 50 | 0
Grid Design, Operations, and Maintenance | Traditional overhead hardening | WMP.475 | WMP.0475 | Distribution OH System Hardening | 8300 | 8300 | 0 | 1219 | 1219 | 0 | 6.53 | 0 | 280 | 280 | 0 | 420 | 420 | 0 | 0 | 0 | 280 | 280 | 0 | 432.6 | 432.6 | 0 | 0 | 0
Grid Design, Operations, and Maintenance | Traditional overhead hardening | WMP.543 | WMP.0543 | Transmission OH Hardening | 0 |  | 0 | 0 | 0 | 0 | 6.02 | 0 | 0 |  | 0 | 0 | 0 | 0 | 11.94 | 0 | 0 |  | 0 | 0 | 0 | 0 | 3 | 0
Grid Design, Operations, and Maintenance | Traditional overhead hardening | WMP.545 | WMP.0545 | Transmission OH Hardening - Distribution Underbuild | 7200 | 7200 | 0 | 1.03 | 1.03 | 0 | 1.2 | 0 | 4970 | 4970 | 0 | 1.0609 | 1.0609 | 0 | 7.1 | 0 | 3537 | 3537 | 0 | 1.0927 | 1.0927 | 0 | 3 | 0
Grid Design, Operations, and Maintenance | Installation of system automation equipment | WMP.463 | WMP.0463 | Advanced Protection | 2759 | 2759 | 0 | 149.35 | 149.35 | 0 | 30 | 0 | 1808 | 1808 | 0 | 153.8305 | 153.8305 | 0 | 30 | 0 | 1226 | 1226 | 0 | 158.4454 | 158.4454 | 0 | 30 | 0
Grid Design, Operations, and Maintenance | Installation of system automation equipment | WMP.1195 | WMP.1195 | Early Fault Detection | 2968 | 2968 | 0 | 130.81 | 130.81 | 0 | 60 | 0 | 2868 | 2868 | 0 | 134.7343 | 134.7343 | 0 | 60 | 0 | 1768 | 1768 | 0 | 138.7763 | 138.7763 | 0 | 60 | 0
Grid Design, Operations, and Maintenance | Installation of system automation equipment | WMP.549 | WMP.0549 | Distribution Communications Reliability Improvements | 0 |  | 0 | 2355.61 | 2299.524 | 56.086 | 0 | 0 | 0 |  | 0 | 1066 | 1040.619 | 25.381 | 0 | 0 |  |  | 0 | 945 | 922.5 | 22.5 | 0 | 0
Grid Design, Operations, and Maintenance | Asset inpsections | WMP.478 | WMP.0478 | Distribution overhead detailed inspections | 11032.7952 | 11032.7952 | 0 | 608.82 | 608.82 | 0 | 21924 | 0 | 11397.9408 | 11397.9408 | 0 | 627.0846 | 627.0846 | 0 | 17779 | 0 | 11775.8664 | 11775.8664 | 0 | 1045.8971 | 1045.8971 | 0 | 11537 | 0
Grid Design, Operations, and Maintenance | Asset inpsections | WMP.479 | WMP.0479 | Transmission overhead detailed inspections | 1088.56 | 905.2798 | 183.2802 | 15.45 | 12.8487 | 2.6013 | 2035 | 412 | 1077.4506 | 869.1321 | 208.3185 | 15.9135 | 12.8367 | 3.0768 | 2036 | 488 | 1081.1752 | 944.8069 | 136.3683 | 16.3909 | 14.3235 | 2.0674 | 2224 | 321
Grid Design, Operations, and Maintenance | Asset inpsections | WMP.482 | WMP.0482 | Transmission infrared inspections | 0 |  | 0 | 0 | 0 | 0 | 6135 | 1159 | 0 |  | 0 | 0 | 0 | 0 | 6135 | 1159 | 0 |  | 0 | 0 | 0 | 0 | 6135 | 1159
Grid Design, Operations, and Maintenance | Asset inpsections | WMP.483 | WMP.0483 | Distribution wood pole intrusive inspections | 0 | 0 | 0 | 81.37 | 81.37 | 0 | 1214 | 0 | 0 | 0 | 0 | 1012 | 1012 | 0 | 5477 | 0 | 0 | 0 | 0 | 1451 | 1451 | 0 | 11923 | 0
Grid Design, Operations, and Maintenance | Asset inpsections | WMP.488 | WMP.0488 | Distribution overhead patrol inspections | 0 | 0 | 0 | 318.27 | 318.27 | 0 | 84678 | 0 | 0 | 0 | 0 | 327.8181 | 327.8181 | 0 | 84678 | 0 | 0 | 0 | 0 | 337.6526 | 337.6526 | 0 | 84678 | 0
Grid Design, Operations, and Maintenance | Asset inpsections | WMP.489 | WMP.0489 | Transmission overhead patrol inspections | 0 |  | 0 | 0 | 0 | 0 | 6267 | 1187 | 0 |  | 0 | 0 | 0 | 0 | 6267 | 1187 | 0 |  | 0 | 0 | 0 | 0 | 6267 | 1187
Grid Design, Operations, and Maintenance | Asset inpsections | WMP.492 | WMP.0492 | Substation patrol inspections | 0 |  | 0 | 0 | 0 | 0 | 381 | 0 | 0 |  | 0 | 0 | 0 | 0 | 381 | 0 | 0 |  | 0 | 0 | 0 | 0 | 381 | 0
Grid Design, Operations, and Maintenance | Asset inpsections | WMP.552 | WMP.0552 | Drone assessments | 23640.5 | 20047.144 | 3593.356 | 3825 | 3243.6 | 581.4 | 7632 | 1368 | 13600 | 12995.5556 | 604.4444 | 3825 | 3655 | 170 | 8600 | 400 | 14041.003 | 13760.1829 | 280.8201 | 3825 | 3748.5 | 76.5 | 8820 | 180
Grid Design, Operations, and Maintenance | Asset inpsections | WMP.1190 | WMP.1190 | Transmission wood pole intrusive inspections | 0 |  | 0 | 0 | 0 | 0 | 68 | 0 | 0 |  | 0 | 0 | 0 | 0 | 196 | 0 | 0 |  | 0 | 0 | 0 | 0 | 24 | 0
Situational Awareness and Forecasting | Environmental monitoring systems | WMP.1431 | WMP.1431 | Air Quality Station Maintenance | 0 |  | 0 | 86.52 | 32.445 | 54.075 | 72 | 120 | 0 |  | 0 | 89.1156 | 33.4183 | 55.6973 | 72 | 120 | 0 |  | 0 | 91.7891 | 34.4209 | 57.3682 | 72 | 120
Situational Awareness and Forecasting | Environmental monitoring systems | WMP.1430 | WMP.1430 | Weather Station Maintenance and Calibration | 260.6941 | 233.0629 | 27.6312 | 0 | 0 | 0 | 194 | 23 | 263.6792 | 235.7317 | 27.9476 | 0 | 0 | 0 | 194 | 23 | 269.9267 | 241.317 | 28.6097 | 0 | 0 | 0 | 194 | 23
Situational Awareness and Forecasting | Weather forecasting | WMP.443 | WMP.0443 |  | 0 |  | 0 | 0 | 0 | 0 | 0 | 0 | 0 |  | 0 | 0 | 0 | 0 | 0 | 0 | 0 |  | 0 | 0 | 0 | 0 | 0 | 0
Situational Awareness and Forecasting | Fire potential index | WMP.450 | WMP.0450 |  |  |  | 0 | 5550.14 | 5550.14 | 0 | 0 | 0 | 0 |  | 0 | 5716.6442 | 5716.6442 | 0 | 0 | 0 | 0 |  | 0 | 5888.1435 | 5888.1435 | 0 | 0 | 0
Vegetation Management and Inspection | Vegetation Inspections | WMP.494 | WMP.0494 |  | 0 |  | 0 | 9477 | 4977.621 | 4499.379 | 255000 | 230500 | 0 |  | 0 | 9761.31 | 5126.9496 | 4634.3604 | 255000 | 230500 | 0 |  | 0 | 10054.1493 | 5280.7581 | 4773.3912 | 255000 | 230500
Vegetation Management and Inspection | Wood and slash management | WMP.497 | WMP.0497 | Fuels Management | 0 |  | 0 | 5608.35 | 5608.35 | 0 | 500 | 0 | 0 |  | 0 | 5776.6005 | 5776.6005 | 0 | 500 | 0 | 0 |  | 0 | 5949.8985 | 5949.8985 | 0 | 500 | 0
Vegetation Management and Inspection | Clearance | WMP.501 | WMP.0501 |  | 0 |  | 0 | 55392.445 | 27696 | 27696.445 | 0 | 0 | 0 |  | 0 | 57054.2184 | 28526.88 | 28527.3384 | 0 | 0 | 0 |  | 0 | 58765.8449 | 29382.6864 | 29383.1585 | 0 | 0
Vegetation Management and Inspection | Quality assurance / quality control | WMP.505 | WMP.0505 |  | 0 |  | 0 | 6246.807 | 3123 | 3123.807 | 0 | 0 | 0 |  | 0 | 6434.2112 | 3216.69 | 3217.5212 | 0 | 0 | 0 |  | 0 | 6627.2375 | 3313.1907 | 3314.0468 | 0 | 0
Vegetation Management and Inspection | Pole clearing | WMP.512 | WMP.0512 |  | 0 |  | 0 | 6619.81 | 6222.6214 | 397.1886 | 20680 | 1320 | 0 |  | 0 | 6818.4043 | 6409.3 | 409.1043 | 20680 | 1320 | 0 |  | 0 | 7022.9564 | 6601.579 | 421.3774 | 20680 | 1320
Grid Design, Operations, and Maintenance | Asset management and inspection enterprise system(s) | WMP.519 | WMP.0519 | Centralized repository for data | 7397 | 7397 | 0 | 2169 | 2169 | 0 | 0 | 0 | 6731 | 6731 | 0 | 2481 | 2481 | 0 | 0 | 0 | 6425 | 6425 | 0 | 2555 | 2555 | 0 | 0 | 0
Risk Methodology and Assessment | Risk Methodology and Assessment | WMP.442 | WMP.0442 | A summarized risk map that shows the overall ignition probability and estimated wildfire consequence along the electric lines and equipment (WiNGS) | 3974 | 3974 | 0 | 5926.62 | 5926.62 | 0 | 0 | 0 | 3974 | 3974 | 0 | 6104.4186 | 6104.4186 | 0 | 0 | 0 | 3974 | 3974 | 0 | 6507.5512 | 6507.5512 | 0 | 0 | 0
Wildfire Mitigation Strategy Development | Other | WMP.523 | WMP.0523 | Allocation methodology development and application | 0 |  | 0 | 5196.35 | 5196.35 | 0 | 0 | 0 | 0 |  | 0 | 5352.2405 | 5352.2405 | 0 | 0 | 0 | 0 |  | 0 | 5792.8077 | 5792.8077 | 0 | 0 | 0
TOTAL |  |  |  |  | 160730.6719 | 156371.7946 | 4358.8774 | 165008.022 | 127312.2001 | 37695.8219 | 407126.75 | 236103 | 140196.4269 | 138206.8814 | 1989.5455 | 168565.6954 | 130186.853 | 38378.8424 | 408331.04 | 235226 | 215127.7441 | 212305.046 | 2822.6981 | 173127.3025 | 133672.8131 | 39454.4894 | 408757 | 234870
TOTAL OPEX + CAPEX |  |  |  |  | 325738.6939 | [7 empty] | 308762.1223 | [7 empty] | 388255.0465

## 2024-2027 Auth CapEx
Imputed Authorized Costs
Budget Code | WMP Tracking ID | Functional Area | WPS | Project_Name | Project_Sub_Name | Wrk_Grp | 2024 | AY 2025 | AY 2026 | AY 2027
00239 | WMP.1433 | WILDFIRE MITIGATION & VEGETATION MANAGEMENT | 002390.001 | Pole Replacement and Reinforcement in HFTD | RAMP Pole Replacement and Reinforcement in HFTD | 002390 | 7542 | 7768 | 8001 | 8241
00239 | WMP.1433 | WILDFIRE MITIGATION & VEGETATION MANAGEMENT | 002390.002 | Pole Replacement and Reinforcement in HFTD | RAMP Pole Replacement and Reinforcement in HFTD | 002390 | 1483 | 1527 | 1573 | 1620
00239 | WMP.1433 | WILDFIRE MITIGATION & VEGETATION MANAGEMENT | 002390.003 | Pole Replacement and Reinforcement in HFTD | RAMP Pole Replacement and Reinforcement in HFTD | 002390 | 2472 | 2546 | 2622 | 2701
00239 | WMP.1433 | WILDFIRE MITIGATION & VEGETATION MANAGEMENT | 002390.004 | Pole Replacement and Reinforcement in HFTD | RAMP Pole Replacement and Reinforcement in HFTD | 002390 | 866 | 892 | 919 | 947
08165 | WMP.1017 | WILDFIRE MITIGATION & VEGETATION MANAGEMENT | 081650.001 | CNF Fire Hardening | RAMP CNF Fire Hardening | 081650 | 1512 | 1557 | 1604 | 1652
11253 | WMP.449 | WILDFIRE MITIGATION & VEGETATION MANAGEMENT | 112530.001 | Wireless Fault Indicators | RAMP - Wireless Fault Indicators | 112530 | 1334 | 1374 | 1415 | 1457
14140 | WMP.545 | WILDFIRE MITIGATION & VEGETATION MANAGEMENT | 141400.001 | Overhead Transmission Fire Hardening (Distribution Underbuild) | RAMP - OH Transmission Fire Hardening (Dist. Underbuild) - 2022 ISDs | 141400 | 0 | 0 | 0 | 0
14140 | WMP.545 | WILDFIRE MITIGATION & VEGETATION MANAGEMENT | 141400.002 | Overhead Transmission Fire Hardening (Distribution Underbuild) | RAMP OH Transmission Fire Hardening (Dist. Underbuild) 2023 ISDs (Same RAMP Item as 141400.001) | 141400 | 11198 | 11534 | 11880 | 12236
14140 | WMP.545 | WILDFIRE MITIGATION & VEGETATION MANAGEMENT | 141400.003 | Overhead Transmission Fire Hardening (Distribution Underbuild) | OH Transmission Fire Hardening (Dist. Underbuild) - 2024 ISDs (Same RAMP Item as 141400.001) | 141400 | 5823 | 5998 | 6178 | 6363
14140 | WMP.545 | WILDFIRE MITIGATION & VEGETATION MANAGEMENT | 141400.004 | Overhead Transmission Fire Hardening (Distribution Underbuild) | RAMP OH Transmission Fire Hardening (Dist. Underbuild) - 2024-2 ISDs (Same RAMP Item as 141400.001) | 141400 | 1112 | 1145 | 1179 | 1214
15259 | WMP.463 | WILDFIRE MITIGATION & VEGETATION MANAGEMENT | 152590.001 | Advanced Protection | RAMP - Advanced Protection | 152590 | 5904 | 6081 | 6263 | 6451
15259 | WMP.463 | WILDFIRE MITIGATION & VEGETATION MANAGEMENT | 152590.002 | Advanced Protection | Advanced Protection - Electric General (Same RAMP item as 152590.001) | 152590 | 1042 | 1073 | 1105 | 1138
19134 | WMP.549 | WILDFIRE MITIGATION & VEGETATION MANAGEMENT | 191340.001 | HFTD Transm. Fiber Optics | RAMP - HFTD Transmission Fiber Optics | 191340 | 9653 | 9943 | 10241 | 10548
19242 | WMP.459 | WILDFIRE MITIGATION & VEGETATION MANAGEMENT | 192420.001 | HFTD Expulsion Fuse Replacement | RAMP HFTD Expulsion Fuse Replacements | 192420 | 0 | 0 | 0 | 0
19245 | WMP.461 | WILDFIRE MITIGATION & VEGETATION MANAGEMENT | 192450.001 | Public Safety Power Shutoff (PSPS) Engineering Enhancements | RAMP PSPS Engineering Enhancements | 192450 | 1571 | 1618 | 1667 | 1717
19245 | WMP.461 | WILDFIRE MITIGATION & VEGETATION MANAGEMENT | 192450.002 | Public Safety Power Shutoff (PSPS) Engineering Enhancements | RAMP PSPS Engineering Enhancements - Electric General (Same RAMP item as 192450.001 | 192450 | 394 | 406 | 418 | 431
19246 | WMP.473 | WILDFIRE MITIGATION & VEGETATION MANAGEMENT | 192460.001 | Strategic Undergrounding | RAMP Strategic Undergrounding | 192460 | 99915 | 118600 | 119728 | 121233
19246 | WMP.473 | WILDFIRE MITIGATION & VEGETATION MANAGEMENT | 192460.002 | Strategic Undergrounding | RAMP Strategic Undergrounding - Common Eqmt (Same RAMP item as 192460.001) | 192460 | 3641 | 0 | 0 | 0
19247 | WMP.1430 | WILDFIRE MITIGATION & VEGETATION MANAGEMENT | 192470.001 | Advanced Weather Station Integration and Forecast | RAMP Advanced Station Integration and Forecast | 192470 | 476 | 490 | 505 | 520
19247 | WMP.1430 | WILDFIRE MITIGATION & VEGETATION MANAGEMENT | 192470.002 | Advanced Weather Station Integration and Forecast | RAMP Advanced Station Integration and Forecast (Same RAMP as 192470.001) | 192470 | 0 | 0 | 0 | 0
19248 | WMP.450 | WILDFIRE MITIGATION & VEGETATION MANAGEMENT | 192480.001 | Fire Science Enhancement (WRRM-OPS) | RAMP Fire Science Enhancements | 192480 | 3145 | 3239 | 3336 | 3436
19249 | WMP.462 | WILDFIRE MITIGATION & VEGETATION MANAGEMENT | 192490.001 | WMP Microgrids | RAMP Microgrids - Q1 2022 ISD | 192490 | 0 | 0 | 0 | 0
19249 | WMP.462 | WILDFIRE MITIGATION & VEGETATION MANAGEMENT | 192490.002 | WMP Microgrids | RAMP Microgirds - RAAB Site (Same RAMP Item as 0192490.001) | 192490 | 0 | 0 | 0 | 0
19249 | WMP.462 | WILDFIRE MITIGATION & VEGETATION MANAGEMENT | 192490.003 | WMP Microgrids | RAMP Microgrids - 2023 ISDs (Same RAMP Item as 0192490.001) | 192490 | 0 | 0 | 0 | 0
19249 | WMP.462 | WILDFIRE MITIGATION & VEGETATION MANAGEMENT | 192490.004 | WMP Microgrids | RAMP Microgrids - 2023 ISD Solar Costs (Same RAMP Item as 0192490.001) | 192490 | 0 | 0 | 0 | 0
21273 | WMP.462 | WILDFIRE MITIGATION & VEGETATION MANAGEMENT | 192490.005 | WMP Microgrids | RAMP Microgrids - Off Grid Power Solutions (Same RAMP Item as 0192490.001) | 192490 | 3009 | 3099 | 3192 | 3288
19780 | WMP.1008 | WILDFIRE MITIGATION & VEGETATION MANAGEMENT | 197800.001 | Wildfire and Climate Resilience Center | RAMP Emergency Operations Center Improvements | 197800 | 0 | 0 | 0 | 0
19873 | WMP.549 | WILDFIRE MITIGATION & VEGETATION MANAGEMENT | 198730.001 | WMP PRIVATE LTE | RAMP WMP Private LTE | 198730 | 82902 | 85389 | 87951 | 90590
19873 | WMP.549 | WILDFIRE MITIGATION & VEGETATION MANAGEMENT | 198730.002 | WMP PRIVATE LTE | RAMP WMP Private LTE - License Fees (Same RAMP item as 19873.001) | 198730 | 0 | 0 | 0 | 0
20127 | WMP.479 | WILDFIRE MITIGATION & VEGETATION MANAGEMENT | 201270.001 | CORRECTIVE MAINTENANCE PROGRAM TIER 2&3 | RAMP - Transmission CMP (Distribution Costs) | 201270 | 727 | 749 | 771 | 794
20240 | WMP.541 | WILDFIRE MITIGATION & VEGETATION MANAGEMENT | 202400.001 | Meteorology Super Computer Replacements | RAMP - Meteorology Super Computer Replacement | 202400 | 0 | 0 | 0 | 0
20286 | WMP.552 | WILDFIRE MITIGATION & VEGETATION MANAGEMENT | 202480.001 | DRONE INVESTIGATION ASSESMENT AND REPAIR | RAMP - Drone Investigation Assessment & Repair | 202480 | 7248 | 7465 | 7689 | 7920
20286 | WMP.552 | WILDFIRE MITIGATION & VEGETATION MANAGEMENT | 202480.002 | DRONE INVESTIGATION ASSESMENT AND REPAIR | RAMP Drone Investigation Assessment & Repair - Software (Same RAMP Item as 20248.001) | 202480 | 1418 | 1461 | 1505 | 1550
20258 | WMP.453 | WILDFIRE MITIGATION & VEGETATION MANAGEMENT | 202580.001 | HFTD SCADA CAPACITOR REPLACEMENT | RAMP - HFTD SCADA Capacitor Replacement | 202580 | 1789 | 1843 | 1898 | 1955
20277 | WMP.557 | WILDFIRE MITIGATION & VEGETATION MANAGEMENT | 202770.001 | AVIATION FIREFIGHTING PROGRAM | RAMP Aviation Firefighting Program - Firehawk Helicoptor | 202770 | 0 | 0 | 0 | 0
20277 | WMP.557 | WILDFIRE MITIGATION & VEGETATION MANAGEMENT | 202770.002 | AVIATION FIREFIGHTING PROGRAM | RAMP Aviation Firefighting Program - Airbus Helicoptor (Same RAMP Item as 20277.001) | 202770 | 9450 | 9734 | 10026 | 10327
20277 | WMP.557 | WILDFIRE MITIGATION & VEGETATION MANAGEMENT | 202770.003 | AVIATION FIREFIGHTING PROGRAM | RAMP Aviation Firefighting Program - Unmanned Aerial Systems (Same RAMP Item as 20277.001) | 202770 | 118 | 122 | 126 | 130
20277 | WMP.557 | WILDFIRE MITIGATION & VEGETATION MANAGEMENT | 202770.004 | AVIATION FIREFIGHTING PROGRAM | RAMP - Aviation Training Acquisition (Same RAMP Item as 20277.001) | 202770 | 0 | 0 | 0 | 0
20282 | WMP.550 | WILDFIRE MITIGATION & VEGETATION MANAGEMENT | 202820.001 | Lightning Arrestor Replacement Program | RAMP Lightning Arrestor Replacement Program | 202820 | 2293 | 2362 | 2433 | 2506
22247 | WMP.972 | WILDFIRE MITIGATION & VEGETATION MANAGEMENT | 202820.002 | Lightning Arrestor Replacement Program | RAMP - Avian Protection HFTD | 202820 | 1719 | 1771 | 1824 | 1879
20284 | WMP.475 | WILDFIRE MITIGATION & VEGETATION MANAGEMENT | 202840.001 | OH SYSTEM TRADITIONAL HARDENING | RAMP OH System Traditional Hardening | 202840 | 6869 | 7075 | 7287 | 7506
20285 | WMP.455 | WILDFIRE MITIGATION & VEGETATION MANAGEMENT | 202850.001 | OH SYSTEM COVERED CONDUCTOR | RAMP OH System Covered Conductor | 202850 | 90141 | 90141 | 90141 | 90141
20877 | WMP.442 | WILDFIRE MITIGATION & VEGETATION MANAGEMENT | 208770.001 | WMP CIRCUIT RISK INDEX | RAMP - Circuit Risk Index | 208770 | 527 | 543 | 559 | 576
20890 | WMP.563 | WILDFIRE MITIGATION & VEGETATION MANAGEMENT | 208900.001 | WMP PSPS MOBILE AND ENS ENHANCEMENTS | RAMP - PSPS Mobile and ENS Enhancements | 208900 | 3699 | 3810 | 3924 | 4042
20890 | WMP.563 | WILDFIRE MITIGATION & VEGETATION MANAGEMENT | 208900.002 | WMP PSPS MOBILE AND ENS ENHANCEMENTS | RAMP - PSPP Mobile App (Same RAMP as 20890.001) | 208900 | 0 | 0 | 0 | 0
20891 | WMP.519 | WILDFIRE MITIGATION & VEGETATION MANAGEMENT | 208910.001 | WMP CENTRALIZED REPOSITORY FOR DATA | RAMP - Centralized Repository for Data | 208910 | 6713 | 6914 | 7121 | 7335
21255 | WMP.557 | WILDFIRE MITIGATION & VEGETATION MANAGEMENT | 212550.001 | HELICOPTER IR & HD CAMERA | RAMP Helicopter IR & HD Cameras | 212550 | 0 | 0 | 0 | 0
21256 | WMP.557 | WILDFIRE MITIGATION & VEGETATION MANAGEMENT | 212560.001 | TWIN ENGINE MEDIUM LIFT HELICOPTER | RAMP Aviation Firefighting Program - Firehawk, Bell 412 | 212560 | 0 | 0 | 0 | 0
21877 | WMP.523 | WILDFIRE MITIGATION & VEGETATION MANAGEMENT | 218770.001 | WMP Asset Investment Prioritization | RAMP - WMP Asset Investment Prioritization | 218770 | 0 | 0 | 0 | 0
21877 | WMP.523 | WILDFIRE MITIGATION & VEGETATION MANAGEMENT | 218770.002 | WMP Asset Investment Prioritization | RAMP - Asset Investment Prioritization Phase 2 (Same RAMP item as 218770.001) | 218770 | 0 | 0 | 0 | 0
21877 | WMP.523 | WILDFIRE MITIGATION & VEGETATION MANAGEMENT | 218770.003 | WMP Asset Investment Prioritization | RAMP - Asset Investment Prioritization Phase 3 (Same RAMP item as 218770.001) | 218770 | 2372 | 2443 | 2516 | 2591
21879 | WMP.1008 | WILDFIRE MITIGATION & VEGETATION MANAGEMENT | 218790.001 | Emergency Management Operations | RAMP - EMO Noggin Phase 3 | 218790 | 0 | 0 | 0 | 0
21879 | WMP.1008 | WILDFIRE MITIGATION & VEGETATION MANAGEMENT | 218790.002 | Emergency Management Operations | RAMP - EMO Noggin Phase 4 (Same RAMP item as 218790.001 | 218790 | 2949 | 3037 | 3128 | 3222
21882 | WMP.1008 | WILDFIRE MITIGATION & VEGETATION MANAGEMENT | 218820.001 | DIGITAL FORTRESS | RAMP - EMO Digital Fortress | 218820 | 0 | 0 | 0 | 0
21884 | WMP.519 | WILDFIRE MITIGATION & VEGETATION MANAGEMENT | 218840.001 | WMP ADVANCED ANALYTICS | RAMP - WMP Advanced Analytics | 218840 | 5007 | 5157 | 5312 | 5471
21886 | WMP.563 | WILDFIRE MITIGATION & VEGETATION MANAGEMENT | 218860.001 | PSPP ENHANCEMENT | RAMP - Public Safety Partner Portal Enhancement | 218860 | 0 | 0 | 0 | 0
22242 | WMP.1189 | WILDFIRE MITIGATION & VEGETATION MANAGEMENT | 222420.001 | High Risk Pole Replacement Program HFTD | RAMP - High Risk Pole Replacement Program HFTD | 222420 | 7958 | 8197 | 8443 | 8696

## 2024-2027 GRC O&M - Mitigation
WMP | Authorized
Mitigations | 2024 | 2025 | 2026 | 2027
WMP.1008 | 18472 | 19026 | 19597 | 20185
WMP.557 - HFTD | 12797 | 13181 | 13576 | 13983
WMP.557 - Non-HFTD | 342 | 352 | 363 | 374
WMP.563 | 13167 | 13562 | 13969 | 14388
WMP.523 | 8782 | 9045 | 9316 | 9595
WMP.442 | 2755 | 2838 | 2923 | 3011
WMP.519 | 1874 | 1930 | 1988 | 2048
WMP.462 | 1835 | 1890 | 1947 | 2004
WMP.473 | 3336 | 3436 | 3539 | 3644
WMP.475 - HFTD | 53 | 55 | 57 | 59
WMP.475 - Non-HFTD | 2 | 2 | 2 | 2
WMP.455 | 675 | 696 | 717 | 739
WMP.464 | 416 | 428 | 440 | 454
WMP.478 | 731 | 753 | 776 | 799
WMP.488 | 317 | 326 | 335 | 345
WMP.483 | 144 | 148 | 153 | 158
WMP.481 | 200 | 206 | 212 | 218
WMP.552 | 14444 | 14878 | 15324 | 15784
BLM-OM NewBLM-OM New | 153 | 158 | 163 | 168
CNF-OM NewCNF-OM New | 5 | 5 | 5 | 5
WMP.484 | 1712 | 1763 | 1816 | 1870
WMP.450 | 4296 | 4425 | 4557 | 4693
WMP.1431 | 114 | 117 | 121 | 125
WMP.514 | 3677 | 3787 | 3901 | 4018
WMP.468 | 11820 | 12174 | 12539 | 12915
WMP.466 | 8623 | 8881 | 9147 | 9422
WMP.467 | 2089 | 2152 | 2217 | 2284
WMP.497 | 5529 | 5695 | 5866 | 6041
WMP.512 - HFTD | 6249 | 6437 | 6630 | 6829
WMP.512 - Non-HFTD | 708 | 729 | 751 | 774
WMP.494 - HFTD | 31665 | 32615 | 33594 | 34601
WMP.494 - Non- HFTD | 23016 | 23706 | 24416 | 25149
WMP.1325 | 882 | 908 | 935 | 963
WMP.501 | 11934 | 12292 | 12661 | 13041
Total | 192814 | 198596 | 204553 | 210688

## 2024-2027 GRC Auth O&M
SDG&E WILDFIRE MITIGATION & VEGETATION MANAGEMENT O&M
Balanced
Type | Witness Area (Line of Business) | WP Activity Description (Spending Category) | RAMP Risk Chapter | RAMP Mitigation Activity | RAMP Tranche | Imputed Authorized Cost 2024 | Imputed Authorized Cost 2025 | Imputed Authorized Cost 2026 | Imputed Authorized Cost 2027
O&M | WILDFIRE MITIGATION & VEGETATION MANAGEMENT | WILDFIRE MITIGATION & VEGETATION MANAGEMENT |  |  |  | 192813999.9792 | 198595999.9824 | 204552999.9732 | 210687999.9792
O&M | WILDFIRE MITIGATION & VEGETATION MANAGEMENT | ASSET MANAGEMENT & INSPECTIONS | Wildfire Involving SDG&E Equipment | Dist Syst InspectCMP 5 Yr Detail Inspect | Tier 2 | 132000 | 135999.9996 | 139999.9992 | 144000
O&M | WILDFIRE MITIGATION & VEGETATION MANAGEMENT | ASSET MANAGEMENT & INSPECTIONS | Wildfire Involving SDG&E Equipment | Dist Syst InspectCMP 5 Yr Detail Inspect | Tier 3 | 225000 | 231999.9996 | 238999.9992 | 246000
O&M | WILDFIRE MITIGATION & VEGETATION MANAGEMENT | ASSET MANAGEMENT & INSPECTIONS | Wildfire Involving SDG&E Equipment | Dist System Inspect CMP Annual Patrol | Tier 2 | 171999.9996 | 177000 | 181999.9992 | 186999.9996
O&M | WILDFIRE MITIGATION & VEGETATION MANAGEMENT | ASSET MANAGEMENT & INSPECTIONS | Wildfire Involving SDG&E Equipment | Dist System Inspect CMP Annual Patrol | Tier 3 | 144999.9996 | 148999.9992 | 153000 | 157999.9992
O&M | WILDFIRE MITIGATION & VEGETATION MANAGEMENT | ASSET MANAGEMENT & INSPECTIONS | Wildfire Involving SDG&E Equipment | Dist System Inspection Drone Inspections | Tier 3 | 14443999.9992 | 14877999.9996 | 15324000 | 15783999.9996
O&M | WILDFIRE MITIGATION & VEGETATION MANAGEMENT | ASSET MANAGEMENT & INSPECTIONS | Wildfire Involving SDG&E Equipment | Dist System Inspection HFTD Tier 3 Inspections | Tier 3 | 373999.9992 | 384999.9996 | 396999.9996 | 408999.9996
O&M | WILDFIRE MITIGATION & VEGETATION MANAGEMENT | ASSET MANAGEMENT & INSPECTIONS | Wildfire Involving SDG&E Equipment | Dist System Inspection IR/Corona | Tier 2 | 199999.9992 | 205999.9992 | 211999.9992 | 217999.9992
O&M | WILDFIRE MITIGATION & VEGETATION MANAGEMENT | ASSET MANAGEMENT & INSPECTIONS | Wildfire Involving SDG&E Equipment | Intrusive Poles | Tier 2 | 48999.9996 | 49999.9992 | 51999.9996 | 54000
O&M | WILDFIRE MITIGATION & VEGETATION MANAGEMENT | ASSET MANAGEMENT & INSPECTIONS | Wildfire Involving SDG&E Equipment | Intrusive Poles | Tier 3 | 94999.9992 | 97999.9992 | 100999.9992 | 103999.9992
O&M | WILDFIRE MITIGATION & VEGETATION MANAGEMENT | ASSET MANAGEMENT & INSPECTIONS | Wildfire Involving SDG&E Equipment | LiDAR Flights | N/A | 1711999.9992 | 1762999.9992 | 1815999.9996 | 1869999.9996
O&M | WILDFIRE MITIGATION & VEGETATION MANAGEMENT | SubTotal ASSET MANAGEMENT & INSPECTIONS |  |  |  | 17547999.9948 | 18073999.9944 | 18615999.9948 | 19173999.996
O&M | WILDFIRE MITIGATION & VEGETATION MANAGEMENT | DATA GOVERNANCE | Wildfire Involving SDG&E Equipment | Data Governance | N/A | 1873999.9992 | 1929999.9996 | 1987999.9992 | 2047999.9992
O&M | WILDFIRE MITIGATION & VEGETATION MANAGEMENT | SubTotal DATA GOVERNANCE |  |  |  | 1873999.9992 | 1929999.9996 | 1987999.9992 | 2047999.9992
O&M | WILDFIRE MITIGATION & VEGETATION MANAGEMENT | EMERGENCY PLANNING & PREPAREDNESS | Wildfire Involving SDG&E Equipment | Emergency Management Operations | N/A | 18471999.9996 | 19026000 | 19596999.9996 | 20184999.9996
O&M | WILDFIRE MITIGATION & VEGETATION MANAGEMENT | SubTotal EMERGENCY PLANNING & PREPAREDNESS |  |  |  | 18471999.9996 | 19026000 | 19596999.9996 | 20184999.9996
O&M | WILDFIRE MITIGATION & VEGETATION MANAGEMENT | GRID DESIGN & SYSTEM HARDENING | Wildfire Involving SDG&E Equipment | Advanced Protection | Tier 3 | 0 | 0 | 0 | 0
O&M | WILDFIRE MITIGATION & VEGETATION MANAGEMENT | GRID DESIGN & SYSTEM HARDENING | Wildfire Involving SDG&E Equipment | Avian Protection Program | OH Distribution | 0 | 0 | 0 | 0
O&M | WILDFIRE MITIGATION & VEGETATION MANAGEMENT | GRID DESIGN & SYSTEM HARDENING | Wildfire Involving SDG&E Equipment | BLM Land Management | New01 | 4999.9992 | 4999.9992 | 4999.9992 | 4999.9992
O&M | WILDFIRE MITIGATION & VEGETATION MANAGEMENT | GRID DESIGN & SYSTEM HARDENING | Wildfire Involving SDG&E Equipment | CNF Access Roads | None | 0 | 0 | 0 | 0
O&M | WILDFIRE MITIGATION & VEGETATION MANAGEMENT | GRID DESIGN & SYSTEM HARDENING | Wildfire Involving SDG&E Equipment | CNF Land Management | N/A | 153000 | 157999.9992 | 162999.9996 | 168000
O&M | WILDFIRE MITIGATION & VEGETATION MANAGEMENT | GRID DESIGN & SYSTEM HARDENING | Wildfire Involving SDG&E Equipment | EARLY FAULT DETECTION | None | 0 | 0 | 0 | 0
O&M | WILDFIRE MITIGATION & VEGETATION MANAGEMENT | GRID DESIGN & SYSTEM HARDENING | Wildfire Involving SDG&E Equipment | Hotline Clamps | Tier 2 | 207999.9996 | 213999.9996 | 219999.9996 | 226999.9992
O&M | WILDFIRE MITIGATION & VEGETATION MANAGEMENT | GRID DESIGN & SYSTEM HARDENING | Wildfire Involving SDG&E Equipment | Hotline Clamps | Tier 3 | 207999.9996 | 213999.9996 | 219999.9996 | 226999.9992
O&M | WILDFIRE MITIGATION & VEGETATION MANAGEMENT | GRID DESIGN & SYSTEM HARDENING | Wildfire Involving SDG&E Equipment | LTE Communication Network | None | 0 | 0 | 0 | 0
O&M | WILDFIRE MITIGATION & VEGETATION MANAGEMENT | GRID DESIGN & SYSTEM HARDENING | Wildfire Involving SDG&E Equipment | Microgrids | Tier 2 | 1834999.9992 | 1890000 | 1947000 | 2004000
O&M | WILDFIRE MITIGATION & VEGETATION MANAGEMENT | GRID DESIGN & SYSTEM HARDENING | Wildfire Involving SDG&E Equipment | OH Dist Fire Hardening Bare Conductor | Non-HFTD | 1999.9992 | 1999.9992 | 1999.9992 | 1999.9992
O&M | WILDFIRE MITIGATION & VEGETATION MANAGEMENT | GRID DESIGN & SYSTEM HARDENING | Wildfire Involving SDG&E Equipment | OH Dist Fire Hardening Bare Conductor | Tier 2 | 30000 | 30999.9996 | 31999.9992 | 33000
O&M | WILDFIRE MITIGATION & VEGETATION MANAGEMENT | GRID DESIGN & SYSTEM HARDENING | Wildfire Involving SDG&E Equipment | OH Dist Fire Hardening Bare Conductor | Tier 3 | 22999.9992 | 24000 | 24999.9996 | 25999.9992
O&M | WILDFIRE MITIGATION & VEGETATION MANAGEMENT | GRID DESIGN & SYSTEM HARDENING | Wildfire Involving SDG&E Equipment | OH Dist Fire Hardening Covered Cond | Tier 2 | 121999.9992 | 126000 | 129999.9996 | 133999.9992
O&M | WILDFIRE MITIGATION & VEGETATION MANAGEMENT | GRID DESIGN & SYSTEM HARDENING | Wildfire Involving SDG&E Equipment | OH Dist Fire Hardening Covered Cond | Tier 3 | 552999.9996 | 570000 | 586999.9992 | 604999.9992
O&M | WILDFIRE MITIGATION & VEGETATION MANAGEMENT | GRID DESIGN & SYSTEM HARDENING | Wildfire Involving SDG&E Equipment | OH Trans Fire Hardening Dist Underbuild | Tier 2 | 0 | 0 | 0 | 0
O&M | WILDFIRE MITIGATION & VEGETATION MANAGEMENT | GRID DESIGN & SYSTEM HARDENING | Wildfire Involving SDG&E Equipment | Resiliency Assistance Programs | Tier 2 | 1252999.9992 | 1290999.9996 | 1329999.9996 | 1369999.9992
O&M | WILDFIRE MITIGATION & VEGETATION MANAGEMENT | GRID DESIGN & SYSTEM HARDENING | Wildfire Involving SDG&E Equipment | Resiliency Assistance Programs | Tier 3 | 835999.9992 | 861000 | 886999.9992 | 913999.9992
O&M | WILDFIRE MITIGATION & VEGETATION MANAGEMENT | GRID DESIGN & SYSTEM HARDENING | Wildfire Involving SDG&E Equipment | Resiliency Grant Programs | Tier 2 | 5586999.9996 | 5754000 | 5926999.9992 | 6105000
O&M | WILDFIRE MITIGATION & VEGETATION MANAGEMENT | GRID DESIGN & SYSTEM HARDENING | Wildfire Involving SDG&E Equipment | Resiliency Grant Programs | Tier 3 | 3036000 | 3126999.9996 | 3219999.9996 | 3316999.9992
O&M | WILDFIRE MITIGATION & VEGETATION MANAGEMENT | GRID DESIGN & SYSTEM HARDENING | Wildfire Involving SDG&E Equipment | Standby Power Programs | Tier 3 | 11820000 | 12174000 | 12538999.9992 | 12915000
O&M | WILDFIRE MITIGATION & VEGETATION MANAGEMENT | GRID DESIGN & SYSTEM HARDENING | Wildfire Involving SDG&E Equipment | Strategic Pole Replacement Program (HFTD) | HFTD Tiers 2 & 3 | 0 | 0 | 0 | 0
O&M | WILDFIRE MITIGATION & VEGETATION MANAGEMENT | GRID DESIGN & SYSTEM HARDENING | Wildfire Involving SDG&E Equipment | Strategic Undergrounding | Tier 2 | 1234999.9992 | 1272000 | 1309999.9992 | 1348999.9992
O&M | WILDFIRE MITIGATION & VEGETATION MANAGEMENT | GRID DESIGN & SYSTEM HARDENING | Wildfire Involving SDG&E Equipment | Strategic Undergrounding | Tier 3 | 2100999.9996 | 2163999.9996 | 2229000 | 2295000
O&M | WILDFIRE MITIGATION & VEGETATION MANAGEMENT | GRID DESIGN & SYSTEM HARDENING | Wildfire Involving SDG&E Equipment | Transmission System Inspection | None | 0 | 0 | 0 | 0
O&M | WILDFIRE MITIGATION & VEGETATION MANAGEMENT | SubTotal GRID DESIGN & SYSTEM HARDENING |  |  |  | 29006999.9916 | 29876999.9952 | 30772999.9908 | 31695999.9912
O&M | WILDFIRE MITIGATION & VEGETATION MANAGEMENT | GRID OPERATIONS & OPERATING PROTOCOLS | Wildfire Involving SDG&E Equipment | Aviation Firefighting Program | Non-HFTD | 342000 | 351999.9996 | 363000 | 373999.9992
O&M | WILDFIRE MITIGATION & VEGETATION MANAGEMENT | GRID OPERATIONS & OPERATING PROTOCOLS | Wildfire Involving SDG&E Equipment | Aviation Firefighting Program | Tier 2 | 4746999.9996 | 4888999.9992 | 5035999.9992 | 5187000
O&M | WILDFIRE MITIGATION & VEGETATION MANAGEMENT | GRID OPERATIONS & OPERATING PROTOCOLS | Wildfire Involving SDG&E Equipment | Aviation Firefighting Program | Tier 3 | 8049999.9996 | 8292000 | 8539999.9992 | 8796000
O&M | WILDFIRE MITIGATION & VEGETATION MANAGEMENT | GRID OPERATIONS & OPERATING PROTOCOLS | Wildfire Involving SDG&E Equipment | Wildfire Infrastructure Protection Teams | Tier 2 | 1095999.9996 | 1128999.9996 | 1162999.9992 | 1197999.9996
O&M | WILDFIRE MITIGATION & VEGETATION MANAGEMENT | GRID OPERATIONS & OPERATING PROTOCOLS | Wildfire Involving SDG&E Equipment | Wildfire Infrastructure Protection Teams | Tier 3 | 2580999.9996 | 2658000 | 2737999.9992 | 2820000
O&M | WILDFIRE MITIGATION & VEGETATION MANAGEMENT | SubTotal GRID OPERATIONS & OPERATING PROTOCOLS |  |  |  | 16815999.9984 | 17319999.9984 | 17839999.9968 | 18374999.9988
O&M | WILDFIRE MITIGATION & VEGETATION MANAGEMENT | RESOURCE ALLOCATION METHODOLOGY | Wildfire Involving SDG&E Equipment | Wildfire Mitigation Personnel | None | 8781999.9996 | 9045000 | 9315999.9996 | 9594999.9996
O&M | WILDFIRE MITIGATION & VEGETATION MANAGEMENT | RESOURCE ALLOCATION METHODOLOGY | Wildfire Involving SDG&E Equipment | Asset Management | None | 0 | 0 | 0 | 0
O&M | WILDFIRE MITIGATION & VEGETATION MANAGEMENT | SubTotal RESOURCE ALLOCATION METHODOLOGY |  |  |  | 8781999.9996 | 9045000 | 9315999.9996 | 9594999.9996
O&M | WILDFIRE MITIGATION & VEGETATION MANAGEMENT | RISK ASSESSMENT & MAPPING | Wildfire Involving SDG&E Equipment | Risk Assessment & Mapping | N/A | 2754999.9996 | 2838000 | 2922999.9996 | 3010999.9992
O&M | WILDFIRE MITIGATION & VEGETATION MANAGEMENT | SubTotal RISK ASSESSMENT & MAPPING |  |  |  | 2754999.9996 | 2838000 | 2922999.9996 | 3010999.9992
O&M | WILDFIRE MITIGATION & VEGETATION MANAGEMENT | SITUATIONAL AWARENESS AND FORECASTING | Incident Involving an Employee | Wildfire Smoke Particulates | N/A | 114000 | 117000 | 120999.9996 | 124999.9992
O&M | WILDFIRE MITIGATION & VEGETATION MANAGEMENT | SITUATIONAL AWARENESS AND FORECASTING | Wildfire Involving SDG&E Equipment | Fire Science and Climate Adaptation Department | N/A | 4296000 | 4425000 | 4557000 | 4692999.9996
O&M | WILDFIRE MITIGATION & VEGETATION MANAGEMENT | SubTotal SITUATIONAL AWARENESS AND FORECASTING |  |  |  | 4410000 | 4542000 | 4677999.9996 | 4817999.9988
O&M | WILDFIRE MITIGATION & VEGETATION MANAGEMENT | STAKEHOLDER COOPERATION & COMMUNITY ENGAGEMENT | Wildfire Involving SDG&E Equipment | Mylar Balloon Alternative | N/A | 97999.9992 | 100999.9992 | 103999.9992 | 106999.9992
O&M | WILDFIRE MITIGATION & VEGETATION MANAGEMENT | STAKEHOLDER COOPERATION & COMMUNITY ENGAGEMENT | Wildfire Involving SDG&E Equipment | PSPS Communication Practices | N/A | 11257999.9992 | 11595999.9996 | 11943999.9996 | 12303000
O&M | WILDFIRE MITIGATION & VEGETATION MANAGEMENT | STAKEHOLDER COOPERATION & COMMUNITY ENGAGEMENT | Wildfire Involving SDG&E Equipment | WMP AFN Customer Support | N/A | 1582999.9992 | 1629999.9996 | 1678999.9992 | 1728999.9996
O&M | WILDFIRE MITIGATION & VEGETATION MANAGEMENT | STAKEHOLDER COOPERATION & COMMUNITY ENGAGEMENT | Wildfire Involving SDG&E Equipment | WMP Tribal Customer Support | N/A | 228000 | 234999.9996 | 241999.9992 | 249000
O&M | WILDFIRE MITIGATION & VEGETATION MANAGEMENT | SubTotal STAKEHOLDER COOPERATION & COMMUNITY ENGAGEMENT |  |  |  | 13166999.9976 | 13561999.998 | 13968999.9972 | 14387999.9988
O&M | WILDFIRE MITIGATION & VEGETATION MANAGEMENT | VEGETATION MGMT & INSP | Wildfire Involving SDG&E Equipment | Fuels Management Program | Tier 2 | 1107000 | 1140000 | 1173999.9996 | 1209000
O&M | WILDFIRE MITIGATION & VEGETATION MANAGEMENT | VEGETATION MGMT & INSP | Wildfire Involving SDG&E Equipment | Fuels Management Program | Tier 3 | 4422000 | 4554999.9996 | 4692000 | 4831999.9992
O&M | WILDFIRE MITIGATION & VEGETATION MANAGEMENT | VEGETATION MGMT & INSP | Wildfire Involving SDG&E Equipment | Pole Brushing | Non-HFTD | 708000 | 729000 | 750999.9996 | 774000
O&M | WILDFIRE MITIGATION & VEGETATION MANAGEMENT | VEGETATION MGMT & INSP | Wildfire Involving SDG&E Equipment | Pole Brushing | Tier 2 | 3231000 | 3327999.9996 | 3427999.9992 | 3531000
O&M | WILDFIRE MITIGATION & VEGETATION MANAGEMENT | VEGETATION MGMT & INSP | Wildfire Involving SDG&E Equipment | Pole Brushing | Tier 3 | 3018000 | 3108999.9996 | 3201999.9996 | 3297999.9996
O&M | WILDFIRE MITIGATION & VEGETATION MANAGEMENT | VEGETATION MGMT & INSP | Wildfire Involving SDG&E Equipment | Vegetation Restoration Initiative | N/A | 882000 | 907999.9992 | 934999.9992 | 963000
O&M | WILDFIRE MITIGATION & VEGETATION MANAGEMENT | SubTotal VEGETATION MGMT & INSP |  |  |  | 13368000 | 13768999.998 | 14181999.9972 | 14606999.9988
O&M | WILDFIRE MITIGATION & VEGETATION MANAGEMENT | VEGETATION MGMT & INSP. - TREE TRIMMING ONLY | Electric Infrastructure Integrity | Tree Trimming (non-HFTD) | N/A | 23016000 | 23706000 | 24415999.9992 | 25149000
O&M | WILDFIRE MITIGATION & VEGETATION MANAGEMENT | VEGETATION MGMT & INSP. - TREE TRIMMING ONLY | Wildfire Involving SDG&E Equipment | Enhanced Vegetation Management | Tier 2 | 6792000 | 6996000 | 7206000 | 7422000
O&M | WILDFIRE MITIGATION & VEGETATION MANAGEMENT | VEGETATION MGMT & INSP. - TREE TRIMMING ONLY | Wildfire Involving SDG&E Equipment | Enhanced Vegetation Management | Tier 3 | 5142000 | 5295999.9996 | 5454999.9996 | 5619000
O&M | WILDFIRE MITIGATION & VEGETATION MANAGEMENT | VEGETATION MGMT & INSP. - TREE TRIMMING ONLY | Wildfire Involving SDG&E Equipment | Tree Trimming | Tier 2 | 17308999.9992 | 17827999.9992 | 18363000 | 18912999.9996
O&M | WILDFIRE MITIGATION & VEGETATION MANAGEMENT | VEGETATION MGMT & INSP. - TREE TRIMMING ONLY | Wildfire Involving SDG&E Equipment | Tree Trimming | Tier 3 | 14355999.9996 | 14787000 | 15231000 | 15687999.9996
O&M | WILDFIRE MITIGATION & VEGETATION MANAGEMENT | SubTotal VEGETATION MGMT & INSP. - TREE TRIMMING ONLY |  |  |  | 66614999.9988 | 68612999.9988 | 70670999.9988 | 72790999.9992